## Summary
EPA IPM Summary Run Results
EPA Platform v6 Projections for
Continental U.S.
Proposed Rule
All costs and prices are in 2019-year dollars | Values in red are rounded to zero, not equal to zero
NATIONWIDE EMISSIONS | 2023 | 2025 | 2028 | 2030 | 2035 | 2040 | 2045 | 2050
SO2 (million tons) | 0.63094 | 0.44083 | 0.54745 | 0.60542 | 0.6228 | 0.63823 | 0.5674 | 0.47389
NOx (million tons) | 0.58435 | 0.45071 | 0.51115 | 0.5083 | 0.50248 | 0.46578 | 0.4133 | 0.33673
CO2 (million metric tons) | 1318.5747 | 1178.1567 | 1304.8493 | 1298.0859 | 1330.9389 | 1313.8847 | 1238.2114 | 1103.2186
Hg (tons) | 2.7291 | 2.2923 | 2.8695 | 2.8515 | 2.9204 | 2.8944 | 2.6621 | 2.3016
HCL (Mtons) | 3.0025 | 2.2871 | 3.096 | 3.0788 | 3.1477 | 3.0589 | 2.5279 | 1.8623
TOTAL COSTS | 2023 | 2025 | 2028 | 2030 | 2035 | 2040 | 2045 | 2050
Total Costs (billion $) | 119.5086 | 120.1655 | 128.2302 | 132.9742 | 149.2135 | 159.2165 | 171.0766 | 184.0443
PRICES | 2023 | 2025 | 2028 | 2030 | 2035 | 2040 | 2045 | 2050
National Wholesale Electricity Price (mills/kWh) | 35.055 | 30.3187 | 35.218 | 38.1641 | 37.2141 | 37.3721 | 36.9579 | 35.1599
Natural Gas Prices (2019 $/MMBtu)
Henry Hub | 2.5379 | 2.3556 | 2.8198 | 2.8835 | 3.0323 | 3.2051 | 3.1853 | 3.1402
Delivered | 2.6418 | 2.4494 | 2.8806 | 2.9305 | 3.1012 | 3.2898 | 3.3201 | 3.2667
Minemouth Coal Prices (2019 $/MMBtu)
Appalachia | 1.7357 | 1.8542 | 1.9087 | 1.978 | 2.0946 | 2.3028 | 2.4963 | 2.7421
Imports | 2.791 | 2.3515 | 2.3674 | 5.8746 | 3.2076 | 3.1236 | 2.6988
Interior | 1.468 | 1.4563 | 1.4355 | 1.4899 | 1.5875 | 1.6123 | 1.6709 | 1.6402
Waste Coal | 0.96699 | 0.88075 | 0.98561 | 1.0116 | 1.0996 | 1.3863 | 1.3425 | 1.0931
West | 0.78273 | 0.81734 | 0.81009 | 0.83149 | 0.88751 | 0.94566 | 1.0129 | 1.0741
National | 1.1968 | 1.2445 | 1.2342 | 1.2696 | 1.3264 | 1.3763 | 1.4461 | 1.4756
TOTAL CAPACITY (Cumulative GW) | 2023 | 2025 | 2028 | 2030 | 2035 | 2040 | 2045 | 2050
Hydro | 102.0452 | 102.0452 | 102.0452 | 103.1952 | 106.0702 | 109.3304 | 109.3304 | 109.3304
Non-Hydro Renewables | 234.3465 | 295.2516 | 302.0848 | 323.4251 | 385.2208 | 448.0021 | 529.0195 | 659.9098
Biomass | 0.4927 | 0.1764 | 0.1764 | 0.1764 | 0.1764 | 0.1764 | 0.1764 | 0.1307
Geothermal | 2.4336 | 2.4336 | 2.8154 | 2.8154 | 2.8154 | 2.8154 | 2.8154 | 2.8154
Landfill Gas | 2.325 | 2.7265 | 2.9926 | 3.0083 | 3.3171 | 4.1322 | 5.5131 | 6.0336
Solar | 76.7049 | 98.424 | 102.2092 | 116.7479 | 155.2364 | 194.9804 | 226.039 | 288.7067
Wind | 152.3902 | 191.4912 | 193.8912 | 200.6771 | 223.6755 | 245.8977 | 294.4756 | 362.2234
Distributed Solar PV | 48.538 | 55.1609 | 65.7741 | 72.8659 | 88.1576 | 104.2361 | 120.6783 | 138.184
Coal | 164.3808 | 133.9644 | 132.3705 | 132.3505 | 129.5085 | 124.0825 | 111.4218 | 95.1273
Coal without CCS | 163.7858 | 133.0276 | 130.5696 | 130.5496 | 128.3027 | 122.8767 | 110.216 | 93.9214
IGCC without CCS | 0.595 | 0.595 | 0.595 | 0.595 | 0 | 0 | 0 | 0
Coal with CCS | 0 | 0.34175 | 1.2058 | 1.2058 | 1.2058 | 1.2058 | 1.2058 | 1.2058
Energy Storage | 11.2197 | 12.1168 | 12.1168 | 16.1005 | 24.5521 | 25.1972 | 26.1034 | 37.5515
Nuclear | 92.8282 | 86.4702 | 74.2042 | 72.214 | 56.0333 | 55.6167 | 50.7327 | 39.617
Natural Gas | 429.3056 | 431.9002 | 449.1738 | 453.1345 | 486.3032 | 530.1161 | 597.2119 | 691.1285
CC without CCS | 278.4885 | 277.9765 | 276.0741 | 275.5291 | 284.0121 | 291.0344 | 310.3556 | 333.5523
CC with CCS | 0 | 0 | 1.6904 | 2.5077 | 3.0461 | 3.0461 | 3.0461 | 3.0461
CT | 150.8171 | 153.9237 | 171.4092 | 175.0976 | 199.245 | 236.0356 | 283.8102 | 354.5302
Oil/Gas Steam | 62.6215 | 65.1225 | 65.0107 | 65.0107 | 64.3313 | 63.6453 | 62.9825 | 53.6798
Other | 7.024 | 7.024 | 7.024 | 7.024 | 7.024 | 7.024 | 7.024 | 7.024
Grand Total | 1103.7715 | 1133.8948 | 1144.0299 | 1172.4545 | 1259.0434 | 1363.0144 | 1493.8263 | 1693.3683
NEW CAPACITY (Cumulative GW) | 2023 | 2025 | 2028 | 2030 | 2035 | 2040 | 2045 | 2050
Hydro | 0.1245 | 0.1245 | 0.1245 | 1.2745 | 4.1495 | 7.4097 | 7.4097 | 7.4097
Non-Hydro Renewables | 75.0118 | 135.7223 | 142.5555 | 163.8958 | 225.6935 | 288.4748 | 369.4922 | 500.4282
Biomass | 0.0054 | 0.0054 | 0.0054 | 0.0054 | 0.0054 | 0.0054 | 0.0054 | 0.0054
Geothermal | 0.0307 | 0.0307 | 0.41248 | 0.41248 | 0.41248 | 0.41248 | 0.41248 | 0.41248
Landfill Gas | 0.60383 | 1.0144 | 1.2805 | 1.2962 | 1.605 | 2.4201 | 3.801 | 4.3215
Solar | 35.0917 | 56.6308 | 60.416 | 74.9547 | 113.4452 | 153.1892 | 184.2478 | 246.9155
Wind | 39.2801 | 78.0411 | 80.4411 | 87.227 | 110.2254 | 132.4476 | 181.0255 | 248.7733
Coal | 0 | 0 | 0 | 0 | 0 | 0 | 0 | 0
Coal without CCS | 0 | 0 | 0 | 0 | 0 | 0 | 0 | 0
IGCC without CCS | 0 | 0 | 0 | 0 | 0 | 0 | 0 | 0
Coal with CCS | 0 | 0 | 0 | 0 | 0 | 0 | 0 | 0
Energy Storage | 10.1688 | 11.0659 | 11.0659 | 15.0496 | 23.5012 | 24.1463 | 25.0525 | 36.5006
Nuclear | 0 | 0 | 0 | 0 | 0 | 0 | 0 | 0
Natural Gas | 7.9903 | 12.9312 | 30.4168 | 34.7608 | 68.6508 | 113.9829 | 181.7711 | 289.6785
CC without CCS | 5.0691 | 5.3516 | 5.3516 | 5.3516 | 14.2149 | 21.8452 | 41.1664 | 73.3295
CC with CCS | 0 | 0 | 0 | 0.333 | 0.87139 | 0.87139 | 0.87139 | 0.87139
CT | 2.9213 | 7.5796 | 25.0651 | 29.0761 | 53.5645 | 91.2663 | 139.7333 | 215.4776
Other | 0.0644 | 0.0644 | 0.0644 | 0.0644 | 0.0644 | 0.0644 | 0.0644 | 0.0644
Grand Total | 93.3598 | 159.9083 | 184.227 | 215.0451 | 322.0593 | 434.0781 | 583.7899 | 834.0814
RETIREMENTS (GW) | 2023 | 2025 | 2028 | 2030 | 2035 | 2040 | 2045 | 2050
CC Retirements | 3.9518 | 4.7463 | 4.7463 | 4.7463 | 5.1266 | 5.7346 | 5.7346 | 14.701
Coal Retirements | 32.2037 | 55.6412 | 57.0248 | 57.0448 | 59.2917 | 64.7177 | 77.3785 | 93.673
CT Retirements | 0.21608 | 0.2228 | 0.2228 | 0.5454 | 0.8864 | 1.7976 | 2.4899 | 7.5143
Nuclear Retirements | 0 | 6.358 | 18.624 | 20.6142 | 36.7949 | 37.2115 | 42.0955 | 53.2112
O/G Retirements | 5.9794 | 10.1854 | 10.2972 | 10.2972 | 10.9766 | 11.6626 | 12.3254 | 21.6281
IGCC Retirements | 0.22 | 0.22 | 0.22 | 0.22 | 0.815 | 0.815 | 0.815 | 0.815
Biomass Retirements | 2.9106 | 3.2269 | 3.2269 | 3.2269 | 3.2269 | 3.2269 | 3.2269 | 3.2726
Fuel Cell Retirements | 0 | 0 | 0 | 0 | 0 | 0 | 0 | 0
Fossil_Other Retirements | 0 | 0 | 0 | 0 | 0 | 0 | 0 | 0
Geothermal Retirements | 0 | 0 | 0 | 0 | 0 | 0 | 0 | 0
Hydro Retirements | 0 | 0 | 0 | 0 | 0 | 0 | 0 | 0
Landfill Gas Retirements | 0.1288 | 0.1379 | 0.1379 | 0.1379 | 0.1379 | 0.1379 | 0.1379 | 0.1379
Non Fossil_Other Retirements | 0 | 0 | 0 | 0 | 0 | 0 | 0 | 0
Energy Storage Retirements | 0 | 0 | 0 | 0 | 0 | 0 | 0 | 0
Grand Total | 45.6103 | 80.7386 | 94.4999 | 96.8327 | 117.256 | 125.3038 | 144.2037 | 194.9532
GENERATION MIX (thousand GWh) | 2023 | 2025 | 2028 | 2030 | 2035 | 2040 | 2045 | 2050
Hydro | 293.829 | 293.3938 | 293.7361 | 300.4418 | 319.6423 | 340.6836 | 340.7159 | 339.8613
Non-Hydro Renewables | 745.2872 | 983.1378 | 1008.0738 | 1074.5231 | 1272.2358 | 1490.348 | 1810.2405 | 2305.9315
Biomass | 1.5893 | 0.14267 | 0.19809 | 0.19543 | 0.18885 | 0.2206 | 0.2563 | 0.10233
Biomass Co-firing | 0 | 0 | 0 | 0 | 0 | 0 | 0 | 0
Geothermal | 16.8967 | 16.8899 | 19.9001 | 19.9001 | 19.8862 | 19.8004 | 19.7982 | 19.4942
Landfill Gas | 15.3361 | 18.1446 | 20.6478 | 19.3742 | 20.5113 | 26.4399 | 36.8166 | 40.5569
Solar | 183.8039 | 238.8394 | 247.5501 | 287.1891 | 390.3056 | 495.029 | 578.1377 | 746.5666
Wind | 527.6612 | 709.1213 | 719.7777 | 747.8643 | 841.3439 | 948.8581 | 1175.2318 | 1499.2114
Distributed Solar PV | 63.905 | 72.4033 | 86.0474 | 95.2874 | 115.3357 | 136.4918 | 158.3059 | 181.842
Coal | 594.9994 | 447.4658 | 594.0573 | 593.9304 | 607.0094 | 589.5956 | 493.5134 | 368.9491
Coal without CCS (Biomass Co-firing is included) | 590.8343 | 440.9318 | 581.4095 | 581.2825 | 598.5267 | 581.1128 | 485.0307 | 361.2677
IGCC without CCS | 4.1651 | 4.1651 | 4.1651 | 4.1651 | 0 | 0 | 0 | 0
Coal with CCS | 0 | 2.369 | 8.4828 | 8.4828 | 8.4828 | 8.4828 | 8.4828 | 7.6813
Energy Storage | 14.5778 | 15.888 | 16.1303 | 20.5777 | 33.8634 | 35.7911 | 37.1216 | 54.0307
Nuclear | 740.7766 | 689.0887 | 597.0554 | 581.4223 | 453.4438 | 450.1739 | 410.8552 | 323.0506
Natural Gas | 1657.8413 | 1662.757 | 1665.6479 | 1668.2597 | 1737.7394 | 1749.0868 | 1794.8792 | 1786.4057
CC without CCS | 1595.0475 | 1571.8364 | 1558.1778 | 1549.9251 | 1592.0621 | 1567.7894 | 1609.6702 | 1610.8051
CC with CCS | 0 | 0 | 12.5319 | 18.7116 | 22.8148 | 22.7252 | 13.5411 | 7.9577
CT | 62.7937 | 90.9206 | 94.9382 | 99.6231 | 122.8625 | 158.5722 | 171.6679 | 167.6429
Oil/Gas Steam | 51.3019 | 57.9516 | 37.3334 | 30.4937 | 22.6139 | 8.0777 | 5.2621 | 3.3233
Other | 35.9976 | 35.9939 | 36.0491 | 35.5872 | 35.545 | 35.4955 | 35.5821 | 35.4507
Grand Total | 4134.6107 | 4185.6766 | 4248.0834 | 4305.2359 | 4482.093 | 4699.2522 | 4928.1701 | 5217.0028
FUEL SUPPLY AND CONSUMPTION | 2023 | 2025 | 2028 | 2030 | 2035 | 2040 | 2045 | 2050
Coal Use by Region (million tons) | 374.8208 | 299.1021 | 374.408 | 374.7644 | 384.3007 | 374.9944 | 329.9218 | 265.1216
Power Sector | 308.3208 | 229.1021 | 307.598 | 307.9844 | 318.2507 | 313.8844 | 266.3318 | 201.7516
Appalachia | 64.2687 | 44.4472 | 58.4948 | 57.1601 | 53.4035 | 43.7359 | 28.1802 | 10.9235
Imports | 0.74 | 0.33827 | 0.40391 | 0.014 | 0.014 | 0.014 | 0.014
Interior | 59.2635 | 44.7414 | 58.2477 | 58.0523 | 57.8182 | 55.3615 | 49.0269 | 37.4331
Waste Coal | 4.4996 | 4.0471 | 4.3362 | 4.3293 | 4.3027 | 4.2955 | 3.6557 | 3.6406
West | 179.549 | 135.5281 | 186.1153 | 188.4287 | 202.7122 | 210.4774 | 185.455 | 149.7545
Non-Power Sector | 66.5 | 70 | 66.81 | 66.78 | 66.05 | 61.11 | 63.59 | 63.37
Appalachia | 22.47 | 23.41 | 23.55 | 23.52 | 23.97 | 23.78 | 26.52 | 26.44
Interior | 11.08 | 13.19 | 9.39 | 9.39 | 9.18 | 4.84 | 4.76 | 4.69
West | 32.95 | 33.4 | 33.87 | 33.87 | 32.9 | 32.49 | 32.31 | 32.24
Power Sector Coal Use by Rank (million tons) | 303.8212 | 225.055 | 303.2617 | 303.6551 | 313.948 | 309.5889 | 262.6761 | 198.1111
Bituminous | 106.4285 | 84.1782 | 108.5207 | 107.0099 | 101.9268 | 90.1862 | 66.5552 | 39.1591
Subbituminous | 163.3959 | 121.0324 | 165.6786 | 168.1721 | 181.3438 | 191.6813 | 169.4521 | 139.5197
Lignite | 33.9968 | 19.8445 | 29.0624 | 28.4731 | 30.6774 | 27.7213 | 26.6688 | 19.4322
Natural Gas Use (Trillion cubic feet) | 12.2293 | 12.4326 | 12.2087 | 12.1805 | 12.5759 | 12.5628 | 12.761 | 12.4988
Note: Distributed Solar PV are not included in the Grand Total of "Total Capacity" and "Generation Mix"
Note on A9: ICFI: All tons are SHORT tons, unless otherwise noted as metric Mtons : thousand tons

## Retrofit Summary
EPA IPM Summary Run Results
EPA Platform v6 Projections for
Continental U.S.
Proposed Rule
All costs and prices are in 2019-year dollars | Values in red are rounded to zero, not equal to zero
TOTAL CONTROLS (Cumulative GW) | 2023 | 2025 | 2028 | 2030 | 2035 | 2040 | 2045 | 2050
FGD | 130.5484 | 113.2417 | 111.6478 | 111.6478 | 109.4789 | 104.1051 | 91.8502 | 76.1937
Existing Scrubber | 130.4635 | 113.1574 | 111.5635 | 111.5635 | 109.3945 | 104.0207 | 91.7658 | 76.1094
Existing Wet Scrubber | 102.5252 | 88.6819 | 87.595 | 87.595 | 85.711 | 80.7662 | 69.2838 | 56.0166
Existing Dry Scrubber | 27.9383 | 24.4755 | 23.9685 | 23.9685 | 23.6835 | 23.2545 | 22.482 | 20.0927
Retrofit Scrubber | 0.084847 | 0.084354 | 0.084354 | 0.084354 | 0.084354 | 0.084354 | 0.084354 | 0.084354
Retrofit Wet Scrubber | 0.084847 | 0.084354 | 0.084354 | 0.084354 | 0.084354 | 0.084354 | 0.084354 | 0.084354
Retrofit Dry Scrubber | 0 | 0 | 0 | 0 | 0 | 0 | 0 | 0
New Scrubber | 0 | 0 | 0 | 0 | 0 | 0 | 0 | 0
New Wet Scrubber | 0 | 0 | 0 | 0 | 0 | 0 | 0 | 0
New Dry Scrubber | 0 | 0 | 0 | 0 | 0 | 0 | 0 | 0
SCR | 99.7142 | 130.9383 | 130.3056 | 130.2856 | 128.1809 | 123.8043 | 112.7705 | 96.918
Existing SCR | 99.7142 | 99.1308 | 98.4141 | 98.3941 | 96.2852 | 92.1034 | 81.3288 | 68.824
Retrofit SCR | 0 | 31.8075 | 31.8915 | 31.8915 | 31.8958 | 31.7009 | 31.4417 | 28.094
New SCR | 0 | 0 | 0 | 0 | 0 | 0 | 0 | 0
SNCR | 20.84 | 10.2405 | 10.1559 | 10.1559 | 10.1167 | 10.0085 | 8.1802 | 5.7689
Existing SNCR | 20.84 | 9.6678 | 9.5832 | 9.5832 | 9.544 | 9.4358 | 7.7404 | 5.3291
Retrofit SNCR | 0 | 0.57271 | 0.57271 | 0.57271 | 0.57271 | 0.57271 | 0.43978 | 0.43978
New SNCR | 0 | 0 | 0 | 0 | 0 | 0 | 0 | 0
ACI | 102.1381 | 74.9386 | 74.4311 | 74.4111 | 72.7042 | 70.9432 | 67.6889 | 62.9358
Existing ACI | 102.1381 | 74.9386 | 74.4311 | 74.4111 | 72.7042 | 70.9432 | 67.6889 | 62.9358
Retrofit ACI | 0 | 0 | 0 | 0 | 0 | 0 | 0 | 0
New ACI | 0 | 0 | 0 | 0 | 0 | 0 | 0 | 0
CCS | 0 | 0.34175 | 2.8963 | 3.3805 | 3.3805 | 3.3805 | 3.3805 | 3.3805
Hardwired CCS | 0 | 0 | 0 | 0 | 0 | 0 | 0 | 0
Retrofit CCS | 0 | 0.34175 | 2.8963 | 3.3805 | 3.3805 | 3.3805 | 3.3805 | 3.3805
New CCS | 0 | 0 | 0 | 0 | 0 | 0 | 0 | 0
DSI | 32.8603 | 25.0278 | 25.0278 | 25.0078 | 23.7709 | 22.4509 | 20.3124 | 18.231
Existing DSI | 32.8603 | 25.0278 | 25.0278 | 25.0078 | 23.7709 | 22.4509 | 20.3124 | 18.231
Retrofit DSI | 0 | 0 | 0 | 0 | 0 | 0 | 0 | 0
C2G | 2.0955 | 7.5186 | 7.5186 | 7.5186 | 7.5186 | 7.5186 | 7.5186 | 7.3736
HRI | 0 | 0 | 0 | 0 | 0 | 0 | 0 | 0
RETROFITS (Cumulative GW) | 2023 | 2025 | 2028 | 2030 | 2035 | 2040 | 2045 | 2050
FGD | 0.084847 | 0.084354 | 0.084354 | 0.084354 | 0.084354 | 0.084354 | 0.084354 | 0.084354
SCR | 0 | 31.8075 | 31.8915 | 31.8915 | 31.8958 | 31.7009 | 31.4417 | 28.094
SNCR | 0 | 0.57271 | 0.57271 | 0.57271 | 0.57271 | 0.57271 | 0.43978 | 0.43978
ACI | 0 | 0 | 0 | 0 | 0 | 0 | 0 | 0
CCS | 0 | 0.34175 | 2.8963 | 3.3805 | 3.3805 | 3.3805 | 3.3805 | 3.3805
DSI | 0 | 0 | 0 | 0 | 0 | 0 | 0 | 0
C2G | 2.0955 | 7.5186 | 7.5186 | 7.5186 | 7.5186 | 7.5186 | 7.5186 | 7.3736
HRI | 0 | 0 | 0 | 0 | 0 | 0 | 0 | 0
TOTAL CONTROLS IN NEEDS (GW)
FGD | 158.398
SCR | 120.738
SNCR | 25.23
ACI | 125.071
DSI | 41.5
Note on A9: ICFI: All tons are SHORT tons, unless otherwise noted as metric Mtons : thousand tons

## All Constraints
Constraint Name | Constraint # | Constraint ID | Constraint Type | Neutralized | LimitType | Constraint Time Frame | Data Field | Unit of Measure | 2023-2023(RY 2023) | 2024-2026(RY 2025) | 2027-2029(RY 2028) | 2030-2031(RY 2030) | 2032-2037(RY 2035) | 2038-2042(RY 2040) | 2043-2047(RY 2045) | 2048-2054(RY 2050)
#1 - SO2 Title IV Annual Constraint v5.14 | 1 | 7117 | Rate Constraint in MTons | FALSE | L | Annual | Seasons Included | Seasons | Winter, WintShld, Summer | Winter, WintShld, Summer | Winter, WintShld, Summer | Winter, WintShld, Summer | Winter, WintShld, Summer | Winter, WintShld, Summer | Winter, WintShld, Summer | Winter, WintShld, Summer
#1 - SO2 Title IV Annual Constraint v5.14 | 1 | 7117 | Rate Constraint in MTons | FALSE | L | Annual | Standard SO2 | Thousand Tons | 7973.0011 | 7973.0011 | 7973.0011 | 7973.0011 | 7973.0011 | 7973.0011 | 7973.0011 | 7973.0011
#1 - SO2 Title IV Annual Constraint v5.14 | 1 | 7117 | Rate Constraint in MTons | FALSE | L | Annual | Emissions at Affected Plants SO2 | Thousand Tons | 611.2528 | 425.6364 | 525.6259 | 587.3151 | 603.6775 | 619.7043 | 551.3746 | 459.7691
#1 - SO2 Title IV Annual Constraint v5.14 | 1 | 7117 | Rate Constraint in MTons | FALSE | L | Annual | Allowances Purchased SO2 | Thousand Tons | 0 | 0 | 0 | 0 | 0 | 0 | 0 | 0
#1 - SO2 Title IV Annual Constraint v5.14 | 1 | 7117 | Rate Constraint in MTons | FALSE | L | Annual | Allowances Sold SO2 | Thousand Tons | 0 | 0 | 0 | 0 | 0 | 0 | 0 | 0
#1 - SO2 Title IV Annual Constraint v5.14 | 1 | 7117 | Rate Constraint in MTons | FALSE | L | Annual | Allowances Banked | Thousand Tons | 0 | 0 | 0 | 0 | 0 | 0 | 0 | 0
#1 - SO2 Title IV Annual Constraint v5.14 | 1 | 7117 | Rate Constraint in MTons | FALSE | L | Annual | Allowances Withdrawn (1:1) | Thousand Tons | 0 | 0 | 0 | 0 | 0 | 0 | 0 | 0
#1 - SO2 Title IV Annual Constraint v5.14 | 1 | 7117 | Rate Constraint in MTons | FALSE | L | Annual | Allowances Withdrawn (n:1) | Thousand Tons | 0 | 0 | 0 | 0 | 0 | 0 | 0 | 0
#1 - SO2 Title IV Annual Constraint v5.14 | 1 | 7117 | Rate Constraint in MTons | FALSE | L | Annual | Net Emissions Allowance Position | Thousand Tons | 611.2528 | 425.6364 | 525.6259 | 587.3151 | 603.6775 | 619.7043 | 551.3746 | 459.7691
#1 - SO2 Title IV Annual Constraint v5.14 | 1 | 7117 | Rate Constraint in MTons | FALSE | L | Annual | Fuel Consumed | TBtu | 18582.5425 | 17244.3627 | 18565.6431 | 18536.2316 | 19098.9681 | 18939.8318 | 18170.8786 | 16618.3258
#1 - SO2 Title IV Annual Constraint v5.14 | 1 | 7117 | Rate Constraint in MTons | FALSE | L | Annual | Rate | lb/MMBtu | 0.065788 | 0.049365 | 0.056624 | 0.063369 | 0.063216 | 0.065439 | 0.060688 | 0.055333
#1 - SO2 Title IV Annual Constraint v5.14 | 1 | 7117 | Rate Constraint in MTons | FALSE | L | Annual | Generation | TWh | 2287.865 | 2150.0347 | 2279.9922 | 2276.5162 | 2353.3704 | 2337.0131 | 2285.9512 | 2152.1119
#1 - SO2 Title IV Annual Constraint v5.14 | 1 | 7117 | Rate Constraint in MTons | FALSE | L | Annual | Qualifying Generation | TWh | 2287.865 | 2150.0347 | 2279.9922 | 2276.5162 | 2353.3704 | 2337.0131 | 2285.9512 | 2152.1119
#1 - SO2 Title IV Annual Constraint v5.14 | 1 | 7117 | Rate Constraint in MTons | FALSE | L | Annual | Rate | lb/MWh | 0.53434 | 0.39593 | 0.46108 | 0.51598 | 0.51303 | 0.53034 | 0.4824 | 0.42727
#1 - SO2 Title IV Annual Constraint v5.14 | 1 | 7117 | Rate Constraint in MTons | FALSE | L | Annual | Constraint Shadow Price | US2019$/Ton | 0 | 0 | 0 | 0 | 0 | 0 | 0 | 0
#4 - NOx SIPCall Constraint v5.16 | 2 | 7116 | Rate Constraint in MTons | FALSE | L | Annual | Seasons Included | Seasons | Summer | Summer | Summer | Summer | Summer | Summer | Summer | Summer
#4 - NOx SIPCall Constraint v5.16 | 2 | 7116 | Rate Constraint in MTons | FALSE | L | Annual | Standard NOX | Thousand Tons | 72.845 | 72.845 | 72.845 | 72.845 | 72.845 | 72.845 | 72.845 | 72.845
#4 - NOx SIPCall Constraint v5.16 | 2 | 7116 | Rate Constraint in MTons | FALSE | L | Annual | Emissions at Affected Plants NOX | Thousand Tons | 12.0323 | 9.919 | 13.59 | 14.8289 | 11.9023 | 9.9117 | 9.0801 | 7.5731
#4 - NOx SIPCall Constraint v5.16 | 2 | 7116 | Rate Constraint in MTons | FALSE | L | Annual | Allowances Purchased NOX | Thousand Tons | 0 | 0 | 0 | 0 | 0 | 0 | 0 | 0
#4 - NOx SIPCall Constraint v5.16 | 2 | 7116 | Rate Constraint in MTons | FALSE | L | Annual | Allowances Sold NOX | Thousand Tons | 0 | 0 | 0 | 0 | 0 | 0 | 0 | 0
#4 - NOx SIPCall Constraint v5.16 | 2 | 7116 | Rate Constraint in MTons | FALSE | L | Annual | Allowances Banked | Thousand Tons | 0 | 62.926 | 0 | 0 | 0 | 0 | 0 | 0
#4 - NOx SIPCall Constraint v5.16 | 2 | 7116 | Rate Constraint in MTons | FALSE | L | Annual | Allowances Withdrawn (1:1) | Thousand Tons | 0 | 0 | 0 | 0 | 0 | -37.7556 | 0 | 0
#4 - NOx SIPCall Constraint v5.16 | 2 | 7116 | Rate Constraint in MTons | FALSE | L | Annual | Allowances Withdrawn (n:1) | Thousand Tons | 0 | 0 | 0 | 0 | 0 | 0 | 0 | 0
#4 - NOx SIPCall Constraint v5.16 | 2 | 7116 | Rate Constraint in MTons | FALSE | L | Annual | Net Emissions Allowance Position | Thousand Tons | 12.0323 | 72.845 | 13.59 | 14.8289 | 11.9023 | -27.844 | 9.0801 | 7.5731
#4 - NOx SIPCall Constraint v5.16 | 2 | 7116 | Rate Constraint in MTons | FALSE | L | Annual | Fuel Consumed | TBtu | 624.6626 | 653.5531 | 717.1136 | 720.0067 | 759.9766 | 755.9416 | 714.3535 | 671.0791
#4 - NOx SIPCall Constraint v5.16 | 2 | 7116 | Rate Constraint in MTons | FALSE | L | Annual | Rate | lb/MMBtu | 0.038524 | 0.030354 | 0.037902 | 0.041191 | 0.031323 | 0.026223 | 0.025422 | 0.02257
#4 - NOx SIPCall Constraint v5.16 | 2 | 7116 | Rate Constraint in MTons | FALSE | L | Annual | Generation | TWh | 79.0146 | 82.0092 | 90.8033 | 90.5931 | 99.9147 | 102.9166 | 98.5087 | 107.7768
#4 - NOx SIPCall Constraint v5.16 | 2 | 7116 | Rate Constraint in MTons | FALSE | L | Annual | Qualifying Generation | TWh | 78.68 | 81.5954 | 89.5642 | 89.3831 | 97.3795 | 98.8117 | 93.7445 | 91.1618
#4 - NOx SIPCall Constraint v5.16 | 2 | 7116 | Rate Constraint in MTons | FALSE | L | Annual | Rate | lb/MWh | 0.30585 | 0.24313 | 0.30347 | 0.33181 | 0.24445 | 0.20062 | 0.19372 | 0.16615
#4 - NOx SIPCall Constraint v5.16 | 2 | 7116 | Rate Constraint in MTons | FALSE | L | Annual | Constraint Shadow Price | US2019$/Ton | 0 | 0 | 0 | 0 | 0 | 0 | 0 | 0
#6 - WRAP SO2 Policy Case Constraint | 3 | 7119 | Rate Constraint in MTons | FALSE | L | Annual | Seasons Included | Seasons | Winter, WintShld, Summer | Winter, WintShld, Summer | Winter, WintShld, Summer | Winter, WintShld, Summer | Winter, WintShld, Summer | Winter, WintShld, Summer | Winter, WintShld, Summer | Winter, WintShld, Summer
#6 - WRAP SO2 Policy Case Constraint | 3 | 7119 | Rate Constraint in MTons | FALSE | L | Annual | Standard SO2 | Thousand Tons | 89.572 | 89.572 | 89.572 | 89.572 | 89.572 | 89.572 | 89.572 | 89.572
#6 - WRAP SO2 Policy Case Constraint | 3 | 7119 | Rate Constraint in MTons | FALSE | L | Annual | Emissions at Affected Plants SO2 | Thousand Tons | 29.7474 | 27.2614 | 29.4368 | 28.9605 | 31.1307 | 32.6866 | 30.5353 | 25.396
#6 - WRAP SO2 Policy Case Constraint | 3 | 7119 | Rate Constraint in MTons | FALSE | L | Annual | Allowances Purchased SO2 | Thousand Tons | 0 | 0 | 0 | 0 | 0 | 0 | 0 | 0
#6 - WRAP SO2 Policy Case Constraint | 3 | 7119 | Rate Constraint in MTons | FALSE | L | Annual | Allowances Sold SO2 | Thousand Tons | 0 | 0 | 0 | 0 | 0 | 0 | 0 | 0
#6 - WRAP SO2 Policy Case Constraint | 3 | 7119 | Rate Constraint in MTons | FALSE | L | Annual | Allowances Banked | Thousand Tons | 0 | 62.3106 | 0 | 0 | 59.7393 | 17.8849 | 0 | 0
#6 - WRAP SO2 Policy Case Constraint | 3 | 7119 | Rate Constraint in MTons | FALSE | L | Annual | Allowances Withdrawn (1:1) | Thousand Tons | 0 | 0 | 0 | -89.572 | -1.298 | 0 | -89.572 | 0
#6 - WRAP SO2 Policy Case Constraint | 3 | 7119 | Rate Constraint in MTons | FALSE | L | Annual | Allowances Withdrawn (n:1) | Thousand Tons | 0 | 0 | 0 | 0 | 0 | 0 | 0 | 0
#6 - WRAP SO2 Policy Case Constraint | 3 | 7119 | Rate Constraint in MTons | FALSE | L | Annual | Net Emissions Allowance Position | Thousand Tons | 29.7474 | 89.572 | 29.4368 | -60.6115 | 89.572 | 50.5714 | -59.0367 | 25.396
#6 - WRAP SO2 Policy Case Constraint | 3 | 7119 | Rate Constraint in MTons | FALSE | L | Annual | Fuel Consumed | TBtu | 634.3101 | 581.7943 | 627.6953 | 656.1076 | 636.4378 | 605.9187 | 651.1512 | 553.8212
#6 - WRAP SO2 Policy Case Constraint | 3 | 7119 | Rate Constraint in MTons | FALSE | L | Annual | Rate | lb/MMBtu | 0.093794 | 0.093715 | 0.093793 | 0.08828 | 0.097828 | 0.10789 | 0.093789 | 0.091712
#6 - WRAP SO2 Policy Case Constraint | 3 | 7119 | Rate Constraint in MTons | FALSE | L | Annual | Generation | TWh | 66.6074 | 60.4956 | 62.9276 | 65.8425 | 62.9478 | 58.5108 | 64.5959 | 55.9409
#6 - WRAP SO2 Policy Case Constraint | 3 | 7119 | Rate Constraint in MTons | FALSE | L | Annual | Qualifying Generation | TWh | 66.6074 | 60.4956 | 62.9276 | 65.8425 | 62.8162 | 58.3615 | 64.4362 | 55.9212
#6 - WRAP SO2 Policy Case Constraint | 3 | 7119 | Rate Constraint in MTons | FALSE | L | Annual | Rate | lb/MWh | 0.89322 | 0.90127 | 0.93558 | 0.87969 | 0.99117 | 1.1201 | 0.94777 | 0.90828
#6 - WRAP SO2 Policy Case Constraint | 3 | 7119 | Rate Constraint in MTons | FALSE | L | Annual | Constraint Shadow Price | US2019$/Ton | 0 | 0 | 0 | 0 | 0 | 0 | 0 | 0
#CAN - #1 National - SO2 Cap Annual v3.1 | 4 | 7604 | Rate Constraint in MTons | FALSE | L | Annual | Seasons Included | Seasons | Winter, WintShld, Summer | Winter, WintShld, Summer | Winter, WintShld, Summer | Winter, WintShld, Summer | Winter, WintShld, Summer | Winter, WintShld, Summer | Winter, WintShld, Summer | Winter, WintShld, Summer
#CAN - #1 National - SO2 Cap Annual v3.1 | 4 | 7604 | Rate Constraint in MTons | FALSE | L | Annual | Standard SO2 | Thousand Tons | 948.21 | 948.21 | 948.21 | 948.21 | 948.21 | 948.21 | 948.21 | 948.21
#CAN - #1 National - SO2 Cap Annual v3.1 | 4 | 7604 | Rate Constraint in MTons | FALSE | L | Annual | Emissions at Affected Plants SO2 | Thousand Tons | 169.5812 | 165.1754 | 142.2984 | 96.2159 | 94.6498 | 81.8434 | 72.9032 | 55.6573
#CAN - #1 National - SO2 Cap Annual v3.1 | 4 | 7604 | Rate Constraint in MTons | FALSE | L | Annual | Allowances Purchased SO2 | Thousand Tons | 0 | 0 | 0 | 0 | 0 | 0 | 0 | 0
#CAN - #1 National - SO2 Cap Annual v3.1 | 4 | 7604 | Rate Constraint in MTons | FALSE | L | Annual | Allowances Sold SO2 | Thousand Tons | 0 | 0 | 0 | 0 | 0 | 0 | 0 | 0
#CAN - #1 National - SO2 Cap Annual v3.1 | 4 | 7604 | Rate Constraint in MTons | FALSE | L | Annual | Allowances Banked | Thousand Tons | 0 | 0 | 0 | 0 | 0 | 0 | 0 | 0
#CAN - #1 National - SO2 Cap Annual v3.1 | 4 | 7604 | Rate Constraint in MTons | FALSE | L | Annual | Allowances Withdrawn (1:1) | Thousand Tons | 0 | 0 | 0 | 0 | 0 | 0 | 0 | 0
#CAN - #1 National - SO2 Cap Annual v3.1 | 4 | 7604 | Rate Constraint in MTons | FALSE | L | Annual | Allowances Withdrawn (n:1) | Thousand Tons | 0 | 0 | 0 | 0 | 0 | 0 | 0 | 0
#CAN - #1 National - SO2 Cap Annual v3.1 | 4 | 7604 | Rate Constraint in MTons | FALSE | L | Annual | Net Emissions Allowance Position | Thousand Tons | 169.5812 | 165.1754 | 142.2984 | 96.2159 | 94.6498 | 81.8434 | 72.9032 | 55.6573
#CAN - #1 National - SO2 Cap Annual v3.1 | 4 | 7604 | Rate Constraint in MTons | FALSE | L | Annual | Fuel Consumed | TBtu | 940.2684 | 969.4615 | 986.379 | 885.7703 | 943.7966 | 984.9645 | 1097.4905 | 1454.959
#CAN - #1 National - SO2 Cap Annual v3.1 | 4 | 7604 | Rate Constraint in MTons | FALSE | L | Annual | Rate | lb/MMBtu | 0.36071 | 0.34076 | 0.28853 | 0.21725 | 0.20057 | 0.16619 | 0.13285 | 0.076507
#CAN - #1 National - SO2 Cap Annual v3.1 | 4 | 7604 | Rate Constraint in MTons | FALSE | L | Annual | Generation | TWh | 108.9813 | 113.2887 | 117.4603 | 114.4559 | 126.9827 | 135.1312 | 153.5368 | 211.5554
#CAN - #1 National - SO2 Cap Annual v3.1 | 4 | 7604 | Rate Constraint in MTons | FALSE | L | Annual | Qualifying Generation | TWh | 108.9813 | 113.2887 | 117.4603 | 114.4559 | 126.9827 | 135.1312 | 153.5368 | 211.5554
#CAN - #1 National - SO2 Cap Annual v3.1 | 4 | 7604 | Rate Constraint in MTons | FALSE | L | Annual | Rate | lb/MWh | 3.1121 | 2.916 | 2.4229 | 1.6813 | 1.4908 | 1.2113 | 0.94965 | 0.52617
#CAN - #1 National - SO2 Cap Annual v3.1 | 4 | 7604 | Rate Constraint in MTons | FALSE | L | Annual | Constraint Shadow Price | US2019$/Ton | 0 | 0 | 0 | 0 | 0 | 0 | 0 | 0
#CAN - AB - MER Cap Annual v4.12 | 5 | 7616 | Rate Constraint in MTons | FALSE | L | Annual | Seasons Included | Seasons | Winter, WintShld, Summer | Winter, WintShld, Summer | Winter, WintShld, Summer | Winter, WintShld, Summer | Winter, WintShld, Summer | Winter, WintShld, Summer | Winter, WintShld, Summer | Winter, WintShld, Summer
#CAN - AB - MER Cap Annual v4.12 | 5 | 7616 | Rate Constraint in MTons | FALSE | L | Annual | Standard MER | lbs | 1300.7273 | 1300.7273 | 1300.7273 | 1300.7273 | 1300.7273 | 1300.7273 | 1300.7273 | 1300.7273
#CAN - AB - MER Cap Annual v4.12 | 5 | 7616 | Rate Constraint in MTons | FALSE | L | Annual | Emissions at Affected Plants MER | lbs | 113.8236 | 113.7611 | 82.1815 | 0 | 0 | 0 | 0 | 0
#CAN - AB - MER Cap Annual v4.12 | 5 | 7616 | Rate Constraint in MTons | FALSE | L | Annual | Allowances Purchased MER | lbs | 0 | 0 | 0 | 0 | 0 | 0 | 0 | 0
#CAN - AB - MER Cap Annual v4.12 | 5 | 7616 | Rate Constraint in MTons | FALSE | L | Annual | Allowances Sold MER | lbs | 0 | 0 | 0 | 0 | 0 | 0 | 0 | 0
#CAN - AB - MER Cap Annual v4.12 | 5 | 7616 | Rate Constraint in MTons | FALSE | L | Annual | Allowances Banked | lbs | 0 | 0 | 0 | 0 | 0 | 0 | 0 | 0
#CAN - AB - MER Cap Annual v4.12 | 5 | 7616 | Rate Constraint in MTons | FALSE | L | Annual | Allowances Withdrawn (1:1) | lbs | 0 | 0 | 0 | 0 | 0 | 0 | 0 | 0
#CAN - AB - MER Cap Annual v4.12 | 5 | 7616 | Rate Constraint in MTons | FALSE | L | Annual | Allowances Withdrawn (n:1) | lbs | 0 | 0 | 0 | 0 | 0 | 0 | 0 | 0
#CAN - AB - MER Cap Annual v4.12 | 5 | 7616 | Rate Constraint in MTons | FALSE | L | Annual | Net Emissions Allowance Position | lbs | 113.8236 | 113.7611 | 82.1815 | 0 | 0 | 0 | 0 | 0
#CAN - AB - MER Cap Annual v4.12 | 5 | 7616 | Rate Constraint in MTons | FALSE | L | Annual | Fuel Consumed | TBtu | 219.3864 | 219.2599 | 165.8961 | 0 | 0 | 0 | 0 | 0
#CAN - AB - MER Cap Annual v4.12 | 5 | 7616 | Rate Constraint in MTons | FALSE | L | Annual | Rate | lb/MMBtu | 5.1883e-07 | 5.1884e-07 | 4.9538e-07 | 0 | 0 | 0 | 0 | 0
#CAN - AB - MER Cap Annual v4.12 | 5 | 7616 | Rate Constraint in MTons | FALSE | L | Annual | Generation | TWh | 21.0181 | 21.0059 | 15.8935 | 0 | 0 | 0 | 0 | 0
#CAN - AB - MER Cap Annual v4.12 | 5 | 7616 | Rate Constraint in MTons | FALSE | L | Annual | Qualifying Generation | TWh | 21.0181 | 21.0059 | 15.8935 | 0 | 0 | 0 | 0 | 0
#CAN - AB - MER Cap Annual v4.12 | 5 | 7616 | Rate Constraint in MTons | FALSE | L | Annual | Rate | lb/MWh | 5.4155e-06 | 5.4157e-06 | 5.1708e-06 | 0 | 0 | 0 | 0 | 0
#CAN - AB - MER Cap Annual v4.12 | 5 | 7616 | Rate Constraint in MTons | FALSE | L | Annual | Constraint Shadow Price | US2019$/Lb | 0 | 0 | 0 | 0 | 0 | 0 | 0 | 0
#CAN - BC - CO2 Constraint- v.6.17 | 6 | 7617 | Rate Constraint in MTons | FALSE | L | Annual | Seasons Included | Seasons | Winter, WintShld, Summer | Winter, WintShld, Summer | Winter, WintShld, Summer | Winter, WintShld, Summer | Winter, WintShld, Summer | Winter, WintShld, Summer | Winter, WintShld, Summer | Winter, WintShld, Summer
#CAN - BC - CO2 Constraint- v.6.17 | 6 | 7617 | Rate Constraint in MTons | FALSE | L | Annual | Standard CO2 | Thousand Tons | 0 | 0 | 0 | 0 | 0 | 0 | 0 | 0
#CAN - BC - CO2 Constraint- v.6.17 | 6 | 7617 | Rate Constraint in MTons | FALSE | L | Annual | Emissions at Affected Plants CO2 | Thousand Tons | 1.4056 | 32.1384 | 46.0759 | 85.1243 | 81.6295 | 365.3975 | 1527.0756 | 1899.6642
#CAN - BC - CO2 Constraint- v.6.17 | 6 | 7617 | Rate Constraint in MTons | FALSE | L | Annual | Allowances Purchased CO2 | Thousand Tons | -1.4056 | -32.1384 | -46.0759 | -85.1243 | -81.6295 | -365.3975 | -1527.0756 | -1899.6642
#CAN - BC - CO2 Constraint- v.6.17 | 6 | 7617 | Rate Constraint in MTons | FALSE | L | Annual | Allowances Sold CO2 | Thousand Tons | 0 | 0 | 0 | 0 | 0 | 0 | 0 | 0
#CAN - BC - CO2 Constraint- v.6.17 | 6 | 7617 | Rate Constraint in MTons | FALSE | L | Annual | Allowances Banked | Thousand Tons | 0 | 0 | 0 | 0 | 0 | 0 | 0 | 0
#CAN - BC - CO2 Constraint- v.6.17 | 6 | 7617 | Rate Constraint in MTons | FALSE | L | Annual | Allowances Withdrawn (1:1) | Thousand Tons | 0 | 0 | 0 | 0 | 0 | 0 | 0 | 0
#CAN - BC - CO2 Constraint- v.6.17 | 6 | 7617 | Rate Constraint in MTons | FALSE | L | Annual | Allowances Withdrawn (n:1) | Thousand Tons | 0 | 0 | 0 | 0 | 0 | 0 | 0 | 0
#CAN - BC - CO2 Constraint- v.6.17 | 6 | 7617 | Rate Constraint in MTons | FALSE | L | Annual | Net Emissions Allowance Position | Thousand Tons | 5.1338e-09 | 4.211e-08 | 1.1232e-07 | 4.9528e-09 | 1.3812e-07 | 7.5333e-08 | -1.2723e-06 | 2.025e-08
#CAN - BC - CO2 Constraint- v.6.17 | 6 | 7617 | Rate Constraint in MTons | FALSE | L | Annual | Fuel Consumed | TBtu | 0.017419 | 0.39659 | 0.56968 | 1.0525 | 1.0098 | 5.2695 | 25.4133 | 30.3415
#CAN - BC - CO2 Constraint- v.6.17 | 6 | 7617 | Rate Constraint in MTons | FALSE | L | Annual | Rate | lb/MMBtu | 161.386 | 162.0747 | 161.7601 | 161.762 | 161.6813 | 138.684 | 120.1793 | 125.2189
#CAN - BC - CO2 Constraint- v.6.17 | 6 | 7617 | Rate Constraint in MTons | FALSE | L | Annual | Generation | TWh | 0.0012389 | 0.034885 | 0.046566 | 0.086823 | 0.08558 | 0.60507 | 3.8194 | 4.5361
#CAN - BC - CO2 Constraint- v.6.17 | 6 | 7617 | Rate Constraint in MTons | FALSE | L | Annual | Qualifying Generation | TWh | 0.0012389 | 0.034885 | 0.046566 | 0.086823 | 0.08558 | 0.60507 | 3.8194 | 4.5361
#CAN - BC - CO2 Constraint- v.6.17 | 6 | 7617 | Rate Constraint in MTons | FALSE | L | Annual | Rate | lb/MWh | 2269.1737 | 1842.5413 | 1978.966 | 1960.8646 | 1907.6815 | 1207.7906 | 799.6373 | 837.5817
#CAN - BC - CO2 Constraint- v.6.17 | 6 | 7617 | Rate Constraint in MTons | FALSE | L | Annual | Constraint Shadow Price | US2019$/Ton | 21.957 | 21.9558 | 21.9558 | 21.9559 | 21.9557 | 21.9558 | 21.956 | 21.956
#CAN - MB - Acid Rain - SO2 Cap Annual v3.1 | 7 | 7618 | Rate Constraint in MTons | FALSE | L | Annual | Seasons Included | Seasons | Winter, WintShld, Summer | Winter, WintShld, Summer | Winter, WintShld, Summer | Winter, WintShld, Summer | Winter, WintShld, Summer | Winter, WintShld, Summer | Winter, WintShld, Summer | Winter, WintShld, Summer
#CAN - MB - Acid Rain - SO2 Cap Annual v3.1 | 7 | 7618 | Rate Constraint in MTons | FALSE | L | Annual | Standard SO2 | Thousand Tons | 4.41 | 4.41 | 4.41 | 4.41 | 4.41 | 4.41 | 4.41 | 4.41
#CAN - MB - Acid Rain - SO2 Cap Annual v3.1 | 7 | 7618 | Rate Constraint in MTons | FALSE | L | Annual | Emissions at Affected Plants SO2 | Thousand Tons | 0 | 0 | 0 | 0 | 0 | 0 | 0 | 0
#CAN - MB - Acid Rain - SO2 Cap Annual v3.1 | 7 | 7618 | Rate Constraint in MTons | FALSE | L | Annual | Allowances Purchased SO2 | Thousand Tons | 0 | 0 | 0 | 0 | 0 | 0 | 0 | 0
#CAN - MB - Acid Rain - SO2 Cap Annual v3.1 | 7 | 7618 | Rate Constraint in MTons | FALSE | L | Annual | Allowances Sold SO2 | Thousand Tons | 0 | 0 | 0 | 0 | 0 | 0 | 0 | 0
#CAN - MB - Acid Rain - SO2 Cap Annual v3.1 | 7 | 7618 | Rate Constraint in MTons | FALSE | L | Annual | Allowances Banked | Thousand Tons | 0 | 0 | 0 | 0 | 0 | 0 | 0 | 0
#CAN - MB - Acid Rain - SO2 Cap Annual v3.1 | 7 | 7618 | Rate Constraint in MTons | FALSE | L | Annual | Allowances Withdrawn (1:1) | Thousand Tons | 0 | 0 | 0 | 0 | 0 | 0 | 0 | 0
#CAN - MB - Acid Rain - SO2 Cap Annual v3.1 | 7 | 7618 | Rate Constraint in MTons | FALSE | L | Annual | Allowances Withdrawn (n:1) | Thousand Tons | 0 | 0 | 0 | 0 | 0 | 0 | 0 | 0
#CAN - MB - Acid Rain - SO2 Cap Annual v3.1 | 7 | 7618 | Rate Constraint in MTons | FALSE | L | Annual | Net Emissions Allowance Position | Thousand Tons | 0 | 0 | 0 | 0 | 0 | 0 | 0 | 0
#CAN - MB - Acid Rain - SO2 Cap Annual v3.1 | 7 | 7618 | Rate Constraint in MTons | FALSE | L | Annual | Fuel Consumed | TBtu | 1.0104 | 1.0104 | 1.0104 | 1.0104 | 2.1197 | 12.8719 | 32.4097 | 42.1069
#CAN - MB - Acid Rain - SO2 Cap Annual v3.1 | 7 | 7618 | Rate Constraint in MTons | FALSE | L | Annual | Rate | lb/MMBtu | 0 | 0 | 0 | 0 | 0 | 0 | 0 | 0
#CAN - MB - Acid Rain - SO2 Cap Annual v3.1 | 7 | 7618 | Rate Constraint in MTons | FALSE | L | Annual | Generation | TWh | 0.073763 | 0.073763 | 0.073763 | 0.073763 | 0.24791 | 1.9359 | 5.003 | 6.5253
#CAN - MB - Acid Rain - SO2 Cap Annual v3.1 | 7 | 7618 | Rate Constraint in MTons | FALSE | L | Annual | Qualifying Generation | TWh | 0.073763 | 0.073763 | 0.073763 | 0.073763 | 0.24791 | 1.9359 | 5.003 | 6.5253
#CAN - MB - Acid Rain - SO2 Cap Annual v3.1 | 7 | 7618 | Rate Constraint in MTons | FALSE | L | Annual | Rate | lb/MWh | 0 | 0 | 0 | 0 | 0 | 0 | 0 | 0
#CAN - MB - Acid Rain - SO2 Cap Annual v3.1 | 7 | 7618 | Rate Constraint in MTons | FALSE | L | Annual | Constraint Shadow Price | US2019$/Ton | 0 | 0 | 0 | 0 | 0 | 0 | 0 | 0
#CAN - MB - CO2 Constraint- v.6.17 | 8 | 7620 | Rate Constraint in MTons | FALSE | L | Annual | Seasons Included | Seasons | Winter, WintShld, Summer | Winter, WintShld, Summer | Winter, WintShld, Summer | Winter, WintShld, Summer | Winter, WintShld, Summer | Winter, WintShld, Summer | Winter, WintShld, Summer | Winter, WintShld, Summer
#CAN - MB - CO2 Constraint- v.6.17 | 8 | 7620 | Rate Constraint in MTons | FALSE | L | Annual | Standard CO2 | Thousand Tons | 0 | 0 | 0 | 0 | 0 | 0 | 0 | 0
#CAN - MB - CO2 Constraint- v.6.17 | 8 | 7620 | Rate Constraint in MTons | FALSE | L | Annual | Emissions at Affected Plants CO2 | Thousand Tons | 0 | 0 | 0 | 0 | 0 | 0 | 0 | 0
#CAN - MB - CO2 Constraint- v.6.17 | 8 | 7620 | Rate Constraint in MTons | FALSE | L | Annual | Allowances Purchased CO2 | Thousand Tons | 0 | 0 | 0 | 0 | 0 | 0 | 0 | 0
#CAN - MB - CO2 Constraint- v.6.17 | 8 | 7620 | Rate Constraint in MTons | FALSE | L | Annual | Allowances Sold CO2 | Thousand Tons | 0 | 0 | 0 | 0 | 0 | 0 | 0 | 0
#CAN - MB - CO2 Constraint- v.6.17 | 8 | 7620 | Rate Constraint in MTons | FALSE | L | Annual | Allowances Banked | Thousand Tons | 0 | 0 | 0 | 0 | 0 | 0 | 0 | 0
#CAN - MB - CO2 Constraint- v.6.17 | 8 | 7620 | Rate Constraint in MTons | FALSE | L | Annual | Allowances Withdrawn (1:1) | Thousand Tons | 0 | 0 | 0 | 0 | 0 | 0 | 0 | 0
#CAN - MB - CO2 Constraint- v.6.17 | 8 | 7620 | Rate Constraint in MTons | FALSE | L | Annual | Allowances Withdrawn (n:1) | Thousand Tons | 0 | 0 | 0 | 0 | 0 | 0 | 0 | 0
#CAN - MB - CO2 Constraint- v.6.17 | 8 | 7620 | Rate Constraint in MTons | FALSE | L | Annual | Net Emissions Allowance Position | Thousand Tons | 0 | 0 | 0 | 0 | 0 | 0 | 0 | 0
#CAN - MB - CO2 Constraint- v.6.17 | 8 | 7620 | Rate Constraint in MTons | FALSE | L | Annual | Fuel Consumed | TBtu | 0 | 0 | 0 | 0 | 0 | 0 | 0 | 0
#CAN - MB - CO2 Constraint- v.6.17 | 8 | 7620 | Rate Constraint in MTons | FALSE | L | Annual | Rate | lb/MMBtu | 0 | 0 | 0 | 0 | 0 | 0 | 0 | 0
#CAN - MB - CO2 Constraint- v.6.17 | 8 | 7620 | Rate Constraint in MTons | FALSE | L | Annual | Generation | TWh | 0 | 0 | 0 | 0 | 0 | 0 | 0 | 0
#CAN - MB - CO2 Constraint- v.6.17 | 8 | 7620 | Rate Constraint in MTons | FALSE | L | Annual | Qualifying Generation | TWh | 0 | 0 | 0 | 0 | 0 | 0 | 0 | 0
#CAN - MB - CO2 Constraint- v.6.17 | 8 | 7620 | Rate Constraint in MTons | FALSE | L | Annual | Rate | lb/MWh | 0 | 0 | 0 | 0 | 0 | 0 | 0 | 0
#CAN - MB - CO2 Constraint- v.6.17 | 8 | 7620 | Rate Constraint in MTons | FALSE | L | Annual | Constraint Shadow Price | US2019$/Ton | 0 | 10.3957 | 10.3956 | 10.3961 | 10.3954 | 10.3957 | 10.3959 | 10.3955
#CAN - MB - MER Cap Annual v4.12 | 9 | 7619 | Rate Constraint in MTons | FALSE | L | Annual | Seasons Included | Seasons | Winter, WintShld, Summer | Winter, WintShld, Summer | Winter, WintShld, Summer | Winter, WintShld, Summer | Winter, WintShld, Summer | Winter, WintShld, Summer | Winter, WintShld, Summer | Winter, WintShld, Summer
#CAN - MB - MER Cap Annual v4.12 | 9 | 7619 | Rate Constraint in MTons | FALSE | L | Annual | Standard MER | lbs | 44.0925 | 44.0925 | 44.0925 | 44.0925 | 44.0925 | 44.0925 | 44.0925 | 44.0925
#CAN - MB - MER Cap Annual v4.12 | 9 | 7619 | Rate Constraint in MTons | FALSE | L | Annual | Emissions at Affected Plants MER | lbs | 0 | 0 | 0 | 0 | 0 | 0 | 0 | 0
#CAN - MB - MER Cap Annual v4.12 | 9 | 7619 | Rate Constraint in MTons | FALSE | L | Annual | Allowances Purchased MER | lbs | 0 | 0 | 0 | 0 | 0 | 0 | 0 | 0
#CAN - MB - MER Cap Annual v4.12 | 9 | 7619 | Rate Constraint in MTons | FALSE | L | Annual | Allowances Sold MER | lbs | 0 | 0 | 0 | 0 | 0 | 0 | 0 | 0
#CAN - MB - MER Cap Annual v4.12 | 9 | 7619 | Rate Constraint in MTons | FALSE | L | Annual | Allowances Banked | lbs | 0 | 0 | 0 | 0 | 0 | 0 | 0 | 0
#CAN - MB - MER Cap Annual v4.12 | 9 | 7619 | Rate Constraint in MTons | FALSE | L | Annual | Allowances Withdrawn (1:1) | lbs | 0 | 0 | 0 | 0 | 0 | 0 | 0 | 0
#CAN - MB - MER Cap Annual v4.12 | 9 | 7619 | Rate Constraint in MTons | FALSE | L | Annual | Allowances Withdrawn (n:1) | lbs | 0 | 0 | 0 | 0 | 0 | 0 | 0 | 0
#CAN - MB - MER Cap Annual v4.12 | 9 | 7619 | Rate Constraint in MTons | FALSE | L | Annual | Net Emissions Allowance Position | lbs | 0 | 0 | 0 | 0 | 0 | 0 | 0 | 0
#CAN - MB - MER Cap Annual v4.12 | 9 | 7619 | Rate Constraint in MTons | FALSE | L | Annual | Fuel Consumed | TBtu | 0 | 0 | 0 | 0 | 0 | 0 | 0 | 0
#CAN - MB - MER Cap Annual v4.12 | 9 | 7619 | Rate Constraint in MTons | FALSE | L | Annual | Rate | lb/MMBtu | 0 | 0 | 0 | 0 | 0 | 0 | 0 | 0
#CAN - MB - MER Cap Annual v4.12 | 9 | 7619 | Rate Constraint in MTons | FALSE | L | Annual | Generation | TWh | 0 | 0 | 0 | 0 | 0 | 0 | 0 | 0
#CAN - MB - MER Cap Annual v4.12 | 9 | 7619 | Rate Constraint in MTons | FALSE | L | Annual | Qualifying Generation | TWh | 0 | 0 | 0 | 0 | 0 | 0 | 0 | 0
#CAN - MB - MER Cap Annual v4.12 | 9 | 7619 | Rate Constraint in MTons | FALSE | L | Annual | Rate | lb/MWh | 0 | 0 | 0 | 0 | 0 | 0 | 0 | 0
#CAN - MB - MER Cap Annual v4.12 | 9 | 7619 | Rate Constraint in MTons | FALSE | L | Annual | Constraint Shadow Price | US2019$/Lb | 0 | 0 | 0 | 0 | 0 | 0 | 0 | 0
#CAN - NB - Acid Rain - SO2 Cap Annual v3.1 | 10 | 7622 | Rate Constraint in MTons | FALSE | L | Annual | Seasons Included | Seasons | Winter, WintShld, Summer | Winter, WintShld, Summer | Winter, WintShld, Summer | Winter, WintShld, Summer | Winter, WintShld, Summer | Winter, WintShld, Summer | Winter, WintShld, Summer | Winter, WintShld, Summer
#CAN - NB - Acid Rain - SO2 Cap Annual v3.1 | 10 | 7622 | Rate Constraint in MTons | FALSE | L | Annual | Standard SO2 | Thousand Tons | 135.58 | 135.58 | 135.58 | 135.58 | 135.58 | 135.58 | 135.58 | 135.58
#CAN - NB - Acid Rain - SO2 Cap Annual v3.1 | 10 | 7622 | Rate Constraint in MTons | FALSE | L | Annual | Emissions at Affected Plants SO2 | Thousand Tons | 0 | 0 | 0 | 0 | 0 | 0 | 0 | 0
#CAN - NB - Acid Rain - SO2 Cap Annual v3.1 | 10 | 7622 | Rate Constraint in MTons | FALSE | L | Annual | Allowances Purchased SO2 | Thousand Tons | 0 | 0 | 0 | 0 | 0 | 0 | 0 | 0
#CAN - NB - Acid Rain - SO2 Cap Annual v3.1 | 10 | 7622 | Rate Constraint in MTons | FALSE | L | Annual | Allowances Sold SO2 | Thousand Tons | 0 | 0 | 0 | 0 | 0 | 0 | 0 | 0
#CAN - NB - Acid Rain - SO2 Cap Annual v3.1 | 10 | 7622 | Rate Constraint in MTons | FALSE | L | Annual | Allowances Banked | Thousand Tons | 0 | 0 | 0 | 0 | 0 | 0 | 0 | 0
#CAN - NB - Acid Rain - SO2 Cap Annual v3.1 | 10 | 7622 | Rate Constraint in MTons | FALSE | L | Annual | Allowances Withdrawn (1:1) | Thousand Tons | 0 | 0 | 0 | 0 | 0 | 0 | 0 | 0
#CAN - NB - Acid Rain - SO2 Cap Annual v3.1 | 10 | 7622 | Rate Constraint in MTons | FALSE | L | Annual | Allowances Withdrawn (n:1) | Thousand Tons | 0 | 0 | 0 | 0 | 0 | 0 | 0 | 0
#CAN - NB - Acid Rain - SO2 Cap Annual v3.1 | 10 | 7622 | Rate Constraint in MTons | FALSE | L | Annual | Net Emissions Allowance Position | Thousand Tons | 0 | 0 | 0 | 0 | 0 | 0 | 0 | 0
#CAN - NB - Acid Rain - SO2 Cap Annual v3.1 | 10 | 7622 | Rate Constraint in MTons | FALSE | L | Annual | Fuel Consumed | TBtu | 46.3007 | 46.7984 | 46.5302 | 46.6638 | 107.5348 | 109.672 | 127.5212 | 115.5019
#CAN - NB - Acid Rain - SO2 Cap Annual v3.1 | 10 | 7622 | Rate Constraint in MTons | FALSE | L | Annual | Rate | lb/MMBtu | 0 | 0 | 0 | 0 | 0 | 0 | 0 | 0
#CAN - NB - Acid Rain - SO2 Cap Annual v3.1 | 10 | 7622 | Rate Constraint in MTons | FALSE | L | Annual | Generation | TWh | 2.6331 | 2.6998 | 2.6635 | 2.6831 | 12.2587 | 12.5942 | 15.3962 | 13.8508
#CAN - NB - Acid Rain - SO2 Cap Annual v3.1 | 10 | 7622 | Rate Constraint in MTons | FALSE | L | Annual | Qualifying Generation | TWh | 2.6331 | 2.6998 | 2.6635 | 2.6831 | 12.2587 | 12.5942 | 15.3962 | 13.8508
#CAN - NB - Acid Rain - SO2 Cap Annual v3.1 | 10 | 7622 | Rate Constraint in MTons | FALSE | L | Annual | Rate | lb/MWh | 0 | 0 | 0 | 0 | 0 | 0 | 0 | 0
#CAN - NB - Acid Rain - SO2 Cap Annual v3.1 | 10 | 7622 | Rate Constraint in MTons | FALSE | L | Annual | Constraint Shadow Price | US2019$/Ton | 0 | 0 | 0 | 0 | 0 | 0 | 0 | 0
#CAN - NB - MER Cap Annual v4.12 | 11 | 7623 | Rate Constraint in MTons | FALSE | L | Annual | Seasons Included | Seasons | Winter, WintShld, Summer | Winter, WintShld, Summer | Winter, WintShld, Summer | Winter, WintShld, Summer | Winter, WintShld, Summer | Winter, WintShld, Summer | Winter, WintShld, Summer | Winter, WintShld, Summer
#CAN - NB - MER Cap Annual v4.12 | 11 | 7623 | Rate Constraint in MTons | FALSE | L | Annual | Standard MER | lbs | 55.1156 | 55.1156 | 55.1156 | 55.1156 | 55.1156 | 55.1156 | 55.1156 | 55.1156
#CAN - NB - MER Cap Annual v4.12 | 11 | 7623 | Rate Constraint in MTons | FALSE | L | Annual | Emissions at Affected Plants MER | lbs | 0 | 0 | 0 | 0 | 0 | 0 | 0 | 0
#CAN - NB - MER Cap Annual v4.12 | 11 | 7623 | Rate Constraint in MTons | FALSE | L | Annual | Allowances Purchased MER | lbs | 0 | 0 | 0 | 0 | 0 | 0 | 0 | 0
#CAN - NB - MER Cap Annual v4.12 | 11 | 7623 | Rate Constraint in MTons | FALSE | L | Annual | Allowances Sold MER | lbs | 0 | 0 | 0 | 0 | 0 | 0 | 0 | 0
#CAN - NB - MER Cap Annual v4.12 | 11 | 7623 | Rate Constraint in MTons | FALSE | L | Annual | Allowances Banked | lbs | 0 | 0 | 0 | 0 | 0 | 0 | 0 | 0
#CAN - NB - MER Cap Annual v4.12 | 11 | 7623 | Rate Constraint in MTons | FALSE | L | Annual | Allowances Withdrawn (1:1) | lbs | 0 | 0 | 0 | 0 | 0 | 0 | 0 | 0
#CAN - NB - MER Cap Annual v4.12 | 11 | 7623 | Rate Constraint in MTons | FALSE | L | Annual | Allowances Withdrawn (n:1) | lbs | 0 | 0 | 0 | 0 | 0 | 0 | 0 | 0
#CAN - NB - MER Cap Annual v4.12 | 11 | 7623 | Rate Constraint in MTons | FALSE | L | Annual | Net Emissions Allowance Position | lbs | 0 | 0 | 0 | 0 | 0 | 0 | 0 | 0
#CAN - NB - MER Cap Annual v4.12 | 11 | 7623 | Rate Constraint in MTons | FALSE | L | Annual | Fuel Consumed | TBtu | 0 | 0 | 0 | 0 | 0 | 0 | 0 | 0
#CAN - NB - MER Cap Annual v4.12 | 11 | 7623 | Rate Constraint in MTons | FALSE | L | Annual | Rate | lb/MMBtu | 0 | 0 | 0 | 0 | 0 | 0 | 0 | 0
#CAN - NB - MER Cap Annual v4.12 | 11 | 7623 | Rate Constraint in MTons | FALSE | L | Annual | Generation | TWh | 0 | 0 | 0 | 0 | 0 | 0 | 0 | 0
#CAN - NB - MER Cap Annual v4.12 | 11 | 7623 | Rate Constraint in MTons | FALSE | L | Annual | Qualifying Generation | TWh | 0 | 0 | 0 | 0 | 0 | 0 | 0 | 0
#CAN - NB - MER Cap Annual v4.12 | 11 | 7623 | Rate Constraint in MTons | FALSE | L | Annual | Rate | lb/MWh | 0 | 0 | 0 | 0 | 0 | 0 | 0 | 0
#CAN - NB - MER Cap Annual v4.12 | 11 | 7623 | Rate Constraint in MTons | FALSE | L | Annual | Constraint Shadow Price | US2019$/Lb | 0 | 0 | 0 | 0 | 0 | 0 | 0 | 0
#CAN - NL&NF - SO2 Cap Annual v3.1 | 12 | 7621 | Rate Constraint in MTons | FALSE | L | Annual | Seasons Included | Seasons | Winter, WintShld, Summer | Winter, WintShld, Summer | Winter, WintShld, Summer | Winter, WintShld, Summer | Winter, WintShld, Summer | Winter, WintShld, Summer | Winter, WintShld, Summer | Winter, WintShld, Summer
#CAN - NL&NF - SO2 Cap Annual v3.1 | 12 | 7621 | Rate Constraint in MTons | FALSE | L | Annual | Standard SO2 | Thousand Tons | 16.53 | 16.53 | 16.53 | 16.53 | 16.53 | 16.53 | 16.53 | 16.53
#CAN - NL&NF - SO2 Cap Annual v3.1 | 12 | 7621 | Rate Constraint in MTons | FALSE | L | Annual | Emissions at Affected Plants SO2 | Thousand Tons | 0 | 0 | 0 | 0 | 0 | 0 | 0 | 0
#CAN - NL&NF - SO2 Cap Annual v3.1 | 12 | 7621 | Rate Constraint in MTons | FALSE | L | Annual | Allowances Purchased SO2 | Thousand Tons | 0 | 0 | 0 | 0 | 0 | 0 | 0 | 0
#CAN - NL&NF - SO2 Cap Annual v3.1 | 12 | 7621 | Rate Constraint in MTons | FALSE | L | Annual | Allowances Sold SO2 | Thousand Tons | 0 | 0 | 0 | 0 | 0 | 0 | 0 | 0
#CAN - NL&NF - SO2 Cap Annual v3.1 | 12 | 7621 | Rate Constraint in MTons | FALSE | L | Annual | Allowances Banked | Thousand Tons | 0 | 0 | 0 | 0 | 0 | 0 | 0 | 0
#CAN - NL&NF - SO2 Cap Annual v3.1 | 12 | 7621 | Rate Constraint in MTons | FALSE | L | Annual | Allowances Withdrawn (1:1) | Thousand Tons | 0 | 0 | 0 | 0 | 0 | 0 | 0 | 0
#CAN - NL&NF - SO2 Cap Annual v3.1 | 12 | 7621 | Rate Constraint in MTons | FALSE | L | Annual | Allowances Withdrawn (n:1) | Thousand Tons | 0 | 0 | 0 | 0 | 0 | 0 | 0 | 0
#CAN - NL&NF - SO2 Cap Annual v3.1 | 12 | 7621 | Rate Constraint in MTons | FALSE | L | Annual | Net Emissions Allowance Position | Thousand Tons | 0 | 0 | 0 | 0 | 0 | 0 | 0 | 0
#CAN - NL&NF - SO2 Cap Annual v3.1 | 12 | 7621 | Rate Constraint in MTons | FALSE | L | Annual | Fuel Consumed | TBtu | 0 | 0 | 0 | 0 | 0 | 0 | 0 | 0
#CAN - NL&NF - SO2 Cap Annual v3.1 | 12 | 7621 | Rate Constraint in MTons | FALSE | L | Annual | Rate | lb/MMBtu | 0 | 0 | 0 | 0 | 0 | 0 | 0 | 0
#CAN - NL&NF - SO2 Cap Annual v3.1 | 12 | 7621 | Rate Constraint in MTons | FALSE | L | Annual | Generation | TWh | 0 | 0 | 0 | 0 | 0 | 0 | 0 | 0
#CAN - NL&NF - SO2 Cap Annual v3.1 | 12 | 7621 | Rate Constraint in MTons | FALSE | L | Annual | Qualifying Generation | TWh | 0 | 0 | 0 | 0 | 0 | 0 | 0 | 0
#CAN - NL&NF - SO2 Cap Annual v3.1 | 12 | 7621 | Rate Constraint in MTons | FALSE | L | Annual | Rate | lb/MWh | 0 | 0 | 0 | 0 | 0 | 0 | 0 | 0
#CAN - NL&NF - SO2 Cap Annual v3.1 | 12 | 7621 | Rate Constraint in MTons | FALSE | L | Annual | Constraint Shadow Price | US2019$/Ton | 0 | 0 | 0 | 0 | 0 | 0 | 0 | 0
#CAN - NS - CO2 Cap Annual v6.20 | 13 | 7663 | Rate Constraint in MTons | FALSE | L | Annual | Seasons Included | Seasons | Winter, WintShld, Summer | Winter, WintShld, Summer | Winter, WintShld, Summer | Winter, WintShld, Summer | Winter, WintShld, Summer | Winter, WintShld, Summer | Winter, WintShld, Summer | Winter, WintShld, Summer
#CAN - NS - CO2 Cap Annual v6.20 | 13 | 7663 | Rate Constraint in MTons | FALSE | L | Annual | Standard CO2 | Thousand Tons | 7578.3813 | 6613.86 | 5924.9163 | 5924.9163 | 0 | 0 | 0 | 0
#CAN - NS - CO2 Cap Annual v6.20 | 13 | 7663 | Rate Constraint in MTons | FALSE | L | Annual | Emissions at Affected Plants CO2 | Thousand Tons | 1586.5581 | 725.2422 | 865.972 | 30.016 | 0 | 0 | 0 | 0
#CAN - NS - CO2 Cap Annual v6.20 | 13 | 7663 | Rate Constraint in MTons | FALSE | L | Annual | Allowances Purchased CO2 | Thousand Tons | 0 | 0 | 0 | 0 | 0 | 0 | 0 | 0
#CAN - NS - CO2 Cap Annual v6.20 | 13 | 7663 | Rate Constraint in MTons | FALSE | L | Annual | Allowances Sold CO2 | Thousand Tons | 0 | 0 | 0 | 0 | 0 | 0 | 0 | 0
#CAN - NS - CO2 Cap Annual v6.20 | 13 | 7663 | Rate Constraint in MTons | FALSE | L | Annual | Allowances Banked | Thousand Tons | 0 | 0 | 0 | 0 | 0 | 0 | 0 | 0
#CAN - NS - CO2 Cap Annual v6.20 | 13 | 7663 | Rate Constraint in MTons | FALSE | L | Annual | Allowances Withdrawn (1:1) | Thousand Tons | 0 | 0 | 0 | 0 | 0 | 0 | 0 | 0
#CAN - NS - CO2 Cap Annual v6.20 | 13 | 7663 | Rate Constraint in MTons | FALSE | L | Annual | Allowances Withdrawn (n:1) | Thousand Tons | 0 | 0 | 0 | 0 | 0 | 0 | 0 | 0
#CAN - NS - CO2 Cap Annual v6.20 | 13 | 7663 | Rate Constraint in MTons | FALSE | L | Annual | Net Emissions Allowance Position | Thousand Tons | 1586.5581 | 725.2422 | 865.972 | 30.016 | 0 | 0 | 0 | 0
#CAN - NS - CO2 Cap Annual v6.20 | 13 | 7663 | Rate Constraint in MTons | FALSE | L | Annual | Fuel Consumed | TBtu | 15.3476 | 7.0156 | 8.377 | 0.29036 | 0 | 0 | 0 | 0
#CAN - NS - CO2 Cap Annual v6.20 | 13 | 7663 | Rate Constraint in MTons | FALSE | L | Annual | Rate | lb/MMBtu | 206.75 | 206.75 | 206.75 | 206.75 | 0 | 0 | 0 | 0
#CAN - NS - CO2 Cap Annual v6.20 | 13 | 7663 | Rate Constraint in MTons | FALSE | L | Annual | Generation | TWh | 1.4704 | 0.67213 | 0.80255 | 0.027818 | 0 | 0 | 0 | 0
#CAN - NS - CO2 Cap Annual v6.20 | 13 | 7663 | Rate Constraint in MTons | FALSE | L | Annual | Qualifying Generation | TWh | 1.4704 | 0.67213 | 0.80255 | 0.027818 | 0 | 0 | 0 | 0
#CAN - NS - CO2 Cap Annual v6.20 | 13 | 7663 | Rate Constraint in MTons | FALSE | L | Annual | Rate | lb/MWh | 2158.0565 | 2158.0565 | 2158.0565 | 2158.0565 | 0 | 0 | 0 | 0
#CAN - NS - CO2 Cap Annual v6.20 | 13 | 7663 | Rate Constraint in MTons | FALSE | L | Annual | Constraint Shadow Price | US2019$/Ton | 0 | 0 | 0 | 0 | 0 | 0 | 0 | 0
#CAN - NS - MER Cap Annual v4.12 | 14 | 7627 | Rate Constraint in MTons | FALSE | L | Annual | Seasons Included | Seasons | Winter, WintShld, Summer | Winter, WintShld, Summer | Winter, WintShld, Summer | Winter, WintShld, Summer | Winter, WintShld, Summer | Winter, WintShld, Summer | Winter, WintShld, Summer | Winter, WintShld, Summer
#CAN - NS - MER Cap Annual v4.12 | 14 | 7627 | Rate Constraint in MTons | FALSE | L | Annual | Standard MER | lbs | 77.1618 | 77.1618 | 77.1618 | 77.1618 | 77.1618 | 77.1618 | 77.1618 | 77.1618
#CAN - NS - MER Cap Annual v4.12 | 14 | 7627 | Rate Constraint in MTons | FALSE | L | Annual | Emissions at Affected Plants MER | lbs | 58.5303 | 23.6824 | 25.3963 | 1.2533 | 1.2533 | 1.2533 | 0 | 0
#CAN - NS - MER Cap Annual v4.12 | 14 | 7627 | Rate Constraint in MTons | FALSE | L | Annual | Allowances Purchased MER | lbs | 0 | 0 | 0 | 0 | 0 | 0 | 0 | 0
#CAN - NS - MER Cap Annual v4.12 | 14 | 7627 | Rate Constraint in MTons | FALSE | L | Annual | Allowances Sold MER | lbs | 0 | 0 | 0 | 0 | 0 | 0 | 0 | 0
#CAN - NS - MER Cap Annual v4.12 | 14 | 7627 | Rate Constraint in MTons | FALSE | L | Annual | Allowances Banked | lbs | 0 | 0 | 0 | 0 | 0 | 0 | 0 | 0
#CAN - NS - MER Cap Annual v4.12 | 14 | 7627 | Rate Constraint in MTons | FALSE | L | Annual | Allowances Withdrawn (1:1) | lbs | 0 | 0 | 0 | 0 | 0 | 0 | 0 | 0
#CAN - NS - MER Cap Annual v4.12 | 14 | 7627 | Rate Constraint in MTons | FALSE | L | Annual | Allowances Withdrawn (n:1) | lbs | 0 | 0 | 0 | 0 | 0 | 0 | 0 | 0
#CAN - NS - MER Cap Annual v4.12 | 14 | 7627 | Rate Constraint in MTons | FALSE | L | Annual | Net Emissions Allowance Position | lbs | 58.5303 | 23.6824 | 25.3963 | 1.2533 | 1.2533 | 1.2533 | 0 | 0
#CAN - NS - MER Cap Annual v4.12 | 14 | 7627 | Rate Constraint in MTons | FALSE | L | Annual | Fuel Consumed | TBtu | 15.3476 | 7.0156 | 8.377 | 0.29036 | 0.29036 | 0.29036 | 0 | 0
#CAN - NS - MER Cap Annual v4.12 | 14 | 7627 | Rate Constraint in MTons | FALSE | L | Annual | Rate | lb/MMBtu | 3.8136e-06 | 3.3757e-06 | 3.0317e-06 | 4.3163e-06 | 4.3163e-06 | 4.3163e-06 | 0 | 0
#CAN - NS - MER Cap Annual v4.12 | 14 | 7627 | Rate Constraint in MTons | FALSE | L | Annual | Generation | TWh | 1.4704 | 0.67213 | 0.80255 | 0.027818 | 0.027818 | 0.027818 | 0 | 0
#CAN - NS - MER Cap Annual v4.12 | 14 | 7627 | Rate Constraint in MTons | FALSE | L | Annual | Qualifying Generation | TWh | 1.4704 | 0.67213 | 0.80255 | 0.027818 | 0.027818 | 0.027818 | 0 | 0
#CAN - NS - MER Cap Annual v4.12 | 14 | 7627 | Rate Constraint in MTons | FALSE | L | Annual | Rate | lb/MWh | 3.9807e-05 | 3.5235e-05 | 3.1645e-05 | 4.5054e-05 | 4.5054e-05 | 4.5054e-05 | 0 | 0
#CAN - NS - MER Cap Annual v4.12 | 14 | 7627 | Rate Constraint in MTons | FALSE | L | Annual | Constraint Shadow Price | US2019$/Lb | 0 | 0 | 0 | 0 | 0 | 0 | 0 | 0
#CAN - NS - NS Power - NOX Cap Annual v3.1 | 15 | 7624 | Rate Constraint in MTons | FALSE | L | Annual | Seasons Included | Seasons | Winter, WintShld, Summer | Winter, WintShld, Summer | Winter, WintShld, Summer | Winter, WintShld, Summer | Winter, WintShld, Summer | Winter, WintShld, Summer | Winter, WintShld, Summer | Winter, WintShld, Summer
#CAN - NS - NS Power - NOX Cap Annual v3.1 | 15 | 7624 | Rate Constraint in MTons | FALSE | L | Annual | Standard NOX | Thousand Tons | 16.485 | 16.485 | 16.485 | 16.485 | 16.485 | 16.485 | 16.485 | 16.485
#CAN - NS - NS Power - NOX Cap Annual v3.1 | 15 | 7624 | Rate Constraint in MTons | FALSE | L | Annual | Emissions at Affected Plants NOX | Thousand Tons | 16.485 | 16.485 | 16.485 | 15.2055 | 15.2478 | 15.251 | 15.1756 | 15.1745
#CAN - NS - NS Power - NOX Cap Annual v3.1 | 15 | 7624 | Rate Constraint in MTons | FALSE | L | Annual | Allowances Purchased NOX | Thousand Tons | 0 | 0 | 0 | 0 | 0 | 0 | 0 | 0
#CAN - NS - NS Power - NOX Cap Annual v3.1 | 15 | 7624 | Rate Constraint in MTons | FALSE | L | Annual | Allowances Sold NOX | Thousand Tons | 0 | 0 | 0 | 0 | 0 | 0 | 0 | 0
#CAN - NS - NS Power - NOX Cap Annual v3.1 | 15 | 7624 | Rate Constraint in MTons | FALSE | L | Annual | Allowances Banked | Thousand Tons | 0 | 0 | 0 | 0 | 0 | 0 | 0 | 0
#CAN - NS - NS Power - NOX Cap Annual v3.1 | 15 | 7624 | Rate Constraint in MTons | FALSE | L | Annual | Allowances Withdrawn (1:1) | Thousand Tons | 0 | 0 | 0 | 0 | 0 | 0 | 0 | 0
#CAN - NS - NS Power - NOX Cap Annual v3.1 | 15 | 7624 | Rate Constraint in MTons | FALSE | L | Annual | Allowances Withdrawn (n:1) | Thousand Tons | 0 | 0 | 0 | 0 | 0 | 0 | 0 | 0
#CAN - NS - NS Power - NOX Cap Annual v3.1 | 15 | 7624 | Rate Constraint in MTons | FALSE | L | Annual | Net Emissions Allowance Position | Thousand Tons | 16.485 | 16.485 | 16.485 | 15.2055 | 15.2478 | 15.251 | 15.1756 | 15.1745
#CAN - NS - NS Power - NOX Cap Annual v3.1 | 15 | 7624 | Rate Constraint in MTons | FALSE | L | Annual | Fuel Consumed | TBtu | 62.1478 | 73.1425 | 74.6049 | 69.4431 | 77.4825 | 78.1053 | 76.6275 | 76.4861
#CAN - NS - NS Power - NOX Cap Annual v3.1 | 15 | 7624 | Rate Constraint in MTons | FALSE | L | Annual | Rate | lb/MMBtu | 0.53051 | 0.45077 | 0.44193 | 0.43793 | 0.39358 | 0.39053 | 0.39609 | 0.39679
#CAN - NS - NS Power - NOX Cap Annual v3.1 | 15 | 7624 | Rate Constraint in MTons | FALSE | L | Annual | Generation | TWh | 6.2901 | 8.1678 | 8.3786 | 7.9374 | 9.2017 | 9.2997 | 9.0854 | 9.0231
#CAN - NS - NS Power - NOX Cap Annual v3.1 | 15 | 7624 | Rate Constraint in MTons | FALSE | L | Annual | Qualifying Generation | TWh | 6.2901 | 8.1678 | 8.3786 | 7.9374 | 9.2017 | 9.2997 | 9.0854 | 9.0231
#CAN - NS - NS Power - NOX Cap Annual v3.1 | 15 | 7624 | Rate Constraint in MTons | FALSE | L | Annual | Rate | lb/MWh | 5.2416 | 4.0366 | 3.935 | 3.8313 | 3.3141 | 3.2799 | 3.3406 | 3.3635
#CAN - NS - NS Power - NOX Cap Annual v3.1 | 15 | 7624 | Rate Constraint in MTons | FALSE | L | Annual | Constraint Shadow Price | US2019$/Ton | 1013.305 | 416.9773 | 718.2261 | 0 | 0 | 0 | 0 | 0
#CAN - NS - NS Power - SO2 Cap Annual v3.1 | 16 | 7625 | Rate Constraint in MTons | FALSE | L | Annual | Seasons Included | Seasons | Winter, WintShld, Summer | Winter, WintShld, Summer | Winter, WintShld, Summer | Winter, WintShld, Summer | Winter, WintShld, Summer | Winter, WintShld, Summer | Winter, WintShld, Summer | Winter, WintShld, Summer
#CAN - NS - NS Power - SO2 Cap Annual v3.1 | 16 | 7625 | Rate Constraint in MTons | FALSE | L | Annual | Standard SO2 | Thousand Tons | 39.9587 | 39.9587 | 39.9587 | 39.9587 | 39.9587 | 39.9587 | 39.9587 | 39.9587
#CAN - NS - NS Power - SO2 Cap Annual v3.1 | 16 | 7625 | Rate Constraint in MTons | FALSE | L | Annual | Emissions at Affected Plants SO2 | Thousand Tons | 7.4583 | 3.0316 | 3.2656 | 0.15905 | 0.15905 | 0.15905 | 0 | 0
#CAN - NS - NS Power - SO2 Cap Annual v3.1 | 16 | 7625 | Rate Constraint in MTons | FALSE | L | Annual | Allowances Purchased SO2 | Thousand Tons | 0 | 0 | 0 | 0 | 0 | 0 | 0 | 0
#CAN - NS - NS Power - SO2 Cap Annual v3.1 | 16 | 7625 | Rate Constraint in MTons | FALSE | L | Annual | Allowances Sold SO2 | Thousand Tons | 0 | 0 | 0 | 0 | 0 | 0 | 0 | 0
#CAN - NS - NS Power - SO2 Cap Annual v3.1 | 16 | 7625 | Rate Constraint in MTons | FALSE | L | Annual | Allowances Banked | Thousand Tons | 0 | 0 | 0 | 0 | 0 | 0 | 0 | 0
#CAN - NS - NS Power - SO2 Cap Annual v3.1 | 16 | 7625 | Rate Constraint in MTons | FALSE | L | Annual | Allowances Withdrawn (1:1) | Thousand Tons | 0 | 0 | 0 | 0 | 0 | 0 | 0 | 0
#CAN - NS - NS Power - SO2 Cap Annual v3.1 | 16 | 7625 | Rate Constraint in MTons | FALSE | L | Annual | Allowances Withdrawn (n:1) | Thousand Tons | 0 | 0 | 0 | 0 | 0 | 0 | 0 | 0
#CAN - NS - NS Power - SO2 Cap Annual v3.1 | 16 | 7625 | Rate Constraint in MTons | FALSE | L | Annual | Net Emissions Allowance Position | Thousand Tons | 7.4583 | 3.0316 | 3.2656 | 0.15905 | 0.15905 | 0.15905 | 0 | 0
#CAN - NS - NS Power - SO2 Cap Annual v3.1 | 16 | 7625 | Rate Constraint in MTons | FALSE | L | Annual | Fuel Consumed | TBtu | 62.1478 | 73.1425 | 74.6049 | 69.4431 | 77.4825 | 78.1053 | 76.6275 | 76.4861
#CAN - NS - NS Power - SO2 Cap Annual v3.1 | 16 | 7625 | Rate Constraint in MTons | FALSE | L | Annual | Rate | lb/MMBtu | 0.24002 | 0.082896 | 0.087545 | 0.0045806 | 0.0041053 | 0.0040726 | 0 | 0
#CAN - NS - NS Power - SO2 Cap Annual v3.1 | 16 | 7625 | Rate Constraint in MTons | FALSE | L | Annual | Generation | TWh | 6.2901 | 8.1678 | 8.3786 | 7.9374 | 9.2017 | 9.2997 | 9.0854 | 9.0231
#CAN - NS - NS Power - SO2 Cap Annual v3.1 | 16 | 7625 | Rate Constraint in MTons | FALSE | L | Annual | Qualifying Generation | TWh | 6.2901 | 8.1678 | 8.3786 | 7.9374 | 9.2017 | 9.2997 | 9.0854 | 9.0231
#CAN - NS - NS Power - SO2 Cap Annual v3.1 | 16 | 7625 | Rate Constraint in MTons | FALSE | L | Annual | Rate | lb/MWh | 2.3715 | 0.74233 | 0.77952 | 0.040075 | 0.034569 | 0.034205 | 0 | 0
#CAN - NS - NS Power - SO2 Cap Annual v3.1 | 16 | 7625 | Rate Constraint in MTons | FALSE | L | Annual | Constraint Shadow Price | US2019$/Ton | 0 | 0 | 0 | 0 | 0 | 0 | 0 | 0
#CAN - NS - SO2 Cap Annual v3.1 | 17 | 7626 | Rate Constraint in MTons | FALSE | L | Annual | Seasons Included | Seasons | Winter, WintShld, Summer | Winter, WintShld, Summer | Winter, WintShld, Summer | Winter, WintShld, Summer | Winter, WintShld, Summer | Winter, WintShld, Summer | Winter, WintShld, Summer | Winter, WintShld, Summer
#CAN - NS - SO2 Cap Annual v3.1 | 17 | 7626 | Rate Constraint in MTons | FALSE | L | Annual | Standard SO2 | Thousand Tons | 131.2522 | 131.2522 | 131.2522 | 131.2522 | 131.2522 | 131.2522 | 131.2522 | 131.2522
#CAN - NS - SO2 Cap Annual v3.1 | 17 | 7626 | Rate Constraint in MTons | FALSE | L | Annual | Emissions at Affected Plants SO2 | Thousand Tons | 7.4583 | 3.0316 | 3.2656 | 0.15905 | 0.15905 | 0.15905 | 0 | 0
#CAN - NS - SO2 Cap Annual v3.1 | 17 | 7626 | Rate Constraint in MTons | FALSE | L | Annual | Allowances Purchased SO2 | Thousand Tons | 0 | 0 | 0 | 0 | 0 | 0 | 0 | 0
#CAN - NS - SO2 Cap Annual v3.1 | 17 | 7626 | Rate Constraint in MTons | FALSE | L | Annual | Allowances Sold SO2 | Thousand Tons | 0 | 0 | 0 | 0 | 0 | 0 | 0 | 0
#CAN - NS - SO2 Cap Annual v3.1 | 17 | 7626 | Rate Constraint in MTons | FALSE | L | Annual | Allowances Banked | Thousand Tons | 0 | 0 | 0 | 0 | 0 | 0 | 0 | 0
#CAN - NS - SO2 Cap Annual v3.1 | 17 | 7626 | Rate Constraint in MTons | FALSE | L | Annual | Allowances Withdrawn (1:1) | Thousand Tons | 0 | 0 | 0 | 0 | 0 | 0 | 0 | 0
#CAN - NS - SO2 Cap Annual v3.1 | 17 | 7626 | Rate Constraint in MTons | FALSE | L | Annual | Allowances Withdrawn (n:1) | Thousand Tons | 0 | 0 | 0 | 0 | 0 | 0 | 0 | 0
#CAN - NS - SO2 Cap Annual v3.1 | 17 | 7626 | Rate Constraint in MTons | FALSE | L | Annual | Net Emissions Allowance Position | Thousand Tons | 7.4583 | 3.0316 | 3.2656 | 0.15905 | 0.15905 | 0.15905 | 0 | 0
#CAN - NS - SO2 Cap Annual v3.1 | 17 | 7626 | Rate Constraint in MTons | FALSE | L | Annual | Fuel Consumed | TBtu | 62.1478 | 73.1425 | 74.6049 | 69.4431 | 77.4825 | 78.1053 | 76.6275 | 76.4861
#CAN - NS - SO2 Cap Annual v3.1 | 17 | 7626 | Rate Constraint in MTons | FALSE | L | Annual | Rate | lb/MMBtu | 0.24002 | 0.082896 | 0.087545 | 0.0045806 | 0.0041053 | 0.0040726 | 0 | 0
#CAN - NS - SO2 Cap Annual v3.1 | 17 | 7626 | Rate Constraint in MTons | FALSE | L | Annual | Generation | TWh | 6.2901 | 8.1678 | 8.3786 | 7.9374 | 9.2017 | 9.2997 | 9.0854 | 9.0231
#CAN - NS - SO2 Cap Annual v3.1 | 17 | 7626 | Rate Constraint in MTons | FALSE | L | Annual | Qualifying Generation | TWh | 6.2901 | 8.1678 | 8.3786 | 7.9374 | 9.2017 | 9.2997 | 9.0854 | 9.0231
#CAN - NS - SO2 Cap Annual v3.1 | 17 | 7626 | Rate Constraint in MTons | FALSE | L | Annual | Rate | lb/MWh | 2.3715 | 0.74233 | 0.77952 | 0.040075 | 0.034569 | 0.034205 | 0 | 0
#CAN - NS - SO2 Cap Annual v3.1 | 17 | 7626 | Rate Constraint in MTons | FALSE | L | Annual | Constraint Shadow Price | US2019$/Ton | 0 | 0 | 0 | 0 | 0 | 0 | 0 | 0
#CAN - ON - NOX Cap Annual v3.1 | 18 | 7628 | Rate Constraint in MTons | FALSE | L | Annual | Seasons Included | Seasons | Winter, WintShld, Summer | Winter, WintShld, Summer | Winter, WintShld, Summer | Winter, WintShld, Summer | Winter, WintShld, Summer | Winter, WintShld, Summer | Winter, WintShld, Summer | Winter, WintShld, Summer
#CAN - ON - NOX Cap Annual v3.1 | 18 | 7628 | Rate Constraint in MTons | FALSE | L | Annual | Standard NOX | Thousand Tons | 47.2891 | 47.2891 | 47.2891 | 47.2891 | 47.2891 | 47.2891 | 47.2891 | 47.2891
#CAN - ON - NOX Cap Annual v3.1 | 18 | 7628 | Rate Constraint in MTons | FALSE | L | Annual | Emissions at Affected Plants NOX | Thousand Tons | 0.48794 | 0.59862 | 0.72463 | 1.14 | 0.83016 | 0.71822 | 0.85082 | 2.6428
#CAN - ON - NOX Cap Annual v3.1 | 18 | 7628 | Rate Constraint in MTons | FALSE | L | Annual | Allowances Purchased NOX | Thousand Tons | 0 | 0 | 0 | 0 | 0 | 0 | 0 | 0
#CAN - ON - NOX Cap Annual v3.1 | 18 | 7628 | Rate Constraint in MTons | FALSE | L | Annual | Allowances Sold NOX | Thousand Tons | 0 | 0 | 0 | 0 | 0 | 0 | 0 | 0
#CAN - ON - NOX Cap Annual v3.1 | 18 | 7628 | Rate Constraint in MTons | FALSE | L | Annual | Allowances Banked | Thousand Tons | 0 | 31.5261 | 0 | 0 | 39.4076 | 0 | 0 | 0
#CAN - ON - NOX Cap Annual v3.1 | 18 | 7628 | Rate Constraint in MTons | FALSE | L | Annual | Allowances Withdrawn (1:1) | Thousand Tons | 0 | 0 | 0 | -47.2891 | 0 | 0 | -47.2891 | 0
#CAN - ON - NOX Cap Annual v3.1 | 18 | 7628 | Rate Constraint in MTons | FALSE | L | Annual | Allowances Withdrawn (n:1) | Thousand Tons | 0 | 0 | 0 | 0 | 0 | 0 | 0 | 0
#CAN - ON - NOX Cap Annual v3.1 | 18 | 7628 | Rate Constraint in MTons | FALSE | L | Annual | Net Emissions Allowance Position | Thousand Tons | 0.48794 | 32.1247 | 0.72463 | -46.1491 | 40.2377 | 0.71822 | -46.4383 | 2.6428
#CAN - ON - NOX Cap Annual v3.1 | 18 | 7628 | Rate Constraint in MTons | FALSE | L | Annual | Fuel Consumed | TBtu | 57.5106 | 72.2351 | 92.3463 | 156.1013 | 113.1585 | 98.1143 | 115.2273 | 435.9606
#CAN - ON - NOX Cap Annual v3.1 | 18 | 7628 | Rate Constraint in MTons | FALSE | L | Annual | Rate | lb/MMBtu | 0.016969 | 0.016574 | 0.015694 | 0.014606 | 0.014672 | 0.01464 | 0.014768 | 0.012124
#CAN - ON - NOX Cap Annual v3.1 | 18 | 7628 | Rate Constraint in MTons | FALSE | L | Annual | Generation | TWh | 8.0179 | 10.0249 | 12.6782 | 21.3145 | 15.3174 | 13.2673 | 15.5861 | 65.1995
#CAN - ON - NOX Cap Annual v3.1 | 18 | 7628 | Rate Constraint in MTons | FALSE | L | Annual | Qualifying Generation | TWh | 8.0179 | 10.0249 | 12.6782 | 21.3145 | 15.3174 | 13.2673 | 15.5861 | 65.1995
#CAN - ON - NOX Cap Annual v3.1 | 18 | 7628 | Rate Constraint in MTons | FALSE | L | Annual | Rate | lb/MWh | 0.12171 | 0.11943 | 0.11431 | 0.10697 | 0.10839 | 0.10827 | 0.10918 | 0.081069
#CAN - ON - NOX Cap Annual v3.1 | 18 | 7628 | Rate Constraint in MTons | FALSE | L | Annual | Constraint Shadow Price | US2019$/Ton | 0 | 0 | 0 | 0 | 0 | 0 | 0 | 0
#CAN - ON - O3 Annex - NOX Cap Annual v3.1 | 19 | 7629 | Rate Constraint in MTons | FALSE | L | Annual | Seasons Included | Seasons | Winter, WintShld, Summer | Winter, WintShld, Summer | Winter, WintShld, Summer | Winter, WintShld, Summer | Winter, WintShld, Summer | Winter, WintShld, Summer | Winter, WintShld, Summer | Winter, WintShld, Summer
#CAN - ON - O3 Annex - NOX Cap Annual v3.1 | 19 | 7629 | Rate Constraint in MTons | FALSE | L | Annual | Standard NOX | Thousand Tons | 42.9901 | 42.9901 | 42.9901 | 42.9901 | 42.9901 | 42.9901 | 42.9901 | 42.9901
#CAN - ON - O3 Annex - NOX Cap Annual v3.1 | 19 | 7629 | Rate Constraint in MTons | FALSE | L | Annual | Emissions at Affected Plants NOX | Thousand Tons | 0.32122 | 0.44012 | 0.44404 | 0.7585 | 0.54045 | 0.38902 | 0.50958 | 0.60689
#CAN - ON - O3 Annex - NOX Cap Annual v3.1 | 19 | 7629 | Rate Constraint in MTons | FALSE | L | Annual | Allowances Purchased NOX | Thousand Tons | 0 | 0 | 0 | 0 | 0 | 0 | 0 | 0
#CAN - ON - O3 Annex - NOX Cap Annual v3.1 | 19 | 7629 | Rate Constraint in MTons | FALSE | L | Annual | Allowances Sold NOX | Thousand Tons | 0 | 0 | 0 | 0 | 0 | 0 | 0 | 0
#CAN - ON - O3 Annex - NOX Cap Annual v3.1 | 19 | 7629 | Rate Constraint in MTons | FALSE | L | Annual | Allowances Banked | Thousand Tons | 0 | 0 | 0 | 0 | 0 | 0 | 0 | 0
#CAN - ON - O3 Annex - NOX Cap Annual v3.1 | 19 | 7629 | Rate Constraint in MTons | FALSE | L | Annual | Allowances Withdrawn (1:1) | Thousand Tons | 0 | 0 | 0 | 0 | 0 | 0 | 0 | 0
#CAN - ON - O3 Annex - NOX Cap Annual v3.1 | 19 | 7629 | Rate Constraint in MTons | FALSE | L | Annual | Allowances Withdrawn (n:1) | Thousand Tons | 0 | 0 | 0 | 0 | 0 | 0 | 0 | 0
#CAN - ON - O3 Annex - NOX Cap Annual v3.1 | 19 | 7629 | Rate Constraint in MTons | FALSE | L | Annual | Net Emissions Allowance Position | Thousand Tons | 0.32122 | 0.44012 | 0.44404 | 0.7585 | 0.54045 | 0.38902 | 0.50958 | 0.60689
#CAN - ON - O3 Annex - NOX Cap Annual v3.1 | 19 | 7629 | Rate Constraint in MTons | FALSE | L | Annual | Fuel Consumed | TBtu | 41.2402 | 57.6632 | 59.5881 | 107.2622 | 78.3289 | 56.1389 | 73.3045 | 87.5554
#CAN - ON - O3 Annex - NOX Cap Annual v3.1 | 19 | 7629 | Rate Constraint in MTons | FALSE | L | Annual | Rate | lb/MMBtu | 0.015578 | 0.015265 | 0.014904 | 0.014143 | 0.0138 | 0.013859 | 0.013903 | 0.013863
#CAN - ON - O3 Annex - NOX Cap Annual v3.1 | 19 | 7629 | Rate Constraint in MTons | FALSE | L | Annual | Generation | TWh | 5.8538 | 8.0916 | 8.2779 | 14.7315 | 10.6351 | 7.6161 | 9.9446 | 11.888
#CAN - ON - O3 Annex - NOX Cap Annual v3.1 | 19 | 7629 | Rate Constraint in MTons | FALSE | L | Annual | Qualifying Generation | TWh | 5.8538 | 8.0916 | 8.2779 | 14.7315 | 10.6351 | 7.6161 | 9.9446 | 11.888
#CAN - ON - O3 Annex - NOX Cap Annual v3.1 | 19 | 7629 | Rate Constraint in MTons | FALSE | L | Annual | Rate | lb/MWh | 0.10975 | 0.10879 | 0.10728 | 0.10298 | 0.10164 | 0.10216 | 0.10248 | 0.1021
#CAN - ON - O3 Annex - NOX Cap Annual v3.1 | 19 | 7629 | Rate Constraint in MTons | FALSE | L | Annual | Constraint Shadow Price | US2019$/Ton | 0 | 0 | 0 | 0 | 0 | 0 | 0 | 0
#CAN - ON - SO2 Cap Annual v3.1 | 20 | 7630 | Rate Constraint in MTons | FALSE | L | Annual | Seasons Included | Seasons | Winter, WintShld, Summer | Winter, WintShld, Summer | Winter, WintShld, Summer | Winter, WintShld, Summer | Winter, WintShld, Summer | Winter, WintShld, Summer | Winter, WintShld, Summer | Winter, WintShld, Summer
#CAN - ON - SO2 Cap Annual v3.1 | 20 | 7630 | Rate Constraint in MTons | FALSE | L | Annual | Standard SO2 | Thousand Tons | 144.4026 | 144.4026 | 144.4026 | 144.4026 | 144.4026 | 144.4026 | 144.4026 | 144.4026
#CAN - ON - SO2 Cap Annual v3.1 | 20 | 7630 | Rate Constraint in MTons | FALSE | L | Annual | Emissions at Affected Plants SO2 | Thousand Tons | 0.13696 | 0.13696 | 0.13696 | 0.13696 | 0.13696 | 0.13696 | 0.13696 | 0.13696
#CAN - ON - SO2 Cap Annual v3.1 | 20 | 7630 | Rate Constraint in MTons | FALSE | L | Annual | Allowances Purchased SO2 | Thousand Tons | 0 | 0 | 0 | 0 | 0 | 0 | 0 | 0
#CAN - ON - SO2 Cap Annual v3.1 | 20 | 7630 | Rate Constraint in MTons | FALSE | L | Annual | Allowances Sold SO2 | Thousand Tons | 0 | 0 | 0 | 0 | 0 | 0 | 0 | 0
#CAN - ON - SO2 Cap Annual v3.1 | 20 | 7630 | Rate Constraint in MTons | FALSE | L | Annual | Allowances Banked | Thousand Tons | 0 | 144.2657 | 0 | 0 | 120.3355 | 0 | 0 | 0
#CAN - ON - SO2 Cap Annual v3.1 | 20 | 7630 | Rate Constraint in MTons | FALSE | L | Annual | Allowances Withdrawn (1:1) | Thousand Tons | 0 | 0 | 0 | -144.4026 | -23.9986 | 0 | -144.4026 | 0
#CAN - ON - SO2 Cap Annual v3.1 | 20 | 7630 | Rate Constraint in MTons | FALSE | L | Annual | Allowances Withdrawn (n:1) | Thousand Tons | 0 | 0 | 0 | 0 | 0 | 0 | 0 | 0
#CAN - ON - SO2 Cap Annual v3.1 | 20 | 7630 | Rate Constraint in MTons | FALSE | L | Annual | Net Emissions Allowance Position | Thousand Tons | 0.13696 | 144.4026 | 0.13696 | -144.2656 | 96.4739 | 0.13696 | -144.2657 | 0.13696
#CAN - ON - SO2 Cap Annual v3.1 | 20 | 7630 | Rate Constraint in MTons | FALSE | L | Annual | Fuel Consumed | TBtu | 57.5106 | 72.2351 | 92.3463 | 156.1013 | 113.1585 | 98.1143 | 115.2273 | 435.9606
#CAN - ON - SO2 Cap Annual v3.1 | 20 | 7630 | Rate Constraint in MTons | FALSE | L | Annual | Rate | lb/MMBtu | 0.004763 | 0.0037921 | 0.0029663 | 0.0017548 | 0.0024207 | 0.0027919 | 0.0023772 | 0.00062832
#CAN - ON - SO2 Cap Annual v3.1 | 20 | 7630 | Rate Constraint in MTons | FALSE | L | Annual | Generation | TWh | 8.0179 | 10.0249 | 12.6782 | 21.3145 | 15.3174 | 13.2673 | 15.5861 | 65.1995
#CAN - ON - SO2 Cap Annual v3.1 | 20 | 7630 | Rate Constraint in MTons | FALSE | L | Annual | Qualifying Generation | TWh | 8.0179 | 10.0249 | 12.6782 | 21.3145 | 15.3174 | 13.2673 | 15.5861 | 65.1995
#CAN - ON - SO2 Cap Annual v3.1 | 20 | 7630 | Rate Constraint in MTons | FALSE | L | Annual | Rate | lb/MWh | 0.034164 | 0.027324 | 0.021606 | 0.012851 | 0.017883 | 0.020646 | 0.017575 | 0.0042013
#CAN - ON - SO2 Cap Annual v3.1 | 20 | 7630 | Rate Constraint in MTons | FALSE | L | Annual | Constraint Shadow Price | US2019$/Ton | 0 | 0 | 0 | 0 | 0 | 0 | 0 | 0
#CAN - PE - Acid Rain - SO2 Cap Annual v3.1 | 21 | 7634 | Rate Constraint in MTons | FALSE | L | Annual | Seasons Included | Seasons | Winter, WintShld, Summer | Winter, WintShld, Summer | Winter, WintShld, Summer | Winter, WintShld, Summer | Winter, WintShld, Summer | Winter, WintShld, Summer | Winter, WintShld, Summer | Winter, WintShld, Summer
#CAN - PE - Acid Rain - SO2 Cap Annual v3.1 | 21 | 7634 | Rate Constraint in MTons | FALSE | L | Annual | Standard SO2 | Thousand Tons | 3.31 | 3.31 | 3.31 | 3.31 | 3.31 | 3.31 | 3.31 | 3.31
#CAN - PE - Acid Rain - SO2 Cap Annual v3.1 | 21 | 7634 | Rate Constraint in MTons | FALSE | L | Annual | Emissions at Affected Plants SO2 | Thousand Tons | 0 | 0 | 0 | 0 | 0 | 0 | 0 | 0
#CAN - PE - Acid Rain - SO2 Cap Annual v3.1 | 21 | 7634 | Rate Constraint in MTons | FALSE | L | Annual | Allowances Purchased SO2 | Thousand Tons | 0 | 0 | 0 | 0 | 0 | 0 | 0 | 0
#CAN - PE - Acid Rain - SO2 Cap Annual v3.1 | 21 | 7634 | Rate Constraint in MTons | FALSE | L | Annual | Allowances Sold SO2 | Thousand Tons | 0 | 0 | 0 | 0 | 0 | 0 | 0 | 0
#CAN - PE - Acid Rain - SO2 Cap Annual v3.1 | 21 | 7634 | Rate Constraint in MTons | FALSE | L | Annual | Allowances Banked | Thousand Tons | 0 | 0 | 0 | 0 | 0 | 0 | 0 | 0
#CAN - PE - Acid Rain - SO2 Cap Annual v3.1 | 21 | 7634 | Rate Constraint in MTons | FALSE | L | Annual | Allowances Withdrawn (1:1) | Thousand Tons | 0 | 0 | 0 | 0 | 0 | 0 | 0 | 0
#CAN - PE - Acid Rain - SO2 Cap Annual v3.1 | 21 | 7634 | Rate Constraint in MTons | FALSE | L | Annual | Allowances Withdrawn (n:1) | Thousand Tons | 0 | 0 | 0 | 0 | 0 | 0 | 0 | 0
#CAN - PE - Acid Rain - SO2 Cap Annual v3.1 | 21 | 7634 | Rate Constraint in MTons | FALSE | L | Annual | Net Emissions Allowance Position | Thousand Tons | 0 | 0 | 0 | 0 | 0 | 0 | 0 | 0
#CAN - PE - Acid Rain - SO2 Cap Annual v3.1 | 21 | 7634 | Rate Constraint in MTons | FALSE | L | Annual | Fuel Consumed | TBtu | 5.3136 | 8.3377 | 9.4385 | 10.0599 | 10.446 | 10.531 | 9.0761 | 8.4928
#CAN - PE - Acid Rain - SO2 Cap Annual v3.1 | 21 | 7634 | Rate Constraint in MTons | FALSE | L | Annual | Rate | lb/MMBtu | 0 | 0 | 0 | 0 | 0 | 0 | 0 | 0
#CAN - PE - Acid Rain - SO2 Cap Annual v3.1 | 21 | 7634 | Rate Constraint in MTons | FALSE | L | Annual | Generation | TWh | 0.71842 | 1.2157 | 1.4186 | 1.5166 | 1.6054 | 1.6369 | 1.4158 | 1.3193
#CAN - PE - Acid Rain - SO2 Cap Annual v3.1 | 21 | 7634 | Rate Constraint in MTons | FALSE | L | Annual | Qualifying Generation | TWh | 0.71842 | 1.2157 | 1.4186 | 1.5166 | 1.6054 | 1.6369 | 1.4158 | 1.3193
#CAN - PE - Acid Rain - SO2 Cap Annual v3.1 | 21 | 7634 | Rate Constraint in MTons | FALSE | L | Annual | Rate | lb/MWh | 0 | 0 | 0 | 0 | 0 | 0 | 0 | 0
#CAN - PE - Acid Rain - SO2 Cap Annual v3.1 | 21 | 7634 | Rate Constraint in MTons | FALSE | L | Annual | Constraint Shadow Price | US2019$/Ton | 0 | 0 | 0 | 0 | 0 | 0 | 0 | 0
#CAN - PQ - Acid Rain - SO2 Cap Annual v3.1 | 22 | 7632 | Rate Constraint in MTons | FALSE | L | Annual | Seasons Included | Seasons | Winter, WintShld, Summer | Winter, WintShld, Summer | Winter, WintShld, Summer | Winter, WintShld, Summer | Winter, WintShld, Summer | Winter, WintShld, Summer | Winter, WintShld, Summer | Winter, WintShld, Summer
#CAN - PQ - Acid Rain - SO2 Cap Annual v3.1 | 22 | 7632 | Rate Constraint in MTons | FALSE | L | Annual | Standard SO2 | Thousand Tons | 6.61 | 6.61 | 6.61 | 6.61 | 6.61 | 6.61 | 6.61 | 6.61
#CAN - PQ - Acid Rain - SO2 Cap Annual v3.1 | 22 | 7632 | Rate Constraint in MTons | FALSE | L | Annual | Emissions at Affected Plants SO2 | Thousand Tons | 0 | 0 | 0 | 0 | 0 | 0 | 0 | 0
#CAN - PQ - Acid Rain - SO2 Cap Annual v3.1 | 22 | 7632 | Rate Constraint in MTons | FALSE | L | Annual | Allowances Purchased SO2 | Thousand Tons | 0 | 0 | 0 | 0 | 0 | 0 | 0 | 0
#CAN - PQ - Acid Rain - SO2 Cap Annual v3.1 | 22 | 7632 | Rate Constraint in MTons | FALSE | L | Annual | Allowances Sold SO2 | Thousand Tons | 0 | 0 | 0 | 0 | 0 | 0 | 0 | 0
#CAN - PQ - Acid Rain - SO2 Cap Annual v3.1 | 22 | 7632 | Rate Constraint in MTons | FALSE | L | Annual | Allowances Banked | Thousand Tons | 0 | 0 | 0 | 0 | 0 | 0 | 0 | 0
#CAN - PQ - Acid Rain - SO2 Cap Annual v3.1 | 22 | 7632 | Rate Constraint in MTons | FALSE | L | Annual | Allowances Withdrawn (1:1) | Thousand Tons | 0 | 0 | 0 | 0 | 0 | 0 | 0 | 0
#CAN - PQ - Acid Rain - SO2 Cap Annual v3.1 | 22 | 7632 | Rate Constraint in MTons | FALSE | L | Annual | Allowances Withdrawn (n:1) | Thousand Tons | 0 | 0 | 0 | 0 | 0 | 0 | 0 | 0
#CAN - PQ - Acid Rain - SO2 Cap Annual v3.1 | 22 | 7632 | Rate Constraint in MTons | FALSE | L | Annual | Net Emissions Allowance Position | Thousand Tons | 0 | 0 | 0 | 0 | 0 | 0 | 0 | 0
#CAN - PQ - Acid Rain - SO2 Cap Annual v3.1 | 22 | 7632 | Rate Constraint in MTons | FALSE | L | Annual | Fuel Consumed | TBtu | 21.0592 | 13.7274 | 13.7983 | 0 | 0 | 0.03168 | 0.28603 | 0.017866
#CAN - PQ - Acid Rain - SO2 Cap Annual v3.1 | 22 | 7632 | Rate Constraint in MTons | FALSE | L | Annual | Rate | lb/MMBtu | 0 | 0 | 0 | 0 | 0 | 0 | 0 | 0
#CAN - PQ - Acid Rain - SO2 Cap Annual v3.1 | 22 | 7632 | Rate Constraint in MTons | FALSE | L | Annual | Generation | TWh | 2.0876 | 0.9643 | 0.97057 | 0 | 0 | 0.0025795 | 0.02048 | 0.0015795
#CAN - PQ - Acid Rain - SO2 Cap Annual v3.1 | 22 | 7632 | Rate Constraint in MTons | FALSE | L | Annual | Qualifying Generation | TWh | 2.0876 | 0.9643 | 0.97057 | 0 | 0 | 0.0025795 | 0.02048 | 0.0015795
#CAN - PQ - Acid Rain - SO2 Cap Annual v3.1 | 22 | 7632 | Rate Constraint in MTons | FALSE | L | Annual | Rate | lb/MWh | 0 | 0 | 0 | 0 | 0 | 0 | 0 | 0
#CAN - PQ - Acid Rain - SO2 Cap Annual v3.1 | 22 | 7632 | Rate Constraint in MTons | FALSE | L | Annual | Constraint Shadow Price | US2019$/Ton | 0 | 0 | 0 | 0 | 0 | 0 | 0 | 0
#CAN - PQ - CO2 Constraint- v.6.17 | 23 | 7633 | Rate Constraint in MTons | FALSE | L | Annual | Seasons Included | Seasons | Winter, WintShld, Summer | Winter, WintShld, Summer | Winter, WintShld, Summer | Winter, WintShld, Summer | Winter, WintShld, Summer | Winter, WintShld, Summer | Winter, WintShld, Summer | Winter, WintShld, Summer
#CAN - PQ - CO2 Constraint- v.6.17 | 23 | 7633 | Rate Constraint in MTons | FALSE | L | Annual | Standard CO2 | Thousand Tons | 0 | 0 | 0 | 0 | 0 | 0 | 0 | 0
#CAN - PQ - CO2 Constraint- v.6.17 | 23 | 7633 | Rate Constraint in MTons | FALSE | L | Annual | Emissions at Affected Plants CO2 | Thousand Tons | 1678.0056 | 1107.7018 | 1113.4268 | 0 | 0 | 2.5564 | 23.0807 | 1.4417
#CAN - PQ - CO2 Constraint- v.6.17 | 23 | 7633 | Rate Constraint in MTons | FALSE | L | Annual | Allowances Purchased CO2 | Thousand Tons | -1678.0056 | -1107.7018 | -1113.4268 | 0 | 0 | -2.5564 | -23.0807 | -1.4417
#CAN - PQ - CO2 Constraint- v.6.17 | 23 | 7633 | Rate Constraint in MTons | FALSE | L | Annual | Allowances Sold CO2 | Thousand Tons | 0 | 0 | 0 | 0 | 0 | 0 | 0 | 0
#CAN - PQ - CO2 Constraint- v.6.17 | 23 | 7633 | Rate Constraint in MTons | FALSE | L | Annual | Allowances Banked | Thousand Tons | 0 | 0 | 0 | 0 | 0 | 0 | 0 | 0
#CAN - PQ - CO2 Constraint- v.6.17 | 23 | 7633 | Rate Constraint in MTons | FALSE | L | Annual | Allowances Withdrawn (1:1) | Thousand Tons | 0 | 0 | 0 | 0 | 0 | 0 | 0 | 0
#CAN - PQ - CO2 Constraint- v.6.17 | 23 | 7633 | Rate Constraint in MTons | FALSE | L | Annual | Allowances Withdrawn (n:1) | Thousand Tons | 0 | 0 | 0 | 0 | 0 | 0 | 0 | 0
#CAN - PQ - CO2 Constraint- v.6.17 | 23 | 7633 | Rate Constraint in MTons | FALSE | L | Annual | Net Emissions Allowance Position | Thousand Tons | 6.85e-08 | -5.0144e-07 | -5.0687e-07 | 0 | 0 | 4.564e-11 | 1.8053e-08 | -5.467e-11
#CAN - PQ - CO2 Constraint- v.6.17 | 23 | 7633 | Rate Constraint in MTons | FALSE | L | Annual | Fuel Consumed | TBtu | 21.0592 | 13.7274 | 13.7983 | 0 | 0 | 0.03168 | 0.28603 | 0.017866
#CAN - PQ - CO2 Constraint- v.6.17 | 23 | 7633 | Rate Constraint in MTons | FALSE | L | Annual | Rate | lb/MMBtu | 159.3606 | 161.386 | 161.386 | 0 | 0 | 161.386 | 161.386 | 161.386
#CAN - PQ - CO2 Constraint- v.6.17 | 23 | 7633 | Rate Constraint in MTons | FALSE | L | Annual | Generation | TWh | 2.0876 | 0.9643 | 0.97057 | 0 | 0 | 0.0025795 | 0.02048 | 0.0015795
#CAN - PQ - CO2 Constraint- v.6.17 | 23 | 7633 | Rate Constraint in MTons | FALSE | L | Annual | Qualifying Generation | TWh | 2.0876 | 0.9643 | 0.97057 | 0 | 0 | 0.0025795 | 0.02048 | 0.0015795
#CAN - PQ - CO2 Constraint- v.6.17 | 23 | 7633 | Rate Constraint in MTons | FALSE | L | Annual | Rate | lb/MWh | 1607.616 | 2297.4195 | 2294.3692 | 0 | 0 | 1982.0819 | 2253.9353 | 1825.437
#CAN - PQ - CO2 Constraint- v.6.17 | 23 | 7633 | Rate Constraint in MTons | FALSE | L | Annual | Constraint Shadow Price | US2019$/Ton | 14.091 | 14.0904 | 14.0902 | 64.501 | 71.6704 | 71.6702 | 71.6705 | 71.6706
#CAN - PQ - O3 Annex - NOX Cap Annual v3.1 | 24 | 7631 | Rate Constraint in MTons | FALSE | L | Annual | Seasons Included | Seasons | Winter, WintShld, Summer | Winter, WintShld, Summer | Winter, WintShld, Summer | Winter, WintShld, Summer | Winter, WintShld, Summer | Winter, WintShld, Summer | Winter, WintShld, Summer | Winter, WintShld, Summer
#CAN - PQ - O3 Annex - NOX Cap Annual v3.1 | 24 | 7631 | Rate Constraint in MTons | FALSE | L | Annual | Standard NOX | Thousand Tons | 5.5115 | 5.5115 | 5.5115 | 5.5115 | 5.5115 | 5.5115 | 5.5115 | 5.5115
#CAN - PQ - O3 Annex - NOX Cap Annual v3.1 | 24 | 7631 | Rate Constraint in MTons | FALSE | L | Annual | Emissions at Affected Plants NOX | Thousand Tons | 5.5116 | 5.5115 | 5.5115 | 0 | 0 | 0 | 0.09389 | 0
#CAN - PQ - O3 Annex - NOX Cap Annual v3.1 | 24 | 7631 | Rate Constraint in MTons | FALSE | L | Annual | Allowances Purchased NOX | Thousand Tons | 0 | 0 | 0 | 0 | 0 | 0 | 0 | 0
#CAN - PQ - O3 Annex - NOX Cap Annual v3.1 | 24 | 7631 | Rate Constraint in MTons | FALSE | L | Annual | Allowances Sold NOX | Thousand Tons | 0 | 0 | 0 | 0 | 0 | 0 | 0 | 0
#CAN - PQ - O3 Annex - NOX Cap Annual v3.1 | 24 | 7631 | Rate Constraint in MTons | FALSE | L | Annual | Allowances Banked | Thousand Tons | 0 | 0 | 0 | 0 | 0 | 0 | 0 | 0
#CAN - PQ - O3 Annex - NOX Cap Annual v3.1 | 24 | 7631 | Rate Constraint in MTons | FALSE | L | Annual | Allowances Withdrawn (1:1) | Thousand Tons | 0 | 0 | 0 | 0 | 0 | 0 | 0 | 0
#CAN - PQ - O3 Annex - NOX Cap Annual v3.1 | 24 | 7631 | Rate Constraint in MTons | FALSE | L | Annual | Allowances Withdrawn (n:1) | Thousand Tons | 0 | 0 | 0 | 0 | 0 | 0 | 0 | 0
#CAN - PQ - O3 Annex - NOX Cap Annual v3.1 | 24 | 7631 | Rate Constraint in MTons | FALSE | L | Annual | Net Emissions Allowance Position | Thousand Tons | 5.5116 | 5.5115 | 5.5115 | 0 | 0 | 0 | 0.09389 | 0
#CAN - PQ - O3 Annex - NOX Cap Annual v3.1 | 24 | 7631 | Rate Constraint in MTons | FALSE | L | Annual | Fuel Consumed | TBtu | 17.8008 | 10.469 | 10.469 | 0 | 0 | 0 | 0.17834 | 0
#CAN - PQ - O3 Annex - NOX Cap Annual v3.1 | 24 | 7631 | Rate Constraint in MTons | FALSE | L | Annual | Rate | lb/MMBtu | 0.61925 | 1.0529 | 1.0529 | 0 | 0 | 0 | 1.0529 | 0
#CAN - PQ - O3 Annex - NOX Cap Annual v3.1 | 24 | 7631 | Rate Constraint in MTons | FALSE | L | Annual | Generation | TWh | 1.8393 | 0.71607 | 0.71607 | 0 | 0 | 0 | 0.012198 | 0
#CAN - PQ - O3 Annex - NOX Cap Annual v3.1 | 24 | 7631 | Rate Constraint in MTons | FALSE | L | Annual | Qualifying Generation | TWh | 1.8393 | 0.71607 | 0.71607 | 0 | 0 | 0 | 0.012198 | 0
#CAN - PQ - O3 Annex - NOX Cap Annual v3.1 | 24 | 7631 | Rate Constraint in MTons | FALSE | L | Annual | Rate | lb/MWh | 5.993 | 15.3938 | 15.3938 | 0 | 0 | 0 | 15.3938 | 0
#CAN - PQ - O3 Annex - NOX Cap Annual v3.1 | 24 | 7631 | Rate Constraint in MTons | FALSE | L | Annual | Constraint Shadow Price | US2019$/Ton | 2198.487 | 1621.4112 | 1825.5952 | 0 | 0 | 0 | 0 | 0
#CAN - SK - MER Cap Annual v4.12 | 25 | 7635 | Rate Constraint in MTons | FALSE | L | Annual | Seasons Included | Seasons | Winter, WintShld, Summer | Winter, WintShld, Summer | Winter, WintShld, Summer | Winter, WintShld, Summer | Winter, WintShld, Summer | Winter, WintShld, Summer | Winter, WintShld, Summer | Winter, WintShld, Summer
#CAN - SK - MER Cap Annual v4.12 | 25 | 7635 | Rate Constraint in MTons | FALSE | L | Annual | Standard MER | lbs | 947.9877 | 947.9877 | 947.9877 | 947.9877 | 947.9877 | 947.9877 | 947.9877 | 947.9877
#CAN - SK - MER Cap Annual v4.12 | 25 | 7635 | Rate Constraint in MTons | FALSE | L | Annual | Emissions at Affected Plants MER | lbs | 699.1478 | 699.1478 | 699.1478 | 699.1478 | 556.7473 | 569.7616 | 597.6179 | 350.9426
#CAN - SK - MER Cap Annual v4.12 | 25 | 7635 | Rate Constraint in MTons | FALSE | L | Annual | Allowances Purchased MER | lbs | 0 | 0 | 0 | 0 | 0 | 0 | 0 | 0
#CAN - SK - MER Cap Annual v4.12 | 25 | 7635 | Rate Constraint in MTons | FALSE | L | Annual | Allowances Sold MER | lbs | 0 | 0 | 0 | 0 | 0 | 0 | 0 | 0
#CAN - SK - MER Cap Annual v4.12 | 25 | 7635 | Rate Constraint in MTons | FALSE | L | Annual | Allowances Banked | lbs | 0 | 0 | 0 | 0 | 0 | 0 | 0 | 0
#CAN - SK - MER Cap Annual v4.12 | 25 | 7635 | Rate Constraint in MTons | FALSE | L | Annual | Allowances Withdrawn (1:1) | lbs | 0 | 0 | 0 | 0 | 0 | 0 | 0 | 0
#CAN - SK - MER Cap Annual v4.12 | 25 | 7635 | Rate Constraint in MTons | FALSE | L | Annual | Allowances Withdrawn (n:1) | lbs | 0 | 0 | 0 | 0 | 0 | 0 | 0 | 0
#CAN - SK - MER Cap Annual v4.12 | 25 | 7635 | Rate Constraint in MTons | FALSE | L | Annual | Net Emissions Allowance Position | lbs | 699.1478 | 699.1478 | 699.1478 | 699.1478 | 556.7473 | 569.7616 | 597.6179 | 350.9426
#CAN - SK - MER Cap Annual v4.12 | 25 | 7635 | Rate Constraint in MTons | FALSE | L | Annual | Fuel Consumed | TBtu | 117.111 | 117.111 | 117.111 | 117.111 | 91.5119 | 74.5804 | 62.9708 | 40.17
#CAN - SK - MER Cap Annual v4.12 | 25 | 7635 | Rate Constraint in MTons | FALSE | L | Annual | Rate | lb/MMBtu | 5.97e-06 | 5.97e-06 | 5.97e-06 | 5.97e-06 | 6.0839e-06 | 7.6396e-06 | 9.4904e-06 | 8.7364e-06
#CAN - SK - MER Cap Annual v4.12 | 25 | 7635 | Rate Constraint in MTons | FALSE | L | Annual | Generation | TWh | 11.2197 | 11.2197 | 11.2197 | 11.2197 | 8.7672 | 7.1451 | 6.0328 | 3.8484
#CAN - SK - MER Cap Annual v4.12 | 25 | 7635 | Rate Constraint in MTons | FALSE | L | Annual | Qualifying Generation | TWh | 11.2197 | 11.2197 | 11.2197 | 11.2197 | 8.7672 | 7.1451 | 6.0328 | 3.8484
#CAN - SK - MER Cap Annual v4.12 | 25 | 7635 | Rate Constraint in MTons | FALSE | L | Annual | Rate | lb/MWh | 6.2314e-05 | 6.2314e-05 | 6.2314e-05 | 6.2314e-05 | 6.3504e-05 | 7.9742e-05 | 9.9061e-05 | 9.1191e-05
#CAN - SK - MER Cap Annual v4.12 | 25 | 7635 | Rate Constraint in MTons | FALSE | L | Annual | Constraint Shadow Price | US2019$/Lb | 0 | 0 | 0 | 0 | 0 | 0 | 0 | 0
#CAN Aconi 1 - SO2 Rate Annual v3.1 | 26 | 7636 | Rate Constraint in lbs/MMBtu | FALSE | L | Annual | Seasons Included | Seasons | Winter, WintShld, Summer | Winter, WintShld, Summer | Winter, WintShld, Summer | Winter, WintShld, Summer | Winter, WintShld, Summer | Winter, WintShld, Summer | Winter, WintShld, Summer | Winter, WintShld, Summer
#CAN Aconi 1 - SO2 Rate Annual v3.1 | 26 | 7636 | Rate Constraint in lbs/MMBtu | FALSE | L | Annual | Standard SO2 | lb/MMBtu | 0.58146 | 0.58146 | 0.58146 | 0.58146 | 0.58146 | 0.58146 | 0.58146 | 0.58146
#CAN Aconi 1 - SO2 Rate Annual v3.1 | 26 | 7636 | Rate Constraint in lbs/MMBtu | FALSE | L | Annual | Emissions at Affected Plants SO2 | Thousand Tons | 0.11364 | 0.097206 | 0.15851 | 0 | 0 | 0 | 0 | 0
#CAN Aconi 1 - SO2 Rate Annual v3.1 | 26 | 7636 | Rate Constraint in lbs/MMBtu | FALSE | L | Annual | Allowances Purchased SO2 | Thousand Tons | 0 | 0 | 0 | 0 | 0 | 0 | 0 | 0
#CAN Aconi 1 - SO2 Rate Annual v3.1 | 26 | 7636 | Rate Constraint in lbs/MMBtu | FALSE | L | Annual | Allowances Sold SO2 | Thousand Tons | 0 | 0 | 0 | 0 | 0 | 0 | 0 | 0
#CAN Aconi 1 - SO2 Rate Annual v3.1 | 26 | 7636 | Rate Constraint in lbs/MMBtu | FALSE | L | Annual | Allowances Banked | Thousand Tons | 0 | 0 | 0 | 0 | 0 | 0 | 0 | 0
#CAN Aconi 1 - SO2 Rate Annual v3.1 | 26 | 7636 | Rate Constraint in lbs/MMBtu | FALSE | L | Annual | Allowances Withdrawn (1:1) | Thousand Tons | 0 | 0 | 0 | 0 | 0 | 0 | 0 | 0
#CAN Aconi 1 - SO2 Rate Annual v3.1 | 26 | 7636 | Rate Constraint in lbs/MMBtu | FALSE | L | Annual | Allowances Withdrawn (n:1) | Thousand Tons | 0 | 0 | 0 | 0 | 0 | 0 | 0 | 0
#CAN Aconi 1 - SO2 Rate Annual v3.1 | 26 | 7636 | Rate Constraint in lbs/MMBtu | FALSE | L | Annual | Net Emissions Allowance Position | Thousand Tons | 0.11364 | 0.097206 | 0.15851 | 0 | 0 | 0 | 0 | 0
#CAN Aconi 1 - SO2 Rate Annual v3.1 | 26 | 7636 | Rate Constraint in lbs/MMBtu | FALSE | L | Annual | Fuel Consumed | TBtu | 1.9389 | 1.6585 | 2.7045 | 0 | 0 | 0 | 0 | 0
#CAN Aconi 1 - SO2 Rate Annual v3.1 | 26 | 7636 | Rate Constraint in lbs/MMBtu | FALSE | L | Annual | Rate | lb/MMBtu | 0.11722 | 0.11722 | 0.11722 | 0 | 0 | 0 | 0 | 0
#CAN Aconi 1 - SO2 Rate Annual v3.1 | 26 | 7636 | Rate Constraint in lbs/MMBtu | FALSE | L | Annual | Generation | TWh | 0.18575 | 0.15889 | 0.2591 | 0 | 0 | 0 | 0 | 0
#CAN Aconi 1 - SO2 Rate Annual v3.1 | 26 | 7636 | Rate Constraint in lbs/MMBtu | FALSE | L | Annual | Qualifying Generation | TWh | 0.18575 | 0.15889 | 0.2591 | 0 | 0 | 0 | 0 | 0
#CAN Aconi 1 - SO2 Rate Annual v3.1 | 26 | 7636 | Rate Constraint in lbs/MMBtu | FALSE | L | Annual | Rate | lb/MWh | 1.2235 | 1.2235 | 1.2235 | 0 | 0 | 0 | 0 | 0
#CAN Aconi 1 - SO2 Rate Annual v3.1 | 26 | 7636 | Rate Constraint in lbs/MMBtu | FALSE | L | Annual | Constraint Shadow Price | US2019$/Ton | 0 | 0 | 0 | 0 | 0 | 0 | 0 | 0
#CAN Lingan 1-4 - SO2 Rate Annual v3.1 | 27 | 7637 | Rate Constraint in lbs/MMBtu | FALSE | L | Annual | Seasons Included | Seasons | Winter, WintShld, Summer | Winter, WintShld, Summer | Winter, WintShld, Summer | Winter, WintShld, Summer | Winter, WintShld, Summer | Winter, WintShld, Summer | Winter, WintShld, Summer | Winter, WintShld, Summer
#CAN Lingan 1-4 - SO2 Rate Annual v3.1 | 27 | 7637 | Rate Constraint in lbs/MMBtu | FALSE | L | Annual | Standard SO2 | lb/MMBtu | 3.7214 | 3.7214 | 3.7214 | 3.7214 | 3.7214 | 3.7214 | 3.7214 | 3.7214
#CAN Lingan 1-4 - SO2 Rate Annual v3.1 | 27 | 7637 | Rate Constraint in lbs/MMBtu | FALSE | L | Annual | Emissions at Affected Plants SO2 | Thousand Tons | 7.3358 | 2.9344 | 3.1071 | 0.15905 | 0.15905 | 0.15905 | 0 | 0
#CAN Lingan 1-4 - SO2 Rate Annual v3.1 | 27 | 7637 | Rate Constraint in lbs/MMBtu | FALSE | L | Annual | Allowances Purchased SO2 | Thousand Tons | 0 | 0 | 0 | 0 | 0 | 0 | 0 | 0
#CAN Lingan 1-4 - SO2 Rate Annual v3.1 | 27 | 7637 | Rate Constraint in lbs/MMBtu | FALSE | L | Annual | Allowances Sold SO2 | Thousand Tons | 0 | 0 | 0 | 0 | 0 | 0 | 0 | 0
#CAN Lingan 1-4 - SO2 Rate Annual v3.1 | 27 | 7637 | Rate Constraint in lbs/MMBtu | FALSE | L | Annual | Allowances Banked | Thousand Tons | 0 | 0 | 0 | 0 | 0 | 0 | 0 | 0
#CAN Lingan 1-4 - SO2 Rate Annual v3.1 | 27 | 7637 | Rate Constraint in lbs/MMBtu | FALSE | L | Annual | Allowances Withdrawn (1:1) | Thousand Tons | 0 | 0 | 0 | 0 | 0 | 0 | 0 | 0
#CAN Lingan 1-4 - SO2 Rate Annual v3.1 | 27 | 7637 | Rate Constraint in lbs/MMBtu | FALSE | L | Annual | Allowances Withdrawn (n:1) | Thousand Tons | 0 | 0 | 0 | 0 | 0 | 0 | 0 | 0
#CAN Lingan 1-4 - SO2 Rate Annual v3.1 | 27 | 7637 | Rate Constraint in lbs/MMBtu | FALSE | L | Annual | Net Emissions Allowance Position | Thousand Tons | 7.3358 | 2.9344 | 3.1071 | 0.15905 | 0.15905 | 0.15905 | 0 | 0
#CAN Lingan 1-4 - SO2 Rate Annual v3.1 | 27 | 7637 | Rate Constraint in lbs/MMBtu | FALSE | L | Annual | Fuel Consumed | TBtu | 13.3925 | 5.3571 | 5.6725 | 0.29036 | 0.29036 | 0.29036 | 0 | 0
#CAN Lingan 1-4 - SO2 Rate Annual v3.1 | 27 | 7637 | Rate Constraint in lbs/MMBtu | FALSE | L | Annual | Rate | lb/MMBtu | 1.0955 | 1.0955 | 1.0955 | 1.0955 | 1.0955 | 1.0955 | 0 | 0
#CAN Lingan 1-4 - SO2 Rate Annual v3.1 | 27 | 7637 | Rate Constraint in lbs/MMBtu | FALSE | L | Annual | Generation | TWh | 1.2831 | 0.51323 | 0.54345 | 0.027818 | 0.027818 | 0.027818 | 0 | 0
#CAN Lingan 1-4 - SO2 Rate Annual v3.1 | 27 | 7637 | Rate Constraint in lbs/MMBtu | FALSE | L | Annual | Qualifying Generation | TWh | 1.2831 | 0.51323 | 0.54345 | 0.027818 | 0.027818 | 0.027818 | 0 | 0
#CAN Lingan 1-4 - SO2 Rate Annual v3.1 | 27 | 7637 | Rate Constraint in lbs/MMBtu | FALSE | L | Annual | Rate | lb/MWh | 11.4349 | 11.4349 | 11.4349 | 11.4349 | 11.4349 | 11.4349 | 0 | 0
#CAN Lingan 1-4 - SO2 Rate Annual v3.1 | 27 | 7637 | Rate Constraint in lbs/MMBtu | FALSE | L | Annual | Constraint Shadow Price | US2019$/Ton | 0 | 0 | 0 | 0 | 0 | 0 | 0 | 0
#CAN -National Coal CO2 Rate Limit- 2023- v6.20 | 28 | 7607 | Rate Constraint in lbs/MWh | FALSE | L | Annual | Seasons Included | Seasons | Winter, WintShld, Summer | Winter, WintShld, Summer | Winter, WintShld, Summer | Winter, WintShld, Summer | Winter, WintShld, Summer | Winter, WintShld, Summer | Winter, WintShld, Summer | Winter, WintShld, Summer
#CAN -National Coal CO2 Rate Limit- 2023- v6.20 | 28 | 7607 | Rate Constraint in lbs/MWh | FALSE | L | Annual | Standard CO2 | lb/MWh | 925.94 | 925.94 | 925.94 | 925.94 | 925.94 | 925.94 | 925.94 | 925.94
#CAN -National Coal CO2 Rate Limit- 2023- v6.20 | 28 | 7607 | Rate Constraint in lbs/MWh | FALSE | L | Annual | Emissions at Affected Plants CO2 | Thousand Tons | 0 | 0 | 0 | 0 | 0 | 0 | 0 | 0
#CAN -National Coal CO2 Rate Limit- 2023- v6.20 | 28 | 7607 | Rate Constraint in lbs/MWh | FALSE | L | Annual | Allowances Purchased CO2 | Thousand Tons | 0 | 0 | 0 | 0 | 0 | 0 | 0 | 0
#CAN -National Coal CO2 Rate Limit- 2023- v6.20 | 28 | 7607 | Rate Constraint in lbs/MWh | FALSE | L | Annual | Allowances Sold CO2 | Thousand Tons | 0 | 0 | 0 | 0 | 0 | 0 | 0 | 0
#CAN -National Coal CO2 Rate Limit- 2023- v6.20 | 28 | 7607 | Rate Constraint in lbs/MWh | FALSE | L | Annual | Allowances Banked | Thousand Tons | 0 | 0 | 0 | 0 | 0 | 0 | 0 | 0
#CAN -National Coal CO2 Rate Limit- 2023- v6.20 | 28 | 7607 | Rate Constraint in lbs/MWh | FALSE | L | Annual | Allowances Withdrawn (1:1) | Thousand Tons | 0 | 0 | 0 | 0 | 0 | 0 | 0 | 0
#CAN -National Coal CO2 Rate Limit- 2023- v6.20 | 28 | 7607 | Rate Constraint in lbs/MWh | FALSE | L | Annual | Allowances Withdrawn (n:1) | Thousand Tons | 0 | 0 | 0 | 0 | 0 | 0 | 0 | 0
#CAN -National Coal CO2 Rate Limit- 2023- v6.20 | 28 | 7607 | Rate Constraint in lbs/MWh | FALSE | L | Annual | Net Emissions Allowance Position | Thousand Tons | 0 | 0 | 0 | 0 | 0 | 0 | 0 | 0
#CAN -National Coal CO2 Rate Limit- 2023- v6.20 | 28 | 7607 | Rate Constraint in lbs/MWh | FALSE | L | Annual | Fuel Consumed | TBtu | 0 | 0 | 0 | 0 | 0 | 0 | 0 | 0
#CAN -National Coal CO2 Rate Limit- 2023- v6.20 | 28 | 7607 | Rate Constraint in lbs/MWh | FALSE | L | Annual | Rate | lb/MMBtu | 0 | 0 | 0 | 0 | 0 | 0 | 0 | 0
#CAN -National Coal CO2 Rate Limit- 2023- v6.20 | 28 | 7607 | Rate Constraint in lbs/MWh | FALSE | L | Annual | Generation | TWh | 0 | 0 | 0 | 0 | 0 | 0 | 0 | 0
#CAN -National Coal CO2 Rate Limit- 2023- v6.20 | 28 | 7607 | Rate Constraint in lbs/MWh | FALSE | L | Annual | Qualifying Generation | TWh | 0 | 0 | 0 | 0 | 0 | 0 | 0 | 0
#CAN -National Coal CO2 Rate Limit- 2023- v6.20 | 28 | 7607 | Rate Constraint in lbs/MWh | FALSE | L | Annual | Constraint Shadow Price | US2019$/Ton | 0 | 0 | 0 | 0 | 0 | 0 | 0 | 0
#CAN -National Coal CO2 Rate Limit- 2028- v6.20 | 29 | 7609 | Rate Constraint in lbs/MWh | FALSE | L | Annual | Seasons Included | Seasons | Winter, WintShld, Summer | Winter, WintShld, Summer | Winter, WintShld, Summer | Winter, WintShld, Summer | Winter, WintShld, Summer | Winter, WintShld, Summer | Winter, WintShld, Summer | Winter, WintShld, Summer
#CAN -National Coal CO2 Rate Limit- 2028- v6.20 | 29 | 7609 | Rate Constraint in lbs/MWh | FALSE | L | Annual | Standard CO2 | lb/MWh | 0 | 0 | 925.94 | 925.94 | 925.94 | 925.94 | 925.94 | 925.94
#CAN -National Coal CO2 Rate Limit- 2028- v6.20 | 29 | 7609 | Rate Constraint in lbs/MWh | FALSE | L | Annual | Emissions at Affected Plants CO2 | Thousand Tons | 0 | 0 | 0 | 0 | 0 | 0 | 0 | 0
#CAN -National Coal CO2 Rate Limit- 2028- v6.20 | 29 | 7609 | Rate Constraint in lbs/MWh | FALSE | L | Annual | Allowances Purchased CO2 | Thousand Tons | 0 | 0 | 0 | 0 | 0 | 0 | 0 | 0
#CAN -National Coal CO2 Rate Limit- 2028- v6.20 | 29 | 7609 | Rate Constraint in lbs/MWh | FALSE | L | Annual | Allowances Sold CO2 | Thousand Tons | 0 | 0 | 0 | 0 | 0 | 0 | 0 | 0
#CAN -National Coal CO2 Rate Limit- 2028- v6.20 | 29 | 7609 | Rate Constraint in lbs/MWh | FALSE | L | Annual | Allowances Banked | Thousand Tons | 0 | 0 | 0 | 0 | 0 | 0 | 0 | 0
#CAN -National Coal CO2 Rate Limit- 2028- v6.20 | 29 | 7609 | Rate Constraint in lbs/MWh | FALSE | L | Annual | Allowances Withdrawn (1:1) | Thousand Tons | 0 | 0 | 0 | 0 | 0 | 0 | 0 | 0
#CAN -National Coal CO2 Rate Limit- 2028- v6.20 | 29 | 7609 | Rate Constraint in lbs/MWh | FALSE | L | Annual | Allowances Withdrawn (n:1) | Thousand Tons | 0 | 0 | 0 | 0 | 0 | 0 | 0 | 0
#CAN -National Coal CO2 Rate Limit- 2028- v6.20 | 29 | 7609 | Rate Constraint in lbs/MWh | FALSE | L | Annual | Net Emissions Allowance Position | Thousand Tons | 0 | 0 | 0 | 0 | 0 | 0 | 0 | 0
#CAN -National Coal CO2 Rate Limit- 2028- v6.20 | 29 | 7609 | Rate Constraint in lbs/MWh | FALSE | L | Annual | Fuel Consumed | TBtu | 0 | 0 | 0 | 0 | 0 | 0 | 0 | 0
#CAN -National Coal CO2 Rate Limit- 2028- v6.20 | 29 | 7609 | Rate Constraint in lbs/MWh | FALSE | L | Annual | Rate | lb/MMBtu | 0 | 0 | 0 | 0 | 0 | 0 | 0 | 0
#CAN -National Coal CO2 Rate Limit- 2028- v6.20 | 29 | 7609 | Rate Constraint in lbs/MWh | FALSE | L | Annual | Generation | TWh | 0 | 0 | 0 | 0 | 0 | 0 | 0 | 0
#CAN -National Coal CO2 Rate Limit- 2028- v6.20 | 29 | 7609 | Rate Constraint in lbs/MWh | FALSE | L | Annual | Qualifying Generation | TWh | 0 | 0 | 0 | 0 | 0 | 0 | 0 | 0
#CAN -National Coal CO2 Rate Limit- 2028- v6.20 | 29 | 7609 | Rate Constraint in lbs/MWh | FALSE | L | Annual | Constraint Shadow Price | US2019$/Ton | 0 | 0 | 70.0784 | 58.7553 | 39.2165 | 37.8962 | 33.9795 | 31.7176
#CAN -National Coal CO2 Rate Limit- 2030- v6.20 | 30 | 7610 | Rate Constraint in lbs/MWh | FALSE | L | Annual | Seasons Included | Seasons | Winter, WintShld, Summer | Winter, WintShld, Summer | Winter, WintShld, Summer | Winter, WintShld, Summer | Winter, WintShld, Summer | Winter, WintShld, Summer | Winter, WintShld, Summer | Winter, WintShld, Summer
#CAN -National Coal CO2 Rate Limit- 2030- v6.20 | 30 | 7610 | Rate Constraint in lbs/MWh | FALSE | L | Annual | Standard CO2 | lb/MWh | 0 | 0 | 0 | 925.94 | 925.94 | 925.94 | 925.94 | 925.94
#CAN -National Coal CO2 Rate Limit- 2030- v6.20 | 30 | 7610 | Rate Constraint in lbs/MWh | FALSE | L | Annual | Emissions at Affected Plants CO2 | Thousand Tons | 0 | 0 | 0 | 0 | 0 | 0 | 0 | 0
#CAN -National Coal CO2 Rate Limit- 2030- v6.20 | 30 | 7610 | Rate Constraint in lbs/MWh | FALSE | L | Annual | Allowances Purchased CO2 | Thousand Tons | 0 | 0 | 0 | 0 | 0 | 0 | 0 | 0
#CAN -National Coal CO2 Rate Limit- 2030- v6.20 | 30 | 7610 | Rate Constraint in lbs/MWh | FALSE | L | Annual | Allowances Sold CO2 | Thousand Tons | 0 | 0 | 0 | 0 | 0 | 0 | 0 | 0
#CAN -National Coal CO2 Rate Limit- 2030- v6.20 | 30 | 7610 | Rate Constraint in lbs/MWh | FALSE | L | Annual | Allowances Banked | Thousand Tons | 0 | 0 | 0 | 0 | 0 | 0 | 0 | 0
#CAN -National Coal CO2 Rate Limit- 2030- v6.20 | 30 | 7610 | Rate Constraint in lbs/MWh | FALSE | L | Annual | Allowances Withdrawn (1:1) | Thousand Tons | 0 | 0 | 0 | 0 | 0 | 0 | 0 | 0
#CAN -National Coal CO2 Rate Limit- 2030- v6.20 | 30 | 7610 | Rate Constraint in lbs/MWh | FALSE | L | Annual | Allowances Withdrawn (n:1) | Thousand Tons | 0 | 0 | 0 | 0 | 0 | 0 | 0 | 0
#CAN -National Coal CO2 Rate Limit- 2030- v6.20 | 30 | 7610 | Rate Constraint in lbs/MWh | FALSE | L | Annual | Net Emissions Allowance Position | Thousand Tons | 0 | 0 | 0 | 0 | 0 | 0 | 0 | 0
#CAN -National Coal CO2 Rate Limit- 2030- v6.20 | 30 | 7610 | Rate Constraint in lbs/MWh | FALSE | L | Annual | Fuel Consumed | TBtu | 0 | 0 | 0 | 0 | 0 | 0 | 0 | 0
#CAN -National Coal CO2 Rate Limit- 2030- v6.20 | 30 | 7610 | Rate Constraint in lbs/MWh | FALSE | L | Annual | Rate | lb/MMBtu | 0 | 0 | 0 | 0 | 0 | 0 | 0 | 0
#CAN -National Coal CO2 Rate Limit- 2030- v6.20 | 30 | 7610 | Rate Constraint in lbs/MWh | FALSE | L | Annual | Generation | TWh | 0 | 0 | 0 | 0 | 0 | 0 | 0 | 0
#CAN -National Coal CO2 Rate Limit- 2030- v6.20 | 30 | 7610 | Rate Constraint in lbs/MWh | FALSE | L | Annual | Qualifying Generation | TWh | 0 | 0 | 0 | 0 | 0 | 0 | 0 | 0
#CAN -National Coal CO2 Rate Limit- 2030- v6.20 | 30 | 7610 | Rate Constraint in lbs/MWh | FALSE | L | Annual | Constraint Shadow Price | US2019$/Ton | 0 | 0 | 0 | 1017.5201 | 66.8393 | 68.2662 | 70.0964 | 64.8656
#CAN -National Coal CO2 Rate Limit- NewUnit- v6.20 | 31 | 7615 | Rate Constraint in lbs/MWh | FALSE | L | Annual | Seasons Included | Seasons | Winter, WintShld, Summer | Winter, WintShld, Summer | Winter, WintShld, Summer | Winter, WintShld, Summer | Winter, WintShld, Summer | Winter, WintShld, Summer | Winter, WintShld, Summer | Winter, WintShld, Summer
#CAN -National Coal CO2 Rate Limit- NewUnit- v6.20 | 31 | 7615 | Rate Constraint in lbs/MWh | FALSE | L | Annual | Standard CO2 | lb/MWh | 925.94 | 925.94 | 925.94 | 925.94 | 925.94 | 925.94 | 925.94 | 925.94
#CAN -National Coal CO2 Rate Limit- NewUnit- v6.20 | 31 | 7615 | Rate Constraint in lbs/MWh | FALSE | L | Annual | Emissions at Affected Plants CO2 | Thousand Tons | 0 | 0 | 0 | 0 | 0 | 0 | 0 | 0
#CAN -National Coal CO2 Rate Limit- NewUnit- v6.20 | 31 | 7615 | Rate Constraint in lbs/MWh | FALSE | L | Annual | Allowances Purchased CO2 | Thousand Tons | 0 | 0 | 0 | 0 | 0 | 0 | 0 | 0
#CAN -National Coal CO2 Rate Limit- NewUnit- v6.20 | 31 | 7615 | Rate Constraint in lbs/MWh | FALSE | L | Annual | Allowances Sold CO2 | Thousand Tons | 0 | 0 | 0 | 0 | 0 | 0 | 0 | 0
#CAN -National Coal CO2 Rate Limit- NewUnit- v6.20 | 31 | 7615 | Rate Constraint in lbs/MWh | FALSE | L | Annual | Allowances Banked | Thousand Tons | 0 | 0 | 0 | 0 | 0 | 0 | 0 | 0
#CAN -National Coal CO2 Rate Limit- NewUnit- v6.20 | 31 | 7615 | Rate Constraint in lbs/MWh | FALSE | L | Annual | Allowances Withdrawn (1:1) | Thousand Tons | 0 | 0 | 0 | 0 | 0 | 0 | 0 | 0
#CAN -National Coal CO2 Rate Limit- NewUnit- v6.20 | 31 | 7615 | Rate Constraint in lbs/MWh | FALSE | L | Annual | Allowances Withdrawn (n:1) | Thousand Tons | 0 | 0 | 0 | 0 | 0 | 0 | 0 | 0
#CAN -National Coal CO2 Rate Limit- NewUnit- v6.20 | 31 | 7615 | Rate Constraint in lbs/MWh | FALSE | L | Annual | Net Emissions Allowance Position | Thousand Tons | 0 | 0 | 0 | 0 | 0 | 0 | 0 | 0
#CAN -National Coal CO2 Rate Limit- NewUnit- v6.20 | 31 | 7615 | Rate Constraint in lbs/MWh | FALSE | L | Annual | Fuel Consumed | TBtu | 0 | 0 | 0 | 0 | 0 | 0 | 0 | 0
#CAN -National Coal CO2 Rate Limit- NewUnit- v6.20 | 31 | 7615 | Rate Constraint in lbs/MWh | FALSE | L | Annual | Rate | lb/MMBtu | 0 | 0 | 0 | 0 | 0 | 0 | 0 | 0
#CAN -National Coal CO2 Rate Limit- NewUnit- v6.20 | 31 | 7615 | Rate Constraint in lbs/MWh | FALSE | L | Annual | Generation | TWh | 0 | 0 | 0 | 0 | 0 | 0 | 0 | 0
#CAN -National Coal CO2 Rate Limit- NewUnit- v6.20 | 31 | 7615 | Rate Constraint in lbs/MWh | FALSE | L | Annual | Qualifying Generation | TWh | 0 | 0 | 0 | 0 | 0 | 0 | 0 | 0
#CAN -National Coal CO2 Rate Limit- NewUnit- v6.20 | 31 | 7615 | Rate Constraint in lbs/MWh | FALSE | L | Annual | Constraint Shadow Price | US2019$/Ton | 0 | 565.5589 | 583.6577 | 625.7036 | 119.2472 | 110.1133 | 107.9791 | 93.0939
#CAN -National Large NGas CO2 Rate Limit- v6.20 | 32 | 7661 | Rate Constraint in lbs/MWh | FALSE | L | Annual | Seasons Included | Seasons | Winter, WintShld, Summer | Winter, WintShld, Summer | Winter, WintShld, Summer | Winter, WintShld, Summer | Winter, WintShld, Summer | Winter, WintShld, Summer | Winter, WintShld, Summer | Winter, WintShld, Summer
#CAN -National Large NGas CO2 Rate Limit- v6.20 | 32 | 7661 | Rate Constraint in lbs/MWh | FALSE | L | Annual | Standard CO2 | lb/MWh | 925.9404 | 925.9404 | 925.9404 | 925.9404 | 925.9404 | 925.9404 | 925.9404 | 925.9404
#CAN -National Large NGas CO2 Rate Limit- v6.20 | 32 | 7661 | Rate Constraint in lbs/MWh | FALSE | L | Annual | Emissions at Affected Plants CO2 | Thousand Tons | 24134.898 | 26274.933 | 29114.8884 | 38244.5242 | 47886.7283 | 53331.426 | 63015.2825 | 92616.7199
#CAN -National Large NGas CO2 Rate Limit- v6.20 | 32 | 7661 | Rate Constraint in lbs/MWh | FALSE | L | Annual | Allowances Purchased CO2 | Thousand Tons | 0 | 0 | 0 | 0 | 0 | 0 | 0 | 0
#CAN -National Large NGas CO2 Rate Limit- v6.20 | 32 | 7661 | Rate Constraint in lbs/MWh | FALSE | L | Annual | Allowances Sold CO2 | Thousand Tons | 0 | 0 | 0 | 0 | 0 | 0 | 0 | 0
#CAN -National Large NGas CO2 Rate Limit- v6.20 | 32 | 7661 | Rate Constraint in lbs/MWh | FALSE | L | Annual | Allowances Banked | Thousand Tons | 0 | 0 | 0 | 0 | 0 | 0 | 0 | 0
#CAN -National Large NGas CO2 Rate Limit- v6.20 | 32 | 7661 | Rate Constraint in lbs/MWh | FALSE | L | Annual | Allowances Withdrawn (1:1) | Thousand Tons | 0 | 0 | 0 | 0 | 0 | 0 | 0 | 0
#CAN -National Large NGas CO2 Rate Limit- v6.20 | 32 | 7661 | Rate Constraint in lbs/MWh | FALSE | L | Annual | Allowances Withdrawn (n:1) | Thousand Tons | 0 | 0 | 0 | 0 | 0 | 0 | 0 | 0
#CAN -National Large NGas CO2 Rate Limit- v6.20 | 32 | 7661 | Rate Constraint in lbs/MWh | FALSE | L | Annual | Net Emissions Allowance Position | Thousand Tons | 24134.898 | 26274.933 | 29114.8884 | 38244.5242 | 47886.7283 | 53331.426 | 63015.2825 | 92616.7199
#CAN -National Large NGas CO2 Rate Limit- v6.20 | 32 | 7661 | Rate Constraint in lbs/MWh | FALSE | L | Annual | Fuel Consumed | TBtu | 367.9846 | 399.034 | 441.0525 | 574.302 | 699.8833 | 771.5744 | 905.9236 | 1313.7867
#CAN -National Large NGas CO2 Rate Limit- v6.20 | 32 | 7661 | Rate Constraint in lbs/MWh | FALSE | L | Annual | Rate | lb/MMBtu | 131.1734 | 131.6927 | 132.0246 | 133.1861 | 136.842 | 138.2405 | 139.1183 | 140.992
#CAN -National Large NGas CO2 Rate Limit- v6.20 | 32 | 7661 | Rate Constraint in lbs/MWh | FALSE | L | Annual | Generation | TWh | 52.1306 | 56.753 | 62.8872 | 82.6069 | 103.4337 | 115.1941 | 136.1109 | 200.049
#CAN -National Large NGas CO2 Rate Limit- v6.20 | 32 | 7661 | Rate Constraint in lbs/MWh | FALSE | L | Annual | Qualifying Generation | TWh | 52.1306 | 56.753 | 62.8872 | 82.6069 | 103.4337 | 115.1941 | 136.1109 | 200.049
#CAN -National Large NGas CO2 Rate Limit- v6.20 | 32 | 7661 | Rate Constraint in lbs/MWh | FALSE | L | Annual | Constraint Shadow Price | US2019$/Ton | 29.933 | 28.9833 | 60.1427 | 93.0287 | 94.3465 | 104.8289 | 98.3282 | 85.5837
#CAN -National NOx Rate Limit v4.12 | 33 | 7606 | Rate Constraint in lbs/MWh | FALSE | L | Annual | Seasons Included | Seasons | Winter, WintShld, Summer | Winter, WintShld, Summer | Winter, WintShld, Summer | Winter, WintShld, Summer | Winter, WintShld, Summer | Winter, WintShld, Summer | Winter, WintShld, Summer | Winter, WintShld, Summer
#CAN -National NOx Rate Limit v4.12 | 33 | 7606 | Rate Constraint in lbs/MWh | FALSE | L | Annual | Standard NOX | lb/MWh | 1.5212 | 1.5212 | 1.5212 | 1.5212 | 1.5212 | 1.5212 | 1.5212 | 1.5212
#CAN -National NOx Rate Limit v4.12 | 33 | 7606 | Rate Constraint in lbs/MWh | FALSE | L | Annual | Emissions at Affected Plants NOX | Thousand Tons | 18.7041 | 19.2949 | 22.3911 | 4.6361 | 4.4607 | 4.7276 | 5.4281 | 7.5926
#CAN -National NOx Rate Limit v4.12 | 33 | 7606 | Rate Constraint in lbs/MWh | FALSE | L | Annual | Allowances Purchased NOX | Thousand Tons | 0 | 0 | 0 | 0 | 0 | 0 | 0 | 0
#CAN -National NOx Rate Limit v4.12 | 33 | 7606 | Rate Constraint in lbs/MWh | FALSE | L | Annual | Allowances Sold NOX | Thousand Tons | 0 | 0 | 0 | 0 | 0 | 0 | 0 | 0
#CAN -National NOx Rate Limit v4.12 | 33 | 7606 | Rate Constraint in lbs/MWh | FALSE | L | Annual | Allowances Banked | Thousand Tons | 0 | 0 | 0 | 0 | 0 | 0 | 0 | 0
#CAN -National NOx Rate Limit v4.12 | 33 | 7606 | Rate Constraint in lbs/MWh | FALSE | L | Annual | Allowances Withdrawn (1:1) | Thousand Tons | 0 | 0 | 0 | 0 | 0 | 0 | 0 | 0
#CAN -National NOx Rate Limit v4.12 | 33 | 7606 | Rate Constraint in lbs/MWh | FALSE | L | Annual | Allowances Withdrawn (n:1) | Thousand Tons | 0 | 0 | 0 | 0 | 0 | 0 | 0 | 0
#CAN -National NOx Rate Limit v4.12 | 33 | 7606 | Rate Constraint in lbs/MWh | FALSE | L | Annual | Net Emissions Allowance Position | Thousand Tons | 18.7041 | 19.2949 | 22.3911 | 4.6361 | 4.4607 | 4.7276 | 5.4281 | 7.5926
#CAN -National NOx Rate Limit v4.12 | 33 | 7606 | Rate Constraint in lbs/MWh | FALSE | L | Annual | Fuel Consumed | TBtu | 406.863 | 439.4091 | 502.6417 | 579.3253 | 710.9923 | 784.1326 | 917.0333 | 1318.576
#CAN -National NOx Rate Limit v4.12 | 33 | 7606 | Rate Constraint in lbs/MWh | FALSE | L | Annual | Rate | lb/MMBtu | 0.091943 | 0.087822 | 0.089094 | 0.016005 | 0.012548 | 0.012058 | 0.011838 | 0.011516
#CAN -National NOx Rate Limit v4.12 | 33 | 7606 | Rate Constraint in lbs/MWh | FALSE | L | Annual | Generation | TWh | 59.1523 | 63.9341 | 72.8781 | 86.3327 | 106.0666 | 117.5687 | 138.0244 | 200.7013
#CAN -National NOx Rate Limit v4.12 | 33 | 7606 | Rate Constraint in lbs/MWh | FALSE | L | Annual | Qualifying Generation | TWh | 54.5303 | 59.2976 | 67.7366 | 82.7226 | 104.7304 | 116.7428 | 137.4885 | 200.496
#CAN -National NOx Rate Limit v4.12 | 33 | 7606 | Rate Constraint in lbs/MWh | FALSE | L | Annual | Constraint Shadow Price | US2019$/Ton | 0 | 0 | 0 | 0 | 0 | 0 | 0 | 0
#CAN -National Small NGas CO2 Rate Limit- v6.20 | 34 | 7662 | Rate Constraint in lbs/MWh | FALSE | L | Annual | Seasons Included | Seasons | Winter, WintShld, Summer | Winter, WintShld, Summer | Winter, WintShld, Summer | Winter, WintShld, Summer | Winter, WintShld, Summer | Winter, WintShld, Summer | Winter, WintShld, Summer | Winter, WintShld, Summer
#CAN -National Small NGas CO2 Rate Limit- v6.20 | 34 | 7662 | Rate Constraint in lbs/MWh | FALSE | L | Annual | Standard CO2 | lb/MWh | 1212.541 | 1212.541 | 1212.541 | 1212.541 | 1212.541 | 1212.541 | 1212.541 | 1212.541
#CAN -National Small NGas CO2 Rate Limit- v6.20 | 34 | 7662 | Rate Constraint in lbs/MWh | FALSE | L | Annual | Emissions at Affected Plants CO2 | Thousand Tons | 8482.5368 | 8638.8736 | 10657.662 | 8473.5456 | 5167.9551 | 3942.1657 | 3191.7905 | 1291.0964
#CAN -National Small NGas CO2 Rate Limit- v6.20 | 34 | 7662 | Rate Constraint in lbs/MWh | FALSE | L | Annual | Allowances Purchased CO2 | Thousand Tons | 0 | 0 | 0 | 0 | 0 | 0 | 0 | 0
#CAN -National Small NGas CO2 Rate Limit- v6.20 | 34 | 7662 | Rate Constraint in lbs/MWh | FALSE | L | Annual | Allowances Sold CO2 | Thousand Tons | 0 | 0 | 0 | 0 | 0 | 0 | 0 | 0
#CAN -National Small NGas CO2 Rate Limit- v6.20 | 34 | 7662 | Rate Constraint in lbs/MWh | FALSE | L | Annual | Allowances Banked | Thousand Tons | 0 | 0 | 0 | 0 | 0 | 0 | 0 | 0
#CAN -National Small NGas CO2 Rate Limit- v6.20 | 34 | 7662 | Rate Constraint in lbs/MWh | FALSE | L | Annual | Allowances Withdrawn (1:1) | Thousand Tons | 0 | 0 | 0 | 0 | 0 | 0 | 0 | 0
#CAN -National Small NGas CO2 Rate Limit- v6.20 | 34 | 7662 | Rate Constraint in lbs/MWh | FALSE | L | Annual | Allowances Withdrawn (n:1) | Thousand Tons | 0 | 0 | 0 | 0 | 0 | 0 | 0 | 0
#CAN -National Small NGas CO2 Rate Limit- v6.20 | 34 | 7662 | Rate Constraint in lbs/MWh | FALSE | L | Annual | Net Emissions Allowance Position | Thousand Tons | 8482.5368 | 8638.8736 | 10657.662 | 8473.5456 | 5167.9551 | 3942.1657 | 3191.7905 | 1291.0964
#CAN -National Small NGas CO2 Rate Limit- v6.20 | 34 | 7662 | Rate Constraint in lbs/MWh | FALSE | L | Annual | Fuel Consumed | TBtu | 108.2344 | 109.3342 | 134.4568 | 107.4308 | 65.5088 | 50.398 | 40.9659 | 16.6777
#CAN -National Small NGas CO2 Rate Limit- v6.20 | 34 | 7662 | Rate Constraint in lbs/MWh | FALSE | L | Annual | Rate | lb/MMBtu | 156.7438 | 158.0269 | 158.5292 | 157.7489 | 157.779 | 156.4414 | 155.8268 | 154.8294
#CAN -National Small NGas CO2 Rate Limit- v6.20 | 34 | 7662 | Rate Constraint in lbs/MWh | FALSE | L | Annual | Generation | TWh | 15.5432 | 15.6469 | 18.47 | 15.2626 | 9.4153 | 7.3112 | 5.9812 | 2.4303
#CAN -National Small NGas CO2 Rate Limit- v6.20 | 34 | 7662 | Rate Constraint in lbs/MWh | FALSE | L | Annual | Qualifying Generation | TWh | 15.5432 | 15.6469 | 18.47 | 15.2626 | 9.4153 | 7.3112 | 5.9812 | 2.4303
#CAN -National Small NGas CO2 Rate Limit- v6.20 | 34 | 7662 | Rate Constraint in lbs/MWh | FALSE | L | Annual | Constraint Shadow Price | US2019$/Ton | 0 | 0 | 0 | 0 | 0 | 0 | 0 | 0
#CAN -National SO2 Rate Limit v4.12 | 35 | 7605 | Rate Constraint in lbs/MWh | FALSE | L | Annual | Seasons Included | Seasons | Winter, WintShld, Summer | Winter, WintShld, Summer | Winter, WintShld, Summer | Winter, WintShld, Summer | Winter, WintShld, Summer | Winter, WintShld, Summer | Winter, WintShld, Summer | Winter, WintShld, Summer
#CAN -National SO2 Rate Limit v4.12 | 35 | 7605 | Rate Constraint in lbs/MWh | FALSE | L | Annual | Standard SO2 | lb/MWh | 9.3476 | 9.3476 | 9.3476 | 9.3476 | 9.3476 | 9.3476 | 9.3476 | 9.3476
#CAN -National SO2 Rate Limit v4.12 | 35 | 7605 | Rate Constraint in lbs/MWh | FALSE | L | Annual | Emissions at Affected Plants SO2 | Thousand Tons | 4.0743 | 4.0952 | 4.4136 | 0.10472 | 0.10472 | 0.10472 | 0.10472 | 0.10472
#CAN -National SO2 Rate Limit v4.12 | 35 | 7605 | Rate Constraint in lbs/MWh | FALSE | L | Annual | Allowances Purchased SO2 | Thousand Tons | 0 | 0 | 0 | 0 | 0 | 0 | 0 | 0
#CAN -National SO2 Rate Limit v4.12 | 35 | 7605 | Rate Constraint in lbs/MWh | FALSE | L | Annual | Allowances Sold SO2 | Thousand Tons | 0 | 0 | 0 | 0 | 0 | 0 | 0 | 0
#CAN -National SO2 Rate Limit v4.12 | 35 | 7605 | Rate Constraint in lbs/MWh | FALSE | L | Annual | Allowances Banked | Thousand Tons | 0 | 0 | 0 | 0 | 0 | 0 | 0 | 0
#CAN -National SO2 Rate Limit v4.12 | 35 | 7605 | Rate Constraint in lbs/MWh | FALSE | L | Annual | Allowances Withdrawn (1:1) | Thousand Tons | 0 | 0 | 0 | 0 | 0 | 0 | 0 | 0
#CAN -National SO2 Rate Limit v4.12 | 35 | 7605 | Rate Constraint in lbs/MWh | FALSE | L | Annual | Allowances Withdrawn (n:1) | Thousand Tons | 0 | 0 | 0 | 0 | 0 | 0 | 0 | 0
#CAN -National SO2 Rate Limit v4.12 | 35 | 7605 | Rate Constraint in lbs/MWh | FALSE | L | Annual | Net Emissions Allowance Position | Thousand Tons | 4.0743 | 4.0952 | 4.4136 | 0.10472 | 0.10472 | 0.10472 | 0.10472 | 0.10472
#CAN -National SO2 Rate Limit v4.12 | 35 | 7605 | Rate Constraint in lbs/MWh | FALSE | L | Annual | Fuel Consumed | TBtu | 406.863 | 439.4091 | 502.6417 | 579.3253 | 710.9923 | 784.1326 | 917.0333 | 1318.576
#CAN -National SO2 Rate Limit v4.12 | 35 | 7605 | Rate Constraint in lbs/MWh | FALSE | L | Annual | Rate | lb/MMBtu | 0.020028 | 0.01864 | 0.017562 | 0.00036151 | 0.00029457 | 0.00026709 | 0.00022838 | 0.00015883
#CAN -National SO2 Rate Limit v4.12 | 35 | 7605 | Rate Constraint in lbs/MWh | FALSE | L | Annual | Generation | TWh | 59.1523 | 63.9341 | 72.8781 | 86.3327 | 106.0666 | 117.5687 | 138.0244 | 200.7013
#CAN -National SO2 Rate Limit v4.12 | 35 | 7605 | Rate Constraint in lbs/MWh | FALSE | L | Annual | Qualifying Generation | TWh | 54.5303 | 59.2976 | 67.7366 | 82.7226 | 104.7304 | 116.7428 | 137.4885 | 200.496
#CAN -National SO2 Rate Limit v4.12 | 35 | 7605 | Rate Constraint in lbs/MWh | FALSE | L | Annual | Constraint Shadow Price | US2019$/Ton | 0 | 0 | 0 | 0 | 0 | 0 | 0 | 0
#CAN RPS v6.20- CNAB | 36 | 7565 | Generation Constraint in GWh | FALSE | G | Annual | Seasons Included | Seasons | Winter, WintShld, Summer | Winter, WintShld, Summer | Winter, WintShld, Summer | Winter, WintShld, Summer | Winter, WintShld, Summer | Winter, WintShld, Summer | Winter, WintShld, Summer | Winter, WintShld, Summer
#CAN RPS v6.20- CNAB | 36 | 7565 | Generation Constraint in GWh | FALSE | G | Annual | Standard GWh | GWh | 0 | 0 | 0 | 26576.8872 | 28551.9721 | 30772.3268 | 33165.3481 | 35744.4637
#CAN RPS v6.20- CNAB | 36 | 7565 | Generation Constraint in GWh | FALSE | G | Annual | Emissions at Affected Plants | GWh | 13152.9517 | 13152.9517 | 13152.9517 | 26576.8872 | 28551.9721 | 30772.3268 | 33165.3481 | 35744.4637
#CAN RPS v6.20- CNAB | 36 | 7565 | Generation Constraint in GWh | FALSE | G | Annual | Allowances Purchased | GWh | 0 | 0 | 0 | 0 | 0 | 0 | 0 | 0
#CAN RPS v6.20- CNAB | 36 | 7565 | Generation Constraint in GWh | FALSE | G | Annual | Allowances Sold | GWh | 0 | 0 | 0 | 0 | 0 | 0 | 0 | 0
#CAN RPS v6.20- CNAB | 36 | 7565 | Generation Constraint in GWh | FALSE | G | Annual | Allowances Banked | GWh | 0 | 0 | 0 | 0 | 0 | 0 | 0 | 0
#CAN RPS v6.20- CNAB | 36 | 7565 | Generation Constraint in GWh | FALSE | G | Annual | Allowances Withdrawn (1:1) | GWh | 0 | 0 | 0 | 0 | 0 | 0 | 0 | 0
#CAN RPS v6.20- CNAB | 36 | 7565 | Generation Constraint in GWh | FALSE | G | Annual | Allowances Withdrawn (n:1) | GWh | 0 | 0 | 0 | 0 | 0 | 0 | 0 | 0
#CAN RPS v6.20- CNAB | 36 | 7565 | Generation Constraint in GWh | FALSE | G | Annual | Net Emissions Allowance Position | GWh | 13152.9517 | 13152.9517 | 13152.9517 | 26576.8872 | 28551.9721 | 30772.3268 | 33165.3481 | 35744.4637
#CAN RPS v6.20- CNAB | 36 | 7565 | Generation Constraint in GWh | FALSE | G | Annual | Fuel Consumed | TBtu | 43.9224 | 43.9224 | 43.9224 | 47.0097 | 47.0097 | 47.0097 | 47.0097 | 20.5625
#CAN RPS v6.20- CNAB | 36 | 7565 | Generation Constraint in GWh | FALSE | G | Annual | Heat Rate | MMBtu/MWh | 3.3394 | 3.3394 | 3.3394 | 1.7688 | 1.6465 | 1.5277 | 1.4174 | 0.57526
#CAN RPS v6.20- CNAB | 36 | 7565 | Generation Constraint in GWh | FALSE | G | Annual | Generation | TWh | 13.153 | 13.153 | 13.153 | 26.5769 | 28.552 | 30.7723 | 33.1653 | 35.7445
#CAN RPS v6.20- CNAB | 36 | 7565 | Generation Constraint in GWh | FALSE | G | Annual | Qualifying Generation | TWh | 13.153 | 13.153 | 13.153 | 26.5769 | 28.552 | 30.7723 | 33.1653 | 35.7445
#CAN RPS v6.20- CNAB | 36 | 7565 | Generation Constraint in GWh | FALSE | G | Annual | Rate | lb/MWh | 0 | 0 | 0 | 0 | 0 | 0 | 0 | 0
#CAN RPS v6.20- CNAB | 36 | 7565 | Generation Constraint in GWh | FALSE | G | Annual | Constraint Shadow Price | US2019$/MWh | 0 | 0 | 0 | 20.6715 | 12.6365 | 11.2452 | 11.4859 | 10.7732
#CAN RPS v6.20- CNBC | 37 | 7564 | Generation Constraint in GWh | FALSE | G | Annual | Seasons Included | Seasons | Winter, WintShld, Summer | Winter, WintShld, Summer | Winter, WintShld, Summer | Winter, WintShld, Summer | Winter, WintShld, Summer | Winter, WintShld, Summer | Winter, WintShld, Summer | Winter, WintShld, Summer
#CAN RPS v6.20- CNBC | 37 | 7564 | Generation Constraint in GWh | FALSE | G | Annual | Standard GWh | GWh | 58825.896 | 60183.4453 | 62151.6236 | 63905.3032 | 67165.8632 | 69949.4433 | 72845.8437 | 75866.683
#CAN RPS v6.20- CNBC | 37 | 7564 | Generation Constraint in GWh | FALSE | G | Annual | Emissions at Affected Plants | GWh | 78408.5695 | 78408.5695 | 78408.5695 | 78408.5695 | 78849.8836 | 78860.6629 | 78872.8759 | 78872.8759
#CAN RPS v6.20- CNBC | 37 | 7564 | Generation Constraint in GWh | FALSE | G | Annual | Allowances Purchased | GWh | 0 | 0 | 0 | 0 | 0 | 0 | 0 | 0
#CAN RPS v6.20- CNBC | 37 | 7564 | Generation Constraint in GWh | FALSE | G | Annual | Allowances Sold | GWh | 0 | 0 | 0 | 0 | 0 | 0 | 0 | 0
#CAN RPS v6.20- CNBC | 37 | 7564 | Generation Constraint in GWh | FALSE | G | Annual | Allowances Banked | GWh | 0 | 0 | 0 | 0 | 0 | 0 | 0 | 0
#CAN RPS v6.20- CNBC | 37 | 7564 | Generation Constraint in GWh | FALSE | G | Annual | Allowances Withdrawn (1:1) | GWh | 0 | 0 | 0 | 0 | 0 | 0 | 0 | 0
#CAN RPS v6.20- CNBC | 37 | 7564 | Generation Constraint in GWh | FALSE | G | Annual | Allowances Withdrawn (n:1) | GWh | 0 | 0 | 0 | 0 | 0 | 0 | 0 | 0
#CAN RPS v6.20- CNBC | 37 | 7564 | Generation Constraint in GWh | FALSE | G | Annual | Net Emissions Allowance Position | GWh | 78408.5695 | 78408.5695 | 78408.5695 | 78408.5695 | 78849.8836 | 78860.6629 | 78872.8759 | 78872.8759
#CAN RPS v6.20- CNBC | 37 | 7564 | Generation Constraint in GWh | FALSE | G | Annual | Fuel Consumed | TBtu | 2.1575 | 2.1575 | 2.1575 | 2.1575 | 5.9144 | 6.0062 | 6.1102 | 6.1102
#CAN RPS v6.20- CNBC | 37 | 7564 | Generation Constraint in GWh | FALSE | G | Annual | Heat Rate | MMBtu/MWh | 0.027516 | 0.027516 | 0.027516 | 0.027516 | 0.075009 | 0.076162 | 0.077468 | 0.077468
#CAN RPS v6.20- CNBC | 37 | 7564 | Generation Constraint in GWh | FALSE | G | Annual | Generation | TWh | 78.4086 | 78.4086 | 78.4086 | 78.4086 | 78.8499 | 78.8607 | 78.8729 | 78.8729
#CAN RPS v6.20- CNBC | 37 | 7564 | Generation Constraint in GWh | FALSE | G | Annual | Qualifying Generation | TWh | 78.4086 | 78.4086 | 78.4086 | 78.4086 | 78.8499 | 78.8607 | 78.8729 | 78.8729
#CAN RPS v6.20- CNBC | 37 | 7564 | Generation Constraint in GWh | FALSE | G | Annual | Rate | lb/MWh | 0 | 0 | 0 | 0 | 0 | 0 | 0 | 0
#CAN RPS v6.20- CNBC | 37 | 7564 | Generation Constraint in GWh | FALSE | G | Annual | Constraint Shadow Price | US2019$/MWh | 0 | 0 | 0 | 0 | 0 | 0 | 0 | 0
#CAN RPS v6.20- CNNB | 38 | 7567 | Generation Constraint in GWh | FALSE | G | Annual | Seasons Included | Seasons | Winter, WintShld, Summer | Winter, WintShld, Summer | Winter, WintShld, Summer | Winter, WintShld, Summer | Winter, WintShld, Summer | Winter, WintShld, Summer | Winter, WintShld, Summer | Winter, WintShld, Summer
#CAN RPS v6.20- CNNB | 38 | 7567 | Generation Constraint in GWh | FALSE | G | Annual | Standard GWh | GWh | 5186.2499 | 5146.0836 | 5108.0313 | 4870.4147 | 4592.1053 | 4703.4291 | 4703.4291 | 4703.4291
#CAN RPS v6.20- CNNB | 38 | 7567 | Generation Constraint in GWh | FALSE | G | Annual | Emissions at Affected Plants | GWh | 5186.2499 | 5146.0836 | 5108.0313 | 4870.4147 | 4651.6578 | 4703.4291 | 4703.4291 | 4703.4291
#CAN RPS v6.20- CNNB | 38 | 7567 | Generation Constraint in GWh | FALSE | G | Annual | Allowances Purchased | GWh | 0 | 0 | 0 | 0 | 0 | 0 | 0 | 0
#CAN RPS v6.20- CNNB | 38 | 7567 | Generation Constraint in GWh | FALSE | G | Annual | Allowances Sold | GWh | 0 | 0 | 0 | 0 | 0 | 0 | 0 | 0
#CAN RPS v6.20- CNNB | 38 | 7567 | Generation Constraint in GWh | FALSE | G | Annual | Allowances Banked | GWh | 0 | 0 | 0 | 0 | 0 | 0 | 0 | 0
#CAN RPS v6.20- CNNB | 38 | 7567 | Generation Constraint in GWh | FALSE | G | Annual | Allowances Withdrawn (1:1) | GWh | 0 | 0 | 0 | 0 | 0 | 0 | 0 | 0
#CAN RPS v6.20- CNNB | 38 | 7567 | Generation Constraint in GWh | FALSE | G | Annual | Allowances Withdrawn (n:1) | GWh | 0 | 0 | 0 | 0 | 0 | 0 | 0 | 0
#CAN RPS v6.20- CNNB | 38 | 7567 | Generation Constraint in GWh | FALSE | G | Annual | Net Emissions Allowance Position | GWh | 5186.2499 | 5146.0836 | 5108.0313 | 4870.4147 | 4651.6578 | 4703.4291 | 4703.4291 | 4703.4291
#CAN RPS v6.20- CNNB | 38 | 7567 | Generation Constraint in GWh | FALSE | G | Annual | Fuel Consumed | TBtu | 4.2489 | 3.9644 | 3.6747 | 1.8662 | 0.20128 | 0.20135 | 0.20135 | 0.20135
#CAN RPS v6.20- CNNB | 38 | 7567 | Generation Constraint in GWh | FALSE | G | Annual | Heat Rate | MMBtu/MWh | 0.67654 | 0.77037 | 0.71941 | 0.38318 | 0.043271 | 0.042809 | 0.042809 | 0.042809
#CAN RPS v6.20- CNNB | 38 | 7567 | Generation Constraint in GWh | FALSE | G | Annual | Generation | TWh | 6.2803 | 5.1461 | 5.108 | 4.8704 | 4.6517 | 4.7034 | 4.7034 | 4.7034
#CAN RPS v6.20- CNNB | 38 | 7567 | Generation Constraint in GWh | FALSE | G | Annual | Qualifying Generation | TWh | 5.1862 | 5.1461 | 5.108 | 4.8704 | 4.6517 | 4.7034 | 4.7034 | 4.7034
#CAN RPS v6.20- CNNB | 38 | 7567 | Generation Constraint in GWh | FALSE | G | Annual | Rate | lb/MWh | 0 | 0 | 0 | 0 | 0 | 0 | 0 | 0
#CAN RPS v6.20- CNNB | 38 | 7567 | Generation Constraint in GWh | FALSE | G | Annual | Constraint Shadow Price | US2019$/MWh | 10.624 | 9.6295 | 9.8831 | 6.0008 | 0 | 6.6015 | 6.0945 | 5.6301
#CAN RPS v6.20- CNNS | 39 | 7568 | Generation Constraint in GWh | FALSE | G | Annual | Seasons Included | Seasons | Winter, WintShld, Summer | Winter, WintShld, Summer | Winter, WintShld, Summer | Winter, WintShld, Summer | Winter, WintShld, Summer | Winter, WintShld, Summer | Winter, WintShld, Summer | Winter, WintShld, Summer
#CAN RPS v6.20- CNNS | 39 | 7568 | Generation Constraint in GWh | FALSE | G | Annual | Standard GWh | GWh | 4337.085 | 4332.4431 | 4335.6454 | 4348.8506 | 4446.7732 | 4505.5268 | 4565.0566 | 4625.373
#CAN RPS v6.20- CNNS | 39 | 7568 | Generation Constraint in GWh | FALSE | G | Annual | Emissions at Affected Plants | GWh | 4337.085 | 4332.4431 | 4335.6454 | 4348.8506 | 4446.7732 | 4505.5268 | 4565.0566 | 4625.373
#CAN RPS v6.20- CNNS | 39 | 7568 | Generation Constraint in GWh | FALSE | G | Annual | Allowances Purchased | GWh | 0 | 0 | 0 | 0 | 0 | 0 | 0 | 0
#CAN RPS v6.20- CNNS | 39 | 7568 | Generation Constraint in GWh | FALSE | G | Annual | Allowances Sold | GWh | 0 | 0 | 0 | 0 | 0 | 0 | 0 | 0
#CAN RPS v6.20- CNNS | 39 | 7568 | Generation Constraint in GWh | FALSE | G | Annual | Allowances Banked | GWh | 0 | 0 | 0 | 0 | 0 | 0 | 0 | 0
#CAN RPS v6.20- CNNS | 39 | 7568 | Generation Constraint in GWh | FALSE | G | Annual | Allowances Withdrawn (1:1) | GWh | 0 | 0 | 0 | 0 | 0 | 0 | 0 | 0
#CAN RPS v6.20- CNNS | 39 | 7568 | Generation Constraint in GWh | FALSE | G | Annual | Allowances Withdrawn (n:1) | GWh | 0 | 0 | 0 | 0 | 0 | 0 | 0 | 0
#CAN RPS v6.20- CNNS | 39 | 7568 | Generation Constraint in GWh | FALSE | G | Annual | Net Emissions Allowance Position | GWh | 4337.085 | 4332.4431 | 4335.6454 | 4348.8506 | 4446.7732 | 4505.5268 | 4565.0566 | 4625.373
#CAN RPS v6.20- CNNS | 39 | 7568 | Generation Constraint in GWh | FALSE | G | Annual | Fuel Consumed | TBtu | 0.37091 | 0.33558 | 0.33558 | 0.33558 | 0.33558 | 0.33558 | 0.33558 | 0.33558
#CAN RPS v6.20- CNNS | 39 | 7568 | Generation Constraint in GWh | FALSE | G | Annual | Heat Rate | MMBtu/MWh | 0.085521 | 0.077458 | 0.077401 | 0.077166 | 0.075467 | 0.074482 | 0.073511 | 0.072553
#CAN RPS v6.20- CNNS | 39 | 7568 | Generation Constraint in GWh | FALSE | G | Annual | Generation | TWh | 4.3371 | 4.3324 | 4.3356 | 4.3489 | 4.4468 | 4.5055 | 4.5651 | 4.6254
#CAN RPS v6.20- CNNS | 39 | 7568 | Generation Constraint in GWh | FALSE | G | Annual | Qualifying Generation | TWh | 4.3371 | 4.3324 | 4.3356 | 4.3489 | 4.4468 | 4.5055 | 4.5651 | 4.6254
#CAN RPS v6.20- CNNS | 39 | 7568 | Generation Constraint in GWh | FALSE | G | Annual | Rate | lb/MWh | 0 | 0 | 0 | 0 | 0 | 0 | 0 | 0
#CAN RPS v6.20- CNNS | 39 | 7568 | Generation Constraint in GWh | FALSE | G | Annual | Constraint Shadow Price | US2019$/MWh | 20.185 | 30.0917 | 25.1775 | 15.8246 | 13.4802 | 11.3503 | 11.0909 | 9.8489
#CAN RPS v6.20- CNPE | 40 | 7569 | Generation Constraint in GWh | FALSE | G | Annual | Seasons Included | Seasons | Winter, WintShld, Summer | Winter, WintShld, Summer | Winter, WintShld, Summer | Winter, WintShld, Summer | Winter, WintShld, Summer | Winter, WintShld, Summer | Winter, WintShld, Summer | Winter, WintShld, Summer
#CAN RPS v6.20- CNPE | 40 | 7569 | Generation Constraint in GWh | FALSE | G | Annual | Standard GWh | GWh | 673.6004 | 669.6845 | 675.2907 | 682.194 | 721.363 | 750.7398 | 781.3129 | 813.1311
#CAN RPS v6.20- CNPE | 40 | 7569 | Generation Constraint in GWh | FALSE | G | Annual | Emissions at Affected Plants | GWh | 673.6004 | 669.6845 | 675.2907 | 682.194 | 721.363 | 750.7398 | 781.3129 | 813.1311
#CAN RPS v6.20- CNPE | 40 | 7569 | Generation Constraint in GWh | FALSE | G | Annual | Allowances Purchased | GWh | 0 | 0 | 0 | 0 | 0 | 0 | 0 | 0
#CAN RPS v6.20- CNPE | 40 | 7569 | Generation Constraint in GWh | FALSE | G | Annual | Allowances Sold | GWh | 0 | 0 | 0 | 0 | 0 | 0 | 0 | 0
#CAN RPS v6.20- CNPE | 40 | 7569 | Generation Constraint in GWh | FALSE | G | Annual | Allowances Banked | GWh | 0 | 0 | 0 | 0 | 0 | 0 | 0 | 0
#CAN RPS v6.20- CNPE | 40 | 7569 | Generation Constraint in GWh | FALSE | G | Annual | Allowances Withdrawn (1:1) | GWh | 0 | 0 | 0 | 0 | 0 | 0 | 0 | 0
#CAN RPS v6.20- CNPE | 40 | 7569 | Generation Constraint in GWh | FALSE | G | Annual | Allowances Withdrawn (n:1) | GWh | 0 | 0 | 0 | 0 | 0 | 0 | 0 | 0
#CAN RPS v6.20- CNPE | 40 | 7569 | Generation Constraint in GWh | FALSE | G | Annual | Net Emissions Allowance Position | GWh | 673.6004 | 669.6845 | 675.2907 | 682.194 | 721.363 | 750.7398 | 781.3129 | 813.1311
#CAN RPS v6.20- CNPE | 40 | 7569 | Generation Constraint in GWh | FALSE | G | Annual | Fuel Consumed | TBtu | 0.23372 | 0.17378 | 0.23372 | 0.17932 | 0 | 0 | 0 | 0
#CAN RPS v6.20- CNPE | 40 | 7569 | Generation Constraint in GWh | FALSE | G | Annual | Heat Rate | MMBtu/MWh | 0.34697 | 0.25949 | 0.3461 | 0.26285 | 0 | 0 | 0 | 0
#CAN RPS v6.20- CNPE | 40 | 7569 | Generation Constraint in GWh | FALSE | G | Annual | Generation | TWh | 0.6736 | 0.66968 | 0.67529 | 0.68219 | 0.72136 | 0.75074 | 0.78131 | 0.81313
#CAN RPS v6.20- CNPE | 40 | 7569 | Generation Constraint in GWh | FALSE | G | Annual | Qualifying Generation | TWh | 0.6736 | 0.66968 | 0.67529 | 0.68219 | 0.72136 | 0.75074 | 0.78131 | 0.81313
#CAN RPS v6.20- CNPE | 40 | 7569 | Generation Constraint in GWh | FALSE | G | Annual | Rate | lb/MWh | 0 | 0 | 0 | 0 | 0 | 0 | 0 | 0
#CAN RPS v6.20- CNPE | 40 | 7569 | Generation Constraint in GWh | FALSE | G | Annual | Constraint Shadow Price | US2019$/MWh | 56.137 | 19.8086 | 29.6218 | 21.346 | 13.2816 | 10.7278 | 9.6018 | 7.3965
#CAN RPS v6.20- CNSK | 41 | 7566 | Generation Constraint in GWh | FALSE | G | Annual | Seasons Included | Seasons | Winter, WintShld, Summer | Winter, WintShld, Summer | Winter, WintShld, Summer | Winter, WintShld, Summer | Winter, WintShld, Summer | Winter, WintShld, Summer | Winter, WintShld, Summer | Winter, WintShld, Summer
#CAN RPS v6.20- CNSK | 41 | 7566 | Generation Constraint in GWh | FALSE | G | Annual | Standard GWh | GWh | 7524.0613 | 8514.5285 | 10217.823 | 12925.4147 | 13280.5593 | 13672.621 | 14076.257 | 14491.8088
#CAN RPS v6.20- CNSK | 41 | 7566 | Generation Constraint in GWh | FALSE | G | Annual | Emissions at Affected Plants | GWh | 7524.0613 | 8514.5285 | 10217.823 | 12925.4147 | 13280.5593 | 13672.621 | 14076.257 | 14491.8088
#CAN RPS v6.20- CNSK | 41 | 7566 | Generation Constraint in GWh | FALSE | G | Annual | Allowances Purchased | GWh | 0 | 0 | 0 | 0 | 0 | 0 | 0 | 0
#CAN RPS v6.20- CNSK | 41 | 7566 | Generation Constraint in GWh | FALSE | G | Annual | Allowances Sold | GWh | 0 | 0 | 0 | 0 | 0 | 0 | 0 | 0
#CAN RPS v6.20- CNSK | 41 | 7566 | Generation Constraint in GWh | FALSE | G | Annual | Allowances Banked | GWh | 0 | 0 | 0 | 0 | 0 | 0 | 0 | 0
#CAN RPS v6.20- CNSK | 41 | 7566 | Generation Constraint in GWh | FALSE | G | Annual | Allowances Withdrawn (1:1) | GWh | 0 | 0 | 0 | 0 | 0 | 0 | 0 | 0
#CAN RPS v6.20- CNSK | 41 | 7566 | Generation Constraint in GWh | FALSE | G | Annual | Allowances Withdrawn (n:1) | GWh | 0 | 0 | 0 | 0 | 0 | 0 | 0 | 0
#CAN RPS v6.20- CNSK | 41 | 7566 | Generation Constraint in GWh | FALSE | G | Annual | Net Emissions Allowance Position | GWh | 7524.0613 | 8514.5285 | 10217.823 | 12925.4147 | 13280.5593 | 13672.621 | 14076.257 | 14491.8088
#CAN RPS v6.20- CNSK | 41 | 7566 | Generation Constraint in GWh | FALSE | G | Annual | Fuel Consumed | TBtu | 6.9338 | 6.9338 | 6.9338 | 6.9338 | 6.9338 | 2.482 | 0.26847 | 0.26847
#CAN RPS v6.20- CNSK | 41 | 7566 | Generation Constraint in GWh | FALSE | G | Annual | Heat Rate | MMBtu/MWh | 0.92154 | 0.81434 | 0.67859 | 0.53644 | 0.5221 | 0.18153 | 0.019072 | 0.018525
#CAN RPS v6.20- CNSK | 41 | 7566 | Generation Constraint in GWh | FALSE | G | Annual | Generation | TWh | 7.5241 | 8.5145 | 10.2178 | 12.9254 | 13.2806 | 13.6726 | 14.0763 | 14.4918
#CAN RPS v6.20- CNSK | 41 | 7566 | Generation Constraint in GWh | FALSE | G | Annual | Qualifying Generation | TWh | 7.5241 | 8.5145 | 10.2178 | 12.9254 | 13.2806 | 13.6726 | 14.0763 | 14.4918
#CAN RPS v6.20- CNSK | 41 | 7566 | Generation Constraint in GWh | FALSE | G | Annual | Rate | lb/MWh | 0 | 0 | 0 | 0 | 0 | 0 | 0 | 0
#CAN RPS v6.20- CNSK | 41 | 7566 | Generation Constraint in GWh | FALSE | G | Annual | Constraint Shadow Price | US2019$/MWh | 12.209 | 36.5621 | 28.3695 | 24.5485 | 15.3088 | 12.8043 | 11.7806 | 11.6738
#CAN Trenton 1-2 - SO2 Rate Annual v3.1 | 42 | 7638 | Rate Constraint in lbs/MMBtu | FALSE | L | Annual | Seasons Included | Seasons | Winter, WintShld, Summer | Winter, WintShld, Summer | Winter, WintShld, Summer | Winter, WintShld, Summer | Winter, WintShld, Summer | Winter, WintShld, Summer | Winter, WintShld, Summer | Winter, WintShld, Summer
#CAN Trenton 1-2 - SO2 Rate Annual v3.1 | 42 | 7638 | Rate Constraint in lbs/MMBtu | FALSE | L | Annual | Standard SO2 | lb/MMBtu | 3.2097 | 3.2097 | 3.2097 | 3.2097 | 3.2097 | 3.2097 | 3.2097 | 3.2097
#CAN Trenton 1-2 - SO2 Rate Annual v3.1 | 42 | 7638 | Rate Constraint in lbs/MMBtu | FALSE | L | Annual | Emissions at Affected Plants SO2 | Thousand Tons | 0.0088724 | 0 | 0 | 0 | 0 | 0 | 0 | 0
#CAN Trenton 1-2 - SO2 Rate Annual v3.1 | 42 | 7638 | Rate Constraint in lbs/MMBtu | FALSE | L | Annual | Allowances Purchased SO2 | Thousand Tons | 0 | 0 | 0 | 0 | 0 | 0 | 0 | 0
#CAN Trenton 1-2 - SO2 Rate Annual v3.1 | 42 | 7638 | Rate Constraint in lbs/MMBtu | FALSE | L | Annual | Allowances Sold SO2 | Thousand Tons | 0 | 0 | 0 | 0 | 0 | 0 | 0 | 0
#CAN Trenton 1-2 - SO2 Rate Annual v3.1 | 42 | 7638 | Rate Constraint in lbs/MMBtu | FALSE | L | Annual | Allowances Banked | Thousand Tons | 0 | 0 | 0 | 0 | 0 | 0 | 0 | 0
#CAN Trenton 1-2 - SO2 Rate Annual v3.1 | 42 | 7638 | Rate Constraint in lbs/MMBtu | FALSE | L | Annual | Allowances Withdrawn (1:1) | Thousand Tons | 0 | 0 | 0 | 0 | 0 | 0 | 0 | 0
#CAN Trenton 1-2 - SO2 Rate Annual v3.1 | 42 | 7638 | Rate Constraint in lbs/MMBtu | FALSE | L | Annual | Allowances Withdrawn (n:1) | Thousand Tons | 0 | 0 | 0 | 0 | 0 | 0 | 0 | 0
#CAN Trenton 1-2 - SO2 Rate Annual v3.1 | 42 | 7638 | Rate Constraint in lbs/MMBtu | FALSE | L | Annual | Net Emissions Allowance Position | Thousand Tons | 0.0088724 | 0 | 0 | 0 | 0 | 0 | 0 | 0
#CAN Trenton 1-2 - SO2 Rate Annual v3.1 | 42 | 7638 | Rate Constraint in lbs/MMBtu | FALSE | L | Annual | Fuel Consumed | TBtu | 0.016198 | 0 | 0 | 0 | 0 | 0 | 0 | 0
#CAN Trenton 1-2 - SO2 Rate Annual v3.1 | 42 | 7638 | Rate Constraint in lbs/MMBtu | FALSE | L | Annual | Rate | lb/MMBtu | 1.0955 | 0 | 0 | 0 | 0 | 0 | 0 | 0
#CAN Trenton 1-2 - SO2 Rate Annual v3.1 | 42 | 7638 | Rate Constraint in lbs/MMBtu | FALSE | L | Annual | Generation | TWh | 0.0015518 | 0 | 0 | 0 | 0 | 0 | 0 | 0
#CAN Trenton 1-2 - SO2 Rate Annual v3.1 | 42 | 7638 | Rate Constraint in lbs/MMBtu | FALSE | L | Annual | Qualifying Generation | TWh | 0.0015518 | 0 | 0 | 0 | 0 | 0 | 0 | 0
#CAN Trenton 1-2 - SO2 Rate Annual v3.1 | 42 | 7638 | Rate Constraint in lbs/MMBtu | FALSE | L | Annual | Rate | lb/MWh | 11.4349 | 0 | 0 | 0 | 0 | 0 | 0 | 0
#CAN Trenton 1-2 - SO2 Rate Annual v3.1 | 42 | 7638 | Rate Constraint in lbs/MMBtu | FALSE | L | Annual | Constraint Shadow Price | US2019$/Ton | 0 | 0 | 0 | 0 | 0 | 0 | 0 | 0
#MATS - HCL Rate in 2015 | 43 | 7120 | MACT Fuel Choice Floor in lbs/MMBtu | FALSE | L | Annual | Seasons Included | Seasons | Winter, WintShld, Summer | Winter, WintShld, Summer | Winter, WintShld, Summer | Winter, WintShld, Summer | Winter, WintShld, Summer | Winter, WintShld, Summer | Winter, WintShld, Summer | Winter, WintShld, Summer
#MATS - HCL Rate in 2015 | 43 | 7120 | MACT Fuel Choice Floor in lbs/MMBtu | FALSE | L | Annual | Emission Floor | lb/MMBtu | 0.002 | 0.002 | 0.002 | 0.002 | 0.002 | 0.002 | 0.002 | 0.002
#MATS - HCL Rate in 2015 | 43 | 7120 | MACT Fuel Choice Floor in lbs/MMBtu | FALSE | L | Annual | Emissions at Affected Plants HCL | Thousand Tons | 2.802 | 2.1047 | 2.861 | 2.8759 | 2.9512 | 2.8631 | 2.3542 | 1.7341
#MATS - HCL Rate in 2015 | 43 | 7120 | MACT Fuel Choice Floor in lbs/MMBtu | FALSE | L | Annual | Allowances Purchased HCL | Thousand Tons | 0 | 0 | 0 | 0 | 0 | 0 | 0 | 0
#MATS - HCL Rate in 2015 | 43 | 7120 | MACT Fuel Choice Floor in lbs/MMBtu | FALSE | L | Annual | Allowances Sold HCL | Thousand Tons | 0 | 0 | 0 | 0 | 0 | 0 | 0 | 0
#MATS - HCL Rate in 2015 | 43 | 7120 | MACT Fuel Choice Floor in lbs/MMBtu | FALSE | L | Annual | Allowances Banked | Thousand Tons | 0 | 0 | 0 | 0 | 0 | 0 | 0 | 0
#MATS - HCL Rate in 2015 | 43 | 7120 | MACT Fuel Choice Floor in lbs/MMBtu | FALSE | L | Annual | Allowances Withdrawn (1:1) | Thousand Tons | 0 | 0 | 0 | 0 | 0 | 0 | 0 | 0
#MATS - HCL Rate in 2015 | 43 | 7120 | MACT Fuel Choice Floor in lbs/MMBtu | FALSE | L | Annual | Allowances Withdrawn (n:1) | Thousand Tons | 0 | 0 | 0 | 0 | 0 | 0 | 0 | 0
#MATS - HCL Rate in 2015 | 43 | 7120 | MACT Fuel Choice Floor in lbs/MMBtu | FALSE | L | Annual | Net Emissions Allowance Position | Thousand Tons | 2.802 | 2.1047 | 2.861 | 2.8759 | 2.9512 | 2.8631 | 2.3542 | 1.7341
#MATS - HCL Rate in 2015 | 43 | 7120 | MACT Fuel Choice Floor in lbs/MMBtu | FALSE | L | Annual | Fuel Consumed | TBtu | 6087.4706 | 4593.0794 | 6112.0933 | 6110.3919 | 6294.6204 | 6108.5622 | 5107.1222 | 3804.4682
#MATS - HCL Rate in 2015 | 43 | 7120 | MACT Fuel Choice Floor in lbs/MMBtu | FALSE | L | Annual | Rate | lb/MMBtu | 0.00092059 | 0.00091645 | 0.00093617 | 0.0009413 | 0.00093769 | 0.00093742 | 0.00092193 | 0.00091161
#MATS - HCL Rate in 2015 | 43 | 7120 | MACT Fuel Choice Floor in lbs/MMBtu | FALSE | L | Annual | Generation | TWh | 591.4877 | 447.1121 | 591.6446 | 591.7527 | 609.1972 | 591.4867 | 494.5912 | 369.2498
#MATS - HCL Rate in 2015 | 43 | 7120 | MACT Fuel Choice Floor in lbs/MMBtu | FALSE | L | Annual | Qualifying Generation | TWh | 591.4877 | 447.1121 | 591.6446 | 591.7527 | 609.1972 | 591.4867 | 494.5912 | 369.2498
#MATS - HCL Rate in 2015 | 43 | 7120 | MACT Fuel Choice Floor in lbs/MMBtu | FALSE | L | Annual | Constraint Shadow Price | US2019$/Ton | 0 | 0 | 0 | 0 | 0 | 0 | 0 | 0
#MATS - HCL Rate in 2015 (IGCC) | 44 | 7121 | MACT Fuel Choice Floor in lbs/MMBtu | FALSE | L | Annual | Seasons Included | Seasons | Winter, WintShld, Summer | Winter, WintShld, Summer | Winter, WintShld, Summer | Winter, WintShld, Summer | Winter, WintShld, Summer | Winter, WintShld, Summer | Winter, WintShld, Summer | Winter, WintShld, Summer
#MATS - HCL Rate in 2015 (IGCC) | 44 | 7121 | MACT Fuel Choice Floor in lbs/MMBtu | FALSE | L | Annual | Emission Floor | lb/MMBtu | 0.005 | 0.005 | 0.005 | 0.005 | 0.005 | 0.005 | 0.005 | 0.005
#MATS - HCL Rate in 2015 (IGCC) | 44 | 7121 | MACT Fuel Choice Floor in lbs/MMBtu | FALSE | L | Annual | Emissions at Affected Plants HCL | Thousand Tons | 0.023681 | 0.023681 | 0.023681 | 0.023681 | 0 | 0 | 0 | 0
#MATS - HCL Rate in 2015 (IGCC) | 44 | 7121 | MACT Fuel Choice Floor in lbs/MMBtu | FALSE | L | Annual | Allowances Purchased HCL | Thousand Tons | 0 | 0 | 0 | 0 | 0 | 0 | 0 | 0
#MATS - HCL Rate in 2015 (IGCC) | 44 | 7121 | MACT Fuel Choice Floor in lbs/MMBtu | FALSE | L | Annual | Allowances Sold HCL | Thousand Tons | 0 | 0 | 0 | 0 | 0 | 0 | 0 | 0
#MATS - HCL Rate in 2015 (IGCC) | 44 | 7121 | MACT Fuel Choice Floor in lbs/MMBtu | FALSE | L | Annual | Allowances Banked | Thousand Tons | 0 | 0 | 0 | 0 | 0 | 0 | 0 | 0
#MATS - HCL Rate in 2015 (IGCC) | 44 | 7121 | MACT Fuel Choice Floor in lbs/MMBtu | FALSE | L | Annual | Allowances Withdrawn (1:1) | Thousand Tons | 0 | 0 | 0 | 0 | 0 | 0 | 0 | 0
#MATS - HCL Rate in 2015 (IGCC) | 44 | 7121 | MACT Fuel Choice Floor in lbs/MMBtu | FALSE | L | Annual | Allowances Withdrawn (n:1) | Thousand Tons | 0 | 0 | 0 | 0 | 0 | 0 | 0 | 0
#MATS - HCL Rate in 2015 (IGCC) | 44 | 7121 | MACT Fuel Choice Floor in lbs/MMBtu | FALSE | L | Annual | Net Emissions Allowance Position | Thousand Tons | 0.023681 | 0.023681 | 0.023681 | 0.023681 | 0 | 0 | 0 | 0
#MATS - HCL Rate in 2015 (IGCC) | 44 | 7121 | MACT Fuel Choice Floor in lbs/MMBtu | FALSE | L | Annual | Fuel Consumed | TBtu | 47.3612 | 47.3612 | 47.3612 | 47.3612 | 0 | 0 | 0 | 0
#MATS - HCL Rate in 2015 (IGCC) | 44 | 7121 | MACT Fuel Choice Floor in lbs/MMBtu | FALSE | L | Annual | Rate | lb/MMBtu | 0.001 | 0.001 | 0.001 | 0.001 | 0 | 0 | 0 | 0
#MATS - HCL Rate in 2015 (IGCC) | 44 | 7121 | MACT Fuel Choice Floor in lbs/MMBtu | FALSE | L | Annual | Generation | TWh | 4.1651 | 4.1651 | 4.1651 | 4.1651 | 0 | 0 | 0 | 0
#MATS - HCL Rate in 2015 (IGCC) | 44 | 7121 | MACT Fuel Choice Floor in lbs/MMBtu | FALSE | L | Annual | Qualifying Generation | TWh | 4.1651 | 4.1651 | 4.1651 | 4.1651 | 0 | 0 | 0 | 0
#MATS - HCL Rate in 2015 (IGCC) | 44 | 7121 | MACT Fuel Choice Floor in lbs/MMBtu | FALSE | L | Annual | Constraint Shadow Price | US2019$/Ton | 0 | 0 | 0 | 0 | 0 | 0 | 0 | 0
#MATS - HCL Rate in 2015 (PK) | 45 | 7122 | MACT Fuel Choice Floor in lbs/MMBtu | FALSE | L | Annual | Seasons Included | Seasons | Winter, WintShld, Summer | Winter, WintShld, Summer | Winter, WintShld, Summer | Winter, WintShld, Summer | Winter, WintShld, Summer | Winter, WintShld, Summer | Winter, WintShld, Summer | Winter, WintShld, Summer
#MATS - HCL Rate in 2015 (PK) | 45 | 7122 | MACT Fuel Choice Floor in lbs/MMBtu | FALSE | L | Annual | Emission Floor | lb/MMBtu | 0.0005 | 0.0005 | 0.0005 | 0.0005 | 0.0005 | 0.0005 | 0.0005 | 0.0005
#MATS - HCL Rate in 2015 (PK) | 45 | 7122 | MACT Fuel Choice Floor in lbs/MMBtu | FALSE | L | Annual | Emissions at Affected Plants HCL | Thousand Tons | 2.7821 | 2.0851 | 2.8409 | 2.8558 | 2.9312 | 2.8419 | 2.3342 | 1.7157
#MATS - HCL Rate in 2015 (PK) | 45 | 7122 | MACT Fuel Choice Floor in lbs/MMBtu | FALSE | L | Annual | Allowances Purchased HCL | Thousand Tons | 0 | 0 | 0 | 0 | 0 | 0 | 0 | 0
#MATS - HCL Rate in 2015 (PK) | 45 | 7122 | MACT Fuel Choice Floor in lbs/MMBtu | FALSE | L | Annual | Allowances Sold HCL | Thousand Tons | 0 | 0 | 0 | 0 | 0 | 0 | 0 | 0
#MATS - HCL Rate in 2015 (PK) | 45 | 7122 | MACT Fuel Choice Floor in lbs/MMBtu | FALSE | L | Annual | Allowances Banked | Thousand Tons | 0 | 0 | 0 | 0 | 0 | 0 | 0 | 0
#MATS - HCL Rate in 2015 (PK) | 45 | 7122 | MACT Fuel Choice Floor in lbs/MMBtu | FALSE | L | Annual | Allowances Withdrawn (1:1) | Thousand Tons | 0 | 0 | 0 | 0 | 0 | 0 | 0 | 0
#MATS - HCL Rate in 2015 (PK) | 45 | 7122 | MACT Fuel Choice Floor in lbs/MMBtu | FALSE | L | Annual | Allowances Withdrawn (n:1) | Thousand Tons | 0 | 0 | 0 | 0 | 0 | 0 | 0 | 0
#MATS - HCL Rate in 2015 (PK) | 45 | 7122 | MACT Fuel Choice Floor in lbs/MMBtu | FALSE | L | Annual | Net Emissions Allowance Position | Thousand Tons | 2.7821 | 2.0851 | 2.8409 | 2.8558 | 2.9312 | 2.8419 | 2.3342 | 1.7157
#MATS - HCL Rate in 2015 (PK) | 45 | 7122 | MACT Fuel Choice Floor in lbs/MMBtu | FALSE | L | Annual | Fuel Consumed | TBtu | 6047.6841 | 4553.9416 | 6072.0408 | 6070.3394 | 6254.5679 | 6066.1094 | 5067.0697 | 3767.6048
#MATS - HCL Rate in 2015 (PK) | 45 | 7122 | MACT Fuel Choice Floor in lbs/MMBtu | FALSE | L | Annual | Rate | lb/MMBtu | 0.00092006 | 0.00091573 | 0.00093574 | 0.00094092 | 0.00093729 | 0.00093699 | 0.00092131 | 0.00091075
#MATS - HCL Rate in 2015 (PK) | 45 | 7122 | MACT Fuel Choice Floor in lbs/MMBtu | FALSE | L | Annual | Generation | TWh | 587.5628 | 443.7424 | 588.1852 | 588.2933 | 605.7377 | 587.8136 | 491.1317 | 366.1031
#MATS - HCL Rate in 2015 (PK) | 45 | 7122 | MACT Fuel Choice Floor in lbs/MMBtu | FALSE | L | Annual | Qualifying Generation | TWh | 587.5628 | 443.7424 | 588.1852 | 588.2933 | 605.7377 | 587.8136 | 491.1317 | 366.1031
#MATS - HCL Rate in 2015 (PK) | 45 | 7122 | MACT Fuel Choice Floor in lbs/MMBtu | FALSE | L | Annual | Constraint Shadow Price | US2019$/Ton | 0 | 0 | 0 | 0 | 0 | 0 | 0 | 0
#MATS - MER Rate in 2015 (Bit and Subbit) | 46 | 7123 | MACT Fuel Choice Floor in lbs/MMBtu | FALSE | L | Annual | Seasons Included | Seasons | Winter, WintShld, Summer | Winter, WintShld, Summer | Winter, WintShld, Summer | Winter, WintShld, Summer | Winter, WintShld, Summer | Winter, WintShld, Summer | Winter, WintShld, Summer | Winter, WintShld, Summer
#MATS - MER Rate in 2015 (Bit and Subbit) | 46 | 7123 | MACT Fuel Choice Floor in lbs/MMBtu | FALSE | L | Annual | Emission Floor | lbs/MMBtu | 1.2e-06 | 1.2e-06 | 1.2e-06 | 1.2e-06 | 1.2e-06 | 1.2e-06 | 1.2e-06 | 1.2e-06
#MATS - MER Rate in 2015 (Bit and Subbit) | 46 | 7123 | MACT Fuel Choice Floor in lbs/MMBtu | FALSE | L | Annual | Emissions at Affected Plants MER | lbs | 3236.4188 | 2379.8022 | 3178.3993 | 3188.145 | 3365.5308 | 3325.3322 | 2863.2501 | 2186.8722
#MATS - MER Rate in 2015 (Bit and Subbit) | 46 | 7123 | MACT Fuel Choice Floor in lbs/MMBtu | FALSE | L | Annual | Allowances Purchased MER | lbs | 0 | 0 | 0 | 0 | 0 | 0 | 0 | 0
#MATS - MER Rate in 2015 (Bit and Subbit) | 46 | 7123 | MACT Fuel Choice Floor in lbs/MMBtu | FALSE | L | Annual | Allowances Sold MER | lbs | 0 | 0 | 0 | 0 | 0 | 0 | 0 | 0
#MATS - MER Rate in 2015 (Bit and Subbit) | 46 | 7123 | MACT Fuel Choice Floor in lbs/MMBtu | FALSE | L | Annual | Allowances Banked | lbs | 0 | 0 | 0 | 0 | 0 | 0 | 0 | 0
#MATS - MER Rate in 2015 (Bit and Subbit) | 46 | 7123 | MACT Fuel Choice Floor in lbs/MMBtu | FALSE | L | Annual | Allowances Withdrawn (1:1) | lbs | 0 | 0 | 0 | 0 | 0 | 0 | 0 | 0
#MATS - MER Rate in 2015 (Bit and Subbit) | 46 | 7123 | MACT Fuel Choice Floor in lbs/MMBtu | FALSE | L | Annual | Allowances Withdrawn (n:1) | lbs | 0 | 0 | 0 | 0 | 0 | 0 | 0 | 0
#MATS - MER Rate in 2015 (Bit and Subbit) | 46 | 7123 | MACT Fuel Choice Floor in lbs/MMBtu | FALSE | L | Annual | Net Emissions Allowance Position | lbs | 3236.4188 | 2379.8022 | 3178.3993 | 3188.145 | 3365.5308 | 3325.3322 | 2863.2501 | 2186.8722
#MATS - MER Rate in 2015 (Bit and Subbit) | 46 | 7123 | MACT Fuel Choice Floor in lbs/MMBtu | FALSE | L | Annual | Fuel Consumed | TBtu | 6087.4706 | 4593.0794 | 6112.0933 | 6110.3919 | 6294.6204 | 6108.5622 | 5107.1222 | 3804.4682
#MATS - MER Rate in 2015 (Bit and Subbit) | 46 | 7123 | MACT Fuel Choice Floor in lbs/MMBtu | FALSE | L | Annual | Rate | lb/MMBtu | 5.3165e-07 | 5.1813e-07 | 5.2002e-07 | 5.2176e-07 | 5.3467e-07 | 5.4437e-07 | 5.6064e-07 | 5.7482e-07
#MATS - MER Rate in 2015 (Bit and Subbit) | 46 | 7123 | MACT Fuel Choice Floor in lbs/MMBtu | FALSE | L | Annual | Generation | TWh | 591.4877 | 447.1121 | 591.6446 | 591.7527 | 609.1972 | 591.4867 | 494.5912 | 369.2498
#MATS - MER Rate in 2015 (Bit and Subbit) | 46 | 7123 | MACT Fuel Choice Floor in lbs/MMBtu | FALSE | L | Annual | Qualifying Generation | TWh | 591.4877 | 447.1121 | 591.6446 | 591.7527 | 609.1972 | 591.4867 | 494.5912 | 369.2498
#MATS - MER Rate in 2015 (Bit and Subbit) | 46 | 7123 | MACT Fuel Choice Floor in lbs/MMBtu | FALSE | L | Annual | Constraint Shadow Price | US2019$/Lb | 0 | 0 | 0 | 0 | 0 | 0 | 0 | 0
#MATS - MER Rate in 2015 (IGCC) | 47 | 7124 | MACT Fuel Choice Floor in lbs/MMBtu | FALSE | L | Annual | Seasons Included | Seasons | Winter, WintShld, Summer | Winter, WintShld, Summer | Winter, WintShld, Summer | Winter, WintShld, Summer | Winter, WintShld, Summer | Winter, WintShld, Summer | Winter, WintShld, Summer | Winter, WintShld, Summer
#MATS - MER Rate in 2015 (IGCC) | 47 | 7124 | MACT Fuel Choice Floor in lbs/MMBtu | FALSE | L | Annual | Emission Floor | lbs/MMBtu | 3e-06 | 3e-06 | 3e-06 | 3e-06 | 3e-06 | 3e-06 | 3e-06 | 3e-06
#MATS - MER Rate in 2015 (IGCC) | 47 | 7124 | MACT Fuel Choice Floor in lbs/MMBtu | FALSE | L | Annual | Emissions at Affected Plants MER | lbs | 35.8315 | 37.5999 | 38.0279 | 38.0279 | 0 | 0 | 0 | 0
#MATS - MER Rate in 2015 (IGCC) | 47 | 7124 | MACT Fuel Choice Floor in lbs/MMBtu | FALSE | L | Annual | Allowances Purchased MER | lbs | 0 | 0 | 0 | 0 | 0 | 0 | 0 | 0
#MATS - MER Rate in 2015 (IGCC) | 47 | 7124 | MACT Fuel Choice Floor in lbs/MMBtu | FALSE | L | Annual | Allowances Sold MER | lbs | 0 | 0 | 0 | 0 | 0 | 0 | 0 | 0
#MATS - MER Rate in 2015 (IGCC) | 47 | 7124 | MACT Fuel Choice Floor in lbs/MMBtu | FALSE | L | Annual | Allowances Banked | lbs | 0 | 0 | 0 | 0 | 0 | 0 | 0 | 0
#MATS - MER Rate in 2015 (IGCC) | 47 | 7124 | MACT Fuel Choice Floor in lbs/MMBtu | FALSE | L | Annual | Allowances Withdrawn (1:1) | lbs | 0 | 0 | 0 | 0 | 0 | 0 | 0 | 0
#MATS - MER Rate in 2015 (IGCC) | 47 | 7124 | MACT Fuel Choice Floor in lbs/MMBtu | FALSE | L | Annual | Allowances Withdrawn (n:1) | lbs | 0 | 0 | 0 | 0 | 0 | 0 | 0 | 0
#MATS - MER Rate in 2015 (IGCC) | 47 | 7124 | MACT Fuel Choice Floor in lbs/MMBtu | FALSE | L | Annual | Net Emissions Allowance Position | lbs | 35.8315 | 37.5999 | 38.0279 | 38.0279 | 0 | 0 | 0 | 0
#MATS - MER Rate in 2015 (IGCC) | 47 | 7124 | MACT Fuel Choice Floor in lbs/MMBtu | FALSE | L | Annual | Fuel Consumed | TBtu | 47.3612 | 47.3612 | 47.3612 | 47.3612 | 0 | 0 | 0 | 0
#MATS - MER Rate in 2015 (IGCC) | 47 | 7124 | MACT Fuel Choice Floor in lbs/MMBtu | FALSE | L | Annual | Rate | lb/MMBtu | 7.5656e-07 | 7.939e-07 | 8.0293e-07 | 8.0293e-07 | 0 | 0 | 0 | 0
#MATS - MER Rate in 2015 (IGCC) | 47 | 7124 | MACT Fuel Choice Floor in lbs/MMBtu | FALSE | L | Annual | Generation | TWh | 4.1651 | 4.1651 | 4.1651 | 4.1651 | 0 | 0 | 0 | 0
#MATS - MER Rate in 2015 (IGCC) | 47 | 7124 | MACT Fuel Choice Floor in lbs/MMBtu | FALSE | L | Annual | Qualifying Generation | TWh | 4.1651 | 4.1651 | 4.1651 | 4.1651 | 0 | 0 | 0 | 0
#MATS - MER Rate in 2015 (IGCC) | 47 | 7124 | MACT Fuel Choice Floor in lbs/MMBtu | FALSE | L | Annual | Constraint Shadow Price | US2019$/Lb | 0 | 0 | 0 | 0 | 0 | 0 | 0 | 0
#MATS - MER Rate in 2015 (Lig) | 48 | 7125 | MACT Fuel Choice Floor in lbs/MMBtu | FALSE | L | Annual | Seasons Included | Seasons | Winter, WintShld, Summer | Winter, WintShld, Summer | Winter, WintShld, Summer | Winter, WintShld, Summer | Winter, WintShld, Summer | Winter, WintShld, Summer | Winter, WintShld, Summer | Winter, WintShld, Summer
#MATS - MER Rate in 2015 (Lig) | 48 | 7125 | MACT Fuel Choice Floor in lbs/MMBtu | FALSE | L | Annual | Emission Floor | lbs/MMBtu | 4e-06 | 4e-06 | 4e-06 | 4e-06 | 4e-06 | 4e-06 | 4e-06 | 4e-06
#MATS - MER Rate in 2015 (Lig) | 48 | 7125 | MACT Fuel Choice Floor in lbs/MMBtu | FALSE | L | Annual | Emissions at Affected Plants MER | lbs | 3236.4188 | 2379.8022 | 3178.3993 | 3188.145 | 3365.5308 | 3325.3322 | 2863.2501 | 2186.8722
#MATS - MER Rate in 2015 (Lig) | 48 | 7125 | MACT Fuel Choice Floor in lbs/MMBtu | FALSE | L | Annual | Allowances Purchased MER | lbs | 0 | 0 | 0 | 0 | 0 | 0 | 0 | 0
#MATS - MER Rate in 2015 (Lig) | 48 | 7125 | MACT Fuel Choice Floor in lbs/MMBtu | FALSE | L | Annual | Allowances Sold MER | lbs | 0 | 0 | 0 | 0 | 0 | 0 | 0 | 0
#MATS - MER Rate in 2015 (Lig) | 48 | 7125 | MACT Fuel Choice Floor in lbs/MMBtu | FALSE | L | Annual | Allowances Banked | lbs | 0 | 0 | 0 | 0 | 0 | 0 | 0 | 0
#MATS - MER Rate in 2015 (Lig) | 48 | 7125 | MACT Fuel Choice Floor in lbs/MMBtu | FALSE | L | Annual | Allowances Withdrawn (1:1) | lbs | 0 | 0 | 0 | 0 | 0 | 0 | 0 | 0
#MATS - MER Rate in 2015 (Lig) | 48 | 7125 | MACT Fuel Choice Floor in lbs/MMBtu | FALSE | L | Annual | Allowances Withdrawn (n:1) | lbs | 0 | 0 | 0 | 0 | 0 | 0 | 0 | 0
#MATS - MER Rate in 2015 (Lig) | 48 | 7125 | MACT Fuel Choice Floor in lbs/MMBtu | FALSE | L | Annual | Net Emissions Allowance Position | lbs | 3236.4188 | 2379.8022 | 3178.3993 | 3188.145 | 3365.5308 | 3325.3322 | 2863.2501 | 2186.8722
#MATS - MER Rate in 2015 (Lig) | 48 | 7125 | MACT Fuel Choice Floor in lbs/MMBtu | FALSE | L | Annual | Fuel Consumed | TBtu | 6087.4706 | 4593.0794 | 6112.0933 | 6110.3919 | 6294.6204 | 6108.5622 | 5107.1222 | 3804.4682
#MATS - MER Rate in 2015 (Lig) | 48 | 7125 | MACT Fuel Choice Floor in lbs/MMBtu | FALSE | L | Annual | Rate | lb/MMBtu | 5.3165e-07 | 5.1813e-07 | 5.2002e-07 | 5.2176e-07 | 5.3467e-07 | 5.4437e-07 | 5.6064e-07 | 5.7482e-07
#MATS - MER Rate in 2015 (Lig) | 48 | 7125 | MACT Fuel Choice Floor in lbs/MMBtu | FALSE | L | Annual | Generation | TWh | 591.4877 | 447.1121 | 591.6446 | 591.7527 | 609.1972 | 591.4867 | 494.5912 | 369.2498
#MATS - MER Rate in 2015 (Lig) | 48 | 7125 | MACT Fuel Choice Floor in lbs/MMBtu | FALSE | L | Annual | Qualifying Generation | TWh | 591.4877 | 447.1121 | 591.6446 | 591.7527 | 609.1972 | 591.4867 | 494.5912 | 369.2498
#MATS - MER Rate in 2015 (Lig) | 48 | 7125 | MACT Fuel Choice Floor in lbs/MMBtu | FALSE | L | Annual | Constraint Shadow Price | US2019$/Lb | 0 | 0 | 0 | 0 | 0 | 0 | 0 | 0
#MATS - MER Rate in 2015 (PK) | 49 | 7126 | MACT Fuel Choice Floor in lbs/MMBtu | FALSE | L | Annual | Seasons Included | Seasons | Winter, WintShld, Summer | Winter, WintShld, Summer | Winter, WintShld, Summer | Winter, WintShld, Summer | Winter, WintShld, Summer | Winter, WintShld, Summer | Winter, WintShld, Summer | Winter, WintShld, Summer
#MATS - MER Rate in 2015 (PK) | 49 | 7126 | MACT Fuel Choice Floor in lbs/MMBtu | FALSE | L | Annual | Emission Floor | lbs/MMBtu | 2e-07 | 2e-07 | 2e-07 | 2e-07 | 2e-07 | 2e-07 | 2e-07 | 2e-07
#MATS - MER Rate in 2015 (PK) | 49 | 7126 | MACT Fuel Choice Floor in lbs/MMBtu | FALSE | L | Annual | Emissions at Affected Plants MER | lbs | 3214.0936 | 2357.841 | 3157.211 | 3166.8227 | 3344.2085 | 3301.5108 | 2840.7756 | 2166.1872
#MATS - MER Rate in 2015 (PK) | 49 | 7126 | MACT Fuel Choice Floor in lbs/MMBtu | FALSE | L | Annual | Allowances Purchased MER | lbs | 0 | 0 | 0 | 0 | 0 | 0 | 0 | 0
#MATS - MER Rate in 2015 (PK) | 49 | 7126 | MACT Fuel Choice Floor in lbs/MMBtu | FALSE | L | Annual | Allowances Sold MER | lbs | 0 | 0 | 0 | 0 | 0 | 0 | 0 | 0
#MATS - MER Rate in 2015 (PK) | 49 | 7126 | MACT Fuel Choice Floor in lbs/MMBtu | FALSE | L | Annual | Allowances Banked | lbs | 0 | 0 | 0 | 0 | 0 | 0 | 0 | 0
#MATS - MER Rate in 2015 (PK) | 49 | 7126 | MACT Fuel Choice Floor in lbs/MMBtu | FALSE | L | Annual | Allowances Withdrawn (1:1) | lbs | 0 | 0 | 0 | 0 | 0 | 0 | 0 | 0
#MATS - MER Rate in 2015 (PK) | 49 | 7126 | MACT Fuel Choice Floor in lbs/MMBtu | FALSE | L | Annual | Allowances Withdrawn (n:1) | lbs | 0 | 0 | 0 | 0 | 0 | 0 | 0 | 0
#MATS - MER Rate in 2015 (PK) | 49 | 7126 | MACT Fuel Choice Floor in lbs/MMBtu | FALSE | L | Annual | Net Emissions Allowance Position | lbs | 3214.0936 | 2357.841 | 3157.211 | 3166.8227 | 3344.2085 | 3301.5108 | 2840.7756 | 2166.1872
#MATS - MER Rate in 2015 (PK) | 49 | 7126 | MACT Fuel Choice Floor in lbs/MMBtu | FALSE | L | Annual | Fuel Consumed | TBtu | 6047.6841 | 4553.9416 | 6072.0408 | 6070.3394 | 6254.5679 | 6066.1094 | 5067.0697 | 3767.6048
#MATS - MER Rate in 2015 (PK) | 49 | 7126 | MACT Fuel Choice Floor in lbs/MMBtu | FALSE | L | Annual | Rate | lb/MMBtu | 5.3146e-07 | 5.1776e-07 | 5.1996e-07 | 5.2169e-07 | 5.3468e-07 | 5.4426e-07 | 5.6063e-07 | 5.7495e-07
#MATS - MER Rate in 2015 (PK) | 49 | 7126 | MACT Fuel Choice Floor in lbs/MMBtu | FALSE | L | Annual | Generation | TWh | 587.5628 | 443.7424 | 588.1852 | 588.2933 | 605.7377 | 587.8136 | 491.1317 | 366.1031
#MATS - MER Rate in 2015 (PK) | 49 | 7126 | MACT Fuel Choice Floor in lbs/MMBtu | FALSE | L | Annual | Qualifying Generation | TWh | 587.5628 | 443.7424 | 588.1852 | 588.2933 | 605.7377 | 587.8136 | 491.1317 | 366.1031
#MATS - MER Rate in 2015 (PK) | 49 | 7126 | MACT Fuel Choice Floor in lbs/MMBtu | FALSE | L | Annual | Constraint Shadow Price | US2019$/Lb | 0 | 0 | 0 | 0 | 0 | 0 | 0 | 0
111(b) - 1000lbs/MWh CO2 - New CC | 50 | 7691 | Rate Constraint in lbs/MWh | FALSE | L | Annual | Seasons Included | Seasons | Winter, WintShld, Summer | Winter, WintShld, Summer | Winter, WintShld, Summer | Winter, WintShld, Summer | Winter, WintShld, Summer | Winter, WintShld, Summer | Winter, WintShld, Summer | Winter, WintShld, Summer
111(b) - 1000lbs/MWh CO2 - New CC | 50 | 7691 | Rate Constraint in lbs/MWh | FALSE | L | Annual | Standard CO2 | lb/MWh | 1000 | 1000 | 1000 | 1000 | 1000 | 1000 | 1000 | 1000
111(b) - 1000lbs/MWh CO2 - New CC | 50 | 7691 | Rate Constraint in lbs/MWh | FALSE | L | Annual | Emissions at Affected Plants CO2 | Thousand Tons | 14139.6338 | 15033.6688 | 15066.6981 | 15053.9994 | 37456.5459 | 53026.808 | 97498.9197 | 165410.8366
111(b) - 1000lbs/MWh CO2 - New CC | 50 | 7691 | Rate Constraint in lbs/MWh | FALSE | L | Annual | Allowances Purchased CO2 | Thousand Tons | 0 | 0 | 0 | 0 | 0 | 0 | 0 | 0
111(b) - 1000lbs/MWh CO2 - New CC | 50 | 7691 | Rate Constraint in lbs/MWh | FALSE | L | Annual | Allowances Sold CO2 | Thousand Tons | 0 | 0 | 0 | 0 | 0 | 0 | 0 | 0
111(b) - 1000lbs/MWh CO2 - New CC | 50 | 7691 | Rate Constraint in lbs/MWh | FALSE | L | Annual | Allowances Banked | Thousand Tons | 0 | 0 | 0 | 0 | 0 | 0 | 0 | 0
111(b) - 1000lbs/MWh CO2 - New CC | 50 | 7691 | Rate Constraint in lbs/MWh | FALSE | L | Annual | Allowances Withdrawn (1:1) | Thousand Tons | 0 | 0 | 0 | 0 | 0 | 0 | 0 | 0
111(b) - 1000lbs/MWh CO2 - New CC | 50 | 7691 | Rate Constraint in lbs/MWh | FALSE | L | Annual | Allowances Withdrawn (n:1) | Thousand Tons | 0 | 0 | 0 | 0 | 0 | 0 | 0 | 0
111(b) - 1000lbs/MWh CO2 - New CC | 50 | 7691 | Rate Constraint in lbs/MWh | FALSE | L | Annual | Net Emissions Allowance Position | Thousand Tons | 14139.6338 | 15033.6688 | 15066.6981 | 15053.9994 | 37456.5459 | 53026.808 | 97498.9197 | 165410.8366
111(b) - 1000lbs/MWh CO2 - New CC | 50 | 7691 | Rate Constraint in lbs/MWh | FALSE | L | Annual | Fuel Consumed | TBtu | 241.538 | 256.8102 | 257.3744 | 257.1575 | 639.8453 | 905.8218 | 1665.5094 | 2825.6036
111(b) - 1000lbs/MWh CO2 - New CC | 50 | 7691 | Rate Constraint in lbs/MWh | FALSE | L | Annual | Rate | lb/MMBtu | 117.08 | 117.08 | 117.08 | 117.08 | 117.08 | 117.08 | 117.08 | 117.08
111(b) - 1000lbs/MWh CO2 - New CC | 50 | 7691 | Rate Constraint in lbs/MWh | FALSE | L | Annual | Generation | TWh | 37.9181 | 40.3156 | 40.4041 | 40.3701 | 100.4467 | 142.2012 | 261.4614 | 443.5234
111(b) - 1000lbs/MWh CO2 - New CC | 50 | 7691 | Rate Constraint in lbs/MWh | FALSE | L | Annual | Qualifying Generation | TWh | 37.9181 | 40.3156 | 40.4041 | 40.3701 | 100.4467 | 142.2012 | 261.4614 | 443.5234
111(b) - 1000lbs/MWh CO2 - New CC | 50 | 7691 | Rate Constraint in lbs/MWh | FALSE | L | Annual | Constraint Shadow Price | US2019$/Ton | 0 | 0 | 0 | 0 | 0 | 0 | 0 | 0
111(b) - 1000lbs/MWh CO2 - New CC with CCS | 51 | 7692 | Rate Constraint in lbs/MWh | FALSE | L | Annual | Seasons Included | Seasons | Winter, WintShld, Summer | Winter, WintShld, Summer | Winter, WintShld, Summer | Winter, WintShld, Summer | Winter, WintShld, Summer | Winter, WintShld, Summer | Winter, WintShld, Summer | Winter, WintShld, Summer
111(b) - 1000lbs/MWh CO2 - New CC with CCS | 51 | 7692 | Rate Constraint in lbs/MWh | FALSE | L | Annual | Standard CO2 | lb/MWh | 1000 | 1000 | 1000 | 1000 | 1000 | 1000 | 1000 | 1000
111(b) - 1000lbs/MWh CO2 - New CC with CCS | 51 | 7692 | Rate Constraint in lbs/MWh | FALSE | L | Annual | Emissions at Affected Plants CO2 | Thousand Tons | 0 | 0 | 0 | 105.8392 | 276.9605 | 276.9605 | 276.9605 | 142.535
111(b) - 1000lbs/MWh CO2 - New CC with CCS | 51 | 7692 | Rate Constraint in lbs/MWh | FALSE | L | Annual | Allowances Purchased CO2 | Thousand Tons | 0 | 0 | 0 | 0 | 0 | 0 | 0 | 0
111(b) - 1000lbs/MWh CO2 - New CC with CCS | 51 | 7692 | Rate Constraint in lbs/MWh | FALSE | L | Annual | Allowances Sold CO2 | Thousand Tons | 0 | 0 | 0 | 0 | 0 | 0 | 0 | 0
111(b) - 1000lbs/MWh CO2 - New CC with CCS | 51 | 7692 | Rate Constraint in lbs/MWh | FALSE | L | Annual | Allowances Banked | Thousand Tons | 0 | 0 | 0 | 0 | 0 | 0 | 0 | 0
111(b) - 1000lbs/MWh CO2 - New CC with CCS | 51 | 7692 | Rate Constraint in lbs/MWh | FALSE | L | Annual | Allowances Withdrawn (1:1) | Thousand Tons | 0 | 0 | 0 | 0 | 0 | 0 | 0 | 0
111(b) - 1000lbs/MWh CO2 - New CC with CCS | 51 | 7692 | Rate Constraint in lbs/MWh | FALSE | L | Annual | Allowances Withdrawn (n:1) | Thousand Tons | 0 | 0 | 0 | 0 | 0 | 0 | 0 | 0
111(b) - 1000lbs/MWh CO2 - New CC with CCS | 51 | 7692 | Rate Constraint in lbs/MWh | FALSE | L | Annual | Net Emissions Allowance Position | Thousand Tons | 0 | 0 | 0 | 105.8392 | 276.9605 | 276.9605 | 276.9605 | 142.535
111(b) - 1000lbs/MWh CO2 - New CC with CCS | 51 | 7692 | Rate Constraint in lbs/MWh | FALSE | L | Annual | Fuel Consumed | TBtu | 0 | 0 | 0 | 18.0798 | 47.3113 | 47.3113 | 47.3113 | 24.3483
111(b) - 1000lbs/MWh CO2 - New CC with CCS | 51 | 7692 | Rate Constraint in lbs/MWh | FALSE | L | Annual | Rate | lb/MMBtu | 0 | 0 | 0 | 11.708 | 11.708 | 11.708 | 11.708 | 11.708
111(b) - 1000lbs/MWh CO2 - New CC with CCS | 51 | 7692 | Rate Constraint in lbs/MWh | FALSE | L | Annual | Generation | TWh | 0 | 0 | 0 | 2.5379 | 6.6411 | 6.6411 | 6.6411 | 3.4178
111(b) - 1000lbs/MWh CO2 - New CC with CCS | 51 | 7692 | Rate Constraint in lbs/MWh | FALSE | L | Annual | Qualifying Generation | TWh | 0 | 0 | 0 | 2.5379 | 6.6411 | 6.6411 | 6.6411 | 3.4178
111(b) - 1000lbs/MWh CO2 - New CC with CCS | 51 | 7692 | Rate Constraint in lbs/MWh | FALSE | L | Annual | Constraint Shadow Price | US2019$/Ton | 0 | 0 | 0 | 0 | 0 | 0 | 0 | 0
111(b) - 1400lbs/MWh CO2 - New UPC with 90% CCS | 52 | 7689 | Rate Constraint in lbs/MWh | FALSE | L | Annual | Seasons Included | Seasons | Winter, WintShld, Summer | Winter, WintShld, Summer | Winter, WintShld, Summer | Winter, WintShld, Summer | Winter, WintShld, Summer | Winter, WintShld, Summer | Winter, WintShld, Summer | Winter, WintShld, Summer
111(b) - 1400lbs/MWh CO2 - New UPC with 90% CCS | 52 | 7689 | Rate Constraint in lbs/MWh | FALSE | L | Annual | Standard CO2 | lb/MWh | 1400 | 1400 | 1400 | 1400 | 1400 | 1400 | 1400 | 1400
111(b) - 1400lbs/MWh CO2 - New UPC with 90% CCS | 52 | 7689 | Rate Constraint in lbs/MWh | FALSE | L | Annual | Emissions at Affected Plants CO2 | Thousand Tons | 0 | 0 | 0 | 0 | 0 | 0 | 0 | 0
111(b) - 1400lbs/MWh CO2 - New UPC with 90% CCS | 52 | 7689 | Rate Constraint in lbs/MWh | FALSE | L | Annual | Allowances Purchased CO2 | Thousand Tons | 0 | 0 | 0 | 0 | 0 | 0 | 0 | 0
111(b) - 1400lbs/MWh CO2 - New UPC with 90% CCS | 52 | 7689 | Rate Constraint in lbs/MWh | FALSE | L | Annual | Allowances Sold CO2 | Thousand Tons | 0 | 0 | 0 | 0 | 0 | 0 | 0 | 0
111(b) - 1400lbs/MWh CO2 - New UPC with 90% CCS | 52 | 7689 | Rate Constraint in lbs/MWh | FALSE | L | Annual | Allowances Banked | Thousand Tons | 0 | 0 | 0 | 0 | 0 | 0 | 0 | 0
111(b) - 1400lbs/MWh CO2 - New UPC with 90% CCS | 52 | 7689 | Rate Constraint in lbs/MWh | FALSE | L | Annual | Allowances Withdrawn (1:1) | Thousand Tons | 0 | 0 | 0 | 0 | 0 | 0 | 0 | 0
111(b) - 1400lbs/MWh CO2 - New UPC with 90% CCS | 52 | 7689 | Rate Constraint in lbs/MWh | FALSE | L | Annual | Allowances Withdrawn (n:1) | Thousand Tons | 0 | 0 | 0 | 0 | 0 | 0 | 0 | 0
111(b) - 1400lbs/MWh CO2 - New UPC with 90% CCS | 52 | 7689 | Rate Constraint in lbs/MWh | FALSE | L | Annual | Net Emissions Allowance Position | Thousand Tons | 0 | 0 | 0 | 0 | 0 | 0 | 0 | 0
111(b) - 1400lbs/MWh CO2 - New UPC with 90% CCS | 52 | 7689 | Rate Constraint in lbs/MWh | FALSE | L | Annual | Fuel Consumed | TBtu | 0 | 0 | 0 | 0 | 0 | 0 | 0 | 0
111(b) - 1400lbs/MWh CO2 - New UPC with 90% CCS | 52 | 7689 | Rate Constraint in lbs/MWh | FALSE | L | Annual | Rate | lb/MMBtu | 0 | 0 | 0 | 0 | 0 | 0 | 0 | 0
111(b) - 1400lbs/MWh CO2 - New UPC with 90% CCS | 52 | 7689 | Rate Constraint in lbs/MWh | FALSE | L | Annual | Generation | TWh | 0 | 0 | 0 | 0 | 0 | 0 | 0 | 0
111(b) - 1400lbs/MWh CO2 - New UPC with 90% CCS | 52 | 7689 | Rate Constraint in lbs/MWh | FALSE | L | Annual | Qualifying Generation | TWh | 0 | 0 | 0 | 0 | 0 | 0 | 0 | 0
111(b) - 1400lbs/MWh CO2 - New UPC with 90% CCS | 52 | 7689 | Rate Constraint in lbs/MWh | FALSE | L | Annual | Constraint Shadow Price | US2019$/Ton | 0 | 0 | 0 | 0 | 0 | 0 | 0 | 0
AES Somerset MER Rate Limit v3.1 | 53 | 7516 | Rate Constraint in lbs/MMBtu | FALSE | L | Annual | Seasons Included | Seasons | Winter, WintShld, Summer | Winter, WintShld, Summer | Winter, WintShld, Summer | Winter, WintShld, Summer | Winter, WintShld, Summer | Winter, WintShld, Summer | Winter, WintShld, Summer | Winter, WintShld, Summer
AES Somerset MER Rate Limit v3.1 | 53 | 7516 | Rate Constraint in lbs/MMBtu | FALSE | L | Annual | Standard MER | lb/MMBtu | 6e-07 | 6e-07 | 6e-07 | 6e-07 | 6e-07 | 6e-07 | 6e-07 | 6e-07
AES Somerset MER Rate Limit v3.1 | 53 | 7516 | Rate Constraint in lbs/MMBtu | FALSE | L | Annual | Emissions at Affected Plants MER | lbs | 0 | 0 | 0 | 0 | 0 | 0 | 0 | 0
AES Somerset MER Rate Limit v3.1 | 53 | 7516 | Rate Constraint in lbs/MMBtu | FALSE | L | Annual | Allowances Purchased MER | lbs | 0 | 0 | 0 | 0 | 0 | 0 | 0 | 0
AES Somerset MER Rate Limit v3.1 | 53 | 7516 | Rate Constraint in lbs/MMBtu | FALSE | L | Annual | Allowances Sold MER | lbs | 0 | 0 | 0 | 0 | 0 | 0 | 0 | 0
AES Somerset MER Rate Limit v3.1 | 53 | 7516 | Rate Constraint in lbs/MMBtu | FALSE | L | Annual | Allowances Banked | lbs | 0 | 0 | 0 | 0 | 0 | 0 | 0 | 0
AES Somerset MER Rate Limit v3.1 | 53 | 7516 | Rate Constraint in lbs/MMBtu | FALSE | L | Annual | Allowances Withdrawn (1:1) | lbs | 0 | 0 | 0 | 0 | 0 | 0 | 0 | 0
AES Somerset MER Rate Limit v3.1 | 53 | 7516 | Rate Constraint in lbs/MMBtu | FALSE | L | Annual | Allowances Withdrawn (n:1) | lbs | 0 | 0 | 0 | 0 | 0 | 0 | 0 | 0
AES Somerset MER Rate Limit v3.1 | 53 | 7516 | Rate Constraint in lbs/MMBtu | FALSE | L | Annual | Net Emissions Allowance Position | lbs | 0 | 0 | 0 | 0 | 0 | 0 | 0 | 0
AES Somerset MER Rate Limit v3.1 | 53 | 7516 | Rate Constraint in lbs/MMBtu | FALSE | L | Annual | Fuel Consumed | TBtu | 0 | 0 | 0 | 0 | 0 | 0 | 0 | 0
AES Somerset MER Rate Limit v3.1 | 53 | 7516 | Rate Constraint in lbs/MMBtu | FALSE | L | Annual | Rate | lb/MMBtu | 0 | 0 | 0 | 0 | 0 | 0 | 0 | 0
AES Somerset MER Rate Limit v3.1 | 53 | 7516 | Rate Constraint in lbs/MMBtu | FALSE | L | Annual | Generation | TWh | 0 | 0 | 0 | 0 | 0 | 0 | 0 | 0
AES Somerset MER Rate Limit v3.1 | 53 | 7516 | Rate Constraint in lbs/MMBtu | FALSE | L | Annual | Qualifying Generation | TWh | 0 | 0 | 0 | 0 | 0 | 0 | 0 | 0
AES Somerset MER Rate Limit v3.1 | 53 | 7516 | Rate Constraint in lbs/MMBtu | FALSE | L | Annual | Rate | lb/MWh | 0 | 0 | 0 | 0 | 0 | 0 | 0 | 0
AES Somerset MER Rate Limit v3.1 | 53 | 7516 | Rate Constraint in lbs/MMBtu | FALSE | L | Annual | Constraint Shadow Price | US2019$/Lb | 0 | 0 | 0 | 0 | 0 | 0 | 0 | 0
AZ Hg Rule - MER Removal Annual v3.1 | 54 | 7278 | MACT Fuel Choice Floor in lbs/MMBtu | FALSE | L | Annual | Seasons Included | Seasons | Winter, WintShld, Summer | Winter, WintShld, Summer | Winter, WintShld, Summer | Winter, WintShld, Summer | Winter, WintShld, Summer | Winter, WintShld, Summer | Winter, WintShld, Summer | Winter, WintShld, Summer
AZ Hg Rule - MER Removal Annual v3.1 | 54 | 7278 | MACT Fuel Choice Floor in lbs/MMBtu | FALSE | L | Annual | Emission Floor | lbs/MMBtu | 8.44e-07 | 8.44e-07 | 8.44e-07 | 8.44e-07 | 8.44e-07 | 8.44e-07 | 8.44e-07 | 8.44e-07
AZ Hg Rule - MER Removal Annual v3.1 | 54 | 7278 | MACT Fuel Choice Floor in lbs/MMBtu | FALSE | L | Annual | Emissions at Affected Plants MER | lbs | 20.325 | 21.4852 | 31.2292 | 24.2829 | 58.2601 | 65.4515 | 62.8461 | 69.3928
AZ Hg Rule - MER Removal Annual v3.1 | 54 | 7278 | MACT Fuel Choice Floor in lbs/MMBtu | FALSE | L | Annual | Allowances Purchased MER | lbs | 0 | 0 | 0 | 0 | 0 | 0 | 0 | 0
AZ Hg Rule - MER Removal Annual v3.1 | 54 | 7278 | MACT Fuel Choice Floor in lbs/MMBtu | FALSE | L | Annual | Allowances Sold MER | lbs | 0 | 0 | 0 | 0 | 0 | 0 | 0 | 0
AZ Hg Rule - MER Removal Annual v3.1 | 54 | 7278 | MACT Fuel Choice Floor in lbs/MMBtu | FALSE | L | Annual | Allowances Banked | lbs | 0 | 0 | 0 | 0 | 0 | 0 | 0 | 0
AZ Hg Rule - MER Removal Annual v3.1 | 54 | 7278 | MACT Fuel Choice Floor in lbs/MMBtu | FALSE | L | Annual | Allowances Withdrawn (1:1) | lbs | 0 | 0 | 0 | 0 | 0 | 0 | 0 | 0
AZ Hg Rule - MER Removal Annual v3.1 | 54 | 7278 | MACT Fuel Choice Floor in lbs/MMBtu | FALSE | L | Annual | Allowances Withdrawn (n:1) | lbs | 0 | 0 | 0 | 0 | 0 | 0 | 0 | 0
AZ Hg Rule - MER Removal Annual v3.1 | 54 | 7278 | MACT Fuel Choice Floor in lbs/MMBtu | FALSE | L | Annual | Net Emissions Allowance Position | lbs | 20.325 | 21.4852 | 31.2292 | 24.2829 | 58.2601 | 65.4515 | 62.8461 | 69.3928
AZ Hg Rule - MER Removal Annual v3.1 | 54 | 7278 | MACT Fuel Choice Floor in lbs/MMBtu | FALSE | L | Annual | Fuel Consumed | TBtu | 23.5094 | 24.8513 | 36.122 | 28.0874 | 67.388 | 76.5485 | 72.6926 | 80.265
AZ Hg Rule - MER Removal Annual v3.1 | 54 | 7278 | MACT Fuel Choice Floor in lbs/MMBtu | FALSE | L | Annual | Rate | lb/MMBtu | 8.6455e-07 | 8.6455e-07 | 8.6455e-07 | 8.6455e-07 | 8.6455e-07 | 8.5503e-07 | 8.6455e-07 | 8.6455e-07
AZ Hg Rule - MER Removal Annual v3.1 | 54 | 7278 | MACT Fuel Choice Floor in lbs/MMBtu | FALSE | L | Annual | Generation | TWh | 2.2594 | 2.3974 | 3.4905 | 2.7131 | 6.5083 | 7.3753 | 7.0195 | 7.7559
AZ Hg Rule - MER Removal Annual v3.1 | 54 | 7278 | MACT Fuel Choice Floor in lbs/MMBtu | FALSE | L | Annual | Qualifying Generation | TWh | 2.2594 | 2.3974 | 3.4905 | 2.7131 | 6.5083 | 7.3753 | 7.0195 | 7.7559
AZ Hg Rule - MER Removal Annual v3.1 | 54 | 7278 | MACT Fuel Choice Floor in lbs/MMBtu | FALSE | L | Annual | Constraint Shadow Price | US2019$/Lb | 0 | 0 | 0 | 0 | 0 | 0 | 0 | 0
BART NOX Annual- Antelope Valley 1- v5.16 | 55 | 7196 | Rate Constraint in lbs/MMBtu | FALSE | L | Annual | Seasons Included | Seasons | Winter, WintShld, Summer | Winter, WintShld, Summer | Winter, WintShld, Summer | Winter, WintShld, Summer | Winter, WintShld, Summer | Winter, WintShld, Summer | Winter, WintShld, Summer | Winter, WintShld, Summer
BART NOX Annual- Antelope Valley 1- v5.16 | 55 | 7196 | Rate Constraint in lbs/MMBtu | FALSE | L | Annual | Standard NOX | lb/MMBtu | 0.17 | 0.17 | 0.17 | 0.17 | 0.17 | 0.17 | 0.17 | 0.17
BART NOX Annual- Antelope Valley 1- v5.16 | 55 | 7196 | Rate Constraint in lbs/MMBtu | FALSE | L | Annual | Emissions at Affected Plants NOX | Thousand Tons | 1.6976 | 1.4372 | 1.9633 | 1.9633 | 1.9633 | 1.9633 | 1.9633 | 1.3283
BART NOX Annual- Antelope Valley 1- v5.16 | 55 | 7196 | Rate Constraint in lbs/MMBtu | FALSE | L | Annual | Allowances Purchased NOX | Thousand Tons | 0 | 0 | 0 | 0 | 0 | 0 | 0 | 0
BART NOX Annual- Antelope Valley 1- v5.16 | 55 | 7196 | Rate Constraint in lbs/MMBtu | FALSE | L | Annual | Allowances Sold NOX | Thousand Tons | 0 | 0 | 0 | 0 | 0 | 0 | 0 | 0
BART NOX Annual- Antelope Valley 1- v5.16 | 55 | 7196 | Rate Constraint in lbs/MMBtu | FALSE | L | Annual | Allowances Banked | Thousand Tons | 0 | 0 | 0 | 0 | 0 | 0 | 0 | 0
BART NOX Annual- Antelope Valley 1- v5.16 | 55 | 7196 | Rate Constraint in lbs/MMBtu | FALSE | L | Annual | Allowances Withdrawn (1:1) | Thousand Tons | 0 | 0 | 0 | 0 | 0 | 0 | 0 | 0
BART NOX Annual- Antelope Valley 1- v5.16 | 55 | 7196 | Rate Constraint in lbs/MMBtu | FALSE | L | Annual | Allowances Withdrawn (n:1) | Thousand Tons | 0 | 0 | 0 | 0 | 0 | 0 | 0 | 0
BART NOX Annual- Antelope Valley 1- v5.16 | 55 | 7196 | Rate Constraint in lbs/MMBtu | FALSE | L | Annual | Net Emissions Allowance Position | Thousand Tons | 1.6976 | 1.4372 | 1.9633 | 1.9633 | 1.9633 | 1.9633 | 1.9633 | 1.3283
BART NOX Annual- Antelope Valley 1- v5.16 | 55 | 7196 | Rate Constraint in lbs/MMBtu | FALSE | L | Annual | Fuel Consumed | TBtu | 32.0538 | 27.138 | 37.0708 | 37.0708 | 37.0708 | 37.0708 | 37.0708 | 25.0812
BART NOX Annual- Antelope Valley 1- v5.16 | 55 | 7196 | Rate Constraint in lbs/MMBtu | FALSE | L | Annual | Rate | lb/MMBtu | 0.10592 | 0.10592 | 0.10592 | 0.10592 | 0.10592 | 0.10592 | 0.10592 | 0.10592
BART NOX Annual- Antelope Valley 1- v5.16 | 55 | 7196 | Rate Constraint in lbs/MMBtu | FALSE | L | Annual | Generation | TWh | 2.8311 | 2.3969 | 3.2742 | 3.2742 | 3.2742 | 3.2742 | 3.2742 | 2.2153
BART NOX Annual- Antelope Valley 1- v5.16 | 55 | 7196 | Rate Constraint in lbs/MMBtu | FALSE | L | Annual | Qualifying Generation | TWh | 2.8311 | 2.3969 | 3.2742 | 3.2742 | 3.2742 | 3.2742 | 3.2742 | 2.2153
BART NOX Annual- Antelope Valley 1- v5.16 | 55 | 7196 | Rate Constraint in lbs/MMBtu | FALSE | L | Annual | Rate | lb/MWh | 1.1992 | 1.1992 | 1.1992 | 1.1992 | 1.1992 | 1.1992 | 1.1992 | 1.1992
BART NOX Annual- Antelope Valley 1- v5.16 | 55 | 7196 | Rate Constraint in lbs/MMBtu | FALSE | L | Annual | Constraint Shadow Price | US2019$/Ton | 0 | 0 | 0 | 0 | 0 | 0 | 0 | 0
BART NOX Annual- Antelope Valley 2- v5.16 | 56 | 7197 | Rate Constraint in lbs/MMBtu | FALSE | L | Annual | Seasons Included | Seasons | Winter, WintShld, Summer | Winter, WintShld, Summer | Winter, WintShld, Summer | Winter, WintShld, Summer | Winter, WintShld, Summer | Winter, WintShld, Summer | Winter, WintShld, Summer | Winter, WintShld, Summer
BART NOX Annual- Antelope Valley 2- v5.16 | 56 | 7197 | Rate Constraint in lbs/MMBtu | FALSE | L | Annual | Standard NOX | lb/MMBtu | 0.17 | 0.17 | 0.17 | 0.17 | 0.17 | 0.17 | 0.17 | 0.17
BART NOX Annual- Antelope Valley 2- v5.16 | 56 | 7197 | Rate Constraint in lbs/MMBtu | FALSE | L | Annual | Emissions at Affected Plants NOX | Thousand Tons | 1.6733 | 1.4284 | 1.9352 | 1.9352 | 1.9352 | 1.9352 | 1.9352 | 1.3093
BART NOX Annual- Antelope Valley 2- v5.16 | 56 | 7197 | Rate Constraint in lbs/MMBtu | FALSE | L | Annual | Allowances Purchased NOX | Thousand Tons | 0 | 0 | 0 | 0 | 0 | 0 | 0 | 0
BART NOX Annual- Antelope Valley 2- v5.16 | 56 | 7197 | Rate Constraint in lbs/MMBtu | FALSE | L | Annual | Allowances Sold NOX | Thousand Tons | 0 | 0 | 0 | 0 | 0 | 0 | 0 | 0
BART NOX Annual- Antelope Valley 2- v5.16 | 56 | 7197 | Rate Constraint in lbs/MMBtu | FALSE | L | Annual | Allowances Banked | Thousand Tons | 0 | 0 | 0 | 0 | 0 | 0 | 0 | 0
BART NOX Annual- Antelope Valley 2- v5.16 | 56 | 7197 | Rate Constraint in lbs/MMBtu | FALSE | L | Annual | Allowances Withdrawn (1:1) | Thousand Tons | 0 | 0 | 0 | 0 | 0 | 0 | 0 | 0
BART NOX Annual- Antelope Valley 2- v5.16 | 56 | 7197 | Rate Constraint in lbs/MMBtu | FALSE | L | Annual | Allowances Withdrawn (n:1) | Thousand Tons | 0 | 0 | 0 | 0 | 0 | 0 | 0 | 0
BART NOX Annual- Antelope Valley 2- v5.16 | 56 | 7197 | Rate Constraint in lbs/MMBtu | FALSE | L | Annual | Net Emissions Allowance Position | Thousand Tons | 1.6733 | 1.4284 | 1.9352 | 1.9352 | 1.9352 | 1.9352 | 1.9352 | 1.3093
BART NOX Annual- Antelope Valley 2- v5.16 | 56 | 7197 | Rate Constraint in lbs/MMBtu | FALSE | L | Annual | Fuel Consumed | TBtu | 31.8867 | 27.2203 | 36.8776 | 36.8776 | 36.8776 | 36.8776 | 36.8776 | 24.9505
BART NOX Annual- Antelope Valley 2- v5.16 | 56 | 7197 | Rate Constraint in lbs/MMBtu | FALSE | L | Annual | Rate | lb/MMBtu | 0.10495 | 0.10495 | 0.10495 | 0.10495 | 0.10495 | 0.10495 | 0.10495 | 0.10495
BART NOX Annual- Antelope Valley 2- v5.16 | 56 | 7197 | Rate Constraint in lbs/MMBtu | FALSE | L | Annual | Generation | TWh | 2.8311 | 2.4168 | 3.2742 | 3.2742 | 3.2742 | 3.2742 | 3.2742 | 2.2153
BART NOX Annual- Antelope Valley 2- v5.16 | 56 | 7197 | Rate Constraint in lbs/MMBtu | FALSE | L | Annual | Qualifying Generation | TWh | 2.8311 | 2.4168 | 3.2742 | 3.2742 | 3.2742 | 3.2742 | 3.2742 | 2.2153
BART NOX Annual- Antelope Valley 2- v5.16 | 56 | 7197 | Rate Constraint in lbs/MMBtu | FALSE | L | Annual | Rate | lb/MWh | 1.1821 | 1.1821 | 1.1821 | 1.1821 | 1.1821 | 1.1821 | 1.1821 | 1.1821
BART NOX Annual- Antelope Valley 2- v5.16 | 56 | 7197 | Rate Constraint in lbs/MMBtu | FALSE | L | Annual | Constraint Shadow Price | US2019$/Ton | 0 | 0 | 0 | 0 | 0 | 0 | 0 | 0
BART NOX Annual- Arthur Kill- v5.16 | 57 | 7182 | Rate Constraint in lbs/MMBtu | FALSE | L | Annual | Seasons Included | Seasons | Winter, WintShld, Summer | Winter, WintShld, Summer | Winter, WintShld, Summer | Winter, WintShld, Summer | Winter, WintShld, Summer | Winter, WintShld, Summer | Winter, WintShld, Summer | Winter, WintShld, Summer
BART NOX Annual- Arthur Kill- v5.16 | 57 | 7182 | Rate Constraint in lbs/MMBtu | FALSE | L | Annual | Standard NOX | lb/MMBtu | 0.15 | 0.15 | 0.15 | 0.15 | 0.15 | 0.15 | 0.15 | 0.15
BART NOX Annual- Arthur Kill- v5.16 | 57 | 7182 | Rate Constraint in lbs/MMBtu | FALSE | L | Annual | Emissions at Affected Plants NOX | Thousand Tons | 0.12612 | 0.12612 | 0.12612 | 0 | 0 | 0 | 0 | 0
BART NOX Annual- Arthur Kill- v5.16 | 57 | 7182 | Rate Constraint in lbs/MMBtu | FALSE | L | Annual | Allowances Purchased NOX | Thousand Tons | 0 | 0 | 0 | 0 | 0 | 0 | 0 | 0
BART NOX Annual- Arthur Kill- v5.16 | 57 | 7182 | Rate Constraint in lbs/MMBtu | FALSE | L | Annual | Allowances Sold NOX | Thousand Tons | 0 | 0 | 0 | 0 | 0 | 0 | 0 | 0
BART NOX Annual- Arthur Kill- v5.16 | 57 | 7182 | Rate Constraint in lbs/MMBtu | FALSE | L | Annual | Allowances Banked | Thousand Tons | 0 | 0 | 0 | 0 | 0 | 0 | 0 | 0
BART NOX Annual- Arthur Kill- v5.16 | 57 | 7182 | Rate Constraint in lbs/MMBtu | FALSE | L | Annual | Allowances Withdrawn (1:1) | Thousand Tons | 0 | 0 | 0 | 0 | 0 | 0 | 0 | 0
BART NOX Annual- Arthur Kill- v5.16 | 57 | 7182 | Rate Constraint in lbs/MMBtu | FALSE | L | Annual | Allowances Withdrawn (n:1) | Thousand Tons | 0 | 0 | 0 | 0 | 0 | 0 | 0 | 0
BART NOX Annual- Arthur Kill- v5.16 | 57 | 7182 | Rate Constraint in lbs/MMBtu | FALSE | L | Annual | Net Emissions Allowance Position | Thousand Tons | 0.12612 | 0.12612 | 0.12612 | 0 | 0 | 0 | 0 | 0
BART NOX Annual- Arthur Kill- v5.16 | 57 | 7182 | Rate Constraint in lbs/MMBtu | FALSE | L | Annual | Fuel Consumed | TBtu | 3.6936 | 3.6936 | 3.6936 | 0 | 0 | 0 | 0 | 0
BART NOX Annual- Arthur Kill- v5.16 | 57 | 7182 | Rate Constraint in lbs/MMBtu | FALSE | L | Annual | Rate | lb/MMBtu | 0.06829 | 0.06829 | 0.06829 | 0 | 0 | 0 | 0 | 0
BART NOX Annual- Arthur Kill- v5.16 | 57 | 7182 | Rate Constraint in lbs/MMBtu | FALSE | L | Annual | Generation | TWh | 0.32899 | 0.32899 | 0.32899 | 0 | 0 | 0 | 0 | 0
BART NOX Annual- Arthur Kill- v5.16 | 57 | 7182 | Rate Constraint in lbs/MMBtu | FALSE | L | Annual | Qualifying Generation | TWh | 0.32899 | 0.32899 | 0.32899 | 0 | 0 | 0 | 0 | 0
BART NOX Annual- Arthur Kill- v5.16 | 57 | 7182 | Rate Constraint in lbs/MMBtu | FALSE | L | Annual | Rate | lb/MWh | 0.76669 | 0.76669 | 0.76669 | 0 | 0 | 0 | 0 | 0
BART NOX Annual- Arthur Kill- v5.16 | 57 | 7182 | Rate Constraint in lbs/MMBtu | FALSE | L | Annual | Constraint Shadow Price | US2019$/Ton | 0 | 0 | 0 | 0 | 0 | 0 | 0 | 0
BART NOX Annual- Big Stone 1- v5.16 | 58 | 7161 | Rate Constraint in lbs/MMBtu | FALSE | L | Annual | Seasons Included | Seasons | Winter, WintShld, Summer | Winter, WintShld, Summer | Winter, WintShld, Summer | Winter, WintShld, Summer | Winter, WintShld, Summer | Winter, WintShld, Summer | Winter, WintShld, Summer | Winter, WintShld, Summer
BART NOX Annual- Big Stone 1- v5.16 | 58 | 7161 | Rate Constraint in lbs/MMBtu | FALSE | L | Annual | Standard NOX | lb/MMBtu | 0.1 | 0.1 | 0.1 | 0.1 | 0.1 | 0.1 | 0.1 | 0.1
BART NOX Annual- Big Stone 1- v5.16 | 58 | 7161 | Rate Constraint in lbs/MMBtu | FALSE | L | Annual | Emissions at Affected Plants NOX | Thousand Tons | 0.95878 | 0.93862 | 1.1534 | 1.1044 | 1.1384 | 1.211 | 0 | 0
BART NOX Annual- Big Stone 1- v5.16 | 58 | 7161 | Rate Constraint in lbs/MMBtu | FALSE | L | Annual | Allowances Purchased NOX | Thousand Tons | 0 | 0 | 0 | 0 | 0 | 0 | 0 | 0
BART NOX Annual- Big Stone 1- v5.16 | 58 | 7161 | Rate Constraint in lbs/MMBtu | FALSE | L | Annual | Allowances Sold NOX | Thousand Tons | 0 | 0 | 0 | 0 | 0 | 0 | 0 | 0
BART NOX Annual- Big Stone 1- v5.16 | 58 | 7161 | Rate Constraint in lbs/MMBtu | FALSE | L | Annual | Allowances Banked | Thousand Tons | 0 | 0 | 0 | 0 | 0 | 0 | 0 | 0
BART NOX Annual- Big Stone 1- v5.16 | 58 | 7161 | Rate Constraint in lbs/MMBtu | FALSE | L | Annual | Allowances Withdrawn (1:1) | Thousand Tons | 0 | 0 | 0 | 0 | 0 | 0 | 0 | 0
BART NOX Annual- Big Stone 1- v5.16 | 58 | 7161 | Rate Constraint in lbs/MMBtu | FALSE | L | Annual | Allowances Withdrawn (n:1) | Thousand Tons | 0 | 0 | 0 | 0 | 0 | 0 | 0 | 0
BART NOX Annual- Big Stone 1- v5.16 | 58 | 7161 | Rate Constraint in lbs/MMBtu | FALSE | L | Annual | Net Emissions Allowance Position | Thousand Tons | 0.95878 | 0.93862 | 1.1534 | 1.1044 | 1.1384 | 1.211 | 0 | 0
BART NOX Annual- Big Stone 1- v5.16 | 58 | 7161 | Rate Constraint in lbs/MMBtu | FALSE | L | Annual | Fuel Consumed | TBtu | 25.3412 | 24.8083 | 30.4849 | 29.1909 | 30.0876 | 32.0089 | 0 | 0
BART NOX Annual- Big Stone 1- v5.16 | 58 | 7161 | Rate Constraint in lbs/MMBtu | FALSE | L | Annual | Rate | lb/MMBtu | 0.07567 | 0.07567 | 0.07567 | 0.07567 | 0.07567 | 0.07567 | 0 | 0
BART NOX Annual- Big Stone 1- v5.16 | 58 | 7161 | Rate Constraint in lbs/MMBtu | FALSE | L | Annual | Generation | TWh | 2.5527 | 2.499 | 3.0708 | 2.9405 | 3.0308 | 3.2244 | 0 | 0
BART NOX Annual- Big Stone 1- v5.16 | 58 | 7161 | Rate Constraint in lbs/MMBtu | FALSE | L | Annual | Qualifying Generation | TWh | 2.4771 | 2.4251 | 2.9799 | 2.8535 | 2.9411 | 3.1289 | 0 | 0
BART NOX Annual- Big Stone 1- v5.16 | 58 | 7161 | Rate Constraint in lbs/MMBtu | FALSE | L | Annual | Rate | lb/MWh | 0.7741 | 0.7741 | 0.7741 | 0.7741 | 0.7741 | 0.7741 | 0 | 0
BART NOX Annual- Big Stone 1- v5.16 | 58 | 7161 | Rate Constraint in lbs/MMBtu | FALSE | L | Annual | Constraint Shadow Price | US2019$/Ton | 0 | 0 | 0 | 0 | 0 | 0 | 0 | 0
BART NOX Annual- Bowline Point 1- v6.17 | 59 | 7193 | Rate Constraint in lbs/MMBtu | FALSE | L | Annual | Seasons Included | Seasons | Winter, WintShld, Summer | Winter, WintShld, Summer | Winter, WintShld, Summer | Winter, WintShld, Summer | Winter, WintShld, Summer | Winter, WintShld, Summer | Winter, WintShld, Summer | Winter, WintShld, Summer
BART NOX Annual- Bowline Point 1- v6.17 | 59 | 7193 | Rate Constraint in lbs/MMBtu | FALSE | L | Annual | Standard NOX | lb/MMBtu | 0.15 | 0.15 | 0.15 | 0.15 | 0.15 | 0.15 | 0.15 | 0.15
BART NOX Annual- Bowline Point 1- v6.17 | 59 | 7193 | Rate Constraint in lbs/MMBtu | FALSE | L | Annual | Emissions at Affected Plants NOX | Thousand Tons | 0 | 0 | 0 | 0 | 0 | 0 | 0 | 0
BART NOX Annual- Bowline Point 1- v6.17 | 59 | 7193 | Rate Constraint in lbs/MMBtu | FALSE | L | Annual | Allowances Purchased NOX | Thousand Tons | 0 | 0 | 0 | 0 | 0 | 0 | 0 | 0
BART NOX Annual- Bowline Point 1- v6.17 | 59 | 7193 | Rate Constraint in lbs/MMBtu | FALSE | L | Annual | Allowances Sold NOX | Thousand Tons | 0 | 0 | 0 | 0 | 0 | 0 | 0 | 0
BART NOX Annual- Bowline Point 1- v6.17 | 59 | 7193 | Rate Constraint in lbs/MMBtu | FALSE | L | Annual | Allowances Banked | Thousand Tons | 0 | 0 | 0 | 0 | 0 | 0 | 0 | 0
BART NOX Annual- Bowline Point 1- v6.17 | 59 | 7193 | Rate Constraint in lbs/MMBtu | FALSE | L | Annual | Allowances Withdrawn (1:1) | Thousand Tons | 0 | 0 | 0 | 0 | 0 | 0 | 0 | 0
BART NOX Annual- Bowline Point 1- v6.17 | 59 | 7193 | Rate Constraint in lbs/MMBtu | FALSE | L | Annual | Allowances Withdrawn (n:1) | Thousand Tons | 0 | 0 | 0 | 0 | 0 | 0 | 0 | 0
BART NOX Annual- Bowline Point 1- v6.17 | 59 | 7193 | Rate Constraint in lbs/MMBtu | FALSE | L | Annual | Net Emissions Allowance Position | Thousand Tons | 0 | 0 | 0 | 0 | 0 | 0 | 0 | 0
BART NOX Annual- Bowline Point 1- v6.17 | 59 | 7193 | Rate Constraint in lbs/MMBtu | FALSE | L | Annual | Fuel Consumed | TBtu | 0 | 0 | 0 | 0 | 0 | 0 | 0 | 0
BART NOX Annual- Bowline Point 1- v6.17 | 59 | 7193 | Rate Constraint in lbs/MMBtu | FALSE | L | Annual | Rate | lb/MMBtu | 0 | 0 | 0 | 0 | 0 | 0 | 0 | 0
BART NOX Annual- Bowline Point 1- v6.17 | 59 | 7193 | Rate Constraint in lbs/MMBtu | FALSE | L | Annual | Generation | TWh | 0 | 0 | 0 | 0 | 0 | 0 | 0 | 0
BART NOX Annual- Bowline Point 1- v6.17 | 59 | 7193 | Rate Constraint in lbs/MMBtu | FALSE | L | Annual | Qualifying Generation | TWh | 0 | 0 | 0 | 0 | 0 | 0 | 0 | 0
BART NOX Annual- Bowline Point 1- v6.17 | 59 | 7193 | Rate Constraint in lbs/MMBtu | FALSE | L | Annual | Rate | lb/MWh | 0 | 0 | 0 | 0 | 0 | 0 | 0 | 0
BART NOX Annual- Bowline Point 1- v6.17 | 59 | 7193 | Rate Constraint in lbs/MMBtu | FALSE | L | Annual | Constraint Shadow Price | US2019$/Ton | 0 | 0 | 0 | 0 | 0 | 0 | 0 | 0
BART NOX Annual- Bowline Point 2- v6.17 | 60 | 7194 | Rate Constraint in lbs/MMBtu | FALSE | L | Annual | Seasons Included | Seasons | Winter, WintShld, Summer | Winter, WintShld, Summer | Winter, WintShld, Summer | Winter, WintShld, Summer | Winter, WintShld, Summer | Winter, WintShld, Summer | Winter, WintShld, Summer | Winter, WintShld, Summer
BART NOX Annual- Bowline Point 2- v6.17 | 60 | 7194 | Rate Constraint in lbs/MMBtu | FALSE | L | Annual | Standard NOX | lb/MMBtu | 0.15 | 0.15 | 0.15 | 0.15 | 0.15 | 0.15 | 0.15 | 0.15
BART NOX Annual- Bowline Point 2- v6.17 | 60 | 7194 | Rate Constraint in lbs/MMBtu | FALSE | L | Annual | Emissions at Affected Plants NOX | Thousand Tons | 0 | 0 | 0 | 0 | 0 | 0 | 0 | 0
BART NOX Annual- Bowline Point 2- v6.17 | 60 | 7194 | Rate Constraint in lbs/MMBtu | FALSE | L | Annual | Allowances Purchased NOX | Thousand Tons | 0 | 0 | 0 | 0 | 0 | 0 | 0 | 0
BART NOX Annual- Bowline Point 2- v6.17 | 60 | 7194 | Rate Constraint in lbs/MMBtu | FALSE | L | Annual | Allowances Sold NOX | Thousand Tons | 0 | 0 | 0 | 0 | 0 | 0 | 0 | 0
BART NOX Annual- Bowline Point 2- v6.17 | 60 | 7194 | Rate Constraint in lbs/MMBtu | FALSE | L | Annual | Allowances Banked | Thousand Tons | 0 | 0 | 0 | 0 | 0 | 0 | 0 | 0
BART NOX Annual- Bowline Point 2- v6.17 | 60 | 7194 | Rate Constraint in lbs/MMBtu | FALSE | L | Annual | Allowances Withdrawn (1:1) | Thousand Tons | 0 | 0 | 0 | 0 | 0 | 0 | 0 | 0
BART NOX Annual- Bowline Point 2- v6.17 | 60 | 7194 | Rate Constraint in lbs/MMBtu | FALSE | L | Annual | Allowances Withdrawn (n:1) | Thousand Tons | 0 | 0 | 0 | 0 | 0 | 0 | 0 | 0
BART NOX Annual- Bowline Point 2- v6.17 | 60 | 7194 | Rate Constraint in lbs/MMBtu | FALSE | L | Annual | Net Emissions Allowance Position | Thousand Tons | 0 | 0 | 0 | 0 | 0 | 0 | 0 | 0
BART NOX Annual- Bowline Point 2- v6.17 | 60 | 7194 | Rate Constraint in lbs/MMBtu | FALSE | L | Annual | Fuel Consumed | TBtu | 0 | 0 | 0 | 0 | 0 | 0 | 0 | 0
BART NOX Annual- Bowline Point 2- v6.17 | 60 | 7194 | Rate Constraint in lbs/MMBtu | FALSE | L | Annual | Rate | lb/MMBtu | 0 | 0 | 0 | 0 | 0 | 0 | 0 | 0
BART NOX Annual- Bowline Point 2- v6.17 | 60 | 7194 | Rate Constraint in lbs/MMBtu | FALSE | L | Annual | Generation | TWh | 0 | 0 | 0 | 0 | 0 | 0 | 0 | 0
BART NOX Annual- Bowline Point 2- v6.17 | 60 | 7194 | Rate Constraint in lbs/MMBtu | FALSE | L | Annual | Qualifying Generation | TWh | 0 | 0 | 0 | 0 | 0 | 0 | 0 | 0
BART NOX Annual- Bowline Point 2- v6.17 | 60 | 7194 | Rate Constraint in lbs/MMBtu | FALSE | L | Annual | Rate | lb/MWh | 0 | 0 | 0 | 0 | 0 | 0 | 0 | 0
BART NOX Annual- Bowline Point 2- v6.17 | 60 | 7194 | Rate Constraint in lbs/MMBtu | FALSE | L | Annual | Constraint Shadow Price | US2019$/Ton | 0 | 0 | 0 | 0 | 0 | 0 | 0 | 0
BART NOX Annual- E F Barrett- v5.16 | 62 | 7186 | Rate Constraint in lbs/MMBtu | FALSE | L | Annual | Seasons Included | Seasons | Winter, WintShld, Summer | Winter, WintShld, Summer | Winter, WintShld, Summer | Winter, WintShld, Summer | Winter, WintShld, Summer | Winter, WintShld, Summer | Winter, WintShld, Summer | Winter, WintShld, Summer
BART NOX Annual- E F Barrett- v5.16 | 62 | 7186 | Rate Constraint in lbs/MMBtu | FALSE | L | Annual | Standard NOX | lb/MMBtu | 0.1 | 0.1 | 0.1 | 0.1 | 0.1 | 0.1 | 0.1 | 0.1
BART NOX Annual- E F Barrett- v5.16 | 62 | 7186 | Rate Constraint in lbs/MMBtu | FALSE | L | Annual | Emissions at Affected Plants NOX | Thousand Tons | 0.11286 | 0 | 0 | 0 | 0 | 0 | 0 | 0
BART NOX Annual- E F Barrett- v5.16 | 62 | 7186 | Rate Constraint in lbs/MMBtu | FALSE | L | Annual | Allowances Purchased NOX | Thousand Tons | 0 | 0 | 0 | 0 | 0 | 0 | 0 | 0
BART NOX Annual- E F Barrett- v5.16 | 62 | 7186 | Rate Constraint in lbs/MMBtu | FALSE | L | Annual | Allowances Sold NOX | Thousand Tons | 0 | 0 | 0 | 0 | 0 | 0 | 0 | 0
BART NOX Annual- E F Barrett- v5.16 | 62 | 7186 | Rate Constraint in lbs/MMBtu | FALSE | L | Annual | Allowances Banked | Thousand Tons | 0 | 0 | 0 | 0 | 0 | 0 | 0 | 0
BART NOX Annual- E F Barrett- v5.16 | 62 | 7186 | Rate Constraint in lbs/MMBtu | FALSE | L | Annual | Allowances Withdrawn (1:1) | Thousand Tons | 0 | 0 | 0 | 0 | 0 | 0 | 0 | 0
BART NOX Annual- E F Barrett- v5.16 | 62 | 7186 | Rate Constraint in lbs/MMBtu | FALSE | L | Annual | Allowances Withdrawn (n:1) | Thousand Tons | 0 | 0 | 0 | 0 | 0 | 0 | 0 | 0
BART NOX Annual- E F Barrett- v5.16 | 62 | 7186 | Rate Constraint in lbs/MMBtu | FALSE | L | Annual | Net Emissions Allowance Position | Thousand Tons | 0.11286 | 0 | 0 | 0 | 0 | 0 | 0 | 0
BART NOX Annual- E F Barrett- v5.16 | 62 | 7186 | Rate Constraint in lbs/MMBtu | FALSE | L | Annual | Fuel Consumed | TBtu | 4.4564 | 0 | 0 | 0 | 0 | 0 | 0 | 0
BART NOX Annual- E F Barrett- v5.16 | 62 | 7186 | Rate Constraint in lbs/MMBtu | FALSE | L | Annual | Rate | lb/MMBtu | 0.05065 | 0 | 0 | 0 | 0 | 0 | 0 | 0
BART NOX Annual- E F Barrett- v5.16 | 62 | 7186 | Rate Constraint in lbs/MMBtu | FALSE | L | Annual | Generation | TWh | 0.40359 | 0 | 0 | 0 | 0 | 0 | 0 | 0
BART NOX Annual- E F Barrett- v5.16 | 62 | 7186 | Rate Constraint in lbs/MMBtu | FALSE | L | Annual | Qualifying Generation | TWh | 0.40359 | 0 | 0 | 0 | 0 | 0 | 0 | 0
BART NOX Annual- E F Barrett- v5.16 | 62 | 7186 | Rate Constraint in lbs/MMBtu | FALSE | L | Annual | Rate | lb/MWh | 0.55928 | 0 | 0 | 0 | 0 | 0 | 0 | 0
BART NOX Annual- E F Barrett- v5.16 | 62 | 7186 | Rate Constraint in lbs/MMBtu | FALSE | L | Annual | Constraint Shadow Price | US2019$/Ton | 0 | 0 | 0 | 0 | 0 | 0 | 0 | 0
BART NOX Annual- Hunter 1- v5.16 | 63 | 7175 | Rate Constraint in lbs/MMBtu | FALSE | L | Annual | Seasons Included | Seasons | Winter, WintShld, Summer | Winter, WintShld, Summer | Winter, WintShld, Summer | Winter, WintShld, Summer | Winter, WintShld, Summer | Winter, WintShld, Summer | Winter, WintShld, Summer | Winter, WintShld, Summer
BART NOX Annual- Hunter 1- v5.16 | 63 | 7175 | Rate Constraint in lbs/MMBtu | FALSE | L | Annual | Standard NOX | lb/MMBtu | 0.26 | 0.26 | 0.26 | 0.26 | 0.26 | 0.26 | 0.26 | 0.26
BART NOX Annual- Hunter 1- v5.16 | 63 | 7175 | Rate Constraint in lbs/MMBtu | FALSE | L | Annual | Emissions at Affected Plants NOX | Thousand Tons | 1.2905 | 0.2937 | 0.79805 | 0.73756 | 0.83899 | 0.83899 | 0.69781 | 0.69781
BART NOX Annual- Hunter 1- v5.16 | 63 | 7175 | Rate Constraint in lbs/MMBtu | FALSE | L | Annual | Allowances Purchased NOX | Thousand Tons | 0 | 0 | 0 | 0 | 0 | 0 | 0 | 0
BART NOX Annual- Hunter 1- v5.16 | 63 | 7175 | Rate Constraint in lbs/MMBtu | FALSE | L | Annual | Allowances Sold NOX | Thousand Tons | 0 | 0 | 0 | 0 | 0 | 0 | 0 | 0
BART NOX Annual- Hunter 1- v5.16 | 63 | 7175 | Rate Constraint in lbs/MMBtu | FALSE | L | Annual | Allowances Banked | Thousand Tons | 0 | 0 | 0 | 0 | 0 | 0 | 0 | 0
BART NOX Annual- Hunter 1- v5.16 | 63 | 7175 | Rate Constraint in lbs/MMBtu | FALSE | L | Annual | Allowances Withdrawn (1:1) | Thousand Tons | 0 | 0 | 0 | 0 | 0 | 0 | 0 | 0
BART NOX Annual- Hunter 1- v5.16 | 63 | 7175 | Rate Constraint in lbs/MMBtu | FALSE | L | Annual | Allowances Withdrawn (n:1) | Thousand Tons | 0 | 0 | 0 | 0 | 0 | 0 | 0 | 0
BART NOX Annual- Hunter 1- v5.16 | 63 | 7175 | Rate Constraint in lbs/MMBtu | FALSE | L | Annual | Net Emissions Allowance Position | Thousand Tons | 1.2905 | 0.2937 | 0.79805 | 0.73756 | 0.83899 | 0.83899 | 0.69781 | 0.69781
BART NOX Annual- Hunter 1- v5.16 | 63 | 7175 | Rate Constraint in lbs/MMBtu | FALSE | L | Annual | Fuel Consumed | TBtu | 12.543 | 11.748 | 31.922 | 29.5023 | 33.5596 | 33.5596 | 27.9126 | 27.9126
BART NOX Annual- Hunter 1- v5.16 | 63 | 7175 | Rate Constraint in lbs/MMBtu | FALSE | L | Annual | Rate | lb/MMBtu | 0.20578 | 0.05 | 0.05 | 0.05 | 0.05 | 0.05 | 0.05 | 0.05
BART NOX Annual- Hunter 1- v5.16 | 63 | 7175 | Rate Constraint in lbs/MMBtu | FALSE | L | Annual | Generation | TWh | 1.2203 | 1.1364 | 3.088 | 2.8539 | 3.2464 | 3.2464 | 2.7001 | 2.7001
BART NOX Annual- Hunter 1- v5.16 | 63 | 7175 | Rate Constraint in lbs/MMBtu | FALSE | L | Annual | Qualifying Generation | TWh | 1.2203 | 1.1364 | 3.088 | 2.8539 | 3.2464 | 3.2464 | 2.7001 | 2.7001
BART NOX Annual- Hunter 1- v5.16 | 63 | 7175 | Rate Constraint in lbs/MMBtu | FALSE | L | Annual | Rate | lb/MWh | 2.1152 | 0.51688 | 0.51688 | 0.51688 | 0.51688 | 0.51688 | 0.51688 | 0.51688
BART NOX Annual- Hunter 1- v5.16 | 63 | 7175 | Rate Constraint in lbs/MMBtu | FALSE | L | Annual | Constraint Shadow Price | US2019$/Ton | 0 | 0 | 0 | 0 | 0 | 0 | 0 | 0
BART NOX Annual- Hunter 2- v5.16 | 64 | 7176 | Rate Constraint in lbs/MMBtu | FALSE | L | Annual | Seasons Included | Seasons | Winter, WintShld, Summer | Winter, WintShld, Summer | Winter, WintShld, Summer | Winter, WintShld, Summer | Winter, WintShld, Summer | Winter, WintShld, Summer | Winter, WintShld, Summer | Winter, WintShld, Summer
BART NOX Annual- Hunter 2- v5.16 | 64 | 7176 | Rate Constraint in lbs/MMBtu | FALSE | L | Annual | Standard NOX | lb/MMBtu | 0.26 | 0.26 | 0.26 | 0.26 | 0.26 | 0.26 | 0.26 | 0.26
BART NOX Annual- Hunter 2- v5.16 | 64 | 7176 | Rate Constraint in lbs/MMBtu | FALSE | L | Annual | Emissions at Affected Plants NOX | Thousand Tons | 1.6239 | 0.41858 | 0.76335 | 0.76335 | 0.76335 | 0.76335 | 0.65325 | 0.5188
BART NOX Annual- Hunter 2- v5.16 | 64 | 7176 | Rate Constraint in lbs/MMBtu | FALSE | L | Annual | Allowances Purchased NOX | Thousand Tons | 0 | 0 | 0 | 0 | 0 | 0 | 0 | 0
BART NOX Annual- Hunter 2- v5.16 | 64 | 7176 | Rate Constraint in lbs/MMBtu | FALSE | L | Annual | Allowances Sold NOX | Thousand Tons | 0 | 0 | 0 | 0 | 0 | 0 | 0 | 0
BART NOX Annual- Hunter 2- v5.16 | 64 | 7176 | Rate Constraint in lbs/MMBtu | FALSE | L | Annual | Allowances Banked | Thousand Tons | 0 | 0 | 0 | 0 | 0 | 0 | 0 | 0
BART NOX Annual- Hunter 2- v5.16 | 64 | 7176 | Rate Constraint in lbs/MMBtu | FALSE | L | Annual | Allowances Withdrawn (1:1) | Thousand Tons | 0 | 0 | 0 | 0 | 0 | 0 | 0 | 0
BART NOX Annual- Hunter 2- v5.16 | 64 | 7176 | Rate Constraint in lbs/MMBtu | FALSE | L | Annual | Allowances Withdrawn (n:1) | Thousand Tons | 0 | 0 | 0 | 0 | 0 | 0 | 0 | 0
BART NOX Annual- Hunter 2- v5.16 | 64 | 7176 | Rate Constraint in lbs/MMBtu | FALSE | L | Annual | Net Emissions Allowance Position | Thousand Tons | 1.6239 | 0.41858 | 0.76335 | 0.76335 | 0.76335 | 0.76335 | 0.65325 | 0.5188
BART NOX Annual- Hunter 2- v5.16 | 64 | 7176 | Rate Constraint in lbs/MMBtu | FALSE | L | Annual | Fuel Consumed | TBtu | 16.1704 | 16.743 | 30.534 | 30.534 | 30.534 | 30.534 | 26.13 | 20.7519
BART NOX Annual- Hunter 2- v5.16 | 64 | 7176 | Rate Constraint in lbs/MMBtu | FALSE | L | Annual | Rate | lb/MMBtu | 0.20085 | 0.05 | 0.05 | 0.05 | 0.05 | 0.05 | 0.05 | 0.05
BART NOX Annual- Hunter 2- v5.16 | 64 | 7176 | Rate Constraint in lbs/MMBtu | FALSE | L | Annual | Generation | TWh | 1.5785 | 1.6252 | 2.9638 | 2.9638 | 2.9638 | 2.9638 | 2.5363 | 2.0143
BART NOX Annual- Hunter 2- v5.16 | 64 | 7176 | Rate Constraint in lbs/MMBtu | FALSE | L | Annual | Qualifying Generation | TWh | 1.5785 | 1.6252 | 2.9638 | 2.9638 | 2.9638 | 2.9638 | 2.5363 | 2.0143
BART NOX Annual- Hunter 2- v5.16 | 64 | 7176 | Rate Constraint in lbs/MMBtu | FALSE | L | Annual | Rate | lb/MWh | 2.0575 | 0.51511 | 0.51511 | 0.51511 | 0.51511 | 0.51511 | 0.51511 | 0.51511
BART NOX Annual- Hunter 2- v5.16 | 64 | 7176 | Rate Constraint in lbs/MMBtu | FALSE | L | Annual | Constraint Shadow Price | US2019$/Ton | 0 | 0 | 0 | 0 | 0 | 0 | 0 | 0
BART NOX Annual- Hunter 3- v6.17 | 65 | 7177 | Rate Constraint in lbs/MMBtu | FALSE | L | Annual | Seasons Included | Seasons | Winter, WintShld, Summer | Winter, WintShld, Summer | Winter, WintShld, Summer | Winter, WintShld, Summer | Winter, WintShld, Summer | Winter, WintShld, Summer | Winter, WintShld, Summer | Winter, WintShld, Summer
BART NOX Annual- Hunter 3- v6.17 | 65 | 7177 | Rate Constraint in lbs/MMBtu | FALSE | L | Annual | Standard NOX | lb/MMBtu | 0.26 | 0.26 | 0.26 | 0.26 | 0.26 | 0.26 | 0.26 | 0.26
BART NOX Annual- Hunter 3- v6.17 | 65 | 7177 | Rate Constraint in lbs/MMBtu | FALSE | L | Annual | Emissions at Affected Plants NOX | Thousand Tons | 2.9951 | 0.33967 | 0.80959 | 0.80959 | 0.80959 | 0.80959 | 0.69672 | 0.55022
BART NOX Annual- Hunter 3- v6.17 | 65 | 7177 | Rate Constraint in lbs/MMBtu | FALSE | L | Annual | Allowances Purchased NOX | Thousand Tons | 0 | 0 | 0 | 0 | 0 | 0 | 0 | 0
BART NOX Annual- Hunter 3- v6.17 | 65 | 7177 | Rate Constraint in lbs/MMBtu | FALSE | L | Annual | Allowances Sold NOX | Thousand Tons | 0 | 0 | 0 | 0 | 0 | 0 | 0 | 0
BART NOX Annual- Hunter 3- v6.17 | 65 | 7177 | Rate Constraint in lbs/MMBtu | FALSE | L | Annual | Allowances Banked | Thousand Tons | 0 | 0 | 0 | 0 | 0 | 0 | 0 | 0
BART NOX Annual- Hunter 3- v6.17 | 65 | 7177 | Rate Constraint in lbs/MMBtu | FALSE | L | Annual | Allowances Withdrawn (1:1) | Thousand Tons | 0 | 0 | 0 | 0 | 0 | 0 | 0 | 0
BART NOX Annual- Hunter 3- v6.17 | 65 | 7177 | Rate Constraint in lbs/MMBtu | FALSE | L | Annual | Allowances Withdrawn (n:1) | Thousand Tons | 0 | 0 | 0 | 0 | 0 | 0 | 0 | 0
BART NOX Annual- Hunter 3- v6.17 | 65 | 7177 | Rate Constraint in lbs/MMBtu | FALSE | L | Annual | Net Emissions Allowance Position | Thousand Tons | 2.9951 | 0.33967 | 0.80959 | 0.80959 | 0.80959 | 0.80959 | 0.69672 | 0.55022
BART NOX Annual- Hunter 3- v6.17 | 65 | 7177 | Rate Constraint in lbs/MMBtu | FALSE | L | Annual | Fuel Consumed | TBtu | 23.0479 | 13.5869 | 32.3836 | 32.3836 | 32.3836 | 32.3836 | 27.8686 | 22.009
BART NOX Annual- Hunter 3- v6.17 | 65 | 7177 | Rate Constraint in lbs/MMBtu | FALSE | L | Annual | Rate | lb/MMBtu | 0.2599 | 0.05 | 0.05 | 0.05 | 0.05 | 0.05 | 0.05 | 0.05
BART NOX Annual- Hunter 3- v6.17 | 65 | 7177 | Rate Constraint in lbs/MMBtu | FALSE | L | Annual | Generation | TWh | 2.2694 | 1.3303 | 3.1706 | 3.1706 | 3.1706 | 3.1706 | 2.7286 | 2.1549
BART NOX Annual- Hunter 3- v6.17 | 65 | 7177 | Rate Constraint in lbs/MMBtu | FALSE | L | Annual | Qualifying Generation | TWh | 2.2694 | 1.3303 | 3.1706 | 3.1706 | 3.1706 | 3.1706 | 2.7286 | 2.1549
BART NOX Annual- Hunter 3- v6.17 | 65 | 7177 | Rate Constraint in lbs/MMBtu | FALSE | L | Annual | Rate | lb/MWh | 2.6395 | 0.51068 | 0.51068 | 0.51068 | 0.51068 | 0.51068 | 0.51068 | 0.51068
BART NOX Annual- Hunter 3- v6.17 | 65 | 7177 | Rate Constraint in lbs/MMBtu | FALSE | L | Annual | Constraint Shadow Price | US2019$/Ton | 0 | 0 | 0 | 0 | 0 | 0 | 0 | 0
BART NOX Annual- Huntington 1- v5.16 | 66 | 7178 | Rate Constraint in lbs/MMBtu | FALSE | L | Annual | Seasons Included | Seasons | Winter, WintShld, Summer | Winter, WintShld, Summer | Winter, WintShld, Summer | Winter, WintShld, Summer | Winter, WintShld, Summer | Winter, WintShld, Summer | Winter, WintShld, Summer | Winter, WintShld, Summer
BART NOX Annual- Huntington 1- v5.16 | 66 | 7178 | Rate Constraint in lbs/MMBtu | FALSE | L | Annual | Standard NOX | lb/MMBtu | 0.26 | 0.26 | 0.26 | 0.26 | 0.26 | 0.26 | 0.26 | 0.26
BART NOX Annual- Huntington 1- v5.16 | 66 | 7178 | Rate Constraint in lbs/MMBtu | FALSE | L | Annual | Emissions at Affected Plants NOX | Thousand Tons | 3.2933 | 0.81793 | 0.56116 | 0.54629 | 0.81793 | 0.81793 | 0.6803 | 0.55589
BART NOX Annual- Huntington 1- v5.16 | 66 | 7178 | Rate Constraint in lbs/MMBtu | FALSE | L | Annual | Allowances Purchased NOX | Thousand Tons | 0 | 0 | 0 | 0 | 0 | 0 | 0 | 0
BART NOX Annual- Huntington 1- v5.16 | 66 | 7178 | Rate Constraint in lbs/MMBtu | FALSE | L | Annual | Allowances Sold NOX | Thousand Tons | 0 | 0 | 0 | 0 | 0 | 0 | 0 | 0
BART NOX Annual- Huntington 1- v5.16 | 66 | 7178 | Rate Constraint in lbs/MMBtu | FALSE | L | Annual | Allowances Banked | Thousand Tons | 0 | 0 | 0 | 0 | 0 | 0 | 0 | 0
BART NOX Annual- Huntington 1- v5.16 | 66 | 7178 | Rate Constraint in lbs/MMBtu | FALSE | L | Annual | Allowances Withdrawn (1:1) | Thousand Tons | 0 | 0 | 0 | 0 | 0 | 0 | 0 | 0
BART NOX Annual- Huntington 1- v5.16 | 66 | 7178 | Rate Constraint in lbs/MMBtu | FALSE | L | Annual | Allowances Withdrawn (n:1) | Thousand Tons | 0 | 0 | 0 | 0 | 0 | 0 | 0 | 0
BART NOX Annual- Huntington 1- v5.16 | 66 | 7178 | Rate Constraint in lbs/MMBtu | FALSE | L | Annual | Net Emissions Allowance Position | Thousand Tons | 3.2933 | 0.81793 | 0.56116 | 0.54629 | 0.81793 | 0.81793 | 0.6803 | 0.55589
BART NOX Annual- Huntington 1- v5.16 | 66 | 7178 | Rate Constraint in lbs/MMBtu | FALSE | L | Annual | Fuel Consumed | TBtu | 32.7173 | 32.7173 | 22.4464 | 21.8516 | 32.7173 | 32.7173 | 27.212 | 22.2358
BART NOX Annual- Huntington 1- v5.16 | 66 | 7178 | Rate Constraint in lbs/MMBtu | FALSE | L | Annual | Rate | lb/MMBtu | 0.20132 | 0.05 | 0.05 | 0.05 | 0.05 | 0.05 | 0.05 | 0.05
BART NOX Annual- Huntington 1- v5.16 | 66 | 7178 | Rate Constraint in lbs/MMBtu | FALSE | L | Annual | Generation | TWh | 3.1817 | 3.1637 | 2.1705 | 2.113 | 3.1637 | 3.1637 | 2.6313 | 2.1501
BART NOX Annual- Huntington 1- v5.16 | 66 | 7178 | Rate Constraint in lbs/MMBtu | FALSE | L | Annual | Qualifying Generation | TWh | 3.1817 | 3.1637 | 2.1705 | 2.113 | 3.1637 | 3.1637 | 2.6313 | 2.1501
BART NOX Annual- Huntington 1- v5.16 | 66 | 7178 | Rate Constraint in lbs/MMBtu | FALSE | L | Annual | Rate | lb/MWh | 2.0702 | 0.51708 | 0.51708 | 0.51708 | 0.51708 | 0.51708 | 0.51708 | 0.51708
BART NOX Annual- Huntington 1- v5.16 | 66 | 7178 | Rate Constraint in lbs/MMBtu | FALSE | L | Annual | Constraint Shadow Price | US2019$/Ton | 0 | 0 | 0 | 0 | 0 | 0 | 0 | 0
BART NOX Annual- Huntington 2- v5.16 | 67 | 7179 | Rate Constraint in lbs/MMBtu | FALSE | L | Annual | Seasons Included | Seasons | Winter, WintShld, Summer | Winter, WintShld, Summer | Winter, WintShld, Summer | Winter, WintShld, Summer | Winter, WintShld, Summer | Winter, WintShld, Summer | Winter, WintShld, Summer | Winter, WintShld, Summer
BART NOX Annual- Huntington 2- v5.16 | 67 | 7179 | Rate Constraint in lbs/MMBtu | FALSE | L | Annual | Standard NOX | lb/MMBtu | 0.26 | 0.26 | 0.26 | 0.26 | 0.26 | 0.26 | 0.26 | 0.26
BART NOX Annual- Huntington 2- v5.16 | 67 | 7179 | Rate Constraint in lbs/MMBtu | FALSE | L | Annual | Emissions at Affected Plants NOX | Thousand Tons | 1.1101 | 0.19029 | 0.44824 | 0.44824 | 0.6318 | 0.80517 | 0.66968 | 0.52618
BART NOX Annual- Huntington 2- v5.16 | 67 | 7179 | Rate Constraint in lbs/MMBtu | FALSE | L | Annual | Allowances Purchased NOX | Thousand Tons | 0 | 0 | 0 | 0 | 0 | 0 | 0 | 0
BART NOX Annual- Huntington 2- v5.16 | 67 | 7179 | Rate Constraint in lbs/MMBtu | FALSE | L | Annual | Allowances Sold NOX | Thousand Tons | 0 | 0 | 0 | 0 | 0 | 0 | 0 | 0
BART NOX Annual- Huntington 2- v5.16 | 67 | 7179 | Rate Constraint in lbs/MMBtu | FALSE | L | Annual | Allowances Banked | Thousand Tons | 0 | 0 | 0 | 0 | 0 | 0 | 0 | 0
BART NOX Annual- Huntington 2- v5.16 | 67 | 7179 | Rate Constraint in lbs/MMBtu | FALSE | L | Annual | Allowances Withdrawn (1:1) | Thousand Tons | 0 | 0 | 0 | 0 | 0 | 0 | 0 | 0
BART NOX Annual- Huntington 2- v5.16 | 67 | 7179 | Rate Constraint in lbs/MMBtu | FALSE | L | Annual | Allowances Withdrawn (n:1) | Thousand Tons | 0 | 0 | 0 | 0 | 0 | 0 | 0 | 0
BART NOX Annual- Huntington 2- v5.16 | 67 | 7179 | Rate Constraint in lbs/MMBtu | FALSE | L | Annual | Net Emissions Allowance Position | Thousand Tons | 1.1101 | 0.19029 | 0.44824 | 0.44824 | 0.6318 | 0.80517 | 0.66968 | 0.52618
BART NOX Annual- Huntington 2- v5.16 | 67 | 7179 | Rate Constraint in lbs/MMBtu | FALSE | L | Annual | Fuel Consumed | TBtu | 11.2744 | 7.6117 | 17.9297 | 17.9297 | 25.272 | 32.2068 | 26.7874 | 21.0473
BART NOX Annual- Huntington 2- v5.16 | 67 | 7179 | Rate Constraint in lbs/MMBtu | FALSE | L | Annual | Rate | lb/MMBtu | 0.19693 | 0.05 | 0.05 | 0.05 | 0.05 | 0.05 | 0.05 | 0.05
BART NOX Annual- Huntington 2- v5.16 | 67 | 7179 | Rate Constraint in lbs/MMBtu | FALSE | L | Annual | Generation | TWh | 1.092 | 0.73302 | 1.7267 | 1.7267 | 2.4338 | 3.1016 | 2.5797 | 2.0269
BART NOX Annual- Huntington 2- v5.16 | 67 | 7179 | Rate Constraint in lbs/MMBtu | FALSE | L | Annual | Qualifying Generation | TWh | 1.092 | 0.73302 | 1.7267 | 1.7267 | 2.4338 | 3.1016 | 2.5797 | 2.0269
BART NOX Annual- Huntington 2- v5.16 | 67 | 7179 | Rate Constraint in lbs/MMBtu | FALSE | L | Annual | Rate | lb/MWh | 2.0333 | 0.5192 | 0.5192 | 0.5192 | 0.5192 | 0.5192 | 0.5192 | 0.5192
BART NOX Annual- Huntington 2- v5.16 | 67 | 7179 | Rate Constraint in lbs/MMBtu | FALSE | L | Annual | Constraint Shadow Price | US2019$/Ton | 0 | 0 | 0 | 0 | 0 | 0 | 0 | 0
BART NOX Annual- Northport 1- v5.16 | 68 | 7187 | Rate Constraint in lbs/MMBtu | FALSE | L | Annual | Seasons Included | Seasons | Winter, WintShld, Summer | Winter, WintShld, Summer | Winter, WintShld, Summer | Winter, WintShld, Summer | Winter, WintShld, Summer | Winter, WintShld, Summer | Winter, WintShld, Summer | Winter, WintShld, Summer
BART NOX Annual- Northport 1- v5.16 | 68 | 7187 | Rate Constraint in lbs/MMBtu | FALSE | L | Annual | Standard NOX | lb/MMBtu | 0.1 | 0.1 | 0.1 | 0.1 | 0.1 | 0.1 | 0.1 | 0.1
BART NOX Annual- Northport 1- v5.16 | 68 | 7187 | Rate Constraint in lbs/MMBtu | FALSE | L | Annual | Emissions at Affected Plants NOX | Thousand Tons | 0.14046 | 0.11979 | 0.050831 | 0 | 0 | 0 | 0 | 0
BART NOX Annual- Northport 1- v5.16 | 68 | 7187 | Rate Constraint in lbs/MMBtu | FALSE | L | Annual | Allowances Purchased NOX | Thousand Tons | 0 | 0 | 0 | 0 | 0 | 0 | 0 | 0
BART NOX Annual- Northport 1- v5.16 | 68 | 7187 | Rate Constraint in lbs/MMBtu | FALSE | L | Annual | Allowances Sold NOX | Thousand Tons | 0 | 0 | 0 | 0 | 0 | 0 | 0 | 0
BART NOX Annual- Northport 1- v5.16 | 68 | 7187 | Rate Constraint in lbs/MMBtu | FALSE | L | Annual | Allowances Banked | Thousand Tons | 0 | 0 | 0 | 0 | 0 | 0 | 0 | 0
BART NOX Annual- Northport 1- v5.16 | 68 | 7187 | Rate Constraint in lbs/MMBtu | FALSE | L | Annual | Allowances Withdrawn (1:1) | Thousand Tons | 0 | 0 | 0 | 0 | 0 | 0 | 0 | 0
BART NOX Annual- Northport 1- v5.16 | 68 | 7187 | Rate Constraint in lbs/MMBtu | FALSE | L | Annual | Allowances Withdrawn (n:1) | Thousand Tons | 0 | 0 | 0 | 0 | 0 | 0 | 0 | 0
BART NOX Annual- Northport 1- v5.16 | 68 | 7187 | Rate Constraint in lbs/MMBtu | FALSE | L | Annual | Net Emissions Allowance Position | Thousand Tons | 0.14046 | 0.11979 | 0.050831 | 0 | 0 | 0 | 0 | 0
BART NOX Annual- Northport 1- v5.16 | 68 | 7187 | Rate Constraint in lbs/MMBtu | FALSE | L | Annual | Fuel Consumed | TBtu | 4.3541 | 3.7132 | 1.5757 | 0 | 0 | 0 | 0 | 0
BART NOX Annual- Northport 1- v5.16 | 68 | 7187 | Rate Constraint in lbs/MMBtu | FALSE | L | Annual | Rate | lb/MMBtu | 0.06452 | 0.06452 | 0.06452 | 0 | 0 | 0 | 0 | 0
BART NOX Annual- Northport 1- v5.16 | 68 | 7187 | Rate Constraint in lbs/MMBtu | FALSE | L | Annual | Generation | TWh | 0.40567 | 0.34596 | 0.14681 | 0 | 0 | 0 | 0 | 0
BART NOX Annual- Northport 1- v5.16 | 68 | 7187 | Rate Constraint in lbs/MMBtu | FALSE | L | Annual | Qualifying Generation | TWh | 0.40567 | 0.34596 | 0.14681 | 0 | 0 | 0 | 0 | 0
BART NOX Annual- Northport 1- v5.16 | 68 | 7187 | Rate Constraint in lbs/MMBtu | FALSE | L | Annual | Rate | lb/MWh | 0.69249 | 0.69249 | 0.69249 | 0 | 0 | 0 | 0 | 0
BART NOX Annual- Northport 1- v5.16 | 68 | 7187 | Rate Constraint in lbs/MMBtu | FALSE | L | Annual | Constraint Shadow Price | US2019$/Ton | 0 | 0 | 0 | 0 | 0 | 0 | 0 | 0
BART NOX Annual- Northport 2- v5.16 | 69 | 7188 | Rate Constraint in lbs/MMBtu | FALSE | L | Annual | Seasons Included | Seasons | Winter, WintShld, Summer | Winter, WintShld, Summer | Winter, WintShld, Summer | Winter, WintShld, Summer | Winter, WintShld, Summer | Winter, WintShld, Summer | Winter, WintShld, Summer | Winter, WintShld, Summer
BART NOX Annual- Northport 2- v5.16 | 69 | 7188 | Rate Constraint in lbs/MMBtu | FALSE | L | Annual | Standard NOX | lb/MMBtu | 0.1 | 0.1 | 0.1 | 0.1 | 0.1 | 0.1 | 0.1 | 0.1
BART NOX Annual- Northport 2- v5.16 | 69 | 7188 | Rate Constraint in lbs/MMBtu | FALSE | L | Annual | Emissions at Affected Plants NOX | Thousand Tons | 0.13401 | 0 | 0 | 0 | 0 | 0 | 0 | 0
BART NOX Annual- Northport 2- v5.16 | 69 | 7188 | Rate Constraint in lbs/MMBtu | FALSE | L | Annual | Allowances Purchased NOX | Thousand Tons | 0 | 0 | 0 | 0 | 0 | 0 | 0 | 0
BART NOX Annual- Northport 2- v5.16 | 69 | 7188 | Rate Constraint in lbs/MMBtu | FALSE | L | Annual | Allowances Sold NOX | Thousand Tons | 0 | 0 | 0 | 0 | 0 | 0 | 0 | 0
BART NOX Annual- Northport 2- v5.16 | 69 | 7188 | Rate Constraint in lbs/MMBtu | FALSE | L | Annual | Allowances Banked | Thousand Tons | 0 | 0 | 0 | 0 | 0 | 0 | 0 | 0
BART NOX Annual- Northport 2- v5.16 | 69 | 7188 | Rate Constraint in lbs/MMBtu | FALSE | L | Annual | Allowances Withdrawn (1:1) | Thousand Tons | 0 | 0 | 0 | 0 | 0 | 0 | 0 | 0
BART NOX Annual- Northport 2- v5.16 | 69 | 7188 | Rate Constraint in lbs/MMBtu | FALSE | L | Annual | Allowances Withdrawn (n:1) | Thousand Tons | 0 | 0 | 0 | 0 | 0 | 0 | 0 | 0
BART NOX Annual- Northport 2- v5.16 | 69 | 7188 | Rate Constraint in lbs/MMBtu | FALSE | L | Annual | Net Emissions Allowance Position | Thousand Tons | 0.13401 | 0 | 0 | 0 | 0 | 0 | 0 | 0
BART NOX Annual- Northport 2- v5.16 | 69 | 7188 | Rate Constraint in lbs/MMBtu | FALSE | L | Annual | Fuel Consumed | TBtu | 4.3679 | 0 | 0 | 0 | 0 | 0 | 0 | 0
BART NOX Annual- Northport 2- v5.16 | 69 | 7188 | Rate Constraint in lbs/MMBtu | FALSE | L | Annual | Rate | lb/MMBtu | 0.06136 | 0 | 0 | 0 | 0 | 0 | 0 | 0
BART NOX Annual- Northport 2- v5.16 | 69 | 7188 | Rate Constraint in lbs/MMBtu | FALSE | L | Annual | Generation | TWh | 0.40466 | 0 | 0 | 0 | 0 | 0 | 0 | 0
BART NOX Annual- Northport 2- v5.16 | 69 | 7188 | Rate Constraint in lbs/MMBtu | FALSE | L | Annual | Qualifying Generation | TWh | 0.40466 | 0 | 0 | 0 | 0 | 0 | 0 | 0
BART NOX Annual- Northport 2- v5.16 | 69 | 7188 | Rate Constraint in lbs/MMBtu | FALSE | L | Annual | Rate | lb/MWh | 0.66232 | 0 | 0 | 0 | 0 | 0 | 0 | 0
BART NOX Annual- Northport 2- v5.16 | 69 | 7188 | Rate Constraint in lbs/MMBtu | FALSE | L | Annual | Constraint Shadow Price | US2019$/Ton | 0 | 0 | 0 | 0 | 0 | 0 | 0 | 0
BART NOX Annual- Northport 3- v5.16 | 70 | 7189 | Rate Constraint in lbs/MMBtu | FALSE | L | Annual | Seasons Included | Seasons | Winter, WintShld, Summer | Winter, WintShld, Summer | Winter, WintShld, Summer | Winter, WintShld, Summer | Winter, WintShld, Summer | Winter, WintShld, Summer | Winter, WintShld, Summer | Winter, WintShld, Summer
BART NOX Annual- Northport 3- v5.16 | 70 | 7189 | Rate Constraint in lbs/MMBtu | FALSE | L | Annual | Standard NOX | lb/MMBtu | 0.1 | 0.1 | 0.1 | 0.1 | 0.1 | 0.1 | 0.1 | 0.1
BART NOX Annual- Northport 3- v5.16 | 70 | 7189 | Rate Constraint in lbs/MMBtu | FALSE | L | Annual | Emissions at Affected Plants NOX | Thousand Tons | 0.13601 | 0.047721 | 0.032749 | 0 | 0 | 0 | 0 | 0
BART NOX Annual- Northport 3- v5.16 | 70 | 7189 | Rate Constraint in lbs/MMBtu | FALSE | L | Annual | Allowances Purchased NOX | Thousand Tons | 0 | 0 | 0 | 0 | 0 | 0 | 0 | 0
BART NOX Annual- Northport 3- v5.16 | 70 | 7189 | Rate Constraint in lbs/MMBtu | FALSE | L | Annual | Allowances Sold NOX | Thousand Tons | 0 | 0 | 0 | 0 | 0 | 0 | 0 | 0
BART NOX Annual- Northport 3- v5.16 | 70 | 7189 | Rate Constraint in lbs/MMBtu | FALSE | L | Annual | Allowances Banked | Thousand Tons | 0 | 0 | 0 | 0 | 0 | 0 | 0 | 0
BART NOX Annual- Northport 3- v5.16 | 70 | 7189 | Rate Constraint in lbs/MMBtu | FALSE | L | Annual | Allowances Withdrawn (1:1) | Thousand Tons | 0 | 0 | 0 | 0 | 0 | 0 | 0 | 0
BART NOX Annual- Northport 3- v5.16 | 70 | 7189 | Rate Constraint in lbs/MMBtu | FALSE | L | Annual | Allowances Withdrawn (n:1) | Thousand Tons | 0 | 0 | 0 | 0 | 0 | 0 | 0 | 0
BART NOX Annual- Northport 3- v5.16 | 70 | 7189 | Rate Constraint in lbs/MMBtu | FALSE | L | Annual | Net Emissions Allowance Position | Thousand Tons | 0.13601 | 0.047721 | 0.032749 | 0 | 0 | 0 | 0 | 0
BART NOX Annual- Northport 3- v5.16 | 70 | 7189 | Rate Constraint in lbs/MMBtu | FALSE | L | Annual | Fuel Consumed | TBtu | 4.2349 | 3.1814 | 2.1833 | 0 | 0 | 0 | 0 | 0
BART NOX Annual- Northport 3- v5.16 | 70 | 7189 | Rate Constraint in lbs/MMBtu | FALSE | L | Annual | Rate | lb/MMBtu | 0.06423 | 0.03 | 0.03 | 0 | 0 | 0 | 0 | 0
BART NOX Annual- Northport 3- v5.16 | 70 | 7189 | Rate Constraint in lbs/MMBtu | FALSE | L | Annual | Generation | TWh | 0.39553 | 0.29628 | 0.20332 | 0 | 0 | 0 | 0 | 0
BART NOX Annual- Northport 3- v5.16 | 70 | 7189 | Rate Constraint in lbs/MMBtu | FALSE | L | Annual | Qualifying Generation | TWh | 0.39553 | 0.29628 | 0.20332 | 0 | 0 | 0 | 0 | 0
BART NOX Annual- Northport 3- v5.16 | 70 | 7189 | Rate Constraint in lbs/MMBtu | FALSE | L | Annual | Rate | lb/MWh | 0.68771 | 0.32214 | 0.32214 | 0 | 0 | 0 | 0 | 0
BART NOX Annual- Northport 3- v5.16 | 70 | 7189 | Rate Constraint in lbs/MMBtu | FALSE | L | Annual | Constraint Shadow Price | US2019$/Ton | 0 | 0 | 0 | 0 | 0 | 0 | 0 | 0
BART NOX Annual- Northport 4- v5.16 | 71 | 7190 | Rate Constraint in lbs/MMBtu | FALSE | L | Annual | Seasons Included | Seasons | Winter, WintShld, Summer | Winter, WintShld, Summer | Winter, WintShld, Summer | Winter, WintShld, Summer | Winter, WintShld, Summer | Winter, WintShld, Summer | Winter, WintShld, Summer | Winter, WintShld, Summer
BART NOX Annual- Northport 4- v5.16 | 71 | 7190 | Rate Constraint in lbs/MMBtu | FALSE | L | Annual | Standard NOX | lb/MMBtu | 0.1 | 0.1 | 0.1 | 0.1 | 0.1 | 0.1 | 0.1 | 0.1
BART NOX Annual- Northport 4- v5.16 | 71 | 7190 | Rate Constraint in lbs/MMBtu | FALSE | L | Annual | Emissions at Affected Plants NOX | Thousand Tons | 0.25653 | 0.14653 | 0.13351 | 0.069501 | 0 | 0 | 0 | 0
BART NOX Annual- Northport 4- v5.16 | 71 | 7190 | Rate Constraint in lbs/MMBtu | FALSE | L | Annual | Allowances Purchased NOX | Thousand Tons | 0 | 0 | 0 | 0 | 0 | 0 | 0 | 0
BART NOX Annual- Northport 4- v5.16 | 71 | 7190 | Rate Constraint in lbs/MMBtu | FALSE | L | Annual | Allowances Sold NOX | Thousand Tons | 0 | 0 | 0 | 0 | 0 | 0 | 0 | 0
BART NOX Annual- Northport 4- v5.16 | 71 | 7190 | Rate Constraint in lbs/MMBtu | FALSE | L | Annual | Allowances Banked | Thousand Tons | 0 | 0 | 0 | 0 | 0 | 0 | 0 | 0
BART NOX Annual- Northport 4- v5.16 | 71 | 7190 | Rate Constraint in lbs/MMBtu | FALSE | L | Annual | Allowances Withdrawn (1:1) | Thousand Tons | 0 | 0 | 0 | 0 | 0 | 0 | 0 | 0
BART NOX Annual- Northport 4- v5.16 | 71 | 7190 | Rate Constraint in lbs/MMBtu | FALSE | L | Annual | Allowances Withdrawn (n:1) | Thousand Tons | 0 | 0 | 0 | 0 | 0 | 0 | 0 | 0
BART NOX Annual- Northport 4- v5.16 | 71 | 7190 | Rate Constraint in lbs/MMBtu | FALSE | L | Annual | Net Emissions Allowance Position | Thousand Tons | 0.25653 | 0.14653 | 0.13351 | 0.069501 | 0 | 0 | 0 | 0
BART NOX Annual- Northport 4- v5.16 | 71 | 7190 | Rate Constraint in lbs/MMBtu | FALSE | L | Annual | Fuel Consumed | TBtu | 10.3086 | 9.7684 | 8.9004 | 4.6334 | 0 | 0 | 0 | 0
BART NOX Annual- Northport 4- v5.16 | 71 | 7190 | Rate Constraint in lbs/MMBtu | FALSE | L | Annual | Rate | lb/MMBtu | 0.04977 | 0.03 | 0.03 | 0.03 | 0 | 0 | 0 | 0
BART NOX Annual- Northport 4- v5.16 | 71 | 7190 | Rate Constraint in lbs/MMBtu | FALSE | L | Annual | Generation | TWh | 0.97205 | 0.91847 | 0.83685 | 0.43565 | 0 | 0 | 0 | 0
BART NOX Annual- Northport 4- v5.16 | 71 | 7190 | Rate Constraint in lbs/MMBtu | FALSE | L | Annual | Qualifying Generation | TWh | 0.97205 | 0.91847 | 0.83685 | 0.43565 | 0 | 0 | 0 | 0
BART NOX Annual- Northport 4- v5.16 | 71 | 7190 | Rate Constraint in lbs/MMBtu | FALSE | L | Annual | Rate | lb/MWh | 0.52781 | 0.31907 | 0.31907 | 0.31907 | 0 | 0 | 0 | 0
BART NOX Annual- Northport 4- v5.16 | 71 | 7190 | Rate Constraint in lbs/MMBtu | FALSE | L | Annual | Constraint Shadow Price | US2019$/Ton | 0 | 0 | 0 | 0 | 0 | 0 | 0 | 0
BART NOX Annual- Ravenswood 1- v5.16 | 72 | 7183 | Rate Constraint in lbs/MMBtu | FALSE | L | Annual | Seasons Included | Seasons | Winter, WintShld, Summer | Winter, WintShld, Summer | Winter, WintShld, Summer | Winter, WintShld, Summer | Winter, WintShld, Summer | Winter, WintShld, Summer | Winter, WintShld, Summer | Winter, WintShld, Summer
BART NOX Annual- Ravenswood 1- v5.16 | 72 | 7183 | Rate Constraint in lbs/MMBtu | FALSE | L | Annual | Standard NOX | lb/MMBtu | 0.15 | 0.15 | 0.15 | 0.15 | 0.15 | 0.15 | 0.15 | 0.15
BART NOX Annual- Ravenswood 1- v5.16 | 72 | 7183 | Rate Constraint in lbs/MMBtu | FALSE | L | Annual | Emissions at Affected Plants NOX | Thousand Tons | 0.23143 | 0.23143 | 0.21878 | 0.13865 | 0 | 0 | 0 | 0
BART NOX Annual- Ravenswood 1- v5.16 | 72 | 7183 | Rate Constraint in lbs/MMBtu | FALSE | L | Annual | Allowances Purchased NOX | Thousand Tons | 0 | 0 | 0 | 0 | 0 | 0 | 0 | 0
BART NOX Annual- Ravenswood 1- v5.16 | 72 | 7183 | Rate Constraint in lbs/MMBtu | FALSE | L | Annual | Allowances Sold NOX | Thousand Tons | 0 | 0 | 0 | 0 | 0 | 0 | 0 | 0
BART NOX Annual- Ravenswood 1- v5.16 | 72 | 7183 | Rate Constraint in lbs/MMBtu | FALSE | L | Annual | Allowances Banked | Thousand Tons | 0 | 0 | 0 | 0 | 0 | 0 | 0 | 0
BART NOX Annual- Ravenswood 1- v5.16 | 72 | 7183 | Rate Constraint in lbs/MMBtu | FALSE | L | Annual | Allowances Withdrawn (1:1) | Thousand Tons | 0 | 0 | 0 | 0 | 0 | 0 | 0 | 0
BART NOX Annual- Ravenswood 1- v5.16 | 72 | 7183 | Rate Constraint in lbs/MMBtu | FALSE | L | Annual | Allowances Withdrawn (n:1) | Thousand Tons | 0 | 0 | 0 | 0 | 0 | 0 | 0 | 0
BART NOX Annual- Ravenswood 1- v5.16 | 72 | 7183 | Rate Constraint in lbs/MMBtu | FALSE | L | Annual | Net Emissions Allowance Position | Thousand Tons | 0.23143 | 0.23143 | 0.21878 | 0.13865 | 0 | 0 | 0 | 0
BART NOX Annual- Ravenswood 1- v5.16 | 72 | 7183 | Rate Constraint in lbs/MMBtu | FALSE | L | Annual | Fuel Consumed | TBtu | 7.2086 | 7.2086 | 6.8147 | 4.3187 | 0 | 0 | 0 | 0
BART NOX Annual- Ravenswood 1- v5.16 | 72 | 7183 | Rate Constraint in lbs/MMBtu | FALSE | L | Annual | Rate | lb/MMBtu | 0.06421 | 0.06421 | 0.06421 | 0.06421 | 0 | 0 | 0 | 0
BART NOX Annual- Ravenswood 1- v5.16 | 72 | 7183 | Rate Constraint in lbs/MMBtu | FALSE | L | Annual | Generation | TWh | 0.65443 | 0.65443 | 0.61867 | 0.39207 | 0 | 0 | 0 | 0
BART NOX Annual- Ravenswood 1- v5.16 | 72 | 7183 | Rate Constraint in lbs/MMBtu | FALSE | L | Annual | Qualifying Generation | TWh | 0.65443 | 0.65443 | 0.61867 | 0.39207 | 0 | 0 | 0 | 0
BART NOX Annual- Ravenswood 1- v5.16 | 72 | 7183 | Rate Constraint in lbs/MMBtu | FALSE | L | Annual | Rate | lb/MWh | 0.70727 | 0.70727 | 0.70727 | 0.70727 | 0 | 0 | 0 | 0
BART NOX Annual- Ravenswood 1- v5.16 | 72 | 7183 | Rate Constraint in lbs/MMBtu | FALSE | L | Annual | Constraint Shadow Price | US2019$/Ton | 0 | 0 | 0 | 0 | 0 | 0 | 0 | 0
BART NOX Annual- Ravenswood 2- v5.16 | 73 | 7184 | Rate Constraint in lbs/MMBtu | FALSE | L | Annual | Seasons Included | Seasons | Winter, WintShld, Summer | Winter, WintShld, Summer | Winter, WintShld, Summer | Winter, WintShld, Summer | Winter, WintShld, Summer | Winter, WintShld, Summer | Winter, WintShld, Summer | Winter, WintShld, Summer
BART NOX Annual- Ravenswood 2- v5.16 | 73 | 7184 | Rate Constraint in lbs/MMBtu | FALSE | L | Annual | Standard NOX | lb/MMBtu | 0.15 | 0.15 | 0.15 | 0.15 | 0.15 | 0.15 | 0.15 | 0.15
BART NOX Annual- Ravenswood 2- v5.16 | 73 | 7184 | Rate Constraint in lbs/MMBtu | FALSE | L | Annual | Emissions at Affected Plants NOX | Thousand Tons | 0.086849 | 0 | 0 | 0 | 0 | 0 | 0 | 0
BART NOX Annual- Ravenswood 2- v5.16 | 73 | 7184 | Rate Constraint in lbs/MMBtu | FALSE | L | Annual | Allowances Purchased NOX | Thousand Tons | 0 | 0 | 0 | 0 | 0 | 0 | 0 | 0
BART NOX Annual- Ravenswood 2- v5.16 | 73 | 7184 | Rate Constraint in lbs/MMBtu | FALSE | L | Annual | Allowances Sold NOX | Thousand Tons | 0 | 0 | 0 | 0 | 0 | 0 | 0 | 0
BART NOX Annual- Ravenswood 2- v5.16 | 73 | 7184 | Rate Constraint in lbs/MMBtu | FALSE | L | Annual | Allowances Banked | Thousand Tons | 0 | 0 | 0 | 0 | 0 | 0 | 0 | 0
BART NOX Annual- Ravenswood 2- v5.16 | 73 | 7184 | Rate Constraint in lbs/MMBtu | FALSE | L | Annual | Allowances Withdrawn (1:1) | Thousand Tons | 0 | 0 | 0 | 0 | 0 | 0 | 0 | 0
BART NOX Annual- Ravenswood 2- v5.16 | 73 | 7184 | Rate Constraint in lbs/MMBtu | FALSE | L | Annual | Allowances Withdrawn (n:1) | Thousand Tons | 0 | 0 | 0 | 0 | 0 | 0 | 0 | 0
BART NOX Annual- Ravenswood 2- v5.16 | 73 | 7184 | Rate Constraint in lbs/MMBtu | FALSE | L | Annual | Net Emissions Allowance Position | Thousand Tons | 0.086849 | 0 | 0 | 0 | 0 | 0 | 0 | 0
BART NOX Annual- Ravenswood 2- v5.16 | 73 | 7184 | Rate Constraint in lbs/MMBtu | FALSE | L | Annual | Fuel Consumed | TBtu | 2.584 | 0 | 0 | 0 | 0 | 0 | 0 | 0
BART NOX Annual- Ravenswood 2- v5.16 | 73 | 7184 | Rate Constraint in lbs/MMBtu | FALSE | L | Annual | Rate | lb/MMBtu | 0.06722 | 0 | 0 | 0 | 0 | 0 | 0 | 0
BART NOX Annual- Ravenswood 2- v5.16 | 73 | 7184 | Rate Constraint in lbs/MMBtu | FALSE | L | Annual | Generation | TWh | 0.23421 | 0 | 0 | 0 | 0 | 0 | 0 | 0
BART NOX Annual- Ravenswood 2- v5.16 | 73 | 7184 | Rate Constraint in lbs/MMBtu | FALSE | L | Annual | Qualifying Generation | TWh | 0.23421 | 0 | 0 | 0 | 0 | 0 | 0 | 0
BART NOX Annual- Ravenswood 2- v5.16 | 73 | 7184 | Rate Constraint in lbs/MMBtu | FALSE | L | Annual | Rate | lb/MWh | 0.74164 | 0 | 0 | 0 | 0 | 0 | 0 | 0
BART NOX Annual- Ravenswood 2- v5.16 | 73 | 7184 | Rate Constraint in lbs/MMBtu | FALSE | L | Annual | Constraint Shadow Price | US2019$/Ton | 0 | 0 | 0 | 0 | 0 | 0 | 0 | 0
BART NOX Annual- Ravenswood 3- v5.16 | 74 | 7185 | Rate Constraint in lbs/MMBtu | FALSE | L | Annual | Seasons Included | Seasons | Winter, WintShld, Summer | Winter, WintShld, Summer | Winter, WintShld, Summer | Winter, WintShld, Summer | Winter, WintShld, Summer | Winter, WintShld, Summer | Winter, WintShld, Summer | Winter, WintShld, Summer
BART NOX Annual- Ravenswood 3- v5.16 | 74 | 7185 | Rate Constraint in lbs/MMBtu | FALSE | L | Annual | Standard NOX | lb/MMBtu | 0.15 | 0.15 | 0.15 | 0.15 | 0.15 | 0.15 | 0.15 | 0.15
BART NOX Annual- Ravenswood 3- v5.16 | 74 | 7185 | Rate Constraint in lbs/MMBtu | FALSE | L | Annual | Emissions at Affected Plants NOX | Thousand Tons | 0.38925 | 0.34854 | 0.078043 | 0 | 0 | 0 | 0 | 0
BART NOX Annual- Ravenswood 3- v5.16 | 74 | 7185 | Rate Constraint in lbs/MMBtu | FALSE | L | Annual | Allowances Purchased NOX | Thousand Tons | 0 | 0 | 0 | 0 | 0 | 0 | 0 | 0
BART NOX Annual- Ravenswood 3- v5.16 | 74 | 7185 | Rate Constraint in lbs/MMBtu | FALSE | L | Annual | Allowances Sold NOX | Thousand Tons | 0 | 0 | 0 | 0 | 0 | 0 | 0 | 0
BART NOX Annual- Ravenswood 3- v5.16 | 74 | 7185 | Rate Constraint in lbs/MMBtu | FALSE | L | Annual | Allowances Banked | Thousand Tons | 0 | 0 | 0 | 0 | 0 | 0 | 0 | 0
BART NOX Annual- Ravenswood 3- v5.16 | 74 | 7185 | Rate Constraint in lbs/MMBtu | FALSE | L | Annual | Allowances Withdrawn (1:1) | Thousand Tons | 0 | 0 | 0 | 0 | 0 | 0 | 0 | 0
BART NOX Annual- Ravenswood 3- v5.16 | 74 | 7185 | Rate Constraint in lbs/MMBtu | FALSE | L | Annual | Allowances Withdrawn (n:1) | Thousand Tons | 0 | 0 | 0 | 0 | 0 | 0 | 0 | 0
BART NOX Annual- Ravenswood 3- v5.16 | 74 | 7185 | Rate Constraint in lbs/MMBtu | FALSE | L | Annual | Net Emissions Allowance Position | Thousand Tons | 0.38925 | 0.34854 | 0.078043 | 0 | 0 | 0 | 0 | 0
BART NOX Annual- Ravenswood 3- v5.16 | 74 | 7185 | Rate Constraint in lbs/MMBtu | FALSE | L | Annual | Fuel Consumed | TBtu | 11.1039 | 9.9428 | 2.2263 | 0 | 0 | 0 | 0 | 0
BART NOX Annual- Ravenswood 3- v5.16 | 74 | 7185 | Rate Constraint in lbs/MMBtu | FALSE | L | Annual | Rate | lb/MMBtu | 0.07011 | 0.07011 | 0.07011 | 0 | 0 | 0 | 0 | 0
BART NOX Annual- Ravenswood 3- v5.16 | 74 | 7185 | Rate Constraint in lbs/MMBtu | FALSE | L | Annual | Generation | TWh | 1.0066 | 0.90135 | 0.20182 | 0 | 0 | 0 | 0 | 0
BART NOX Annual- Ravenswood 3- v5.16 | 74 | 7185 | Rate Constraint in lbs/MMBtu | FALSE | L | Annual | Qualifying Generation | TWh | 1.0066 | 0.90135 | 0.20182 | 0 | 0 | 0 | 0 | 0
BART NOX Annual- Ravenswood 3- v5.16 | 74 | 7185 | Rate Constraint in lbs/MMBtu | FALSE | L | Annual | Rate | lb/MWh | 0.77338 | 0.77338 | 0.77338 | 0 | 0 | 0 | 0 | 0
BART NOX Annual- Ravenswood 3- v5.16 | 74 | 7185 | Rate Constraint in lbs/MMBtu | FALSE | L | Annual | Constraint Shadow Price | US2019$/Ton | 0 | 0 | 0 | 0 | 0 | 0 | 0 | 0
BART NOX Annual- Transalta Centralia 1,2- v5.16 | 75 | 7174 | Rate Constraint in lbs/MMBtu | FALSE | L | Annual | Seasons Included | Seasons | Winter, WintShld, Summer | Winter, WintShld, Summer | Winter, WintShld, Summer | Winter, WintShld, Summer | Winter, WintShld, Summer | Winter, WintShld, Summer | Winter, WintShld, Summer | Winter, WintShld, Summer
BART NOX Annual- Transalta Centralia 1,2- v5.16 | 75 | 7174 | Rate Constraint in lbs/MMBtu | FALSE | L | Annual | Standard NOX | lb/MMBtu | 0.21 | 0.21 | 0.21 | 0.21 | 0.21 | 0.21 | 0.21 | 0.21
BART NOX Annual- Transalta Centralia 1,2- v5.16 | 75 | 7174 | Rate Constraint in lbs/MMBtu | FALSE | L | Annual | Emissions at Affected Plants NOX | Thousand Tons | 0 | 0 | 0 | 0 | 0 | 0 | 0 | 0
BART NOX Annual- Transalta Centralia 1,2- v5.16 | 75 | 7174 | Rate Constraint in lbs/MMBtu | FALSE | L | Annual | Allowances Purchased NOX | Thousand Tons | 0 | 0 | 0 | 0 | 0 | 0 | 0 | 0
BART NOX Annual- Transalta Centralia 1,2- v5.16 | 75 | 7174 | Rate Constraint in lbs/MMBtu | FALSE | L | Annual | Allowances Sold NOX | Thousand Tons | 0 | 0 | 0 | 0 | 0 | 0 | 0 | 0
BART NOX Annual- Transalta Centralia 1,2- v5.16 | 75 | 7174 | Rate Constraint in lbs/MMBtu | FALSE | L | Annual | Allowances Banked | Thousand Tons | 0 | 0 | 0 | 0 | 0 | 0 | 0 | 0
BART NOX Annual- Transalta Centralia 1,2- v5.16 | 75 | 7174 | Rate Constraint in lbs/MMBtu | FALSE | L | Annual | Allowances Withdrawn (1:1) | Thousand Tons | 0 | 0 | 0 | 0 | 0 | 0 | 0 | 0
BART NOX Annual- Transalta Centralia 1,2- v5.16 | 75 | 7174 | Rate Constraint in lbs/MMBtu | FALSE | L | Annual | Allowances Withdrawn (n:1) | Thousand Tons | 0 | 0 | 0 | 0 | 0 | 0 | 0 | 0
BART NOX Annual- Transalta Centralia 1,2- v5.16 | 75 | 7174 | Rate Constraint in lbs/MMBtu | FALSE | L | Annual | Net Emissions Allowance Position | Thousand Tons | 0 | 0 | 0 | 0 | 0 | 0 | 0 | 0
BART NOX Annual- Transalta Centralia 1,2- v5.16 | 75 | 7174 | Rate Constraint in lbs/MMBtu | FALSE | L | Annual | Fuel Consumed | TBtu | 0 | 0 | 0 | 0 | 0 | 0 | 0 | 0
BART NOX Annual- Transalta Centralia 1,2- v5.16 | 75 | 7174 | Rate Constraint in lbs/MMBtu | FALSE | L | Annual | Rate | lb/MMBtu | 0 | 0 | 0 | 0 | 0 | 0 | 0 | 0
BART NOX Annual- Transalta Centralia 1,2- v5.16 | 75 | 7174 | Rate Constraint in lbs/MMBtu | FALSE | L | Annual | Generation | TWh | 0 | 0 | 0 | 0 | 0 | 0 | 0 | 0
BART NOX Annual- Transalta Centralia 1,2- v5.16 | 75 | 7174 | Rate Constraint in lbs/MMBtu | FALSE | L | Annual | Qualifying Generation | TWh | 0 | 0 | 0 | 0 | 0 | 0 | 0 | 0
BART NOX Annual- Transalta Centralia 1,2- v5.16 | 75 | 7174 | Rate Constraint in lbs/MMBtu | FALSE | L | Annual | Rate | lb/MWh | 0 | 0 | 0 | 0 | 0 | 0 | 0 | 0
BART NOX Annual- Transalta Centralia 1,2- v5.16 | 75 | 7174 | Rate Constraint in lbs/MMBtu | FALSE | L | Annual | Constraint Shadow Price | US2019$/Ton | 0 | 0 | 0 | 0 | 0 | 0 | 0 | 0
BART NOX Annual-Apache Station 2 -v5.13 | 76 | 7138 | Rate Constraint in lbs/MMBtu | FALSE | L | Annual | Seasons Included | Seasons | Winter, WintShld, Summer | Winter, WintShld, Summer | Winter, WintShld, Summer | Winter, WintShld, Summer | Winter, WintShld, Summer | Winter, WintShld, Summer | Winter, WintShld, Summer | Winter, WintShld, Summer
BART NOX Annual-Apache Station 2 -v5.13 | 76 | 7138 | Rate Constraint in lbs/MMBtu | FALSE | L | Annual | Standard NOX | lb/MMBtu | 0.085 | 0.085 | 0.085 | 0.085 | 0.085 | 0.085 | 0.085 | 0.085
BART NOX Annual-Apache Station 2 -v5.13 | 76 | 7138 | Rate Constraint in lbs/MMBtu | FALSE | L | Annual | Emissions at Affected Plants NOX | Thousand Tons | 0 | 0 | 0 | 0 | 0 | 0 | 0 | 0
BART NOX Annual-Apache Station 2 -v5.13 | 76 | 7138 | Rate Constraint in lbs/MMBtu | FALSE | L | Annual | Allowances Purchased NOX | Thousand Tons | 0 | 0 | 0 | 0 | 0 | 0 | 0 | 0
BART NOX Annual-Apache Station 2 -v5.13 | 76 | 7138 | Rate Constraint in lbs/MMBtu | FALSE | L | Annual | Allowances Sold NOX | Thousand Tons | 0 | 0 | 0 | 0 | 0 | 0 | 0 | 0
BART NOX Annual-Apache Station 2 -v5.13 | 76 | 7138 | Rate Constraint in lbs/MMBtu | FALSE | L | Annual | Allowances Banked | Thousand Tons | 0 | 0 | 0 | 0 | 0 | 0 | 0 | 0
BART NOX Annual-Apache Station 2 -v5.13 | 76 | 7138 | Rate Constraint in lbs/MMBtu | FALSE | L | Annual | Allowances Withdrawn (1:1) | Thousand Tons | 0 | 0 | 0 | 0 | 0 | 0 | 0 | 0
BART NOX Annual-Apache Station 2 -v5.13 | 76 | 7138 | Rate Constraint in lbs/MMBtu | FALSE | L | Annual | Allowances Withdrawn (n:1) | Thousand Tons | 0 | 0 | 0 | 0 | 0 | 0 | 0 | 0
BART NOX Annual-Apache Station 2 -v5.13 | 76 | 7138 | Rate Constraint in lbs/MMBtu | FALSE | L | Annual | Net Emissions Allowance Position | Thousand Tons | 0 | 0 | 0 | 0 | 0 | 0 | 0 | 0
BART NOX Annual-Apache Station 2 -v5.13 | 76 | 7138 | Rate Constraint in lbs/MMBtu | FALSE | L | Annual | Fuel Consumed | TBtu | 0 | 0 | 0 | 0 | 0 | 0 | 0 | 0
BART NOX Annual-Apache Station 2 -v5.13 | 76 | 7138 | Rate Constraint in lbs/MMBtu | FALSE | L | Annual | Rate | lb/MMBtu | 0 | 0 | 0 | 0 | 0 | 0 | 0 | 0
BART NOX Annual-Apache Station 2 -v5.13 | 76 | 7138 | Rate Constraint in lbs/MMBtu | FALSE | L | Annual | Generation | TWh | 0 | 0 | 0 | 0 | 0 | 0 | 0 | 0
BART NOX Annual-Apache Station 2 -v5.13 | 76 | 7138 | Rate Constraint in lbs/MMBtu | FALSE | L | Annual | Qualifying Generation | TWh | 0 | 0 | 0 | 0 | 0 | 0 | 0 | 0
BART NOX Annual-Apache Station 2 -v5.13 | 76 | 7138 | Rate Constraint in lbs/MMBtu | FALSE | L | Annual | Rate | lb/MWh | 0 | 0 | 0 | 0 | 0 | 0 | 0 | 0
BART NOX Annual-Apache Station 2 -v5.13 | 76 | 7138 | Rate Constraint in lbs/MMBtu | FALSE | L | Annual | Constraint Shadow Price | US2019$/Ton | 0 | 0 | 0 | 0 | 0 | 0 | 0 | 0
BART NOX Annual-Apache Station 3 -v5.13 | 77 | 7139 | Rate Constraint in lbs/MMBtu | FALSE | L | Annual | Seasons Included | Seasons | Winter, WintShld, Summer | Winter, WintShld, Summer | Winter, WintShld, Summer | Winter, WintShld, Summer | Winter, WintShld, Summer | Winter, WintShld, Summer | Winter, WintShld, Summer | Winter, WintShld, Summer
BART NOX Annual-Apache Station 3 -v5.13 | 77 | 7139 | Rate Constraint in lbs/MMBtu | FALSE | L | Annual | Standard NOX | lb/MMBtu | 0.23 | 0.23 | 0.23 | 0.23 | 0.23 | 0.23 | 0.23 | 0.23
BART NOX Annual-Apache Station 3 -v5.13 | 77 | 7139 | Rate Constraint in lbs/MMBtu | FALSE | L | Annual | Emissions at Affected Plants NOX | Thousand Tons | 0 | 0 | 0 | 0 | 0 | 0.22245 | 0 | 0
BART NOX Annual-Apache Station 3 -v5.13 | 77 | 7139 | Rate Constraint in lbs/MMBtu | FALSE | L | Annual | Allowances Purchased NOX | Thousand Tons | 0 | 0 | 0 | 0 | 0 | 0 | 0 | 0
BART NOX Annual-Apache Station 3 -v5.13 | 77 | 7139 | Rate Constraint in lbs/MMBtu | FALSE | L | Annual | Allowances Sold NOX | Thousand Tons | 0 | 0 | 0 | 0 | 0 | 0 | 0 | 0
BART NOX Annual-Apache Station 3 -v5.13 | 77 | 7139 | Rate Constraint in lbs/MMBtu | FALSE | L | Annual | Allowances Banked | Thousand Tons | 0 | 0 | 0 | 0 | 0 | 0 | 0 | 0
BART NOX Annual-Apache Station 3 -v5.13 | 77 | 7139 | Rate Constraint in lbs/MMBtu | FALSE | L | Annual | Allowances Withdrawn (1:1) | Thousand Tons | 0 | 0 | 0 | 0 | 0 | 0 | 0 | 0
BART NOX Annual-Apache Station 3 -v5.13 | 77 | 7139 | Rate Constraint in lbs/MMBtu | FALSE | L | Annual | Allowances Withdrawn (n:1) | Thousand Tons | 0 | 0 | 0 | 0 | 0 | 0 | 0 | 0
BART NOX Annual-Apache Station 3 -v5.13 | 77 | 7139 | Rate Constraint in lbs/MMBtu | FALSE | L | Annual | Net Emissions Allowance Position | Thousand Tons | 0 | 0 | 0 | 0 | 0 | 0.22245 | 0 | 0
BART NOX Annual-Apache Station 3 -v5.13 | 77 | 7139 | Rate Constraint in lbs/MMBtu | FALSE | L | Annual | Fuel Consumed | TBtu | 0 | 0 | 0 | 0 | 0 | 2.4003 | 0 | 0
BART NOX Annual-Apache Station 3 -v5.13 | 77 | 7139 | Rate Constraint in lbs/MMBtu | FALSE | L | Annual | Rate | lb/MMBtu | 0 | 0 | 0 | 0 | 0 | 0.18535 | 0 | 0
BART NOX Annual-Apache Station 3 -v5.13 | 77 | 7139 | Rate Constraint in lbs/MMBtu | FALSE | L | Annual | Generation | TWh | 0 | 0 | 0 | 0 | 0 | 0.21361 | 0 | 0
BART NOX Annual-Apache Station 3 -v5.13 | 77 | 7139 | Rate Constraint in lbs/MMBtu | FALSE | L | Annual | Qualifying Generation | TWh | 0 | 0 | 0 | 0 | 0 | 0.21361 | 0 | 0
BART NOX Annual-Apache Station 3 -v5.13 | 77 | 7139 | Rate Constraint in lbs/MMBtu | FALSE | L | Annual | Rate | lb/MWh | 0 | 0 | 0 | 0 | 0 | 2.0828 | 0 | 0
BART NOX Annual-Apache Station 3 -v5.13 | 77 | 7139 | Rate Constraint in lbs/MMBtu | FALSE | L | Annual | Constraint Shadow Price | US2019$/Ton | 0 | 0 | 0 | 0 | 0 | 0 | 0 | 0
BART NOX Annual-Big Cajun 2 -v5.14 | 78 | 7160 | Rate Constraint in lbs/MMBtu | FALSE | L | Annual | Seasons Included | Seasons | Winter, WintShld, Summer | Winter, WintShld, Summer | Winter, WintShld, Summer | Winter, WintShld, Summer | Winter, WintShld, Summer | Winter, WintShld, Summer | Winter, WintShld, Summer | Winter, WintShld, Summer
BART NOX Annual-Big Cajun 2 -v5.14 | 78 | 7160 | Rate Constraint in lbs/MMBtu | FALSE | L | Annual | Standard NOX | lb/MMBtu | 0.15 | 0.15 | 0.15 | 0.15 | 0.15 | 0.15 | 0.15 | 0.15
BART NOX Annual-Big Cajun 2 -v5.14 | 78 | 7160 | Rate Constraint in lbs/MMBtu | FALSE | L | Annual | Emissions at Affected Plants NOX | Thousand Tons | 0 | 0 | 0 | 0 | 0 | 0 | 0 | 0
BART NOX Annual-Big Cajun 2 -v5.14 | 78 | 7160 | Rate Constraint in lbs/MMBtu | FALSE | L | Annual | Allowances Purchased NOX | Thousand Tons | 0 | 0 | 0 | 0 | 0 | 0 | 0 | 0
BART NOX Annual-Big Cajun 2 -v5.14 | 78 | 7160 | Rate Constraint in lbs/MMBtu | FALSE | L | Annual | Allowances Sold NOX | Thousand Tons | 0 | 0 | 0 | 0 | 0 | 0 | 0 | 0
BART NOX Annual-Big Cajun 2 -v5.14 | 78 | 7160 | Rate Constraint in lbs/MMBtu | FALSE | L | Annual | Allowances Banked | Thousand Tons | 0 | 0 | 0 | 0 | 0 | 0 | 0 | 0
BART NOX Annual-Big Cajun 2 -v5.14 | 78 | 7160 | Rate Constraint in lbs/MMBtu | FALSE | L | Annual | Allowances Withdrawn (1:1) | Thousand Tons | 0 | 0 | 0 | 0 | 0 | 0 | 0 | 0
BART NOX Annual-Big Cajun 2 -v5.14 | 78 | 7160 | Rate Constraint in lbs/MMBtu | FALSE | L | Annual | Allowances Withdrawn (n:1) | Thousand Tons | 0 | 0 | 0 | 0 | 0 | 0 | 0 | 0
BART NOX Annual-Big Cajun 2 -v5.14 | 78 | 7160 | Rate Constraint in lbs/MMBtu | FALSE | L | Annual | Net Emissions Allowance Position | Thousand Tons | 0 | 0 | 0 | 0 | 0 | 0 | 0 | 0
BART NOX Annual-Big Cajun 2 -v5.14 | 78 | 7160 | Rate Constraint in lbs/MMBtu | FALSE | L | Annual | Fuel Consumed | TBtu | 0 | 0 | 0 | 0 | 0 | 0 | 0 | 0
BART NOX Annual-Big Cajun 2 -v5.14 | 78 | 7160 | Rate Constraint in lbs/MMBtu | FALSE | L | Annual | Rate | lb/MMBtu | 0 | 0 | 0 | 0 | 0 | 0 | 0 | 0
BART NOX Annual-Big Cajun 2 -v5.14 | 78 | 7160 | Rate Constraint in lbs/MMBtu | FALSE | L | Annual | Generation | TWh | 0 | 0 | 0 | 0 | 0 | 0 | 0 | 0
BART NOX Annual-Big Cajun 2 -v5.14 | 78 | 7160 | Rate Constraint in lbs/MMBtu | FALSE | L | Annual | Qualifying Generation | TWh | 0 | 0 | 0 | 0 | 0 | 0 | 0 | 0
BART NOX Annual-Big Cajun 2 -v5.14 | 78 | 7160 | Rate Constraint in lbs/MMBtu | FALSE | L | Annual | Rate | lb/MWh | 0 | 0 | 0 | 0 | 0 | 0 | 0 | 0
BART NOX Annual-Big Cajun 2 -v5.14 | 78 | 7160 | Rate Constraint in lbs/MMBtu | FALSE | L | Annual | Constraint Shadow Price | US2019$/Ton | 0 | 0 | 0 | 0 | 0 | 0 | 0 | 0
BART NOX Annual-Campbell 2 -v5.14 | 79 | 7162 | Rate Constraint in lbs/MMBtu | FALSE | L | Annual | Seasons Included | Seasons | Winter, WintShld, Summer | Winter, WintShld, Summer | Winter, WintShld, Summer | Winter, WintShld, Summer | Winter, WintShld, Summer | Winter, WintShld, Summer | Winter, WintShld, Summer | Winter, WintShld, Summer
BART NOX Annual-Campbell 2 -v5.14 | 79 | 7162 | Rate Constraint in lbs/MMBtu | FALSE | L | Annual | Standard NOX | lb/MMBtu | 0.08 | 0.08 | 0.08 | 0.08 | 0.08 | 0.08 | 0.08 | 0.08
BART NOX Annual-Campbell 2 -v5.14 | 79 | 7162 | Rate Constraint in lbs/MMBtu | FALSE | L | Annual | Emissions at Affected Plants NOX | Thousand Tons | 0.41985 | 0.2853 | 0.46485 | 0.4937 | 0.50417 | 0.50548 | 0 | 0
BART NOX Annual-Campbell 2 -v5.14 | 79 | 7162 | Rate Constraint in lbs/MMBtu | FALSE | L | Annual | Allowances Purchased NOX | Thousand Tons | 0 | 0 | 0 | 0 | 0 | 0 | 0 | 0
BART NOX Annual-Campbell 2 -v5.14 | 79 | 7162 | Rate Constraint in lbs/MMBtu | FALSE | L | Annual | Allowances Sold NOX | Thousand Tons | 0 | 0 | 0 | 0 | 0 | 0 | 0 | 0
BART NOX Annual-Campbell 2 -v5.14 | 79 | 7162 | Rate Constraint in lbs/MMBtu | FALSE | L | Annual | Allowances Banked | Thousand Tons | 0 | 0 | 0 | 0 | 0 | 0 | 0 | 0
BART NOX Annual-Campbell 2 -v5.14 | 79 | 7162 | Rate Constraint in lbs/MMBtu | FALSE | L | Annual | Allowances Withdrawn (1:1) | Thousand Tons | 0 | 0 | 0 | 0 | 0 | 0 | 0 | 0
BART NOX Annual-Campbell 2 -v5.14 | 79 | 7162 | Rate Constraint in lbs/MMBtu | FALSE | L | Annual | Allowances Withdrawn (n:1) | Thousand Tons | 0 | 0 | 0 | 0 | 0 | 0 | 0 | 0
BART NOX Annual-Campbell 2 -v5.14 | 79 | 7162 | Rate Constraint in lbs/MMBtu | FALSE | L | Annual | Net Emissions Allowance Position | Thousand Tons | 0.41985 | 0.2853 | 0.46485 | 0.4937 | 0.50417 | 0.50548 | 0 | 0
BART NOX Annual-Campbell 2 -v5.14 | 79 | 7162 | Rate Constraint in lbs/MMBtu | FALSE | L | Annual | Fuel Consumed | TBtu | 17.6855 | 12.0178 | 19.5807 | 20.7963 | 21.2372 | 21.2924 | 0 | 0
BART NOX Annual-Campbell 2 -v5.14 | 79 | 7162 | Rate Constraint in lbs/MMBtu | FALSE | L | Annual | Rate | lb/MMBtu | 0.04748 | 0.04748 | 0.04748 | 0.04748 | 0.04748 | 0.04748 | 0 | 0
BART NOX Annual-Campbell 2 -v5.14 | 79 | 7162 | Rate Constraint in lbs/MMBtu | FALSE | L | Annual | Generation | TWh | 1.696 | 1.1525 | 1.8777 | 1.9943 | 2.0366 | 2.0418 | 0 | 0
BART NOX Annual-Campbell 2 -v5.14 | 79 | 7162 | Rate Constraint in lbs/MMBtu | FALSE | L | Annual | Qualifying Generation | TWh | 1.696 | 1.1525 | 1.8777 | 1.9943 | 2.0366 | 2.0418 | 0 | 0
BART NOX Annual-Campbell 2 -v5.14 | 79 | 7162 | Rate Constraint in lbs/MMBtu | FALSE | L | Annual | Rate | lb/MWh | 0.49512 | 0.49512 | 0.49512 | 0.49512 | 0.49512 | 0.49512 | 0 | 0
BART NOX Annual-Campbell 2 -v5.14 | 79 | 7162 | Rate Constraint in lbs/MMBtu | FALSE | L | Annual | Constraint Shadow Price | US2019$/Ton | 0 | 0 | 0 | 0 | 0 | 0 | 0 | 0
BART NOX Annual-Campbell 3 -v5.14 | 80 | 7163 | Rate Constraint in lbs/MMBtu | FALSE | L | Annual | Seasons Included | Seasons | Winter, WintShld, Summer | Winter, WintShld, Summer | Winter, WintShld, Summer | Winter, WintShld, Summer | Winter, WintShld, Summer | Winter, WintShld, Summer | Winter, WintShld, Summer | Winter, WintShld, Summer
BART NOX Annual-Campbell 3 -v5.14 | 80 | 7163 | Rate Constraint in lbs/MMBtu | FALSE | L | Annual | Standard NOX | lb/MMBtu | 0.08 | 0.08 | 0.08 | 0.08 | 0.08 | 0.08 | 0.08 | 0.08
BART NOX Annual-Campbell 3 -v5.14 | 80 | 7163 | Rate Constraint in lbs/MMBtu | FALSE | L | Annual | Emissions at Affected Plants NOX | Thousand Tons | 1.2199 | 0.71045 | 1.3223 | 1.4076 | 1.3282 | 1.4213 | 1.4213 | 0.97469
BART NOX Annual-Campbell 3 -v5.14 | 80 | 7163 | Rate Constraint in lbs/MMBtu | FALSE | L | Annual | Allowances Purchased NOX | Thousand Tons | 0 | 0 | 0 | 0 | 0 | 0 | 0 | 0
BART NOX Annual-Campbell 3 -v5.14 | 80 | 7163 | Rate Constraint in lbs/MMBtu | FALSE | L | Annual | Allowances Sold NOX | Thousand Tons | 0 | 0 | 0 | 0 | 0 | 0 | 0 | 0
BART NOX Annual-Campbell 3 -v5.14 | 80 | 7163 | Rate Constraint in lbs/MMBtu | FALSE | L | Annual | Allowances Banked | Thousand Tons | 0 | 0 | 0 | 0 | 0 | 0 | 0 | 0
BART NOX Annual-Campbell 3 -v5.14 | 80 | 7163 | Rate Constraint in lbs/MMBtu | FALSE | L | Annual | Allowances Withdrawn (1:1) | Thousand Tons | 0 | 0 | 0 | 0 | 0 | 0 | 0 | 0
BART NOX Annual-Campbell 3 -v5.14 | 80 | 7163 | Rate Constraint in lbs/MMBtu | FALSE | L | Annual | Allowances Withdrawn (n:1) | Thousand Tons | 0 | 0 | 0 | 0 | 0 | 0 | 0 | 0
BART NOX Annual-Campbell 3 -v5.14 | 80 | 7163 | Rate Constraint in lbs/MMBtu | FALSE | L | Annual | Net Emissions Allowance Position | Thousand Tons | 1.2199 | 0.71045 | 1.3223 | 1.4076 | 1.3282 | 1.4213 | 1.4213 | 0.97469
BART NOX Annual-Campbell 3 -v5.14 | 80 | 7163 | Rate Constraint in lbs/MMBtu | FALSE | L | Annual | Fuel Consumed | TBtu | 48.0858 | 28.0035 | 52.1224 | 55.4847 | 52.3547 | 56.0218 | 56.0218 | 38.4188
BART NOX Annual-Campbell 3 -v5.14 | 80 | 7163 | Rate Constraint in lbs/MMBtu | FALSE | L | Annual | Rate | lb/MMBtu | 0.05074 | 0.05074 | 0.05074 | 0.05074 | 0.05074 | 0.05074 | 0.05074 | 0.05074
BART NOX Annual-Campbell 3 -v5.14 | 80 | 7163 | Rate Constraint in lbs/MMBtu | FALSE | L | Annual | Generation | TWh | 4.6849 | 2.7283 | 5.0782 | 5.4058 | 5.1008 | 5.4581 | 5.4581 | 3.7431
BART NOX Annual-Campbell 3 -v5.14 | 80 | 7163 | Rate Constraint in lbs/MMBtu | FALSE | L | Annual | Qualifying Generation | TWh | 4.6849 | 2.7283 | 5.0782 | 5.4058 | 5.1008 | 5.4581 | 5.4581 | 3.7431
BART NOX Annual-Campbell 3 -v5.14 | 80 | 7163 | Rate Constraint in lbs/MMBtu | FALSE | L | Annual | Rate | lb/MWh | 0.5208 | 0.5208 | 0.5208 | 0.5208 | 0.5208 | 0.5208 | 0.5208 | 0.5208
BART NOX Annual-Campbell 3 -v5.14 | 80 | 7163 | Rate Constraint in lbs/MMBtu | FALSE | L | Annual | Constraint Shadow Price | US2019$/Ton | 0 | 0 | 0 | 0 | 0 | 0 | 0 | 0
BART NOX AnnualCap- Oswego Harbor 5- v5.16 | 81 | 7191 | Rate Constraint in MTons | FALSE | L | Annual | Seasons Included | Seasons | Winter, WintShld, Summer | Winter, WintShld, Summer | Winter, WintShld, Summer | Winter, WintShld, Summer | Winter, WintShld, Summer | Winter, WintShld, Summer | Winter, WintShld, Summer | Winter, WintShld, Summer
BART NOX AnnualCap- Oswego Harbor 5- v5.16 | 81 | 7191 | Rate Constraint in MTons | FALSE | L | Annual | Standard NOX | Thousand Tons | 0.383 | 0.383 | 0.383 | 0.383 | 0.383 | 0.383 | 0.383 | 0.383
BART NOX AnnualCap- Oswego Harbor 5- v5.16 | 81 | 7191 | Rate Constraint in MTons | FALSE | L | Annual | Emissions at Affected Plants NOX | Thousand Tons | 0 | 0 | 0 | 0 | 0 | 0 | 0 | 0
BART NOX AnnualCap- Oswego Harbor 5- v5.16 | 81 | 7191 | Rate Constraint in MTons | FALSE | L | Annual | Allowances Purchased NOX | Thousand Tons | 0 | 0 | 0 | 0 | 0 | 0 | 0 | 0
BART NOX AnnualCap- Oswego Harbor 5- v5.16 | 81 | 7191 | Rate Constraint in MTons | FALSE | L | Annual | Allowances Sold NOX | Thousand Tons | 0 | 0 | 0 | 0 | 0 | 0 | 0 | 0
BART NOX AnnualCap- Oswego Harbor 5- v5.16 | 81 | 7191 | Rate Constraint in MTons | FALSE | L | Annual | Allowances Banked | Thousand Tons | 0 | 0 | 0 | 0 | 0 | 0 | 0 | 0
BART NOX AnnualCap- Oswego Harbor 5- v5.16 | 81 | 7191 | Rate Constraint in MTons | FALSE | L | Annual | Allowances Withdrawn (1:1) | Thousand Tons | 0 | 0 | 0 | 0 | 0 | 0 | 0 | 0
BART NOX AnnualCap- Oswego Harbor 5- v5.16 | 81 | 7191 | Rate Constraint in MTons | FALSE | L | Annual | Allowances Withdrawn (n:1) | Thousand Tons | 0 | 0 | 0 | 0 | 0 | 0 | 0 | 0
BART NOX AnnualCap- Oswego Harbor 5- v5.16 | 81 | 7191 | Rate Constraint in MTons | FALSE | L | Annual | Net Emissions Allowance Position | Thousand Tons | 0 | 0 | 0 | 0 | 0 | 0 | 0 | 0
BART NOX AnnualCap- Oswego Harbor 5- v5.16 | 81 | 7191 | Rate Constraint in MTons | FALSE | L | Annual | Fuel Consumed | TBtu | 0 | 0 | 0 | 0 | 0 | 0 | 0 | 0
BART NOX AnnualCap- Oswego Harbor 5- v5.16 | 81 | 7191 | Rate Constraint in MTons | FALSE | L | Annual | Rate | lb/MMBtu | 0 | 0 | 0 | 0 | 0 | 0 | 0 | 0
BART NOX AnnualCap- Oswego Harbor 5- v5.16 | 81 | 7191 | Rate Constraint in MTons | FALSE | L | Annual | Generation | TWh | 0 | 0 | 0 | 0 | 0 | 0 | 0 | 0
BART NOX AnnualCap- Oswego Harbor 5- v5.16 | 81 | 7191 | Rate Constraint in MTons | FALSE | L | Annual | Qualifying Generation | TWh | 0 | 0 | 0 | 0 | 0 | 0 | 0 | 0
BART NOX AnnualCap- Oswego Harbor 5- v5.16 | 81 | 7191 | Rate Constraint in MTons | FALSE | L | Annual | Rate | lb/MWh | 0 | 0 | 0 | 0 | 0 | 0 | 0 | 0
BART NOX AnnualCap- Oswego Harbor 5- v5.16 | 81 | 7191 | Rate Constraint in MTons | FALSE | L | Annual | Constraint Shadow Price | US2019$/Ton | 0 | 0 | 0 | 0 | 0 | 0 | 0 | 0
BART NOX AnnualCap- Oswego Harbor 6- v5.16 | 82 | 7192 | Rate Constraint in MTons | FALSE | L | Annual | Seasons Included | Seasons | Winter, WintShld, Summer | Winter, WintShld, Summer | Winter, WintShld, Summer | Winter, WintShld, Summer | Winter, WintShld, Summer | Winter, WintShld, Summer | Winter, WintShld, Summer | Winter, WintShld, Summer
BART NOX AnnualCap- Oswego Harbor 6- v5.16 | 82 | 7192 | Rate Constraint in MTons | FALSE | L | Annual | Standard NOX | Thousand Tons | 0.665 | 0.665 | 0.665 | 0.665 | 0.665 | 0.665 | 0.665 | 0.665
BART NOX AnnualCap- Oswego Harbor 6- v5.16 | 82 | 7192 | Rate Constraint in MTons | FALSE | L | Annual | Emissions at Affected Plants NOX | Thousand Tons | 0 | 0 | 0 | 0 | 0 | 0 | 0 | 0
BART NOX AnnualCap- Oswego Harbor 6- v5.16 | 82 | 7192 | Rate Constraint in MTons | FALSE | L | Annual | Allowances Purchased NOX | Thousand Tons | 0 | 0 | 0 | 0 | 0 | 0 | 0 | 0
BART NOX AnnualCap- Oswego Harbor 6- v5.16 | 82 | 7192 | Rate Constraint in MTons | FALSE | L | Annual | Allowances Sold NOX | Thousand Tons | 0 | 0 | 0 | 0 | 0 | 0 | 0 | 0
BART NOX AnnualCap- Oswego Harbor 6- v5.16 | 82 | 7192 | Rate Constraint in MTons | FALSE | L | Annual | Allowances Banked | Thousand Tons | 0 | 0 | 0 | 0 | 0 | 0 | 0 | 0
BART NOX AnnualCap- Oswego Harbor 6- v5.16 | 82 | 7192 | Rate Constraint in MTons | FALSE | L | Annual | Allowances Withdrawn (1:1) | Thousand Tons | 0 | 0 | 0 | 0 | 0 | 0 | 0 | 0
BART NOX AnnualCap- Oswego Harbor 6- v5.16 | 82 | 7192 | Rate Constraint in MTons | FALSE | L | Annual | Allowances Withdrawn (n:1) | Thousand Tons | 0 | 0 | 0 | 0 | 0 | 0 | 0 | 0
BART NOX AnnualCap- Oswego Harbor 6- v5.16 | 82 | 7192 | Rate Constraint in MTons | FALSE | L | Annual | Net Emissions Allowance Position | Thousand Tons | 0 | 0 | 0 | 0 | 0 | 0 | 0 | 0
BART NOX AnnualCap- Oswego Harbor 6- v5.16 | 82 | 7192 | Rate Constraint in MTons | FALSE | L | Annual | Fuel Consumed | TBtu | 0 | 0 | 0 | 0 | 0 | 0 | 0 | 0
BART NOX AnnualCap- Oswego Harbor 6- v5.16 | 82 | 7192 | Rate Constraint in MTons | FALSE | L | Annual | Rate | lb/MMBtu | 0 | 0 | 0 | 0 | 0 | 0 | 0 | 0
BART NOX AnnualCap- Oswego Harbor 6- v5.16 | 82 | 7192 | Rate Constraint in MTons | FALSE | L | Annual | Generation | TWh | 0 | 0 | 0 | 0 | 0 | 0 | 0 | 0
BART NOX AnnualCap- Oswego Harbor 6- v5.16 | 82 | 7192 | Rate Constraint in MTons | FALSE | L | Annual | Qualifying Generation | TWh | 0 | 0 | 0 | 0 | 0 | 0 | 0 | 0
BART NOX AnnualCap- Oswego Harbor 6- v5.16 | 82 | 7192 | Rate Constraint in MTons | FALSE | L | Annual | Rate | lb/MWh | 0 | 0 | 0 | 0 | 0 | 0 | 0 | 0
BART NOX AnnualCap- Oswego Harbor 6- v5.16 | 82 | 7192 | Rate Constraint in MTons | FALSE | L | Annual | Constraint Shadow Price | US2019$/Ton | 0 | 0 | 0 | 0 | 0 | 0 | 0 | 0
BART NOX Annual-Cherokee 4 -v5.13 | 83 | 7140 | Rate Constraint in lbs/MMBtu | FALSE | L | Annual | Seasons Included | Seasons | Winter, WintShld, Summer | Winter, WintShld, Summer | Winter, WintShld, Summer | Winter, WintShld, Summer | Winter, WintShld, Summer | Winter, WintShld, Summer | Winter, WintShld, Summer | Winter, WintShld, Summer
BART NOX Annual-Cherokee 4 -v5.13 | 83 | 7140 | Rate Constraint in lbs/MMBtu | FALSE | L | Annual | Standard NOX | lb/MMBtu | 0.12 | 0.12 | 0.12 | 0.12 | 0.12 | 0.12 | 0.12 | 0.12
BART NOX Annual-Cherokee 4 -v5.13 | 83 | 7140 | Rate Constraint in lbs/MMBtu | FALSE | L | Annual | Emissions at Affected Plants NOX | Thousand Tons | 0 | 0 | 0 | 0 | 0 | 0 | 0 | 0
BART NOX Annual-Cherokee 4 -v5.13 | 83 | 7140 | Rate Constraint in lbs/MMBtu | FALSE | L | Annual | Allowances Purchased NOX | Thousand Tons | 0 | 0 | 0 | 0 | 0 | 0 | 0 | 0
BART NOX Annual-Cherokee 4 -v5.13 | 83 | 7140 | Rate Constraint in lbs/MMBtu | FALSE | L | Annual | Allowances Sold NOX | Thousand Tons | 0 | 0 | 0 | 0 | 0 | 0 | 0 | 0
BART NOX Annual-Cherokee 4 -v5.13 | 83 | 7140 | Rate Constraint in lbs/MMBtu | FALSE | L | Annual | Allowances Banked | Thousand Tons | 0 | 0 | 0 | 0 | 0 | 0 | 0 | 0
BART NOX Annual-Cherokee 4 -v5.13 | 83 | 7140 | Rate Constraint in lbs/MMBtu | FALSE | L | Annual | Allowances Withdrawn (1:1) | Thousand Tons | 0 | 0 | 0 | 0 | 0 | 0 | 0 | 0
BART NOX Annual-Cherokee 4 -v5.13 | 83 | 7140 | Rate Constraint in lbs/MMBtu | FALSE | L | Annual | Allowances Withdrawn (n:1) | Thousand Tons | 0 | 0 | 0 | 0 | 0 | 0 | 0 | 0
BART NOX Annual-Cherokee 4 -v5.13 | 83 | 7140 | Rate Constraint in lbs/MMBtu | FALSE | L | Annual | Net Emissions Allowance Position | Thousand Tons | 0 | 0 | 0 | 0 | 0 | 0 | 0 | 0
BART NOX Annual-Cherokee 4 -v5.13 | 83 | 7140 | Rate Constraint in lbs/MMBtu | FALSE | L | Annual | Fuel Consumed | TBtu | 0 | 0 | 0 | 0 | 0 | 0 | 0 | 0
BART NOX Annual-Cherokee 4 -v5.13 | 83 | 7140 | Rate Constraint in lbs/MMBtu | FALSE | L | Annual | Rate | lb/MMBtu | 0 | 0 | 0 | 0 | 0 | 0 | 0 | 0
BART NOX Annual-Cherokee 4 -v5.13 | 83 | 7140 | Rate Constraint in lbs/MMBtu | FALSE | L | Annual | Generation | TWh | 0 | 0 | 0 | 0 | 0 | 0 | 0 | 0
BART NOX Annual-Cherokee 4 -v5.13 | 83 | 7140 | Rate Constraint in lbs/MMBtu | FALSE | L | Annual | Qualifying Generation | TWh | 0 | 0 | 0 | 0 | 0 | 0 | 0 | 0
BART NOX Annual-Cherokee 4 -v5.13 | 83 | 7140 | Rate Constraint in lbs/MMBtu | FALSE | L | Annual | Rate | lb/MWh | 0 | 0 | 0 | 0 | 0 | 0 | 0 | 0
BART NOX Annual-Cherokee 4 -v5.13 | 83 | 7140 | Rate Constraint in lbs/MMBtu | FALSE | L | Annual | Constraint Shadow Price | US2019$/Ton | 0 | 0 | 0 | 0 | 0 | 0 | 0 | 0
BART NOX Annual-Cholla 3 -v6.17 | 84 | 7141 | Rate Constraint in lbs/MMBtu | FALSE | L | Annual | Seasons Included | Seasons | Winter, WintShld, Summer | Winter, WintShld, Summer | Winter, WintShld, Summer | Winter, WintShld, Summer | Winter, WintShld, Summer | Winter, WintShld, Summer | Winter, WintShld, Summer | Winter, WintShld, Summer
BART NOX Annual-Cholla 3 -v6.17 | 84 | 7141 | Rate Constraint in lbs/MMBtu | FALSE | L | Annual | Standard NOX | lb/MMBtu | 0.22 | 0.22 | 0.08 | 0.08 | 0.08 | 0.08 | 0.08 | 0.08
BART NOX Annual-Cholla 3 -v6.17 | 84 | 7141 | Rate Constraint in lbs/MMBtu | FALSE | L | Annual | Emissions at Affected Plants NOX | Thousand Tons | 0 | 0 | 0 | 0 | 0 | 0 | 0 | 0
BART NOX Annual-Cholla 3 -v6.17 | 84 | 7141 | Rate Constraint in lbs/MMBtu | FALSE | L | Annual | Allowances Purchased NOX | Thousand Tons | 0 | 0 | 0 | 0 | 0 | 0 | 0 | 0
BART NOX Annual-Cholla 3 -v6.17 | 84 | 7141 | Rate Constraint in lbs/MMBtu | FALSE | L | Annual | Allowances Sold NOX | Thousand Tons | 0 | 0 | 0 | 0 | 0 | 0 | 0 | 0
BART NOX Annual-Cholla 3 -v6.17 | 84 | 7141 | Rate Constraint in lbs/MMBtu | FALSE | L | Annual | Allowances Banked | Thousand Tons | 0 | 0 | 0 | 0 | 0 | 0 | 0 | 0
BART NOX Annual-Cholla 3 -v6.17 | 84 | 7141 | Rate Constraint in lbs/MMBtu | FALSE | L | Annual | Allowances Withdrawn (1:1) | Thousand Tons | 0 | 0 | 0 | 0 | 0 | 0 | 0 | 0
BART NOX Annual-Cholla 3 -v6.17 | 84 | 7141 | Rate Constraint in lbs/MMBtu | FALSE | L | Annual | Allowances Withdrawn (n:1) | Thousand Tons | 0 | 0 | 0 | 0 | 0 | 0 | 0 | 0
BART NOX Annual-Cholla 3 -v6.17 | 84 | 7141 | Rate Constraint in lbs/MMBtu | FALSE | L | Annual | Net Emissions Allowance Position | Thousand Tons | 0 | 0 | 0 | 0 | 0 | 0 | 0 | 0
BART NOX Annual-Cholla 3 -v6.17 | 84 | 7141 | Rate Constraint in lbs/MMBtu | FALSE | L | Annual | Fuel Consumed | TBtu | 0 | 0 | 0 | 0 | 0 | 0 | 0 | 0
BART NOX Annual-Cholla 3 -v6.17 | 84 | 7141 | Rate Constraint in lbs/MMBtu | FALSE | L | Annual | Rate | lb/MMBtu | 0 | 0 | 0 | 0 | 0 | 0 | 0 | 0
BART NOX Annual-Cholla 3 -v6.17 | 84 | 7141 | Rate Constraint in lbs/MMBtu | FALSE | L | Annual | Generation | TWh | 0 | 0 | 0 | 0 | 0 | 0 | 0 | 0
BART NOX Annual-Cholla 3 -v6.17 | 84 | 7141 | Rate Constraint in lbs/MMBtu | FALSE | L | Annual | Qualifying Generation | TWh | 0 | 0 | 0 | 0 | 0 | 0 | 0 | 0
BART NOX Annual-Cholla 3 -v6.17 | 84 | 7141 | Rate Constraint in lbs/MMBtu | FALSE | L | Annual | Rate | lb/MWh | 0 | 0 | 0 | 0 | 0 | 0 | 0 | 0
BART NOX Annual-Cholla 3 -v6.17 | 84 | 7141 | Rate Constraint in lbs/MMBtu | FALSE | L | Annual | Constraint Shadow Price | US2019$/Ton | 0 | 0 | 0 | 0 | 0 | 0 | 0 | 0
BART NOX Annual-Cholla 4 -v6.17 | 85 | 7142 | Rate Constraint in lbs/MMBtu | FALSE | L | Annual | Seasons Included | Seasons | Winter, WintShld, Summer | Winter, WintShld, Summer | Winter, WintShld, Summer | Winter, WintShld, Summer | Winter, WintShld, Summer | Winter, WintShld, Summer | Winter, WintShld, Summer | Winter, WintShld, Summer
BART NOX Annual-Cholla 4 -v6.17 | 85 | 7142 | Rate Constraint in lbs/MMBtu | FALSE | L | Annual | Standard NOX | lb/MMBtu | 0.22 | 0.22 | 0.08 | 0.08 | 0.08 | 0.08 | 0.08 | 0.08
BART NOX Annual-Cholla 4 -v6.17 | 85 | 7142 | Rate Constraint in lbs/MMBtu | FALSE | L | Annual | Emissions at Affected Plants NOX | Thousand Tons | 0 | 0 | 0 | 0 | 0 | 0 | 0 | 0
BART NOX Annual-Cholla 4 -v6.17 | 85 | 7142 | Rate Constraint in lbs/MMBtu | FALSE | L | Annual | Allowances Purchased NOX | Thousand Tons | 0 | 0 | 0 | 0 | 0 | 0 | 0 | 0
BART NOX Annual-Cholla 4 -v6.17 | 85 | 7142 | Rate Constraint in lbs/MMBtu | FALSE | L | Annual | Allowances Sold NOX | Thousand Tons | 0 | 0 | 0 | 0 | 0 | 0 | 0 | 0
BART NOX Annual-Cholla 4 -v6.17 | 85 | 7142 | Rate Constraint in lbs/MMBtu | FALSE | L | Annual | Allowances Banked | Thousand Tons | 0 | 0 | 0 | 0 | 0 | 0 | 0 | 0
BART NOX Annual-Cholla 4 -v6.17 | 85 | 7142 | Rate Constraint in lbs/MMBtu | FALSE | L | Annual | Allowances Withdrawn (1:1) | Thousand Tons | 0 | 0 | 0 | 0 | 0 | 0 | 0 | 0
BART NOX Annual-Cholla 4 -v6.17 | 85 | 7142 | Rate Constraint in lbs/MMBtu | FALSE | L | Annual | Allowances Withdrawn (n:1) | Thousand Tons | 0 | 0 | 0 | 0 | 0 | 0 | 0 | 0
BART NOX Annual-Cholla 4 -v6.17 | 85 | 7142 | Rate Constraint in lbs/MMBtu | FALSE | L | Annual | Net Emissions Allowance Position | Thousand Tons | 0 | 0 | 0 | 0 | 0 | 0 | 0 | 0
BART NOX Annual-Cholla 4 -v6.17 | 85 | 7142 | Rate Constraint in lbs/MMBtu | FALSE | L | Annual | Fuel Consumed | TBtu | 0 | 0 | 0 | 0 | 0 | 0 | 0 | 0
BART NOX Annual-Cholla 4 -v6.17 | 85 | 7142 | Rate Constraint in lbs/MMBtu | FALSE | L | Annual | Rate | lb/MMBtu | 0 | 0 | 0 | 0 | 0 | 0 | 0 | 0
BART NOX Annual-Cholla 4 -v6.17 | 85 | 7142 | Rate Constraint in lbs/MMBtu | FALSE | L | Annual | Generation | TWh | 0 | 0 | 0 | 0 | 0 | 0 | 0 | 0
BART NOX Annual-Cholla 4 -v6.17 | 85 | 7142 | Rate Constraint in lbs/MMBtu | FALSE | L | Annual | Qualifying Generation | TWh | 0 | 0 | 0 | 0 | 0 | 0 | 0 | 0
BART NOX Annual-Cholla 4 -v6.17 | 85 | 7142 | Rate Constraint in lbs/MMBtu | FALSE | L | Annual | Rate | lb/MWh | 0 | 0 | 0 | 0 | 0 | 0 | 0 | 0
BART NOX Annual-Cholla 4 -v6.17 | 85 | 7142 | Rate Constraint in lbs/MMBtu | FALSE | L | Annual | Constraint Shadow Price | US2019$/Ton | 0 | 0 | 0 | 0 | 0 | 0 | 0 | 0
BART NOX Annual-Comanche 2 -v5.13 | 86 | 7127 | Rate Constraint in lbs/MMBtu | FALSE | L | Annual | Seasons Included | Seasons | Winter, WintShld, Summer | Winter, WintShld, Summer | Winter, WintShld, Summer | Winter, WintShld, Summer | Winter, WintShld, Summer | Winter, WintShld, Summer | Winter, WintShld, Summer | Winter, WintShld, Summer
BART NOX Annual-Comanche 2 -v5.13 | 86 | 7127 | Rate Constraint in lbs/MMBtu | FALSE | L | Annual | Standard NOX | lb/MMBtu | 0.2 | 0.2 | 0.2 | 0.2 | 0.2 | 0.2 | 0.2 | 0.2
BART NOX Annual-Comanche 2 -v5.13 | 86 | 7127 | Rate Constraint in lbs/MMBtu | FALSE | L | Annual | Emissions at Affected Plants NOX | Thousand Tons | 0 | 0 | 0 | 0 | 0 | 0 | 0 | 0
BART NOX Annual-Comanche 2 -v5.13 | 86 | 7127 | Rate Constraint in lbs/MMBtu | FALSE | L | Annual | Allowances Purchased NOX | Thousand Tons | 0 | 0 | 0 | 0 | 0 | 0 | 0 | 0
BART NOX Annual-Comanche 2 -v5.13 | 86 | 7127 | Rate Constraint in lbs/MMBtu | FALSE | L | Annual | Allowances Sold NOX | Thousand Tons | 0 | 0 | 0 | 0 | 0 | 0 | 0 | 0
BART NOX Annual-Comanche 2 -v5.13 | 86 | 7127 | Rate Constraint in lbs/MMBtu | FALSE | L | Annual | Allowances Banked | Thousand Tons | 0 | 0 | 0 | 0 | 0 | 0 | 0 | 0
BART NOX Annual-Comanche 2 -v5.13 | 86 | 7127 | Rate Constraint in lbs/MMBtu | FALSE | L | Annual | Allowances Withdrawn (1:1) | Thousand Tons | 0 | 0 | 0 | 0 | 0 | 0 | 0 | 0
BART NOX Annual-Comanche 2 -v5.13 | 86 | 7127 | Rate Constraint in lbs/MMBtu | FALSE | L | Annual | Allowances Withdrawn (n:1) | Thousand Tons | 0 | 0 | 0 | 0 | 0 | 0 | 0 | 0
BART NOX Annual-Comanche 2 -v5.13 | 86 | 7127 | Rate Constraint in lbs/MMBtu | FALSE | L | Annual | Net Emissions Allowance Position | Thousand Tons | 0 | 0 | 0 | 0 | 0 | 0 | 0 | 0
BART NOX Annual-Comanche 2 -v5.13 | 86 | 7127 | Rate Constraint in lbs/MMBtu | FALSE | L | Annual | Fuel Consumed | TBtu | 0 | 0 | 0 | 0 | 0 | 0 | 0 | 0
BART NOX Annual-Comanche 2 -v5.13 | 86 | 7127 | Rate Constraint in lbs/MMBtu | FALSE | L | Annual | Rate | lb/MMBtu | 0 | 0 | 0 | 0 | 0 | 0 | 0 | 0
BART NOX Annual-Comanche 2 -v5.13 | 86 | 7127 | Rate Constraint in lbs/MMBtu | FALSE | L | Annual | Generation | TWh | 0 | 0 | 0 | 0 | 0 | 0 | 0 | 0
BART NOX Annual-Comanche 2 -v5.13 | 86 | 7127 | Rate Constraint in lbs/MMBtu | FALSE | L | Annual | Qualifying Generation | TWh | 0 | 0 | 0 | 0 | 0 | 0 | 0 | 0
BART NOX Annual-Comanche 2 -v5.13 | 86 | 7127 | Rate Constraint in lbs/MMBtu | FALSE | L | Annual | Rate | lb/MWh | 0 | 0 | 0 | 0 | 0 | 0 | 0 | 0
BART NOX Annual-Comanche 2 -v5.13 | 86 | 7127 | Rate Constraint in lbs/MMBtu | FALSE | L | Annual | Constraint Shadow Price | US2019$/Ton | 0 | 0 | 0 | 0 | 0 | 0 | 0 | 0
BART NOX Annual-Craig C2 -v5.13 | 88 | 7128 | Rate Constraint in lbs/MMBtu | FALSE | L | Annual | Seasons Included | Seasons | Winter, WintShld, Summer | Winter, WintShld, Summer | Winter, WintShld, Summer | Winter, WintShld, Summer | Winter, WintShld, Summer | Winter, WintShld, Summer | Winter, WintShld, Summer | Winter, WintShld, Summer
BART NOX Annual-Craig C2 -v5.13 | 88 | 7128 | Rate Constraint in lbs/MMBtu | FALSE | L | Annual | Standard NOX | lb/MMBtu | 0.08 | 0.08 | 0.08 | 0.08 | 0.08 | 0.08 | 0.08 | 0.08
BART NOX Annual-Craig C2 -v5.13 | 88 | 7128 | Rate Constraint in lbs/MMBtu | FALSE | L | Annual | Emissions at Affected Plants NOX | Thousand Tons | 0.91498 | 0.91498 | 0.91498 | 0.91498 | 0.91498 | 0.91498 | 0.91498 | 0.91498
BART NOX Annual-Craig C2 -v5.13 | 88 | 7128 | Rate Constraint in lbs/MMBtu | FALSE | L | Annual | Allowances Purchased NOX | Thousand Tons | 0 | 0 | 0 | 0 | 0 | 0 | 0 | 0
BART NOX Annual-Craig C2 -v5.13 | 88 | 7128 | Rate Constraint in lbs/MMBtu | FALSE | L | Annual | Allowances Sold NOX | Thousand Tons | 0 | 0 | 0 | 0 | 0 | 0 | 0 | 0
BART NOX Annual-Craig C2 -v5.13 | 88 | 7128 | Rate Constraint in lbs/MMBtu | FALSE | L | Annual | Allowances Banked | Thousand Tons | 0 | 0 | 0 | 0 | 0 | 0 | 0 | 0
BART NOX Annual-Craig C2 -v5.13 | 88 | 7128 | Rate Constraint in lbs/MMBtu | FALSE | L | Annual | Allowances Withdrawn (1:1) | Thousand Tons | 0 | 0 | 0 | 0 | 0 | 0 | 0 | 0
BART NOX Annual-Craig C2 -v5.13 | 88 | 7128 | Rate Constraint in lbs/MMBtu | FALSE | L | Annual | Allowances Withdrawn (n:1) | Thousand Tons | 0 | 0 | 0 | 0 | 0 | 0 | 0 | 0
BART NOX Annual-Craig C2 -v5.13 | 88 | 7128 | Rate Constraint in lbs/MMBtu | FALSE | L | Annual | Net Emissions Allowance Position | Thousand Tons | 0.91498 | 0.91498 | 0.91498 | 0.91498 | 0.91498 | 0.91498 | 0.91498 | 0.91498
BART NOX Annual-Craig C2 -v5.13 | 88 | 7128 | Rate Constraint in lbs/MMBtu | FALSE | L | Annual | Fuel Consumed | TBtu | 29.1024 | 29.1024 | 29.1024 | 29.1024 | 29.1024 | 29.1024 | 29.1024 | 29.1024
BART NOX Annual-Craig C2 -v5.13 | 88 | 7128 | Rate Constraint in lbs/MMBtu | FALSE | L | Annual | Rate | lb/MMBtu | 0.06288 | 0.06288 | 0.06288 | 0.06288 | 0.06288 | 0.06288 | 0.06288 | 0.06288
BART NOX Annual-Craig C2 -v5.13 | 88 | 7128 | Rate Constraint in lbs/MMBtu | FALSE | L | Annual | Generation | TWh | 2.842 | 2.842 | 2.842 | 2.842 | 2.842 | 2.842 | 2.842 | 2.842
BART NOX Annual-Craig C2 -v5.13 | 88 | 7128 | Rate Constraint in lbs/MMBtu | FALSE | L | Annual | Qualifying Generation | TWh | 2.842 | 2.842 | 2.842 | 2.842 | 2.842 | 2.842 | 2.842 | 2.842
BART NOX Annual-Craig C2 -v5.13 | 88 | 7128 | Rate Constraint in lbs/MMBtu | FALSE | L | Annual | Rate | lb/MWh | 0.64389 | 0.64389 | 0.64389 | 0.64389 | 0.64389 | 0.64389 | 0.64389 | 0.64389
BART NOX Annual-Craig C2 -v5.13 | 88 | 7128 | Rate Constraint in lbs/MMBtu | FALSE | L | Annual | Constraint Shadow Price | US2019$/Ton | 0 | 0 | 0 | 0 | 0 | 0 | 0 | 0
BART NOX Annual-Dave Johnston 4 -v5.14 | 89 | 7164 | Rate Constraint in lbs/MMBtu | FALSE | L | Annual | Seasons Included | Seasons | Winter, WintShld, Summer | Winter, WintShld, Summer | Winter, WintShld, Summer | Winter, WintShld, Summer | Winter, WintShld, Summer | Winter, WintShld, Summer | Winter, WintShld, Summer | Winter, WintShld, Summer
BART NOX Annual-Dave Johnston 4 -v5.14 | 89 | 7164 | Rate Constraint in lbs/MMBtu | FALSE | L | Annual | Standard NOX | lb/MMBtu | 0.15 | 0.15 | 0.15 | 0.15 | 0.15 | 0.15 | 0.15 | 0.15
BART NOX Annual-Dave Johnston 4 -v5.14 | 89 | 7164 | Rate Constraint in lbs/MMBtu | FALSE | L | Annual | Emissions at Affected Plants NOX | Thousand Tons | 0 | 0 | 0 | 0 | 0 | 0 | 0 | 0
BART NOX Annual-Dave Johnston 4 -v5.14 | 89 | 7164 | Rate Constraint in lbs/MMBtu | FALSE | L | Annual | Allowances Purchased NOX | Thousand Tons | 0 | 0 | 0 | 0 | 0 | 0 | 0 | 0
BART NOX Annual-Dave Johnston 4 -v5.14 | 89 | 7164 | Rate Constraint in lbs/MMBtu | FALSE | L | Annual | Allowances Sold NOX | Thousand Tons | 0 | 0 | 0 | 0 | 0 | 0 | 0 | 0
BART NOX Annual-Dave Johnston 4 -v5.14 | 89 | 7164 | Rate Constraint in lbs/MMBtu | FALSE | L | Annual | Allowances Banked | Thousand Tons | 0 | 0 | 0 | 0 | 0 | 0 | 0 | 0
BART NOX Annual-Dave Johnston 4 -v5.14 | 89 | 7164 | Rate Constraint in lbs/MMBtu | FALSE | L | Annual | Allowances Withdrawn (1:1) | Thousand Tons | 0 | 0 | 0 | 0 | 0 | 0 | 0 | 0
BART NOX Annual-Dave Johnston 4 -v5.14 | 89 | 7164 | Rate Constraint in lbs/MMBtu | FALSE | L | Annual | Allowances Withdrawn (n:1) | Thousand Tons | 0 | 0 | 0 | 0 | 0 | 0 | 0 | 0
BART NOX Annual-Dave Johnston 4 -v5.14 | 89 | 7164 | Rate Constraint in lbs/MMBtu | FALSE | L | Annual | Net Emissions Allowance Position | Thousand Tons | 0 | 0 | 0 | 0 | 0 | 0 | 0 | 0
BART NOX Annual-Dave Johnston 4 -v5.14 | 89 | 7164 | Rate Constraint in lbs/MMBtu | FALSE | L | Annual | Fuel Consumed | TBtu | 0 | 0 | 0 | 0 | 0 | 0 | 0 | 0
BART NOX Annual-Dave Johnston 4 -v5.14 | 89 | 7164 | Rate Constraint in lbs/MMBtu | FALSE | L | Annual | Rate | lb/MMBtu | 0 | 0 | 0 | 0 | 0 | 0 | 0 | 0
BART NOX Annual-Dave Johnston 4 -v5.14 | 89 | 7164 | Rate Constraint in lbs/MMBtu | FALSE | L | Annual | Generation | TWh | 0 | 0 | 0 | 0 | 0 | 0 | 0 | 0
BART NOX Annual-Dave Johnston 4 -v5.14 | 89 | 7164 | Rate Constraint in lbs/MMBtu | FALSE | L | Annual | Qualifying Generation | TWh | 0 | 0 | 0 | 0 | 0 | 0 | 0 | 0
BART NOX Annual-Dave Johnston 4 -v5.14 | 89 | 7164 | Rate Constraint in lbs/MMBtu | FALSE | L | Annual | Rate | lb/MWh | 0 | 0 | 0 | 0 | 0 | 0 | 0 | 0
BART NOX Annual-Dave Johnston 4 -v5.14 | 89 | 7164 | Rate Constraint in lbs/MMBtu | FALSE | L | Annual | Constraint Shadow Price | US2019$/Ton | 0 | 0 | 0 | 0 | 0 | 0 | 0 | 0
BART NOX Annual-Four Corners 4 -v5.14 | 90 | 7129 | Rate Constraint in lbs/MMBtu | FALSE | L | Annual | Seasons Included | Seasons | Winter, WintShld, Summer | Winter, WintShld, Summer | Winter, WintShld, Summer | Winter, WintShld, Summer | Winter, WintShld, Summer | Winter, WintShld, Summer | Winter, WintShld, Summer | Winter, WintShld, Summer
BART NOX Annual-Four Corners 4 -v5.14 | 90 | 7129 | Rate Constraint in lbs/MMBtu | FALSE | L | Annual | Standard NOX | lb/MMBtu | 0.098 | 0.098 | 0.098 | 0.098 | 0.098 | 0.098 | 0.098 | 0.098
BART NOX Annual-Four Corners 4 -v5.14 | 90 | 7129 | Rate Constraint in lbs/MMBtu | FALSE | L | Annual | Emissions at Affected Plants NOX | Thousand Tons | 1.3942 | 1.3942 | 1.5488 | 1.5488 | 1.5488 | 1.5488 | 1.5488 | 1.3505
BART NOX Annual-Four Corners 4 -v5.14 | 90 | 7129 | Rate Constraint in lbs/MMBtu | FALSE | L | Annual | Allowances Purchased NOX | Thousand Tons | 0 | 0 | 0 | 0 | 0 | 0 | 0 | 0
BART NOX Annual-Four Corners 4 -v5.14 | 90 | 7129 | Rate Constraint in lbs/MMBtu | FALSE | L | Annual | Allowances Sold NOX | Thousand Tons | 0 | 0 | 0 | 0 | 0 | 0 | 0 | 0
BART NOX Annual-Four Corners 4 -v5.14 | 90 | 7129 | Rate Constraint in lbs/MMBtu | FALSE | L | Annual | Allowances Banked | Thousand Tons | 0 | 0 | 0 | 0 | 0 | 0 | 0 | 0
BART NOX Annual-Four Corners 4 -v5.14 | 90 | 7129 | Rate Constraint in lbs/MMBtu | FALSE | L | Annual | Allowances Withdrawn (1:1) | Thousand Tons | 0 | 0 | 0 | 0 | 0 | 0 | 0 | 0
BART NOX Annual-Four Corners 4 -v5.14 | 90 | 7129 | Rate Constraint in lbs/MMBtu | FALSE | L | Annual | Allowances Withdrawn (n:1) | Thousand Tons | 0 | 0 | 0 | 0 | 0 | 0 | 0 | 0
BART NOX Annual-Four Corners 4 -v5.14 | 90 | 7129 | Rate Constraint in lbs/MMBtu | FALSE | L | Annual | Net Emissions Allowance Position | Thousand Tons | 1.3942 | 1.3942 | 1.5488 | 1.5488 | 1.5488 | 1.5488 | 1.5488 | 1.3505
BART NOX Annual-Four Corners 4 -v5.14 | 90 | 7129 | Rate Constraint in lbs/MMBtu | FALSE | L | Annual | Fuel Consumed | TBtu | 47.9204 | 47.9204 | 53.2334 | 53.2334 | 53.2334 | 53.2334 | 53.2334 | 46.4158
BART NOX Annual-Four Corners 4 -v5.14 | 90 | 7129 | Rate Constraint in lbs/MMBtu | FALSE | L | Annual | Rate | lb/MMBtu | 0.05819 | 0.05819 | 0.05819 | 0.05819 | 0.05819 | 0.05819 | 0.05819 | 0.05819
BART NOX Annual-Four Corners 4 -v5.14 | 90 | 7129 | Rate Constraint in lbs/MMBtu | FALSE | L | Annual | Generation | TWh | 4.9043 | 4.9043 | 4.3837 | 4.3837 | 4.3837 | 4.3837 | 4.3837 | 3.8223
BART NOX Annual-Four Corners 4 -v5.14 | 90 | 7129 | Rate Constraint in lbs/MMBtu | FALSE | L | Annual | Qualifying Generation | TWh | 4.9043 | 4.9043 | 4.3837 | 4.3837 | 4.3837 | 4.3837 | 4.3837 | 3.8223
BART NOX Annual-Four Corners 4 -v5.14 | 90 | 7129 | Rate Constraint in lbs/MMBtu | FALSE | L | Annual | Rate | lb/MWh | 0.56857 | 0.56857 | 0.70662 | 0.70662 | 0.70662 | 0.70662 | 0.70662 | 0.70662
BART NOX Annual-Four Corners 4 -v5.14 | 90 | 7129 | Rate Constraint in lbs/MMBtu | FALSE | L | Annual | Constraint Shadow Price | US2019$/Ton | 0 | 0 | 0 | 0 | 0 | 0 | 0 | 0
BART NOX Annual-Four Corners 5 -v5.14 | 91 | 7130 | Rate Constraint in lbs/MMBtu | FALSE | L | Annual | Seasons Included | Seasons | Winter, WintShld, Summer | Winter, WintShld, Summer | Winter, WintShld, Summer | Winter, WintShld, Summer | Winter, WintShld, Summer | Winter, WintShld, Summer | Winter, WintShld, Summer | Winter, WintShld, Summer
BART NOX Annual-Four Corners 5 -v5.14 | 91 | 7130 | Rate Constraint in lbs/MMBtu | FALSE | L | Annual | Standard NOX | lb/MMBtu | 0.098 | 0.098 | 0.098 | 0.098 | 0.098 | 0.098 | 0.098 | 0.098
BART NOX Annual-Four Corners 5 -v5.14 | 91 | 7130 | Rate Constraint in lbs/MMBtu | FALSE | L | Annual | Emissions at Affected Plants NOX | Thousand Tons | 1.3405 | 1.3405 | 1.1689 | 1.1689 | 1.1689 | 1.1689 | 1.1689 | 0.58399
BART NOX Annual-Four Corners 5 -v5.14 | 91 | 7130 | Rate Constraint in lbs/MMBtu | FALSE | L | Annual | Allowances Purchased NOX | Thousand Tons | 0 | 0 | 0 | 0 | 0 | 0 | 0 | 0
BART NOX Annual-Four Corners 5 -v5.14 | 91 | 7130 | Rate Constraint in lbs/MMBtu | FALSE | L | Annual | Allowances Sold NOX | Thousand Tons | 0 | 0 | 0 | 0 | 0 | 0 | 0 | 0
BART NOX Annual-Four Corners 5 -v5.14 | 91 | 7130 | Rate Constraint in lbs/MMBtu | FALSE | L | Annual | Allowances Banked | Thousand Tons | 0 | 0 | 0 | 0 | 0 | 0 | 0 | 0
BART NOX Annual-Four Corners 5 -v5.14 | 91 | 7130 | Rate Constraint in lbs/MMBtu | FALSE | L | Annual | Allowances Withdrawn (1:1) | Thousand Tons | 0 | 0 | 0 | 0 | 0 | 0 | 0 | 0
BART NOX Annual-Four Corners 5 -v5.14 | 91 | 7130 | Rate Constraint in lbs/MMBtu | FALSE | L | Annual | Allowances Withdrawn (n:1) | Thousand Tons | 0 | 0 | 0 | 0 | 0 | 0 | 0 | 0
BART NOX Annual-Four Corners 5 -v5.14 | 91 | 7130 | Rate Constraint in lbs/MMBtu | FALSE | L | Annual | Net Emissions Allowance Position | Thousand Tons | 1.3405 | 1.3405 | 1.1689 | 1.1689 | 1.1689 | 1.1689 | 1.1689 | 0.58399
BART NOX Annual-Four Corners 5 -v5.14 | 91 | 7130 | Rate Constraint in lbs/MMBtu | FALSE | L | Annual | Fuel Consumed | TBtu | 41.5083 | 41.5083 | 36.1953 | 36.1953 | 36.1953 | 36.1953 | 36.1953 | 18.0828
BART NOX Annual-Four Corners 5 -v5.14 | 91 | 7130 | Rate Constraint in lbs/MMBtu | FALSE | L | Annual | Rate | lb/MMBtu | 0.06459 | 0.06459 | 0.06459 | 0.06459 | 0.06459 | 0.06459 | 0.06459 | 0.06459
BART NOX Annual-Four Corners 5 -v5.14 | 91 | 7130 | Rate Constraint in lbs/MMBtu | FALSE | L | Annual | Generation | TWh | 4.2503 | 4.2503 | 3.2865 | 3.2865 | 3.2865 | 3.2865 | 3.2865 | 1.4901
BART NOX Annual-Four Corners 5 -v5.14 | 91 | 7130 | Rate Constraint in lbs/MMBtu | FALSE | L | Annual | Qualifying Generation | TWh | 4.2503 | 4.2503 | 3.2865 | 3.2865 | 3.2865 | 3.2865 | 3.2865 | 1.4901
BART NOX Annual-Four Corners 5 -v5.14 | 91 | 7130 | Rate Constraint in lbs/MMBtu | FALSE | L | Annual | Rate | lb/MWh | 0.63079 | 0.63079 | 0.71136 | 0.71136 | 0.71136 | 0.71136 | 0.71136 | 0.78384
BART NOX Annual-Four Corners 5 -v5.14 | 91 | 7130 | Rate Constraint in lbs/MMBtu | FALSE | L | Annual | Constraint Shadow Price | US2019$/Ton | 0 | 0 | 0 | 0 | 0 | 0 | 0 | 0
BART NOX Annual-Gerald Gentleman 1 -v5.14 | 92 | 7131 | Rate Constraint in lbs/MMBtu | FALSE | L | Annual | Seasons Included | Seasons | Winter, WintShld, Summer | Winter, WintShld, Summer | Winter, WintShld, Summer | Winter, WintShld, Summer | Winter, WintShld, Summer | Winter, WintShld, Summer | Winter, WintShld, Summer | Winter, WintShld, Summer
BART NOX Annual-Gerald Gentleman 1 -v5.14 | 92 | 7131 | Rate Constraint in lbs/MMBtu | FALSE | L | Annual | Standard NOX | lb/MMBtu | 0.23 | 0.23 | 0.23 | 0.23 | 0.23 | 0.23 | 0.23 | 0.23
BART NOX Annual-Gerald Gentleman 1 -v5.14 | 92 | 7131 | Rate Constraint in lbs/MMBtu | FALSE | L | Annual | Emissions at Affected Plants NOX | Thousand Tons | 4.866 | 4.866 | 4.866 | 4.866 | 4.866 | 4.866 | 4.866 | 4.866
BART NOX Annual-Gerald Gentleman 1 -v5.14 | 92 | 7131 | Rate Constraint in lbs/MMBtu | FALSE | L | Annual | Allowances Purchased NOX | Thousand Tons | 0 | 0 | 0 | 0 | 0 | 0 | 0 | 0
BART NOX Annual-Gerald Gentleman 1 -v5.14 | 92 | 7131 | Rate Constraint in lbs/MMBtu | FALSE | L | Annual | Allowances Sold NOX | Thousand Tons | 0 | 0 | 0 | 0 | 0 | 0 | 0 | 0
BART NOX Annual-Gerald Gentleman 1 -v5.14 | 92 | 7131 | Rate Constraint in lbs/MMBtu | FALSE | L | Annual | Allowances Banked | Thousand Tons | 0 | 0 | 0 | 0 | 0 | 0 | 0 | 0
BART NOX Annual-Gerald Gentleman 1 -v5.14 | 92 | 7131 | Rate Constraint in lbs/MMBtu | FALSE | L | Annual | Allowances Withdrawn (1:1) | Thousand Tons | 0 | 0 | 0 | 0 | 0 | 0 | 0 | 0
BART NOX Annual-Gerald Gentleman 1 -v5.14 | 92 | 7131 | Rate Constraint in lbs/MMBtu | FALSE | L | Annual | Allowances Withdrawn (n:1) | Thousand Tons | 0 | 0 | 0 | 0 | 0 | 0 | 0 | 0
BART NOX Annual-Gerald Gentleman 1 -v5.14 | 92 | 7131 | Rate Constraint in lbs/MMBtu | FALSE | L | Annual | Net Emissions Allowance Position | Thousand Tons | 4.866 | 4.866 | 4.866 | 4.866 | 4.866 | 4.866 | 4.866 | 4.866
BART NOX Annual-Gerald Gentleman 1 -v5.14 | 92 | 7131 | Rate Constraint in lbs/MMBtu | FALSE | L | Annual | Fuel Consumed | TBtu | 47.2447 | 47.2447 | 47.2447 | 47.2447 | 47.2447 | 47.2447 | 47.2447 | 47.2447
BART NOX Annual-Gerald Gentleman 1 -v5.14 | 92 | 7131 | Rate Constraint in lbs/MMBtu | FALSE | L | Annual | Rate | lb/MMBtu | 0.20599 | 0.20599 | 0.20599 | 0.20599 | 0.20599 | 0.20599 | 0.20599 | 0.20599
BART NOX Annual-Gerald Gentleman 1 -v5.14 | 92 | 7131 | Rate Constraint in lbs/MMBtu | FALSE | L | Annual | Generation | TWh | 4.7052 | 4.7052 | 4.7052 | 4.7052 | 4.7052 | 4.7052 | 4.7052 | 4.7052
BART NOX Annual-Gerald Gentleman 1 -v5.14 | 92 | 7131 | Rate Constraint in lbs/MMBtu | FALSE | L | Annual | Qualifying Generation | TWh | 4.7052 | 4.7052 | 4.7052 | 4.7052 | 4.7052 | 4.7052 | 4.7052 | 4.7052
BART NOX Annual-Gerald Gentleman 1 -v5.14 | 92 | 7131 | Rate Constraint in lbs/MMBtu | FALSE | L | Annual | Rate | lb/MWh | 2.0683 | 2.0683 | 2.0683 | 2.0683 | 2.0683 | 2.0683 | 2.0683 | 2.0683
BART NOX Annual-Gerald Gentleman 1 -v5.14 | 92 | 7131 | Rate Constraint in lbs/MMBtu | FALSE | L | Annual | Constraint Shadow Price | US2019$/Ton | 0 | 0 | 0 | 0 | 0 | 0 | 0 | 0
BART NOX Annual-Gerald Gentleman 2 -v5.14 | 93 | 7132 | Rate Constraint in lbs/MMBtu | FALSE | L | Annual | Seasons Included | Seasons | Winter, WintShld, Summer | Winter, WintShld, Summer | Winter, WintShld, Summer | Winter, WintShld, Summer | Winter, WintShld, Summer | Winter, WintShld, Summer | Winter, WintShld, Summer | Winter, WintShld, Summer
BART NOX Annual-Gerald Gentleman 2 -v5.14 | 93 | 7132 | Rate Constraint in lbs/MMBtu | FALSE | L | Annual | Standard NOX | lb/MMBtu | 0.23 | 0.23 | 0.23 | 0.23 | 0.23 | 0.23 | 0.23 | 0.23
BART NOX Annual-Gerald Gentleman 2 -v5.14 | 93 | 7132 | Rate Constraint in lbs/MMBtu | FALSE | L | Annual | Emissions at Affected Plants NOX | Thousand Tons | 3.9319 | 3.9319 | 3.9319 | 3.9319 | 3.9319 | 3.9319 | 3.9319 | 3.9319
BART NOX Annual-Gerald Gentleman 2 -v5.14 | 93 | 7132 | Rate Constraint in lbs/MMBtu | FALSE | L | Annual | Allowances Purchased NOX | Thousand Tons | 0 | 0 | 0 | 0 | 0 | 0 | 0 | 0
BART NOX Annual-Gerald Gentleman 2 -v5.14 | 93 | 7132 | Rate Constraint in lbs/MMBtu | FALSE | L | Annual | Allowances Sold NOX | Thousand Tons | 0 | 0 | 0 | 0 | 0 | 0 | 0 | 0
BART NOX Annual-Gerald Gentleman 2 -v5.14 | 93 | 7132 | Rate Constraint in lbs/MMBtu | FALSE | L | Annual | Allowances Banked | Thousand Tons | 0 | 0 | 0 | 0 | 0 | 0 | 0 | 0
BART NOX Annual-Gerald Gentleman 2 -v5.14 | 93 | 7132 | Rate Constraint in lbs/MMBtu | FALSE | L | Annual | Allowances Withdrawn (1:1) | Thousand Tons | 0 | 0 | 0 | 0 | 0 | 0 | 0 | 0
BART NOX Annual-Gerald Gentleman 2 -v5.14 | 93 | 7132 | Rate Constraint in lbs/MMBtu | FALSE | L | Annual | Allowances Withdrawn (n:1) | Thousand Tons | 0 | 0 | 0 | 0 | 0 | 0 | 0 | 0
BART NOX Annual-Gerald Gentleman 2 -v5.14 | 93 | 7132 | Rate Constraint in lbs/MMBtu | FALSE | L | Annual | Net Emissions Allowance Position | Thousand Tons | 3.9319 | 3.9319 | 3.9319 | 3.9319 | 3.9319 | 3.9319 | 3.9319 | 3.9319
BART NOX Annual-Gerald Gentleman 2 -v5.14 | 93 | 7132 | Rate Constraint in lbs/MMBtu | FALSE | L | Annual | Fuel Consumed | TBtu | 49.865 | 49.865 | 49.865 | 49.865 | 49.865 | 49.865 | 49.865 | 49.865
BART NOX Annual-Gerald Gentleman 2 -v5.14 | 93 | 7132 | Rate Constraint in lbs/MMBtu | FALSE | L | Annual | Rate | lb/MMBtu | 0.1577 | 0.1577 | 0.1577 | 0.1577 | 0.1577 | 0.1577 | 0.1577 | 0.1577
BART NOX Annual-Gerald Gentleman 2 -v5.14 | 93 | 7132 | Rate Constraint in lbs/MMBtu | FALSE | L | Annual | Generation | TWh | 4.9528 | 4.9528 | 4.9528 | 4.9528 | 4.9528 | 4.9528 | 4.9528 | 4.9528
BART NOX Annual-Gerald Gentleman 2 -v5.14 | 93 | 7132 | Rate Constraint in lbs/MMBtu | FALSE | L | Annual | Qualifying Generation | TWh | 4.9528 | 4.9528 | 4.9528 | 4.9528 | 4.9528 | 4.9528 | 4.9528 | 4.9528
BART NOX Annual-Gerald Gentleman 2 -v5.14 | 93 | 7132 | Rate Constraint in lbs/MMBtu | FALSE | L | Annual | Rate | lb/MWh | 1.5877 | 1.5877 | 1.5877 | 1.5877 | 1.5877 | 1.5877 | 1.5877 | 1.5877
BART NOX Annual-Gerald Gentleman 2 -v5.14 | 93 | 7132 | Rate Constraint in lbs/MMBtu | FALSE | L | Annual | Constraint Shadow Price | US2019$/Ton | 0 | 0 | 0 | 0 | 0 | 0 | 0 | 0
BART NOX Annual-Hayden H1 -v5.13 | 94 | 7133 | Rate Constraint in lbs/MMBtu | FALSE | L | Annual | Seasons Included | Seasons | Winter, WintShld, Summer | Winter, WintShld, Summer | Winter, WintShld, Summer | Winter, WintShld, Summer | Winter, WintShld, Summer | Winter, WintShld, Summer | Winter, WintShld, Summer | Winter, WintShld, Summer
BART NOX Annual-Hayden H1 -v5.13 | 94 | 7133 | Rate Constraint in lbs/MMBtu | FALSE | L | Annual | Standard NOX | lb/MMBtu | 0.08 | 0.08 | 0.08 | 0.08 | 0.08 | 0.08 | 0.08 | 0.08
BART NOX Annual-Hayden H1 -v5.13 | 94 | 7133 | Rate Constraint in lbs/MMBtu | FALSE | L | Annual | Emissions at Affected Plants NOX | Thousand Tons | 0 | 0.044767 | 0.30356 | 0.2119 | 0.27381 | 0.30453 | 0.2189 | 0.17516
BART NOX Annual-Hayden H1 -v5.13 | 94 | 7133 | Rate Constraint in lbs/MMBtu | FALSE | L | Annual | Allowances Purchased NOX | Thousand Tons | 0 | 0 | 0 | 0 | 0 | 0 | 0 | 0
BART NOX Annual-Hayden H1 -v5.13 | 94 | 7133 | Rate Constraint in lbs/MMBtu | FALSE | L | Annual | Allowances Sold NOX | Thousand Tons | 0 | 0 | 0 | 0 | 0 | 0 | 0 | 0
BART NOX Annual-Hayden H1 -v5.13 | 94 | 7133 | Rate Constraint in lbs/MMBtu | FALSE | L | Annual | Allowances Banked | Thousand Tons | 0 | 0 | 0 | 0 | 0 | 0 | 0 | 0
BART NOX Annual-Hayden H1 -v5.13 | 94 | 7133 | Rate Constraint in lbs/MMBtu | FALSE | L | Annual | Allowances Withdrawn (1:1) | Thousand Tons | 0 | 0 | 0 | 0 | 0 | 0 | 0 | 0
BART NOX Annual-Hayden H1 -v5.13 | 94 | 7133 | Rate Constraint in lbs/MMBtu | FALSE | L | Annual | Allowances Withdrawn (n:1) | Thousand Tons | 0 | 0 | 0 | 0 | 0 | 0 | 0 | 0
BART NOX Annual-Hayden H1 -v5.13 | 94 | 7133 | Rate Constraint in lbs/MMBtu | FALSE | L | Annual | Net Emissions Allowance Position | Thousand Tons | 0 | 0.044767 | 0.30356 | 0.2119 | 0.27381 | 0.30453 | 0.2189 | 0.17516
BART NOX Annual-Hayden H1 -v5.13 | 94 | 7133 | Rate Constraint in lbs/MMBtu | FALSE | L | Annual | Fuel Consumed | TBtu | 0 | 1.8727 | 12.6987 | 8.8642 | 11.4543 | 12.7391 | 9.1573 | 7.3275
BART NOX Annual-Hayden H1 -v5.13 | 94 | 7133 | Rate Constraint in lbs/MMBtu | FALSE | L | Annual | Rate | lb/MMBtu | 0 | 0.04781 | 0.04781 | 0.04781 | 0.04781 | 0.04781 | 0.04781 | 0.04781
BART NOX Annual-Hayden H1 -v5.13 | 94 | 7133 | Rate Constraint in lbs/MMBtu | FALSE | L | Annual | Generation | TWh | 0 | 0.17165 | 1.164 | 0.81248 | 1.0499 | 1.1677 | 0.83935 | 0.67163
BART NOX Annual-Hayden H1 -v5.13 | 94 | 7133 | Rate Constraint in lbs/MMBtu | FALSE | L | Annual | Qualifying Generation | TWh | 0 | 0.17165 | 1.164 | 0.81248 | 1.0499 | 1.1677 | 0.83935 | 0.67163
BART NOX Annual-Hayden H1 -v5.13 | 94 | 7133 | Rate Constraint in lbs/MMBtu | FALSE | L | Annual | Rate | lb/MWh | 0 | 0.52161 | 0.52161 | 0.52161 | 0.52161 | 0.52161 | 0.52161 | 0.52161
BART NOX Annual-Hayden H1 -v5.13 | 94 | 7133 | Rate Constraint in lbs/MMBtu | FALSE | L | Annual | Constraint Shadow Price | US2019$/Ton | 0 | 0 | 0 | 0 | 0 | 0 | 0 | 0
BART NOX Annual-Hayden H2 -v5.13 | 95 | 7134 | Rate Constraint in lbs/MMBtu | FALSE | L | Annual | Seasons Included | Seasons | Winter, WintShld, Summer | Winter, WintShld, Summer | Winter, WintShld, Summer | Winter, WintShld, Summer | Winter, WintShld, Summer | Winter, WintShld, Summer | Winter, WintShld, Summer | Winter, WintShld, Summer
BART NOX Annual-Hayden H2 -v5.13 | 95 | 7134 | Rate Constraint in lbs/MMBtu | FALSE | L | Annual | Standard NOX | lb/MMBtu | 0.07 | 0.07 | 0.07 | 0.07 | 0.07 | 0.07 | 0.07 | 0.07
BART NOX Annual-Hayden H2 -v5.13 | 95 | 7134 | Rate Constraint in lbs/MMBtu | FALSE | L | Annual | Emissions at Affected Plants NOX | Thousand Tons | 0.0061087 | 0.082885 | 0.45338 | 0.37301 | 0.39873 | 0.45601 | 0.33317 | 0.25196
BART NOX Annual-Hayden H2 -v5.13 | 95 | 7134 | Rate Constraint in lbs/MMBtu | FALSE | L | Annual | Allowances Purchased NOX | Thousand Tons | 0 | 0 | 0 | 0 | 0 | 0 | 0 | 0
BART NOX Annual-Hayden H2 -v5.13 | 95 | 7134 | Rate Constraint in lbs/MMBtu | FALSE | L | Annual | Allowances Sold NOX | Thousand Tons | 0 | 0 | 0 | 0 | 0 | 0 | 0 | 0
BART NOX Annual-Hayden H2 -v5.13 | 95 | 7134 | Rate Constraint in lbs/MMBtu | FALSE | L | Annual | Allowances Banked | Thousand Tons | 0 | 0 | 0 | 0 | 0 | 0 | 0 | 0
BART NOX Annual-Hayden H2 -v5.13 | 95 | 7134 | Rate Constraint in lbs/MMBtu | FALSE | L | Annual | Allowances Withdrawn (1:1) | Thousand Tons | 0 | 0 | 0 | 0 | 0 | 0 | 0 | 0
BART NOX Annual-Hayden H2 -v5.13 | 95 | 7134 | Rate Constraint in lbs/MMBtu | FALSE | L | Annual | Allowances Withdrawn (n:1) | Thousand Tons | 0 | 0 | 0 | 0 | 0 | 0 | 0 | 0
BART NOX Annual-Hayden H2 -v5.13 | 95 | 7134 | Rate Constraint in lbs/MMBtu | FALSE | L | Annual | Net Emissions Allowance Position | Thousand Tons | 0.0061087 | 0.082885 | 0.45338 | 0.37301 | 0.39873 | 0.45601 | 0.33317 | 0.25196
BART NOX Annual-Hayden H2 -v5.13 | 95 | 7134 | Rate Constraint in lbs/MMBtu | FALSE | L | Annual | Fuel Consumed | TBtu | 0.23148 | 3.1408 | 17.1799 | 14.1347 | 15.1092 | 17.2797 | 12.6248 | 9.5475
BART NOX Annual-Hayden H2 -v5.13 | 95 | 7134 | Rate Constraint in lbs/MMBtu | FALSE | L | Annual | Rate | lb/MMBtu | 0.05278 | 0.05278 | 0.05278 | 0.05278 | 0.05278 | 0.05278 | 0.05278 | 0.05278
BART NOX Annual-Hayden H2 -v5.13 | 95 | 7134 | Rate Constraint in lbs/MMBtu | FALSE | L | Annual | Generation | TWh | 0.021223 | 0.28796 | 1.5751 | 1.2959 | 1.3853 | 1.5843 | 1.1575 | 0.87536
BART NOX Annual-Hayden H2 -v5.13 | 95 | 7134 | Rate Constraint in lbs/MMBtu | FALSE | L | Annual | Qualifying Generation | TWh | 0.021223 | 0.28796 | 1.5751 | 1.2959 | 1.3853 | 1.5843 | 1.1575 | 0.87536
BART NOX Annual-Hayden H2 -v5.13 | 95 | 7134 | Rate Constraint in lbs/MMBtu | FALSE | L | Annual | Rate | lb/MWh | 0.57567 | 0.57567 | 0.57567 | 0.57567 | 0.57567 | 0.57567 | 0.57567 | 0.57567
BART NOX Annual-Hayden H2 -v5.13 | 95 | 7134 | Rate Constraint in lbs/MMBtu | FALSE | L | Annual | Constraint Shadow Price | US2019$/Ton | 0 | 0 | 0 | 0 | 0 | 0 | 0 | 0
BART NOX Annual-Jeffrey Energy Center 1 -v5.13 | 96 | 7145 | Rate Constraint in lbs/MMBtu | FALSE | L | Annual | Seasons Included | Seasons | Winter, WintShld, Summer | Winter, WintShld, Summer | Winter, WintShld, Summer | Winter, WintShld, Summer | Winter, WintShld, Summer | Winter, WintShld, Summer | Winter, WintShld, Summer | Winter, WintShld, Summer
BART NOX Annual-Jeffrey Energy Center 1 -v5.13 | 96 | 7145 | Rate Constraint in lbs/MMBtu | FALSE | L | Annual | Standard NOX | lb/MMBtu | 0.15 | 0.15 | 0.15 | 0.15 | 0.15 | 0.15 | 0.15 | 0.15
BART NOX Annual-Jeffrey Energy Center 1 -v5.13 | 96 | 7145 | Rate Constraint in lbs/MMBtu | FALSE | L | Annual | Emissions at Affected Plants NOX | Thousand Tons | 0.4752 | 0.4579 | 0.79075 | 0.60209 | 0.63958 | 0.82762 | 0.54098 | 0.53248
BART NOX Annual-Jeffrey Energy Center 1 -v5.13 | 96 | 7145 | Rate Constraint in lbs/MMBtu | FALSE | L | Annual | Allowances Purchased NOX | Thousand Tons | 0 | 0 | 0 | 0 | 0 | 0 | 0 | 0
BART NOX Annual-Jeffrey Energy Center 1 -v5.13 | 96 | 7145 | Rate Constraint in lbs/MMBtu | FALSE | L | Annual | Allowances Sold NOX | Thousand Tons | 0 | 0 | 0 | 0 | 0 | 0 | 0 | 0
BART NOX Annual-Jeffrey Energy Center 1 -v5.13 | 96 | 7145 | Rate Constraint in lbs/MMBtu | FALSE | L | Annual | Allowances Banked | Thousand Tons | 0 | 0 | 0 | 0 | 0 | 0 | 0 | 0
BART NOX Annual-Jeffrey Energy Center 1 -v5.13 | 96 | 7145 | Rate Constraint in lbs/MMBtu | FALSE | L | Annual | Allowances Withdrawn (1:1) | Thousand Tons | 0 | 0 | 0 | 0 | 0 | 0 | 0 | 0
BART NOX Annual-Jeffrey Energy Center 1 -v5.13 | 96 | 7145 | Rate Constraint in lbs/MMBtu | FALSE | L | Annual | Allowances Withdrawn (n:1) | Thousand Tons | 0 | 0 | 0 | 0 | 0 | 0 | 0 | 0
BART NOX Annual-Jeffrey Energy Center 1 -v5.13 | 96 | 7145 | Rate Constraint in lbs/MMBtu | FALSE | L | Annual | Net Emissions Allowance Position | Thousand Tons | 0.4752 | 0.4579 | 0.79075 | 0.60209 | 0.63958 | 0.82762 | 0.54098 | 0.53248
BART NOX Annual-Jeffrey Energy Center 1 -v5.13 | 96 | 7145 | Rate Constraint in lbs/MMBtu | FALSE | L | Annual | Fuel Consumed | TBtu | 23.8077 | 22.941 | 39.6168 | 30.1647 | 32.043 | 41.4637 | 27.1032 | 26.6775
BART NOX Annual-Jeffrey Energy Center 1 -v5.13 | 96 | 7145 | Rate Constraint in lbs/MMBtu | FALSE | L | Annual | Rate | lb/MMBtu | 0.03992 | 0.03992 | 0.03992 | 0.03992 | 0.03992 | 0.03992 | 0.03992 | 0.03992
BART NOX Annual-Jeffrey Energy Center 1 -v5.13 | 96 | 7145 | Rate Constraint in lbs/MMBtu | FALSE | L | Annual | Generation | TWh | 2.1663 | 2.0874 | 3.6048 | 2.7447 | 2.9156 | 3.7729 | 2.4662 | 2.4274
BART NOX Annual-Jeffrey Energy Center 1 -v5.13 | 96 | 7145 | Rate Constraint in lbs/MMBtu | FALSE | L | Annual | Qualifying Generation | TWh | 2.1663 | 2.0874 | 3.6048 | 2.7447 | 2.9156 | 3.7729 | 2.4662 | 2.4274
BART NOX Annual-Jeffrey Energy Center 1 -v5.13 | 96 | 7145 | Rate Constraint in lbs/MMBtu | FALSE | L | Annual | Rate | lb/MWh | 0.43872 | 0.43872 | 0.43872 | 0.43872 | 0.43872 | 0.43872 | 0.43872 | 0.43872
BART NOX Annual-Jeffrey Energy Center 1 -v5.13 | 96 | 7145 | Rate Constraint in lbs/MMBtu | FALSE | L | Annual | Constraint Shadow Price | US2019$/Ton | 0 | 0 | 0 | 0 | 0 | 0 | 0 | 0
BART NOX Annual-Jeffrey Energy Center 2 -v5.13 | 97 | 7146 | Rate Constraint in lbs/MMBtu | FALSE | L | Annual | Seasons Included | Seasons | Winter, WintShld, Summer | Winter, WintShld, Summer | Winter, WintShld, Summer | Winter, WintShld, Summer | Winter, WintShld, Summer | Winter, WintShld, Summer | Winter, WintShld, Summer | Winter, WintShld, Summer
BART NOX Annual-Jeffrey Energy Center 2 -v5.13 | 97 | 7146 | Rate Constraint in lbs/MMBtu | FALSE | L | Annual | Standard NOX | lb/MMBtu | 0.15 | 0.15 | 0.15 | 0.15 | 0.15 | 0.15 | 0.15 | 0.15
BART NOX Annual-Jeffrey Energy Center 2 -v5.13 | 97 | 7146 | Rate Constraint in lbs/MMBtu | FALSE | L | Annual | Emissions at Affected Plants NOX | Thousand Tons | 0 | 0 | 1.7364 | 1.725 | 1.8239 | 1.8239 | 1.566 | 1.0796
BART NOX Annual-Jeffrey Energy Center 2 -v5.13 | 97 | 7146 | Rate Constraint in lbs/MMBtu | FALSE | L | Annual | Allowances Purchased NOX | Thousand Tons | 0 | 0 | 0 | 0 | 0 | 0 | 0 | 0
BART NOX Annual-Jeffrey Energy Center 2 -v5.13 | 97 | 7146 | Rate Constraint in lbs/MMBtu | FALSE | L | Annual | Allowances Sold NOX | Thousand Tons | 0 | 0 | 0 | 0 | 0 | 0 | 0 | 0
BART NOX Annual-Jeffrey Energy Center 2 -v5.13 | 97 | 7146 | Rate Constraint in lbs/MMBtu | FALSE | L | Annual | Allowances Banked | Thousand Tons | 0 | 0 | 0 | 0 | 0 | 0 | 0 | 0
BART NOX Annual-Jeffrey Energy Center 2 -v5.13 | 97 | 7146 | Rate Constraint in lbs/MMBtu | FALSE | L | Annual | Allowances Withdrawn (1:1) | Thousand Tons | 0 | 0 | 0 | 0 | 0 | 0 | 0 | 0
BART NOX Annual-Jeffrey Energy Center 2 -v5.13 | 97 | 7146 | Rate Constraint in lbs/MMBtu | FALSE | L | Annual | Allowances Withdrawn (n:1) | Thousand Tons | 0 | 0 | 0 | 0 | 0 | 0 | 0 | 0
BART NOX Annual-Jeffrey Energy Center 2 -v5.13 | 97 | 7146 | Rate Constraint in lbs/MMBtu | FALSE | L | Annual | Net Emissions Allowance Position | Thousand Tons | 0 | 0 | 1.7364 | 1.725 | 1.8239 | 1.8239 | 1.566 | 1.0796
BART NOX Annual-Jeffrey Energy Center 2 -v5.13 | 97 | 7146 | Rate Constraint in lbs/MMBtu | FALSE | L | Annual | Fuel Consumed | TBtu | 0 | 0 | 34.7273 | 34.499 | 36.4778 | 36.4778 | 31.3208 | 21.5915
BART NOX Annual-Jeffrey Energy Center 2 -v5.13 | 97 | 7146 | Rate Constraint in lbs/MMBtu | FALSE | L | Annual | Rate | lb/MMBtu | 0 | 0 | 0.1 | 0.1 | 0.1 | 0.1 | 0.1 | 0.1
BART NOX Annual-Jeffrey Energy Center 2 -v5.13 | 97 | 7146 | Rate Constraint in lbs/MMBtu | FALSE | L | Annual | Generation | TWh | 0 | 0 | 3.116 | 3.0955 | 3.2731 | 3.2731 | 2.8104 | 1.9374
BART NOX Annual-Jeffrey Energy Center 2 -v5.13 | 97 | 7146 | Rate Constraint in lbs/MMBtu | FALSE | L | Annual | Qualifying Generation | TWh | 0 | 0 | 3.116 | 3.0955 | 3.2731 | 3.2731 | 2.8104 | 1.9374
BART NOX Annual-Jeffrey Energy Center 2 -v5.13 | 97 | 7146 | Rate Constraint in lbs/MMBtu | FALSE | L | Annual | Rate | lb/MWh | 0 | 0 | 1.1145 | 1.1145 | 1.1145 | 1.1145 | 1.1145 | 1.1145
BART NOX Annual-Jeffrey Energy Center 2 -v5.13 | 97 | 7146 | Rate Constraint in lbs/MMBtu | FALSE | L | Annual | Constraint Shadow Price | US2019$/Ton | 0 | 0 | 0 | 0 | 0 | 0 | 0 | 0
BART NOX Annual-Jim Bridger 1 -v5.14 | 98 | 7165 | Rate Constraint in lbs/MMBtu | FALSE | L | Annual | Seasons Included | Seasons | Winter, WintShld, Summer | Winter, WintShld, Summer | Winter, WintShld, Summer | Winter, WintShld, Summer | Winter, WintShld, Summer | Winter, WintShld, Summer | Winter, WintShld, Summer | Winter, WintShld, Summer
BART NOX Annual-Jim Bridger 1 -v5.14 | 98 | 7165 | Rate Constraint in lbs/MMBtu | FALSE | L | Annual | Standard NOX | lb/MMBtu | 0.07 | 0.07 | 0.07 | 0.07 | 0.07 | 0.07 | 0.07 | 0.07
BART NOX Annual-Jim Bridger 1 -v5.14 | 98 | 7165 | Rate Constraint in lbs/MMBtu | FALSE | L | Annual | Emissions at Affected Plants NOX | Thousand Tons | 0 | 0 | 0 | 0 | 0 | 0 | 0 | 0
BART NOX Annual-Jim Bridger 1 -v5.14 | 98 | 7165 | Rate Constraint in lbs/MMBtu | FALSE | L | Annual | Allowances Purchased NOX | Thousand Tons | 0 | 0 | 0 | 0 | 0 | 0 | 0 | 0
BART NOX Annual-Jim Bridger 1 -v5.14 | 98 | 7165 | Rate Constraint in lbs/MMBtu | FALSE | L | Annual | Allowances Sold NOX | Thousand Tons | 0 | 0 | 0 | 0 | 0 | 0 | 0 | 0
BART NOX Annual-Jim Bridger 1 -v5.14 | 98 | 7165 | Rate Constraint in lbs/MMBtu | FALSE | L | Annual | Allowances Banked | Thousand Tons | 0 | 0 | 0 | 0 | 0 | 0 | 0 | 0
BART NOX Annual-Jim Bridger 1 -v5.14 | 98 | 7165 | Rate Constraint in lbs/MMBtu | FALSE | L | Annual | Allowances Withdrawn (1:1) | Thousand Tons | 0 | 0 | 0 | 0 | 0 | 0 | 0 | 0
BART NOX Annual-Jim Bridger 1 -v5.14 | 98 | 7165 | Rate Constraint in lbs/MMBtu | FALSE | L | Annual | Allowances Withdrawn (n:1) | Thousand Tons | 0 | 0 | 0 | 0 | 0 | 0 | 0 | 0
BART NOX Annual-Jim Bridger 1 -v5.14 | 98 | 7165 | Rate Constraint in lbs/MMBtu | FALSE | L | Annual | Net Emissions Allowance Position | Thousand Tons | 0 | 0 | 0 | 0 | 0 | 0 | 0 | 0
BART NOX Annual-Jim Bridger 1 -v5.14 | 98 | 7165 | Rate Constraint in lbs/MMBtu | FALSE | L | Annual | Fuel Consumed | TBtu | 0 | 0 | 0 | 0 | 0 | 0 | 0 | 0
BART NOX Annual-Jim Bridger 1 -v5.14 | 98 | 7165 | Rate Constraint in lbs/MMBtu | FALSE | L | Annual | Rate | lb/MMBtu | 0 | 0 | 0 | 0 | 0 | 0 | 0 | 0
BART NOX Annual-Jim Bridger 1 -v5.14 | 98 | 7165 | Rate Constraint in lbs/MMBtu | FALSE | L | Annual | Generation | TWh | 0 | 0 | 0 | 0 | 0 | 0 | 0 | 0
BART NOX Annual-Jim Bridger 1 -v5.14 | 98 | 7165 | Rate Constraint in lbs/MMBtu | FALSE | L | Annual | Qualifying Generation | TWh | 0 | 0 | 0 | 0 | 0 | 0 | 0 | 0
BART NOX Annual-Jim Bridger 1 -v5.14 | 98 | 7165 | Rate Constraint in lbs/MMBtu | FALSE | L | Annual | Rate | lb/MWh | 0 | 0 | 0 | 0 | 0 | 0 | 0 | 0
BART NOX Annual-Jim Bridger 1 -v5.14 | 98 | 7165 | Rate Constraint in lbs/MMBtu | FALSE | L | Annual | Constraint Shadow Price | US2019$/Ton | 50700.033 | 706.1138 | 130592.3533 | 131616.7317 | 31766.215 | 0 | 0 | 27268.5194
BART NOX Annual-Jim Bridger 2 -v5.14 | 99 | 7166 | Rate Constraint in lbs/MMBtu | FALSE | L | Annual | Seasons Included | Seasons | Winter, WintShld, Summer | Winter, WintShld, Summer | Winter, WintShld, Summer | Winter, WintShld, Summer | Winter, WintShld, Summer | Winter, WintShld, Summer | Winter, WintShld, Summer | Winter, WintShld, Summer
BART NOX Annual-Jim Bridger 2 -v5.14 | 99 | 7166 | Rate Constraint in lbs/MMBtu | FALSE | L | Annual | Standard NOX | lb/MMBtu | 0.07 | 0.07 | 0.07 | 0.07 | 0.07 | 0.07 | 0.07 | 0.07
BART NOX Annual-Jim Bridger 2 -v5.14 | 99 | 7166 | Rate Constraint in lbs/MMBtu | FALSE | L | Annual | Emissions at Affected Plants NOX | Thousand Tons | 0 | 0 | 0 | 0 | 0 | 0 | 0 | 0
BART NOX Annual-Jim Bridger 2 -v5.14 | 99 | 7166 | Rate Constraint in lbs/MMBtu | FALSE | L | Annual | Allowances Purchased NOX | Thousand Tons | 0 | 0 | 0 | 0 | 0 | 0 | 0 | 0
BART NOX Annual-Jim Bridger 2 -v5.14 | 99 | 7166 | Rate Constraint in lbs/MMBtu | FALSE | L | Annual | Allowances Sold NOX | Thousand Tons | 0 | 0 | 0 | 0 | 0 | 0 | 0 | 0
BART NOX Annual-Jim Bridger 2 -v5.14 | 99 | 7166 | Rate Constraint in lbs/MMBtu | FALSE | L | Annual | Allowances Banked | Thousand Tons | 0 | 0 | 0 | 0 | 0 | 0 | 0 | 0
BART NOX Annual-Jim Bridger 2 -v5.14 | 99 | 7166 | Rate Constraint in lbs/MMBtu | FALSE | L | Annual | Allowances Withdrawn (1:1) | Thousand Tons | 0 | 0 | 0 | 0 | 0 | 0 | 0 | 0
BART NOX Annual-Jim Bridger 2 -v5.14 | 99 | 7166 | Rate Constraint in lbs/MMBtu | FALSE | L | Annual | Allowances Withdrawn (n:1) | Thousand Tons | 0 | 0 | 0 | 0 | 0 | 0 | 0 | 0
BART NOX Annual-Jim Bridger 2 -v5.14 | 99 | 7166 | Rate Constraint in lbs/MMBtu | FALSE | L | Annual | Net Emissions Allowance Position | Thousand Tons | 0 | 0 | 0 | 0 | 0 | 0 | 0 | 0
BART NOX Annual-Jim Bridger 2 -v5.14 | 99 | 7166 | Rate Constraint in lbs/MMBtu | FALSE | L | Annual | Fuel Consumed | TBtu | 0 | 0 | 0 | 0 | 0 | 0 | 0 | 0
BART NOX Annual-Jim Bridger 2 -v5.14 | 99 | 7166 | Rate Constraint in lbs/MMBtu | FALSE | L | Annual | Rate | lb/MMBtu | 0 | 0 | 0 | 0 | 0 | 0 | 0 | 0
BART NOX Annual-Jim Bridger 2 -v5.14 | 99 | 7166 | Rate Constraint in lbs/MMBtu | FALSE | L | Annual | Generation | TWh | 0 | 0 | 0 | 0 | 0 | 0 | 0 | 0
BART NOX Annual-Jim Bridger 2 -v5.14 | 99 | 7166 | Rate Constraint in lbs/MMBtu | FALSE | L | Annual | Qualifying Generation | TWh | 0 | 0 | 0 | 0 | 0 | 0 | 0 | 0
BART NOX Annual-Jim Bridger 2 -v5.14 | 99 | 7166 | Rate Constraint in lbs/MMBtu | FALSE | L | Annual | Rate | lb/MWh | 0 | 0 | 0 | 0 | 0 | 0 | 0 | 0
BART NOX Annual-Jim Bridger 2 -v5.14 | 99 | 7166 | Rate Constraint in lbs/MMBtu | FALSE | L | Annual | Constraint Shadow Price | US2019$/Ton | 50527.938 | 3861.8019 | 130300.2902 | 130185.1016 | 23830.8984 | 0 | 11729.2435 | 28610.1354
BART NOX Annual-Jim Bridger 3 -v5.14 | 100 | 7167 | Rate Constraint in lbs/MMBtu | FALSE | L | Annual | Seasons Included | Seasons | Winter, WintShld, Summer | Winter, WintShld, Summer | Winter, WintShld, Summer | Winter, WintShld, Summer | Winter, WintShld, Summer | Winter, WintShld, Summer | Winter, WintShld, Summer | Winter, WintShld, Summer
BART NOX Annual-Jim Bridger 3 -v5.14 | 100 | 7167 | Rate Constraint in lbs/MMBtu | FALSE | L | Annual | Standard NOX | lb/MMBtu | 0.07 | 0.07 | 0.07 | 0.07 | 0.07 | 0.07 | 0.07 | 0.07
BART NOX Annual-Jim Bridger 3 -v5.14 | 100 | 7167 | Rate Constraint in lbs/MMBtu | FALSE | L | Annual | Emissions at Affected Plants NOX | Thousand Tons | 0.34672 | 0.37771 | 0.50753 | 0.46273 | 0.73465 | 0.81343 | 0.81343 | 0.65895
BART NOX Annual-Jim Bridger 3 -v5.14 | 100 | 7167 | Rate Constraint in lbs/MMBtu | FALSE | L | Annual | Allowances Purchased NOX | Thousand Tons | 0 | 0 | 0 | 0 | 0 | 0 | 0 | 0
BART NOX Annual-Jim Bridger 3 -v5.14 | 100 | 7167 | Rate Constraint in lbs/MMBtu | FALSE | L | Annual | Allowances Sold NOX | Thousand Tons | 0 | 0 | 0 | 0 | 0 | 0 | 0 | 0
BART NOX Annual-Jim Bridger 3 -v5.14 | 100 | 7167 | Rate Constraint in lbs/MMBtu | FALSE | L | Annual | Allowances Banked | Thousand Tons | 0 | 0 | 0 | 0 | 0 | 0 | 0 | 0
BART NOX Annual-Jim Bridger 3 -v5.14 | 100 | 7167 | Rate Constraint in lbs/MMBtu | FALSE | L | Annual | Allowances Withdrawn (1:1) | Thousand Tons | 0 | 0 | 0 | 0 | 0 | 0 | 0 | 0
BART NOX Annual-Jim Bridger 3 -v5.14 | 100 | 7167 | Rate Constraint in lbs/MMBtu | FALSE | L | Annual | Allowances Withdrawn (n:1) | Thousand Tons | 0 | 0 | 0 | 0 | 0 | 0 | 0 | 0
BART NOX Annual-Jim Bridger 3 -v5.14 | 100 | 7167 | Rate Constraint in lbs/MMBtu | FALSE | L | Annual | Net Emissions Allowance Position | Thousand Tons | 0.34672 | 0.37771 | 0.50753 | 0.46273 | 0.73465 | 0.81343 | 0.81343 | 0.65895
BART NOX Annual-Jim Bridger 3 -v5.14 | 100 | 7167 | Rate Constraint in lbs/MMBtu | FALSE | L | Annual | Fuel Consumed | TBtu | 13.4075 | 14.6061 | 19.6259 | 17.8936 | 28.4086 | 31.4552 | 31.4552 | 25.4813
BART NOX Annual-Jim Bridger 3 -v5.14 | 100 | 7167 | Rate Constraint in lbs/MMBtu | FALSE | L | Annual | Rate | lb/MMBtu | 0.05172 | 0.05172 | 0.05172 | 0.05172 | 0.05172 | 0.05172 | 0.05172 | 0.05172
BART NOX Annual-Jim Bridger 3 -v5.14 | 100 | 7167 | Rate Constraint in lbs/MMBtu | FALSE | L | Annual | Generation | TWh | 1.2841 | 1.3989 | 1.8797 | 1.7138 | 2.7209 | 3.0127 | 3.0127 | 2.4405
BART NOX Annual-Jim Bridger 3 -v5.14 | 100 | 7167 | Rate Constraint in lbs/MMBtu | FALSE | L | Annual | Qualifying Generation | TWh | 1.2841 | 1.3989 | 1.8797 | 1.7138 | 2.7209 | 3.0127 | 3.0127 | 2.4405
BART NOX Annual-Jim Bridger 3 -v5.14 | 100 | 7167 | Rate Constraint in lbs/MMBtu | FALSE | L | Annual | Rate | lb/MWh | 0.54001 | 0.54001 | 0.54001 | 0.54001 | 0.54001 | 0.54001 | 0.54001 | 0.54001
BART NOX Annual-Jim Bridger 3 -v5.14 | 100 | 7167 | Rate Constraint in lbs/MMBtu | FALSE | L | Annual | Constraint Shadow Price | US2019$/Ton | 0 | 0 | 0 | 0 | 0 | 0 | 0 | 0
BART NOX Annual-Jim Bridger 4 -v5.14 | 101 | 7168 | Rate Constraint in lbs/MMBtu | FALSE | L | Annual | Seasons Included | Seasons | Winter, WintShld, Summer | Winter, WintShld, Summer | Winter, WintShld, Summer | Winter, WintShld, Summer | Winter, WintShld, Summer | Winter, WintShld, Summer | Winter, WintShld, Summer | Winter, WintShld, Summer
BART NOX Annual-Jim Bridger 4 -v5.14 | 101 | 7168 | Rate Constraint in lbs/MMBtu | FALSE | L | Annual | Standard NOX | lb/MMBtu | 0.07 | 0.07 | 0.07 | 0.07 | 0.07 | 0.07 | 0.07 | 0.07
BART NOX Annual-Jim Bridger 4 -v5.14 | 101 | 7168 | Rate Constraint in lbs/MMBtu | FALSE | L | Annual | Emissions at Affected Plants NOX | Thousand Tons | 0.14566 | 0.35374 | 0.56221 | 0.57141 | 0.64885 | 0.85619 | 0.86703 | 0.52312
BART NOX Annual-Jim Bridger 4 -v5.14 | 101 | 7168 | Rate Constraint in lbs/MMBtu | FALSE | L | Annual | Allowances Purchased NOX | Thousand Tons | 0 | 0 | 0 | 0 | 0 | 0 | 0 | 0
BART NOX Annual-Jim Bridger 4 -v5.14 | 101 | 7168 | Rate Constraint in lbs/MMBtu | FALSE | L | Annual | Allowances Sold NOX | Thousand Tons | 0 | 0 | 0 | 0 | 0 | 0 | 0 | 0
BART NOX Annual-Jim Bridger 4 -v5.14 | 101 | 7168 | Rate Constraint in lbs/MMBtu | FALSE | L | Annual | Allowances Banked | Thousand Tons | 0 | 0 | 0 | 0 | 0 | 0 | 0 | 0
BART NOX Annual-Jim Bridger 4 -v5.14 | 101 | 7168 | Rate Constraint in lbs/MMBtu | FALSE | L | Annual | Allowances Withdrawn (1:1) | Thousand Tons | 0 | 0 | 0 | 0 | 0 | 0 | 0 | 0
BART NOX Annual-Jim Bridger 4 -v5.14 | 101 | 7168 | Rate Constraint in lbs/MMBtu | FALSE | L | Annual | Allowances Withdrawn (n:1) | Thousand Tons | 0 | 0 | 0 | 0 | 0 | 0 | 0 | 0
BART NOX Annual-Jim Bridger 4 -v5.14 | 101 | 7168 | Rate Constraint in lbs/MMBtu | FALSE | L | Annual | Net Emissions Allowance Position | Thousand Tons | 0.14566 | 0.35374 | 0.56221 | 0.57141 | 0.64885 | 0.85619 | 0.86703 | 0.52312
BART NOX Annual-Jim Bridger 4 -v5.14 | 101 | 7168 | Rate Constraint in lbs/MMBtu | FALSE | L | Annual | Fuel Consumed | TBtu | 5.3425 | 12.9743 | 20.6201 | 20.9575 | 23.7979 | 31.4026 | 31.8001 | 19.1864
BART NOX Annual-Jim Bridger 4 -v5.14 | 101 | 7168 | Rate Constraint in lbs/MMBtu | FALSE | L | Annual | Rate | lb/MMBtu | 0.05453 | 0.05453 | 0.05453 | 0.05453 | 0.05453 | 0.05453 | 0.05453 | 0.05453
BART NOX Annual-Jim Bridger 4 -v5.14 | 101 | 7168 | Rate Constraint in lbs/MMBtu | FALSE | L | Annual | Generation | TWh | 0.51051 | 1.2398 | 1.9704 | 2.0026 | 2.274 | 3.0007 | 3.0387 | 1.8334
BART NOX Annual-Jim Bridger 4 -v5.14 | 101 | 7168 | Rate Constraint in lbs/MMBtu | FALSE | L | Annual | Qualifying Generation | TWh | 0.51051 | 1.2398 | 1.9704 | 2.0026 | 2.274 | 3.0007 | 3.0387 | 1.8334
BART NOX Annual-Jim Bridger 4 -v5.14 | 101 | 7168 | Rate Constraint in lbs/MMBtu | FALSE | L | Annual | Rate | lb/MWh | 0.57066 | 0.57066 | 0.57066 | 0.57066 | 0.57066 | 0.57066 | 0.57066 | 0.57066
BART NOX Annual-Jim Bridger 4 -v5.14 | 101 | 7168 | Rate Constraint in lbs/MMBtu | FALSE | L | Annual | Constraint Shadow Price | US2019$/Ton | 0 | 0 | 0 | 0 | 0 | 0 | 0 | 0
BART NOX Annual-La Cygne 1 & 2 -v5.13 | 102 | 7147 | Rate Constraint in lbs/MMBtu | FALSE | L | Annual | Seasons Included | Seasons | Winter, WintShld, Summer | Winter, WintShld, Summer | Winter, WintShld, Summer | Winter, WintShld, Summer | Winter, WintShld, Summer | Winter, WintShld, Summer | Winter, WintShld, Summer | Winter, WintShld, Summer
BART NOX Annual-La Cygne 1 & 2 -v5.13 | 102 | 7147 | Rate Constraint in lbs/MMBtu | FALSE | L | Annual | Standard NOX | lb/MMBtu | 0.13 | 0.13 | 0.13 | 0.13 | 0.13 | 0.13 | 0.13 | 0.13
BART NOX Annual-La Cygne 1 & 2 -v5.13 | 102 | 7147 | Rate Constraint in lbs/MMBtu | FALSE | L | Annual | Emissions at Affected Plants NOX | Thousand Tons | 2.47 | 2.4835 | 3.9269 | 3.9361 | 4.2073 | 4.7866 | 3.4089 | 2.5876
BART NOX Annual-La Cygne 1 & 2 -v5.13 | 102 | 7147 | Rate Constraint in lbs/MMBtu | FALSE | L | Annual | Allowances Purchased NOX | Thousand Tons | 0 | 0 | 0 | 0 | 0 | 0 | 0 | 0
BART NOX Annual-La Cygne 1 & 2 -v5.13 | 102 | 7147 | Rate Constraint in lbs/MMBtu | FALSE | L | Annual | Allowances Sold NOX | Thousand Tons | 0 | 0 | 0 | 0 | 0 | 0 | 0 | 0
BART NOX Annual-La Cygne 1 & 2 -v5.13 | 102 | 7147 | Rate Constraint in lbs/MMBtu | FALSE | L | Annual | Allowances Banked | Thousand Tons | 0 | 0 | 0 | 0 | 0 | 0 | 0 | 0
BART NOX Annual-La Cygne 1 & 2 -v5.13 | 102 | 7147 | Rate Constraint in lbs/MMBtu | FALSE | L | Annual | Allowances Withdrawn (1:1) | Thousand Tons | 0 | 0 | 0 | 0 | 0 | 0 | 0 | 0
BART NOX Annual-La Cygne 1 & 2 -v5.13 | 102 | 7147 | Rate Constraint in lbs/MMBtu | FALSE | L | Annual | Allowances Withdrawn (n:1) | Thousand Tons | 0 | 0 | 0 | 0 | 0 | 0 | 0 | 0
BART NOX Annual-La Cygne 1 & 2 -v5.13 | 102 | 7147 | Rate Constraint in lbs/MMBtu | FALSE | L | Annual | Net Emissions Allowance Position | Thousand Tons | 2.47 | 2.4835 | 3.9269 | 3.9361 | 4.2073 | 4.7866 | 3.4089 | 2.5876
BART NOX Annual-La Cygne 1 & 2 -v5.13 | 102 | 7147 | Rate Constraint in lbs/MMBtu | FALSE | L | Annual | Fuel Consumed | TBtu | 53.8904 | 54.1703 | 85.616 | 85.9016 | 91.4879 | 104.3634 | 73.9085 | 56.4826
BART NOX Annual-La Cygne 1 & 2 -v5.13 | 102 | 7147 | Rate Constraint in lbs/MMBtu | FALSE | L | Annual | Rate | lb/MMBtu | 0.091668 | 0.091691 | 0.091732 | 0.091642 | 0.091975 | 0.09173 | 0.092247 | 0.091626
BART NOX Annual-La Cygne 1 & 2 -v5.13 | 102 | 7147 | Rate Constraint in lbs/MMBtu | FALSE | L | Annual | Generation | TWh | 5.107 | 5.1338 | 8.1147 | 8.1402 | 8.6755 | 9.8915 | 7.0124 | 5.3522
BART NOX Annual-La Cygne 1 & 2 -v5.13 | 102 | 7147 | Rate Constraint in lbs/MMBtu | FALSE | L | Annual | Qualifying Generation | TWh | 5.107 | 5.1338 | 8.1147 | 8.1402 | 8.6755 | 9.8915 | 7.0124 | 5.3522
BART NOX Annual-La Cygne 1 & 2 -v5.13 | 102 | 7147 | Rate Constraint in lbs/MMBtu | FALSE | L | Annual | Rate | lb/MWh | 0.9673 | 0.96749 | 0.96785 | 0.96707 | 0.96993 | 0.96783 | 0.97225 | 0.96694
BART NOX Annual-La Cygne 1 & 2 -v5.13 | 102 | 7147 | Rate Constraint in lbs/MMBtu | FALSE | L | Annual | Constraint Shadow Price | US2019$/Ton | 0 | 0 | 0 | 0 | 0 | 0 | 0 | 0
BART NOX Annual-Laramie 1 -v5.14 | 103 | 7169 | Rate Constraint in lbs/MMBtu | FALSE | L | Annual | Seasons Included | Seasons | Winter, WintShld, Summer | Winter, WintShld, Summer | Winter, WintShld, Summer | Winter, WintShld, Summer | Winter, WintShld, Summer | Winter, WintShld, Summer | Winter, WintShld, Summer | Winter, WintShld, Summer
BART NOX Annual-Laramie 1 -v5.14 | 103 | 7169 | Rate Constraint in lbs/MMBtu | FALSE | L | Annual | Standard NOX | lb/MMBtu | 0.06 | 0.06 | 0.06 | 0.06 | 0.06 | 0.06 | 0.06 | 0.06
BART NOX Annual-Laramie 1 -v5.14 | 103 | 7169 | Rate Constraint in lbs/MMBtu | FALSE | L | Annual | Emissions at Affected Plants NOX | Thousand Tons | 0.61691 | 0.79365 | 1.1179 | 1.1167 | 1.0445 | 1.0964 | 1.0338 | 0.99221
BART NOX Annual-Laramie 1 -v5.14 | 103 | 7169 | Rate Constraint in lbs/MMBtu | FALSE | L | Annual | Allowances Purchased NOX | Thousand Tons | 0 | 0 | 0 | 0 | 0 | 0 | 0 | 0
BART NOX Annual-Laramie 1 -v5.14 | 103 | 7169 | Rate Constraint in lbs/MMBtu | FALSE | L | Annual | Allowances Sold NOX | Thousand Tons | 0 | 0 | 0 | 0 | 0 | 0 | 0 | 0
BART NOX Annual-Laramie 1 -v5.14 | 103 | 7169 | Rate Constraint in lbs/MMBtu | FALSE | L | Annual | Allowances Banked | Thousand Tons | 0 | 0 | 0 | 0 | 0 | 0 | 0 | 0
BART NOX Annual-Laramie 1 -v5.14 | 103 | 7169 | Rate Constraint in lbs/MMBtu | FALSE | L | Annual | Allowances Withdrawn (1:1) | Thousand Tons | 0 | 0 | 0 | 0 | 0 | 0 | 0 | 0
BART NOX Annual-Laramie 1 -v5.14 | 103 | 7169 | Rate Constraint in lbs/MMBtu | FALSE | L | Annual | Allowances Withdrawn (n:1) | Thousand Tons | 0 | 0 | 0 | 0 | 0 | 0 | 0 | 0
BART NOX Annual-Laramie 1 -v5.14 | 103 | 7169 | Rate Constraint in lbs/MMBtu | FALSE | L | Annual | Net Emissions Allowance Position | Thousand Tons | 0.61691 | 0.79365 | 1.1179 | 1.1167 | 1.0445 | 1.0964 | 1.0338 | 0.99221
BART NOX Annual-Laramie 1 -v5.14 | 103 | 7169 | Rate Constraint in lbs/MMBtu | FALSE | L | Annual | Fuel Consumed | TBtu | 20.5672 | 26.4593 | 37.2705 | 37.2305 | 34.8215 | 36.5536 | 34.4671 | 33.0792
BART NOX Annual-Laramie 1 -v5.14 | 103 | 7169 | Rate Constraint in lbs/MMBtu | FALSE | L | Annual | Rate | lb/MMBtu | 0.05999 | 0.05999 | 0.05999 | 0.05999 | 0.05999 | 0.05999 | 0.05999 | 0.05999
BART NOX Annual-Laramie 1 -v5.14 | 103 | 7169 | Rate Constraint in lbs/MMBtu | FALSE | L | Annual | Generation | TWh | 2.0128 | 2.5895 | 3.6475 | 3.6436 | 3.4079 | 3.5774 | 3.3732 | 3.2373
BART NOX Annual-Laramie 1 -v5.14 | 103 | 7169 | Rate Constraint in lbs/MMBtu | FALSE | L | Annual | Qualifying Generation | TWh | 2.0128 | 2.5895 | 3.6475 | 3.6436 | 3.4079 | 3.5774 | 3.3732 | 3.2373
BART NOX Annual-Laramie 1 -v5.14 | 103 | 7169 | Rate Constraint in lbs/MMBtu | FALSE | L | Annual | Rate | lb/MWh | 0.61298 | 0.61298 | 0.61298 | 0.61298 | 0.61298 | 0.61298 | 0.61298 | 0.61298
BART NOX Annual-Laramie 1 -v5.14 | 103 | 7169 | Rate Constraint in lbs/MMBtu | FALSE | L | Annual | Constraint Shadow Price | US2019$/Ton | 0 | 0 | 0 | 0 | 0 | 0 | 0 | 0
BART NOX Annual-Laramie 2 -v5.14 | 104 | 7170 | Rate Constraint in lbs/MMBtu | FALSE | L | Annual | Seasons Included | Seasons | Winter, WintShld, Summer | Winter, WintShld, Summer | Winter, WintShld, Summer | Winter, WintShld, Summer | Winter, WintShld, Summer | Winter, WintShld, Summer | Winter, WintShld, Summer | Winter, WintShld, Summer
BART NOX Annual-Laramie 2 -v5.14 | 104 | 7170 | Rate Constraint in lbs/MMBtu | FALSE | L | Annual | Standard NOX | lb/MMBtu | 0.15 | 0.15 | 0.15 | 0.15 | 0.15 | 0.15 | 0.15 | 0.15
BART NOX Annual-Laramie 2 -v5.14 | 104 | 7170 | Rate Constraint in lbs/MMBtu | FALSE | L | Annual | Emissions at Affected Plants NOX | Thousand Tons | 1.6599 | 0.40562 | 0.40562 | 0.40562 | 0.40562 | 0.40562 | 0.40562 | 0.40562
BART NOX Annual-Laramie 2 -v5.14 | 104 | 7170 | Rate Constraint in lbs/MMBtu | FALSE | L | Annual | Allowances Purchased NOX | Thousand Tons | 0 | 0 | 0 | 0 | 0 | 0 | 0 | 0
BART NOX Annual-Laramie 2 -v5.14 | 104 | 7170 | Rate Constraint in lbs/MMBtu | FALSE | L | Annual | Allowances Sold NOX | Thousand Tons | 0 | 0 | 0 | 0 | 0 | 0 | 0 | 0
BART NOX Annual-Laramie 2 -v5.14 | 104 | 7170 | Rate Constraint in lbs/MMBtu | FALSE | L | Annual | Allowances Banked | Thousand Tons | 0 | 0 | 0 | 0 | 0 | 0 | 0 | 0
BART NOX Annual-Laramie 2 -v5.14 | 104 | 7170 | Rate Constraint in lbs/MMBtu | FALSE | L | Annual | Allowances Withdrawn (1:1) | Thousand Tons | 0 | 0 | 0 | 0 | 0 | 0 | 0 | 0
BART NOX Annual-Laramie 2 -v5.14 | 104 | 7170 | Rate Constraint in lbs/MMBtu | FALSE | L | Annual | Allowances Withdrawn (n:1) | Thousand Tons | 0 | 0 | 0 | 0 | 0 | 0 | 0 | 0
BART NOX Annual-Laramie 2 -v5.14 | 104 | 7170 | Rate Constraint in lbs/MMBtu | FALSE | L | Annual | Net Emissions Allowance Position | Thousand Tons | 1.6599 | 0.40562 | 0.40562 | 0.40562 | 0.40562 | 0.40562 | 0.40562 | 0.40562
BART NOX Annual-Laramie 2 -v5.14 | 104 | 7170 | Rate Constraint in lbs/MMBtu | FALSE | L | Annual | Fuel Consumed | TBtu | 23.5298 | 16.2247 | 16.2247 | 16.2247 | 16.2247 | 16.2247 | 16.2247 | 16.2247
BART NOX Annual-Laramie 2 -v5.14 | 104 | 7170 | Rate Constraint in lbs/MMBtu | FALSE | L | Annual | Rate | lb/MMBtu | 0.14109 | 0.05 | 0.05 | 0.05 | 0.05 | 0.05 | 0.05 | 0.05
BART NOX Annual-Laramie 2 -v5.14 | 104 | 7170 | Rate Constraint in lbs/MMBtu | FALSE | L | Annual | Generation | TWh | 2.315 | 1.146 | 1.146 | 1.146 | 1.146 | 1.146 | 1.146 | 1.146
BART NOX Annual-Laramie 2 -v5.14 | 104 | 7170 | Rate Constraint in lbs/MMBtu | FALSE | L | Annual | Qualifying Generation | TWh | 2.315 | 1.146 | 1.146 | 1.146 | 1.146 | 1.146 | 1.146 | 1.146
BART NOX Annual-Laramie 2 -v5.14 | 104 | 7170 | Rate Constraint in lbs/MMBtu | FALSE | L | Annual | Rate | lb/MWh | 1.434 | 0.70788 | 0.70788 | 0.70788 | 0.70788 | 0.70788 | 0.70788 | 0.70788
BART NOX Annual-Laramie 2 -v5.14 | 104 | 7170 | Rate Constraint in lbs/MMBtu | FALSE | L | Annual | Constraint Shadow Price | US2019$/Ton | 0 | 0 | 0 | 0 | 0 | 0 | 0 | 0
BART NOX Annual-Laramie 3 -v5.14 | 105 | 7195 | Rate Constraint in lbs/MMBtu | FALSE | L | Annual | Seasons Included | Seasons | Winter, WintShld, Summer | Winter, WintShld, Summer | Winter, WintShld, Summer | Winter, WintShld, Summer | Winter, WintShld, Summer | Winter, WintShld, Summer | Winter, WintShld, Summer | Winter, WintShld, Summer
BART NOX Annual-Laramie 3 -v5.14 | 105 | 7195 | Rate Constraint in lbs/MMBtu | FALSE | L | Annual | Standard NOX | lb/MMBtu | 0.15 | 0.15 | 0.15 | 0.15 | 0.15 | 0.15 | 0.15 | 0.15
BART NOX Annual-Laramie 3 -v5.14 | 105 | 7195 | Rate Constraint in lbs/MMBtu | FALSE | L | Annual | Emissions at Affected Plants NOX | Thousand Tons | 2.8487 | 0.97845 | 1.0013 | 1.0013 | 1.0013 | 1.0013 | 1.0013 | 0.92158
BART NOX Annual-Laramie 3 -v5.14 | 105 | 7195 | Rate Constraint in lbs/MMBtu | FALSE | L | Annual | Allowances Purchased NOX | Thousand Tons | 0 | 0 | 0 | 0 | 0 | 0 | 0 | 0
BART NOX Annual-Laramie 3 -v5.14 | 105 | 7195 | Rate Constraint in lbs/MMBtu | FALSE | L | Annual | Allowances Sold NOX | Thousand Tons | 0 | 0 | 0 | 0 | 0 | 0 | 0 | 0
BART NOX Annual-Laramie 3 -v5.14 | 105 | 7195 | Rate Constraint in lbs/MMBtu | FALSE | L | Annual | Allowances Banked | Thousand Tons | 0 | 0 | 0 | 0 | 0 | 0 | 0 | 0
BART NOX Annual-Laramie 3 -v5.14 | 105 | 7195 | Rate Constraint in lbs/MMBtu | FALSE | L | Annual | Allowances Withdrawn (1:1) | Thousand Tons | 0 | 0 | 0 | 0 | 0 | 0 | 0 | 0
BART NOX Annual-Laramie 3 -v5.14 | 105 | 7195 | Rate Constraint in lbs/MMBtu | FALSE | L | Annual | Allowances Withdrawn (n:1) | Thousand Tons | 0 | 0 | 0 | 0 | 0 | 0 | 0 | 0
BART NOX Annual-Laramie 3 -v5.14 | 105 | 7195 | Rate Constraint in lbs/MMBtu | FALSE | L | Annual | Net Emissions Allowance Position | Thousand Tons | 2.8487 | 0.97845 | 1.0013 | 1.0013 | 1.0013 | 1.0013 | 1.0013 | 0.92158
BART NOX Annual-Laramie 3 -v5.14 | 105 | 7195 | Rate Constraint in lbs/MMBtu | FALSE | L | Annual | Fuel Consumed | TBtu | 39.7865 | 39.1378 | 40.0525 | 40.0525 | 40.0525 | 40.0525 | 40.0525 | 36.8634
BART NOX Annual-Laramie 3 -v5.14 | 105 | 7195 | Rate Constraint in lbs/MMBtu | FALSE | L | Annual | Rate | lb/MMBtu | 0.1432 | 0.05 | 0.05 | 0.05 | 0.05 | 0.05 | 0.05 | 0.05
BART NOX Annual-Laramie 3 -v5.14 | 105 | 7195 | Rate Constraint in lbs/MMBtu | FALSE | L | Annual | Generation | TWh | 3.9249 | 3.3697 | 3.4594 | 3.4594 | 3.4594 | 3.4594 | 3.4594 | 3.1466
BART NOX Annual-Laramie 3 -v5.14 | 105 | 7195 | Rate Constraint in lbs/MMBtu | FALSE | L | Annual | Qualifying Generation | TWh | 3.9249 | 3.3697 | 3.4594 | 3.4594 | 3.4594 | 3.4594 | 3.4594 | 3.1466
BART NOX Annual-Laramie 3 -v5.14 | 105 | 7195 | Rate Constraint in lbs/MMBtu | FALSE | L | Annual | Rate | lb/MWh | 1.4516 | 0.58073 | 0.57889 | 0.57889 | 0.57889 | 0.57889 | 0.57889 | 0.58576
BART NOX Annual-Laramie 3 -v5.14 | 105 | 7195 | Rate Constraint in lbs/MMBtu | FALSE | L | Annual | Constraint Shadow Price | US2019$/Ton | 0 | 0 | 0 | 0 | 0 | 0 | 0 | 0
BART NOX Annual-Lawrence 4 -v5.14 | 106 | 7180 | Rate Constraint in lbs/MMBtu | FALSE | L | Annual | Seasons Included | Seasons | Winter, WintShld, Summer | Winter, WintShld, Summer | Winter, WintShld, Summer | Winter, WintShld, Summer | Winter, WintShld, Summer | Winter, WintShld, Summer | Winter, WintShld, Summer | Winter, WintShld, Summer
BART NOX Annual-Lawrence 4 -v5.14 | 106 | 7180 | Rate Constraint in lbs/MMBtu | FALSE | L | Annual | Standard NOX | lb/MMBtu | 0.18 | 0.18 | 0.18 | 0.18 | 0.18 | 0.18 | 0.18 | 0.18
BART NOX Annual-Lawrence 4 -v5.14 | 106 | 7180 | Rate Constraint in lbs/MMBtu | FALSE | L | Annual | Emissions at Affected Plants NOX | Thousand Tons | 0 | 0 | 0 | 0 | 0 | 0 | 0 | 0
BART NOX Annual-Lawrence 4 -v5.14 | 106 | 7180 | Rate Constraint in lbs/MMBtu | FALSE | L | Annual | Allowances Purchased NOX | Thousand Tons | 0 | 0 | 0 | 0 | 0 | 0 | 0 | 0
BART NOX Annual-Lawrence 4 -v5.14 | 106 | 7180 | Rate Constraint in lbs/MMBtu | FALSE | L | Annual | Allowances Sold NOX | Thousand Tons | 0 | 0 | 0 | 0 | 0 | 0 | 0 | 0
BART NOX Annual-Lawrence 4 -v5.14 | 106 | 7180 | Rate Constraint in lbs/MMBtu | FALSE | L | Annual | Allowances Banked | Thousand Tons | 0 | 0 | 0 | 0 | 0 | 0 | 0 | 0
BART NOX Annual-Lawrence 4 -v5.14 | 106 | 7180 | Rate Constraint in lbs/MMBtu | FALSE | L | Annual | Allowances Withdrawn (1:1) | Thousand Tons | 0 | 0 | 0 | 0 | 0 | 0 | 0 | 0
BART NOX Annual-Lawrence 4 -v5.14 | 106 | 7180 | Rate Constraint in lbs/MMBtu | FALSE | L | Annual | Allowances Withdrawn (n:1) | Thousand Tons | 0 | 0 | 0 | 0 | 0 | 0 | 0 | 0
BART NOX Annual-Lawrence 4 -v5.14 | 106 | 7180 | Rate Constraint in lbs/MMBtu | FALSE | L | Annual | Net Emissions Allowance Position | Thousand Tons | 0 | 0 | 0 | 0 | 0 | 0 | 0 | 0
BART NOX Annual-Lawrence 4 -v5.14 | 106 | 7180 | Rate Constraint in lbs/MMBtu | FALSE | L | Annual | Fuel Consumed | TBtu | 0 | 0 | 0 | 0 | 0 | 0 | 0 | 0
BART NOX Annual-Lawrence 4 -v5.14 | 106 | 7180 | Rate Constraint in lbs/MMBtu | FALSE | L | Annual | Rate | lb/MMBtu | 0 | 0 | 0 | 0 | 0 | 0 | 0 | 0
BART NOX Annual-Lawrence 4 -v5.14 | 106 | 7180 | Rate Constraint in lbs/MMBtu | FALSE | L | Annual | Generation | TWh | 0 | 0 | 0 | 0 | 0 | 0 | 0 | 0
BART NOX Annual-Lawrence 4 -v5.14 | 106 | 7180 | Rate Constraint in lbs/MMBtu | FALSE | L | Annual | Qualifying Generation | TWh | 0 | 0 | 0 | 0 | 0 | 0 | 0 | 0
BART NOX Annual-Lawrence 4 -v5.14 | 106 | 7180 | Rate Constraint in lbs/MMBtu | FALSE | L | Annual | Rate | lb/MWh | 0 | 0 | 0 | 0 | 0 | 0 | 0 | 0
BART NOX Annual-Lawrence 4 -v5.14 | 106 | 7180 | Rate Constraint in lbs/MMBtu | FALSE | L | Annual | Constraint Shadow Price | US2019$/Ton | 0 | 0 | 0 | 0 | 0 | 0 | 0 | 0
BART NOX Annual-Lawrence 5 -v5.14 | 107 | 7181 | Rate Constraint in lbs/MMBtu | FALSE | L | Annual | Seasons Included | Seasons | Winter, WintShld, Summer | Winter, WintShld, Summer | Winter, WintShld, Summer | Winter, WintShld, Summer | Winter, WintShld, Summer | Winter, WintShld, Summer | Winter, WintShld, Summer | Winter, WintShld, Summer
BART NOX Annual-Lawrence 5 -v5.14 | 107 | 7181 | Rate Constraint in lbs/MMBtu | FALSE | L | Annual | Standard NOX | lb/MMBtu | 0.15 | 0.15 | 0.15 | 0.15 | 0.15 | 0.15 | 0.15 | 0.15
BART NOX Annual-Lawrence 5 -v5.14 | 107 | 7181 | Rate Constraint in lbs/MMBtu | FALSE | L | Annual | Emissions at Affected Plants NOX | Thousand Tons | 0 | 0 | 0 | 0 | 0 | 0 | 0 | 0
BART NOX Annual-Lawrence 5 -v5.14 | 107 | 7181 | Rate Constraint in lbs/MMBtu | FALSE | L | Annual | Allowances Purchased NOX | Thousand Tons | 0 | 0 | 0 | 0 | 0 | 0 | 0 | 0
BART NOX Annual-Lawrence 5 -v5.14 | 107 | 7181 | Rate Constraint in lbs/MMBtu | FALSE | L | Annual | Allowances Sold NOX | Thousand Tons | 0 | 0 | 0 | 0 | 0 | 0 | 0 | 0
BART NOX Annual-Lawrence 5 -v5.14 | 107 | 7181 | Rate Constraint in lbs/MMBtu | FALSE | L | Annual | Allowances Banked | Thousand Tons | 0 | 0 | 0 | 0 | 0 | 0 | 0 | 0
BART NOX Annual-Lawrence 5 -v5.14 | 107 | 7181 | Rate Constraint in lbs/MMBtu | FALSE | L | Annual | Allowances Withdrawn (1:1) | Thousand Tons | 0 | 0 | 0 | 0 | 0 | 0 | 0 | 0
BART NOX Annual-Lawrence 5 -v5.14 | 107 | 7181 | Rate Constraint in lbs/MMBtu | FALSE | L | Annual | Allowances Withdrawn (n:1) | Thousand Tons | 0 | 0 | 0 | 0 | 0 | 0 | 0 | 0
BART NOX Annual-Lawrence 5 -v5.14 | 107 | 7181 | Rate Constraint in lbs/MMBtu | FALSE | L | Annual | Net Emissions Allowance Position | Thousand Tons | 0 | 0 | 0 | 0 | 0 | 0 | 0 | 0
BART NOX Annual-Lawrence 5 -v5.14 | 107 | 7181 | Rate Constraint in lbs/MMBtu | FALSE | L | Annual | Fuel Consumed | TBtu | 0 | 0 | 0 | 0 | 0 | 0 | 0 | 0
BART NOX Annual-Lawrence 5 -v5.14 | 107 | 7181 | Rate Constraint in lbs/MMBtu | FALSE | L | Annual | Rate | lb/MMBtu | 0 | 0 | 0 | 0 | 0 | 0 | 0 | 0
BART NOX Annual-Lawrence 5 -v5.14 | 107 | 7181 | Rate Constraint in lbs/MMBtu | FALSE | L | Annual | Generation | TWh | 0 | 0 | 0 | 0 | 0 | 0 | 0 | 0
BART NOX Annual-Lawrence 5 -v5.14 | 107 | 7181 | Rate Constraint in lbs/MMBtu | FALSE | L | Annual | Qualifying Generation | TWh | 0 | 0 | 0 | 0 | 0 | 0 | 0 | 0
BART NOX Annual-Lawrence 5 -v5.14 | 107 | 7181 | Rate Constraint in lbs/MMBtu | FALSE | L | Annual | Rate | lb/MWh | 0 | 0 | 0 | 0 | 0 | 0 | 0 | 0
BART NOX Annual-Lawrence 5 -v5.14 | 107 | 7181 | Rate Constraint in lbs/MMBtu | FALSE | L | Annual | Constraint Shadow Price | US2019$/Ton | 0 | 0 | 0 | 0 | 0 | 0 | 0 | 0
BART NOX Annual-Leland Olds 1 -v5.13 | 108 | 7148 | Rate Constraint in lbs/MMBtu | FALSE | L | Annual | Seasons Included | Seasons | Winter, WintShld, Summer | Winter, WintShld, Summer | Winter, WintShld, Summer | Winter, WintShld, Summer | Winter, WintShld, Summer | Winter, WintShld, Summer | Winter, WintShld, Summer | Winter, WintShld, Summer
BART NOX Annual-Leland Olds 1 -v5.13 | 108 | 7148 | Rate Constraint in lbs/MMBtu | FALSE | L | Annual | Standard NOX | lb/MMBtu | 0.19 | 0.19 | 0.19 | 0.19 | 0.19 | 0.19 | 0.19 | 0.19
BART NOX Annual-Leland Olds 1 -v5.13 | 108 | 7148 | Rate Constraint in lbs/MMBtu | FALSE | L | Annual | Emissions at Affected Plants NOX | Thousand Tons | 0 | 0 | 0 | 0 | 0 | 0 | 0 | 0
BART NOX Annual-Leland Olds 1 -v5.13 | 108 | 7148 | Rate Constraint in lbs/MMBtu | FALSE | L | Annual | Allowances Purchased NOX | Thousand Tons | 0 | 0 | 0 | 0 | 0 | 0 | 0 | 0
BART NOX Annual-Leland Olds 1 -v5.13 | 108 | 7148 | Rate Constraint in lbs/MMBtu | FALSE | L | Annual | Allowances Sold NOX | Thousand Tons | 0 | 0 | 0 | 0 | 0 | 0 | 0 | 0
BART NOX Annual-Leland Olds 1 -v5.13 | 108 | 7148 | Rate Constraint in lbs/MMBtu | FALSE | L | Annual | Allowances Banked | Thousand Tons | 0 | 0 | 0 | 0 | 0 | 0 | 0 | 0
BART NOX Annual-Leland Olds 1 -v5.13 | 108 | 7148 | Rate Constraint in lbs/MMBtu | FALSE | L | Annual | Allowances Withdrawn (1:1) | Thousand Tons | 0 | 0 | 0 | 0 | 0 | 0 | 0 | 0
BART NOX Annual-Leland Olds 1 -v5.13 | 108 | 7148 | Rate Constraint in lbs/MMBtu | FALSE | L | Annual | Allowances Withdrawn (n:1) | Thousand Tons | 0 | 0 | 0 | 0 | 0 | 0 | 0 | 0
BART NOX Annual-Leland Olds 1 -v5.13 | 108 | 7148 | Rate Constraint in lbs/MMBtu | FALSE | L | Annual | Net Emissions Allowance Position | Thousand Tons | 0 | 0 | 0 | 0 | 0 | 0 | 0 | 0
BART NOX Annual-Leland Olds 1 -v5.13 | 108 | 7148 | Rate Constraint in lbs/MMBtu | FALSE | L | Annual | Fuel Consumed | TBtu | 0 | 0 | 0 | 0 | 0 | 0 | 0 | 0
BART NOX Annual-Leland Olds 1 -v5.13 | 108 | 7148 | Rate Constraint in lbs/MMBtu | FALSE | L | Annual | Rate | lb/MMBtu | 0 | 0 | 0 | 0 | 0 | 0 | 0 | 0
BART NOX Annual-Leland Olds 1 -v5.13 | 108 | 7148 | Rate Constraint in lbs/MMBtu | FALSE | L | Annual | Generation | TWh | 0 | 0 | 0 | 0 | 0 | 0 | 0 | 0
BART NOX Annual-Leland Olds 1 -v5.13 | 108 | 7148 | Rate Constraint in lbs/MMBtu | FALSE | L | Annual | Qualifying Generation | TWh | 0 | 0 | 0 | 0 | 0 | 0 | 0 | 0
BART NOX Annual-Leland Olds 1 -v5.13 | 108 | 7148 | Rate Constraint in lbs/MMBtu | FALSE | L | Annual | Rate | lb/MWh | 0 | 0 | 0 | 0 | 0 | 0 | 0 | 0
BART NOX Annual-Leland Olds 1 -v5.13 | 108 | 7148 | Rate Constraint in lbs/MMBtu | FALSE | L | Annual | Constraint Shadow Price | US2019$/Ton | 0 | 0 | 0 | 0 | 0 | 0 | 0 | 0
BART NOX Annual-Leland Olds 2 -v5.13 | 109 | 7149 | Rate Constraint in lbs/MMBtu | FALSE | L | Annual | Seasons Included | Seasons | Winter, WintShld, Summer | Winter, WintShld, Summer | Winter, WintShld, Summer | Winter, WintShld, Summer | Winter, WintShld, Summer | Winter, WintShld, Summer | Winter, WintShld, Summer | Winter, WintShld, Summer
BART NOX Annual-Leland Olds 2 -v5.13 | 109 | 7149 | Rate Constraint in lbs/MMBtu | FALSE | L | Annual | Standard NOX | lb/MMBtu | 0.35 | 0.35 | 0.35 | 0.35 | 0.35 | 0.35 | 0.35 | 0.35
BART NOX Annual-Leland Olds 2 -v5.13 | 109 | 7149 | Rate Constraint in lbs/MMBtu | FALSE | L | Annual | Emissions at Affected Plants NOX | Thousand Tons | 2.4882 | 1.6556 | 4.2547 | 4.2821 | 4.6013 | 4.6013 | 3.5557 | 2.1728
BART NOX Annual-Leland Olds 2 -v5.13 | 109 | 7149 | Rate Constraint in lbs/MMBtu | FALSE | L | Annual | Allowances Purchased NOX | Thousand Tons | 0 | 0 | 0 | 0 | 0 | 0 | 0 | 0
BART NOX Annual-Leland Olds 2 -v5.13 | 109 | 7149 | Rate Constraint in lbs/MMBtu | FALSE | L | Annual | Allowances Sold NOX | Thousand Tons | 0 | 0 | 0 | 0 | 0 | 0 | 0 | 0
BART NOX Annual-Leland Olds 2 -v5.13 | 109 | 7149 | Rate Constraint in lbs/MMBtu | FALSE | L | Annual | Allowances Banked | Thousand Tons | 0 | 0 | 0 | 0 | 0 | 0 | 0 | 0
BART NOX Annual-Leland Olds 2 -v5.13 | 109 | 7149 | Rate Constraint in lbs/MMBtu | FALSE | L | Annual | Allowances Withdrawn (1:1) | Thousand Tons | 0 | 0 | 0 | 0 | 0 | 0 | 0 | 0
BART NOX Annual-Leland Olds 2 -v5.13 | 109 | 7149 | Rate Constraint in lbs/MMBtu | FALSE | L | Annual | Allowances Withdrawn (n:1) | Thousand Tons | 0 | 0 | 0 | 0 | 0 | 0 | 0 | 0
BART NOX Annual-Leland Olds 2 -v5.13 | 109 | 7149 | Rate Constraint in lbs/MMBtu | FALSE | L | Annual | Net Emissions Allowance Position | Thousand Tons | 2.4882 | 1.6556 | 4.2547 | 4.2821 | 4.6013 | 4.6013 | 3.5557 | 2.1728
BART NOX Annual-Leland Olds 2 -v5.13 | 109 | 7149 | Rate Constraint in lbs/MMBtu | FALSE | L | Annual | Fuel Consumed | TBtu | 17.2388 | 11.4708 | 29.4779 | 29.6679 | 31.8791 | 31.8791 | 24.6351 | 15.0536
BART NOX Annual-Leland Olds 2 -v5.13 | 109 | 7149 | Rate Constraint in lbs/MMBtu | FALSE | L | Annual | Rate | lb/MMBtu | 0.28867 | 0.28867 | 0.28867 | 0.28867 | 0.28867 | 0.28867 | 0.28867 | 0.28867
BART NOX Annual-Leland Olds 2 -v5.13 | 109 | 7149 | Rate Constraint in lbs/MMBtu | FALSE | L | Annual | Generation | TWh | 1.467 | 0.97615 | 2.5085 | 2.5247 | 2.7129 | 2.7129 | 2.0964 | 1.281
BART NOX Annual-Leland Olds 2 -v5.13 | 109 | 7149 | Rate Constraint in lbs/MMBtu | FALSE | L | Annual | Qualifying Generation | TWh | 1.467 | 0.97615 | 2.5085 | 2.5247 | 2.7129 | 2.7129 | 2.0964 | 1.281
BART NOX Annual-Leland Olds 2 -v5.13 | 109 | 7149 | Rate Constraint in lbs/MMBtu | FALSE | L | Annual | Rate | lb/MWh | 3.3922 | 3.3922 | 3.3922 | 3.3922 | 3.3922 | 3.3922 | 3.3922 | 3.3922
BART NOX Annual-Leland Olds 2 -v5.13 | 109 | 7149 | Rate Constraint in lbs/MMBtu | FALSE | L | Annual | Constraint Shadow Price | US2019$/Ton | 0 | 0 | 0 | 0 | 0 | 0 | 0 | 0
BART NOX Annual-Martin Drake 6 -v5.13 | 110 | 7135 | Rate Constraint in lbs/MMBtu | FALSE | L | Annual | Seasons Included | Seasons | Winter, WintShld, Summer | Winter, WintShld, Summer | Winter, WintShld, Summer | Winter, WintShld, Summer | Winter, WintShld, Summer | Winter, WintShld, Summer | Winter, WintShld, Summer | Winter, WintShld, Summer
BART NOX Annual-Martin Drake 6 -v5.13 | 110 | 7135 | Rate Constraint in lbs/MMBtu | FALSE | L | Annual | Standard NOX | lb/MMBtu | 0.31 | 0.31 | 0.31 | 0.31 | 0.31 | 0.31 | 0.31 | 0.31
BART NOX Annual-Martin Drake 6 -v5.13 | 110 | 7135 | Rate Constraint in lbs/MMBtu | FALSE | L | Annual | Emissions at Affected Plants NOX | Thousand Tons | 0 | 0 | 0 | 0 | 0 | 0 | 0 | 0
BART NOX Annual-Martin Drake 6 -v5.13 | 110 | 7135 | Rate Constraint in lbs/MMBtu | FALSE | L | Annual | Allowances Purchased NOX | Thousand Tons | 0 | 0 | 0 | 0 | 0 | 0 | 0 | 0
BART NOX Annual-Martin Drake 6 -v5.13 | 110 | 7135 | Rate Constraint in lbs/MMBtu | FALSE | L | Annual | Allowances Sold NOX | Thousand Tons | 0 | 0 | 0 | 0 | 0 | 0 | 0 | 0
BART NOX Annual-Martin Drake 6 -v5.13 | 110 | 7135 | Rate Constraint in lbs/MMBtu | FALSE | L | Annual | Allowances Banked | Thousand Tons | 0 | 0 | 0 | 0 | 0 | 0 | 0 | 0
BART NOX Annual-Martin Drake 6 -v5.13 | 110 | 7135 | Rate Constraint in lbs/MMBtu | FALSE | L | Annual | Allowances Withdrawn (1:1) | Thousand Tons | 0 | 0 | 0 | 0 | 0 | 0 | 0 | 0
BART NOX Annual-Martin Drake 6 -v5.13 | 110 | 7135 | Rate Constraint in lbs/MMBtu | FALSE | L | Annual | Allowances Withdrawn (n:1) | Thousand Tons | 0 | 0 | 0 | 0 | 0 | 0 | 0 | 0
BART NOX Annual-Martin Drake 6 -v5.13 | 110 | 7135 | Rate Constraint in lbs/MMBtu | FALSE | L | Annual | Net Emissions Allowance Position | Thousand Tons | 0 | 0 | 0 | 0 | 0 | 0 | 0 | 0
BART NOX Annual-Martin Drake 6 -v5.13 | 110 | 7135 | Rate Constraint in lbs/MMBtu | FALSE | L | Annual | Fuel Consumed | TBtu | 0 | 0 | 0 | 0 | 0 | 0 | 0 | 0
BART NOX Annual-Martin Drake 6 -v5.13 | 110 | 7135 | Rate Constraint in lbs/MMBtu | FALSE | L | Annual | Rate | lb/MMBtu | 0 | 0 | 0 | 0 | 0 | 0 | 0 | 0
BART NOX Annual-Martin Drake 6 -v5.13 | 110 | 7135 | Rate Constraint in lbs/MMBtu | FALSE | L | Annual | Generation | TWh | 0 | 0 | 0 | 0 | 0 | 0 | 0 | 0
BART NOX Annual-Martin Drake 6 -v5.13 | 110 | 7135 | Rate Constraint in lbs/MMBtu | FALSE | L | Annual | Qualifying Generation | TWh | 0 | 0 | 0 | 0 | 0 | 0 | 0 | 0
BART NOX Annual-Martin Drake 6 -v5.13 | 110 | 7135 | Rate Constraint in lbs/MMBtu | FALSE | L | Annual | Rate | lb/MWh | 0 | 0 | 0 | 0 | 0 | 0 | 0 | 0
BART NOX Annual-Martin Drake 6 -v5.13 | 110 | 7135 | Rate Constraint in lbs/MMBtu | FALSE | L | Annual | Constraint Shadow Price | US2019$/Ton | 0 | 0 | 0 | 0 | 0 | 0 | 0 | 0
BART NOX Annual-Martin Drake 7 -v5.13 | 111 | 7136 | Rate Constraint in lbs/MMBtu | FALSE | L | Annual | Seasons Included | Seasons | Winter, WintShld, Summer | Winter, WintShld, Summer | Winter, WintShld, Summer | Winter, WintShld, Summer | Winter, WintShld, Summer | Winter, WintShld, Summer | Winter, WintShld, Summer | Winter, WintShld, Summer
BART NOX Annual-Martin Drake 7 -v5.13 | 111 | 7136 | Rate Constraint in lbs/MMBtu | FALSE | L | Annual | Standard NOX | lb/MMBtu | 0.29 | 0.29 | 0.29 | 0.29 | 0.29 | 0.29 | 0.29 | 0.29
BART NOX Annual-Martin Drake 7 -v5.13 | 111 | 7136 | Rate Constraint in lbs/MMBtu | FALSE | L | Annual | Emissions at Affected Plants NOX | Thousand Tons | 0 | 0 | 0 | 0 | 0 | 0 | 0 | 0
BART NOX Annual-Martin Drake 7 -v5.13 | 111 | 7136 | Rate Constraint in lbs/MMBtu | FALSE | L | Annual | Allowances Purchased NOX | Thousand Tons | 0 | 0 | 0 | 0 | 0 | 0 | 0 | 0
BART NOX Annual-Martin Drake 7 -v5.13 | 111 | 7136 | Rate Constraint in lbs/MMBtu | FALSE | L | Annual | Allowances Sold NOX | Thousand Tons | 0 | 0 | 0 | 0 | 0 | 0 | 0 | 0
BART NOX Annual-Martin Drake 7 -v5.13 | 111 | 7136 | Rate Constraint in lbs/MMBtu | FALSE | L | Annual | Allowances Banked | Thousand Tons | 0 | 0 | 0 | 0 | 0 | 0 | 0 | 0
BART NOX Annual-Martin Drake 7 -v5.13 | 111 | 7136 | Rate Constraint in lbs/MMBtu | FALSE | L | Annual | Allowances Withdrawn (1:1) | Thousand Tons | 0 | 0 | 0 | 0 | 0 | 0 | 0 | 0
BART NOX Annual-Martin Drake 7 -v5.13 | 111 | 7136 | Rate Constraint in lbs/MMBtu | FALSE | L | Annual | Allowances Withdrawn (n:1) | Thousand Tons | 0 | 0 | 0 | 0 | 0 | 0 | 0 | 0
BART NOX Annual-Martin Drake 7 -v5.13 | 111 | 7136 | Rate Constraint in lbs/MMBtu | FALSE | L | Annual | Net Emissions Allowance Position | Thousand Tons | 0 | 0 | 0 | 0 | 0 | 0 | 0 | 0
BART NOX Annual-Martin Drake 7 -v5.13 | 111 | 7136 | Rate Constraint in lbs/MMBtu | FALSE | L | Annual | Fuel Consumed | TBtu | 0 | 0 | 0 | 0 | 0 | 0 | 0 | 0
BART NOX Annual-Martin Drake 7 -v5.13 | 111 | 7136 | Rate Constraint in lbs/MMBtu | FALSE | L | Annual | Rate | lb/MMBtu | 0 | 0 | 0 | 0 | 0 | 0 | 0 | 0
BART NOX Annual-Martin Drake 7 -v5.13 | 111 | 7136 | Rate Constraint in lbs/MMBtu | FALSE | L | Annual | Generation | TWh | 0 | 0 | 0 | 0 | 0 | 0 | 0 | 0
BART NOX Annual-Martin Drake 7 -v5.13 | 111 | 7136 | Rate Constraint in lbs/MMBtu | FALSE | L | Annual | Qualifying Generation | TWh | 0 | 0 | 0 | 0 | 0 | 0 | 0 | 0
BART NOX Annual-Martin Drake 7 -v5.13 | 111 | 7136 | Rate Constraint in lbs/MMBtu | FALSE | L | Annual | Rate | lb/MWh | 0 | 0 | 0 | 0 | 0 | 0 | 0 | 0
BART NOX Annual-Martin Drake 7 -v5.13 | 111 | 7136 | Rate Constraint in lbs/MMBtu | FALSE | L | Annual | Constraint Shadow Price | US2019$/Ton | 0 | 0 | 0 | 0 | 0 | 0 | 0 | 0
BART NOX Annual-Merrimack 2 -v5.13 | 112 | 7150 | Rate Constraint in lbs/MMBtu | FALSE | L | Annual | Seasons Included | Seasons | Winter, WintShld, Summer | Winter, WintShld, Summer | Winter, WintShld, Summer | Winter, WintShld, Summer | Winter, WintShld, Summer | Winter, WintShld, Summer | Winter, WintShld, Summer | Winter, WintShld, Summer
BART NOX Annual-Merrimack 2 -v5.13 | 112 | 7150 | Rate Constraint in lbs/MMBtu | FALSE | L | Annual | Standard NOX | lb/MMBtu | 0.3 | 0.3 | 0.3 | 0.3 | 0.3 | 0.3 | 0.3 | 0.3
BART NOX Annual-Merrimack 2 -v5.13 | 112 | 7150 | Rate Constraint in lbs/MMBtu | FALSE | L | Annual | Emissions at Affected Plants NOX | Thousand Tons | 0 | 0 | 0 | 0 | 0 | 0 | 0 | 0
BART NOX Annual-Merrimack 2 -v5.13 | 112 | 7150 | Rate Constraint in lbs/MMBtu | FALSE | L | Annual | Allowances Purchased NOX | Thousand Tons | 0 | 0 | 0 | 0 | 0 | 0 | 0 | 0
BART NOX Annual-Merrimack 2 -v5.13 | 112 | 7150 | Rate Constraint in lbs/MMBtu | FALSE | L | Annual | Allowances Sold NOX | Thousand Tons | 0 | 0 | 0 | 0 | 0 | 0 | 0 | 0
BART NOX Annual-Merrimack 2 -v5.13 | 112 | 7150 | Rate Constraint in lbs/MMBtu | FALSE | L | Annual | Allowances Banked | Thousand Tons | 0 | 0 | 0 | 0 | 0 | 0 | 0 | 0
BART NOX Annual-Merrimack 2 -v5.13 | 112 | 7150 | Rate Constraint in lbs/MMBtu | FALSE | L | Annual | Allowances Withdrawn (1:1) | Thousand Tons | 0 | 0 | 0 | 0 | 0 | 0 | 0 | 0
BART NOX Annual-Merrimack 2 -v5.13 | 112 | 7150 | Rate Constraint in lbs/MMBtu | FALSE | L | Annual | Allowances Withdrawn (n:1) | Thousand Tons | 0 | 0 | 0 | 0 | 0 | 0 | 0 | 0
BART NOX Annual-Merrimack 2 -v5.13 | 112 | 7150 | Rate Constraint in lbs/MMBtu | FALSE | L | Annual | Net Emissions Allowance Position | Thousand Tons | 0 | 0 | 0 | 0 | 0 | 0 | 0 | 0
BART NOX Annual-Merrimack 2 -v5.13 | 112 | 7150 | Rate Constraint in lbs/MMBtu | FALSE | L | Annual | Fuel Consumed | TBtu | 0 | 0 | 0 | 0 | 0 | 0 | 0 | 0
BART NOX Annual-Merrimack 2 -v5.13 | 112 | 7150 | Rate Constraint in lbs/MMBtu | FALSE | L | Annual | Rate | lb/MMBtu | 0 | 0 | 0 | 0 | 0 | 0 | 0 | 0
BART NOX Annual-Merrimack 2 -v5.13 | 112 | 7150 | Rate Constraint in lbs/MMBtu | FALSE | L | Annual | Generation | TWh | 0 | 0 | 0 | 0 | 0 | 0 | 0 | 0
BART NOX Annual-Merrimack 2 -v5.13 | 112 | 7150 | Rate Constraint in lbs/MMBtu | FALSE | L | Annual | Qualifying Generation | TWh | 0 | 0 | 0 | 0 | 0 | 0 | 0 | 0
BART NOX Annual-Merrimack 2 -v5.13 | 112 | 7150 | Rate Constraint in lbs/MMBtu | FALSE | L | Annual | Rate | lb/MWh | 0 | 0 | 0 | 0 | 0 | 0 | 0 | 0
BART NOX Annual-Merrimack 2 -v5.13 | 112 | 7150 | Rate Constraint in lbs/MMBtu | FALSE | L | Annual | Constraint Shadow Price | US2019$/Ton | 0 | 0 | 0 | 0 | 0 | 0 | 0 | 0
BART NOX Annual-Milton R Young B1 -v5.13 | 113 | 7151 | Rate Constraint in lbs/MMBtu | FALSE | L | Annual | Seasons Included | Seasons | Winter, WintShld, Summer | Winter, WintShld, Summer | Winter, WintShld, Summer | Winter, WintShld, Summer | Winter, WintShld, Summer | Winter, WintShld, Summer | Winter, WintShld, Summer | Winter, WintShld, Summer
BART NOX Annual-Milton R Young B1 -v5.13 | 113 | 7151 | Rate Constraint in lbs/MMBtu | FALSE | L | Annual | Standard NOX | lb/MMBtu | 0.36 | 0.36 | 0.36 | 0.36 | 0.36 | 0.36 | 0.36 | 0.36
BART NOX Annual-Milton R Young B1 -v5.13 | 113 | 7151 | Rate Constraint in lbs/MMBtu | FALSE | L | Annual | Emissions at Affected Plants NOX | Thousand Tons | 2.6036 | 2.4506 | 2.6106 | 2.6036 | 2.6581 | 1.4683 | 0 | 0
BART NOX Annual-Milton R Young B1 -v5.13 | 113 | 7151 | Rate Constraint in lbs/MMBtu | FALSE | L | Annual | Allowances Purchased NOX | Thousand Tons | 0 | 0 | 0 | 0 | 0 | 0 | 0 | 0
BART NOX Annual-Milton R Young B1 -v5.13 | 113 | 7151 | Rate Constraint in lbs/MMBtu | FALSE | L | Annual | Allowances Sold NOX | Thousand Tons | 0 | 0 | 0 | 0 | 0 | 0 | 0 | 0
BART NOX Annual-Milton R Young B1 -v5.13 | 113 | 7151 | Rate Constraint in lbs/MMBtu | FALSE | L | Annual | Allowances Banked | Thousand Tons | 0 | 0 | 0 | 0 | 0 | 0 | 0 | 0
BART NOX Annual-Milton R Young B1 -v5.13 | 113 | 7151 | Rate Constraint in lbs/MMBtu | FALSE | L | Annual | Allowances Withdrawn (1:1) | Thousand Tons | 0 | 0 | 0 | 0 | 0 | 0 | 0 | 0
BART NOX Annual-Milton R Young B1 -v5.13 | 113 | 7151 | Rate Constraint in lbs/MMBtu | FALSE | L | Annual | Allowances Withdrawn (n:1) | Thousand Tons | 0 | 0 | 0 | 0 | 0 | 0 | 0 | 0
BART NOX Annual-Milton R Young B1 -v5.13 | 113 | 7151 | Rate Constraint in lbs/MMBtu | FALSE | L | Annual | Net Emissions Allowance Position | Thousand Tons | 2.6036 | 2.4506 | 2.6106 | 2.6036 | 2.6581 | 1.4683 | 0 | 0
BART NOX Annual-Milton R Young B1 -v5.13 | 113 | 7151 | Rate Constraint in lbs/MMBtu | FALSE | L | Annual | Fuel Consumed | TBtu | 19.4858 | 18.3408 | 19.5382 | 19.4858 | 19.8938 | 10.9888 | 0 | 0
BART NOX Annual-Milton R Young B1 -v5.13 | 113 | 7151 | Rate Constraint in lbs/MMBtu | FALSE | L | Annual | Rate | lb/MMBtu | 0.26723 | 0.26723 | 0.26723 | 0.26723 | 0.26723 | 0.26723 | 0 | 0
BART NOX Annual-Milton R Young B1 -v5.13 | 113 | 7151 | Rate Constraint in lbs/MMBtu | FALSE | L | Annual | Generation | TWh | 1.6753 | 1.5769 | 1.6798 | 1.6753 | 1.7104 | 0.94479 | 0 | 0
BART NOX Annual-Milton R Young B1 -v5.13 | 113 | 7151 | Rate Constraint in lbs/MMBtu | FALSE | L | Annual | Qualifying Generation | TWh | 1.6753 | 1.5769 | 1.6798 | 1.6753 | 1.7104 | 0.94479 | 0 | 0
BART NOX Annual-Milton R Young B1 -v5.13 | 113 | 7151 | Rate Constraint in lbs/MMBtu | FALSE | L | Annual | Rate | lb/MWh | 3.1082 | 3.1082 | 3.1082 | 3.1082 | 3.1082 | 3.1082 | 0 | 0
BART NOX Annual-Milton R Young B1 -v5.13 | 113 | 7151 | Rate Constraint in lbs/MMBtu | FALSE | L | Annual | Constraint Shadow Price | US2019$/Ton | 0 | 0 | 0 | 0 | 0 | 0 | 0 | 0
BART NOX Annual-Milton R Young B2 -v5.13 | 114 | 7152 | Rate Constraint in lbs/MMBtu | FALSE | L | Annual | Seasons Included | Seasons | Winter, WintShld, Summer | Winter, WintShld, Summer | Winter, WintShld, Summer | Winter, WintShld, Summer | Winter, WintShld, Summer | Winter, WintShld, Summer | Winter, WintShld, Summer | Winter, WintShld, Summer
BART NOX Annual-Milton R Young B2 -v5.13 | 114 | 7152 | Rate Constraint in lbs/MMBtu | FALSE | L | Annual | Standard NOX | lb/MMBtu | 0.35 | 0.35 | 0.35 | 0.35 | 0.35 | 0.35 | 0.35 | 0.35
BART NOX Annual-Milton R Young B2 -v5.13 | 114 | 7152 | Rate Constraint in lbs/MMBtu | FALSE | L | Annual | Emissions at Affected Plants NOX | Thousand Tons | 4.9646 | 4.4146 | 5.2521 | 5.2387 | 5.1775 | 5.2521 | 4.864 | 0
BART NOX Annual-Milton R Young B2 -v5.13 | 114 | 7152 | Rate Constraint in lbs/MMBtu | FALSE | L | Annual | Allowances Purchased NOX | Thousand Tons | 0 | 0 | 0 | 0 | 0 | 0 | 0 | 0
BART NOX Annual-Milton R Young B2 -v5.13 | 114 | 7152 | Rate Constraint in lbs/MMBtu | FALSE | L | Annual | Allowances Sold NOX | Thousand Tons | 0 | 0 | 0 | 0 | 0 | 0 | 0 | 0
BART NOX Annual-Milton R Young B2 -v5.13 | 114 | 7152 | Rate Constraint in lbs/MMBtu | FALSE | L | Annual | Allowances Banked | Thousand Tons | 0 | 0 | 0 | 0 | 0 | 0 | 0 | 0
BART NOX Annual-Milton R Young B2 -v5.13 | 114 | 7152 | Rate Constraint in lbs/MMBtu | FALSE | L | Annual | Allowances Withdrawn (1:1) | Thousand Tons | 0 | 0 | 0 | 0 | 0 | 0 | 0 | 0
BART NOX Annual-Milton R Young B2 -v5.13 | 114 | 7152 | Rate Constraint in lbs/MMBtu | FALSE | L | Annual | Allowances Withdrawn (n:1) | Thousand Tons | 0 | 0 | 0 | 0 | 0 | 0 | 0 | 0
BART NOX Annual-Milton R Young B2 -v5.13 | 114 | 7152 | Rate Constraint in lbs/MMBtu | FALSE | L | Annual | Net Emissions Allowance Position | Thousand Tons | 4.9646 | 4.4146 | 5.2521 | 5.2387 | 5.1775 | 5.2521 | 4.864 | 0
BART NOX Annual-Milton R Young B2 -v5.13 | 114 | 7152 | Rate Constraint in lbs/MMBtu | FALSE | L | Annual | Fuel Consumed | TBtu | 35.0198 | 31.1403 | 37.0481 | 36.9537 | 36.5214 | 37.0481 | 34.3105 | 0
BART NOX Annual-Milton R Young B2 -v5.13 | 114 | 7152 | Rate Constraint in lbs/MMBtu | FALSE | L | Annual | Rate | lb/MMBtu | 0.28353 | 0.28353 | 0.28353 | 0.28353 | 0.28353 | 0.28353 | 0.28353 | 0
BART NOX Annual-Milton R Young B2 -v5.13 | 114 | 7152 | Rate Constraint in lbs/MMBtu | FALSE | L | Annual | Generation | TWh | 3.0743 | 2.7338 | 3.2524 | 3.2441 | 3.2062 | 3.2524 | 3.0121 | 0
BART NOX Annual-Milton R Young B2 -v5.13 | 114 | 7152 | Rate Constraint in lbs/MMBtu | FALSE | L | Annual | Qualifying Generation | TWh | 3.0743 | 2.7338 | 3.2524 | 3.2441 | 3.2062 | 3.2524 | 3.0121 | 0
BART NOX Annual-Milton R Young B2 -v5.13 | 114 | 7152 | Rate Constraint in lbs/MMBtu | FALSE | L | Annual | Rate | lb/MWh | 3.2297 | 3.2297 | 3.2297 | 3.2297 | 3.2297 | 3.2297 | 3.2297 | 0
BART NOX Annual-Milton R Young B2 -v5.13 | 114 | 7152 | Rate Constraint in lbs/MMBtu | FALSE | L | Annual | Constraint Shadow Price | US2019$/Ton | 0 | 0 | 0 | 0 | 0 | 0 | 0 | 0
BART NOX Annual-Muskogee 4 -v6.17 | 115 | 7153 | Rate Constraint in lbs/MMBtu | FALSE | L | Annual | Seasons Included | Seasons | Winter, WintShld, Summer | Winter, WintShld, Summer | Winter, WintShld, Summer | Winter, WintShld, Summer | Winter, WintShld, Summer | Winter, WintShld, Summer | Winter, WintShld, Summer | Winter, WintShld, Summer
BART NOX Annual-Muskogee 4 -v6.17 | 115 | 7153 | Rate Constraint in lbs/MMBtu | FALSE | L | Annual | Standard NOX | lb/MMBtu | 0.15 | 0.15 | 0.15 | 0.15 | 0.15 | 0.15 | 0.15 | 0.15
BART NOX Annual-Muskogee 4 -v6.17 | 115 | 7153 | Rate Constraint in lbs/MMBtu | FALSE | L | Annual | Emissions at Affected Plants NOX | Thousand Tons | 0 | 0 | 0 | 0 | 0 | 0 | 0 | 0
BART NOX Annual-Muskogee 4 -v6.17 | 115 | 7153 | Rate Constraint in lbs/MMBtu | FALSE | L | Annual | Allowances Purchased NOX | Thousand Tons | 0 | 0 | 0 | 0 | 0 | 0 | 0 | 0
BART NOX Annual-Muskogee 4 -v6.17 | 115 | 7153 | Rate Constraint in lbs/MMBtu | FALSE | L | Annual | Allowances Sold NOX | Thousand Tons | 0 | 0 | 0 | 0 | 0 | 0 | 0 | 0
BART NOX Annual-Muskogee 4 -v6.17 | 115 | 7153 | Rate Constraint in lbs/MMBtu | FALSE | L | Annual | Allowances Banked | Thousand Tons | 0 | 0 | 0 | 0 | 0 | 0 | 0 | 0
BART NOX Annual-Muskogee 4 -v6.17 | 115 | 7153 | Rate Constraint in lbs/MMBtu | FALSE | L | Annual | Allowances Withdrawn (1:1) | Thousand Tons | 0 | 0 | 0 | 0 | 0 | 0 | 0 | 0
BART NOX Annual-Muskogee 4 -v6.17 | 115 | 7153 | Rate Constraint in lbs/MMBtu | FALSE | L | Annual | Allowances Withdrawn (n:1) | Thousand Tons | 0 | 0 | 0 | 0 | 0 | 0 | 0 | 0
BART NOX Annual-Muskogee 4 -v6.17 | 115 | 7153 | Rate Constraint in lbs/MMBtu | FALSE | L | Annual | Net Emissions Allowance Position | Thousand Tons | 0 | 0 | 0 | 0 | 0 | 0 | 0 | 0
BART NOX Annual-Muskogee 4 -v6.17 | 115 | 7153 | Rate Constraint in lbs/MMBtu | FALSE | L | Annual | Fuel Consumed | TBtu | 0 | 0 | 0 | 0 | 0 | 0 | 0 | 0
BART NOX Annual-Muskogee 4 -v6.17 | 115 | 7153 | Rate Constraint in lbs/MMBtu | FALSE | L | Annual | Rate | lb/MMBtu | 0 | 0 | 0 | 0 | 0 | 0 | 0 | 0
BART NOX Annual-Muskogee 4 -v6.17 | 115 | 7153 | Rate Constraint in lbs/MMBtu | FALSE | L | Annual | Generation | TWh | 0 | 0 | 0 | 0 | 0 | 0 | 0 | 0
BART NOX Annual-Muskogee 4 -v6.17 | 115 | 7153 | Rate Constraint in lbs/MMBtu | FALSE | L | Annual | Qualifying Generation | TWh | 0 | 0 | 0 | 0 | 0 | 0 | 0 | 0
BART NOX Annual-Muskogee 4 -v6.17 | 115 | 7153 | Rate Constraint in lbs/MMBtu | FALSE | L | Annual | Rate | lb/MWh | 0 | 0 | 0 | 0 | 0 | 0 | 0 | 0
BART NOX Annual-Muskogee 4 -v6.17 | 115 | 7153 | Rate Constraint in lbs/MMBtu | FALSE | L | Annual | Constraint Shadow Price | US2019$/Ton | 0 | 0 | 0 | 0 | 0 | 0 | 0 | 0
BART NOX Annual-Muskogee 5 -v6.17 | 116 | 7154 | Rate Constraint in lbs/MMBtu | FALSE | L | Annual | Seasons Included | Seasons | Winter, WintShld, Summer | Winter, WintShld, Summer | Winter, WintShld, Summer | Winter, WintShld, Summer | Winter, WintShld, Summer | Winter, WintShld, Summer | Winter, WintShld, Summer | Winter, WintShld, Summer
BART NOX Annual-Muskogee 5 -v6.17 | 116 | 7154 | Rate Constraint in lbs/MMBtu | FALSE | L | Annual | Standard NOX | lb/MMBtu | 0.15 | 0.15 | 0.15 | 0.15 | 0.15 | 0.15 | 0.15 | 0.15
BART NOX Annual-Muskogee 5 -v6.17 | 116 | 7154 | Rate Constraint in lbs/MMBtu | FALSE | L | Annual | Emissions at Affected Plants NOX | Thousand Tons | 0 | 0 | 0 | 0 | 0 | 0 | 0 | 0
BART NOX Annual-Muskogee 5 -v6.17 | 116 | 7154 | Rate Constraint in lbs/MMBtu | FALSE | L | Annual | Allowances Purchased NOX | Thousand Tons | 0 | 0 | 0 | 0 | 0 | 0 | 0 | 0
BART NOX Annual-Muskogee 5 -v6.17 | 116 | 7154 | Rate Constraint in lbs/MMBtu | FALSE | L | Annual | Allowances Sold NOX | Thousand Tons | 0 | 0 | 0 | 0 | 0 | 0 | 0 | 0
BART NOX Annual-Muskogee 5 -v6.17 | 116 | 7154 | Rate Constraint in lbs/MMBtu | FALSE | L | Annual | Allowances Banked | Thousand Tons | 0 | 0 | 0 | 0 | 0 | 0 | 0 | 0
BART NOX Annual-Muskogee 5 -v6.17 | 116 | 7154 | Rate Constraint in lbs/MMBtu | FALSE | L | Annual | Allowances Withdrawn (1:1) | Thousand Tons | 0 | 0 | 0 | 0 | 0 | 0 | 0 | 0
BART NOX Annual-Muskogee 5 -v6.17 | 116 | 7154 | Rate Constraint in lbs/MMBtu | FALSE | L | Annual | Allowances Withdrawn (n:1) | Thousand Tons | 0 | 0 | 0 | 0 | 0 | 0 | 0 | 0
BART NOX Annual-Muskogee 5 -v6.17 | 116 | 7154 | Rate Constraint in lbs/MMBtu | FALSE | L | Annual | Net Emissions Allowance Position | Thousand Tons | 0 | 0 | 0 | 0 | 0 | 0 | 0 | 0
BART NOX Annual-Muskogee 5 -v6.17 | 116 | 7154 | Rate Constraint in lbs/MMBtu | FALSE | L | Annual | Fuel Consumed | TBtu | 0 | 0 | 0 | 0 | 0 | 0 | 0 | 0
BART NOX Annual-Muskogee 5 -v6.17 | 116 | 7154 | Rate Constraint in lbs/MMBtu | FALSE | L | Annual | Rate | lb/MMBtu | 0 | 0 | 0 | 0 | 0 | 0 | 0 | 0
BART NOX Annual-Muskogee 5 -v6.17 | 116 | 7154 | Rate Constraint in lbs/MMBtu | FALSE | L | Annual | Generation | TWh | 0 | 0 | 0 | 0 | 0 | 0 | 0 | 0
BART NOX Annual-Muskogee 5 -v6.17 | 116 | 7154 | Rate Constraint in lbs/MMBtu | FALSE | L | Annual | Qualifying Generation | TWh | 0 | 0 | 0 | 0 | 0 | 0 | 0 | 0
BART NOX Annual-Muskogee 5 -v6.17 | 116 | 7154 | Rate Constraint in lbs/MMBtu | FALSE | L | Annual | Rate | lb/MWh | 0 | 0 | 0 | 0 | 0 | 0 | 0 | 0
BART NOX Annual-Muskogee 5 -v6.17 | 116 | 7154 | Rate Constraint in lbs/MMBtu | FALSE | L | Annual | Constraint Shadow Price | US2019$/Ton | 0 | 0 | 0 | 0 | 0 | 0 | 0 | 0
BART NOX Annual-Naughton 1 -v5.14 | 117 | 7171 | Rate Constraint in lbs/MMBtu | FALSE | L | Annual | Seasons Included | Seasons | Winter, WintShld, Summer | Winter, WintShld, Summer | Winter, WintShld, Summer | Winter, WintShld, Summer | Winter, WintShld, Summer | Winter, WintShld, Summer | Winter, WintShld, Summer | Winter, WintShld, Summer
BART NOX Annual-Naughton 1 -v5.14 | 117 | 7171 | Rate Constraint in lbs/MMBtu | FALSE | L | Annual | Standard NOX | lb/MMBtu | 0.26 | 0.26 | 0.26 | 0.26 | 0.26 | 0.26 | 0.26 | 0.26
BART NOX Annual-Naughton 1 -v5.14 | 117 | 7171 | Rate Constraint in lbs/MMBtu | FALSE | L | Annual | Emissions at Affected Plants NOX | Thousand Tons | 0 | 0 | 0 | 0 | 0 | 0 | 0 | 0
BART NOX Annual-Naughton 1 -v5.14 | 117 | 7171 | Rate Constraint in lbs/MMBtu | FALSE | L | Annual | Allowances Purchased NOX | Thousand Tons | 0 | 0 | 0 | 0 | 0 | 0 | 0 | 0
BART NOX Annual-Naughton 1 -v5.14 | 117 | 7171 | Rate Constraint in lbs/MMBtu | FALSE | L | Annual | Allowances Sold NOX | Thousand Tons | 0 | 0 | 0 | 0 | 0 | 0 | 0 | 0
BART NOX Annual-Naughton 1 -v5.14 | 117 | 7171 | Rate Constraint in lbs/MMBtu | FALSE | L | Annual | Allowances Banked | Thousand Tons | 0 | 0 | 0 | 0 | 0 | 0 | 0 | 0
BART NOX Annual-Naughton 1 -v5.14 | 117 | 7171 | Rate Constraint in lbs/MMBtu | FALSE | L | Annual | Allowances Withdrawn (1:1) | Thousand Tons | 0 | 0 | 0 | 0 | 0 | 0 | 0 | 0
BART NOX Annual-Naughton 1 -v5.14 | 117 | 7171 | Rate Constraint in lbs/MMBtu | FALSE | L | Annual | Allowances Withdrawn (n:1) | Thousand Tons | 0 | 0 | 0 | 0 | 0 | 0 | 0 | 0
BART NOX Annual-Naughton 1 -v5.14 | 117 | 7171 | Rate Constraint in lbs/MMBtu | FALSE | L | Annual | Net Emissions Allowance Position | Thousand Tons | 0 | 0 | 0 | 0 | 0 | 0 | 0 | 0
BART NOX Annual-Naughton 1 -v5.14 | 117 | 7171 | Rate Constraint in lbs/MMBtu | FALSE | L | Annual | Fuel Consumed | TBtu | 0 | 0 | 0 | 0 | 0 | 0 | 0 | 0
BART NOX Annual-Naughton 1 -v5.14 | 117 | 7171 | Rate Constraint in lbs/MMBtu | FALSE | L | Annual | Rate | lb/MMBtu | 0 | 0 | 0 | 0 | 0 | 0 | 0 | 0
BART NOX Annual-Naughton 1 -v5.14 | 117 | 7171 | Rate Constraint in lbs/MMBtu | FALSE | L | Annual | Generation | TWh | 0 | 0 | 0 | 0 | 0 | 0 | 0 | 0
BART NOX Annual-Naughton 1 -v5.14 | 117 | 7171 | Rate Constraint in lbs/MMBtu | FALSE | L | Annual | Qualifying Generation | TWh | 0 | 0 | 0 | 0 | 0 | 0 | 0 | 0
BART NOX Annual-Naughton 1 -v5.14 | 117 | 7171 | Rate Constraint in lbs/MMBtu | FALSE | L | Annual | Rate | lb/MWh | 0 | 0 | 0 | 0 | 0 | 0 | 0 | 0
BART NOX Annual-Naughton 1 -v5.14 | 117 | 7171 | Rate Constraint in lbs/MMBtu | FALSE | L | Annual | Constraint Shadow Price | US2019$/Ton | 0 | 0 | 0 | 0 | 0 | 0 | 0 | 0
BART NOX Annual-Naughton 2 -v5.14 | 118 | 7172 | Rate Constraint in lbs/MMBtu | FALSE | L | Annual | Seasons Included | Seasons | Winter, WintShld, Summer | Winter, WintShld, Summer | Winter, WintShld, Summer | Winter, WintShld, Summer | Winter, WintShld, Summer | Winter, WintShld, Summer | Winter, WintShld, Summer | Winter, WintShld, Summer
BART NOX Annual-Naughton 2 -v5.14 | 118 | 7172 | Rate Constraint in lbs/MMBtu | FALSE | L | Annual | Standard NOX | lb/MMBtu | 0.26 | 0.26 | 0.26 | 0.26 | 0.26 | 0.26 | 0.26 | 0.26
BART NOX Annual-Naughton 2 -v5.14 | 118 | 7172 | Rate Constraint in lbs/MMBtu | FALSE | L | Annual | Emissions at Affected Plants NOX | Thousand Tons | 0 | 0 | 0 | 0 | 0 | 0 | 0 | 0
BART NOX Annual-Naughton 2 -v5.14 | 118 | 7172 | Rate Constraint in lbs/MMBtu | FALSE | L | Annual | Allowances Purchased NOX | Thousand Tons | 0 | 0 | 0 | 0 | 0 | 0 | 0 | 0
BART NOX Annual-Naughton 2 -v5.14 | 118 | 7172 | Rate Constraint in lbs/MMBtu | FALSE | L | Annual | Allowances Sold NOX | Thousand Tons | 0 | 0 | 0 | 0 | 0 | 0 | 0 | 0
BART NOX Annual-Naughton 2 -v5.14 | 118 | 7172 | Rate Constraint in lbs/MMBtu | FALSE | L | Annual | Allowances Banked | Thousand Tons | 0 | 0 | 0 | 0 | 0 | 0 | 0 | 0
BART NOX Annual-Naughton 2 -v5.14 | 118 | 7172 | Rate Constraint in lbs/MMBtu | FALSE | L | Annual | Allowances Withdrawn (1:1) | Thousand Tons | 0 | 0 | 0 | 0 | 0 | 0 | 0 | 0
BART NOX Annual-Naughton 2 -v5.14 | 118 | 7172 | Rate Constraint in lbs/MMBtu | FALSE | L | Annual | Allowances Withdrawn (n:1) | Thousand Tons | 0 | 0 | 0 | 0 | 0 | 0 | 0 | 0
BART NOX Annual-Naughton 2 -v5.14 | 118 | 7172 | Rate Constraint in lbs/MMBtu | FALSE | L | Annual | Net Emissions Allowance Position | Thousand Tons | 0 | 0 | 0 | 0 | 0 | 0 | 0 | 0
BART NOX Annual-Naughton 2 -v5.14 | 118 | 7172 | Rate Constraint in lbs/MMBtu | FALSE | L | Annual | Fuel Consumed | TBtu | 0 | 0 | 0 | 0 | 0 | 0 | 0 | 0
BART NOX Annual-Naughton 2 -v5.14 | 118 | 7172 | Rate Constraint in lbs/MMBtu | FALSE | L | Annual | Rate | lb/MMBtu | 0 | 0 | 0 | 0 | 0 | 0 | 0 | 0
BART NOX Annual-Naughton 2 -v5.14 | 118 | 7172 | Rate Constraint in lbs/MMBtu | FALSE | L | Annual | Generation | TWh | 0 | 0 | 0 | 0 | 0 | 0 | 0 | 0
BART NOX Annual-Naughton 2 -v5.14 | 118 | 7172 | Rate Constraint in lbs/MMBtu | FALSE | L | Annual | Qualifying Generation | TWh | 0 | 0 | 0 | 0 | 0 | 0 | 0 | 0
BART NOX Annual-Naughton 2 -v5.14 | 118 | 7172 | Rate Constraint in lbs/MMBtu | FALSE | L | Annual | Rate | lb/MWh | 0 | 0 | 0 | 0 | 0 | 0 | 0 | 0
BART NOX Annual-Naughton 2 -v5.14 | 118 | 7172 | Rate Constraint in lbs/MMBtu | FALSE | L | Annual | Constraint Shadow Price | US2019$/Ton | 0 | 0 | 0 | 0 | 0 | 0 | 0 | 0
BART NOX Annual-Naughton 3 -v5.14 | 119 | 7173 | Rate Constraint in lbs/MMBtu | FALSE | L | Annual | Seasons Included | Seasons | Winter, WintShld, Summer | Winter, WintShld, Summer | Winter, WintShld, Summer | Winter, WintShld, Summer | Winter, WintShld, Summer | Winter, WintShld, Summer | Winter, WintShld, Summer | Winter, WintShld, Summer
BART NOX Annual-Naughton 3 -v5.14 | 119 | 7173 | Rate Constraint in lbs/MMBtu | FALSE | L | Annual | Standard NOX | lb/MMBtu | 0.12 | 0.12 | 0.12 | 0.12 | 0.12 | 0.12 | 0.12 | 0.12
BART NOX Annual-Naughton 3 -v5.14 | 119 | 7173 | Rate Constraint in lbs/MMBtu | FALSE | L | Annual | Emissions at Affected Plants NOX | Thousand Tons | 0 | 0 | 0 | 0 | 0 | 0 | 0 | 0
BART NOX Annual-Naughton 3 -v5.14 | 119 | 7173 | Rate Constraint in lbs/MMBtu | FALSE | L | Annual | Allowances Purchased NOX | Thousand Tons | 0 | 0 | 0 | 0 | 0 | 0 | 0 | 0
BART NOX Annual-Naughton 3 -v5.14 | 119 | 7173 | Rate Constraint in lbs/MMBtu | FALSE | L | Annual | Allowances Sold NOX | Thousand Tons | 0 | 0 | 0 | 0 | 0 | 0 | 0 | 0
BART NOX Annual-Naughton 3 -v5.14 | 119 | 7173 | Rate Constraint in lbs/MMBtu | FALSE | L | Annual | Allowances Banked | Thousand Tons | 0 | 0 | 0 | 0 | 0 | 0 | 0 | 0
BART NOX Annual-Naughton 3 -v5.14 | 119 | 7173 | Rate Constraint in lbs/MMBtu | FALSE | L | Annual | Allowances Withdrawn (1:1) | Thousand Tons | 0 | 0 | 0 | 0 | 0 | 0 | 0 | 0
BART NOX Annual-Naughton 3 -v5.14 | 119 | 7173 | Rate Constraint in lbs/MMBtu | FALSE | L | Annual | Allowances Withdrawn (n:1) | Thousand Tons | 0 | 0 | 0 | 0 | 0 | 0 | 0 | 0
BART NOX Annual-Naughton 3 -v5.14 | 119 | 7173 | Rate Constraint in lbs/MMBtu | FALSE | L | Annual | Net Emissions Allowance Position | Thousand Tons | 0 | 0 | 0 | 0 | 0 | 0 | 0 | 0
BART NOX Annual-Naughton 3 -v5.14 | 119 | 7173 | Rate Constraint in lbs/MMBtu | FALSE | L | Annual | Fuel Consumed | TBtu | 0 | 0 | 0 | 0 | 0 | 0 | 0 | 0
BART NOX Annual-Naughton 3 -v5.14 | 119 | 7173 | Rate Constraint in lbs/MMBtu | FALSE | L | Annual | Rate | lb/MMBtu | 0 | 0 | 0 | 0 | 0 | 0 | 0 | 0
BART NOX Annual-Naughton 3 -v5.14 | 119 | 7173 | Rate Constraint in lbs/MMBtu | FALSE | L | Annual | Generation | TWh | 0 | 0 | 0 | 0 | 0 | 0 | 0 | 0
BART NOX Annual-Naughton 3 -v5.14 | 119 | 7173 | Rate Constraint in lbs/MMBtu | FALSE | L | Annual | Qualifying Generation | TWh | 0 | 0 | 0 | 0 | 0 | 0 | 0 | 0
BART NOX Annual-Naughton 3 -v5.14 | 119 | 7173 | Rate Constraint in lbs/MMBtu | FALSE | L | Annual | Rate | lb/MWh | 0 | 0 | 0 | 0 | 0 | 0 | 0 | 0
BART NOX Annual-Naughton 3 -v5.14 | 119 | 7173 | Rate Constraint in lbs/MMBtu | FALSE | L | Annual | Constraint Shadow Price | US2019$/Ton | 24697.647 | 0 | 0 | 0 | 16621.2016 | 18824.1356 | 19751.7925 | 17062.2241
BART NOX Annual-Nebraska City 1 -v5.14 | 120 | 7137 | Rate Constraint in lbs/MMBtu | FALSE | L | Annual | Seasons Included | Seasons | Winter, WintShld, Summer | Winter, WintShld, Summer | Winter, WintShld, Summer | Winter, WintShld, Summer | Winter, WintShld, Summer | Winter, WintShld, Summer | Winter, WintShld, Summer | Winter, WintShld, Summer
BART NOX Annual-Nebraska City 1 -v5.14 | 120 | 7137 | Rate Constraint in lbs/MMBtu | FALSE | L | Annual | Standard NOX | lb/MMBtu | 0.23 | 0.23 | 0.23 | 0.23 | 0.23 | 0.23 | 0.23 | 0.23
BART NOX Annual-Nebraska City 1 -v5.14 | 120 | 7137 | Rate Constraint in lbs/MMBtu | FALSE | L | Annual | Emissions at Affected Plants NOX | Thousand Tons | 4.2569 | 3.9821 | 4.2569 | 4.2569 | 4.2569 | 4.2569 | 4.2569 | 4.2569
BART NOX Annual-Nebraska City 1 -v5.14 | 120 | 7137 | Rate Constraint in lbs/MMBtu | FALSE | L | Annual | Allowances Purchased NOX | Thousand Tons | 0 | 0 | 0 | 0 | 0 | 0 | 0 | 0
BART NOX Annual-Nebraska City 1 -v5.14 | 120 | 7137 | Rate Constraint in lbs/MMBtu | FALSE | L | Annual | Allowances Sold NOX | Thousand Tons | 0 | 0 | 0 | 0 | 0 | 0 | 0 | 0
BART NOX Annual-Nebraska City 1 -v5.14 | 120 | 7137 | Rate Constraint in lbs/MMBtu | FALSE | L | Annual | Allowances Banked | Thousand Tons | 0 | 0 | 0 | 0 | 0 | 0 | 0 | 0
BART NOX Annual-Nebraska City 1 -v5.14 | 120 | 7137 | Rate Constraint in lbs/MMBtu | FALSE | L | Annual | Allowances Withdrawn (1:1) | Thousand Tons | 0 | 0 | 0 | 0 | 0 | 0 | 0 | 0
BART NOX Annual-Nebraska City 1 -v5.14 | 120 | 7137 | Rate Constraint in lbs/MMBtu | FALSE | L | Annual | Allowances Withdrawn (n:1) | Thousand Tons | 0 | 0 | 0 | 0 | 0 | 0 | 0 | 0
BART NOX Annual-Nebraska City 1 -v5.14 | 120 | 7137 | Rate Constraint in lbs/MMBtu | FALSE | L | Annual | Net Emissions Allowance Position | Thousand Tons | 4.2569 | 3.9821 | 4.2569 | 4.2569 | 4.2569 | 4.2569 | 4.2569 | 4.2569
BART NOX Annual-Nebraska City 1 -v5.14 | 120 | 7137 | Rate Constraint in lbs/MMBtu | FALSE | L | Annual | Fuel Consumed | TBtu | 45.4313 | 42.4989 | 45.4313 | 45.4313 | 45.4313 | 45.4313 | 45.4313 | 45.4313
BART NOX Annual-Nebraska City 1 -v5.14 | 120 | 7137 | Rate Constraint in lbs/MMBtu | FALSE | L | Annual | Rate | lb/MMBtu | 0.1874 | 0.1874 | 0.1874 | 0.1874 | 0.1874 | 0.1874 | 0.1874 | 0.1874
BART NOX Annual-Nebraska City 1 -v5.14 | 120 | 7137 | Rate Constraint in lbs/MMBtu | FALSE | L | Annual | Generation | TWh | 4.6273 | 4.3287 | 4.6273 | 4.6273 | 4.6273 | 4.6273 | 4.6273 | 4.6273
BART NOX Annual-Nebraska City 1 -v5.14 | 120 | 7137 | Rate Constraint in lbs/MMBtu | FALSE | L | Annual | Qualifying Generation | TWh | 4.6273 | 4.3287 | 4.6273 | 4.6273 | 4.6273 | 4.6273 | 4.6273 | 4.6273
BART NOX Annual-Nebraska City 1 -v5.14 | 120 | 7137 | Rate Constraint in lbs/MMBtu | FALSE | L | Annual | Rate | lb/MWh | 1.8399 | 1.8399 | 1.8399 | 1.8399 | 1.8399 | 1.8399 | 1.8399 | 1.8399
BART NOX Annual-Nebraska City 1 -v5.14 | 120 | 7137 | Rate Constraint in lbs/MMBtu | FALSE | L | Annual | Constraint Shadow Price | US2019$/Ton | 0 | 0 | 0 | 0 | 0 | 0 | 0 | 0
BART NOX Annual-Northeastern 3313 -v5.13 | 121 | 7159 | Rate Constraint in lbs/MMBtu | FALSE | L | Annual | Seasons Included | Seasons | Winter, WintShld, Summer | Winter, WintShld, Summer | Winter, WintShld, Summer | Winter, WintShld, Summer | Winter, WintShld, Summer | Winter, WintShld, Summer | Winter, WintShld, Summer | Winter, WintShld, Summer
BART NOX Annual-Northeastern 3313 -v5.13 | 121 | 7159 | Rate Constraint in lbs/MMBtu | FALSE | L | Annual | Standard NOX | lb/MMBtu | 0.23 | 0.23 | 0.23 | 0.23 | 0.23 | 0.23 | 0.23 | 0.23
BART NOX Annual-Northeastern 3313 -v5.13 | 121 | 7159 | Rate Constraint in lbs/MMBtu | FALSE | L | Annual | Emissions at Affected Plants NOX | Thousand Tons | 0 | 0 | 0 | 0 | 0 | 0 | 0 | 0
BART NOX Annual-Northeastern 3313 -v5.13 | 121 | 7159 | Rate Constraint in lbs/MMBtu | FALSE | L | Annual | Allowances Purchased NOX | Thousand Tons | 0 | 0 | 0 | 0 | 0 | 0 | 0 | 0
BART NOX Annual-Northeastern 3313 -v5.13 | 121 | 7159 | Rate Constraint in lbs/MMBtu | FALSE | L | Annual | Allowances Sold NOX | Thousand Tons | 0 | 0 | 0 | 0 | 0 | 0 | 0 | 0
BART NOX Annual-Northeastern 3313 -v5.13 | 121 | 7159 | Rate Constraint in lbs/MMBtu | FALSE | L | Annual | Allowances Banked | Thousand Tons | 0 | 0 | 0 | 0 | 0 | 0 | 0 | 0
BART NOX Annual-Northeastern 3313 -v5.13 | 121 | 7159 | Rate Constraint in lbs/MMBtu | FALSE | L | Annual | Allowances Withdrawn (1:1) | Thousand Tons | 0 | 0 | 0 | 0 | 0 | 0 | 0 | 0
BART NOX Annual-Northeastern 3313 -v5.13 | 121 | 7159 | Rate Constraint in lbs/MMBtu | FALSE | L | Annual | Allowances Withdrawn (n:1) | Thousand Tons | 0 | 0 | 0 | 0 | 0 | 0 | 0 | 0
BART NOX Annual-Northeastern 3313 -v5.13 | 121 | 7159 | Rate Constraint in lbs/MMBtu | FALSE | L | Annual | Net Emissions Allowance Position | Thousand Tons | 0 | 0 | 0 | 0 | 0 | 0 | 0 | 0
BART NOX Annual-Northeastern 3313 -v5.13 | 121 | 7159 | Rate Constraint in lbs/MMBtu | FALSE | L | Annual | Fuel Consumed | TBtu | 0 | 0 | 0 | 0 | 0 | 0 | 0 | 0
BART NOX Annual-Northeastern 3313 -v5.13 | 121 | 7159 | Rate Constraint in lbs/MMBtu | FALSE | L | Annual | Rate | lb/MMBtu | 0 | 0 | 0 | 0 | 0 | 0 | 0 | 0
BART NOX Annual-Northeastern 3313 -v5.13 | 121 | 7159 | Rate Constraint in lbs/MMBtu | FALSE | L | Annual | Generation | TWh | 0 | 0 | 0 | 0 | 0 | 0 | 0 | 0
BART NOX Annual-Northeastern 3313 -v5.13 | 121 | 7159 | Rate Constraint in lbs/MMBtu | FALSE | L | Annual | Qualifying Generation | TWh | 0 | 0 | 0 | 0 | 0 | 0 | 0 | 0
BART NOX Annual-Northeastern 3313 -v5.13 | 121 | 7159 | Rate Constraint in lbs/MMBtu | FALSE | L | Annual | Rate | lb/MWh | 0 | 0 | 0 | 0 | 0 | 0 | 0 | 0
BART NOX Annual-Northeastern 3313 -v5.13 | 121 | 7159 | Rate Constraint in lbs/MMBtu | FALSE | L | Annual | Constraint Shadow Price | US2019$/Ton | 0 | 0 | 0 | 0 | 0 | 0 | 0 | 0
BART NOX Annual-Pawnee 1 -v5.13 | 122 | 7155 | Rate Constraint in lbs/MMBtu | FALSE | L | Annual | Seasons Included | Seasons | Winter, WintShld, Summer | Winter, WintShld, Summer | Winter, WintShld, Summer | Winter, WintShld, Summer | Winter, WintShld, Summer | Winter, WintShld, Summer | Winter, WintShld, Summer | Winter, WintShld, Summer
BART NOX Annual-Pawnee 1 -v5.13 | 122 | 7155 | Rate Constraint in lbs/MMBtu | FALSE | L | Annual | Standard NOX | lb/MMBtu | 0.07 | 0.07 | 0.07 | 0.07 | 0.07 | 0.07 | 0.07 | 0.07
BART NOX Annual-Pawnee 1 -v5.13 | 122 | 7155 | Rate Constraint in lbs/MMBtu | FALSE | L | Annual | Emissions at Affected Plants NOX | Thousand Tons | 1.0156 | 0.91651 | 1.0156 | 1.0156 | 1.0156 | 1.0156 | 1.0156 | 0.94794
BART NOX Annual-Pawnee 1 -v5.13 | 122 | 7155 | Rate Constraint in lbs/MMBtu | FALSE | L | Annual | Allowances Purchased NOX | Thousand Tons | 0 | 0 | 0 | 0 | 0 | 0 | 0 | 0
BART NOX Annual-Pawnee 1 -v5.13 | 122 | 7155 | Rate Constraint in lbs/MMBtu | FALSE | L | Annual | Allowances Sold NOX | Thousand Tons | 0 | 0 | 0 | 0 | 0 | 0 | 0 | 0
BART NOX Annual-Pawnee 1 -v5.13 | 122 | 7155 | Rate Constraint in lbs/MMBtu | FALSE | L | Annual | Allowances Banked | Thousand Tons | 0 | 0 | 0 | 0 | 0 | 0 | 0 | 0
BART NOX Annual-Pawnee 1 -v5.13 | 122 | 7155 | Rate Constraint in lbs/MMBtu | FALSE | L | Annual | Allowances Withdrawn (1:1) | Thousand Tons | 0 | 0 | 0 | 0 | 0 | 0 | 0 | 0
BART NOX Annual-Pawnee 1 -v5.13 | 122 | 7155 | Rate Constraint in lbs/MMBtu | FALSE | L | Annual | Allowances Withdrawn (n:1) | Thousand Tons | 0 | 0 | 0 | 0 | 0 | 0 | 0 | 0
BART NOX Annual-Pawnee 1 -v5.13 | 122 | 7155 | Rate Constraint in lbs/MMBtu | FALSE | L | Annual | Net Emissions Allowance Position | Thousand Tons | 1.0156 | 0.91651 | 1.0156 | 1.0156 | 1.0156 | 1.0156 | 1.0156 | 0.94794
BART NOX Annual-Pawnee 1 -v5.13 | 122 | 7155 | Rate Constraint in lbs/MMBtu | FALSE | L | Annual | Fuel Consumed | TBtu | 37.6975 | 34.0203 | 37.6975 | 37.6975 | 37.6975 | 37.6975 | 37.6975 | 35.1871
BART NOX Annual-Pawnee 1 -v5.13 | 122 | 7155 | Rate Constraint in lbs/MMBtu | FALSE | L | Annual | Rate | lb/MMBtu | 0.05388 | 0.05388 | 0.05388 | 0.05388 | 0.05388 | 0.05388 | 0.05388 | 0.05388
BART NOX Annual-Pawnee 1 -v5.13 | 122 | 7155 | Rate Constraint in lbs/MMBtu | FALSE | L | Annual | Generation | TWh | 3.5006 | 3.1591 | 3.5006 | 3.5006 | 3.5006 | 3.5006 | 3.5006 | 3.2674
BART NOX Annual-Pawnee 1 -v5.13 | 122 | 7155 | Rate Constraint in lbs/MMBtu | FALSE | L | Annual | Qualifying Generation | TWh | 3.5006 | 3.1591 | 3.5006 | 3.5006 | 3.5006 | 3.5006 | 3.5006 | 3.2674
BART NOX Annual-Pawnee 1 -v5.13 | 122 | 7155 | Rate Constraint in lbs/MMBtu | FALSE | L | Annual | Rate | lb/MWh | 0.58023 | 0.58023 | 0.58023 | 0.58023 | 0.58023 | 0.58023 | 0.58023 | 0.58023
BART NOX Annual-Pawnee 1 -v5.13 | 122 | 7155 | Rate Constraint in lbs/MMBtu | FALSE | L | Annual | Constraint Shadow Price | US2019$/Ton | 0 | 0 | 0 | 0 | 0 | 0 | 0 | 0
BART NOX Annual-Ray D Nixon 1 -v5.13 | 123 | 7156 | Rate Constraint in lbs/MMBtu | FALSE | L | Annual | Seasons Included | Seasons | Winter, WintShld, Summer | Winter, WintShld, Summer | Winter, WintShld, Summer | Winter, WintShld, Summer | Winter, WintShld, Summer | Winter, WintShld, Summer | Winter, WintShld, Summer | Winter, WintShld, Summer
BART NOX Annual-Ray D Nixon 1 -v5.13 | 123 | 7156 | Rate Constraint in lbs/MMBtu | FALSE | L | Annual | Standard NOX | lb/MMBtu | 0.21 | 0.21 | 0.21 | 0.21 | 0.21 | 0.21 | 0.21 | 0.21
BART NOX Annual-Ray D Nixon 1 -v5.13 | 123 | 7156 | Rate Constraint in lbs/MMBtu | FALSE | L | Annual | Emissions at Affected Plants NOX | Thousand Tons | 1.199 | 1.199 | 1.199 | 1.199 | 1.199 | 1.199 | 1.199 | 1.199
BART NOX Annual-Ray D Nixon 1 -v5.13 | 123 | 7156 | Rate Constraint in lbs/MMBtu | FALSE | L | Annual | Allowances Purchased NOX | Thousand Tons | 0 | 0 | 0 | 0 | 0 | 0 | 0 | 0
BART NOX Annual-Ray D Nixon 1 -v5.13 | 123 | 7156 | Rate Constraint in lbs/MMBtu | FALSE | L | Annual | Allowances Sold NOX | Thousand Tons | 0 | 0 | 0 | 0 | 0 | 0 | 0 | 0
BART NOX Annual-Ray D Nixon 1 -v5.13 | 123 | 7156 | Rate Constraint in lbs/MMBtu | FALSE | L | Annual | Allowances Banked | Thousand Tons | 0 | 0 | 0 | 0 | 0 | 0 | 0 | 0
BART NOX Annual-Ray D Nixon 1 -v5.13 | 123 | 7156 | Rate Constraint in lbs/MMBtu | FALSE | L | Annual | Allowances Withdrawn (1:1) | Thousand Tons | 0 | 0 | 0 | 0 | 0 | 0 | 0 | 0
BART NOX Annual-Ray D Nixon 1 -v5.13 | 123 | 7156 | Rate Constraint in lbs/MMBtu | FALSE | L | Annual | Allowances Withdrawn (n:1) | Thousand Tons | 0 | 0 | 0 | 0 | 0 | 0 | 0 | 0
BART NOX Annual-Ray D Nixon 1 -v5.13 | 123 | 7156 | Rate Constraint in lbs/MMBtu | FALSE | L | Annual | Net Emissions Allowance Position | Thousand Tons | 1.199 | 1.199 | 1.199 | 1.199 | 1.199 | 1.199 | 1.199 | 1.199
BART NOX Annual-Ray D Nixon 1 -v5.13 | 123 | 7156 | Rate Constraint in lbs/MMBtu | FALSE | L | Annual | Fuel Consumed | TBtu | 14.7283 | 14.7283 | 14.7283 | 14.7283 | 14.7283 | 14.7283 | 14.7283 | 14.7283
BART NOX Annual-Ray D Nixon 1 -v5.13 | 123 | 7156 | Rate Constraint in lbs/MMBtu | FALSE | L | Annual | Rate | lb/MMBtu | 0.16282 | 0.16282 | 0.16282 | 0.16282 | 0.16282 | 0.16282 | 0.16282 | 0.16282
BART NOX Annual-Ray D Nixon 1 -v5.13 | 123 | 7156 | Rate Constraint in lbs/MMBtu | FALSE | L | Annual | Generation | TWh | 1.4085 | 1.4085 | 1.4085 | 1.4085 | 1.4085 | 1.4085 | 1.4085 | 1.4085
BART NOX Annual-Ray D Nixon 1 -v5.13 | 123 | 7156 | Rate Constraint in lbs/MMBtu | FALSE | L | Annual | Qualifying Generation | TWh | 1.4085 | 1.4085 | 1.4085 | 1.4085 | 1.4085 | 1.4085 | 1.4085 | 1.4085
BART NOX Annual-Ray D Nixon 1 -v5.13 | 123 | 7156 | Rate Constraint in lbs/MMBtu | FALSE | L | Annual | Rate | lb/MWh | 1.7026 | 1.7026 | 1.7026 | 1.7026 | 1.7026 | 1.7026 | 1.7026 | 1.7026
BART NOX Annual-Ray D Nixon 1 -v5.13 | 123 | 7156 | Rate Constraint in lbs/MMBtu | FALSE | L | Annual | Constraint Shadow Price | US2019$/Ton | 0 | 0 | 0 | 0 | 0 | 0 | 0 | 0
BART NOX Annual-Sooner 1 -v5.13 | 124 | 7157 | Rate Constraint in lbs/MMBtu | FALSE | L | Annual | Seasons Included | Seasons | Winter, WintShld, Summer | Winter, WintShld, Summer | Winter, WintShld, Summer | Winter, WintShld, Summer | Winter, WintShld, Summer | Winter, WintShld, Summer | Winter, WintShld, Summer | Winter, WintShld, Summer
BART NOX Annual-Sooner 1 -v5.13 | 124 | 7157 | Rate Constraint in lbs/MMBtu | FALSE | L | Annual | Standard NOX | lb/MMBtu | 0.15 | 0.15 | 0.15 | 0.15 | 0.15 | 0.15 | 0.15 | 0.15
BART NOX Annual-Sooner 1 -v5.13 | 124 | 7157 | Rate Constraint in lbs/MMBtu | FALSE | L | Annual | Emissions at Affected Plants NOX | Thousand Tons | 0 | 0 | 0 | 0 | 0 | 0 | 0 | 0
BART NOX Annual-Sooner 1 -v5.13 | 124 | 7157 | Rate Constraint in lbs/MMBtu | FALSE | L | Annual | Allowances Purchased NOX | Thousand Tons | 0 | 0 | 0 | 0 | 0 | 0 | 0 | 0
BART NOX Annual-Sooner 1 -v5.13 | 124 | 7157 | Rate Constraint in lbs/MMBtu | FALSE | L | Annual | Allowances Sold NOX | Thousand Tons | 0 | 0 | 0 | 0 | 0 | 0 | 0 | 0
BART NOX Annual-Sooner 1 -v5.13 | 124 | 7157 | Rate Constraint in lbs/MMBtu | FALSE | L | Annual | Allowances Banked | Thousand Tons | 0 | 0 | 0 | 0 | 0 | 0 | 0 | 0
BART NOX Annual-Sooner 1 -v5.13 | 124 | 7157 | Rate Constraint in lbs/MMBtu | FALSE | L | Annual | Allowances Withdrawn (1:1) | Thousand Tons | 0 | 0 | 0 | 0 | 0 | 0 | 0 | 0
BART NOX Annual-Sooner 1 -v5.13 | 124 | 7157 | Rate Constraint in lbs/MMBtu | FALSE | L | Annual | Allowances Withdrawn (n:1) | Thousand Tons | 0 | 0 | 0 | 0 | 0 | 0 | 0 | 0
BART NOX Annual-Sooner 1 -v5.13 | 124 | 7157 | Rate Constraint in lbs/MMBtu | FALSE | L | Annual | Net Emissions Allowance Position | Thousand Tons | 0 | 0 | 0 | 0 | 0 | 0 | 0 | 0
BART NOX Annual-Sooner 1 -v5.13 | 124 | 7157 | Rate Constraint in lbs/MMBtu | FALSE | L | Annual | Fuel Consumed | TBtu | 0 | 0 | 0 | 0 | 0 | 0 | 0 | 0
BART NOX Annual-Sooner 1 -v5.13 | 124 | 7157 | Rate Constraint in lbs/MMBtu | FALSE | L | Annual | Rate | lb/MMBtu | 0 | 0 | 0 | 0 | 0 | 0 | 0 | 0
BART NOX Annual-Sooner 1 -v5.13 | 124 | 7157 | Rate Constraint in lbs/MMBtu | FALSE | L | Annual | Generation | TWh | 0 | 0 | 0 | 0 | 0 | 0 | 0 | 0
BART NOX Annual-Sooner 1 -v5.13 | 124 | 7157 | Rate Constraint in lbs/MMBtu | FALSE | L | Annual | Qualifying Generation | TWh | 0 | 0 | 0 | 0 | 0 | 0 | 0 | 0
BART NOX Annual-Sooner 1 -v5.13 | 124 | 7157 | Rate Constraint in lbs/MMBtu | FALSE | L | Annual | Rate | lb/MWh | 0 | 0 | 0 | 0 | 0 | 0 | 0 | 0
BART NOX Annual-Sooner 1 -v5.13 | 124 | 7157 | Rate Constraint in lbs/MMBtu | FALSE | L | Annual | Constraint Shadow Price | US2019$/Ton | 0 | 0 | 0 | 0 | 0 | 0 | 0 | 0
BART NOX Annual-Sooner 2 -v5.13 | 125 | 7158 | Rate Constraint in lbs/MMBtu | FALSE | L | Annual | Seasons Included | Seasons | Winter, WintShld, Summer | Winter, WintShld, Summer | Winter, WintShld, Summer | Winter, WintShld, Summer | Winter, WintShld, Summer | Winter, WintShld, Summer | Winter, WintShld, Summer | Winter, WintShld, Summer
BART NOX Annual-Sooner 2 -v5.13 | 125 | 7158 | Rate Constraint in lbs/MMBtu | FALSE | L | Annual | Standard NOX | lb/MMBtu | 0.15 | 0.15 | 0.15 | 0.15 | 0.15 | 0.15 | 0.15 | 0.15
BART NOX Annual-Sooner 2 -v5.13 | 125 | 7158 | Rate Constraint in lbs/MMBtu | FALSE | L | Annual | Emissions at Affected Plants NOX | Thousand Tons | 0 | 0 | 0 | 0 | 0 | 0 | 0 | 0
BART NOX Annual-Sooner 2 -v5.13 | 125 | 7158 | Rate Constraint in lbs/MMBtu | FALSE | L | Annual | Allowances Purchased NOX | Thousand Tons | 0 | 0 | 0 | 0 | 0 | 0 | 0 | 0
BART NOX Annual-Sooner 2 -v5.13 | 125 | 7158 | Rate Constraint in lbs/MMBtu | FALSE | L | Annual | Allowances Sold NOX | Thousand Tons | 0 | 0 | 0 | 0 | 0 | 0 | 0 | 0
BART NOX Annual-Sooner 2 -v5.13 | 125 | 7158 | Rate Constraint in lbs/MMBtu | FALSE | L | Annual | Allowances Banked | Thousand Tons | 0 | 0 | 0 | 0 | 0 | 0 | 0 | 0
BART NOX Annual-Sooner 2 -v5.13 | 125 | 7158 | Rate Constraint in lbs/MMBtu | FALSE | L | Annual | Allowances Withdrawn (1:1) | Thousand Tons | 0 | 0 | 0 | 0 | 0 | 0 | 0 | 0
BART NOX Annual-Sooner 2 -v5.13 | 125 | 7158 | Rate Constraint in lbs/MMBtu | FALSE | L | Annual | Allowances Withdrawn (n:1) | Thousand Tons | 0 | 0 | 0 | 0 | 0 | 0 | 0 | 0
BART NOX Annual-Sooner 2 -v5.13 | 125 | 7158 | Rate Constraint in lbs/MMBtu | FALSE | L | Annual | Net Emissions Allowance Position | Thousand Tons | 0 | 0 | 0 | 0 | 0 | 0 | 0 | 0
BART NOX Annual-Sooner 2 -v5.13 | 125 | 7158 | Rate Constraint in lbs/MMBtu | FALSE | L | Annual | Fuel Consumed | TBtu | 0 | 0 | 0 | 0 | 0 | 0 | 0 | 0
BART NOX Annual-Sooner 2 -v5.13 | 125 | 7158 | Rate Constraint in lbs/MMBtu | FALSE | L | Annual | Rate | lb/MMBtu | 0 | 0 | 0 | 0 | 0 | 0 | 0 | 0
BART NOX Annual-Sooner 2 -v5.13 | 125 | 7158 | Rate Constraint in lbs/MMBtu | FALSE | L | Annual | Generation | TWh | 0 | 0 | 0 | 0 | 0 | 0 | 0 | 0
BART NOX Annual-Sooner 2 -v5.13 | 125 | 7158 | Rate Constraint in lbs/MMBtu | FALSE | L | Annual | Qualifying Generation | TWh | 0 | 0 | 0 | 0 | 0 | 0 | 0 | 0
BART NOX Annual-Sooner 2 -v5.13 | 125 | 7158 | Rate Constraint in lbs/MMBtu | FALSE | L | Annual | Rate | lb/MWh | 0 | 0 | 0 | 0 | 0 | 0 | 0 | 0
BART NOX Annual-Sooner 2 -v5.13 | 125 | 7158 | Rate Constraint in lbs/MMBtu | FALSE | L | Annual | Constraint Shadow Price | US2019$/Ton | 0 | 0 | 0 | 0 | 0 | 0 | 0 | 0
BART NOX Annual-Wyodak - v6.20 | 126 | 7647 | Rate Constraint in lbs/MMBtu | FALSE | L | Annual | Seasons Included | Seasons | Winter, WintShld, Summer | Winter, WintShld, Summer | Winter, WintShld, Summer | Winter, WintShld, Summer | Winter, WintShld, Summer | Winter, WintShld, Summer | Winter, WintShld, Summer | Winter, WintShld, Summer
BART NOX Annual-Wyodak - v6.20 | 126 | 7647 | Rate Constraint in lbs/MMBtu | FALSE | L | Annual | Standard NOX | lb/MMBtu | 0.23 | 0.23 | 0.23 | 0.23 | 0.23 | 0.23 | 0.23 | 0.23
BART NOX Annual-Wyodak - v6.20 | 126 | 7647 | Rate Constraint in lbs/MMBtu | FALSE | L | Annual | Emissions at Affected Plants NOX | Thousand Tons | 3.1696 | 0.74499 | 0.74499 | 0.74499 | 0.74499 | 0.74499 | 0.74499 | 0.74499
BART NOX Annual-Wyodak - v6.20 | 126 | 7647 | Rate Constraint in lbs/MMBtu | FALSE | L | Annual | Allowances Purchased NOX | Thousand Tons | 0 | 0 | 0 | 0 | 0 | 0 | 0 | 0
BART NOX Annual-Wyodak - v6.20 | 126 | 7647 | Rate Constraint in lbs/MMBtu | FALSE | L | Annual | Allowances Sold NOX | Thousand Tons | 0 | 0 | 0 | 0 | 0 | 0 | 0 | 0
BART NOX Annual-Wyodak - v6.20 | 126 | 7647 | Rate Constraint in lbs/MMBtu | FALSE | L | Annual | Allowances Banked | Thousand Tons | 0 | 0 | 0 | 0 | 0 | 0 | 0 | 0
BART NOX Annual-Wyodak - v6.20 | 126 | 7647 | Rate Constraint in lbs/MMBtu | FALSE | L | Annual | Allowances Withdrawn (1:1) | Thousand Tons | 0 | 0 | 0 | 0 | 0 | 0 | 0 | 0
BART NOX Annual-Wyodak - v6.20 | 126 | 7647 | Rate Constraint in lbs/MMBtu | FALSE | L | Annual | Allowances Withdrawn (n:1) | Thousand Tons | 0 | 0 | 0 | 0 | 0 | 0 | 0 | 0
BART NOX Annual-Wyodak - v6.20 | 126 | 7647 | Rate Constraint in lbs/MMBtu | FALSE | L | Annual | Net Emissions Allowance Position | Thousand Tons | 3.1696 | 0.74499 | 0.74499 | 0.74499 | 0.74499 | 0.74499 | 0.74499 | 0.74499
BART NOX Annual-Wyodak - v6.20 | 126 | 7647 | Rate Constraint in lbs/MMBtu | FALSE | L | Annual | Fuel Consumed | TBtu | 28.0147 | 28.0147 | 28.0147 | 28.0147 | 28.0147 | 28.0147 | 28.0147 | 28.0147
BART NOX Annual-Wyodak - v6.20 | 126 | 7647 | Rate Constraint in lbs/MMBtu | FALSE | L | Annual | Rate | lb/MMBtu | 0.22628 | 0.053186 | 0.053186 | 0.053186 | 0.053186 | 0.053186 | 0.053186 | 0.053186
BART NOX Annual-Wyodak - v6.20 | 126 | 7647 | Rate Constraint in lbs/MMBtu | FALSE | L | Annual | Generation | TWh | 2.2923 | 2.2783 | 2.2783 | 2.2783 | 2.2783 | 2.2783 | 2.2783 | 2.2783
BART NOX Annual-Wyodak - v6.20 | 126 | 7647 | Rate Constraint in lbs/MMBtu | FALSE | L | Annual | Qualifying Generation | TWh | 2.2923 | 2.2783 | 2.2783 | 2.2783 | 2.2783 | 2.2783 | 2.2783 | 2.2783
BART NOX Annual-Wyodak - v6.20 | 126 | 7647 | Rate Constraint in lbs/MMBtu | FALSE | L | Annual | Rate | lb/MWh | 2.7654 | 0.65399 | 0.65399 | 0.65399 | 0.65399 | 0.65399 | 0.65399 | 0.65399
BART NOX Annual-Wyodak - v6.20 | 126 | 7647 | Rate Constraint in lbs/MMBtu | FALSE | L | Annual | Constraint Shadow Price | US2019$/Ton | 0 | 0 | 0 | 0 | 0 | 0 | 0 | 0
BART NOX Cap-Craig C1 -v6.20 | 127 | 7657 | Rate Constraint in MTons | FALSE | L | Annual | Seasons Included | Seasons | Winter, WintShld, Summer | Winter, WintShld, Summer | Winter, WintShld, Summer | Winter, WintShld, Summer | Winter, WintShld, Summer | Winter, WintShld, Summer | Winter, WintShld, Summer | Winter, WintShld, Summer
BART NOX Cap-Craig C1 -v6.20 | 127 | 7657 | Rate Constraint in MTons | FALSE | L | Annual | Standard NOX | Thousand Tons | 4.065 | 4.065 | 4.065 | 4.065 | 4.065 | 4.065 | 4.065 | 4.065
BART NOX Cap-Craig C1 -v6.20 | 127 | 7657 | Rate Constraint in MTons | FALSE | L | Annual | Emissions at Affected Plants NOX | Thousand Tons | 0.02692 | 0.026742 | 0.026742 | 0.026742 | 0.026742 | 0.026742 | 0.026742 | 0.026742
BART NOX Cap-Craig C1 -v6.20 | 127 | 7657 | Rate Constraint in MTons | FALSE | L | Annual | Allowances Purchased NOX | Thousand Tons | 0 | 0 | 0 | 0 | 0 | 0 | 0 | 0
BART NOX Cap-Craig C1 -v6.20 | 127 | 7657 | Rate Constraint in MTons | FALSE | L | Annual | Allowances Sold NOX | Thousand Tons | 0 | 0 | 0 | 0 | 0 | 0 | 0 | 0
BART NOX Cap-Craig C1 -v6.20 | 127 | 7657 | Rate Constraint in MTons | FALSE | L | Annual | Allowances Banked | Thousand Tons | 0 | 0 | 0 | 0 | 0 | 0 | 0 | 0
BART NOX Cap-Craig C1 -v6.20 | 127 | 7657 | Rate Constraint in MTons | FALSE | L | Annual | Allowances Withdrawn (1:1) | Thousand Tons | 0 | 0 | 0 | 0 | 0 | 0 | 0 | 0
BART NOX Cap-Craig C1 -v6.20 | 127 | 7657 | Rate Constraint in MTons | FALSE | L | Annual | Allowances Withdrawn (n:1) | Thousand Tons | 0 | 0 | 0 | 0 | 0 | 0 | 0 | 0
BART NOX Cap-Craig C1 -v6.20 | 127 | 7657 | Rate Constraint in MTons | FALSE | L | Annual | Net Emissions Allowance Position | Thousand Tons | 0.02692 | 0.026742 | 0.026742 | 0.026742 | 0.026742 | 0.026742 | 0.026742 | 0.026742
BART NOX Cap-Craig C1 -v6.20 | 127 | 7657 | Rate Constraint in MTons | FALSE | L | Annual | Fuel Consumed | TBtu | 0.21361 | 0.2122 | 0.2122 | 0.2122 | 0.2122 | 0.2122 | 0.2122 | 0.2122
BART NOX Cap-Craig C1 -v6.20 | 127 | 7657 | Rate Constraint in MTons | FALSE | L | Annual | Rate | lb/MMBtu | 0.25205 | 0.25205 | 0.25205 | 0.25205 | 0.25205 | 0.25205 | 0.25205 | 0.25205
BART NOX Cap-Craig C1 -v6.20 | 127 | 7657 | Rate Constraint in MTons | FALSE | L | Annual | Generation | TWh | 0.020934 | 0.020795 | 0.020795 | 0.020795 | 0.020795 | 0.020795 | 0.020795 | 0.020795
BART NOX Cap-Craig C1 -v6.20 | 127 | 7657 | Rate Constraint in MTons | FALSE | L | Annual | Qualifying Generation | TWh | 0.020934 | 0.020795 | 0.020795 | 0.020795 | 0.020795 | 0.020795 | 0.020795 | 0.020795
BART NOX Cap-Craig C1 -v6.20 | 127 | 7657 | Rate Constraint in MTons | FALSE | L | Annual | Rate | lb/MWh | 2.5719 | 2.5719 | 2.5719 | 2.5719 | 2.5719 | 2.5719 | 2.5719 | 2.5719
BART NOX Cap-Craig C1 -v6.20 | 127 | 7657 | Rate Constraint in MTons | FALSE | L | Annual | Constraint Shadow Price | US2019$/Ton | 0 | 0 | 0 | 0 | 0 | 0 | 0 | 0
BART SO2 Annual- Arthur Kill- v5.16 | 128 | 7243 | Rate Constraint in lbs/MMBtu | FALSE | L | Annual | Seasons Included | Seasons | Winter, WintShld, Summer | Winter, WintShld, Summer | Winter, WintShld, Summer | Winter, WintShld, Summer | Winter, WintShld, Summer | Winter, WintShld, Summer | Winter, WintShld, Summer | Winter, WintShld, Summer
BART SO2 Annual- Arthur Kill- v5.16 | 128 | 7243 | Rate Constraint in lbs/MMBtu | FALSE | L | Annual | Standard SO2 | lb/MMBtu | 0.15 | 0.15 | 0.15 | 0.15 | 0.15 | 0.15 | 0.15 | 0.15
BART SO2 Annual- Arthur Kill- v5.16 | 128 | 7243 | Rate Constraint in lbs/MMBtu | FALSE | L | Annual | Emissions at Affected Plants SO2 | Thousand Tons | 0 | 0 | 0 | 0 | 0 | 0 | 0 | 0
BART SO2 Annual- Arthur Kill- v5.16 | 128 | 7243 | Rate Constraint in lbs/MMBtu | FALSE | L | Annual | Allowances Purchased SO2 | Thousand Tons | 0 | 0 | 0 | 0 | 0 | 0 | 0 | 0
BART SO2 Annual- Arthur Kill- v5.16 | 128 | 7243 | Rate Constraint in lbs/MMBtu | FALSE | L | Annual | Allowances Sold SO2 | Thousand Tons | 0 | 0 | 0 | 0 | 0 | 0 | 0 | 0
BART SO2 Annual- Arthur Kill- v5.16 | 128 | 7243 | Rate Constraint in lbs/MMBtu | FALSE | L | Annual | Allowances Banked | Thousand Tons | 0 | 0 | 0 | 0 | 0 | 0 | 0 | 0
BART SO2 Annual- Arthur Kill- v5.16 | 128 | 7243 | Rate Constraint in lbs/MMBtu | FALSE | L | Annual | Allowances Withdrawn (1:1) | Thousand Tons | 0 | 0 | 0 | 0 | 0 | 0 | 0 | 0
BART SO2 Annual- Arthur Kill- v5.16 | 128 | 7243 | Rate Constraint in lbs/MMBtu | FALSE | L | Annual | Allowances Withdrawn (n:1) | Thousand Tons | 0 | 0 | 0 | 0 | 0 | 0 | 0 | 0
BART SO2 Annual- Arthur Kill- v5.16 | 128 | 7243 | Rate Constraint in lbs/MMBtu | FALSE | L | Annual | Net Emissions Allowance Position | Thousand Tons | 0 | 0 | 0 | 0 | 0 | 0 | 0 | 0
BART SO2 Annual- Arthur Kill- v5.16 | 128 | 7243 | Rate Constraint in lbs/MMBtu | FALSE | L | Annual | Fuel Consumed | TBtu | 3.6936 | 3.6936 | 3.6936 | 0 | 0 | 0 | 0 | 0
BART SO2 Annual- Arthur Kill- v5.16 | 128 | 7243 | Rate Constraint in lbs/MMBtu | FALSE | L | Annual | Rate | lb/MMBtu | 0 | 0 | 0 | 0 | 0 | 0 | 0 | 0
BART SO2 Annual- Arthur Kill- v5.16 | 128 | 7243 | Rate Constraint in lbs/MMBtu | FALSE | L | Annual | Generation | TWh | 0.32899 | 0.32899 | 0.32899 | 0 | 0 | 0 | 0 | 0
BART SO2 Annual- Arthur Kill- v5.16 | 128 | 7243 | Rate Constraint in lbs/MMBtu | FALSE | L | Annual | Qualifying Generation | TWh | 0.32899 | 0.32899 | 0.32899 | 0 | 0 | 0 | 0 | 0
BART SO2 Annual- Arthur Kill- v5.16 | 128 | 7243 | Rate Constraint in lbs/MMBtu | FALSE | L | Annual | Rate | lb/MWh | 0 | 0 | 0 | 0 | 0 | 0 | 0 | 0
BART SO2 Annual- Arthur Kill- v5.16 | 128 | 7243 | Rate Constraint in lbs/MMBtu | FALSE | L | Annual | Constraint Shadow Price | US2019$/Ton | 0 | 0 | 0 | 0 | 0 | 0 | 0 | 0
BART SO2 Annual- Big Stone 1- v5.16 | 129 | 7234 | Rate Constraint in lbs/MMBtu | FALSE | L | Annual | Seasons Included | Seasons | Winter, WintShld, Summer | Winter, WintShld, Summer | Winter, WintShld, Summer | Winter, WintShld, Summer | Winter, WintShld, Summer | Winter, WintShld, Summer | Winter, WintShld, Summer | Winter, WintShld, Summer
BART SO2 Annual- Big Stone 1- v5.16 | 129 | 7234 | Rate Constraint in lbs/MMBtu | FALSE | L | Annual | Standard SO2 | lb/MMBtu | 0.09 | 0.09 | 0.09 | 0.09 | 0.09 | 0.09 | 0.09 | 0.09
BART SO2 Annual- Big Stone 1- v5.16 | 129 | 7234 | Rate Constraint in lbs/MMBtu | FALSE | L | Annual | Emissions at Affected Plants SO2 | Thousand Tons | 0.89078 | 0.87205 | 1.0716 | 1.0261 | 1.0576 | 1.1252 | 0 | 0
BART SO2 Annual- Big Stone 1- v5.16 | 129 | 7234 | Rate Constraint in lbs/MMBtu | FALSE | L | Annual | Allowances Purchased SO2 | Thousand Tons | 0 | 0 | 0 | 0 | 0 | 0 | 0 | 0
BART SO2 Annual- Big Stone 1- v5.16 | 129 | 7234 | Rate Constraint in lbs/MMBtu | FALSE | L | Annual | Allowances Sold SO2 | Thousand Tons | 0 | 0 | 0 | 0 | 0 | 0 | 0 | 0
BART SO2 Annual- Big Stone 1- v5.16 | 129 | 7234 | Rate Constraint in lbs/MMBtu | FALSE | L | Annual | Allowances Banked | Thousand Tons | 0 | 0 | 0 | 0 | 0 | 0 | 0 | 0
BART SO2 Annual- Big Stone 1- v5.16 | 129 | 7234 | Rate Constraint in lbs/MMBtu | FALSE | L | Annual | Allowances Withdrawn (1:1) | Thousand Tons | 0 | 0 | 0 | 0 | 0 | 0 | 0 | 0
BART SO2 Annual- Big Stone 1- v5.16 | 129 | 7234 | Rate Constraint in lbs/MMBtu | FALSE | L | Annual | Allowances Withdrawn (n:1) | Thousand Tons | 0 | 0 | 0 | 0 | 0 | 0 | 0 | 0
BART SO2 Annual- Big Stone 1- v5.16 | 129 | 7234 | Rate Constraint in lbs/MMBtu | FALSE | L | Annual | Net Emissions Allowance Position | Thousand Tons | 0.89078 | 0.87205 | 1.0716 | 1.0261 | 1.0576 | 1.1252 | 0 | 0
BART SO2 Annual- Big Stone 1- v5.16 | 129 | 7234 | Rate Constraint in lbs/MMBtu | FALSE | L | Annual | Fuel Consumed | TBtu | 25.3412 | 24.8083 | 30.4849 | 29.1909 | 30.0876 | 32.0089 | 0 | 0
BART SO2 Annual- Big Stone 1- v5.16 | 129 | 7234 | Rate Constraint in lbs/MMBtu | FALSE | L | Annual | Rate | lb/MMBtu | 0.070303 | 0.070303 | 0.070303 | 0.070303 | 0.070303 | 0.070303 | 0 | 0
BART SO2 Annual- Big Stone 1- v5.16 | 129 | 7234 | Rate Constraint in lbs/MMBtu | FALSE | L | Annual | Generation | TWh | 2.5527 | 2.499 | 3.0708 | 2.9405 | 3.0308 | 3.2244 | 0 | 0
BART SO2 Annual- Big Stone 1- v5.16 | 129 | 7234 | Rate Constraint in lbs/MMBtu | FALSE | L | Annual | Qualifying Generation | TWh | 2.4771 | 2.4251 | 2.9799 | 2.8535 | 2.9411 | 3.1289 | 0 | 0
BART SO2 Annual- Big Stone 1- v5.16 | 129 | 7234 | Rate Constraint in lbs/MMBtu | FALSE | L | Annual | Rate | lb/MWh | 0.7192 | 0.7192 | 0.7192 | 0.7192 | 0.7192 | 0.7192 | 0 | 0
BART SO2 Annual- Big Stone 1- v5.16 | 129 | 7234 | Rate Constraint in lbs/MMBtu | FALSE | L | Annual | Constraint Shadow Price | US2019$/Ton | 0 | 0 | 0 | 0 | 0 | 0 | 0 | 0
BART SO2 Annual Cap-Deerhaven B2 -v5.13 | 130 | 7233 | Rate Constraint in MTons | FALSE | L | Annual | Seasons Included | Seasons | Winter, WintShld, Summer | Winter, WintShld, Summer | Winter, WintShld, Summer | Winter, WintShld, Summer | Winter, WintShld, Summer | Winter, WintShld, Summer | Winter, WintShld, Summer | Winter, WintShld, Summer
BART SO2 Annual Cap-Deerhaven B2 -v5.13 | 130 | 7233 | Rate Constraint in MTons | FALSE | L | Annual | Standard SO2 | Thousand Tons | 5.5 | 5.5 | 5.5 | 5.5 | 5.5 | 5.5 | 5.5 | 5.5
BART SO2 Annual Cap-Deerhaven B2 -v5.13 | 130 | 7233 | Rate Constraint in MTons | FALSE | L | Annual | Emissions at Affected Plants SO2 | Thousand Tons | 0 | 0 | 0 | 0 | 0 | 0 | 0 | 0
BART SO2 Annual Cap-Deerhaven B2 -v5.13 | 130 | 7233 | Rate Constraint in MTons | FALSE | L | Annual | Allowances Purchased SO2 | Thousand Tons | 0 | 0 | 0 | 0 | 0 | 0 | 0 | 0
BART SO2 Annual Cap-Deerhaven B2 -v5.13 | 130 | 7233 | Rate Constraint in MTons | FALSE | L | Annual | Allowances Sold SO2 | Thousand Tons | 0 | 0 | 0 | 0 | 0 | 0 | 0 | 0
BART SO2 Annual Cap-Deerhaven B2 -v5.13 | 130 | 7233 | Rate Constraint in MTons | FALSE | L | Annual | Allowances Banked | Thousand Tons | 0 | 0 | 0 | 0 | 0 | 0 | 0 | 0
BART SO2 Annual Cap-Deerhaven B2 -v5.13 | 130 | 7233 | Rate Constraint in MTons | FALSE | L | Annual | Allowances Withdrawn (1:1) | Thousand Tons | 0 | 0 | 0 | 0 | 0 | 0 | 0 | 0
BART SO2 Annual Cap-Deerhaven B2 -v5.13 | 130 | 7233 | Rate Constraint in MTons | FALSE | L | Annual | Allowances Withdrawn (n:1) | Thousand Tons | 0 | 0 | 0 | 0 | 0 | 0 | 0 | 0
BART SO2 Annual Cap-Deerhaven B2 -v5.13 | 130 | 7233 | Rate Constraint in MTons | FALSE | L | Annual | Net Emissions Allowance Position | Thousand Tons | 0 | 0 | 0 | 0 | 0 | 0 | 0 | 0
BART SO2 Annual Cap-Deerhaven B2 -v5.13 | 130 | 7233 | Rate Constraint in MTons | FALSE | L | Annual | Fuel Consumed | TBtu | 0 | 0 | 0 | 0 | 0 | 0 | 0 | 0
BART SO2 Annual Cap-Deerhaven B2 -v5.13 | 130 | 7233 | Rate Constraint in MTons | FALSE | L | Annual | Rate | lb/MMBtu | 0 | 0 | 0 | 0 | 0 | 0 | 0 | 0
BART SO2 Annual Cap-Deerhaven B2 -v5.13 | 130 | 7233 | Rate Constraint in MTons | FALSE | L | Annual | Generation | TWh | 0 | 0 | 0 | 0 | 0 | 0 | 0 | 0
BART SO2 Annual Cap-Deerhaven B2 -v5.13 | 130 | 7233 | Rate Constraint in MTons | FALSE | L | Annual | Qualifying Generation | TWh | 0 | 0 | 0 | 0 | 0 | 0 | 0 | 0
BART SO2 Annual Cap-Deerhaven B2 -v5.13 | 130 | 7233 | Rate Constraint in MTons | FALSE | L | Annual | Rate | lb/MWh | 0 | 0 | 0 | 0 | 0 | 0 | 0 | 0
BART SO2 Annual Cap-Deerhaven B2 -v5.13 | 130 | 7233 | Rate Constraint in MTons | FALSE | L | Annual | Constraint Shadow Price | US2019$/Ton | 0 | 0 | 0 | 0 | 0 | 0 | 0 | 0
BART SO2 Annual Cap-Northside 1-3 -v5.13 | 131 | 7232 | Rate Constraint in MTons | FALSE | L | Annual | Seasons Included | Seasons | Winter, WintShld, Summer | Winter, WintShld, Summer | Winter, WintShld, Summer | Winter, WintShld, Summer | Winter, WintShld, Summer | Winter, WintShld, Summer | Winter, WintShld, Summer | Winter, WintShld, Summer
BART SO2 Annual Cap-Northside 1-3 -v5.13 | 131 | 7232 | Rate Constraint in MTons | FALSE | L | Annual | Standard SO2 | Thousand Tons | 3.6 | 3.6 | 3.6 | 3.6 | 3.6 | 3.6 | 3.6 | 3.6
BART SO2 Annual Cap-Northside 1-3 -v5.13 | 131 | 7232 | Rate Constraint in MTons | FALSE | L | Annual | Emissions at Affected Plants SO2 | Thousand Tons | 3.6 | 3.6 | 3.6 | 3.6 | 3.6 | 3.6 | 3.6 | 3.6
BART SO2 Annual Cap-Northside 1-3 -v5.13 | 131 | 7232 | Rate Constraint in MTons | FALSE | L | Annual | Allowances Purchased SO2 | Thousand Tons | 0 | 0 | 0 | 0 | 0 | 0 | 0 | 0
BART SO2 Annual Cap-Northside 1-3 -v5.13 | 131 | 7232 | Rate Constraint in MTons | FALSE | L | Annual | Allowances Sold SO2 | Thousand Tons | 0 | 0 | 0 | 0 | 0 | 0 | 0 | 0
BART SO2 Annual Cap-Northside 1-3 -v5.13 | 131 | 7232 | Rate Constraint in MTons | FALSE | L | Annual | Allowances Banked | Thousand Tons | 0 | 0 | 0 | 0 | 0 | 0 | 0 | 0
BART SO2 Annual Cap-Northside 1-3 -v5.13 | 131 | 7232 | Rate Constraint in MTons | FALSE | L | Annual | Allowances Withdrawn (1:1) | Thousand Tons | 0 | 0 | 0 | 0 | 0 | 0 | 0 | 0
BART SO2 Annual Cap-Northside 1-3 -v5.13 | 131 | 7232 | Rate Constraint in MTons | FALSE | L | Annual | Allowances Withdrawn (n:1) | Thousand Tons | 0 | 0 | 0 | 0 | 0 | 0 | 0 | 0
BART SO2 Annual Cap-Northside 1-3 -v5.13 | 131 | 7232 | Rate Constraint in MTons | FALSE | L | Annual | Net Emissions Allowance Position | Thousand Tons | 3.6 | 3.6 | 3.6 | 3.6 | 3.6 | 3.6 | 3.6 | 3.6
BART SO2 Annual Cap-Northside 1-3 -v5.13 | 131 | 7232 | Rate Constraint in MTons | FALSE | L | Annual | Fuel Consumed | TBtu | 6.2338 | 6.2338 | 6.2338 | 6.2338 | 6.2338 | 6.2338 | 6.4828 | 6.2338
BART SO2 Annual Cap-Northside 1-3 -v5.13 | 131 | 7232 | Rate Constraint in MTons | FALSE | L | Annual | Rate | lb/MMBtu | 1.155 | 1.155 | 1.155 | 1.155 | 1.155 | 1.155 | 1.1106 | 1.155
BART SO2 Annual Cap-Northside 1-3 -v5.13 | 131 | 7232 | Rate Constraint in MTons | FALSE | L | Annual | Generation | TWh | 0.60073 | 0.60073 | 0.60073 | 0.60073 | 0.60073 | 0.60073 | 0.62473 | 0.60073
BART SO2 Annual Cap-Northside 1-3 -v5.13 | 131 | 7232 | Rate Constraint in MTons | FALSE | L | Annual | Qualifying Generation | TWh | 0.60073 | 0.60073 | 0.60073 | 0.60073 | 0.60073 | 0.60073 | 0.62473 | 0.60073
BART SO2 Annual Cap-Northside 1-3 -v5.13 | 131 | 7232 | Rate Constraint in MTons | FALSE | L | Annual | Rate | lb/MWh | 11.9854 | 11.9854 | 11.9854 | 11.9854 | 11.9854 | 11.9854 | 11.525 | 11.9854
BART SO2 Annual Cap-Northside 1-3 -v5.13 | 131 | 7232 | Rate Constraint in MTons | FALSE | L | Annual | Constraint Shadow Price | US2019$/Ton | 912.508 | 733.4578 | 1158.3652 | 1650.8406 | 1476.6457 | 1859.4495 | 2118.5303 | 1301.0618
BART SO2 Annual- Coal Creek 1- v6.17 | 132 | 7212 | Rate Constraint in lbs/MMBtu | FALSE | L | Annual | Seasons Included | Seasons | Winter, WintShld, Summer | Winter, WintShld, Summer | Winter, WintShld, Summer | Winter, WintShld, Summer | Winter, WintShld, Summer | Winter, WintShld, Summer | Winter, WintShld, Summer | Winter, WintShld, Summer
BART SO2 Annual- Coal Creek 1- v6.17 | 132 | 7212 | Rate Constraint in lbs/MMBtu | FALSE | L | Annual | Standard SO2 | lb/MMBtu | 0.15 | 0.15 | 0.15 | 0.15 | 0.15 | 0.15 | 0.15 | 0.15
BART SO2 Annual- Coal Creek 1- v6.17 | 132 | 7212 | Rate Constraint in lbs/MMBtu | FALSE | L | Annual | Emissions at Affected Plants SO2 | Thousand Tons | 0 | 0 | 0 | 0 | 0 | 0 | 0 | 0
BART SO2 Annual- Coal Creek 1- v6.17 | 132 | 7212 | Rate Constraint in lbs/MMBtu | FALSE | L | Annual | Allowances Purchased SO2 | Thousand Tons | 0 | 0 | 0 | 0 | 0 | 0 | 0 | 0
BART SO2 Annual- Coal Creek 1- v6.17 | 132 | 7212 | Rate Constraint in lbs/MMBtu | FALSE | L | Annual | Allowances Sold SO2 | Thousand Tons | 0 | 0 | 0 | 0 | 0 | 0 | 0 | 0
BART SO2 Annual- Coal Creek 1- v6.17 | 132 | 7212 | Rate Constraint in lbs/MMBtu | FALSE | L | Annual | Allowances Banked | Thousand Tons | 0 | 0 | 0 | 0 | 0 | 0 | 0 | 0
BART SO2 Annual- Coal Creek 1- v6.17 | 132 | 7212 | Rate Constraint in lbs/MMBtu | FALSE | L | Annual | Allowances Withdrawn (1:1) | Thousand Tons | 0 | 0 | 0 | 0 | 0 | 0 | 0 | 0
BART SO2 Annual- Coal Creek 1- v6.17 | 132 | 7212 | Rate Constraint in lbs/MMBtu | FALSE | L | Annual | Allowances Withdrawn (n:1) | Thousand Tons | 0 | 0 | 0 | 0 | 0 | 0 | 0 | 0
BART SO2 Annual- Coal Creek 1- v6.17 | 132 | 7212 | Rate Constraint in lbs/MMBtu | FALSE | L | Annual | Net Emissions Allowance Position | Thousand Tons | 0 | 0 | 0 | 0 | 0 | 0 | 0 | 0
BART SO2 Annual- Coal Creek 1- v6.17 | 132 | 7212 | Rate Constraint in lbs/MMBtu | FALSE | L | Annual | Fuel Consumed | TBtu | 0 | 0 | 0 | 0 | 0 | 0 | 0 | 0
BART SO2 Annual- Coal Creek 1- v6.17 | 132 | 7212 | Rate Constraint in lbs/MMBtu | FALSE | L | Annual | Rate | lb/MMBtu | 0 | 0 | 0 | 0 | 0 | 0 | 0 | 0
BART SO2 Annual- Coal Creek 1- v6.17 | 132 | 7212 | Rate Constraint in lbs/MMBtu | FALSE | L | Annual | Generation | TWh | 0 | 0 | 0 | 0 | 0 | 0 | 0 | 0
BART SO2 Annual- Coal Creek 1- v6.17 | 132 | 7212 | Rate Constraint in lbs/MMBtu | FALSE | L | Annual | Qualifying Generation | TWh | 0 | 0 | 0 | 0 | 0 | 0 | 0 | 0
BART SO2 Annual- Coal Creek 1- v6.17 | 132 | 7212 | Rate Constraint in lbs/MMBtu | FALSE | L | Annual | Rate | lb/MWh | 0 | 0 | 0 | 0 | 0 | 0 | 0 | 0
BART SO2 Annual- Coal Creek 1- v6.17 | 132 | 7212 | Rate Constraint in lbs/MMBtu | FALSE | L | Annual | Constraint Shadow Price | US2019$/Ton | 0 | 0 | 0 | 0 | 0 | 0 | 0 | 0
BART SO2 Annual- Coal Creek 2- v6.17 | 133 | 7213 | Rate Constraint in lbs/MMBtu | FALSE | L | Annual | Seasons Included | Seasons | Winter, WintShld, Summer | Winter, WintShld, Summer | Winter, WintShld, Summer | Winter, WintShld, Summer | Winter, WintShld, Summer | Winter, WintShld, Summer | Winter, WintShld, Summer | Winter, WintShld, Summer
BART SO2 Annual- Coal Creek 2- v6.17 | 133 | 7213 | Rate Constraint in lbs/MMBtu | FALSE | L | Annual | Standard SO2 | lb/MMBtu | 0.15 | 0.15 | 0.15 | 0.15 | 0.15 | 0.15 | 0.15 | 0.15
BART SO2 Annual- Coal Creek 2- v6.17 | 133 | 7213 | Rate Constraint in lbs/MMBtu | FALSE | L | Annual | Emissions at Affected Plants SO2 | Thousand Tons | 0 | 0 | 0 | 0 | 0 | 0 | 0 | 0
BART SO2 Annual- Coal Creek 2- v6.17 | 133 | 7213 | Rate Constraint in lbs/MMBtu | FALSE | L | Annual | Allowances Purchased SO2 | Thousand Tons | 0 | 0 | 0 | 0 | 0 | 0 | 0 | 0
BART SO2 Annual- Coal Creek 2- v6.17 | 133 | 7213 | Rate Constraint in lbs/MMBtu | FALSE | L | Annual | Allowances Sold SO2 | Thousand Tons | 0 | 0 | 0 | 0 | 0 | 0 | 0 | 0
BART SO2 Annual- Coal Creek 2- v6.17 | 133 | 7213 | Rate Constraint in lbs/MMBtu | FALSE | L | Annual | Allowances Banked | Thousand Tons | 0 | 0 | 0 | 0 | 0 | 0 | 0 | 0
BART SO2 Annual- Coal Creek 2- v6.17 | 133 | 7213 | Rate Constraint in lbs/MMBtu | FALSE | L | Annual | Allowances Withdrawn (1:1) | Thousand Tons | 0 | 0 | 0 | 0 | 0 | 0 | 0 | 0
BART SO2 Annual- Coal Creek 2- v6.17 | 133 | 7213 | Rate Constraint in lbs/MMBtu | FALSE | L | Annual | Allowances Withdrawn (n:1) | Thousand Tons | 0 | 0 | 0 | 0 | 0 | 0 | 0 | 0
BART SO2 Annual- Coal Creek 2- v6.17 | 133 | 7213 | Rate Constraint in lbs/MMBtu | FALSE | L | Annual | Net Emissions Allowance Position | Thousand Tons | 0 | 0 | 0 | 0 | 0 | 0 | 0 | 0
BART SO2 Annual- Coal Creek 2- v6.17 | 133 | 7213 | Rate Constraint in lbs/MMBtu | FALSE | L | Annual | Fuel Consumed | TBtu | 0 | 0 | 0 | 0 | 0 | 0 | 0 | 0
BART SO2 Annual- Coal Creek 2- v6.17 | 133 | 7213 | Rate Constraint in lbs/MMBtu | FALSE | L | Annual | Rate | lb/MMBtu | 0 | 0 | 0 | 0 | 0 | 0 | 0 | 0
BART SO2 Annual- Coal Creek 2- v6.17 | 133 | 7213 | Rate Constraint in lbs/MMBtu | FALSE | L | Annual | Generation | TWh | 0 | 0 | 0 | 0 | 0 | 0 | 0 | 0
BART SO2 Annual- Coal Creek 2- v6.17 | 133 | 7213 | Rate Constraint in lbs/MMBtu | FALSE | L | Annual | Qualifying Generation | TWh | 0 | 0 | 0 | 0 | 0 | 0 | 0 | 0
BART SO2 Annual- Coal Creek 2- v6.17 | 133 | 7213 | Rate Constraint in lbs/MMBtu | FALSE | L | Annual | Rate | lb/MWh | 0 | 0 | 0 | 0 | 0 | 0 | 0 | 0
BART SO2 Annual- Coal Creek 2- v6.17 | 133 | 7213 | Rate Constraint in lbs/MMBtu | FALSE | L | Annual | Constraint Shadow Price | US2019$/Ton | 0 | 0 | 0 | 0 | 0 | 0 | 0 | 0
BART SO2 Annual- Comanche 1,2- v5.16 | 134 | 7199 | Rate Constraint in lbs/MMBtu | FALSE | L | Annual | Seasons Included | Seasons | Winter, WintShld, Summer | Winter, WintShld, Summer | Winter, WintShld, Summer | Winter, WintShld, Summer | Winter, WintShld, Summer | Winter, WintShld, Summer | Winter, WintShld, Summer | Winter, WintShld, Summer
BART SO2 Annual- Comanche 1,2- v5.16 | 134 | 7199 | Rate Constraint in lbs/MMBtu | FALSE | L | Annual | Standard SO2 | lb/MMBtu | 0.1 | 0.1 | 0.1 | 0.1 | 0.1 | 0.1 | 0.1 | 0.1
BART SO2 Annual- Comanche 1,2- v5.16 | 134 | 7199 | Rate Constraint in lbs/MMBtu | FALSE | L | Annual | Emissions at Affected Plants SO2 | Thousand Tons | 0 | 0 | 0 | 0 | 0 | 0 | 0 | 0
BART SO2 Annual- Comanche 1,2- v5.16 | 134 | 7199 | Rate Constraint in lbs/MMBtu | FALSE | L | Annual | Allowances Purchased SO2 | Thousand Tons | 0 | 0 | 0 | 0 | 0 | 0 | 0 | 0
BART SO2 Annual- Comanche 1,2- v5.16 | 134 | 7199 | Rate Constraint in lbs/MMBtu | FALSE | L | Annual | Allowances Sold SO2 | Thousand Tons | 0 | 0 | 0 | 0 | 0 | 0 | 0 | 0
BART SO2 Annual- Comanche 1,2- v5.16 | 134 | 7199 | Rate Constraint in lbs/MMBtu | FALSE | L | Annual | Allowances Banked | Thousand Tons | 0 | 0 | 0 | 0 | 0 | 0 | 0 | 0
BART SO2 Annual- Comanche 1,2- v5.16 | 134 | 7199 | Rate Constraint in lbs/MMBtu | FALSE | L | Annual | Allowances Withdrawn (1:1) | Thousand Tons | 0 | 0 | 0 | 0 | 0 | 0 | 0 | 0
BART SO2 Annual- Comanche 1,2- v5.16 | 134 | 7199 | Rate Constraint in lbs/MMBtu | FALSE | L | Annual | Allowances Withdrawn (n:1) | Thousand Tons | 0 | 0 | 0 | 0 | 0 | 0 | 0 | 0
BART SO2 Annual- Comanche 1,2- v5.16 | 134 | 7199 | Rate Constraint in lbs/MMBtu | FALSE | L | Annual | Net Emissions Allowance Position | Thousand Tons | 0 | 0 | 0 | 0 | 0 | 0 | 0 | 0
BART SO2 Annual- Comanche 1,2- v5.16 | 134 | 7199 | Rate Constraint in lbs/MMBtu | FALSE | L | Annual | Fuel Consumed | TBtu | 0 | 0 | 0 | 0 | 0 | 0 | 0 | 0
BART SO2 Annual- Comanche 1,2- v5.16 | 134 | 7199 | Rate Constraint in lbs/MMBtu | FALSE | L | Annual | Rate | lb/MMBtu | 0 | 0 | 0 | 0 | 0 | 0 | 0 | 0
BART SO2 Annual- Comanche 1,2- v5.16 | 134 | 7199 | Rate Constraint in lbs/MMBtu | FALSE | L | Annual | Generation | TWh | 0 | 0 | 0 | 0 | 0 | 0 | 0 | 0
BART SO2 Annual- Comanche 1,2- v5.16 | 134 | 7199 | Rate Constraint in lbs/MMBtu | FALSE | L | Annual | Qualifying Generation | TWh | 0 | 0 | 0 | 0 | 0 | 0 | 0 | 0
BART SO2 Annual- Comanche 1,2- v5.16 | 134 | 7199 | Rate Constraint in lbs/MMBtu | FALSE | L | Annual | Rate | lb/MWh | 0 | 0 | 0 | 0 | 0 | 0 | 0 | 0
BART SO2 Annual- Comanche 1,2- v5.16 | 134 | 7199 | Rate Constraint in lbs/MMBtu | FALSE | L | Annual | Constraint Shadow Price | US2019$/Ton | 0 | 0 | 0 | 0 | 0 | 0 | 0 | 0
BART SO2 Annual- Comanche 2- v5.16 | 135 | 7198 | Rate Constraint in lbs/MMBtu | FALSE | L | Annual | Seasons Included | Seasons | Winter, WintShld, Summer | Winter, WintShld, Summer | Winter, WintShld, Summer | Winter, WintShld, Summer | Winter, WintShld, Summer | Winter, WintShld, Summer | Winter, WintShld, Summer | Winter, WintShld, Summer
BART SO2 Annual- Comanche 2- v5.16 | 135 | 7198 | Rate Constraint in lbs/MMBtu | FALSE | L | Annual | Standard SO2 | lb/MMBtu | 0.12 | 0.12 | 0.12 | 0.12 | 0.12 | 0.12 | 0.12 | 0.12
BART SO2 Annual- Comanche 2- v5.16 | 135 | 7198 | Rate Constraint in lbs/MMBtu | FALSE | L | Annual | Emissions at Affected Plants SO2 | Thousand Tons | 0 | 0 | 0 | 0 | 0 | 0 | 0 | 0
BART SO2 Annual- Comanche 2- v5.16 | 135 | 7198 | Rate Constraint in lbs/MMBtu | FALSE | L | Annual | Allowances Purchased SO2 | Thousand Tons | 0 | 0 | 0 | 0 | 0 | 0 | 0 | 0
BART SO2 Annual- Comanche 2- v5.16 | 135 | 7198 | Rate Constraint in lbs/MMBtu | FALSE | L | Annual | Allowances Sold SO2 | Thousand Tons | 0 | 0 | 0 | 0 | 0 | 0 | 0 | 0
BART SO2 Annual- Comanche 2- v5.16 | 135 | 7198 | Rate Constraint in lbs/MMBtu | FALSE | L | Annual | Allowances Banked | Thousand Tons | 0 | 0 | 0 | 0 | 0 | 0 | 0 | 0
BART SO2 Annual- Comanche 2- v5.16 | 135 | 7198 | Rate Constraint in lbs/MMBtu | FALSE | L | Annual | Allowances Withdrawn (1:1) | Thousand Tons | 0 | 0 | 0 | 0 | 0 | 0 | 0 | 0
BART SO2 Annual- Comanche 2- v5.16 | 135 | 7198 | Rate Constraint in lbs/MMBtu | FALSE | L | Annual | Allowances Withdrawn (n:1) | Thousand Tons | 0 | 0 | 0 | 0 | 0 | 0 | 0 | 0
BART SO2 Annual- Comanche 2- v5.16 | 135 | 7198 | Rate Constraint in lbs/MMBtu | FALSE | L | Annual | Net Emissions Allowance Position | Thousand Tons | 0 | 0 | 0 | 0 | 0 | 0 | 0 | 0
BART SO2 Annual- Comanche 2- v5.16 | 135 | 7198 | Rate Constraint in lbs/MMBtu | FALSE | L | Annual | Fuel Consumed | TBtu | 0 | 0 | 0 | 0 | 0 | 0 | 0 | 0
BART SO2 Annual- Comanche 2- v5.16 | 135 | 7198 | Rate Constraint in lbs/MMBtu | FALSE | L | Annual | Rate | lb/MMBtu | 0 | 0 | 0 | 0 | 0 | 0 | 0 | 0
BART SO2 Annual- Comanche 2- v5.16 | 135 | 7198 | Rate Constraint in lbs/MMBtu | FALSE | L | Annual | Generation | TWh | 0 | 0 | 0 | 0 | 0 | 0 | 0 | 0
BART SO2 Annual- Comanche 2- v5.16 | 135 | 7198 | Rate Constraint in lbs/MMBtu | FALSE | L | Annual | Qualifying Generation | TWh | 0 | 0 | 0 | 0 | 0 | 0 | 0 | 0
BART SO2 Annual- Comanche 2- v5.16 | 135 | 7198 | Rate Constraint in lbs/MMBtu | FALSE | L | Annual | Rate | lb/MWh | 0 | 0 | 0 | 0 | 0 | 0 | 0 | 0
BART SO2 Annual- Comanche 2- v5.16 | 135 | 7198 | Rate Constraint in lbs/MMBtu | FALSE | L | Annual | Constraint Shadow Price | US2019$/Ton | 0 | 0 | 0 | 0 | 0 | 0 | 0 | 0
BART SO2 Annual- Flint Creek- v6.20 | 136 | 7643 | Rate Constraint in lbs/MMBtu | FALSE | L | Annual | Seasons Included | Seasons | Winter, WintShld, Summer | Winter, WintShld, Summer | Winter, WintShld, Summer | Winter, WintShld, Summer | Winter, WintShld, Summer | Winter, WintShld, Summer | Winter, WintShld, Summer | Winter, WintShld, Summer
BART SO2 Annual- Flint Creek- v6.20 | 136 | 7643 | Rate Constraint in lbs/MMBtu | FALSE | L | Annual | Standard SO2 | lb/MMBtu | 0.06 | 0.06 | 0.06 | 0.06 | 0.06 | 0.06 | 0.06 | 0.06
BART SO2 Annual- Flint Creek- v6.20 | 136 | 7643 | Rate Constraint in lbs/MMBtu | FALSE | L | Annual | Emissions at Affected Plants SO2 | Thousand Tons | 0 | 0 | 0 | 0 | 0 | 0 | 0 | 0
BART SO2 Annual- Flint Creek- v6.20 | 136 | 7643 | Rate Constraint in lbs/MMBtu | FALSE | L | Annual | Allowances Purchased SO2 | Thousand Tons | 0 | 0 | 0 | 0 | 0 | 0 | 0 | 0
BART SO2 Annual- Flint Creek- v6.20 | 136 | 7643 | Rate Constraint in lbs/MMBtu | FALSE | L | Annual | Allowances Sold SO2 | Thousand Tons | 0 | 0 | 0 | 0 | 0 | 0 | 0 | 0
BART SO2 Annual- Flint Creek- v6.20 | 136 | 7643 | Rate Constraint in lbs/MMBtu | FALSE | L | Annual | Allowances Banked | Thousand Tons | 0 | 0 | 0 | 0 | 0 | 0 | 0 | 0
BART SO2 Annual- Flint Creek- v6.20 | 136 | 7643 | Rate Constraint in lbs/MMBtu | FALSE | L | Annual | Allowances Withdrawn (1:1) | Thousand Tons | 0 | 0 | 0 | 0 | 0 | 0 | 0 | 0
BART SO2 Annual- Flint Creek- v6.20 | 136 | 7643 | Rate Constraint in lbs/MMBtu | FALSE | L | Annual | Allowances Withdrawn (n:1) | Thousand Tons | 0 | 0 | 0 | 0 | 0 | 0 | 0 | 0
BART SO2 Annual- Flint Creek- v6.20 | 136 | 7643 | Rate Constraint in lbs/MMBtu | FALSE | L | Annual | Net Emissions Allowance Position | Thousand Tons | 0 | 0 | 0 | 0 | 0 | 0 | 0 | 0
BART SO2 Annual- Flint Creek- v6.20 | 136 | 7643 | Rate Constraint in lbs/MMBtu | FALSE | L | Annual | Fuel Consumed | TBtu | 0 | 0 | 0 | 0 | 0 | 0 | 0 | 0
BART SO2 Annual- Flint Creek- v6.20 | 136 | 7643 | Rate Constraint in lbs/MMBtu | FALSE | L | Annual | Rate | lb/MMBtu | 0 | 0 | 0 | 0 | 0 | 0 | 0 | 0
BART SO2 Annual- Flint Creek- v6.20 | 136 | 7643 | Rate Constraint in lbs/MMBtu | FALSE | L | Annual | Generation | TWh | 0 | 0 | 0 | 0 | 0 | 0 | 0 | 0
BART SO2 Annual- Flint Creek- v6.20 | 136 | 7643 | Rate Constraint in lbs/MMBtu | FALSE | L | Annual | Qualifying Generation | TWh | 0 | 0 | 0 | 0 | 0 | 0 | 0 | 0
BART SO2 Annual- Flint Creek- v6.20 | 136 | 7643 | Rate Constraint in lbs/MMBtu | FALSE | L | Annual | Rate | lb/MWh | 0 | 0 | 0 | 0 | 0 | 0 | 0 | 0
BART SO2 Annual- Flint Creek- v6.20 | 136 | 7643 | Rate Constraint in lbs/MMBtu | FALSE | L | Annual | Constraint Shadow Price | US2019$/Ton | 0 | 0 | 0 | 0 | 0 | 147.7544 | 269.5881 | 266.8316
BART SO2 Annual- Hayden 1- v5.16 | 137 | 7202 | Rate Constraint in lbs/MMBtu | FALSE | L | Annual | Seasons Included | Seasons | Winter, WintShld, Summer | Winter, WintShld, Summer | Winter, WintShld, Summer | Winter, WintShld, Summer | Winter, WintShld, Summer | Winter, WintShld, Summer | Winter, WintShld, Summer | Winter, WintShld, Summer
BART SO2 Annual- Hayden 1- v5.16 | 137 | 7202 | Rate Constraint in lbs/MMBtu | FALSE | L | Annual | Standard SO2 | lb/MMBtu | 0.13 | 0.13 | 0.13 | 0.13 | 0.13 | 0.13 | 0.13 | 0.13
BART SO2 Annual- Hayden 1- v5.16 | 137 | 7202 | Rate Constraint in lbs/MMBtu | FALSE | L | Annual | Emissions at Affected Plants SO2 | Thousand Tons | 0 | 0.11539 | 0.78243 | 0.54617 | 0.70576 | 0.78492 | 0.56423 | 0.45149
BART SO2 Annual- Hayden 1- v5.16 | 137 | 7202 | Rate Constraint in lbs/MMBtu | FALSE | L | Annual | Allowances Purchased SO2 | Thousand Tons | 0 | 0 | 0 | 0 | 0 | 0 | 0 | 0
BART SO2 Annual- Hayden 1- v5.16 | 137 | 7202 | Rate Constraint in lbs/MMBtu | FALSE | L | Annual | Allowances Sold SO2 | Thousand Tons | 0 | 0 | 0 | 0 | 0 | 0 | 0 | 0
BART SO2 Annual- Hayden 1- v5.16 | 137 | 7202 | Rate Constraint in lbs/MMBtu | FALSE | L | Annual | Allowances Banked | Thousand Tons | 0 | 0 | 0 | 0 | 0 | 0 | 0 | 0
BART SO2 Annual- Hayden 1- v5.16 | 137 | 7202 | Rate Constraint in lbs/MMBtu | FALSE | L | Annual | Allowances Withdrawn (1:1) | Thousand Tons | 0 | 0 | 0 | 0 | 0 | 0 | 0 | 0
BART SO2 Annual- Hayden 1- v5.16 | 137 | 7202 | Rate Constraint in lbs/MMBtu | FALSE | L | Annual | Allowances Withdrawn (n:1) | Thousand Tons | 0 | 0 | 0 | 0 | 0 | 0 | 0 | 0
BART SO2 Annual- Hayden 1- v5.16 | 137 | 7202 | Rate Constraint in lbs/MMBtu | FALSE | L | Annual | Net Emissions Allowance Position | Thousand Tons | 0 | 0.11539 | 0.78243 | 0.54617 | 0.70576 | 0.78492 | 0.56423 | 0.45149
BART SO2 Annual- Hayden 1- v5.16 | 137 | 7202 | Rate Constraint in lbs/MMBtu | FALSE | L | Annual | Fuel Consumed | TBtu | 0 | 1.8727 | 12.6987 | 8.8642 | 11.4543 | 12.7391 | 9.1573 | 7.3275
BART SO2 Annual- Hayden 1- v5.16 | 137 | 7202 | Rate Constraint in lbs/MMBtu | FALSE | L | Annual | Rate | lb/MMBtu | 0 | 0.12323 | 0.12323 | 0.12323 | 0.12323 | 0.12323 | 0.12323 | 0.12323
BART SO2 Annual- Hayden 1- v5.16 | 137 | 7202 | Rate Constraint in lbs/MMBtu | FALSE | L | Annual | Generation | TWh | 0 | 0.17165 | 1.164 | 0.81248 | 1.0499 | 1.1677 | 0.83935 | 0.67163
BART SO2 Annual- Hayden 1- v5.16 | 137 | 7202 | Rate Constraint in lbs/MMBtu | FALSE | L | Annual | Qualifying Generation | TWh | 0 | 0.17165 | 1.164 | 0.81248 | 1.0499 | 1.1677 | 0.83935 | 0.67163
BART SO2 Annual- Hayden 1- v5.16 | 137 | 7202 | Rate Constraint in lbs/MMBtu | FALSE | L | Annual | Rate | lb/MWh | 0 | 1.3444 | 1.3444 | 1.3444 | 1.3444 | 1.3444 | 1.3444 | 1.3444
BART SO2 Annual- Hayden 1- v5.16 | 137 | 7202 | Rate Constraint in lbs/MMBtu | FALSE | L | Annual | Constraint Shadow Price | US2019$/Ton | 0 | 0 | 0 | 0 | 0 | 0 | 0 | 0
BART SO2 Annual- Hayden 2- v5.16 | 138 | 7203 | Rate Constraint in lbs/MMBtu | FALSE | L | Annual | Seasons Included | Seasons | Winter, WintShld, Summer | Winter, WintShld, Summer | Winter, WintShld, Summer | Winter, WintShld, Summer | Winter, WintShld, Summer | Winter, WintShld, Summer | Winter, WintShld, Summer | Winter, WintShld, Summer
BART SO2 Annual- Hayden 2- v5.16 | 138 | 7203 | Rate Constraint in lbs/MMBtu | FALSE | L | Annual | Standard SO2 | lb/MMBtu | 0.13 | 0.13 | 0.13 | 0.13 | 0.13 | 0.13 | 0.13 | 0.13
BART SO2 Annual- Hayden 2- v5.16 | 138 | 7203 | Rate Constraint in lbs/MMBtu | FALSE | L | Annual | Emissions at Affected Plants SO2 | Thousand Tons | 0.014262 | 0.19352 | 1.0585 | 0.87091 | 0.93096 | 1.0647 | 0.77788 | 0.58827
BART SO2 Annual- Hayden 2- v5.16 | 138 | 7203 | Rate Constraint in lbs/MMBtu | FALSE | L | Annual | Allowances Purchased SO2 | Thousand Tons | 0 | 0 | 0 | 0 | 0 | 0 | 0 | 0
BART SO2 Annual- Hayden 2- v5.16 | 138 | 7203 | Rate Constraint in lbs/MMBtu | FALSE | L | Annual | Allowances Sold SO2 | Thousand Tons | 0 | 0 | 0 | 0 | 0 | 0 | 0 | 0
BART SO2 Annual- Hayden 2- v5.16 | 138 | 7203 | Rate Constraint in lbs/MMBtu | FALSE | L | Annual | Allowances Banked | Thousand Tons | 0 | 0 | 0 | 0 | 0 | 0 | 0 | 0
BART SO2 Annual- Hayden 2- v5.16 | 138 | 7203 | Rate Constraint in lbs/MMBtu | FALSE | L | Annual | Allowances Withdrawn (1:1) | Thousand Tons | 0 | 0 | 0 | 0 | 0 | 0 | 0 | 0
BART SO2 Annual- Hayden 2- v5.16 | 138 | 7203 | Rate Constraint in lbs/MMBtu | FALSE | L | Annual | Allowances Withdrawn (n:1) | Thousand Tons | 0 | 0 | 0 | 0 | 0 | 0 | 0 | 0
BART SO2 Annual- Hayden 2- v5.16 | 138 | 7203 | Rate Constraint in lbs/MMBtu | FALSE | L | Annual | Net Emissions Allowance Position | Thousand Tons | 0.014262 | 0.19352 | 1.0585 | 0.87091 | 0.93096 | 1.0647 | 0.77788 | 0.58827
BART SO2 Annual- Hayden 2- v5.16 | 138 | 7203 | Rate Constraint in lbs/MMBtu | FALSE | L | Annual | Fuel Consumed | TBtu | 0.23148 | 3.1408 | 17.1799 | 14.1347 | 15.1092 | 17.2797 | 12.6248 | 9.5475
BART SO2 Annual- Hayden 2- v5.16 | 138 | 7203 | Rate Constraint in lbs/MMBtu | FALSE | L | Annual | Rate | lb/MMBtu | 0.12323 | 0.12323 | 0.12323 | 0.12323 | 0.12323 | 0.12323 | 0.12323 | 0.12323
BART SO2 Annual- Hayden 2- v5.16 | 138 | 7203 | Rate Constraint in lbs/MMBtu | FALSE | L | Annual | Generation | TWh | 0.021223 | 0.28796 | 1.5751 | 1.2959 | 1.3853 | 1.5843 | 1.1575 | 0.87536
BART SO2 Annual- Hayden 2- v5.16 | 138 | 7203 | Rate Constraint in lbs/MMBtu | FALSE | L | Annual | Qualifying Generation | TWh | 0.021223 | 0.28796 | 1.5751 | 1.2959 | 1.3853 | 1.5843 | 1.1575 | 0.87536
BART SO2 Annual- Hayden 2- v5.16 | 138 | 7203 | Rate Constraint in lbs/MMBtu | FALSE | L | Annual | Rate | lb/MWh | 1.3441 | 1.3441 | 1.3441 | 1.3441 | 1.3441 | 1.3441 | 1.3441 | 1.3441
BART SO2 Annual- Hayden 2- v5.16 | 138 | 7203 | Rate Constraint in lbs/MMBtu | FALSE | L | Annual | Constraint Shadow Price | US2019$/Ton | 0 | 0 | 0 | 0 | 0 | 0 | 0 | 0
BART SO2 Annual- Martin Drake 6- v5.16 | 139 | 7204 | Rate Constraint in lbs/MMBtu | FALSE | L | Annual | Seasons Included | Seasons | Winter, WintShld, Summer | Winter, WintShld, Summer | Winter, WintShld, Summer | Winter, WintShld, Summer | Winter, WintShld, Summer | Winter, WintShld, Summer | Winter, WintShld, Summer | Winter, WintShld, Summer
BART SO2 Annual- Martin Drake 6- v5.16 | 139 | 7204 | Rate Constraint in lbs/MMBtu | FALSE | L | Annual | Standard SO2 | lb/MMBtu | 0.13 | 0.13 | 0.13 | 0.13 | 0.13 | 0.13 | 0.13 | 0.13
BART SO2 Annual- Martin Drake 6- v5.16 | 139 | 7204 | Rate Constraint in lbs/MMBtu | FALSE | L | Annual | Emissions at Affected Plants SO2 | Thousand Tons | 0 | 0 | 0 | 0 | 0 | 0 | 0 | 0
BART SO2 Annual- Martin Drake 6- v5.16 | 139 | 7204 | Rate Constraint in lbs/MMBtu | FALSE | L | Annual | Allowances Purchased SO2 | Thousand Tons | 0 | 0 | 0 | 0 | 0 | 0 | 0 | 0
BART SO2 Annual- Martin Drake 6- v5.16 | 139 | 7204 | Rate Constraint in lbs/MMBtu | FALSE | L | Annual | Allowances Sold SO2 | Thousand Tons | 0 | 0 | 0 | 0 | 0 | 0 | 0 | 0
BART SO2 Annual- Martin Drake 6- v5.16 | 139 | 7204 | Rate Constraint in lbs/MMBtu | FALSE | L | Annual | Allowances Banked | Thousand Tons | 0 | 0 | 0 | 0 | 0 | 0 | 0 | 0
BART SO2 Annual- Martin Drake 6- v5.16 | 139 | 7204 | Rate Constraint in lbs/MMBtu | FALSE | L | Annual | Allowances Withdrawn (1:1) | Thousand Tons | 0 | 0 | 0 | 0 | 0 | 0 | 0 | 0
BART SO2 Annual- Martin Drake 6- v5.16 | 139 | 7204 | Rate Constraint in lbs/MMBtu | FALSE | L | Annual | Allowances Withdrawn (n:1) | Thousand Tons | 0 | 0 | 0 | 0 | 0 | 0 | 0 | 0
BART SO2 Annual- Martin Drake 6- v5.16 | 139 | 7204 | Rate Constraint in lbs/MMBtu | FALSE | L | Annual | Net Emissions Allowance Position | Thousand Tons | 0 | 0 | 0 | 0 | 0 | 0 | 0 | 0
BART SO2 Annual- Martin Drake 6- v5.16 | 139 | 7204 | Rate Constraint in lbs/MMBtu | FALSE | L | Annual | Fuel Consumed | TBtu | 0 | 0 | 0 | 0 | 0 | 0 | 0 | 0
BART SO2 Annual- Martin Drake 6- v5.16 | 139 | 7204 | Rate Constraint in lbs/MMBtu | FALSE | L | Annual | Rate | lb/MMBtu | 0 | 0 | 0 | 0 | 0 | 0 | 0 | 0
BART SO2 Annual- Martin Drake 6- v5.16 | 139 | 7204 | Rate Constraint in lbs/MMBtu | FALSE | L | Annual | Generation | TWh | 0 | 0 | 0 | 0 | 0 | 0 | 0 | 0
BART SO2 Annual- Martin Drake 6- v5.16 | 139 | 7204 | Rate Constraint in lbs/MMBtu | FALSE | L | Annual | Qualifying Generation | TWh | 0 | 0 | 0 | 0 | 0 | 0 | 0 | 0
BART SO2 Annual- Martin Drake 6- v5.16 | 139 | 7204 | Rate Constraint in lbs/MMBtu | FALSE | L | Annual | Rate | lb/MWh | 0 | 0 | 0 | 0 | 0 | 0 | 0 | 0
BART SO2 Annual- Martin Drake 6- v5.16 | 139 | 7204 | Rate Constraint in lbs/MMBtu | FALSE | L | Annual | Constraint Shadow Price | US2019$/Ton | 0 | 0 | 0 | 0 | 0 | 0 | 0 | 0
BART SO2 Annual- Martin Drake 7- v5.16 | 140 | 7205 | Rate Constraint in lbs/MMBtu | FALSE | L | Annual | Seasons Included | Seasons | Winter, WintShld, Summer | Winter, WintShld, Summer | Winter, WintShld, Summer | Winter, WintShld, Summer | Winter, WintShld, Summer | Winter, WintShld, Summer | Winter, WintShld, Summer | Winter, WintShld, Summer
BART SO2 Annual- Martin Drake 7- v5.16 | 140 | 7205 | Rate Constraint in lbs/MMBtu | FALSE | L | Annual | Standard SO2 | lb/MMBtu | 0.13 | 0.13 | 0.13 | 0.13 | 0.13 | 0.13 | 0.13 | 0.13
BART SO2 Annual- Martin Drake 7- v5.16 | 140 | 7205 | Rate Constraint in lbs/MMBtu | FALSE | L | Annual | Emissions at Affected Plants SO2 | Thousand Tons | 0 | 0 | 0 | 0 | 0 | 0 | 0 | 0
BART SO2 Annual- Martin Drake 7- v5.16 | 140 | 7205 | Rate Constraint in lbs/MMBtu | FALSE | L | Annual | Allowances Purchased SO2 | Thousand Tons | 0 | 0 | 0 | 0 | 0 | 0 | 0 | 0
BART SO2 Annual- Martin Drake 7- v5.16 | 140 | 7205 | Rate Constraint in lbs/MMBtu | FALSE | L | Annual | Allowances Sold SO2 | Thousand Tons | 0 | 0 | 0 | 0 | 0 | 0 | 0 | 0
BART SO2 Annual- Martin Drake 7- v5.16 | 140 | 7205 | Rate Constraint in lbs/MMBtu | FALSE | L | Annual | Allowances Banked | Thousand Tons | 0 | 0 | 0 | 0 | 0 | 0 | 0 | 0
BART SO2 Annual- Martin Drake 7- v5.16 | 140 | 7205 | Rate Constraint in lbs/MMBtu | FALSE | L | Annual | Allowances Withdrawn (1:1) | Thousand Tons | 0 | 0 | 0 | 0 | 0 | 0 | 0 | 0
BART SO2 Annual- Martin Drake 7- v5.16 | 140 | 7205 | Rate Constraint in lbs/MMBtu | FALSE | L | Annual | Allowances Withdrawn (n:1) | Thousand Tons | 0 | 0 | 0 | 0 | 0 | 0 | 0 | 0
BART SO2 Annual- Martin Drake 7- v5.16 | 140 | 7205 | Rate Constraint in lbs/MMBtu | FALSE | L | Annual | Net Emissions Allowance Position | Thousand Tons | 0 | 0 | 0 | 0 | 0 | 0 | 0 | 0
BART SO2 Annual- Martin Drake 7- v5.16 | 140 | 7205 | Rate Constraint in lbs/MMBtu | FALSE | L | Annual | Fuel Consumed | TBtu | 0 | 0 | 0 | 0 | 0 | 0 | 0 | 0
BART SO2 Annual- Martin Drake 7- v5.16 | 140 | 7205 | Rate Constraint in lbs/MMBtu | FALSE | L | Annual | Rate | lb/MMBtu | 0 | 0 | 0 | 0 | 0 | 0 | 0 | 0
BART SO2 Annual- Martin Drake 7- v5.16 | 140 | 7205 | Rate Constraint in lbs/MMBtu | FALSE | L | Annual | Generation | TWh | 0 | 0 | 0 | 0 | 0 | 0 | 0 | 0
BART SO2 Annual- Martin Drake 7- v5.16 | 140 | 7205 | Rate Constraint in lbs/MMBtu | FALSE | L | Annual | Qualifying Generation | TWh | 0 | 0 | 0 | 0 | 0 | 0 | 0 | 0
BART SO2 Annual- Martin Drake 7- v5.16 | 140 | 7205 | Rate Constraint in lbs/MMBtu | FALSE | L | Annual | Rate | lb/MWh | 0 | 0 | 0 | 0 | 0 | 0 | 0 | 0
BART SO2 Annual- Martin Drake 7- v5.16 | 140 | 7205 | Rate Constraint in lbs/MMBtu | FALSE | L | Annual | Constraint Shadow Price | US2019$/Ton | 0 | 0 | 0 | 0 | 0 | 0 | 0 | 0
BART SO2 Annual- Nebraska City- v6.17 | 141 | 7206 | Rate Constraint in lbs/MMBtu | FALSE | L | Annual | Seasons Included | Seasons | Winter, WintShld, Summer | Winter, WintShld, Summer | Winter, WintShld, Summer | Winter, WintShld, Summer | Winter, WintShld, Summer | Winter, WintShld, Summer | Winter, WintShld, Summer | Winter, WintShld, Summer
BART SO2 Annual- Nebraska City- v6.17 | 141 | 7206 | Rate Constraint in lbs/MMBtu | FALSE | L | Annual | Standard SO2 | lb/MMBtu | 1.2 | 1.2 | 1.2 | 1.2 | 1.2 | 1.2 | 1.2 | 1.2
BART SO2 Annual- Nebraska City- v6.17 | 141 | 7206 | Rate Constraint in lbs/MMBtu | FALSE | L | Annual | Emissions at Affected Plants SO2 | Thousand Tons | 11.8648 | 11.099 | 11.8648 | 11.8648 | 11.8648 | 11.8648 | 11.8648 | 11.8648
BART SO2 Annual- Nebraska City- v6.17 | 141 | 7206 | Rate Constraint in lbs/MMBtu | FALSE | L | Annual | Allowances Purchased SO2 | Thousand Tons | 0 | 0 | 0 | 0 | 0 | 0 | 0 | 0
BART SO2 Annual- Nebraska City- v6.17 | 141 | 7206 | Rate Constraint in lbs/MMBtu | FALSE | L | Annual | Allowances Sold SO2 | Thousand Tons | 0 | 0 | 0 | 0 | 0 | 0 | 0 | 0
BART SO2 Annual- Nebraska City- v6.17 | 141 | 7206 | Rate Constraint in lbs/MMBtu | FALSE | L | Annual | Allowances Banked | Thousand Tons | 0 | 0 | 0 | 0 | 0 | 0 | 0 | 0
BART SO2 Annual- Nebraska City- v6.17 | 141 | 7206 | Rate Constraint in lbs/MMBtu | FALSE | L | Annual | Allowances Withdrawn (1:1) | Thousand Tons | 0 | 0 | 0 | 0 | 0 | 0 | 0 | 0
BART SO2 Annual- Nebraska City- v6.17 | 141 | 7206 | Rate Constraint in lbs/MMBtu | FALSE | L | Annual | Allowances Withdrawn (n:1) | Thousand Tons | 0 | 0 | 0 | 0 | 0 | 0 | 0 | 0
BART SO2 Annual- Nebraska City- v6.17 | 141 | 7206 | Rate Constraint in lbs/MMBtu | FALSE | L | Annual | Net Emissions Allowance Position | Thousand Tons | 11.8648 | 11.099 | 11.8648 | 11.8648 | 11.8648 | 11.8648 | 11.8648 | 11.8648
BART SO2 Annual- Nebraska City- v6.17 | 141 | 7206 | Rate Constraint in lbs/MMBtu | FALSE | L | Annual | Fuel Consumed | TBtu | 45.4313 | 42.4989 | 45.4313 | 45.4313 | 45.4313 | 45.4313 | 45.4313 | 45.4313
BART SO2 Annual- Nebraska City- v6.17 | 141 | 7206 | Rate Constraint in lbs/MMBtu | FALSE | L | Annual | Rate | lb/MMBtu | 0.52232 | 0.52232 | 0.52232 | 0.52232 | 0.52232 | 0.52232 | 0.52232 | 0.52232
BART SO2 Annual- Nebraska City- v6.17 | 141 | 7206 | Rate Constraint in lbs/MMBtu | FALSE | L | Annual | Generation | TWh | 4.6273 | 4.3287 | 4.6273 | 4.6273 | 4.6273 | 4.6273 | 4.6273 | 4.6273
BART SO2 Annual- Nebraska City- v6.17 | 141 | 7206 | Rate Constraint in lbs/MMBtu | FALSE | L | Annual | Qualifying Generation | TWh | 4.6273 | 4.3287 | 4.6273 | 4.6273 | 4.6273 | 4.6273 | 4.6273 | 4.6273
BART SO2 Annual- Nebraska City- v6.17 | 141 | 7206 | Rate Constraint in lbs/MMBtu | FALSE | L | Annual | Rate | lb/MWh | 5.1281 | 5.1281 | 5.1281 | 5.1281 | 5.1281 | 5.1281 | 5.1281 | 5.1281
BART SO2 Annual- Nebraska City- v6.17 | 141 | 7206 | Rate Constraint in lbs/MMBtu | FALSE | L | Annual | Constraint Shadow Price | US2019$/Ton | 0 | 0 | 0 | 0 | 0 | 0 | 0 | 0
BART SO2 Annual- Oswego Harbor 5- v5.16 | 142 | 7244 | Rate Constraint in lbs/MMBtu | FALSE | L | Annual | Seasons Included | Seasons | Winter, WintShld, Summer | Winter, WintShld, Summer | Winter, WintShld, Summer | Winter, WintShld, Summer | Winter, WintShld, Summer | Winter, WintShld, Summer | Winter, WintShld, Summer | Winter, WintShld, Summer
BART SO2 Annual- Oswego Harbor 5- v5.16 | 142 | 7244 | Rate Constraint in lbs/MMBtu | FALSE | L | Annual | Standard SO2 | lb/MMBtu | 0.8 | 0.8 | 0.8 | 0.8 | 0.8 | 0.8 | 0.8 | 0.8
BART SO2 Annual- Oswego Harbor 5- v5.16 | 142 | 7244 | Rate Constraint in lbs/MMBtu | FALSE | L | Annual | Emissions at Affected Plants SO2 | Thousand Tons | 0 | 0 | 0 | 0 | 0 | 0 | 0 | 0
BART SO2 Annual- Oswego Harbor 5- v5.16 | 142 | 7244 | Rate Constraint in lbs/MMBtu | FALSE | L | Annual | Allowances Purchased SO2 | Thousand Tons | 0 | 0 | 0 | 0 | 0 | 0 | 0 | 0
BART SO2 Annual- Oswego Harbor 5- v5.16 | 142 | 7244 | Rate Constraint in lbs/MMBtu | FALSE | L | Annual | Allowances Sold SO2 | Thousand Tons | 0 | 0 | 0 | 0 | 0 | 0 | 0 | 0
BART SO2 Annual- Oswego Harbor 5- v5.16 | 142 | 7244 | Rate Constraint in lbs/MMBtu | FALSE | L | Annual | Allowances Banked | Thousand Tons | 0 | 0 | 0 | 0 | 0 | 0 | 0 | 0
BART SO2 Annual- Oswego Harbor 5- v5.16 | 142 | 7244 | Rate Constraint in lbs/MMBtu | FALSE | L | Annual | Allowances Withdrawn (1:1) | Thousand Tons | 0 | 0 | 0 | 0 | 0 | 0 | 0 | 0
BART SO2 Annual- Oswego Harbor 5- v5.16 | 142 | 7244 | Rate Constraint in lbs/MMBtu | FALSE | L | Annual | Allowances Withdrawn (n:1) | Thousand Tons | 0 | 0 | 0 | 0 | 0 | 0 | 0 | 0
BART SO2 Annual- Oswego Harbor 5- v5.16 | 142 | 7244 | Rate Constraint in lbs/MMBtu | FALSE | L | Annual | Net Emissions Allowance Position | Thousand Tons | 0 | 0 | 0 | 0 | 0 | 0 | 0 | 0
BART SO2 Annual- Oswego Harbor 5- v5.16 | 142 | 7244 | Rate Constraint in lbs/MMBtu | FALSE | L | Annual | Fuel Consumed | TBtu | 0 | 0 | 0 | 0 | 0 | 0 | 0 | 0
BART SO2 Annual- Oswego Harbor 5- v5.16 | 142 | 7244 | Rate Constraint in lbs/MMBtu | FALSE | L | Annual | Rate | lb/MMBtu | 0 | 0 | 0 | 0 | 0 | 0 | 0 | 0
BART SO2 Annual- Oswego Harbor 5- v5.16 | 142 | 7244 | Rate Constraint in lbs/MMBtu | FALSE | L | Annual | Generation | TWh | 0 | 0 | 0 | 0 | 0 | 0 | 0 | 0
BART SO2 Annual- Oswego Harbor 5- v5.16 | 142 | 7244 | Rate Constraint in lbs/MMBtu | FALSE | L | Annual | Qualifying Generation | TWh | 0 | 0 | 0 | 0 | 0 | 0 | 0 | 0
BART SO2 Annual- Oswego Harbor 5- v5.16 | 142 | 7244 | Rate Constraint in lbs/MMBtu | FALSE | L | Annual | Rate | lb/MWh | 0 | 0 | 0 | 0 | 0 | 0 | 0 | 0
BART SO2 Annual- Oswego Harbor 5- v5.16 | 142 | 7244 | Rate Constraint in lbs/MMBtu | FALSE | L | Annual | Constraint Shadow Price | US2019$/Ton | 0 | 0 | 0 | 0 | 0 | 0 | 0 | 0
BART SO2 Annual- Oswego Harbor 6- v6.17 | 143 | 7245 | Rate Constraint in lbs/MMBtu | FALSE | L | Annual | Seasons Included | Seasons | Winter, WintShld, Summer | Winter, WintShld, Summer | Winter, WintShld, Summer | Winter, WintShld, Summer | Winter, WintShld, Summer | Winter, WintShld, Summer | Winter, WintShld, Summer | Winter, WintShld, Summer
BART SO2 Annual- Oswego Harbor 6- v6.17 | 143 | 7245 | Rate Constraint in lbs/MMBtu | FALSE | L | Annual | Standard SO2 | lb/MMBtu | 0.8 | 0.8 | 0.8 | 0.8 | 0.8 | 0.8 | 0.8 | 0.8
BART SO2 Annual- Oswego Harbor 6- v6.17 | 143 | 7245 | Rate Constraint in lbs/MMBtu | FALSE | L | Annual | Emissions at Affected Plants SO2 | Thousand Tons | 0 | 0 | 0 | 0 | 0 | 0 | 0 | 0
BART SO2 Annual- Oswego Harbor 6- v6.17 | 143 | 7245 | Rate Constraint in lbs/MMBtu | FALSE | L | Annual | Allowances Purchased SO2 | Thousand Tons | 0 | 0 | 0 | 0 | 0 | 0 | 0 | 0
BART SO2 Annual- Oswego Harbor 6- v6.17 | 143 | 7245 | Rate Constraint in lbs/MMBtu | FALSE | L | Annual | Allowances Sold SO2 | Thousand Tons | 0 | 0 | 0 | 0 | 0 | 0 | 0 | 0
BART SO2 Annual- Oswego Harbor 6- v6.17 | 143 | 7245 | Rate Constraint in lbs/MMBtu | FALSE | L | Annual | Allowances Banked | Thousand Tons | 0 | 0 | 0 | 0 | 0 | 0 | 0 | 0
BART SO2 Annual- Oswego Harbor 6- v6.17 | 143 | 7245 | Rate Constraint in lbs/MMBtu | FALSE | L | Annual | Allowances Withdrawn (1:1) | Thousand Tons | 0 | 0 | 0 | 0 | 0 | 0 | 0 | 0
BART SO2 Annual- Oswego Harbor 6- v6.17 | 143 | 7245 | Rate Constraint in lbs/MMBtu | FALSE | L | Annual | Allowances Withdrawn (n:1) | Thousand Tons | 0 | 0 | 0 | 0 | 0 | 0 | 0 | 0
BART SO2 Annual- Oswego Harbor 6- v6.17 | 143 | 7245 | Rate Constraint in lbs/MMBtu | FALSE | L | Annual | Net Emissions Allowance Position | Thousand Tons | 0 | 0 | 0 | 0 | 0 | 0 | 0 | 0
BART SO2 Annual- Oswego Harbor 6- v6.17 | 143 | 7245 | Rate Constraint in lbs/MMBtu | FALSE | L | Annual | Fuel Consumed | TBtu | 0 | 0 | 0 | 0 | 0 | 0 | 0 | 0
BART SO2 Annual- Oswego Harbor 6- v6.17 | 143 | 7245 | Rate Constraint in lbs/MMBtu | FALSE | L | Annual | Rate | lb/MMBtu | 0 | 0 | 0 | 0 | 0 | 0 | 0 | 0
BART SO2 Annual- Oswego Harbor 6- v6.17 | 143 | 7245 | Rate Constraint in lbs/MMBtu | FALSE | L | Annual | Generation | TWh | 0 | 0 | 0 | 0 | 0 | 0 | 0 | 0
BART SO2 Annual- Oswego Harbor 6- v6.17 | 143 | 7245 | Rate Constraint in lbs/MMBtu | FALSE | L | Annual | Qualifying Generation | TWh | 0 | 0 | 0 | 0 | 0 | 0 | 0 | 0
BART SO2 Annual- Oswego Harbor 6- v6.17 | 143 | 7245 | Rate Constraint in lbs/MMBtu | FALSE | L | Annual | Rate | lb/MWh | 0 | 0 | 0 | 0 | 0 | 0 | 0 | 0
BART SO2 Annual- Oswego Harbor 6- v6.17 | 143 | 7245 | Rate Constraint in lbs/MMBtu | FALSE | L | Annual | Constraint Shadow Price | US2019$/Ton | 0 | 0 | 0 | 0 | 0 | 0 | 0 | 0
BART SO2 Annual Rate-Seminole 1&2 -v5.13 | 144 | 7231 | Rate Constraint in lbs/MMBtu | FALSE | L | Annual | Seasons Included | Seasons | Winter, WintShld, Summer | Winter, WintShld, Summer | Winter, WintShld, Summer | Winter, WintShld, Summer | Winter, WintShld, Summer | Winter, WintShld, Summer | Winter, WintShld, Summer | Winter, WintShld, Summer
BART SO2 Annual Rate-Seminole 1&2 -v5.13 | 144 | 7231 | Rate Constraint in lbs/MMBtu | FALSE | L | Annual | Standard SO2 | lb/MMBtu | 0.25 | 0.25 | 0.25 | 0.25 | 0.25 | 0.25 | 0.25 | 0.25
BART SO2 Annual Rate-Seminole 1&2 -v5.13 | 144 | 7231 | Rate Constraint in lbs/MMBtu | FALSE | L | Annual | Emissions at Affected Plants SO2 | Thousand Tons | 0 | 0 | 0 | 0.82156 | 0 | 0 | 0 | 0
BART SO2 Annual Rate-Seminole 1&2 -v5.13 | 144 | 7231 | Rate Constraint in lbs/MMBtu | FALSE | L | Annual | Allowances Purchased SO2 | Thousand Tons | 0 | 0 | 0 | 0 | 0 | 0 | 0 | 0
BART SO2 Annual Rate-Seminole 1&2 -v5.13 | 144 | 7231 | Rate Constraint in lbs/MMBtu | FALSE | L | Annual | Allowances Sold SO2 | Thousand Tons | 0 | 0 | 0 | 0 | 0 | 0 | 0 | 0
BART SO2 Annual Rate-Seminole 1&2 -v5.13 | 144 | 7231 | Rate Constraint in lbs/MMBtu | FALSE | L | Annual | Allowances Banked | Thousand Tons | 0 | 0 | 0 | 0 | 0 | 0 | 0 | 0
BART SO2 Annual Rate-Seminole 1&2 -v5.13 | 144 | 7231 | Rate Constraint in lbs/MMBtu | FALSE | L | Annual | Allowances Withdrawn (1:1) | Thousand Tons | 0 | 0 | 0 | 0 | 0 | 0 | 0 | 0
BART SO2 Annual Rate-Seminole 1&2 -v5.13 | 144 | 7231 | Rate Constraint in lbs/MMBtu | FALSE | L | Annual | Allowances Withdrawn (n:1) | Thousand Tons | 0 | 0 | 0 | 0 | 0 | 0 | 0 | 0
BART SO2 Annual Rate-Seminole 1&2 -v5.13 | 144 | 7231 | Rate Constraint in lbs/MMBtu | FALSE | L | Annual | Net Emissions Allowance Position | Thousand Tons | 0 | 0 | 0 | 0.82156 | 0 | 0 | 0 | 0
BART SO2 Annual Rate-Seminole 1&2 -v5.13 | 144 | 7231 | Rate Constraint in lbs/MMBtu | FALSE | L | Annual | Fuel Consumed | TBtu | 0 | 0 | 0 | 15.0195 | 0 | 0 | 0 | 0
BART SO2 Annual Rate-Seminole 1&2 -v5.13 | 144 | 7231 | Rate Constraint in lbs/MMBtu | FALSE | L | Annual | Rate | lb/MMBtu | 0 | 0 | 0 | 0.1094 | 0 | 0 | 0 | 0
BART SO2 Annual Rate-Seminole 1&2 -v5.13 | 144 | 7231 | Rate Constraint in lbs/MMBtu | FALSE | L | Annual | Generation | TWh | 0 | 0 | 0 | 1.5216 | 0 | 0 | 0 | 0
BART SO2 Annual Rate-Seminole 1&2 -v5.13 | 144 | 7231 | Rate Constraint in lbs/MMBtu | FALSE | L | Annual | Qualifying Generation | TWh | 0 | 0 | 0 | 1.5216 | 0 | 0 | 0 | 0
BART SO2 Annual Rate-Seminole 1&2 -v5.13 | 144 | 7231 | Rate Constraint in lbs/MMBtu | FALSE | L | Annual | Rate | lb/MWh | 0 | 0 | 0 | 1.0799 | 0 | 0 | 0 | 0
BART SO2 Annual Rate-Seminole 1&2 -v5.13 | 144 | 7231 | Rate Constraint in lbs/MMBtu | FALSE | L | Annual | Constraint Shadow Price | US2019$/Ton | 0 | 0 | 0 | 0 | 0 | 0 | 0 | 0
BART SO2 Annual- Roseton 1- v5.16 | 145 | 7247 | Rate Constraint in lbs/MMBtu | FALSE | L | Annual | Seasons Included | Seasons | Winter, WintShld, Summer | Winter, WintShld, Summer | Winter, WintShld, Summer | Winter, WintShld, Summer | Winter, WintShld, Summer | Winter, WintShld, Summer | Winter, WintShld, Summer | Winter, WintShld, Summer
BART SO2 Annual- Roseton 1- v5.16 | 145 | 7247 | Rate Constraint in lbs/MMBtu | FALSE | L | Annual | Standard SO2 | lb/MMBtu | 0.55 | 0.55 | 0.55 | 0.55 | 0.55 | 0.55 | 0.55 | 0.55
BART SO2 Annual- Roseton 1- v5.16 | 145 | 7247 | Rate Constraint in lbs/MMBtu | FALSE | L | Annual | Emissions at Affected Plants SO2 | Thousand Tons | 0 | 0 | 0 | 0 | 0 | 0 | 0 | 0
BART SO2 Annual- Roseton 1- v5.16 | 145 | 7247 | Rate Constraint in lbs/MMBtu | FALSE | L | Annual | Allowances Purchased SO2 | Thousand Tons | 0 | 0 | 0 | 0 | 0 | 0 | 0 | 0
BART SO2 Annual- Roseton 1- v5.16 | 145 | 7247 | Rate Constraint in lbs/MMBtu | FALSE | L | Annual | Allowances Sold SO2 | Thousand Tons | 0 | 0 | 0 | 0 | 0 | 0 | 0 | 0
BART SO2 Annual- Roseton 1- v5.16 | 145 | 7247 | Rate Constraint in lbs/MMBtu | FALSE | L | Annual | Allowances Banked | Thousand Tons | 0 | 0 | 0 | 0 | 0 | 0 | 0 | 0
BART SO2 Annual- Roseton 1- v5.16 | 145 | 7247 | Rate Constraint in lbs/MMBtu | FALSE | L | Annual | Allowances Withdrawn (1:1) | Thousand Tons | 0 | 0 | 0 | 0 | 0 | 0 | 0 | 0
BART SO2 Annual- Roseton 1- v5.16 | 145 | 7247 | Rate Constraint in lbs/MMBtu | FALSE | L | Annual | Allowances Withdrawn (n:1) | Thousand Tons | 0 | 0 | 0 | 0 | 0 | 0 | 0 | 0
BART SO2 Annual- Roseton 1- v5.16 | 145 | 7247 | Rate Constraint in lbs/MMBtu | FALSE | L | Annual | Net Emissions Allowance Position | Thousand Tons | 0 | 0 | 0 | 0 | 0 | 0 | 0 | 0
BART SO2 Annual- Roseton 1- v5.16 | 145 | 7247 | Rate Constraint in lbs/MMBtu | FALSE | L | Annual | Fuel Consumed | TBtu | 0 | 0 | 0 | 0 | 0 | 0 | 0 | 0
BART SO2 Annual- Roseton 1- v5.16 | 145 | 7247 | Rate Constraint in lbs/MMBtu | FALSE | L | Annual | Rate | lb/MMBtu | 0 | 0 | 0 | 0 | 0 | 0 | 0 | 0
BART SO2 Annual- Roseton 1- v5.16 | 145 | 7247 | Rate Constraint in lbs/MMBtu | FALSE | L | Annual | Generation | TWh | 0 | 0 | 0 | 0 | 0 | 0 | 0 | 0
BART SO2 Annual- Roseton 1- v5.16 | 145 | 7247 | Rate Constraint in lbs/MMBtu | FALSE | L | Annual | Qualifying Generation | TWh | 0 | 0 | 0 | 0 | 0 | 0 | 0 | 0
BART SO2 Annual- Roseton 1- v5.16 | 145 | 7247 | Rate Constraint in lbs/MMBtu | FALSE | L | Annual | Rate | lb/MWh | 0 | 0 | 0 | 0 | 0 | 0 | 0 | 0
BART SO2 Annual- Roseton 1- v5.16 | 145 | 7247 | Rate Constraint in lbs/MMBtu | FALSE | L | Annual | Constraint Shadow Price | US2019$/Ton | 0 | 0 | 0 | 191.6758 | 0 | 0 | 0 | 0
BART SO2 Annual- Roseton 2- v5.16 | 146 | 7248 | Rate Constraint in lbs/MMBtu | FALSE | L | Annual | Seasons Included | Seasons | Winter, WintShld, Summer | Winter, WintShld, Summer | Winter, WintShld, Summer | Winter, WintShld, Summer | Winter, WintShld, Summer | Winter, WintShld, Summer | Winter, WintShld, Summer | Winter, WintShld, Summer
BART SO2 Annual- Roseton 2- v5.16 | 146 | 7248 | Rate Constraint in lbs/MMBtu | FALSE | L | Annual | Standard SO2 | lb/MMBtu | 0.55 | 0.55 | 0.55 | 0.55 | 0.55 | 0.55 | 0.55 | 0.55
BART SO2 Annual- Roseton 2- v5.16 | 146 | 7248 | Rate Constraint in lbs/MMBtu | FALSE | L | Annual | Emissions at Affected Plants SO2 | Thousand Tons | 0 | 0 | 0 | 0 | 0 | 0 | 0 | 0
BART SO2 Annual- Roseton 2- v5.16 | 146 | 7248 | Rate Constraint in lbs/MMBtu | FALSE | L | Annual | Allowances Purchased SO2 | Thousand Tons | 0 | 0 | 0 | 0 | 0 | 0 | 0 | 0
BART SO2 Annual- Roseton 2- v5.16 | 146 | 7248 | Rate Constraint in lbs/MMBtu | FALSE | L | Annual | Allowances Sold SO2 | Thousand Tons | 0 | 0 | 0 | 0 | 0 | 0 | 0 | 0
BART SO2 Annual- Roseton 2- v5.16 | 146 | 7248 | Rate Constraint in lbs/MMBtu | FALSE | L | Annual | Allowances Banked | Thousand Tons | 0 | 0 | 0 | 0 | 0 | 0 | 0 | 0
BART SO2 Annual- Roseton 2- v5.16 | 146 | 7248 | Rate Constraint in lbs/MMBtu | FALSE | L | Annual | Allowances Withdrawn (1:1) | Thousand Tons | 0 | 0 | 0 | 0 | 0 | 0 | 0 | 0
BART SO2 Annual- Roseton 2- v5.16 | 146 | 7248 | Rate Constraint in lbs/MMBtu | FALSE | L | Annual | Allowances Withdrawn (n:1) | Thousand Tons | 0 | 0 | 0 | 0 | 0 | 0 | 0 | 0
BART SO2 Annual- Roseton 2- v5.16 | 146 | 7248 | Rate Constraint in lbs/MMBtu | FALSE | L | Annual | Net Emissions Allowance Position | Thousand Tons | 0 | 0 | 0 | 0 | 0 | 0 | 0 | 0
BART SO2 Annual- Roseton 2- v5.16 | 146 | 7248 | Rate Constraint in lbs/MMBtu | FALSE | L | Annual | Fuel Consumed | TBtu | 0 | 0 | 0 | 0 | 0 | 0 | 0 | 0
BART SO2 Annual- Roseton 2- v5.16 | 146 | 7248 | Rate Constraint in lbs/MMBtu | FALSE | L | Annual | Rate | lb/MMBtu | 0 | 0 | 0 | 0 | 0 | 0 | 0 | 0
BART SO2 Annual- Roseton 2- v5.16 | 146 | 7248 | Rate Constraint in lbs/MMBtu | FALSE | L | Annual | Generation | TWh | 0 | 0 | 0 | 0 | 0 | 0 | 0 | 0
BART SO2 Annual- Roseton 2- v5.16 | 146 | 7248 | Rate Constraint in lbs/MMBtu | FALSE | L | Annual | Qualifying Generation | TWh | 0 | 0 | 0 | 0 | 0 | 0 | 0 | 0
BART SO2 Annual- Roseton 2- v5.16 | 146 | 7248 | Rate Constraint in lbs/MMBtu | FALSE | L | Annual | Rate | lb/MWh | 0 | 0 | 0 | 0 | 0 | 0 | 0 | 0
BART SO2 Annual- Roseton 2- v5.16 | 146 | 7248 | Rate Constraint in lbs/MMBtu | FALSE | L | Annual | Constraint Shadow Price | US2019$/Ton | 0 | 959.6298 | 0 | 177.4179 | 0 | 0 | 0 | 0
BART SO2 Annual- Sherburne County 1- v5.16 | 147 | 7240 | Rate Constraint in lbs/MMBtu | FALSE | L | Annual | Seasons Included | Seasons | Winter, WintShld, Summer | Winter, WintShld, Summer | Winter, WintShld, Summer | Winter, WintShld, Summer | Winter, WintShld, Summer | Winter, WintShld, Summer | Winter, WintShld, Summer | Winter, WintShld, Summer
BART SO2 Annual- Sherburne County 1- v5.16 | 147 | 7240 | Rate Constraint in lbs/MMBtu | FALSE | L | Annual | Standard SO2 | lb/MMBtu | 0.05 | 0.05 | 0.05 | 0.05 | 0.05 | 0.05 | 0.05 | 0.05
BART SO2 Annual- Sherburne County 1- v5.16 | 147 | 7240 | Rate Constraint in lbs/MMBtu | FALSE | L | Annual | Emissions at Affected Plants SO2 | Thousand Tons | 0.32653 | 0 | 0 | 0 | 0 | 0 | 0 | 0
BART SO2 Annual- Sherburne County 1- v5.16 | 147 | 7240 | Rate Constraint in lbs/MMBtu | FALSE | L | Annual | Allowances Purchased SO2 | Thousand Tons | 0 | 0 | 0 | 0 | 0 | 0 | 0 | 0
BART SO2 Annual- Sherburne County 1- v5.16 | 147 | 7240 | Rate Constraint in lbs/MMBtu | FALSE | L | Annual | Allowances Sold SO2 | Thousand Tons | 0 | 0 | 0 | 0 | 0 | 0 | 0 | 0
BART SO2 Annual- Sherburne County 1- v5.16 | 147 | 7240 | Rate Constraint in lbs/MMBtu | FALSE | L | Annual | Allowances Banked | Thousand Tons | 0 | 0 | 0 | 0 | 0 | 0 | 0 | 0
BART SO2 Annual- Sherburne County 1- v5.16 | 147 | 7240 | Rate Constraint in lbs/MMBtu | FALSE | L | Annual | Allowances Withdrawn (1:1) | Thousand Tons | 0 | 0 | 0 | 0 | 0 | 0 | 0 | 0
BART SO2 Annual- Sherburne County 1- v5.16 | 147 | 7240 | Rate Constraint in lbs/MMBtu | FALSE | L | Annual | Allowances Withdrawn (n:1) | Thousand Tons | 0 | 0 | 0 | 0 | 0 | 0 | 0 | 0
BART SO2 Annual- Sherburne County 1- v5.16 | 147 | 7240 | Rate Constraint in lbs/MMBtu | FALSE | L | Annual | Net Emissions Allowance Position | Thousand Tons | 0.32653 | 0 | 0 | 0 | 0 | 0 | 0 | 0
BART SO2 Annual- Sherburne County 1- v5.16 | 147 | 7240 | Rate Constraint in lbs/MMBtu | FALSE | L | Annual | Fuel Consumed | TBtu | 32.6386 | 0 | 0 | 0 | 0 | 0 | 0 | 0
BART SO2 Annual- Sherburne County 1- v5.16 | 147 | 7240 | Rate Constraint in lbs/MMBtu | FALSE | L | Annual | Rate | lb/MMBtu | 0.020009 | 0 | 0 | 0 | 0 | 0 | 0 | 0
BART SO2 Annual- Sherburne County 1- v5.16 | 147 | 7240 | Rate Constraint in lbs/MMBtu | FALSE | L | Annual | Generation | TWh | 3.317 | 0 | 0 | 0 | 0 | 0 | 0 | 0
BART SO2 Annual- Sherburne County 1- v5.16 | 147 | 7240 | Rate Constraint in lbs/MMBtu | FALSE | L | Annual | Qualifying Generation | TWh | 3.246 | 0 | 0 | 0 | 0 | 0 | 0 | 0
BART SO2 Annual- Sherburne County 1- v5.16 | 147 | 7240 | Rate Constraint in lbs/MMBtu | FALSE | L | Annual | Rate | lb/MWh | 0.20119 | 0 | 0 | 0 | 0 | 0 | 0 | 0
BART SO2 Annual- Sherburne County 1- v5.16 | 147 | 7240 | Rate Constraint in lbs/MMBtu | FALSE | L | Annual | Constraint Shadow Price | US2019$/Ton | 0 | 0 | 0 | 0 | 0 | 0 | 0 | 0
BART SO2 Annual- Sherburne County 3- v5.16 | 148 | 7246 | Rate Constraint in lbs/MMBtu | FALSE | L | Annual | Seasons Included | Seasons | Winter, WintShld, Summer | Winter, WintShld, Summer | Winter, WintShld, Summer | Winter, WintShld, Summer | Winter, WintShld, Summer | Winter, WintShld, Summer | Winter, WintShld, Summer | Winter, WintShld, Summer
BART SO2 Annual- Sherburne County 3- v5.16 | 148 | 7246 | Rate Constraint in lbs/MMBtu | FALSE | L | Annual | Standard SO2 | lb/MMBtu | 0.29 | 0.29 | 0.29 | 0.29 | 0.29 | 0.29 | 0.29 | 0.29
BART SO2 Annual- Sherburne County 3- v5.16 | 148 | 7246 | Rate Constraint in lbs/MMBtu | FALSE | L | Annual | Emissions at Affected Plants SO2 | Thousand Tons | 4.1026 | 0.01341 | 0.015461 | 0.014945 | 0.014991 | 0.014991 | 0.014686 | 0.0067688
BART SO2 Annual- Sherburne County 3- v5.16 | 148 | 7246 | Rate Constraint in lbs/MMBtu | FALSE | L | Annual | Allowances Purchased SO2 | Thousand Tons | 0 | 0 | 0 | 0 | 0 | 0 | 0 | 0
BART SO2 Annual- Sherburne County 3- v5.16 | 148 | 7246 | Rate Constraint in lbs/MMBtu | FALSE | L | Annual | Allowances Sold SO2 | Thousand Tons | 0 | 0 | 0 | 0 | 0 | 0 | 0 | 0
BART SO2 Annual- Sherburne County 3- v5.16 | 148 | 7246 | Rate Constraint in lbs/MMBtu | FALSE | L | Annual | Allowances Banked | Thousand Tons | 0 | 0 | 0 | 0 | 0 | 0 | 0 | 0
BART SO2 Annual- Sherburne County 3- v5.16 | 148 | 7246 | Rate Constraint in lbs/MMBtu | FALSE | L | Annual | Allowances Withdrawn (1:1) | Thousand Tons | 0 | 0 | 0 | 0 | 0 | 0 | 0 | 0
BART SO2 Annual- Sherburne County 3- v5.16 | 148 | 7246 | Rate Constraint in lbs/MMBtu | FALSE | L | Annual | Allowances Withdrawn (n:1) | Thousand Tons | 0 | 0 | 0 | 0 | 0 | 0 | 0 | 0
BART SO2 Annual- Sherburne County 3- v5.16 | 148 | 7246 | Rate Constraint in lbs/MMBtu | FALSE | L | Annual | Net Emissions Allowance Position | Thousand Tons | 4.1026 | 0.01341 | 0.015461 | 0.014945 | 0.014991 | 0.014991 | 0.014686 | 0.0067688
BART SO2 Annual- Sherburne County 3- v5.16 | 148 | 7246 | Rate Constraint in lbs/MMBtu | FALSE | L | Annual | Fuel Consumed | TBtu | 49.5299 | 0.16189 | 0.18666 | 0.18043 | 0.18099 | 0.18099 | 0.1773 | 0.081719
BART SO2 Annual- Sherburne County 3- v5.16 | 148 | 7246 | Rate Constraint in lbs/MMBtu | FALSE | L | Annual | Rate | lb/MMBtu | 0.16566 | 0.16566 | 0.16566 | 0.16566 | 0.16566 | 0.16566 | 0.16566 | 0.16566
BART SO2 Annual- Sherburne County 3- v5.16 | 148 | 7246 | Rate Constraint in lbs/MMBtu | FALSE | L | Annual | Generation | TWh | 4.9441 | 0.016068 | 0.018526 | 0.017908 | 0.017963 | 0.017963 | 0.017597 | 0.0081105
BART SO2 Annual- Sherburne County 3- v5.16 | 148 | 7246 | Rate Constraint in lbs/MMBtu | FALSE | L | Annual | Qualifying Generation | TWh | 4.9441 | 0.016068 | 0.018526 | 0.017908 | 0.017963 | 0.017963 | 0.017597 | 0.0081105
BART SO2 Annual- Sherburne County 3- v5.16 | 148 | 7246 | Rate Constraint in lbs/MMBtu | FALSE | L | Annual | Rate | lb/MWh | 1.6596 | 1.6691 | 1.6691 | 1.6691 | 1.6691 | 1.6691 | 1.6691 | 1.6691
BART SO2 Annual- Sherburne County 3- v5.16 | 148 | 7246 | Rate Constraint in lbs/MMBtu | FALSE | L | Annual | Constraint Shadow Price | US2019$/Ton | 0 | 0 | 0 | 0 | 0 | 0 | 0 | 0
BART SO2 Annual- Transalta Centralia 1,2- v5.16 | 149 | 7239 | Rate Constraint in MTons | FALSE | L | Annual | Seasons Included | Seasons | Winter, WintShld, Summer | Winter, WintShld, Summer | Winter, WintShld, Summer | Winter, WintShld, Summer | Winter, WintShld, Summer | Winter, WintShld, Summer | Winter, WintShld, Summer | Winter, WintShld, Summer
BART SO2 Annual- Transalta Centralia 1,2- v5.16 | 149 | 7239 | Rate Constraint in MTons | FALSE | L | Annual | Standard SO2 | Thousand Tons | 10 | 10 | 10 | 10 | 10 | 10 | 10 | 10
BART SO2 Annual- Transalta Centralia 1,2- v5.16 | 149 | 7239 | Rate Constraint in MTons | FALSE | L | Annual | Emissions at Affected Plants SO2 | Thousand Tons | 0 | 0 | 0 | 0 | 0 | 0 | 0 | 0
BART SO2 Annual- Transalta Centralia 1,2- v5.16 | 149 | 7239 | Rate Constraint in MTons | FALSE | L | Annual | Allowances Purchased SO2 | Thousand Tons | 0 | 0 | 0 | 0 | 0 | 0 | 0 | 0
BART SO2 Annual- Transalta Centralia 1,2- v5.16 | 149 | 7239 | Rate Constraint in MTons | FALSE | L | Annual | Allowances Sold SO2 | Thousand Tons | 0 | 0 | 0 | 0 | 0 | 0 | 0 | 0
BART SO2 Annual- Transalta Centralia 1,2- v5.16 | 149 | 7239 | Rate Constraint in MTons | FALSE | L | Annual | Allowances Banked | Thousand Tons | 0 | 0 | 0 | 0 | 0 | 0 | 0 | 0
BART SO2 Annual- Transalta Centralia 1,2- v5.16 | 149 | 7239 | Rate Constraint in MTons | FALSE | L | Annual | Allowances Withdrawn (1:1) | Thousand Tons | 0 | 0 | 0 | 0 | 0 | 0 | 0 | 0
BART SO2 Annual- Transalta Centralia 1,2- v5.16 | 149 | 7239 | Rate Constraint in MTons | FALSE | L | Annual | Allowances Withdrawn (n:1) | Thousand Tons | 0 | 0 | 0 | 0 | 0 | 0 | 0 | 0
BART SO2 Annual- Transalta Centralia 1,2- v5.16 | 149 | 7239 | Rate Constraint in MTons | FALSE | L | Annual | Net Emissions Allowance Position | Thousand Tons | 0 | 0 | 0 | 0 | 0 | 0 | 0 | 0
BART SO2 Annual- Transalta Centralia 1,2- v5.16 | 149 | 7239 | Rate Constraint in MTons | FALSE | L | Annual | Fuel Consumed | TBtu | 0 | 0 | 0 | 0 | 0 | 0 | 0 | 0
BART SO2 Annual- Transalta Centralia 1,2- v5.16 | 149 | 7239 | Rate Constraint in MTons | FALSE | L | Annual | Rate | lb/MMBtu | 0 | 0 | 0 | 0 | 0 | 0 | 0 | 0
BART SO2 Annual- Transalta Centralia 1,2- v5.16 | 149 | 7239 | Rate Constraint in MTons | FALSE | L | Annual | Generation | TWh | 0 | 0 | 0 | 0 | 0 | 0 | 0 | 0
BART SO2 Annual- Transalta Centralia 1,2- v5.16 | 149 | 7239 | Rate Constraint in MTons | FALSE | L | Annual | Qualifying Generation | TWh | 0 | 0 | 0 | 0 | 0 | 0 | 0 | 0
BART SO2 Annual- Transalta Centralia 1,2- v5.16 | 149 | 7239 | Rate Constraint in MTons | FALSE | L | Annual | Rate | lb/MWh | 0 | 0 | 0 | 0 | 0 | 0 | 0 | 0
BART SO2 Annual- Transalta Centralia 1,2- v5.16 | 149 | 7239 | Rate Constraint in MTons | FALSE | L | Annual | Constraint Shadow Price | US2019$/Ton | 0 | 0 | 0 | 0 | 0 | 0 | 0 | 0
BART SO2 Annual- White Bluff 1- v6.20 | 150 | 7641 | Rate Constraint in lbs/MMBtu | FALSE | L | Annual | Seasons Included | Seasons | Winter, WintShld, Summer | Winter, WintShld, Summer | Winter, WintShld, Summer | Winter, WintShld, Summer | Winter, WintShld, Summer | Winter, WintShld, Summer | Winter, WintShld, Summer | Winter, WintShld, Summer
BART SO2 Annual- White Bluff 1- v6.20 | 150 | 7641 | Rate Constraint in lbs/MMBtu | FALSE | L | Annual | Standard SO2 | lb/MMBtu | 0.6 | 0.6 | 0.6 | 0.6 | 0.6 | 0.6 | 0.6 | 0.6
BART SO2 Annual- White Bluff 1- v6.20 | 150 | 7641 | Rate Constraint in lbs/MMBtu | FALSE | L | Annual | Emissions at Affected Plants SO2 | Thousand Tons | 7.562 | 0 | 0 | 0 | 0 | 0 | 0 | 0
BART SO2 Annual- White Bluff 1- v6.20 | 150 | 7641 | Rate Constraint in lbs/MMBtu | FALSE | L | Annual | Allowances Purchased SO2 | Thousand Tons | 0 | 0 | 0 | 0 | 0 | 0 | 0 | 0
BART SO2 Annual- White Bluff 1- v6.20 | 150 | 7641 | Rate Constraint in lbs/MMBtu | FALSE | L | Annual | Allowances Sold SO2 | Thousand Tons | 0 | 0 | 0 | 0 | 0 | 0 | 0 | 0
BART SO2 Annual- White Bluff 1- v6.20 | 150 | 7641 | Rate Constraint in lbs/MMBtu | FALSE | L | Annual | Allowances Banked | Thousand Tons | 0 | 0 | 0 | 0 | 0 | 0 | 0 | 0
BART SO2 Annual- White Bluff 1- v6.20 | 150 | 7641 | Rate Constraint in lbs/MMBtu | FALSE | L | Annual | Allowances Withdrawn (1:1) | Thousand Tons | 0 | 0 | 0 | 0 | 0 | 0 | 0 | 0
BART SO2 Annual- White Bluff 1- v6.20 | 150 | 7641 | Rate Constraint in lbs/MMBtu | FALSE | L | Annual | Allowances Withdrawn (n:1) | Thousand Tons | 0 | 0 | 0 | 0 | 0 | 0 | 0 | 0
BART SO2 Annual- White Bluff 1- v6.20 | 150 | 7641 | Rate Constraint in lbs/MMBtu | FALSE | L | Annual | Net Emissions Allowance Position | Thousand Tons | 7.562 | 0 | 0 | 0 | 0 | 0 | 0 | 0
BART SO2 Annual- White Bluff 1- v6.20 | 150 | 7641 | Rate Constraint in lbs/MMBtu | FALSE | L | Annual | Fuel Consumed | TBtu | 28.9555 | 0 | 6.5269 | 6.5269 | 6.9845 | 4.859 | 1.7481 | 0.71452
BART SO2 Annual- White Bluff 1- v6.20 | 150 | 7641 | Rate Constraint in lbs/MMBtu | FALSE | L | Annual | Rate | lb/MMBtu | 0.52232 | 0 | 0 | 0 | 0 | 0 | 0 | 0
BART SO2 Annual- White Bluff 1- v6.20 | 150 | 7641 | Rate Constraint in lbs/MMBtu | FALSE | L | Annual | Generation | TWh | 2.8009 | 0 | 0.59954 | 0.59954 | 0.64158 | 0.44634 | 0.16058 | 0.065634
BART SO2 Annual- White Bluff 1- v6.20 | 150 | 7641 | Rate Constraint in lbs/MMBtu | FALSE | L | Annual | Qualifying Generation | TWh | 2.8009 | 0 | 0.59954 | 0.59954 | 0.64158 | 0.44634 | 0.16058 | 0.065634
BART SO2 Annual- White Bluff 1- v6.20 | 150 | 7641 | Rate Constraint in lbs/MMBtu | FALSE | L | Annual | Rate | lb/MWh | 5.3997 | 0 | 0 | 0 | 0 | 0 | 0 | 0
BART SO2 Annual- White Bluff 1- v6.20 | 150 | 7641 | Rate Constraint in lbs/MMBtu | FALSE | L | Annual | Constraint Shadow Price | US2019$/Ton | 0 | 0 | 0 | 0 | 0 | 0 | 0 | 0
BART SO2 Annual- White Bluff 2- v6.20 | 151 | 7642 | Rate Constraint in lbs/MMBtu | FALSE | L | Annual | Seasons Included | Seasons | Winter, WintShld, Summer | Winter, WintShld, Summer | Winter, WintShld, Summer | Winter, WintShld, Summer | Winter, WintShld, Summer | Winter, WintShld, Summer | Winter, WintShld, Summer | Winter, WintShld, Summer
BART SO2 Annual- White Bluff 2- v6.20 | 151 | 7642 | Rate Constraint in lbs/MMBtu | FALSE | L | Annual | Standard SO2 | lb/MMBtu | 0.6 | 0.6 | 0.6 | 0.6 | 0.6 | 0.6 | 0.6 | 0.6
BART SO2 Annual- White Bluff 2- v6.20 | 151 | 7642 | Rate Constraint in lbs/MMBtu | FALSE | L | Annual | Emissions at Affected Plants SO2 | Thousand Tons | 7.5095 | 0.0082757 | 0.014705 | 0.016149 | 0.016149 | 0.018116 | 0.013542 | 0.011733
BART SO2 Annual- White Bluff 2- v6.20 | 151 | 7642 | Rate Constraint in lbs/MMBtu | FALSE | L | Annual | Allowances Purchased SO2 | Thousand Tons | 0 | 0 | 0 | 0 | 0 | 0 | 0 | 0
BART SO2 Annual- White Bluff 2- v6.20 | 151 | 7642 | Rate Constraint in lbs/MMBtu | FALSE | L | Annual | Allowances Sold SO2 | Thousand Tons | 0 | 0 | 0 | 0 | 0 | 0 | 0 | 0
BART SO2 Annual- White Bluff 2- v6.20 | 151 | 7642 | Rate Constraint in lbs/MMBtu | FALSE | L | Annual | Allowances Banked | Thousand Tons | 0 | 0 | 0 | 0 | 0 | 0 | 0 | 0
BART SO2 Annual- White Bluff 2- v6.20 | 151 | 7642 | Rate Constraint in lbs/MMBtu | FALSE | L | Annual | Allowances Withdrawn (1:1) | Thousand Tons | 0 | 0 | 0 | 0 | 0 | 0 | 0 | 0
BART SO2 Annual- White Bluff 2- v6.20 | 151 | 7642 | Rate Constraint in lbs/MMBtu | FALSE | L | Annual | Allowances Withdrawn (n:1) | Thousand Tons | 0 | 0 | 0 | 0 | 0 | 0 | 0 | 0
BART SO2 Annual- White Bluff 2- v6.20 | 151 | 7642 | Rate Constraint in lbs/MMBtu | FALSE | L | Annual | Net Emissions Allowance Position | Thousand Tons | 7.5095 | 0.0082757 | 0.014705 | 0.016149 | 0.016149 | 0.018116 | 0.013542 | 0.011733
BART SO2 Annual- White Bluff 2- v6.20 | 151 | 7642 | Rate Constraint in lbs/MMBtu | FALSE | L | Annual | Fuel Consumed | TBtu | 28.7544 | 15.422 | 6.5001 | 6.9574 | 7.3171 | 7.0528 | 5.2033 | 0.88743
BART SO2 Annual- White Bluff 2- v6.20 | 151 | 7642 | Rate Constraint in lbs/MMBtu | FALSE | L | Annual | Rate | lb/MMBtu | 0.52232 | 0.0010732 | 0.0045247 | 0.0046422 | 0.0044139 | 0.0051371 | 0.0052054 | 0.026443
BART SO2 Annual- White Bluff 2- v6.20 | 151 | 7642 | Rate Constraint in lbs/MMBtu | FALSE | L | Annual | Generation | TWh | 2.8174 | 1.4351 | 0.60505 | 0.64763 | 0.6811 | 0.65655 | 0.48437 | 0.082768
BART SO2 Annual- White Bluff 2- v6.20 | 151 | 7642 | Rate Constraint in lbs/MMBtu | FALSE | L | Annual | Qualifying Generation | TWh | 2.8174 | 1.4351 | 0.60505 | 0.64763 | 0.6811 | 0.65655 | 0.48437 | 0.082768
BART SO2 Annual- White Bluff 2- v6.20 | 151 | 7642 | Rate Constraint in lbs/MMBtu | FALSE | L | Annual | Rate | lb/MWh | 5.3308 | 0.011533 | 0.048609 | 0.04987 | 0.047419 | 0.055184 | 0.055917 | 0.28351
BART SO2 Annual- White Bluff 2- v6.20 | 151 | 7642 | Rate Constraint in lbs/MMBtu | FALSE | L | Annual | Constraint Shadow Price | US2019$/Ton | 0 | 0 | 0 | 0 | 0 | 0 | 0 | 0
BART SO2 Annual-Apache Station 2 -v5.13 | 152 | 7207 | Rate Constraint in lbs/MMBtu | FALSE | L | Annual | Seasons Included | Seasons | Winter, WintShld, Summer | Winter, WintShld, Summer | Winter, WintShld, Summer | Winter, WintShld, Summer | Winter, WintShld, Summer | Winter, WintShld, Summer | Winter, WintShld, Summer | Winter, WintShld, Summer
BART SO2 Annual-Apache Station 2 -v5.13 | 152 | 7207 | Rate Constraint in lbs/MMBtu | FALSE | L | Annual | Standard SO2 | lb/MMBtu | 0.00064 | 0.00064 | 0.00064 | 0.00064 | 0.00064 | 0.00064 | 0.00064 | 0.00064
BART SO2 Annual-Apache Station 2 -v5.13 | 152 | 7207 | Rate Constraint in lbs/MMBtu | FALSE | L | Annual | Emissions at Affected Plants SO2 | Thousand Tons | 0 | 0 | 0 | 0 | 0 | 0 | 0 | 0
BART SO2 Annual-Apache Station 2 -v5.13 | 152 | 7207 | Rate Constraint in lbs/MMBtu | FALSE | L | Annual | Allowances Purchased SO2 | Thousand Tons | 0 | 0 | 0 | 0 | 0 | 0 | 0 | 0
BART SO2 Annual-Apache Station 2 -v5.13 | 152 | 7207 | Rate Constraint in lbs/MMBtu | FALSE | L | Annual | Allowances Sold SO2 | Thousand Tons | 0 | 0 | 0 | 0 | 0 | 0 | 0 | 0
BART SO2 Annual-Apache Station 2 -v5.13 | 152 | 7207 | Rate Constraint in lbs/MMBtu | FALSE | L | Annual | Allowances Banked | Thousand Tons | 0 | 0 | 0 | 0 | 0 | 0 | 0 | 0
BART SO2 Annual-Apache Station 2 -v5.13 | 152 | 7207 | Rate Constraint in lbs/MMBtu | FALSE | L | Annual | Allowances Withdrawn (1:1) | Thousand Tons | 0 | 0 | 0 | 0 | 0 | 0 | 0 | 0
BART SO2 Annual-Apache Station 2 -v5.13 | 152 | 7207 | Rate Constraint in lbs/MMBtu | FALSE | L | Annual | Allowances Withdrawn (n:1) | Thousand Tons | 0 | 0 | 0 | 0 | 0 | 0 | 0 | 0
BART SO2 Annual-Apache Station 2 -v5.13 | 152 | 7207 | Rate Constraint in lbs/MMBtu | FALSE | L | Annual | Net Emissions Allowance Position | Thousand Tons | 0 | 0 | 0 | 0 | 0 | 0 | 0 | 0
BART SO2 Annual-Apache Station 2 -v5.13 | 152 | 7207 | Rate Constraint in lbs/MMBtu | FALSE | L | Annual | Fuel Consumed | TBtu | 0 | 0 | 0 | 0 | 0 | 0 | 0 | 0
BART SO2 Annual-Apache Station 2 -v5.13 | 152 | 7207 | Rate Constraint in lbs/MMBtu | FALSE | L | Annual | Rate | lb/MMBtu | 0 | 0 | 0 | 0 | 0 | 0 | 0 | 0
BART SO2 Annual-Apache Station 2 -v5.13 | 152 | 7207 | Rate Constraint in lbs/MMBtu | FALSE | L | Annual | Generation | TWh | 0 | 0 | 0 | 0 | 0 | 0 | 0 | 0
BART SO2 Annual-Apache Station 2 -v5.13 | 152 | 7207 | Rate Constraint in lbs/MMBtu | FALSE | L | Annual | Qualifying Generation | TWh | 0 | 0 | 0 | 0 | 0 | 0 | 0 | 0
BART SO2 Annual-Apache Station 2 -v5.13 | 152 | 7207 | Rate Constraint in lbs/MMBtu | FALSE | L | Annual | Rate | lb/MWh | 0 | 0 | 0 | 0 | 0 | 0 | 0 | 0
BART SO2 Annual-Apache Station 2 -v5.13 | 152 | 7207 | Rate Constraint in lbs/MMBtu | FALSE | L | Annual | Constraint Shadow Price | US2019$/Ton | 0 | 0 | 0 | 0 | 0 | 0 | 0 | 0
BART SO2 Annual-Apache Station 3 -v5.13 | 153 | 7208 | Rate Constraint in lbs/MMBtu | FALSE | L | Annual | Seasons Included | Seasons | Winter, WintShld, Summer | Winter, WintShld, Summer | Winter, WintShld, Summer | Winter, WintShld, Summer | Winter, WintShld, Summer | Winter, WintShld, Summer | Winter, WintShld, Summer | Winter, WintShld, Summer
BART SO2 Annual-Apache Station 3 -v5.13 | 153 | 7208 | Rate Constraint in lbs/MMBtu | FALSE | L | Annual | Standard SO2 | lb/MMBtu | 0.15 | 0.15 | 0.15 | 0.15 | 0.15 | 0.15 | 0.15 | 0.15
BART SO2 Annual-Apache Station 3 -v5.13 | 153 | 7208 | Rate Constraint in lbs/MMBtu | FALSE | L | Annual | Emissions at Affected Plants SO2 | Thousand Tons | 0 | 0 | 0 | 0 | 0 | 0.09403 | 0 | 0
BART SO2 Annual-Apache Station 3 -v5.13 | 153 | 7208 | Rate Constraint in lbs/MMBtu | FALSE | L | Annual | Allowances Purchased SO2 | Thousand Tons | 0 | 0 | 0 | 0 | 0 | 0 | 0 | 0
BART SO2 Annual-Apache Station 3 -v5.13 | 153 | 7208 | Rate Constraint in lbs/MMBtu | FALSE | L | Annual | Allowances Sold SO2 | Thousand Tons | 0 | 0 | 0 | 0 | 0 | 0 | 0 | 0
BART SO2 Annual-Apache Station 3 -v5.13 | 153 | 7208 | Rate Constraint in lbs/MMBtu | FALSE | L | Annual | Allowances Banked | Thousand Tons | 0 | 0 | 0 | 0 | 0 | 0 | 0 | 0
BART SO2 Annual-Apache Station 3 -v5.13 | 153 | 7208 | Rate Constraint in lbs/MMBtu | FALSE | L | Annual | Allowances Withdrawn (1:1) | Thousand Tons | 0 | 0 | 0 | 0 | 0 | 0 | 0 | 0
BART SO2 Annual-Apache Station 3 -v5.13 | 153 | 7208 | Rate Constraint in lbs/MMBtu | FALSE | L | Annual | Allowances Withdrawn (n:1) | Thousand Tons | 0 | 0 | 0 | 0 | 0 | 0 | 0 | 0
BART SO2 Annual-Apache Station 3 -v5.13 | 153 | 7208 | Rate Constraint in lbs/MMBtu | FALSE | L | Annual | Net Emissions Allowance Position | Thousand Tons | 0 | 0 | 0 | 0 | 0 | 0.09403 | 0 | 0
BART SO2 Annual-Apache Station 3 -v5.13 | 153 | 7208 | Rate Constraint in lbs/MMBtu | FALSE | L | Annual | Fuel Consumed | TBtu | 0 | 0 | 0 | 0 | 0 | 2.4003 | 0 | 0
BART SO2 Annual-Apache Station 3 -v5.13 | 153 | 7208 | Rate Constraint in lbs/MMBtu | FALSE | L | Annual | Rate | lb/MMBtu | 0 | 0 | 0 | 0 | 0 | 0.078348 | 0 | 0
BART SO2 Annual-Apache Station 3 -v5.13 | 153 | 7208 | Rate Constraint in lbs/MMBtu | FALSE | L | Annual | Generation | TWh | 0 | 0 | 0 | 0 | 0 | 0.21361 | 0 | 0
BART SO2 Annual-Apache Station 3 -v5.13 | 153 | 7208 | Rate Constraint in lbs/MMBtu | FALSE | L | Annual | Qualifying Generation | TWh | 0 | 0 | 0 | 0 | 0 | 0.21361 | 0 | 0
BART SO2 Annual-Apache Station 3 -v5.13 | 153 | 7208 | Rate Constraint in lbs/MMBtu | FALSE | L | Annual | Rate | lb/MWh | 0 | 0 | 0 | 0 | 0 | 0.88039 | 0 | 0
BART SO2 Annual-Apache Station 3 -v5.13 | 153 | 7208 | Rate Constraint in lbs/MMBtu | FALSE | L | Annual | Constraint Shadow Price | US2019$/Ton | 0 | 0 | 0 | 0 | 0 | 0 | 0 | 0
BART SO2 Annual-Campbell 1 -v5.14 | 154 | 7235 | Rate Constraint in lbs/MMBtu | FALSE | L | Annual | Seasons Included | Seasons | Winter, WintShld, Summer | Winter, WintShld, Summer | Winter, WintShld, Summer | Winter, WintShld, Summer | Winter, WintShld, Summer | Winter, WintShld, Summer | Winter, WintShld, Summer | Winter, WintShld, Summer
BART SO2 Annual-Campbell 1 -v5.14 | 154 | 7235 | Rate Constraint in lbs/MMBtu | FALSE | L | Annual | Standard SO2 | lb/MMBtu | 0.29 | 0.29 | 0.29 | 0.29 | 0.29 | 0.29 | 0.29 | 0.29
BART SO2 Annual-Campbell 1 -v5.14 | 154 | 7235 | Rate Constraint in lbs/MMBtu | FALSE | L | Annual | Emissions at Affected Plants SO2 | Thousand Tons | 2.2798 | 0 | 0 | 0 | 0 | 0 | 0 | 0
BART SO2 Annual-Campbell 1 -v5.14 | 154 | 7235 | Rate Constraint in lbs/MMBtu | FALSE | L | Annual | Allowances Purchased SO2 | Thousand Tons | 0 | 0 | 0 | 0 | 0 | 0 | 0 | 0
BART SO2 Annual-Campbell 1 -v5.14 | 154 | 7235 | Rate Constraint in lbs/MMBtu | FALSE | L | Annual | Allowances Sold SO2 | Thousand Tons | 0 | 0 | 0 | 0 | 0 | 0 | 0 | 0
BART SO2 Annual-Campbell 1 -v5.14 | 154 | 7235 | Rate Constraint in lbs/MMBtu | FALSE | L | Annual | Allowances Banked | Thousand Tons | 0 | 0 | 0 | 0 | 0 | 0 | 0 | 0
BART SO2 Annual-Campbell 1 -v5.14 | 154 | 7235 | Rate Constraint in lbs/MMBtu | FALSE | L | Annual | Allowances Withdrawn (1:1) | Thousand Tons | 0 | 0 | 0 | 0 | 0 | 0 | 0 | 0
BART SO2 Annual-Campbell 1 -v5.14 | 154 | 7235 | Rate Constraint in lbs/MMBtu | FALSE | L | Annual | Allowances Withdrawn (n:1) | Thousand Tons | 0 | 0 | 0 | 0 | 0 | 0 | 0 | 0
BART SO2 Annual-Campbell 1 -v5.14 | 154 | 7235 | Rate Constraint in lbs/MMBtu | FALSE | L | Annual | Net Emissions Allowance Position | Thousand Tons | 2.2798 | 0 | 0 | 0 | 0 | 0 | 0 | 0
BART SO2 Annual-Campbell 1 -v5.14 | 154 | 7235 | Rate Constraint in lbs/MMBtu | FALSE | L | Annual | Fuel Consumed | TBtu | 15.8371 | 0 | 0 | 0 | 0 | 0 | 0 | 0
BART SO2 Annual-Campbell 1 -v5.14 | 154 | 7235 | Rate Constraint in lbs/MMBtu | FALSE | L | Annual | Rate | lb/MMBtu | 0.2879 | 0 | 0 | 0 | 0 | 0 | 0 | 0
BART SO2 Annual-Campbell 1 -v5.14 | 154 | 7235 | Rate Constraint in lbs/MMBtu | FALSE | L | Annual | Generation | TWh | 1.5306 | 0 | 0 | 0 | 0 | 0 | 0 | 0
BART SO2 Annual-Campbell 1 -v5.14 | 154 | 7235 | Rate Constraint in lbs/MMBtu | FALSE | L | Annual | Qualifying Generation | TWh | 1.5306 | 0 | 0 | 0 | 0 | 0 | 0 | 0
BART SO2 Annual-Campbell 1 -v5.14 | 154 | 7235 | Rate Constraint in lbs/MMBtu | FALSE | L | Annual | Rate | lb/MWh | 2.9789 | 0 | 0 | 0 | 0 | 0 | 0 | 0
BART SO2 Annual-Campbell 1 -v5.14 | 154 | 7235 | Rate Constraint in lbs/MMBtu | FALSE | L | Annual | Constraint Shadow Price | US2019$/Ton | 0 | 0 | 977.0346 | 0 | 0 | 2725.336 | 0 | 3541.0447
BART SO2 Annual-Campbell 2 -v5.14 | 155 | 7236 | Rate Constraint in lbs/MMBtu | FALSE | L | Annual | Seasons Included | Seasons | Winter, WintShld, Summer | Winter, WintShld, Summer | Winter, WintShld, Summer | Winter, WintShld, Summer | Winter, WintShld, Summer | Winter, WintShld, Summer | Winter, WintShld, Summer | Winter, WintShld, Summer
BART SO2 Annual-Campbell 2 -v5.14 | 155 | 7236 | Rate Constraint in lbs/MMBtu | FALSE | L | Annual | Standard SO2 | lb/MMBtu | 0.32 | 0.32 | 0.32 | 0.32 | 0.32 | 0.32 | 0.32 | 0.32
BART SO2 Annual-Campbell 2 -v5.14 | 155 | 7236 | Rate Constraint in lbs/MMBtu | FALSE | L | Annual | Emissions at Affected Plants SO2 | Thousand Tons | 2.5957 | 1.7639 | 2.8739 | 3.0523 | 3.117 | 3.1251 | 0 | 0
BART SO2 Annual-Campbell 2 -v5.14 | 155 | 7236 | Rate Constraint in lbs/MMBtu | FALSE | L | Annual | Allowances Purchased SO2 | Thousand Tons | 0 | 0 | 0 | 0 | 0 | 0 | 0 | 0
BART SO2 Annual-Campbell 2 -v5.14 | 155 | 7236 | Rate Constraint in lbs/MMBtu | FALSE | L | Annual | Allowances Sold SO2 | Thousand Tons | 0 | 0 | 0 | 0 | 0 | 0 | 0 | 0
BART SO2 Annual-Campbell 2 -v5.14 | 155 | 7236 | Rate Constraint in lbs/MMBtu | FALSE | L | Annual | Allowances Banked | Thousand Tons | 0 | 0 | 0 | 0 | 0 | 0 | 0 | 0
BART SO2 Annual-Campbell 2 -v5.14 | 155 | 7236 | Rate Constraint in lbs/MMBtu | FALSE | L | Annual | Allowances Withdrawn (1:1) | Thousand Tons | 0 | 0 | 0 | 0 | 0 | 0 | 0 | 0
BART SO2 Annual-Campbell 2 -v5.14 | 155 | 7236 | Rate Constraint in lbs/MMBtu | FALSE | L | Annual | Allowances Withdrawn (n:1) | Thousand Tons | 0 | 0 | 0 | 0 | 0 | 0 | 0 | 0
BART SO2 Annual-Campbell 2 -v5.14 | 155 | 7236 | Rate Constraint in lbs/MMBtu | FALSE | L | Annual | Net Emissions Allowance Position | Thousand Tons | 2.5957 | 1.7639 | 2.8739 | 3.0523 | 3.117 | 3.1251 | 0 | 0
BART SO2 Annual-Campbell 2 -v5.14 | 155 | 7236 | Rate Constraint in lbs/MMBtu | FALSE | L | Annual | Fuel Consumed | TBtu | 17.6855 | 12.0178 | 19.5807 | 20.7963 | 21.2372 | 21.2924 | 0 | 0
BART SO2 Annual-Campbell 2 -v5.14 | 155 | 7236 | Rate Constraint in lbs/MMBtu | FALSE | L | Annual | Rate | lb/MMBtu | 0.29354 | 0.29354 | 0.29354 | 0.29354 | 0.29354 | 0.29354 | 0 | 0
BART SO2 Annual-Campbell 2 -v5.14 | 155 | 7236 | Rate Constraint in lbs/MMBtu | FALSE | L | Annual | Generation | TWh | 1.696 | 1.1525 | 1.8777 | 1.9943 | 2.0366 | 2.0418 | 0 | 0
BART SO2 Annual-Campbell 2 -v5.14 | 155 | 7236 | Rate Constraint in lbs/MMBtu | FALSE | L | Annual | Qualifying Generation | TWh | 1.696 | 1.1525 | 1.8777 | 1.9943 | 2.0366 | 2.0418 | 0 | 0
BART SO2 Annual-Campbell 2 -v5.14 | 155 | 7236 | Rate Constraint in lbs/MMBtu | FALSE | L | Annual | Rate | lb/MWh | 3.0611 | 3.0611 | 3.0611 | 3.0611 | 3.0611 | 3.0611 | 0 | 0
BART SO2 Annual-Campbell 2 -v5.14 | 155 | 7236 | Rate Constraint in lbs/MMBtu | FALSE | L | Annual | Constraint Shadow Price | US2019$/Ton | 0 | 0 | 0 | 0 | 0 | 0 | 0 | 0
BART SO2 Annual-Campbell 3 -v5.14 | 156 | 7237 | Rate Constraint in lbs/MMBtu | FALSE | L | Annual | Seasons Included | Seasons | Winter, WintShld, Summer | Winter, WintShld, Summer | Winter, WintShld, Summer | Winter, WintShld, Summer | Winter, WintShld, Summer | Winter, WintShld, Summer | Winter, WintShld, Summer | Winter, WintShld, Summer
BART SO2 Annual-Campbell 3 -v5.14 | 156 | 7237 | Rate Constraint in lbs/MMBtu | FALSE | L | Annual | Standard SO2 | lb/MMBtu | 0.07 | 0.07 | 0.07 | 0.07 | 0.07 | 0.07 | 0.07 | 0.07
BART SO2 Annual-Campbell 3 -v5.14 | 156 | 7237 | Rate Constraint in lbs/MMBtu | FALSE | L | Annual | Emissions at Affected Plants SO2 | Thousand Tons | 1.1974 | 0.69731 | 1.2979 | 1.3816 | 1.3037 | 1.395 | 1.395 | 0.95666
BART SO2 Annual-Campbell 3 -v5.14 | 156 | 7237 | Rate Constraint in lbs/MMBtu | FALSE | L | Annual | Allowances Purchased SO2 | Thousand Tons | 0 | 0 | 0 | 0 | 0 | 0 | 0 | 0
BART SO2 Annual-Campbell 3 -v5.14 | 156 | 7237 | Rate Constraint in lbs/MMBtu | FALSE | L | Annual | Allowances Sold SO2 | Thousand Tons | 0 | 0 | 0 | 0 | 0 | 0 | 0 | 0
BART SO2 Annual-Campbell 3 -v5.14 | 156 | 7237 | Rate Constraint in lbs/MMBtu | FALSE | L | Annual | Allowances Banked | Thousand Tons | 0 | 0 | 0 | 0 | 0 | 0 | 0 | 0
BART SO2 Annual-Campbell 3 -v5.14 | 156 | 7237 | Rate Constraint in lbs/MMBtu | FALSE | L | Annual | Allowances Withdrawn (1:1) | Thousand Tons | 0 | 0 | 0 | 0 | 0 | 0 | 0 | 0
BART SO2 Annual-Campbell 3 -v5.14 | 156 | 7237 | Rate Constraint in lbs/MMBtu | FALSE | L | Annual | Allowances Withdrawn (n:1) | Thousand Tons | 0 | 0 | 0 | 0 | 0 | 0 | 0 | 0
BART SO2 Annual-Campbell 3 -v5.14 | 156 | 7237 | Rate Constraint in lbs/MMBtu | FALSE | L | Annual | Net Emissions Allowance Position | Thousand Tons | 1.1974 | 0.69731 | 1.2979 | 1.3816 | 1.3037 | 1.395 | 1.395 | 0.95666
BART SO2 Annual-Campbell 3 -v5.14 | 156 | 7237 | Rate Constraint in lbs/MMBtu | FALSE | L | Annual | Fuel Consumed | TBtu | 48.0858 | 28.0035 | 52.1224 | 55.4847 | 52.3547 | 56.0218 | 56.0218 | 38.4188
BART SO2 Annual-Campbell 3 -v5.14 | 156 | 7237 | Rate Constraint in lbs/MMBtu | FALSE | L | Annual | Rate | lb/MMBtu | 0.049802 | 0.049802 | 0.049802 | 0.049802 | 0.049802 | 0.049802 | 0.049802 | 0.049802
BART SO2 Annual-Campbell 3 -v5.14 | 156 | 7237 | Rate Constraint in lbs/MMBtu | FALSE | L | Annual | Generation | TWh | 4.6849 | 2.7283 | 5.0782 | 5.4058 | 5.1008 | 5.4581 | 5.4581 | 3.7431
BART SO2 Annual-Campbell 3 -v5.14 | 156 | 7237 | Rate Constraint in lbs/MMBtu | FALSE | L | Annual | Qualifying Generation | TWh | 4.6849 | 2.7283 | 5.0782 | 5.4058 | 5.1008 | 5.4581 | 5.4581 | 3.7431
BART SO2 Annual-Campbell 3 -v5.14 | 156 | 7237 | Rate Constraint in lbs/MMBtu | FALSE | L | Annual | Rate | lb/MWh | 0.51116 | 0.51116 | 0.51116 | 0.51116 | 0.51116 | 0.51116 | 0.51116 | 0.51116
BART SO2 Annual-Campbell 3 -v5.14 | 156 | 7237 | Rate Constraint in lbs/MMBtu | FALSE | L | Annual | Constraint Shadow Price | US2019$/Ton | 0 | 0 | 0 | 0 | 0 | 0 | 0 | 0
BART SO2 Annual-Cherokee 4 -v5.13 | 157 | 7209 | Rate Constraint in MTons | FALSE | L | Annual | Seasons Included | Seasons | Winter, WintShld, Summer | Winter, WintShld, Summer | Winter, WintShld, Summer | Winter, WintShld, Summer | Winter, WintShld, Summer | Winter, WintShld, Summer | Winter, WintShld, Summer | Winter, WintShld, Summer
BART SO2 Annual-Cherokee 4 -v5.13 | 157 | 7209 | Rate Constraint in MTons | FALSE | L | Annual | Standard SO2 | Thousand Tons | 0.00781 | 0.00781 | 0.00781 | 0.00781 | 0.00781 | 0.00781 | 0.00781 | 0.00781
BART SO2 Annual-Cherokee 4 -v5.13 | 157 | 7209 | Rate Constraint in MTons | FALSE | L | Annual | Emissions at Affected Plants SO2 | Thousand Tons | 0 | 0 | 0 | 0 | 0 | 0 | 0 | 0
BART SO2 Annual-Cherokee 4 -v5.13 | 157 | 7209 | Rate Constraint in MTons | FALSE | L | Annual | Allowances Purchased SO2 | Thousand Tons | 0 | 0 | 0 | 0 | 0 | 0 | 0 | 0
BART SO2 Annual-Cherokee 4 -v5.13 | 157 | 7209 | Rate Constraint in MTons | FALSE | L | Annual | Allowances Sold SO2 | Thousand Tons | 0 | 0 | 0 | 0 | 0 | 0 | 0 | 0
BART SO2 Annual-Cherokee 4 -v5.13 | 157 | 7209 | Rate Constraint in MTons | FALSE | L | Annual | Allowances Banked | Thousand Tons | 0 | 0 | 0 | 0 | 0 | 0 | 0 | 0
BART SO2 Annual-Cherokee 4 -v5.13 | 157 | 7209 | Rate Constraint in MTons | FALSE | L | Annual | Allowances Withdrawn (1:1) | Thousand Tons | 0 | 0 | 0 | 0 | 0 | 0 | 0 | 0
BART SO2 Annual-Cherokee 4 -v5.13 | 157 | 7209 | Rate Constraint in MTons | FALSE | L | Annual | Allowances Withdrawn (n:1) | Thousand Tons | 0 | 0 | 0 | 0 | 0 | 0 | 0 | 0
BART SO2 Annual-Cherokee 4 -v5.13 | 157 | 7209 | Rate Constraint in MTons | FALSE | L | Annual | Net Emissions Allowance Position | Thousand Tons | 0 | 0 | 0 | 0 | 0 | 0 | 0 | 0
BART SO2 Annual-Cherokee 4 -v5.13 | 157 | 7209 | Rate Constraint in MTons | FALSE | L | Annual | Fuel Consumed | TBtu | 0 | 0 | 0 | 0 | 0 | 0 | 0 | 0
BART SO2 Annual-Cherokee 4 -v5.13 | 157 | 7209 | Rate Constraint in MTons | FALSE | L | Annual | Rate | lb/MMBtu | 0 | 0 | 0 | 0 | 0 | 0 | 0 | 0
BART SO2 Annual-Cherokee 4 -v5.13 | 157 | 7209 | Rate Constraint in MTons | FALSE | L | Annual | Generation | TWh | 0 | 0 | 0 | 0 | 0 | 0 | 0 | 0
BART SO2 Annual-Cherokee 4 -v5.13 | 157 | 7209 | Rate Constraint in MTons | FALSE | L | Annual | Qualifying Generation | TWh | 0 | 0 | 0 | 0 | 0 | 0 | 0 | 0
BART SO2 Annual-Cherokee 4 -v5.13 | 157 | 7209 | Rate Constraint in MTons | FALSE | L | Annual | Rate | lb/MWh | 0 | 0 | 0 | 0 | 0 | 0 | 0 | 0
BART SO2 Annual-Cherokee 4 -v5.13 | 157 | 7209 | Rate Constraint in MTons | FALSE | L | Annual | Constraint Shadow Price | US2019$/Ton | 0 | 0 | 0 | 0 | 0 | 0 | 0 | 0
BART SO2 Annual-Cholla 3 -v5.13 | 158 | 7210 | Rate Constraint in lbs/MMBtu | FALSE | L | Annual | Seasons Included | Seasons | Winter, WintShld, Summer | Winter, WintShld, Summer | Winter, WintShld, Summer | Winter, WintShld, Summer | Winter, WintShld, Summer | Winter, WintShld, Summer | Winter, WintShld, Summer | Winter, WintShld, Summer
BART SO2 Annual-Cholla 3 -v5.13 | 158 | 7210 | Rate Constraint in lbs/MMBtu | FALSE | L | Annual | Standard SO2 | lb/MMBtu | 0.15 | 0.0006 | 0.0006 | 0.0006 | 0.0006 | 0.0006 | 0.0006 | 0.0006
BART SO2 Annual-Cholla 3 -v5.13 | 158 | 7210 | Rate Constraint in lbs/MMBtu | FALSE | L | Annual | Emissions at Affected Plants SO2 | Thousand Tons | 0 | 0 | 0 | 0 | 0 | 0 | 0 | 0
BART SO2 Annual-Cholla 3 -v5.13 | 158 | 7210 | Rate Constraint in lbs/MMBtu | FALSE | L | Annual | Allowances Purchased SO2 | Thousand Tons | 0 | 0 | 0 | 0 | 0 | 0 | 0 | 0
BART SO2 Annual-Cholla 3 -v5.13 | 158 | 7210 | Rate Constraint in lbs/MMBtu | FALSE | L | Annual | Allowances Sold SO2 | Thousand Tons | 0 | 0 | 0 | 0 | 0 | 0 | 0 | 0
BART SO2 Annual-Cholla 3 -v5.13 | 158 | 7210 | Rate Constraint in lbs/MMBtu | FALSE | L | Annual | Allowances Banked | Thousand Tons | 0 | 0 | 0 | 0 | 0 | 0 | 0 | 0
BART SO2 Annual-Cholla 3 -v5.13 | 158 | 7210 | Rate Constraint in lbs/MMBtu | FALSE | L | Annual | Allowances Withdrawn (1:1) | Thousand Tons | 0 | 0 | 0 | 0 | 0 | 0 | 0 | 0
BART SO2 Annual-Cholla 3 -v5.13 | 158 | 7210 | Rate Constraint in lbs/MMBtu | FALSE | L | Annual | Allowances Withdrawn (n:1) | Thousand Tons | 0 | 0 | 0 | 0 | 0 | 0 | 0 | 0
BART SO2 Annual-Cholla 3 -v5.13 | 158 | 7210 | Rate Constraint in lbs/MMBtu | FALSE | L | Annual | Net Emissions Allowance Position | Thousand Tons | 0 | 0 | 0 | 0 | 0 | 0 | 0 | 0
BART SO2 Annual-Cholla 3 -v5.13 | 158 | 7210 | Rate Constraint in lbs/MMBtu | FALSE | L | Annual | Fuel Consumed | TBtu | 0 | 0 | 0 | 0 | 0 | 0 | 0 | 0
BART SO2 Annual-Cholla 3 -v5.13 | 158 | 7210 | Rate Constraint in lbs/MMBtu | FALSE | L | Annual | Rate | lb/MMBtu | 0 | 0 | 0 | 0 | 0 | 0 | 0 | 0
BART SO2 Annual-Cholla 3 -v5.13 | 158 | 7210 | Rate Constraint in lbs/MMBtu | FALSE | L | Annual | Generation | TWh | 0 | 0 | 0 | 0 | 0 | 0 | 0 | 0
BART SO2 Annual-Cholla 3 -v5.13 | 158 | 7210 | Rate Constraint in lbs/MMBtu | FALSE | L | Annual | Qualifying Generation | TWh | 0 | 0 | 0 | 0 | 0 | 0 | 0 | 0
BART SO2 Annual-Cholla 3 -v5.13 | 158 | 7210 | Rate Constraint in lbs/MMBtu | FALSE | L | Annual | Rate | lb/MWh | 0 | 0 | 0 | 0 | 0 | 0 | 0 | 0
BART SO2 Annual-Cholla 3 -v5.13 | 158 | 7210 | Rate Constraint in lbs/MMBtu | FALSE | L | Annual | Constraint Shadow Price | US2019$/Ton | 0 | 65739.1206 | 77692.7836 | 87189.3523 | 92692.8982 | 105606.3726 | 105529.9082 | 98940.4433
BART SO2 Annual-Cholla 4 -v5.13 | 159 | 7211 | Rate Constraint in lbs/MMBtu | FALSE | L | Annual | Seasons Included | Seasons | Winter, WintShld, Summer | Winter, WintShld, Summer | Winter, WintShld, Summer | Winter, WintShld, Summer | Winter, WintShld, Summer | Winter, WintShld, Summer | Winter, WintShld, Summer | Winter, WintShld, Summer
BART SO2 Annual-Cholla 4 -v5.13 | 159 | 7211 | Rate Constraint in lbs/MMBtu | FALSE | L | Annual | Standard SO2 | lb/MMBtu | 0.15 | 0.0006 | 0.0006 | 0.0006 | 0.0006 | 0.0006 | 0.0006 | 0.0006
BART SO2 Annual-Cholla 4 -v5.13 | 159 | 7211 | Rate Constraint in lbs/MMBtu | FALSE | L | Annual | Emissions at Affected Plants SO2 | Thousand Tons | 0 | 0 | 0 | 0 | 0 | 0 | 0 | 0
BART SO2 Annual-Cholla 4 -v5.13 | 159 | 7211 | Rate Constraint in lbs/MMBtu | FALSE | L | Annual | Allowances Purchased SO2 | Thousand Tons | 0 | 0 | 0 | 0 | 0 | 0 | 0 | 0
BART SO2 Annual-Cholla 4 -v5.13 | 159 | 7211 | Rate Constraint in lbs/MMBtu | FALSE | L | Annual | Allowances Sold SO2 | Thousand Tons | 0 | 0 | 0 | 0 | 0 | 0 | 0 | 0
BART SO2 Annual-Cholla 4 -v5.13 | 159 | 7211 | Rate Constraint in lbs/MMBtu | FALSE | L | Annual | Allowances Banked | Thousand Tons | 0 | 0 | 0 | 0 | 0 | 0 | 0 | 0
BART SO2 Annual-Cholla 4 -v5.13 | 159 | 7211 | Rate Constraint in lbs/MMBtu | FALSE | L | Annual | Allowances Withdrawn (1:1) | Thousand Tons | 0 | 0 | 0 | 0 | 0 | 0 | 0 | 0
BART SO2 Annual-Cholla 4 -v5.13 | 159 | 7211 | Rate Constraint in lbs/MMBtu | FALSE | L | Annual | Allowances Withdrawn (n:1) | Thousand Tons | 0 | 0 | 0 | 0 | 0 | 0 | 0 | 0
BART SO2 Annual-Cholla 4 -v5.13 | 159 | 7211 | Rate Constraint in lbs/MMBtu | FALSE | L | Annual | Net Emissions Allowance Position | Thousand Tons | 0 | 0 | 0 | 0 | 0 | 0 | 0 | 0
BART SO2 Annual-Cholla 4 -v5.13 | 159 | 7211 | Rate Constraint in lbs/MMBtu | FALSE | L | Annual | Fuel Consumed | TBtu | 0 | 0 | 0 | 0 | 0 | 0 | 0 | 0
BART SO2 Annual-Cholla 4 -v5.13 | 159 | 7211 | Rate Constraint in lbs/MMBtu | FALSE | L | Annual | Rate | lb/MMBtu | 0 | 0 | 0 | 0 | 0 | 0 | 0 | 0
BART SO2 Annual-Cholla 4 -v5.13 | 159 | 7211 | Rate Constraint in lbs/MMBtu | FALSE | L | Annual | Generation | TWh | 0 | 0 | 0 | 0 | 0 | 0 | 0 | 0
BART SO2 Annual-Cholla 4 -v5.13 | 159 | 7211 | Rate Constraint in lbs/MMBtu | FALSE | L | Annual | Qualifying Generation | TWh | 0 | 0 | 0 | 0 | 0 | 0 | 0 | 0
BART SO2 Annual-Cholla 4 -v5.13 | 159 | 7211 | Rate Constraint in lbs/MMBtu | FALSE | L | Annual | Rate | lb/MWh | 0 | 0 | 0 | 0 | 0 | 0 | 0 | 0
BART SO2 Annual-Cholla 4 -v5.13 | 159 | 7211 | Rate Constraint in lbs/MMBtu | FALSE | L | Annual | Constraint Shadow Price | US2019$/Ton | 0 | 0 | 0 | 0 | 0 | 0 | 0 | 0
BART SO2 Annual-Coronado U1B -v5.13 | 160 | 7214 | Rate Constraint in lbs/MMBtu | FALSE | L | Annual | Seasons Included | Seasons | Winter, WintShld, Summer | Winter, WintShld, Summer | Winter, WintShld, Summer | Winter, WintShld, Summer | Winter, WintShld, Summer | Winter, WintShld, Summer | Winter, WintShld, Summer | Winter, WintShld, Summer
BART SO2 Annual-Coronado U1B -v5.13 | 160 | 7214 | Rate Constraint in lbs/MMBtu | FALSE | L | Annual | Standard SO2 | lb/MMBtu | 0.06 | 0.06 | 0.06 | 0.06 | 0.06 | 0.06 | 0.06 | 0.06
BART SO2 Annual-Coronado U1B -v5.13 | 160 | 7214 | Rate Constraint in lbs/MMBtu | FALSE | L | Annual | Emissions at Affected Plants SO2 | Thousand Tons | 0.00049684 | 0.00049355 | 0.0016966 | 0.0018862 | 0.0019007 | 0.0019007 | 0.0013433 | 0.0018228
BART SO2 Annual-Coronado U1B -v5.13 | 160 | 7214 | Rate Constraint in lbs/MMBtu | FALSE | L | Annual | Allowances Purchased SO2 | Thousand Tons | 0 | 0 | 0 | 0 | 0 | 0 | 0 | 0
BART SO2 Annual-Coronado U1B -v5.13 | 160 | 7214 | Rate Constraint in lbs/MMBtu | FALSE | L | Annual | Allowances Sold SO2 | Thousand Tons | 0 | 0 | 0 | 0 | 0 | 0 | 0 | 0
BART SO2 Annual-Coronado U1B -v5.13 | 160 | 7214 | Rate Constraint in lbs/MMBtu | FALSE | L | Annual | Allowances Banked | Thousand Tons | 0 | 0 | 0 | 0 | 0 | 0 | 0 | 0
BART SO2 Annual-Coronado U1B -v5.13 | 160 | 7214 | Rate Constraint in lbs/MMBtu | FALSE | L | Annual | Allowances Withdrawn (1:1) | Thousand Tons | 0 | 0 | 0 | 0 | 0 | 0 | 0 | 0
BART SO2 Annual-Coronado U1B -v5.13 | 160 | 7214 | Rate Constraint in lbs/MMBtu | FALSE | L | Annual | Allowances Withdrawn (n:1) | Thousand Tons | 0 | 0 | 0 | 0 | 0 | 0 | 0 | 0
BART SO2 Annual-Coronado U1B -v5.13 | 160 | 7214 | Rate Constraint in lbs/MMBtu | FALSE | L | Annual | Net Emissions Allowance Position | Thousand Tons | 0.00049684 | 0.00049355 | 0.0016966 | 0.0018862 | 0.0019007 | 0.0019007 | 0.0013433 | 0.0018228
BART SO2 Annual-Coronado U1B -v5.13 | 160 | 7214 | Rate Constraint in lbs/MMBtu | FALSE | L | Annual | Fuel Consumed | TBtu | 0.052273 | 0.051927 | 0.1785 | 0.19844 | 0.19998 | 0.19998 | 0.14133 | 0.19177
BART SO2 Annual-Coronado U1B -v5.13 | 160 | 7214 | Rate Constraint in lbs/MMBtu | FALSE | L | Annual | Rate | lb/MMBtu | 0.01901 | 0.01901 | 0.01901 | 0.01901 | 0.01901 | 0.01901 | 0.01901 | 0.01901
BART SO2 Annual-Coronado U1B -v5.13 | 160 | 7214 | Rate Constraint in lbs/MMBtu | FALSE | L | Annual | Generation | TWh | 0.0049235 | 0.0048909 | 0.016813 | 0.018691 | 0.018835 | 0.018835 | 0.013311 | 0.018063
BART SO2 Annual-Coronado U1B -v5.13 | 160 | 7214 | Rate Constraint in lbs/MMBtu | FALSE | L | Annual | Qualifying Generation | TWh | 0.0049235 | 0.0048909 | 0.016813 | 0.018691 | 0.018835 | 0.018835 | 0.013311 | 0.018063
BART SO2 Annual-Coronado U1B -v5.13 | 160 | 7214 | Rate Constraint in lbs/MMBtu | FALSE | L | Annual | Rate | lb/MWh | 0.20182 | 0.20182 | 0.20182 | 0.20182 | 0.20182 | 0.20182 | 0.20182 | 0.20182
BART SO2 Annual-Coronado U1B -v5.13 | 160 | 7214 | Rate Constraint in lbs/MMBtu | FALSE | L | Annual | Constraint Shadow Price | US2019$/Ton | 0 | 0 | 0 | 0 | 0 | 0 | 0 | 0
BART SO2 Annual-Coronado U2B -v5.13 | 161 | 7215 | Rate Constraint in lbs/MMBtu | FALSE | L | Annual | Seasons Included | Seasons | Winter, WintShld, Summer | Winter, WintShld, Summer | Winter, WintShld, Summer | Winter, WintShld, Summer | Winter, WintShld, Summer | Winter, WintShld, Summer | Winter, WintShld, Summer | Winter, WintShld, Summer
BART SO2 Annual-Coronado U2B -v5.13 | 161 | 7215 | Rate Constraint in lbs/MMBtu | FALSE | L | Annual | Standard SO2 | lb/MMBtu | 0.06 | 0.06 | 0.06 | 0.06 | 0.06 | 0.06 | 0.06 | 0.06
BART SO2 Annual-Coronado U2B -v5.13 | 161 | 7215 | Rate Constraint in lbs/MMBtu | FALSE | L | Annual | Emissions at Affected Plants SO2 | Thousand Tons | 0.063284 | 0.063284 | 0.07185 | 0.063284 | 0.15606 | 0.17224 | 0.17224 | 0.17224
BART SO2 Annual-Coronado U2B -v5.13 | 161 | 7215 | Rate Constraint in lbs/MMBtu | FALSE | L | Annual | Allowances Purchased SO2 | Thousand Tons | 0 | 0 | 0 | 0 | 0 | 0 | 0 | 0
BART SO2 Annual-Coronado U2B -v5.13 | 161 | 7215 | Rate Constraint in lbs/MMBtu | FALSE | L | Annual | Allowances Sold SO2 | Thousand Tons | 0 | 0 | 0 | 0 | 0 | 0 | 0 | 0
BART SO2 Annual-Coronado U2B -v5.13 | 161 | 7215 | Rate Constraint in lbs/MMBtu | FALSE | L | Annual | Allowances Banked | Thousand Tons | 0 | 0 | 0 | 0 | 0 | 0 | 0 | 0
BART SO2 Annual-Coronado U2B -v5.13 | 161 | 7215 | Rate Constraint in lbs/MMBtu | FALSE | L | Annual | Allowances Withdrawn (1:1) | Thousand Tons | 0 | 0 | 0 | 0 | 0 | 0 | 0 | 0
BART SO2 Annual-Coronado U2B -v5.13 | 161 | 7215 | Rate Constraint in lbs/MMBtu | FALSE | L | Annual | Allowances Withdrawn (n:1) | Thousand Tons | 0 | 0 | 0 | 0 | 0 | 0 | 0 | 0
BART SO2 Annual-Coronado U2B -v5.13 | 161 | 7215 | Rate Constraint in lbs/MMBtu | FALSE | L | Annual | Net Emissions Allowance Position | Thousand Tons | 0.063284 | 0.063284 | 0.07185 | 0.063284 | 0.15606 | 0.17224 | 0.17224 | 0.17224
BART SO2 Annual-Coronado U2B -v5.13 | 161 | 7215 | Rate Constraint in lbs/MMBtu | FALSE | L | Annual | Fuel Consumed | TBtu | 6.6581 | 6.6581 | 7.5593 | 6.6581 | 16.419 | 18.1211 | 18.1211 | 18.1211
BART SO2 Annual-Coronado U2B -v5.13 | 161 | 7215 | Rate Constraint in lbs/MMBtu | FALSE | L | Annual | Rate | lb/MMBtu | 0.01901 | 0.01901 | 0.01901 | 0.01901 | 0.01901 | 0.01901 | 0.01901 | 0.01901
BART SO2 Annual-Coronado U2B -v5.13 | 161 | 7215 | Rate Constraint in lbs/MMBtu | FALSE | L | Annual | Generation | TWh | 0.62278 | 0.62278 | 0.70707 | 0.62278 | 1.5358 | 1.695 | 1.695 | 1.695
BART SO2 Annual-Coronado U2B -v5.13 | 161 | 7215 | Rate Constraint in lbs/MMBtu | FALSE | L | Annual | Qualifying Generation | TWh | 0.62278 | 0.62278 | 0.70707 | 0.62278 | 1.5358 | 1.695 | 1.695 | 1.695
BART SO2 Annual-Coronado U2B -v5.13 | 161 | 7215 | Rate Constraint in lbs/MMBtu | FALSE | L | Annual | Rate | lb/MWh | 0.20323 | 0.20323 | 0.20323 | 0.20323 | 0.20323 | 0.20323 | 0.20323 | 0.20323
BART SO2 Annual-Coronado U2B -v5.13 | 161 | 7215 | Rate Constraint in lbs/MMBtu | FALSE | L | Annual | Constraint Shadow Price | US2019$/Ton | 0 | 0 | 0 | 0 | 0 | 0 | 0 | 0
BART SO2 Annual-Craig C1 -v5.14 | 162 | 7200 | Rate Constraint in lbs/MMBtu | FALSE | L | Annual | Seasons Included | Seasons | Winter, WintShld, Summer | Winter, WintShld, Summer | Winter, WintShld, Summer | Winter, WintShld, Summer | Winter, WintShld, Summer | Winter, WintShld, Summer | Winter, WintShld, Summer | Winter, WintShld, Summer
BART SO2 Annual-Craig C1 -v5.14 | 162 | 7200 | Rate Constraint in lbs/MMBtu | FALSE | L | Annual | Standard SO2 | lb/MMBtu | 0.11 | 0.11 | 0.11 | 0.11 | 0.11 | 0.11 | 0.11 | 0.11
BART SO2 Annual-Craig C1 -v5.14 | 162 | 7200 | Rate Constraint in lbs/MMBtu | FALSE | L | Annual | Emissions at Affected Plants SO2 | Thousand Tons | 0.0036471 | 0.0036229 | 0.0036229 | 0.0036229 | 0.0036229 | 0.0049679 | 0.0049679 | 0.0049679
BART SO2 Annual-Craig C1 -v5.14 | 162 | 7200 | Rate Constraint in lbs/MMBtu | FALSE | L | Annual | Allowances Purchased SO2 | Thousand Tons | 0 | 0 | 0 | 0 | 0 | 0 | 0 | 0
BART SO2 Annual-Craig C1 -v5.14 | 162 | 7200 | Rate Constraint in lbs/MMBtu | FALSE | L | Annual | Allowances Sold SO2 | Thousand Tons | 0 | 0 | 0 | 0 | 0 | 0 | 0 | 0
BART SO2 Annual-Craig C1 -v5.14 | 162 | 7200 | Rate Constraint in lbs/MMBtu | FALSE | L | Annual | Allowances Banked | Thousand Tons | 0 | 0 | 0 | 0 | 0 | 0 | 0 | 0
BART SO2 Annual-Craig C1 -v5.14 | 162 | 7200 | Rate Constraint in lbs/MMBtu | FALSE | L | Annual | Allowances Withdrawn (1:1) | Thousand Tons | 0 | 0 | 0 | 0 | 0 | 0 | 0 | 0
BART SO2 Annual-Craig C1 -v5.14 | 162 | 7200 | Rate Constraint in lbs/MMBtu | FALSE | L | Annual | Allowances Withdrawn (n:1) | Thousand Tons | 0 | 0 | 0 | 0 | 0 | 0 | 0 | 0
BART SO2 Annual-Craig C1 -v5.14 | 162 | 7200 | Rate Constraint in lbs/MMBtu | FALSE | L | Annual | Net Emissions Allowance Position | Thousand Tons | 0.0036471 | 0.0036229 | 0.0036229 | 0.0036229 | 0.0036229 | 0.0049679 | 0.0049679 | 0.0049679
BART SO2 Annual-Craig C1 -v5.14 | 162 | 7200 | Rate Constraint in lbs/MMBtu | FALSE | L | Annual | Fuel Consumed | TBtu | 0.21361 | 0.2122 | 0.2122 | 0.2122 | 0.2122 | 0.2122 | 0.2122 | 0.2122
BART SO2 Annual-Craig C1 -v5.14 | 162 | 7200 | Rate Constraint in lbs/MMBtu | FALSE | L | Annual | Rate | lb/MMBtu | 0.034147 | 0.034147 | 0.034147 | 0.034147 | 0.034147 | 0.046823 | 0.046823 | 0.046823
BART SO2 Annual-Craig C1 -v5.14 | 162 | 7200 | Rate Constraint in lbs/MMBtu | FALSE | L | Annual | Generation | TWh | 0.020934 | 0.020795 | 0.020795 | 0.020795 | 0.020795 | 0.020795 | 0.020795 | 0.020795
BART SO2 Annual-Craig C1 -v5.14 | 162 | 7200 | Rate Constraint in lbs/MMBtu | FALSE | L | Annual | Qualifying Generation | TWh | 0.020934 | 0.020795 | 0.020795 | 0.020795 | 0.020795 | 0.020795 | 0.020795 | 0.020795
BART SO2 Annual-Craig C1 -v5.14 | 162 | 7200 | Rate Constraint in lbs/MMBtu | FALSE | L | Annual | Rate | lb/MWh | 0.34843 | 0.34843 | 0.34843 | 0.34843 | 0.34843 | 0.47779 | 0.47779 | 0.47779
BART SO2 Annual-Craig C1 -v5.14 | 162 | 7200 | Rate Constraint in lbs/MMBtu | FALSE | L | Annual | Constraint Shadow Price | US2019$/Ton | 0 | 0 | 0 | 0 | 0 | 0 | 0 | 0
BART SO2 Annual-Craig C2 -v5.14 | 163 | 7201 | Rate Constraint in lbs/MMBtu | FALSE | L | Annual | Seasons Included | Seasons | Winter, WintShld, Summer | Winter, WintShld, Summer | Winter, WintShld, Summer | Winter, WintShld, Summer | Winter, WintShld, Summer | Winter, WintShld, Summer | Winter, WintShld, Summer | Winter, WintShld, Summer
BART SO2 Annual-Craig C2 -v5.14 | 163 | 7201 | Rate Constraint in lbs/MMBtu | FALSE | L | Annual | Standard SO2 | lb/MMBtu | 0.11 | 0.11 | 0.11 | 0.11 | 0.11 | 0.11 | 0.11 | 0.11
BART SO2 Annual-Craig C2 -v5.14 | 163 | 7201 | Rate Constraint in lbs/MMBtu | FALSE | L | Annual | Emissions at Affected Plants SO2 | Thousand Tons | 0.56172 | 0.56172 | 0.52919 | 0.52919 | 0.44824 | 0.68134 | 0.68134 | 0.68134
BART SO2 Annual-Craig C2 -v5.14 | 163 | 7201 | Rate Constraint in lbs/MMBtu | FALSE | L | Annual | Allowances Purchased SO2 | Thousand Tons | 0 | 0 | 0 | 0 | 0 | 0 | 0 | 0
BART SO2 Annual-Craig C2 -v5.14 | 163 | 7201 | Rate Constraint in lbs/MMBtu | FALSE | L | Annual | Allowances Sold SO2 | Thousand Tons | 0 | 0 | 0 | 0 | 0 | 0 | 0 | 0
BART SO2 Annual-Craig C2 -v5.14 | 163 | 7201 | Rate Constraint in lbs/MMBtu | FALSE | L | Annual | Allowances Banked | Thousand Tons | 0 | 0 | 0 | 0 | 0 | 0 | 0 | 0
BART SO2 Annual-Craig C2 -v5.14 | 163 | 7201 | Rate Constraint in lbs/MMBtu | FALSE | L | Annual | Allowances Withdrawn (1:1) | Thousand Tons | 0 | 0 | 0 | 0 | 0 | 0 | 0 | 0
BART SO2 Annual-Craig C2 -v5.14 | 163 | 7201 | Rate Constraint in lbs/MMBtu | FALSE | L | Annual | Allowances Withdrawn (n:1) | Thousand Tons | 0 | 0 | 0 | 0 | 0 | 0 | 0 | 0
BART SO2 Annual-Craig C2 -v5.14 | 163 | 7201 | Rate Constraint in lbs/MMBtu | FALSE | L | Annual | Net Emissions Allowance Position | Thousand Tons | 0.56172 | 0.56172 | 0.52919 | 0.52919 | 0.44824 | 0.68134 | 0.68134 | 0.68134
BART SO2 Annual-Craig C2 -v5.14 | 163 | 7201 | Rate Constraint in lbs/MMBtu | FALSE | L | Annual | Fuel Consumed | TBtu | 29.1024 | 29.1024 | 29.1024 | 29.1024 | 29.1024 | 29.1024 | 29.1024 | 29.1024
BART SO2 Annual-Craig C2 -v5.14 | 163 | 7201 | Rate Constraint in lbs/MMBtu | FALSE | L | Annual | Rate | lb/MMBtu | 0.038603 | 0.038603 | 0.036368 | 0.036368 | 0.030804 | 0.046823 | 0.046823 | 0.046823
BART SO2 Annual-Craig C2 -v5.14 | 163 | 7201 | Rate Constraint in lbs/MMBtu | FALSE | L | Annual | Generation | TWh | 2.842 | 2.842 | 2.842 | 2.842 | 2.842 | 2.842 | 2.842 | 2.842
BART SO2 Annual-Craig C2 -v5.14 | 163 | 7201 | Rate Constraint in lbs/MMBtu | FALSE | L | Annual | Qualifying Generation | TWh | 2.842 | 2.842 | 2.842 | 2.842 | 2.842 | 2.842 | 2.842 | 2.842
BART SO2 Annual-Craig C2 -v5.14 | 163 | 7201 | Rate Constraint in lbs/MMBtu | FALSE | L | Annual | Rate | lb/MWh | 0.3953 | 0.3953 | 0.3724 | 0.3724 | 0.31544 | 0.47947 | 0.47947 | 0.47947
BART SO2 Annual-Craig C2 -v5.14 | 163 | 7201 | Rate Constraint in lbs/MMBtu | FALSE | L | Annual | Constraint Shadow Price | US2019$/Ton | 0 | 0 | 0 | 0 | 0 | 0 | 0 | 0
BART SO2 Annual-Jeffrey Energy Center 1 -v5.13 | 164 | 7216 | Rate Constraint in lbs/MMBtu | FALSE | L | Annual | Seasons Included | Seasons | Winter, WintShld, Summer | Winter, WintShld, Summer | Winter, WintShld, Summer | Winter, WintShld, Summer | Winter, WintShld, Summer | Winter, WintShld, Summer | Winter, WintShld, Summer | Winter, WintShld, Summer
BART SO2 Annual-Jeffrey Energy Center 1 -v5.13 | 164 | 7216 | Rate Constraint in lbs/MMBtu | FALSE | L | Annual | Standard SO2 | lb/MMBtu | 0.15 | 0.15 | 0.15 | 0.15 | 0.15 | 0.15 | 0.15 | 0.15
BART SO2 Annual-Jeffrey Energy Center 1 -v5.13 | 164 | 7216 | Rate Constraint in lbs/MMBtu | FALSE | L | Annual | Emissions at Affected Plants SO2 | Thousand Tons | 0.28337 | 0.27305 | 0.47154 | 0.35903 | 0.38139 | 0.49352 | 0.32259 | 0.31753
BART SO2 Annual-Jeffrey Energy Center 1 -v5.13 | 164 | 7216 | Rate Constraint in lbs/MMBtu | FALSE | L | Annual | Allowances Purchased SO2 | Thousand Tons | 0 | 0 | 0 | 0 | 0 | 0 | 0 | 0
BART SO2 Annual-Jeffrey Energy Center 1 -v5.13 | 164 | 7216 | Rate Constraint in lbs/MMBtu | FALSE | L | Annual | Allowances Sold SO2 | Thousand Tons | 0 | 0 | 0 | 0 | 0 | 0 | 0 | 0
BART SO2 Annual-Jeffrey Energy Center 1 -v5.13 | 164 | 7216 | Rate Constraint in lbs/MMBtu | FALSE | L | Annual | Allowances Banked | Thousand Tons | 0 | 0 | 0 | 0 | 0 | 0 | 0 | 0
BART SO2 Annual-Jeffrey Energy Center 1 -v5.13 | 164 | 7216 | Rate Constraint in lbs/MMBtu | FALSE | L | Annual | Allowances Withdrawn (1:1) | Thousand Tons | 0 | 0 | 0 | 0 | 0 | 0 | 0 | 0
BART SO2 Annual-Jeffrey Energy Center 1 -v5.13 | 164 | 7216 | Rate Constraint in lbs/MMBtu | FALSE | L | Annual | Allowances Withdrawn (n:1) | Thousand Tons | 0 | 0 | 0 | 0 | 0 | 0 | 0 | 0
BART SO2 Annual-Jeffrey Energy Center 1 -v5.13 | 164 | 7216 | Rate Constraint in lbs/MMBtu | FALSE | L | Annual | Net Emissions Allowance Position | Thousand Tons | 0.28337 | 0.27305 | 0.47154 | 0.35903 | 0.38139 | 0.49352 | 0.32259 | 0.31753
BART SO2 Annual-Jeffrey Energy Center 1 -v5.13 | 164 | 7216 | Rate Constraint in lbs/MMBtu | FALSE | L | Annual | Fuel Consumed | TBtu | 23.8077 | 22.941 | 39.6168 | 30.1647 | 32.043 | 41.4637 | 27.1032 | 26.6775
BART SO2 Annual-Jeffrey Energy Center 1 -v5.13 | 164 | 7216 | Rate Constraint in lbs/MMBtu | FALSE | L | Annual | Rate | lb/MMBtu | 0.023805 | 0.023805 | 0.023805 | 0.023805 | 0.023805 | 0.023805 | 0.023805 | 0.023805
BART SO2 Annual-Jeffrey Energy Center 1 -v5.13 | 164 | 7216 | Rate Constraint in lbs/MMBtu | FALSE | L | Annual | Generation | TWh | 2.1663 | 2.0874 | 3.6048 | 2.7447 | 2.9156 | 3.7729 | 2.4662 | 2.4274
BART SO2 Annual-Jeffrey Energy Center 1 -v5.13 | 164 | 7216 | Rate Constraint in lbs/MMBtu | FALSE | L | Annual | Qualifying Generation | TWh | 2.1663 | 2.0874 | 3.6048 | 2.7447 | 2.9156 | 3.7729 | 2.4662 | 2.4274
BART SO2 Annual-Jeffrey Energy Center 1 -v5.13 | 164 | 7216 | Rate Constraint in lbs/MMBtu | FALSE | L | Annual | Rate | lb/MWh | 0.26162 | 0.26162 | 0.26162 | 0.26162 | 0.26162 | 0.26162 | 0.26162 | 0.26162
BART SO2 Annual-Jeffrey Energy Center 1 -v5.13 | 164 | 7216 | Rate Constraint in lbs/MMBtu | FALSE | L | Annual | Constraint Shadow Price | US2019$/Ton | 0 | 0 | 0 | 0 | 0 | 0 | 0 | 0
BART SO2 Annual-Jeffrey Energy Center 2 -v5.13 | 165 | 7217 | Rate Constraint in lbs/MMBtu | FALSE | L | Annual | Seasons Included | Seasons | Winter, WintShld, Summer | Winter, WintShld, Summer | Winter, WintShld, Summer | Winter, WintShld, Summer | Winter, WintShld, Summer | Winter, WintShld, Summer | Winter, WintShld, Summer | Winter, WintShld, Summer
BART SO2 Annual-Jeffrey Energy Center 2 -v5.13 | 165 | 7217 | Rate Constraint in lbs/MMBtu | FALSE | L | Annual | Standard SO2 | lb/MMBtu | 0.15 | 0.15 | 0.15 | 0.15 | 0.15 | 0.15 | 0.15 | 0.15
BART SO2 Annual-Jeffrey Energy Center 2 -v5.13 | 165 | 7217 | Rate Constraint in lbs/MMBtu | FALSE | L | Annual | Emissions at Affected Plants SO2 | Thousand Tons | 0 | 0 | 0.35117 | 0.34886 | 0.36887 | 0.36887 | 0.31672 | 0.21834
BART SO2 Annual-Jeffrey Energy Center 2 -v5.13 | 165 | 7217 | Rate Constraint in lbs/MMBtu | FALSE | L | Annual | Allowances Purchased SO2 | Thousand Tons | 0 | 0 | 0 | 0 | 0 | 0 | 0 | 0
BART SO2 Annual-Jeffrey Energy Center 2 -v5.13 | 165 | 7217 | Rate Constraint in lbs/MMBtu | FALSE | L | Annual | Allowances Sold SO2 | Thousand Tons | 0 | 0 | 0 | 0 | 0 | 0 | 0 | 0
BART SO2 Annual-Jeffrey Energy Center 2 -v5.13 | 165 | 7217 | Rate Constraint in lbs/MMBtu | FALSE | L | Annual | Allowances Banked | Thousand Tons | 0 | 0 | 0 | 0 | 0 | 0 | 0 | 0
BART SO2 Annual-Jeffrey Energy Center 2 -v5.13 | 165 | 7217 | Rate Constraint in lbs/MMBtu | FALSE | L | Annual | Allowances Withdrawn (1:1) | Thousand Tons | 0 | 0 | 0 | 0 | 0 | 0 | 0 | 0
BART SO2 Annual-Jeffrey Energy Center 2 -v5.13 | 165 | 7217 | Rate Constraint in lbs/MMBtu | FALSE | L | Annual | Allowances Withdrawn (n:1) | Thousand Tons | 0 | 0 | 0 | 0 | 0 | 0 | 0 | 0
BART SO2 Annual-Jeffrey Energy Center 2 -v5.13 | 165 | 7217 | Rate Constraint in lbs/MMBtu | FALSE | L | Annual | Net Emissions Allowance Position | Thousand Tons | 0 | 0 | 0.35117 | 0.34886 | 0.36887 | 0.36887 | 0.31672 | 0.21834
BART SO2 Annual-Jeffrey Energy Center 2 -v5.13 | 165 | 7217 | Rate Constraint in lbs/MMBtu | FALSE | L | Annual | Fuel Consumed | TBtu | 0 | 0 | 34.7273 | 34.499 | 36.4778 | 36.4778 | 31.3208 | 21.5915
BART SO2 Annual-Jeffrey Energy Center 2 -v5.13 | 165 | 7217 | Rate Constraint in lbs/MMBtu | FALSE | L | Annual | Rate | lb/MMBtu | 0 | 0 | 0.020224 | 0.020224 | 0.020224 | 0.020224 | 0.020224 | 0.020224
BART SO2 Annual-Jeffrey Energy Center 2 -v5.13 | 165 | 7217 | Rate Constraint in lbs/MMBtu | FALSE | L | Annual | Generation | TWh | 0 | 0 | 3.116 | 3.0955 | 3.2731 | 3.2731 | 2.8104 | 1.9374
BART SO2 Annual-Jeffrey Energy Center 2 -v5.13 | 165 | 7217 | Rate Constraint in lbs/MMBtu | FALSE | L | Annual | Qualifying Generation | TWh | 0 | 0 | 3.116 | 3.0955 | 3.2731 | 3.2731 | 2.8104 | 1.9374
BART SO2 Annual-Jeffrey Energy Center 2 -v5.13 | 165 | 7217 | Rate Constraint in lbs/MMBtu | FALSE | L | Annual | Rate | lb/MWh | 0 | 0 | 0.2254 | 0.2254 | 0.2254 | 0.2254 | 0.2254 | 0.2254
BART SO2 Annual-Jeffrey Energy Center 2 -v5.13 | 165 | 7217 | Rate Constraint in lbs/MMBtu | FALSE | L | Annual | Constraint Shadow Price | US2019$/Ton | 0 | 0 | 0 | 0 | 0 | 0 | 0 | 0
BART SO2 Annual-La Cygne 1 -v5.13 | 166 | 7218 | Rate Constraint in lbs/MMBtu | FALSE | L | Annual | Seasons Included | Seasons | Winter, WintShld, Summer | Winter, WintShld, Summer | Winter, WintShld, Summer | Winter, WintShld, Summer | Winter, WintShld, Summer | Winter, WintShld, Summer | Winter, WintShld, Summer | Winter, WintShld, Summer
BART SO2 Annual-La Cygne 1 -v5.13 | 166 | 7218 | Rate Constraint in lbs/MMBtu | FALSE | L | Annual | Standard SO2 | lb/MMBtu | 0.15 | 0.15 | 0.15 | 0.15 | 0.15 | 0.15 | 0.15 | 0.15
BART SO2 Annual-La Cygne 1 -v5.13 | 166 | 7218 | Rate Constraint in lbs/MMBtu | FALSE | L | Annual | Emissions at Affected Plants SO2 | Thousand Tons | 0.33861 | 0.33861 | 0.53006 | 0.54293 | 0.5346 | 0.64649 | 0.40315 | 0.35827
BART SO2 Annual-La Cygne 1 -v5.13 | 166 | 7218 | Rate Constraint in lbs/MMBtu | FALSE | L | Annual | Allowances Purchased SO2 | Thousand Tons | 0 | 0 | 0 | 0 | 0 | 0 | 0 | 0
BART SO2 Annual-La Cygne 1 -v5.13 | 166 | 7218 | Rate Constraint in lbs/MMBtu | FALSE | L | Annual | Allowances Sold SO2 | Thousand Tons | 0 | 0 | 0 | 0 | 0 | 0 | 0 | 0
BART SO2 Annual-La Cygne 1 -v5.13 | 166 | 7218 | Rate Constraint in lbs/MMBtu | FALSE | L | Annual | Allowances Banked | Thousand Tons | 0 | 0 | 0 | 0 | 0 | 0 | 0 | 0
BART SO2 Annual-La Cygne 1 -v5.13 | 166 | 7218 | Rate Constraint in lbs/MMBtu | FALSE | L | Annual | Allowances Withdrawn (1:1) | Thousand Tons | 0 | 0 | 0 | 0 | 0 | 0 | 0 | 0
BART SO2 Annual-La Cygne 1 -v5.13 | 166 | 7218 | Rate Constraint in lbs/MMBtu | FALSE | L | Annual | Allowances Withdrawn (n:1) | Thousand Tons | 0 | 0 | 0 | 0 | 0 | 0 | 0 | 0
BART SO2 Annual-La Cygne 1 -v5.13 | 166 | 7218 | Rate Constraint in lbs/MMBtu | FALSE | L | Annual | Net Emissions Allowance Position | Thousand Tons | 0.33861 | 0.33861 | 0.53006 | 0.54293 | 0.5346 | 0.64649 | 0.40315 | 0.35827
BART SO2 Annual-La Cygne 1 -v5.13 | 166 | 7218 | Rate Constraint in lbs/MMBtu | FALSE | L | Annual | Fuel Consumed | TBtu | 29.0058 | 29.0058 | 45.4055 | 46.508 | 45.7945 | 55.3792 | 34.5347 | 30.6903
BART SO2 Annual-La Cygne 1 -v5.13 | 166 | 7218 | Rate Constraint in lbs/MMBtu | FALSE | L | Annual | Rate | lb/MMBtu | 0.023348 | 0.023348 | 0.023348 | 0.023348 | 0.023348 | 0.023348 | 0.023348 | 0.023348
BART SO2 Annual-La Cygne 1 -v5.13 | 166 | 7218 | Rate Constraint in lbs/MMBtu | FALSE | L | Annual | Generation | TWh | 2.7275 | 2.7275 | 4.2697 | 4.3733 | 4.3062 | 5.2075 | 3.2474 | 2.8859
BART SO2 Annual-La Cygne 1 -v5.13 | 166 | 7218 | Rate Constraint in lbs/MMBtu | FALSE | L | Annual | Qualifying Generation | TWh | 2.7275 | 2.7275 | 4.2697 | 4.3733 | 4.3062 | 5.2075 | 3.2474 | 2.8859
BART SO2 Annual-La Cygne 1 -v5.13 | 166 | 7218 | Rate Constraint in lbs/MMBtu | FALSE | L | Annual | Rate | lb/MWh | 0.24829 | 0.24829 | 0.24829 | 0.24829 | 0.24829 | 0.24829 | 0.24829 | 0.24829
BART SO2 Annual-La Cygne 1 -v5.13 | 166 | 7218 | Rate Constraint in lbs/MMBtu | FALSE | L | Annual | Constraint Shadow Price | US2019$/Ton | 0 | 0 | 0 | 0 | 0 | 0 | 0 | 0
BART SO2 Annual-La Cygne 2 -v5.13 | 167 | 7219 | Rate Constraint in lbs/MMBtu | FALSE | L | Annual | Seasons Included | Seasons | Winter, WintShld, Summer | Winter, WintShld, Summer | Winter, WintShld, Summer | Winter, WintShld, Summer | Winter, WintShld, Summer | Winter, WintShld, Summer | Winter, WintShld, Summer | Winter, WintShld, Summer
BART SO2 Annual-La Cygne 2 -v5.13 | 167 | 7219 | Rate Constraint in lbs/MMBtu | FALSE | L | Annual | Standard SO2 | lb/MMBtu | 0.15 | 0.15 | 0.15 | 0.15 | 0.15 | 0.15 | 0.15 | 0.15
BART SO2 Annual-La Cygne 2 -v5.13 | 167 | 7219 | Rate Constraint in lbs/MMBtu | FALSE | L | Annual | Emissions at Affected Plants SO2 | Thousand Tons | 0.23304 | 0.23566 | 0.37656 | 0.36891 | 0.4279 | 0.45872 | 0.36872 | 0.24154
BART SO2 Annual-La Cygne 2 -v5.13 | 167 | 7219 | Rate Constraint in lbs/MMBtu | FALSE | L | Annual | Allowances Purchased SO2 | Thousand Tons | 0 | 0 | 0 | 0 | 0 | 0 | 0 | 0
BART SO2 Annual-La Cygne 2 -v5.13 | 167 | 7219 | Rate Constraint in lbs/MMBtu | FALSE | L | Annual | Allowances Sold SO2 | Thousand Tons | 0 | 0 | 0 | 0 | 0 | 0 | 0 | 0
BART SO2 Annual-La Cygne 2 -v5.13 | 167 | 7219 | Rate Constraint in lbs/MMBtu | FALSE | L | Annual | Allowances Banked | Thousand Tons | 0 | 0 | 0 | 0 | 0 | 0 | 0 | 0
BART SO2 Annual-La Cygne 2 -v5.13 | 167 | 7219 | Rate Constraint in lbs/MMBtu | FALSE | L | Annual | Allowances Withdrawn (1:1) | Thousand Tons | 0 | 0 | 0 | 0 | 0 | 0 | 0 | 0
BART SO2 Annual-La Cygne 2 -v5.13 | 167 | 7219 | Rate Constraint in lbs/MMBtu | FALSE | L | Annual | Allowances Withdrawn (n:1) | Thousand Tons | 0 | 0 | 0 | 0 | 0 | 0 | 0 | 0
BART SO2 Annual-La Cygne 2 -v5.13 | 167 | 7219 | Rate Constraint in lbs/MMBtu | FALSE | L | Annual | Net Emissions Allowance Position | Thousand Tons | 0.23304 | 0.23566 | 0.37656 | 0.36891 | 0.4279 | 0.45872 | 0.36872 | 0.24154
BART SO2 Annual-La Cygne 2 -v5.13 | 167 | 7219 | Rate Constraint in lbs/MMBtu | FALSE | L | Annual | Fuel Consumed | TBtu | 24.8845 | 25.1645 | 40.2105 | 39.3936 | 45.6934 | 48.9841 | 39.3737 | 25.7923
BART SO2 Annual-La Cygne 2 -v5.13 | 167 | 7219 | Rate Constraint in lbs/MMBtu | FALSE | L | Annual | Rate | lb/MMBtu | 0.018729 | 0.018729 | 0.018729 | 0.018729 | 0.018729 | 0.018729 | 0.018729 | 0.018729
BART SO2 Annual-La Cygne 2 -v5.13 | 167 | 7219 | Rate Constraint in lbs/MMBtu | FALSE | L | Annual | Generation | TWh | 2.3795 | 2.4063 | 3.845 | 3.7669 | 4.3693 | 4.6839 | 3.765 | 2.4663
BART SO2 Annual-La Cygne 2 -v5.13 | 167 | 7219 | Rate Constraint in lbs/MMBtu | FALSE | L | Annual | Qualifying Generation | TWh | 2.3795 | 2.4063 | 3.845 | 3.7669 | 4.3693 | 4.6839 | 3.765 | 2.4663
BART SO2 Annual-La Cygne 2 -v5.13 | 167 | 7219 | Rate Constraint in lbs/MMBtu | FALSE | L | Annual | Rate | lb/MWh | 0.19587 | 0.19587 | 0.19587 | 0.19587 | 0.19587 | 0.19587 | 0.19587 | 0.19587
BART SO2 Annual-La Cygne 2 -v5.13 | 167 | 7219 | Rate Constraint in lbs/MMBtu | FALSE | L | Annual | Constraint Shadow Price | US2019$/Ton | 0 | 0 | 0 | 0 | 0 | 0 | 0 | 0
BART SO2 Annual-Lawrence 4 -v5.14 | 168 | 7241 | Rate Constraint in lbs/MMBtu | FALSE | L | Annual | Seasons Included | Seasons | Winter, WintShld, Summer | Winter, WintShld, Summer | Winter, WintShld, Summer | Winter, WintShld, Summer | Winter, WintShld, Summer | Winter, WintShld, Summer | Winter, WintShld, Summer | Winter, WintShld, Summer
BART SO2 Annual-Lawrence 4 -v5.14 | 168 | 7241 | Rate Constraint in lbs/MMBtu | FALSE | L | Annual | Standard SO2 | lb/MMBtu | 0.15 | 0.15 | 0.15 | 0.15 | 0.15 | 0.15 | 0.15 | 0.15
BART SO2 Annual-Lawrence 4 -v5.14 | 168 | 7241 | Rate Constraint in lbs/MMBtu | FALSE | L | Annual | Emissions at Affected Plants SO2 | Thousand Tons | 0 | 0 | 0 | 0 | 0 | 0 | 0 | 0
BART SO2 Annual-Lawrence 4 -v5.14 | 168 | 7241 | Rate Constraint in lbs/MMBtu | FALSE | L | Annual | Allowances Purchased SO2 | Thousand Tons | 0 | 0 | 0 | 0 | 0 | 0 | 0 | 0
BART SO2 Annual-Lawrence 4 -v5.14 | 168 | 7241 | Rate Constraint in lbs/MMBtu | FALSE | L | Annual | Allowances Sold SO2 | Thousand Tons | 0 | 0 | 0 | 0 | 0 | 0 | 0 | 0
BART SO2 Annual-Lawrence 4 -v5.14 | 168 | 7241 | Rate Constraint in lbs/MMBtu | FALSE | L | Annual | Allowances Banked | Thousand Tons | 0 | 0 | 0 | 0 | 0 | 0 | 0 | 0
BART SO2 Annual-Lawrence 4 -v5.14 | 168 | 7241 | Rate Constraint in lbs/MMBtu | FALSE | L | Annual | Allowances Withdrawn (1:1) | Thousand Tons | 0 | 0 | 0 | 0 | 0 | 0 | 0 | 0
BART SO2 Annual-Lawrence 4 -v5.14 | 168 | 7241 | Rate Constraint in lbs/MMBtu | FALSE | L | Annual | Allowances Withdrawn (n:1) | Thousand Tons | 0 | 0 | 0 | 0 | 0 | 0 | 0 | 0
BART SO2 Annual-Lawrence 4 -v5.14 | 168 | 7241 | Rate Constraint in lbs/MMBtu | FALSE | L | Annual | Net Emissions Allowance Position | Thousand Tons | 0 | 0 | 0 | 0 | 0 | 0 | 0 | 0
BART SO2 Annual-Lawrence 4 -v5.14 | 168 | 7241 | Rate Constraint in lbs/MMBtu | FALSE | L | Annual | Fuel Consumed | TBtu | 0 | 0 | 0 | 0 | 0 | 0 | 0 | 0
BART SO2 Annual-Lawrence 4 -v5.14 | 168 | 7241 | Rate Constraint in lbs/MMBtu | FALSE | L | Annual | Rate | lb/MMBtu | 0 | 0 | 0 | 0 | 0 | 0 | 0 | 0
BART SO2 Annual-Lawrence 4 -v5.14 | 168 | 7241 | Rate Constraint in lbs/MMBtu | FALSE | L | Annual | Generation | TWh | 0 | 0 | 0 | 0 | 0 | 0 | 0 | 0
BART SO2 Annual-Lawrence 4 -v5.14 | 168 | 7241 | Rate Constraint in lbs/MMBtu | FALSE | L | Annual | Qualifying Generation | TWh | 0 | 0 | 0 | 0 | 0 | 0 | 0 | 0
BART SO2 Annual-Lawrence 4 -v5.14 | 168 | 7241 | Rate Constraint in lbs/MMBtu | FALSE | L | Annual | Rate | lb/MWh | 0 | 0 | 0 | 0 | 0 | 0 | 0 | 0
BART SO2 Annual-Lawrence 4 -v5.14 | 168 | 7241 | Rate Constraint in lbs/MMBtu | FALSE | L | Annual | Constraint Shadow Price | US2019$/Ton | 0 | 0 | 0 | 0 | 0 | 0 | 0 | 0
BART SO2 Annual-Lawrence 5 -v5.14 | 169 | 7242 | Rate Constraint in lbs/MMBtu | FALSE | L | Annual | Seasons Included | Seasons | Winter, WintShld, Summer | Winter, WintShld, Summer | Winter, WintShld, Summer | Winter, WintShld, Summer | Winter, WintShld, Summer | Winter, WintShld, Summer | Winter, WintShld, Summer | Winter, WintShld, Summer
BART SO2 Annual-Lawrence 5 -v5.14 | 169 | 7242 | Rate Constraint in lbs/MMBtu | FALSE | L | Annual | Standard SO2 | lb/MMBtu | 0.15 | 0.15 | 0.15 | 0.15 | 0.15 | 0.15 | 0.15 | 0.15
BART SO2 Annual-Lawrence 5 -v5.14 | 169 | 7242 | Rate Constraint in lbs/MMBtu | FALSE | L | Annual | Emissions at Affected Plants SO2 | Thousand Tons | 0 | 0 | 0 | 0 | 0 | 0 | 0 | 0
BART SO2 Annual-Lawrence 5 -v5.14 | 169 | 7242 | Rate Constraint in lbs/MMBtu | FALSE | L | Annual | Allowances Purchased SO2 | Thousand Tons | 0 | 0 | 0 | 0 | 0 | 0 | 0 | 0
BART SO2 Annual-Lawrence 5 -v5.14 | 169 | 7242 | Rate Constraint in lbs/MMBtu | FALSE | L | Annual | Allowances Sold SO2 | Thousand Tons | 0 | 0 | 0 | 0 | 0 | 0 | 0 | 0
BART SO2 Annual-Lawrence 5 -v5.14 | 169 | 7242 | Rate Constraint in lbs/MMBtu | FALSE | L | Annual | Allowances Banked | Thousand Tons | 0 | 0 | 0 | 0 | 0 | 0 | 0 | 0
BART SO2 Annual-Lawrence 5 -v5.14 | 169 | 7242 | Rate Constraint in lbs/MMBtu | FALSE | L | Annual | Allowances Withdrawn (1:1) | Thousand Tons | 0 | 0 | 0 | 0 | 0 | 0 | 0 | 0
BART SO2 Annual-Lawrence 5 -v5.14 | 169 | 7242 | Rate Constraint in lbs/MMBtu | FALSE | L | Annual | Allowances Withdrawn (n:1) | Thousand Tons | 0 | 0 | 0 | 0 | 0 | 0 | 0 | 0
BART SO2 Annual-Lawrence 5 -v5.14 | 169 | 7242 | Rate Constraint in lbs/MMBtu | FALSE | L | Annual | Net Emissions Allowance Position | Thousand Tons | 0 | 0 | 0 | 0 | 0 | 0 | 0 | 0
BART SO2 Annual-Lawrence 5 -v5.14 | 169 | 7242 | Rate Constraint in lbs/MMBtu | FALSE | L | Annual | Fuel Consumed | TBtu | 0 | 0 | 0 | 0 | 0 | 0 | 0 | 0
BART SO2 Annual-Lawrence 5 -v5.14 | 169 | 7242 | Rate Constraint in lbs/MMBtu | FALSE | L | Annual | Rate | lb/MMBtu | 0 | 0 | 0 | 0 | 0 | 0 | 0 | 0
BART SO2 Annual-Lawrence 5 -v5.14 | 169 | 7242 | Rate Constraint in lbs/MMBtu | FALSE | L | Annual | Generation | TWh | 0 | 0 | 0 | 0 | 0 | 0 | 0 | 0
BART SO2 Annual-Lawrence 5 -v5.14 | 169 | 7242 | Rate Constraint in lbs/MMBtu | FALSE | L | Annual | Qualifying Generation | TWh | 0 | 0 | 0 | 0 | 0 | 0 | 0 | 0
BART SO2 Annual-Lawrence 5 -v5.14 | 169 | 7242 | Rate Constraint in lbs/MMBtu | FALSE | L | Annual | Rate | lb/MWh | 0 | 0 | 0 | 0 | 0 | 0 | 0 | 0
BART SO2 Annual-Lawrence 5 -v5.14 | 169 | 7242 | Rate Constraint in lbs/MMBtu | FALSE | L | Annual | Constraint Shadow Price | US2019$/Ton | 0 | 0 | 0 | 0 | 0 | 0 | 0 | 0
BART SO2 Annual-Leland Olds 1 -v5.13 | 170 | 7220 | Rate Constraint in lbs/MMBtu | FALSE | L | Annual | Seasons Included | Seasons | Winter, WintShld, Summer | Winter, WintShld, Summer | Winter, WintShld, Summer | Winter, WintShld, Summer | Winter, WintShld, Summer | Winter, WintShld, Summer | Winter, WintShld, Summer | Winter, WintShld, Summer
BART SO2 Annual-Leland Olds 1 -v5.13 | 170 | 7220 | Rate Constraint in lbs/MMBtu | FALSE | L | Annual | Standard SO2 | lb/MMBtu | 0.15 | 0.15 | 0.15 | 0.15 | 0.15 | 0.15 | 0.15 | 0.15
BART SO2 Annual-Leland Olds 1 -v5.13 | 170 | 7220 | Rate Constraint in lbs/MMBtu | FALSE | L | Annual | Emissions at Affected Plants SO2 | Thousand Tons | 0 | 0 | 0 | 0 | 0 | 0 | 0 | 0
BART SO2 Annual-Leland Olds 1 -v5.13 | 170 | 7220 | Rate Constraint in lbs/MMBtu | FALSE | L | Annual | Allowances Purchased SO2 | Thousand Tons | 0 | 0 | 0 | 0 | 0 | 0 | 0 | 0
BART SO2 Annual-Leland Olds 1 -v5.13 | 170 | 7220 | Rate Constraint in lbs/MMBtu | FALSE | L | Annual | Allowances Sold SO2 | Thousand Tons | 0 | 0 | 0 | 0 | 0 | 0 | 0 | 0
BART SO2 Annual-Leland Olds 1 -v5.13 | 170 | 7220 | Rate Constraint in lbs/MMBtu | FALSE | L | Annual | Allowances Banked | Thousand Tons | 0 | 0 | 0 | 0 | 0 | 0 | 0 | 0
BART SO2 Annual-Leland Olds 1 -v5.13 | 170 | 7220 | Rate Constraint in lbs/MMBtu | FALSE | L | Annual | Allowances Withdrawn (1:1) | Thousand Tons | 0 | 0 | 0 | 0 | 0 | 0 | 0 | 0
BART SO2 Annual-Leland Olds 1 -v5.13 | 170 | 7220 | Rate Constraint in lbs/MMBtu | FALSE | L | Annual | Allowances Withdrawn (n:1) | Thousand Tons | 0 | 0 | 0 | 0 | 0 | 0 | 0 | 0
BART SO2 Annual-Leland Olds 1 -v5.13 | 170 | 7220 | Rate Constraint in lbs/MMBtu | FALSE | L | Annual | Net Emissions Allowance Position | Thousand Tons | 0 | 0 | 0 | 0 | 0 | 0 | 0 | 0
BART SO2 Annual-Leland Olds 1 -v5.13 | 170 | 7220 | Rate Constraint in lbs/MMBtu | FALSE | L | Annual | Fuel Consumed | TBtu | 0 | 0 | 0 | 0 | 0 | 0 | 0 | 0
BART SO2 Annual-Leland Olds 1 -v5.13 | 170 | 7220 | Rate Constraint in lbs/MMBtu | FALSE | L | Annual | Rate | lb/MMBtu | 0 | 0 | 0 | 0 | 0 | 0 | 0 | 0
BART SO2 Annual-Leland Olds 1 -v5.13 | 170 | 7220 | Rate Constraint in lbs/MMBtu | FALSE | L | Annual | Generation | TWh | 0 | 0 | 0 | 0 | 0 | 0 | 0 | 0
BART SO2 Annual-Leland Olds 1 -v5.13 | 170 | 7220 | Rate Constraint in lbs/MMBtu | FALSE | L | Annual | Qualifying Generation | TWh | 0 | 0 | 0 | 0 | 0 | 0 | 0 | 0
BART SO2 Annual-Leland Olds 1 -v5.13 | 170 | 7220 | Rate Constraint in lbs/MMBtu | FALSE | L | Annual | Rate | lb/MWh | 0 | 0 | 0 | 0 | 0 | 0 | 0 | 0
BART SO2 Annual-Leland Olds 1 -v5.13 | 170 | 7220 | Rate Constraint in lbs/MMBtu | FALSE | L | Annual | Constraint Shadow Price | US2019$/Ton | 0 | 0 | 0 | 0 | 0 | 0 | 0 | 0
BART SO2 Annual-Leland Olds 2 -v5.13 | 171 | 7221 | Rate Constraint in lbs/MMBtu | FALSE | L | Annual | Seasons Included | Seasons | Winter, WintShld, Summer | Winter, WintShld, Summer | Winter, WintShld, Summer | Winter, WintShld, Summer | Winter, WintShld, Summer | Winter, WintShld, Summer | Winter, WintShld, Summer | Winter, WintShld, Summer
BART SO2 Annual-Leland Olds 2 -v5.13 | 171 | 7221 | Rate Constraint in lbs/MMBtu | FALSE | L | Annual | Standard SO2 | lb/MMBtu | 0.15 | 0.15 | 0.15 | 0.15 | 0.15 | 0.15 | 0.15 | 0.15
BART SO2 Annual-Leland Olds 2 -v5.13 | 171 | 7221 | Rate Constraint in lbs/MMBtu | FALSE | L | Annual | Emissions at Affected Plants SO2 | Thousand Tons | 0.51717 | 0.34412 | 0.88434 | 0.89004 | 0.95637 | 0.95637 | 0.73905 | 0.45161
BART SO2 Annual-Leland Olds 2 -v5.13 | 171 | 7221 | Rate Constraint in lbs/MMBtu | FALSE | L | Annual | Allowances Purchased SO2 | Thousand Tons | 0 | 0 | 0 | 0 | 0 | 0 | 0 | 0
BART SO2 Annual-Leland Olds 2 -v5.13 | 171 | 7221 | Rate Constraint in lbs/MMBtu | FALSE | L | Annual | Allowances Sold SO2 | Thousand Tons | 0 | 0 | 0 | 0 | 0 | 0 | 0 | 0
BART SO2 Annual-Leland Olds 2 -v5.13 | 171 | 7221 | Rate Constraint in lbs/MMBtu | FALSE | L | Annual | Allowances Banked | Thousand Tons | 0 | 0 | 0 | 0 | 0 | 0 | 0 | 0
BART SO2 Annual-Leland Olds 2 -v5.13 | 171 | 7221 | Rate Constraint in lbs/MMBtu | FALSE | L | Annual | Allowances Withdrawn (1:1) | Thousand Tons | 0 | 0 | 0 | 0 | 0 | 0 | 0 | 0
BART SO2 Annual-Leland Olds 2 -v5.13 | 171 | 7221 | Rate Constraint in lbs/MMBtu | FALSE | L | Annual | Allowances Withdrawn (n:1) | Thousand Tons | 0 | 0 | 0 | 0 | 0 | 0 | 0 | 0
BART SO2 Annual-Leland Olds 2 -v5.13 | 171 | 7221 | Rate Constraint in lbs/MMBtu | FALSE | L | Annual | Net Emissions Allowance Position | Thousand Tons | 0.51717 | 0.34412 | 0.88434 | 0.89004 | 0.95637 | 0.95637 | 0.73905 | 0.45161
BART SO2 Annual-Leland Olds 2 -v5.13 | 171 | 7221 | Rate Constraint in lbs/MMBtu | FALSE | L | Annual | Fuel Consumed | TBtu | 17.2388 | 11.4708 | 29.4779 | 29.6679 | 31.8791 | 31.8791 | 24.6351 | 15.0536
BART SO2 Annual-Leland Olds 2 -v5.13 | 171 | 7221 | Rate Constraint in lbs/MMBtu | FALSE | L | Annual | Rate | lb/MMBtu | 0.06 | 0.06 | 0.06 | 0.06 | 0.06 | 0.06 | 0.06 | 0.06
BART SO2 Annual-Leland Olds 2 -v5.13 | 171 | 7221 | Rate Constraint in lbs/MMBtu | FALSE | L | Annual | Generation | TWh | 1.467 | 0.97615 | 2.5085 | 2.5247 | 2.7129 | 2.7129 | 2.0964 | 1.281
BART SO2 Annual-Leland Olds 2 -v5.13 | 171 | 7221 | Rate Constraint in lbs/MMBtu | FALSE | L | Annual | Qualifying Generation | TWh | 1.467 | 0.97615 | 2.5085 | 2.5247 | 2.7129 | 2.7129 | 2.0964 | 1.281
BART SO2 Annual-Leland Olds 2 -v5.13 | 171 | 7221 | Rate Constraint in lbs/MMBtu | FALSE | L | Annual | Rate | lb/MWh | 0.70506 | 0.70506 | 0.70506 | 0.70506 | 0.70506 | 0.70506 | 0.70506 | 0.70506
BART SO2 Annual-Leland Olds 2 -v5.13 | 171 | 7221 | Rate Constraint in lbs/MMBtu | FALSE | L | Annual | Constraint Shadow Price | US2019$/Ton | 0 | 0 | 0 | 0 | 0 | 0 | 0 | 0
BART SO2 Annual-Milton R Young B1 -v5.13 | 172 | 7222 | Rate Constraint in lbs/MMBtu | FALSE | L | Annual | Seasons Included | Seasons | Winter, WintShld, Summer | Winter, WintShld, Summer | Winter, WintShld, Summer | Winter, WintShld, Summer | Winter, WintShld, Summer | Winter, WintShld, Summer | Winter, WintShld, Summer | Winter, WintShld, Summer
BART SO2 Annual-Milton R Young B1 -v5.13 | 172 | 7222 | Rate Constraint in lbs/MMBtu | FALSE | L | Annual | Standard SO2 | lb/MMBtu | 0.15 | 0.15 | 0.15 | 0.15 | 0.15 | 0.15 | 0.15 | 0.15
BART SO2 Annual-Milton R Young B1 -v5.13 | 172 | 7222 | Rate Constraint in lbs/MMBtu | FALSE | L | Annual | Emissions at Affected Plants SO2 | Thousand Tons | 0.67261 | 0.63309 | 0.67442 | 0.67261 | 0.6867 | 0.37931 | 0 | 0
BART SO2 Annual-Milton R Young B1 -v5.13 | 172 | 7222 | Rate Constraint in lbs/MMBtu | FALSE | L | Annual | Allowances Purchased SO2 | Thousand Tons | 0 | 0 | 0 | 0 | 0 | 0 | 0 | 0
BART SO2 Annual-Milton R Young B1 -v5.13 | 172 | 7222 | Rate Constraint in lbs/MMBtu | FALSE | L | Annual | Allowances Sold SO2 | Thousand Tons | 0 | 0 | 0 | 0 | 0 | 0 | 0 | 0
BART SO2 Annual-Milton R Young B1 -v5.13 | 172 | 7222 | Rate Constraint in lbs/MMBtu | FALSE | L | Annual | Allowances Banked | Thousand Tons | 0 | 0 | 0 | 0 | 0 | 0 | 0 | 0
BART SO2 Annual-Milton R Young B1 -v5.13 | 172 | 7222 | Rate Constraint in lbs/MMBtu | FALSE | L | Annual | Allowances Withdrawn (1:1) | Thousand Tons | 0 | 0 | 0 | 0 | 0 | 0 | 0 | 0
BART SO2 Annual-Milton R Young B1 -v5.13 | 172 | 7222 | Rate Constraint in lbs/MMBtu | FALSE | L | Annual | Allowances Withdrawn (n:1) | Thousand Tons | 0 | 0 | 0 | 0 | 0 | 0 | 0 | 0
BART SO2 Annual-Milton R Young B1 -v5.13 | 172 | 7222 | Rate Constraint in lbs/MMBtu | FALSE | L | Annual | Net Emissions Allowance Position | Thousand Tons | 0.67261 | 0.63309 | 0.67442 | 0.67261 | 0.6867 | 0.37931 | 0 | 0
BART SO2 Annual-Milton R Young B1 -v5.13 | 172 | 7222 | Rate Constraint in lbs/MMBtu | FALSE | L | Annual | Fuel Consumed | TBtu | 19.4858 | 18.3408 | 19.5382 | 19.4858 | 19.8938 | 10.9888 | 0 | 0
BART SO2 Annual-Milton R Young B1 -v5.13 | 172 | 7222 | Rate Constraint in lbs/MMBtu | FALSE | L | Annual | Rate | lb/MMBtu | 0.069036 | 0.069036 | 0.069036 | 0.069036 | 0.069036 | 0.069036 | 0 | 0
BART SO2 Annual-Milton R Young B1 -v5.13 | 172 | 7222 | Rate Constraint in lbs/MMBtu | FALSE | L | Annual | Generation | TWh | 1.6753 | 1.5769 | 1.6798 | 1.6753 | 1.7104 | 0.94479 | 0 | 0
BART SO2 Annual-Milton R Young B1 -v5.13 | 172 | 7222 | Rate Constraint in lbs/MMBtu | FALSE | L | Annual | Qualifying Generation | TWh | 1.6753 | 1.5769 | 1.6798 | 1.6753 | 1.7104 | 0.94479 | 0 | 0
BART SO2 Annual-Milton R Young B1 -v5.13 | 172 | 7222 | Rate Constraint in lbs/MMBtu | FALSE | L | Annual | Rate | lb/MWh | 0.80296 | 0.80296 | 0.80296 | 0.80296 | 0.80296 | 0.80296 | 0 | 0
BART SO2 Annual-Milton R Young B1 -v5.13 | 172 | 7222 | Rate Constraint in lbs/MMBtu | FALSE | L | Annual | Constraint Shadow Price | US2019$/Ton | 0 | 0 | 0 | 0 | 0 | 0 | 0 | 0
BART SO2 Annual-Milton R Young B2 -v5.13 | 173 | 7223 | Rate Constraint in lbs/MMBtu | FALSE | L | Annual | Seasons Included | Seasons | Winter, WintShld, Summer | Winter, WintShld, Summer | Winter, WintShld, Summer | Winter, WintShld, Summer | Winter, WintShld, Summer | Winter, WintShld, Summer | Winter, WintShld, Summer | Winter, WintShld, Summer
BART SO2 Annual-Milton R Young B2 -v5.13 | 173 | 7223 | Rate Constraint in lbs/MMBtu | FALSE | L | Annual | Standard SO2 | lb/MMBtu | 0.15 | 0.15 | 0.15 | 0.15 | 0.15 | 0.15 | 0.15 | 0.15
BART SO2 Annual-Milton R Young B2 -v5.13 | 173 | 7223 | Rate Constraint in lbs/MMBtu | FALSE | L | Annual | Emissions at Affected Plants SO2 | Thousand Tons | 1.2922 | 1.149 | 1.367 | 1.3635 | 1.3476 | 1.367 | 1.266 | 0
BART SO2 Annual-Milton R Young B2 -v5.13 | 173 | 7223 | Rate Constraint in lbs/MMBtu | FALSE | L | Annual | Allowances Purchased SO2 | Thousand Tons | 0 | 0 | 0 | 0 | 0 | 0 | 0 | 0
BART SO2 Annual-Milton R Young B2 -v5.13 | 173 | 7223 | Rate Constraint in lbs/MMBtu | FALSE | L | Annual | Allowances Sold SO2 | Thousand Tons | 0 | 0 | 0 | 0 | 0 | 0 | 0 | 0
BART SO2 Annual-Milton R Young B2 -v5.13 | 173 | 7223 | Rate Constraint in lbs/MMBtu | FALSE | L | Annual | Allowances Banked | Thousand Tons | 0 | 0 | 0 | 0 | 0 | 0 | 0 | 0
BART SO2 Annual-Milton R Young B2 -v5.13 | 173 | 7223 | Rate Constraint in lbs/MMBtu | FALSE | L | Annual | Allowances Withdrawn (1:1) | Thousand Tons | 0 | 0 | 0 | 0 | 0 | 0 | 0 | 0
BART SO2 Annual-Milton R Young B2 -v5.13 | 173 | 7223 | Rate Constraint in lbs/MMBtu | FALSE | L | Annual | Allowances Withdrawn (n:1) | Thousand Tons | 0 | 0 | 0 | 0 | 0 | 0 | 0 | 0
BART SO2 Annual-Milton R Young B2 -v5.13 | 173 | 7223 | Rate Constraint in lbs/MMBtu | FALSE | L | Annual | Net Emissions Allowance Position | Thousand Tons | 1.2922 | 1.149 | 1.367 | 1.3635 | 1.3476 | 1.367 | 1.266 | 0
BART SO2 Annual-Milton R Young B2 -v5.13 | 173 | 7223 | Rate Constraint in lbs/MMBtu | FALSE | L | Annual | Fuel Consumed | TBtu | 35.0198 | 31.1403 | 37.0481 | 36.9537 | 36.5214 | 37.0481 | 34.3105 | 0
BART SO2 Annual-Milton R Young B2 -v5.13 | 173 | 7223 | Rate Constraint in lbs/MMBtu | FALSE | L | Annual | Rate | lb/MMBtu | 0.073797 | 0.073797 | 0.073797 | 0.073797 | 0.073797 | 0.073797 | 0.073797 | 0
BART SO2 Annual-Milton R Young B2 -v5.13 | 173 | 7223 | Rate Constraint in lbs/MMBtu | FALSE | L | Annual | Generation | TWh | 3.0743 | 2.7338 | 3.2524 | 3.2441 | 3.2062 | 3.2524 | 3.0121 | 0
BART SO2 Annual-Milton R Young B2 -v5.13 | 173 | 7223 | Rate Constraint in lbs/MMBtu | FALSE | L | Annual | Qualifying Generation | TWh | 3.0743 | 2.7338 | 3.2524 | 3.2441 | 3.2062 | 3.2524 | 3.0121 | 0
BART SO2 Annual-Milton R Young B2 -v5.13 | 173 | 7223 | Rate Constraint in lbs/MMBtu | FALSE | L | Annual | Rate | lb/MWh | 0.84062 | 0.84062 | 0.84062 | 0.84062 | 0.84062 | 0.84062 | 0.84062 | 0
BART SO2 Annual-Milton R Young B2 -v5.13 | 173 | 7223 | Rate Constraint in lbs/MMBtu | FALSE | L | Annual | Constraint Shadow Price | US2019$/Ton | 0 | 0 | 0 | 0 | 0 | 0 | 0 | 0
BART SO2 Annual-Muskogee 4 -v5.13 | 174 | 7224 | Rate Constraint in lbs/MMBtu | FALSE | L | Annual | Seasons Included | Seasons | Winter, WintShld, Summer | Winter, WintShld, Summer | Winter, WintShld, Summer | Winter, WintShld, Summer | Winter, WintShld, Summer | Winter, WintShld, Summer | Winter, WintShld, Summer | Winter, WintShld, Summer
BART SO2 Annual-Muskogee 4 -v5.13 | 174 | 7224 | Rate Constraint in lbs/MMBtu | FALSE | L | Annual | Standard SO2 | lb/MMBtu | 0.06 | 0.06 | 0.06 | 0.06 | 0.06 | 0.06 | 0.06 | 0.06
BART SO2 Annual-Muskogee 4 -v5.13 | 174 | 7224 | Rate Constraint in lbs/MMBtu | FALSE | L | Annual | Emissions at Affected Plants SO2 | Thousand Tons | 0 | 0 | 0 | 0 | 0 | 0 | 0 | 0
BART SO2 Annual-Muskogee 4 -v5.13 | 174 | 7224 | Rate Constraint in lbs/MMBtu | FALSE | L | Annual | Allowances Purchased SO2 | Thousand Tons | 0 | 0 | 0 | 0 | 0 | 0 | 0 | 0
BART SO2 Annual-Muskogee 4 -v5.13 | 174 | 7224 | Rate Constraint in lbs/MMBtu | FALSE | L | Annual | Allowances Sold SO2 | Thousand Tons | 0 | 0 | 0 | 0 | 0 | 0 | 0 | 0
BART SO2 Annual-Muskogee 4 -v5.13 | 174 | 7224 | Rate Constraint in lbs/MMBtu | FALSE | L | Annual | Allowances Banked | Thousand Tons | 0 | 0 | 0 | 0 | 0 | 0 | 0 | 0
BART SO2 Annual-Muskogee 4 -v5.13 | 174 | 7224 | Rate Constraint in lbs/MMBtu | FALSE | L | Annual | Allowances Withdrawn (1:1) | Thousand Tons | 0 | 0 | 0 | 0 | 0 | 0 | 0 | 0
BART SO2 Annual-Muskogee 4 -v5.13 | 174 | 7224 | Rate Constraint in lbs/MMBtu | FALSE | L | Annual | Allowances Withdrawn (n:1) | Thousand Tons | 0 | 0 | 0 | 0 | 0 | 0 | 0 | 0
BART SO2 Annual-Muskogee 4 -v5.13 | 174 | 7224 | Rate Constraint in lbs/MMBtu | FALSE | L | Annual | Net Emissions Allowance Position | Thousand Tons | 0 | 0 | 0 | 0 | 0 | 0 | 0 | 0
BART SO2 Annual-Muskogee 4 -v5.13 | 174 | 7224 | Rate Constraint in lbs/MMBtu | FALSE | L | Annual | Fuel Consumed | TBtu | 0 | 0 | 0 | 0 | 0 | 0 | 0 | 0
BART SO2 Annual-Muskogee 4 -v5.13 | 174 | 7224 | Rate Constraint in lbs/MMBtu | FALSE | L | Annual | Rate | lb/MMBtu | 0 | 0 | 0 | 0 | 0 | 0 | 0 | 0
BART SO2 Annual-Muskogee 4 -v5.13 | 174 | 7224 | Rate Constraint in lbs/MMBtu | FALSE | L | Annual | Generation | TWh | 0 | 0 | 0 | 0 | 0 | 0 | 0 | 0
BART SO2 Annual-Muskogee 4 -v5.13 | 174 | 7224 | Rate Constraint in lbs/MMBtu | FALSE | L | Annual | Qualifying Generation | TWh | 0 | 0 | 0 | 0 | 0 | 0 | 0 | 0
BART SO2 Annual-Muskogee 4 -v5.13 | 174 | 7224 | Rate Constraint in lbs/MMBtu | FALSE | L | Annual | Rate | lb/MWh | 0 | 0 | 0 | 0 | 0 | 0 | 0 | 0
BART SO2 Annual-Muskogee 4 -v5.13 | 174 | 7224 | Rate Constraint in lbs/MMBtu | FALSE | L | Annual | Constraint Shadow Price | US2019$/Ton | 0 | 693.6311 | 1433.0162 | 5102.0291 | 5250.3586 | 7105.0773 | 1278.7886 | 3834.9148
BART SO2 Annual-Muskogee 5 -v5.13 | 175 | 7225 | Rate Constraint in lbs/MMBtu | FALSE | L | Annual | Seasons Included | Seasons | Winter, WintShld, Summer | Winter, WintShld, Summer | Winter, WintShld, Summer | Winter, WintShld, Summer | Winter, WintShld, Summer | Winter, WintShld, Summer | Winter, WintShld, Summer | Winter, WintShld, Summer
BART SO2 Annual-Muskogee 5 -v5.13 | 175 | 7225 | Rate Constraint in lbs/MMBtu | FALSE | L | Annual | Standard SO2 | lb/MMBtu | 0.06 | 0.06 | 0.06 | 0.06 | 0.06 | 0.06 | 0.06 | 0.06
BART SO2 Annual-Muskogee 5 -v5.13 | 175 | 7225 | Rate Constraint in lbs/MMBtu | FALSE | L | Annual | Emissions at Affected Plants SO2 | Thousand Tons | 0 | 0 | 0 | 0 | 0 | 0 | 0 | 0
BART SO2 Annual-Muskogee 5 -v5.13 | 175 | 7225 | Rate Constraint in lbs/MMBtu | FALSE | L | Annual | Allowances Purchased SO2 | Thousand Tons | 0 | 0 | 0 | 0 | 0 | 0 | 0 | 0
BART SO2 Annual-Muskogee 5 -v5.13 | 175 | 7225 | Rate Constraint in lbs/MMBtu | FALSE | L | Annual | Allowances Sold SO2 | Thousand Tons | 0 | 0 | 0 | 0 | 0 | 0 | 0 | 0
BART SO2 Annual-Muskogee 5 -v5.13 | 175 | 7225 | Rate Constraint in lbs/MMBtu | FALSE | L | Annual | Allowances Banked | Thousand Tons | 0 | 0 | 0 | 0 | 0 | 0 | 0 | 0
BART SO2 Annual-Muskogee 5 -v5.13 | 175 | 7225 | Rate Constraint in lbs/MMBtu | FALSE | L | Annual | Allowances Withdrawn (1:1) | Thousand Tons | 0 | 0 | 0 | 0 | 0 | 0 | 0 | 0
BART SO2 Annual-Muskogee 5 -v5.13 | 175 | 7225 | Rate Constraint in lbs/MMBtu | FALSE | L | Annual | Allowances Withdrawn (n:1) | Thousand Tons | 0 | 0 | 0 | 0 | 0 | 0 | 0 | 0
BART SO2 Annual-Muskogee 5 -v5.13 | 175 | 7225 | Rate Constraint in lbs/MMBtu | FALSE | L | Annual | Net Emissions Allowance Position | Thousand Tons | 0 | 0 | 0 | 0 | 0 | 0 | 0 | 0
BART SO2 Annual-Muskogee 5 -v5.13 | 175 | 7225 | Rate Constraint in lbs/MMBtu | FALSE | L | Annual | Fuel Consumed | TBtu | 0 | 0 | 0 | 0 | 0 | 0 | 0 | 0
BART SO2 Annual-Muskogee 5 -v5.13 | 175 | 7225 | Rate Constraint in lbs/MMBtu | FALSE | L | Annual | Rate | lb/MMBtu | 0 | 0 | 0 | 0 | 0 | 0 | 0 | 0
BART SO2 Annual-Muskogee 5 -v5.13 | 175 | 7225 | Rate Constraint in lbs/MMBtu | FALSE | L | Annual | Generation | TWh | 0 | 0 | 0 | 0 | 0 | 0 | 0 | 0
BART SO2 Annual-Muskogee 5 -v5.13 | 175 | 7225 | Rate Constraint in lbs/MMBtu | FALSE | L | Annual | Qualifying Generation | TWh | 0 | 0 | 0 | 0 | 0 | 0 | 0 | 0
BART SO2 Annual-Muskogee 5 -v5.13 | 175 | 7225 | Rate Constraint in lbs/MMBtu | FALSE | L | Annual | Rate | lb/MWh | 0 | 0 | 0 | 0 | 0 | 0 | 0 | 0
BART SO2 Annual-Muskogee 5 -v5.13 | 175 | 7225 | Rate Constraint in lbs/MMBtu | FALSE | L | Annual | Constraint Shadow Price | US2019$/Ton | 13040.288 | 3685.3357 | 1222.408 | 5096.443 | 5214.0316 | 7387.7876 | 5380.4863 | 3845.8542
BART SO2 Annual-Nelson -v6.20 | 176 | 7238 | Rate Constraint in lbs/MMBtu | FALSE | L | Annual | Seasons Included | Seasons | Winter, WintShld, Summer | Winter, WintShld, Summer | Winter, WintShld, Summer | Winter, WintShld, Summer | Winter, WintShld, Summer | Winter, WintShld, Summer | Winter, WintShld, Summer | Winter, WintShld, Summer
BART SO2 Annual-Nelson -v6.20 | 176 | 7238 | Rate Constraint in lbs/MMBtu | FALSE | L | Annual | Standard SO2 | lb/MMBtu | 0.6 | 0.6 | 0.6 | 0.6 | 0.6 | 0.6 | 0.6 | 0.6
BART SO2 Annual-Nelson -v6.20 | 176 | 7238 | Rate Constraint in lbs/MMBtu | FALSE | L | Annual | Emissions at Affected Plants SO2 | Thousand Tons | 0 | 0 | 0 | 0 | 0 | 0 | 0 | 0
BART SO2 Annual-Nelson -v6.20 | 176 | 7238 | Rate Constraint in lbs/MMBtu | FALSE | L | Annual | Allowances Purchased SO2 | Thousand Tons | 0 | 0 | 0 | 0 | 0 | 0 | 0 | 0
BART SO2 Annual-Nelson -v6.20 | 176 | 7238 | Rate Constraint in lbs/MMBtu | FALSE | L | Annual | Allowances Sold SO2 | Thousand Tons | 0 | 0 | 0 | 0 | 0 | 0 | 0 | 0
BART SO2 Annual-Nelson -v6.20 | 176 | 7238 | Rate Constraint in lbs/MMBtu | FALSE | L | Annual | Allowances Banked | Thousand Tons | 0 | 0 | 0 | 0 | 0 | 0 | 0 | 0
BART SO2 Annual-Nelson -v6.20 | 176 | 7238 | Rate Constraint in lbs/MMBtu | FALSE | L | Annual | Allowances Withdrawn (1:1) | Thousand Tons | 0 | 0 | 0 | 0 | 0 | 0 | 0 | 0
BART SO2 Annual-Nelson -v6.20 | 176 | 7238 | Rate Constraint in lbs/MMBtu | FALSE | L | Annual | Allowances Withdrawn (n:1) | Thousand Tons | 0 | 0 | 0 | 0 | 0 | 0 | 0 | 0
BART SO2 Annual-Nelson -v6.20 | 176 | 7238 | Rate Constraint in lbs/MMBtu | FALSE | L | Annual | Net Emissions Allowance Position | Thousand Tons | 0 | 0 | 0 | 0 | 0 | 0 | 0 | 0
BART SO2 Annual-Nelson -v6.20 | 176 | 7238 | Rate Constraint in lbs/MMBtu | FALSE | L | Annual | Fuel Consumed | TBtu | 0 | 0 | 0 | 0 | 0 | 0 | 0 | 0
BART SO2 Annual-Nelson -v6.20 | 176 | 7238 | Rate Constraint in lbs/MMBtu | FALSE | L | Annual | Rate | lb/MMBtu | 0 | 0 | 0 | 0 | 0 | 0 | 0 | 0
BART SO2 Annual-Nelson -v6.20 | 176 | 7238 | Rate Constraint in lbs/MMBtu | FALSE | L | Annual | Generation | TWh | 0 | 0 | 0 | 0 | 0 | 0 | 0 | 0
BART SO2 Annual-Nelson -v6.20 | 176 | 7238 | Rate Constraint in lbs/MMBtu | FALSE | L | Annual | Qualifying Generation | TWh | 0 | 0 | 0 | 0 | 0 | 0 | 0 | 0
BART SO2 Annual-Nelson -v6.20 | 176 | 7238 | Rate Constraint in lbs/MMBtu | FALSE | L | Annual | Rate | lb/MWh | 0 | 0 | 0 | 0 | 0 | 0 | 0 | 0
BART SO2 Annual-Nelson -v6.20 | 176 | 7238 | Rate Constraint in lbs/MMBtu | FALSE | L | Annual | Constraint Shadow Price | US2019$/Ton | 0 | 0 | 0 | 0 | 0 | 0 | 0 | 0
BART SO2 Annual-Northeastern 3313 -v5.13 | 177 | 7230 | Rate Constraint in lbs/MMBtu | FALSE | L | Annual | Seasons Included | Seasons | Winter, WintShld, Summer | Winter, WintShld, Summer | Winter, WintShld, Summer | Winter, WintShld, Summer | Winter, WintShld, Summer | Winter, WintShld, Summer | Winter, WintShld, Summer | Winter, WintShld, Summer
BART SO2 Annual-Northeastern 3313 -v5.13 | 177 | 7230 | Rate Constraint in lbs/MMBtu | FALSE | L | Annual | Standard SO2 | lb/MMBtu | 0.4 | 0.4 | 0.13333 | 0 | 0 | 0 | 0 | 0
BART SO2 Annual-Northeastern 3313 -v5.13 | 177 | 7230 | Rate Constraint in lbs/MMBtu | FALSE | L | Annual | Emissions at Affected Plants SO2 | Thousand Tons | 0 | 0 | 0 | 0 | 0 | 0 | 0 | 0
BART SO2 Annual-Northeastern 3313 -v5.13 | 177 | 7230 | Rate Constraint in lbs/MMBtu | FALSE | L | Annual | Allowances Purchased SO2 | Thousand Tons | 0 | 0 | 0 | 0 | 0 | 0 | 0 | 0
BART SO2 Annual-Northeastern 3313 -v5.13 | 177 | 7230 | Rate Constraint in lbs/MMBtu | FALSE | L | Annual | Allowances Sold SO2 | Thousand Tons | 0 | 0 | 0 | 0 | 0 | 0 | 0 | 0
BART SO2 Annual-Northeastern 3313 -v5.13 | 177 | 7230 | Rate Constraint in lbs/MMBtu | FALSE | L | Annual | Allowances Banked | Thousand Tons | 0 | 0 | 0 | 0 | 0 | 0 | 0 | 0
BART SO2 Annual-Northeastern 3313 -v5.13 | 177 | 7230 | Rate Constraint in lbs/MMBtu | FALSE | L | Annual | Allowances Withdrawn (1:1) | Thousand Tons | 0 | 0 | 0 | 0 | 0 | 0 | 0 | 0
BART SO2 Annual-Northeastern 3313 -v5.13 | 177 | 7230 | Rate Constraint in lbs/MMBtu | FALSE | L | Annual | Allowances Withdrawn (n:1) | Thousand Tons | 0 | 0 | 0 | 0 | 0 | 0 | 0 | 0
BART SO2 Annual-Northeastern 3313 -v5.13 | 177 | 7230 | Rate Constraint in lbs/MMBtu | FALSE | L | Annual | Net Emissions Allowance Position | Thousand Tons | 0 | 0 | 0 | 0 | 0 | 0 | 0 | 0
BART SO2 Annual-Northeastern 3313 -v5.13 | 177 | 7230 | Rate Constraint in lbs/MMBtu | FALSE | L | Annual | Fuel Consumed | TBtu | 0 | 0 | 0 | 0 | 0 | 0 | 0 | 0
BART SO2 Annual-Northeastern 3313 -v5.13 | 177 | 7230 | Rate Constraint in lbs/MMBtu | FALSE | L | Annual | Rate | lb/MMBtu | 0 | 0 | 0 | 0 | 0 | 0 | 0 | 0
BART SO2 Annual-Northeastern 3313 -v5.13 | 177 | 7230 | Rate Constraint in lbs/MMBtu | FALSE | L | Annual | Generation | TWh | 0 | 0 | 0 | 0 | 0 | 0 | 0 | 0
BART SO2 Annual-Northeastern 3313 -v5.13 | 177 | 7230 | Rate Constraint in lbs/MMBtu | FALSE | L | Annual | Qualifying Generation | TWh | 0 | 0 | 0 | 0 | 0 | 0 | 0 | 0
BART SO2 Annual-Northeastern 3313 -v5.13 | 177 | 7230 | Rate Constraint in lbs/MMBtu | FALSE | L | Annual | Rate | lb/MWh | 0 | 0 | 0 | 0 | 0 | 0 | 0 | 0
BART SO2 Annual-Northeastern 3313 -v5.13 | 177 | 7230 | Rate Constraint in lbs/MMBtu | FALSE | L | Annual | Constraint Shadow Price | US2019$/Ton | 3.925 | 42.1776 | 9829.6229 | 35198.2244 | 34888.2096 | 37140.2937 | 21749.1307 | 17215.5299
BART SO2 Annual-Pawnee 1 -v5.13 | 178 | 7226 | Rate Constraint in lbs/MMBtu | FALSE | L | Annual | Seasons Included | Seasons | Winter, WintShld, Summer | Winter, WintShld, Summer | Winter, WintShld, Summer | Winter, WintShld, Summer | Winter, WintShld, Summer | Winter, WintShld, Summer | Winter, WintShld, Summer | Winter, WintShld, Summer
BART SO2 Annual-Pawnee 1 -v5.13 | 178 | 7226 | Rate Constraint in lbs/MMBtu | FALSE | L | Annual | Standard SO2 | lb/MMBtu | 0.12 | 0.12 | 0.12 | 0.12 | 0.12 | 0.12 | 0.12 | 0.12
BART SO2 Annual-Pawnee 1 -v5.13 | 178 | 7226 | Rate Constraint in lbs/MMBtu | FALSE | L | Annual | Emissions at Affected Plants SO2 | Thousand Tons | 1.5079 | 1.3608 | 1.5079 | 1.5079 | 1.5079 | 1.7651 | 1.7651 | 1.6476
BART SO2 Annual-Pawnee 1 -v5.13 | 178 | 7226 | Rate Constraint in lbs/MMBtu | FALSE | L | Annual | Allowances Purchased SO2 | Thousand Tons | 0 | 0 | 0 | 0 | 0 | 0 | 0 | 0
BART SO2 Annual-Pawnee 1 -v5.13 | 178 | 7226 | Rate Constraint in lbs/MMBtu | FALSE | L | Annual | Allowances Sold SO2 | Thousand Tons | 0 | 0 | 0 | 0 | 0 | 0 | 0 | 0
BART SO2 Annual-Pawnee 1 -v5.13 | 178 | 7226 | Rate Constraint in lbs/MMBtu | FALSE | L | Annual | Allowances Banked | Thousand Tons | 0 | 0 | 0 | 0 | 0 | 0 | 0 | 0
BART SO2 Annual-Pawnee 1 -v5.13 | 178 | 7226 | Rate Constraint in lbs/MMBtu | FALSE | L | Annual | Allowances Withdrawn (1:1) | Thousand Tons | 0 | 0 | 0 | 0 | 0 | 0 | 0 | 0
BART SO2 Annual-Pawnee 1 -v5.13 | 178 | 7226 | Rate Constraint in lbs/MMBtu | FALSE | L | Annual | Allowances Withdrawn (n:1) | Thousand Tons | 0 | 0 | 0 | 0 | 0 | 0 | 0 | 0
BART SO2 Annual-Pawnee 1 -v5.13 | 178 | 7226 | Rate Constraint in lbs/MMBtu | FALSE | L | Annual | Net Emissions Allowance Position | Thousand Tons | 1.5079 | 1.3608 | 1.5079 | 1.5079 | 1.5079 | 1.7651 | 1.7651 | 1.6476
BART SO2 Annual-Pawnee 1 -v5.13 | 178 | 7226 | Rate Constraint in lbs/MMBtu | FALSE | L | Annual | Fuel Consumed | TBtu | 37.6975 | 34.0203 | 37.6975 | 37.6975 | 37.6975 | 37.6975 | 37.6975 | 35.1871
BART SO2 Annual-Pawnee 1 -v5.13 | 178 | 7226 | Rate Constraint in lbs/MMBtu | FALSE | L | Annual | Rate | lb/MMBtu | 0.08 | 0.08 | 0.08 | 0.08 | 0.08 | 0.093647 | 0.093647 | 0.093647
BART SO2 Annual-Pawnee 1 -v5.13 | 178 | 7226 | Rate Constraint in lbs/MMBtu | FALSE | L | Annual | Generation | TWh | 3.5006 | 3.1591 | 3.5006 | 3.5006 | 3.5006 | 3.5006 | 3.5006 | 3.2674
BART SO2 Annual-Pawnee 1 -v5.13 | 178 | 7226 | Rate Constraint in lbs/MMBtu | FALSE | L | Annual | Qualifying Generation | TWh | 3.5006 | 3.1591 | 3.5006 | 3.5006 | 3.5006 | 3.5006 | 3.5006 | 3.2674
BART SO2 Annual-Pawnee 1 -v5.13 | 178 | 7226 | Rate Constraint in lbs/MMBtu | FALSE | L | Annual | Rate | lb/MWh | 0.86152 | 0.86152 | 0.86152 | 0.86152 | 0.86152 | 1.0085 | 1.0085 | 1.0085
BART SO2 Annual-Pawnee 1 -v5.13 | 178 | 7226 | Rate Constraint in lbs/MMBtu | FALSE | L | Annual | Constraint Shadow Price | US2019$/Ton | 0 | 0 | 0 | 0 | 0 | 0 | 0 | 0
BART SO2 Annual-Ray D Nixon 1 -v5.13 | 179 | 7227 | Rate Constraint in lbs/MMBtu | FALSE | L | Annual | Seasons Included | Seasons | Winter, WintShld, Summer | Winter, WintShld, Summer | Winter, WintShld, Summer | Winter, WintShld, Summer | Winter, WintShld, Summer | Winter, WintShld, Summer | Winter, WintShld, Summer | Winter, WintShld, Summer
BART SO2 Annual-Ray D Nixon 1 -v5.13 | 179 | 7227 | Rate Constraint in lbs/MMBtu | FALSE | L | Annual | Standard SO2 | lb/MMBtu | 0.11 | 0.11 | 0.11 | 0.11 | 0.11 | 0.11 | 0.11 | 0.11
BART SO2 Annual-Ray D Nixon 1 -v5.13 | 179 | 7227 | Rate Constraint in lbs/MMBtu | FALSE | L | Annual | Emissions at Affected Plants SO2 | Thousand Tons | 0.52591 | 0.52591 | 0.52591 | 0.52591 | 0.52591 | 0.68963 | 0.68963 | 0.68963
BART SO2 Annual-Ray D Nixon 1 -v5.13 | 179 | 7227 | Rate Constraint in lbs/MMBtu | FALSE | L | Annual | Allowances Purchased SO2 | Thousand Tons | 0 | 0 | 0 | 0 | 0 | 0 | 0 | 0
BART SO2 Annual-Ray D Nixon 1 -v5.13 | 179 | 7227 | Rate Constraint in lbs/MMBtu | FALSE | L | Annual | Allowances Sold SO2 | Thousand Tons | 0 | 0 | 0 | 0 | 0 | 0 | 0 | 0
BART SO2 Annual-Ray D Nixon 1 -v5.13 | 179 | 7227 | Rate Constraint in lbs/MMBtu | FALSE | L | Annual | Allowances Banked | Thousand Tons | 0 | 0 | 0 | 0 | 0 | 0 | 0 | 0
BART SO2 Annual-Ray D Nixon 1 -v5.13 | 179 | 7227 | Rate Constraint in lbs/MMBtu | FALSE | L | Annual | Allowances Withdrawn (1:1) | Thousand Tons | 0 | 0 | 0 | 0 | 0 | 0 | 0 | 0
BART SO2 Annual-Ray D Nixon 1 -v5.13 | 179 | 7227 | Rate Constraint in lbs/MMBtu | FALSE | L | Annual | Allowances Withdrawn (n:1) | Thousand Tons | 0 | 0 | 0 | 0 | 0 | 0 | 0 | 0
BART SO2 Annual-Ray D Nixon 1 -v5.13 | 179 | 7227 | Rate Constraint in lbs/MMBtu | FALSE | L | Annual | Net Emissions Allowance Position | Thousand Tons | 0.52591 | 0.52591 | 0.52591 | 0.52591 | 0.52591 | 0.68963 | 0.68963 | 0.68963
BART SO2 Annual-Ray D Nixon 1 -v5.13 | 179 | 7227 | Rate Constraint in lbs/MMBtu | FALSE | L | Annual | Fuel Consumed | TBtu | 14.7283 | 14.7283 | 14.7283 | 14.7283 | 14.7283 | 14.7283 | 14.7283 | 14.7283
BART SO2 Annual-Ray D Nixon 1 -v5.13 | 179 | 7227 | Rate Constraint in lbs/MMBtu | FALSE | L | Annual | Rate | lb/MMBtu | 0.071415 | 0.071415 | 0.071415 | 0.071415 | 0.071415 | 0.093647 | 0.093647 | 0.093647
BART SO2 Annual-Ray D Nixon 1 -v5.13 | 179 | 7227 | Rate Constraint in lbs/MMBtu | FALSE | L | Annual | Generation | TWh | 1.4085 | 1.4085 | 1.4085 | 1.4085 | 1.4085 | 1.4085 | 1.4085 | 1.4085
BART SO2 Annual-Ray D Nixon 1 -v5.13 | 179 | 7227 | Rate Constraint in lbs/MMBtu | FALSE | L | Annual | Qualifying Generation | TWh | 1.4085 | 1.4085 | 1.4085 | 1.4085 | 1.4085 | 1.4085 | 1.4085 | 1.4085
BART SO2 Annual-Ray D Nixon 1 -v5.13 | 179 | 7227 | Rate Constraint in lbs/MMBtu | FALSE | L | Annual | Rate | lb/MWh | 0.74678 | 0.74678 | 0.74678 | 0.74678 | 0.74678 | 0.97926 | 0.97926 | 0.97926
BART SO2 Annual-Ray D Nixon 1 -v5.13 | 179 | 7227 | Rate Constraint in lbs/MMBtu | FALSE | L | Annual | Constraint Shadow Price | US2019$/Ton | 0 | 0 | 0 | 0 | 0 | 0 | 0 | 0
BART SO2 Annual-Sooner 1 -v5.13 | 180 | 7228 | Rate Constraint in lbs/MMBtu | FALSE | L | Annual | Seasons Included | Seasons | Winter, WintShld, Summer | Winter, WintShld, Summer | Winter, WintShld, Summer | Winter, WintShld, Summer | Winter, WintShld, Summer | Winter, WintShld, Summer | Winter, WintShld, Summer | Winter, WintShld, Summer
BART SO2 Annual-Sooner 1 -v5.13 | 180 | 7228 | Rate Constraint in lbs/MMBtu | FALSE | L | Annual | Standard SO2 | lb/MMBtu | 0.06 | 0.06 | 0.06 | 0.06 | 0.06 | 0.06 | 0.06 | 0.06
BART SO2 Annual-Sooner 1 -v5.13 | 180 | 7228 | Rate Constraint in lbs/MMBtu | FALSE | L | Annual | Emissions at Affected Plants SO2 | Thousand Tons | 0 | 0 | 0 | 0 | 0 | 0 | 0 | 0
BART SO2 Annual-Sooner 1 -v5.13 | 180 | 7228 | Rate Constraint in lbs/MMBtu | FALSE | L | Annual | Allowances Purchased SO2 | Thousand Tons | 0 | 0 | 0 | 0 | 0 | 0 | 0 | 0
BART SO2 Annual-Sooner 1 -v5.13 | 180 | 7228 | Rate Constraint in lbs/MMBtu | FALSE | L | Annual | Allowances Sold SO2 | Thousand Tons | 0 | 0 | 0 | 0 | 0 | 0 | 0 | 0
BART SO2 Annual-Sooner 1 -v5.13 | 180 | 7228 | Rate Constraint in lbs/MMBtu | FALSE | L | Annual | Allowances Banked | Thousand Tons | 0 | 0 | 0 | 0 | 0 | 0 | 0 | 0
BART SO2 Annual-Sooner 1 -v5.13 | 180 | 7228 | Rate Constraint in lbs/MMBtu | FALSE | L | Annual | Allowances Withdrawn (1:1) | Thousand Tons | 0 | 0 | 0 | 0 | 0 | 0 | 0 | 0
BART SO2 Annual-Sooner 1 -v5.13 | 180 | 7228 | Rate Constraint in lbs/MMBtu | FALSE | L | Annual | Allowances Withdrawn (n:1) | Thousand Tons | 0 | 0 | 0 | 0 | 0 | 0 | 0 | 0
BART SO2 Annual-Sooner 1 -v5.13 | 180 | 7228 | Rate Constraint in lbs/MMBtu | FALSE | L | Annual | Net Emissions Allowance Position | Thousand Tons | 0 | 0 | 0 | 0 | 0 | 0 | 0 | 0
BART SO2 Annual-Sooner 1 -v5.13 | 180 | 7228 | Rate Constraint in lbs/MMBtu | FALSE | L | Annual | Fuel Consumed | TBtu | 0 | 0 | 0 | 0 | 0 | 0 | 0 | 0
BART SO2 Annual-Sooner 1 -v5.13 | 180 | 7228 | Rate Constraint in lbs/MMBtu | FALSE | L | Annual | Rate | lb/MMBtu | 0 | 0 | 0 | 0 | 0 | 0 | 0 | 0
BART SO2 Annual-Sooner 1 -v5.13 | 180 | 7228 | Rate Constraint in lbs/MMBtu | FALSE | L | Annual | Generation | TWh | 0 | 0 | 0 | 0 | 0 | 0 | 0 | 0
BART SO2 Annual-Sooner 1 -v5.13 | 180 | 7228 | Rate Constraint in lbs/MMBtu | FALSE | L | Annual | Qualifying Generation | TWh | 0 | 0 | 0 | 0 | 0 | 0 | 0 | 0
BART SO2 Annual-Sooner 1 -v5.13 | 180 | 7228 | Rate Constraint in lbs/MMBtu | FALSE | L | Annual | Rate | lb/MWh | 0 | 0 | 0 | 0 | 0 | 0 | 0 | 0
BART SO2 Annual-Sooner 1 -v5.13 | 180 | 7228 | Rate Constraint in lbs/MMBtu | FALSE | L | Annual | Constraint Shadow Price | US2019$/Ton | 0 | 0 | 0 | 0 | 0 | 0 | 0 | 0
BART SO2 Annual-Sooner 2 -v5.13 | 181 | 7229 | Rate Constraint in lbs/MMBtu | FALSE | L | Annual | Seasons Included | Seasons | Winter, WintShld, Summer | Winter, WintShld, Summer | Winter, WintShld, Summer | Winter, WintShld, Summer | Winter, WintShld, Summer | Winter, WintShld, Summer | Winter, WintShld, Summer | Winter, WintShld, Summer
BART SO2 Annual-Sooner 2 -v5.13 | 181 | 7229 | Rate Constraint in lbs/MMBtu | FALSE | L | Annual | Standard SO2 | lb/MMBtu | 0.06 | 0.06 | 0.06 | 0.06 | 0.06 | 0.06 | 0.06 | 0.06
BART SO2 Annual-Sooner 2 -v5.13 | 181 | 7229 | Rate Constraint in lbs/MMBtu | FALSE | L | Annual | Emissions at Affected Plants SO2 | Thousand Tons | 0 | 0 | 0 | 0 | 0 | 0 | 0 | 0
BART SO2 Annual-Sooner 2 -v5.13 | 181 | 7229 | Rate Constraint in lbs/MMBtu | FALSE | L | Annual | Allowances Purchased SO2 | Thousand Tons | 0 | 0 | 0 | 0 | 0 | 0 | 0 | 0
BART SO2 Annual-Sooner 2 -v5.13 | 181 | 7229 | Rate Constraint in lbs/MMBtu | FALSE | L | Annual | Allowances Sold SO2 | Thousand Tons | 0 | 0 | 0 | 0 | 0 | 0 | 0 | 0
BART SO2 Annual-Sooner 2 -v5.13 | 181 | 7229 | Rate Constraint in lbs/MMBtu | FALSE | L | Annual | Allowances Banked | Thousand Tons | 0 | 0 | 0 | 0 | 0 | 0 | 0 | 0
BART SO2 Annual-Sooner 2 -v5.13 | 181 | 7229 | Rate Constraint in lbs/MMBtu | FALSE | L | Annual | Allowances Withdrawn (1:1) | Thousand Tons | 0 | 0 | 0 | 0 | 0 | 0 | 0 | 0
BART SO2 Annual-Sooner 2 -v5.13 | 181 | 7229 | Rate Constraint in lbs/MMBtu | FALSE | L | Annual | Allowances Withdrawn (n:1) | Thousand Tons | 0 | 0 | 0 | 0 | 0 | 0 | 0 | 0
BART SO2 Annual-Sooner 2 -v5.13 | 181 | 7229 | Rate Constraint in lbs/MMBtu | FALSE | L | Annual | Net Emissions Allowance Position | Thousand Tons | 0 | 0 | 0 | 0 | 0 | 0 | 0 | 0
BART SO2 Annual-Sooner 2 -v5.13 | 181 | 7229 | Rate Constraint in lbs/MMBtu | FALSE | L | Annual | Fuel Consumed | TBtu | 0 | 0 | 0 | 0 | 0 | 0 | 0 | 0
BART SO2 Annual-Sooner 2 -v5.13 | 181 | 7229 | Rate Constraint in lbs/MMBtu | FALSE | L | Annual | Rate | lb/MMBtu | 0 | 0 | 0 | 0 | 0 | 0 | 0 | 0
BART SO2 Annual-Sooner 2 -v5.13 | 181 | 7229 | Rate Constraint in lbs/MMBtu | FALSE | L | Annual | Generation | TWh | 0 | 0 | 0 | 0 | 0 | 0 | 0 | 0
BART SO2 Annual-Sooner 2 -v5.13 | 181 | 7229 | Rate Constraint in lbs/MMBtu | FALSE | L | Annual | Qualifying Generation | TWh | 0 | 0 | 0 | 0 | 0 | 0 | 0 | 0
BART SO2 Annual-Sooner 2 -v5.13 | 181 | 7229 | Rate Constraint in lbs/MMBtu | FALSE | L | Annual | Rate | lb/MWh | 0 | 0 | 0 | 0 | 0 | 0 | 0 | 0
BART SO2 Annual-Sooner 2 -v5.13 | 181 | 7229 | Rate Constraint in lbs/MMBtu | FALSE | L | Annual | Constraint Shadow Price | US2019$/Ton | 0 | 0 | 0 | 0 | 0 | 0 | 0 | 0
BART SO2 Cap-Coronado U1B&U2B -v6.20 | 182 | 7656 | Rate Constraint in MTons | FALSE | L | Annual | Seasons Included | Seasons | Winter, WintShld, Summer | Winter, WintShld, Summer | Winter, WintShld, Summer | Winter, WintShld, Summer | Winter, WintShld, Summer | Winter, WintShld, Summer | Winter, WintShld, Summer | Winter, WintShld, Summer
BART SO2 Cap-Coronado U1B&U2B -v6.20 | 182 | 7656 | Rate Constraint in MTons | FALSE | L | Annual | Standard SO2 | Thousand Tons | 1.97 | 1.97 | 1.97 | 1.97 | 1.97 | 1.97 | 1.97 | 1.97
BART SO2 Cap-Coronado U1B&U2B -v6.20 | 182 | 7656 | Rate Constraint in MTons | FALSE | L | Annual | Emissions at Affected Plants SO2 | Thousand Tons | 0.063781 | 0.063777 | 0.073546 | 0.06517 | 0.15796 | 0.17414 | 0.17358 | 0.17406
BART SO2 Cap-Coronado U1B&U2B -v6.20 | 182 | 7656 | Rate Constraint in MTons | FALSE | L | Annual | Allowances Purchased SO2 | Thousand Tons | 0 | 0 | 0 | 0 | 0 | 0 | 0 | 0
BART SO2 Cap-Coronado U1B&U2B -v6.20 | 182 | 7656 | Rate Constraint in MTons | FALSE | L | Annual | Allowances Sold SO2 | Thousand Tons | 0 | 0 | 0 | 0 | 0 | 0 | 0 | 0
BART SO2 Cap-Coronado U1B&U2B -v6.20 | 182 | 7656 | Rate Constraint in MTons | FALSE | L | Annual | Allowances Banked | Thousand Tons | 0 | 0 | 0 | 0 | 0 | 0 | 0 | 0
BART SO2 Cap-Coronado U1B&U2B -v6.20 | 182 | 7656 | Rate Constraint in MTons | FALSE | L | Annual | Allowances Withdrawn (1:1) | Thousand Tons | 0 | 0 | 0 | 0 | 0 | 0 | 0 | 0
BART SO2 Cap-Coronado U1B&U2B -v6.20 | 182 | 7656 | Rate Constraint in MTons | FALSE | L | Annual | Allowances Withdrawn (n:1) | Thousand Tons | 0 | 0 | 0 | 0 | 0 | 0 | 0 | 0
BART SO2 Cap-Coronado U1B&U2B -v6.20 | 182 | 7656 | Rate Constraint in MTons | FALSE | L | Annual | Net Emissions Allowance Position | Thousand Tons | 0.063781 | 0.063777 | 0.073546 | 0.06517 | 0.15796 | 0.17414 | 0.17358 | 0.17406
BART SO2 Cap-Coronado U1B&U2B -v6.20 | 182 | 7656 | Rate Constraint in MTons | FALSE | L | Annual | Fuel Consumed | TBtu | 6.7104 | 6.71 | 7.7378 | 6.8565 | 16.619 | 18.3211 | 18.2624 | 18.3129
BART SO2 Cap-Coronado U1B&U2B -v6.20 | 182 | 7656 | Rate Constraint in MTons | FALSE | L | Annual | Rate | lb/MMBtu | 0.01901 | 0.01901 | 0.01901 | 0.01901 | 0.01901 | 0.01901 | 0.01901 | 0.01901
BART SO2 Cap-Coronado U1B&U2B -v6.20 | 182 | 7656 | Rate Constraint in MTons | FALSE | L | Annual | Generation | TWh | 0.6277 | 0.62767 | 0.72389 | 0.64147 | 1.5546 | 1.7138 | 1.7083 | 1.713
BART SO2 Cap-Coronado U1B&U2B -v6.20 | 182 | 7656 | Rate Constraint in MTons | FALSE | L | Annual | Qualifying Generation | TWh | 0.6277 | 0.62767 | 0.72389 | 0.64147 | 1.5546 | 1.7138 | 1.7083 | 1.713
BART SO2 Cap-Coronado U1B&U2B -v6.20 | 182 | 7656 | Rate Constraint in MTons | FALSE | L | Annual | Rate | lb/MWh | 0.20322 | 0.20322 | 0.2032 | 0.20319 | 0.20321 | 0.20322 | 0.20322 | 0.20322
BART SO2 Cap-Coronado U1B&U2B -v6.20 | 182 | 7656 | Rate Constraint in MTons | FALSE | L | Annual | Constraint Shadow Price | US2019$/Ton | 0 | 0 | 0 | 0 | 0 | 0 | 0 | 0
Black RiverGen MER Rate Limit v3.1 | 183 | 7517 | Rate Constraint in lbs/MMBtu | FALSE | L | Annual | Seasons Included | Seasons | Winter, WintShld, Summer | Winter, WintShld, Summer | Winter, WintShld, Summer | Winter, WintShld, Summer | Winter, WintShld, Summer | Winter, WintShld, Summer | Winter, WintShld, Summer | Winter, WintShld, Summer
Black RiverGen MER Rate Limit v3.1 | 183 | 7517 | Rate Constraint in lbs/MMBtu | FALSE | L | Annual | Standard MER | lb/MMBtu | 6e-07 | 6e-07 | 6e-07 | 6e-07 | 6e-07 | 6e-07 | 6e-07 | 6e-07
Black RiverGen MER Rate Limit v3.1 | 183 | 7517 | Rate Constraint in lbs/MMBtu | FALSE | L | Annual | Emissions at Affected Plants MER | lbs | 0 | 0 | 0 | 0 | 0 | 0 | 0 | 0
Black RiverGen MER Rate Limit v3.1 | 183 | 7517 | Rate Constraint in lbs/MMBtu | FALSE | L | Annual | Allowances Purchased MER | lbs | 0 | 0 | 0 | 0 | 0 | 0 | 0 | 0
Black RiverGen MER Rate Limit v3.1 | 183 | 7517 | Rate Constraint in lbs/MMBtu | FALSE | L | Annual | Allowances Sold MER | lbs | 0 | 0 | 0 | 0 | 0 | 0 | 0 | 0
Black RiverGen MER Rate Limit v3.1 | 183 | 7517 | Rate Constraint in lbs/MMBtu | FALSE | L | Annual | Allowances Banked | lbs | 0 | 0 | 0 | 0 | 0 | 0 | 0 | 0
Black RiverGen MER Rate Limit v3.1 | 183 | 7517 | Rate Constraint in lbs/MMBtu | FALSE | L | Annual | Allowances Withdrawn (1:1) | lbs | 0 | 0 | 0 | 0 | 0 | 0 | 0 | 0
Black RiverGen MER Rate Limit v3.1 | 183 | 7517 | Rate Constraint in lbs/MMBtu | FALSE | L | Annual | Allowances Withdrawn (n:1) | lbs | 0 | 0 | 0 | 0 | 0 | 0 | 0 | 0
Black RiverGen MER Rate Limit v3.1 | 183 | 7517 | Rate Constraint in lbs/MMBtu | FALSE | L | Annual | Net Emissions Allowance Position | lbs | 0 | 0 | 0 | 0 | 0 | 0 | 0 | 0
Black RiverGen MER Rate Limit v3.1 | 183 | 7517 | Rate Constraint in lbs/MMBtu | FALSE | L | Annual | Fuel Consumed | TBtu | 0 | 0 | 0 | 0 | 0 | 0 | 0 | 0
Black RiverGen MER Rate Limit v3.1 | 183 | 7517 | Rate Constraint in lbs/MMBtu | FALSE | L | Annual | Rate | lb/MMBtu | 0 | 0 | 0 | 0 | 0 | 0 | 0 | 0
Black RiverGen MER Rate Limit v3.1 | 183 | 7517 | Rate Constraint in lbs/MMBtu | FALSE | L | Annual | Generation | TWh | 0 | 0 | 0 | 0 | 0 | 0 | 0 | 0
Black RiverGen MER Rate Limit v3.1 | 183 | 7517 | Rate Constraint in lbs/MMBtu | FALSE | L | Annual | Qualifying Generation | TWh | 0 | 0 | 0 | 0 | 0 | 0 | 0 | 0
Black RiverGen MER Rate Limit v3.1 | 183 | 7517 | Rate Constraint in lbs/MMBtu | FALSE | L | Annual | Rate | lb/MWh | 0 | 0 | 0 | 0 | 0 | 0 | 0 | 0
Black RiverGen MER Rate Limit v3.1 | 183 | 7517 | Rate Constraint in lbs/MMBtu | FALSE | L | Annual | Constraint Shadow Price | US2019$/Lb | 0 | 0 | 0 | 0 | 0 | 0 | 0 | 0
CA AB 32- CO2 Constraint- v.5.13 | 184 | 7281 | Rate Constraint in MTons | FALSE | L | Annual | Seasons Included | Seasons | Winter, WintShld, Summer | Winter, WintShld, Summer | Winter, WintShld, Summer | Winter, WintShld, Summer | Winter, WintShld, Summer | Winter, WintShld, Summer | Winter, WintShld, Summer | Winter, WintShld, Summer
CA AB 32- CO2 Constraint- v.5.13 | 184 | 7281 | Rate Constraint in MTons | FALSE | L | Annual | Standard CO2 | Thousand Tons | 0 | 0 | 0 | 0 | 0 | 0 | 0 | 0
CA AB 32- CO2 Constraint- v.5.13 | 184 | 7281 | Rate Constraint in MTons | FALSE | L | Annual | Emissions at Affected Plants CO2 | Thousand Tons | 53813.1039 | 57729.6135 | 53233.1941 | 35861.2453 | 27085.9213 | 14483.7047 | 6094.1276 | 5700.1106
CA AB 32- CO2 Constraint- v.5.13 | 184 | 7281 | Rate Constraint in MTons | FALSE | L | Annual | Allowances Purchased CO2 | Thousand Tons | -53813.1039 | -57729.6135 | -53233.1941 | -35861.2453 | -27085.9213 | -14483.7047 | -6094.1276 | -5700.1106
CA AB 32- CO2 Constraint- v.5.13 | 184 | 7281 | Rate Constraint in MTons | FALSE | L | Annual | Allowances Sold CO2 | Thousand Tons | 0 | 0 | 0 | 0 | 0 | 0 | 0 | 0
CA AB 32- CO2 Constraint- v.5.13 | 184 | 7281 | Rate Constraint in MTons | FALSE | L | Annual | Allowances Banked | Thousand Tons | 0 | 0 | 0 | 0 | 0 | 0 | 0 | 0
CA AB 32- CO2 Constraint- v.5.13 | 184 | 7281 | Rate Constraint in MTons | FALSE | L | Annual | Allowances Withdrawn (1:1) | Thousand Tons | 0 | 0 | 0 | 0 | 0 | 0 | 0 | 0
CA AB 32- CO2 Constraint- v.5.13 | 184 | 7281 | Rate Constraint in MTons | FALSE | L | Annual | Allowances Withdrawn (n:1) | Thousand Tons | 0 | 0 | 0 | 0 | 0 | 0 | 0 | 0
CA AB 32- CO2 Constraint- v.5.13 | 184 | 7281 | Rate Constraint in MTons | FALSE | L | Annual | Net Emissions Allowance Position | Thousand Tons | 4.2291e-06 | 2.5317e-06 | -3.4186e-06 | -3.817e-06 | 6.2389e-06 | 8.68e-08 | 1.4072e-06 | 1.8299e-06
CA AB 32- CO2 Constraint- v.5.13 | 184 | 7281 | Rate Constraint in MTons | FALSE | L | Annual | Fuel Consumed | TBtu | 880.2187 | 946.1511 | 959.3595 | 739.357 | 623.5018 | 414.9026 | 206.3893 | 162.2277
CA AB 32- CO2 Constraint- v.5.13 | 184 | 7281 | Rate Constraint in MTons | FALSE | L | Annual | Rate | lb/MMBtu | 122.2721 | 122.0304 | 110.9765 | 97.0066 | 86.8832 | 69.8174 | 59.0547 | 70.273
CA AB 32- CO2 Constraint- v.5.13 | 184 | 7281 | Rate Constraint in MTons | FALSE | L | Annual | Generation | TWh | 115.4737 | 123.661 | 123.1732 | 96.2983 | 87.737 | 67.8275 | 48.7923 | 43.614
CA AB 32- CO2 Constraint- v.5.13 | 184 | 7281 | Rate Constraint in MTons | FALSE | L | Annual | Qualifying Generation | TWh | 115.4737 | 123.661 | 122.3468 | 95.0499 | 82.3875 | 53.3725 | 26.2952 | 20.4418
CA AB 32- CO2 Constraint- v.5.13 | 184 | 7281 | Rate Constraint in MTons | FALSE | L | Annual | Rate | lb/MWh | 932.0411 | 933.6755 | 870.2016 | 754.5772 | 657.5252 | 542.7407 | 463.5171 | 557.692
CA AB 32- CO2 Constraint- v.5.13 | 184 | 7281 | Rate Constraint in MTons | FALSE | L | Annual | Constraint Shadow Price | US2019$/Ton | 14.086 | 14.0858 | 14.0858 | 64.5043 | 71.6711 | 71.6714 | 71.6714 | 71.6714
CA NOx Annual v5.14 | 185 | 7279 | Rate Constraint in MTons | FALSE | L | Annual | Seasons Included | Seasons | Winter, WintShld, Summer | Winter, WintShld, Summer | Winter, WintShld, Summer | Winter, WintShld, Summer | Winter, WintShld, Summer | Winter, WintShld, Summer | Winter, WintShld, Summer | Winter, WintShld, Summer
CA NOx Annual v5.14 | 185 | 7279 | Rate Constraint in MTons | FALSE | L | Annual | Standard NOX | Thousand Tons | 9.676 | 9.676 | 9.676 | 9.676 | 9.676 | 9.676 | 9.676 | 9.676
CA NOx Annual v5.14 | 185 | 7279 | Rate Constraint in MTons | FALSE | L | Annual | Emissions at Affected Plants NOX | Thousand Tons | 0.33939 | 0.38479 | 0.4296 | 0.25439 | 0.19233 | 0.15106 | 0.038345 | 0.037783
CA NOx Annual v5.14 | 185 | 7279 | Rate Constraint in MTons | FALSE | L | Annual | Allowances Purchased NOX | Thousand Tons | 0 | 0 | 0 | 0 | 0 | 0 | 0 | 0
CA NOx Annual v5.14 | 185 | 7279 | Rate Constraint in MTons | FALSE | L | Annual | Allowances Sold NOX | Thousand Tons | 0 | 0 | 0 | 0 | 0 | 0 | 0 | 0
CA NOx Annual v5.14 | 185 | 7279 | Rate Constraint in MTons | FALSE | L | Annual | Allowances Banked | Thousand Tons | 0 | 0 | 0 | 0 | 0 | 0 | 0 | 0
CA NOx Annual v5.14 | 185 | 7279 | Rate Constraint in MTons | FALSE | L | Annual | Allowances Withdrawn (1:1) | Thousand Tons | 0 | 0 | 0 | 0 | 0 | 0 | 0 | 0
CA NOx Annual v5.14 | 185 | 7279 | Rate Constraint in MTons | FALSE | L | Annual | Allowances Withdrawn (n:1) | Thousand Tons | 0 | 0 | 0 | 0 | 0 | 0 | 0 | 0
CA NOx Annual v5.14 | 185 | 7279 | Rate Constraint in MTons | FALSE | L | Annual | Net Emissions Allowance Position | Thousand Tons | 0.33939 | 0.38479 | 0.4296 | 0.25439 | 0.19233 | 0.15106 | 0.038345 | 0.037783
CA NOx Annual v5.14 | 185 | 7279 | Rate Constraint in MTons | FALSE | L | Annual | Fuel Consumed | TBtu | 90.6164 | 97.9185 | 108.7683 | 82.7527 | 75.8086 | 64.1759 | 16.1027 | 16.0478
CA NOx Annual v5.14 | 185 | 7279 | Rate Constraint in MTons | FALSE | L | Annual | Rate | lb/MMBtu | 0.0074907 | 0.0078595 | 0.0078993 | 0.0061482 | 0.005074 | 0.0047076 | 0.0047625 | 0.0047088
CA NOx Annual v5.14 | 185 | 7279 | Rate Constraint in MTons | FALSE | L | Annual | Generation | TWh | 11.6009 | 12.2611 | 12.8005 | 10.0073 | 9.2637 | 7.8719 | 1.9586 | 1.9542
CA NOx Annual v5.14 | 185 | 7279 | Rate Constraint in MTons | FALSE | L | Annual | Qualifying Generation | TWh | 11.6009 | 12.2611 | 12.8005 | 10.0073 | 9.2637 | 7.8719 | 1.9586 | 1.9542
CA NOx Annual v5.14 | 185 | 7279 | Rate Constraint in MTons | FALSE | L | Annual | Rate | lb/MWh | 0.058511 | 0.062766 | 0.067121 | 0.050841 | 0.041522 | 0.038378 | 0.039155 | 0.038669
CA NOx Annual v5.14 | 185 | 7279 | Rate Constraint in MTons | FALSE | L | Annual | Constraint Shadow Price | US2019$/Ton | 0 | 0 | 0 | 0 | 0 | 0 | 0 | 0
CA SO2 Annual v5.14 | 186 | 7280 | Rate Constraint in MTons | FALSE | L | Annual | Seasons Included | Seasons | Winter, WintShld, Summer | Winter, WintShld, Summer | Winter, WintShld, Summer | Winter, WintShld, Summer | Winter, WintShld, Summer | Winter, WintShld, Summer | Winter, WintShld, Summer | Winter, WintShld, Summer
CA SO2 Annual v5.14 | 186 | 7280 | Rate Constraint in MTons | FALSE | L | Annual | Standard SO2 | Thousand Tons | 2.219 | 2.219 | 2.219 | 2.219 | 2.219 | 2.219 | 2.219 | 2.219
CA SO2 Annual v5.14 | 186 | 7280 | Rate Constraint in MTons | FALSE | L | Annual | Emissions at Affected Plants SO2 | Thousand Tons | 0 | 0 | 0 | 0 | 0 | 0 | 0 | 0
CA SO2 Annual v5.14 | 186 | 7280 | Rate Constraint in MTons | FALSE | L | Annual | Allowances Purchased SO2 | Thousand Tons | 0 | 0 | 0 | 0 | 0 | 0 | 0 | 0
CA SO2 Annual v5.14 | 186 | 7280 | Rate Constraint in MTons | FALSE | L | Annual | Allowances Sold SO2 | Thousand Tons | 0 | 0 | 0 | 0 | 0 | 0 | 0 | 0
CA SO2 Annual v5.14 | 186 | 7280 | Rate Constraint in MTons | FALSE | L | Annual | Allowances Banked | Thousand Tons | 0 | 0 | 0 | 0 | 0 | 0 | 0 | 0
CA SO2 Annual v5.14 | 186 | 7280 | Rate Constraint in MTons | FALSE | L | Annual | Allowances Withdrawn (1:1) | Thousand Tons | 0 | 0 | 0 | 0 | 0 | 0 | 0 | 0
CA SO2 Annual v5.14 | 186 | 7280 | Rate Constraint in MTons | FALSE | L | Annual | Allowances Withdrawn (n:1) | Thousand Tons | 0 | 0 | 0 | 0 | 0 | 0 | 0 | 0
CA SO2 Annual v5.14 | 186 | 7280 | Rate Constraint in MTons | FALSE | L | Annual | Net Emissions Allowance Position | Thousand Tons | 0 | 0 | 0 | 0 | 0 | 0 | 0 | 0
CA SO2 Annual v5.14 | 186 | 7280 | Rate Constraint in MTons | FALSE | L | Annual | Fuel Consumed | TBtu | 2.2511 | 2.5324 | 2.5324 | 1.4866 | 1.2563 | 0.22243 | 0.14404 | 0.12398
CA SO2 Annual v5.14 | 186 | 7280 | Rate Constraint in MTons | FALSE | L | Annual | Rate | lb/MMBtu | 0 | 0 | 0 | 0 | 0 | 0 | 0 | 0
CA SO2 Annual v5.14 | 186 | 7280 | Rate Constraint in MTons | FALSE | L | Annual | Generation | TWh | 0.2095 | 0.23568 | 0.23568 | 0.13835 | 0.11692 | 0.020701 | 0.013405 | 0.011538
CA SO2 Annual v5.14 | 186 | 7280 | Rate Constraint in MTons | FALSE | L | Annual | Qualifying Generation | TWh | 0.2095 | 0.23568 | 0.23568 | 0.13835 | 0.11692 | 0.020701 | 0.013405 | 0.011538
CA SO2 Annual v5.14 | 186 | 7280 | Rate Constraint in MTons | FALSE | L | Annual | Rate | lb/MWh | 0 | 0 | 0 | 0 | 0 | 0 | 0 | 0
CA SO2 Annual v5.14 | 186 | 7280 | Rate Constraint in MTons | FALSE | L | Annual | Constraint Shadow Price | US2019$/Ton | 0 | 0 | 0 | 0 | 0 | 0 | 0 | 0
CO Hg Rate Annual - Comanche 1,2 & 3 v5.14 | 187 | 7283 | Rate Constraint in lbs/MWh | FALSE | L | Annual | Seasons Included | Seasons | Winter, WintShld, Summer | Winter, WintShld, Summer | Winter, WintShld, Summer | Winter, WintShld, Summer | Winter, WintShld, Summer | Winter, WintShld, Summer | Winter, WintShld, Summer | Winter, WintShld, Summer
CO Hg Rate Annual - Comanche 1,2 & 3 v5.14 | 187 | 7283 | Rate Constraint in lbs/MWh | FALSE | L | Annual | Standard MER | lb/MWh | 1.3e-05 | 1.3e-05 | 1.3e-05 | 1.3e-05 | 1.3e-05 | 1.3e-05 | 1.3e-05 | 1.3e-05
CO Hg Rate Annual - Comanche 1,2 & 3 v5.14 | 187 | 7283 | Rate Constraint in lbs/MWh | FALSE | L | Annual | Emissions at Affected Plants MER | lbs | 25.315 | 25.2107 | 31.1433 | 28.1181 | 31.1433 | 31.1433 | 28.2359 | 28.2359
CO Hg Rate Annual - Comanche 1,2 & 3 v5.14 | 187 | 7283 | Rate Constraint in lbs/MWh | FALSE | L | Annual | Allowances Purchased MER | lbs | 0 | 0 | 0 | 0 | 0 | 0 | 0 | 0
CO Hg Rate Annual - Comanche 1,2 & 3 v5.14 | 187 | 7283 | Rate Constraint in lbs/MWh | FALSE | L | Annual | Allowances Sold MER | lbs | 0 | 0 | 0 | 0 | 0 | 0 | 0 | 0
CO Hg Rate Annual - Comanche 1,2 & 3 v5.14 | 187 | 7283 | Rate Constraint in lbs/MWh | FALSE | L | Annual | Allowances Banked | lbs | 0 | 0 | 0 | 0 | 0 | 0 | 0 | 0
CO Hg Rate Annual - Comanche 1,2 & 3 v5.14 | 187 | 7283 | Rate Constraint in lbs/MWh | FALSE | L | Annual | Allowances Withdrawn (1:1) | lbs | 0 | 0 | 0 | 0 | 0 | 0 | 0 | 0
CO Hg Rate Annual - Comanche 1,2 & 3 v5.14 | 187 | 7283 | Rate Constraint in lbs/MWh | FALSE | L | Annual | Allowances Withdrawn (n:1) | lbs | 0 | 0 | 0 | 0 | 0 | 0 | 0 | 0
CO Hg Rate Annual - Comanche 1,2 & 3 v5.14 | 187 | 7283 | Rate Constraint in lbs/MWh | FALSE | L | Annual | Net Emissions Allowance Position | lbs | 25.315 | 25.2107 | 31.1433 | 28.1181 | 31.1433 | 31.1433 | 28.2359 | 28.2359
CO Hg Rate Annual - Comanche 1,2 & 3 v5.14 | 187 | 7283 | Rate Constraint in lbs/MWh | FALSE | L | Annual | Fuel Consumed | TBtu | 45.1147 | 44.9289 | 55.5016 | 50.1103 | 55.5016 | 55.5016 | 50.3202 | 50.3202
CO Hg Rate Annual - Comanche 1,2 & 3 v5.14 | 187 | 7283 | Rate Constraint in lbs/MWh | FALSE | L | Annual | Rate | lb/MMBtu | 5.6112e-07 | 5.6112e-07 | 5.6112e-07 | 5.6112e-07 | 5.6112e-07 | 5.6112e-07 | 5.6112e-07 | 5.6112e-07
CO Hg Rate Annual - Comanche 1,2 & 3 v5.14 | 187 | 7283 | Rate Constraint in lbs/MWh | FALSE | L | Annual | Generation | TWh | 4.3135 | 4.2957 | 5.3066 | 4.7911 | 5.3066 | 5.3066 | 4.8112 | 4.8112
CO Hg Rate Annual - Comanche 1,2 & 3 v5.14 | 187 | 7283 | Rate Constraint in lbs/MWh | FALSE | L | Annual | Qualifying Generation | TWh | 4.3135 | 4.2957 | 5.3066 | 4.7911 | 5.3066 | 5.3066 | 4.8112 | 4.8112
CO Hg Rate Annual - Comanche 1,2 & 3 v5.14 | 187 | 7283 | Rate Constraint in lbs/MWh | FALSE | L | Annual | Constraint Shadow Price | US2019$/Lb | 0 | 0 | 0 | 0 | 0 | 0 | 0 | 0
CO Hg Rule - MER Removal Annual v3.1 | 188 | 7282 | MACT Fuel Choice Floor in lbs/MMBtu | FALSE | L | Annual | Seasons Included | Seasons | Winter, WintShld, Summer | Winter, WintShld, Summer | Winter, WintShld, Summer | Winter, WintShld, Summer | Winter, WintShld, Summer | Winter, WintShld, Summer | Winter, WintShld, Summer | Winter, WintShld, Summer
CO Hg Rule - MER Removal Annual v3.1 | 188 | 7282 | MACT Fuel Choice Floor in lbs/MMBtu | FALSE | L | Annual | Emission Floor | lbs/MMBtu | 8.248e-07 | 8.248e-07 | 8.248e-07 | 8.248e-07 | 8.248e-07 | 8.248e-07 | 8.248e-07 | 8.248e-07
CO Hg Rule - MER Removal Annual v3.1 | 188 | 7282 | MACT Fuel Choice Floor in lbs/MMBtu | FALSE | L | Annual | Emissions at Affected Plants MER | lbs | 79.8538 | 79.7609 | 95.1333 | 90.7147 | 109.2977 | 117.2474 | 112.6717 | 107.6199
CO Hg Rule - MER Removal Annual v3.1 | 188 | 7282 | MACT Fuel Choice Floor in lbs/MMBtu | FALSE | L | Annual | Allowances Purchased MER | lbs | 0 | 0 | 0 | 0 | 0 | 0 | 0 | 0
CO Hg Rule - MER Removal Annual v3.1 | 188 | 7282 | MACT Fuel Choice Floor in lbs/MMBtu | FALSE | L | Annual | Allowances Sold MER | lbs | 0 | 0 | 0 | 0 | 0 | 0 | 0 | 0
CO Hg Rule - MER Removal Annual v3.1 | 188 | 7282 | MACT Fuel Choice Floor in lbs/MMBtu | FALSE | L | Annual | Allowances Banked | lbs | 0 | 0 | 0 | 0 | 0 | 0 | 0 | 0
CO Hg Rule - MER Removal Annual v3.1 | 188 | 7282 | MACT Fuel Choice Floor in lbs/MMBtu | FALSE | L | Annual | Allowances Withdrawn (1:1) | lbs | 0 | 0 | 0 | 0 | 0 | 0 | 0 | 0
CO Hg Rule - MER Removal Annual v3.1 | 188 | 7282 | MACT Fuel Choice Floor in lbs/MMBtu | FALSE | L | Annual | Allowances Withdrawn (n:1) | lbs | 0 | 0 | 0 | 0 | 0 | 0 | 0 | 0
CO Hg Rule - MER Removal Annual v3.1 | 188 | 7282 | MACT Fuel Choice Floor in lbs/MMBtu | FALSE | L | Annual | Net Emissions Allowance Position | lbs | 79.8538 | 79.7609 | 95.1333 | 90.7147 | 109.2977 | 117.2474 | 112.6717 | 107.6199
CO Hg Rule - MER Removal Annual v3.1 | 188 | 7282 | MACT Fuel Choice Floor in lbs/MMBtu | FALSE | L | Annual | Fuel Consumed | TBtu | 170.9083 | 174.0653 | 217.3512 | 205.0801 | 214.0361 | 217.4914 | 204.0733 | 192.6773
CO Hg Rule - MER Removal Annual v3.1 | 188 | 7282 | MACT Fuel Choice Floor in lbs/MMBtu | FALSE | L | Annual | Rate | lb/MMBtu | 4.6723e-07 | 4.5822e-07 | 4.3769e-07 | 4.4234e-07 | 5.1065e-07 | 5.3909e-07 | 5.5211e-07 | 5.5855e-07
CO Hg Rule - MER Removal Annual v3.1 | 188 | 7282 | MACT Fuel Choice Floor in lbs/MMBtu | FALSE | L | Annual | Generation | TWh | 16.4697 | 16.7707 | 20.819 | 19.6728 | 20.5151 | 20.8318 | 19.5813 | 18.5011
CO Hg Rule - MER Removal Annual v3.1 | 188 | 7282 | MACT Fuel Choice Floor in lbs/MMBtu | FALSE | L | Annual | Qualifying Generation | TWh | 16.4697 | 16.7707 | 20.819 | 19.6728 | 20.5151 | 20.8318 | 19.5813 | 18.5011
CO Hg Rule - MER Removal Annual v3.1 | 188 | 7282 | MACT Fuel Choice Floor in lbs/MMBtu | FALSE | L | Annual | Constraint Shadow Price | US2019$/Lb | 0 | 0 | 0 | 0 | 0 | 0 | 0 | 0
CO NOX Rate Annual - Craig 1,3 v5.14 | 189 | 7284 | Rate Constraint in lbs/MMBtu | FALSE | L | Annual | Seasons Included | Seasons | Winter, WintShld, Summer | Winter, WintShld, Summer | Winter, WintShld, Summer | Winter, WintShld, Summer | Winter, WintShld, Summer | Winter, WintShld, Summer | Winter, WintShld, Summer | Winter, WintShld, Summer
CO NOX Rate Annual - Craig 1,3 v5.14 | 189 | 7284 | Rate Constraint in lbs/MMBtu | FALSE | L | Annual | Standard NOX | lb/MMBtu | 0.28 | 0.28 | 0.28 | 0.28 | 0.28 | 0.28 | 0.28 | 0.28
CO NOX Rate Annual - Craig 1,3 v5.14 | 189 | 7284 | Rate Constraint in lbs/MMBtu | FALSE | L | Annual | Emissions at Affected Plants NOX | Thousand Tons | 3.1531 | 3.153 | 3.6372 | 3.6372 | 3.6372 | 3.6372 | 3.6372 | 3.1753
CO NOX Rate Annual - Craig 1,3 v5.14 | 189 | 7284 | Rate Constraint in lbs/MMBtu | FALSE | L | Annual | Allowances Purchased NOX | Thousand Tons | 0 | 0 | 0 | 0 | 0 | 0 | 0 | 0
CO NOX Rate Annual - Craig 1,3 v5.14 | 189 | 7284 | Rate Constraint in lbs/MMBtu | FALSE | L | Annual | Allowances Sold NOX | Thousand Tons | 0 | 0 | 0 | 0 | 0 | 0 | 0 | 0
CO NOX Rate Annual - Craig 1,3 v5.14 | 189 | 7284 | Rate Constraint in lbs/MMBtu | FALSE | L | Annual | Allowances Banked | Thousand Tons | 0 | 0 | 0 | 0 | 0 | 0 | 0 | 0
CO NOX Rate Annual - Craig 1,3 v5.14 | 189 | 7284 | Rate Constraint in lbs/MMBtu | FALSE | L | Annual | Allowances Withdrawn (1:1) | Thousand Tons | 0 | 0 | 0 | 0 | 0 | 0 | 0 | 0
CO NOX Rate Annual - Craig 1,3 v5.14 | 189 | 7284 | Rate Constraint in lbs/MMBtu | FALSE | L | Annual | Allowances Withdrawn (n:1) | Thousand Tons | 0 | 0 | 0 | 0 | 0 | 0 | 0 | 0
CO NOX Rate Annual - Craig 1,3 v5.14 | 189 | 7284 | Rate Constraint in lbs/MMBtu | FALSE | L | Annual | Net Emissions Allowance Position | Thousand Tons | 3.1531 | 3.153 | 3.6372 | 3.6372 | 3.6372 | 3.6372 | 3.6372 | 3.1753
CO NOX Rate Annual - Craig 1,3 v5.14 | 189 | 7284 | Rate Constraint in lbs/MMBtu | FALSE | L | Annual | Fuel Consumed | TBtu | 27.1405 | 27.1391 | 31.3101 | 31.3101 | 31.3101 | 31.3101 | 31.3101 | 27.3314
CO NOX Rate Annual - Craig 1,3 v5.14 | 189 | 7284 | Rate Constraint in lbs/MMBtu | FALSE | L | Annual | Rate | lb/MMBtu | 0.23236 | 0.23236 | 0.23233 | 0.23233 | 0.23233 | 0.23233 | 0.23233 | 0.23235
CO NOX Rate Annual - Craig 1,3 v5.14 | 189 | 7284 | Rate Constraint in lbs/MMBtu | FALSE | L | Annual | Generation | TWh | 2.7099 | 2.7097 | 3.1262 | 3.1262 | 3.1262 | 3.1262 | 3.1262 | 2.7289
CO NOX Rate Annual - Craig 1,3 v5.14 | 189 | 7284 | Rate Constraint in lbs/MMBtu | FALSE | L | Annual | Qualifying Generation | TWh | 2.7099 | 2.7097 | 3.1262 | 3.1262 | 3.1262 | 3.1262 | 3.1262 | 2.7289
CO NOX Rate Annual - Craig 1,3 v5.14 | 189 | 7284 | Rate Constraint in lbs/MMBtu | FALSE | L | Annual | Rate | lb/MWh | 2.3272 | 2.3271 | 2.3269 | 2.3269 | 2.3269 | 2.3269 | 2.3269 | 2.3271
CO NOX Rate Annual - Craig 1,3 v5.14 | 189 | 7284 | Rate Constraint in lbs/MMBtu | FALSE | L | Annual | Constraint Shadow Price | US2019$/Ton | 0 | 0 | 0 | 0 | 0 | 0 | 0 | 0
CO NOX Rate Annual - Craig 2 v5.14 | 190 | 7285 | Rate Constraint in lbs/MMBtu | FALSE | L | Annual | Seasons Included | Seasons | Winter, WintShld, Summer | Winter, WintShld, Summer | Winter, WintShld, Summer | Winter, WintShld, Summer | Winter, WintShld, Summer | Winter, WintShld, Summer | Winter, WintShld, Summer | Winter, WintShld, Summer
CO NOX Rate Annual - Craig 2 v5.14 | 190 | 7285 | Rate Constraint in lbs/MMBtu | FALSE | L | Annual | Standard NOX | lb/MMBtu | 0.08 | 0.08 | 0.08 | 0.08 | 0.08 | 0.08 | 0.08 | 0.08
CO NOX Rate Annual - Craig 2 v5.14 | 190 | 7285 | Rate Constraint in lbs/MMBtu | FALSE | L | Annual | Emissions at Affected Plants NOX | Thousand Tons | 0.91498 | 0.91498 | 0.91498 | 0.91498 | 0.91498 | 0.91498 | 0.91498 | 0.91498
CO NOX Rate Annual - Craig 2 v5.14 | 190 | 7285 | Rate Constraint in lbs/MMBtu | FALSE | L | Annual | Allowances Purchased NOX | Thousand Tons | 0 | 0 | 0 | 0 | 0 | 0 | 0 | 0
CO NOX Rate Annual - Craig 2 v5.14 | 190 | 7285 | Rate Constraint in lbs/MMBtu | FALSE | L | Annual | Allowances Sold NOX | Thousand Tons | 0 | 0 | 0 | 0 | 0 | 0 | 0 | 0
CO NOX Rate Annual - Craig 2 v5.14 | 190 | 7285 | Rate Constraint in lbs/MMBtu | FALSE | L | Annual | Allowances Banked | Thousand Tons | 0 | 0 | 0 | 0 | 0 | 0 | 0 | 0
CO NOX Rate Annual - Craig 2 v5.14 | 190 | 7285 | Rate Constraint in lbs/MMBtu | FALSE | L | Annual | Allowances Withdrawn (1:1) | Thousand Tons | 0 | 0 | 0 | 0 | 0 | 0 | 0 | 0
CO NOX Rate Annual - Craig 2 v5.14 | 190 | 7285 | Rate Constraint in lbs/MMBtu | FALSE | L | Annual | Allowances Withdrawn (n:1) | Thousand Tons | 0 | 0 | 0 | 0 | 0 | 0 | 0 | 0
CO NOX Rate Annual - Craig 2 v5.14 | 190 | 7285 | Rate Constraint in lbs/MMBtu | FALSE | L | Annual | Net Emissions Allowance Position | Thousand Tons | 0.91498 | 0.91498 | 0.91498 | 0.91498 | 0.91498 | 0.91498 | 0.91498 | 0.91498
CO NOX Rate Annual - Craig 2 v5.14 | 190 | 7285 | Rate Constraint in lbs/MMBtu | FALSE | L | Annual | Fuel Consumed | TBtu | 29.1024 | 29.1024 | 29.1024 | 29.1024 | 29.1024 | 29.1024 | 29.1024 | 29.1024
CO NOX Rate Annual - Craig 2 v5.14 | 190 | 7285 | Rate Constraint in lbs/MMBtu | FALSE | L | Annual | Rate | lb/MMBtu | 0.06288 | 0.06288 | 0.06288 | 0.06288 | 0.06288 | 0.06288 | 0.06288 | 0.06288
CO NOX Rate Annual - Craig 2 v5.14 | 190 | 7285 | Rate Constraint in lbs/MMBtu | FALSE | L | Annual | Generation | TWh | 2.842 | 2.842 | 2.842 | 2.842 | 2.842 | 2.842 | 2.842 | 2.842
CO NOX Rate Annual - Craig 2 v5.14 | 190 | 7285 | Rate Constraint in lbs/MMBtu | FALSE | L | Annual | Qualifying Generation | TWh | 2.842 | 2.842 | 2.842 | 2.842 | 2.842 | 2.842 | 2.842 | 2.842
CO NOX Rate Annual - Craig 2 v5.14 | 190 | 7285 | Rate Constraint in lbs/MMBtu | FALSE | L | Annual | Rate | lb/MWh | 0.64389 | 0.64389 | 0.64389 | 0.64389 | 0.64389 | 0.64389 | 0.64389 | 0.64389
CO NOX Rate Annual - Craig 2 v5.14 | 190 | 7285 | Rate Constraint in lbs/MMBtu | FALSE | L | Annual | Constraint Shadow Price | US2019$/Ton | 0 | 0 | 0 | 0 | 0 | 0 | 0 | 0
CSAPR- NOX Annual- AL | 191 | 7069 | Rate Constraint in MTons | FALSE | L | Annual | Seasons Included | Seasons | Winter, WintShld, Summer | Winter, WintShld, Summer | Winter, WintShld, Summer | Winter, WintShld, Summer | Winter, WintShld, Summer | Winter, WintShld, Summer | Winter, WintShld, Summer | Winter, WintShld, Summer
CSAPR- NOX Annual- AL | 191 | 7069 | Rate Constraint in MTons | FALSE | L | Annual | Standard NOX | Thousand Tons | 84.9152 | 84.9152 | 84.9152 | 84.9152 | 84.9152 | 84.9152 | 84.9152 | 84.9152
CSAPR- NOX Annual- AL | 191 | 7069 | Rate Constraint in MTons | FALSE | L | Annual | Emissions at Affected Plants NOX | Thousand Tons | 7.5378 | 8.6288 | 8.9488 | 9.6705 | 9.8304 | 7.5677 | 7.1759 | 6.4067
CSAPR- NOX Annual- AL | 191 | 7069 | Rate Constraint in MTons | FALSE | L | Annual | Allowances Purchased NOX | Thousand Tons | 0 | 0 | 0 | 0 | 0 | 0 | 0 | 0
CSAPR- NOX Annual- AL | 191 | 7069 | Rate Constraint in MTons | FALSE | L | Annual | Allowances Sold NOX | Thousand Tons | 0 | 0 | 0 | 0 | 0 | 0 | 0 | 0
CSAPR- NOX Annual- AL | 191 | 7069 | Rate Constraint in MTons | FALSE | L | Annual | Allowances Banked | Thousand Tons | 0 | 0 | 0 | 0 | 0 | 0 | 0 | 0
CSAPR- NOX Annual- AL | 191 | 7069 | Rate Constraint in MTons | FALSE | L | Annual | Allowances Withdrawn (1:1) | Thousand Tons | 0 | 0 | 0 | 0 | 0 | 0 | 0 | 0
CSAPR- NOX Annual- AL | 191 | 7069 | Rate Constraint in MTons | FALSE | L | Annual | Allowances Withdrawn (n:1) | Thousand Tons | 0 | 0 | 0 | 0 | 0 | 0 | 0 | 0
CSAPR- NOX Annual- AL | 191 | 7069 | Rate Constraint in MTons | FALSE | L | Annual | Net Emissions Allowance Position | Thousand Tons | 7.5378 | 8.6288 | 8.9488 | 9.6705 | 9.8304 | 7.5677 | 7.1759 | 6.4067
CSAPR- NOX Annual- AL | 191 | 7069 | Rate Constraint in MTons | FALSE | L | Annual | Fuel Consumed | TBtu | 637.1456 | 662.3817 | 672.2565 | 686.9397 | 709.1555 | 689.3752 | 711.1253 | 717.4808
CSAPR- NOX Annual- AL | 191 | 7069 | Rate Constraint in MTons | FALSE | L | Annual | Rate | lb/MMBtu | 0.023661 | 0.026054 | 0.026623 | 0.028155 | 0.027724 | 0.021955 | 0.020182 | 0.017859
CSAPR- NOX Annual- AL | 191 | 7069 | Rate Constraint in MTons | FALSE | L | Annual | Generation | TWh | 83.1217 | 85.5783 | 87.2609 | 88.5657 | 93.2969 | 103.6276 | 125.2444 | 162.556
CSAPR- NOX Annual- AL | 191 | 7069 | Rate Constraint in MTons | FALSE | L | Annual | Qualifying Generation | TWh | 83.1217 | 85.5783 | 86.3126 | 87.6047 | 89.9863 | 88.9357 | 93.2858 | 96.642
CSAPR- NOX Annual- AL | 191 | 7069 | Rate Constraint in MTons | FALSE | L | Annual | Rate | lb/MWh | 0.18137 | 0.20166 | 0.20736 | 0.22078 | 0.21849 | 0.17018 | 0.15385 | 0.13259
CSAPR- NOX Annual- AL | 191 | 7069 | Rate Constraint in MTons | FALSE | L | Annual | Constraint Shadow Price | US2019$/Ton | 0 | 0 | 0 | 0 | 0 | 0 | 0 | 0
CSAPR- NOX Annual- GA | 192 | 7070 | Rate Constraint in MTons | FALSE | L | Annual | Seasons Included | Seasons | Winter, WintShld, Summer | Winter, WintShld, Summer | Winter, WintShld, Summer | Winter, WintShld, Summer | Winter, WintShld, Summer | Winter, WintShld, Summer | Winter, WintShld, Summer | Winter, WintShld, Summer
CSAPR- NOX Annual- GA | 192 | 7070 | Rate Constraint in MTons | FALSE | L | Annual | Standard NOX | Thousand Tons | 63.4108 | 63.4108 | 63.4108 | 63.4108 | 63.4108 | 63.4108 | 63.4108 | 63.4108
CSAPR- NOX Annual- GA | 192 | 7070 | Rate Constraint in MTons | FALSE | L | Annual | Emissions at Affected Plants NOX | Thousand Tons | 5.4167 | 4.8344 | 7.9928 | 8.3065 | 9.1603 | 8.4995 | 8.3395 | 5.8747
CSAPR- NOX Annual- GA | 192 | 7070 | Rate Constraint in MTons | FALSE | L | Annual | Allowances Purchased NOX | Thousand Tons | 0 | 0 | 0 | 0 | 0 | 0 | 0 | 0
CSAPR- NOX Annual- GA | 192 | 7070 | Rate Constraint in MTons | FALSE | L | Annual | Allowances Sold NOX | Thousand Tons | 0 | 0 | 0 | 0 | 0 | 0 | 0 | 0
CSAPR- NOX Annual- GA | 192 | 7070 | Rate Constraint in MTons | FALSE | L | Annual | Allowances Banked | Thousand Tons | 0 | 0 | 0 | 0 | 0 | 0 | 0 | 0
CSAPR- NOX Annual- GA | 192 | 7070 | Rate Constraint in MTons | FALSE | L | Annual | Allowances Withdrawn (1:1) | Thousand Tons | 0 | 0 | 0 | 0 | 0 | 0 | 0 | 0
CSAPR- NOX Annual- GA | 192 | 7070 | Rate Constraint in MTons | FALSE | L | Annual | Allowances Withdrawn (n:1) | Thousand Tons | 0 | 0 | 0 | 0 | 0 | 0 | 0 | 0
CSAPR- NOX Annual- GA | 192 | 7070 | Rate Constraint in MTons | FALSE | L | Annual | Net Emissions Allowance Position | Thousand Tons | 5.4167 | 4.8344 | 7.9928 | 8.3065 | 9.1603 | 8.4995 | 8.3395 | 5.8747
CSAPR- NOX Annual- GA | 192 | 7070 | Rate Constraint in MTons | FALSE | L | Annual | Fuel Consumed | TBtu | 505.652 | 509.1044 | 550.436 | 561.4531 | 581.1616 | 600.2048 | 664.0124 | 687.8339
CSAPR- NOX Annual- GA | 192 | 7070 | Rate Constraint in MTons | FALSE | L | Annual | Rate | lb/MMBtu | 0.021425 | 0.018992 | 0.029042 | 0.029589 | 0.031524 | 0.028322 | 0.025119 | 0.017082
CSAPR- NOX Annual- GA | 192 | 7070 | Rate Constraint in MTons | FALSE | L | Annual | Generation | TWh | 78.597 | 90.5941 | 93.8016 | 96.3554 | 132.3158 | 151.3931 | 174.7391 | 227.8688
CSAPR- NOX Annual- GA | 192 | 7070 | Rate Constraint in MTons | FALSE | L | Annual | Qualifying Generation | TWh | 67.1824 | 67.3808 | 71.5572 | 72.6449 | 74.4181 | 78.179 | 88.4774 | 94.9388
CSAPR- NOX Annual- GA | 192 | 7070 | Rate Constraint in MTons | FALSE | L | Annual | Rate | lb/MWh | 0.16125 | 0.1435 | 0.22339 | 0.22869 | 0.24618 | 0.21744 | 0.18851 | 0.12376
CSAPR- NOX Annual- GA | 192 | 7070 | Rate Constraint in MTons | FALSE | L | Annual | Constraint Shadow Price | US2019$/Ton | 0 | 0 | 0 | 0 | 0 | 0 | 0 | 0
CSAPR- NOX Annual- IA | 193 | 7071 | Rate Constraint in MTons | FALSE | L | Annual | Seasons Included | Seasons | Winter, WintShld, Summer | Winter, WintShld, Summer | Winter, WintShld, Summer | Winter, WintShld, Summer | Winter, WintShld, Summer | Winter, WintShld, Summer | Winter, WintShld, Summer | Winter, WintShld, Summer
CSAPR- NOX Annual- IA | 193 | 7071 | Rate Constraint in MTons | FALSE | L | Annual | Standard NOX | Thousand Tons | 44.2476 | 44.2476 | 44.2476 | 44.2476 | 44.2476 | 44.2476 | 44.2476 | 44.2476
CSAPR- NOX Annual- IA | 193 | 7071 | Rate Constraint in MTons | FALSE | L | Annual | Emissions at Affected Plants NOX | Thousand Tons | 20.8971 | 17.5297 | 21.5455 | 21.7392 | 22.2876 | 23.1913 | 21.2845 | 15.9953
CSAPR- NOX Annual- IA | 193 | 7071 | Rate Constraint in MTons | FALSE | L | Annual | Allowances Purchased NOX | Thousand Tons | 0 | 0 | 0 | 0 | 0 | 0 | 0 | 0
CSAPR- NOX Annual- IA | 193 | 7071 | Rate Constraint in MTons | FALSE | L | Annual | Allowances Sold NOX | Thousand Tons | 0 | 0 | 0 | 0 | 0 | 0 | 0 | 0
CSAPR- NOX Annual- IA | 193 | 7071 | Rate Constraint in MTons | FALSE | L | Annual | Allowances Banked | Thousand Tons | 0 | 0 | 0 | 0 | 0 | 0 | 0 | 0
CSAPR- NOX Annual- IA | 193 | 7071 | Rate Constraint in MTons | FALSE | L | Annual | Allowances Withdrawn (1:1) | Thousand Tons | 0 | 0 | 0 | 0 | 0 | 0 | 0 | 0
CSAPR- NOX Annual- IA | 193 | 7071 | Rate Constraint in MTons | FALSE | L | Annual | Allowances Withdrawn (n:1) | Thousand Tons | 0 | 0 | 0 | 0 | 0 | 0 | 0 | 0
CSAPR- NOX Annual- IA | 193 | 7071 | Rate Constraint in MTons | FALSE | L | Annual | Net Emissions Allowance Position | Thousand Tons | 20.8971 | 17.5297 | 21.5455 | 21.7392 | 22.2876 | 23.1913 | 21.2845 | 15.9953
CSAPR- NOX Annual- IA | 193 | 7071 | Rate Constraint in MTons | FALSE | L | Annual | Fuel Consumed | TBtu | 352.6221 | 313.785 | 356.0375 | 362.6789 | 368.8531 | 379.4203 | 356.9187 | 260.054
CSAPR- NOX Annual- IA | 193 | 7071 | Rate Constraint in MTons | FALSE | L | Annual | Rate | lb/MMBtu | 0.11852 | 0.11173 | 0.12103 | 0.11988 | 0.12085 | 0.12225 | 0.11927 | 0.12302
CSAPR- NOX Annual- IA | 193 | 7071 | Rate Constraint in MTons | FALSE | L | Annual | Generation | TWh | 38.115 | 34.4044 | 40.2282 | 41.0896 | 42.842 | 44.3214 | 43.3257 | 32.2148
CSAPR- NOX Annual- IA | 193 | 7071 | Rate Constraint in MTons | FALSE | L | Annual | Qualifying Generation | TWh | 38.115 | 34.4044 | 38.3584 | 39.1916 | 39.7318 | 40.6623 | 38.3878 | 27.8488
CSAPR- NOX Annual- IA | 193 | 7071 | Rate Constraint in MTons | FALSE | L | Annual | Rate | lb/MWh | 1.0965 | 1.019 | 1.1234 | 1.1094 | 1.1219 | 1.1407 | 1.1089 | 1.1487
CSAPR- NOX Annual- IA | 193 | 7071 | Rate Constraint in MTons | FALSE | L | Annual | Constraint Shadow Price | US2019$/Ton | 0 | 0 | 0 | 0 | 0 | 0 | 0 | 0
CSAPR- NOX Annual- IL | 194 | 7072 | Rate Constraint in MTons | FALSE | L | Annual | Seasons Included | Seasons | Winter, WintShld, Summer | Winter, WintShld, Summer | Winter, WintShld, Summer | Winter, WintShld, Summer | Winter, WintShld, Summer | Winter, WintShld, Summer | Winter, WintShld, Summer | Winter, WintShld, Summer
CSAPR- NOX Annual- IL | 194 | 7072 | Rate Constraint in MTons | FALSE | L | Annual | Standard NOX | Thousand Tons | 56.489 | 56.489 | 56.489 | 56.489 | 56.489 | 56.489 | 56.489 | 56.489
CSAPR- NOX Annual- IL | 194 | 7072 | Rate Constraint in MTons | FALSE | L | Annual | Emissions at Affected Plants NOX | Thousand Tons | 16.542 | 12.4325 | 15.9291 | 16.2244 | 16.4297 | 16.2191 | 15.036 | 13.081
CSAPR- NOX Annual- IL | 194 | 7072 | Rate Constraint in MTons | FALSE | L | Annual | Allowances Purchased NOX | Thousand Tons | 0 | 0 | 0 | 0 | 0 | 0 | 0 | 0
CSAPR- NOX Annual- IL | 194 | 7072 | Rate Constraint in MTons | FALSE | L | Annual | Allowances Sold NOX | Thousand Tons | 0 | 0 | 0 | 0 | 0 | 0 | 0 | 0
CSAPR- NOX Annual- IL | 194 | 7072 | Rate Constraint in MTons | FALSE | L | Annual | Allowances Banked | Thousand Tons | 0 | 0 | 0 | 0 | 0 | 0 | 0 | 0
CSAPR- NOX Annual- IL | 194 | 7072 | Rate Constraint in MTons | FALSE | L | Annual | Allowances Withdrawn (1:1) | Thousand Tons | 0 | 0 | 0 | 0 | 0 | 0 | 0 | 0
CSAPR- NOX Annual- IL | 194 | 7072 | Rate Constraint in MTons | FALSE | L | Annual | Allowances Withdrawn (n:1) | Thousand Tons | 0 | 0 | 0 | 0 | 0 | 0 | 0 | 0
CSAPR- NOX Annual- IL | 194 | 7072 | Rate Constraint in MTons | FALSE | L | Annual | Net Emissions Allowance Position | Thousand Tons | 16.542 | 12.4325 | 15.9291 | 16.2244 | 16.4297 | 16.2191 | 15.036 | 13.081
CSAPR- NOX Annual- IL | 194 | 7072 | Rate Constraint in MTons | FALSE | L | Annual | Fuel Consumed | TBtu | 543.4651 | 518.3068 | 612.6161 | 628.7434 | 653.7406 | 653.4021 | 632.6861 | 598.0936
CSAPR- NOX Annual- IL | 194 | 7072 | Rate Constraint in MTons | FALSE | L | Annual | Rate | lb/MMBtu | 0.060876 | 0.047973 | 0.052003 | 0.051609 | 0.050264 | 0.049645 | 0.047531 | 0.043742
CSAPR- NOX Annual- IL | 194 | 7072 | Rate Constraint in MTons | FALSE | L | Annual | Generation | TWh | 58.5413 | 56.2456 | 66.2237 | 67.9829 | 73.1769 | 75.8054 | 78.5437 | 99.8569
CSAPR- NOX Annual- IL | 194 | 7072 | Rate Constraint in MTons | FALSE | L | Annual | Qualifying Generation | TWh | 58.5413 | 56.2456 | 64.8121 | 66.4735 | 69.316 | 69.0965 | 67.3888 | 66.1136
CSAPR- NOX Annual- IL | 194 | 7072 | Rate Constraint in MTons | FALSE | L | Annual | Rate | lb/MWh | 0.56514 | 0.44208 | 0.49155 | 0.48815 | 0.47405 | 0.46946 | 0.44625 | 0.39571
CSAPR- NOX Annual- IL | 194 | 7072 | Rate Constraint in MTons | FALSE | L | Annual | Constraint Shadow Price | US2019$/Ton | 0 | 0 | 0 | 0 | 0 | 0 | 0 | 0
CSAPR- NOX Annual- IN | 195 | 7073 | Rate Constraint in MTons | FALSE | L | Annual | Seasons Included | Seasons | Winter, WintShld, Summer | Winter, WintShld, Summer | Winter, WintShld, Summer | Winter, WintShld, Summer | Winter, WintShld, Summer | Winter, WintShld, Summer | Winter, WintShld, Summer | Winter, WintShld, Summer
CSAPR- NOX Annual- IN | 195 | 7073 | Rate Constraint in MTons | FALSE | L | Annual | Standard NOX | Thousand Tons | 127.9403 | 127.9403 | 127.9403 | 127.9403 | 127.9403 | 127.9403 | 127.9403 | 127.9403
CSAPR- NOX Annual- IN | 195 | 7073 | Rate Constraint in MTons | FALSE | L | Annual | Emissions at Affected Plants NOX | Thousand Tons | 34.9384 | 31.6809 | 33.9372 | 33.2536 | 33.2333 | 26.3646 | 22.5136 | 8.988
CSAPR- NOX Annual- IN | 195 | 7073 | Rate Constraint in MTons | FALSE | L | Annual | Allowances Purchased NOX | Thousand Tons | 0 | 0 | 0 | 0 | 0 | 0 | 0 | 0
CSAPR- NOX Annual- IN | 195 | 7073 | Rate Constraint in MTons | FALSE | L | Annual | Allowances Sold NOX | Thousand Tons | 0 | 0 | 0 | 0 | 0 | 0 | 0 | 0
CSAPR- NOX Annual- IN | 195 | 7073 | Rate Constraint in MTons | FALSE | L | Annual | Allowances Banked | Thousand Tons | 0 | 0 | 0 | 0 | 0 | 0 | 0 | 0
CSAPR- NOX Annual- IN | 195 | 7073 | Rate Constraint in MTons | FALSE | L | Annual | Allowances Withdrawn (1:1) | Thousand Tons | 0 | 0 | 0 | 0 | 0 | 0 | 0 | 0
CSAPR- NOX Annual- IN | 195 | 7073 | Rate Constraint in MTons | FALSE | L | Annual | Allowances Withdrawn (n:1) | Thousand Tons | 0 | 0 | 0 | 0 | 0 | 0 | 0 | 0
CSAPR- NOX Annual- IN | 195 | 7073 | Rate Constraint in MTons | FALSE | L | Annual | Net Emissions Allowance Position | Thousand Tons | 34.9384 | 31.6809 | 33.9372 | 33.2536 | 33.2333 | 26.3646 | 22.5136 | 8.988
CSAPR- NOX Annual- IN | 195 | 7073 | Rate Constraint in MTons | FALSE | L | Annual | Fuel Consumed | TBtu | 695.8191 | 674.4362 | 713.7612 | 693.9373 | 705.3171 | 702.3038 | 698.7523 | 516.561
CSAPR- NOX Annual- IN | 195 | 7073 | Rate Constraint in MTons | FALSE | L | Annual | Rate | lb/MMBtu | 0.10042 | 0.093948 | 0.095094 | 0.09584 | 0.094236 | 0.07508 | 0.06444 | 0.034799
CSAPR- NOX Annual- IN | 195 | 7073 | Rate Constraint in MTons | FALSE | L | Annual | Generation | TWh | 73.9233 | 71.8863 | 75.7331 | 73.8954 | 78.3379 | 89.0032 | 115.88 | 127.0192
CSAPR- NOX Annual- IN | 195 | 7073 | Rate Constraint in MTons | FALSE | L | Annual | Qualifying Generation | TWh | 73.9233 | 71.8863 | 75.6329 | 73.7873 | 75.4015 | 80.5987 | 82.6039 | 66.5171
CSAPR- NOX Annual- IN | 195 | 7073 | Rate Constraint in MTons | FALSE | L | Annual | Rate | lb/MWh | 0.94526 | 0.88142 | 0.89742 | 0.90134 | 0.8815 | 0.65422 | 0.5451 | 0.27025
CSAPR- NOX Annual- IN | 195 | 7073 | Rate Constraint in MTons | FALSE | L | Annual | Constraint Shadow Price | US2019$/Ton | 0 | 0 | 0 | 0 | 0 | 0 | 0 | 0
CSAPR- NOX Annual- KS | 196 | 7074 | Rate Constraint in MTons | FALSE | L | Annual | Seasons Included | Seasons | Winter, WintShld, Summer | Winter, WintShld, Summer | Winter, WintShld, Summer | Winter, WintShld, Summer | Winter, WintShld, Summer | Winter, WintShld, Summer | Winter, WintShld, Summer | Winter, WintShld, Summer
CSAPR- NOX Annual- KS | 196 | 7074 | Rate Constraint in MTons | FALSE | L | Annual | Standard NOX | Thousand Tons | 36.9977 | 36.9977 | 36.9977 | 36.9977 | 36.9977 | 36.9977 | 36.9977 | 36.9977
CSAPR- NOX Annual- KS | 196 | 7074 | Rate Constraint in MTons | FALSE | L | Annual | Emissions at Affected Plants NOX | Thousand Tons | 3.1252 | 3.1914 | 7.8214 | 7.5023 | 8.0173 | 8.8295 | 6.7282 | 5.0001
CSAPR- NOX Annual- KS | 196 | 7074 | Rate Constraint in MTons | FALSE | L | Annual | Allowances Purchased NOX | Thousand Tons | 0 | 0 | 0 | 0 | 0 | 0 | 0 | 0
CSAPR- NOX Annual- KS | 196 | 7074 | Rate Constraint in MTons | FALSE | L | Annual | Allowances Sold NOX | Thousand Tons | 0 | 0 | 0 | 0 | 0 | 0 | 0 | 0
CSAPR- NOX Annual- KS | 196 | 7074 | Rate Constraint in MTons | FALSE | L | Annual | Allowances Banked | Thousand Tons | 0 | 0 | 0 | 0 | 0 | 0 | 0 | 0
CSAPR- NOX Annual- KS | 196 | 7074 | Rate Constraint in MTons | FALSE | L | Annual | Allowances Withdrawn (1:1) | Thousand Tons | 0 | 0 | 0 | 0 | 0 | 0 | 0 | 0
CSAPR- NOX Annual- KS | 196 | 7074 | Rate Constraint in MTons | FALSE | L | Annual | Allowances Withdrawn (n:1) | Thousand Tons | 0 | 0 | 0 | 0 | 0 | 0 | 0 | 0
CSAPR- NOX Annual- KS | 196 | 7074 | Rate Constraint in MTons | FALSE | L | Annual | Net Emissions Allowance Position | Thousand Tons | 3.1252 | 3.1914 | 7.8214 | 7.5023 | 8.0173 | 8.8295 | 6.7282 | 5.0001
CSAPR- NOX Annual- KS | 196 | 7074 | Rate Constraint in MTons | FALSE | L | Annual | Fuel Consumed | TBtu | 86.834 | 88.0668 | 180.9868 | 169.9113 | 179.1994 | 203.0935 | 154.8099 | 123.1933
CSAPR- NOX Annual- KS | 196 | 7074 | Rate Constraint in MTons | FALSE | L | Annual | Rate | lb/MMBtu | 0.071982 | 0.072477 | 0.086431 | 0.088308 | 0.089479 | 0.08695 | 0.086922 | 0.081174
CSAPR- NOX Annual- KS | 196 | 7074 | Rate Constraint in MTons | FALSE | L | Annual | Generation | TWh | 8.3515 | 8.4748 | 16.9723 | 15.9584 | 16.7744 | 20.4686 | 16.6369 | 13.615
CSAPR- NOX Annual- KS | 196 | 7074 | Rate Constraint in MTons | FALSE | L | Annual | Qualifying Generation | TWh | 8.3515 | 8.4748 | 16.9723 | 15.9584 | 16.7744 | 19.0022 | 14.5606 | 11.6553
CSAPR- NOX Annual- KS | 196 | 7074 | Rate Constraint in MTons | FALSE | L | Annual | Rate | lb/MWh | 0.74842 | 0.75315 | 0.92167 | 0.94023 | 0.95589 | 0.92931 | 0.92417 | 0.85799
CSAPR- NOX Annual- KS | 196 | 7074 | Rate Constraint in MTons | FALSE | L | Annual | Constraint Shadow Price | US2019$/Ton | 0 | 0 | 0 | 0 | 0 | 0 | 0 | 0
CSAPR- NOX Annual- KY | 197 | 7075 | Rate Constraint in MTons | FALSE | L | Annual | Seasons Included | Seasons | Winter, WintShld, Summer | Winter, WintShld, Summer | Winter, WintShld, Summer | Winter, WintShld, Summer | Winter, WintShld, Summer | Winter, WintShld, Summer | Winter, WintShld, Summer | Winter, WintShld, Summer
CSAPR- NOX Annual- KY | 197 | 7075 | Rate Constraint in MTons | FALSE | L | Annual | Standard NOX | Thousand Tons | 91.1408 | 91.1408 | 91.1408 | 91.1408 | 91.1408 | 91.1408 | 91.1408 | 91.1408
CSAPR- NOX Annual- KY | 197 | 7075 | Rate Constraint in MTons | FALSE | L | Annual | Emissions at Affected Plants NOX | Thousand Tons | 24.6496 | 10.9147 | 11.3686 | 10.8445 | 8.824 | 8.6485 | 7.0111 | 4.7334
CSAPR- NOX Annual- KY | 197 | 7075 | Rate Constraint in MTons | FALSE | L | Annual | Allowances Purchased NOX | Thousand Tons | 0 | 0 | 0 | 0 | 0 | 0 | 0 | 0
CSAPR- NOX Annual- KY | 197 | 7075 | Rate Constraint in MTons | FALSE | L | Annual | Allowances Sold NOX | Thousand Tons | 0 | 0 | 0 | 0 | 0 | 0 | 0 | 0
CSAPR- NOX Annual- KY | 197 | 7075 | Rate Constraint in MTons | FALSE | L | Annual | Allowances Banked | Thousand Tons | 0 | 0 | 0 | 0 | 0 | 0 | 0 | 0
CSAPR- NOX Annual- KY | 197 | 7075 | Rate Constraint in MTons | FALSE | L | Annual | Allowances Withdrawn (1:1) | Thousand Tons | 0 | 0 | 0 | 0 | 0 | 0 | 0 | 0
CSAPR- NOX Annual- KY | 197 | 7075 | Rate Constraint in MTons | FALSE | L | Annual | Allowances Withdrawn (n:1) | Thousand Tons | 0 | 0 | 0 | 0 | 0 | 0 | 0 | 0
CSAPR- NOX Annual- KY | 197 | 7075 | Rate Constraint in MTons | FALSE | L | Annual | Net Emissions Allowance Position | Thousand Tons | 24.6496 | 10.9147 | 11.3686 | 10.8445 | 8.824 | 8.6485 | 7.0111 | 4.7334
CSAPR- NOX Annual- KY | 197 | 7075 | Rate Constraint in MTons | FALSE | L | Annual | Fuel Consumed | TBtu | 499.7519 | 418.8413 | 416.601 | 404.8244 | 411.0457 | 438.386 | 460.8642 | 469.77
CSAPR- NOX Annual- KY | 197 | 7075 | Rate Constraint in MTons | FALSE | L | Annual | Rate | lb/MMBtu | 0.098647 | 0.052119 | 0.054578 | 0.053576 | 0.042935 | 0.039456 | 0.030426 | 0.020152
CSAPR- NOX Annual- KY | 197 | 7075 | Rate Constraint in MTons | FALSE | L | Annual | Generation | TWh | 51.3279 | 45.0144 | 47.547 | 46.5957 | 59.7854 | 86.9326 | 125.2629 | 176.3143
CSAPR- NOX Annual- KY | 197 | 7075 | Rate Constraint in MTons | FALSE | L | Annual | Qualifying Generation | TWh | 51.3279 | 45.0144 | 45.0292 | 43.9488 | 49.1518 | 54.9197 | 62.0127 | 66.5188
CSAPR- NOX Annual- KY | 197 | 7075 | Rate Constraint in MTons | FALSE | L | Annual | Rate | lb/MWh | 0.96047 | 0.48494 | 0.50494 | 0.4935 | 0.35905 | 0.31495 | 0.22612 | 0.14232
CSAPR- NOX Annual- KY | 197 | 7075 | Rate Constraint in MTons | FALSE | L | Annual | Constraint Shadow Price | US2019$/Ton | 0 | 0 | 0 | 0 | 0 | 0 | 0 | 0
CSAPR- NOX Annual- MD | 198 | 7076 | Rate Constraint in MTons | FALSE | L | Annual | Seasons Included | Seasons | Winter, WintShld, Summer | Winter, WintShld, Summer | Winter, WintShld, Summer | Winter, WintShld, Summer | Winter, WintShld, Summer | Winter, WintShld, Summer | Winter, WintShld, Summer | Winter, WintShld, Summer
CSAPR- NOX Annual- MD | 198 | 7076 | Rate Constraint in MTons | FALSE | L | Annual | Standard NOX | Thousand Tons | 19.5573 | 19.5573 | 19.5573 | 19.5573 | 19.5573 | 19.5573 | 19.5573 | 19.5573
CSAPR- NOX Annual- MD | 198 | 7076 | Rate Constraint in MTons | FALSE | L | Annual | Emissions at Affected Plants NOX | Thousand Tons | 0.53666 | 0.39334 | 0.44685 | 0.33828 | 0.32028 | 0.657 | 0.79367 | 0.56151
CSAPR- NOX Annual- MD | 198 | 7076 | Rate Constraint in MTons | FALSE | L | Annual | Allowances Purchased NOX | Thousand Tons | 0 | 0 | 0 | 0 | 0 | 0 | 0 | 0
CSAPR- NOX Annual- MD | 198 | 7076 | Rate Constraint in MTons | FALSE | L | Annual | Allowances Sold NOX | Thousand Tons | 0 | 0 | 0 | 0 | 0 | 0 | 0 | 0
CSAPR- NOX Annual- MD | 198 | 7076 | Rate Constraint in MTons | FALSE | L | Annual | Allowances Banked | Thousand Tons | 0 | 0 | 0 | 0 | 0 | 0 | 0 | 0
CSAPR- NOX Annual- MD | 198 | 7076 | Rate Constraint in MTons | FALSE | L | Annual | Allowances Withdrawn (1:1) | Thousand Tons | 0 | 0 | 0 | 0 | 0 | 0 | 0 | 0
CSAPR- NOX Annual- MD | 198 | 7076 | Rate Constraint in MTons | FALSE | L | Annual | Allowances Withdrawn (n:1) | Thousand Tons | 0 | 0 | 0 | 0 | 0 | 0 | 0 | 0
CSAPR- NOX Annual- MD | 198 | 7076 | Rate Constraint in MTons | FALSE | L | Annual | Net Emissions Allowance Position | Thousand Tons | 0.53666 | 0.39334 | 0.44685 | 0.33828 | 0.32028 | 0.657 | 0.79367 | 0.56151
CSAPR- NOX Annual- MD | 198 | 7076 | Rate Constraint in MTons | FALSE | L | Annual | Fuel Consumed | TBtu | 144.6115 | 148.0216 | 151.4668 | 147.0626 | 145.1606 | 163.864 | 168.993 | 172.8507
CSAPR- NOX Annual- MD | 198 | 7076 | Rate Constraint in MTons | FALSE | L | Annual | Rate | lb/MMBtu | 0.0074221 | 0.0053147 | 0.0059003 | 0.0046006 | 0.0044128 | 0.0080188 | 0.0093929 | 0.006497
CSAPR- NOX Annual- MD | 198 | 7076 | Rate Constraint in MTons | FALSE | L | Annual | Generation | TWh | 19.9785 | 20.545 | 21.0286 | 20.5411 | 20.3337 | 22.3309 | 25.0857 | 90.4807
CSAPR- NOX Annual- MD | 198 | 7076 | Rate Constraint in MTons | FALSE | L | Annual | Qualifying Generation | TWh | 19.9773 | 20.5437 | 21.0272 | 20.54 | 20.3329 | 22.3287 | 22.8982 | 23.9286
CSAPR- NOX Annual- MD | 198 | 7076 | Rate Constraint in MTons | FALSE | L | Annual | Rate | lb/MWh | 0.053727 | 0.038293 | 0.042502 | 0.032939 | 0.031504 | 0.058848 | 0.069321 | 0.046932
CSAPR- NOX Annual- MD | 198 | 7076 | Rate Constraint in MTons | FALSE | L | Annual | Constraint Shadow Price | US2019$/Ton | 0 | 0 | 0 | 0 | 0 | 0 | 0 | 0
CSAPR- NOX Annual- MI | 199 | 7077 | Rate Constraint in MTons | FALSE | L | Annual | Seasons Included | Seasons | Winter, WintShld, Summer | Winter, WintShld, Summer | Winter, WintShld, Summer | Winter, WintShld, Summer | Winter, WintShld, Summer | Winter, WintShld, Summer | Winter, WintShld, Summer | Winter, WintShld, Summer
CSAPR- NOX Annual- MI | 199 | 7077 | Rate Constraint in MTons | FALSE | L | Annual | Standard NOX | Thousand Tons | 74.3872 | 74.3872 | 74.3872 | 74.3872 | 74.3872 | 74.3872 | 74.3872 | 74.3872
CSAPR- NOX Annual- MI | 199 | 7077 | Rate Constraint in MTons | FALSE | L | Annual | Emissions at Affected Plants NOX | Thousand Tons | 21.1815 | 10.6618 | 13.2294 | 13.3242 | 12.7799 | 12.3905 | 9.3966 | 8.6497
CSAPR- NOX Annual- MI | 199 | 7077 | Rate Constraint in MTons | FALSE | L | Annual | Allowances Purchased NOX | Thousand Tons | 0 | 0 | 0 | 0 | 0 | 0 | 0 | 0
CSAPR- NOX Annual- MI | 199 | 7077 | Rate Constraint in MTons | FALSE | L | Annual | Allowances Sold NOX | Thousand Tons | 0 | 0 | 0 | 0 | 0 | 0 | 0 | 0
CSAPR- NOX Annual- MI | 199 | 7077 | Rate Constraint in MTons | FALSE | L | Annual | Allowances Banked | Thousand Tons | 0 | 0 | 0 | 0 | 0 | 0 | 0 | 0
CSAPR- NOX Annual- MI | 199 | 7077 | Rate Constraint in MTons | FALSE | L | Annual | Allowances Withdrawn (1:1) | Thousand Tons | 0 | 0 | 0 | 0 | 0 | 0 | 0 | 0
CSAPR- NOX Annual- MI | 199 | 7077 | Rate Constraint in MTons | FALSE | L | Annual | Allowances Withdrawn (n:1) | Thousand Tons | 0 | 0 | 0 | 0 | 0 | 0 | 0 | 0
CSAPR- NOX Annual- MI | 199 | 7077 | Rate Constraint in MTons | FALSE | L | Annual | Net Emissions Allowance Position | Thousand Tons | 21.1815 | 10.6618 | 13.2294 | 13.3242 | 12.7799 | 12.3905 | 9.3966 | 8.6497
CSAPR- NOX Annual- MI | 199 | 7077 | Rate Constraint in MTons | FALSE | L | Annual | Fuel Consumed | TBtu | 688.2442 | 550.8166 | 633.9048 | 633.0257 | 614.6419 | 595.7517 | 505.8543 | 477.9401
CSAPR- NOX Annual- MI | 199 | 7077 | Rate Constraint in MTons | FALSE | L | Annual | Rate | lb/MMBtu | 0.061552 | 0.038713 | 0.041739 | 0.042097 | 0.041585 | 0.041596 | 0.037152 | 0.036196
CSAPR- NOX Annual- MI | 199 | 7077 | Rate Constraint in MTons | FALSE | L | Annual | Generation | TWh | 82.9737 | 69.539 | 78.1551 | 78.1495 | 78.9539 | 81.7723 | 103.1983 | 129.8762
CSAPR- NOX Annual- MI | 199 | 7077 | Rate Constraint in MTons | FALSE | L | Annual | Qualifying Generation | TWh | 82.9737 | 69.539 | 77.2331 | 77.2746 | 75.0823 | 72.4548 | 64.5538 | 61.7634
CSAPR- NOX Annual- MI | 199 | 7077 | Rate Constraint in MTons | FALSE | L | Annual | Rate | lb/MWh | 0.51056 | 0.30664 | 0.34258 | 0.34485 | 0.34042 | 0.34202 | 0.29113 | 0.28009
CSAPR- NOX Annual- MI | 199 | 7077 | Rate Constraint in MTons | FALSE | L | Annual | Constraint Shadow Price | US2019$/Ton | 0 | 0 | 0 | 0 | 0 | 0 | 0 | 0
CSAPR- NOX Annual- MN | 200 | 7078 | Rate Constraint in MTons | FALSE | L | Annual | Seasons Included | Seasons | Winter, WintShld, Summer | Winter, WintShld, Summer | Winter, WintShld, Summer | Winter, WintShld, Summer | Winter, WintShld, Summer | Winter, WintShld, Summer | Winter, WintShld, Summer | Winter, WintShld, Summer
CSAPR- NOX Annual- MN | 200 | 7078 | Rate Constraint in MTons | FALSE | L | Annual | Standard NOX | Thousand Tons | 34.895 | 34.895 | 34.895 | 34.895 | 34.895 | 34.895 | 34.895 | 34.895
CSAPR- NOX Annual- MN | 200 | 7078 | Rate Constraint in MTons | FALSE | L | Annual | Emissions at Affected Plants NOX | Thousand Tons | 9.0366 | 3.2807 | 3.1963 | 3.1295 | 2.9432 | 2.6097 | 2.3055 | 1.8395
CSAPR- NOX Annual- MN | 200 | 7078 | Rate Constraint in MTons | FALSE | L | Annual | Allowances Purchased NOX | Thousand Tons | 0 | 0 | 0 | 0 | 0 | 0 | 0 | 0
CSAPR- NOX Annual- MN | 200 | 7078 | Rate Constraint in MTons | FALSE | L | Annual | Allowances Sold NOX | Thousand Tons | 0 | 0 | 0 | 0 | 0 | 0 | 0 | 0
CSAPR- NOX Annual- MN | 200 | 7078 | Rate Constraint in MTons | FALSE | L | Annual | Allowances Banked | Thousand Tons | 0 | 0 | 0 | 0 | 0 | 0 | 0 | 0
CSAPR- NOX Annual- MN | 200 | 7078 | Rate Constraint in MTons | FALSE | L | Annual | Allowances Withdrawn (1:1) | Thousand Tons | 0 | 0 | 0 | 0 | 0 | 0 | 0 | 0
CSAPR- NOX Annual- MN | 200 | 7078 | Rate Constraint in MTons | FALSE | L | Annual | Allowances Withdrawn (n:1) | Thousand Tons | 0 | 0 | 0 | 0 | 0 | 0 | 0 | 0
CSAPR- NOX Annual- MN | 200 | 7078 | Rate Constraint in MTons | FALSE | L | Annual | Net Emissions Allowance Position | Thousand Tons | 9.0366 | 3.2807 | 3.1963 | 3.1295 | 2.9432 | 2.6097 | 2.3055 | 1.8395
CSAPR- NOX Annual- MN | 200 | 7078 | Rate Constraint in MTons | FALSE | L | Annual | Fuel Consumed | TBtu | 214.7276 | 132.2641 | 143.2475 | 139.4521 | 136.1529 | 107.863 | 97.2839 | 75.6
CSAPR- NOX Annual- MN | 200 | 7078 | Rate Constraint in MTons | FALSE | L | Annual | Rate | lb/MMBtu | 0.084168 | 0.049609 | 0.044627 | 0.044883 | 0.043234 | 0.04839 | 0.047398 | 0.048663
CSAPR- NOX Annual- MN | 200 | 7078 | Rate Constraint in MTons | FALSE | L | Annual | Generation | TWh | 23.8605 | 15.7767 | 16.4142 | 15.9547 | 15.8255 | 12.4101 | 11.3277 | 9.0037
CSAPR- NOX Annual- MN | 200 | 7078 | Rate Constraint in MTons | FALSE | L | Annual | Qualifying Generation | TWh | 23.8605 | 15.7767 | 16.2718 | 15.8162 | 15.711 | 12.2925 | 11.1251 | 8.5669
CSAPR- NOX Annual- MN | 200 | 7078 | Rate Constraint in MTons | FALSE | L | Annual | Rate | lb/MWh | 0.75745 | 0.41589 | 0.39287 | 0.39573 | 0.37467 | 0.4246 | 0.41447 | 0.42944
CSAPR- NOX Annual- MN | 200 | 7078 | Rate Constraint in MTons | FALSE | L | Annual | Constraint Shadow Price | US2019$/Ton | 0 | 0 | 0 | 0 | 0 | 0 | 0 | 0
CSAPR- NOX Annual- MO | 201 | 7079 | Rate Constraint in MTons | FALSE | L | Annual | Seasons Included | Seasons | Winter, WintShld, Summer | Winter, WintShld, Summer | Winter, WintShld, Summer | Winter, WintShld, Summer | Winter, WintShld, Summer | Winter, WintShld, Summer | Winter, WintShld, Summer | Winter, WintShld, Summer
CSAPR- NOX Annual- MO | 201 | 7079 | Rate Constraint in MTons | FALSE | L | Annual | Standard NOX | Thousand Tons | 57.5167 | 57.5167 | 57.5167 | 57.5167 | 57.5167 | 57.5167 | 57.5167 | 57.5167
CSAPR- NOX Annual- MO | 201 | 7079 | Rate Constraint in MTons | FALSE | L | Annual | Emissions at Affected Plants NOX | Thousand Tons | 38.9453 | 29.6835 | 37.5553 | 37.636 | 37.9331 | 38.2405 | 36.6459 | 33.3712
CSAPR- NOX Annual- MO | 201 | 7079 | Rate Constraint in MTons | FALSE | L | Annual | Allowances Purchased NOX | Thousand Tons | 0 | 0 | 0 | 0 | 0 | 0 | 0 | 0
CSAPR- NOX Annual- MO | 201 | 7079 | Rate Constraint in MTons | FALSE | L | Annual | Allowances Sold NOX | Thousand Tons | 0 | 0 | 0 | 0 | 0 | 0 | 0 | 0
CSAPR- NOX Annual- MO | 201 | 7079 | Rate Constraint in MTons | FALSE | L | Annual | Allowances Banked | Thousand Tons | 0 | 0 | 0 | 0 | 0 | 0 | 0 | 0
CSAPR- NOX Annual- MO | 201 | 7079 | Rate Constraint in MTons | FALSE | L | Annual | Allowances Withdrawn (1:1) | Thousand Tons | 0 | 0 | 0 | 0 | 0 | 0 | 0 | 0
CSAPR- NOX Annual- MO | 201 | 7079 | Rate Constraint in MTons | FALSE | L | Annual | Allowances Withdrawn (n:1) | Thousand Tons | 0 | 0 | 0 | 0 | 0 | 0 | 0 | 0
CSAPR- NOX Annual- MO | 201 | 7079 | Rate Constraint in MTons | FALSE | L | Annual | Net Emissions Allowance Position | Thousand Tons | 38.9453 | 29.6835 | 37.5553 | 37.636 | 37.9331 | 38.2405 | 36.6459 | 33.3712
CSAPR- NOX Annual- MO | 201 | 7079 | Rate Constraint in MTons | FALSE | L | Annual | Fuel Consumed | TBtu | 550.1778 | 487.6345 | 608.796 | 611.3438 | 617.0778 | 622.8403 | 598.88 | 532.0643
CSAPR- NOX Annual- MO | 201 | 7079 | Rate Constraint in MTons | FALSE | L | Annual | Rate | lb/MMBtu | 0.14157 | 0.12174 | 0.12338 | 0.12313 | 0.12294 | 0.12279 | 0.12238 | 0.12544
CSAPR- NOX Annual- MO | 201 | 7079 | Rate Constraint in MTons | FALSE | L | Annual | Generation | TWh | 55.6702 | 49.6056 | 61.8168 | 62.0482 | 62.5966 | 64.5382 | 62.8857 | 55.7568
CSAPR- NOX Annual- MO | 201 | 7079 | Rate Constraint in MTons | FALSE | L | Annual | Qualifying Generation | TWh | 55.6702 | 49.6056 | 61.8037 | 62.0288 | 62.5768 | 63.0118 | 60.5586 | 53.5864
CSAPR- NOX Annual- MO | 201 | 7079 | Rate Constraint in MTons | FALSE | L | Annual | Rate | lb/MWh | 1.3991 | 1.1968 | 1.2153 | 1.2135 | 1.2124 | 1.2138 | 1.2103 | 1.2455
CSAPR- NOX Annual- MO | 201 | 7079 | Rate Constraint in MTons | FALSE | L | Annual | Constraint Shadow Price | US2019$/Ton | 0 | 0 | 0 | 0 | 0 | 0 | 0 | 0
CSAPR- NOX Annual- NC | 202 | 7080 | Rate Constraint in MTons | FALSE | L | Annual | Seasons Included | Seasons | Winter, WintShld, Summer | Winter, WintShld, Summer | Winter, WintShld, Summer | Winter, WintShld, Summer | Winter, WintShld, Summer | Winter, WintShld, Summer | Winter, WintShld, Summer | Winter, WintShld, Summer
CSAPR- NOX Annual- NC | 202 | 7080 | Rate Constraint in MTons | FALSE | L | Annual | Standard NOX | Thousand Tons | 49.0325 | 49.0325 | 49.0325 | 49.0325 | 49.0325 | 49.0325 | 49.0325 | 49.0325
CSAPR- NOX Annual- NC | 202 | 7080 | Rate Constraint in MTons | FALSE | L | Annual | Emissions at Affected Plants NOX | Thousand Tons | 17.1644 | 14.6234 | 19.9502 | 21.2562 | 17.1478 | 12.455 | 10.4811 | 8.3354
CSAPR- NOX Annual- NC | 202 | 7080 | Rate Constraint in MTons | FALSE | L | Annual | Allowances Purchased NOX | Thousand Tons | 0 | 0 | 0 | 0 | 0 | 0 | 0 | 0
CSAPR- NOX Annual- NC | 202 | 7080 | Rate Constraint in MTons | FALSE | L | Annual | Allowances Sold NOX | Thousand Tons | 0 | 0 | 0 | 0 | 0 | 0 | 0 | 0
CSAPR- NOX Annual- NC | 202 | 7080 | Rate Constraint in MTons | FALSE | L | Annual | Allowances Banked | Thousand Tons | 0 | 0 | 0 | 0 | 0 | 0 | 0 | 0
CSAPR- NOX Annual- NC | 202 | 7080 | Rate Constraint in MTons | FALSE | L | Annual | Allowances Withdrawn (1:1) | Thousand Tons | 0 | 0 | 0 | 0 | 0 | 0 | 0 | 0
CSAPR- NOX Annual- NC | 202 | 7080 | Rate Constraint in MTons | FALSE | L | Annual | Allowances Withdrawn (n:1) | Thousand Tons | 0 | 0 | 0 | 0 | 0 | 0 | 0 | 0
CSAPR- NOX Annual- NC | 202 | 7080 | Rate Constraint in MTons | FALSE | L | Annual | Net Emissions Allowance Position | Thousand Tons | 17.1644 | 14.6234 | 19.9502 | 21.2562 | 17.1478 | 12.455 | 10.4811 | 8.3354
CSAPR- NOX Annual- NC | 202 | 7080 | Rate Constraint in MTons | FALSE | L | Annual | Fuel Consumed | TBtu | 592.0349 | 628.1078 | 669.3897 | 692.0542 | 747.8665 | 704.432 | 669.7665 | 603.7558
CSAPR- NOX Annual- NC | 202 | 7080 | Rate Constraint in MTons | FALSE | L | Annual | Rate | lb/MMBtu | 0.057985 | 0.046563 | 0.059607 | 0.061429 | 0.045858 | 0.035362 | 0.031298 | 0.027612
CSAPR- NOX Annual- NC | 202 | 7080 | Rate Constraint in MTons | FALSE | L | Annual | Generation | TWh | 77.9816 | 87.072 | 91.5092 | 94.4527 | 121.8891 | 124.0076 | 123.3716 | 147.6327
CSAPR- NOX Annual- NC | 202 | 7080 | Rate Constraint in MTons | FALSE | L | Annual | Qualifying Generation | TWh | 73.1154 | 77.1759 | 81.3853 | 83.6952 | 95.3038 | 91.6916 | 87.0021 | 81.9217
CSAPR- NOX Annual- NC | 202 | 7080 | Rate Constraint in MTons | FALSE | L | Annual | Rate | lb/MWh | 0.46952 | 0.37896 | 0.49027 | 0.50794 | 0.35986 | 0.27167 | 0.24094 | 0.2035
CSAPR- NOX Annual- NC | 202 | 7080 | Rate Constraint in MTons | FALSE | L | Annual | Constraint Shadow Price | US2019$/Ton | 0 | 0 | 0 | 0 | 0 | 0 | 0 | 0
CSAPR- NOX Annual- NE | 203 | 7081 | Rate Constraint in MTons | FALSE | L | Annual | Seasons Included | Seasons | Winter, WintShld, Summer | Winter, WintShld, Summer | Winter, WintShld, Summer | Winter, WintShld, Summer | Winter, WintShld, Summer | Winter, WintShld, Summer | Winter, WintShld, Summer | Winter, WintShld, Summer
CSAPR- NOX Annual- NE | 203 | 7081 | Rate Constraint in MTons | FALSE | L | Annual | Standard NOX | Thousand Tons | 35.446 | 35.446 | 35.446 | 35.446 | 35.446 | 35.446 | 35.446 | 35.446
CSAPR- NOX Annual- NE | 203 | 7081 | Rate Constraint in MTons | FALSE | L | Annual | Emissions at Affected Plants NOX | Thousand Tons | 23.5298 | 19.1363 | 20.8079 | 20.7499 | 20.7733 | 20.9579 | 20.7932 | 18.7187
CSAPR- NOX Annual- NE | 203 | 7081 | Rate Constraint in MTons | FALSE | L | Annual | Allowances Purchased NOX | Thousand Tons | 0 | 0 | 0 | 0 | 0 | 0 | 0 | 0
CSAPR- NOX Annual- NE | 203 | 7081 | Rate Constraint in MTons | FALSE | L | Annual | Allowances Sold NOX | Thousand Tons | 0 | 0 | 0 | 0 | 0 | 0 | 0 | 0
CSAPR- NOX Annual- NE | 203 | 7081 | Rate Constraint in MTons | FALSE | L | Annual | Allowances Banked | Thousand Tons | 0 | 0 | 0 | 0 | 0 | 0 | 0 | 0
CSAPR- NOX Annual- NE | 203 | 7081 | Rate Constraint in MTons | FALSE | L | Annual | Allowances Withdrawn (1:1) | Thousand Tons | 0 | 0 | 0 | 0 | 0 | 0 | 0 | 0
CSAPR- NOX Annual- NE | 203 | 7081 | Rate Constraint in MTons | FALSE | L | Annual | Allowances Withdrawn (n:1) | Thousand Tons | 0 | 0 | 0 | 0 | 0 | 0 | 0 | 0
CSAPR- NOX Annual- NE | 203 | 7081 | Rate Constraint in MTons | FALSE | L | Annual | Net Emissions Allowance Position | Thousand Tons | 23.5298 | 19.1363 | 20.8079 | 20.7499 | 20.7733 | 20.9579 | 20.7932 | 18.7187
CSAPR- NOX Annual- NE | 203 | 7081 | Rate Constraint in MTons | FALSE | L | Annual | Fuel Consumed | TBtu | 261.176 | 227.5344 | 249.1912 | 248.4438 | 248.9356 | 251.9606 | 249.5621 | 227.1136
CSAPR- NOX Annual- NE | 203 | 7081 | Rate Constraint in MTons | FALSE | L | Annual | Rate | lb/MMBtu | 0.18018 | 0.16821 | 0.167 | 0.16704 | 0.1669 | 0.16636 | 0.16664 | 0.16484
CSAPR- NOX Annual- NE | 203 | 7081 | Rate Constraint in MTons | FALSE | L | Annual | Generation | TWh | 25.2473 | 22.0937 | 24.0864 | 24.0247 | 24.066 | 24.7196 | 25.7351 | 24.1082
CSAPR- NOX Annual- NE | 203 | 7081 | Rate Constraint in MTons | FALSE | L | Annual | Qualifying Generation | TWh | 25.2473 | 22.0937 | 24.0864 | 24.0247 | 24.066 | 24.33 | 24.1327 | 22.1657
CSAPR- NOX Annual- NE | 203 | 7081 | Rate Constraint in MTons | FALSE | L | Annual | Rate | lb/MWh | 1.8639 | 1.7323 | 1.7278 | 1.7274 | 1.7264 | 1.7228 | 1.7232 | 1.689
CSAPR- NOX Annual- NE | 203 | 7081 | Rate Constraint in MTons | FALSE | L | Annual | Constraint Shadow Price | US2019$/Ton | 0 | 0 | 0 | 0 | 0 | 0 | 0 | 0
CSAPR- NOX Annual- NJ | 204 | 7082 | Rate Constraint in MTons | FALSE | L | Annual | Seasons Included | Seasons | Winter, WintShld, Summer | Winter, WintShld, Summer | Winter, WintShld, Summer | Winter, WintShld, Summer | Winter, WintShld, Summer | Winter, WintShld, Summer | Winter, WintShld, Summer | Winter, WintShld, Summer
CSAPR- NOX Annual- NJ | 204 | 7082 | Rate Constraint in MTons | FALSE | L | Annual | Standard NOX | Thousand Tons | 9.3751 | 9.3751 | 9.3751 | 9.3751 | 9.3751 | 9.3751 | 9.3751 | 9.3751
CSAPR- NOX Annual- NJ | 204 | 7082 | Rate Constraint in MTons | FALSE | L | Annual | Emissions at Affected Plants NOX | Thousand Tons | 1.1276 | 1.1882 | 1.3028 | 1.1386 | 1.0529 | 1.5006 | 1.7075 | 1.6293
CSAPR- NOX Annual- NJ | 204 | 7082 | Rate Constraint in MTons | FALSE | L | Annual | Allowances Purchased NOX | Thousand Tons | 0 | 0 | 0 | 0 | 0 | 0 | 0 | 0
CSAPR- NOX Annual- NJ | 204 | 7082 | Rate Constraint in MTons | FALSE | L | Annual | Allowances Sold NOX | Thousand Tons | 0 | 0 | 0 | 0 | 0 | 0 | 0 | 0
CSAPR- NOX Annual- NJ | 204 | 7082 | Rate Constraint in MTons | FALSE | L | Annual | Allowances Banked | Thousand Tons | 0 | 0 | 0 | 0 | 0 | 0 | 0 | 0
CSAPR- NOX Annual- NJ | 204 | 7082 | Rate Constraint in MTons | FALSE | L | Annual | Allowances Withdrawn (1:1) | Thousand Tons | 0 | 0 | 0 | 0 | 0 | 0 | 0 | 0
CSAPR- NOX Annual- NJ | 204 | 7082 | Rate Constraint in MTons | FALSE | L | Annual | Allowances Withdrawn (n:1) | Thousand Tons | 0 | 0 | 0 | 0 | 0 | 0 | 0 | 0
CSAPR- NOX Annual- NJ | 204 | 7082 | Rate Constraint in MTons | FALSE | L | Annual | Net Emissions Allowance Position | Thousand Tons | 1.1276 | 1.1882 | 1.3028 | 1.1386 | 1.0529 | 1.5006 | 1.7075 | 1.6293
CSAPR- NOX Annual- NJ | 204 | 7082 | Rate Constraint in MTons | FALSE | L | Annual | Fuel Consumed | TBtu | 254.9348 | 278.4451 | 297.8317 | 272.004 | 274.0353 | 326.9111 | 356.3687 | 348.4882
CSAPR- NOX Annual- NJ | 204 | 7082 | Rate Constraint in MTons | FALSE | L | Annual | Rate | lb/MMBtu | 0.0088464 | 0.0085347 | 0.0087487 | 0.0083722 | 0.0076846 | 0.0091806 | 0.0095828 | 0.0093506
CSAPR- NOX Annual- NJ | 204 | 7082 | Rate Constraint in MTons | FALSE | L | Annual | Generation | TWh | 36.2634 | 39.5941 | 42.1312 | 38.7273 | 38.7677 | 45.2227 | 49.4511 | 49.2661
CSAPR- NOX Annual- NJ | 204 | 7082 | Rate Constraint in MTons | FALSE | L | Annual | Qualifying Generation | TWh | 36.1092 | 39.4346 | 41.9715 | 38.5769 | 38.6652 | 45.1676 | 49.2342 | 48.051
CSAPR- NOX Annual- NJ | 204 | 7082 | Rate Constraint in MTons | FALSE | L | Annual | Rate | lb/MWh | 0.062456 | 0.060263 | 0.062081 | 0.059032 | 0.054463 | 0.066446 | 0.069363 | 0.067815
CSAPR- NOX Annual- NJ | 204 | 7082 | Rate Constraint in MTons | FALSE | L | Annual | Constraint Shadow Price | US2019$/Ton | 0 | 0 | 0 | 0 | 0 | 0 | 0 | 0
CSAPR- NOX Annual- NY | 205 | 7083 | Rate Constraint in MTons | FALSE | L | Annual | Seasons Included | Seasons | Winter, WintShld, Summer | Winter, WintShld, Summer | Winter, WintShld, Summer | Winter, WintShld, Summer | Winter, WintShld, Summer | Winter, WintShld, Summer | Winter, WintShld, Summer | Winter, WintShld, Summer
CSAPR- NOX Annual- NY | 205 | 7083 | Rate Constraint in MTons | FALSE | L | Annual | Standard NOX | Thousand Tons | 25.632 | 25.632 | 25.632 | 25.632 | 25.632 | 25.632 | 25.632 | 25.632
CSAPR- NOX Annual- NY | 205 | 7083 | Rate Constraint in MTons | FALSE | L | Annual | Emissions at Affected Plants NOX | Thousand Tons | 3.9332 | 3.2515 | 2.7877 | 2.4649 | 1.3609 | 0.39002 | 0.39146 | 0.40853
CSAPR- NOX Annual- NY | 205 | 7083 | Rate Constraint in MTons | FALSE | L | Annual | Allowances Purchased NOX | Thousand Tons | 0 | 0 | 0 | 0 | 0 | 0 | 0 | 0
CSAPR- NOX Annual- NY | 205 | 7083 | Rate Constraint in MTons | FALSE | L | Annual | Allowances Sold NOX | Thousand Tons | 0 | 0 | 0 | 0 | 0 | 0 | 0 | 0
CSAPR- NOX Annual- NY | 205 | 7083 | Rate Constraint in MTons | FALSE | L | Annual | Allowances Banked | Thousand Tons | 0 | 0 | 0 | 0 | 0 | 0 | 0 | 0
CSAPR- NOX Annual- NY | 205 | 7083 | Rate Constraint in MTons | FALSE | L | Annual | Allowances Withdrawn (1:1) | Thousand Tons | 0 | 0 | 0 | 0 | 0 | 0 | 0 | 0
CSAPR- NOX Annual- NY | 205 | 7083 | Rate Constraint in MTons | FALSE | L | Annual | Allowances Withdrawn (n:1) | Thousand Tons | 0 | 0 | 0 | 0 | 0 | 0 | 0 | 0
CSAPR- NOX Annual- NY | 205 | 7083 | Rate Constraint in MTons | FALSE | L | Annual | Net Emissions Allowance Position | Thousand Tons | 3.9332 | 3.2515 | 2.7877 | 2.4649 | 1.3609 | 0.39002 | 0.39146 | 0.40853
CSAPR- NOX Annual- NY | 205 | 7083 | Rate Constraint in MTons | FALSE | L | Annual | Fuel Consumed | TBtu | 401.3047 | 368.1583 | 363.9035 | 368.1213 | 242.9049 | 70.7824 | 74.578 | 78.6286
CSAPR- NOX Annual- NY | 205 | 7083 | Rate Constraint in MTons | FALSE | L | Annual | Rate | lb/MMBtu | 0.019602 | 0.017664 | 0.015321 | 0.013392 | 0.011205 | 0.01102 | 0.010498 | 0.010391
CSAPR- NOX Annual- NY | 205 | 7083 | Rate Constraint in MTons | FALSE | L | Annual | Generation | TWh | 53.1502 | 49.1151 | 49.1719 | 50.5961 | 34.1997 | 10.0568 | 10.5615 | 11.0309
CSAPR- NOX Annual- NY | 205 | 7083 | Rate Constraint in MTons | FALSE | L | Annual | Qualifying Generation | TWh | 53.1215 | 49.0854 | 49.1421 | 50.568 | 34.1805 | 10.0465 | 10.521 | 10.9299
CSAPR- NOX Annual- NY | 205 | 7083 | Rate Constraint in MTons | FALSE | L | Annual | Rate | lb/MWh | 0.14808 | 0.13248 | 0.11346 | 0.097487 | 0.079628 | 0.077642 | 0.074415 | 0.074754
CSAPR- NOX Annual- NY | 205 | 7083 | Rate Constraint in MTons | FALSE | L | Annual | Constraint Shadow Price | US2019$/Ton | 0 | 0 | 0 | 0 | 0 | 0 | 0 | 0
CSAPR- NOX Annual- OH | 206 | 7084 | Rate Constraint in MTons | FALSE | L | Annual | Seasons Included | Seasons | Winter, WintShld, Summer | Winter, WintShld, Summer | Winter, WintShld, Summer | Winter, WintShld, Summer | Winter, WintShld, Summer | Winter, WintShld, Summer | Winter, WintShld, Summer | Winter, WintShld, Summer
CSAPR- NOX Annual- OH | 206 | 7084 | Rate Constraint in MTons | FALSE | L | Annual | Standard NOX | Thousand Tons | 106.5044 | 106.5044 | 106.5044 | 106.5044 | 106.5044 | 106.5044 | 106.5044 | 106.5044
CSAPR- NOX Annual- OH | 206 | 7084 | Rate Constraint in MTons | FALSE | L | Annual | Emissions at Affected Plants NOX | Thousand Tons | 32.3441 | 22.5854 | 30.524 | 29.9509 | 30.6355 | 23.2574 | 12.861 | 10.5724
CSAPR- NOX Annual- OH | 206 | 7084 | Rate Constraint in MTons | FALSE | L | Annual | Allowances Purchased NOX | Thousand Tons | 0 | 0 | 0 | 0 | 0 | 0 | 0 | 0
CSAPR- NOX Annual- OH | 206 | 7084 | Rate Constraint in MTons | FALSE | L | Annual | Allowances Sold NOX | Thousand Tons | 0 | 0 | 0 | 0 | 0 | 0 | 0 | 0
CSAPR- NOX Annual- OH | 206 | 7084 | Rate Constraint in MTons | FALSE | L | Annual | Allowances Banked | Thousand Tons | 0 | 0 | 0 | 0 | 0 | 0 | 0 | 0
CSAPR- NOX Annual- OH | 206 | 7084 | Rate Constraint in MTons | FALSE | L | Annual | Allowances Withdrawn (1:1) | Thousand Tons | 0 | 0 | 0 | 0 | 0 | 0 | 0 | 0
CSAPR- NOX Annual- OH | 206 | 7084 | Rate Constraint in MTons | FALSE | L | Annual | Allowances Withdrawn (n:1) | Thousand Tons | 0 | 0 | 0 | 0 | 0 | 0 | 0 | 0
CSAPR- NOX Annual- OH | 206 | 7084 | Rate Constraint in MTons | FALSE | L | Annual | Net Emissions Allowance Position | Thousand Tons | 32.3441 | 22.5854 | 30.524 | 29.9509 | 30.6355 | 23.2574 | 12.861 | 10.5724
CSAPR- NOX Annual- OH | 206 | 7084 | Rate Constraint in MTons | FALSE | L | Annual | Fuel Consumed | TBtu | 940.8675 | 830.1415 | 936.5498 | 937.9444 | 983.8626 | 942.885 | 887.8796 | 934.0583
CSAPR- NOX Annual- OH | 206 | 7084 | Rate Constraint in MTons | FALSE | L | Annual | Rate | lb/MMBtu | 0.068754 | 0.054413 | 0.065184 | 0.063865 | 0.062276 | 0.049332 | 0.02897 | 0.022638
CSAPR- NOX Annual- OH | 206 | 7084 | Rate Constraint in MTons | FALSE | L | Annual | Generation | TWh | 109.9685 | 99.1844 | 110.0725 | 110.669 | 117.5081 | 117.1015 | 143.2053 | 173.2751
CSAPR- NOX Annual- OH | 206 | 7084 | Rate Constraint in MTons | FALSE | L | Annual | Qualifying Generation | TWh | 109.9685 | 99.1844 | 109.8243 | 110.133 | 114.7692 | 110.8736 | 117.2146 | 127.6386
CSAPR- NOX Annual- OH | 206 | 7084 | Rate Constraint in MTons | FALSE | L | Annual | Rate | lb/MWh | 0.58824 | 0.45542 | 0.55587 | 0.5439 | 0.53386 | 0.41953 | 0.21944 | 0.16566
CSAPR- NOX Annual- OH | 206 | 7084 | Rate Constraint in MTons | FALSE | L | Annual | Constraint Shadow Price | US2019$/Ton | 0 | 0 | 0 | 0 | 0 | 0 | 0 | 0
CSAPR- NOX Annual- PA | 207 | 7085 | Rate Constraint in MTons | FALSE | L | Annual | Seasons Included | Seasons | Winter, WintShld, Summer | Winter, WintShld, Summer | Winter, WintShld, Summer | Winter, WintShld, Summer | Winter, WintShld, Summer | Winter, WintShld, Summer | Winter, WintShld, Summer | Winter, WintShld, Summer
CSAPR- NOX Annual- PA | 207 | 7085 | Rate Constraint in MTons | FALSE | L | Annual | Standard NOX | Thousand Tons | 140.6489 | 140.6489 | 140.6489 | 140.6489 | 140.6489 | 140.6489 | 140.6489 | 140.6489
CSAPR- NOX Annual- PA | 207 | 7085 | Rate Constraint in MTons | FALSE | L | Annual | Emissions at Affected Plants NOX | Thousand Tons | 12.4474 | 14.1796 | 12.6907 | 12.1418 | 11.1974 | 8.5993 | 7.2303 | 7.4986
CSAPR- NOX Annual- PA | 207 | 7085 | Rate Constraint in MTons | FALSE | L | Annual | Allowances Purchased NOX | Thousand Tons | 0 | 0 | 0 | 0 | 0 | 0 | 0 | 0
CSAPR- NOX Annual- PA | 207 | 7085 | Rate Constraint in MTons | FALSE | L | Annual | Allowances Sold NOX | Thousand Tons | 0 | 0 | 0 | 0 | 0 | 0 | 0 | 0
CSAPR- NOX Annual- PA | 207 | 7085 | Rate Constraint in MTons | FALSE | L | Annual | Allowances Banked | Thousand Tons | 0 | 0 | 0 | 0 | 0 | 0 | 0 | 0
CSAPR- NOX Annual- PA | 207 | 7085 | Rate Constraint in MTons | FALSE | L | Annual | Allowances Withdrawn (1:1) | Thousand Tons | 0 | 0 | 0 | 0 | 0 | 0 | 0 | 0
CSAPR- NOX Annual- PA | 207 | 7085 | Rate Constraint in MTons | FALSE | L | Annual | Allowances Withdrawn (n:1) | Thousand Tons | 0 | 0 | 0 | 0 | 0 | 0 | 0 | 0
CSAPR- NOX Annual- PA | 207 | 7085 | Rate Constraint in MTons | FALSE | L | Annual | Net Emissions Allowance Position | Thousand Tons | 12.4474 | 14.1796 | 12.6907 | 12.1418 | 11.1974 | 8.5993 | 7.2303 | 7.4986
CSAPR- NOX Annual- PA | 207 | 7085 | Rate Constraint in MTons | FALSE | L | Annual | Fuel Consumed | TBtu | 1185.0071 | 1237.1413 | 1196.2136 | 1193.2578 | 1178.2597 | 1133.7562 | 1192.9942 | 1312.5474
CSAPR- NOX Annual- PA | 207 | 7085 | Rate Constraint in MTons | FALSE | L | Annual | Rate | lb/MMBtu | 0.021008 | 0.022923 | 0.021218 | 0.020351 | 0.019007 | 0.01517 | 0.012121 | 0.011426
CSAPR- NOX Annual- PA | 207 | 7085 | Rate Constraint in MTons | FALSE | L | Annual | Generation | TWh | 156.4039 | 161.1953 | 159.2366 | 160.9161 | 165.0191 | 168.4704 | 220.4541 | 323.7358
CSAPR- NOX Annual- PA | 207 | 7085 | Rate Constraint in MTons | FALSE | L | Annual | Qualifying Generation | TWh | 156.4039 | 161.1953 | 157.5336 | 157.2382 | 155.9244 | 152.1266 | 160.1069 | 176.1011
CSAPR- NOX Annual- PA | 207 | 7085 | Rate Constraint in MTons | FALSE | L | Annual | Rate | lb/MWh | 0.15917 | 0.17593 | 0.16112 | 0.15444 | 0.14363 | 0.11305 | 0.090318 | 0.085163
CSAPR- NOX Annual- PA | 207 | 7085 | Rate Constraint in MTons | FALSE | L | Annual | Constraint Shadow Price | US2019$/Ton | 0 | 0 | 0 | 0 | 0 | 0 | 0 | 0
CSAPR- NOX Annual- SC | 208 | 7086 | Rate Constraint in MTons | FALSE | L | Annual | Seasons Included | Seasons | Winter, WintShld, Summer | Winter, WintShld, Summer | Winter, WintShld, Summer | Winter, WintShld, Summer | Winter, WintShld, Summer | Winter, WintShld, Summer | Winter, WintShld, Summer | Winter, WintShld, Summer
CSAPR- NOX Annual- SC | 208 | 7086 | Rate Constraint in MTons | FALSE | L | Annual | Standard NOX | Thousand Tons | 38.3476 | 38.3476 | 38.3476 | 38.3476 | 38.3476 | 38.3476 | 38.3476 | 38.3476
CSAPR- NOX Annual- SC | 208 | 7086 | Rate Constraint in MTons | FALSE | L | Annual | Emissions at Affected Plants NOX | Thousand Tons | 7.3865 | 6.2558 | 7.9831 | 8.3172 | 8.5175 | 6.4222 | 4.4763 | 3.3464
CSAPR- NOX Annual- SC | 208 | 7086 | Rate Constraint in MTons | FALSE | L | Annual | Allowances Purchased NOX | Thousand Tons | 0 | 0 | 0 | 0 | 0 | 0 | 0 | 0
CSAPR- NOX Annual- SC | 208 | 7086 | Rate Constraint in MTons | FALSE | L | Annual | Allowances Sold NOX | Thousand Tons | 0 | 0 | 0 | 0 | 0 | 0 | 0 | 0
CSAPR- NOX Annual- SC | 208 | 7086 | Rate Constraint in MTons | FALSE | L | Annual | Allowances Banked | Thousand Tons | 0 | 0 | 0 | 0 | 0 | 0 | 0 | 0
CSAPR- NOX Annual- SC | 208 | 7086 | Rate Constraint in MTons | FALSE | L | Annual | Allowances Withdrawn (1:1) | Thousand Tons | 0 | 0 | 0 | 0 | 0 | 0 | 0 | 0
CSAPR- NOX Annual- SC | 208 | 7086 | Rate Constraint in MTons | FALSE | L | Annual | Allowances Withdrawn (n:1) | Thousand Tons | 0 | 0 | 0 | 0 | 0 | 0 | 0 | 0
CSAPR- NOX Annual- SC | 208 | 7086 | Rate Constraint in MTons | FALSE | L | Annual | Net Emissions Allowance Position | Thousand Tons | 7.3865 | 6.2558 | 7.9831 | 8.3172 | 8.5175 | 6.4222 | 4.4763 | 3.3464
CSAPR- NOX Annual- SC | 208 | 7086 | Rate Constraint in MTons | FALSE | L | Annual | Fuel Consumed | TBtu | 353.5298 | 381.4935 | 403.6139 | 415.6698 | 490.4029 | 442.8778 | 395.6436 | 375.9198
CSAPR- NOX Annual- SC | 208 | 7086 | Rate Constraint in MTons | FALSE | L | Annual | Rate | lb/MMBtu | 0.041787 | 0.032796 | 0.039558 | 0.040018 | 0.034737 | 0.029002 | 0.022628 | 0.017804
CSAPR- NOX Annual- SC | 208 | 7086 | Rate Constraint in MTons | FALSE | L | Annual | Generation | TWh | 49.8517 | 59.795 | 60.788 | 62.8165 | 92.6678 | 91.8047 | 86.5878 | 95.3751
CSAPR- NOX Annual- SC | 208 | 7086 | Rate Constraint in MTons | FALSE | L | Annual | Qualifying Generation | TWh | 43.2977 | 46.4665 | 48.6762 | 49.8717 | 61.6086 | 56.8008 | 51.3424 | 52.0877
CSAPR- NOX Annual- SC | 208 | 7086 | Rate Constraint in MTons | FALSE | L | Annual | Rate | lb/MWh | 0.3412 | 0.26926 | 0.32801 | 0.33354 | 0.2765 | 0.22613 | 0.17437 | 0.12849
CSAPR- NOX Annual- SC | 208 | 7086 | Rate Constraint in MTons | FALSE | L | Annual | Constraint Shadow Price | US2019$/Ton | 0 | 0 | 0 | 0 | 0 | 0 | 0 | 0
CSAPR- NOX Annual- TN | 209 | 7087 | Rate Constraint in MTons | FALSE | L | Annual | Seasons Included | Seasons | Winter, WintShld, Summer | Winter, WintShld, Summer | Winter, WintShld, Summer | Winter, WintShld, Summer | Winter, WintShld, Summer | Winter, WintShld, Summer | Winter, WintShld, Summer | Winter, WintShld, Summer
CSAPR- NOX Annual- TN | 209 | 7087 | Rate Constraint in MTons | FALSE | L | Annual | Standard NOX | Thousand Tons | 22.8177 | 22.8177 | 22.8177 | 22.8177 | 22.8177 | 22.8177 | 22.8177 | 22.8177
CSAPR- NOX Annual- TN | 209 | 7087 | Rate Constraint in MTons | FALSE | L | Annual | Emissions at Affected Plants NOX | Thousand Tons | 2.3141 | 2.1392 | 2.3365 | 2.1591 | 2.9279 | 2.469 | 3.0567 | 1.0914
CSAPR- NOX Annual- TN | 209 | 7087 | Rate Constraint in MTons | FALSE | L | Annual | Allowances Purchased NOX | Thousand Tons | 0 | 0 | 0 | 0 | 0 | 0 | 0 | 0
CSAPR- NOX Annual- TN | 209 | 7087 | Rate Constraint in MTons | FALSE | L | Annual | Allowances Sold NOX | Thousand Tons | 0 | 0 | 0 | 0 | 0 | 0 | 0 | 0
CSAPR- NOX Annual- TN | 209 | 7087 | Rate Constraint in MTons | FALSE | L | Annual | Allowances Banked | Thousand Tons | 0 | 0 | 0 | 0 | 0 | 0 | 0 | 0
CSAPR- NOX Annual- TN | 209 | 7087 | Rate Constraint in MTons | FALSE | L | Annual | Allowances Withdrawn (1:1) | Thousand Tons | 0 | 0 | 0 | 0 | 0 | 0 | 0 | 0
CSAPR- NOX Annual- TN | 209 | 7087 | Rate Constraint in MTons | FALSE | L | Annual | Allowances Withdrawn (n:1) | Thousand Tons | 0 | 0 | 0 | 0 | 0 | 0 | 0 | 0
CSAPR- NOX Annual- TN | 209 | 7087 | Rate Constraint in MTons | FALSE | L | Annual | Net Emissions Allowance Position | Thousand Tons | 2.3141 | 2.1392 | 2.3365 | 2.1591 | 2.9279 | 2.469 | 3.0567 | 1.0914
CSAPR- NOX Annual- TN | 209 | 7087 | Rate Constraint in MTons | FALSE | L | Annual | Fuel Consumed | TBtu | 178.4549 | 173.4804 | 186.0124 | 181.1209 | 212.507 | 209.9143 | 229.4377 | 252.541
CSAPR- NOX Annual- TN | 209 | 7087 | Rate Constraint in MTons | FALSE | L | Annual | Rate | lb/MMBtu | 0.025934 | 0.024662 | 0.025121 | 0.023841 | 0.027556 | 0.023524 | 0.026645 | 0.0086435
CSAPR- NOX Annual- TN | 209 | 7087 | Rate Constraint in MTons | FALSE | L | Annual | Generation | TWh | 22.8087 | 22.2726 | 24.142 | 23.6874 | 27.9779 | 29.1993 | 33.5117 | 51.1866
CSAPR- NOX Annual- TN | 209 | 7087 | Rate Constraint in MTons | FALSE | L | Annual | Qualifying Generation | TWh | 22.8087 | 22.2726 | 23.6103 | 23.1487 | 26.3213 | 26.2257 | 28.7173 | 35.4083
CSAPR- NOX Annual- TN | 209 | 7087 | Rate Constraint in MTons | FALSE | L | Annual | Rate | lb/MWh | 0.20291 | 0.19209 | 0.19792 | 0.18654 | 0.22247 | 0.18829 | 0.21288 | 0.061647
CSAPR- NOX Annual- TN | 209 | 7087 | Rate Constraint in MTons | FALSE | L | Annual | Constraint Shadow Price | US2019$/Ton | 0 | 0 | 0 | 0 | 0 | 0 | 0 | 0
CSAPR- NOX Annual- VA | 210 | 7088 | Rate Constraint in MTons | FALSE | L | Annual | Seasons Included | Seasons | Winter, WintShld, Summer | Winter, WintShld, Summer | Winter, WintShld, Summer | Winter, WintShld, Summer | Winter, WintShld, Summer | Winter, WintShld, Summer | Winter, WintShld, Summer | Winter, WintShld, Summer
CSAPR- NOX Annual- VA | 210 | 7088 | Rate Constraint in MTons | FALSE | L | Annual | Standard NOX | Thousand Tons | 39.2256 | 39.2256 | 39.2256 | 39.2256 | 39.2256 | 39.2256 | 39.2256 | 39.2256
CSAPR- NOX Annual- VA | 210 | 7088 | Rate Constraint in MTons | FALSE | L | Annual | Emissions at Affected Plants NOX | Thousand Tons | 2.2808 | 3.0114 | 2.4802 | 2.4192 | 1.921 | 2.0653 | 0.83182 | 0.45549
CSAPR- NOX Annual- VA | 210 | 7088 | Rate Constraint in MTons | FALSE | L | Annual | Allowances Purchased NOX | Thousand Tons | 0 | 0 | 0 | 0 | 0 | 0 | 0 | 0
CSAPR- NOX Annual- VA | 210 | 7088 | Rate Constraint in MTons | FALSE | L | Annual | Allowances Sold NOX | Thousand Tons | 0 | 0 | 0 | 0 | 0 | 0 | 0 | 0
CSAPR- NOX Annual- VA | 210 | 7088 | Rate Constraint in MTons | FALSE | L | Annual | Allowances Banked | Thousand Tons | 0 | 0 | 0 | 0 | 0 | 0 | 0 | 0
CSAPR- NOX Annual- VA | 210 | 7088 | Rate Constraint in MTons | FALSE | L | Annual | Allowances Withdrawn (1:1) | Thousand Tons | 0 | 0 | 0 | 0 | 0 | 0 | 0 | 0
CSAPR- NOX Annual- VA | 210 | 7088 | Rate Constraint in MTons | FALSE | L | Annual | Allowances Withdrawn (n:1) | Thousand Tons | 0 | 0 | 0 | 0 | 0 | 0 | 0 | 0
CSAPR- NOX Annual- VA | 210 | 7088 | Rate Constraint in MTons | FALSE | L | Annual | Net Emissions Allowance Position | Thousand Tons | 2.2808 | 3.0114 | 2.4802 | 2.4192 | 1.921 | 2.0653 | 0.83182 | 0.45549
CSAPR- NOX Annual- VA | 210 | 7088 | Rate Constraint in MTons | FALSE | L | Annual | Fuel Consumed | TBtu | 444.3133 | 475.1663 | 453.0724 | 448.8601 | 426.0648 | 426.588 | 277.4287 | 82.8158
CSAPR- NOX Annual- VA | 210 | 7088 | Rate Constraint in MTons | FALSE | L | Annual | Rate | lb/MMBtu | 0.010267 | 0.012675 | 0.010949 | 0.010779 | 0.0090176 | 0.0096829 | 0.0059967 | 0.011
CSAPR- NOX Annual- VA | 210 | 7088 | Rate Constraint in MTons | FALSE | L | Annual | Generation | TWh | 60.9449 | 64.4917 | 63.1961 | 62.7715 | 65.456 | 73.2839 | 84.8842 | 172.1122
CSAPR- NOX Annual- VA | 210 | 7088 | Rate Constraint in MTons | FALSE | L | Annual | Qualifying Generation | TWh | 60.9449 | 64.4917 | 62.0449 | 61.605 | 58.9332 | 58.8575 | 38.7858 | 11.7891
CSAPR- NOX Annual- VA | 210 | 7088 | Rate Constraint in MTons | FALSE | L | Annual | Rate | lb/MWh | 0.07485 | 0.093387 | 0.07995 | 0.078539 | 0.065194 | 0.07018 | 0.042893 | 0.077273
CSAPR- NOX Annual- VA | 210 | 7088 | Rate Constraint in MTons | FALSE | L | Annual | Constraint Shadow Price | US2019$/Ton | 0 | 0 | 0 | 0 | 0 | 0 | 0 | 0
CSAPR- NOX Annual- WI | 211 | 7089 | Rate Constraint in MTons | FALSE | L | Annual | Seasons Included | Seasons | Winter, WintShld, Summer | Winter, WintShld, Summer | Winter, WintShld, Summer | Winter, WintShld, Summer | Winter, WintShld, Summer | Winter, WintShld, Summer | Winter, WintShld, Summer | Winter, WintShld, Summer
CSAPR- NOX Annual- WI | 211 | 7089 | Rate Constraint in MTons | FALSE | L | Annual | Standard NOX | Thousand Tons | 38.7878 | 38.7878 | 38.7878 | 38.7878 | 38.7878 | 38.7878 | 38.7878 | 38.7878
CSAPR- NOX Annual- WI | 211 | 7089 | Rate Constraint in MTons | FALSE | L | Annual | Emissions at Affected Plants NOX | Thousand Tons | 4.9133 | 3.245 | 5.9364 | 5.9876 | 6.4156 | 6.5262 | 4.7406 | 3.395
CSAPR- NOX Annual- WI | 211 | 7089 | Rate Constraint in MTons | FALSE | L | Annual | Allowances Purchased NOX | Thousand Tons | 0 | 0 | 0 | 0 | 0 | 0 | 0 | 0
CSAPR- NOX Annual- WI | 211 | 7089 | Rate Constraint in MTons | FALSE | L | Annual | Allowances Sold NOX | Thousand Tons | 0 | 0 | 0 | 0 | 0 | 0 | 0 | 0
CSAPR- NOX Annual- WI | 211 | 7089 | Rate Constraint in MTons | FALSE | L | Annual | Allowances Banked | Thousand Tons | 0 | 0 | 0 | 0 | 0 | 0 | 0 | 0
CSAPR- NOX Annual- WI | 211 | 7089 | Rate Constraint in MTons | FALSE | L | Annual | Allowances Withdrawn (1:1) | Thousand Tons | 0 | 0 | 0 | 0 | 0 | 0 | 0 | 0
CSAPR- NOX Annual- WI | 211 | 7089 | Rate Constraint in MTons | FALSE | L | Annual | Allowances Withdrawn (n:1) | Thousand Tons | 0 | 0 | 0 | 0 | 0 | 0 | 0 | 0
CSAPR- NOX Annual- WI | 211 | 7089 | Rate Constraint in MTons | FALSE | L | Annual | Net Emissions Allowance Position | Thousand Tons | 4.9133 | 3.245 | 5.9364 | 5.9876 | 6.4156 | 6.5262 | 4.7406 | 3.395
CSAPR- NOX Annual- WI | 211 | 7089 | Rate Constraint in MTons | FALSE | L | Annual | Fuel Consumed | TBtu | 313.0084 | 258.1548 | 336.8453 | 333.7987 | 356.0125 | 364.2331 | 322.2807 | 258.1719
CSAPR- NOX Annual- WI | 211 | 7089 | Rate Constraint in MTons | FALSE | L | Annual | Rate | lb/MMBtu | 0.031394 | 0.02514 | 0.035247 | 0.035876 | 0.036041 | 0.035835 | 0.029419 | 0.0263
CSAPR- NOX Annual- WI | 211 | 7089 | Rate Constraint in MTons | FALSE | L | Annual | Generation | TWh | 38.4729 | 32.9473 | 41.1215 | 40.5067 | 42.9539 | 43.6989 | 39.8197 | 32.4652
CSAPR- NOX Annual- WI | 211 | 7089 | Rate Constraint in MTons | FALSE | L | Annual | Qualifying Generation | TWh | 38.4729 | 32.9473 | 40.5488 | 39.9871 | 42.4863 | 43.3051 | 39.328 | 32.3724
CSAPR- NOX Annual- WI | 211 | 7089 | Rate Constraint in MTons | FALSE | L | Annual | Rate | lb/MWh | 0.25542 | 0.19698 | 0.2928 | 0.29948 | 0.30201 | 0.3014 | 0.24108 | 0.20975
CSAPR- NOX Annual- WI | 211 | 7089 | Rate Constraint in MTons | FALSE | L | Annual | Constraint Shadow Price | US2019$/Ton | 0 | 0 | 0 | 0 | 0 | 0 | 0 | 0
CSAPR- NOX Annual- WV | 212 | 7090 | Rate Constraint in MTons | FALSE | L | Annual | Seasons Included | Seasons | Winter, WintShld, Summer | Winter, WintShld, Summer | Winter, WintShld, Summer | Winter, WintShld, Summer | Winter, WintShld, Summer | Winter, WintShld, Summer | Winter, WintShld, Summer | Winter, WintShld, Summer
CSAPR- NOX Annual- WV | 212 | 7090 | Rate Constraint in MTons | FALSE | L | Annual | Standard NOX | Thousand Tons | 64.4068 | 64.4068 | 64.4068 | 64.4068 | 64.4068 | 64.4068 | 64.4068 | 64.4068
CSAPR- NOX Annual- WV | 212 | 7090 | Rate Constraint in MTons | FALSE | L | Annual | Emissions at Affected Plants NOX | Thousand Tons | 29.5566 | 18.561 | 22.3507 | 21.1731 | 21.9206 | 21.5936 | 14.8664 | 7.0861
CSAPR- NOX Annual- WV | 212 | 7090 | Rate Constraint in MTons | FALSE | L | Annual | Allowances Purchased NOX | Thousand Tons | 0 | 0 | 0 | 0 | 0 | 0 | 0 | 0
CSAPR- NOX Annual- WV | 212 | 7090 | Rate Constraint in MTons | FALSE | L | Annual | Allowances Sold NOX | Thousand Tons | 0 | 0 | 0 | 0 | 0 | 0 | 0 | 0
CSAPR- NOX Annual- WV | 212 | 7090 | Rate Constraint in MTons | FALSE | L | Annual | Allowances Banked | Thousand Tons | 0 | 0 | 0 | 0 | 0 | 0 | 0 | 0
CSAPR- NOX Annual- WV | 212 | 7090 | Rate Constraint in MTons | FALSE | L | Annual | Allowances Withdrawn (1:1) | Thousand Tons | 0 | 0 | 0 | 0 | 0 | 0 | 0 | 0
CSAPR- NOX Annual- WV | 212 | 7090 | Rate Constraint in MTons | FALSE | L | Annual | Allowances Withdrawn (n:1) | Thousand Tons | 0 | 0 | 0 | 0 | 0 | 0 | 0 | 0
CSAPR- NOX Annual- WV | 212 | 7090 | Rate Constraint in MTons | FALSE | L | Annual | Net Emissions Allowance Position | Thousand Tons | 29.5566 | 18.561 | 22.3507 | 21.1731 | 21.9206 | 21.5936 | 14.8664 | 7.0861
CSAPR- NOX Annual- WV | 212 | 7090 | Rate Constraint in MTons | FALSE | L | Annual | Fuel Consumed | TBtu | 621.2581 | 454.3764 | 541.443 | 513.4159 | 536.0516 | 543.2152 | 409.5427 | 507.7843
CSAPR- NOX Annual- WV | 212 | 7090 | Rate Constraint in MTons | FALSE | L | Annual | Rate | lb/MMBtu | 0.095151 | 0.081699 | 0.08256 | 0.082479 | 0.081785 | 0.079503 | 0.0726 | 0.02791
CSAPR- NOX Annual- WV | 212 | 7090 | Rate Constraint in MTons | FALSE | L | Annual | Generation | TWh | 62.223 | 45.6197 | 54.3693 | 51.5953 | 56.4495 | 61.7187 | 74.6646 | 149.7052
CSAPR- NOX Annual- WV | 212 | 7090 | Rate Constraint in MTons | FALSE | L | Annual | Qualifying Generation | TWh | 62.223 | 45.6197 | 54.3693 | 51.5953 | 53.8521 | 54.6518 | 43.067 | 67.2121
CSAPR- NOX Annual- WV | 212 | 7090 | Rate Constraint in MTons | FALSE | L | Annual | Rate | lb/MWh | 0.95002 | 0.81373 | 0.82218 | 0.82074 | 0.8141 | 0.79022 | 0.69039 | 0.21086
CSAPR- NOX Annual- WV | 212 | 7090 | Rate Constraint in MTons | FALSE | L | Annual | Constraint Shadow Price | US2019$/Ton | 0 | 0 | 0 | 0 | 0 | 0 | 0 | 0
CSAPR Rule Constraint- NOX Annual | 213 | 7091 | Rate Constraint in MTons | FALSE | L | Annual | Seasons Included | Seasons | Winter, WintShld, Summer | Winter, WintShld, Summer | Winter, WintShld, Summer | Winter, WintShld, Summer | Winter, WintShld, Summer | Winter, WintShld, Summer | Winter, WintShld, Summer | Winter, WintShld, Summer
CSAPR Rule Constraint- NOX Annual | 213 | 7091 | Rate Constraint in MTons | FALSE | L | Annual | Standard NOX | Thousand Tons | 1069.256 | 1069.256 | 1069.256 | 1069.256 | 1069.256 | 1069.256 | 1069.256 | 1069.256
CSAPR Rule Constraint- NOX Annual | 213 | 7091 | Rate Constraint in MTons | FALSE | L | Annual | Emissions at Affected Plants NOX | Thousand Tons | 319.8047 | 241.4085 | 291.1216 | 289.7275 | 285.6297 | 259.4543 | 218.667 | 167.0385
CSAPR Rule Constraint- NOX Annual | 213 | 7091 | Rate Constraint in MTons | FALSE | L | Annual | Allowances Purchased NOX | Thousand Tons | 0 | 0 | 0 | 0 | 0 | 0 | 0 | 0
CSAPR Rule Constraint- NOX Annual | 213 | 7091 | Rate Constraint in MTons | FALSE | L | Annual | Allowances Sold NOX | Thousand Tons | 0 | 0 | 0 | 0 | 0 | 0 | 0 | 0
CSAPR Rule Constraint- NOX Annual | 213 | 7091 | Rate Constraint in MTons | FALSE | L | Annual | Allowances Banked | Thousand Tons | 0 | 0 | 0 | 0 | 0 | 0 | 0 | 0
CSAPR Rule Constraint- NOX Annual | 213 | 7091 | Rate Constraint in MTons | FALSE | L | Annual | Allowances Withdrawn (1:1) | Thousand Tons | 0 | 0 | 0 | 0 | 0 | 0 | 0 | 0
CSAPR Rule Constraint- NOX Annual | 213 | 7091 | Rate Constraint in MTons | FALSE | L | Annual | Allowances Withdrawn (n:1) | Thousand Tons | 0 | 0 | 0 | 0 | 0 | 0 | 0 | 0
CSAPR Rule Constraint- NOX Annual | 213 | 7091 | Rate Constraint in MTons | FALSE | L | Annual | Net Emissions Allowance Position | Thousand Tons | 319.8047 | 241.4085 | 291.1216 | 289.7275 | 285.6297 | 259.4543 | 218.667 | 167.0385
CSAPR Rule Constraint- NOX Annual | 213 | 7091 | Rate Constraint in MTons | FALSE | L | Annual | Fuel Consumed | TBtu | 10464.9405 | 9815.8589 | 10674.1765 | 10644.0632 | 10818.4093 | 10574.0605 | 10115.6628 | 9613.2665
CSAPR Rule Constraint- NOX Annual | 213 | 7091 | Rate Constraint in MTons | FALSE | L | Annual | Rate | lb/MMBtu | 0.061119 | 0.049187 | 0.054547 | 0.054439 | 0.052804 | 0.049074 | 0.043233 | 0.034752
CSAPR Rule Constraint- NOX Annual | 213 | 7091 | Rate Constraint in MTons | FALSE | L | Annual | Generation | TWh | 1244.7592 | 1184.418 | 1268.3967 | 1265.9056 | 1295.1825 | 1279.4175 | 1262.5442 | 1256.3418
CSAPR Rule Constraint- NOX Annual | 213 | 7091 | Rate Constraint in MTons | FALSE | L | Annual | Qualifying Generation | TWh | 1244.758 | 1184.4166 | 1268.203 | 1265.7125 | 1294.5934 | 1275.5591 | 1255.3045 | 1243.7576
CSAPR Rule Constraint- NOX Annual | 213 | 7091 | Rate Constraint in MTons | FALSE | L | Annual | Rate | lb/MWh | 0.51384 | 0.40764 | 0.45911 | 0.45781 | 0.44127 | 0.40681 | 0.34839 | 0.2686
CSAPR Rule Constraint- NOX Annual | 213 | 7091 | Rate Constraint in MTons | FALSE | L | Annual | Constraint Shadow Price | US2019$/Ton | 0 | 0 | 0 | 0 | 0 | 0 | 0 | 0
CSAPR Rule Constraint- SO2 Annual- Region1 | 214 | 7092 | Rate Constraint in MTons | FALSE | L | Annual | Seasons Included | Seasons | Winter, WintShld, Summer | Winter, WintShld, Summer | Winter, WintShld, Summer | Winter, WintShld, Summer | Winter, WintShld, Summer | Winter, WintShld, Summer | Winter, WintShld, Summer | Winter, WintShld, Summer
CSAPR Rule Constraint- SO2 Annual- Region1 | 214 | 7092 | Rate Constraint in MTons | FALSE | L | Annual | Standard SO2 | Thousand Tons | 1372.631 | 1372.631 | 1372.631 | 1372.631 | 1372.631 | 1372.631 | 1372.631 | 1372.631
CSAPR Rule Constraint- SO2 Annual- Region1 | 214 | 7092 | Rate Constraint in MTons | FALSE | L | Annual | Emissions at Affected Plants SO2 | Thousand Tons | 367.7256 | 281.3528 | 337.1493 | 395.0173 | 381.2537 | 389.326 | 337.0219 | 287.4686
CSAPR Rule Constraint- SO2 Annual- Region1 | 214 | 7092 | Rate Constraint in MTons | FALSE | L | Annual | Allowances Purchased SO2 | Thousand Tons | 0 | 0 | 0 | 0 | 0 | 0 | 0 | 0
CSAPR Rule Constraint- SO2 Annual- Region1 | 214 | 7092 | Rate Constraint in MTons | FALSE | L | Annual | Allowances Sold SO2 | Thousand Tons | 0 | 0 | 0 | 0 | 0 | 0 | 0 | 0
CSAPR Rule Constraint- SO2 Annual- Region1 | 214 | 7092 | Rate Constraint in MTons | FALSE | L | Annual | Allowances Banked | Thousand Tons | 0 | 0 | 0 | 0 | 0 | 0 | 0 | 0
CSAPR Rule Constraint- SO2 Annual- Region1 | 214 | 7092 | Rate Constraint in MTons | FALSE | L | Annual | Allowances Withdrawn (1:1) | Thousand Tons | 0 | 0 | 0 | 0 | 0 | 0 | 0 | 0
CSAPR Rule Constraint- SO2 Annual- Region1 | 214 | 7092 | Rate Constraint in MTons | FALSE | L | Annual | Allowances Withdrawn (n:1) | Thousand Tons | 0 | 0 | 0 | 0 | 0 | 0 | 0 | 0
CSAPR Rule Constraint- SO2 Annual- Region1 | 214 | 7092 | Rate Constraint in MTons | FALSE | L | Annual | Net Emissions Allowance Position | Thousand Tons | 367.7256 | 281.3528 | 337.1493 | 395.0173 | 381.2537 | 389.326 | 337.0219 | 287.4686
CSAPR Rule Constraint- SO2 Annual- Region1 | 214 | 7092 | Rate Constraint in MTons | FALSE | L | Annual | Fuel Consumed | TBtu | 8405.8755 | 7815.014 | 8474.4447 | 8422.1935 | 8473.4014 | 8278.6856 | 7843.2255 | 7406.1251
CSAPR Rule Constraint- SO2 Annual- Region1 | 214 | 7092 | Rate Constraint in MTons | FALSE | L | Annual | Rate | lb/MMBtu | 0.087493 | 0.072003 | 0.079568 | 0.093804 | 0.089988 | 0.094055 | 0.08594 | 0.07763
CSAPR Rule Constraint- SO2 Annual- Region1 | 214 | 7092 | Rate Constraint in MTons | FALSE | L | Annual | Generation | TWh | 998.5641 | 948.5432 | 1014.2572 | 1010.2922 | 1036.7003 | 1025.9559 | 1004.5705 | 1003.4129
CSAPR Rule Constraint- SO2 Annual- Region1 | 214 | 7092 | Rate Constraint in MTons | FALSE | L | Annual | Qualifying Generation | TWh | 993.6968 | 938.6459 | 1004.3267 | 999.7919 | 1012.029 | 996.0189 | 972.3805 | 957.7012
CSAPR Rule Constraint- SO2 Annual- Region1 | 214 | 7092 | Rate Constraint in MTons | FALSE | L | Annual | Rate | lb/MWh | 0.74012 | 0.59949 | 0.67139 | 0.7902 | 0.75344 | 0.78176 | 0.69319 | 0.60033
CSAPR Rule Constraint- SO2 Annual- Region1 | 214 | 7092 | Rate Constraint in MTons | FALSE | L | Annual | Constraint Shadow Price | US2019$/Ton | 0 | 0 | 0 | 0 | 0 | 0 | 0 | 0
CSAPR Rule Constraint- SO2 Annual- Region2 | 215 | 7093 | Rate Constraint in MTons | FALSE | L | Annual | Seasons Included | Seasons | Winter, WintShld, Summer | Winter, WintShld, Summer | Winter, WintShld, Summer | Winter, WintShld, Summer | Winter, WintShld, Summer | Winter, WintShld, Summer | Winter, WintShld, Summer | Winter, WintShld, Summer
CSAPR Rule Constraint- SO2 Annual- Region2 | 215 | 7093 | Rate Constraint in MTons | FALSE | L | Annual | Standard SO2 | Thousand Tons | 597.579 | 597.579 | 597.579 | 597.579 | 597.579 | 597.579 | 597.579 | 597.579
CSAPR Rule Constraint- SO2 Annual- Region2 | 215 | 7093 | Rate Constraint in MTons | FALSE | L | Annual | Emissions at Affected Plants SO2 | Thousand Tons | 74.5254 | 57.8101 | 69.3485 | 69.8107 | 70.0967 | 75.5456 | 71.3914 | 65.8802
CSAPR Rule Constraint- SO2 Annual- Region2 | 215 | 7093 | Rate Constraint in MTons | FALSE | L | Annual | Allowances Purchased SO2 | Thousand Tons | 0 | 0 | 0 | 0 | 0 | 0 | 0 | 0
CSAPR Rule Constraint- SO2 Annual- Region2 | 215 | 7093 | Rate Constraint in MTons | FALSE | L | Annual | Allowances Sold SO2 | Thousand Tons | 0 | 0 | 0 | 0 | 0 | 0 | 0 | 0
CSAPR Rule Constraint- SO2 Annual- Region2 | 215 | 7093 | Rate Constraint in MTons | FALSE | L | Annual | Allowances Banked | Thousand Tons | 0 | 0 | 0 | 0 | 0 | 0 | 0 | 0
CSAPR Rule Constraint- SO2 Annual- Region2 | 215 | 7093 | Rate Constraint in MTons | FALSE | L | Annual | Allowances Withdrawn (1:1) | Thousand Tons | 0 | 0 | 0 | 0 | 0 | 0 | 0 | 0
CSAPR Rule Constraint- SO2 Annual- Region2 | 215 | 7093 | Rate Constraint in MTons | FALSE | L | Annual | Allowances Withdrawn (n:1) | Thousand Tons | 0 | 0 | 0 | 0 | 0 | 0 | 0 | 0
CSAPR Rule Constraint- SO2 Annual- Region2 | 215 | 7093 | Rate Constraint in MTons | FALSE | L | Annual | Net Emissions Allowance Position | Thousand Tons | 74.5254 | 57.8101 | 69.3485 | 69.8107 | 70.0967 | 75.5456 | 71.3914 | 65.8802
CSAPR Rule Constraint- SO2 Annual- Region2 | 215 | 7093 | Rate Constraint in MTons | FALSE | L | Annual | Fuel Consumed | TBtu | 2059.0651 | 2000.8449 | 2199.7318 | 2221.8697 | 2345.0079 | 2295.3749 | 2272.4373 | 2207.1414
CSAPR Rule Constraint- SO2 Annual- Region2 | 215 | 7093 | Rate Constraint in MTons | FALSE | L | Annual | Rate | lb/MMBtu | 0.072388 | 0.057786 | 0.063052 | 0.06284 | 0.059784 | 0.065824 | 0.062832 | 0.059697
CSAPR Rule Constraint- SO2 Annual- Region2 | 215 | 7093 | Rate Constraint in MTons | FALSE | L | Annual | Generation | TWh | 257.6124 | 259.0937 | 277.0728 | 279.9583 | 316.7238 | 322.9196 | 332.8603 | 365.4192
CSAPR Rule Constraint- SO2 Annual- Region2 | 215 | 7093 | Rate Constraint in MTons | FALSE | L | Annual | Qualifying Generation | TWh | 251.0612 | 245.7708 | 263.8763 | 265.9206 | 282.5644 | 279.5403 | 282.924 | 286.0564
CSAPR Rule Constraint- SO2 Annual- Region2 | 215 | 7093 | Rate Constraint in MTons | FALSE | L | Annual | Rate | lb/MWh | 0.59368 | 0.47044 | 0.52561 | 0.52505 | 0.49615 | 0.5405 | 0.50467 | 0.46061
CSAPR Rule Constraint- SO2 Annual- Region2 | 215 | 7093 | Rate Constraint in MTons | FALSE | L | Annual | Constraint Shadow Price | US2019$/Ton | 0 | 0 | 0 | 0 | 0 | 0 | 0 | 0
CSAPR- SO2 Annual- AL | 216 | 7094 | Rate Constraint in MTons | FALSE | L | Annual | Seasons Included | Seasons | Winter, WintShld, Summer | Winter, WintShld, Summer | Winter, WintShld, Summer | Winter, WintShld, Summer | Winter, WintShld, Summer | Winter, WintShld, Summer | Winter, WintShld, Summer | Winter, WintShld, Summer
CSAPR- SO2 Annual- AL | 216 | 7094 | Rate Constraint in MTons | FALSE | L | Annual | Standard SO2 | Thousand Tons | 251.6444 | 251.6444 | 251.6444 | 251.6444 | 251.6444 | 251.6444 | 251.6444 | 251.6444
CSAPR- SO2 Annual- AL | 216 | 7094 | Rate Constraint in MTons | FALSE | L | Annual | Emissions at Affected Plants SO2 | Thousand Tons | 1.2343 | 1.3507 | 1.8965 | 2.0493 | 2.2033 | 2.2033 | 2.5737 | 2.86
CSAPR- SO2 Annual- AL | 216 | 7094 | Rate Constraint in MTons | FALSE | L | Annual | Allowances Purchased SO2 | Thousand Tons | 0 | 0 | 0 | 0 | 0 | 0 | 0 | 0
CSAPR- SO2 Annual- AL | 216 | 7094 | Rate Constraint in MTons | FALSE | L | Annual | Allowances Sold SO2 | Thousand Tons | 0 | 0 | 0 | 0 | 0 | 0 | 0 | 0
CSAPR- SO2 Annual- AL | 216 | 7094 | Rate Constraint in MTons | FALSE | L | Annual | Allowances Banked | Thousand Tons | 0 | 0 | 0 | 0 | 0 | 0 | 0 | 0
CSAPR- SO2 Annual- AL | 216 | 7094 | Rate Constraint in MTons | FALSE | L | Annual | Allowances Withdrawn (1:1) | Thousand Tons | 0 | 0 | 0 | 0 | 0 | 0 | 0 | 0
CSAPR- SO2 Annual- AL | 216 | 7094 | Rate Constraint in MTons | FALSE | L | Annual | Allowances Withdrawn (n:1) | Thousand Tons | 0 | 0 | 0 | 0 | 0 | 0 | 0 | 0
CSAPR- SO2 Annual- AL | 216 | 7094 | Rate Constraint in MTons | FALSE | L | Annual | Net Emissions Allowance Position | Thousand Tons | 1.2343 | 1.3507 | 1.8965 | 2.0493 | 2.2033 | 2.2033 | 2.5737 | 2.86
CSAPR- SO2 Annual- AL | 216 | 7094 | Rate Constraint in MTons | FALSE | L | Annual | Fuel Consumed | TBtu | 637.1456 | 662.3817 | 672.2565 | 686.9397 | 709.1555 | 689.3752 | 711.1253 | 717.4808
CSAPR- SO2 Annual- AL | 216 | 7094 | Rate Constraint in MTons | FALSE | L | Annual | Rate | lb/MMBtu | 0.0038744 | 0.0040784 | 0.0056423 | 0.0059663 | 0.0062139 | 0.0063922 | 0.0072384 | 0.0079723
CSAPR- SO2 Annual- AL | 216 | 7094 | Rate Constraint in MTons | FALSE | L | Annual | Generation | TWh | 83.1217 | 85.5783 | 87.2609 | 88.5657 | 93.2969 | 103.6276 | 125.2444 | 162.556
CSAPR- SO2 Annual- AL | 216 | 7094 | Rate Constraint in MTons | FALSE | L | Annual | Qualifying Generation | TWh | 83.1217 | 85.5783 | 86.3126 | 87.6047 | 89.9863 | 88.9357 | 93.2858 | 96.642
CSAPR- SO2 Annual- AL | 216 | 7094 | Rate Constraint in MTons | FALSE | L | Annual | Rate | lb/MWh | 0.029698 | 0.031567 | 0.043946 | 0.046784 | 0.04897 | 0.049548 | 0.055179 | 0.059187
CSAPR- SO2 Annual- AL | 216 | 7094 | Rate Constraint in MTons | FALSE | L | Annual | Constraint Shadow Price | US2019$/Ton | 0 | 0 | 0 | 0 | 0 | 0 | 0 | 0
CSAPR- SO2 Annual- GA | 217 | 7095 | Rate Constraint in MTons | FALSE | L | Annual | Seasons Included | Seasons | Winter, WintShld, Summer | Winter, WintShld, Summer | Winter, WintShld, Summer | Winter, WintShld, Summer | Winter, WintShld, Summer | Winter, WintShld, Summer | Winter, WintShld, Summer | Winter, WintShld, Summer
CSAPR- SO2 Annual- GA | 217 | 7095 | Rate Constraint in MTons | FALSE | L | Annual | Standard SO2 | Thousand Tons | 159.9667 | 159.9667 | 159.9667 | 159.9667 | 159.9667 | 159.9667 | 159.9667 | 159.9667
CSAPR- SO2 Annual- GA | 217 | 7095 | Rate Constraint in MTons | FALSE | L | Annual | Emissions at Affected Plants SO2 | Thousand Tons | 3.6907 | 1.09 | 4.6592 | 4.579 | 4.5827 | 4.2772 | 4.2629 | 2.7449
CSAPR- SO2 Annual- GA | 217 | 7095 | Rate Constraint in MTons | FALSE | L | Annual | Allowances Purchased SO2 | Thousand Tons | 0 | 0 | 0 | 0 | 0 | 0 | 0 | 0
CSAPR- SO2 Annual- GA | 217 | 7095 | Rate Constraint in MTons | FALSE | L | Annual | Allowances Sold SO2 | Thousand Tons | 0 | 0 | 0 | 0 | 0 | 0 | 0 | 0
CSAPR- SO2 Annual- GA | 217 | 7095 | Rate Constraint in MTons | FALSE | L | Annual | Allowances Banked | Thousand Tons | 0 | 0 | 0 | 0 | 0 | 0 | 0 | 0
CSAPR- SO2 Annual- GA | 217 | 7095 | Rate Constraint in MTons | FALSE | L | Annual | Allowances Withdrawn (1:1) | Thousand Tons | 0 | 0 | 0 | 0 | 0 | 0 | 0 | 0
CSAPR- SO2 Annual- GA | 217 | 7095 | Rate Constraint in MTons | FALSE | L | Annual | Allowances Withdrawn (n:1) | Thousand Tons | 0 | 0 | 0 | 0 | 0 | 0 | 0 | 0
CSAPR- SO2 Annual- GA | 217 | 7095 | Rate Constraint in MTons | FALSE | L | Annual | Net Emissions Allowance Position | Thousand Tons | 3.6907 | 1.09 | 4.6592 | 4.579 | 4.5827 | 4.2772 | 4.2629 | 2.7449
CSAPR- SO2 Annual- GA | 217 | 7095 | Rate Constraint in MTons | FALSE | L | Annual | Fuel Consumed | TBtu | 505.652 | 509.1044 | 550.436 | 561.4531 | 581.1616 | 600.2048 | 664.0124 | 687.8339
CSAPR- SO2 Annual- GA | 217 | 7095 | Rate Constraint in MTons | FALSE | L | Annual | Rate | lb/MMBtu | 0.014598 | 0.0042822 | 0.016929 | 0.016311 | 0.015771 | 0.014252 | 0.01284 | 0.0079813
CSAPR- SO2 Annual- GA | 217 | 7095 | Rate Constraint in MTons | FALSE | L | Annual | Generation | TWh | 78.597 | 90.5941 | 93.8016 | 96.3554 | 132.3158 | 151.3931 | 174.7391 | 227.8688
CSAPR- SO2 Annual- GA | 217 | 7095 | Rate Constraint in MTons | FALSE | L | Annual | Qualifying Generation | TWh | 67.1824 | 67.3808 | 71.5572 | 72.6449 | 74.4181 | 78.179 | 88.4774 | 94.9388
CSAPR- SO2 Annual- GA | 217 | 7095 | Rate Constraint in MTons | FALSE | L | Annual | Rate | lb/MWh | 0.10987 | 0.032355 | 0.13022 | 0.12607 | 0.12316 | 0.10942 | 0.096362 | 0.057825
CSAPR- SO2 Annual- GA | 217 | 7095 | Rate Constraint in MTons | FALSE | L | Annual | Constraint Shadow Price | US2019$/Ton | 0 | 0 | 0 | 0 | 0 | 0 | 0 | 0
CSAPR- SO2 Annual- IA | 218 | 7096 | Rate Constraint in MTons | FALSE | L | Annual | Seasons Included | Seasons | Winter, WintShld, Summer | Winter, WintShld, Summer | Winter, WintShld, Summer | Winter, WintShld, Summer | Winter, WintShld, Summer | Winter, WintShld, Summer | Winter, WintShld, Summer | Winter, WintShld, Summer
CSAPR- SO2 Annual- IA | 218 | 7096 | Rate Constraint in MTons | FALSE | L | Annual | Standard SO2 | Thousand Tons | 88.7171 | 88.7171 | 88.7171 | 88.7171 | 88.7171 | 88.7171 | 88.7171 | 88.7171
CSAPR- SO2 Annual- IA | 218 | 7096 | Rate Constraint in MTons | FALSE | L | Annual | Emissions at Affected Plants SO2 | Thousand Tons | 10.6063 | 8.8594 | 11.0217 | 11.1017 | 11.4112 | 12.2633 | 11.3318 | 8.6611
CSAPR- SO2 Annual- IA | 218 | 7096 | Rate Constraint in MTons | FALSE | L | Annual | Allowances Purchased SO2 | Thousand Tons | 0 | 0 | 0 | 0 | 0 | 0 | 0 | 0
CSAPR- SO2 Annual- IA | 218 | 7096 | Rate Constraint in MTons | FALSE | L | Annual | Allowances Sold SO2 | Thousand Tons | 0 | 0 | 0 | 0 | 0 | 0 | 0 | 0
CSAPR- SO2 Annual- IA | 218 | 7096 | Rate Constraint in MTons | FALSE | L | Annual | Allowances Banked | Thousand Tons | 0 | 0 | 0 | 0 | 0 | 0 | 0 | 0
CSAPR- SO2 Annual- IA | 218 | 7096 | Rate Constraint in MTons | FALSE | L | Annual | Allowances Withdrawn (1:1) | Thousand Tons | 0 | 0 | 0 | 0 | 0 | 0 | 0 | 0
CSAPR- SO2 Annual- IA | 218 | 7096 | Rate Constraint in MTons | FALSE | L | Annual | Allowances Withdrawn (n:1) | Thousand Tons | 0 | 0 | 0 | 0 | 0 | 0 | 0 | 0
CSAPR- SO2 Annual- IA | 218 | 7096 | Rate Constraint in MTons | FALSE | L | Annual | Net Emissions Allowance Position | Thousand Tons | 10.6063 | 8.8594 | 11.0217 | 11.1017 | 11.4112 | 12.2633 | 11.3318 | 8.6611
CSAPR- SO2 Annual- IA | 218 | 7096 | Rate Constraint in MTons | FALSE | L | Annual | Fuel Consumed | TBtu | 352.6221 | 313.785 | 356.0375 | 362.6789 | 368.8531 | 379.4203 | 356.9187 | 260.054
CSAPR- SO2 Annual- IA | 218 | 7096 | Rate Constraint in MTons | FALSE | L | Annual | Rate | lb/MMBtu | 0.060157 | 0.056468 | 0.061913 | 0.061221 | 0.061874 | 0.064642 | 0.063498 | 0.06661
CSAPR- SO2 Annual- IA | 218 | 7096 | Rate Constraint in MTons | FALSE | L | Annual | Generation | TWh | 38.115 | 34.4044 | 40.2282 | 41.0896 | 42.842 | 44.3214 | 43.3257 | 32.2148
CSAPR- SO2 Annual- IA | 218 | 7096 | Rate Constraint in MTons | FALSE | L | Annual | Qualifying Generation | TWh | 38.115 | 34.4044 | 38.3584 | 39.1916 | 39.7318 | 40.6623 | 38.3878 | 27.8488
CSAPR- SO2 Annual- IA | 218 | 7096 | Rate Constraint in MTons | FALSE | L | Annual | Rate | lb/MWh | 0.55654 | 0.51502 | 0.57467 | 0.56653 | 0.57441 | 0.60318 | 0.59038 | 0.62201
CSAPR- SO2 Annual- IA | 218 | 7096 | Rate Constraint in MTons | FALSE | L | Annual | Constraint Shadow Price | US2019$/Ton | 0 | 0 | 0 | 0 | 0 | 0 | 0 | 0
CSAPR- SO2 Annual- IL | 219 | 7097 | Rate Constraint in MTons | FALSE | L | Annual | Seasons Included | Seasons | Winter, WintShld, Summer | Winter, WintShld, Summer | Winter, WintShld, Summer | Winter, WintShld, Summer | Winter, WintShld, Summer | Winter, WintShld, Summer | Winter, WintShld, Summer | Winter, WintShld, Summer
CSAPR- SO2 Annual- IL | 219 | 7097 | Rate Constraint in MTons | FALSE | L | Annual | Standard SO2 | Thousand Tons | 146.4651 | 146.4651 | 146.4651 | 146.4651 | 146.4651 | 146.4651 | 146.4651 | 146.4651
CSAPR- SO2 Annual- IL | 219 | 7097 | Rate Constraint in MTons | FALSE | L | Annual | Emissions at Affected Plants SO2 | Thousand Tons | 35.1653 | 28.6569 | 39.3934 | 40.0055 | 40.313 | 40.1612 | 41.8472 | 37.1507
CSAPR- SO2 Annual- IL | 219 | 7097 | Rate Constraint in MTons | FALSE | L | Annual | Allowances Purchased SO2 | Thousand Tons | 0 | 0 | 0 | 0 | 0 | 0 | 0 | 0
CSAPR- SO2 Annual- IL | 219 | 7097 | Rate Constraint in MTons | FALSE | L | Annual | Allowances Sold SO2 | Thousand Tons | 0 | 0 | 0 | 0 | 0 | 0 | 0 | 0
CSAPR- SO2 Annual- IL | 219 | 7097 | Rate Constraint in MTons | FALSE | L | Annual | Allowances Banked | Thousand Tons | 0 | 0 | 0 | 0 | 0 | 0 | 0 | 0
CSAPR- SO2 Annual- IL | 219 | 7097 | Rate Constraint in MTons | FALSE | L | Annual | Allowances Withdrawn (1:1) | Thousand Tons | 0 | 0 | 0 | 0 | 0 | 0 | 0 | 0
CSAPR- SO2 Annual- IL | 219 | 7097 | Rate Constraint in MTons | FALSE | L | Annual | Allowances Withdrawn (n:1) | Thousand Tons | 0 | 0 | 0 | 0 | 0 | 0 | 0 | 0
CSAPR- SO2 Annual- IL | 219 | 7097 | Rate Constraint in MTons | FALSE | L | Annual | Net Emissions Allowance Position | Thousand Tons | 35.1653 | 28.6569 | 39.3934 | 40.0055 | 40.313 | 40.1612 | 41.8472 | 37.1507
CSAPR- SO2 Annual- IL | 219 | 7097 | Rate Constraint in MTons | FALSE | L | Annual | Fuel Consumed | TBtu | 543.4651 | 518.3068 | 612.6161 | 628.7434 | 653.7406 | 653.4021 | 632.6861 | 598.0936
CSAPR- SO2 Annual- IL | 219 | 7097 | Rate Constraint in MTons | FALSE | L | Annual | Rate | lb/MMBtu | 0.12941 | 0.11058 | 0.12861 | 0.12726 | 0.12333 | 0.12293 | 0.13228 | 0.12423
CSAPR- SO2 Annual- IL | 219 | 7097 | Rate Constraint in MTons | FALSE | L | Annual | Generation | TWh | 58.5413 | 56.2456 | 66.2237 | 67.9829 | 73.1769 | 75.8054 | 78.5437 | 99.8569
CSAPR- SO2 Annual- IL | 219 | 7097 | Rate Constraint in MTons | FALSE | L | Annual | Qualifying Generation | TWh | 58.5413 | 56.2456 | 64.8121 | 66.4735 | 69.316 | 69.0965 | 67.3888 | 66.1136
CSAPR- SO2 Annual- IL | 219 | 7097 | Rate Constraint in MTons | FALSE | L | Annual | Rate | lb/MWh | 1.2014 | 1.019 | 1.2156 | 1.2037 | 1.1632 | 1.1625 | 1.242 | 1.1238
CSAPR- SO2 Annual- IL | 219 | 7097 | Rate Constraint in MTons | FALSE | L | Annual | Constraint Shadow Price | US2019$/Ton | 0 | 0 | 0 | 0 | 0 | 0 | 0 | 0
CSAPR- SO2 Annual- IN | 220 | 7098 | Rate Constraint in MTons | FALSE | L | Annual | Seasons Included | Seasons | Winter, WintShld, Summer | Winter, WintShld, Summer | Winter, WintShld, Summer | Winter, WintShld, Summer | Winter, WintShld, Summer | Winter, WintShld, Summer | Winter, WintShld, Summer | Winter, WintShld, Summer
CSAPR- SO2 Annual- IN | 220 | 7098 | Rate Constraint in MTons | FALSE | L | Annual | Standard SO2 | Thousand Tons | 196.4098 | 196.4098 | 196.4098 | 196.4098 | 196.4098 | 196.4098 | 196.4098 | 196.4098
CSAPR- SO2 Annual- IN | 220 | 7098 | Rate Constraint in MTons | FALSE | L | Annual | Emissions at Affected Plants SO2 | Thousand Tons | 35.9097 | 33.4004 | 38.0335 | 37.2026 | 30.9393 | 26.3813 | 24.366 | 11.391
CSAPR- SO2 Annual- IN | 220 | 7098 | Rate Constraint in MTons | FALSE | L | Annual | Allowances Purchased SO2 | Thousand Tons | 0 | 0 | 0 | 0 | 0 | 0 | 0 | 0
CSAPR- SO2 Annual- IN | 220 | 7098 | Rate Constraint in MTons | FALSE | L | Annual | Allowances Sold SO2 | Thousand Tons | 0 | 0 | 0 | 0 | 0 | 0 | 0 | 0
CSAPR- SO2 Annual- IN | 220 | 7098 | Rate Constraint in MTons | FALSE | L | Annual | Allowances Banked | Thousand Tons | 0 | 0 | 0 | 0 | 0 | 0 | 0 | 0
CSAPR- SO2 Annual- IN | 220 | 7098 | Rate Constraint in MTons | FALSE | L | Annual | Allowances Withdrawn (1:1) | Thousand Tons | 0 | 0 | 0 | 0 | 0 | 0 | 0 | 0
CSAPR- SO2 Annual- IN | 220 | 7098 | Rate Constraint in MTons | FALSE | L | Annual | Allowances Withdrawn (n:1) | Thousand Tons | 0 | 0 | 0 | 0 | 0 | 0 | 0 | 0
CSAPR- SO2 Annual- IN | 220 | 7098 | Rate Constraint in MTons | FALSE | L | Annual | Net Emissions Allowance Position | Thousand Tons | 35.9097 | 33.4004 | 38.0335 | 37.2026 | 30.9393 | 26.3813 | 24.366 | 11.391
CSAPR- SO2 Annual- IN | 220 | 7098 | Rate Constraint in MTons | FALSE | L | Annual | Fuel Consumed | TBtu | 695.8191 | 674.4362 | 713.7612 | 693.9373 | 705.3171 | 702.3038 | 698.7523 | 516.561
CSAPR- SO2 Annual- IN | 220 | 7098 | Rate Constraint in MTons | FALSE | L | Annual | Rate | lb/MMBtu | 0.10322 | 0.099047 | 0.10657 | 0.10722 | 0.087732 | 0.075128 | 0.069741 | 0.044103
CSAPR- SO2 Annual- IN | 220 | 7098 | Rate Constraint in MTons | FALSE | L | Annual | Generation | TWh | 73.9233 | 71.8863 | 75.7331 | 73.8954 | 78.3379 | 89.0032 | 115.88 | 127.0192
CSAPR- SO2 Annual- IN | 220 | 7098 | Rate Constraint in MTons | FALSE | L | Annual | Qualifying Generation | TWh | 73.9233 | 71.8863 | 75.6329 | 73.7873 | 75.4015 | 80.5987 | 82.6039 | 66.5171
CSAPR- SO2 Annual- IN | 220 | 7098 | Rate Constraint in MTons | FALSE | L | Annual | Rate | lb/MWh | 0.97154 | 0.92926 | 1.0057 | 1.0084 | 0.82066 | 0.65463 | 0.58995 | 0.3425
CSAPR- SO2 Annual- IN | 220 | 7098 | Rate Constraint in MTons | FALSE | L | Annual | Constraint Shadow Price | US2019$/Ton | 0 | 0 | 0 | 0 | 0 | 0 | 0 | 0
CSAPR- SO2 Annual- KS | 221 | 7099 | Rate Constraint in MTons | FALSE | L | Annual | Seasons Included | Seasons | Winter, WintShld, Summer | Winter, WintShld, Summer | Winter, WintShld, Summer | Winter, WintShld, Summer | Winter, WintShld, Summer | Winter, WintShld, Summer | Winter, WintShld, Summer | Winter, WintShld, Summer
CSAPR- SO2 Annual- KS | 221 | 7099 | Rate Constraint in MTons | FALSE | L | Annual | Standard SO2 | Thousand Tons | 49.5364 | 49.5364 | 49.5364 | 49.5364 | 49.5364 | 49.5364 | 49.5364 | 49.5364
CSAPR- SO2 Annual- KS | 221 | 7099 | Rate Constraint in MTons | FALSE | L | Annual | Emissions at Affected Plants SO2 | Thousand Tons | 0.85501 | 0.84732 | 2.1449 | 2.0221 | 2.156 | 2.4223 | 1.803 | 1.4034
CSAPR- SO2 Annual- KS | 221 | 7099 | Rate Constraint in MTons | FALSE | L | Annual | Allowances Purchased SO2 | Thousand Tons | 0 | 0 | 0 | 0 | 0 | 0 | 0 | 0
CSAPR- SO2 Annual- KS | 221 | 7099 | Rate Constraint in MTons | FALSE | L | Annual | Allowances Sold SO2 | Thousand Tons | 0 | 0 | 0 | 0 | 0 | 0 | 0 | 0
CSAPR- SO2 Annual- KS | 221 | 7099 | Rate Constraint in MTons | FALSE | L | Annual | Allowances Banked | Thousand Tons | 0 | 0 | 0 | 0 | 0 | 0 | 0 | 0
CSAPR- SO2 Annual- KS | 221 | 7099 | Rate Constraint in MTons | FALSE | L | Annual | Allowances Withdrawn (1:1) | Thousand Tons | 0 | 0 | 0 | 0 | 0 | 0 | 0 | 0
CSAPR- SO2 Annual- KS | 221 | 7099 | Rate Constraint in MTons | FALSE | L | Annual | Allowances Withdrawn (n:1) | Thousand Tons | 0 | 0 | 0 | 0 | 0 | 0 | 0 | 0
CSAPR- SO2 Annual- KS | 221 | 7099 | Rate Constraint in MTons | FALSE | L | Annual | Net Emissions Allowance Position | Thousand Tons | 0.85501 | 0.84732 | 2.1449 | 2.0221 | 2.156 | 2.4223 | 1.803 | 1.4034
CSAPR- SO2 Annual- KS | 221 | 7099 | Rate Constraint in MTons | FALSE | L | Annual | Fuel Consumed | TBtu | 86.834 | 88.0668 | 180.9868 | 169.9113 | 179.1994 | 203.0935 | 154.8099 | 123.1933
CSAPR- SO2 Annual- KS | 221 | 7099 | Rate Constraint in MTons | FALSE | L | Annual | Rate | lb/MMBtu | 0.019693 | 0.019243 | 0.023702 | 0.023801 | 0.024063 | 0.023854 | 0.023293 | 0.022783
CSAPR- SO2 Annual- KS | 221 | 7099 | Rate Constraint in MTons | FALSE | L | Annual | Generation | TWh | 8.3515 | 8.4748 | 16.9723 | 15.9584 | 16.7744 | 20.4686 | 16.6369 | 13.615
CSAPR- SO2 Annual- KS | 221 | 7099 | Rate Constraint in MTons | FALSE | L | Annual | Qualifying Generation | TWh | 8.3515 | 8.4748 | 16.9723 | 15.9584 | 16.7744 | 19.0022 | 14.5606 | 11.6553
CSAPR- SO2 Annual- KS | 221 | 7099 | Rate Constraint in MTons | FALSE | L | Annual | Rate | lb/MWh | 0.20476 | 0.19996 | 0.25275 | 0.25342 | 0.25706 | 0.25495 | 0.24765 | 0.24081
CSAPR- SO2 Annual- KS | 221 | 7099 | Rate Constraint in MTons | FALSE | L | Annual | Constraint Shadow Price | US2019$/Ton | 0 | 0 | 0 | 0 | 0 | 0 | 0 | 0
CSAPR- SO2 Annual- KY | 222 | 7100 | Rate Constraint in MTons | FALSE | L | Annual | Seasons Included | Seasons | Winter, WintShld, Summer | Winter, WintShld, Summer | Winter, WintShld, Summer | Winter, WintShld, Summer | Winter, WintShld, Summer | Winter, WintShld, Summer | Winter, WintShld, Summer | Winter, WintShld, Summer
CSAPR- SO2 Annual- KY | 222 | 7100 | Rate Constraint in MTons | FALSE | L | Annual | Standard SO2 | Thousand Tons | 125.4151 | 125.4151 | 125.4151 | 125.4151 | 125.4151 | 125.4151 | 125.4151 | 125.4151
CSAPR- SO2 Annual- KY | 222 | 7100 | Rate Constraint in MTons | FALSE | L | Annual | Emissions at Affected Plants SO2 | Thousand Tons | 24.957 | 7.6913 | 8.6126 | 8.1786 | 6.68 | 7.3973 | 5.5605 | 3.5216
CSAPR- SO2 Annual- KY | 222 | 7100 | Rate Constraint in MTons | FALSE | L | Annual | Allowances Purchased SO2 | Thousand Tons | 0 | 0 | 0 | 0 | 0 | 0 | 0 | 0
CSAPR- SO2 Annual- KY | 222 | 7100 | Rate Constraint in MTons | FALSE | L | Annual | Allowances Sold SO2 | Thousand Tons | 0 | 0 | 0 | 0 | 0 | 0 | 0 | 0
CSAPR- SO2 Annual- KY | 222 | 7100 | Rate Constraint in MTons | FALSE | L | Annual | Allowances Banked | Thousand Tons | 0 | 0 | 0 | 0 | 0 | 0 | 0 | 0
CSAPR- SO2 Annual- KY | 222 | 7100 | Rate Constraint in MTons | FALSE | L | Annual | Allowances Withdrawn (1:1) | Thousand Tons | 0 | 0 | 0 | 0 | 0 | 0 | 0 | 0
CSAPR- SO2 Annual- KY | 222 | 7100 | Rate Constraint in MTons | FALSE | L | Annual | Allowances Withdrawn (n:1) | Thousand Tons | 0 | 0 | 0 | 0 | 0 | 0 | 0 | 0
CSAPR- SO2 Annual- KY | 222 | 7100 | Rate Constraint in MTons | FALSE | L | Annual | Net Emissions Allowance Position | Thousand Tons | 24.957 | 7.6913 | 8.6126 | 8.1786 | 6.68 | 7.3973 | 5.5605 | 3.5216
CSAPR- SO2 Annual- KY | 222 | 7100 | Rate Constraint in MTons | FALSE | L | Annual | Fuel Consumed | TBtu | 499.7519 | 418.8413 | 416.601 | 404.8244 | 411.0457 | 438.386 | 460.8642 | 469.77
CSAPR- SO2 Annual- KY | 222 | 7100 | Rate Constraint in MTons | FALSE | L | Annual | Rate | lb/MMBtu | 0.099877 | 0.036726 | 0.041347 | 0.040406 | 0.032502 | 0.033748 | 0.024131 | 0.014993
CSAPR- SO2 Annual- KY | 222 | 7100 | Rate Constraint in MTons | FALSE | L | Annual | Generation | TWh | 51.3279 | 45.0144 | 47.547 | 46.5957 | 59.7854 | 86.9326 | 125.2629 | 176.3143
CSAPR- SO2 Annual- KY | 222 | 7100 | Rate Constraint in MTons | FALSE | L | Annual | Qualifying Generation | TWh | 51.3279 | 45.0144 | 45.0292 | 43.9488 | 49.1518 | 54.9197 | 62.0127 | 66.5188
CSAPR- SO2 Annual- KY | 222 | 7100 | Rate Constraint in MTons | FALSE | L | Annual | Rate | lb/MWh | 0.97245 | 0.34173 | 0.38254 | 0.37219 | 0.27181 | 0.26939 | 0.17933 | 0.10588
CSAPR- SO2 Annual- KY | 222 | 7100 | Rate Constraint in MTons | FALSE | L | Annual | Constraint Shadow Price | US2019$/Ton | 0 | 0 | 0 | 0 | 0 | 0 | 0 | 0
CSAPR- SO2 Annual- MD | 223 | 7101 | Rate Constraint in MTons | FALSE | L | Annual | Seasons Included | Seasons | Winter, WintShld, Summer | Winter, WintShld, Summer | Winter, WintShld, Summer | Winter, WintShld, Summer | Winter, WintShld, Summer | Winter, WintShld, Summer | Winter, WintShld, Summer | Winter, WintShld, Summer
CSAPR- SO2 Annual- MD | 223 | 7101 | Rate Constraint in MTons | FALSE | L | Annual | Standard SO2 | Thousand Tons | 33.2795 | 33.2795 | 33.2795 | 33.2795 | 33.2795 | 33.2795 | 33.2795 | 33.2795
CSAPR- SO2 Annual- MD | 223 | 7101 | Rate Constraint in MTons | FALSE | L | Annual | Emissions at Affected Plants SO2 | Thousand Tons | 0 | 0 | 0.15805 | 0 | 0 | 0.54295 | 0.72383 | 0.15805
CSAPR- SO2 Annual- MD | 223 | 7101 | Rate Constraint in MTons | FALSE | L | Annual | Allowances Purchased SO2 | Thousand Tons | 0 | 0 | 0 | 0 | 0 | 0 | 0 | 0
CSAPR- SO2 Annual- MD | 223 | 7101 | Rate Constraint in MTons | FALSE | L | Annual | Allowances Sold SO2 | Thousand Tons | 0 | 0 | 0 | 0 | 0 | 0 | 0 | 0
CSAPR- SO2 Annual- MD | 223 | 7101 | Rate Constraint in MTons | FALSE | L | Annual | Allowances Banked | Thousand Tons | 0 | 0 | 0 | 0 | 0 | 0 | 0 | 0
CSAPR- SO2 Annual- MD | 223 | 7101 | Rate Constraint in MTons | FALSE | L | Annual | Allowances Withdrawn (1:1) | Thousand Tons | 0 | 0 | 0 | 0 | 0 | 0 | 0 | 0
CSAPR- SO2 Annual- MD | 223 | 7101 | Rate Constraint in MTons | FALSE | L | Annual | Allowances Withdrawn (n:1) | Thousand Tons | 0 | 0 | 0 | 0 | 0 | 0 | 0 | 0
CSAPR- SO2 Annual- MD | 223 | 7101 | Rate Constraint in MTons | FALSE | L | Annual | Net Emissions Allowance Position | Thousand Tons | 0 | 0 | 0.15805 | 0 | 0 | 0.54295 | 0.72383 | 0.15805
CSAPR- SO2 Annual- MD | 223 | 7101 | Rate Constraint in MTons | FALSE | L | Annual | Fuel Consumed | TBtu | 144.6115 | 148.0216 | 151.4668 | 147.0626 | 145.1606 | 163.864 | 168.993 | 172.8507
CSAPR- SO2 Annual- MD | 223 | 7101 | Rate Constraint in MTons | FALSE | L | Annual | Rate | lb/MMBtu | 0 | 0 | 0.0020869 | 0 | 0 | 0.0066268 | 0.0085664 | 0.0018287
CSAPR- SO2 Annual- MD | 223 | 7101 | Rate Constraint in MTons | FALSE | L | Annual | Generation | TWh | 19.9785 | 20.545 | 21.0286 | 20.5411 | 20.3337 | 22.3309 | 25.0857 | 90.4807
CSAPR- SO2 Annual- MD | 223 | 7101 | Rate Constraint in MTons | FALSE | L | Annual | Qualifying Generation | TWh | 19.9773 | 20.5437 | 21.0272 | 20.54 | 20.3329 | 22.3287 | 22.8982 | 23.9286
CSAPR- SO2 Annual- MD | 223 | 7101 | Rate Constraint in MTons | FALSE | L | Annual | Rate | lb/MWh | 0 | 0 | 0.015033 | 0 | 0 | 0.048632 | 0.063222 | 0.01321
CSAPR- SO2 Annual- MD | 223 | 7101 | Rate Constraint in MTons | FALSE | L | Annual | Constraint Shadow Price | US2019$/Ton | 0 | 0 | 0 | 0 | 0 | 0 | 0 | 0
CSAPR- SO2 Annual- MI | 224 | 7102 | Rate Constraint in MTons | FALSE | L | Annual | Seasons Included | Seasons | Winter, WintShld, Summer | Winter, WintShld, Summer | Winter, WintShld, Summer | Winter, WintShld, Summer | Winter, WintShld, Summer | Winter, WintShld, Summer | Winter, WintShld, Summer | Winter, WintShld, Summer
CSAPR- SO2 Annual- MI | 224 | 7102 | Rate Constraint in MTons | FALSE | L | Annual | Standard SO2 | Thousand Tons | 169.9141 | 169.9141 | 169.9141 | 169.9141 | 169.9141 | 169.9141 | 169.9141 | 169.9141
CSAPR- SO2 Annual- MI | 224 | 7102 | Rate Constraint in MTons | FALSE | L | Annual | Emissions at Affected Plants SO2 | Thousand Tons | 37.4921 | 14.1533 | 17.4978 | 17.7772 | 17.6995 | 17.7989 | 13.9348 | 13.4965
CSAPR- SO2 Annual- MI | 224 | 7102 | Rate Constraint in MTons | FALSE | L | Annual | Allowances Purchased SO2 | Thousand Tons | 0 | 0 | 0 | 0 | 0 | 0 | 0 | 0
CSAPR- SO2 Annual- MI | 224 | 7102 | Rate Constraint in MTons | FALSE | L | Annual | Allowances Sold SO2 | Thousand Tons | 0 | 0 | 0 | 0 | 0 | 0 | 0 | 0
CSAPR- SO2 Annual- MI | 224 | 7102 | Rate Constraint in MTons | FALSE | L | Annual | Allowances Banked | Thousand Tons | 0 | 0 | 0 | 0 | 0 | 0 | 0 | 0
CSAPR- SO2 Annual- MI | 224 | 7102 | Rate Constraint in MTons | FALSE | L | Annual | Allowances Withdrawn (1:1) | Thousand Tons | 0 | 0 | 0 | 0 | 0 | 0 | 0 | 0
CSAPR- SO2 Annual- MI | 224 | 7102 | Rate Constraint in MTons | FALSE | L | Annual | Allowances Withdrawn (n:1) | Thousand Tons | 0 | 0 | 0 | 0 | 0 | 0 | 0 | 0
CSAPR- SO2 Annual- MI | 224 | 7102 | Rate Constraint in MTons | FALSE | L | Annual | Net Emissions Allowance Position | Thousand Tons | 37.4921 | 14.1533 | 17.4978 | 17.7772 | 17.6995 | 17.7989 | 13.9348 | 13.4965
CSAPR- SO2 Annual- MI | 224 | 7102 | Rate Constraint in MTons | FALSE | L | Annual | Fuel Consumed | TBtu | 688.2442 | 550.8166 | 633.9048 | 633.0257 | 614.6419 | 595.7517 | 505.8543 | 477.9401
CSAPR- SO2 Annual- MI | 224 | 7102 | Rate Constraint in MTons | FALSE | L | Annual | Rate | lb/MMBtu | 0.10895 | 0.05139 | 0.055207 | 0.056166 | 0.057593 | 0.059753 | 0.055094 | 0.056478
CSAPR- SO2 Annual- MI | 224 | 7102 | Rate Constraint in MTons | FALSE | L | Annual | Generation | TWh | 82.9737 | 69.539 | 78.1551 | 78.1495 | 78.9539 | 81.7723 | 103.1983 | 129.8762
CSAPR- SO2 Annual- MI | 224 | 7102 | Rate Constraint in MTons | FALSE | L | Annual | Qualifying Generation | TWh | 82.9737 | 69.539 | 77.2331 | 77.2746 | 75.0823 | 72.4548 | 64.5538 | 61.7634
CSAPR- SO2 Annual- MI | 224 | 7102 | Rate Constraint in MTons | FALSE | L | Annual | Rate | lb/MWh | 0.90371 | 0.40706 | 0.45312 | 0.46011 | 0.47147 | 0.49131 | 0.43173 | 0.43704
CSAPR- SO2 Annual- MI | 224 | 7102 | Rate Constraint in MTons | FALSE | L | Annual | Constraint Shadow Price | US2019$/Ton | 0 | 0 | 0 | 0 | 0 | 0 | 0 | 0
CSAPR- SO2 Annual- MN | 225 | 7103 | Rate Constraint in MTons | FALSE | L | Annual | Seasons Included | Seasons | Winter, WintShld, Summer | Winter, WintShld, Summer | Winter, WintShld, Summer | Winter, WintShld, Summer | Winter, WintShld, Summer | Winter, WintShld, Summer | Winter, WintShld, Summer | Winter, WintShld, Summer
CSAPR- SO2 Annual- MN | 225 | 7103 | Rate Constraint in MTons | FALSE | L | Annual | Standard SO2 | Thousand Tons | 49.5376 | 49.5376 | 49.5376 | 49.5376 | 49.5376 | 49.5376 | 49.5376 | 49.5376
CSAPR- SO2 Annual- MN | 225 | 7103 | Rate Constraint in MTons | FALSE | L | Annual | Emissions at Affected Plants SO2 | Thousand Tons | 8.6462 | 3.8048 | 4.2002 | 4.1508 | 4.0305 | 3.5121 | 3.2577 | 2.5657
CSAPR- SO2 Annual- MN | 225 | 7103 | Rate Constraint in MTons | FALSE | L | Annual | Allowances Purchased SO2 | Thousand Tons | 0 | 0 | 0 | 0 | 0 | 0 | 0 | 0
CSAPR- SO2 Annual- MN | 225 | 7103 | Rate Constraint in MTons | FALSE | L | Annual | Allowances Sold SO2 | Thousand Tons | 0 | 0 | 0 | 0 | 0 | 0 | 0 | 0
CSAPR- SO2 Annual- MN | 225 | 7103 | Rate Constraint in MTons | FALSE | L | Annual | Allowances Banked | Thousand Tons | 0 | 0 | 0 | 0 | 0 | 0 | 0 | 0
CSAPR- SO2 Annual- MN | 225 | 7103 | Rate Constraint in MTons | FALSE | L | Annual | Allowances Withdrawn (1:1) | Thousand Tons | 0 | 0 | 0 | 0 | 0 | 0 | 0 | 0
CSAPR- SO2 Annual- MN | 225 | 7103 | Rate Constraint in MTons | FALSE | L | Annual | Allowances Withdrawn (n:1) | Thousand Tons | 0 | 0 | 0 | 0 | 0 | 0 | 0 | 0
CSAPR- SO2 Annual- MN | 225 | 7103 | Rate Constraint in MTons | FALSE | L | Annual | Net Emissions Allowance Position | Thousand Tons | 8.6462 | 3.8048 | 4.2002 | 4.1508 | 4.0305 | 3.5121 | 3.2577 | 2.5657
CSAPR- SO2 Annual- MN | 225 | 7103 | Rate Constraint in MTons | FALSE | L | Annual | Fuel Consumed | TBtu | 214.7276 | 132.2641 | 143.2475 | 139.4521 | 136.1529 | 107.863 | 97.2839 | 75.6
CSAPR- SO2 Annual- MN | 225 | 7103 | Rate Constraint in MTons | FALSE | L | Annual | Rate | lb/MMBtu | 0.080532 | 0.057533 | 0.058643 | 0.05953 | 0.059206 | 0.065122 | 0.066974 | 0.067877
CSAPR- SO2 Annual- MN | 225 | 7103 | Rate Constraint in MTons | FALSE | L | Annual | Generation | TWh | 23.8605 | 15.7767 | 16.4142 | 15.9547 | 15.8255 | 12.4101 | 11.3277 | 9.0037
CSAPR- SO2 Annual- MN | 225 | 7103 | Rate Constraint in MTons | FALSE | L | Annual | Qualifying Generation | TWh | 23.8605 | 15.7767 | 16.2718 | 15.8162 | 15.711 | 12.2925 | 11.1251 | 8.5669
CSAPR- SO2 Annual- MN | 225 | 7103 | Rate Constraint in MTons | FALSE | L | Annual | Rate | lb/MWh | 0.72473 | 0.48232 | 0.51626 | 0.52488 | 0.51308 | 0.57142 | 0.58566 | 0.59899
CSAPR- SO2 Annual- MN | 225 | 7103 | Rate Constraint in MTons | FALSE | L | Annual | Constraint Shadow Price | US2019$/Ton | 0 | 0 | 0 | 0 | 0 | 0 | 0 | 0
CSAPR- SO2 Annual- MO | 226 | 7104 | Rate Constraint in MTons | FALSE | L | Annual | Seasons Included | Seasons | Winter, WintShld, Summer | Winter, WintShld, Summer | Winter, WintShld, Summer | Winter, WintShld, Summer | Winter, WintShld, Summer | Winter, WintShld, Summer | Winter, WintShld, Summer | Winter, WintShld, Summer
CSAPR- SO2 Annual- MO | 226 | 7104 | Rate Constraint in MTons | FALSE | L | Annual | Standard SO2 | Thousand Tons | 195.8104 | 195.8104 | 195.8104 | 195.8104 | 195.8104 | 195.8104 | 195.8104 | 195.8104
CSAPR- SO2 Annual- MO | 226 | 7104 | Rate Constraint in MTons | FALSE | L | Annual | Emissions at Affected Plants SO2 | Thousand Tons | 105.2909 | 104.1017 | 111.342 | 171.3229 | 165.0103 | 184.219 | 179.638 | 177.2561
CSAPR- SO2 Annual- MO | 226 | 7104 | Rate Constraint in MTons | FALSE | L | Annual | Allowances Purchased SO2 | Thousand Tons | 0 | 0 | 0 | 0 | 0 | 0 | 0 | 0
CSAPR- SO2 Annual- MO | 226 | 7104 | Rate Constraint in MTons | FALSE | L | Annual | Allowances Sold SO2 | Thousand Tons | 0 | 0 | 0 | 0 | 0 | 0 | 0 | 0
CSAPR- SO2 Annual- MO | 226 | 7104 | Rate Constraint in MTons | FALSE | L | Annual | Allowances Banked | Thousand Tons | 0 | 0 | 0 | 0 | 0 | 0 | 0 | 0
CSAPR- SO2 Annual- MO | 226 | 7104 | Rate Constraint in MTons | FALSE | L | Annual | Allowances Withdrawn (1:1) | Thousand Tons | 0 | 0 | 0 | 0 | 0 | 0 | 0 | 0
CSAPR- SO2 Annual- MO | 226 | 7104 | Rate Constraint in MTons | FALSE | L | Annual | Allowances Withdrawn (n:1) | Thousand Tons | 0 | 0 | 0 | 0 | 0 | 0 | 0 | 0
CSAPR- SO2 Annual- MO | 226 | 7104 | Rate Constraint in MTons | FALSE | L | Annual | Net Emissions Allowance Position | Thousand Tons | 105.2909 | 104.1017 | 111.342 | 171.3229 | 165.0103 | 184.219 | 179.638 | 177.2561
CSAPR- SO2 Annual- MO | 226 | 7104 | Rate Constraint in MTons | FALSE | L | Annual | Fuel Consumed | TBtu | 550.1778 | 487.6345 | 608.796 | 611.3438 | 617.0778 | 622.8403 | 598.88 | 532.0643
CSAPR- SO2 Annual- MO | 226 | 7104 | Rate Constraint in MTons | FALSE | L | Annual | Rate | lb/MMBtu | 0.38275 | 0.42697 | 0.36578 | 0.56048 | 0.53481 | 0.59154 | 0.59991 | 0.6663
CSAPR- SO2 Annual- MO | 226 | 7104 | Rate Constraint in MTons | FALSE | L | Annual | Generation | TWh | 55.6702 | 49.6056 | 61.8168 | 62.0482 | 62.5966 | 64.5382 | 62.8857 | 55.7568
CSAPR- SO2 Annual- MO | 226 | 7104 | Rate Constraint in MTons | FALSE | L | Annual | Qualifying Generation | TWh | 55.6702 | 49.6056 | 61.8037 | 62.0288 | 62.5768 | 63.0118 | 60.5586 | 53.5864
CSAPR- SO2 Annual- MO | 226 | 7104 | Rate Constraint in MTons | FALSE | L | Annual | Rate | lb/MWh | 3.7827 | 4.1972 | 3.6031 | 5.524 | 5.2739 | 5.8471 | 5.9327 | 6.6157
CSAPR- SO2 Annual- MO | 226 | 7104 | Rate Constraint in MTons | FALSE | L | Annual | Constraint Shadow Price | US2019$/Ton | 0 | 0 | 0 | 0 | 0 | 0 | 0 | 0
CSAPR- SO2 Annual- NC | 227 | 7105 | Rate Constraint in MTons | FALSE | L | Annual | Seasons Included | Seasons | Winter, WintShld, Summer | Winter, WintShld, Summer | Winter, WintShld, Summer | Winter, WintShld, Summer | Winter, WintShld, Summer | Winter, WintShld, Summer | Winter, WintShld, Summer | Winter, WintShld, Summer
CSAPR- SO2 Annual- NC | 227 | 7105 | Rate Constraint in MTons | FALSE | L | Annual | Standard SO2 | Thousand Tons | 67.9916 | 67.9916 | 67.9916 | 67.9916 | 67.9916 | 67.9916 | 67.9916 | 67.9916
CSAPR- SO2 Annual- NC | 227 | 7105 | Rate Constraint in MTons | FALSE | L | Annual | Emissions at Affected Plants SO2 | Thousand Tons | 7.7679 | 6.3992 | 10.11 | 11.3134 | 7.8297 | 7.8127 | 5.1983 | 5.0182
CSAPR- SO2 Annual- NC | 227 | 7105 | Rate Constraint in MTons | FALSE | L | Annual | Allowances Purchased SO2 | Thousand Tons | 0 | 0 | 0 | 0 | 0 | 0 | 0 | 0
CSAPR- SO2 Annual- NC | 227 | 7105 | Rate Constraint in MTons | FALSE | L | Annual | Allowances Sold SO2 | Thousand Tons | 0 | 0 | 0 | 0 | 0 | 0 | 0 | 0
CSAPR- SO2 Annual- NC | 227 | 7105 | Rate Constraint in MTons | FALSE | L | Annual | Allowances Banked | Thousand Tons | 0 | 0 | 0 | 0 | 0 | 0 | 0 | 0
CSAPR- SO2 Annual- NC | 227 | 7105 | Rate Constraint in MTons | FALSE | L | Annual | Allowances Withdrawn (1:1) | Thousand Tons | 0 | 0 | 0 | 0 | 0 | 0 | 0 | 0
CSAPR- SO2 Annual- NC | 227 | 7105 | Rate Constraint in MTons | FALSE | L | Annual | Allowances Withdrawn (n:1) | Thousand Tons | 0 | 0 | 0 | 0 | 0 | 0 | 0 | 0
CSAPR- SO2 Annual- NC | 227 | 7105 | Rate Constraint in MTons | FALSE | L | Annual | Net Emissions Allowance Position | Thousand Tons | 7.7679 | 6.3992 | 10.11 | 11.3134 | 7.8297 | 7.8127 | 5.1983 | 5.0182
CSAPR- SO2 Annual- NC | 227 | 7105 | Rate Constraint in MTons | FALSE | L | Annual | Fuel Consumed | TBtu | 592.0349 | 628.1078 | 669.3897 | 692.0542 | 747.8665 | 704.432 | 669.7665 | 603.7558
CSAPR- SO2 Annual- NC | 227 | 7105 | Rate Constraint in MTons | FALSE | L | Annual | Rate | lb/MMBtu | 0.026241 | 0.020376 | 0.030207 | 0.032695 | 0.020939 | 0.022182 | 0.015523 | 0.016623
CSAPR- SO2 Annual- NC | 227 | 7105 | Rate Constraint in MTons | FALSE | L | Annual | Generation | TWh | 77.9816 | 87.072 | 91.5092 | 94.4527 | 121.8891 | 124.0076 | 123.3716 | 147.6327
CSAPR- SO2 Annual- NC | 227 | 7105 | Rate Constraint in MTons | FALSE | L | Annual | Qualifying Generation | TWh | 73.1154 | 77.1759 | 81.3853 | 83.6952 | 95.3038 | 91.6916 | 87.0021 | 81.9217
CSAPR- SO2 Annual- NC | 227 | 7105 | Rate Constraint in MTons | FALSE | L | Annual | Rate | lb/MWh | 0.21248 | 0.16583 | 0.24845 | 0.27035 | 0.16431 | 0.17041 | 0.1195 | 0.12251
CSAPR- SO2 Annual- NC | 227 | 7105 | Rate Constraint in MTons | FALSE | L | Annual | Constraint Shadow Price | US2019$/Ton | 0 | 0 | 0 | 0 | 0 | 0 | 0 | 0
CSAPR- SO2 Annual- NE | 228 | 7106 | Rate Constraint in MTons | FALSE | L | Annual | Seasons Included | Seasons | Winter, WintShld, Summer | Winter, WintShld, Summer | Winter, WintShld, Summer | Winter, WintShld, Summer | Winter, WintShld, Summer | Winter, WintShld, Summer | Winter, WintShld, Summer | Winter, WintShld, Summer
CSAPR- SO2 Annual- NE | 228 | 7106 | Rate Constraint in MTons | FALSE | L | Annual | Standard SO2 | Thousand Tons | 80.4312 | 80.4312 | 80.4312 | 80.4312 | 80.4312 | 80.4312 | 80.4312 | 80.4312
CSAPR- SO2 Annual- NE | 228 | 7106 | Rate Constraint in MTons | FALSE | L | Annual | Emissions at Affected Plants SO2 | Thousand Tons | 52.12 | 44.9537 | 47.134 | 47.109 | 47.7911 | 56.0647 | 56.0563 | 54.4499
CSAPR- SO2 Annual- NE | 228 | 7106 | Rate Constraint in MTons | FALSE | L | Annual | Allowances Purchased SO2 | Thousand Tons | 0 | 0 | 0 | 0 | 0 | 0 | 0 | 0
CSAPR- SO2 Annual- NE | 228 | 7106 | Rate Constraint in MTons | FALSE | L | Annual | Allowances Sold SO2 | Thousand Tons | 0 | 0 | 0 | 0 | 0 | 0 | 0 | 0
CSAPR- SO2 Annual- NE | 228 | 7106 | Rate Constraint in MTons | FALSE | L | Annual | Allowances Banked | Thousand Tons | 0 | 0 | 0 | 0 | 0 | 0 | 0 | 0
CSAPR- SO2 Annual- NE | 228 | 7106 | Rate Constraint in MTons | FALSE | L | Annual | Allowances Withdrawn (1:1) | Thousand Tons | 0 | 0 | 0 | 0 | 0 | 0 | 0 | 0
CSAPR- SO2 Annual- NE | 228 | 7106 | Rate Constraint in MTons | FALSE | L | Annual | Allowances Withdrawn (n:1) | Thousand Tons | 0 | 0 | 0 | 0 | 0 | 0 | 0 | 0
CSAPR- SO2 Annual- NE | 228 | 7106 | Rate Constraint in MTons | FALSE | L | Annual | Net Emissions Allowance Position | Thousand Tons | 52.12 | 44.9537 | 47.134 | 47.109 | 47.7911 | 56.0647 | 56.0563 | 54.4499
CSAPR- SO2 Annual- NE | 228 | 7106 | Rate Constraint in MTons | FALSE | L | Annual | Fuel Consumed | TBtu | 261.176 | 227.5344 | 249.1912 | 248.4438 | 248.9356 | 251.9606 | 249.5621 | 227.1136
CSAPR- SO2 Annual- NE | 228 | 7106 | Rate Constraint in MTons | FALSE | L | Annual | Rate | lb/MMBtu | 0.39912 | 0.39514 | 0.3783 | 0.37923 | 0.38396 | 0.44503 | 0.44924 | 0.4795
CSAPR- SO2 Annual- NE | 228 | 7106 | Rate Constraint in MTons | FALSE | L | Annual | Generation | TWh | 25.2473 | 22.0937 | 24.0864 | 24.0247 | 24.066 | 24.7196 | 25.7351 | 24.1082
CSAPR- SO2 Annual- NE | 228 | 7106 | Rate Constraint in MTons | FALSE | L | Annual | Qualifying Generation | TWh | 25.2473 | 22.0937 | 24.0864 | 24.0247 | 24.066 | 24.33 | 24.1327 | 22.1657
CSAPR- SO2 Annual- NE | 228 | 7106 | Rate Constraint in MTons | FALSE | L | Annual | Rate | lb/MWh | 4.1288 | 4.0694 | 3.9137 | 3.9217 | 3.9717 | 4.6087 | 4.6457 | 4.913
CSAPR- SO2 Annual- NE | 228 | 7106 | Rate Constraint in MTons | FALSE | L | Annual | Constraint Shadow Price | US2019$/Ton | 0 | 0 | 0 | 0 | 0 | 0 | 0 | 0
CSAPR- SO2 Annual- NJ | 229 | 7107 | Rate Constraint in MTons | FALSE | L | Annual | Seasons Included | Seasons | Winter, WintShld, Summer | Winter, WintShld, Summer | Winter, WintShld, Summer | Winter, WintShld, Summer | Winter, WintShld, Summer | Winter, WintShld, Summer | Winter, WintShld, Summer | Winter, WintShld, Summer
CSAPR- SO2 Annual- NJ | 229 | 7107 | Rate Constraint in MTons | FALSE | L | Annual | Standard SO2 | Thousand Tons | 6.5773 | 6.5773 | 6.5773 | 6.5773 | 6.5773 | 6.5773 | 6.5773 | 6.5773
CSAPR- SO2 Annual- NJ | 229 | 7107 | Rate Constraint in MTons | FALSE | L | Annual | Emissions at Affected Plants SO2 | Thousand Tons | 0 | 0 | 0 | 0 | 0 | 0 | 0 | 0
CSAPR- SO2 Annual- NJ | 229 | 7107 | Rate Constraint in MTons | FALSE | L | Annual | Allowances Purchased SO2 | Thousand Tons | 0 | 0 | 0 | 0 | 0 | 0 | 0 | 0
CSAPR- SO2 Annual- NJ | 229 | 7107 | Rate Constraint in MTons | FALSE | L | Annual | Allowances Sold SO2 | Thousand Tons | 0 | 0 | 0 | 0 | 0 | 0 | 0 | 0
CSAPR- SO2 Annual- NJ | 229 | 7107 | Rate Constraint in MTons | FALSE | L | Annual | Allowances Banked | Thousand Tons | 0 | 0 | 0 | 0 | 0 | 0 | 0 | 0
CSAPR- SO2 Annual- NJ | 229 | 7107 | Rate Constraint in MTons | FALSE | L | Annual | Allowances Withdrawn (1:1) | Thousand Tons | 0 | 0 | 0 | 0 | 0 | 0 | 0 | 0
CSAPR- SO2 Annual- NJ | 229 | 7107 | Rate Constraint in MTons | FALSE | L | Annual | Allowances Withdrawn (n:1) | Thousand Tons | 0 | 0 | 0 | 0 | 0 | 0 | 0 | 0
CSAPR- SO2 Annual- NJ | 229 | 7107 | Rate Constraint in MTons | FALSE | L | Annual | Net Emissions Allowance Position | Thousand Tons | 0 | 0 | 0 | 0 | 0 | 0 | 0 | 0
CSAPR- SO2 Annual- NJ | 229 | 7107 | Rate Constraint in MTons | FALSE | L | Annual | Fuel Consumed | TBtu | 254.9348 | 278.4451 | 297.8317 | 272.004 | 274.0353 | 326.9111 | 356.3687 | 348.4882
CSAPR- SO2 Annual- NJ | 229 | 7107 | Rate Constraint in MTons | FALSE | L | Annual | Rate | lb/MMBtu | 0 | 0 | 0 | 0 | 0 | 0 | 0 | 0
CSAPR- SO2 Annual- NJ | 229 | 7107 | Rate Constraint in MTons | FALSE | L | Annual | Generation | TWh | 36.2634 | 39.5941 | 42.1312 | 38.7273 | 38.7677 | 45.2227 | 49.4511 | 49.2661
CSAPR- SO2 Annual- NJ | 229 | 7107 | Rate Constraint in MTons | FALSE | L | Annual | Qualifying Generation | TWh | 36.1092 | 39.4346 | 41.9715 | 38.5769 | 38.6652 | 45.1676 | 49.2342 | 48.051
CSAPR- SO2 Annual- NJ | 229 | 7107 | Rate Constraint in MTons | FALSE | L | Annual | Rate | lb/MWh | 0 | 0 | 0 | 0 | 0 | 0 | 0 | 0
CSAPR- SO2 Annual- NJ | 229 | 7107 | Rate Constraint in MTons | FALSE | L | Annual | Constraint Shadow Price | US2019$/Ton | 0 | 0 | 0 | 0 | 0 | 0 | 0 | 0
CSAPR- SO2 Annual- NY | 230 | 7108 | Rate Constraint in MTons | FALSE | L | Annual | Seasons Included | Seasons | Winter, WintShld, Summer | Winter, WintShld, Summer | Winter, WintShld, Summer | Winter, WintShld, Summer | Winter, WintShld, Summer | Winter, WintShld, Summer | Winter, WintShld, Summer | Winter, WintShld, Summer
CSAPR- SO2 Annual- NY | 230 | 7108 | Rate Constraint in MTons | FALSE | L | Annual | Standard SO2 | Thousand Tons | 32.5161 | 32.5161 | 32.5161 | 32.5161 | 32.5161 | 32.5161 | 32.5161 | 32.5161
CSAPR- SO2 Annual- NY | 230 | 7108 | Rate Constraint in MTons | FALSE | L | Annual | Emissions at Affected Plants SO2 | Thousand Tons | 0 | 0 | 0 | 0 | 0 | 0 | 0 | 0
CSAPR- SO2 Annual- NY | 230 | 7108 | Rate Constraint in MTons | FALSE | L | Annual | Allowances Purchased SO2 | Thousand Tons | 0 | 0 | 0 | 0 | 0 | 0 | 0 | 0
CSAPR- SO2 Annual- NY | 230 | 7108 | Rate Constraint in MTons | FALSE | L | Annual | Allowances Sold SO2 | Thousand Tons | 0 | 0 | 0 | 0 | 0 | 0 | 0 | 0
CSAPR- SO2 Annual- NY | 230 | 7108 | Rate Constraint in MTons | FALSE | L | Annual | Allowances Banked | Thousand Tons | 0 | 0 | 0 | 0 | 0 | 0 | 0 | 0
CSAPR- SO2 Annual- NY | 230 | 7108 | Rate Constraint in MTons | FALSE | L | Annual | Allowances Withdrawn (1:1) | Thousand Tons | 0 | 0 | 0 | 0 | 0 | 0 | 0 | 0
CSAPR- SO2 Annual- NY | 230 | 7108 | Rate Constraint in MTons | FALSE | L | Annual | Allowances Withdrawn (n:1) | Thousand Tons | 0 | 0 | 0 | 0 | 0 | 0 | 0 | 0
CSAPR- SO2 Annual- NY | 230 | 7108 | Rate Constraint in MTons | FALSE | L | Annual | Net Emissions Allowance Position | Thousand Tons | 0 | 0 | 0 | 0 | 0 | 0 | 0 | 0
CSAPR- SO2 Annual- NY | 230 | 7108 | Rate Constraint in MTons | FALSE | L | Annual | Fuel Consumed | TBtu | 401.3047 | 368.1583 | 363.9035 | 368.1213 | 242.9049 | 70.7824 | 74.578 | 78.6286
CSAPR- SO2 Annual- NY | 230 | 7108 | Rate Constraint in MTons | FALSE | L | Annual | Rate | lb/MMBtu | 0 | 0 | 0 | 0 | 0 | 0 | 0 | 0
CSAPR- SO2 Annual- NY | 230 | 7108 | Rate Constraint in MTons | FALSE | L | Annual | Generation | TWh | 53.1502 | 49.1151 | 49.1719 | 50.5961 | 34.1997 | 10.0568 | 10.5615 | 11.0309
CSAPR- SO2 Annual- NY | 230 | 7108 | Rate Constraint in MTons | FALSE | L | Annual | Qualifying Generation | TWh | 53.1215 | 49.0854 | 49.1421 | 50.568 | 34.1805 | 10.0465 | 10.521 | 10.9299
CSAPR- SO2 Annual- NY | 230 | 7108 | Rate Constraint in MTons | FALSE | L | Annual | Rate | lb/MWh | 0 | 0 | 0 | 0 | 0 | 0 | 0 | 0
CSAPR- SO2 Annual- NY | 230 | 7108 | Rate Constraint in MTons | FALSE | L | Annual | Constraint Shadow Price | US2019$/Ton | 0 | 0 | 0 | 0 | 0 | 0 | 0 | 0
CSAPR- SO2 Annual- OH | 231 | 7109 | Rate Constraint in MTons | FALSE | L | Annual | Seasons Included | Seasons | Winter, WintShld, Summer | Winter, WintShld, Summer | Winter, WintShld, Summer | Winter, WintShld, Summer | Winter, WintShld, Summer | Winter, WintShld, Summer | Winter, WintShld, Summer | Winter, WintShld, Summer
CSAPR- SO2 Annual- OH | 231 | 7109 | Rate Constraint in MTons | FALSE | L | Annual | Standard SO2 | Thousand Tons | 167.8432 | 167.8432 | 167.8432 | 167.8432 | 167.8432 | 167.8432 | 167.8432 | 167.8432
CSAPR- SO2 Annual- OH | 231 | 7109 | Rate Constraint in MTons | FALSE | L | Annual | Emissions at Affected Plants SO2 | Thousand Tons | 59.393 | 40.612 | 54.7138 | 53.9858 | 55.3341 | 47.9507 | 20.2532 | 14.6633
CSAPR- SO2 Annual- OH | 231 | 7109 | Rate Constraint in MTons | FALSE | L | Annual | Allowances Purchased SO2 | Thousand Tons | 0 | 0 | 0 | 0 | 0 | 0 | 0 | 0
CSAPR- SO2 Annual- OH | 231 | 7109 | Rate Constraint in MTons | FALSE | L | Annual | Allowances Sold SO2 | Thousand Tons | 0 | 0 | 0 | 0 | 0 | 0 | 0 | 0
CSAPR- SO2 Annual- OH | 231 | 7109 | Rate Constraint in MTons | FALSE | L | Annual | Allowances Banked | Thousand Tons | 0 | 0 | 0 | 0 | 0 | 0 | 0 | 0
CSAPR- SO2 Annual- OH | 231 | 7109 | Rate Constraint in MTons | FALSE | L | Annual | Allowances Withdrawn (1:1) | Thousand Tons | 0 | 0 | 0 | 0 | 0 | 0 | 0 | 0
CSAPR- SO2 Annual- OH | 231 | 7109 | Rate Constraint in MTons | FALSE | L | Annual | Allowances Withdrawn (n:1) | Thousand Tons | 0 | 0 | 0 | 0 | 0 | 0 | 0 | 0
CSAPR- SO2 Annual- OH | 231 | 7109 | Rate Constraint in MTons | FALSE | L | Annual | Net Emissions Allowance Position | Thousand Tons | 59.393 | 40.612 | 54.7138 | 53.9858 | 55.3341 | 47.9507 | 20.2532 | 14.6633
CSAPR- SO2 Annual- OH | 231 | 7109 | Rate Constraint in MTons | FALSE | L | Annual | Fuel Consumed | TBtu | 940.8675 | 830.1415 | 936.5498 | 937.9444 | 983.8626 | 942.885 | 887.8796 | 934.0583
CSAPR- SO2 Annual- OH | 231 | 7109 | Rate Constraint in MTons | FALSE | L | Annual | Rate | lb/MMBtu | 0.12625 | 0.097844 | 0.11684 | 0.11512 | 0.11248 | 0.10171 | 0.045622 | 0.031397
CSAPR- SO2 Annual- OH | 231 | 7109 | Rate Constraint in MTons | FALSE | L | Annual | Generation | TWh | 109.9685 | 99.1844 | 110.0725 | 110.669 | 117.5081 | 117.1015 | 143.2053 | 173.2751
CSAPR- SO2 Annual- OH | 231 | 7109 | Rate Constraint in MTons | FALSE | L | Annual | Qualifying Generation | TWh | 109.9685 | 99.1844 | 109.8243 | 110.133 | 114.7692 | 110.8736 | 117.2146 | 127.6386
CSAPR- SO2 Annual- OH | 231 | 7109 | Rate Constraint in MTons | FALSE | L | Annual | Rate | lb/MWh | 1.0802 | 0.81892 | 0.99639 | 0.98037 | 0.96427 | 0.86496 | 0.34558 | 0.22976
CSAPR- SO2 Annual- OH | 231 | 7109 | Rate Constraint in MTons | FALSE | L | Annual | Constraint Shadow Price | US2019$/Ton | 0 | 0 | 0 | 0 | 0 | 0 | 0 | 0
CSAPR- SO2 Annual- PA | 232 | 7110 | Rate Constraint in MTons | FALSE | L | Annual | Seasons Included | Seasons | Winter, WintShld, Summer | Winter, WintShld, Summer | Winter, WintShld, Summer | Winter, WintShld, Summer | Winter, WintShld, Summer | Winter, WintShld, Summer | Winter, WintShld, Summer | Winter, WintShld, Summer
CSAPR- SO2 Annual- PA | 232 | 7110 | Rate Constraint in MTons | FALSE | L | Annual | Standard SO2 | Thousand Tons | 132.1848 | 132.1848 | 132.1848 | 132.1848 | 132.1848 | 132.1848 | 132.1848 | 132.1848
CSAPR- SO2 Annual- PA | 232 | 7110 | Rate Constraint in MTons | FALSE | L | Annual | Emissions at Affected Plants SO2 | Thousand Tons | 9.3879 | 8.9472 | 10.1421 | 9.9548 | 9.7271 | 9.2742 | 8.2739 | 9.4242
CSAPR- SO2 Annual- PA | 232 | 7110 | Rate Constraint in MTons | FALSE | L | Annual | Allowances Purchased SO2 | Thousand Tons | 0 | 0 | 0 | 0 | 0 | 0 | 0 | 0
CSAPR- SO2 Annual- PA | 232 | 7110 | Rate Constraint in MTons | FALSE | L | Annual | Allowances Sold SO2 | Thousand Tons | 0 | 0 | 0 | 0 | 0 | 0 | 0 | 0
CSAPR- SO2 Annual- PA | 232 | 7110 | Rate Constraint in MTons | FALSE | L | Annual | Allowances Banked | Thousand Tons | 0 | 0 | 0 | 0 | 0 | 0 | 0 | 0
CSAPR- SO2 Annual- PA | 232 | 7110 | Rate Constraint in MTons | FALSE | L | Annual | Allowances Withdrawn (1:1) | Thousand Tons | 0 | 0 | 0 | 0 | 0 | 0 | 0 | 0
CSAPR- SO2 Annual- PA | 232 | 7110 | Rate Constraint in MTons | FALSE | L | Annual | Allowances Withdrawn (n:1) | Thousand Tons | 0 | 0 | 0 | 0 | 0 | 0 | 0 | 0
CSAPR- SO2 Annual- PA | 232 | 7110 | Rate Constraint in MTons | FALSE | L | Annual | Net Emissions Allowance Position | Thousand Tons | 9.3879 | 8.9472 | 10.1421 | 9.9548 | 9.7271 | 9.2742 | 8.2739 | 9.4242
CSAPR- SO2 Annual- PA | 232 | 7110 | Rate Constraint in MTons | FALSE | L | Annual | Fuel Consumed | TBtu | 1185.0071 | 1237.1413 | 1196.2136 | 1193.2578 | 1178.2597 | 1133.7562 | 1192.9942 | 1312.5474
CSAPR- SO2 Annual- PA | 232 | 7110 | Rate Constraint in MTons | FALSE | L | Annual | Rate | lb/MMBtu | 0.015844 | 0.014464 | 0.016957 | 0.016685 | 0.016511 | 0.01636 | 0.013871 | 0.01436
CSAPR- SO2 Annual- PA | 232 | 7110 | Rate Constraint in MTons | FALSE | L | Annual | Generation | TWh | 156.4039 | 161.1953 | 159.2366 | 160.9161 | 165.0191 | 168.4704 | 220.4541 | 323.7358
CSAPR- SO2 Annual- PA | 232 | 7110 | Rate Constraint in MTons | FALSE | L | Annual | Qualifying Generation | TWh | 156.4039 | 161.1953 | 157.5336 | 157.2382 | 155.9244 | 152.1266 | 160.1069 | 176.1011
CSAPR- SO2 Annual- PA | 232 | 7110 | Rate Constraint in MTons | FALSE | L | Annual | Rate | lb/MWh | 0.12005 | 0.11101 | 0.12876 | 0.12662 | 0.12477 | 0.12193 | 0.10336 | 0.10703
CSAPR- SO2 Annual- PA | 232 | 7110 | Rate Constraint in MTons | FALSE | L | Annual | Constraint Shadow Price | US2019$/Ton | 0 | 0 | 0 | 0 | 0 | 0 | 0 | 0
CSAPR- SO2 Annual- SC | 233 | 7111 | Rate Constraint in MTons | FALSE | L | Annual | Seasons Included | Seasons | Winter, WintShld, Summer | Winter, WintShld, Summer | Winter, WintShld, Summer | Winter, WintShld, Summer | Winter, WintShld, Summer | Winter, WintShld, Summer | Winter, WintShld, Summer | Winter, WintShld, Summer
CSAPR- SO2 Annual- SC | 233 | 7111 | Rate Constraint in MTons | FALSE | L | Annual | Standard SO2 | Thousand Tons | 114.0269 | 114.0269 | 114.0269 | 114.0269 | 114.0269 | 114.0269 | 114.0269 | 114.0269
CSAPR- SO2 Annual- SC | 233 | 7111 | Rate Constraint in MTons | FALSE | L | Annual | Emissions at Affected Plants SO2 | Thousand Tons | 7.9792 | 5.7635 | 9.3136 | 9.9006 | 9.3331 | 7.066 | 3.4377 | 1.8563
CSAPR- SO2 Annual- SC | 233 | 7111 | Rate Constraint in MTons | FALSE | L | Annual | Allowances Purchased SO2 | Thousand Tons | 0 | 0 | 0 | 0 | 0 | 0 | 0 | 0
CSAPR- SO2 Annual- SC | 233 | 7111 | Rate Constraint in MTons | FALSE | L | Annual | Allowances Sold SO2 | Thousand Tons | 0 | 0 | 0 | 0 | 0 | 0 | 0 | 0
CSAPR- SO2 Annual- SC | 233 | 7111 | Rate Constraint in MTons | FALSE | L | Annual | Allowances Banked | Thousand Tons | 0 | 0 | 0 | 0 | 0 | 0 | 0 | 0
CSAPR- SO2 Annual- SC | 233 | 7111 | Rate Constraint in MTons | FALSE | L | Annual | Allowances Withdrawn (1:1) | Thousand Tons | 0 | 0 | 0 | 0 | 0 | 0 | 0 | 0
CSAPR- SO2 Annual- SC | 233 | 7111 | Rate Constraint in MTons | FALSE | L | Annual | Allowances Withdrawn (n:1) | Thousand Tons | 0 | 0 | 0 | 0 | 0 | 0 | 0 | 0
CSAPR- SO2 Annual- SC | 233 | 7111 | Rate Constraint in MTons | FALSE | L | Annual | Net Emissions Allowance Position | Thousand Tons | 7.9792 | 5.7635 | 9.3136 | 9.9006 | 9.3331 | 7.066 | 3.4377 | 1.8563
CSAPR- SO2 Annual- SC | 233 | 7111 | Rate Constraint in MTons | FALSE | L | Annual | Fuel Consumed | TBtu | 353.5298 | 381.4935 | 403.6139 | 415.6698 | 490.4029 | 442.8778 | 395.6436 | 375.9198
CSAPR- SO2 Annual- SC | 233 | 7111 | Rate Constraint in MTons | FALSE | L | Annual | Rate | lb/MMBtu | 0.04514 | 0.030215 | 0.046151 | 0.047637 | 0.038063 | 0.031909 | 0.017378 | 0.0098759
CSAPR- SO2 Annual- SC | 233 | 7111 | Rate Constraint in MTons | FALSE | L | Annual | Generation | TWh | 49.8517 | 59.795 | 60.788 | 62.8165 | 92.6678 | 91.8047 | 86.5878 | 95.3751
CSAPR- SO2 Annual- SC | 233 | 7111 | Rate Constraint in MTons | FALSE | L | Annual | Qualifying Generation | TWh | 43.2977 | 46.4665 | 48.6762 | 49.8717 | 61.6086 | 56.8008 | 51.3424 | 52.0877
CSAPR- SO2 Annual- SC | 233 | 7111 | Rate Constraint in MTons | FALSE | L | Annual | Rate | lb/MWh | 0.36857 | 0.24807 | 0.38268 | 0.39704 | 0.30298 | 0.2488 | 0.13391 | 0.071275
CSAPR- SO2 Annual- SC | 233 | 7111 | Rate Constraint in MTons | FALSE | L | Annual | Constraint Shadow Price | US2019$/Ton | 0 | 0 | 0 | 0 | 0 | 0 | 0 | 0
CSAPR- SO2 Annual- TN | 234 | 7112 | Rate Constraint in MTons | FALSE | L | Annual | Seasons Included | Seasons | Winter, WintShld, Summer | Winter, WintShld, Summer | Winter, WintShld, Summer | Winter, WintShld, Summer | Winter, WintShld, Summer | Winter, WintShld, Summer | Winter, WintShld, Summer | Winter, WintShld, Summer
CSAPR- SO2 Annual- TN | 234 | 7112 | Rate Constraint in MTons | FALSE | L | Annual | Standard SO2 | Thousand Tons | 69.4229 | 69.4229 | 69.4229 | 69.4229 | 69.4229 | 69.4229 | 69.4229 | 69.4229
CSAPR- SO2 Annual- TN | 234 | 7112 | Rate Constraint in MTons | FALSE | L | Annual | Emissions at Affected Plants SO2 | Thousand Tons | 1.9322 | 1.4835 | 2.1667 | 1.9714 | 3.1191 | 2.5153 | 3.3084 | 0
CSAPR- SO2 Annual- TN | 234 | 7112 | Rate Constraint in MTons | FALSE | L | Annual | Allowances Purchased SO2 | Thousand Tons | 0 | 0 | 0 | 0 | 0 | 0 | 0 | 0
CSAPR- SO2 Annual- TN | 234 | 7112 | Rate Constraint in MTons | FALSE | L | Annual | Allowances Sold SO2 | Thousand Tons | 0 | 0 | 0 | 0 | 0 | 0 | 0 | 0
CSAPR- SO2 Annual- TN | 234 | 7112 | Rate Constraint in MTons | FALSE | L | Annual | Allowances Banked | Thousand Tons | 0 | 0 | 0 | 0 | 0 | 0 | 0 | 0
CSAPR- SO2 Annual- TN | 234 | 7112 | Rate Constraint in MTons | FALSE | L | Annual | Allowances Withdrawn (1:1) | Thousand Tons | 0 | 0 | 0 | 0 | 0 | 0 | 0 | 0
CSAPR- SO2 Annual- TN | 234 | 7112 | Rate Constraint in MTons | FALSE | L | Annual | Allowances Withdrawn (n:1) | Thousand Tons | 0 | 0 | 0 | 0 | 0 | 0 | 0 | 0
CSAPR- SO2 Annual- TN | 234 | 7112 | Rate Constraint in MTons | FALSE | L | Annual | Net Emissions Allowance Position | Thousand Tons | 1.9322 | 1.4835 | 2.1667 | 1.9714 | 3.1191 | 2.5153 | 3.3084 | 0
CSAPR- SO2 Annual- TN | 234 | 7112 | Rate Constraint in MTons | FALSE | L | Annual | Fuel Consumed | TBtu | 178.4549 | 173.4804 | 186.0124 | 181.1209 | 212.507 | 209.9143 | 229.4377 | 252.541
CSAPR- SO2 Annual- TN | 234 | 7112 | Rate Constraint in MTons | FALSE | L | Annual | Rate | lb/MMBtu | 0.021655 | 0.017103 | 0.023296 | 0.021769 | 0.029355 | 0.023965 | 0.028839 | 0
CSAPR- SO2 Annual- TN | 234 | 7112 | Rate Constraint in MTons | FALSE | L | Annual | Generation | TWh | 22.8087 | 22.2726 | 24.142 | 23.6874 | 27.9779 | 29.1993 | 33.5117 | 51.1866
CSAPR- SO2 Annual- TN | 234 | 7112 | Rate Constraint in MTons | FALSE | L | Annual | Qualifying Generation | TWh | 22.8087 | 22.2726 | 23.6103 | 23.1487 | 26.3213 | 26.2257 | 28.7173 | 35.4083
CSAPR- SO2 Annual- TN | 234 | 7112 | Rate Constraint in MTons | FALSE | L | Annual | Rate | lb/MWh | 0.16943 | 0.13321 | 0.18354 | 0.17032 | 0.237 | 0.19182 | 0.23041 | 0
CSAPR- SO2 Annual- TN | 234 | 7112 | Rate Constraint in MTons | FALSE | L | Annual | Constraint Shadow Price | US2019$/Ton | 0 | 0 | 0 | 0 | 0 | 0 | 0 | 0
CSAPR- SO2 Annual- VA | 235 | 7113 | Rate Constraint in MTons | FALSE | L | Annual | Seasons Included | Seasons | Winter, WintShld, Summer | Winter, WintShld, Summer | Winter, WintShld, Summer | Winter, WintShld, Summer | Winter, WintShld, Summer | Winter, WintShld, Summer | Winter, WintShld, Summer | Winter, WintShld, Summer
CSAPR- SO2 Annual- VA | 235 | 7113 | Rate Constraint in MTons | FALSE | L | Annual | Standard SO2 | Thousand Tons | 41.3673 | 41.3673 | 41.3673 | 41.3673 | 41.3673 | 41.3673 | 41.3673 | 41.3673
CSAPR- SO2 Annual- VA | 235 | 7113 | Rate Constraint in MTons | FALSE | L | Annual | Emissions at Affected Plants SO2 | Thousand Tons | 0.088104 | 0.081782 | 0.082962 | 0.082962 | 0.082962 | 0.10983 | 0.045529 | 0
CSAPR- SO2 Annual- VA | 235 | 7113 | Rate Constraint in MTons | FALSE | L | Annual | Allowances Purchased SO2 | Thousand Tons | 0 | 0 | 0 | 0 | 0 | 0 | 0 | 0
CSAPR- SO2 Annual- VA | 235 | 7113 | Rate Constraint in MTons | FALSE | L | Annual | Allowances Sold SO2 | Thousand Tons | 0 | 0 | 0 | 0 | 0 | 0 | 0 | 0
CSAPR- SO2 Annual- VA | 235 | 7113 | Rate Constraint in MTons | FALSE | L | Annual | Allowances Banked | Thousand Tons | 0 | 0 | 0 | 0 | 0 | 0 | 0 | 0
CSAPR- SO2 Annual- VA | 235 | 7113 | Rate Constraint in MTons | FALSE | L | Annual | Allowances Withdrawn (1:1) | Thousand Tons | 0 | 0 | 0 | 0 | 0 | 0 | 0 | 0
CSAPR- SO2 Annual- VA | 235 | 7113 | Rate Constraint in MTons | FALSE | L | Annual | Allowances Withdrawn (n:1) | Thousand Tons | 0 | 0 | 0 | 0 | 0 | 0 | 0 | 0
CSAPR- SO2 Annual- VA | 235 | 7113 | Rate Constraint in MTons | FALSE | L | Annual | Net Emissions Allowance Position | Thousand Tons | 0.088104 | 0.081782 | 0.082962 | 0.082962 | 0.082962 | 0.10983 | 0.045529 | 0
CSAPR- SO2 Annual- VA | 235 | 7113 | Rate Constraint in MTons | FALSE | L | Annual | Fuel Consumed | TBtu | 444.3133 | 475.1663 | 453.0724 | 448.8601 | 426.0648 | 426.588 | 277.4287 | 82.8158
CSAPR- SO2 Annual- VA | 235 | 7113 | Rate Constraint in MTons | FALSE | L | Annual | Rate | lb/MMBtu | 0.00039659 | 0.00034422 | 0.00036622 | 0.00036965 | 0.00038943 | 0.00051492 | 0.00032822 | 0
CSAPR- SO2 Annual- VA | 235 | 7113 | Rate Constraint in MTons | FALSE | L | Annual | Generation | TWh | 60.9449 | 64.4917 | 63.1961 | 62.7715 | 65.456 | 73.2839 | 84.8842 | 172.1122
CSAPR- SO2 Annual- VA | 235 | 7113 | Rate Constraint in MTons | FALSE | L | Annual | Qualifying Generation | TWh | 60.9449 | 64.4917 | 62.0449 | 61.605 | 58.9332 | 58.8575 | 38.7858 | 11.7891
CSAPR- SO2 Annual- VA | 235 | 7113 | Rate Constraint in MTons | FALSE | L | Annual | Rate | lb/MWh | 0.0028913 | 0.0025362 | 0.0026742 | 0.0026933 | 0.0028154 | 0.0037321 | 0.0023477 | 0
CSAPR- SO2 Annual- VA | 235 | 7113 | Rate Constraint in MTons | FALSE | L | Annual | Constraint Shadow Price | US2019$/Ton | 0 | 0 | 0 | 0 | 0 | 0 | 0 | 0
CSAPR- SO2 Annual- WI | 236 | 7114 | Rate Constraint in MTons | FALSE | L | Annual | Seasons Included | Seasons | Winter, WintShld, Summer | Winter, WintShld, Summer | Winter, WintShld, Summer | Winter, WintShld, Summer | Winter, WintShld, Summer | Winter, WintShld, Summer | Winter, WintShld, Summer | Winter, WintShld, Summer
CSAPR- SO2 Annual- WI | 236 | 7114 | Rate Constraint in MTons | FALSE | L | Annual | Standard SO2 | Thousand Tons | 56.5019 | 56.5019 | 56.5019 | 56.5019 | 56.5019 | 56.5019 | 56.5019 | 56.5019
CSAPR- SO2 Annual- WI | 236 | 7114 | Rate Constraint in MTons | FALSE | L | Annual | Emissions at Affected Plants SO2 | Thousand Tons | 1.776 | 0.83834 | 2.4909 | 2.5251 | 2.7367 | 2.8226 | 2.0761 | 1.2427
CSAPR- SO2 Annual- WI | 236 | 7114 | Rate Constraint in MTons | FALSE | L | Annual | Allowances Purchased SO2 | Thousand Tons | 0 | 0 | 0 | 0 | 0 | 0 | 0 | 0
CSAPR- SO2 Annual- WI | 236 | 7114 | Rate Constraint in MTons | FALSE | L | Annual | Allowances Sold SO2 | Thousand Tons | 0 | 0 | 0 | 0 | 0 | 0 | 0 | 0
CSAPR- SO2 Annual- WI | 236 | 7114 | Rate Constraint in MTons | FALSE | L | Annual | Allowances Banked | Thousand Tons | 0 | 0 | 0 | 0 | 0 | 0 | 0 | 0
CSAPR- SO2 Annual- WI | 236 | 7114 | Rate Constraint in MTons | FALSE | L | Annual | Allowances Withdrawn (1:1) | Thousand Tons | 0 | 0 | 0 | 0 | 0 | 0 | 0 | 0
CSAPR- SO2 Annual- WI | 236 | 7114 | Rate Constraint in MTons | FALSE | L | Annual | Allowances Withdrawn (n:1) | Thousand Tons | 0 | 0 | 0 | 0 | 0 | 0 | 0 | 0
CSAPR- SO2 Annual- WI | 236 | 7114 | Rate Constraint in MTons | FALSE | L | Annual | Net Emissions Allowance Position | Thousand Tons | 1.776 | 0.83834 | 2.4909 | 2.5251 | 2.7367 | 2.8226 | 2.0761 | 1.2427
CSAPR- SO2 Annual- WI | 236 | 7114 | Rate Constraint in MTons | FALSE | L | Annual | Fuel Consumed | TBtu | 313.0084 | 258.1548 | 336.8453 | 333.7987 | 356.0125 | 364.2331 | 322.2807 | 258.1719
CSAPR- SO2 Annual- WI | 236 | 7114 | Rate Constraint in MTons | FALSE | L | Annual | Rate | lb/MMBtu | 0.011348 | 0.0064948 | 0.014789 | 0.01513 | 0.015374 | 0.015499 | 0.012884 | 0.0096273
CSAPR- SO2 Annual- WI | 236 | 7114 | Rate Constraint in MTons | FALSE | L | Annual | Generation | TWh | 38.4729 | 32.9473 | 41.1215 | 40.5067 | 42.9539 | 43.6989 | 39.8197 | 32.4652
CSAPR- SO2 Annual- WI | 236 | 7114 | Rate Constraint in MTons | FALSE | L | Annual | Qualifying Generation | TWh | 38.4729 | 32.9473 | 40.5488 | 39.9871 | 42.4863 | 43.3051 | 39.328 | 32.3724
CSAPR- SO2 Annual- WI | 236 | 7114 | Rate Constraint in MTons | FALSE | L | Annual | Rate | lb/MWh | 0.092324 | 0.05089 | 0.12286 | 0.1263 | 0.12883 | 0.13036 | 0.10558 | 0.076778
CSAPR- SO2 Annual- WI | 236 | 7114 | Rate Constraint in MTons | FALSE | L | Annual | Constraint Shadow Price | US2019$/Ton | 0 | 0 | 0 | 0 | 0 | 0 | 0 | 0
CSAPR- SO2 Annual- WV | 237 | 7115 | Rate Constraint in MTons | FALSE | L | Annual | Seasons Included | Seasons | Winter, WintShld, Summer | Winter, WintShld, Summer | Winter, WintShld, Summer | Winter, WintShld, Summer | Winter, WintShld, Summer | Winter, WintShld, Summer | Winter, WintShld, Summer | Winter, WintShld, Summer
CSAPR- SO2 Annual- WV | 237 | 7115 | Rate Constraint in MTons | FALSE | L | Annual | Standard SO2 | Thousand Tons | 89.2882 | 89.2882 | 89.2882 | 89.2882 | 89.2882 | 89.2882 | 89.2882 | 89.2882
CSAPR- SO2 Annual- WV | 237 | 7115 | Rate Constraint in MTons | FALSE | L | Annual | Emissions at Affected Plants SO2 | Thousand Tons | 37.9592 | 26.1279 | 31.3838 | 29.5952 | 30.3708 | 30.0766 | 20.4643 | 5.4851
CSAPR- SO2 Annual- WV | 237 | 7115 | Rate Constraint in MTons | FALSE | L | Annual | Allowances Purchased SO2 | Thousand Tons | 0 | 0 | 0 | 0 | 0 | 0 | 0 | 0
CSAPR- SO2 Annual- WV | 237 | 7115 | Rate Constraint in MTons | FALSE | L | Annual | Allowances Sold SO2 | Thousand Tons | 0 | 0 | 0 | 0 | 0 | 0 | 0 | 0
CSAPR- SO2 Annual- WV | 237 | 7115 | Rate Constraint in MTons | FALSE | L | Annual | Allowances Banked | Thousand Tons | 0 | 0 | 0 | 0 | 0 | 0 | 0 | 0
CSAPR- SO2 Annual- WV | 237 | 7115 | Rate Constraint in MTons | FALSE | L | Annual | Allowances Withdrawn (1:1) | Thousand Tons | 0 | 0 | 0 | 0 | 0 | 0 | 0 | 0
CSAPR- SO2 Annual- WV | 237 | 7115 | Rate Constraint in MTons | FALSE | L | Annual | Allowances Withdrawn (n:1) | Thousand Tons | 0 | 0 | 0 | 0 | 0 | 0 | 0 | 0
CSAPR- SO2 Annual- WV | 237 | 7115 | Rate Constraint in MTons | FALSE | L | Annual | Net Emissions Allowance Position | Thousand Tons | 37.9592 | 26.1279 | 31.3838 | 29.5952 | 30.3708 | 30.0766 | 20.4643 | 5.4851
CSAPR- SO2 Annual- WV | 237 | 7115 | Rate Constraint in MTons | FALSE | L | Annual | Fuel Consumed | TBtu | 621.2581 | 454.3764 | 541.443 | 513.4159 | 536.0516 | 543.2152 | 409.5427 | 507.7843
CSAPR- SO2 Annual- WV | 237 | 7115 | Rate Constraint in MTons | FALSE | L | Annual | Rate | lb/MMBtu | 0.1222 | 0.11501 | 0.11593 | 0.11529 | 0.11331 | 0.11074 | 0.099938 | 0.021604
CSAPR- SO2 Annual- WV | 237 | 7115 | Rate Constraint in MTons | FALSE | L | Annual | Generation | TWh | 62.223 | 45.6197 | 54.3693 | 51.5953 | 56.4495 | 61.7187 | 74.6646 | 149.7052
CSAPR- SO2 Annual- WV | 237 | 7115 | Rate Constraint in MTons | FALSE | L | Annual | Qualifying Generation | TWh | 62.223 | 45.6197 | 54.3693 | 51.5953 | 53.8521 | 54.6518 | 43.067 | 67.2121
CSAPR- SO2 Annual- WV | 237 | 7115 | Rate Constraint in MTons | FALSE | L | Annual | Rate | lb/MWh | 1.2201 | 1.1455 | 1.1545 | 1.1472 | 1.1279 | 1.1007 | 0.95035 | 0.16322
CSAPR- SO2 Annual- WV | 237 | 7115 | Rate Constraint in MTons | FALSE | L | Annual | Constraint Shadow Price | US2019$/Ton | 0 | 0 | 0 | 0 | 0 | 0 | 0 | 0
CT Fac. Spec. - MER Rate Annual v3.1 | 238 | 7562 | MACT Fuel Choice Floor in lbs/MMBtu | FALSE | L | Annual | Seasons Included | Seasons | Winter, WintShld, Summer | Winter, WintShld, Summer | Winter, WintShld, Summer | Winter, WintShld, Summer | Winter, WintShld, Summer | Winter, WintShld, Summer | Winter, WintShld, Summer | Winter, WintShld, Summer
CT Fac. Spec. - MER Rate Annual v3.1 | 238 | 7562 | MACT Fuel Choice Floor in lbs/MMBtu | FALSE | L | Annual | Emission Floor | lbs/MMBtu | 6e-07 | 6e-07 | 6e-07 | 6e-07 | 6e-07 | 6e-07 | 6e-07 | 6e-07
CT Fac. Spec. - MER Rate Annual v3.1 | 238 | 7562 | MACT Fuel Choice Floor in lbs/MMBtu | FALSE | L | Annual | Emissions at Affected Plants MER | lbs | 0 | 0 | 0 | 0 | 0 | 0 | 0 | 0
CT Fac. Spec. - MER Rate Annual v3.1 | 238 | 7562 | MACT Fuel Choice Floor in lbs/MMBtu | FALSE | L | Annual | Allowances Purchased MER | lbs | 0 | 0 | 0 | 0 | 0 | 0 | 0 | 0
CT Fac. Spec. - MER Rate Annual v3.1 | 238 | 7562 | MACT Fuel Choice Floor in lbs/MMBtu | FALSE | L | Annual | Allowances Sold MER | lbs | 0 | 0 | 0 | 0 | 0 | 0 | 0 | 0
CT Fac. Spec. - MER Rate Annual v3.1 | 238 | 7562 | MACT Fuel Choice Floor in lbs/MMBtu | FALSE | L | Annual | Allowances Banked | lbs | 0 | 0 | 0 | 0 | 0 | 0 | 0 | 0
CT Fac. Spec. - MER Rate Annual v3.1 | 238 | 7562 | MACT Fuel Choice Floor in lbs/MMBtu | FALSE | L | Annual | Allowances Withdrawn (1:1) | lbs | 0 | 0 | 0 | 0 | 0 | 0 | 0 | 0
CT Fac. Spec. - MER Rate Annual v3.1 | 238 | 7562 | MACT Fuel Choice Floor in lbs/MMBtu | FALSE | L | Annual | Allowances Withdrawn (n:1) | lbs | 0 | 0 | 0 | 0 | 0 | 0 | 0 | 0
CT Fac. Spec. - MER Rate Annual v3.1 | 238 | 7562 | MACT Fuel Choice Floor in lbs/MMBtu | FALSE | L | Annual | Net Emissions Allowance Position | lbs | 0 | 0 | 0 | 0 | 0 | 0 | 0 | 0
CT Fac. Spec. - MER Rate Annual v3.1 | 238 | 7562 | MACT Fuel Choice Floor in lbs/MMBtu | FALSE | L | Annual | Fuel Consumed | TBtu | 0 | 0 | 0 | 0 | 0 | 0 | 0 | 0
CT Fac. Spec. - MER Rate Annual v3.1 | 238 | 7562 | MACT Fuel Choice Floor in lbs/MMBtu | FALSE | L | Annual | Rate | lb/MMBtu | 0 | 0 | 0 | 0 | 0 | 0 | 0 | 0
CT Fac. Spec. - MER Rate Annual v3.1 | 238 | 7562 | MACT Fuel Choice Floor in lbs/MMBtu | FALSE | L | Annual | Generation | TWh | 0 | 0 | 0 | 0 | 0 | 0 | 0 | 0
CT Fac. Spec. - MER Rate Annual v3.1 | 238 | 7562 | MACT Fuel Choice Floor in lbs/MMBtu | FALSE | L | Annual | Qualifying Generation | TWh | 0 | 0 | 0 | 0 | 0 | 0 | 0 | 0
CT Fac. Spec. - MER Rate Annual v3.1 | 238 | 7562 | MACT Fuel Choice Floor in lbs/MMBtu | FALSE | L | Annual | Constraint Shadow Price | US2019$/Lb | 0 | 0 | 0 | 0 | 0 | 0 | 0 | 0
CT Fac. Spec. - NOX Rate Winter v.4.10 Final, Unit 2230 and retrofits | 239 | 7286 | Rate Constraint in lbs/MMBtu | FALSE | L | Annual | Seasons Included | Seasons | Winter, WintShld | Winter, WintShld | Winter, WintShld | Winter, WintShld | Winter, WintShld | Winter, WintShld | Winter, WintShld | Winter, WintShld
CT Fac. Spec. - NOX Rate Winter v.4.10 Final, Unit 2230 and retrofits | 239 | 7286 | Rate Constraint in lbs/MMBtu | FALSE | L | Annual | Standard NOX | lb/MMBtu | 0.15 | 0.15 | 0.15 | 0.15 | 0.15 | 0.15 | 0.15 | 0.15
CT Fac. Spec. - NOX Rate Winter v.4.10 Final, Unit 2230 and retrofits | 239 | 7286 | Rate Constraint in lbs/MMBtu | FALSE | L | Annual | Emissions at Affected Plants NOX | Thousand Tons | 0 | 0 | 0 | 0 | 0 | 0 | 0 | 0
CT Fac. Spec. - NOX Rate Winter v.4.10 Final, Unit 2230 and retrofits | 239 | 7286 | Rate Constraint in lbs/MMBtu | FALSE | L | Annual | Allowances Purchased NOX | Thousand Tons | 0 | 0 | 0 | 0 | 0 | 0 | 0 | 0
CT Fac. Spec. - NOX Rate Winter v.4.10 Final, Unit 2230 and retrofits | 239 | 7286 | Rate Constraint in lbs/MMBtu | FALSE | L | Annual | Allowances Sold NOX | Thousand Tons | 0 | 0 | 0 | 0 | 0 | 0 | 0 | 0
CT Fac. Spec. - NOX Rate Winter v.4.10 Final, Unit 2230 and retrofits | 239 | 7286 | Rate Constraint in lbs/MMBtu | FALSE | L | Annual | Allowances Banked | Thousand Tons | 0 | 0 | 0 | 0 | 0 | 0 | 0 | 0
CT Fac. Spec. - NOX Rate Winter v.4.10 Final, Unit 2230 and retrofits | 239 | 7286 | Rate Constraint in lbs/MMBtu | FALSE | L | Annual | Allowances Withdrawn (1:1) | Thousand Tons | 0 | 0 | 0 | 0 | 0 | 0 | 0 | 0
CT Fac. Spec. - NOX Rate Winter v.4.10 Final, Unit 2230 and retrofits | 239 | 7286 | Rate Constraint in lbs/MMBtu | FALSE | L | Annual | Allowances Withdrawn (n:1) | Thousand Tons | 0 | 0 | 0 | 0 | 0 | 0 | 0 | 0
CT Fac. Spec. - NOX Rate Winter v.4.10 Final, Unit 2230 and retrofits | 239 | 7286 | Rate Constraint in lbs/MMBtu | FALSE | L | Annual | Net Emissions Allowance Position | Thousand Tons | 0 | 0 | 0 | 0 | 0 | 0 | 0 | 0
CT Fac. Spec. - NOX Rate Winter v.4.10 Final, Unit 2230 and retrofits | 239 | 7286 | Rate Constraint in lbs/MMBtu | FALSE | L | Annual | Fuel Consumed | TBtu | 0 | 0 | 0 | 0 | 0 | 0 | 0 | 0
CT Fac. Spec. - NOX Rate Winter v.4.10 Final, Unit 2230 and retrofits | 239 | 7286 | Rate Constraint in lbs/MMBtu | FALSE | L | Annual | Rate | lb/MMBtu | 0 | 0 | 0 | 0 | 0 | 0 | 0 | 0
CT Fac. Spec. - NOX Rate Winter v.4.10 Final, Unit 2230 and retrofits | 239 | 7286 | Rate Constraint in lbs/MMBtu | FALSE | L | Annual | Generation | TWh | 0 | 0 | 0 | 0 | 0 | 0 | 0 | 0
CT Fac. Spec. - NOX Rate Winter v.4.10 Final, Unit 2230 and retrofits | 239 | 7286 | Rate Constraint in lbs/MMBtu | FALSE | L | Annual | Qualifying Generation | TWh | 0 | 0 | 0 | 0 | 0 | 0 | 0 | 0
CT Fac. Spec. - NOX Rate Winter v.4.10 Final, Unit 2230 and retrofits | 239 | 7286 | Rate Constraint in lbs/MMBtu | FALSE | L | Annual | Rate | lb/MWh | 0 | 0 | 0 | 0 | 0 | 0 | 0 | 0
CT Fac. Spec. - NOX Rate Winter v.4.10 Final, Unit 2230 and retrofits | 239 | 7286 | Rate Constraint in lbs/MMBtu | FALSE | L | Annual | Constraint Shadow Price | US2019$/Ton | 0 | 0 | 0 | 0 | 0 | 0 | 0 | 0
CT Fac. Spec. - NOX Rate Winter v.4.10 Final, Unit 2231 and retrofits | 240 | 7286 | Rate Constraint in lbs/MMBtu | FALSE | L | Annual | Seasons Included | Seasons | Winter, WintShld | Winter, WintShld | Winter, WintShld | Winter, WintShld | Winter, WintShld | Winter, WintShld | Winter, WintShld | Winter, WintShld
CT Fac. Spec. - NOX Rate Winter v.4.10 Final, Unit 2231 and retrofits | 240 | 7286 | Rate Constraint in lbs/MMBtu | FALSE | L | Annual | Standard NOX | lb/MMBtu | 0.15 | 0.15 | 0.15 | 0.15 | 0.15 | 0.15 | 0.15 | 0.15
CT Fac. Spec. - NOX Rate Winter v.4.10 Final, Unit 2231 and retrofits | 240 | 7286 | Rate Constraint in lbs/MMBtu | FALSE | L | Annual | Emissions at Affected Plants NOX | Thousand Tons | 0 | 0 | 0 | 0 | 0 | 0 | 0 | 0
CT Fac. Spec. - NOX Rate Winter v.4.10 Final, Unit 2231 and retrofits | 240 | 7286 | Rate Constraint in lbs/MMBtu | FALSE | L | Annual | Allowances Purchased NOX | Thousand Tons | 0 | 0 | 0 | 0 | 0 | 0 | 0 | 0
CT Fac. Spec. - NOX Rate Winter v.4.10 Final, Unit 2231 and retrofits | 240 | 7286 | Rate Constraint in lbs/MMBtu | FALSE | L | Annual | Allowances Sold NOX | Thousand Tons | 0 | 0 | 0 | 0 | 0 | 0 | 0 | 0
CT Fac. Spec. - NOX Rate Winter v.4.10 Final, Unit 2231 and retrofits | 240 | 7286 | Rate Constraint in lbs/MMBtu | FALSE | L | Annual | Allowances Banked | Thousand Tons | 0 | 0 | 0 | 0 | 0 | 0 | 0 | 0
CT Fac. Spec. - NOX Rate Winter v.4.10 Final, Unit 2231 and retrofits | 240 | 7286 | Rate Constraint in lbs/MMBtu | FALSE | L | Annual | Allowances Withdrawn (1:1) | Thousand Tons | 0 | 0 | 0 | 0 | 0 | 0 | 0 | 0
CT Fac. Spec. - NOX Rate Winter v.4.10 Final, Unit 2231 and retrofits | 240 | 7286 | Rate Constraint in lbs/MMBtu | FALSE | L | Annual | Allowances Withdrawn (n:1) | Thousand Tons | 0 | 0 | 0 | 0 | 0 | 0 | 0 | 0
CT Fac. Spec. - NOX Rate Winter v.4.10 Final, Unit 2231 and retrofits | 240 | 7286 | Rate Constraint in lbs/MMBtu | FALSE | L | Annual | Net Emissions Allowance Position | Thousand Tons | 0 | 0 | 0 | 0 | 0 | 0 | 0 | 0
CT Fac. Spec. - NOX Rate Winter v.4.10 Final, Unit 2231 and retrofits | 240 | 7286 | Rate Constraint in lbs/MMBtu | FALSE | L | Annual | Fuel Consumed | TBtu | 0 | 0 | 0 | 0 | 0 | 0 | 0 | 0
CT Fac. Spec. - NOX Rate Winter v.4.10 Final, Unit 2231 and retrofits | 240 | 7286 | Rate Constraint in lbs/MMBtu | FALSE | L | Annual | Rate | lb/MMBtu | 0 | 0 | 0 | 0 | 0 | 0 | 0 | 0
CT Fac. Spec. - NOX Rate Winter v.4.10 Final, Unit 2231 and retrofits | 240 | 7286 | Rate Constraint in lbs/MMBtu | FALSE | L | Annual | Generation | TWh | 0 | 0 | 0 | 0 | 0 | 0 | 0 | 0
CT Fac. Spec. - NOX Rate Winter v.4.10 Final, Unit 2231 and retrofits | 240 | 7286 | Rate Constraint in lbs/MMBtu | FALSE | L | Annual | Qualifying Generation | TWh | 0 | 0 | 0 | 0 | 0 | 0 | 0 | 0
CT Fac. Spec. - NOX Rate Winter v.4.10 Final, Unit 2231 and retrofits | 240 | 7286 | Rate Constraint in lbs/MMBtu | FALSE | L | Annual | Rate | lb/MWh | 0 | 0 | 0 | 0 | 0 | 0 | 0 | 0
CT Fac. Spec. - NOX Rate Winter v.4.10 Final, Unit 2231 and retrofits | 240 | 7286 | Rate Constraint in lbs/MMBtu | FALSE | L | Annual | Constraint Shadow Price | US2019$/Ton | 0 | 0 | 0 | 0 | 0 | 0 | 0 | 0
CT Fac. Spec. - NOX Rate Winter v.4.10 Final, Unit 2351 and retrofits | 241 | 7286 | Rate Constraint in lbs/MMBtu | FALSE | L | Annual | Seasons Included | Seasons | Winter, WintShld | Winter, WintShld | Winter, WintShld | Winter, WintShld | Winter, WintShld | Winter, WintShld | Winter, WintShld | Winter, WintShld
CT Fac. Spec. - NOX Rate Winter v.4.10 Final, Unit 2351 and retrofits | 241 | 7286 | Rate Constraint in lbs/MMBtu | FALSE | L | Annual | Standard NOX | lb/MMBtu | 0.15 | 0.15 | 0.15 | 0.15 | 0.15 | 0.15 | 0.15 | 0.15
CT Fac. Spec. - NOX Rate Winter v.4.10 Final, Unit 2351 and retrofits | 241 | 7286 | Rate Constraint in lbs/MMBtu | FALSE | L | Annual | Emissions at Affected Plants NOX | Thousand Tons | 0 | 0 | 0 | 0 | 0 | 0 | 0 | 0
CT Fac. Spec. - NOX Rate Winter v.4.10 Final, Unit 2351 and retrofits | 241 | 7286 | Rate Constraint in lbs/MMBtu | FALSE | L | Annual | Allowances Purchased NOX | Thousand Tons | 0 | 0 | 0 | 0 | 0 | 0 | 0 | 0
CT Fac. Spec. - NOX Rate Winter v.4.10 Final, Unit 2351 and retrofits | 241 | 7286 | Rate Constraint in lbs/MMBtu | FALSE | L | Annual | Allowances Sold NOX | Thousand Tons | 0 | 0 | 0 | 0 | 0 | 0 | 0 | 0
CT Fac. Spec. - NOX Rate Winter v.4.10 Final, Unit 2351 and retrofits | 241 | 7286 | Rate Constraint in lbs/MMBtu | FALSE | L | Annual | Allowances Banked | Thousand Tons | 0 | 0 | 0 | 0 | 0 | 0 | 0 | 0
CT Fac. Spec. - NOX Rate Winter v.4.10 Final, Unit 2351 and retrofits | 241 | 7286 | Rate Constraint in lbs/MMBtu | FALSE | L | Annual | Allowances Withdrawn (1:1) | Thousand Tons | 0 | 0 | 0 | 0 | 0 | 0 | 0 | 0
CT Fac. Spec. - NOX Rate Winter v.4.10 Final, Unit 2351 and retrofits | 241 | 7286 | Rate Constraint in lbs/MMBtu | FALSE | L | Annual | Allowances Withdrawn (n:1) | Thousand Tons | 0 | 0 | 0 | 0 | 0 | 0 | 0 | 0
CT Fac. Spec. - NOX Rate Winter v.4.10 Final, Unit 2351 and retrofits | 241 | 7286 | Rate Constraint in lbs/MMBtu | FALSE | L | Annual | Net Emissions Allowance Position | Thousand Tons | 0 | 0 | 0 | 0 | 0 | 0 | 0 | 0
CT Fac. Spec. - NOX Rate Winter v.4.10 Final, Unit 2351 and retrofits | 241 | 7286 | Rate Constraint in lbs/MMBtu | FALSE | L | Annual | Fuel Consumed | TBtu | 0 | 0 | 0 | 0 | 0 | 0 | 0 | 0
CT Fac. Spec. - NOX Rate Winter v.4.10 Final, Unit 2351 and retrofits | 241 | 7286 | Rate Constraint in lbs/MMBtu | FALSE | L | Annual | Rate | lb/MMBtu | 0 | 0 | 0 | 0 | 0 | 0 | 0 | 0
CT Fac. Spec. - NOX Rate Winter v.4.10 Final, Unit 2351 and retrofits | 241 | 7286 | Rate Constraint in lbs/MMBtu | FALSE | L | Annual | Generation | TWh | 0 | 0 | 0 | 0 | 0 | 0 | 0 | 0
CT Fac. Spec. - NOX Rate Winter v.4.10 Final, Unit 2351 and retrofits | 241 | 7286 | Rate Constraint in lbs/MMBtu | FALSE | L | Annual | Qualifying Generation | TWh | 0 | 0 | 0 | 0 | 0 | 0 | 0 | 0
CT Fac. Spec. - NOX Rate Winter v.4.10 Final, Unit 2351 and retrofits | 241 | 7286 | Rate Constraint in lbs/MMBtu | FALSE | L | Annual | Rate | lb/MWh | 0 | 0 | 0 | 0 | 0 | 0 | 0 | 0
CT Fac. Spec. - NOX Rate Winter v.4.10 Final, Unit 2351 and retrofits | 241 | 7286 | Rate Constraint in lbs/MMBtu | FALSE | L | Annual | Constraint Shadow Price | US2019$/Ton | 0 | 0 | 0 | 0 | 0 | 0 | 0 | 0
CT Fac. Spec. - NOX Rate Winter v.4.10 Final, Unit 2352 and retrofits | 242 | 7286 | Rate Constraint in lbs/MMBtu | FALSE | L | Annual | Seasons Included | Seasons | Winter, WintShld | Winter, WintShld | Winter, WintShld | Winter, WintShld | Winter, WintShld | Winter, WintShld | Winter, WintShld | Winter, WintShld
CT Fac. Spec. - NOX Rate Winter v.4.10 Final, Unit 2352 and retrofits | 242 | 7286 | Rate Constraint in lbs/MMBtu | FALSE | L | Annual | Standard NOX | lb/MMBtu | 0.15 | 0.15 | 0.15 | 0.15 | 0.15 | 0.15 | 0.15 | 0.15
CT Fac. Spec. - NOX Rate Winter v.4.10 Final, Unit 2352 and retrofits | 242 | 7286 | Rate Constraint in lbs/MMBtu | FALSE | L | Annual | Emissions at Affected Plants NOX | Thousand Tons | 0 | 0 | 0 | 0 | 0 | 0 | 0 | 0
CT Fac. Spec. - NOX Rate Winter v.4.10 Final, Unit 2352 and retrofits | 242 | 7286 | Rate Constraint in lbs/MMBtu | FALSE | L | Annual | Allowances Purchased NOX | Thousand Tons | 0 | 0 | 0 | 0 | 0 | 0 | 0 | 0
CT Fac. Spec. - NOX Rate Winter v.4.10 Final, Unit 2352 and retrofits | 242 | 7286 | Rate Constraint in lbs/MMBtu | FALSE | L | Annual | Allowances Sold NOX | Thousand Tons | 0 | 0 | 0 | 0 | 0 | 0 | 0 | 0
CT Fac. Spec. - NOX Rate Winter v.4.10 Final, Unit 2352 and retrofits | 242 | 7286 | Rate Constraint in lbs/MMBtu | FALSE | L | Annual | Allowances Banked | Thousand Tons | 0 | 0 | 0 | 0 | 0 | 0 | 0 | 0
CT Fac. Spec. - NOX Rate Winter v.4.10 Final, Unit 2352 and retrofits | 242 | 7286 | Rate Constraint in lbs/MMBtu | FALSE | L | Annual | Allowances Withdrawn (1:1) | Thousand Tons | 0 | 0 | 0 | 0 | 0 | 0 | 0 | 0
CT Fac. Spec. - NOX Rate Winter v.4.10 Final, Unit 2352 and retrofits | 242 | 7286 | Rate Constraint in lbs/MMBtu | FALSE | L | Annual | Allowances Withdrawn (n:1) | Thousand Tons | 0 | 0 | 0 | 0 | 0 | 0 | 0 | 0
CT Fac. Spec. - NOX Rate Winter v.4.10 Final, Unit 2352 and retrofits | 242 | 7286 | Rate Constraint in lbs/MMBtu | FALSE | L | Annual | Net Emissions Allowance Position | Thousand Tons | 0 | 0 | 0 | 0 | 0 | 0 | 0 | 0
CT Fac. Spec. - NOX Rate Winter v.4.10 Final, Unit 2352 and retrofits | 242 | 7286 | Rate Constraint in lbs/MMBtu | FALSE | L | Annual | Fuel Consumed | TBtu | 0 | 0 | 0 | 0 | 0 | 0 | 0 | 0
CT Fac. Spec. - NOX Rate Winter v.4.10 Final, Unit 2352 and retrofits | 242 | 7286 | Rate Constraint in lbs/MMBtu | FALSE | L | Annual | Rate | lb/MMBtu | 0 | 0 | 0 | 0 | 0 | 0 | 0 | 0
CT Fac. Spec. - NOX Rate Winter v.4.10 Final, Unit 2352 and retrofits | 242 | 7286 | Rate Constraint in lbs/MMBtu | FALSE | L | Annual | Generation | TWh | 0 | 0 | 0 | 0 | 0 | 0 | 0 | 0
CT Fac. Spec. - NOX Rate Winter v.4.10 Final, Unit 2352 and retrofits | 242 | 7286 | Rate Constraint in lbs/MMBtu | FALSE | L | Annual | Qualifying Generation | TWh | 0 | 0 | 0 | 0 | 0 | 0 | 0 | 0
CT Fac. Spec. - NOX Rate Winter v.4.10 Final, Unit 2352 and retrofits | 242 | 7286 | Rate Constraint in lbs/MMBtu | FALSE | L | Annual | Rate | lb/MWh | 0 | 0 | 0 | 0 | 0 | 0 | 0 | 0
CT Fac. Spec. - NOX Rate Winter v.4.10 Final, Unit 2352 and retrofits | 242 | 7286 | Rate Constraint in lbs/MMBtu | FALSE | L | Annual | Constraint Shadow Price | US2019$/Ton | 0 | 0 | 0 | 0 | 0 | 0 | 0 | 0
CT Fac. Spec. - NOX Rate Winter v.4.10 Final, Unit 2353 and retrofits | 243 | 7286 | Rate Constraint in lbs/MMBtu | FALSE | L | Annual | Seasons Included | Seasons | Winter, WintShld | Winter, WintShld | Winter, WintShld | Winter, WintShld | Winter, WintShld | Winter, WintShld | Winter, WintShld | Winter, WintShld
CT Fac. Spec. - NOX Rate Winter v.4.10 Final, Unit 2353 and retrofits | 243 | 7286 | Rate Constraint in lbs/MMBtu | FALSE | L | Annual | Standard NOX | lb/MMBtu | 0.15 | 0.15 | 0.15 | 0.15 | 0.15 | 0.15 | 0.15 | 0.15
CT Fac. Spec. - NOX Rate Winter v.4.10 Final, Unit 2353 and retrofits | 243 | 7286 | Rate Constraint in lbs/MMBtu | FALSE | L | Annual | Emissions at Affected Plants NOX | Thousand Tons | 0 | 0 | 0 | 0 | 0 | 0 | 0 | 0
CT Fac. Spec. - NOX Rate Winter v.4.10 Final, Unit 2353 and retrofits | 243 | 7286 | Rate Constraint in lbs/MMBtu | FALSE | L | Annual | Allowances Purchased NOX | Thousand Tons | 0 | 0 | 0 | 0 | 0 | 0 | 0 | 0
CT Fac. Spec. - NOX Rate Winter v.4.10 Final, Unit 2353 and retrofits | 243 | 7286 | Rate Constraint in lbs/MMBtu | FALSE | L | Annual | Allowances Sold NOX | Thousand Tons | 0 | 0 | 0 | 0 | 0 | 0 | 0 | 0
CT Fac. Spec. - NOX Rate Winter v.4.10 Final, Unit 2353 and retrofits | 243 | 7286 | Rate Constraint in lbs/MMBtu | FALSE | L | Annual | Allowances Banked | Thousand Tons | 0 | 0 | 0 | 0 | 0 | 0 | 0 | 0
CT Fac. Spec. - NOX Rate Winter v.4.10 Final, Unit 2353 and retrofits | 243 | 7286 | Rate Constraint in lbs/MMBtu | FALSE | L | Annual | Allowances Withdrawn (1:1) | Thousand Tons | 0 | 0 | 0 | 0 | 0 | 0 | 0 | 0
CT Fac. Spec. - NOX Rate Winter v.4.10 Final, Unit 2353 and retrofits | 243 | 7286 | Rate Constraint in lbs/MMBtu | FALSE | L | Annual | Allowances Withdrawn (n:1) | Thousand Tons | 0 | 0 | 0 | 0 | 0 | 0 | 0 | 0
CT Fac. Spec. - NOX Rate Winter v.4.10 Final, Unit 2353 and retrofits | 243 | 7286 | Rate Constraint in lbs/MMBtu | FALSE | L | Annual | Net Emissions Allowance Position | Thousand Tons | 0 | 0 | 0 | 0 | 0 | 0 | 0 | 0
CT Fac. Spec. - NOX Rate Winter v.4.10 Final, Unit 2353 and retrofits | 243 | 7286 | Rate Constraint in lbs/MMBtu | FALSE | L | Annual | Fuel Consumed | TBtu | 0 | 0 | 0 | 0 | 0 | 0 | 0 | 0
CT Fac. Spec. - NOX Rate Winter v.4.10 Final, Unit 2353 and retrofits | 243 | 7286 | Rate Constraint in lbs/MMBtu | FALSE | L | Annual | Rate | lb/MMBtu | 0 | 0 | 0 | 0 | 0 | 0 | 0 | 0
CT Fac. Spec. - NOX Rate Winter v.4.10 Final, Unit 2353 and retrofits | 243 | 7286 | Rate Constraint in lbs/MMBtu | FALSE | L | Annual | Generation | TWh | 0 | 0 | 0 | 0 | 0 | 0 | 0 | 0
CT Fac. Spec. - NOX Rate Winter v.4.10 Final, Unit 2353 and retrofits | 243 | 7286 | Rate Constraint in lbs/MMBtu | FALSE | L | Annual | Qualifying Generation | TWh | 0 | 0 | 0 | 0 | 0 | 0 | 0 | 0
CT Fac. Spec. - NOX Rate Winter v.4.10 Final, Unit 2353 and retrofits | 243 | 7286 | Rate Constraint in lbs/MMBtu | FALSE | L | Annual | Rate | lb/MWh | 0 | 0 | 0 | 0 | 0 | 0 | 0 | 0
CT Fac. Spec. - NOX Rate Winter v.4.10 Final, Unit 2353 and retrofits | 243 | 7286 | Rate Constraint in lbs/MMBtu | FALSE | L | Annual | Constraint Shadow Price | US2019$/Ton | 0 | 0 | 0 | 0 | 0 | 0 | 0 | 0
CT Fac. Spec. - NOX Rate Winter v.4.10 Final, Unit 2354 and retrofits | 244 | 7286 | Rate Constraint in lbs/MMBtu | FALSE | L | Annual | Seasons Included | Seasons | Winter, WintShld | Winter, WintShld | Winter, WintShld | Winter, WintShld | Winter, WintShld | Winter, WintShld | Winter, WintShld | Winter, WintShld
CT Fac. Spec. - NOX Rate Winter v.4.10 Final, Unit 2354 and retrofits | 244 | 7286 | Rate Constraint in lbs/MMBtu | FALSE | L | Annual | Standard NOX | lb/MMBtu | 0.15 | 0.15 | 0.15 | 0.15 | 0.15 | 0.15 | 0.15 | 0.15
CT Fac. Spec. - NOX Rate Winter v.4.10 Final, Unit 2354 and retrofits | 244 | 7286 | Rate Constraint in lbs/MMBtu | FALSE | L | Annual | Emissions at Affected Plants NOX | Thousand Tons | 0 | 0 | 0 | 0 | 0 | 0 | 0 | 0
CT Fac. Spec. - NOX Rate Winter v.4.10 Final, Unit 2354 and retrofits | 244 | 7286 | Rate Constraint in lbs/MMBtu | FALSE | L | Annual | Allowances Purchased NOX | Thousand Tons | 0 | 0 | 0 | 0 | 0 | 0 | 0 | 0
CT Fac. Spec. - NOX Rate Winter v.4.10 Final, Unit 2354 and retrofits | 244 | 7286 | Rate Constraint in lbs/MMBtu | FALSE | L | Annual | Allowances Sold NOX | Thousand Tons | 0 | 0 | 0 | 0 | 0 | 0 | 0 | 0
CT Fac. Spec. - NOX Rate Winter v.4.10 Final, Unit 2354 and retrofits | 244 | 7286 | Rate Constraint in lbs/MMBtu | FALSE | L | Annual | Allowances Banked | Thousand Tons | 0 | 0 | 0 | 0 | 0 | 0 | 0 | 0
CT Fac. Spec. - NOX Rate Winter v.4.10 Final, Unit 2354 and retrofits | 244 | 7286 | Rate Constraint in lbs/MMBtu | FALSE | L | Annual | Allowances Withdrawn (1:1) | Thousand Tons | 0 | 0 | 0 | 0 | 0 | 0 | 0 | 0
CT Fac. Spec. - NOX Rate Winter v.4.10 Final, Unit 2354 and retrofits | 244 | 7286 | Rate Constraint in lbs/MMBtu | FALSE | L | Annual | Allowances Withdrawn (n:1) | Thousand Tons | 0 | 0 | 0 | 0 | 0 | 0 | 0 | 0
CT Fac. Spec. - NOX Rate Winter v.4.10 Final, Unit 2354 and retrofits | 244 | 7286 | Rate Constraint in lbs/MMBtu | FALSE | L | Annual | Net Emissions Allowance Position | Thousand Tons | 0 | 0 | 0 | 0 | 0 | 0 | 0 | 0
CT Fac. Spec. - NOX Rate Winter v.4.10 Final, Unit 2354 and retrofits | 244 | 7286 | Rate Constraint in lbs/MMBtu | FALSE | L | Annual | Fuel Consumed | TBtu | 0 | 0 | 0 | 0 | 0 | 0 | 0 | 0
CT Fac. Spec. - NOX Rate Winter v.4.10 Final, Unit 2354 and retrofits | 244 | 7286 | Rate Constraint in lbs/MMBtu | FALSE | L | Annual | Rate | lb/MMBtu | 0 | 0 | 0 | 0 | 0 | 0 | 0 | 0
CT Fac. Spec. - NOX Rate Winter v.4.10 Final, Unit 2354 and retrofits | 244 | 7286 | Rate Constraint in lbs/MMBtu | FALSE | L | Annual | Generation | TWh | 0 | 0 | 0 | 0 | 0 | 0 | 0 | 0
CT Fac. Spec. - NOX Rate Winter v.4.10 Final, Unit 2354 and retrofits | 244 | 7286 | Rate Constraint in lbs/MMBtu | FALSE | L | Annual | Qualifying Generation | TWh | 0 | 0 | 0 | 0 | 0 | 0 | 0 | 0
CT Fac. Spec. - NOX Rate Winter v.4.10 Final, Unit 2354 and retrofits | 244 | 7286 | Rate Constraint in lbs/MMBtu | FALSE | L | Annual | Rate | lb/MWh | 0 | 0 | 0 | 0 | 0 | 0 | 0 | 0
CT Fac. Spec. - NOX Rate Winter v.4.10 Final, Unit 2354 and retrofits | 244 | 7286 | Rate Constraint in lbs/MMBtu | FALSE | L | Annual | Constraint Shadow Price | US2019$/Ton | 0 | 0 | 0 | 0 | 0 | 0 | 0 | 0
CT Fac. Spec. - SO2 Rate Annual Non-Title IV v3.1, Unit 48 and retrofits | 245 | 7288 | Rate Constraint in lbs/MMBtu | FALSE | L | Annual | Seasons Included | Seasons | Winter, WintShld, Summer | Winter, WintShld, Summer | Winter, WintShld, Summer | Winter, WintShld, Summer | Winter, WintShld, Summer | Winter, WintShld, Summer | Winter, WintShld, Summer | Winter, WintShld, Summer
CT Fac. Spec. - SO2 Rate Annual Non-Title IV v3.1, Unit 48 and retrofits | 245 | 7288 | Rate Constraint in lbs/MMBtu | FALSE | L | Annual | Standard SO2 | lb/MMBtu | 0.55 | 0.55 | 0.55 | 0.55 | 0.55 | 0.55 | 0.55 | 0.55
CT Fac. Spec. - SO2 Rate Annual Non-Title IV v3.1, Unit 48 and retrofits | 245 | 7288 | Rate Constraint in lbs/MMBtu | FALSE | L | Annual | Emissions at Affected Plants SO2 | Thousand Tons | 0 | 0 | 0 | 0 | 0 | 0 | 0 | 0
CT Fac. Spec. - SO2 Rate Annual Non-Title IV v3.1, Unit 48 and retrofits | 245 | 7288 | Rate Constraint in lbs/MMBtu | FALSE | L | Annual | Allowances Purchased SO2 | Thousand Tons | 0 | 0 | 0 | 0 | 0 | 0 | 0 | 0
CT Fac. Spec. - SO2 Rate Annual Non-Title IV v3.1, Unit 48 and retrofits | 245 | 7288 | Rate Constraint in lbs/MMBtu | FALSE | L | Annual | Allowances Sold SO2 | Thousand Tons | 0 | 0 | 0 | 0 | 0 | 0 | 0 | 0
CT Fac. Spec. - SO2 Rate Annual Non-Title IV v3.1, Unit 48 and retrofits | 245 | 7288 | Rate Constraint in lbs/MMBtu | FALSE | L | Annual | Allowances Banked | Thousand Tons | 0 | 0 | 0 | 0 | 0 | 0 | 0 | 0
CT Fac. Spec. - SO2 Rate Annual Non-Title IV v3.1, Unit 48 and retrofits | 245 | 7288 | Rate Constraint in lbs/MMBtu | FALSE | L | Annual | Allowances Withdrawn (1:1) | Thousand Tons | 0 | 0 | 0 | 0 | 0 | 0 | 0 | 0
CT Fac. Spec. - SO2 Rate Annual Non-Title IV v3.1, Unit 48 and retrofits | 245 | 7288 | Rate Constraint in lbs/MMBtu | FALSE | L | Annual | Allowances Withdrawn (n:1) | Thousand Tons | 0 | 0 | 0 | 0 | 0 | 0 | 0 | 0
CT Fac. Spec. - SO2 Rate Annual Non-Title IV v3.1, Unit 48 and retrofits | 245 | 7288 | Rate Constraint in lbs/MMBtu | FALSE | L | Annual | Net Emissions Allowance Position | Thousand Tons | 0 | 0 | 0 | 0 | 0 | 0 | 0 | 0
CT Fac. Spec. - SO2 Rate Annual Non-Title IV v3.1, Unit 48 and retrofits | 245 | 7288 | Rate Constraint in lbs/MMBtu | FALSE | L | Annual | Fuel Consumed | TBtu | 0 | 0 | 0 | 0 | 0 | 0 | 0 | 0
CT Fac. Spec. - SO2 Rate Annual Non-Title IV v3.1, Unit 48 and retrofits | 245 | 7288 | Rate Constraint in lbs/MMBtu | FALSE | L | Annual | Rate | lb/MMBtu | 0 | 0 | 0 | 0 | 0 | 0 | 0 | 0
CT Fac. Spec. - SO2 Rate Annual Non-Title IV v3.1, Unit 48 and retrofits | 245 | 7288 | Rate Constraint in lbs/MMBtu | FALSE | L | Annual | Generation | TWh | 0 | 0 | 0 | 0 | 0 | 0 | 0 | 0
CT Fac. Spec. - SO2 Rate Annual Non-Title IV v3.1, Unit 48 and retrofits | 245 | 7288 | Rate Constraint in lbs/MMBtu | FALSE | L | Annual | Qualifying Generation | TWh | 0 | 0 | 0 | 0 | 0 | 0 | 0 | 0
CT Fac. Spec. - SO2 Rate Annual Non-Title IV v3.1, Unit 48 and retrofits | 245 | 7288 | Rate Constraint in lbs/MMBtu | FALSE | L | Annual | Rate | lb/MWh | 0 | 0 | 0 | 0 | 0 | 0 | 0 | 0
CT Fac. Spec. - SO2 Rate Annual Non-Title IV v3.1, Unit 48 and retrofits | 245 | 7288 | Rate Constraint in lbs/MMBtu | FALSE | L | Annual | Constraint Shadow Price | US2019$/Ton | 0 | 0 | 0 | 0 | 0 | 0 | 0 | 0
CT Fac. Spec. - SO2 Rate Annual v3.1, Unit 2230 and retrofits | 246 | 7287 | Rate Constraint in lbs/MMBtu | FALSE | L | Annual | Seasons Included | Seasons | Winter, WintShld, Summer | Winter, WintShld, Summer | Winter, WintShld, Summer | Winter, WintShld, Summer | Winter, WintShld, Summer | Winter, WintShld, Summer | Winter, WintShld, Summer | Winter, WintShld, Summer
CT Fac. Spec. - SO2 Rate Annual v3.1, Unit 2230 and retrofits | 246 | 7287 | Rate Constraint in lbs/MMBtu | FALSE | L | Annual | Standard SO2 | lb/MMBtu | 0.33 | 0.33 | 0.33 | 0.33 | 0.33 | 0.33 | 0.33 | 0.33
CT Fac. Spec. - SO2 Rate Annual v3.1, Unit 2230 and retrofits | 246 | 7287 | Rate Constraint in lbs/MMBtu | FALSE | L | Annual | Emissions at Affected Plants SO2 | Thousand Tons | 0 | 0 | 0 | 0 | 0 | 0 | 0 | 0
CT Fac. Spec. - SO2 Rate Annual v3.1, Unit 2230 and retrofits | 246 | 7287 | Rate Constraint in lbs/MMBtu | FALSE | L | Annual | Allowances Purchased SO2 | Thousand Tons | 0 | 0 | 0 | 0 | 0 | 0 | 0 | 0
CT Fac. Spec. - SO2 Rate Annual v3.1, Unit 2230 and retrofits | 246 | 7287 | Rate Constraint in lbs/MMBtu | FALSE | L | Annual | Allowances Sold SO2 | Thousand Tons | 0 | 0 | 0 | 0 | 0 | 0 | 0 | 0
CT Fac. Spec. - SO2 Rate Annual v3.1, Unit 2230 and retrofits | 246 | 7287 | Rate Constraint in lbs/MMBtu | FALSE | L | Annual | Allowances Banked | Thousand Tons | 0 | 0 | 0 | 0 | 0 | 0 | 0 | 0
CT Fac. Spec. - SO2 Rate Annual v3.1, Unit 2230 and retrofits | 246 | 7287 | Rate Constraint in lbs/MMBtu | FALSE | L | Annual | Allowances Withdrawn (1:1) | Thousand Tons | 0 | 0 | 0 | 0 | 0 | 0 | 0 | 0
CT Fac. Spec. - SO2 Rate Annual v3.1, Unit 2230 and retrofits | 246 | 7287 | Rate Constraint in lbs/MMBtu | FALSE | L | Annual | Allowances Withdrawn (n:1) | Thousand Tons | 0 | 0 | 0 | 0 | 0 | 0 | 0 | 0
CT Fac. Spec. - SO2 Rate Annual v3.1, Unit 2230 and retrofits | 246 | 7287 | Rate Constraint in lbs/MMBtu | FALSE | L | Annual | Net Emissions Allowance Position | Thousand Tons | 0 | 0 | 0 | 0 | 0 | 0 | 0 | 0
CT Fac. Spec. - SO2 Rate Annual v3.1, Unit 2230 and retrofits | 246 | 7287 | Rate Constraint in lbs/MMBtu | FALSE | L | Annual | Fuel Consumed | TBtu | 0 | 0 | 0 | 0 | 0 | 0 | 0 | 0
CT Fac. Spec. - SO2 Rate Annual v3.1, Unit 2230 and retrofits | 246 | 7287 | Rate Constraint in lbs/MMBtu | FALSE | L | Annual | Rate | lb/MMBtu | 0 | 0 | 0 | 0 | 0 | 0 | 0 | 0
CT Fac. Spec. - SO2 Rate Annual v3.1, Unit 2230 and retrofits | 246 | 7287 | Rate Constraint in lbs/MMBtu | FALSE | L | Annual | Generation | TWh | 0 | 0 | 0 | 0 | 0 | 0 | 0 | 0
CT Fac. Spec. - SO2 Rate Annual v3.1, Unit 2230 and retrofits | 246 | 7287 | Rate Constraint in lbs/MMBtu | FALSE | L | Annual | Qualifying Generation | TWh | 0 | 0 | 0 | 0 | 0 | 0 | 0 | 0
CT Fac. Spec. - SO2 Rate Annual v3.1, Unit 2230 and retrofits | 246 | 7287 | Rate Constraint in lbs/MMBtu | FALSE | L | Annual | Rate | lb/MWh | 0 | 0 | 0 | 0 | 0 | 0 | 0 | 0
CT Fac. Spec. - SO2 Rate Annual v3.1, Unit 2230 and retrofits | 246 | 7287 | Rate Constraint in lbs/MMBtu | FALSE | L | Annual | Constraint Shadow Price | US2019$/Ton | 0 | 0 | 0 | 0 | 0 | 0 | 0 | 0
CT Fac. Spec. - SO2 Rate Annual v3.1, Unit 2231 and retrofits | 247 | 7287 | Rate Constraint in lbs/MMBtu | FALSE | L | Annual | Seasons Included | Seasons | Winter, WintShld, Summer | Winter, WintShld, Summer | Winter, WintShld, Summer | Winter, WintShld, Summer | Winter, WintShld, Summer | Winter, WintShld, Summer | Winter, WintShld, Summer | Winter, WintShld, Summer
CT Fac. Spec. - SO2 Rate Annual v3.1, Unit 2231 and retrofits | 247 | 7287 | Rate Constraint in lbs/MMBtu | FALSE | L | Annual | Standard SO2 | lb/MMBtu | 0.33 | 0.33 | 0.33 | 0.33 | 0.33 | 0.33 | 0.33 | 0.33
CT Fac. Spec. - SO2 Rate Annual v3.1, Unit 2231 and retrofits | 247 | 7287 | Rate Constraint in lbs/MMBtu | FALSE | L | Annual | Emissions at Affected Plants SO2 | Thousand Tons | 0 | 0 | 0 | 0 | 0 | 0 | 0 | 0
CT Fac. Spec. - SO2 Rate Annual v3.1, Unit 2231 and retrofits | 247 | 7287 | Rate Constraint in lbs/MMBtu | FALSE | L | Annual | Allowances Purchased SO2 | Thousand Tons | 0 | 0 | 0 | 0 | 0 | 0 | 0 | 0
CT Fac. Spec. - SO2 Rate Annual v3.1, Unit 2231 and retrofits | 247 | 7287 | Rate Constraint in lbs/MMBtu | FALSE | L | Annual | Allowances Sold SO2 | Thousand Tons | 0 | 0 | 0 | 0 | 0 | 0 | 0 | 0
CT Fac. Spec. - SO2 Rate Annual v3.1, Unit 2231 and retrofits | 247 | 7287 | Rate Constraint in lbs/MMBtu | FALSE | L | Annual | Allowances Banked | Thousand Tons | 0 | 0 | 0 | 0 | 0 | 0 | 0 | 0
CT Fac. Spec. - SO2 Rate Annual v3.1, Unit 2231 and retrofits | 247 | 7287 | Rate Constraint in lbs/MMBtu | FALSE | L | Annual | Allowances Withdrawn (1:1) | Thousand Tons | 0 | 0 | 0 | 0 | 0 | 0 | 0 | 0
CT Fac. Spec. - SO2 Rate Annual v3.1, Unit 2231 and retrofits | 247 | 7287 | Rate Constraint in lbs/MMBtu | FALSE | L | Annual | Allowances Withdrawn (n:1) | Thousand Tons | 0 | 0 | 0 | 0 | 0 | 0 | 0 | 0
CT Fac. Spec. - SO2 Rate Annual v3.1, Unit 2231 and retrofits | 247 | 7287 | Rate Constraint in lbs/MMBtu | FALSE | L | Annual | Net Emissions Allowance Position | Thousand Tons | 0 | 0 | 0 | 0 | 0 | 0 | 0 | 0
CT Fac. Spec. - SO2 Rate Annual v3.1, Unit 2231 and retrofits | 247 | 7287 | Rate Constraint in lbs/MMBtu | FALSE | L | Annual | Fuel Consumed | TBtu | 0 | 0 | 0 | 0 | 0 | 0 | 0 | 0
CT Fac. Spec. - SO2 Rate Annual v3.1, Unit 2231 and retrofits | 247 | 7287 | Rate Constraint in lbs/MMBtu | FALSE | L | Annual | Rate | lb/MMBtu | 0 | 0 | 0 | 0 | 0 | 0 | 0 | 0
CT Fac. Spec. - SO2 Rate Annual v3.1, Unit 2231 and retrofits | 247 | 7287 | Rate Constraint in lbs/MMBtu | FALSE | L | Annual | Generation | TWh | 0 | 0 | 0 | 0 | 0 | 0 | 0 | 0
CT Fac. Spec. - SO2 Rate Annual v3.1, Unit 2231 and retrofits | 247 | 7287 | Rate Constraint in lbs/MMBtu | FALSE | L | Annual | Qualifying Generation | TWh | 0 | 0 | 0 | 0 | 0 | 0 | 0 | 0
CT Fac. Spec. - SO2 Rate Annual v3.1, Unit 2231 and retrofits | 247 | 7287 | Rate Constraint in lbs/MMBtu | FALSE | L | Annual | Rate | lb/MWh | 0 | 0 | 0 | 0 | 0 | 0 | 0 | 0
CT Fac. Spec. - SO2 Rate Annual v3.1, Unit 2231 and retrofits | 247 | 7287 | Rate Constraint in lbs/MMBtu | FALSE | L | Annual | Constraint Shadow Price | US2019$/Ton | 0 | 0 | 0 | 0 | 0 | 0 | 0 | 0
CT Fac. Spec. - SO2 Rate Annual v3.1, Unit 2351 and retrofits | 248 | 7287 | Rate Constraint in lbs/MMBtu | FALSE | L | Annual | Seasons Included | Seasons | Winter, WintShld, Summer | Winter, WintShld, Summer | Winter, WintShld, Summer | Winter, WintShld, Summer | Winter, WintShld, Summer | Winter, WintShld, Summer | Winter, WintShld, Summer | Winter, WintShld, Summer
CT Fac. Spec. - SO2 Rate Annual v3.1, Unit 2351 and retrofits | 248 | 7287 | Rate Constraint in lbs/MMBtu | FALSE | L | Annual | Standard SO2 | lb/MMBtu | 0.33 | 0.33 | 0.33 | 0.33 | 0.33 | 0.33 | 0.33 | 0.33
CT Fac. Spec. - SO2 Rate Annual v3.1, Unit 2351 and retrofits | 248 | 7287 | Rate Constraint in lbs/MMBtu | FALSE | L | Annual | Emissions at Affected Plants SO2 | Thousand Tons | 0 | 0 | 0 | 0 | 0 | 0 | 0 | 0
CT Fac. Spec. - SO2 Rate Annual v3.1, Unit 2351 and retrofits | 248 | 7287 | Rate Constraint in lbs/MMBtu | FALSE | L | Annual | Allowances Purchased SO2 | Thousand Tons | 0 | 0 | 0 | 0 | 0 | 0 | 0 | 0
CT Fac. Spec. - SO2 Rate Annual v3.1, Unit 2351 and retrofits | 248 | 7287 | Rate Constraint in lbs/MMBtu | FALSE | L | Annual | Allowances Sold SO2 | Thousand Tons | 0 | 0 | 0 | 0 | 0 | 0 | 0 | 0
CT Fac. Spec. - SO2 Rate Annual v3.1, Unit 2351 and retrofits | 248 | 7287 | Rate Constraint in lbs/MMBtu | FALSE | L | Annual | Allowances Banked | Thousand Tons | 0 | 0 | 0 | 0 | 0 | 0 | 0 | 0
CT Fac. Spec. - SO2 Rate Annual v3.1, Unit 2351 and retrofits | 248 | 7287 | Rate Constraint in lbs/MMBtu | FALSE | L | Annual | Allowances Withdrawn (1:1) | Thousand Tons | 0 | 0 | 0 | 0 | 0 | 0 | 0 | 0
CT Fac. Spec. - SO2 Rate Annual v3.1, Unit 2351 and retrofits | 248 | 7287 | Rate Constraint in lbs/MMBtu | FALSE | L | Annual | Allowances Withdrawn (n:1) | Thousand Tons | 0 | 0 | 0 | 0 | 0 | 0 | 0 | 0
CT Fac. Spec. - SO2 Rate Annual v3.1, Unit 2351 and retrofits | 248 | 7287 | Rate Constraint in lbs/MMBtu | FALSE | L | Annual | Net Emissions Allowance Position | Thousand Tons | 0 | 0 | 0 | 0 | 0 | 0 | 0 | 0
CT Fac. Spec. - SO2 Rate Annual v3.1, Unit 2351 and retrofits | 248 | 7287 | Rate Constraint in lbs/MMBtu | FALSE | L | Annual | Fuel Consumed | TBtu | 0 | 0 | 0 | 0 | 0 | 0 | 0 | 0
CT Fac. Spec. - SO2 Rate Annual v3.1, Unit 2351 and retrofits | 248 | 7287 | Rate Constraint in lbs/MMBtu | FALSE | L | Annual | Rate | lb/MMBtu | 0 | 0 | 0 | 0 | 0 | 0 | 0 | 0
CT Fac. Spec. - SO2 Rate Annual v3.1, Unit 2351 and retrofits | 248 | 7287 | Rate Constraint in lbs/MMBtu | FALSE | L | Annual | Generation | TWh | 0 | 0 | 0 | 0 | 0 | 0 | 0 | 0
CT Fac. Spec. - SO2 Rate Annual v3.1, Unit 2351 and retrofits | 248 | 7287 | Rate Constraint in lbs/MMBtu | FALSE | L | Annual | Qualifying Generation | TWh | 0 | 0 | 0 | 0 | 0 | 0 | 0 | 0
CT Fac. Spec. - SO2 Rate Annual v3.1, Unit 2351 and retrofits | 248 | 7287 | Rate Constraint in lbs/MMBtu | FALSE | L | Annual | Rate | lb/MWh | 0 | 0 | 0 | 0 | 0 | 0 | 0 | 0
CT Fac. Spec. - SO2 Rate Annual v3.1, Unit 2351 and retrofits | 248 | 7287 | Rate Constraint in lbs/MMBtu | FALSE | L | Annual | Constraint Shadow Price | US2019$/Ton | 0 | 0 | 0 | 2039.713 | 0 | 0 | 0 | 0
CT Fac. Spec. - SO2 Rate Annual v3.1, Unit 2352 and retrofits | 249 | 7287 | Rate Constraint in lbs/MMBtu | FALSE | L | Annual | Seasons Included | Seasons | Winter, WintShld, Summer | Winter, WintShld, Summer | Winter, WintShld, Summer | Winter, WintShld, Summer | Winter, WintShld, Summer | Winter, WintShld, Summer | Winter, WintShld, Summer | Winter, WintShld, Summer
CT Fac. Spec. - SO2 Rate Annual v3.1, Unit 2352 and retrofits | 249 | 7287 | Rate Constraint in lbs/MMBtu | FALSE | L | Annual | Standard SO2 | lb/MMBtu | 0.33 | 0.33 | 0.33 | 0.33 | 0.33 | 0.33 | 0.33 | 0.33
CT Fac. Spec. - SO2 Rate Annual v3.1, Unit 2352 and retrofits | 249 | 7287 | Rate Constraint in lbs/MMBtu | FALSE | L | Annual | Emissions at Affected Plants SO2 | Thousand Tons | 0 | 0 | 0 | 0 | 0 | 0 | 0 | 0
CT Fac. Spec. - SO2 Rate Annual v3.1, Unit 2352 and retrofits | 249 | 7287 | Rate Constraint in lbs/MMBtu | FALSE | L | Annual | Allowances Purchased SO2 | Thousand Tons | 0 | 0 | 0 | 0 | 0 | 0 | 0 | 0
CT Fac. Spec. - SO2 Rate Annual v3.1, Unit 2352 and retrofits | 249 | 7287 | Rate Constraint in lbs/MMBtu | FALSE | L | Annual | Allowances Sold SO2 | Thousand Tons | 0 | 0 | 0 | 0 | 0 | 0 | 0 | 0
CT Fac. Spec. - SO2 Rate Annual v3.1, Unit 2352 and retrofits | 249 | 7287 | Rate Constraint in lbs/MMBtu | FALSE | L | Annual | Allowances Banked | Thousand Tons | 0 | 0 | 0 | 0 | 0 | 0 | 0 | 0
CT Fac. Spec. - SO2 Rate Annual v3.1, Unit 2352 and retrofits | 249 | 7287 | Rate Constraint in lbs/MMBtu | FALSE | L | Annual | Allowances Withdrawn (1:1) | Thousand Tons | 0 | 0 | 0 | 0 | 0 | 0 | 0 | 0
CT Fac. Spec. - SO2 Rate Annual v3.1, Unit 2352 and retrofits | 249 | 7287 | Rate Constraint in lbs/MMBtu | FALSE | L | Annual | Allowances Withdrawn (n:1) | Thousand Tons | 0 | 0 | 0 | 0 | 0 | 0 | 0 | 0
CT Fac. Spec. - SO2 Rate Annual v3.1, Unit 2352 and retrofits | 249 | 7287 | Rate Constraint in lbs/MMBtu | FALSE | L | Annual | Net Emissions Allowance Position | Thousand Tons | 0 | 0 | 0 | 0 | 0 | 0 | 0 | 0
CT Fac. Spec. - SO2 Rate Annual v3.1, Unit 2352 and retrofits | 249 | 7287 | Rate Constraint in lbs/MMBtu | FALSE | L | Annual | Fuel Consumed | TBtu | 0 | 0 | 0 | 0 | 0 | 0 | 0 | 0
CT Fac. Spec. - SO2 Rate Annual v3.1, Unit 2352 and retrofits | 249 | 7287 | Rate Constraint in lbs/MMBtu | FALSE | L | Annual | Rate | lb/MMBtu | 0 | 0 | 0 | 0 | 0 | 0 | 0 | 0
CT Fac. Spec. - SO2 Rate Annual v3.1, Unit 2352 and retrofits | 249 | 7287 | Rate Constraint in lbs/MMBtu | FALSE | L | Annual | Generation | TWh | 0 | 0 | 0 | 0 | 0 | 0 | 0 | 0
CT Fac. Spec. - SO2 Rate Annual v3.1, Unit 2352 and retrofits | 249 | 7287 | Rate Constraint in lbs/MMBtu | FALSE | L | Annual | Qualifying Generation | TWh | 0 | 0 | 0 | 0 | 0 | 0 | 0 | 0
CT Fac. Spec. - SO2 Rate Annual v3.1, Unit 2352 and retrofits | 249 | 7287 | Rate Constraint in lbs/MMBtu | FALSE | L | Annual | Rate | lb/MWh | 0 | 0 | 0 | 0 | 0 | 0 | 0 | 0
CT Fac. Spec. - SO2 Rate Annual v3.1, Unit 2352 and retrofits | 249 | 7287 | Rate Constraint in lbs/MMBtu | FALSE | L | Annual | Constraint Shadow Price | US2019$/Ton | 0 | 0 | 0 | 0 | 0 | 0 | 0 | 0
CT Fac. Spec. - SO2 Rate Annual v3.1, Unit 2353 and retrofits | 250 | 7287 | Rate Constraint in lbs/MMBtu | FALSE | L | Annual | Seasons Included | Seasons | Winter, WintShld, Summer | Winter, WintShld, Summer | Winter, WintShld, Summer | Winter, WintShld, Summer | Winter, WintShld, Summer | Winter, WintShld, Summer | Winter, WintShld, Summer | Winter, WintShld, Summer
CT Fac. Spec. - SO2 Rate Annual v3.1, Unit 2353 and retrofits | 250 | 7287 | Rate Constraint in lbs/MMBtu | FALSE | L | Annual | Standard SO2 | lb/MMBtu | 0.33 | 0.33 | 0.33 | 0.33 | 0.33 | 0.33 | 0.33 | 0.33
CT Fac. Spec. - SO2 Rate Annual v3.1, Unit 2353 and retrofits | 250 | 7287 | Rate Constraint in lbs/MMBtu | FALSE | L | Annual | Emissions at Affected Plants SO2 | Thousand Tons | 0 | 0 | 0 | 0 | 0 | 0 | 0 | 0
CT Fac. Spec. - SO2 Rate Annual v3.1, Unit 2353 and retrofits | 250 | 7287 | Rate Constraint in lbs/MMBtu | FALSE | L | Annual | Allowances Purchased SO2 | Thousand Tons | 0 | 0 | 0 | 0 | 0 | 0 | 0 | 0
CT Fac. Spec. - SO2 Rate Annual v3.1, Unit 2353 and retrofits | 250 | 7287 | Rate Constraint in lbs/MMBtu | FALSE | L | Annual | Allowances Sold SO2 | Thousand Tons | 0 | 0 | 0 | 0 | 0 | 0 | 0 | 0
CT Fac. Spec. - SO2 Rate Annual v3.1, Unit 2353 and retrofits | 250 | 7287 | Rate Constraint in lbs/MMBtu | FALSE | L | Annual | Allowances Banked | Thousand Tons | 0 | 0 | 0 | 0 | 0 | 0 | 0 | 0
CT Fac. Spec. - SO2 Rate Annual v3.1, Unit 2353 and retrofits | 250 | 7287 | Rate Constraint in lbs/MMBtu | FALSE | L | Annual | Allowances Withdrawn (1:1) | Thousand Tons | 0 | 0 | 0 | 0 | 0 | 0 | 0 | 0
CT Fac. Spec. - SO2 Rate Annual v3.1, Unit 2353 and retrofits | 250 | 7287 | Rate Constraint in lbs/MMBtu | FALSE | L | Annual | Allowances Withdrawn (n:1) | Thousand Tons | 0 | 0 | 0 | 0 | 0 | 0 | 0 | 0
CT Fac. Spec. - SO2 Rate Annual v3.1, Unit 2353 and retrofits | 250 | 7287 | Rate Constraint in lbs/MMBtu | FALSE | L | Annual | Net Emissions Allowance Position | Thousand Tons | 0 | 0 | 0 | 0 | 0 | 0 | 0 | 0
CT Fac. Spec. - SO2 Rate Annual v3.1, Unit 2353 and retrofits | 250 | 7287 | Rate Constraint in lbs/MMBtu | FALSE | L | Annual | Fuel Consumed | TBtu | 0 | 0 | 0 | 0 | 0 | 0 | 0 | 0
CT Fac. Spec. - SO2 Rate Annual v3.1, Unit 2353 and retrofits | 250 | 7287 | Rate Constraint in lbs/MMBtu | FALSE | L | Annual | Rate | lb/MMBtu | 0 | 0 | 0 | 0 | 0 | 0 | 0 | 0
CT Fac. Spec. - SO2 Rate Annual v3.1, Unit 2353 and retrofits | 250 | 7287 | Rate Constraint in lbs/MMBtu | FALSE | L | Annual | Generation | TWh | 0 | 0 | 0 | 0 | 0 | 0 | 0 | 0
CT Fac. Spec. - SO2 Rate Annual v3.1, Unit 2353 and retrofits | 250 | 7287 | Rate Constraint in lbs/MMBtu | FALSE | L | Annual | Qualifying Generation | TWh | 0 | 0 | 0 | 0 | 0 | 0 | 0 | 0
CT Fac. Spec. - SO2 Rate Annual v3.1, Unit 2353 and retrofits | 250 | 7287 | Rate Constraint in lbs/MMBtu | FALSE | L | Annual | Rate | lb/MWh | 0 | 0 | 0 | 0 | 0 | 0 | 0 | 0
CT Fac. Spec. - SO2 Rate Annual v3.1, Unit 2353 and retrofits | 250 | 7287 | Rate Constraint in lbs/MMBtu | FALSE | L | Annual | Constraint Shadow Price | US2019$/Ton | 0 | 0 | 0 | 0 | 0 | 0 | 0 | 0
CT Fac. Spec. - SO2 Rate Annual v3.1, Unit 2354 and retrofits | 251 | 7287 | Rate Constraint in lbs/MMBtu | FALSE | L | Annual | Seasons Included | Seasons | Winter, WintShld, Summer | Winter, WintShld, Summer | Winter, WintShld, Summer | Winter, WintShld, Summer | Winter, WintShld, Summer | Winter, WintShld, Summer | Winter, WintShld, Summer | Winter, WintShld, Summer
CT Fac. Spec. - SO2 Rate Annual v3.1, Unit 2354 and retrofits | 251 | 7287 | Rate Constraint in lbs/MMBtu | FALSE | L | Annual | Standard SO2 | lb/MMBtu | 0.33 | 0.33 | 0.33 | 0.33 | 0.33 | 0.33 | 0.33 | 0.33
CT Fac. Spec. - SO2 Rate Annual v3.1, Unit 2354 and retrofits | 251 | 7287 | Rate Constraint in lbs/MMBtu | FALSE | L | Annual | Emissions at Affected Plants SO2 | Thousand Tons | 0 | 0 | 0 | 0 | 0 | 0 | 0 | 0
CT Fac. Spec. - SO2 Rate Annual v3.1, Unit 2354 and retrofits | 251 | 7287 | Rate Constraint in lbs/MMBtu | FALSE | L | Annual | Allowances Purchased SO2 | Thousand Tons | 0 | 0 | 0 | 0 | 0 | 0 | 0 | 0
CT Fac. Spec. - SO2 Rate Annual v3.1, Unit 2354 and retrofits | 251 | 7287 | Rate Constraint in lbs/MMBtu | FALSE | L | Annual | Allowances Sold SO2 | Thousand Tons | 0 | 0 | 0 | 0 | 0 | 0 | 0 | 0
CT Fac. Spec. - SO2 Rate Annual v3.1, Unit 2354 and retrofits | 251 | 7287 | Rate Constraint in lbs/MMBtu | FALSE | L | Annual | Allowances Banked | Thousand Tons | 0 | 0 | 0 | 0 | 0 | 0 | 0 | 0
CT Fac. Spec. - SO2 Rate Annual v3.1, Unit 2354 and retrofits | 251 | 7287 | Rate Constraint in lbs/MMBtu | FALSE | L | Annual | Allowances Withdrawn (1:1) | Thousand Tons | 0 | 0 | 0 | 0 | 0 | 0 | 0 | 0
CT Fac. Spec. - SO2 Rate Annual v3.1, Unit 2354 and retrofits | 251 | 7287 | Rate Constraint in lbs/MMBtu | FALSE | L | Annual | Allowances Withdrawn (n:1) | Thousand Tons | 0 | 0 | 0 | 0 | 0 | 0 | 0 | 0
CT Fac. Spec. - SO2 Rate Annual v3.1, Unit 2354 and retrofits | 251 | 7287 | Rate Constraint in lbs/MMBtu | FALSE | L | Annual | Net Emissions Allowance Position | Thousand Tons | 0 | 0 | 0 | 0 | 0 | 0 | 0 | 0
CT Fac. Spec. - SO2 Rate Annual v3.1, Unit 2354 and retrofits | 251 | 7287 | Rate Constraint in lbs/MMBtu | FALSE | L | Annual | Fuel Consumed | TBtu | 0 | 0 | 0 | 0 | 0 | 0 | 0 | 0
CT Fac. Spec. - SO2 Rate Annual v3.1, Unit 2354 and retrofits | 251 | 7287 | Rate Constraint in lbs/MMBtu | FALSE | L | Annual | Rate | lb/MMBtu | 0 | 0 | 0 | 0 | 0 | 0 | 0 | 0
CT Fac. Spec. - SO2 Rate Annual v3.1, Unit 2354 and retrofits | 251 | 7287 | Rate Constraint in lbs/MMBtu | FALSE | L | Annual | Generation | TWh | 0 | 0 | 0 | 0 | 0 | 0 | 0 | 0
CT Fac. Spec. - SO2 Rate Annual v3.1, Unit 2354 and retrofits | 251 | 7287 | Rate Constraint in lbs/MMBtu | FALSE | L | Annual | Qualifying Generation | TWh | 0 | 0 | 0 | 0 | 0 | 0 | 0 | 0
CT Fac. Spec. - SO2 Rate Annual v3.1, Unit 2354 and retrofits | 251 | 7287 | Rate Constraint in lbs/MMBtu | FALSE | L | Annual | Rate | lb/MWh | 0 | 0 | 0 | 0 | 0 | 0 | 0 | 0
CT Fac. Spec. - SO2 Rate Annual v3.1, Unit 2354 and retrofits | 251 | 7287 | Rate Constraint in lbs/MMBtu | FALSE | L | Annual | Constraint Shadow Price | US2019$/Ton | 0 | 0 | 0 | 0 | 0 | 0 | 0 | 0
DE Facility Specific - Hg Annual Reduction v3.1 | 252 | 7301 | MACT Fuel Choice Floor in lbs/MMBtu | FALSE | L | Annual | Seasons Included | Seasons | Winter, WintShld, Summer | Winter, WintShld, Summer | Winter, WintShld, Summer | Winter, WintShld, Summer | Winter, WintShld, Summer | Winter, WintShld, Summer | Winter, WintShld, Summer | Winter, WintShld, Summer
DE Facility Specific - Hg Annual Reduction v3.1 | 252 | 7301 | MACT Fuel Choice Floor in lbs/MMBtu | FALSE | L | Annual | Emission Floor | lbs/MMBtu | 6e-07 | 6e-07 | 6e-07 | 6e-07 | 6e-07 | 6e-07 | 6e-07 | 6e-07
DE Facility Specific - Hg Annual Reduction v3.1 | 252 | 7301 | MACT Fuel Choice Floor in lbs/MMBtu | FALSE | L | Annual | Emissions at Affected Plants MER | lbs | 0 | 0 | 0 | 0 | 0 | 0 | 0 | 0
DE Facility Specific - Hg Annual Reduction v3.1 | 252 | 7301 | MACT Fuel Choice Floor in lbs/MMBtu | FALSE | L | Annual | Allowances Purchased MER | lbs | 0 | 0 | 0 | 0 | 0 | 0 | 0 | 0
DE Facility Specific - Hg Annual Reduction v3.1 | 252 | 7301 | MACT Fuel Choice Floor in lbs/MMBtu | FALSE | L | Annual | Allowances Sold MER | lbs | 0 | 0 | 0 | 0 | 0 | 0 | 0 | 0
DE Facility Specific - Hg Annual Reduction v3.1 | 252 | 7301 | MACT Fuel Choice Floor in lbs/MMBtu | FALSE | L | Annual | Allowances Banked | lbs | 0 | 0 | 0 | 0 | 0 | 0 | 0 | 0
DE Facility Specific - Hg Annual Reduction v3.1 | 252 | 7301 | MACT Fuel Choice Floor in lbs/MMBtu | FALSE | L | Annual | Allowances Withdrawn (1:1) | lbs | 0 | 0 | 0 | 0 | 0 | 0 | 0 | 0
DE Facility Specific - Hg Annual Reduction v3.1 | 252 | 7301 | MACT Fuel Choice Floor in lbs/MMBtu | FALSE | L | Annual | Allowances Withdrawn (n:1) | lbs | 0 | 0 | 0 | 0 | 0 | 0 | 0 | 0
DE Facility Specific - Hg Annual Reduction v3.1 | 252 | 7301 | MACT Fuel Choice Floor in lbs/MMBtu | FALSE | L | Annual | Net Emissions Allowance Position | lbs | 0 | 0 | 0 | 0 | 0 | 0 | 0 | 0
DE Facility Specific - Hg Annual Reduction v3.1 | 252 | 7301 | MACT Fuel Choice Floor in lbs/MMBtu | FALSE | L | Annual | Fuel Consumed | TBtu | 0 | 0 | 0 | 0 | 0 | 0 | 0 | 0
DE Facility Specific - Hg Annual Reduction v3.1 | 252 | 7301 | MACT Fuel Choice Floor in lbs/MMBtu | FALSE | L | Annual | Rate | lb/MMBtu | 0 | 0 | 0 | 0 | 0 | 0 | 0 | 0
DE Facility Specific - Hg Annual Reduction v3.1 | 252 | 7301 | MACT Fuel Choice Floor in lbs/MMBtu | FALSE | L | Annual | Generation | TWh | 0 | 0 | 0 | 0 | 0 | 0 | 0 | 0
DE Facility Specific - Hg Annual Reduction v3.1 | 252 | 7301 | MACT Fuel Choice Floor in lbs/MMBtu | FALSE | L | Annual | Qualifying Generation | TWh | 0 | 0 | 0 | 0 | 0 | 0 | 0 | 0
DE Facility Specific - Hg Annual Reduction v3.1 | 252 | 7301 | MACT Fuel Choice Floor in lbs/MMBtu | FALSE | L | Annual | Constraint Shadow Price | US2019$/Lb | 0 | 0 | 0 | 0 | 0 | 0 | 0 | 0
DE Facility Specific - NOx Annual Rate v3.1, Unit 2225 and retrofits | 253 | 7289 | Rate Constraint in lbs/MMBtu | FALSE | L | Annual | Seasons Included | Seasons | Winter, WintShld, Summer | Winter, WintShld, Summer | Winter, WintShld, Summer | Winter, WintShld, Summer | Winter, WintShld, Summer | Winter, WintShld, Summer | Winter, WintShld, Summer | Winter, WintShld, Summer
DE Facility Specific - NOx Annual Rate v3.1, Unit 2225 and retrofits | 253 | 7289 | Rate Constraint in lbs/MMBtu | FALSE | L | Annual | Standard NOX | lb/MMBtu | 0.125 | 0.125 | 0.125 | 0.125 | 0.125 | 0.125 | 0.125 | 0.125
DE Facility Specific - NOx Annual Rate v3.1, Unit 2225 and retrofits | 253 | 7289 | Rate Constraint in lbs/MMBtu | FALSE | L | Annual | Emissions at Affected Plants NOX | Thousand Tons | 0 | 0 | 0 | 0 | 0 | 0 | 0 | 0
DE Facility Specific - NOx Annual Rate v3.1, Unit 2225 and retrofits | 253 | 7289 | Rate Constraint in lbs/MMBtu | FALSE | L | Annual | Allowances Purchased NOX | Thousand Tons | 0 | 0 | 0 | 0 | 0 | 0 | 0 | 0
DE Facility Specific - NOx Annual Rate v3.1, Unit 2225 and retrofits | 253 | 7289 | Rate Constraint in lbs/MMBtu | FALSE | L | Annual | Allowances Sold NOX | Thousand Tons | 0 | 0 | 0 | 0 | 0 | 0 | 0 | 0
DE Facility Specific - NOx Annual Rate v3.1, Unit 2225 and retrofits | 253 | 7289 | Rate Constraint in lbs/MMBtu | FALSE | L | Annual | Allowances Banked | Thousand Tons | 0 | 0 | 0 | 0 | 0 | 0 | 0 | 0
DE Facility Specific - NOx Annual Rate v3.1, Unit 2225 and retrofits | 253 | 7289 | Rate Constraint in lbs/MMBtu | FALSE | L | Annual | Allowances Withdrawn (1:1) | Thousand Tons | 0 | 0 | 0 | 0 | 0 | 0 | 0 | 0
DE Facility Specific - NOx Annual Rate v3.1, Unit 2225 and retrofits | 253 | 7289 | Rate Constraint in lbs/MMBtu | FALSE | L | Annual | Allowances Withdrawn (n:1) | Thousand Tons | 0 | 0 | 0 | 0 | 0 | 0 | 0 | 0
DE Facility Specific - NOx Annual Rate v3.1, Unit 2225 and retrofits | 253 | 7289 | Rate Constraint in lbs/MMBtu | FALSE | L | Annual | Net Emissions Allowance Position | Thousand Tons | 0 | 0 | 0 | 0 | 0 | 0 | 0 | 0
DE Facility Specific - NOx Annual Rate v3.1, Unit 2225 and retrofits | 253 | 7289 | Rate Constraint in lbs/MMBtu | FALSE | L | Annual | Fuel Consumed | TBtu | 0 | 0 | 0 | 0 | 0 | 0 | 0 | 0
DE Facility Specific - NOx Annual Rate v3.1, Unit 2225 and retrofits | 253 | 7289 | Rate Constraint in lbs/MMBtu | FALSE | L | Annual | Rate | lb/MMBtu | 0 | 0 | 0 | 0 | 0 | 0 | 0 | 0
DE Facility Specific - NOx Annual Rate v3.1, Unit 2225 and retrofits | 253 | 7289 | Rate Constraint in lbs/MMBtu | FALSE | L | Annual | Generation | TWh | 0 | 0 | 0 | 0 | 0 | 0 | 0 | 0
DE Facility Specific - NOx Annual Rate v3.1, Unit 2225 and retrofits | 253 | 7289 | Rate Constraint in lbs/MMBtu | FALSE | L | Annual | Qualifying Generation | TWh | 0 | 0 | 0 | 0 | 0 | 0 | 0 | 0
DE Facility Specific - NOx Annual Rate v3.1, Unit 2225 and retrofits | 253 | 7289 | Rate Constraint in lbs/MMBtu | FALSE | L | Annual | Rate | lb/MWh | 0 | 0 | 0 | 0 | 0 | 0 | 0 | 0
DE Facility Specific - NOx Annual Rate v3.1, Unit 2225 and retrofits | 253 | 7289 | Rate Constraint in lbs/MMBtu | FALSE | L | Annual | Constraint Shadow Price | US2019$/Ton | 0 | 0 | 0 | 0 | 0 | 0 | 0 | 0
DE Facility Specific - NOx Annual Rate v3.1, Unit 2648 and retrofits | 254 | 7289 | Rate Constraint in lbs/MMBtu | FALSE | L | Annual | Seasons Included | Seasons | Winter, WintShld, Summer | Winter, WintShld, Summer | Winter, WintShld, Summer | Winter, WintShld, Summer | Winter, WintShld, Summer | Winter, WintShld, Summer | Winter, WintShld, Summer | Winter, WintShld, Summer
DE Facility Specific - NOx Annual Rate v3.1, Unit 2648 and retrofits | 254 | 7289 | Rate Constraint in lbs/MMBtu | FALSE | L | Annual | Standard NOX | lb/MMBtu | 0.125 | 0.125 | 0.125 | 0.125 | 0.125 | 0.125 | 0.125 | 0.125
DE Facility Specific - NOx Annual Rate v3.1, Unit 2648 and retrofits | 254 | 7289 | Rate Constraint in lbs/MMBtu | FALSE | L | Annual | Emissions at Affected Plants NOX | Thousand Tons | 0 | 0 | 0 | 0 | 0 | 0 | 0 | 0
DE Facility Specific - NOx Annual Rate v3.1, Unit 2648 and retrofits | 254 | 7289 | Rate Constraint in lbs/MMBtu | FALSE | L | Annual | Allowances Purchased NOX | Thousand Tons | 0 | 0 | 0 | 0 | 0 | 0 | 0 | 0
DE Facility Specific - NOx Annual Rate v3.1, Unit 2648 and retrofits | 254 | 7289 | Rate Constraint in lbs/MMBtu | FALSE | L | Annual | Allowances Sold NOX | Thousand Tons | 0 | 0 | 0 | 0 | 0 | 0 | 0 | 0
DE Facility Specific - NOx Annual Rate v3.1, Unit 2648 and retrofits | 254 | 7289 | Rate Constraint in lbs/MMBtu | FALSE | L | Annual | Allowances Banked | Thousand Tons | 0 | 0 | 0 | 0 | 0 | 0 | 0 | 0
DE Facility Specific - NOx Annual Rate v3.1, Unit 2648 and retrofits | 254 | 7289 | Rate Constraint in lbs/MMBtu | FALSE | L | Annual | Allowances Withdrawn (1:1) | Thousand Tons | 0 | 0 | 0 | 0 | 0 | 0 | 0 | 0
DE Facility Specific - NOx Annual Rate v3.1, Unit 2648 and retrofits | 254 | 7289 | Rate Constraint in lbs/MMBtu | FALSE | L | Annual | Allowances Withdrawn (n:1) | Thousand Tons | 0 | 0 | 0 | 0 | 0 | 0 | 0 | 0
DE Facility Specific - NOx Annual Rate v3.1, Unit 2648 and retrofits | 254 | 7289 | Rate Constraint in lbs/MMBtu | FALSE | L | Annual | Net Emissions Allowance Position | Thousand Tons | 0 | 0 | 0 | 0 | 0 | 0 | 0 | 0
DE Facility Specific - NOx Annual Rate v3.1, Unit 2648 and retrofits | 254 | 7289 | Rate Constraint in lbs/MMBtu | FALSE | L | Annual | Fuel Consumed | TBtu | 0 | 0 | 0 | 0 | 0 | 0 | 0 | 0
DE Facility Specific - NOx Annual Rate v3.1, Unit 2648 and retrofits | 254 | 7289 | Rate Constraint in lbs/MMBtu | FALSE | L | Annual | Rate | lb/MMBtu | 0 | 0 | 0 | 0 | 0 | 0 | 0 | 0
DE Facility Specific - NOx Annual Rate v3.1, Unit 2648 and retrofits | 254 | 7289 | Rate Constraint in lbs/MMBtu | FALSE | L | Annual | Generation | TWh | 0 | 0 | 0 | 0 | 0 | 0 | 0 | 0
DE Facility Specific - NOx Annual Rate v3.1, Unit 2648 and retrofits | 254 | 7289 | Rate Constraint in lbs/MMBtu | FALSE | L | Annual | Qualifying Generation | TWh | 0 | 0 | 0 | 0 | 0 | 0 | 0 | 0
DE Facility Specific - NOx Annual Rate v3.1, Unit 2648 and retrofits | 254 | 7289 | Rate Constraint in lbs/MMBtu | FALSE | L | Annual | Rate | lb/MWh | 0 | 0 | 0 | 0 | 0 | 0 | 0 | 0
DE Facility Specific - NOx Annual Rate v3.1, Unit 2648 and retrofits | 254 | 7289 | Rate Constraint in lbs/MMBtu | FALSE | L | Annual | Constraint Shadow Price | US2019$/Ton | 0 | 0 | 0 | 0 | 0 | 0 | 0 | 0
DE Facility Specific - SO2 Annual Rate v3.1, Unit 2225 and retrofits | 255 | 7295 | Rate Constraint in lbs/MMBtu | FALSE | L | Annual | Seasons Included | Seasons | Winter, WintShld, Summer | Winter, WintShld, Summer | Winter, WintShld, Summer | Winter, WintShld, Summer | Winter, WintShld, Summer | Winter, WintShld, Summer | Winter, WintShld, Summer | Winter, WintShld, Summer
DE Facility Specific - SO2 Annual Rate v3.1, Unit 2225 and retrofits | 255 | 7295 | Rate Constraint in lbs/MMBtu | FALSE | L | Annual | Standard SO2 | lb/MMBtu | 0.26 | 0.26 | 0.26 | 0.26 | 0.26 | 0.26 | 0.26 | 0.26
DE Facility Specific - SO2 Annual Rate v3.1, Unit 2225 and retrofits | 255 | 7295 | Rate Constraint in lbs/MMBtu | FALSE | L | Annual | Emissions at Affected Plants SO2 | Thousand Tons | 0 | 0 | 0 | 0 | 0 | 0 | 0 | 0
DE Facility Specific - SO2 Annual Rate v3.1, Unit 2225 and retrofits | 255 | 7295 | Rate Constraint in lbs/MMBtu | FALSE | L | Annual | Allowances Purchased SO2 | Thousand Tons | 0 | 0 | 0 | 0 | 0 | 0 | 0 | 0
DE Facility Specific - SO2 Annual Rate v3.1, Unit 2225 and retrofits | 255 | 7295 | Rate Constraint in lbs/MMBtu | FALSE | L | Annual | Allowances Sold SO2 | Thousand Tons | 0 | 0 | 0 | 0 | 0 | 0 | 0 | 0
DE Facility Specific - SO2 Annual Rate v3.1, Unit 2225 and retrofits | 255 | 7295 | Rate Constraint in lbs/MMBtu | FALSE | L | Annual | Allowances Banked | Thousand Tons | 0 | 0 | 0 | 0 | 0 | 0 | 0 | 0
DE Facility Specific - SO2 Annual Rate v3.1, Unit 2225 and retrofits | 255 | 7295 | Rate Constraint in lbs/MMBtu | FALSE | L | Annual | Allowances Withdrawn (1:1) | Thousand Tons | 0 | 0 | 0 | 0 | 0 | 0 | 0 | 0
DE Facility Specific - SO2 Annual Rate v3.1, Unit 2225 and retrofits | 255 | 7295 | Rate Constraint in lbs/MMBtu | FALSE | L | Annual | Allowances Withdrawn (n:1) | Thousand Tons | 0 | 0 | 0 | 0 | 0 | 0 | 0 | 0
DE Facility Specific - SO2 Annual Rate v3.1, Unit 2225 and retrofits | 255 | 7295 | Rate Constraint in lbs/MMBtu | FALSE | L | Annual | Net Emissions Allowance Position | Thousand Tons | 0 | 0 | 0 | 0 | 0 | 0 | 0 | 0
DE Facility Specific - SO2 Annual Rate v3.1, Unit 2225 and retrofits | 255 | 7295 | Rate Constraint in lbs/MMBtu | FALSE | L | Annual | Fuel Consumed | TBtu | 0 | 0 | 0 | 0 | 0 | 0 | 0 | 0
DE Facility Specific - SO2 Annual Rate v3.1, Unit 2225 and retrofits | 255 | 7295 | Rate Constraint in lbs/MMBtu | FALSE | L | Annual | Rate | lb/MMBtu | 0 | 0 | 0 | 0 | 0 | 0 | 0 | 0
DE Facility Specific - SO2 Annual Rate v3.1, Unit 2225 and retrofits | 255 | 7295 | Rate Constraint in lbs/MMBtu | FALSE | L | Annual | Generation | TWh | 0 | 0 | 0 | 0 | 0 | 0 | 0 | 0
DE Facility Specific - SO2 Annual Rate v3.1, Unit 2225 and retrofits | 255 | 7295 | Rate Constraint in lbs/MMBtu | FALSE | L | Annual | Qualifying Generation | TWh | 0 | 0 | 0 | 0 | 0 | 0 | 0 | 0
DE Facility Specific - SO2 Annual Rate v3.1, Unit 2225 and retrofits | 255 | 7295 | Rate Constraint in lbs/MMBtu | FALSE | L | Annual | Rate | lb/MWh | 0 | 0 | 0 | 0 | 0 | 0 | 0 | 0
DE Facility Specific - SO2 Annual Rate v3.1, Unit 2225 and retrofits | 255 | 7295 | Rate Constraint in lbs/MMBtu | FALSE | L | Annual | Constraint Shadow Price | US2019$/Ton | 0 | 0 | 0 | 0 | 0 | 0 | 0 | 0
DE Facility Specific - SO2 Annual Rate v3.1, Unit 2648 and retrofits | 256 | 7295 | Rate Constraint in lbs/MMBtu | FALSE | L | Annual | Seasons Included | Seasons | Winter, WintShld, Summer | Winter, WintShld, Summer | Winter, WintShld, Summer | Winter, WintShld, Summer | Winter, WintShld, Summer | Winter, WintShld, Summer | Winter, WintShld, Summer | Winter, WintShld, Summer
DE Facility Specific - SO2 Annual Rate v3.1, Unit 2648 and retrofits | 256 | 7295 | Rate Constraint in lbs/MMBtu | FALSE | L | Annual | Standard SO2 | lb/MMBtu | 0.26 | 0.26 | 0.26 | 0.26 | 0.26 | 0.26 | 0.26 | 0.26
DE Facility Specific - SO2 Annual Rate v3.1, Unit 2648 and retrofits | 256 | 7295 | Rate Constraint in lbs/MMBtu | FALSE | L | Annual | Emissions at Affected Plants SO2 | Thousand Tons | 0 | 0 | 0 | 0 | 0 | 0 | 0 | 0
DE Facility Specific - SO2 Annual Rate v3.1, Unit 2648 and retrofits | 256 | 7295 | Rate Constraint in lbs/MMBtu | FALSE | L | Annual | Allowances Purchased SO2 | Thousand Tons | 0 | 0 | 0 | 0 | 0 | 0 | 0 | 0
DE Facility Specific - SO2 Annual Rate v3.1, Unit 2648 and retrofits | 256 | 7295 | Rate Constraint in lbs/MMBtu | FALSE | L | Annual | Allowances Sold SO2 | Thousand Tons | 0 | 0 | 0 | 0 | 0 | 0 | 0 | 0
DE Facility Specific - SO2 Annual Rate v3.1, Unit 2648 and retrofits | 256 | 7295 | Rate Constraint in lbs/MMBtu | FALSE | L | Annual | Allowances Banked | Thousand Tons | 0 | 0 | 0 | 0 | 0 | 0 | 0 | 0
DE Facility Specific - SO2 Annual Rate v3.1, Unit 2648 and retrofits | 256 | 7295 | Rate Constraint in lbs/MMBtu | FALSE | L | Annual | Allowances Withdrawn (1:1) | Thousand Tons | 0 | 0 | 0 | 0 | 0 | 0 | 0 | 0
DE Facility Specific - SO2 Annual Rate v3.1, Unit 2648 and retrofits | 256 | 7295 | Rate Constraint in lbs/MMBtu | FALSE | L | Annual | Allowances Withdrawn (n:1) | Thousand Tons | 0 | 0 | 0 | 0 | 0 | 0 | 0 | 0
DE Facility Specific - SO2 Annual Rate v3.1, Unit 2648 and retrofits | 256 | 7295 | Rate Constraint in lbs/MMBtu | FALSE | L | Annual | Net Emissions Allowance Position | Thousand Tons | 0 | 0 | 0 | 0 | 0 | 0 | 0 | 0
DE Facility Specific - SO2 Annual Rate v3.1, Unit 2648 and retrofits | 256 | 7295 | Rate Constraint in lbs/MMBtu | FALSE | L | Annual | Fuel Consumed | TBtu | 0 | 0 | 0 | 0 | 0 | 0 | 0 | 0
DE Facility Specific - SO2 Annual Rate v3.1, Unit 2648 and retrofits | 256 | 7295 | Rate Constraint in lbs/MMBtu | FALSE | L | Annual | Rate | lb/MMBtu | 0 | 0 | 0 | 0 | 0 | 0 | 0 | 0
DE Facility Specific - SO2 Annual Rate v3.1, Unit 2648 and retrofits | 256 | 7295 | Rate Constraint in lbs/MMBtu | FALSE | L | Annual | Generation | TWh | 0 | 0 | 0 | 0 | 0 | 0 | 0 | 0
DE Facility Specific - SO2 Annual Rate v3.1, Unit 2648 and retrofits | 256 | 7295 | Rate Constraint in lbs/MMBtu | FALSE | L | Annual | Qualifying Generation | TWh | 0 | 0 | 0 | 0 | 0 | 0 | 0 | 0
DE Facility Specific - SO2 Annual Rate v3.1, Unit 2648 and retrofits | 256 | 7295 | Rate Constraint in lbs/MMBtu | FALSE | L | Annual | Rate | lb/MWh | 0 | 0 | 0 | 0 | 0 | 0 | 0 | 0
DE Facility Specific - SO2 Annual Rate v3.1, Unit 2648 and retrofits | 256 | 7295 | Rate Constraint in lbs/MMBtu | FALSE | L | Annual | Constraint Shadow Price | US2019$/Ton | 0 | 0 | 0 | 0 | 0 | 0 | 0 | 0
DE Unit Level EdMoore3 - MER Cap Annual v3.1 | 257 | 7302 | Rate Constraint in MTons | FALSE | L | Annual | Seasons Included | Seasons | Winter, WintShld, Summer | Winter, WintShld, Summer | Winter, WintShld, Summer | Winter, WintShld, Summer | Winter, WintShld, Summer | Winter, WintShld, Summer | Winter, WintShld, Summer | Winter, WintShld, Summer
DE Unit Level EdMoore3 - MER Cap Annual v3.1 | 257 | 7302 | Rate Constraint in MTons | FALSE | L | Annual | Standard MER | lbs | 6.6 | 6.6 | 6.6 | 6.6 | 6.6 | 6.6 | 6.6 | 6.6
DE Unit Level EdMoore3 - MER Cap Annual v3.1 | 257 | 7302 | Rate Constraint in MTons | FALSE | L | Annual | Emissions at Affected Plants MER | lbs | 0 | 0 | 0 | 0 | 0 | 0 | 0 | 0
DE Unit Level EdMoore3 - MER Cap Annual v3.1 | 257 | 7302 | Rate Constraint in MTons | FALSE | L | Annual | Allowances Purchased MER | lbs | 0 | 0 | 0 | 0 | 0 | 0 | 0 | 0
DE Unit Level EdMoore3 - MER Cap Annual v3.1 | 257 | 7302 | Rate Constraint in MTons | FALSE | L | Annual | Allowances Sold MER | lbs | 0 | 0 | 0 | 0 | 0 | 0 | 0 | 0
DE Unit Level EdMoore3 - MER Cap Annual v3.1 | 257 | 7302 | Rate Constraint in MTons | FALSE | L | Annual | Allowances Banked | lbs | 0 | 0 | 0 | 0 | 0 | 0 | 0 | 0
DE Unit Level EdMoore3 - MER Cap Annual v3.1 | 257 | 7302 | Rate Constraint in MTons | FALSE | L | Annual | Allowances Withdrawn (1:1) | lbs | 0 | 0 | 0 | 0 | 0 | 0 | 0 | 0
DE Unit Level EdMoore3 - MER Cap Annual v3.1 | 257 | 7302 | Rate Constraint in MTons | FALSE | L | Annual | Allowances Withdrawn (n:1) | lbs | 0 | 0 | 0 | 0 | 0 | 0 | 0 | 0
DE Unit Level EdMoore3 - MER Cap Annual v3.1 | 257 | 7302 | Rate Constraint in MTons | FALSE | L | Annual | Net Emissions Allowance Position | lbs | 0 | 0 | 0 | 0 | 0 | 0 | 0 | 0
DE Unit Level EdMoore3 - MER Cap Annual v3.1 | 257 | 7302 | Rate Constraint in MTons | FALSE | L | Annual | Fuel Consumed | TBtu | 0 | 0 | 0 | 0 | 0 | 0 | 0 | 0
DE Unit Level EdMoore3 - MER Cap Annual v3.1 | 257 | 7302 | Rate Constraint in MTons | FALSE | L | Annual | Rate | lb/MMBtu | 0 | 0 | 0 | 0 | 0 | 0 | 0 | 0
DE Unit Level EdMoore3 - MER Cap Annual v3.1 | 257 | 7302 | Rate Constraint in MTons | FALSE | L | Annual | Generation | TWh | 0 | 0 | 0 | 0 | 0 | 0 | 0 | 0
DE Unit Level EdMoore3 - MER Cap Annual v3.1 | 257 | 7302 | Rate Constraint in MTons | FALSE | L | Annual | Qualifying Generation | TWh | 0 | 0 | 0 | 0 | 0 | 0 | 0 | 0
DE Unit Level EdMoore3 - MER Cap Annual v3.1 | 257 | 7302 | Rate Constraint in MTons | FALSE | L | Annual | Rate | lb/MWh | 0 | 0 | 0 | 0 | 0 | 0 | 0 | 0
DE Unit Level EdMoore3 - MER Cap Annual v3.1 | 257 | 7302 | Rate Constraint in MTons | FALSE | L | Annual | Constraint Shadow Price | US2019$/Lb | 0 | 0 | 0 | 0 | 0 | 0 | 0 | 0
DE Unit Level EdMoore3 - NOX Cap Annual v3.1 | 258 | 7290 | Rate Constraint in MTons | FALSE | L | Annual | Seasons Included | Seasons | Winter, WintShld, Summer | Winter, WintShld, Summer | Winter, WintShld, Summer | Winter, WintShld, Summer | Winter, WintShld, Summer | Winter, WintShld, Summer | Winter, WintShld, Summer | Winter, WintShld, Summer
DE Unit Level EdMoore3 - NOX Cap Annual v3.1 | 258 | 7290 | Rate Constraint in MTons | FALSE | L | Annual | Standard NOX | Thousand Tons | 0.773 | 0.773 | 0.773 | 0.773 | 0.773 | 0.773 | 0.773 | 0.773
DE Unit Level EdMoore3 - NOX Cap Annual v3.1 | 258 | 7290 | Rate Constraint in MTons | FALSE | L | Annual | Emissions at Affected Plants NOX | Thousand Tons | 0 | 0 | 0 | 0 | 0 | 0 | 0 | 0
DE Unit Level EdMoore3 - NOX Cap Annual v3.1 | 258 | 7290 | Rate Constraint in MTons | FALSE | L | Annual | Allowances Purchased NOX | Thousand Tons | 0 | 0 | 0 | 0 | 0 | 0 | 0 | 0
DE Unit Level EdMoore3 - NOX Cap Annual v3.1 | 258 | 7290 | Rate Constraint in MTons | FALSE | L | Annual | Allowances Sold NOX | Thousand Tons | 0 | 0 | 0 | 0 | 0 | 0 | 0 | 0
DE Unit Level EdMoore3 - NOX Cap Annual v3.1 | 258 | 7290 | Rate Constraint in MTons | FALSE | L | Annual | Allowances Banked | Thousand Tons | 0 | 0 | 0 | 0 | 0 | 0 | 0 | 0
DE Unit Level EdMoore3 - NOX Cap Annual v3.1 | 258 | 7290 | Rate Constraint in MTons | FALSE | L | Annual | Allowances Withdrawn (1:1) | Thousand Tons | 0 | 0 | 0 | 0 | 0 | 0 | 0 | 0
DE Unit Level EdMoore3 - NOX Cap Annual v3.1 | 258 | 7290 | Rate Constraint in MTons | FALSE | L | Annual | Allowances Withdrawn (n:1) | Thousand Tons | 0 | 0 | 0 | 0 | 0 | 0 | 0 | 0
DE Unit Level EdMoore3 - NOX Cap Annual v3.1 | 258 | 7290 | Rate Constraint in MTons | FALSE | L | Annual | Net Emissions Allowance Position | Thousand Tons | 0 | 0 | 0 | 0 | 0 | 0 | 0 | 0
DE Unit Level EdMoore3 - NOX Cap Annual v3.1 | 258 | 7290 | Rate Constraint in MTons | FALSE | L | Annual | Fuel Consumed | TBtu | 0 | 0 | 0 | 0 | 0 | 0 | 0 | 0
DE Unit Level EdMoore3 - NOX Cap Annual v3.1 | 258 | 7290 | Rate Constraint in MTons | FALSE | L | Annual | Rate | lb/MMBtu | 0 | 0 | 0 | 0 | 0 | 0 | 0 | 0
DE Unit Level EdMoore3 - NOX Cap Annual v3.1 | 258 | 7290 | Rate Constraint in MTons | FALSE | L | Annual | Generation | TWh | 0 | 0 | 0 | 0 | 0 | 0 | 0 | 0
DE Unit Level EdMoore3 - NOX Cap Annual v3.1 | 258 | 7290 | Rate Constraint in MTons | FALSE | L | Annual | Qualifying Generation | TWh | 0 | 0 | 0 | 0 | 0 | 0 | 0 | 0
DE Unit Level EdMoore3 - NOX Cap Annual v3.1 | 258 | 7290 | Rate Constraint in MTons | FALSE | L | Annual | Rate | lb/MWh | 0 | 0 | 0 | 0 | 0 | 0 | 0 | 0
DE Unit Level EdMoore3 - NOX Cap Annual v3.1 | 258 | 7290 | Rate Constraint in MTons | FALSE | L | Annual | Constraint Shadow Price | US2019$/Ton | 0 | 0 | 0 | 0 | 0 | 0 | 0 | 0
DE Unit Level EdMoore3 - SO2 Cap Annual v3.1 | 259 | 7296 | Rate Constraint in MTons | FALSE | L | Annual | Seasons Included | Seasons | Winter, WintShld, Summer | Winter, WintShld, Summer | Winter, WintShld, Summer | Winter, WintShld, Summer | Winter, WintShld, Summer | Winter, WintShld, Summer | Winter, WintShld, Summer | Winter, WintShld, Summer
DE Unit Level EdMoore3 - SO2 Cap Annual v3.1 | 259 | 7296 | Rate Constraint in MTons | FALSE | L | Annual | Standard SO2 | Thousand Tons | 1.391 | 1.391 | 1.391 | 1.391 | 1.391 | 1.391 | 1.391 | 1.391
DE Unit Level EdMoore3 - SO2 Cap Annual v3.1 | 259 | 7296 | Rate Constraint in MTons | FALSE | L | Annual | Emissions at Affected Plants SO2 | Thousand Tons | 0 | 0 | 0 | 0 | 0 | 0 | 0 | 0
DE Unit Level EdMoore3 - SO2 Cap Annual v3.1 | 259 | 7296 | Rate Constraint in MTons | FALSE | L | Annual | Allowances Purchased SO2 | Thousand Tons | 0 | 0 | 0 | 0 | 0 | 0 | 0 | 0
DE Unit Level EdMoore3 - SO2 Cap Annual v3.1 | 259 | 7296 | Rate Constraint in MTons | FALSE | L | Annual | Allowances Sold SO2 | Thousand Tons | 0 | 0 | 0 | 0 | 0 | 0 | 0 | 0
DE Unit Level EdMoore3 - SO2 Cap Annual v3.1 | 259 | 7296 | Rate Constraint in MTons | FALSE | L | Annual | Allowances Banked | Thousand Tons | 0 | 0 | 0 | 0 | 0 | 0 | 0 | 0
DE Unit Level EdMoore3 - SO2 Cap Annual v3.1 | 259 | 7296 | Rate Constraint in MTons | FALSE | L | Annual | Allowances Withdrawn (1:1) | Thousand Tons | 0 | 0 | 0 | 0 | 0 | 0 | 0 | 0
DE Unit Level EdMoore3 - SO2 Cap Annual v3.1 | 259 | 7296 | Rate Constraint in MTons | FALSE | L | Annual | Allowances Withdrawn (n:1) | Thousand Tons | 0 | 0 | 0 | 0 | 0 | 0 | 0 | 0
DE Unit Level EdMoore3 - SO2 Cap Annual v3.1 | 259 | 7296 | Rate Constraint in MTons | FALSE | L | Annual | Net Emissions Allowance Position | Thousand Tons | 0 | 0 | 0 | 0 | 0 | 0 | 0 | 0
DE Unit Level EdMoore3 - SO2 Cap Annual v3.1 | 259 | 7296 | Rate Constraint in MTons | FALSE | L | Annual | Fuel Consumed | TBtu | 0 | 0 | 0 | 0 | 0 | 0 | 0 | 0
DE Unit Level EdMoore3 - SO2 Cap Annual v3.1 | 259 | 7296 | Rate Constraint in MTons | FALSE | L | Annual | Rate | lb/MMBtu | 0 | 0 | 0 | 0 | 0 | 0 | 0 | 0
DE Unit Level EdMoore3 - SO2 Cap Annual v3.1 | 259 | 7296 | Rate Constraint in MTons | FALSE | L | Annual | Generation | TWh | 0 | 0 | 0 | 0 | 0 | 0 | 0 | 0
DE Unit Level EdMoore3 - SO2 Cap Annual v3.1 | 259 | 7296 | Rate Constraint in MTons | FALSE | L | Annual | Qualifying Generation | TWh | 0 | 0 | 0 | 0 | 0 | 0 | 0 | 0
DE Unit Level EdMoore3 - SO2 Cap Annual v3.1 | 259 | 7296 | Rate Constraint in MTons | FALSE | L | Annual | Rate | lb/MWh | 0 | 0 | 0 | 0 | 0 | 0 | 0 | 0
DE Unit Level EdMoore3 - SO2 Cap Annual v3.1 | 259 | 7296 | Rate Constraint in MTons | FALSE | L | Annual | Constraint Shadow Price | US2019$/Ton | 0 | 0 | 0 | 0 | 0 | 0 | 0 | 0
DE Unit Level EdMoore4 - MER Cap Annual v3.1 | 260 | 7303 | Rate Constraint in MTons | FALSE | L | Annual | Seasons Included | Seasons | Winter, WintShld, Summer | Winter, WintShld, Summer | Winter, WintShld, Summer | Winter, WintShld, Summer | Winter, WintShld, Summer | Winter, WintShld, Summer | Winter, WintShld, Summer | Winter, WintShld, Summer
DE Unit Level EdMoore4 - MER Cap Annual v3.1 | 260 | 7303 | Rate Constraint in MTons | FALSE | L | Annual | Standard MER | lbs | 11.4 | 11.4 | 11.4 | 11.4 | 11.4 | 11.4 | 11.4 | 11.4
DE Unit Level EdMoore4 - MER Cap Annual v3.1 | 260 | 7303 | Rate Constraint in MTons | FALSE | L | Annual | Emissions at Affected Plants MER | lbs | 0 | 0 | 0 | 0 | 0 | 0 | 0 | 0
DE Unit Level EdMoore4 - MER Cap Annual v3.1 | 260 | 7303 | Rate Constraint in MTons | FALSE | L | Annual | Allowances Purchased MER | lbs | 0 | 0 | 0 | 0 | 0 | 0 | 0 | 0
DE Unit Level EdMoore4 - MER Cap Annual v3.1 | 260 | 7303 | Rate Constraint in MTons | FALSE | L | Annual | Allowances Sold MER | lbs | 0 | 0 | 0 | 0 | 0 | 0 | 0 | 0
DE Unit Level EdMoore4 - MER Cap Annual v3.1 | 260 | 7303 | Rate Constraint in MTons | FALSE | L | Annual | Allowances Banked | lbs | 0 | 0 | 0 | 0 | 0 | 0 | 0 | 0
DE Unit Level EdMoore4 - MER Cap Annual v3.1 | 260 | 7303 | Rate Constraint in MTons | FALSE | L | Annual | Allowances Withdrawn (1:1) | lbs | 0 | 0 | 0 | 0 | 0 | 0 | 0 | 0
DE Unit Level EdMoore4 - MER Cap Annual v3.1 | 260 | 7303 | Rate Constraint in MTons | FALSE | L | Annual | Allowances Withdrawn (n:1) | lbs | 0 | 0 | 0 | 0 | 0 | 0 | 0 | 0
DE Unit Level EdMoore4 - MER Cap Annual v3.1 | 260 | 7303 | Rate Constraint in MTons | FALSE | L | Annual | Net Emissions Allowance Position | lbs | 0 | 0 | 0 | 0 | 0 | 0 | 0 | 0
DE Unit Level EdMoore4 - MER Cap Annual v3.1 | 260 | 7303 | Rate Constraint in MTons | FALSE | L | Annual | Fuel Consumed | TBtu | 0 | 0 | 0 | 0 | 0 | 0 | 0 | 0
DE Unit Level EdMoore4 - MER Cap Annual v3.1 | 260 | 7303 | Rate Constraint in MTons | FALSE | L | Annual | Rate | lb/MMBtu | 0 | 0 | 0 | 0 | 0 | 0 | 0 | 0
DE Unit Level EdMoore4 - MER Cap Annual v3.1 | 260 | 7303 | Rate Constraint in MTons | FALSE | L | Annual | Generation | TWh | 0 | 0 | 0 | 0 | 0 | 0 | 0 | 0
DE Unit Level EdMoore4 - MER Cap Annual v3.1 | 260 | 7303 | Rate Constraint in MTons | FALSE | L | Annual | Qualifying Generation | TWh | 0 | 0 | 0 | 0 | 0 | 0 | 0 | 0
DE Unit Level EdMoore4 - MER Cap Annual v3.1 | 260 | 7303 | Rate Constraint in MTons | FALSE | L | Annual | Rate | lb/MWh | 0 | 0 | 0 | 0 | 0 | 0 | 0 | 0
DE Unit Level EdMoore4 - MER Cap Annual v3.1 | 260 | 7303 | Rate Constraint in MTons | FALSE | L | Annual | Constraint Shadow Price | US2019$/Lb | 0 | 0 | 0 | 0 | 0 | 0 | 0 | 0
DE Unit Level EdMoore4 - NOX Cap Annual v3.1 | 261 | 7291 | Rate Constraint in MTons | FALSE | L | Annual | Seasons Included | Seasons | Winter, WintShld, Summer | Winter, WintShld, Summer | Winter, WintShld, Summer | Winter, WintShld, Summer | Winter, WintShld, Summer | Winter, WintShld, Summer | Winter, WintShld, Summer | Winter, WintShld, Summer
DE Unit Level EdMoore4 - NOX Cap Annual v3.1 | 261 | 7291 | Rate Constraint in MTons | FALSE | L | Annual | Standard NOX | Thousand Tons | 1.339 | 1.339 | 1.339 | 1.339 | 1.339 | 1.339 | 1.339 | 1.339
DE Unit Level EdMoore4 - NOX Cap Annual v3.1 | 261 | 7291 | Rate Constraint in MTons | FALSE | L | Annual | Emissions at Affected Plants NOX | Thousand Tons | 0 | 0 | 0 | 0 | 0 | 0 | 0 | 0
DE Unit Level EdMoore4 - NOX Cap Annual v3.1 | 261 | 7291 | Rate Constraint in MTons | FALSE | L | Annual | Allowances Purchased NOX | Thousand Tons | 0 | 0 | 0 | 0 | 0 | 0 | 0 | 0
DE Unit Level EdMoore4 - NOX Cap Annual v3.1 | 261 | 7291 | Rate Constraint in MTons | FALSE | L | Annual | Allowances Sold NOX | Thousand Tons | 0 | 0 | 0 | 0 | 0 | 0 | 0 | 0
DE Unit Level EdMoore4 - NOX Cap Annual v3.1 | 261 | 7291 | Rate Constraint in MTons | FALSE | L | Annual | Allowances Banked | Thousand Tons | 0 | 0 | 0 | 0 | 0 | 0 | 0 | 0
DE Unit Level EdMoore4 - NOX Cap Annual v3.1 | 261 | 7291 | Rate Constraint in MTons | FALSE | L | Annual | Allowances Withdrawn (1:1) | Thousand Tons | 0 | 0 | 0 | 0 | 0 | 0 | 0 | 0
DE Unit Level EdMoore4 - NOX Cap Annual v3.1 | 261 | 7291 | Rate Constraint in MTons | FALSE | L | Annual | Allowances Withdrawn (n:1) | Thousand Tons | 0 | 0 | 0 | 0 | 0 | 0 | 0 | 0
DE Unit Level EdMoore4 - NOX Cap Annual v3.1 | 261 | 7291 | Rate Constraint in MTons | FALSE | L | Annual | Net Emissions Allowance Position | Thousand Tons | 0 | 0 | 0 | 0 | 0 | 0 | 0 | 0
DE Unit Level EdMoore4 - NOX Cap Annual v3.1 | 261 | 7291 | Rate Constraint in MTons | FALSE | L | Annual | Fuel Consumed | TBtu | 0 | 0 | 0 | 0 | 0 | 0 | 0 | 0
DE Unit Level EdMoore4 - NOX Cap Annual v3.1 | 261 | 7291 | Rate Constraint in MTons | FALSE | L | Annual | Rate | lb/MMBtu | 0 | 0 | 0 | 0 | 0 | 0 | 0 | 0
DE Unit Level EdMoore4 - NOX Cap Annual v3.1 | 261 | 7291 | Rate Constraint in MTons | FALSE | L | Annual | Generation | TWh | 0 | 0 | 0 | 0 | 0 | 0 | 0 | 0
DE Unit Level EdMoore4 - NOX Cap Annual v3.1 | 261 | 7291 | Rate Constraint in MTons | FALSE | L | Annual | Qualifying Generation | TWh | 0 | 0 | 0 | 0 | 0 | 0 | 0 | 0
DE Unit Level EdMoore4 - NOX Cap Annual v3.1 | 261 | 7291 | Rate Constraint in MTons | FALSE | L | Annual | Rate | lb/MWh | 0 | 0 | 0 | 0 | 0 | 0 | 0 | 0
DE Unit Level EdMoore4 - NOX Cap Annual v3.1 | 261 | 7291 | Rate Constraint in MTons | FALSE | L | Annual | Constraint Shadow Price | US2019$/Ton | 0 | 0 | 0 | 0 | 0 | 0 | 0 | 0
DE Unit Level EdMoore4 - SO2 Cap Annual v3.1 | 262 | 7297 | Rate Constraint in MTons | FALSE | L | Annual | Seasons Included | Seasons | Winter, WintShld, Summer | Winter, WintShld, Summer | Winter, WintShld, Summer | Winter, WintShld, Summer | Winter, WintShld, Summer | Winter, WintShld, Summer | Winter, WintShld, Summer | Winter, WintShld, Summer
DE Unit Level EdMoore4 - SO2 Cap Annual v3.1 | 262 | 7297 | Rate Constraint in MTons | FALSE | L | Annual | Standard SO2 | Thousand Tons | 2.41 | 2.41 | 2.41 | 2.41 | 2.41 | 2.41 | 2.41 | 2.41
DE Unit Level EdMoore4 - SO2 Cap Annual v3.1 | 262 | 7297 | Rate Constraint in MTons | FALSE | L | Annual | Emissions at Affected Plants SO2 | Thousand Tons | 0 | 0 | 0 | 0 | 0 | 0 | 0 | 0
DE Unit Level EdMoore4 - SO2 Cap Annual v3.1 | 262 | 7297 | Rate Constraint in MTons | FALSE | L | Annual | Allowances Purchased SO2 | Thousand Tons | 0 | 0 | 0 | 0 | 0 | 0 | 0 | 0
DE Unit Level EdMoore4 - SO2 Cap Annual v3.1 | 262 | 7297 | Rate Constraint in MTons | FALSE | L | Annual | Allowances Sold SO2 | Thousand Tons | 0 | 0 | 0 | 0 | 0 | 0 | 0 | 0
DE Unit Level EdMoore4 - SO2 Cap Annual v3.1 | 262 | 7297 | Rate Constraint in MTons | FALSE | L | Annual | Allowances Banked | Thousand Tons | 0 | 0 | 0 | 0 | 0 | 0 | 0 | 0
DE Unit Level EdMoore4 - SO2 Cap Annual v3.1 | 262 | 7297 | Rate Constraint in MTons | FALSE | L | Annual | Allowances Withdrawn (1:1) | Thousand Tons | 0 | 0 | 0 | 0 | 0 | 0 | 0 | 0
DE Unit Level EdMoore4 - SO2 Cap Annual v3.1 | 262 | 7297 | Rate Constraint in MTons | FALSE | L | Annual | Allowances Withdrawn (n:1) | Thousand Tons | 0 | 0 | 0 | 0 | 0 | 0 | 0 | 0
DE Unit Level EdMoore4 - SO2 Cap Annual v3.1 | 262 | 7297 | Rate Constraint in MTons | FALSE | L | Annual | Net Emissions Allowance Position | Thousand Tons | 0 | 0 | 0 | 0 | 0 | 0 | 0 | 0
DE Unit Level EdMoore4 - SO2 Cap Annual v3.1 | 262 | 7297 | Rate Constraint in MTons | FALSE | L | Annual | Fuel Consumed | TBtu | 0 | 0 | 0 | 0 | 0 | 0 | 0 | 0
DE Unit Level EdMoore4 - SO2 Cap Annual v3.1 | 262 | 7297 | Rate Constraint in MTons | FALSE | L | Annual | Rate | lb/MMBtu | 0 | 0 | 0 | 0 | 0 | 0 | 0 | 0
DE Unit Level EdMoore4 - SO2 Cap Annual v3.1 | 262 | 7297 | Rate Constraint in MTons | FALSE | L | Annual | Generation | TWh | 0 | 0 | 0 | 0 | 0 | 0 | 0 | 0
DE Unit Level EdMoore4 - SO2 Cap Annual v3.1 | 262 | 7297 | Rate Constraint in MTons | FALSE | L | Annual | Qualifying Generation | TWh | 0 | 0 | 0 | 0 | 0 | 0 | 0 | 0
DE Unit Level EdMoore4 - SO2 Cap Annual v3.1 | 262 | 7297 | Rate Constraint in MTons | FALSE | L | Annual | Rate | lb/MWh | 0 | 0 | 0 | 0 | 0 | 0 | 0 | 0
DE Unit Level EdMoore4 - SO2 Cap Annual v3.1 | 262 | 7297 | Rate Constraint in MTons | FALSE | L | Annual | Constraint Shadow Price | US2019$/Ton | 0 | 0 | 0 | 0 | 0 | 0 | 0 | 0
DE Unit Level EdMoore5 - NOX Cap Annual v3.1 | 263 | 7292 | Rate Constraint in MTons | FALSE | L | Annual | Seasons Included | Seasons | Winter, WintShld, Summer | Winter, WintShld, Summer | Winter, WintShld, Summer | Winter, WintShld, Summer | Winter, WintShld, Summer | Winter, WintShld, Summer | Winter, WintShld, Summer | Winter, WintShld, Summer
DE Unit Level EdMoore5 - NOX Cap Annual v3.1 | 263 | 7292 | Rate Constraint in MTons | FALSE | L | Annual | Standard NOX | Thousand Tons | 1.348 | 1.348 | 1.348 | 1.348 | 1.348 | 1.348 | 1.348 | 1.348
DE Unit Level EdMoore5 - NOX Cap Annual v3.1 | 263 | 7292 | Rate Constraint in MTons | FALSE | L | Annual | Emissions at Affected Plants NOX | Thousand Tons | 0 | 0 | 0 | 0 | 0 | 0 | 0 | 0
DE Unit Level EdMoore5 - NOX Cap Annual v3.1 | 263 | 7292 | Rate Constraint in MTons | FALSE | L | Annual | Allowances Purchased NOX | Thousand Tons | 0 | 0 | 0 | 0 | 0 | 0 | 0 | 0
DE Unit Level EdMoore5 - NOX Cap Annual v3.1 | 263 | 7292 | Rate Constraint in MTons | FALSE | L | Annual | Allowances Sold NOX | Thousand Tons | 0 | 0 | 0 | 0 | 0 | 0 | 0 | 0
DE Unit Level EdMoore5 - NOX Cap Annual v3.1 | 263 | 7292 | Rate Constraint in MTons | FALSE | L | Annual | Allowances Banked | Thousand Tons | 0 | 0 | 0 | 0 | 0 | 0 | 0 | 0
DE Unit Level EdMoore5 - NOX Cap Annual v3.1 | 263 | 7292 | Rate Constraint in MTons | FALSE | L | Annual | Allowances Withdrawn (1:1) | Thousand Tons | 0 | 0 | 0 | 0 | 0 | 0 | 0 | 0
DE Unit Level EdMoore5 - NOX Cap Annual v3.1 | 263 | 7292 | Rate Constraint in MTons | FALSE | L | Annual | Allowances Withdrawn (n:1) | Thousand Tons | 0 | 0 | 0 | 0 | 0 | 0 | 0 | 0
DE Unit Level EdMoore5 - NOX Cap Annual v3.1 | 263 | 7292 | Rate Constraint in MTons | FALSE | L | Annual | Net Emissions Allowance Position | Thousand Tons | 0 | 0 | 0 | 0 | 0 | 0 | 0 | 0
DE Unit Level EdMoore5 - NOX Cap Annual v3.1 | 263 | 7292 | Rate Constraint in MTons | FALSE | L | Annual | Fuel Consumed | TBtu | 0 | 0 | 0 | 0 | 0 | 0 | 0 | 0
DE Unit Level EdMoore5 - NOX Cap Annual v3.1 | 263 | 7292 | Rate Constraint in MTons | FALSE | L | Annual | Rate | lb/MMBtu | 0 | 0 | 0 | 0 | 0 | 0 | 0 | 0
DE Unit Level EdMoore5 - NOX Cap Annual v3.1 | 263 | 7292 | Rate Constraint in MTons | FALSE | L | Annual | Generation | TWh | 0 | 0 | 0 | 0 | 0 | 0 | 0 | 0
DE Unit Level EdMoore5 - NOX Cap Annual v3.1 | 263 | 7292 | Rate Constraint in MTons | FALSE | L | Annual | Qualifying Generation | TWh | 0 | 0 | 0 | 0 | 0 | 0 | 0 | 0
DE Unit Level EdMoore5 - NOX Cap Annual v3.1 | 263 | 7292 | Rate Constraint in MTons | FALSE | L | Annual | Rate | lb/MWh | 0 | 0 | 0 | 0 | 0 | 0 | 0 | 0
DE Unit Level EdMoore5 - NOX Cap Annual v3.1 | 263 | 7292 | Rate Constraint in MTons | FALSE | L | Annual | Constraint Shadow Price | US2019$/Ton | 0 | 0 | 0 | 0 | 0 | 0 | 0 | 0
DE Unit Level EdMoore5 - SO2 Cap Annual v3.1 | 264 | 7298 | Rate Constraint in MTons | FALSE | L | Annual | Seasons Included | Seasons | Winter, WintShld, Summer | Winter, WintShld, Summer | Winter, WintShld, Summer | Winter, WintShld, Summer | Winter, WintShld, Summer | Winter, WintShld, Summer | Winter, WintShld, Summer | Winter, WintShld, Summer
DE Unit Level EdMoore5 - SO2 Cap Annual v3.1 | 264 | 7298 | Rate Constraint in MTons | FALSE | L | Annual | Standard SO2 | Thousand Tons | 2.427 | 2.427 | 2.427 | 2.427 | 2.427 | 2.427 | 2.427 | 2.427
DE Unit Level EdMoore5 - SO2 Cap Annual v3.1 | 264 | 7298 | Rate Constraint in MTons | FALSE | L | Annual | Emissions at Affected Plants SO2 | Thousand Tons | 0 | 0 | 0 | 0 | 0 | 0 | 0 | 0
DE Unit Level EdMoore5 - SO2 Cap Annual v3.1 | 264 | 7298 | Rate Constraint in MTons | FALSE | L | Annual | Allowances Purchased SO2 | Thousand Tons | 0 | 0 | 0 | 0 | 0 | 0 | 0 | 0
DE Unit Level EdMoore5 - SO2 Cap Annual v3.1 | 264 | 7298 | Rate Constraint in MTons | FALSE | L | Annual | Allowances Sold SO2 | Thousand Tons | 0 | 0 | 0 | 0 | 0 | 0 | 0 | 0
DE Unit Level EdMoore5 - SO2 Cap Annual v3.1 | 264 | 7298 | Rate Constraint in MTons | FALSE | L | Annual | Allowances Banked | Thousand Tons | 0 | 0 | 0 | 0 | 0 | 0 | 0 | 0
DE Unit Level EdMoore5 - SO2 Cap Annual v3.1 | 264 | 7298 | Rate Constraint in MTons | FALSE | L | Annual | Allowances Withdrawn (1:1) | Thousand Tons | 0 | 0 | 0 | 0 | 0 | 0 | 0 | 0
DE Unit Level EdMoore5 - SO2 Cap Annual v3.1 | 264 | 7298 | Rate Constraint in MTons | FALSE | L | Annual | Allowances Withdrawn (n:1) | Thousand Tons | 0 | 0 | 0 | 0 | 0 | 0 | 0 | 0
DE Unit Level EdMoore5 - SO2 Cap Annual v3.1 | 264 | 7298 | Rate Constraint in MTons | FALSE | L | Annual | Net Emissions Allowance Position | Thousand Tons | 0 | 0 | 0 | 0 | 0 | 0 | 0 | 0
DE Unit Level EdMoore5 - SO2 Cap Annual v3.1 | 264 | 7298 | Rate Constraint in MTons | FALSE | L | Annual | Fuel Consumed | TBtu | 0 | 0 | 0 | 0 | 0 | 0 | 0 | 0
DE Unit Level EdMoore5 - SO2 Cap Annual v3.1 | 264 | 7298 | Rate Constraint in MTons | FALSE | L | Annual | Rate | lb/MMBtu | 0 | 0 | 0 | 0 | 0 | 0 | 0 | 0
DE Unit Level EdMoore5 - SO2 Cap Annual v3.1 | 264 | 7298 | Rate Constraint in MTons | FALSE | L | Annual | Generation | TWh | 0 | 0 | 0 | 0 | 0 | 0 | 0 | 0
DE Unit Level EdMoore5 - SO2 Cap Annual v3.1 | 264 | 7298 | Rate Constraint in MTons | FALSE | L | Annual | Qualifying Generation | TWh | 0 | 0 | 0 | 0 | 0 | 0 | 0 | 0
DE Unit Level EdMoore5 - SO2 Cap Annual v3.1 | 264 | 7298 | Rate Constraint in MTons | FALSE | L | Annual | Rate | lb/MWh | 0 | 0 | 0 | 0 | 0 | 0 | 0 | 0
DE Unit Level EdMoore5 - SO2 Cap Annual v3.1 | 264 | 7298 | Rate Constraint in MTons | FALSE | L | Annual | Constraint Shadow Price | US2019$/Ton | 0 | 0 | 0 | 0 | 0 | 0 | 0 | 0
DE Unit Level IndRiver4 - MER Cap Annual v3.1 | 265 | 7304 | Rate Constraint in MTons | FALSE | L | Annual | Seasons Included | Seasons | Winter, WintShld, Summer | Winter, WintShld, Summer | Winter, WintShld, Summer | Winter, WintShld, Summer | Winter, WintShld, Summer | Winter, WintShld, Summer | Winter, WintShld, Summer | Winter, WintShld, Summer
DE Unit Level IndRiver4 - MER Cap Annual v3.1 | 265 | 7304 | Rate Constraint in MTons | FALSE | L | Annual | Standard MER | lbs | 17.4 | 17.4 | 17.4 | 17.4 | 17.4 | 17.4 | 17.4 | 17.4
DE Unit Level IndRiver4 - MER Cap Annual v3.1 | 265 | 7304 | Rate Constraint in MTons | FALSE | L | Annual | Emissions at Affected Plants MER | lbs | 0 | 0 | 0 | 0 | 0 | 0 | 0 | 0
DE Unit Level IndRiver4 - MER Cap Annual v3.1 | 265 | 7304 | Rate Constraint in MTons | FALSE | L | Annual | Allowances Purchased MER | lbs | 0 | 0 | 0 | 0 | 0 | 0 | 0 | 0
DE Unit Level IndRiver4 - MER Cap Annual v3.1 | 265 | 7304 | Rate Constraint in MTons | FALSE | L | Annual | Allowances Sold MER | lbs | 0 | 0 | 0 | 0 | 0 | 0 | 0 | 0
DE Unit Level IndRiver4 - MER Cap Annual v3.1 | 265 | 7304 | Rate Constraint in MTons | FALSE | L | Annual | Allowances Banked | lbs | 0 | 0 | 0 | 0 | 0 | 0 | 0 | 0
DE Unit Level IndRiver4 - MER Cap Annual v3.1 | 265 | 7304 | Rate Constraint in MTons | FALSE | L | Annual | Allowances Withdrawn (1:1) | lbs | 0 | 0 | 0 | 0 | 0 | 0 | 0 | 0
DE Unit Level IndRiver4 - MER Cap Annual v3.1 | 265 | 7304 | Rate Constraint in MTons | FALSE | L | Annual | Allowances Withdrawn (n:1) | lbs | 0 | 0 | 0 | 0 | 0 | 0 | 0 | 0
DE Unit Level IndRiver4 - MER Cap Annual v3.1 | 265 | 7304 | Rate Constraint in MTons | FALSE | L | Annual | Net Emissions Allowance Position | lbs | 0 | 0 | 0 | 0 | 0 | 0 | 0 | 0
DE Unit Level IndRiver4 - MER Cap Annual v3.1 | 265 | 7304 | Rate Constraint in MTons | FALSE | L | Annual | Fuel Consumed | TBtu | 0 | 0 | 0 | 0 | 0 | 0 | 0 | 0
DE Unit Level IndRiver4 - MER Cap Annual v3.1 | 265 | 7304 | Rate Constraint in MTons | FALSE | L | Annual | Rate | lb/MMBtu | 0 | 0 | 0 | 0 | 0 | 0 | 0 | 0
DE Unit Level IndRiver4 - MER Cap Annual v3.1 | 265 | 7304 | Rate Constraint in MTons | FALSE | L | Annual | Generation | TWh | 0 | 0 | 0 | 0 | 0 | 0 | 0 | 0
DE Unit Level IndRiver4 - MER Cap Annual v3.1 | 265 | 7304 | Rate Constraint in MTons | FALSE | L | Annual | Qualifying Generation | TWh | 0 | 0 | 0 | 0 | 0 | 0 | 0 | 0
DE Unit Level IndRiver4 - MER Cap Annual v3.1 | 265 | 7304 | Rate Constraint in MTons | FALSE | L | Annual | Rate | lb/MWh | 0 | 0 | 0 | 0 | 0 | 0 | 0 | 0
DE Unit Level IndRiver4 - MER Cap Annual v3.1 | 265 | 7304 | Rate Constraint in MTons | FALSE | L | Annual | Constraint Shadow Price | US2019$/Lb | 0 | 0 | 0 | 0 | 0 | 0 | 0 | 0
DE Unit Level IndRiver4 - NOX Cap Annual v3.1 | 266 | 7293 | Rate Constraint in MTons | FALSE | L | Annual | Seasons Included | Seasons | Winter, WintShld, Summer | Winter, WintShld, Summer | Winter, WintShld, Summer | Winter, WintShld, Summer | Winter, WintShld, Summer | Winter, WintShld, Summer | Winter, WintShld, Summer | Winter, WintShld, Summer
DE Unit Level IndRiver4 - NOX Cap Annual v3.1 | 266 | 7293 | Rate Constraint in MTons | FALSE | L | Annual | Standard NOX | Thousand Tons | 2.032 | 2.032 | 2.032 | 2.032 | 2.032 | 2.032 | 2.032 | 2.032
DE Unit Level IndRiver4 - NOX Cap Annual v3.1 | 266 | 7293 | Rate Constraint in MTons | FALSE | L | Annual | Emissions at Affected Plants NOX | Thousand Tons | 0 | 0 | 0 | 0 | 0 | 0 | 0 | 0
DE Unit Level IndRiver4 - NOX Cap Annual v3.1 | 266 | 7293 | Rate Constraint in MTons | FALSE | L | Annual | Allowances Purchased NOX | Thousand Tons | 0 | 0 | 0 | 0 | 0 | 0 | 0 | 0
DE Unit Level IndRiver4 - NOX Cap Annual v3.1 | 266 | 7293 | Rate Constraint in MTons | FALSE | L | Annual | Allowances Sold NOX | Thousand Tons | 0 | 0 | 0 | 0 | 0 | 0 | 0 | 0
DE Unit Level IndRiver4 - NOX Cap Annual v3.1 | 266 | 7293 | Rate Constraint in MTons | FALSE | L | Annual | Allowances Banked | Thousand Tons | 0 | 0 | 0 | 0 | 0 | 0 | 0 | 0
DE Unit Level IndRiver4 - NOX Cap Annual v3.1 | 266 | 7293 | Rate Constraint in MTons | FALSE | L | Annual | Allowances Withdrawn (1:1) | Thousand Tons | 0 | 0 | 0 | 0 | 0 | 0 | 0 | 0
DE Unit Level IndRiver4 - NOX Cap Annual v3.1 | 266 | 7293 | Rate Constraint in MTons | FALSE | L | Annual | Allowances Withdrawn (n:1) | Thousand Tons | 0 | 0 | 0 | 0 | 0 | 0 | 0 | 0
DE Unit Level IndRiver4 - NOX Cap Annual v3.1 | 266 | 7293 | Rate Constraint in MTons | FALSE | L | Annual | Net Emissions Allowance Position | Thousand Tons | 0 | 0 | 0 | 0 | 0 | 0 | 0 | 0
DE Unit Level IndRiver4 - NOX Cap Annual v3.1 | 266 | 7293 | Rate Constraint in MTons | FALSE | L | Annual | Fuel Consumed | TBtu | 0 | 0 | 0 | 0 | 0 | 0 | 0 | 0
DE Unit Level IndRiver4 - NOX Cap Annual v3.1 | 266 | 7293 | Rate Constraint in MTons | FALSE | L | Annual | Rate | lb/MMBtu | 0 | 0 | 0 | 0 | 0 | 0 | 0 | 0
DE Unit Level IndRiver4 - NOX Cap Annual v3.1 | 266 | 7293 | Rate Constraint in MTons | FALSE | L | Annual | Generation | TWh | 0 | 0 | 0 | 0 | 0 | 0 | 0 | 0
DE Unit Level IndRiver4 - NOX Cap Annual v3.1 | 266 | 7293 | Rate Constraint in MTons | FALSE | L | Annual | Qualifying Generation | TWh | 0 | 0 | 0 | 0 | 0 | 0 | 0 | 0
DE Unit Level IndRiver4 - NOX Cap Annual v3.1 | 266 | 7293 | Rate Constraint in MTons | FALSE | L | Annual | Rate | lb/MWh | 0 | 0 | 0 | 0 | 0 | 0 | 0 | 0
DE Unit Level IndRiver4 - NOX Cap Annual v3.1 | 266 | 7293 | Rate Constraint in MTons | FALSE | L | Annual | Constraint Shadow Price | US2019$/Ton | 0 | 0 | 0 | 0 | 0 | 0 | 0 | 0
DE Unit Level IndRiver4 - SO2 Cap Annual v3.1 | 267 | 7299 | Rate Constraint in MTons | FALSE | L | Annual | Seasons Included | Seasons | Winter, WintShld, Summer | Winter, WintShld, Summer | Winter, WintShld, Summer | Winter, WintShld, Summer | Winter, WintShld, Summer | Winter, WintShld, Summer | Winter, WintShld, Summer | Winter, WintShld, Summer
DE Unit Level IndRiver4 - SO2 Cap Annual v3.1 | 267 | 7299 | Rate Constraint in MTons | FALSE | L | Annual | Standard SO2 | Thousand Tons | 3.657 | 3.657 | 3.657 | 3.657 | 3.657 | 3.657 | 3.657 | 3.657
DE Unit Level IndRiver4 - SO2 Cap Annual v3.1 | 267 | 7299 | Rate Constraint in MTons | FALSE | L | Annual | Emissions at Affected Plants SO2 | Thousand Tons | 0 | 0 | 0 | 0 | 0 | 0 | 0 | 0
DE Unit Level IndRiver4 - SO2 Cap Annual v3.1 | 267 | 7299 | Rate Constraint in MTons | FALSE | L | Annual | Allowances Purchased SO2 | Thousand Tons | 0 | 0 | 0 | 0 | 0 | 0 | 0 | 0
DE Unit Level IndRiver4 - SO2 Cap Annual v3.1 | 267 | 7299 | Rate Constraint in MTons | FALSE | L | Annual | Allowances Sold SO2 | Thousand Tons | 0 | 0 | 0 | 0 | 0 | 0 | 0 | 0
DE Unit Level IndRiver4 - SO2 Cap Annual v3.1 | 267 | 7299 | Rate Constraint in MTons | FALSE | L | Annual | Allowances Banked | Thousand Tons | 0 | 0 | 0 | 0 | 0 | 0 | 0 | 0
DE Unit Level IndRiver4 - SO2 Cap Annual v3.1 | 267 | 7299 | Rate Constraint in MTons | FALSE | L | Annual | Allowances Withdrawn (1:1) | Thousand Tons | 0 | 0 | 0 | 0 | 0 | 0 | 0 | 0
DE Unit Level IndRiver4 - SO2 Cap Annual v3.1 | 267 | 7299 | Rate Constraint in MTons | FALSE | L | Annual | Allowances Withdrawn (n:1) | Thousand Tons | 0 | 0 | 0 | 0 | 0 | 0 | 0 | 0
DE Unit Level IndRiver4 - SO2 Cap Annual v3.1 | 267 | 7299 | Rate Constraint in MTons | FALSE | L | Annual | Net Emissions Allowance Position | Thousand Tons | 0 | 0 | 0 | 0 | 0 | 0 | 0 | 0
DE Unit Level IndRiver4 - SO2 Cap Annual v3.1 | 267 | 7299 | Rate Constraint in MTons | FALSE | L | Annual | Fuel Consumed | TBtu | 0 | 0 | 0 | 0 | 0 | 0 | 0 | 0
DE Unit Level IndRiver4 - SO2 Cap Annual v3.1 | 267 | 7299 | Rate Constraint in MTons | FALSE | L | Annual | Rate | lb/MMBtu | 0 | 0 | 0 | 0 | 0 | 0 | 0 | 0
DE Unit Level IndRiver4 - SO2 Cap Annual v3.1 | 267 | 7299 | Rate Constraint in MTons | FALSE | L | Annual | Generation | TWh | 0 | 0 | 0 | 0 | 0 | 0 | 0 | 0
DE Unit Level IndRiver4 - SO2 Cap Annual v3.1 | 267 | 7299 | Rate Constraint in MTons | FALSE | L | Annual | Qualifying Generation | TWh | 0 | 0 | 0 | 0 | 0 | 0 | 0 | 0
DE Unit Level IndRiver4 - SO2 Cap Annual v3.1 | 267 | 7299 | Rate Constraint in MTons | FALSE | L | Annual | Rate | lb/MWh | 0 | 0 | 0 | 0 | 0 | 0 | 0 | 0
DE Unit Level IndRiver4 - SO2 Cap Annual v3.1 | 267 | 7299 | Rate Constraint in MTons | FALSE | L | Annual | Constraint Shadow Price | US2019$/Ton | 0 | 0 | 0 | 0 | 0 | 0 | 0 | 0
DE Unit Level McKee3 - NOX Cap Annual v3.1 | 268 | 7294 | Rate Constraint in MTons | FALSE | L | Annual | Seasons Included | Seasons | Winter, WintShld, Summer | Winter, WintShld, Summer | Winter, WintShld, Summer | Winter, WintShld, Summer | Winter, WintShld, Summer | Winter, WintShld, Summer | Winter, WintShld, Summer | Winter, WintShld, Summer
DE Unit Level McKee3 - NOX Cap Annual v3.1 | 268 | 7294 | Rate Constraint in MTons | FALSE | L | Annual | Standard NOX | Thousand Tons | 0.244 | 0.244 | 0.244 | 0.244 | 0.244 | 0.244 | 0.244 | 0.244
DE Unit Level McKee3 - NOX Cap Annual v3.1 | 268 | 7294 | Rate Constraint in MTons | FALSE | L | Annual | Emissions at Affected Plants NOX | Thousand Tons | 0 | 0 | 0 | 0 | 0 | 0 | 0 | 0
DE Unit Level McKee3 - NOX Cap Annual v3.1 | 268 | 7294 | Rate Constraint in MTons | FALSE | L | Annual | Allowances Purchased NOX | Thousand Tons | 0 | 0 | 0 | 0 | 0 | 0 | 0 | 0
DE Unit Level McKee3 - NOX Cap Annual v3.1 | 268 | 7294 | Rate Constraint in MTons | FALSE | L | Annual | Allowances Sold NOX | Thousand Tons | 0 | 0 | 0 | 0 | 0 | 0 | 0 | 0
DE Unit Level McKee3 - NOX Cap Annual v3.1 | 268 | 7294 | Rate Constraint in MTons | FALSE | L | Annual | Allowances Banked | Thousand Tons | 0 | 0 | 0 | 0 | 0 | 0 | 0 | 0
DE Unit Level McKee3 - NOX Cap Annual v3.1 | 268 | 7294 | Rate Constraint in MTons | FALSE | L | Annual | Allowances Withdrawn (1:1) | Thousand Tons | 0 | 0 | 0 | 0 | 0 | 0 | 0 | 0
DE Unit Level McKee3 - NOX Cap Annual v3.1 | 268 | 7294 | Rate Constraint in MTons | FALSE | L | Annual | Allowances Withdrawn (n:1) | Thousand Tons | 0 | 0 | 0 | 0 | 0 | 0 | 0 | 0
DE Unit Level McKee3 - NOX Cap Annual v3.1 | 268 | 7294 | Rate Constraint in MTons | FALSE | L | Annual | Net Emissions Allowance Position | Thousand Tons | 0 | 0 | 0 | 0 | 0 | 0 | 0 | 0
DE Unit Level McKee3 - NOX Cap Annual v3.1 | 268 | 7294 | Rate Constraint in MTons | FALSE | L | Annual | Fuel Consumed | TBtu | 0 | 0 | 0 | 0 | 0 | 0 | 0 | 0
DE Unit Level McKee3 - NOX Cap Annual v3.1 | 268 | 7294 | Rate Constraint in MTons | FALSE | L | Annual | Rate | lb/MMBtu | 0 | 0 | 0 | 0 | 0 | 0 | 0 | 0
DE Unit Level McKee3 - NOX Cap Annual v3.1 | 268 | 7294 | Rate Constraint in MTons | FALSE | L | Annual | Generation | TWh | 0 | 0 | 0 | 0 | 0 | 0 | 0 | 0
DE Unit Level McKee3 - NOX Cap Annual v3.1 | 268 | 7294 | Rate Constraint in MTons | FALSE | L | Annual | Qualifying Generation | TWh | 0 | 0 | 0 | 0 | 0 | 0 | 0 | 0
DE Unit Level McKee3 - NOX Cap Annual v3.1 | 268 | 7294 | Rate Constraint in MTons | FALSE | L | Annual | Rate | lb/MWh | 0 | 0 | 0 | 0 | 0 | 0 | 0 | 0
DE Unit Level McKee3 - NOX Cap Annual v3.1 | 268 | 7294 | Rate Constraint in MTons | FALSE | L | Annual | Constraint Shadow Price | US2019$/Ton | 0 | 0 | 0 | 0 | 0 | 0 | 0 | 0
DE Unit Level McKee3 - SO2 Cap Annual v3.1 | 269 | 7300 | Rate Constraint in MTons | FALSE | L | Annual | Seasons Included | Seasons | Winter, WintShld, Summer | Winter, WintShld, Summer | Winter, WintShld, Summer | Winter, WintShld, Summer | Winter, WintShld, Summer | Winter, WintShld, Summer | Winter, WintShld, Summer | Winter, WintShld, Summer
DE Unit Level McKee3 - SO2 Cap Annual v3.1 | 269 | 7300 | Rate Constraint in MTons | FALSE | L | Annual | Standard SO2 | Thousand Tons | 0.439 | 0.439 | 0.439 | 0.439 | 0.439 | 0.439 | 0.439 | 0.439
DE Unit Level McKee3 - SO2 Cap Annual v3.1 | 269 | 7300 | Rate Constraint in MTons | FALSE | L | Annual | Emissions at Affected Plants SO2 | Thousand Tons | 0 | 0 | 0 | 0 | 0 | 0 | 0 | 0
DE Unit Level McKee3 - SO2 Cap Annual v3.1 | 269 | 7300 | Rate Constraint in MTons | FALSE | L | Annual | Allowances Purchased SO2 | Thousand Tons | 0 | 0 | 0 | 0 | 0 | 0 | 0 | 0
DE Unit Level McKee3 - SO2 Cap Annual v3.1 | 269 | 7300 | Rate Constraint in MTons | FALSE | L | Annual | Allowances Sold SO2 | Thousand Tons | 0 | 0 | 0 | 0 | 0 | 0 | 0 | 0
DE Unit Level McKee3 - SO2 Cap Annual v3.1 | 269 | 7300 | Rate Constraint in MTons | FALSE | L | Annual | Allowances Banked | Thousand Tons | 0 | 0 | 0 | 0 | 0 | 0 | 0 | 0
DE Unit Level McKee3 - SO2 Cap Annual v3.1 | 269 | 7300 | Rate Constraint in MTons | FALSE | L | Annual | Allowances Withdrawn (1:1) | Thousand Tons | 0 | 0 | 0 | 0 | 0 | 0 | 0 | 0
DE Unit Level McKee3 - SO2 Cap Annual v3.1 | 269 | 7300 | Rate Constraint in MTons | FALSE | L | Annual | Allowances Withdrawn (n:1) | Thousand Tons | 0 | 0 | 0 | 0 | 0 | 0 | 0 | 0
DE Unit Level McKee3 - SO2 Cap Annual v3.1 | 269 | 7300 | Rate Constraint in MTons | FALSE | L | Annual | Net Emissions Allowance Position | Thousand Tons | 0 | 0 | 0 | 0 | 0 | 0 | 0 | 0
DE Unit Level McKee3 - SO2 Cap Annual v3.1 | 269 | 7300 | Rate Constraint in MTons | FALSE | L | Annual | Fuel Consumed | TBtu | 0 | 0 | 0 | 0 | 0 | 0 | 0 | 0
DE Unit Level McKee3 - SO2 Cap Annual v3.1 | 269 | 7300 | Rate Constraint in MTons | FALSE | L | Annual | Rate | lb/MMBtu | 0 | 0 | 0 | 0 | 0 | 0 | 0 | 0
DE Unit Level McKee3 - SO2 Cap Annual v3.1 | 269 | 7300 | Rate Constraint in MTons | FALSE | L | Annual | Generation | TWh | 0 | 0 | 0 | 0 | 0 | 0 | 0 | 0
DE Unit Level McKee3 - SO2 Cap Annual v3.1 | 269 | 7300 | Rate Constraint in MTons | FALSE | L | Annual | Qualifying Generation | TWh | 0 | 0 | 0 | 0 | 0 | 0 | 0 | 0
DE Unit Level McKee3 - SO2 Cap Annual v3.1 | 269 | 7300 | Rate Constraint in MTons | FALSE | L | Annual | Rate | lb/MWh | 0 | 0 | 0 | 0 | 0 | 0 | 0 | 0
DE Unit Level McKee3 - SO2 Cap Annual v3.1 | 269 | 7300 | Rate Constraint in MTons | FALSE | L | Annual | Constraint Shadow Price | US2019$/Ton | 0 | 0 | 0 | 0 | 0 | 0 | 0 | 0
Dummy Delaware NOx Constraint v4.0 | 270 | 7644 | Rate Constraint in MTons | FALSE | L | Annual | Seasons Included | Seasons | Winter, WintShld, Summer | Winter, WintShld, Summer | Winter, WintShld, Summer | Winter, WintShld, Summer | Winter, WintShld, Summer | Winter, WintShld, Summer | Winter, WintShld, Summer | Winter, WintShld, Summer
Dummy Delaware NOx Constraint v4.0 | 270 | 7644 | Rate Constraint in MTons | FALSE | L | Annual | Standard NOX | Thousand Tons | 99999 | 99999 | 99999 | 99999 | 99999 | 99999 | 99999 | 99999
Dummy Delaware NOx Constraint v4.0 | 270 | 7644 | Rate Constraint in MTons | FALSE | L | Annual | Emissions at Affected Plants NOX | Thousand Tons | 0.021498 | 0.039337 | 0.041664 | 0.012297 | 0.02773 | 0.080355 | 0.10046 | 0.10785
Dummy Delaware NOx Constraint v4.0 | 270 | 7644 | Rate Constraint in MTons | FALSE | L | Annual | Allowances Purchased NOX | Thousand Tons | 0 | 0 | 0 | 0 | 0 | 0 | 0 | 0
Dummy Delaware NOx Constraint v4.0 | 270 | 7644 | Rate Constraint in MTons | FALSE | L | Annual | Allowances Sold NOX | Thousand Tons | 0 | 0 | 0 | 0 | 0 | 0 | 0 | 0
Dummy Delaware NOx Constraint v4.0 | 270 | 7644 | Rate Constraint in MTons | FALSE | L | Annual | Allowances Banked | Thousand Tons | 0 | 0 | 0 | 0 | 0 | 0 | 0 | 0
Dummy Delaware NOx Constraint v4.0 | 270 | 7644 | Rate Constraint in MTons | FALSE | L | Annual | Allowances Withdrawn (1:1) | Thousand Tons | 0 | 0 | 0 | 0 | 0 | 0 | 0 | 0
Dummy Delaware NOx Constraint v4.0 | 270 | 7644 | Rate Constraint in MTons | FALSE | L | Annual | Allowances Withdrawn (n:1) | Thousand Tons | 0 | 0 | 0 | 0 | 0 | 0 | 0 | 0
Dummy Delaware NOx Constraint v4.0 | 270 | 7644 | Rate Constraint in MTons | FALSE | L | Annual | Net Emissions Allowance Position | Thousand Tons | 0.021498 | 0.039337 | 0.041664 | 0.012297 | 0.02773 | 0.080355 | 0.10046 | 0.10785
Dummy Delaware NOx Constraint v4.0 | 270 | 7644 | Rate Constraint in MTons | FALSE | L | Annual | Fuel Consumed | TBtu | 1.6753 | 1.9274 | 2.1312 | 1.1679 | 1.5079 | 3.4531 | 3.908 | 3.9552
Dummy Delaware NOx Constraint v4.0 | 270 | 7644 | Rate Constraint in MTons | FALSE | L | Annual | Rate | lb/MMBtu | 0.025665 | 0.040818 | 0.039099 | 0.021058 | 0.03678 | 0.046541 | 0.051413 | 0.054538
Dummy Delaware NOx Constraint v4.0 | 270 | 7644 | Rate Constraint in MTons | FALSE | L | Annual | Generation | TWh | 0.21299 | 0.23989 | 0.26394 | 0.15099 | 0.18969 | 0.42714 | 0.47818 | 0.4874
Dummy Delaware NOx Constraint v4.0 | 270 | 7644 | Rate Constraint in MTons | FALSE | L | Annual | Qualifying Generation | TWh | 0.21299 | 0.23989 | 0.26394 | 0.15099 | 0.18969 | 0.42714 | 0.47818 | 0.4874
Dummy Delaware NOx Constraint v4.0 | 270 | 7644 | Rate Constraint in MTons | FALSE | L | Annual | Rate | lb/MWh | 0.20187 | 0.32796 | 0.31571 | 0.16289 | 0.29238 | 0.37625 | 0.42017 | 0.44257
Dummy Delaware NOx Constraint v4.0 | 270 | 7644 | Rate Constraint in MTons | FALSE | L | Annual | Constraint Shadow Price | US2019$/Ton | 0 | 0 | 0 | 0 | 0 | 0 | 0 | 0
Dummy Hg Summer for Mode v5.20 | 271 | 7645 | Rate Constraint in MTons | FALSE | L | Annual | Seasons Included | Seasons | Summer | Summer | Summer | Summer | Summer | Summer | Summer | Summer
Dummy Hg Summer for Mode v5.20 | 271 | 7645 | Rate Constraint in MTons | FALSE | L | Annual | Standard MER | lbs | 199998000000 | 199998000000 | 199998000000 | 199998000000 | 199998000000 | 199998000000 | 199998000000 | 199998000000
Dummy Hg Summer for Mode v5.20 | 271 | 7645 | Rate Constraint in MTons | FALSE | L | Annual | Emissions at Affected Plants MER | lbs | 1510.9732 | 1317.1244 | 1587.1906 | 1591.4188 | 1654.6615 | 1708.4411 | 1618.5219 | 1426.0783
Dummy Hg Summer for Mode v5.20 | 271 | 7645 | Rate Constraint in MTons | FALSE | L | Annual | Allowances Purchased MER | lbs | 0 | 0 | 0 | 0 | 0 | 0 | 0 | 0
Dummy Hg Summer for Mode v5.20 | 271 | 7645 | Rate Constraint in MTons | FALSE | L | Annual | Allowances Sold MER | lbs | 0 | 0 | 0 | 0 | 0 | 0 | 0 | 0
Dummy Hg Summer for Mode v5.20 | 271 | 7645 | Rate Constraint in MTons | FALSE | L | Annual | Allowances Banked | lbs | 0 | 0 | 0 | 0 | 0 | 0 | 0 | 0
Dummy Hg Summer for Mode v5.20 | 271 | 7645 | Rate Constraint in MTons | FALSE | L | Annual | Allowances Withdrawn (1:1) | lbs | 0 | 0 | 0 | 0 | 0 | 0 | 0 | 0
Dummy Hg Summer for Mode v5.20 | 271 | 7645 | Rate Constraint in MTons | FALSE | L | Annual | Allowances Withdrawn (n:1) | lbs | 0 | 0 | 0 | 0 | 0 | 0 | 0 | 0
Dummy Hg Summer for Mode v5.20 | 271 | 7645 | Rate Constraint in MTons | FALSE | L | Annual | Net Emissions Allowance Position | lbs | 1510.9732 | 1317.1244 | 1587.1906 | 1591.4188 | 1654.6615 | 1708.4411 | 1618.5219 | 1426.0783
Dummy Hg Summer for Mode v5.20 | 271 | 7645 | Rate Constraint in MTons | FALSE | L | Annual | Fuel Consumed | TBtu | 6463.3037 | 6134.0431 | 6683.6005 | 6696.4267 | 6667.6611 | 6403.4631 | 6009.7946 | 5120.7894
Dummy Hg Summer for Mode v5.20 | 271 | 7645 | Rate Constraint in MTons | FALSE | L | Annual | Rate | lb/MMBtu | 2.3378e-07 | 2.1472e-07 | 2.3748e-07 | 2.3765e-07 | 2.4816e-07 | 2.668e-07 | 2.6931e-07 | 2.7849e-07
Dummy Hg Summer for Mode v5.20 | 271 | 7645 | Rate Constraint in MTons | FALSE | L | Annual | Generation | TWh | 809.6864 | 776.4402 | 830.574 | 831.2119 | 826.7336 | 790.0724 | 745.7126 | 640.9268
Dummy Hg Summer for Mode v5.20 | 271 | 7645 | Rate Constraint in MTons | FALSE | L | Annual | Qualifying Generation | TWh | 809.6864 | 776.4402 | 830.574 | 831.2119 | 826.7336 | 790.0724 | 745.7126 | 640.9268
Dummy Hg Summer for Mode v5.20 | 271 | 7645 | Rate Constraint in MTons | FALSE | L | Annual | Rate | lb/MWh | 1.8661e-06 | 1.6964e-06 | 1.911e-06 | 1.9146e-06 | 2.0014e-06 | 2.1624e-06 | 2.1704e-06 | 2.225e-06
Dummy Hg Summer for Mode v5.20 | 271 | 7645 | Rate Constraint in MTons | FALSE | L | Annual | Constraint Shadow Price | US2019$/Lb | 0 | 0 | 0 | 0 | 0 | 0 | 0 | 0
Dummy Hg Winter for Mode v5.20 | 272 | 7646 | Rate Constraint in MTons | FALSE | L | Annual | Seasons Included | Seasons | Winter, WintShld | Winter, WintShld | Winter, WintShld | Winter, WintShld | Winter, WintShld | Winter, WintShld | Winter, WintShld | Winter, WintShld
Dummy Hg Winter for Mode v5.20 | 272 | 7646 | Rate Constraint in MTons | FALSE | L | Annual | Standard MER | lbs | 199998000000 | 199998000000 | 199998000000 | 199998000000 | 199998000000 | 199998000000 | 199998000000 | 199998000000
Dummy Hg Winter for Mode v5.20 | 272 | 7646 | Rate Constraint in MTons | FALSE | L | Annual | Emissions at Affected Plants MER | lbs | 1935.0055 | 1712.6301 | 2010.6357 | 1979.7778 | 1987.0523 | 1930.0829 | 1638.5677 | 1346.4328
Dummy Hg Winter for Mode v5.20 | 272 | 7646 | Rate Constraint in MTons | FALSE | L | Annual | Allowances Purchased MER | lbs | 0 | 0 | 0 | 0 | 0 | 0 | 0 | 0
Dummy Hg Winter for Mode v5.20 | 272 | 7646 | Rate Constraint in MTons | FALSE | L | Annual | Allowances Sold MER | lbs | 0 | 0 | 0 | 0 | 0 | 0 | 0 | 0
Dummy Hg Winter for Mode v5.20 | 272 | 7646 | Rate Constraint in MTons | FALSE | L | Annual | Allowances Banked | lbs | 0 | 0 | 0 | 0 | 0 | 0 | 0 | 0
Dummy Hg Winter for Mode v5.20 | 272 | 7646 | Rate Constraint in MTons | FALSE | L | Annual | Allowances Withdrawn (1:1) | lbs | 0 | 0 | 0 | 0 | 0 | 0 | 0 | 0
Dummy Hg Winter for Mode v5.20 | 272 | 7646 | Rate Constraint in MTons | FALSE | L | Annual | Allowances Withdrawn (n:1) | lbs | 0 | 0 | 0 | 0 | 0 | 0 | 0 | 0
Dummy Hg Winter for Mode v5.20 | 272 | 7646 | Rate Constraint in MTons | FALSE | L | Annual | Net Emissions Allowance Position | lbs | 1935.0055 | 1712.6301 | 2010.6357 | 1979.7778 | 1987.0523 | 1930.0829 | 1638.5677 | 1346.4328
Dummy Hg Winter for Mode v5.20 | 272 | 7646 | Rate Constraint in MTons | FALSE | L | Annual | Fuel Consumed | TBtu | 7477.0341 | 7029.3561 | 7657.2592 | 7589.717 | 7469.1131 | 7118.3501 | 6145.7301 | 4882.5065
Dummy Hg Winter for Mode v5.20 | 272 | 7646 | Rate Constraint in MTons | FALSE | L | Annual | Rate | lb/MMBtu | 2.5879e-07 | 2.4364e-07 | 2.6258e-07 | 2.6085e-07 | 2.6604e-07 | 2.7114e-07 | 2.6662e-07 | 2.7577e-07
Dummy Hg Winter for Mode v5.20 | 272 | 7646 | Rate Constraint in MTons | FALSE | L | Annual | Generation | TWh | 939.6676 | 891.6799 | 951.6877 | 944.4975 | 929.4315 | 886.3956 | 779.0562 | 628.5571
Dummy Hg Winter for Mode v5.20 | 272 | 7646 | Rate Constraint in MTons | FALSE | L | Annual | Qualifying Generation | TWh | 939.6676 | 891.6799 | 951.6877 | 944.4975 | 929.4315 | 886.3956 | 779.0562 | 628.5571
Dummy Hg Winter for Mode v5.20 | 272 | 7646 | Rate Constraint in MTons | FALSE | L | Annual | Rate | lb/MWh | 2.0592e-06 | 1.9207e-06 | 2.1127e-06 | 2.0961e-06 | 2.1379e-06 | 2.1775e-06 | 2.1033e-06 | 2.1421e-06
Dummy Hg Winter for Mode v5.20 | 272 | 7646 | Rate Constraint in MTons | FALSE | L | Annual | Constraint Shadow Price | US2019$/Lb | 0 | 0 | 0 | 0 | 0 | 0 | 0 | 0
Dummy OS Hg Constraint-v620 Based TR6C2 | 273 | 7720 | Rate Constraint in MTons | FALSE | L | Annual | Seasons Included | Seasons | Summer | Summer | Summer | Summer | Summer | Summer | Summer | Summer
Dummy OS Hg Constraint-v620 Based TR6C2 | 273 | 7720 | Rate Constraint in MTons | FALSE | L | Annual | Standard MER | lbs | 199998000000 | 199998000000 | 199998000000 | 199998000000 | 199998000000 | 199998000000 | 199998000000 | 199998000000
Dummy OS Hg Constraint-v620 Based TR6C2 | 273 | 7720 | Rate Constraint in MTons | FALSE | L | Annual | Emissions at Affected Plants MER | lbs | 118.2561 | 36.3891 | 46.9716 | 46.5906 | 58.7321 | 61.1274 | 59.9514 | 36.7108
Dummy OS Hg Constraint-v620 Based TR6C2 | 273 | 7720 | Rate Constraint in MTons | FALSE | L | Annual | Allowances Purchased MER | lbs | 0 | 0 | 0 | 0 | 0 | 0 | 0 | 0
Dummy OS Hg Constraint-v620 Based TR6C2 | 273 | 7720 | Rate Constraint in MTons | FALSE | L | Annual | Allowances Sold MER | lbs | 0 | 0 | 0 | 0 | 0 | 0 | 0 | 0
Dummy OS Hg Constraint-v620 Based TR6C2 | 273 | 7720 | Rate Constraint in MTons | FALSE | L | Annual | Allowances Banked | lbs | 0 | 0 | 0 | 0 | 0 | 0 | 0 | 0
Dummy OS Hg Constraint-v620 Based TR6C2 | 273 | 7720 | Rate Constraint in MTons | FALSE | L | Annual | Allowances Withdrawn (1:1) | lbs | 0 | 0 | 0 | 0 | 0 | 0 | 0 | 0
Dummy OS Hg Constraint-v620 Based TR6C2 | 273 | 7720 | Rate Constraint in MTons | FALSE | L | Annual | Allowances Withdrawn (n:1) | lbs | 0 | 0 | 0 | 0 | 0 | 0 | 0 | 0
Dummy OS Hg Constraint-v620 Based TR6C2 | 273 | 7720 | Rate Constraint in MTons | FALSE | L | Annual | Net Emissions Allowance Position | lbs | 118.2561 | 36.3891 | 46.9716 | 46.5906 | 58.7321 | 61.1274 | 59.9514 | 36.7108
Dummy OS Hg Constraint-v620 Based TR6C2 | 273 | 7720 | Rate Constraint in MTons | FALSE | L | Annual | Fuel Consumed | TBtu | 189.4648 | 127.3073 | 129.1255 | 123.2222 | 128.6348 | 116.4461 | 108.6589 | 83.9538
Dummy OS Hg Constraint-v620 Based TR6C2 | 273 | 7720 | Rate Constraint in MTons | FALSE | L | Annual | Rate | lb/MMBtu | 6.2416e-07 | 2.8584e-07 | 3.6377e-07 | 3.781e-07 | 4.5658e-07 | 5.2494e-07 | 5.5174e-07 | 4.3727e-07
Dummy OS Hg Constraint-v620 Based TR6C2 | 273 | 7720 | Rate Constraint in MTons | FALSE | L | Annual | Generation | TWh | 17.8138 | 11.3717 | 11.6876 | 11.1516 | 11.6442 | 10.6032 | 9.9176 | 7.6137
Dummy OS Hg Constraint-v620 Based TR6C2 | 273 | 7720 | Rate Constraint in MTons | FALSE | L | Annual | Qualifying Generation | TWh | 17.8138 | 11.3717 | 11.6876 | 11.1516 | 11.6442 | 10.6032 | 9.9176 | 7.6137
Dummy OS Hg Constraint-v620 Based TR6C2 | 273 | 7720 | Rate Constraint in MTons | FALSE | L | Annual | Rate | lb/MWh | 6.6385e-06 | 3.2e-06 | 4.0189e-06 | 4.1779e-06 | 5.0439e-06 | 5.765e-06 | 6.0449e-06 | 4.8217e-06
Dummy OS Hg Constraint-v620 Based TR6C2 | 273 | 7720 | Rate Constraint in MTons | FALSE | L | Annual | Constraint Shadow Price | US2019$/Lb | 0 | 0 | 0 | 0 | 0 | 0 | 0 | 0
Dummy OS NOx Constraint-v620 Based TR6C13 | 274 | 7719 | Rate Constraint in MTons | FALSE | L | Annual | Seasons Included | Seasons | Summer | Summer | Summer | Summer | Summer | Summer | Summer | Summer
Dummy OS NOx Constraint-v620 Based TR6C13 | 274 | 7719 | Rate Constraint in MTons | FALSE | L | Annual | Standard NOX | Thousand Tons | 99999 | 99999 | 99999 | 99999 | 99999 | 99999 | 99999 | 99999
Dummy OS NOx Constraint-v620 Based TR6C13 | 274 | 7719 | Rate Constraint in MTons | FALSE | L | Annual | Emissions at Affected Plants NOX | Thousand Tons | 102.5628 | 58.5502 | 58.4665 | 57.1369 | 56.2549 | 51.0288 | 47.4595 | 35.3989
Dummy OS NOx Constraint-v620 Based TR6C13 | 274 | 7719 | Rate Constraint in MTons | FALSE | L | Annual | Allowances Purchased NOX | Thousand Tons | 0 | 0 | 0 | 0 | 0 | 0 | 0 | 0
Dummy OS NOx Constraint-v620 Based TR6C13 | 274 | 7719 | Rate Constraint in MTons | FALSE | L | Annual | Allowances Sold NOX | Thousand Tons | 0 | 0 | 0 | 0 | 0 | 0 | 0 | 0
Dummy OS NOx Constraint-v620 Based TR6C13 | 274 | 7719 | Rate Constraint in MTons | FALSE | L | Annual | Allowances Banked | Thousand Tons | 0 | 0 | 0 | 0 | 0 | 0 | 0 | 0
Dummy OS NOx Constraint-v620 Based TR6C13 | 274 | 7719 | Rate Constraint in MTons | FALSE | L | Annual | Allowances Withdrawn (1:1) | Thousand Tons | 0 | 0 | 0 | 0 | 0 | 0 | 0 | 0
Dummy OS NOx Constraint-v620 Based TR6C13 | 274 | 7719 | Rate Constraint in MTons | FALSE | L | Annual | Allowances Withdrawn (n:1) | Thousand Tons | 0 | 0 | 0 | 0 | 0 | 0 | 0 | 0
Dummy OS NOx Constraint-v620 Based TR6C13 | 274 | 7719 | Rate Constraint in MTons | FALSE | L | Annual | Net Emissions Allowance Position | Thousand Tons | 102.5628 | 58.5502 | 58.4665 | 57.1369 | 56.2549 | 51.0288 | 47.4595 | 35.3989
Dummy OS NOx Constraint-v620 Based TR6C13 | 274 | 7719 | Rate Constraint in MTons | FALSE | L | Annual | Fuel Consumed | TBtu | 2565.7585 | 2212.1244 | 2190.3216 | 2118.9678 | 2140.7609 | 2026.7476 | 1914.0042 | 1519.6649
Dummy OS NOx Constraint-v620 Based TR6C13 | 274 | 7719 | Rate Constraint in MTons | FALSE | L | Annual | Rate | lb/MMBtu | 0.079947 | 0.052936 | 0.053386 | 0.053929 | 0.052556 | 0.050355 | 0.049592 | 0.046588
Dummy OS NOx Constraint-v620 Based TR6C13 | 274 | 7719 | Rate Constraint in MTons | FALSE | L | Annual | Generation | TWh | 288.2749 | 253.2427 | 252.4228 | 245.3487 | 249.0812 | 237.5844 | 225.2591 | 182.6896
Dummy OS NOx Constraint-v620 Based TR6C13 | 274 | 7719 | Rate Constraint in MTons | FALSE | L | Annual | Qualifying Generation | TWh | 288.2749 | 253.2427 | 252.4228 | 245.3487 | 249.0812 | 237.5844 | 225.2591 | 182.6896
Dummy OS NOx Constraint-v620 Based TR6C13 | 274 | 7719 | Rate Constraint in MTons | FALSE | L | Annual | Rate | lb/MWh | 0.71156 | 0.4624 | 0.46324 | 0.46576 | 0.4517 | 0.42956 | 0.42138 | 0.38753
Dummy OS NOx Constraint-v620 Based TR6C13 | 274 | 7719 | Rate Constraint in MTons | FALSE | L | Annual | Constraint Shadow Price | US2019$/Ton | 0 | 0 | 0 | 0 | 0 | 0 | 0 | 0
Dummy OS NOx Constraint-v620 Based TR6C4 | 275 | 7721 | Rate Constraint in MTons | FALSE | L | Annual | Seasons Included | Seasons |  | Summer | Summer | Summer | Summer | Summer | Summer | Summer
Dummy OS NOx Constraint-v620 Based TR6C4 | 275 | 7721 | Rate Constraint in MTons | FALSE | L | Annual | Standard NOX | Thousand Tons | 0 | 99999 | 99999 | 99999 | 99999 | 99999 | 99999 | 99999
Dummy OS NOx Constraint-v620 Based TR6C4 | 275 | 7721 | Rate Constraint in MTons | FALSE | L | Annual | Emissions at Affected Plants NOX | Thousand Tons | 0 | 7.6936 | 8.9315 | 8.8076 | 9.1499 | 9.4918 | 9.3864 | 8.8265
Dummy OS NOx Constraint-v620 Based TR6C4 | 275 | 7721 | Rate Constraint in MTons | FALSE | L | Annual | Allowances Purchased NOX | Thousand Tons | 0 | 0 | 0 | 0 | 0 | 0 | 0 | 0
Dummy OS NOx Constraint-v620 Based TR6C4 | 275 | 7721 | Rate Constraint in MTons | FALSE | L | Annual | Allowances Sold NOX | Thousand Tons | 0 | 0 | 0 | 0 | 0 | 0 | 0 | 0
Dummy OS NOx Constraint-v620 Based TR6C4 | 275 | 7721 | Rate Constraint in MTons | FALSE | L | Annual | Allowances Banked | Thousand Tons | 0 | 0 | 0 | 0 | 0 | 0 | 0 | 0
Dummy OS NOx Constraint-v620 Based TR6C4 | 275 | 7721 | Rate Constraint in MTons | FALSE | L | Annual | Allowances Withdrawn (1:1) | Thousand Tons | 0 | 0 | 0 | 0 | 0 | 0 | 0 | 0
Dummy OS NOx Constraint-v620 Based TR6C4 | 275 | 7721 | Rate Constraint in MTons | FALSE | L | Annual | Allowances Withdrawn (n:1) | Thousand Tons | 0 | 0 | 0 | 0 | 0 | 0 | 0 | 0
Dummy OS NOx Constraint-v620 Based TR6C4 | 275 | 7721 | Rate Constraint in MTons | FALSE | L | Annual | Net Emissions Allowance Position | Thousand Tons | 0 | 7.6936 | 8.9315 | 8.8076 | 9.1499 | 9.4918 | 9.3864 | 8.8265
Dummy OS NOx Constraint-v620 Based TR6C4 | 275 | 7721 | Rate Constraint in MTons | FALSE | L | Annual | Fuel Consumed | TBtu | 0 | 365.7431 | 388.4072 | 375.0661 | 378.0261 | 385.8174 | 377.347 | 354.1566
Dummy OS NOx Constraint-v620 Based TR6C4 | 275 | 7721 | Rate Constraint in MTons | FALSE | L | Annual | Rate | lb/MMBtu | 0 | 0.042071 | 0.04599 | 0.046966 | 0.048409 | 0.049204 | 0.049749 | 0.049845
Dummy OS NOx Constraint-v620 Based TR6C4 | 275 | 7721 | Rate Constraint in MTons | FALSE | L | Annual | Generation | TWh | 0 | 33.8622 | 36.1596 | 34.911 | 35.1959 | 35.7834 | 35.0014 | 32.8605
Dummy OS NOx Constraint-v620 Based TR6C4 | 275 | 7721 | Rate Constraint in MTons | FALSE | L | Annual | Qualifying Generation | TWh | 0 | 33.8622 | 36.1596 | 34.911 | 35.1959 | 35.7834 | 35.0014 | 32.8605
Dummy OS NOx Constraint-v620 Based TR6C4 | 275 | 7721 | Rate Constraint in MTons | FALSE | L | Annual | Rate | lb/MWh | 0 | 0.45441 | 0.494 | 0.50457 | 0.51994 | 0.53051 | 0.53634 | 0.53721
Dummy OS NOx Constraint-v620 Based TR6C4 | 275 | 7721 | Rate Constraint in MTons | FALSE | L | Annual | Constraint Shadow Price | US2019$/Ton | 0 | 0 | 0 | 0 | 0 | 0 | 0 | 0
IA Riverside NOX Rate Annual v5.14 | 276 | 7272 | Rate Constraint in lbs/MMBtu | FALSE | L | Annual | Seasons Included | Seasons | Winter, WintShld, Summer | Winter, WintShld, Summer | Winter, WintShld, Summer | Winter, WintShld, Summer | Winter, WintShld, Summer | Winter, WintShld, Summer | Winter, WintShld, Summer | Winter, WintShld, Summer
IA Riverside NOX Rate Annual v5.14 | 276 | 7272 | Rate Constraint in lbs/MMBtu | FALSE | L | Annual | Standard NOX | lb/MMBtu | 0.16 | 0.16 | 0.16 | 0.16 | 0.16 | 0.16 | 0.16 | 0.16
IA Riverside NOX Rate Annual v5.14 | 276 | 7272 | Rate Constraint in lbs/MMBtu | FALSE | L | Annual | Emissions at Affected Plants NOX | Thousand Tons | 0 | 0 | 0 | 0 | 0 | 0 | 0 | 0
IA Riverside NOX Rate Annual v5.14 | 276 | 7272 | Rate Constraint in lbs/MMBtu | FALSE | L | Annual | Allowances Purchased NOX | Thousand Tons | 0 | 0 | 0 | 0 | 0 | 0 | 0 | 0
IA Riverside NOX Rate Annual v5.14 | 276 | 7272 | Rate Constraint in lbs/MMBtu | FALSE | L | Annual | Allowances Sold NOX | Thousand Tons | 0 | 0 | 0 | 0 | 0 | 0 | 0 | 0
IA Riverside NOX Rate Annual v5.14 | 276 | 7272 | Rate Constraint in lbs/MMBtu | FALSE | L | Annual | Allowances Banked | Thousand Tons | 0 | 0 | 0 | 0 | 0 | 0 | 0 | 0
IA Riverside NOX Rate Annual v5.14 | 276 | 7272 | Rate Constraint in lbs/MMBtu | FALSE | L | Annual | Allowances Withdrawn (1:1) | Thousand Tons | 0 | 0 | 0 | 0 | 0 | 0 | 0 | 0
IA Riverside NOX Rate Annual v5.14 | 276 | 7272 | Rate Constraint in lbs/MMBtu | FALSE | L | Annual | Allowances Withdrawn (n:1) | Thousand Tons | 0 | 0 | 0 | 0 | 0 | 0 | 0 | 0
IA Riverside NOX Rate Annual v5.14 | 276 | 7272 | Rate Constraint in lbs/MMBtu | FALSE | L | Annual | Net Emissions Allowance Position | Thousand Tons | 0 | 0 | 0 | 0 | 0 | 0 | 0 | 0
IA Riverside NOX Rate Annual v5.14 | 276 | 7272 | Rate Constraint in lbs/MMBtu | FALSE | L | Annual | Fuel Consumed | TBtu | 0 | 0 | 0 | 0 | 0 | 0 | 0 | 0
IA Riverside NOX Rate Annual v5.14 | 276 | 7272 | Rate Constraint in lbs/MMBtu | FALSE | L | Annual | Rate | lb/MMBtu | 0 | 0 | 0 | 0 | 0 | 0 | 0 | 0
IA Riverside NOX Rate Annual v5.14 | 276 | 7272 | Rate Constraint in lbs/MMBtu | FALSE | L | Annual | Generation | TWh | 0 | 0 | 0 | 0 | 0 | 0 | 0 | 0
IA Riverside NOX Rate Annual v5.14 | 276 | 7272 | Rate Constraint in lbs/MMBtu | FALSE | L | Annual | Qualifying Generation | TWh | 0 | 0 | 0 | 0 | 0 | 0 | 0 | 0
IA Riverside NOX Rate Annual v5.14 | 276 | 7272 | Rate Constraint in lbs/MMBtu | FALSE | L | Annual | Rate | lb/MWh | 0 | 0 | 0 | 0 | 0 | 0 | 0 | 0
IA Riverside NOX Rate Annual v5.14 | 276 | 7272 | Rate Constraint in lbs/MMBtu | FALSE | L | Annual | Constraint Shadow Price | US2019$/Ton | 0 | 0 | 0 | 0 | 0 | 0 | 0 | 0
IA Riverside SO2 Rate Annual v5.14 | 277 | 7273 | Rate Constraint in lbs/MMBtu | FALSE | L | Annual | Seasons Included | Seasons | Winter, WintShld, Summer | Winter, WintShld, Summer | Winter, WintShld, Summer | Winter, WintShld, Summer | Winter, WintShld, Summer | Winter, WintShld, Summer | Winter, WintShld, Summer | Winter, WintShld, Summer
IA Riverside SO2 Rate Annual v5.14 | 277 | 7273 | Rate Constraint in lbs/MMBtu | FALSE | L | Annual | Standard SO2 | lb/MMBtu | 0.006 | 0.006 | 0.006 | 0.006 | 0.006 | 0.006 | 0.006 | 0.006
IA Riverside SO2 Rate Annual v5.14 | 277 | 7273 | Rate Constraint in lbs/MMBtu | FALSE | L | Annual | Emissions at Affected Plants SO2 | Thousand Tons | 0 | 0 | 0 | 0 | 0 | 0 | 0 | 0
IA Riverside SO2 Rate Annual v5.14 | 277 | 7273 | Rate Constraint in lbs/MMBtu | FALSE | L | Annual | Allowances Purchased SO2 | Thousand Tons | 0 | 0 | 0 | 0 | 0 | 0 | 0 | 0
IA Riverside SO2 Rate Annual v5.14 | 277 | 7273 | Rate Constraint in lbs/MMBtu | FALSE | L | Annual | Allowances Sold SO2 | Thousand Tons | 0 | 0 | 0 | 0 | 0 | 0 | 0 | 0
IA Riverside SO2 Rate Annual v5.14 | 277 | 7273 | Rate Constraint in lbs/MMBtu | FALSE | L | Annual | Allowances Banked | Thousand Tons | 0 | 0 | 0 | 0 | 0 | 0 | 0 | 0
IA Riverside SO2 Rate Annual v5.14 | 277 | 7273 | Rate Constraint in lbs/MMBtu | FALSE | L | Annual | Allowances Withdrawn (1:1) | Thousand Tons | 0 | 0 | 0 | 0 | 0 | 0 | 0 | 0
IA Riverside SO2 Rate Annual v5.14 | 277 | 7273 | Rate Constraint in lbs/MMBtu | FALSE | L | Annual | Allowances Withdrawn (n:1) | Thousand Tons | 0 | 0 | 0 | 0 | 0 | 0 | 0 | 0
IA Riverside SO2 Rate Annual v5.14 | 277 | 7273 | Rate Constraint in lbs/MMBtu | FALSE | L | Annual | Net Emissions Allowance Position | Thousand Tons | 0 | 0 | 0 | 0 | 0 | 0 | 0 | 0
IA Riverside SO2 Rate Annual v5.14 | 277 | 7273 | Rate Constraint in lbs/MMBtu | FALSE | L | Annual | Fuel Consumed | TBtu | 0 | 0 | 0 | 0 | 0 | 0 | 0 | 0
IA Riverside SO2 Rate Annual v5.14 | 277 | 7273 | Rate Constraint in lbs/MMBtu | FALSE | L | Annual | Rate | lb/MMBtu | 0 | 0 | 0 | 0 | 0 | 0 | 0 | 0
IA Riverside SO2 Rate Annual v5.14 | 277 | 7273 | Rate Constraint in lbs/MMBtu | FALSE | L | Annual | Generation | TWh | 0 | 0 | 0 | 0 | 0 | 0 | 0 | 0
IA Riverside SO2 Rate Annual v5.14 | 277 | 7273 | Rate Constraint in lbs/MMBtu | FALSE | L | Annual | Qualifying Generation | TWh | 0 | 0 | 0 | 0 | 0 | 0 | 0 | 0
IA Riverside SO2 Rate Annual v5.14 | 277 | 7273 | Rate Constraint in lbs/MMBtu | FALSE | L | Annual | Rate | lb/MWh | 0 | 0 | 0 | 0 | 0 | 0 | 0 | 0
IA Riverside SO2 Rate Annual v5.14 | 277 | 7273 | Rate Constraint in lbs/MMBtu | FALSE | L | Annual | Constraint Shadow Price | US2019$/Ton | 0 | 0 | 0 | 0 | 0 | 0 | 0 | 0
IL CPS- Midwest MER Rate Annual v5.12 | 278 | 7317 | MACT Fuel Choice Floor in lbs/MMBtu | FALSE | L | Annual | Seasons Included | Seasons | Winter, WintShld, Summer | Winter, WintShld, Summer | Winter, WintShld, Summer | Winter, WintShld, Summer | Winter, WintShld, Summer | Winter, WintShld, Summer | Winter, WintShld, Summer | Winter, WintShld, Summer
IL CPS- Midwest MER Rate Annual v5.12 | 278 | 7317 | MACT Fuel Choice Floor in lbs/MMBtu | FALSE | L | Annual | Emission Floor | lbs/MMBtu | 7.4e-07 | 7.4e-07 | 7.4e-07 | 7.4e-07 | 7.4e-07 | 7.4e-07 | 7.4e-07 | 7.4e-07
IL CPS- Midwest MER Rate Annual v5.12 | 278 | 7317 | MACT Fuel Choice Floor in lbs/MMBtu | FALSE | L | Annual | Emissions at Affected Plants MER | lbs | 8.175 | 12.7096 | 21.347 | 22.1556 | 24.7606 | 22.9113 | 16.8485 | 12.2931
IL CPS- Midwest MER Rate Annual v5.12 | 278 | 7317 | MACT Fuel Choice Floor in lbs/MMBtu | FALSE | L | Annual | Allowances Purchased MER | lbs | 0 | 0 | 0 | 0 | 0 | 0 | 0 | 0
IL CPS- Midwest MER Rate Annual v5.12 | 278 | 7317 | MACT Fuel Choice Floor in lbs/MMBtu | FALSE | L | Annual | Allowances Sold MER | lbs | 0 | 0 | 0 | 0 | 0 | 0 | 0 | 0
IL CPS- Midwest MER Rate Annual v5.12 | 278 | 7317 | MACT Fuel Choice Floor in lbs/MMBtu | FALSE | L | Annual | Allowances Banked | lbs | 0 | 0 | 0 | 0 | 0 | 0 | 0 | 0
IL CPS- Midwest MER Rate Annual v5.12 | 278 | 7317 | MACT Fuel Choice Floor in lbs/MMBtu | FALSE | L | Annual | Allowances Withdrawn (1:1) | lbs | 0 | 0 | 0 | 0 | 0 | 0 | 0 | 0
IL CPS- Midwest MER Rate Annual v5.12 | 278 | 7317 | MACT Fuel Choice Floor in lbs/MMBtu | FALSE | L | Annual | Allowances Withdrawn (n:1) | lbs | 0 | 0 | 0 | 0 | 0 | 0 | 0 | 0
IL CPS- Midwest MER Rate Annual v5.12 | 278 | 7317 | MACT Fuel Choice Floor in lbs/MMBtu | FALSE | L | Annual | Net Emissions Allowance Position | lbs | 8.175 | 12.7096 | 21.347 | 22.1556 | 24.7606 | 22.9113 | 16.8485 | 12.2931
IL CPS- Midwest MER Rate Annual v5.12 | 278 | 7317 | MACT Fuel Choice Floor in lbs/MMBtu | FALSE | L | Annual | Fuel Consumed | TBtu | 14.5689 | 26.7764 | 47.8567 | 49.2977 | 55.9114 | 51.1314 | 35.7278 | 24.3983
IL CPS- Midwest MER Rate Annual v5.12 | 278 | 7317 | MACT Fuel Choice Floor in lbs/MMBtu | FALSE | L | Annual | Rate | lb/MMBtu | 5.6112e-07 | 4.7466e-07 | 4.4606e-07 | 4.4942e-07 | 4.4285e-07 | 4.4809e-07 | 4.7158e-07 | 5.0385e-07
IL CPS- Midwest MER Rate Annual v5.12 | 278 | 7317 | MACT Fuel Choice Floor in lbs/MMBtu | FALSE | L | Annual | Generation | TWh | 1.3938 | 2.4381 | 4.3256 | 4.4714 | 5.062 | 4.6573 | 3.288 | 2.2717
IL CPS- Midwest MER Rate Annual v5.12 | 278 | 7317 | MACT Fuel Choice Floor in lbs/MMBtu | FALSE | L | Annual | Qualifying Generation | TWh | 1.3938 | 2.4381 | 4.3256 | 4.4714 | 5.062 | 4.6573 | 3.288 | 2.2717
IL CPS- Midwest MER Rate Annual v5.12 | 278 | 7317 | MACT Fuel Choice Floor in lbs/MMBtu | FALSE | L | Annual | Constraint Shadow Price | US2019$/Lb | 0 | 0 | 0 | 0 | 0 | 0 | 0 | 0
IL CPS- Midwest NOX rate Annual v5.12 | 279 | 7308 | Rate Constraint in lbs/MMBtu | FALSE | L | Annual | Seasons Included | Seasons | Winter, WintShld, Summer | Winter, WintShld, Summer | Winter, WintShld, Summer | Winter, WintShld, Summer | Winter, WintShld, Summer | Winter, WintShld, Summer | Winter, WintShld, Summer | Winter, WintShld, Summer
IL CPS- Midwest NOX rate Annual v5.12 | 279 | 7308 | Rate Constraint in lbs/MMBtu | FALSE | L | Annual | Standard NOX | lb/MMBtu | 0.11 | 0.11 | 0.11 | 0.11 | 0.11 | 0.11 | 0.11 | 0.11
IL CPS- Midwest NOX rate Annual v5.12 | 279 | 7308 | Rate Constraint in lbs/MMBtu | FALSE | L | Annual | Emissions at Affected Plants NOX | Thousand Tons | 0.71501 | 1.1175 | 2.1633 | 2.1099 | 2.4034 | 2.0264 | 1.3273 | 0.74154
IL CPS- Midwest NOX rate Annual v5.12 | 279 | 7308 | Rate Constraint in lbs/MMBtu | FALSE | L | Annual | Allowances Purchased NOX | Thousand Tons | 0 | 0 | 0 | 0 | 0 | 0 | 0 | 0
IL CPS- Midwest NOX rate Annual v5.12 | 279 | 7308 | Rate Constraint in lbs/MMBtu | FALSE | L | Annual | Allowances Sold NOX | Thousand Tons | 0 | 0 | 0 | 0 | 0 | 0 | 0 | 0
IL CPS- Midwest NOX rate Annual v5.12 | 279 | 7308 | Rate Constraint in lbs/MMBtu | FALSE | L | Annual | Allowances Banked | Thousand Tons | 0 | 0 | 0 | 0 | 0 | 0 | 0 | 0
IL CPS- Midwest NOX rate Annual v5.12 | 279 | 7308 | Rate Constraint in lbs/MMBtu | FALSE | L | Annual | Allowances Withdrawn (1:1) | Thousand Tons | 0 | 0 | 0 | 0 | 0 | 0 | 0 | 0
IL CPS- Midwest NOX rate Annual v5.12 | 279 | 7308 | Rate Constraint in lbs/MMBtu | FALSE | L | Annual | Allowances Withdrawn (n:1) | Thousand Tons | 0 | 0 | 0 | 0 | 0 | 0 | 0 | 0
IL CPS- Midwest NOX rate Annual v5.12 | 279 | 7308 | Rate Constraint in lbs/MMBtu | FALSE | L | Annual | Net Emissions Allowance Position | Thousand Tons | 0.71501 | 1.1175 | 2.1633 | 2.1099 | 2.4034 | 2.0264 | 1.3273 | 0.74154
IL CPS- Midwest NOX rate Annual v5.12 | 279 | 7308 | Rate Constraint in lbs/MMBtu | FALSE | L | Annual | Fuel Consumed | TBtu | 14.5689 | 26.7764 | 47.8567 | 49.2977 | 55.9114 | 51.1314 | 35.7278 | 24.3983
IL CPS- Midwest NOX rate Annual v5.12 | 279 | 7308 | Rate Constraint in lbs/MMBtu | FALSE | L | Annual | Rate | lb/MMBtu | 0.098156 | 0.083471 | 0.090407 | 0.085597 | 0.085973 | 0.079264 | 0.074301 | 0.060787
IL CPS- Midwest NOX rate Annual v5.12 | 279 | 7308 | Rate Constraint in lbs/MMBtu | FALSE | L | Annual | Generation | TWh | 1.3938 | 2.4381 | 4.3256 | 4.4714 | 5.062 | 4.6573 | 3.288 | 2.2717
IL CPS- Midwest NOX rate Annual v5.12 | 279 | 7308 | Rate Constraint in lbs/MMBtu | FALSE | L | Annual | Qualifying Generation | TWh | 1.3938 | 2.4381 | 4.3256 | 4.4714 | 5.062 | 4.6573 | 3.288 | 2.2717
IL CPS- Midwest NOX rate Annual v5.12 | 279 | 7308 | Rate Constraint in lbs/MMBtu | FALSE | L | Annual | Rate | lb/MWh | 1.026 | 0.91673 | 1.0002 | 0.94372 | 0.9496 | 0.87023 | 0.80736 | 0.65285
IL CPS- Midwest NOX rate Annual v5.12 | 279 | 7308 | Rate Constraint in lbs/MMBtu | FALSE | L | Annual | Constraint Shadow Price | US2019$/Ton | 0 | 0 | 0 | 0 | 0 | 0 | 0 | 0
IL CPS- Midwest NOX rate Summer v5.12 | 280 | 7310 | Rate Constraint in lbs/MMBtu | FALSE | L | Annual | Seasons Included | Seasons | Summer | Summer | Summer | Summer | Summer | Summer | Summer | Summer
IL CPS- Midwest NOX rate Summer v5.12 | 280 | 7310 | Rate Constraint in lbs/MMBtu | FALSE | L | Annual | Standard NOX | lb/MMBtu | 0.11 | 0.11 | 0.11 | 0.11 | 0.11 | 0.11 | 0.11 | 0.11
IL CPS- Midwest NOX rate Summer v5.12 | 280 | 7310 | Rate Constraint in lbs/MMBtu | FALSE | L | Annual | Emissions at Affected Plants NOX | Thousand Tons | 0.12194 | 0.12045 | 0.22994 | 0.31644 | 0.34465 | 0.41643 | 0.3569 | 0.37598
IL CPS- Midwest NOX rate Summer v5.12 | 280 | 7310 | Rate Constraint in lbs/MMBtu | FALSE | L | Annual | Allowances Purchased NOX | Thousand Tons | 0 | 0 | 0 | 0 | 0 | 0 | 0 | 0
IL CPS- Midwest NOX rate Summer v5.12 | 280 | 7310 | Rate Constraint in lbs/MMBtu | FALSE | L | Annual | Allowances Sold NOX | Thousand Tons | 0 | 0 | 0 | 0 | 0 | 0 | 0 | 0
IL CPS- Midwest NOX rate Summer v5.12 | 280 | 7310 | Rate Constraint in lbs/MMBtu | FALSE | L | Annual | Allowances Banked | Thousand Tons | 0 | 0 | 0 | 0 | 0 | 0 | 0 | 0
IL CPS- Midwest NOX rate Summer v5.12 | 280 | 7310 | Rate Constraint in lbs/MMBtu | FALSE | L | Annual | Allowances Withdrawn (1:1) | Thousand Tons | 0 | 0 | 0 | 0 | 0 | 0 | 0 | 0
IL CPS- Midwest NOX rate Summer v5.12 | 280 | 7310 | Rate Constraint in lbs/MMBtu | FALSE | L | Annual | Allowances Withdrawn (n:1) | Thousand Tons | 0 | 0 | 0 | 0 | 0 | 0 | 0 | 0
IL CPS- Midwest NOX rate Summer v5.12 | 280 | 7310 | Rate Constraint in lbs/MMBtu | FALSE | L | Annual | Net Emissions Allowance Position | Thousand Tons | 0.12194 | 0.12045 | 0.22994 | 0.31644 | 0.34465 | 0.41643 | 0.3569 | 0.37598
IL CPS- Midwest NOX rate Summer v5.12 | 280 | 7310 | Rate Constraint in lbs/MMBtu | FALSE | L | Annual | Fuel Consumed | TBtu | 2.7122 | 6.4685 | 13.1229 | 16.5829 | 18.4641 | 19.7819 | 14.8845 | 16.0352
IL CPS- Midwest NOX rate Summer v5.12 | 280 | 7310 | Rate Constraint in lbs/MMBtu | FALSE | L | Annual | Rate | lb/MMBtu | 0.08992 | 0.037242 | 0.035043 | 0.038164 | 0.037332 | 0.042102 | 0.047956 | 0.046894
IL CPS- Midwest NOX rate Summer v5.12 | 280 | 7310 | Rate Constraint in lbs/MMBtu | FALSE | L | Annual | Generation | TWh | 0.26072 | 0.60606 | 1.2239 | 1.5464 | 1.7206 | 1.8357 | 1.3828 | 1.4895
IL CPS- Midwest NOX rate Summer v5.12 | 280 | 7310 | Rate Constraint in lbs/MMBtu | FALSE | L | Annual | Qualifying Generation | TWh | 0.26072 | 0.60606 | 1.2239 | 1.5464 | 1.7206 | 1.8357 | 1.3828 | 1.4895
IL CPS- Midwest NOX rate Summer v5.12 | 280 | 7310 | Rate Constraint in lbs/MMBtu | FALSE | L | Annual | Rate | lb/MWh | 0.93541 | 0.39749 | 0.37575 | 0.40926 | 0.40062 | 0.45371 | 0.51619 | 0.50482
IL CPS- Midwest NOX rate Summer v5.12 | 280 | 7310 | Rate Constraint in lbs/MMBtu | FALSE | L | Annual | Constraint Shadow Price | US2019$/Ton | 0 | 0 | 0 | 0 | 0 | 0 | 0 | 0
IL CPS- Midwest SO2 Rate Annual v5.12 | 281 | 7314 | Rate Constraint in lbs/MMBtu | FALSE | L | Annual | Seasons Included | Seasons | Winter, WintShld, Summer | Winter, WintShld, Summer | Winter, WintShld, Summer | Winter, WintShld, Summer | Winter, WintShld, Summer | Winter, WintShld, Summer | Winter, WintShld, Summer | Winter, WintShld, Summer
IL CPS- Midwest SO2 Rate Annual v5.12 | 281 | 7314 | Rate Constraint in lbs/MMBtu | FALSE | L | Annual | Standard SO2 | lb/MMBtu | 0.11 | 0.11 | 0.11 | 0.11 | 0.11 | 0.11 | 0.11 | 0.11
IL CPS- Midwest SO2 Rate Annual v5.12 | 281 | 7314 | Rate Constraint in lbs/MMBtu | FALSE | L | Annual | Emissions at Affected Plants SO2 | Thousand Tons | 0.80129 | 1.4727 | 2.6321 | 2.7114 | 3.0751 | 2.8122 | 1.965 | 1.3419
IL CPS- Midwest SO2 Rate Annual v5.12 | 281 | 7314 | Rate Constraint in lbs/MMBtu | FALSE | L | Annual | Allowances Purchased SO2 | Thousand Tons | 0 | 0 | 0 | 0 | 0 | 0 | 0 | 0
IL CPS- Midwest SO2 Rate Annual v5.12 | 281 | 7314 | Rate Constraint in lbs/MMBtu | FALSE | L | Annual | Allowances Sold SO2 | Thousand Tons | 0 | 0 | 0 | 0 | 0 | 0 | 0 | 0
IL CPS- Midwest SO2 Rate Annual v5.12 | 281 | 7314 | Rate Constraint in lbs/MMBtu | FALSE | L | Annual | Allowances Banked | Thousand Tons | 0 | 0 | 0 | 0 | 0 | 0 | 0 | 0
IL CPS- Midwest SO2 Rate Annual v5.12 | 281 | 7314 | Rate Constraint in lbs/MMBtu | FALSE | L | Annual | Allowances Withdrawn (1:1) | Thousand Tons | 0 | 0 | 0 | 0 | 0 | 0 | 0 | 0
IL CPS- Midwest SO2 Rate Annual v5.12 | 281 | 7314 | Rate Constraint in lbs/MMBtu | FALSE | L | Annual | Allowances Withdrawn (n:1) | Thousand Tons | 0 | 0 | 0 | 0 | 0 | 0 | 0 | 0
IL CPS- Midwest SO2 Rate Annual v5.12 | 281 | 7314 | Rate Constraint in lbs/MMBtu | FALSE | L | Annual | Net Emissions Allowance Position | Thousand Tons | 0.80129 | 1.4727 | 2.6321 | 2.7114 | 3.0751 | 2.8122 | 1.965 | 1.3419
IL CPS- Midwest SO2 Rate Annual v5.12 | 281 | 7314 | Rate Constraint in lbs/MMBtu | FALSE | L | Annual | Fuel Consumed | TBtu | 14.5689 | 26.7764 | 47.8567 | 49.2977 | 55.9114 | 51.1314 | 35.7278 | 24.3983
IL CPS- Midwest SO2 Rate Annual v5.12 | 281 | 7314 | Rate Constraint in lbs/MMBtu | FALSE | L | Annual | Rate | lb/MMBtu | 0.11 | 0.11 | 0.11 | 0.11 | 0.11 | 0.11 | 0.11 | 0.11
IL CPS- Midwest SO2 Rate Annual v5.12 | 281 | 7314 | Rate Constraint in lbs/MMBtu | FALSE | L | Annual | Generation | TWh | 1.3938 | 2.4381 | 4.3256 | 4.4714 | 5.062 | 4.6573 | 3.288 | 2.2717
IL CPS- Midwest SO2 Rate Annual v5.12 | 281 | 7314 | Rate Constraint in lbs/MMBtu | FALSE | L | Annual | Qualifying Generation | TWh | 1.3938 | 2.4381 | 4.3256 | 4.4714 | 5.062 | 4.6573 | 3.288 | 2.2717
IL CPS- Midwest SO2 Rate Annual v5.12 | 281 | 7314 | Rate Constraint in lbs/MMBtu | FALSE | L | Annual | Rate | lb/MWh | 1.1498 | 1.2081 | 1.217 | 1.2128 | 1.215 | 1.2077 | 1.1953 | 1.1814
IL CPS- Midwest SO2 Rate Annual v5.12 | 281 | 7314 | Rate Constraint in lbs/MMBtu | FALSE | L | Annual | Constraint Shadow Price | US2019$/Ton | 17008.853 | 3994.448 | 12103.0757 | 13810.3954 | 14917.2453 | 13749.5945 | 12240.0569 | 12725.9
IL Fac. Spec. - NOX Rate Summer v3.1, Unit 2216 and retrofits | 282 | 7305 | Rate Constraint in lbs/MMBtu | FALSE | L | Annual | Seasons Included | Seasons | Summer | Summer | Summer | Summer | Summer | Summer | Summer | Summer
IL Fac. Spec. - NOX Rate Summer v3.1, Unit 2216 and retrofits | 282 | 7305 | Rate Constraint in lbs/MMBtu | FALSE | L | Annual | Standard NOX | lb/MMBtu | 0.25 | 0.25 | 0.25 | 0.25 | 0.25 | 0.25 | 0.25 | 0.25
IL Fac. Spec. - NOX Rate Summer v3.1, Unit 2216 and retrofits | 282 | 7305 | Rate Constraint in lbs/MMBtu | FALSE | L | Annual | Emissions at Affected Plants NOX | Thousand Tons | 0 | 0 | 0 | 0 | 0 | 0 | 0 | 0
IL Fac. Spec. - NOX Rate Summer v3.1, Unit 2216 and retrofits | 282 | 7305 | Rate Constraint in lbs/MMBtu | FALSE | L | Annual | Allowances Purchased NOX | Thousand Tons | 0 | 0 | 0 | 0 | 0 | 0 | 0 | 0
IL Fac. Spec. - NOX Rate Summer v3.1, Unit 2216 and retrofits | 282 | 7305 | Rate Constraint in lbs/MMBtu | FALSE | L | Annual | Allowances Sold NOX | Thousand Tons | 0 | 0 | 0 | 0 | 0 | 0 | 0 | 0
IL Fac. Spec. - NOX Rate Summer v3.1, Unit 2216 and retrofits | 282 | 7305 | Rate Constraint in lbs/MMBtu | FALSE | L | Annual | Allowances Banked | Thousand Tons | 0 | 0 | 0 | 0 | 0 | 0 | 0 | 0
IL Fac. Spec. - NOX Rate Summer v3.1, Unit 2216 and retrofits | 282 | 7305 | Rate Constraint in lbs/MMBtu | FALSE | L | Annual | Allowances Withdrawn (1:1) | Thousand Tons | 0 | 0 | 0 | 0 | 0 | 0 | 0 | 0
IL Fac. Spec. - NOX Rate Summer v3.1, Unit 2216 and retrofits | 282 | 7305 | Rate Constraint in lbs/MMBtu | FALSE | L | Annual | Allowances Withdrawn (n:1) | Thousand Tons | 0 | 0 | 0 | 0 | 0 | 0 | 0 | 0
IL Fac. Spec. - NOX Rate Summer v3.1, Unit 2216 and retrofits | 282 | 7305 | Rate Constraint in lbs/MMBtu | FALSE | L | Annual | Net Emissions Allowance Position | Thousand Tons | 0 | 0 | 0 | 0 | 0 | 0 | 0 | 0
IL Fac. Spec. - NOX Rate Summer v3.1, Unit 2216 and retrofits | 282 | 7305 | Rate Constraint in lbs/MMBtu | FALSE | L | Annual | Fuel Consumed | TBtu | 0 | 0 | 0 | 0 | 0 | 0 | 0 | 0
IL Fac. Spec. - NOX Rate Summer v3.1, Unit 2216 and retrofits | 282 | 7305 | Rate Constraint in lbs/MMBtu | FALSE | L | Annual | Rate | lb/MMBtu | 0 | 0 | 0 | 0 | 0 | 0 | 0 | 0
IL Fac. Spec. - NOX Rate Summer v3.1, Unit 2216 and retrofits | 282 | 7305 | Rate Constraint in lbs/MMBtu | FALSE | L | Annual | Generation | TWh | 0 | 0 | 0 | 0 | 0 | 0 | 0 | 0
IL Fac. Spec. - NOX Rate Summer v3.1, Unit 2216 and retrofits | 282 | 7305 | Rate Constraint in lbs/MMBtu | FALSE | L | Annual | Qualifying Generation | TWh | 0 | 0 | 0 | 0 | 0 | 0 | 0 | 0
IL Fac. Spec. - NOX Rate Summer v3.1, Unit 2216 and retrofits | 282 | 7305 | Rate Constraint in lbs/MMBtu | FALSE | L | Annual | Rate | lb/MWh | 0 | 0 | 0 | 0 | 0 | 0 | 0 | 0
IL Fac. Spec. - NOX Rate Summer v3.1, Unit 2216 and retrofits | 282 | 7305 | Rate Constraint in lbs/MMBtu | FALSE | L | Annual | Constraint Shadow Price | US2019$/Ton | 0 | 0 | 0 | 0 | 0 | 0 | 0 | 0
IL Fac. Spec. - NOX Rate Summer v3.1, Unit 2217 and retrofits | 283 | 7305 | Rate Constraint in lbs/MMBtu | FALSE | L | Annual | Seasons Included | Seasons | Summer | Summer | Summer | Summer | Summer | Summer | Summer | Summer
IL Fac. Spec. - NOX Rate Summer v3.1, Unit 2217 and retrofits | 283 | 7305 | Rate Constraint in lbs/MMBtu | FALSE | L | Annual | Standard NOX | lb/MMBtu | 0.25 | 0.25 | 0.25 | 0.25 | 0.25 | 0.25 | 0.25 | 0.25
IL Fac. Spec. - NOX Rate Summer v3.1, Unit 2217 and retrofits | 283 | 7305 | Rate Constraint in lbs/MMBtu | FALSE | L | Annual | Emissions at Affected Plants NOX | Thousand Tons | 0 | 0 | 0 | 0 | 0 | 0 | 0 | 0
IL Fac. Spec. - NOX Rate Summer v3.1, Unit 2217 and retrofits | 283 | 7305 | Rate Constraint in lbs/MMBtu | FALSE | L | Annual | Allowances Purchased NOX | Thousand Tons | 0 | 0 | 0 | 0 | 0 | 0 | 0 | 0
IL Fac. Spec. - NOX Rate Summer v3.1, Unit 2217 and retrofits | 283 | 7305 | Rate Constraint in lbs/MMBtu | FALSE | L | Annual | Allowances Sold NOX | Thousand Tons | 0 | 0 | 0 | 0 | 0 | 0 | 0 | 0
IL Fac. Spec. - NOX Rate Summer v3.1, Unit 2217 and retrofits | 283 | 7305 | Rate Constraint in lbs/MMBtu | FALSE | L | Annual | Allowances Banked | Thousand Tons | 0 | 0 | 0 | 0 | 0 | 0 | 0 | 0
IL Fac. Spec. - NOX Rate Summer v3.1, Unit 2217 and retrofits | 283 | 7305 | Rate Constraint in lbs/MMBtu | FALSE | L | Annual | Allowances Withdrawn (1:1) | Thousand Tons | 0 | 0 | 0 | 0 | 0 | 0 | 0 | 0
IL Fac. Spec. - NOX Rate Summer v3.1, Unit 2217 and retrofits | 283 | 7305 | Rate Constraint in lbs/MMBtu | FALSE | L | Annual | Allowances Withdrawn (n:1) | Thousand Tons | 0 | 0 | 0 | 0 | 0 | 0 | 0 | 0
IL Fac. Spec. - NOX Rate Summer v3.1, Unit 2217 and retrofits | 283 | 7305 | Rate Constraint in lbs/MMBtu | FALSE | L | Annual | Net Emissions Allowance Position | Thousand Tons | 0 | 0 | 0 | 0 | 0 | 0 | 0 | 0
IL Fac. Spec. - NOX Rate Summer v3.1, Unit 2217 and retrofits | 283 | 7305 | Rate Constraint in lbs/MMBtu | FALSE | L | Annual | Fuel Consumed | TBtu | 0 | 0 | 0 | 0 | 0 | 0 | 0 | 0
IL Fac. Spec. - NOX Rate Summer v3.1, Unit 2217 and retrofits | 283 | 7305 | Rate Constraint in lbs/MMBtu | FALSE | L | Annual | Rate | lb/MMBtu | 0 | 0 | 0 | 0 | 0 | 0 | 0 | 0
IL Fac. Spec. - NOX Rate Summer v3.1, Unit 2217 and retrofits | 283 | 7305 | Rate Constraint in lbs/MMBtu | FALSE | L | Annual | Generation | TWh | 0 | 0 | 0 | 0 | 0 | 0 | 0 | 0
IL Fac. Spec. - NOX Rate Summer v3.1, Unit 2217 and retrofits | 283 | 7305 | Rate Constraint in lbs/MMBtu | FALSE | L | Annual | Qualifying Generation | TWh | 0 | 0 | 0 | 0 | 0 | 0 | 0 | 0
IL Fac. Spec. - NOX Rate Summer v3.1, Unit 2217 and retrofits | 283 | 7305 | Rate Constraint in lbs/MMBtu | FALSE | L | Annual | Rate | lb/MWh | 0 | 0 | 0 | 0 | 0 | 0 | 0 | 0
IL Fac. Spec. - NOX Rate Summer v3.1, Unit 2217 and retrofits | 283 | 7305 | Rate Constraint in lbs/MMBtu | FALSE | L | Annual | Constraint Shadow Price | US2019$/Ton | 0 | 0 | 0 | 0 | 0 | 0 | 0 | 0
IL Fac. Spec. - NOX Rate Summer v3.1, Unit 2218 and retrofits | 284 | 7305 | Rate Constraint in lbs/MMBtu | FALSE | L | Annual | Seasons Included | Seasons | Summer | Summer | Summer | Summer | Summer | Summer | Summer | Summer
IL Fac. Spec. - NOX Rate Summer v3.1, Unit 2218 and retrofits | 284 | 7305 | Rate Constraint in lbs/MMBtu | FALSE | L | Annual | Standard NOX | lb/MMBtu | 0.25 | 0.25 | 0.25 | 0.25 | 0.25 | 0.25 | 0.25 | 0.25
IL Fac. Spec. - NOX Rate Summer v3.1, Unit 2218 and retrofits | 284 | 7305 | Rate Constraint in lbs/MMBtu | FALSE | L | Annual | Emissions at Affected Plants NOX | Thousand Tons | 0 | 0 | 0 | 0 | 0 | 0 | 0 | 0
IL Fac. Spec. - NOX Rate Summer v3.1, Unit 2218 and retrofits | 284 | 7305 | Rate Constraint in lbs/MMBtu | FALSE | L | Annual | Allowances Purchased NOX | Thousand Tons | 0 | 0 | 0 | 0 | 0 | 0 | 0 | 0
IL Fac. Spec. - NOX Rate Summer v3.1, Unit 2218 and retrofits | 284 | 7305 | Rate Constraint in lbs/MMBtu | FALSE | L | Annual | Allowances Sold NOX | Thousand Tons | 0 | 0 | 0 | 0 | 0 | 0 | 0 | 0
IL Fac. Spec. - NOX Rate Summer v3.1, Unit 2218 and retrofits | 284 | 7305 | Rate Constraint in lbs/MMBtu | FALSE | L | Annual | Allowances Banked | Thousand Tons | 0 | 0 | 0 | 0 | 0 | 0 | 0 | 0
IL Fac. Spec. - NOX Rate Summer v3.1, Unit 2218 and retrofits | 284 | 7305 | Rate Constraint in lbs/MMBtu | FALSE | L | Annual | Allowances Withdrawn (1:1) | Thousand Tons | 0 | 0 | 0 | 0 | 0 | 0 | 0 | 0
IL Fac. Spec. - NOX Rate Summer v3.1, Unit 2218 and retrofits | 284 | 7305 | Rate Constraint in lbs/MMBtu | FALSE | L | Annual | Allowances Withdrawn (n:1) | Thousand Tons | 0 | 0 | 0 | 0 | 0 | 0 | 0 | 0
IL Fac. Spec. - NOX Rate Summer v3.1, Unit 2218 and retrofits | 284 | 7305 | Rate Constraint in lbs/MMBtu | FALSE | L | Annual | Net Emissions Allowance Position | Thousand Tons | 0 | 0 | 0 | 0 | 0 | 0 | 0 | 0
IL Fac. Spec. - NOX Rate Summer v3.1, Unit 2218 and retrofits | 284 | 7305 | Rate Constraint in lbs/MMBtu | FALSE | L | Annual | Fuel Consumed | TBtu | 0 | 0 | 0 | 0 | 0 | 0 | 0 | 0
IL Fac. Spec. - NOX Rate Summer v3.1, Unit 2218 and retrofits | 284 | 7305 | Rate Constraint in lbs/MMBtu | FALSE | L | Annual | Rate | lb/MMBtu | 0 | 0 | 0 | 0 | 0 | 0 | 0 | 0
IL Fac. Spec. - NOX Rate Summer v3.1, Unit 2218 and retrofits | 284 | 7305 | Rate Constraint in lbs/MMBtu | FALSE | L | Annual | Generation | TWh | 0 | 0 | 0 | 0 | 0 | 0 | 0 | 0
IL Fac. Spec. - NOX Rate Summer v3.1, Unit 2218 and retrofits | 284 | 7305 | Rate Constraint in lbs/MMBtu | FALSE | L | Annual | Qualifying Generation | TWh | 0 | 0 | 0 | 0 | 0 | 0 | 0 | 0
IL Fac. Spec. - NOX Rate Summer v3.1, Unit 2218 and retrofits | 284 | 7305 | Rate Constraint in lbs/MMBtu | FALSE | L | Annual | Rate | lb/MWh | 0 | 0 | 0 | 0 | 0 | 0 | 0 | 0
IL Fac. Spec. - NOX Rate Summer v3.1, Unit 2218 and retrofits | 284 | 7305 | Rate Constraint in lbs/MMBtu | FALSE | L | Annual | Constraint Shadow Price | US2019$/Ton | 0 | 0 | 0 | 0 | 0 | 0 | 0 | 0
IL Fac. Spec. - NOX Rate Summer v3.1, Unit 2219 and retrofits | 285 | 7305 | Rate Constraint in lbs/MMBtu | FALSE | L | Annual | Seasons Included | Seasons | Summer | Summer | Summer | Summer | Summer | Summer | Summer | Summer
IL Fac. Spec. - NOX Rate Summer v3.1, Unit 2219 and retrofits | 285 | 7305 | Rate Constraint in lbs/MMBtu | FALSE | L | Annual | Standard NOX | lb/MMBtu | 0.25 | 0.25 | 0.25 | 0.25 | 0.25 | 0.25 | 0.25 | 0.25
IL Fac. Spec. - NOX Rate Summer v3.1, Unit 2219 and retrofits | 285 | 7305 | Rate Constraint in lbs/MMBtu | FALSE | L | Annual | Emissions at Affected Plants NOX | Thousand Tons | 0 | 0 | 0 | 0 | 0 | 0 | 0 | 0
IL Fac. Spec. - NOX Rate Summer v3.1, Unit 2219 and retrofits | 285 | 7305 | Rate Constraint in lbs/MMBtu | FALSE | L | Annual | Allowances Purchased NOX | Thousand Tons | 0 | 0 | 0 | 0 | 0 | 0 | 0 | 0
IL Fac. Spec. - NOX Rate Summer v3.1, Unit 2219 and retrofits | 285 | 7305 | Rate Constraint in lbs/MMBtu | FALSE | L | Annual | Allowances Sold NOX | Thousand Tons | 0 | 0 | 0 | 0 | 0 | 0 | 0 | 0
IL Fac. Spec. - NOX Rate Summer v3.1, Unit 2219 and retrofits | 285 | 7305 | Rate Constraint in lbs/MMBtu | FALSE | L | Annual | Allowances Banked | Thousand Tons | 0 | 0 | 0 | 0 | 0 | 0 | 0 | 0
IL Fac. Spec. - NOX Rate Summer v3.1, Unit 2219 and retrofits | 285 | 7305 | Rate Constraint in lbs/MMBtu | FALSE | L | Annual | Allowances Withdrawn (1:1) | Thousand Tons | 0 | 0 | 0 | 0 | 0 | 0 | 0 | 0
IL Fac. Spec. - NOX Rate Summer v3.1, Unit 2219 and retrofits | 285 | 7305 | Rate Constraint in lbs/MMBtu | FALSE | L | Annual | Allowances Withdrawn (n:1) | Thousand Tons | 0 | 0 | 0 | 0 | 0 | 0 | 0 | 0
IL Fac. Spec. - NOX Rate Summer v3.1, Unit 2219 and retrofits | 285 | 7305 | Rate Constraint in lbs/MMBtu | FALSE | L | Annual | Net Emissions Allowance Position | Thousand Tons | 0 | 0 | 0 | 0 | 0 | 0 | 0 | 0
IL Fac. Spec. - NOX Rate Summer v3.1, Unit 2219 and retrofits | 285 | 7305 | Rate Constraint in lbs/MMBtu | FALSE | L | Annual | Fuel Consumed | TBtu | 0 | 0 | 0 | 0 | 0 | 0 | 0 | 0
IL Fac. Spec. - NOX Rate Summer v3.1, Unit 2219 and retrofits | 285 | 7305 | Rate Constraint in lbs/MMBtu | FALSE | L | Annual | Rate | lb/MMBtu | 0 | 0 | 0 | 0 | 0 | 0 | 0 | 0
IL Fac. Spec. - NOX Rate Summer v3.1, Unit 2219 and retrofits | 285 | 7305 | Rate Constraint in lbs/MMBtu | FALSE | L | Annual | Generation | TWh | 0 | 0 | 0 | 0 | 0 | 0 | 0 | 0
IL Fac. Spec. - NOX Rate Summer v3.1, Unit 2219 and retrofits | 285 | 7305 | Rate Constraint in lbs/MMBtu | FALSE | L | Annual | Qualifying Generation | TWh | 0 | 0 | 0 | 0 | 0 | 0 | 0 | 0
IL Fac. Spec. - NOX Rate Summer v3.1, Unit 2219 and retrofits | 285 | 7305 | Rate Constraint in lbs/MMBtu | FALSE | L | Annual | Rate | lb/MWh | 0 | 0 | 0 | 0 | 0 | 0 | 0 | 0
IL Fac. Spec. - NOX Rate Summer v3.1, Unit 2219 and retrofits | 285 | 7305 | Rate Constraint in lbs/MMBtu | FALSE | L | Annual | Constraint Shadow Price | US2019$/Ton | 0 | 0 | 0 | 0 | 0 | 0 | 0 | 0
IL Fac. Spec. - NOX Rate Summer v3.1, Unit 2220 and retrofits | 286 | 7305 | Rate Constraint in lbs/MMBtu | FALSE | L | Annual | Seasons Included | Seasons | Summer | Summer | Summer | Summer | Summer | Summer | Summer | Summer
IL Fac. Spec. - NOX Rate Summer v3.1, Unit 2220 and retrofits | 286 | 7305 | Rate Constraint in lbs/MMBtu | FALSE | L | Annual | Standard NOX | lb/MMBtu | 0.25 | 0.25 | 0.25 | 0.25 | 0.25 | 0.25 | 0.25 | 0.25
IL Fac. Spec. - NOX Rate Summer v3.1, Unit 2220 and retrofits | 286 | 7305 | Rate Constraint in lbs/MMBtu | FALSE | L | Annual | Emissions at Affected Plants NOX | Thousand Tons | 0 | 0 | 0 | 0 | 0 | 0 | 0 | 0
IL Fac. Spec. - NOX Rate Summer v3.1, Unit 2220 and retrofits | 286 | 7305 | Rate Constraint in lbs/MMBtu | FALSE | L | Annual | Allowances Purchased NOX | Thousand Tons | 0 | 0 | 0 | 0 | 0 | 0 | 0 | 0
IL Fac. Spec. - NOX Rate Summer v3.1, Unit 2220 and retrofits | 286 | 7305 | Rate Constraint in lbs/MMBtu | FALSE | L | Annual | Allowances Sold NOX | Thousand Tons | 0 | 0 | 0 | 0 | 0 | 0 | 0 | 0
IL Fac. Spec. - NOX Rate Summer v3.1, Unit 2220 and retrofits | 286 | 7305 | Rate Constraint in lbs/MMBtu | FALSE | L | Annual | Allowances Banked | Thousand Tons | 0 | 0 | 0 | 0 | 0 | 0 | 0 | 0
IL Fac. Spec. - NOX Rate Summer v3.1, Unit 2220 and retrofits | 286 | 7305 | Rate Constraint in lbs/MMBtu | FALSE | L | Annual | Allowances Withdrawn (1:1) | Thousand Tons | 0 | 0 | 0 | 0 | 0 | 0 | 0 | 0
IL Fac. Spec. - NOX Rate Summer v3.1, Unit 2220 and retrofits | 286 | 7305 | Rate Constraint in lbs/MMBtu | FALSE | L | Annual | Allowances Withdrawn (n:1) | Thousand Tons | 0 | 0 | 0 | 0 | 0 | 0 | 0 | 0
IL Fac. Spec. - NOX Rate Summer v3.1, Unit 2220 and retrofits | 286 | 7305 | Rate Constraint in lbs/MMBtu | FALSE | L | Annual | Net Emissions Allowance Position | Thousand Tons | 0 | 0 | 0 | 0 | 0 | 0 | 0 | 0
IL Fac. Spec. - NOX Rate Summer v3.1, Unit 2220 and retrofits | 286 | 7305 | Rate Constraint in lbs/MMBtu | FALSE | L | Annual | Fuel Consumed | TBtu | 0 | 0 | 0 | 0 | 0 | 0 | 0 | 0
IL Fac. Spec. - NOX Rate Summer v3.1, Unit 2220 and retrofits | 286 | 7305 | Rate Constraint in lbs/MMBtu | FALSE | L | Annual | Rate | lb/MMBtu | 0 | 0 | 0 | 0 | 0 | 0 | 0 | 0
IL Fac. Spec. - NOX Rate Summer v3.1, Unit 2220 and retrofits | 286 | 7305 | Rate Constraint in lbs/MMBtu | FALSE | L | Annual | Generation | TWh | 0 | 0 | 0 | 0 | 0 | 0 | 0 | 0
IL Fac. Spec. - NOX Rate Summer v3.1, Unit 2220 and retrofits | 286 | 7305 | Rate Constraint in lbs/MMBtu | FALSE | L | Annual | Qualifying Generation | TWh | 0 | 0 | 0 | 0 | 0 | 0 | 0 | 0
IL Fac. Spec. - NOX Rate Summer v3.1, Unit 2220 and retrofits | 286 | 7305 | Rate Constraint in lbs/MMBtu | FALSE | L | Annual | Rate | lb/MWh | 0 | 0 | 0 | 0 | 0 | 0 | 0 | 0
IL Fac. Spec. - NOX Rate Summer v3.1, Unit 2220 and retrofits | 286 | 7305 | Rate Constraint in lbs/MMBtu | FALSE | L | Annual | Constraint Shadow Price | US2019$/Ton | 0 | 0 | 0 | 0 | 0 | 0 | 0 | 0
IL Fac. Spec. - NOX Rate Summer v3.1, Unit 2571 and retrofits | 287 | 7305 | Rate Constraint in lbs/MMBtu | FALSE | L | Annual | Seasons Included | Seasons | Summer | Summer | Summer | Summer | Summer | Summer | Summer | Summer
IL Fac. Spec. - NOX Rate Summer v3.1, Unit 2571 and retrofits | 287 | 7305 | Rate Constraint in lbs/MMBtu | FALSE | L | Annual | Standard NOX | lb/MMBtu | 0.25 | 0.25 | 0.25 | 0.25 | 0.25 | 0.25 | 0.25 | 0.25
IL Fac. Spec. - NOX Rate Summer v3.1, Unit 2571 and retrofits | 287 | 7305 | Rate Constraint in lbs/MMBtu | FALSE | L | Annual | Emissions at Affected Plants NOX | Thousand Tons | 0.16257 | 0.16257 | 0.20547 | 0.18742 | 0.18742 | 0.18742 | 0.18742 | 0
IL Fac. Spec. - NOX Rate Summer v3.1, Unit 2571 and retrofits | 287 | 7305 | Rate Constraint in lbs/MMBtu | FALSE | L | Annual | Allowances Purchased NOX | Thousand Tons | 0 | 0 | 0 | 0 | 0 | 0 | 0 | 0
IL Fac. Spec. - NOX Rate Summer v3.1, Unit 2571 and retrofits | 287 | 7305 | Rate Constraint in lbs/MMBtu | FALSE | L | Annual | Allowances Sold NOX | Thousand Tons | 0 | 0 | 0 | 0 | 0 | 0 | 0 | 0
IL Fac. Spec. - NOX Rate Summer v3.1, Unit 2571 and retrofits | 287 | 7305 | Rate Constraint in lbs/MMBtu | FALSE | L | Annual | Allowances Banked | Thousand Tons | 0 | 0 | 0 | 0 | 0 | 0 | 0 | 0
IL Fac. Spec. - NOX Rate Summer v3.1, Unit 2571 and retrofits | 287 | 7305 | Rate Constraint in lbs/MMBtu | FALSE | L | Annual | Allowances Withdrawn (1:1) | Thousand Tons | 0 | 0 | 0 | 0 | 0 | 0 | 0 | 0
IL Fac. Spec. - NOX Rate Summer v3.1, Unit 2571 and retrofits | 287 | 7305 | Rate Constraint in lbs/MMBtu | FALSE | L | Annual | Allowances Withdrawn (n:1) | Thousand Tons | 0 | 0 | 0 | 0 | 0 | 0 | 0 | 0
IL Fac. Spec. - NOX Rate Summer v3.1, Unit 2571 and retrofits | 287 | 7305 | Rate Constraint in lbs/MMBtu | FALSE | L | Annual | Net Emissions Allowance Position | Thousand Tons | 0.16257 | 0.16257 | 0.20547 | 0.18742 | 0.18742 | 0.18742 | 0.18742 | 0
IL Fac. Spec. - NOX Rate Summer v3.1, Unit 2571 and retrofits | 287 | 7305 | Rate Constraint in lbs/MMBtu | FALSE | L | Annual | Fuel Consumed | TBtu | 4.9069 | 4.9069 | 6.2019 | 5.6571 | 5.6571 | 5.6571 | 5.6571 | 0
IL Fac. Spec. - NOX Rate Summer v3.1, Unit 2571 and retrofits | 287 | 7305 | Rate Constraint in lbs/MMBtu | FALSE | L | Annual | Rate | lb/MMBtu | 0.06626 | 0.06626 | 0.06626 | 0.06626 | 0.06626 | 0.06626 | 0.06626 | 0
IL Fac. Spec. - NOX Rate Summer v3.1, Unit 2571 and retrofits | 287 | 7305 | Rate Constraint in lbs/MMBtu | FALSE | L | Annual | Generation | TWh | 0.42855 | 0.42855 | 0.54165 | 0.49407 | 0.49407 | 0.49407 | 0.49407 | 0
IL Fac. Spec. - NOX Rate Summer v3.1, Unit 2571 and retrofits | 287 | 7305 | Rate Constraint in lbs/MMBtu | FALSE | L | Annual | Qualifying Generation | TWh | 0.42855 | 0.42855 | 0.54165 | 0.49407 | 0.49407 | 0.49407 | 0.49407 | 0
IL Fac. Spec. - NOX Rate Summer v3.1, Unit 2571 and retrofits | 287 | 7305 | Rate Constraint in lbs/MMBtu | FALSE | L | Annual | Rate | lb/MWh | 0.75868 | 0.75868 | 0.75868 | 0.75868 | 0.75868 | 0.75868 | 0.75868 | 0
IL Fac. Spec. - NOX Rate Summer v3.1, Unit 2571 and retrofits | 287 | 7305 | Rate Constraint in lbs/MMBtu | FALSE | L | Annual | Constraint Shadow Price | US2019$/Ton | 0 | 0 | 0 | 0 | 0 | 0 | 0 | 0
IL Fac. Spec. - NOX Rate Summer v3.1, Unit 2646 and retrofits | 288 | 7305 | Rate Constraint in lbs/MMBtu | FALSE | L | Annual | Seasons Included | Seasons | Summer | Summer | Summer | Summer | Summer | Summer | Summer | Summer
IL Fac. Spec. - NOX Rate Summer v3.1, Unit 2646 and retrofits | 288 | 7305 | Rate Constraint in lbs/MMBtu | FALSE | L | Annual | Standard NOX | lb/MMBtu | 0.25 | 0.25 | 0.25 | 0.25 | 0.25 | 0.25 | 0.25 | 0.25
IL Fac. Spec. - NOX Rate Summer v3.1, Unit 2646 and retrofits | 288 | 7305 | Rate Constraint in lbs/MMBtu | FALSE | L | Annual | Emissions at Affected Plants NOX | Thousand Tons | 0.50546 | 0.49621 | 0.58077 | 0.58077 | 0.58077 | 0.58077 | 0.58077 | 0.58077
IL Fac. Spec. - NOX Rate Summer v3.1, Unit 2646 and retrofits | 288 | 7305 | Rate Constraint in lbs/MMBtu | FALSE | L | Annual | Allowances Purchased NOX | Thousand Tons | 0 | 0 | 0 | 0 | 0 | 0 | 0 | 0
IL Fac. Spec. - NOX Rate Summer v3.1, Unit 2646 and retrofits | 288 | 7305 | Rate Constraint in lbs/MMBtu | FALSE | L | Annual | Allowances Sold NOX | Thousand Tons | 0 | 0 | 0 | 0 | 0 | 0 | 0 | 0
IL Fac. Spec. - NOX Rate Summer v3.1, Unit 2646 and retrofits | 288 | 7305 | Rate Constraint in lbs/MMBtu | FALSE | L | Annual | Allowances Banked | Thousand Tons | 0 | 0 | 0 | 0 | 0 | 0 | 0 | 0
IL Fac. Spec. - NOX Rate Summer v3.1, Unit 2646 and retrofits | 288 | 7305 | Rate Constraint in lbs/MMBtu | FALSE | L | Annual | Allowances Withdrawn (1:1) | Thousand Tons | 0 | 0 | 0 | 0 | 0 | 0 | 0 | 0
IL Fac. Spec. - NOX Rate Summer v3.1, Unit 2646 and retrofits | 288 | 7305 | Rate Constraint in lbs/MMBtu | FALSE | L | Annual | Allowances Withdrawn (n:1) | Thousand Tons | 0 | 0 | 0 | 0 | 0 | 0 | 0 | 0
IL Fac. Spec. - NOX Rate Summer v3.1, Unit 2646 and retrofits | 288 | 7305 | Rate Constraint in lbs/MMBtu | FALSE | L | Annual | Net Emissions Allowance Position | Thousand Tons | 0.50546 | 0.49621 | 0.58077 | 0.58077 | 0.58077 | 0.58077 | 0.58077 | 0.58077
IL Fac. Spec. - NOX Rate Summer v3.1, Unit 2646 and retrofits | 288 | 7305 | Rate Constraint in lbs/MMBtu | FALSE | L | Annual | Fuel Consumed | TBtu | 12.6364 | 12.4053 | 14.5192 | 14.5192 | 14.5192 | 14.5192 | 14.5192 | 14.5192
IL Fac. Spec. - NOX Rate Summer v3.1, Unit 2646 and retrofits | 288 | 7305 | Rate Constraint in lbs/MMBtu | FALSE | L | Annual | Rate | lb/MMBtu | 0.08 | 0.08 | 0.08 | 0.08 | 0.08 | 0.08 | 0.08 | 0.08
IL Fac. Spec. - NOX Rate Summer v3.1, Unit 2646 and retrofits | 288 | 7305 | Rate Constraint in lbs/MMBtu | FALSE | L | Annual | Generation | TWh | 1.2247 | 1.2023 | 1.4072 | 1.4072 | 1.4072 | 1.4072 | 1.4072 | 1.4072
IL Fac. Spec. - NOX Rate Summer v3.1, Unit 2646 and retrofits | 288 | 7305 | Rate Constraint in lbs/MMBtu | FALSE | L | Annual | Qualifying Generation | TWh | 1.2247 | 1.2023 | 1.4072 | 1.4072 | 1.4072 | 1.4072 | 1.4072 | 1.4072
IL Fac. Spec. - NOX Rate Summer v3.1, Unit 2646 and retrofits | 288 | 7305 | Rate Constraint in lbs/MMBtu | FALSE | L | Annual | Rate | lb/MWh | 0.82544 | 0.82544 | 0.82544 | 0.82544 | 0.82544 | 0.82544 | 0.82544 | 0.82544
IL Fac. Spec. - NOX Rate Summer v3.1, Unit 2646 and retrofits | 288 | 7305 | Rate Constraint in lbs/MMBtu | FALSE | L | Annual | Constraint Shadow Price | US2019$/Ton | 0 | 0 | 0 | 0 | 0 | 0 | 0 | 0
IL Fac. Spec. - NOX Rate Summer v3.1, Unit 2647 and retrofits | 289 | 7305 | Rate Constraint in lbs/MMBtu | FALSE | L | Annual | Seasons Included | Seasons | Summer | Summer | Summer | Summer | Summer | Summer | Summer | Summer
IL Fac. Spec. - NOX Rate Summer v3.1, Unit 2647 and retrofits | 289 | 7305 | Rate Constraint in lbs/MMBtu | FALSE | L | Annual | Standard NOX | lb/MMBtu | 0.25 | 0.25 | 0.25 | 0.25 | 0.25 | 0.25 | 0.25 | 0.25
IL Fac. Spec. - NOX Rate Summer v3.1, Unit 2647 and retrofits | 289 | 7305 | Rate Constraint in lbs/MMBtu | FALSE | L | Annual | Emissions at Affected Plants NOX | Thousand Tons | 1.1163 | 0.82404 | 1.0553 | 0.96445 | 0.99868 | 1.2131 | 1.1908 | 1.2131
IL Fac. Spec. - NOX Rate Summer v3.1, Unit 2647 and retrofits | 289 | 7305 | Rate Constraint in lbs/MMBtu | FALSE | L | Annual | Allowances Purchased NOX | Thousand Tons | 0 | 0 | 0 | 0 | 0 | 0 | 0 | 0
IL Fac. Spec. - NOX Rate Summer v3.1, Unit 2647 and retrofits | 289 | 7305 | Rate Constraint in lbs/MMBtu | FALSE | L | Annual | Allowances Sold NOX | Thousand Tons | 0 | 0 | 0 | 0 | 0 | 0 | 0 | 0
IL Fac. Spec. - NOX Rate Summer v3.1, Unit 2647 and retrofits | 289 | 7305 | Rate Constraint in lbs/MMBtu | FALSE | L | Annual | Allowances Banked | Thousand Tons | 0 | 0 | 0 | 0 | 0 | 0 | 0 | 0
IL Fac. Spec. - NOX Rate Summer v3.1, Unit 2647 and retrofits | 289 | 7305 | Rate Constraint in lbs/MMBtu | FALSE | L | Annual | Allowances Withdrawn (1:1) | Thousand Tons | 0 | 0 | 0 | 0 | 0 | 0 | 0 | 0
IL Fac. Spec. - NOX Rate Summer v3.1, Unit 2647 and retrofits | 289 | 7305 | Rate Constraint in lbs/MMBtu | FALSE | L | Annual | Allowances Withdrawn (n:1) | Thousand Tons | 0 | 0 | 0 | 0 | 0 | 0 | 0 | 0
IL Fac. Spec. - NOX Rate Summer v3.1, Unit 2647 and retrofits | 289 | 7305 | Rate Constraint in lbs/MMBtu | FALSE | L | Annual | Net Emissions Allowance Position | Thousand Tons | 1.1163 | 0.82404 | 1.0553 | 0.96445 | 0.99868 | 1.2131 | 1.1908 | 1.2131
IL Fac. Spec. - NOX Rate Summer v3.1, Unit 2647 and retrofits | 289 | 7305 | Rate Constraint in lbs/MMBtu | FALSE | L | Annual | Fuel Consumed | TBtu | 26.0273 | 25.5512 | 32.7218 | 29.9052 | 30.9665 | 37.615 | 36.925 | 37.615
IL Fac. Spec. - NOX Rate Summer v3.1, Unit 2647 and retrofits | 289 | 7305 | Rate Constraint in lbs/MMBtu | FALSE | L | Annual | Rate | lb/MMBtu | 0.08578 | 0.064501 | 0.064501 | 0.064501 | 0.064501 | 0.064501 | 0.064501 | 0.064501
IL Fac. Spec. - NOX Rate Summer v3.1, Unit 2647 and retrofits | 289 | 7305 | Rate Constraint in lbs/MMBtu | FALSE | L | Annual | Generation | TWh | 2.5557 | 2.509 | 3.2131 | 2.9365 | 3.0407 | 3.6935 | 3.6258 | 3.6935
IL Fac. Spec. - NOX Rate Summer v3.1, Unit 2647 and retrofits | 289 | 7305 | Rate Constraint in lbs/MMBtu | FALSE | L | Annual | Qualifying Generation | TWh | 2.5557 | 2.509 | 3.2131 | 2.9365 | 3.0407 | 3.6935 | 3.6258 | 3.6935
IL Fac. Spec. - NOX Rate Summer v3.1, Unit 2647 and retrofits | 289 | 7305 | Rate Constraint in lbs/MMBtu | FALSE | L | Annual | Rate | lb/MWh | 0.87358 | 0.65688 | 0.65688 | 0.65688 | 0.65688 | 0.65688 | 0.65688 | 0.65688
IL Fac. Spec. - NOX Rate Summer v3.1, Unit 2647 and retrofits | 289 | 7305 | Rate Constraint in lbs/MMBtu | FALSE | L | Annual | Constraint Shadow Price | US2019$/Ton | 0 | 0 | 0 | 0 | 0 | 0 | 0 | 0
IL Fac. Spec. - NOX Rate Summer v3.1, Unit 2706 and retrofits | 290 | 7305 | Rate Constraint in lbs/MMBtu | FALSE | L | Annual | Seasons Included | Seasons | Summer | Summer | Summer | Summer | Summer | Summer | Summer | Summer
IL Fac. Spec. - NOX Rate Summer v3.1, Unit 2706 and retrofits | 290 | 7305 | Rate Constraint in lbs/MMBtu | FALSE | L | Annual | Standard NOX | lb/MMBtu | 0.25 | 0.25 | 0.25 | 0.25 | 0.25 | 0.25 | 0.25 | 0.25
IL Fac. Spec. - NOX Rate Summer v3.1, Unit 2706 and retrofits | 290 | 7305 | Rate Constraint in lbs/MMBtu | FALSE | L | Annual | Emissions at Affected Plants NOX | Thousand Tons | 0 | 0 | 0 | 0 | 0 | 0 | 0 | 0
IL Fac. Spec. - NOX Rate Summer v3.1, Unit 2706 and retrofits | 290 | 7305 | Rate Constraint in lbs/MMBtu | FALSE | L | Annual | Allowances Purchased NOX | Thousand Tons | 0 | 0 | 0 | 0 | 0 | 0 | 0 | 0
IL Fac. Spec. - NOX Rate Summer v3.1, Unit 2706 and retrofits | 290 | 7305 | Rate Constraint in lbs/MMBtu | FALSE | L | Annual | Allowances Sold NOX | Thousand Tons | 0 | 0 | 0 | 0 | 0 | 0 | 0 | 0
IL Fac. Spec. - NOX Rate Summer v3.1, Unit 2706 and retrofits | 290 | 7305 | Rate Constraint in lbs/MMBtu | FALSE | L | Annual | Allowances Banked | Thousand Tons | 0 | 0 | 0 | 0 | 0 | 0 | 0 | 0
IL Fac. Spec. - NOX Rate Summer v3.1, Unit 2706 and retrofits | 290 | 7305 | Rate Constraint in lbs/MMBtu | FALSE | L | Annual | Allowances Withdrawn (1:1) | Thousand Tons | 0 | 0 | 0 | 0 | 0 | 0 | 0 | 0
IL Fac. Spec. - NOX Rate Summer v3.1, Unit 2706 and retrofits | 290 | 7305 | Rate Constraint in lbs/MMBtu | FALSE | L | Annual | Allowances Withdrawn (n:1) | Thousand Tons | 0 | 0 | 0 | 0 | 0 | 0 | 0 | 0
IL Fac. Spec. - NOX Rate Summer v3.1, Unit 2706 and retrofits | 290 | 7305 | Rate Constraint in lbs/MMBtu | FALSE | L | Annual | Net Emissions Allowance Position | Thousand Tons | 0 | 0 | 0 | 0 | 0 | 0 | 0 | 0
IL Fac. Spec. - NOX Rate Summer v3.1, Unit 2706 and retrofits | 290 | 7305 | Rate Constraint in lbs/MMBtu | FALSE | L | Annual | Fuel Consumed | TBtu | 0 | 0 | 0 | 0 | 0 | 0 | 0 | 0
IL Fac. Spec. - NOX Rate Summer v3.1, Unit 2706 and retrofits | 290 | 7305 | Rate Constraint in lbs/MMBtu | FALSE | L | Annual | Rate | lb/MMBtu | 0 | 0 | 0 | 0 | 0 | 0 | 0 | 0
IL Fac. Spec. - NOX Rate Summer v3.1, Unit 2706 and retrofits | 290 | 7305 | Rate Constraint in lbs/MMBtu | FALSE | L | Annual | Generation | TWh | 0 | 0 | 0 | 0 | 0 | 0 | 0 | 0
IL Fac. Spec. - NOX Rate Summer v3.1, Unit 2706 and retrofits | 290 | 7305 | Rate Constraint in lbs/MMBtu | FALSE | L | Annual | Qualifying Generation | TWh | 0 | 0 | 0 | 0 | 0 | 0 | 0 | 0
IL Fac. Spec. - NOX Rate Summer v3.1, Unit 2706 and retrofits | 290 | 7305 | Rate Constraint in lbs/MMBtu | FALSE | L | Annual | Rate | lb/MWh | 0 | 0 | 0 | 0 | 0 | 0 | 0 | 0
IL Fac. Spec. - NOX Rate Summer v3.1, Unit 2706 and retrofits | 290 | 7305 | Rate Constraint in lbs/MMBtu | FALSE | L | Annual | Constraint Shadow Price | US2019$/Ton | 0 | 0 | 0 | 0 | 0 | 0 | 0 | 0
IL Fac. Spec. - NOX Rate Summer v3.1, Unit 2718 and retrofits | 291 | 7305 | Rate Constraint in lbs/MMBtu | FALSE | L | Annual | Seasons Included | Seasons | Summer | Summer | Summer | Summer | Summer | Summer | Summer | Summer
IL Fac. Spec. - NOX Rate Summer v3.1, Unit 2718 and retrofits | 291 | 7305 | Rate Constraint in lbs/MMBtu | FALSE | L | Annual | Standard NOX | lb/MMBtu | 0.25 | 0.25 | 0.25 | 0.25 | 0.25 | 0.25 | 0.25 | 0.25
IL Fac. Spec. - NOX Rate Summer v3.1, Unit 2718 and retrofits | 291 | 7305 | Rate Constraint in lbs/MMBtu | FALSE | L | Annual | Emissions at Affected Plants NOX | Thousand Tons | 0 | 0 | 0 | 0 | 0 | 0 | 0 | 0
IL Fac. Spec. - NOX Rate Summer v3.1, Unit 2718 and retrofits | 291 | 7305 | Rate Constraint in lbs/MMBtu | FALSE | L | Annual | Allowances Purchased NOX | Thousand Tons | 0 | 0 | 0 | 0 | 0 | 0 | 0 | 0
IL Fac. Spec. - NOX Rate Summer v3.1, Unit 2718 and retrofits | 291 | 7305 | Rate Constraint in lbs/MMBtu | FALSE | L | Annual | Allowances Sold NOX | Thousand Tons | 0 | 0 | 0 | 0 | 0 | 0 | 0 | 0
IL Fac. Spec. - NOX Rate Summer v3.1, Unit 2718 and retrofits | 291 | 7305 | Rate Constraint in lbs/MMBtu | FALSE | L | Annual | Allowances Banked | Thousand Tons | 0 | 0 | 0 | 0 | 0 | 0 | 0 | 0
IL Fac. Spec. - NOX Rate Summer v3.1, Unit 2718 and retrofits | 291 | 7305 | Rate Constraint in lbs/MMBtu | FALSE | L | Annual | Allowances Withdrawn (1:1) | Thousand Tons | 0 | 0 | 0 | 0 | 0 | 0 | 0 | 0
IL Fac. Spec. - NOX Rate Summer v3.1, Unit 2718 and retrofits | 291 | 7305 | Rate Constraint in lbs/MMBtu | FALSE | L | Annual | Allowances Withdrawn (n:1) | Thousand Tons | 0 | 0 | 0 | 0 | 0 | 0 | 0 | 0
IL Fac. Spec. - NOX Rate Summer v3.1, Unit 2718 and retrofits | 291 | 7305 | Rate Constraint in lbs/MMBtu | FALSE | L | Annual | Net Emissions Allowance Position | Thousand Tons | 0 | 0 | 0 | 0 | 0 | 0 | 0 | 0
IL Fac. Spec. - NOX Rate Summer v3.1, Unit 2718 and retrofits | 291 | 7305 | Rate Constraint in lbs/MMBtu | FALSE | L | Annual | Fuel Consumed | TBtu | 0 | 0 | 0 | 0 | 0 | 0 | 0 | 0
IL Fac. Spec. - NOX Rate Summer v3.1, Unit 2718 and retrofits | 291 | 7305 | Rate Constraint in lbs/MMBtu | FALSE | L | Annual | Rate | lb/MMBtu | 0 | 0 | 0 | 0 | 0 | 0 | 0 | 0
IL Fac. Spec. - NOX Rate Summer v3.1, Unit 2718 and retrofits | 291 | 7305 | Rate Constraint in lbs/MMBtu | FALSE | L | Annual | Generation | TWh | 0 | 0 | 0 | 0 | 0 | 0 | 0 | 0
IL Fac. Spec. - NOX Rate Summer v3.1, Unit 2718 and retrofits | 291 | 7305 | Rate Constraint in lbs/MMBtu | FALSE | L | Annual | Qualifying Generation | TWh | 0 | 0 | 0 | 0 | 0 | 0 | 0 | 0
IL Fac. Spec. - NOX Rate Summer v3.1, Unit 2718 and retrofits | 291 | 7305 | Rate Constraint in lbs/MMBtu | FALSE | L | Annual | Rate | lb/MWh | 0 | 0 | 0 | 0 | 0 | 0 | 0 | 0
IL Fac. Spec. - NOX Rate Summer v3.1, Unit 2718 and retrofits | 291 | 7305 | Rate Constraint in lbs/MMBtu | FALSE | L | Annual | Constraint Shadow Price | US2019$/Ton | 0 | 0 | 0 | 0 | 0 | 0 | 0 | 0
IL Fac. Spec. - NOX Rate Summer v3.1, Unit 2721 and retrofits | 292 | 7305 | Rate Constraint in lbs/MMBtu | FALSE | L | Annual | Seasons Included | Seasons | Summer | Summer | Summer | Summer | Summer | Summer | Summer | Summer
IL Fac. Spec. - NOX Rate Summer v3.1, Unit 2721 and retrofits | 292 | 7305 | Rate Constraint in lbs/MMBtu | FALSE | L | Annual | Standard NOX | lb/MMBtu | 0.25 | 0.25 | 0.25 | 0.25 | 0.25 | 0.25 | 0.25 | 0.25
IL Fac. Spec. - NOX Rate Summer v3.1, Unit 2721 and retrofits | 292 | 7305 | Rate Constraint in lbs/MMBtu | FALSE | L | Annual | Emissions at Affected Plants NOX | Thousand Tons | 0.2779 | 0.11619 | 0.13275 | 0.13999 | 0.13999 | 0.13999 | 0.13999 | 0.13999
IL Fac. Spec. - NOX Rate Summer v3.1, Unit 2721 and retrofits | 292 | 7305 | Rate Constraint in lbs/MMBtu | FALSE | L | Annual | Allowances Purchased NOX | Thousand Tons | 0 | 0 | 0 | 0 | 0 | 0 | 0 | 0
IL Fac. Spec. - NOX Rate Summer v3.1, Unit 2721 and retrofits | 292 | 7305 | Rate Constraint in lbs/MMBtu | FALSE | L | Annual | Allowances Sold NOX | Thousand Tons | 0 | 0 | 0 | 0 | 0 | 0 | 0 | 0
IL Fac. Spec. - NOX Rate Summer v3.1, Unit 2721 and retrofits | 292 | 7305 | Rate Constraint in lbs/MMBtu | FALSE | L | Annual | Allowances Banked | Thousand Tons | 0 | 0 | 0 | 0 | 0 | 0 | 0 | 0
IL Fac. Spec. - NOX Rate Summer v3.1, Unit 2721 and retrofits | 292 | 7305 | Rate Constraint in lbs/MMBtu | FALSE | L | Annual | Allowances Withdrawn (1:1) | Thousand Tons | 0 | 0 | 0 | 0 | 0 | 0 | 0 | 0
IL Fac. Spec. - NOX Rate Summer v3.1, Unit 2721 and retrofits | 292 | 7305 | Rate Constraint in lbs/MMBtu | FALSE | L | Annual | Allowances Withdrawn (n:1) | Thousand Tons | 0 | 0 | 0 | 0 | 0 | 0 | 0 | 0
IL Fac. Spec. - NOX Rate Summer v3.1, Unit 2721 and retrofits | 292 | 7305 | Rate Constraint in lbs/MMBtu | FALSE | L | Annual | Net Emissions Allowance Position | Thousand Tons | 0.2779 | 0.11619 | 0.13275 | 0.13999 | 0.13999 | 0.13999 | 0.13999 | 0.13999
IL Fac. Spec. - NOX Rate Summer v3.1, Unit 2721 and retrofits | 292 | 7305 | Rate Constraint in lbs/MMBtu | FALSE | L | Annual | Fuel Consumed | TBtu | 4.6475 | 4.6475 | 5.3102 | 5.5997 | 5.5997 | 5.5997 | 5.5997 | 5.5997
IL Fac. Spec. - NOX Rate Summer v3.1, Unit 2721 and retrofits | 292 | 7305 | Rate Constraint in lbs/MMBtu | FALSE | L | Annual | Rate | lb/MMBtu | 0.11959 | 0.05 | 0.05 | 0.05 | 0.05 | 0.05 | 0.05 | 0.05
IL Fac. Spec. - NOX Rate Summer v3.1, Unit 2721 and retrofits | 292 | 7305 | Rate Constraint in lbs/MMBtu | FALSE | L | Annual | Generation | TWh | 0.42316 | 0.42064 | 0.48061 | 0.50682 | 0.50682 | 0.50682 | 0.50682 | 0.50682
IL Fac. Spec. - NOX Rate Summer v3.1, Unit 2721 and retrofits | 292 | 7305 | Rate Constraint in lbs/MMBtu | FALSE | L | Annual | Qualifying Generation | TWh | 0.42316 | 0.42064 | 0.48061 | 0.50682 | 0.50682 | 0.50682 | 0.50682 | 0.50682
IL Fac. Spec. - NOX Rate Summer v3.1, Unit 2721 and retrofits | 292 | 7305 | Rate Constraint in lbs/MMBtu | FALSE | L | Annual | Rate | lb/MWh | 1.3135 | 0.55244 | 0.55244 | 0.55244 | 0.55244 | 0.55244 | 0.55244 | 0.55244
IL Fac. Spec. - NOX Rate Summer v3.1, Unit 2721 and retrofits | 292 | 7305 | Rate Constraint in lbs/MMBtu | FALSE | L | Annual | Constraint Shadow Price | US2019$/Ton | 0 | 0 | 0 | 0 | 0 | 0 | 0 | 0
IL Fac. Spec. - NOX Rate Summer v3.1, Unit 2722 and retrofits | 293 | 7305 | Rate Constraint in lbs/MMBtu | FALSE | L | Annual | Seasons Included | Seasons | Summer | Summer | Summer | Summer | Summer | Summer | Summer | Summer
IL Fac. Spec. - NOX Rate Summer v3.1, Unit 2722 and retrofits | 293 | 7305 | Rate Constraint in lbs/MMBtu | FALSE | L | Annual | Standard NOX | lb/MMBtu | 0.25 | 0.25 | 0.25 | 0.25 | 0.25 | 0.25 | 0.25 | 0.25
IL Fac. Spec. - NOX Rate Summer v3.1, Unit 2722 and retrofits | 293 | 7305 | Rate Constraint in lbs/MMBtu | FALSE | L | Annual | Emissions at Affected Plants NOX | Thousand Tons | 0.27218 | 0.11266 | 0.13574 | 0.13574 | 0.13574 | 0.13574 | 0.13574 | 0.13574
IL Fac. Spec. - NOX Rate Summer v3.1, Unit 2722 and retrofits | 293 | 7305 | Rate Constraint in lbs/MMBtu | FALSE | L | Annual | Allowances Purchased NOX | Thousand Tons | 0 | 0 | 0 | 0 | 0 | 0 | 0 | 0
IL Fac. Spec. - NOX Rate Summer v3.1, Unit 2722 and retrofits | 293 | 7305 | Rate Constraint in lbs/MMBtu | FALSE | L | Annual | Allowances Sold NOX | Thousand Tons | 0 | 0 | 0 | 0 | 0 | 0 | 0 | 0
IL Fac. Spec. - NOX Rate Summer v3.1, Unit 2722 and retrofits | 293 | 7305 | Rate Constraint in lbs/MMBtu | FALSE | L | Annual | Allowances Banked | Thousand Tons | 0 | 0 | 0 | 0 | 0 | 0 | 0 | 0
IL Fac. Spec. - NOX Rate Summer v3.1, Unit 2722 and retrofits | 293 | 7305 | Rate Constraint in lbs/MMBtu | FALSE | L | Annual | Allowances Withdrawn (1:1) | Thousand Tons | 0 | 0 | 0 | 0 | 0 | 0 | 0 | 0
IL Fac. Spec. - NOX Rate Summer v3.1, Unit 2722 and retrofits | 293 | 7305 | Rate Constraint in lbs/MMBtu | FALSE | L | Annual | Allowances Withdrawn (n:1) | Thousand Tons | 0 | 0 | 0 | 0 | 0 | 0 | 0 | 0
IL Fac. Spec. - NOX Rate Summer v3.1, Unit 2722 and retrofits | 293 | 7305 | Rate Constraint in lbs/MMBtu | FALSE | L | Annual | Net Emissions Allowance Position | Thousand Tons | 0.27218 | 0.11266 | 0.13574 | 0.13574 | 0.13574 | 0.13574 | 0.13574 | 0.13574
IL Fac. Spec. - NOX Rate Summer v3.1, Unit 2722 and retrofits | 293 | 7305 | Rate Constraint in lbs/MMBtu | FALSE | L | Annual | Fuel Consumed | TBtu | 4.5063 | 4.5063 | 5.4296 | 5.4296 | 5.4296 | 5.4296 | 5.4296 | 5.4296
IL Fac. Spec. - NOX Rate Summer v3.1, Unit 2722 and retrofits | 293 | 7305 | Rate Constraint in lbs/MMBtu | FALSE | L | Annual | Rate | lb/MMBtu | 0.1208 | 0.05 | 0.05 | 0.05 | 0.05 | 0.05 | 0.05 | 0.05
IL Fac. Spec. - NOX Rate Summer v3.1, Unit 2722 and retrofits | 293 | 7305 | Rate Constraint in lbs/MMBtu | FALSE | L | Annual | Generation | TWh | 0.41271 | 0.41026 | 0.49431 | 0.49431 | 0.49431 | 0.49431 | 0.49431 | 0.49431
IL Fac. Spec. - NOX Rate Summer v3.1, Unit 2722 and retrofits | 293 | 7305 | Rate Constraint in lbs/MMBtu | FALSE | L | Annual | Qualifying Generation | TWh | 0.41271 | 0.41026 | 0.49431 | 0.49431 | 0.49431 | 0.49431 | 0.49431 | 0.49431
IL Fac. Spec. - NOX Rate Summer v3.1, Unit 2722 and retrofits | 293 | 7305 | Rate Constraint in lbs/MMBtu | FALSE | L | Annual | Rate | lb/MWh | 1.319 | 0.54921 | 0.54921 | 0.54921 | 0.54921 | 0.54921 | 0.54921 | 0.54921
IL Fac. Spec. - NOX Rate Summer v3.1, Unit 2722 and retrofits | 293 | 7305 | Rate Constraint in lbs/MMBtu | FALSE | L | Annual | Constraint Shadow Price | US2019$/Ton | 0 | 0 | 0 | 0 | 0 | 0 | 0 | 0
IL Fac. Spec. - NOX Rate Summer v3.1, Unit 2723 and retrofits | 294 | 7305 | Rate Constraint in lbs/MMBtu | FALSE | L | Annual | Seasons Included | Seasons | Summer | Summer | Summer | Summer | Summer | Summer | Summer | Summer
IL Fac. Spec. - NOX Rate Summer v3.1, Unit 2723 and retrofits | 294 | 7305 | Rate Constraint in lbs/MMBtu | FALSE | L | Annual | Standard NOX | lb/MMBtu | 0.25 | 0.25 | 0.25 | 0.25 | 0.25 | 0.25 | 0.25 | 0.25
IL Fac. Spec. - NOX Rate Summer v3.1, Unit 2723 and retrofits | 294 | 7305 | Rate Constraint in lbs/MMBtu | FALSE | L | Annual | Emissions at Affected Plants NOX | Thousand Tons | 0.24865 | 0.11549 | 0.13915 | 0.13915 | 0.13915 | 0.13915 | 0.13915 | 0.13915
IL Fac. Spec. - NOX Rate Summer v3.1, Unit 2723 and retrofits | 294 | 7305 | Rate Constraint in lbs/MMBtu | FALSE | L | Annual | Allowances Purchased NOX | Thousand Tons | 0 | 0 | 0 | 0 | 0 | 0 | 0 | 0
IL Fac. Spec. - NOX Rate Summer v3.1, Unit 2723 and retrofits | 294 | 7305 | Rate Constraint in lbs/MMBtu | FALSE | L | Annual | Allowances Sold NOX | Thousand Tons | 0 | 0 | 0 | 0 | 0 | 0 | 0 | 0
IL Fac. Spec. - NOX Rate Summer v3.1, Unit 2723 and retrofits | 294 | 7305 | Rate Constraint in lbs/MMBtu | FALSE | L | Annual | Allowances Banked | Thousand Tons | 0 | 0 | 0 | 0 | 0 | 0 | 0 | 0
IL Fac. Spec. - NOX Rate Summer v3.1, Unit 2723 and retrofits | 294 | 7305 | Rate Constraint in lbs/MMBtu | FALSE | L | Annual | Allowances Withdrawn (1:1) | Thousand Tons | 0 | 0 | 0 | 0 | 0 | 0 | 0 | 0
IL Fac. Spec. - NOX Rate Summer v3.1, Unit 2723 and retrofits | 294 | 7305 | Rate Constraint in lbs/MMBtu | FALSE | L | Annual | Allowances Withdrawn (n:1) | Thousand Tons | 0 | 0 | 0 | 0 | 0 | 0 | 0 | 0
IL Fac. Spec. - NOX Rate Summer v3.1, Unit 2723 and retrofits | 294 | 7305 | Rate Constraint in lbs/MMBtu | FALSE | L | Annual | Net Emissions Allowance Position | Thousand Tons | 0.24865 | 0.11549 | 0.13915 | 0.13915 | 0.13915 | 0.13915 | 0.13915 | 0.13915
IL Fac. Spec. - NOX Rate Summer v3.1, Unit 2723 and retrofits | 294 | 7305 | Rate Constraint in lbs/MMBtu | FALSE | L | Annual | Fuel Consumed | TBtu | 4.6197 | 4.6197 | 5.5662 | 5.5662 | 5.5662 | 5.5662 | 5.5662 | 5.5662
IL Fac. Spec. - NOX Rate Summer v3.1, Unit 2723 and retrofits | 294 | 7305 | Rate Constraint in lbs/MMBtu | FALSE | L | Annual | Rate | lb/MMBtu | 0.10765 | 0.05 | 0.05 | 0.05 | 0.05 | 0.05 | 0.05 | 0.05
IL Fac. Spec. - NOX Rate Summer v3.1, Unit 2723 and retrofits | 294 | 7305 | Rate Constraint in lbs/MMBtu | FALSE | L | Annual | Generation | TWh | 0.42054 | 0.41804 | 0.50369 | 0.50369 | 0.50369 | 0.50369 | 0.50369 | 0.50369
IL Fac. Spec. - NOX Rate Summer v3.1, Unit 2723 and retrofits | 294 | 7305 | Rate Constraint in lbs/MMBtu | FALSE | L | Annual | Qualifying Generation | TWh | 0.42054 | 0.41804 | 0.50369 | 0.50369 | 0.50369 | 0.50369 | 0.50369 | 0.50369
IL Fac. Spec. - NOX Rate Summer v3.1, Unit 2723 and retrofits | 294 | 7305 | Rate Constraint in lbs/MMBtu | FALSE | L | Annual | Rate | lb/MWh | 1.1825 | 0.55254 | 0.55254 | 0.55254 | 0.55254 | 0.55254 | 0.55254 | 0.55254
IL Fac. Spec. - NOX Rate Summer v3.1, Unit 2723 and retrofits | 294 | 7305 | Rate Constraint in lbs/MMBtu | FALSE | L | Annual | Constraint Shadow Price | US2019$/Ton | 0 | 0 | 0 | 0 | 0 | 0 | 0 | 0
IL Fac. Spec. - NOX Rate Summer v3.1, Unit 2724 and retrofits | 295 | 7305 | Rate Constraint in lbs/MMBtu | FALSE | L | Annual | Seasons Included | Seasons | Summer | Summer | Summer | Summer | Summer | Summer | Summer | Summer
IL Fac. Spec. - NOX Rate Summer v3.1, Unit 2724 and retrofits | 295 | 7305 | Rate Constraint in lbs/MMBtu | FALSE | L | Annual | Standard NOX | lb/MMBtu | 0.25 | 0.25 | 0.25 | 0.25 | 0.25 | 0.25 | 0.25 | 0.25
IL Fac. Spec. - NOX Rate Summer v3.1, Unit 2724 and retrofits | 295 | 7305 | Rate Constraint in lbs/MMBtu | FALSE | L | Annual | Emissions at Affected Plants NOX | Thousand Tons | 0.24701 | 0.1136 | 0.13688 | 0.13688 | 0.13688 | 0.13688 | 0.13688 | 0.13688
IL Fac. Spec. - NOX Rate Summer v3.1, Unit 2724 and retrofits | 295 | 7305 | Rate Constraint in lbs/MMBtu | FALSE | L | Annual | Allowances Purchased NOX | Thousand Tons | 0 | 0 | 0 | 0 | 0 | 0 | 0 | 0
IL Fac. Spec. - NOX Rate Summer v3.1, Unit 2724 and retrofits | 295 | 7305 | Rate Constraint in lbs/MMBtu | FALSE | L | Annual | Allowances Sold NOX | Thousand Tons | 0 | 0 | 0 | 0 | 0 | 0 | 0 | 0
IL Fac. Spec. - NOX Rate Summer v3.1, Unit 2724 and retrofits | 295 | 7305 | Rate Constraint in lbs/MMBtu | FALSE | L | Annual | Allowances Banked | Thousand Tons | 0 | 0 | 0 | 0 | 0 | 0 | 0 | 0
IL Fac. Spec. - NOX Rate Summer v3.1, Unit 2724 and retrofits | 295 | 7305 | Rate Constraint in lbs/MMBtu | FALSE | L | Annual | Allowances Withdrawn (1:1) | Thousand Tons | 0 | 0 | 0 | 0 | 0 | 0 | 0 | 0
IL Fac. Spec. - NOX Rate Summer v3.1, Unit 2724 and retrofits | 295 | 7305 | Rate Constraint in lbs/MMBtu | FALSE | L | Annual | Allowances Withdrawn (n:1) | Thousand Tons | 0 | 0 | 0 | 0 | 0 | 0 | 0 | 0
IL Fac. Spec. - NOX Rate Summer v3.1, Unit 2724 and retrofits | 295 | 7305 | Rate Constraint in lbs/MMBtu | FALSE | L | Annual | Net Emissions Allowance Position | Thousand Tons | 0.24701 | 0.1136 | 0.13688 | 0.13688 | 0.13688 | 0.13688 | 0.13688 | 0.13688
IL Fac. Spec. - NOX Rate Summer v3.1, Unit 2724 and retrofits | 295 | 7305 | Rate Constraint in lbs/MMBtu | FALSE | L | Annual | Fuel Consumed | TBtu | 4.6339 | 4.5442 | 5.4752 | 5.4752 | 5.4752 | 5.4752 | 5.4752 | 5.4752
IL Fac. Spec. - NOX Rate Summer v3.1, Unit 2724 and retrofits | 295 | 7305 | Rate Constraint in lbs/MMBtu | FALSE | L | Annual | Rate | lb/MMBtu | 0.10661 | 0.05 | 0.05 | 0.05 | 0.05 | 0.05 | 0.05 | 0.05
IL Fac. Spec. - NOX Rate Summer v3.1, Unit 2724 and retrofits | 295 | 7305 | Rate Constraint in lbs/MMBtu | FALSE | L | Annual | Generation | TWh | 0.42619 | 0.41545 | 0.50057 | 0.50057 | 0.50057 | 0.50057 | 0.50057 | 0.50057
IL Fac. Spec. - NOX Rate Summer v3.1, Unit 2724 and retrofits | 295 | 7305 | Rate Constraint in lbs/MMBtu | FALSE | L | Annual | Qualifying Generation | TWh | 0.42619 | 0.41545 | 0.50057 | 0.50057 | 0.50057 | 0.50057 | 0.50057 | 0.50057
IL Fac. Spec. - NOX Rate Summer v3.1, Unit 2724 and retrofits | 295 | 7305 | Rate Constraint in lbs/MMBtu | FALSE | L | Annual | Rate | lb/MWh | 1.1592 | 0.54689 | 0.54689 | 0.54689 | 0.54689 | 0.54689 | 0.54689 | 0.54689
IL Fac. Spec. - NOX Rate Summer v3.1, Unit 2724 and retrofits | 295 | 7305 | Rate Constraint in lbs/MMBtu | FALSE | L | Annual | Constraint Shadow Price | US2019$/Ton | 0 | 0 | 0 | 0 | 0 | 0 | 0 | 0
IL Fac. Spec. - NOX Rate Summer v3.1, Unit 2725 and retrofits | 296 | 7305 | Rate Constraint in lbs/MMBtu | FALSE | L | Annual | Seasons Included | Seasons | Summer | Summer | Summer | Summer | Summer | Summer | Summer | Summer
IL Fac. Spec. - NOX Rate Summer v3.1, Unit 2725 and retrofits | 296 | 7305 | Rate Constraint in lbs/MMBtu | FALSE | L | Annual | Standard NOX | lb/MMBtu | 0.25 | 0.25 | 0.25 | 0.25 | 0.25 | 0.25 | 0.25 | 0.25
IL Fac. Spec. - NOX Rate Summer v3.1, Unit 2725 and retrofits | 296 | 7305 | Rate Constraint in lbs/MMBtu | FALSE | L | Annual | Emissions at Affected Plants NOX | Thousand Tons | 0.24397 | 0.10757 | 0.12961 | 0.12961 | 0.12961 | 0.12961 | 0.12961 | 0.12961
IL Fac. Spec. - NOX Rate Summer v3.1, Unit 2725 and retrofits | 296 | 7305 | Rate Constraint in lbs/MMBtu | FALSE | L | Annual | Allowances Purchased NOX | Thousand Tons | 0 | 0 | 0 | 0 | 0 | 0 | 0 | 0
IL Fac. Spec. - NOX Rate Summer v3.1, Unit 2725 and retrofits | 296 | 7305 | Rate Constraint in lbs/MMBtu | FALSE | L | Annual | Allowances Sold NOX | Thousand Tons | 0 | 0 | 0 | 0 | 0 | 0 | 0 | 0
IL Fac. Spec. - NOX Rate Summer v3.1, Unit 2725 and retrofits | 296 | 7305 | Rate Constraint in lbs/MMBtu | FALSE | L | Annual | Allowances Banked | Thousand Tons | 0 | 0 | 0 | 0 | 0 | 0 | 0 | 0
IL Fac. Spec. - NOX Rate Summer v3.1, Unit 2725 and retrofits | 296 | 7305 | Rate Constraint in lbs/MMBtu | FALSE | L | Annual | Allowances Withdrawn (1:1) | Thousand Tons | 0 | 0 | 0 | 0 | 0 | 0 | 0 | 0
IL Fac. Spec. - NOX Rate Summer v3.1, Unit 2725 and retrofits | 296 | 7305 | Rate Constraint in lbs/MMBtu | FALSE | L | Annual | Allowances Withdrawn (n:1) | Thousand Tons | 0 | 0 | 0 | 0 | 0 | 0 | 0 | 0
IL Fac. Spec. - NOX Rate Summer v3.1, Unit 2725 and retrofits | 296 | 7305 | Rate Constraint in lbs/MMBtu | FALSE | L | Annual | Net Emissions Allowance Position | Thousand Tons | 0.24397 | 0.10757 | 0.12961 | 0.12961 | 0.12961 | 0.12961 | 0.12961 | 0.12961
IL Fac. Spec. - NOX Rate Summer v3.1, Unit 2725 and retrofits | 296 | 7305 | Rate Constraint in lbs/MMBtu | FALSE | L | Annual | Fuel Consumed | TBtu | 4.3029 | 4.3029 | 5.1844 | 5.1844 | 5.1844 | 5.1844 | 5.1844 | 5.1844
IL Fac. Spec. - NOX Rate Summer v3.1, Unit 2725 and retrofits | 296 | 7305 | Rate Constraint in lbs/MMBtu | FALSE | L | Annual | Rate | lb/MMBtu | 0.1134 | 0.05 | 0.05 | 0.05 | 0.05 | 0.05 | 0.05 | 0.05
IL Fac. Spec. - NOX Rate Summer v3.1, Unit 2725 and retrofits | 296 | 7305 | Rate Constraint in lbs/MMBtu | FALSE | L | Annual | Generation | TWh | 0.39181 | 0.38948 | 0.46927 | 0.46927 | 0.46927 | 0.46927 | 0.46927 | 0.46927
IL Fac. Spec. - NOX Rate Summer v3.1, Unit 2725 and retrofits | 296 | 7305 | Rate Constraint in lbs/MMBtu | FALSE | L | Annual | Qualifying Generation | TWh | 0.39181 | 0.38948 | 0.46927 | 0.46927 | 0.46927 | 0.46927 | 0.46927 | 0.46927
IL Fac. Spec. - NOX Rate Summer v3.1, Unit 2725 and retrofits | 296 | 7305 | Rate Constraint in lbs/MMBtu | FALSE | L | Annual | Rate | lb/MWh | 1.2454 | 0.55239 | 0.55239 | 0.55239 | 0.55239 | 0.55239 | 0.55239 | 0.55239
IL Fac. Spec. - NOX Rate Summer v3.1, Unit 2725 and retrofits | 296 | 7305 | Rate Constraint in lbs/MMBtu | FALSE | L | Annual | Constraint Shadow Price | US2019$/Ton | 0 | 0 | 0 | 0 | 0 | 0 | 0 | 0
IL Fac. Spec. - NOX Rate Summer v3.1, Unit 2726 and retrofits | 297 | 7305 | Rate Constraint in lbs/MMBtu | FALSE | L | Annual | Seasons Included | Seasons | Summer | Summer | Summer | Summer | Summer | Summer | Summer | Summer
IL Fac. Spec. - NOX Rate Summer v3.1, Unit 2726 and retrofits | 297 | 7305 | Rate Constraint in lbs/MMBtu | FALSE | L | Annual | Standard NOX | lb/MMBtu | 0.25 | 0.25 | 0.25 | 0.25 | 0.25 | 0.25 | 0.25 | 0.25
IL Fac. Spec. - NOX Rate Summer v3.1, Unit 2726 and retrofits | 297 | 7305 | Rate Constraint in lbs/MMBtu | FALSE | L | Annual | Emissions at Affected Plants NOX | Thousand Tons | 0.25459 | 0.11341 | 0.13665 | 0.13665 | 0.13665 | 0.13665 | 0.13665 | 0.13665
IL Fac. Spec. - NOX Rate Summer v3.1, Unit 2726 and retrofits | 297 | 7305 | Rate Constraint in lbs/MMBtu | FALSE | L | Annual | Allowances Purchased NOX | Thousand Tons | 0 | 0 | 0 | 0 | 0 | 0 | 0 | 0
IL Fac. Spec. - NOX Rate Summer v3.1, Unit 2726 and retrofits | 297 | 7305 | Rate Constraint in lbs/MMBtu | FALSE | L | Annual | Allowances Sold NOX | Thousand Tons | 0 | 0 | 0 | 0 | 0 | 0 | 0 | 0
IL Fac. Spec. - NOX Rate Summer v3.1, Unit 2726 and retrofits | 297 | 7305 | Rate Constraint in lbs/MMBtu | FALSE | L | Annual | Allowances Banked | Thousand Tons | 0 | 0 | 0 | 0 | 0 | 0 | 0 | 0
IL Fac. Spec. - NOX Rate Summer v3.1, Unit 2726 and retrofits | 297 | 7305 | Rate Constraint in lbs/MMBtu | FALSE | L | Annual | Allowances Withdrawn (1:1) | Thousand Tons | 0 | 0 | 0 | 0 | 0 | 0 | 0 | 0
IL Fac. Spec. - NOX Rate Summer v3.1, Unit 2726 and retrofits | 297 | 7305 | Rate Constraint in lbs/MMBtu | FALSE | L | Annual | Allowances Withdrawn (n:1) | Thousand Tons | 0 | 0 | 0 | 0 | 0 | 0 | 0 | 0
IL Fac. Spec. - NOX Rate Summer v3.1, Unit 2726 and retrofits | 297 | 7305 | Rate Constraint in lbs/MMBtu | FALSE | L | Annual | Net Emissions Allowance Position | Thousand Tons | 0.25459 | 0.11341 | 0.13665 | 0.13665 | 0.13665 | 0.13665 | 0.13665 | 0.13665
IL Fac. Spec. - NOX Rate Summer v3.1, Unit 2726 and retrofits | 297 | 7305 | Rate Constraint in lbs/MMBtu | FALSE | L | Annual | Fuel Consumed | TBtu | 4.5365 | 4.5365 | 5.4659 | 5.4659 | 5.4659 | 5.4659 | 5.4659 | 5.4659
IL Fac. Spec. - NOX Rate Summer v3.1, Unit 2726 and retrofits | 297 | 7305 | Rate Constraint in lbs/MMBtu | FALSE | L | Annual | Rate | lb/MMBtu | 0.11224 | 0.05 | 0.05 | 0.05 | 0.05 | 0.05 | 0.05 | 0.05
IL Fac. Spec. - NOX Rate Summer v3.1, Unit 2726 and retrofits | 297 | 7305 | Rate Constraint in lbs/MMBtu | FALSE | L | Annual | Generation | TWh | 0.41271 | 0.41025 | 0.4943 | 0.4943 | 0.4943 | 0.4943 | 0.4943 | 0.4943
IL Fac. Spec. - NOX Rate Summer v3.1, Unit 2726 and retrofits | 297 | 7305 | Rate Constraint in lbs/MMBtu | FALSE | L | Annual | Qualifying Generation | TWh | 0.41271 | 0.41025 | 0.4943 | 0.4943 | 0.4943 | 0.4943 | 0.4943 | 0.4943
IL Fac. Spec. - NOX Rate Summer v3.1, Unit 2726 and retrofits | 297 | 7305 | Rate Constraint in lbs/MMBtu | FALSE | L | Annual | Rate | lb/MWh | 1.2337 | 0.55289 | 0.55289 | 0.55289 | 0.55289 | 0.55289 | 0.55289 | 0.55289
IL Fac. Spec. - NOX Rate Summer v3.1, Unit 2726 and retrofits | 297 | 7305 | Rate Constraint in lbs/MMBtu | FALSE | L | Annual | Constraint Shadow Price | US2019$/Ton | 0 | 0 | 0 | 0 | 0 | 0 | 0 | 0
IL Fac. Spec. - NOX Rate Summer v3.1, Unit 3246 and retrofits | 298 | 7305 | Rate Constraint in lbs/MMBtu | FALSE | L | Annual | Seasons Included | Seasons | Summer | Summer | Summer | Summer | Summer | Summer | Summer | Summer
IL Fac. Spec. - NOX Rate Summer v3.1, Unit 3246 and retrofits | 298 | 7305 | Rate Constraint in lbs/MMBtu | FALSE | L | Annual | Standard NOX | lb/MMBtu | 0.25 | 0.25 | 0.25 | 0.25 | 0.25 | 0.25 | 0.25 | 0.25
IL Fac. Spec. - NOX Rate Summer v3.1, Unit 3246 and retrofits | 298 | 7305 | Rate Constraint in lbs/MMBtu | FALSE | L | Annual | Emissions at Affected Plants NOX | Thousand Tons | 0 | 0 | 0 | 0 | 0 | 0 | 0 | 0
IL Fac. Spec. - NOX Rate Summer v3.1, Unit 3246 and retrofits | 298 | 7305 | Rate Constraint in lbs/MMBtu | FALSE | L | Annual | Allowances Purchased NOX | Thousand Tons | 0 | 0 | 0 | 0 | 0 | 0 | 0 | 0
IL Fac. Spec. - NOX Rate Summer v3.1, Unit 3246 and retrofits | 298 | 7305 | Rate Constraint in lbs/MMBtu | FALSE | L | Annual | Allowances Sold NOX | Thousand Tons | 0 | 0 | 0 | 0 | 0 | 0 | 0 | 0
IL Fac. Spec. - NOX Rate Summer v3.1, Unit 3246 and retrofits | 298 | 7305 | Rate Constraint in lbs/MMBtu | FALSE | L | Annual | Allowances Banked | Thousand Tons | 0 | 0 | 0 | 0 | 0 | 0 | 0 | 0
IL Fac. Spec. - NOX Rate Summer v3.1, Unit 3246 and retrofits | 298 | 7305 | Rate Constraint in lbs/MMBtu | FALSE | L | Annual | Allowances Withdrawn (1:1) | Thousand Tons | 0 | 0 | 0 | 0 | 0 | 0 | 0 | 0
IL Fac. Spec. - NOX Rate Summer v3.1, Unit 3246 and retrofits | 298 | 7305 | Rate Constraint in lbs/MMBtu | FALSE | L | Annual | Allowances Withdrawn (n:1) | Thousand Tons | 0 | 0 | 0 | 0 | 0 | 0 | 0 | 0
IL Fac. Spec. - NOX Rate Summer v3.1, Unit 3246 and retrofits | 298 | 7305 | Rate Constraint in lbs/MMBtu | FALSE | L | Annual | Net Emissions Allowance Position | Thousand Tons | 0 | 0 | 0 | 0 | 0 | 0 | 0 | 0
IL Fac. Spec. - NOX Rate Summer v3.1, Unit 3246 and retrofits | 298 | 7305 | Rate Constraint in lbs/MMBtu | FALSE | L | Annual | Fuel Consumed | TBtu | 0 | 0 | 0 | 0 | 0 | 0 | 0 | 0
IL Fac. Spec. - NOX Rate Summer v3.1, Unit 3246 and retrofits | 298 | 7305 | Rate Constraint in lbs/MMBtu | FALSE | L | Annual | Rate | lb/MMBtu | 0 | 0 | 0 | 0 | 0 | 0 | 0 | 0
IL Fac. Spec. - NOX Rate Summer v3.1, Unit 3246 and retrofits | 298 | 7305 | Rate Constraint in lbs/MMBtu | FALSE | L | Annual | Generation | TWh | 0 | 0 | 0 | 0 | 0 | 0 | 0 | 0
IL Fac. Spec. - NOX Rate Summer v3.1, Unit 3246 and retrofits | 298 | 7305 | Rate Constraint in lbs/MMBtu | FALSE | L | Annual | Qualifying Generation | TWh | 0 | 0 | 0 | 0 | 0 | 0 | 0 | 0
IL Fac. Spec. - NOX Rate Summer v3.1, Unit 3246 and retrofits | 298 | 7305 | Rate Constraint in lbs/MMBtu | FALSE | L | Annual | Rate | lb/MWh | 0 | 0 | 0 | 0 | 0 | 0 | 0 | 0
IL Fac. Spec. - NOX Rate Summer v3.1, Unit 3246 and retrofits | 298 | 7305 | Rate Constraint in lbs/MMBtu | FALSE | L | Annual | Constraint Shadow Price | US2019$/Ton | 0 | 0 | 0 | 0 | 0 | 0 | 0 | 0
IL Fac. Spec. - NOX Rate Summer v3.1, Unit 3247 and retrofits | 299 | 7305 | Rate Constraint in lbs/MMBtu | FALSE | L | Annual | Seasons Included | Seasons | Summer | Summer | Summer | Summer | Summer | Summer | Summer | Summer
IL Fac. Spec. - NOX Rate Summer v3.1, Unit 3247 and retrofits | 299 | 7305 | Rate Constraint in lbs/MMBtu | FALSE | L | Annual | Standard NOX | lb/MMBtu | 0.25 | 0.25 | 0.25 | 0.25 | 0.25 | 0.25 | 0.25 | 0.25
IL Fac. Spec. - NOX Rate Summer v3.1, Unit 3247 and retrofits | 299 | 7305 | Rate Constraint in lbs/MMBtu | FALSE | L | Annual | Emissions at Affected Plants NOX | Thousand Tons | 0 | 0 | 0 | 0 | 0 | 0 | 0 | 0
IL Fac. Spec. - NOX Rate Summer v3.1, Unit 3247 and retrofits | 299 | 7305 | Rate Constraint in lbs/MMBtu | FALSE | L | Annual | Allowances Purchased NOX | Thousand Tons | 0 | 0 | 0 | 0 | 0 | 0 | 0 | 0
IL Fac. Spec. - NOX Rate Summer v3.1, Unit 3247 and retrofits | 299 | 7305 | Rate Constraint in lbs/MMBtu | FALSE | L | Annual | Allowances Sold NOX | Thousand Tons | 0 | 0 | 0 | 0 | 0 | 0 | 0 | 0
IL Fac. Spec. - NOX Rate Summer v3.1, Unit 3247 and retrofits | 299 | 7305 | Rate Constraint in lbs/MMBtu | FALSE | L | Annual | Allowances Banked | Thousand Tons | 0 | 0 | 0 | 0 | 0 | 0 | 0 | 0
IL Fac. Spec. - NOX Rate Summer v3.1, Unit 3247 and retrofits | 299 | 7305 | Rate Constraint in lbs/MMBtu | FALSE | L | Annual | Allowances Withdrawn (1:1) | Thousand Tons | 0 | 0 | 0 | 0 | 0 | 0 | 0 | 0
IL Fac. Spec. - NOX Rate Summer v3.1, Unit 3247 and retrofits | 299 | 7305 | Rate Constraint in lbs/MMBtu | FALSE | L | Annual | Allowances Withdrawn (n:1) | Thousand Tons | 0 | 0 | 0 | 0 | 0 | 0 | 0 | 0
IL Fac. Spec. - NOX Rate Summer v3.1, Unit 3247 and retrofits | 299 | 7305 | Rate Constraint in lbs/MMBtu | FALSE | L | Annual | Net Emissions Allowance Position | Thousand Tons | 0 | 0 | 0 | 0 | 0 | 0 | 0 | 0
IL Fac. Spec. - NOX Rate Summer v3.1, Unit 3247 and retrofits | 299 | 7305 | Rate Constraint in lbs/MMBtu | FALSE | L | Annual | Fuel Consumed | TBtu | 0 | 0 | 0 | 0 | 0 | 0 | 0 | 0
IL Fac. Spec. - NOX Rate Summer v3.1, Unit 3247 and retrofits | 299 | 7305 | Rate Constraint in lbs/MMBtu | FALSE | L | Annual | Rate | lb/MMBtu | 0 | 0 | 0 | 0 | 0 | 0 | 0 | 0
IL Fac. Spec. - NOX Rate Summer v3.1, Unit 3247 and retrofits | 299 | 7305 | Rate Constraint in lbs/MMBtu | FALSE | L | Annual | Generation | TWh | 0 | 0 | 0 | 0 | 0 | 0 | 0 | 0
IL Fac. Spec. - NOX Rate Summer v3.1, Unit 3247 and retrofits | 299 | 7305 | Rate Constraint in lbs/MMBtu | FALSE | L | Annual | Qualifying Generation | TWh | 0 | 0 | 0 | 0 | 0 | 0 | 0 | 0
IL Fac. Spec. - NOX Rate Summer v3.1, Unit 3247 and retrofits | 299 | 7305 | Rate Constraint in lbs/MMBtu | FALSE | L | Annual | Rate | lb/MWh | 0 | 0 | 0 | 0 | 0 | 0 | 0 | 0
IL Fac. Spec. - NOX Rate Summer v3.1, Unit 3247 and retrofits | 299 | 7305 | Rate Constraint in lbs/MMBtu | FALSE | L | Annual | Constraint Shadow Price | US2019$/Ton | 0 | 0 | 0 | 0 | 0 | 0 | 0 | 0
IL Fac. Spec. - NOX Rate Summer v3.1, Unit 3248 and retrofits | 300 | 7305 | Rate Constraint in lbs/MMBtu | FALSE | L | Annual | Seasons Included | Seasons | Summer | Summer | Summer | Summer | Summer | Summer | Summer | Summer
IL Fac. Spec. - NOX Rate Summer v3.1, Unit 3248 and retrofits | 300 | 7305 | Rate Constraint in lbs/MMBtu | FALSE | L | Annual | Standard NOX | lb/MMBtu | 0.25 | 0.25 | 0.25 | 0.25 | 0.25 | 0.25 | 0.25 | 0.25
IL Fac. Spec. - NOX Rate Summer v3.1, Unit 3248 and retrofits | 300 | 7305 | Rate Constraint in lbs/MMBtu | FALSE | L | Annual | Emissions at Affected Plants NOX | Thousand Tons | 0 | 0 | 0 | 0 | 0 | 0 | 0 | 0
IL Fac. Spec. - NOX Rate Summer v3.1, Unit 3248 and retrofits | 300 | 7305 | Rate Constraint in lbs/MMBtu | FALSE | L | Annual | Allowances Purchased NOX | Thousand Tons | 0 | 0 | 0 | 0 | 0 | 0 | 0 | 0
IL Fac. Spec. - NOX Rate Summer v3.1, Unit 3248 and retrofits | 300 | 7305 | Rate Constraint in lbs/MMBtu | FALSE | L | Annual | Allowances Sold NOX | Thousand Tons | 0 | 0 | 0 | 0 | 0 | 0 | 0 | 0
IL Fac. Spec. - NOX Rate Summer v3.1, Unit 3248 and retrofits | 300 | 7305 | Rate Constraint in lbs/MMBtu | FALSE | L | Annual | Allowances Banked | Thousand Tons | 0 | 0 | 0 | 0 | 0 | 0 | 0 | 0
IL Fac. Spec. - NOX Rate Summer v3.1, Unit 3248 and retrofits | 300 | 7305 | Rate Constraint in lbs/MMBtu | FALSE | L | Annual | Allowances Withdrawn (1:1) | Thousand Tons | 0 | 0 | 0 | 0 | 0 | 0 | 0 | 0
IL Fac. Spec. - NOX Rate Summer v3.1, Unit 3248 and retrofits | 300 | 7305 | Rate Constraint in lbs/MMBtu | FALSE | L | Annual | Allowances Withdrawn (n:1) | Thousand Tons | 0 | 0 | 0 | 0 | 0 | 0 | 0 | 0
IL Fac. Spec. - NOX Rate Summer v3.1, Unit 3248 and retrofits | 300 | 7305 | Rate Constraint in lbs/MMBtu | FALSE | L | Annual | Net Emissions Allowance Position | Thousand Tons | 0 | 0 | 0 | 0 | 0 | 0 | 0 | 0
IL Fac. Spec. - NOX Rate Summer v3.1, Unit 3248 and retrofits | 300 | 7305 | Rate Constraint in lbs/MMBtu | FALSE | L | Annual | Fuel Consumed | TBtu | 0 | 0 | 0 | 0 | 0 | 0 | 0 | 0
IL Fac. Spec. - NOX Rate Summer v3.1, Unit 3248 and retrofits | 300 | 7305 | Rate Constraint in lbs/MMBtu | FALSE | L | Annual | Rate | lb/MMBtu | 0 | 0 | 0 | 0 | 0 | 0 | 0 | 0
IL Fac. Spec. - NOX Rate Summer v3.1, Unit 3248 and retrofits | 300 | 7305 | Rate Constraint in lbs/MMBtu | FALSE | L | Annual | Generation | TWh | 0 | 0 | 0 | 0 | 0 | 0 | 0 | 0
IL Fac. Spec. - NOX Rate Summer v3.1, Unit 3248 and retrofits | 300 | 7305 | Rate Constraint in lbs/MMBtu | FALSE | L | Annual | Qualifying Generation | TWh | 0 | 0 | 0 | 0 | 0 | 0 | 0 | 0
IL Fac. Spec. - NOX Rate Summer v3.1, Unit 3248 and retrofits | 300 | 7305 | Rate Constraint in lbs/MMBtu | FALSE | L | Annual | Rate | lb/MWh | 0 | 0 | 0 | 0 | 0 | 0 | 0 | 0
IL Fac. Spec. - NOX Rate Summer v3.1, Unit 3248 and retrofits | 300 | 7305 | Rate Constraint in lbs/MMBtu | FALSE | L | Annual | Constraint Shadow Price | US2019$/Ton | 0 | 0 | 0 | 0 | 0 | 0 | 0 | 0
IL Fac. Spec. - NOX Rate Summer v3.1, Unit 3249 and retrofits | 301 | 7305 | Rate Constraint in lbs/MMBtu | FALSE | L | Annual | Seasons Included | Seasons | Summer | Summer | Summer | Summer | Summer | Summer | Summer | Summer
IL Fac. Spec. - NOX Rate Summer v3.1, Unit 3249 and retrofits | 301 | 7305 | Rate Constraint in lbs/MMBtu | FALSE | L | Annual | Standard NOX | lb/MMBtu | 0.25 | 0.25 | 0.25 | 0.25 | 0.25 | 0.25 | 0.25 | 0.25
IL Fac. Spec. - NOX Rate Summer v3.1, Unit 3249 and retrofits | 301 | 7305 | Rate Constraint in lbs/MMBtu | FALSE | L | Annual | Emissions at Affected Plants NOX | Thousand Tons | 0 | 0 | 0 | 0 | 0 | 0 | 0 | 0
IL Fac. Spec. - NOX Rate Summer v3.1, Unit 3249 and retrofits | 301 | 7305 | Rate Constraint in lbs/MMBtu | FALSE | L | Annual | Allowances Purchased NOX | Thousand Tons | 0 | 0 | 0 | 0 | 0 | 0 | 0 | 0
IL Fac. Spec. - NOX Rate Summer v3.1, Unit 3249 and retrofits | 301 | 7305 | Rate Constraint in lbs/MMBtu | FALSE | L | Annual | Allowances Sold NOX | Thousand Tons | 0 | 0 | 0 | 0 | 0 | 0 | 0 | 0
IL Fac. Spec. - NOX Rate Summer v3.1, Unit 3249 and retrofits | 301 | 7305 | Rate Constraint in lbs/MMBtu | FALSE | L | Annual | Allowances Banked | Thousand Tons | 0 | 0 | 0 | 0 | 0 | 0 | 0 | 0
IL Fac. Spec. - NOX Rate Summer v3.1, Unit 3249 and retrofits | 301 | 7305 | Rate Constraint in lbs/MMBtu | FALSE | L | Annual | Allowances Withdrawn (1:1) | Thousand Tons | 0 | 0 | 0 | 0 | 0 | 0 | 0 | 0
IL Fac. Spec. - NOX Rate Summer v3.1, Unit 3249 and retrofits | 301 | 7305 | Rate Constraint in lbs/MMBtu | FALSE | L | Annual | Allowances Withdrawn (n:1) | Thousand Tons | 0 | 0 | 0 | 0 | 0 | 0 | 0 | 0
IL Fac. Spec. - NOX Rate Summer v3.1, Unit 3249 and retrofits | 301 | 7305 | Rate Constraint in lbs/MMBtu | FALSE | L | Annual | Net Emissions Allowance Position | Thousand Tons | 0 | 0 | 0 | 0 | 0 | 0 | 0 | 0
IL Fac. Spec. - NOX Rate Summer v3.1, Unit 3249 and retrofits | 301 | 7305 | Rate Constraint in lbs/MMBtu | FALSE | L | Annual | Fuel Consumed | TBtu | 0 | 0 | 0 | 0 | 0 | 0 | 0 | 0
IL Fac. Spec. - NOX Rate Summer v3.1, Unit 3249 and retrofits | 301 | 7305 | Rate Constraint in lbs/MMBtu | FALSE | L | Annual | Rate | lb/MMBtu | 0 | 0 | 0 | 0 | 0 | 0 | 0 | 0
IL Fac. Spec. - NOX Rate Summer v3.1, Unit 3249 and retrofits | 301 | 7305 | Rate Constraint in lbs/MMBtu | FALSE | L | Annual | Generation | TWh | 0 | 0 | 0 | 0 | 0 | 0 | 0 | 0
IL Fac. Spec. - NOX Rate Summer v3.1, Unit 3249 and retrofits | 301 | 7305 | Rate Constraint in lbs/MMBtu | FALSE | L | Annual | Qualifying Generation | TWh | 0 | 0 | 0 | 0 | 0 | 0 | 0 | 0
IL Fac. Spec. - NOX Rate Summer v3.1, Unit 3249 and retrofits | 301 | 7305 | Rate Constraint in lbs/MMBtu | FALSE | L | Annual | Rate | lb/MWh | 0 | 0 | 0 | 0 | 0 | 0 | 0 | 0
IL Fac. Spec. - NOX Rate Summer v3.1, Unit 3249 and retrofits | 301 | 7305 | Rate Constraint in lbs/MMBtu | FALSE | L | Annual | Constraint Shadow Price | US2019$/Ton | 0 | 0 | 0 | 0 | 0 | 0 | 0 | 0
IL Fac. Spec. - NOX Rate Summer v3.1, Unit 3250 and retrofits | 302 | 7305 | Rate Constraint in lbs/MMBtu | FALSE | L | Annual | Seasons Included | Seasons | Summer | Summer | Summer | Summer | Summer | Summer | Summer | Summer
IL Fac. Spec. - NOX Rate Summer v3.1, Unit 3250 and retrofits | 302 | 7305 | Rate Constraint in lbs/MMBtu | FALSE | L | Annual | Standard NOX | lb/MMBtu | 0.25 | 0.25 | 0.25 | 0.25 | 0.25 | 0.25 | 0.25 | 0.25
IL Fac. Spec. - NOX Rate Summer v3.1, Unit 3250 and retrofits | 302 | 7305 | Rate Constraint in lbs/MMBtu | FALSE | L | Annual | Emissions at Affected Plants NOX | Thousand Tons | 0.12194 | 0.12045 | 0.21501 | 0.21501 | 0.24323 | 0.18498 | 0.090618 | 0.10516
IL Fac. Spec. - NOX Rate Summer v3.1, Unit 3250 and retrofits | 302 | 7305 | Rate Constraint in lbs/MMBtu | FALSE | L | Annual | Allowances Purchased NOX | Thousand Tons | 0 | 0 | 0 | 0 | 0 | 0 | 0 | 0
IL Fac. Spec. - NOX Rate Summer v3.1, Unit 3250 and retrofits | 302 | 7305 | Rate Constraint in lbs/MMBtu | FALSE | L | Annual | Allowances Sold NOX | Thousand Tons | 0 | 0 | 0 | 0 | 0 | 0 | 0 | 0
IL Fac. Spec. - NOX Rate Summer v3.1, Unit 3250 and retrofits | 302 | 7305 | Rate Constraint in lbs/MMBtu | FALSE | L | Annual | Allowances Banked | Thousand Tons | 0 | 0 | 0 | 0 | 0 | 0 | 0 | 0
IL Fac. Spec. - NOX Rate Summer v3.1, Unit 3250 and retrofits | 302 | 7305 | Rate Constraint in lbs/MMBtu | FALSE | L | Annual | Allowances Withdrawn (1:1) | Thousand Tons | 0 | 0 | 0 | 0 | 0 | 0 | 0 | 0
IL Fac. Spec. - NOX Rate Summer v3.1, Unit 3250 and retrofits | 302 | 7305 | Rate Constraint in lbs/MMBtu | FALSE | L | Annual | Allowances Withdrawn (n:1) | Thousand Tons | 0 | 0 | 0 | 0 | 0 | 0 | 0 | 0
IL Fac. Spec. - NOX Rate Summer v3.1, Unit 3250 and retrofits | 302 | 7305 | Rate Constraint in lbs/MMBtu | FALSE | L | Annual | Net Emissions Allowance Position | Thousand Tons | 0.12194 | 0.12045 | 0.21501 | 0.21501 | 0.24323 | 0.18498 | 0.090618 | 0.10516
IL Fac. Spec. - NOX Rate Summer v3.1, Unit 3250 and retrofits | 302 | 7305 | Rate Constraint in lbs/MMBtu | FALSE | L | Annual | Fuel Consumed | TBtu | 2.7122 | 6.4685 | 12.5259 | 12.5259 | 14.4071 | 10.5239 | 4.2331 | 5.2026
IL Fac. Spec. - NOX Rate Summer v3.1, Unit 3250 and retrofits | 302 | 7305 | Rate Constraint in lbs/MMBtu | FALSE | L | Annual | Rate | lb/MMBtu | 0.08992 | 0.037242 | 0.034331 | 0.034331 | 0.033765 | 0.035154 | 0.042814 | 0.040426
IL Fac. Spec. - NOX Rate Summer v3.1, Unit 3250 and retrofits | 302 | 7305 | Rate Constraint in lbs/MMBtu | FALSE | L | Annual | Generation | TWh | 0.26072 | 0.60606 | 1.1682 | 1.1682 | 1.3425 | 0.98279 | 0.40008 | 0.48989
IL Fac. Spec. - NOX Rate Summer v3.1, Unit 3250 and retrofits | 302 | 7305 | Rate Constraint in lbs/MMBtu | FALSE | L | Annual | Qualifying Generation | TWh | 0.26072 | 0.60606 | 1.1682 | 1.1682 | 1.3425 | 0.98279 | 0.40008 | 0.48989
IL Fac. Spec. - NOX Rate Summer v3.1, Unit 3250 and retrofits | 302 | 7305 | Rate Constraint in lbs/MMBtu | FALSE | L | Annual | Rate | lb/MWh | 0.93541 | 0.39749 | 0.3681 | 0.3681 | 0.36236 | 0.37644 | 0.453 | 0.42933
IL Fac. Spec. - NOX Rate Summer v3.1, Unit 3250 and retrofits | 302 | 7305 | Rate Constraint in lbs/MMBtu | FALSE | L | Annual | Constraint Shadow Price | US2019$/Ton | 0 | 0 | 0 | 0 | 0 | 0 | 0 | 0
IL Fac. Spec. - NOX Rate Summer v3.1, Unit 3266 and retrofits | 303 | 7305 | Rate Constraint in lbs/MMBtu | FALSE | L | Annual | Seasons Included | Seasons | Summer | Summer | Summer | Summer | Summer | Summer | Summer | Summer
IL Fac. Spec. - NOX Rate Summer v3.1, Unit 3266 and retrofits | 303 | 7305 | Rate Constraint in lbs/MMBtu | FALSE | L | Annual | Standard NOX | lb/MMBtu | 0.25 | 0.25 | 0.25 | 0.25 | 0.25 | 0.25 | 0.25 | 0.25
IL Fac. Spec. - NOX Rate Summer v3.1, Unit 3266 and retrofits | 303 | 7305 | Rate Constraint in lbs/MMBtu | FALSE | L | Annual | Emissions at Affected Plants NOX | Thousand Tons | 0 | 0 | 0.014925 | 0.10142 | 0.10142 | 0.10142 | 0.13626 | 0.14079
IL Fac. Spec. - NOX Rate Summer v3.1, Unit 3266 and retrofits | 303 | 7305 | Rate Constraint in lbs/MMBtu | FALSE | L | Annual | Allowances Purchased NOX | Thousand Tons | 0 | 0 | 0 | 0 | 0 | 0 | 0 | 0
IL Fac. Spec. - NOX Rate Summer v3.1, Unit 3266 and retrofits | 303 | 7305 | Rate Constraint in lbs/MMBtu | FALSE | L | Annual | Allowances Sold NOX | Thousand Tons | 0 | 0 | 0 | 0 | 0 | 0 | 0 | 0
IL Fac. Spec. - NOX Rate Summer v3.1, Unit 3266 and retrofits | 303 | 7305 | Rate Constraint in lbs/MMBtu | FALSE | L | Annual | Allowances Banked | Thousand Tons | 0 | 0 | 0 | 0 | 0 | 0 | 0 | 0
IL Fac. Spec. - NOX Rate Summer v3.1, Unit 3266 and retrofits | 303 | 7305 | Rate Constraint in lbs/MMBtu | FALSE | L | Annual | Allowances Withdrawn (1:1) | Thousand Tons | 0 | 0 | 0 | 0 | 0 | 0 | 0 | 0
IL Fac. Spec. - NOX Rate Summer v3.1, Unit 3266 and retrofits | 303 | 7305 | Rate Constraint in lbs/MMBtu | FALSE | L | Annual | Allowances Withdrawn (n:1) | Thousand Tons | 0 | 0 | 0 | 0 | 0 | 0 | 0 | 0
IL Fac. Spec. - NOX Rate Summer v3.1, Unit 3266 and retrofits | 303 | 7305 | Rate Constraint in lbs/MMBtu | FALSE | L | Annual | Net Emissions Allowance Position | Thousand Tons | 0 | 0 | 0.014925 | 0.10142 | 0.10142 | 0.10142 | 0.13626 | 0.14079
IL Fac. Spec. - NOX Rate Summer v3.1, Unit 3266 and retrofits | 303 | 7305 | Rate Constraint in lbs/MMBtu | FALSE | L | Annual | Fuel Consumed | TBtu | 0 | 0 | 0.59701 | 4.057 | 4.057 | 4.057 | 5.4505 | 5.6316
IL Fac. Spec. - NOX Rate Summer v3.1, Unit 3266 and retrofits | 303 | 7305 | Rate Constraint in lbs/MMBtu | FALSE | L | Annual | Rate | lb/MMBtu | 0 | 0 | 0.05 | 0.05 | 0.05 | 0.05 | 0.05 | 0.05
IL Fac. Spec. - NOX Rate Summer v3.1, Unit 3266 and retrofits | 303 | 7305 | Rate Constraint in lbs/MMBtu | FALSE | L | Annual | Generation | TWh | 0 | 0 | 0.055644 | 0.37813 | 0.37813 | 0.37813 | 0.50801 | 0.52489
IL Fac. Spec. - NOX Rate Summer v3.1, Unit 3266 and retrofits | 303 | 7305 | Rate Constraint in lbs/MMBtu | FALSE | L | Annual | Qualifying Generation | TWh | 0 | 0 | 0.055644 | 0.37813 | 0.37813 | 0.37813 | 0.50801 | 0.52489
IL Fac. Spec. - NOX Rate Summer v3.1, Unit 3266 and retrofits | 303 | 7305 | Rate Constraint in lbs/MMBtu | FALSE | L | Annual | Rate | lb/MWh | 0 | 0 | 0.53645 | 0.53645 | 0.53645 | 0.53645 | 0.53645 | 0.53645
IL Fac. Spec. - NOX Rate Summer v3.1, Unit 3266 and retrofits | 303 | 7305 | Rate Constraint in lbs/MMBtu | FALSE | L | Annual | Constraint Shadow Price | US2019$/Ton | 0 | 0 | 0 | 0 | 0 | 0 | 0 | 0
IL Fac. Spec. - NOX Rate Summer v3.1, Unit 3267 and retrofits | 304 | 7305 | Rate Constraint in lbs/MMBtu | FALSE | L | Annual | Seasons Included | Seasons | Summer | Summer | Summer | Summer | Summer | Summer | Summer | Summer
IL Fac. Spec. - NOX Rate Summer v3.1, Unit 3267 and retrofits | 304 | 7305 | Rate Constraint in lbs/MMBtu | FALSE | L | Annual | Standard NOX | lb/MMBtu | 0.25 | 0.25 | 0.25 | 0.25 | 0.25 | 0.25 | 0.25 | 0.25
IL Fac. Spec. - NOX Rate Summer v3.1, Unit 3267 and retrofits | 304 | 7305 | Rate Constraint in lbs/MMBtu | FALSE | L | Annual | Emissions at Affected Plants NOX | Thousand Tons | 0 | 0 | 0 | 0 | 0 | 0.13002 | 0.13002 | 0.13002
IL Fac. Spec. - NOX Rate Summer v3.1, Unit 3267 and retrofits | 304 | 7305 | Rate Constraint in lbs/MMBtu | FALSE | L | Annual | Allowances Purchased NOX | Thousand Tons | 0 | 0 | 0 | 0 | 0 | 0 | 0 | 0
IL Fac. Spec. - NOX Rate Summer v3.1, Unit 3267 and retrofits | 304 | 7305 | Rate Constraint in lbs/MMBtu | FALSE | L | Annual | Allowances Sold NOX | Thousand Tons | 0 | 0 | 0 | 0 | 0 | 0 | 0 | 0
IL Fac. Spec. - NOX Rate Summer v3.1, Unit 3267 and retrofits | 304 | 7305 | Rate Constraint in lbs/MMBtu | FALSE | L | Annual | Allowances Banked | Thousand Tons | 0 | 0 | 0 | 0 | 0 | 0 | 0 | 0
IL Fac. Spec. - NOX Rate Summer v3.1, Unit 3267 and retrofits | 304 | 7305 | Rate Constraint in lbs/MMBtu | FALSE | L | Annual | Allowances Withdrawn (1:1) | Thousand Tons | 0 | 0 | 0 | 0 | 0 | 0 | 0 | 0
IL Fac. Spec. - NOX Rate Summer v3.1, Unit 3267 and retrofits | 304 | 7305 | Rate Constraint in lbs/MMBtu | FALSE | L | Annual | Allowances Withdrawn (n:1) | Thousand Tons | 0 | 0 | 0 | 0 | 0 | 0 | 0 | 0
IL Fac. Spec. - NOX Rate Summer v3.1, Unit 3267 and retrofits | 304 | 7305 | Rate Constraint in lbs/MMBtu | FALSE | L | Annual | Net Emissions Allowance Position | Thousand Tons | 0 | 0 | 0 | 0 | 0 | 0.13002 | 0.13002 | 0.13002
IL Fac. Spec. - NOX Rate Summer v3.1, Unit 3267 and retrofits | 304 | 7305 | Rate Constraint in lbs/MMBtu | FALSE | L | Annual | Fuel Consumed | TBtu | 0 | 0 | 0 | 0 | 0 | 5.201 | 5.201 | 5.201
IL Fac. Spec. - NOX Rate Summer v3.1, Unit 3267 and retrofits | 304 | 7305 | Rate Constraint in lbs/MMBtu | FALSE | L | Annual | Rate | lb/MMBtu | 0 | 0 | 0 | 0 | 0 | 0.05 | 0.05 | 0.05
IL Fac. Spec. - NOX Rate Summer v3.1, Unit 3267 and retrofits | 304 | 7305 | Rate Constraint in lbs/MMBtu | FALSE | L | Annual | Generation | TWh | 0 | 0 | 0 | 0 | 0 | 0.47476 | 0.47476 | 0.47476
IL Fac. Spec. - NOX Rate Summer v3.1, Unit 3267 and retrofits | 304 | 7305 | Rate Constraint in lbs/MMBtu | FALSE | L | Annual | Qualifying Generation | TWh | 0 | 0 | 0 | 0 | 0 | 0.47476 | 0.47476 | 0.47476
IL Fac. Spec. - NOX Rate Summer v3.1, Unit 3267 and retrofits | 304 | 7305 | Rate Constraint in lbs/MMBtu | FALSE | L | Annual | Rate | lb/MWh | 0 | 0 | 0 | 0 | 0 | 0.54775 | 0.54775 | 0.54775
IL Fac. Spec. - NOX Rate Summer v3.1, Unit 3267 and retrofits | 304 | 7305 | Rate Constraint in lbs/MMBtu | FALSE | L | Annual | Constraint Shadow Price | US2019$/Ton | 0 | 0 | 0 | 0 | 0 | 0 | 0 | 0
IL Fac. Spec. - NOX Rate Summer v3.1, Unit 3268 and retrofits | 305 | 7305 | Rate Constraint in lbs/MMBtu | FALSE | L | Annual | Seasons Included | Seasons | Summer | Summer | Summer | Summer | Summer | Summer | Summer | Summer
IL Fac. Spec. - NOX Rate Summer v3.1, Unit 3268 and retrofits | 305 | 7305 | Rate Constraint in lbs/MMBtu | FALSE | L | Annual | Standard NOX | lb/MMBtu | 0.25 | 0.25 | 0.25 | 0.25 | 0.25 | 0.25 | 0.25 | 0.25
IL Fac. Spec. - NOX Rate Summer v3.1, Unit 3268 and retrofits | 305 | 7305 | Rate Constraint in lbs/MMBtu | FALSE | L | Annual | Emissions at Affected Plants NOX | Thousand Tons | 0.52364 | 0.1759 | 0.26659 | 0.26534 | 0.34266 | 0.34266 | 0.34266 | 0.34266
IL Fac. Spec. - NOX Rate Summer v3.1, Unit 3268 and retrofits | 305 | 7305 | Rate Constraint in lbs/MMBtu | FALSE | L | Annual | Allowances Purchased NOX | Thousand Tons | 0 | 0 | 0 | 0 | 0 | 0 | 0 | 0
IL Fac. Spec. - NOX Rate Summer v3.1, Unit 3268 and retrofits | 305 | 7305 | Rate Constraint in lbs/MMBtu | FALSE | L | Annual | Allowances Sold NOX | Thousand Tons | 0 | 0 | 0 | 0 | 0 | 0 | 0 | 0
IL Fac. Spec. - NOX Rate Summer v3.1, Unit 3268 and retrofits | 305 | 7305 | Rate Constraint in lbs/MMBtu | FALSE | L | Annual | Allowances Banked | Thousand Tons | 0 | 0 | 0 | 0 | 0 | 0 | 0 | 0
IL Fac. Spec. - NOX Rate Summer v3.1, Unit 3268 and retrofits | 305 | 7305 | Rate Constraint in lbs/MMBtu | FALSE | L | Annual | Allowances Withdrawn (1:1) | Thousand Tons | 0 | 0 | 0 | 0 | 0 | 0 | 0 | 0
IL Fac. Spec. - NOX Rate Summer v3.1, Unit 3268 and retrofits | 305 | 7305 | Rate Constraint in lbs/MMBtu | FALSE | L | Annual | Allowances Withdrawn (n:1) | Thousand Tons | 0 | 0 | 0 | 0 | 0 | 0 | 0 | 0
IL Fac. Spec. - NOX Rate Summer v3.1, Unit 3268 and retrofits | 305 | 7305 | Rate Constraint in lbs/MMBtu | FALSE | L | Annual | Net Emissions Allowance Position | Thousand Tons | 0.52364 | 0.1759 | 0.26659 | 0.26534 | 0.34266 | 0.34266 | 0.34266 | 0.34266
IL Fac. Spec. - NOX Rate Summer v3.1, Unit 3268 and retrofits | 305 | 7305 | Rate Constraint in lbs/MMBtu | FALSE | L | Annual | Fuel Consumed | TBtu | 8.9388 | 7.0359 | 10.6636 | 10.6136 | 13.7064 | 13.7064 | 13.7064 | 13.7064
IL Fac. Spec. - NOX Rate Summer v3.1, Unit 3268 and retrofits | 305 | 7305 | Rate Constraint in lbs/MMBtu | FALSE | L | Annual | Rate | lb/MMBtu | 0.11716 | 0.05 | 0.05 | 0.05 | 0.05 | 0.05 | 0.05 | 0.05
IL Fac. Spec. - NOX Rate Summer v3.1, Unit 3268 and retrofits | 305 | 7305 | Rate Constraint in lbs/MMBtu | FALSE | L | Annual | Generation | TWh | 0.85197 | 0.66668 | 1.0104 | 1.0057 | 1.2987 | 1.2987 | 1.2987 | 1.2987
IL Fac. Spec. - NOX Rate Summer v3.1, Unit 3268 and retrofits | 305 | 7305 | Rate Constraint in lbs/MMBtu | FALSE | L | Annual | Qualifying Generation | TWh | 0.85197 | 0.66668 | 1.0104 | 1.0057 | 1.2987 | 1.2987 | 1.2987 | 1.2987
IL Fac. Spec. - NOX Rate Summer v3.1, Unit 3268 and retrofits | 305 | 7305 | Rate Constraint in lbs/MMBtu | FALSE | L | Annual | Rate | lb/MWh | 1.2292 | 0.52768 | 0.52768 | 0.52768 | 0.52768 | 0.52768 | 0.52768 | 0.52768
IL Fac. Spec. - NOX Rate Summer v3.1, Unit 3268 and retrofits | 305 | 7305 | Rate Constraint in lbs/MMBtu | FALSE | L | Annual | Constraint Shadow Price | US2019$/Ton | 0 | 0 | 0 | 0 | 0 | 0 | 0 | 0
IL Fac. Spec. - NOX Rate Summer v3.1, Unit 3537 and retrofits | 306 | 7305 | Rate Constraint in lbs/MMBtu | FALSE | L | Annual | Seasons Included | Seasons | Summer | Summer | Summer | Summer | Summer | Summer | Summer | Summer
IL Fac. Spec. - NOX Rate Summer v3.1, Unit 3537 and retrofits | 306 | 7305 | Rate Constraint in lbs/MMBtu | FALSE | L | Annual | Standard NOX | lb/MMBtu | 0.25 | 0.25 | 0.25 | 0.25 | 0.25 | 0.25 | 0.25 | 0.25
IL Fac. Spec. - NOX Rate Summer v3.1, Unit 3537 and retrofits | 306 | 7305 | Rate Constraint in lbs/MMBtu | FALSE | L | Annual | Emissions at Affected Plants NOX | Thousand Tons | 0 | 0 | 0 | 0.29817 | 0.29817 | 0.29817 | 0.38166 | 0.38166
IL Fac. Spec. - NOX Rate Summer v3.1, Unit 3537 and retrofits | 306 | 7305 | Rate Constraint in lbs/MMBtu | FALSE | L | Annual | Allowances Purchased NOX | Thousand Tons | 0 | 0 | 0 | 0 | 0 | 0 | 0 | 0
IL Fac. Spec. - NOX Rate Summer v3.1, Unit 3537 and retrofits | 306 | 7305 | Rate Constraint in lbs/MMBtu | FALSE | L | Annual | Allowances Sold NOX | Thousand Tons | 0 | 0 | 0 | 0 | 0 | 0 | 0 | 0
IL Fac. Spec. - NOX Rate Summer v3.1, Unit 3537 and retrofits | 306 | 7305 | Rate Constraint in lbs/MMBtu | FALSE | L | Annual | Allowances Banked | Thousand Tons | 0 | 0 | 0 | 0 | 0 | 0 | 0 | 0
IL Fac. Spec. - NOX Rate Summer v3.1, Unit 3537 and retrofits | 306 | 7305 | Rate Constraint in lbs/MMBtu | FALSE | L | Annual | Allowances Withdrawn (1:1) | Thousand Tons | 0 | 0 | 0 | 0 | 0 | 0 | 0 | 0
IL Fac. Spec. - NOX Rate Summer v3.1, Unit 3537 and retrofits | 306 | 7305 | Rate Constraint in lbs/MMBtu | FALSE | L | Annual | Allowances Withdrawn (n:1) | Thousand Tons | 0 | 0 | 0 | 0 | 0 | 0 | 0 | 0
IL Fac. Spec. - NOX Rate Summer v3.1, Unit 3537 and retrofits | 306 | 7305 | Rate Constraint in lbs/MMBtu | FALSE | L | Annual | Net Emissions Allowance Position | Thousand Tons | 0 | 0 | 0 | 0.29817 | 0.29817 | 0.29817 | 0.38166 | 0.38166
IL Fac. Spec. - NOX Rate Summer v3.1, Unit 3537 and retrofits | 306 | 7305 | Rate Constraint in lbs/MMBtu | FALSE | L | Annual | Fuel Consumed | TBtu | 0 | 0 | 0 | 9.5383 | 9.5383 | 9.5383 | 12.2092 | 12.2092
IL Fac. Spec. - NOX Rate Summer v3.1, Unit 3537 and retrofits | 306 | 7305 | Rate Constraint in lbs/MMBtu | FALSE | L | Annual | Rate | lb/MMBtu | 0 | 0 | 0 | 0.06252 | 0.06252 | 0.06252 | 0.06252 | 0.06252
IL Fac. Spec. - NOX Rate Summer v3.1, Unit 3537 and retrofits | 306 | 7305 | Rate Constraint in lbs/MMBtu | FALSE | L | Annual | Generation | TWh | 0 | 0 | 0 | 0.87315 | 0.87315 | 0.87315 | 1.1177 | 1.1177
IL Fac. Spec. - NOX Rate Summer v3.1, Unit 3537 and retrofits | 306 | 7305 | Rate Constraint in lbs/MMBtu | FALSE | L | Annual | Qualifying Generation | TWh | 0 | 0 | 0 | 0.87315 | 0.87315 | 0.87315 | 1.1177 | 1.1177
IL Fac. Spec. - NOX Rate Summer v3.1, Unit 3537 and retrofits | 306 | 7305 | Rate Constraint in lbs/MMBtu | FALSE | L | Annual | Rate | lb/MWh | 0 | 0 | 0 | 0.68297 | 0.68297 | 0.68297 | 0.68297 | 0.68297
IL Fac. Spec. - NOX Rate Summer v3.1, Unit 3537 and retrofits | 306 | 7305 | Rate Constraint in lbs/MMBtu | FALSE | L | Annual | Constraint Shadow Price | US2019$/Ton | 0 | 0 | 0 | 0 | 0 | 0 | 0 | 0
IL Fac. Spec. - NOX Rate Summer v3.1, Unit 3538 and retrofits | 307 | 7305 | Rate Constraint in lbs/MMBtu | FALSE | L | Annual | Seasons Included | Seasons | Summer | Summer | Summer | Summer | Summer | Summer | Summer | Summer
IL Fac. Spec. - NOX Rate Summer v3.1, Unit 3538 and retrofits | 307 | 7305 | Rate Constraint in lbs/MMBtu | FALSE | L | Annual | Standard NOX | lb/MMBtu | 0.25 | 0.25 | 0.25 | 0.25 | 0.25 | 0.25 | 0.25 | 0.25
IL Fac. Spec. - NOX Rate Summer v3.1, Unit 3538 and retrofits | 307 | 7305 | Rate Constraint in lbs/MMBtu | FALSE | L | Annual | Emissions at Affected Plants NOX | Thousand Tons | 0.023759 | 0.019738 | 0.27071 | 0.27351 | 0.29854 | 0.27386 | 0.33094 | 0.33487
IL Fac. Spec. - NOX Rate Summer v3.1, Unit 3538 and retrofits | 307 | 7305 | Rate Constraint in lbs/MMBtu | FALSE | L | Annual | Allowances Purchased NOX | Thousand Tons | 0 | 0 | 0 | 0 | 0 | 0 | 0 | 0
IL Fac. Spec. - NOX Rate Summer v3.1, Unit 3538 and retrofits | 307 | 7305 | Rate Constraint in lbs/MMBtu | FALSE | L | Annual | Allowances Sold NOX | Thousand Tons | 0 | 0 | 0 | 0 | 0 | 0 | 0 | 0
IL Fac. Spec. - NOX Rate Summer v3.1, Unit 3538 and retrofits | 307 | 7305 | Rate Constraint in lbs/MMBtu | FALSE | L | Annual | Allowances Banked | Thousand Tons | 0 | 0 | 0 | 0 | 0 | 0 | 0 | 0
IL Fac. Spec. - NOX Rate Summer v3.1, Unit 3538 and retrofits | 307 | 7305 | Rate Constraint in lbs/MMBtu | FALSE | L | Annual | Allowances Withdrawn (1:1) | Thousand Tons | 0 | 0 | 0 | 0 | 0 | 0 | 0 | 0
IL Fac. Spec. - NOX Rate Summer v3.1, Unit 3538 and retrofits | 307 | 7305 | Rate Constraint in lbs/MMBtu | FALSE | L | Annual | Allowances Withdrawn (n:1) | Thousand Tons | 0 | 0 | 0 | 0 | 0 | 0 | 0 | 0
IL Fac. Spec. - NOX Rate Summer v3.1, Unit 3538 and retrofits | 307 | 7305 | Rate Constraint in lbs/MMBtu | FALSE | L | Annual | Net Emissions Allowance Position | Thousand Tons | 0.023759 | 0.019738 | 0.27071 | 0.27351 | 0.29854 | 0.27386 | 0.33094 | 0.33487
IL Fac. Spec. - NOX Rate Summer v3.1, Unit 3538 and retrofits | 307 | 7305 | Rate Constraint in lbs/MMBtu | FALSE | L | Annual | Fuel Consumed | TBtu | 1.5839 | 1.3159 | 10.3768 | 10.5632 | 11.4023 | 10.5749 | 12.2437 | 12.3756
IL Fac. Spec. - NOX Rate Summer v3.1, Unit 3538 and retrofits | 307 | 7305 | Rate Constraint in lbs/MMBtu | FALSE | L | Annual | Rate | lb/MMBtu | 0.03 | 0.03 | 0.052176 | 0.051785 | 0.052365 | 0.051794 | 0.054058 | 0.054118
IL Fac. Spec. - NOX Rate Summer v3.1, Unit 3538 and retrofits | 307 | 7305 | Rate Constraint in lbs/MMBtu | FALSE | L | Annual | Generation | TWh | 0.1401 | 0.11639 | 0.95218 | 0.96867 | 1.0466 | 0.96975 | 1.1269 | 1.1392
IL Fac. Spec. - NOX Rate Summer v3.1, Unit 3538 and retrofits | 307 | 7305 | Rate Constraint in lbs/MMBtu | FALSE | L | Annual | Qualifying Generation | TWh | 0.1401 | 0.11639 | 0.95218 | 0.96867 | 1.0466 | 0.96975 | 1.1269 | 1.1392
IL Fac. Spec. - NOX Rate Summer v3.1, Unit 3538 and retrofits | 307 | 7305 | Rate Constraint in lbs/MMBtu | FALSE | L | Annual | Rate | lb/MWh | 0.33916 | 0.33916 | 0.56861 | 0.56471 | 0.57049 | 0.5648 | 0.58733 | 0.58792
IL Fac. Spec. - NOX Rate Summer v3.1, Unit 3538 and retrofits | 307 | 7305 | Rate Constraint in lbs/MMBtu | FALSE | L | Annual | Constraint Shadow Price | US2019$/Ton | 0 | 0 | 0 | 0 | 0 | 0 | 0 | 0
IL Fac. Spec. - NOX Rate Summer v3.1, Unit 3563 and retrofits | 308 | 7305 | Rate Constraint in lbs/MMBtu | FALSE | L | Annual | Seasons Included | Seasons | Summer | Summer | Summer | Summer | Summer | Summer | Summer | Summer
IL Fac. Spec. - NOX Rate Summer v3.1, Unit 3563 and retrofits | 308 | 7305 | Rate Constraint in lbs/MMBtu | FALSE | L | Annual | Standard NOX | lb/MMBtu | 0.25 | 0.25 | 0.25 | 0.25 | 0.25 | 0.25 | 0.25 | 0.25
IL Fac. Spec. - NOX Rate Summer v3.1, Unit 3563 and retrofits | 308 | 7305 | Rate Constraint in lbs/MMBtu | FALSE | L | Annual | Emissions at Affected Plants NOX | Thousand Tons | 0.72137 | 0.72137 | 0.72137 | 0.72137 | 0.72137 | 0.72137 | 0.72137 | 0.72137
IL Fac. Spec. - NOX Rate Summer v3.1, Unit 3563 and retrofits | 308 | 7305 | Rate Constraint in lbs/MMBtu | FALSE | L | Annual | Allowances Purchased NOX | Thousand Tons | 0 | 0 | 0 | 0 | 0 | 0 | 0 | 0
IL Fac. Spec. - NOX Rate Summer v3.1, Unit 3563 and retrofits | 308 | 7305 | Rate Constraint in lbs/MMBtu | FALSE | L | Annual | Allowances Sold NOX | Thousand Tons | 0 | 0 | 0 | 0 | 0 | 0 | 0 | 0
IL Fac. Spec. - NOX Rate Summer v3.1, Unit 3563 and retrofits | 308 | 7305 | Rate Constraint in lbs/MMBtu | FALSE | L | Annual | Allowances Banked | Thousand Tons | 0 | 0 | 0 | 0 | 0 | 0 | 0 | 0
IL Fac. Spec. - NOX Rate Summer v3.1, Unit 3563 and retrofits | 308 | 7305 | Rate Constraint in lbs/MMBtu | FALSE | L | Annual | Allowances Withdrawn (1:1) | Thousand Tons | 0 | 0 | 0 | 0 | 0 | 0 | 0 | 0
IL Fac. Spec. - NOX Rate Summer v3.1, Unit 3563 and retrofits | 308 | 7305 | Rate Constraint in lbs/MMBtu | FALSE | L | Annual | Allowances Withdrawn (n:1) | Thousand Tons | 0 | 0 | 0 | 0 | 0 | 0 | 0 | 0
IL Fac. Spec. - NOX Rate Summer v3.1, Unit 3563 and retrofits | 308 | 7305 | Rate Constraint in lbs/MMBtu | FALSE | L | Annual | Net Emissions Allowance Position | Thousand Tons | 0.72137 | 0.72137 | 0.72137 | 0.72137 | 0.72137 | 0.72137 | 0.72137 | 0.72137
IL Fac. Spec. - NOX Rate Summer v3.1, Unit 3563 and retrofits | 308 | 7305 | Rate Constraint in lbs/MMBtu | FALSE | L | Annual | Fuel Consumed | TBtu | 23.5664 | 23.5664 | 23.5664 | 23.5664 | 23.5664 | 23.5664 | 23.5664 | 23.5664
IL Fac. Spec. - NOX Rate Summer v3.1, Unit 3563 and retrofits | 308 | 7305 | Rate Constraint in lbs/MMBtu | FALSE | L | Annual | Rate | lb/MMBtu | 0.06122 | 0.06122 | 0.06122 | 0.06122 | 0.06122 | 0.06122 | 0.06122 | 0.06122
IL Fac. Spec. - NOX Rate Summer v3.1, Unit 3563 and retrofits | 308 | 7305 | Rate Constraint in lbs/MMBtu | FALSE | L | Annual | Generation | TWh | 2.5095 | 2.5095 | 2.5095 | 2.5095 | 2.5095 | 2.5095 | 2.5095 | 2.5095
IL Fac. Spec. - NOX Rate Summer v3.1, Unit 3563 and retrofits | 308 | 7305 | Rate Constraint in lbs/MMBtu | FALSE | L | Annual | Qualifying Generation | TWh | 2.5095 | 2.5095 | 2.5095 | 2.5095 | 2.5095 | 2.5095 | 2.5095 | 2.5095
IL Fac. Spec. - NOX Rate Summer v3.1, Unit 3563 and retrofits | 308 | 7305 | Rate Constraint in lbs/MMBtu | FALSE | L | Annual | Rate | lb/MWh | 0.57492 | 0.57492 | 0.57492 | 0.57492 | 0.57492 | 0.57492 | 0.57492 | 0.57492
IL Fac. Spec. - NOX Rate Summer v3.1, Unit 3563 and retrofits | 308 | 7305 | Rate Constraint in lbs/MMBtu | FALSE | L | Annual | Constraint Shadow Price | US2019$/Ton | 0 | 0 | 0 | 0 | 0 | 0 | 0 | 0
IL Fac. Spec. - NOX Rate Summer v3.1, Unit 3564 and retrofits | 309 | 7305 | Rate Constraint in lbs/MMBtu | FALSE | L | Annual | Seasons Included | Seasons | Summer | Summer | Summer | Summer | Summer | Summer | Summer | Summer
IL Fac. Spec. - NOX Rate Summer v3.1, Unit 3564 and retrofits | 309 | 7305 | Rate Constraint in lbs/MMBtu | FALSE | L | Annual | Standard NOX | lb/MMBtu | 0.25 | 0.25 | 0.25 | 0.25 | 0.25 | 0.25 | 0.25 | 0.25
IL Fac. Spec. - NOX Rate Summer v3.1, Unit 3564 and retrofits | 309 | 7305 | Rate Constraint in lbs/MMBtu | FALSE | L | Annual | Emissions at Affected Plants NOX | Thousand Tons | 0.71486 | 0.71486 | 0.71486 | 0.71486 | 0.71486 | 0.71486 | 0.71486 | 0.71486
IL Fac. Spec. - NOX Rate Summer v3.1, Unit 3564 and retrofits | 309 | 7305 | Rate Constraint in lbs/MMBtu | FALSE | L | Annual | Allowances Purchased NOX | Thousand Tons | 0 | 0 | 0 | 0 | 0 | 0 | 0 | 0
IL Fac. Spec. - NOX Rate Summer v3.1, Unit 3564 and retrofits | 309 | 7305 | Rate Constraint in lbs/MMBtu | FALSE | L | Annual | Allowances Sold NOX | Thousand Tons | 0 | 0 | 0 | 0 | 0 | 0 | 0 | 0
IL Fac. Spec. - NOX Rate Summer v3.1, Unit 3564 and retrofits | 309 | 7305 | Rate Constraint in lbs/MMBtu | FALSE | L | Annual | Allowances Banked | Thousand Tons | 0 | 0 | 0 | 0 | 0 | 0 | 0 | 0
IL Fac. Spec. - NOX Rate Summer v3.1, Unit 3564 and retrofits | 309 | 7305 | Rate Constraint in lbs/MMBtu | FALSE | L | Annual | Allowances Withdrawn (1:1) | Thousand Tons | 0 | 0 | 0 | 0 | 0 | 0 | 0 | 0
IL Fac. Spec. - NOX Rate Summer v3.1, Unit 3564 and retrofits | 309 | 7305 | Rate Constraint in lbs/MMBtu | FALSE | L | Annual | Allowances Withdrawn (n:1) | Thousand Tons | 0 | 0 | 0 | 0 | 0 | 0 | 0 | 0
IL Fac. Spec. - NOX Rate Summer v3.1, Unit 3564 and retrofits | 309 | 7305 | Rate Constraint in lbs/MMBtu | FALSE | L | Annual | Net Emissions Allowance Position | Thousand Tons | 0.71486 | 0.71486 | 0.71486 | 0.71486 | 0.71486 | 0.71486 | 0.71486 | 0.71486
IL Fac. Spec. - NOX Rate Summer v3.1, Unit 3564 and retrofits | 309 | 7305 | Rate Constraint in lbs/MMBtu | FALSE | L | Annual | Fuel Consumed | TBtu | 23.4535 | 23.4535 | 23.4535 | 23.4535 | 23.4535 | 23.4535 | 23.4535 | 23.4535
IL Fac. Spec. - NOX Rate Summer v3.1, Unit 3564 and retrofits | 309 | 7305 | Rate Constraint in lbs/MMBtu | FALSE | L | Annual | Rate | lb/MMBtu | 0.06096 | 0.06096 | 0.06096 | 0.06096 | 0.06096 | 0.06096 | 0.06096 | 0.06096
IL Fac. Spec. - NOX Rate Summer v3.1, Unit 3564 and retrofits | 309 | 7305 | Rate Constraint in lbs/MMBtu | FALSE | L | Annual | Generation | TWh | 2.5095 | 2.5095 | 2.5095 | 2.5095 | 2.5095 | 2.5095 | 2.5095 | 2.5095
IL Fac. Spec. - NOX Rate Summer v3.1, Unit 3564 and retrofits | 309 | 7305 | Rate Constraint in lbs/MMBtu | FALSE | L | Annual | Qualifying Generation | TWh | 2.5095 | 2.5095 | 2.5095 | 2.5095 | 2.5095 | 2.5095 | 2.5095 | 2.5095
IL Fac. Spec. - NOX Rate Summer v3.1, Unit 3564 and retrofits | 309 | 7305 | Rate Constraint in lbs/MMBtu | FALSE | L | Annual | Rate | lb/MWh | 0.56973 | 0.56973 | 0.56973 | 0.56973 | 0.56973 | 0.56973 | 0.56973 | 0.56973
IL Fac. Spec. - NOX Rate Summer v3.1, Unit 3564 and retrofits | 309 | 7305 | Rate Constraint in lbs/MMBtu | FALSE | L | Annual | Constraint Shadow Price | US2019$/Ton | 0 | 0 | 0 | 0 | 0 | 0 | 0 | 0
IL Fac. Spec. - NOX Rate Summer v3.1, Unit 3607 and retrofits | 310 | 7305 | Rate Constraint in lbs/MMBtu | FALSE | L | Annual | Seasons Included | Seasons | Summer | Summer | Summer | Summer | Summer | Summer | Summer | Summer
IL Fac. Spec. - NOX Rate Summer v3.1, Unit 3607 and retrofits | 310 | 7305 | Rate Constraint in lbs/MMBtu | FALSE | L | Annual | Standard NOX | lb/MMBtu | 0.25 | 0.25 | 0.25 | 0.25 | 0.25 | 0.25 | 0.25 | 0.25
IL Fac. Spec. - NOX Rate Summer v3.1, Unit 3607 and retrofits | 310 | 7305 | Rate Constraint in lbs/MMBtu | FALSE | L | Annual | Emissions at Affected Plants NOX | Thousand Tons | 0.12731 | 0 | 0.1349 | 0.13363 | 0.13363 | 0.045658 | 0 | 0.043609
IL Fac. Spec. - NOX Rate Summer v3.1, Unit 3607 and retrofits | 310 | 7305 | Rate Constraint in lbs/MMBtu | FALSE | L | Annual | Allowances Purchased NOX | Thousand Tons | 0 | 0 | 0 | 0 | 0 | 0 | 0 | 0
IL Fac. Spec. - NOX Rate Summer v3.1, Unit 3607 and retrofits | 310 | 7305 | Rate Constraint in lbs/MMBtu | FALSE | L | Annual | Allowances Sold NOX | Thousand Tons | 0 | 0 | 0 | 0 | 0 | 0 | 0 | 0
IL Fac. Spec. - NOX Rate Summer v3.1, Unit 3607 and retrofits | 310 | 7305 | Rate Constraint in lbs/MMBtu | FALSE | L | Annual | Allowances Banked | Thousand Tons | 0 | 0 | 0 | 0 | 0 | 0 | 0 | 0
IL Fac. Spec. - NOX Rate Summer v3.1, Unit 3607 and retrofits | 310 | 7305 | Rate Constraint in lbs/MMBtu | FALSE | L | Annual | Allowances Withdrawn (1:1) | Thousand Tons | 0 | 0 | 0 | 0 | 0 | 0 | 0 | 0
IL Fac. Spec. - NOX Rate Summer v3.1, Unit 3607 and retrofits | 310 | 7305 | Rate Constraint in lbs/MMBtu | FALSE | L | Annual | Allowances Withdrawn (n:1) | Thousand Tons | 0 | 0 | 0 | 0 | 0 | 0 | 0 | 0
IL Fac. Spec. - NOX Rate Summer v3.1, Unit 3607 and retrofits | 310 | 7305 | Rate Constraint in lbs/MMBtu | FALSE | L | Annual | Net Emissions Allowance Position | Thousand Tons | 0.12731 | 0 | 0.1349 | 0.13363 | 0.13363 | 0.045658 | 0 | 0.043609
IL Fac. Spec. - NOX Rate Summer v3.1, Unit 3607 and retrofits | 310 | 7305 | Rate Constraint in lbs/MMBtu | FALSE | L | Annual | Fuel Consumed | TBtu | 3.3284 | 0 | 3.5269 | 3.4935 | 3.4935 | 1.1937 | 0 | 1.1401
IL Fac. Spec. - NOX Rate Summer v3.1, Unit 3607 and retrofits | 310 | 7305 | Rate Constraint in lbs/MMBtu | FALSE | L | Annual | Rate | lb/MMBtu | 0.0765 | 0 | 0.0765 | 0.0765 | 0.0765 | 0.0765 | 0 | 0.0765
IL Fac. Spec. - NOX Rate Summer v3.1, Unit 3607 and retrofits | 310 | 7305 | Rate Constraint in lbs/MMBtu | FALSE | L | Annual | Generation | TWh | 0.28976 | 0 | 0.30703 | 0.30413 | 0.30413 | 0.10392 | 0 | 0.099253
IL Fac. Spec. - NOX Rate Summer v3.1, Unit 3607 and retrofits | 310 | 7305 | Rate Constraint in lbs/MMBtu | FALSE | L | Annual | Qualifying Generation | TWh | 0.28976 | 0 | 0.30703 | 0.30413 | 0.30413 | 0.10392 | 0 | 0.099253
IL Fac. Spec. - NOX Rate Summer v3.1, Unit 3607 and retrofits | 310 | 7305 | Rate Constraint in lbs/MMBtu | FALSE | L | Annual | Rate | lb/MWh | 0.87876 | 0 | 0.87876 | 0.87876 | 0.87876 | 0.87876 | 0 | 0.87876
IL Fac. Spec. - NOX Rate Summer v3.1, Unit 3607 and retrofits | 310 | 7305 | Rate Constraint in lbs/MMBtu | FALSE | L | Annual | Constraint Shadow Price | US2019$/Ton | 0 | 0 | 0 | 0 | 0 | 0 | 0 | 0
IL Fac. Spec. - NOX Rate Summer v3.1, Unit 3789 and retrofits | 311 | 7305 | Rate Constraint in lbs/MMBtu | FALSE | L | Annual | Seasons Included | Seasons | Summer | Summer | Summer | Summer | Summer | Summer | Summer | Summer
IL Fac. Spec. - NOX Rate Summer v3.1, Unit 3789 and retrofits | 311 | 7305 | Rate Constraint in lbs/MMBtu | FALSE | L | Annual | Standard NOX | lb/MMBtu | 0.25 | 0.25 | 0.25 | 0.25 | 0.25 | 0.25 | 0.25 | 0.25
IL Fac. Spec. - NOX Rate Summer v3.1, Unit 3789 and retrofits | 311 | 7305 | Rate Constraint in lbs/MMBtu | FALSE | L | Annual | Emissions at Affected Plants NOX | Thousand Tons | 0 | 0 | 0 | 0 | 0 | 0 | 0 | 0
IL Fac. Spec. - NOX Rate Summer v3.1, Unit 3789 and retrofits | 311 | 7305 | Rate Constraint in lbs/MMBtu | FALSE | L | Annual | Allowances Purchased NOX | Thousand Tons | 0 | 0 | 0 | 0 | 0 | 0 | 0 | 0
IL Fac. Spec. - NOX Rate Summer v3.1, Unit 3789 and retrofits | 311 | 7305 | Rate Constraint in lbs/MMBtu | FALSE | L | Annual | Allowances Sold NOX | Thousand Tons | 0 | 0 | 0 | 0 | 0 | 0 | 0 | 0
IL Fac. Spec. - NOX Rate Summer v3.1, Unit 3789 and retrofits | 311 | 7305 | Rate Constraint in lbs/MMBtu | FALSE | L | Annual | Allowances Banked | Thousand Tons | 0 | 0 | 0 | 0 | 0 | 0 | 0 | 0
IL Fac. Spec. - NOX Rate Summer v3.1, Unit 3789 and retrofits | 311 | 7305 | Rate Constraint in lbs/MMBtu | FALSE | L | Annual | Allowances Withdrawn (1:1) | Thousand Tons | 0 | 0 | 0 | 0 | 0 | 0 | 0 | 0
IL Fac. Spec. - NOX Rate Summer v3.1, Unit 3789 and retrofits | 311 | 7305 | Rate Constraint in lbs/MMBtu | FALSE | L | Annual | Allowances Withdrawn (n:1) | Thousand Tons | 0 | 0 | 0 | 0 | 0 | 0 | 0 | 0
IL Fac. Spec. - NOX Rate Summer v3.1, Unit 3789 and retrofits | 311 | 7305 | Rate Constraint in lbs/MMBtu | FALSE | L | Annual | Net Emissions Allowance Position | Thousand Tons | 0 | 0 | 0 | 0 | 0 | 0 | 0 | 0
IL Fac. Spec. - NOX Rate Summer v3.1, Unit 3789 and retrofits | 311 | 7305 | Rate Constraint in lbs/MMBtu | FALSE | L | Annual | Fuel Consumed | TBtu | 0 | 0 | 0 | 0 | 0 | 0 | 0 | 0
IL Fac. Spec. - NOX Rate Summer v3.1, Unit 3789 and retrofits | 311 | 7305 | Rate Constraint in lbs/MMBtu | FALSE | L | Annual | Rate | lb/MMBtu | 0 | 0 | 0 | 0 | 0 | 0 | 0 | 0
IL Fac. Spec. - NOX Rate Summer v3.1, Unit 3789 and retrofits | 311 | 7305 | Rate Constraint in lbs/MMBtu | FALSE | L | Annual | Generation | TWh | 0 | 0 | 0 | 0 | 0 | 0 | 0 | 0
IL Fac. Spec. - NOX Rate Summer v3.1, Unit 3789 and retrofits | 311 | 7305 | Rate Constraint in lbs/MMBtu | FALSE | L | Annual | Qualifying Generation | TWh | 0 | 0 | 0 | 0 | 0 | 0 | 0 | 0
IL Fac. Spec. - NOX Rate Summer v3.1, Unit 3789 and retrofits | 311 | 7305 | Rate Constraint in lbs/MMBtu | FALSE | L | Annual | Rate | lb/MWh | 0 | 0 | 0 | 0 | 0 | 0 | 0 | 0
IL Fac. Spec. - NOX Rate Summer v3.1, Unit 3789 and retrofits | 311 | 7305 | Rate Constraint in lbs/MMBtu | FALSE | L | Annual | Constraint Shadow Price | US2019$/Ton | 0 | 0 | 0 | 0 | 0 | 0 | 0 | 0
IL Fac. Spec. - NOX Rate Summer v3.1, Unit 3790 and retrofits | 312 | 7305 | Rate Constraint in lbs/MMBtu | FALSE | L | Annual | Seasons Included | Seasons | Summer | Summer | Summer | Summer | Summer | Summer | Summer | Summer
IL Fac. Spec. - NOX Rate Summer v3.1, Unit 3790 and retrofits | 312 | 7305 | Rate Constraint in lbs/MMBtu | FALSE | L | Annual | Standard NOX | lb/MMBtu | 0.25 | 0.25 | 0.25 | 0.25 | 0.25 | 0.25 | 0.25 | 0.25
IL Fac. Spec. - NOX Rate Summer v3.1, Unit 3790 and retrofits | 312 | 7305 | Rate Constraint in lbs/MMBtu | FALSE | L | Annual | Emissions at Affected Plants NOX | Thousand Tons | 0 | 0 | 0 | 0 | 0 | 0 | 0 | 0
IL Fac. Spec. - NOX Rate Summer v3.1, Unit 3790 and retrofits | 312 | 7305 | Rate Constraint in lbs/MMBtu | FALSE | L | Annual | Allowances Purchased NOX | Thousand Tons | 0 | 0 | 0 | 0 | 0 | 0 | 0 | 0
IL Fac. Spec. - NOX Rate Summer v3.1, Unit 3790 and retrofits | 312 | 7305 | Rate Constraint in lbs/MMBtu | FALSE | L | Annual | Allowances Sold NOX | Thousand Tons | 0 | 0 | 0 | 0 | 0 | 0 | 0 | 0
IL Fac. Spec. - NOX Rate Summer v3.1, Unit 3790 and retrofits | 312 | 7305 | Rate Constraint in lbs/MMBtu | FALSE | L | Annual | Allowances Banked | Thousand Tons | 0 | 0 | 0 | 0 | 0 | 0 | 0 | 0
IL Fac. Spec. - NOX Rate Summer v3.1, Unit 3790 and retrofits | 312 | 7305 | Rate Constraint in lbs/MMBtu | FALSE | L | Annual | Allowances Withdrawn (1:1) | Thousand Tons | 0 | 0 | 0 | 0 | 0 | 0 | 0 | 0
IL Fac. Spec. - NOX Rate Summer v3.1, Unit 3790 and retrofits | 312 | 7305 | Rate Constraint in lbs/MMBtu | FALSE | L | Annual | Allowances Withdrawn (n:1) | Thousand Tons | 0 | 0 | 0 | 0 | 0 | 0 | 0 | 0
IL Fac. Spec. - NOX Rate Summer v3.1, Unit 3790 and retrofits | 312 | 7305 | Rate Constraint in lbs/MMBtu | FALSE | L | Annual | Net Emissions Allowance Position | Thousand Tons | 0 | 0 | 0 | 0 | 0 | 0 | 0 | 0
IL Fac. Spec. - NOX Rate Summer v3.1, Unit 3790 and retrofits | 312 | 7305 | Rate Constraint in lbs/MMBtu | FALSE | L | Annual | Fuel Consumed | TBtu | 0 | 0 | 0 | 0 | 0 | 0 | 0 | 0
IL Fac. Spec. - NOX Rate Summer v3.1, Unit 3790 and retrofits | 312 | 7305 | Rate Constraint in lbs/MMBtu | FALSE | L | Annual | Rate | lb/MMBtu | 0 | 0 | 0 | 0 | 0 | 0 | 0 | 0
IL Fac. Spec. - NOX Rate Summer v3.1, Unit 3790 and retrofits | 312 | 7305 | Rate Constraint in lbs/MMBtu | FALSE | L | Annual | Generation | TWh | 0 | 0 | 0 | 0 | 0 | 0 | 0 | 0
IL Fac. Spec. - NOX Rate Summer v3.1, Unit 3790 and retrofits | 312 | 7305 | Rate Constraint in lbs/MMBtu | FALSE | L | Annual | Qualifying Generation | TWh | 0 | 0 | 0 | 0 | 0 | 0 | 0 | 0
IL Fac. Spec. - NOX Rate Summer v3.1, Unit 3790 and retrofits | 312 | 7305 | Rate Constraint in lbs/MMBtu | FALSE | L | Annual | Rate | lb/MWh | 0 | 0 | 0 | 0 | 0 | 0 | 0 | 0
IL Fac. Spec. - NOX Rate Summer v3.1, Unit 3790 and retrofits | 312 | 7305 | Rate Constraint in lbs/MMBtu | FALSE | L | Annual | Constraint Shadow Price | US2019$/Ton | 0 | 0 | 0 | 0 | 0 | 0 | 0 | 0
IL Fac. Spec. - NOX Rate Summer v3.1, Unit 3791 and retrofits | 313 | 7305 | Rate Constraint in lbs/MMBtu | FALSE | L | Annual | Seasons Included | Seasons | Summer | Summer | Summer | Summer | Summer | Summer | Summer | Summer
IL Fac. Spec. - NOX Rate Summer v3.1, Unit 3791 and retrofits | 313 | 7305 | Rate Constraint in lbs/MMBtu | FALSE | L | Annual | Standard NOX | lb/MMBtu | 0.25 | 0.25 | 0.25 | 0.25 | 0.25 | 0.25 | 0.25 | 0.25
IL Fac. Spec. - NOX Rate Summer v3.1, Unit 3791 and retrofits | 313 | 7305 | Rate Constraint in lbs/MMBtu | FALSE | L | Annual | Emissions at Affected Plants NOX | Thousand Tons | 0.17088 | 0 | 0 | 0 | 0 | 0 | 0 | 0
IL Fac. Spec. - NOX Rate Summer v3.1, Unit 3791 and retrofits | 313 | 7305 | Rate Constraint in lbs/MMBtu | FALSE | L | Annual | Allowances Purchased NOX | Thousand Tons | 0 | 0 | 0 | 0 | 0 | 0 | 0 | 0
IL Fac. Spec. - NOX Rate Summer v3.1, Unit 3791 and retrofits | 313 | 7305 | Rate Constraint in lbs/MMBtu | FALSE | L | Annual | Allowances Sold NOX | Thousand Tons | 0 | 0 | 0 | 0 | 0 | 0 | 0 | 0
IL Fac. Spec. - NOX Rate Summer v3.1, Unit 3791 and retrofits | 313 | 7305 | Rate Constraint in lbs/MMBtu | FALSE | L | Annual | Allowances Banked | Thousand Tons | 0 | 0 | 0 | 0 | 0 | 0 | 0 | 0
IL Fac. Spec. - NOX Rate Summer v3.1, Unit 3791 and retrofits | 313 | 7305 | Rate Constraint in lbs/MMBtu | FALSE | L | Annual | Allowances Withdrawn (1:1) | Thousand Tons | 0 | 0 | 0 | 0 | 0 | 0 | 0 | 0
IL Fac. Spec. - NOX Rate Summer v3.1, Unit 3791 and retrofits | 313 | 7305 | Rate Constraint in lbs/MMBtu | FALSE | L | Annual | Allowances Withdrawn (n:1) | Thousand Tons | 0 | 0 | 0 | 0 | 0 | 0 | 0 | 0
IL Fac. Spec. - NOX Rate Summer v3.1, Unit 3791 and retrofits | 313 | 7305 | Rate Constraint in lbs/MMBtu | FALSE | L | Annual | Net Emissions Allowance Position | Thousand Tons | 0.17088 | 0 | 0 | 0 | 0 | 0 | 0 | 0
IL Fac. Spec. - NOX Rate Summer v3.1, Unit 3791 and retrofits | 313 | 7305 | Rate Constraint in lbs/MMBtu | FALSE | L | Annual | Fuel Consumed | TBtu | 4.7631 | 0 | 0 | 0 | 0 | 0 | 0 | 0
IL Fac. Spec. - NOX Rate Summer v3.1, Unit 3791 and retrofits | 313 | 7305 | Rate Constraint in lbs/MMBtu | FALSE | L | Annual | Rate | lb/MMBtu | 0.07175 | 0 | 0 | 0 | 0 | 0 | 0 | 0
IL Fac. Spec. - NOX Rate Summer v3.1, Unit 3791 and retrofits | 313 | 7305 | Rate Constraint in lbs/MMBtu | FALSE | L | Annual | Generation | TWh | 0.41592 | 0 | 0 | 0 | 0 | 0 | 0 | 0
IL Fac. Spec. - NOX Rate Summer v3.1, Unit 3791 and retrofits | 313 | 7305 | Rate Constraint in lbs/MMBtu | FALSE | L | Annual | Qualifying Generation | TWh | 0.41592 | 0 | 0 | 0 | 0 | 0 | 0 | 0
IL Fac. Spec. - NOX Rate Summer v3.1, Unit 3791 and retrofits | 313 | 7305 | Rate Constraint in lbs/MMBtu | FALSE | L | Annual | Rate | lb/MWh | 0.82168 | 0 | 0 | 0 | 0 | 0 | 0 | 0
IL Fac. Spec. - NOX Rate Summer v3.1, Unit 3791 and retrofits | 313 | 7305 | Rate Constraint in lbs/MMBtu | FALSE | L | Annual | Constraint Shadow Price | US2019$/Ton | 0 | 0 | 0 | 0 | 0 | 0 | 0 | 0
IL Fac. Spec. - NOX Rate Summer v3.1, Unit 3792 and retrofits | 314 | 7305 | Rate Constraint in lbs/MMBtu | FALSE | L | Annual | Seasons Included | Seasons | Summer | Summer | Summer | Summer | Summer | Summer | Summer | Summer
IL Fac. Spec. - NOX Rate Summer v3.1, Unit 3792 and retrofits | 314 | 7305 | Rate Constraint in lbs/MMBtu | FALSE | L | Annual | Standard NOX | lb/MMBtu | 0.25 | 0.25 | 0.25 | 0.25 | 0.25 | 0.25 | 0.25 | 0.25
IL Fac. Spec. - NOX Rate Summer v3.1, Unit 3792 and retrofits | 314 | 7305 | Rate Constraint in lbs/MMBtu | FALSE | L | Annual | Emissions at Affected Plants NOX | Thousand Tons | 0 | 0 | 0 | 0 | 0 | 0 | 0 | 0
IL Fac. Spec. - NOX Rate Summer v3.1, Unit 3792 and retrofits | 314 | 7305 | Rate Constraint in lbs/MMBtu | FALSE | L | Annual | Allowances Purchased NOX | Thousand Tons | 0 | 0 | 0 | 0 | 0 | 0 | 0 | 0
IL Fac. Spec. - NOX Rate Summer v3.1, Unit 3792 and retrofits | 314 | 7305 | Rate Constraint in lbs/MMBtu | FALSE | L | Annual | Allowances Sold NOX | Thousand Tons | 0 | 0 | 0 | 0 | 0 | 0 | 0 | 0
IL Fac. Spec. - NOX Rate Summer v3.1, Unit 3792 and retrofits | 314 | 7305 | Rate Constraint in lbs/MMBtu | FALSE | L | Annual | Allowances Banked | Thousand Tons | 0 | 0 | 0 | 0 | 0 | 0 | 0 | 0
IL Fac. Spec. - NOX Rate Summer v3.1, Unit 3792 and retrofits | 314 | 7305 | Rate Constraint in lbs/MMBtu | FALSE | L | Annual | Allowances Withdrawn (1:1) | Thousand Tons | 0 | 0 | 0 | 0 | 0 | 0 | 0 | 0
IL Fac. Spec. - NOX Rate Summer v3.1, Unit 3792 and retrofits | 314 | 7305 | Rate Constraint in lbs/MMBtu | FALSE | L | Annual | Allowances Withdrawn (n:1) | Thousand Tons | 0 | 0 | 0 | 0 | 0 | 0 | 0 | 0
IL Fac. Spec. - NOX Rate Summer v3.1, Unit 3792 and retrofits | 314 | 7305 | Rate Constraint in lbs/MMBtu | FALSE | L | Annual | Net Emissions Allowance Position | Thousand Tons | 0 | 0 | 0 | 0 | 0 | 0 | 0 | 0
IL Fac. Spec. - NOX Rate Summer v3.1, Unit 3792 and retrofits | 314 | 7305 | Rate Constraint in lbs/MMBtu | FALSE | L | Annual | Fuel Consumed | TBtu | 0 | 0 | 0 | 0 | 0 | 0 | 0 | 0
IL Fac. Spec. - NOX Rate Summer v3.1, Unit 3792 and retrofits | 314 | 7305 | Rate Constraint in lbs/MMBtu | FALSE | L | Annual | Rate | lb/MMBtu | 0 | 0 | 0 | 0 | 0 | 0 | 0 | 0
IL Fac. Spec. - NOX Rate Summer v3.1, Unit 3792 and retrofits | 314 | 7305 | Rate Constraint in lbs/MMBtu | FALSE | L | Annual | Generation | TWh | 0 | 0 | 0 | 0 | 0 | 0 | 0 | 0
IL Fac. Spec. - NOX Rate Summer v3.1, Unit 3792 and retrofits | 314 | 7305 | Rate Constraint in lbs/MMBtu | FALSE | L | Annual | Qualifying Generation | TWh | 0 | 0 | 0 | 0 | 0 | 0 | 0 | 0
IL Fac. Spec. - NOX Rate Summer v3.1, Unit 3792 and retrofits | 314 | 7305 | Rate Constraint in lbs/MMBtu | FALSE | L | Annual | Rate | lb/MWh | 0 | 0 | 0 | 0 | 0 | 0 | 0 | 0
IL Fac. Spec. - NOX Rate Summer v3.1, Unit 3792 and retrofits | 314 | 7305 | Rate Constraint in lbs/MMBtu | FALSE | L | Annual | Constraint Shadow Price | US2019$/Ton | 0 | 0 | 0 | 0 | 0 | 0 | 0 | 0
IL Facility Average - NOX Rate Summer v3.1 | 315 | 7306 | Rate Constraint in lbs/MMBtu | FALSE | L | Annual | Seasons Included | Seasons | Summer | Summer | Summer | Summer | Summer | Summer | Summer | Summer
IL Facility Average - NOX Rate Summer v3.1 | 315 | 7306 | Rate Constraint in lbs/MMBtu | FALSE | L | Annual | Standard NOX | lb/MMBtu | 0.25 | 0.25 | 0.25 | 0.25 | 0.25 | 0.25 | 0.25 | 0.25
IL Facility Average - NOX Rate Summer v3.1 | 315 | 7306 | Rate Constraint in lbs/MMBtu | FALSE | L | Annual | Emissions at Affected Plants NOX | Thousand Tons | 7.1427 | 5.5367 | 6.1148 | 6.3918 | 6.3583 | 6.3253 | 6.275 | 6.0606
IL Facility Average - NOX Rate Summer v3.1 | 315 | 7306 | Rate Constraint in lbs/MMBtu | FALSE | L | Annual | Allowances Purchased NOX | Thousand Tons | 0 | 0 | 0 | 0 | 0 | 0 | 0 | 0
IL Facility Average - NOX Rate Summer v3.1 | 315 | 7306 | Rate Constraint in lbs/MMBtu | FALSE | L | Annual | Allowances Sold NOX | Thousand Tons | 0 | 0 | 0 | 0 | 0 | 0 | 0 | 0
IL Facility Average - NOX Rate Summer v3.1 | 315 | 7306 | Rate Constraint in lbs/MMBtu | FALSE | L | Annual | Allowances Banked | Thousand Tons | 0 | 0 | 0 | 0 | 0 | 0 | 0 | 0
IL Facility Average - NOX Rate Summer v3.1 | 315 | 7306 | Rate Constraint in lbs/MMBtu | FALSE | L | Annual | Allowances Withdrawn (1:1) | Thousand Tons | 0 | 0 | 0 | 0 | 0 | 0 | 0 | 0
IL Facility Average - NOX Rate Summer v3.1 | 315 | 7306 | Rate Constraint in lbs/MMBtu | FALSE | L | Annual | Allowances Withdrawn (n:1) | Thousand Tons | 0 | 0 | 0 | 0 | 0 | 0 | 0 | 0
IL Facility Average - NOX Rate Summer v3.1 | 315 | 7306 | Rate Constraint in lbs/MMBtu | FALSE | L | Annual | Net Emissions Allowance Position | Thousand Tons | 7.1427 | 5.5367 | 6.1148 | 6.3918 | 6.3583 | 6.3253 | 6.275 | 6.0606
IL Facility Average - NOX Rate Summer v3.1 | 315 | 7306 | Rate Constraint in lbs/MMBtu | FALSE | L | Annual | Fuel Consumed | TBtu | 248.6349 | 247.7707 | 270.6896 | 280.4374 | 281.9871 | 274.7039 | 271.9316 | 258.9958
IL Facility Average - NOX Rate Summer v3.1 | 315 | 7306 | Rate Constraint in lbs/MMBtu | FALSE | L | Annual | Rate | lb/MMBtu | 0.057455 | 0.044692 | 0.04518 | 0.045584 | 0.045096 | 0.046052 | 0.046151 | 0.046801
IL Facility Average - NOX Rate Summer v3.1 | 315 | 7306 | Rate Constraint in lbs/MMBtu | FALSE | L | Annual | Generation | TWh | 26.9656 | 26.8667 | 29.1096 | 29.996 | 30.1723 | 29.2982 | 29.0739 | 27.7487
IL Facility Average - NOX Rate Summer v3.1 | 315 | 7306 | Rate Constraint in lbs/MMBtu | FALSE | L | Annual | Qualifying Generation | TWh | 26.6946 | 26.5957 | 28.8386 | 29.725 | 29.9012 | 29.0271 | 28.8028 | 27.4777
IL Facility Average - NOX Rate Summer v3.1 | 315 | 7306 | Rate Constraint in lbs/MMBtu | FALSE | L | Annual | Rate | lb/MWh | 0.53514 | 0.41636 | 0.42407 | 0.43006 | 0.42529 | 0.43582 | 0.43572 | 0.44113
IL Facility Average - NOX Rate Summer v3.1 | 315 | 7306 | Rate Constraint in lbs/MMBtu | FALSE | L | Annual | Constraint Shadow Price | US2019$/Ton | 0 | 0 | 0 | 0 | 0 | 0 | 0 | 0
IL MPS- Ameren MER Rate Annual v5.12 | 316 | 7318 | MACT Fuel Choice Floor in lbs/MMBtu | FALSE | L | Annual | Seasons Included | Seasons | Winter, WintShld, Summer | Winter, WintShld, Summer | Winter, WintShld, Summer | Winter, WintShld, Summer | Winter, WintShld, Summer | Winter, WintShld, Summer | Winter, WintShld, Summer | Winter, WintShld, Summer
IL MPS- Ameren MER Rate Annual v5.12 | 316 | 7318 | MACT Fuel Choice Floor in lbs/MMBtu | FALSE | L | Annual | Emission Floor | lbs/MMBtu | 7.349e-07 | 7.349e-07 | 7.349e-07 | 7.349e-07 | 7.349e-07 | 7.349e-07 | 7.349e-07 | 7.349e-07
IL MPS- Ameren MER Rate Annual v5.12 | 316 | 7318 | MACT Fuel Choice Floor in lbs/MMBtu | FALSE | L | Annual | Emissions at Affected Plants MER | lbs | 49.2786 | 39.8668 | 56.7746 | 56.909 | 58.6444 | 58.6444 | 60.5763 | 53.8653
IL MPS- Ameren MER Rate Annual v5.12 | 316 | 7318 | MACT Fuel Choice Floor in lbs/MMBtu | FALSE | L | Annual | Allowances Purchased MER | lbs | 0 | 0 | 0 | 0 | 0 | 0 | 0 | 0
IL MPS- Ameren MER Rate Annual v5.12 | 316 | 7318 | MACT Fuel Choice Floor in lbs/MMBtu | FALSE | L | Annual | Allowances Sold MER | lbs | 0 | 0 | 0 | 0 | 0 | 0 | 0 | 0
IL MPS- Ameren MER Rate Annual v5.12 | 316 | 7318 | MACT Fuel Choice Floor in lbs/MMBtu | FALSE | L | Annual | Allowances Banked | lbs | 0 | 0 | 0 | 0 | 0 | 0 | 0 | 0
IL MPS- Ameren MER Rate Annual v5.12 | 316 | 7318 | MACT Fuel Choice Floor in lbs/MMBtu | FALSE | L | Annual | Allowances Withdrawn (1:1) | lbs | 0 | 0 | 0 | 0 | 0 | 0 | 0 | 0
IL MPS- Ameren MER Rate Annual v5.12 | 316 | 7318 | MACT Fuel Choice Floor in lbs/MMBtu | FALSE | L | Annual | Allowances Withdrawn (n:1) | lbs | 0 | 0 | 0 | 0 | 0 | 0 | 0 | 0
IL MPS- Ameren MER Rate Annual v5.12 | 316 | 7318 | MACT Fuel Choice Floor in lbs/MMBtu | FALSE | L | Annual | Net Emissions Allowance Position | lbs | 49.2786 | 39.8668 | 56.7746 | 56.909 | 58.6444 | 58.6444 | 60.5763 | 53.8653
IL MPS- Ameren MER Rate Annual v5.12 | 316 | 7318 | MACT Fuel Choice Floor in lbs/MMBtu | FALSE | L | Annual | Fuel Consumed | TBtu | 87.8211 | 71.048 | 101.18 | 101.4195 | 104.5123 | 104.5123 | 104.5123 | 93.5818
IL MPS- Ameren MER Rate Annual v5.12 | 316 | 7318 | MACT Fuel Choice Floor in lbs/MMBtu | FALSE | L | Annual | Rate | lb/MMBtu | 5.6112e-07 | 5.6112e-07 | 5.6112e-07 | 5.6112e-07 | 5.6112e-07 | 5.6112e-07 | 5.7961e-07 | 5.756e-07
IL MPS- Ameren MER Rate Annual v5.12 | 316 | 7318 | MACT Fuel Choice Floor in lbs/MMBtu | FALSE | L | Annual | Generation | TWh | 8.0923 | 6.4995 | 9.2893 | 9.3108 | 9.6038 | 9.6038 | 9.6038 | 8.5764
IL MPS- Ameren MER Rate Annual v5.12 | 316 | 7318 | MACT Fuel Choice Floor in lbs/MMBtu | FALSE | L | Annual | Qualifying Generation | TWh | 8.0923 | 6.4995 | 9.2893 | 9.3108 | 9.6038 | 9.6038 | 9.6038 | 8.5764
IL MPS- Ameren MER Rate Annual v5.12 | 316 | 7318 | MACT Fuel Choice Floor in lbs/MMBtu | FALSE | L | Annual | Constraint Shadow Price | US2019$/Lb | 0 | 0 | 0 | 0 | 0 | 0 | 0 | 0
IL MPS- Dynegy MER Rate Annual v5.12 | 320 | 7316 | MACT Fuel Choice Floor in lbs/MMBtu | FALSE | L | Annual | Seasons Included | Seasons | Winter, WintShld, Summer | Winter, WintShld, Summer | Winter, WintShld, Summer | Winter, WintShld, Summer | Winter, WintShld, Summer | Winter, WintShld, Summer | Winter, WintShld, Summer | Winter, WintShld, Summer
IL MPS- Dynegy MER Rate Annual v5.12 | 320 | 7316 | MACT Fuel Choice Floor in lbs/MMBtu | FALSE | L | Annual | Emission Floor | lbs/MMBtu | 7.8e-07 | 7.8e-07 | 7.8e-07 | 7.8e-07 | 7.8e-07 | 7.8e-07 | 7.8e-07 | 7.8e-07
IL MPS- Dynegy MER Rate Annual v5.12 | 320 | 7316 | MACT Fuel Choice Floor in lbs/MMBtu | FALSE | L | Annual | Emissions at Affected Plants MER | lbs | 52.854 | 44.8218 | 64.5098 | 64.3032 | 64.8987 | 68.6294 | 66.4836 | 58.8307
IL MPS- Dynegy MER Rate Annual v5.12 | 320 | 7316 | MACT Fuel Choice Floor in lbs/MMBtu | FALSE | L | Annual | Allowances Purchased MER | lbs | 0 | 0 | 0 | 0 | 0 | 0 | 0 | 0
IL MPS- Dynegy MER Rate Annual v5.12 | 320 | 7316 | MACT Fuel Choice Floor in lbs/MMBtu | FALSE | L | Annual | Allowances Sold MER | lbs | 0 | 0 | 0 | 0 | 0 | 0 | 0 | 0
IL MPS- Dynegy MER Rate Annual v5.12 | 320 | 7316 | MACT Fuel Choice Floor in lbs/MMBtu | FALSE | L | Annual | Allowances Banked | lbs | 0 | 0 | 0 | 0 | 0 | 0 | 0 | 0
IL MPS- Dynegy MER Rate Annual v5.12 | 320 | 7316 | MACT Fuel Choice Floor in lbs/MMBtu | FALSE | L | Annual | Allowances Withdrawn (1:1) | lbs | 0 | 0 | 0 | 0 | 0 | 0 | 0 | 0
IL MPS- Dynegy MER Rate Annual v5.12 | 320 | 7316 | MACT Fuel Choice Floor in lbs/MMBtu | FALSE | L | Annual | Allowances Withdrawn (n:1) | lbs | 0 | 0 | 0 | 0 | 0 | 0 | 0 | 0
IL MPS- Dynegy MER Rate Annual v5.12 | 320 | 7316 | MACT Fuel Choice Floor in lbs/MMBtu | FALSE | L | Annual | Net Emissions Allowance Position | lbs | 52.854 | 44.8218 | 64.5098 | 64.3032 | 64.8987 | 68.6294 | 66.4836 | 58.8307
IL MPS- Dynegy MER Rate Annual v5.12 | 320 | 7316 | MACT Fuel Choice Floor in lbs/MMBtu | FALSE | L | Annual | Fuel Consumed | TBtu | 94.1929 | 79.8784 | 114.965 | 114.5969 | 115.6583 | 122.3068 | 118.4827 | 104.8443
IL MPS- Dynegy MER Rate Annual v5.12 | 320 | 7316 | MACT Fuel Choice Floor in lbs/MMBtu | FALSE | L | Annual | Rate | lb/MMBtu | 5.6112e-07 | 5.6112e-07 | 5.6112e-07 | 5.6112e-07 | 5.6112e-07 | 5.6112e-07 | 5.6112e-07 | 5.6112e-07
IL MPS- Dynegy MER Rate Annual v5.12 | 320 | 7316 | MACT Fuel Choice Floor in lbs/MMBtu | FALSE | L | Annual | Generation | TWh | 9.2132 | 7.817 | 11.2442 | 11.2049 | 11.3091 | 11.9619 | 11.5904 | 10.2556
IL MPS- Dynegy MER Rate Annual v5.12 | 320 | 7316 | MACT Fuel Choice Floor in lbs/MMBtu | FALSE | L | Annual | Qualifying Generation | TWh | 9.2132 | 7.817 | 11.2442 | 11.2049 | 11.3091 | 11.9619 | 11.5904 | 10.2556
IL MPS- Dynegy MER Rate Annual v5.12 | 320 | 7316 | MACT Fuel Choice Floor in lbs/MMBtu | FALSE | L | Annual | Constraint Shadow Price | US2019$/Lb | 0 | 0 | 0 | 0 | 0 | 0 | 0 | 0
IL MPS- NOX Cap Annual v6.20 | 324 | 7650 | Rate Constraint in MTons | FALSE | L | Annual | Seasons Included | Seasons | Winter, WintShld, Summer | Winter, WintShld, Summer | Winter, WintShld, Summer | Winter, WintShld, Summer | Winter, WintShld, Summer | Winter, WintShld, Summer | Winter, WintShld, Summer | Winter, WintShld, Summer
IL MPS- NOX Cap Annual v6.20 | 324 | 7650 | Rate Constraint in MTons | FALSE | L | Annual | Standard NOX | Thousand Tons | 13.37 | 13.37 | 13.37 | 13.37 | 13.37 | 13.37 | 13.37 | 13.37
IL MPS- NOX Cap Annual v6.20 | 324 | 7650 | Rate Constraint in MTons | FALSE | L | Annual | Emissions at Affected Plants NOX | Thousand Tons | 9.1041 | 4.9626 | 7.1749 | 7.1975 | 7.3091 | 7.5235 | 7.3637 | 6.4753
IL MPS- NOX Cap Annual v6.20 | 324 | 7650 | Rate Constraint in MTons | FALSE | L | Annual | Allowances Purchased NOX | Thousand Tons | 0 | 0 | 0 | 0 | 0 | 0 | 0 | 0
IL MPS- NOX Cap Annual v6.20 | 324 | 7650 | Rate Constraint in MTons | FALSE | L | Annual | Allowances Sold NOX | Thousand Tons | 0 | 0 | 0 | 0 | 0 | 0 | 0 | 0
IL MPS- NOX Cap Annual v6.20 | 324 | 7650 | Rate Constraint in MTons | FALSE | L | Annual | Allowances Banked | Thousand Tons | 0 | 0 | 0 | 0 | 0 | 0 | 0 | 0
IL MPS- NOX Cap Annual v6.20 | 324 | 7650 | Rate Constraint in MTons | FALSE | L | Annual | Allowances Withdrawn (1:1) | Thousand Tons | 0 | 0 | 0 | 0 | 0 | 0 | 0 | 0
IL MPS- NOX Cap Annual v6.20 | 324 | 7650 | Rate Constraint in MTons | FALSE | L | Annual | Allowances Withdrawn (n:1) | Thousand Tons | 0 | 0 | 0 | 0 | 0 | 0 | 0 | 0
IL MPS- NOX Cap Annual v6.20 | 324 | 7650 | Rate Constraint in MTons | FALSE | L | Annual | Net Emissions Allowance Position | Thousand Tons | 9.1041 | 4.9626 | 7.1749 | 7.1975 | 7.3091 | 7.5235 | 7.3637 | 6.4753
IL MPS- NOX Cap Annual v6.20 | 324 | 7650 | Rate Constraint in MTons | FALSE | L | Annual | Fuel Consumed | TBtu | 182.014 | 150.9264 | 216.145 | 216.0164 | 220.1705 | 226.819 | 222.995 | 198.4261
IL MPS- NOX Cap Annual v6.20 | 324 | 7650 | Rate Constraint in MTons | FALSE | L | Annual | Rate | lb/MMBtu | 0.10004 | 0.065762 | 0.06639 | 0.066639 | 0.066395 | 0.066339 | 0.066044 | 0.065267
IL MPS- NOX Cap Annual v6.20 | 324 | 7650 | Rate Constraint in MTons | FALSE | L | Annual | Generation | TWh | 17.3055 | 14.3165 | 20.5335 | 20.5156 | 20.9129 | 21.5658 | 21.1943 | 18.832
IL MPS- NOX Cap Annual v6.20 | 324 | 7650 | Rate Constraint in MTons | FALSE | L | Annual | Qualifying Generation | TWh | 17.3055 | 14.3165 | 20.5335 | 20.5156 | 20.9129 | 21.5658 | 21.1943 | 18.832
IL MPS- NOX Cap Annual v6.20 | 324 | 7650 | Rate Constraint in MTons | FALSE | L | Annual | Rate | lb/MWh | 1.0522 | 0.69327 | 0.69885 | 0.70166 | 0.699 | 0.69773 | 0.69488 | 0.68769
IL MPS- NOX Cap Annual v6.20 | 324 | 7650 | Rate Constraint in MTons | FALSE | L | Annual | Constraint Shadow Price | US2019$/Ton | 0 | 0 | 0 | 0 | 0 | 0 | 0 | 0
IL MPS- NOX Cap OzoneSeason v6.20 | 325 | 7651 | Rate Constraint in MTons | FALSE | L | Annual | Seasons Included | Seasons | Summer | Summer | Summer | Summer | Summer | Summer | Summer | Summer
IL MPS- NOX Cap OzoneSeason v6.20 | 325 | 7651 | Rate Constraint in MTons | FALSE | L | Annual | Standard NOX | Thousand Tons | 6.675 | 6.675 | 6.675 | 6.675 | 6.675 | 6.675 | 6.675 | 6.675
IL MPS- NOX Cap OzoneSeason v6.20 | 325 | 7651 | Rate Constraint in MTons | FALSE | L | Annual | Emissions at Affected Plants NOX | Thousand Tons | 3.6897 | 2.1751 | 2.7134 | 2.6286 | 2.7401 | 2.9546 | 2.9323 | 2.9546
IL MPS- NOX Cap OzoneSeason v6.20 | 325 | 7651 | Rate Constraint in MTons | FALSE | L | Annual | Allowances Purchased NOX | Thousand Tons | 0 | 0 | 0 | 0 | 0 | 0 | 0 | 0
IL MPS- NOX Cap OzoneSeason v6.20 | 325 | 7651 | Rate Constraint in MTons | FALSE | L | Annual | Allowances Sold NOX | Thousand Tons | 0 | 0 | 0 | 0 | 0 | 0 | 0 | 0
IL MPS- NOX Cap OzoneSeason v6.20 | 325 | 7651 | Rate Constraint in MTons | FALSE | L | Annual | Allowances Banked | Thousand Tons | 0 | 0 | 0 | 0 | 0 | 0 | 0 | 0
IL MPS- NOX Cap OzoneSeason v6.20 | 325 | 7651 | Rate Constraint in MTons | FALSE | L | Annual | Allowances Withdrawn (1:1) | Thousand Tons | 0 | 0 | 0 | 0 | 0 | 0 | 0 | 0
IL MPS- NOX Cap OzoneSeason v6.20 | 325 | 7651 | Rate Constraint in MTons | FALSE | L | Annual | Allowances Withdrawn (n:1) | Thousand Tons | 0 | 0 | 0 | 0 | 0 | 0 | 0 | 0
IL MPS- NOX Cap OzoneSeason v6.20 | 325 | 7651 | Rate Constraint in MTons | FALSE | L | Annual | Net Emissions Allowance Position | Thousand Tons | 3.6897 | 2.1751 | 2.7134 | 2.6286 | 2.7401 | 2.9546 | 2.9323 | 2.9546
IL MPS- NOX Cap OzoneSeason v6.20 | 325 | 7651 | Rate Constraint in MTons | FALSE | L | Annual | Fuel Consumed | TBtu | 74.8494 | 72.1494 | 90.3361 | 87.759 | 91.9131 | 98.5616 | 97.8715 | 98.5616
IL MPS- NOX Cap OzoneSeason v6.20 | 325 | 7651 | Rate Constraint in MTons | FALSE | L | Annual | Rate | lb/MMBtu | 0.09859 | 0.060294 | 0.060074 | 0.059905 | 0.059624 | 0.059953 | 0.059921 | 0.059953
IL MPS- NOX Cap OzoneSeason v6.20 | 325 | 7651 | Rate Constraint in MTons | FALSE | L | Annual | Generation | TWh | 7.1195 | 6.842 | 8.5734 | 8.3183 | 8.7156 | 9.3684 | 9.3007 | 9.3684
IL MPS- NOX Cap OzoneSeason v6.20 | 325 | 7651 | Rate Constraint in MTons | FALSE | L | Annual | Qualifying Generation | TWh | 7.1195 | 6.842 | 8.5734 | 8.3183 | 8.7156 | 9.3684 | 9.3007 | 9.3684
IL MPS- NOX Cap OzoneSeason v6.20 | 325 | 7651 | Rate Constraint in MTons | FALSE | L | Annual | Rate | lb/MWh | 1.0365 | 0.6358 | 0.63299 | 0.632 | 0.62879 | 0.63075 | 0.63056 | 0.63075
IL MPS- NOX Cap OzoneSeason v6.20 | 325 | 7651 | Rate Constraint in MTons | FALSE | L | Annual | Constraint Shadow Price | US2019$/Ton | 0 | 0 | 0 | 0 | 0 | 0 | 0 | 0
IL MPS- SO2 Cap Annual v6.20 | 326 | 7652 | Rate Constraint in MTons | FALSE | L | Annual | Seasons Included | Seasons | Winter, WintShld, Summer | Winter, WintShld, Summer | Winter, WintShld, Summer | Winter, WintShld, Summer | Winter, WintShld, Summer | Winter, WintShld, Summer | Winter, WintShld, Summer | Winter, WintShld, Summer
IL MPS- SO2 Cap Annual v6.20 | 326 | 7652 | Rate Constraint in MTons | FALSE | L | Annual | Standard SO2 | Thousand Tons | 34.34 | 34.34 | 34.34 | 34.34 | 34.34 | 34.34 | 34.34 | 34.34
IL MPS- SO2 Cap Annual v6.20 | 326 | 7652 | Rate Constraint in MTons | FALSE | L | Annual | Emissions at Affected Plants SO2 | Thousand Tons | 23.5137 | 19.4224 | 26.7484 | 26.7948 | 27.2805 | 27.5228 | 30.8351 | 27.5374
IL MPS- SO2 Cap Annual v6.20 | 326 | 7652 | Rate Constraint in MTons | FALSE | L | Annual | Allowances Purchased SO2 | Thousand Tons | 0 | 0 | 0 | 0 | 0 | 0 | 0 | 0
IL MPS- SO2 Cap Annual v6.20 | 326 | 7652 | Rate Constraint in MTons | FALSE | L | Annual | Allowances Sold SO2 | Thousand Tons | 0 | 0 | 0 | 0 | 0 | 0 | 0 | 0
IL MPS- SO2 Cap Annual v6.20 | 326 | 7652 | Rate Constraint in MTons | FALSE | L | Annual | Allowances Banked | Thousand Tons | 0 | 0 | 0 | 0 | 0 | 0 | 0 | 0
IL MPS- SO2 Cap Annual v6.20 | 326 | 7652 | Rate Constraint in MTons | FALSE | L | Annual | Allowances Withdrawn (1:1) | Thousand Tons | 0 | 0 | 0 | 0 | 0 | 0 | 0 | 0
IL MPS- SO2 Cap Annual v6.20 | 326 | 7652 | Rate Constraint in MTons | FALSE | L | Annual | Allowances Withdrawn (n:1) | Thousand Tons | 0 | 0 | 0 | 0 | 0 | 0 | 0 | 0
IL MPS- SO2 Cap Annual v6.20 | 326 | 7652 | Rate Constraint in MTons | FALSE | L | Annual | Net Emissions Allowance Position | Thousand Tons | 23.5137 | 19.4224 | 26.7484 | 26.7948 | 27.2805 | 27.5228 | 30.8351 | 27.5374
IL MPS- SO2 Cap Annual v6.20 | 326 | 7652 | Rate Constraint in MTons | FALSE | L | Annual | Fuel Consumed | TBtu | 182.014 | 150.9264 | 216.145 | 216.0164 | 220.1705 | 226.819 | 222.995 | 198.4261
IL MPS- SO2 Cap Annual v6.20 | 326 | 7652 | Rate Constraint in MTons | FALSE | L | Annual | Rate | lb/MMBtu | 0.25837 | 0.25738 | 0.2475 | 0.24808 | 0.24781 | 0.24268 | 0.27655 | 0.27756
IL MPS- SO2 Cap Annual v6.20 | 326 | 7652 | Rate Constraint in MTons | FALSE | L | Annual | Generation | TWh | 17.3055 | 14.3165 | 20.5335 | 20.5156 | 20.9129 | 21.5658 | 21.1943 | 18.832
IL MPS- SO2 Cap Annual v6.20 | 326 | 7652 | Rate Constraint in MTons | FALSE | L | Annual | Qualifying Generation | TWh | 17.3055 | 14.3165 | 20.5335 | 20.5156 | 20.9129 | 21.5658 | 21.1943 | 18.832
IL MPS- SO2 Cap Annual v6.20 | 326 | 7652 | Rate Constraint in MTons | FALSE | L | Annual | Rate | lb/MWh | 2.7175 | 2.7133 | 2.6053 | 2.6121 | 2.609 | 2.5525 | 2.9098 | 2.9245
IL MPS- SO2 Cap Annual v6.20 | 326 | 7652 | Rate Constraint in MTons | FALSE | L | Annual | Constraint Shadow Price | US2019$/Ton | 0 | 0 | 0 | 0 | 0 | 0 | 0 | 0
Kansas Nearman Unit 1NOx Rate Annual v4.10 | 327 | 7320 | Rate Constraint in lbs/MMBtu | FALSE | L | Annual | Seasons Included | Seasons | Winter, WintShld, Summer | Winter, WintShld, Summer | Winter, WintShld, Summer | Winter, WintShld, Summer | Winter, WintShld, Summer | Winter, WintShld, Summer | Winter, WintShld, Summer | Winter, WintShld, Summer
Kansas Nearman Unit 1NOx Rate Annual v4.10 | 327 | 7320 | Rate Constraint in lbs/MMBtu | FALSE | L | Annual | Standard NOX | lb/MMBtu | 0.26 | 0.26 | 0.26 | 0.26 | 0.26 | 0.26 | 0.26 | 0.26
Kansas Nearman Unit 1NOx Rate Annual v4.10 | 327 | 7320 | Rate Constraint in lbs/MMBtu | FALSE | L | Annual | Emissions at Affected Plants NOX | Thousand Tons | 0 | 0 | 1.129 | 1.0931 | 1.2042 | 1.2353 | 1.0644 | 0.72729
Kansas Nearman Unit 1NOx Rate Annual v4.10 | 327 | 7320 | Rate Constraint in lbs/MMBtu | FALSE | L | Annual | Allowances Purchased NOX | Thousand Tons | 0 | 0 | 0 | 0 | 0 | 0 | 0 | 0
Kansas Nearman Unit 1NOx Rate Annual v4.10 | 327 | 7320 | Rate Constraint in lbs/MMBtu | FALSE | L | Annual | Allowances Sold NOX | Thousand Tons | 0 | 0 | 0 | 0 | 0 | 0 | 0 | 0
Kansas Nearman Unit 1NOx Rate Annual v4.10 | 327 | 7320 | Rate Constraint in lbs/MMBtu | FALSE | L | Annual | Allowances Banked | Thousand Tons | 0 | 0 | 0 | 0 | 0 | 0 | 0 | 0
Kansas Nearman Unit 1NOx Rate Annual v4.10 | 327 | 7320 | Rate Constraint in lbs/MMBtu | FALSE | L | Annual | Allowances Withdrawn (1:1) | Thousand Tons | 0 | 0 | 0 | 0 | 0 | 0 | 0 | 0
Kansas Nearman Unit 1NOx Rate Annual v4.10 | 327 | 7320 | Rate Constraint in lbs/MMBtu | FALSE | L | Annual | Allowances Withdrawn (n:1) | Thousand Tons | 0 | 0 | 0 | 0 | 0 | 0 | 0 | 0
Kansas Nearman Unit 1NOx Rate Annual v4.10 | 327 | 7320 | Rate Constraint in lbs/MMBtu | FALSE | L | Annual | Net Emissions Allowance Position | Thousand Tons | 0 | 0 | 1.129 | 1.0931 | 1.2042 | 1.2353 | 1.0644 | 0.72729
Kansas Nearman Unit 1NOx Rate Annual v4.10 | 327 | 7320 | Rate Constraint in lbs/MMBtu | FALSE | L | Annual | Fuel Consumed | TBtu | 0 | 0 | 10.3888 | 10.0584 | 11.0811 | 11.3672 | 9.7946 | 6.6923
Kansas Nearman Unit 1NOx Rate Annual v4.10 | 327 | 7320 | Rate Constraint in lbs/MMBtu | FALSE | L | Annual | Rate | lb/MMBtu | 0 | 0 | 0.21735 | 0.21735 | 0.21735 | 0.21735 | 0.21735 | 0.21735
Kansas Nearman Unit 1NOx Rate Annual v4.10 | 327 | 7320 | Rate Constraint in lbs/MMBtu | FALSE | L | Annual | Generation | TWh | 0 | 0 | 0.90923 | 0.88031 | 0.96982 | 0.99485 | 0.85722 | 0.58571
Kansas Nearman Unit 1NOx Rate Annual v4.10 | 327 | 7320 | Rate Constraint in lbs/MMBtu | FALSE | L | Annual | Qualifying Generation | TWh | 0 | 0 | 0.90923 | 0.88031 | 0.96982 | 0.99485 | 0.85722 | 0.58571
Kansas Nearman Unit 1NOx Rate Annual v4.10 | 327 | 7320 | Rate Constraint in lbs/MMBtu | FALSE | L | Annual | Rate | lb/MWh | 0 | 0 | 2.4834 | 2.4834 | 2.4834 | 2.4834 | 2.4834 | 2.4834
Kansas Nearman Unit 1NOx Rate Annual v4.10 | 327 | 7320 | Rate Constraint in lbs/MMBtu | FALSE | L | Annual | Constraint Shadow Price | US2019$/Ton | 0 | 0 | 0 | 0 | 0 | 0 | 0 | 0
Kansas Quindaro Unit 2 Nox Rate Annual v4.10 | 328 | 7319 | Rate Constraint in lbs/MMBtu | FALSE | L | Annual | Seasons Included | Seasons | Winter, WintShld, Summer | Winter, WintShld, Summer | Winter, WintShld, Summer | Winter, WintShld, Summer | Winter, WintShld, Summer | Winter, WintShld, Summer | Winter, WintShld, Summer | Winter, WintShld, Summer
Kansas Quindaro Unit 2 Nox Rate Annual v4.10 | 328 | 7319 | Rate Constraint in lbs/MMBtu | FALSE | L | Annual | Standard NOX | lb/MMBtu | 0.2 | 0.2 | 0.2 | 0.2 | 0.2 | 0.2 | 0.2 | 0.2
Kansas Quindaro Unit 2 Nox Rate Annual v4.10 | 328 | 7319 | Rate Constraint in lbs/MMBtu | FALSE | L | Annual | Emissions at Affected Plants NOX | Thousand Tons | 0.030125 | 0.034834 | 0.035103 | 0.012053 | 0.01215 | 0.012997 | 0.011582 | 0
Kansas Quindaro Unit 2 Nox Rate Annual v4.10 | 328 | 7319 | Rate Constraint in lbs/MMBtu | FALSE | L | Annual | Allowances Purchased NOX | Thousand Tons | 0 | 0 | 0 | 0 | 0 | 0 | 0 | 0
Kansas Quindaro Unit 2 Nox Rate Annual v4.10 | 328 | 7319 | Rate Constraint in lbs/MMBtu | FALSE | L | Annual | Allowances Sold NOX | Thousand Tons | 0 | 0 | 0 | 0 | 0 | 0 | 0 | 0
Kansas Quindaro Unit 2 Nox Rate Annual v4.10 | 328 | 7319 | Rate Constraint in lbs/MMBtu | FALSE | L | Annual | Allowances Banked | Thousand Tons | 0 | 0 | 0 | 0 | 0 | 0 | 0 | 0
Kansas Quindaro Unit 2 Nox Rate Annual v4.10 | 328 | 7319 | Rate Constraint in lbs/MMBtu | FALSE | L | Annual | Allowances Withdrawn (1:1) | Thousand Tons | 0 | 0 | 0 | 0 | 0 | 0 | 0 | 0
Kansas Quindaro Unit 2 Nox Rate Annual v4.10 | 328 | 7319 | Rate Constraint in lbs/MMBtu | FALSE | L | Annual | Allowances Withdrawn (n:1) | Thousand Tons | 0 | 0 | 0 | 0 | 0 | 0 | 0 | 0
Kansas Quindaro Unit 2 Nox Rate Annual v4.10 | 328 | 7319 | Rate Constraint in lbs/MMBtu | FALSE | L | Annual | Net Emissions Allowance Position | Thousand Tons | 0.030125 | 0.034834 | 0.035103 | 0.012053 | 0.01215 | 0.012997 | 0.011582 | 0
Kansas Quindaro Unit 2 Nox Rate Annual v4.10 | 328 | 7319 | Rate Constraint in lbs/MMBtu | FALSE | L | Annual | Fuel Consumed | TBtu | 0.42201 | 0.48797 | 0.49174 | 0.16885 | 0.1702 | 0.18206 | 0.16224 | 0
Kansas Quindaro Unit 2 Nox Rate Annual v4.10 | 328 | 7319 | Rate Constraint in lbs/MMBtu | FALSE | L | Annual | Rate | lb/MMBtu | 0.14277 | 0.14277 | 0.14277 | 0.14277 | 0.14277 | 0.14277 | 0.14277 | 0
Kansas Quindaro Unit 2 Nox Rate Annual v4.10 | 328 | 7319 | Rate Constraint in lbs/MMBtu | FALSE | L | Annual | Generation | TWh | 0.034619 | 0.040031 | 0.04034 | 0.013851 | 0.013962 | 0.014935 | 0.013309 | 0
Kansas Quindaro Unit 2 Nox Rate Annual v4.10 | 328 | 7319 | Rate Constraint in lbs/MMBtu | FALSE | L | Annual | Qualifying Generation | TWh | 0.034619 | 0.040031 | 0.04034 | 0.013851 | 0.013962 | 0.014935 | 0.013309 | 0
Kansas Quindaro Unit 2 Nox Rate Annual v4.10 | 328 | 7319 | Rate Constraint in lbs/MMBtu | FALSE | L | Annual | Rate | lb/MWh | 1.7404 | 1.7404 | 1.7404 | 1.7404 | 1.7404 | 1.7404 | 1.7404 | 0
Kansas Quindaro Unit 2 Nox Rate Annual v4.10 | 328 | 7319 | Rate Constraint in lbs/MMBtu | FALSE | L | Annual | Constraint Shadow Price | US2019$/Ton | 0 | 0 | 0 | 0 | 0 | 0 | 0 | 0
KS La Cygne NOX Rate Annual v5.14 | 329 | 7274 | Rate Constraint in lbs/MMBtu | FALSE | L | Annual | Seasons Included | Seasons | Winter, WintShld, Summer | Winter, WintShld, Summer | Winter, WintShld, Summer | Winter, WintShld, Summer | Winter, WintShld, Summer | Winter, WintShld, Summer | Winter, WintShld, Summer | Winter, WintShld, Summer
KS La Cygne NOX Rate Annual v5.14 | 329 | 7274 | Rate Constraint in lbs/MMBtu | FALSE | L | Annual | Standard NOX | lb/MMBtu | 0.13 | 0.13 | 0.13 | 0.13 | 0.13 | 0.13 | 0.13 | 0.13
KS La Cygne NOX Rate Annual v5.14 | 329 | 7274 | Rate Constraint in lbs/MMBtu | FALSE | L | Annual | Emissions at Affected Plants NOX | Thousand Tons | 2.47 | 2.4835 | 3.9269 | 3.9361 | 4.2073 | 4.7866 | 3.4089 | 2.5876
KS La Cygne NOX Rate Annual v5.14 | 329 | 7274 | Rate Constraint in lbs/MMBtu | FALSE | L | Annual | Allowances Purchased NOX | Thousand Tons | 0 | 0 | 0 | 0 | 0 | 0 | 0 | 0
KS La Cygne NOX Rate Annual v5.14 | 329 | 7274 | Rate Constraint in lbs/MMBtu | FALSE | L | Annual | Allowances Sold NOX | Thousand Tons | 0 | 0 | 0 | 0 | 0 | 0 | 0 | 0
KS La Cygne NOX Rate Annual v5.14 | 329 | 7274 | Rate Constraint in lbs/MMBtu | FALSE | L | Annual | Allowances Banked | Thousand Tons | 0 | 0 | 0 | 0 | 0 | 0 | 0 | 0
KS La Cygne NOX Rate Annual v5.14 | 329 | 7274 | Rate Constraint in lbs/MMBtu | FALSE | L | Annual | Allowances Withdrawn (1:1) | Thousand Tons | 0 | 0 | 0 | 0 | 0 | 0 | 0 | 0
KS La Cygne NOX Rate Annual v5.14 | 329 | 7274 | Rate Constraint in lbs/MMBtu | FALSE | L | Annual | Allowances Withdrawn (n:1) | Thousand Tons | 0 | 0 | 0 | 0 | 0 | 0 | 0 | 0
KS La Cygne NOX Rate Annual v5.14 | 329 | 7274 | Rate Constraint in lbs/MMBtu | FALSE | L | Annual | Net Emissions Allowance Position | Thousand Tons | 2.47 | 2.4835 | 3.9269 | 3.9361 | 4.2073 | 4.7866 | 3.4089 | 2.5876
KS La Cygne NOX Rate Annual v5.14 | 329 | 7274 | Rate Constraint in lbs/MMBtu | FALSE | L | Annual | Fuel Consumed | TBtu | 53.8904 | 54.1703 | 85.616 | 85.9016 | 91.4879 | 104.3634 | 73.9085 | 56.4826
KS La Cygne NOX Rate Annual v5.14 | 329 | 7274 | Rate Constraint in lbs/MMBtu | FALSE | L | Annual | Rate | lb/MMBtu | 0.091668 | 0.091691 | 0.091732 | 0.091642 | 0.091975 | 0.09173 | 0.092247 | 0.091626
KS La Cygne NOX Rate Annual v5.14 | 329 | 7274 | Rate Constraint in lbs/MMBtu | FALSE | L | Annual | Generation | TWh | 5.107 | 5.1338 | 8.1147 | 8.1402 | 8.6755 | 9.8915 | 7.0124 | 5.3522
KS La Cygne NOX Rate Annual v5.14 | 329 | 7274 | Rate Constraint in lbs/MMBtu | FALSE | L | Annual | Qualifying Generation | TWh | 5.107 | 5.1338 | 8.1147 | 8.1402 | 8.6755 | 9.8915 | 7.0124 | 5.3522
KS La Cygne NOX Rate Annual v5.14 | 329 | 7274 | Rate Constraint in lbs/MMBtu | FALSE | L | Annual | Rate | lb/MWh | 0.9673 | 0.96749 | 0.96785 | 0.96707 | 0.96993 | 0.96783 | 0.97225 | 0.96694
KS La Cygne NOX Rate Annual v5.14 | 329 | 7274 | Rate Constraint in lbs/MMBtu | FALSE | L | Annual | Constraint Shadow Price | US2019$/Ton | 0 | 0 | 0 | 0 | 0 | 0 | 0 | 0
KS La Cygne SO2 Rate Annual v5.14 | 330 | 7275 | Rate Constraint in lbs/MMBtu | FALSE | L | Annual | Seasons Included | Seasons | Winter, WintShld, Summer | Winter, WintShld, Summer | Winter, WintShld, Summer | Winter, WintShld, Summer | Winter, WintShld, Summer | Winter, WintShld, Summer | Winter, WintShld, Summer | Winter, WintShld, Summer
KS La Cygne SO2 Rate Annual v5.14 | 330 | 7275 | Rate Constraint in lbs/MMBtu | FALSE | L | Annual | Standard SO2 | lb/MMBtu | 0.1 | 0.1 | 0.1 | 0.1 | 0.1 | 0.1 | 0.1 | 0.1
KS La Cygne SO2 Rate Annual v5.14 | 330 | 7275 | Rate Constraint in lbs/MMBtu | FALSE | L | Annual | Emissions at Affected Plants SO2 | Thousand Tons | 0.57164 | 0.57427 | 0.90661 | 0.91183 | 0.9625 | 1.1052 | 0.77187 | 0.59981
KS La Cygne SO2 Rate Annual v5.14 | 330 | 7275 | Rate Constraint in lbs/MMBtu | FALSE | L | Annual | Allowances Purchased SO2 | Thousand Tons | 0 | 0 | 0 | 0 | 0 | 0 | 0 | 0
KS La Cygne SO2 Rate Annual v5.14 | 330 | 7275 | Rate Constraint in lbs/MMBtu | FALSE | L | Annual | Allowances Sold SO2 | Thousand Tons | 0 | 0 | 0 | 0 | 0 | 0 | 0 | 0
KS La Cygne SO2 Rate Annual v5.14 | 330 | 7275 | Rate Constraint in lbs/MMBtu | FALSE | L | Annual | Allowances Banked | Thousand Tons | 0 | 0 | 0 | 0 | 0 | 0 | 0 | 0
KS La Cygne SO2 Rate Annual v5.14 | 330 | 7275 | Rate Constraint in lbs/MMBtu | FALSE | L | Annual | Allowances Withdrawn (1:1) | Thousand Tons | 0 | 0 | 0 | 0 | 0 | 0 | 0 | 0
KS La Cygne SO2 Rate Annual v5.14 | 330 | 7275 | Rate Constraint in lbs/MMBtu | FALSE | L | Annual | Allowances Withdrawn (n:1) | Thousand Tons | 0 | 0 | 0 | 0 | 0 | 0 | 0 | 0
KS La Cygne SO2 Rate Annual v5.14 | 330 | 7275 | Rate Constraint in lbs/MMBtu | FALSE | L | Annual | Net Emissions Allowance Position | Thousand Tons | 0.57164 | 0.57427 | 0.90661 | 0.91183 | 0.9625 | 1.1052 | 0.77187 | 0.59981
KS La Cygne SO2 Rate Annual v5.14 | 330 | 7275 | Rate Constraint in lbs/MMBtu | FALSE | L | Annual | Fuel Consumed | TBtu | 53.8904 | 54.1703 | 85.616 | 85.9016 | 91.4879 | 104.3634 | 73.9085 | 56.4826
KS La Cygne SO2 Rate Annual v5.14 | 330 | 7275 | Rate Constraint in lbs/MMBtu | FALSE | L | Annual | Rate | lb/MMBtu | 0.021215 | 0.021202 | 0.021179 | 0.02123 | 0.021041 | 0.02118 | 0.020887 | 0.021239
KS La Cygne SO2 Rate Annual v5.14 | 330 | 7275 | Rate Constraint in lbs/MMBtu | FALSE | L | Annual | Generation | TWh | 5.107 | 5.1338 | 8.1147 | 8.1402 | 8.6755 | 9.8915 | 7.0124 | 5.3522
KS La Cygne SO2 Rate Annual v5.14 | 330 | 7275 | Rate Constraint in lbs/MMBtu | FALSE | L | Annual | Qualifying Generation | TWh | 5.107 | 5.1338 | 8.1147 | 8.1402 | 8.6755 | 9.8915 | 7.0124 | 5.3522
KS La Cygne SO2 Rate Annual v5.14 | 330 | 7275 | Rate Constraint in lbs/MMBtu | FALSE | L | Annual | Rate | lb/MWh | 0.22387 | 0.22372 | 0.22345 | 0.22403 | 0.22189 | 0.22347 | 0.22014 | 0.22413
KS La Cygne SO2 Rate Annual v5.14 | 330 | 7275 | Rate Constraint in lbs/MMBtu | FALSE | L | Annual | Constraint Shadow Price | US2019$/Ton | 0 | 0 | 0 | 0 | 0 | 0 | 0 | 0
LA Big Cajun 1 CT- NOx Summer v4.10 | 331 | 7519 | Rate Constraint in lbs/MMBtu | FALSE | L | Annual | Seasons Included | Seasons | Summer | Summer | Summer | Summer | Summer | Summer | Summer | Summer
LA Big Cajun 1 CT- NOx Summer v4.10 | 331 | 7519 | Rate Constraint in lbs/MMBtu | FALSE | L | Annual | Standard NOX | lb/MMBtu | 0.2 | 0.2 | 0.2 | 0.2 | 0.2 | 0.2 | 0.2 | 0.2
LA Big Cajun 1 CT- NOx Summer v4.10 | 331 | 7519 | Rate Constraint in lbs/MMBtu | FALSE | L | Annual | Emissions at Affected Plants NOX | Thousand Tons | 0.015986 | 0.027954 | 0.017122 | 0.0066392 | 0.003669 | 0.003669 | 0.0011356 | 0
LA Big Cajun 1 CT- NOx Summer v4.10 | 331 | 7519 | Rate Constraint in lbs/MMBtu | FALSE | L | Annual | Allowances Purchased NOX | Thousand Tons | 0 | 0 | 0 | 0 | 0 | 0 | 0 | 0
LA Big Cajun 1 CT- NOx Summer v4.10 | 331 | 7519 | Rate Constraint in lbs/MMBtu | FALSE | L | Annual | Allowances Sold NOX | Thousand Tons | 0 | 0 | 0 | 0 | 0 | 0 | 0 | 0
LA Big Cajun 1 CT- NOx Summer v4.10 | 331 | 7519 | Rate Constraint in lbs/MMBtu | FALSE | L | Annual | Allowances Banked | Thousand Tons | 0 | 0 | 0 | 0 | 0 | 0 | 0 | 0
LA Big Cajun 1 CT- NOx Summer v4.10 | 331 | 7519 | Rate Constraint in lbs/MMBtu | FALSE | L | Annual | Allowances Withdrawn (1:1) | Thousand Tons | 0 | 0 | 0 | 0 | 0 | 0 | 0 | 0
LA Big Cajun 1 CT- NOx Summer v4.10 | 331 | 7519 | Rate Constraint in lbs/MMBtu | FALSE | L | Annual | Allowances Withdrawn (n:1) | Thousand Tons | 0 | 0 | 0 | 0 | 0 | 0 | 0 | 0
LA Big Cajun 1 CT- NOx Summer v4.10 | 331 | 7519 | Rate Constraint in lbs/MMBtu | FALSE | L | Annual | Net Emissions Allowance Position | Thousand Tons | 0.015986 | 0.027954 | 0.017122 | 0.0066392 | 0.003669 | 0.003669 | 0.0011356 | 0
LA Big Cajun 1 CT- NOx Summer v4.10 | 331 | 7519 | Rate Constraint in lbs/MMBtu | FALSE | L | Annual | Fuel Consumed | TBtu | 0.44019 | 0.76972 | 0.47146 | 0.18281 | 0.10103 | 0.10103 | 0.03127 | 0
LA Big Cajun 1 CT- NOx Summer v4.10 | 331 | 7519 | Rate Constraint in lbs/MMBtu | FALSE | L | Annual | Rate | lb/MMBtu | 0.072635 | 0.072635 | 0.072635 | 0.072635 | 0.072635 | 0.072635 | 0.072635 | 0
LA Big Cajun 1 CT- NOx Summer v4.10 | 331 | 7519 | Rate Constraint in lbs/MMBtu | FALSE | L | Annual | Generation | TWh | 0.034801 | 0.060855 | 0.037274 | 0.014453 | 0.0079872 | 0.0079872 | 0.0024722 | 0
LA Big Cajun 1 CT- NOx Summer v4.10 | 331 | 7519 | Rate Constraint in lbs/MMBtu | FALSE | L | Annual | Qualifying Generation | TWh | 0.034801 | 0.060855 | 0.037274 | 0.014453 | 0.0079872 | 0.0079872 | 0.0024722 | 0
LA Big Cajun 1 CT- NOx Summer v4.10 | 331 | 7519 | Rate Constraint in lbs/MMBtu | FALSE | L | Annual | Rate | lb/MWh | 0.91872 | 0.91872 | 0.91872 | 0.91872 | 0.91872 | 0.91872 | 0.91872 | 0
LA Big Cajun 1 CT- NOx Summer v4.10 | 331 | 7519 | Rate Constraint in lbs/MMBtu | FALSE | L | Annual | Constraint Shadow Price | US2019$/Ton | 0 | 0 | 0 | 0 | 0 | 0 | 0 | 0
LA Big Cajun 1 OGS- NOx Summer v4.10 | 332 | 7520 | Rate Constraint in lbs/MMBtu | FALSE | L | Annual | Seasons Included | Seasons | Summer | Summer | Summer | Summer | Summer | Summer | Summer | Summer
LA Big Cajun 1 OGS- NOx Summer v4.10 | 332 | 7520 | Rate Constraint in lbs/MMBtu | FALSE | L | Annual | Standard NOX | lb/MMBtu | 0.1 | 0.1 | 0.1 | 0.1 | 0.1 | 0.1 | 0.1 | 0.1
LA Big Cajun 1 OGS- NOx Summer v4.10 | 332 | 7520 | Rate Constraint in lbs/MMBtu | FALSE | L | Annual | Emissions at Affected Plants NOX | Thousand Tons | 0 | 0 | 0 | 0 | 0 | 0 | 0 | 0
LA Big Cajun 1 OGS- NOx Summer v4.10 | 332 | 7520 | Rate Constraint in lbs/MMBtu | FALSE | L | Annual | Allowances Purchased NOX | Thousand Tons | 0 | 0 | 0 | 0 | 0 | 0 | 0 | 0
LA Big Cajun 1 OGS- NOx Summer v4.10 | 332 | 7520 | Rate Constraint in lbs/MMBtu | FALSE | L | Annual | Allowances Sold NOX | Thousand Tons | 0 | 0 | 0 | 0 | 0 | 0 | 0 | 0
LA Big Cajun 1 OGS- NOx Summer v4.10 | 332 | 7520 | Rate Constraint in lbs/MMBtu | FALSE | L | Annual | Allowances Banked | Thousand Tons | 0 | 0 | 0 | 0 | 0 | 0 | 0 | 0
LA Big Cajun 1 OGS- NOx Summer v4.10 | 332 | 7520 | Rate Constraint in lbs/MMBtu | FALSE | L | Annual | Allowances Withdrawn (1:1) | Thousand Tons | 0 | 0 | 0 | 0 | 0 | 0 | 0 | 0
LA Big Cajun 1 OGS- NOx Summer v4.10 | 332 | 7520 | Rate Constraint in lbs/MMBtu | FALSE | L | Annual | Allowances Withdrawn (n:1) | Thousand Tons | 0 | 0 | 0 | 0 | 0 | 0 | 0 | 0
LA Big Cajun 1 OGS- NOx Summer v4.10 | 332 | 7520 | Rate Constraint in lbs/MMBtu | FALSE | L | Annual | Net Emissions Allowance Position | Thousand Tons | 0 | 0 | 0 | 0 | 0 | 0 | 0 | 0
LA Big Cajun 1 OGS- NOx Summer v4.10 | 332 | 7520 | Rate Constraint in lbs/MMBtu | FALSE | L | Annual | Fuel Consumed | TBtu | 0 | 0 | 0 | 0 | 0 | 0 | 0 | 0
LA Big Cajun 1 OGS- NOx Summer v4.10 | 332 | 7520 | Rate Constraint in lbs/MMBtu | FALSE | L | Annual | Rate | lb/MMBtu | 0 | 0 | 0 | 0 | 0 | 0 | 0 | 0
LA Big Cajun 1 OGS- NOx Summer v4.10 | 332 | 7520 | Rate Constraint in lbs/MMBtu | FALSE | L | Annual | Generation | TWh | 0 | 0 | 0 | 0 | 0 | 0 | 0 | 0
LA Big Cajun 1 OGS- NOx Summer v4.10 | 332 | 7520 | Rate Constraint in lbs/MMBtu | FALSE | L | Annual | Qualifying Generation | TWh | 0 | 0 | 0 | 0 | 0 | 0 | 0 | 0
LA Big Cajun 1 OGS- NOx Summer v4.10 | 332 | 7520 | Rate Constraint in lbs/MMBtu | FALSE | L | Annual | Rate | lb/MWh | 0 | 0 | 0 | 0 | 0 | 0 | 0 | 0
LA Big Cajun 1 OGS- NOx Summer v4.10 | 332 | 7520 | Rate Constraint in lbs/MMBtu | FALSE | L | Annual | Constraint Shadow Price | US2019$/Ton | 0 | 0 | 0 | 0 | 0 | 0 | 0 | 0
LA Big Cajun 2- NOx Summer v4.10 | 333 | 7521 | Rate Constraint in lbs/MMBtu | FALSE | L | Annual | Seasons Included | Seasons | Summer | Summer | Summer | Summer | Summer | Summer | Summer | Summer
LA Big Cajun 2- NOx Summer v4.10 | 333 | 7521 | Rate Constraint in lbs/MMBtu | FALSE | L | Annual | Standard NOX | lb/MMBtu | 0.21 | 0.21 | 0.21 | 0.21 | 0.21 | 0.21 | 0.21 | 0.21
LA Big Cajun 2- NOx Summer v4.10 | 333 | 7521 | Rate Constraint in lbs/MMBtu | FALSE | L | Annual | Emissions at Affected Plants NOX | Thousand Tons | 0 | 0.38018 | 0 | 0 | 0 | 0 | 0 | 0
LA Big Cajun 2- NOx Summer v4.10 | 333 | 7521 | Rate Constraint in lbs/MMBtu | FALSE | L | Annual | Allowances Purchased NOX | Thousand Tons | 0 | 0 | 0 | 0 | 0 | 0 | 0 | 0
LA Big Cajun 2- NOx Summer v4.10 | 333 | 7521 | Rate Constraint in lbs/MMBtu | FALSE | L | Annual | Allowances Sold NOX | Thousand Tons | 0 | 0 | 0 | 0 | 0 | 0 | 0 | 0
LA Big Cajun 2- NOx Summer v4.10 | 333 | 7521 | Rate Constraint in lbs/MMBtu | FALSE | L | Annual | Allowances Banked | Thousand Tons | 0 | 0 | 0 | 0 | 0 | 0 | 0 | 0
LA Big Cajun 2- NOx Summer v4.10 | 333 | 7521 | Rate Constraint in lbs/MMBtu | FALSE | L | Annual | Allowances Withdrawn (1:1) | Thousand Tons | 0 | 0 | 0 | 0 | 0 | 0 | 0 | 0
LA Big Cajun 2- NOx Summer v4.10 | 333 | 7521 | Rate Constraint in lbs/MMBtu | FALSE | L | Annual | Allowances Withdrawn (n:1) | Thousand Tons | 0 | 0 | 0 | 0 | 0 | 0 | 0 | 0
LA Big Cajun 2- NOx Summer v4.10 | 333 | 7521 | Rate Constraint in lbs/MMBtu | FALSE | L | Annual | Net Emissions Allowance Position | Thousand Tons | 0 | 0.38018 | 0 | 0 | 0 | 0 | 0 | 0
LA Big Cajun 2- NOx Summer v4.10 | 333 | 7521 | Rate Constraint in lbs/MMBtu | FALSE | L | Annual | Fuel Consumed | TBtu | 0 | 25.3451 | 0 | 0 | 0 | 0 | 0 | 0
LA Big Cajun 2- NOx Summer v4.10 | 333 | 7521 | Rate Constraint in lbs/MMBtu | FALSE | L | Annual | Rate | lb/MMBtu | 0 | 0.03 | 0 | 0 | 0 | 0 | 0 | 0
LA Big Cajun 2- NOx Summer v4.10 | 333 | 7521 | Rate Constraint in lbs/MMBtu | FALSE | L | Annual | Generation | TWh | 0 | 2.2458 | 0 | 0 | 0 | 0 | 0 | 0
LA Big Cajun 2- NOx Summer v4.10 | 333 | 7521 | Rate Constraint in lbs/MMBtu | FALSE | L | Annual | Qualifying Generation | TWh | 0 | 2.2458 | 0 | 0 | 0 | 0 | 0 | 0
LA Big Cajun 2- NOx Summer v4.10 | 333 | 7521 | Rate Constraint in lbs/MMBtu | FALSE | L | Annual | Rate | lb/MWh | 0 | 0.33856 | 0 | 0 | 0 | 0 | 0 | 0
LA Big Cajun 2- NOx Summer v4.10 | 333 | 7521 | Rate Constraint in lbs/MMBtu | FALSE | L | Annual | Constraint Shadow Price | US2019$/Ton | 0 | 0 | 0 | 0 | 0 | 0 | 0 | 0
LA Carville Energy LLC -Nox Summer v5.12 | 334 | 7522 | Rate Constraint in lbs/MMBtu | FALSE | L | Annual | Seasons Included | Seasons | Summer | Summer | Summer | Summer | Summer | Summer | Summer | Summer
LA Carville Energy LLC -Nox Summer v5.12 | 334 | 7522 | Rate Constraint in lbs/MMBtu | FALSE | L | Annual | Standard NOX | lb/MMBtu | 0.2 | 0.2 | 0.2 | 0.2 | 0.2 | 0.2 | 0.2 | 0.2
LA Carville Energy LLC -Nox Summer v5.12 | 334 | 7522 | Rate Constraint in lbs/MMBtu | FALSE | L | Annual | Emissions at Affected Plants NOX | Thousand Tons | 0.11769 | 0.11769 | 0.11769 | 0.11769 | 0.11769 | 0.11769 | 0.11769 | 0.11769
LA Carville Energy LLC -Nox Summer v5.12 | 334 | 7522 | Rate Constraint in lbs/MMBtu | FALSE | L | Annual | Allowances Purchased NOX | Thousand Tons | 0 | 0 | 0 | 0 | 0 | 0 | 0 | 0
LA Carville Energy LLC -Nox Summer v5.12 | 334 | 7522 | Rate Constraint in lbs/MMBtu | FALSE | L | Annual | Allowances Sold NOX | Thousand Tons | 0 | 0 | 0 | 0 | 0 | 0 | 0 | 0
LA Carville Energy LLC -Nox Summer v5.12 | 334 | 7522 | Rate Constraint in lbs/MMBtu | FALSE | L | Annual | Allowances Banked | Thousand Tons | 0 | 0 | 0 | 0 | 0 | 0 | 0 | 0
LA Carville Energy LLC -Nox Summer v5.12 | 334 | 7522 | Rate Constraint in lbs/MMBtu | FALSE | L | Annual | Allowances Withdrawn (1:1) | Thousand Tons | 0 | 0 | 0 | 0 | 0 | 0 | 0 | 0
LA Carville Energy LLC -Nox Summer v5.12 | 334 | 7522 | Rate Constraint in lbs/MMBtu | FALSE | L | Annual | Allowances Withdrawn (n:1) | Thousand Tons | 0 | 0 | 0 | 0 | 0 | 0 | 0 | 0
LA Carville Energy LLC -Nox Summer v5.12 | 334 | 7522 | Rate Constraint in lbs/MMBtu | FALSE | L | Annual | Net Emissions Allowance Position | Thousand Tons | 0.11769 | 0.11769 | 0.11769 | 0.11769 | 0.11769 | 0.11769 | 0.11769 | 0.11769
LA Carville Energy LLC -Nox Summer v5.12 | 334 | 7522 | Rate Constraint in lbs/MMBtu | FALSE | L | Annual | Fuel Consumed | TBtu | 8.526 | 8.526 | 8.526 | 8.526 | 8.526 | 8.526 | 8.526 | 8.526
LA Carville Energy LLC -Nox Summer v5.12 | 334 | 7522 | Rate Constraint in lbs/MMBtu | FALSE | L | Annual | Rate | lb/MMBtu | 0.027608 | 0.027608 | 0.027608 | 0.027608 | 0.027608 | 0.027608 | 0.027608 | 0.027608
LA Carville Energy LLC -Nox Summer v5.12 | 334 | 7522 | Rate Constraint in lbs/MMBtu | FALSE | L | Annual | Generation | TWh | 1.717 | 1.717 | 1.717 | 1.717 | 1.717 | 1.717 | 1.717 | 1.717
LA Carville Energy LLC -Nox Summer v5.12 | 334 | 7522 | Rate Constraint in lbs/MMBtu | FALSE | L | Annual | Qualifying Generation | TWh | 1.3011 | 1.3011 | 1.3011 | 1.3011 | 1.3011 | 1.3011 | 1.3011 | 1.3011
LA Carville Energy LLC -Nox Summer v5.12 | 334 | 7522 | Rate Constraint in lbs/MMBtu | FALSE | L | Annual | Rate | lb/MWh | 0.18092 | 0.18092 | 0.18092 | 0.18092 | 0.18092 | 0.18092 | 0.18092 | 0.18092
LA Carville Energy LLC -Nox Summer v5.12 | 334 | 7522 | Rate Constraint in lbs/MMBtu | FALSE | L | Annual | Constraint Shadow Price | US2019$/Ton | 0 | 0 | 0 | 0 | 0 | 0 | 0 | 0
LA Formosa Plastics High - NOx Summer v4.10 | 335 | 7523 | Rate Constraint in lbs/MMBtu | FALSE | L | Annual | Seasons Included | Seasons | Summer | Summer | Summer | Summer | Summer | Summer | Summer | Summer
LA Formosa Plastics High - NOx Summer v4.10 | 335 | 7523 | Rate Constraint in lbs/MMBtu | FALSE | L | Annual | Standard NOX | lb/MMBtu | 0.52663 | 0.52663 | 0.52663 | 0.52663 | 0.52663 | 0.52663 | 0.52663 | 0.52663
LA Formosa Plastics High - NOx Summer v4.10 | 335 | 7523 | Rate Constraint in lbs/MMBtu | FALSE | L | Annual | Emissions at Affected Plants NOX | Thousand Tons | 0.015712 | 0.02095 | 0.02095 | 0.02095 | 0.02095 | 0.02095 | 0.015792 | 0.015712
LA Formosa Plastics High - NOx Summer v4.10 | 335 | 7523 | Rate Constraint in lbs/MMBtu | FALSE | L | Annual | Allowances Purchased NOX | Thousand Tons | 0 | 0 | 0 | 0 | 0 | 0 | 0 | 0
LA Formosa Plastics High - NOx Summer v4.10 | 335 | 7523 | Rate Constraint in lbs/MMBtu | FALSE | L | Annual | Allowances Sold NOX | Thousand Tons | 0 | 0 | 0 | 0 | 0 | 0 | 0 | 0
LA Formosa Plastics High - NOx Summer v4.10 | 335 | 7523 | Rate Constraint in lbs/MMBtu | FALSE | L | Annual | Allowances Banked | Thousand Tons | 0 | 0 | 0 | 0 | 0 | 0 | 0 | 0
LA Formosa Plastics High - NOx Summer v4.10 | 335 | 7523 | Rate Constraint in lbs/MMBtu | FALSE | L | Annual | Allowances Withdrawn (1:1) | Thousand Tons | 0 | 0 | 0 | 0 | 0 | 0 | 0 | 0
LA Formosa Plastics High - NOx Summer v4.10 | 335 | 7523 | Rate Constraint in lbs/MMBtu | FALSE | L | Annual | Allowances Withdrawn (n:1) | Thousand Tons | 0 | 0 | 0 | 0 | 0 | 0 | 0 | 0
LA Formosa Plastics High - NOx Summer v4.10 | 335 | 7523 | Rate Constraint in lbs/MMBtu | FALSE | L | Annual | Net Emissions Allowance Position | Thousand Tons | 0.015712 | 0.02095 | 0.02095 | 0.02095 | 0.02095 | 0.02095 | 0.015792 | 0.015712
LA Formosa Plastics High - NOx Summer v4.10 | 335 | 7523 | Rate Constraint in lbs/MMBtu | FALSE | L | Annual | Fuel Consumed | TBtu | 0.11884 | 0.15846 | 0.15846 | 0.15846 | 0.15846 | 0.15846 | 0.11945 | 0.11884
LA Formosa Plastics High - NOx Summer v4.10 | 335 | 7523 | Rate Constraint in lbs/MMBtu | FALSE | L | Annual | Rate | lb/MMBtu | 0.26442 | 0.26442 | 0.26442 | 0.26442 | 0.26442 | 0.26442 | 0.26442 | 0.26442
LA Formosa Plastics High - NOx Summer v4.10 | 335 | 7523 | Rate Constraint in lbs/MMBtu | FALSE | L | Annual | Generation | TWh | 0.037703 | 0.050271 | 0.050271 | 0.050271 | 0.050271 | 0.050271 | 0.037895 | 0.037703
LA Formosa Plastics High - NOx Summer v4.10 | 335 | 7523 | Rate Constraint in lbs/MMBtu | FALSE | L | Annual | Qualifying Generation | TWh | 0.014319 | 0.019092 | 0.019092 | 0.019092 | 0.019092 | 0.019092 | 0.014391 | 0.014319
LA Formosa Plastics High - NOx Summer v4.10 | 335 | 7523 | Rate Constraint in lbs/MMBtu | FALSE | L | Annual | Rate | lb/MWh | 2.1947 | 2.1947 | 2.1947 | 2.1947 | 2.1947 | 2.1947 | 2.1947 | 2.1947
LA Formosa Plastics High - NOx Summer v4.10 | 335 | 7523 | Rate Constraint in lbs/MMBtu | FALSE | L | Annual | Constraint Shadow Price | US2019$/Ton | 0 | 0 | 0 | 0 | 0 | 0 | 0 | 0
LA Formosa Plastics Low - NOx Summer v4.10 | 336 | 7524 | Rate Constraint in lbs/MMBtu | FALSE | L | Annual | Seasons Included | Seasons | Summer | Summer | Summer | Summer | Summer | Summer | Summer | Summer
LA Formosa Plastics Low - NOx Summer v4.10 | 336 | 7524 | Rate Constraint in lbs/MMBtu | FALSE | L | Annual | Standard NOX | lb/MMBtu | 0.28506 | 0.28506 | 0.28506 | 0.28506 | 0.28506 | 0.28506 | 0.28506 | 0.28506
LA Formosa Plastics Low - NOx Summer v4.10 | 336 | 7524 | Rate Constraint in lbs/MMBtu | FALSE | L | Annual | Emissions at Affected Plants NOX | Thousand Tons | 0.085493 | 0.069507 | 0.11924 | 0.11546 | 0.089996 | 0.083993 | 0.083993 | 0.07209
LA Formosa Plastics Low - NOx Summer v4.10 | 336 | 7524 | Rate Constraint in lbs/MMBtu | FALSE | L | Annual | Allowances Purchased NOX | Thousand Tons | 0 | 0 | 0 | 0 | 0 | 0 | 0 | 0
LA Formosa Plastics Low - NOx Summer v4.10 | 336 | 7524 | Rate Constraint in lbs/MMBtu | FALSE | L | Annual | Allowances Sold NOX | Thousand Tons | 0 | 0 | 0 | 0 | 0 | 0 | 0 | 0
LA Formosa Plastics Low - NOx Summer v4.10 | 336 | 7524 | Rate Constraint in lbs/MMBtu | FALSE | L | Annual | Allowances Banked | Thousand Tons | 0 | 0 | 0 | 0 | 0 | 0 | 0 | 0
LA Formosa Plastics Low - NOx Summer v4.10 | 336 | 7524 | Rate Constraint in lbs/MMBtu | FALSE | L | Annual | Allowances Withdrawn (1:1) | Thousand Tons | 0 | 0 | 0 | 0 | 0 | 0 | 0 | 0
LA Formosa Plastics Low - NOx Summer v4.10 | 336 | 7524 | Rate Constraint in lbs/MMBtu | FALSE | L | Annual | Allowances Withdrawn (n:1) | Thousand Tons | 0 | 0 | 0 | 0 | 0 | 0 | 0 | 0
LA Formosa Plastics Low - NOx Summer v4.10 | 336 | 7524 | Rate Constraint in lbs/MMBtu | FALSE | L | Annual | Net Emissions Allowance Position | Thousand Tons | 0.085493 | 0.069507 | 0.11924 | 0.11546 | 0.089996 | 0.083993 | 0.083993 | 0.07209
LA Formosa Plastics Low - NOx Summer v4.10 | 336 | 7524 | Rate Constraint in lbs/MMBtu | FALSE | L | Annual | Fuel Consumed | TBtu | 0.59986 | 0.4877 | 0.83661 | 0.81011 | 0.63145 | 0.58933 | 0.58933 | 0.50582
LA Formosa Plastics Low - NOx Summer v4.10 | 336 | 7524 | Rate Constraint in lbs/MMBtu | FALSE | L | Annual | Rate | lb/MMBtu | 0.28504 | 0.28504 | 0.28504 | 0.28504 | 0.28504 | 0.28504 | 0.28504 | 0.28504
LA Formosa Plastics Low - NOx Summer v4.10 | 336 | 7524 | Rate Constraint in lbs/MMBtu | FALSE | L | Annual | Generation | TWh | 0.098273 | 0.079898 | 0.13706 | 0.13272 | 0.10345 | 0.096548 | 0.096548 | 0.082866
LA Formosa Plastics Low - NOx Summer v4.10 | 336 | 7524 | Rate Constraint in lbs/MMBtu | FALSE | L | Annual | Qualifying Generation | TWh | 0.06895 | 0.056057 | 0.096162 | 0.093116 | 0.072581 | 0.067739 | 0.067739 | 0.05814
LA Formosa Plastics Low - NOx Summer v4.10 | 336 | 7524 | Rate Constraint in lbs/MMBtu | FALSE | L | Annual | Rate | lb/MWh | 2.4799 | 2.4799 | 2.4799 | 2.4799 | 2.4799 | 2.4799 | 2.4799 | 2.4799
LA Formosa Plastics Low - NOx Summer v4.10 | 336 | 7524 | Rate Constraint in lbs/MMBtu | FALSE | L | Annual | Constraint Shadow Price | US2019$/Ton | 0 | 0 | 0 | 0 | 0 | 0 | 0 | 0
LA Geismar Cogen -Nox Summer v5.12 | 337 | 7525 | Rate Constraint in lbs/MMBtu | FALSE | L | Annual | Seasons Included | Seasons | Summer | Summer | Summer | Summer | Summer | Summer | Summer | Summer
LA Geismar Cogen -Nox Summer v5.12 | 337 | 7525 | Rate Constraint in lbs/MMBtu | FALSE | L | Annual | Standard NOX | lb/MMBtu | 0.2 | 0.2 | 0.2 | 0.2 | 0.2 | 0.2 | 0.2 | 0.2
LA Geismar Cogen -Nox Summer v5.12 | 337 | 7525 | Rate Constraint in lbs/MMBtu | FALSE | L | Annual | Emissions at Affected Plants NOX | Thousand Tons | 0.023321 | 0.023321 | 0.032526 | 0.031495 | 0.02455 | 0.022912 | 0.022912 | 0.019665
LA Geismar Cogen -Nox Summer v5.12 | 337 | 7525 | Rate Constraint in lbs/MMBtu | FALSE | L | Annual | Allowances Purchased NOX | Thousand Tons | 0 | 0 | 0 | 0 | 0 | 0 | 0 | 0
LA Geismar Cogen -Nox Summer v5.12 | 337 | 7525 | Rate Constraint in lbs/MMBtu | FALSE | L | Annual | Allowances Sold NOX | Thousand Tons | 0 | 0 | 0 | 0 | 0 | 0 | 0 | 0
LA Geismar Cogen -Nox Summer v5.12 | 337 | 7525 | Rate Constraint in lbs/MMBtu | FALSE | L | Annual | Allowances Banked | Thousand Tons | 0 | 0 | 0 | 0 | 0 | 0 | 0 | 0
LA Geismar Cogen -Nox Summer v5.12 | 337 | 7525 | Rate Constraint in lbs/MMBtu | FALSE | L | Annual | Allowances Withdrawn (1:1) | Thousand Tons | 0 | 0 | 0 | 0 | 0 | 0 | 0 | 0
LA Geismar Cogen -Nox Summer v5.12 | 337 | 7525 | Rate Constraint in lbs/MMBtu | FALSE | L | Annual | Allowances Withdrawn (n:1) | Thousand Tons | 0 | 0 | 0 | 0 | 0 | 0 | 0 | 0
LA Geismar Cogen -Nox Summer v5.12 | 337 | 7525 | Rate Constraint in lbs/MMBtu | FALSE | L | Annual | Net Emissions Allowance Position | Thousand Tons | 0.023321 | 0.023321 | 0.032526 | 0.031495 | 0.02455 | 0.022912 | 0.022912 | 0.019665
LA Geismar Cogen -Nox Summer v5.12 | 337 | 7525 | Rate Constraint in lbs/MMBtu | FALSE | L | Annual | Fuel Consumed | TBtu | 0.64116 | 0.64116 | 0.89421 | 0.86588 | 0.67493 | 0.62991 | 0.62991 | 0.54064
LA Geismar Cogen -Nox Summer v5.12 | 337 | 7525 | Rate Constraint in lbs/MMBtu | FALSE | L | Annual | Rate | lb/MMBtu | 0.072747 | 0.072747 | 0.072747 | 0.072747 | 0.072747 | 0.072747 | 0.072747 | 0.072747
LA Geismar Cogen -Nox Summer v5.12 | 337 | 7525 | Rate Constraint in lbs/MMBtu | FALSE | L | Annual | Generation | TWh | 0.10846 | 0.10846 | 0.15127 | 0.14647 | 0.11417 | 0.10656 | 0.10656 | 0.091457
LA Geismar Cogen -Nox Summer v5.12 | 337 | 7525 | Rate Constraint in lbs/MMBtu | FALSE | L | Annual | Qualifying Generation | TWh | 0.073697 | 0.073697 | 0.10278 | 0.099526 | 0.077578 | 0.072403 | 0.072403 | 0.062142
LA Geismar Cogen -Nox Summer v5.12 | 337 | 7525 | Rate Constraint in lbs/MMBtu | FALSE | L | Annual | Rate | lb/MWh | 0.6329 | 0.6329 | 0.6329 | 0.6329 | 0.6329 | 0.6329 | 0.6329 | 0.6329
LA Geismar Cogen -Nox Summer v5.12 | 337 | 7525 | Rate Constraint in lbs/MMBtu | FALSE | L | Annual | Constraint Shadow Price | US2019$/Ton | 0 | 0 | 0 | 0 | 0 | 0 | 0 | 0
LA Georgia Gulf Plaquemine -Nox Summer v5.12 | 338 | 7526 | Rate Constraint in lbs/MMBtu | FALSE | L | Annual | Seasons Included | Seasons | Summer | Summer | Summer | Summer | Summer | Summer | Summer | Summer
LA Georgia Gulf Plaquemine -Nox Summer v5.12 | 338 | 7526 | Rate Constraint in lbs/MMBtu | FALSE | L | Annual | Standard NOX | lb/MMBtu | 0.2 | 0.2 | 0.2 | 0.2 | 0.2 | 0.2 | 0.2 | 0.2
LA Georgia Gulf Plaquemine -Nox Summer v5.12 | 338 | 7526 | Rate Constraint in lbs/MMBtu | FALSE | L | Annual | Emissions at Affected Plants NOX | Thousand Tons | 0.035049 | 0.045082 | 0.059294 | 0.048981 | 0.075443 | 0.071544 | 0.03799 | 0.053275
LA Georgia Gulf Plaquemine -Nox Summer v5.12 | 338 | 7526 | Rate Constraint in lbs/MMBtu | FALSE | L | Annual | Allowances Purchased NOX | Thousand Tons | 0 | 0 | 0 | 0 | 0 | 0 | 0 | 0
LA Georgia Gulf Plaquemine -Nox Summer v5.12 | 338 | 7526 | Rate Constraint in lbs/MMBtu | FALSE | L | Annual | Allowances Sold NOX | Thousand Tons | 0 | 0 | 0 | 0 | 0 | 0 | 0 | 0
LA Georgia Gulf Plaquemine -Nox Summer v5.12 | 338 | 7526 | Rate Constraint in lbs/MMBtu | FALSE | L | Annual | Allowances Banked | Thousand Tons | 0 | 0 | 0 | 0 | 0 | 0 | 0 | 0
LA Georgia Gulf Plaquemine -Nox Summer v5.12 | 338 | 7526 | Rate Constraint in lbs/MMBtu | FALSE | L | Annual | Allowances Withdrawn (1:1) | Thousand Tons | 0 | 0 | 0 | 0 | 0 | 0 | 0 | 0
LA Georgia Gulf Plaquemine -Nox Summer v5.12 | 338 | 7526 | Rate Constraint in lbs/MMBtu | FALSE | L | Annual | Allowances Withdrawn (n:1) | Thousand Tons | 0 | 0 | 0 | 0 | 0 | 0 | 0 | 0
LA Georgia Gulf Plaquemine -Nox Summer v5.12 | 338 | 7526 | Rate Constraint in lbs/MMBtu | FALSE | L | Annual | Net Emissions Allowance Position | Thousand Tons | 0.035049 | 0.045082 | 0.059294 | 0.048981 | 0.075443 | 0.071544 | 0.03799 | 0.053275
LA Georgia Gulf Plaquemine -Nox Summer v5.12 | 338 | 7526 | Rate Constraint in lbs/MMBtu | FALSE | L | Annual | Fuel Consumed | TBtu | 0.96359 | 1.2394 | 1.6301 | 1.3466 | 2.0741 | 1.9669 | 1.0444 | 1.4647
LA Georgia Gulf Plaquemine -Nox Summer v5.12 | 338 | 7526 | Rate Constraint in lbs/MMBtu | FALSE | L | Annual | Rate | lb/MMBtu | 0.072747 | 0.072747 | 0.072747 | 0.072747 | 0.072747 | 0.072747 | 0.072747 | 0.072747
LA Georgia Gulf Plaquemine -Nox Summer v5.12 | 338 | 7526 | Rate Constraint in lbs/MMBtu | FALSE | L | Annual | Generation | TWh | 0.163 | 0.20966 | 0.27576 | 0.2278 | 0.35087 | 0.33273 | 0.17668 | 0.24777
LA Georgia Gulf Plaquemine -Nox Summer v5.12 | 338 | 7526 | Rate Constraint in lbs/MMBtu | FALSE | L | Annual | Qualifying Generation | TWh | 0.11076 | 0.14246 | 0.18737 | 0.15478 | 0.2384 | 0.22608 | 0.12005 | 0.16835
LA Georgia Gulf Plaquemine -Nox Summer v5.12 | 338 | 7526 | Rate Constraint in lbs/MMBtu | FALSE | L | Annual | Rate | lb/MWh | 0.6329 | 0.6329 | 0.6329 | 0.6329 | 0.6329 | 0.6329 | 0.6329 | 0.6329
LA Georgia Gulf Plaquemine -Nox Summer v5.12 | 338 | 7526 | Rate Constraint in lbs/MMBtu | FALSE | L | Annual | Constraint Shadow Price | US2019$/Ton | 0 | 0 | 0 | 0 | 0 | 0 | 0 | 0
LA Louisiana 1 - NOx Summer v4.10 | 339 | 7527 | Rate Constraint in lbs/MMBtu | FALSE | L | Annual | Seasons Included | Seasons | Summer | Summer | Summer | Summer | Summer | Summer | Summer | Summer
LA Louisiana 1 - NOx Summer v4.10 | 339 | 7527 | Rate Constraint in lbs/MMBtu | FALSE | L | Annual | Standard NOX | lb/MMBtu | 0.24144 | 0.24144 | 0.24144 | 0.24144 | 0.24144 | 0.24144 | 0.24144 | 0.24144
LA Louisiana 1 - NOx Summer v4.10 | 339 | 7527 | Rate Constraint in lbs/MMBtu | FALSE | L | Annual | Emissions at Affected Plants NOX | Thousand Tons | 0.097605 | 0.097605 | 0.097605 | 0.097605 | 0.097605 | 0.097605 | 0.097605 | 0.097605
LA Louisiana 1 - NOx Summer v4.10 | 339 | 7527 | Rate Constraint in lbs/MMBtu | FALSE | L | Annual | Allowances Purchased NOX | Thousand Tons | 0 | 0 | 0 | 0 | 0 | 0 | 0 | 0
LA Louisiana 1 - NOx Summer v4.10 | 339 | 7527 | Rate Constraint in lbs/MMBtu | FALSE | L | Annual | Allowances Sold NOX | Thousand Tons | 0 | 0 | 0 | 0 | 0 | 0 | 0 | 0
LA Louisiana 1 - NOx Summer v4.10 | 339 | 7527 | Rate Constraint in lbs/MMBtu | FALSE | L | Annual | Allowances Banked | Thousand Tons | 0 | 0 | 0 | 0 | 0 | 0 | 0 | 0
LA Louisiana 1 - NOx Summer v4.10 | 339 | 7527 | Rate Constraint in lbs/MMBtu | FALSE | L | Annual | Allowances Withdrawn (1:1) | Thousand Tons | 0 | 0 | 0 | 0 | 0 | 0 | 0 | 0
LA Louisiana 1 - NOx Summer v4.10 | 339 | 7527 | Rate Constraint in lbs/MMBtu | FALSE | L | Annual | Allowances Withdrawn (n:1) | Thousand Tons | 0 | 0 | 0 | 0 | 0 | 0 | 0 | 0
LA Louisiana 1 - NOx Summer v4.10 | 339 | 7527 | Rate Constraint in lbs/MMBtu | FALSE | L | Annual | Net Emissions Allowance Position | Thousand Tons | 0.097605 | 0.097605 | 0.097605 | 0.097605 | 0.097605 | 0.097605 | 0.097605 | 0.097605
LA Louisiana 1 - NOx Summer v4.10 | 339 | 7527 | Rate Constraint in lbs/MMBtu | FALSE | L | Annual | Fuel Consumed | TBtu | 0.98225 | 0.98225 | 0.98225 | 0.98225 | 0.98225 | 0.98225 | 0.98225 | 0.98225
LA Louisiana 1 - NOx Summer v4.10 | 339 | 7527 | Rate Constraint in lbs/MMBtu | FALSE | L | Annual | Rate | lb/MMBtu | 0.19874 | 0.19874 | 0.19874 | 0.19874 | 0.19874 | 0.19874 | 0.19874 | 0.19874
LA Louisiana 1 - NOx Summer v4.10 | 339 | 7527 | Rate Constraint in lbs/MMBtu | FALSE | L | Annual | Generation | TWh | 0.26702 | 0.26702 | 0.26702 | 0.26702 | 0.26702 | 0.26702 | 0.26702 | 0.26702
LA Louisiana 1 - NOx Summer v4.10 | 339 | 7527 | Rate Constraint in lbs/MMBtu | FALSE | L | Annual | Qualifying Generation | TWh | 0.21593 | 0.21593 | 0.21593 | 0.21593 | 0.21593 | 0.21593 | 0.21593 | 0.21593
LA Louisiana 1 - NOx Summer v4.10 | 339 | 7527 | Rate Constraint in lbs/MMBtu | FALSE | L | Annual | Rate | lb/MWh | 0.90406 | 0.90406 | 0.90406 | 0.90406 | 0.90406 | 0.90406 | 0.90406 | 0.90406
LA Louisiana 1 - NOx Summer v4.10 | 339 | 7527 | Rate Constraint in lbs/MMBtu | FALSE | L | Annual | Constraint Shadow Price | US2019$/Ton | 0 | 0 | 0 | 0 | 0 | 0 | 0 | 0
LA New Roads - NOx Summer v4.10 | 340 | 7528 | Rate Constraint in lbs/MMBtu | FALSE | L | Annual | Seasons Included | Seasons | Summer | Summer | Summer | Summer | Summer | Summer | Summer | Summer
LA New Roads - NOx Summer v4.10 | 340 | 7528 | Rate Constraint in lbs/MMBtu | FALSE | L | Annual | Standard NOX | lb/MMBtu | 0.2 | 0.2 | 0.2 | 0.2 | 0.2 | 0.2 | 0.2 | 0.2
LA New Roads - NOx Summer v4.10 | 340 | 7528 | Rate Constraint in lbs/MMBtu | FALSE | L | Annual | Emissions at Affected Plants NOX | Thousand Tons | 0.0015654 | 0.0015654 | 0.0015654 | 0.0015654 | 0.0015654 | 0 | 0 | 0
LA New Roads - NOx Summer v4.10 | 340 | 7528 | Rate Constraint in lbs/MMBtu | FALSE | L | Annual | Allowances Purchased NOX | Thousand Tons | 0 | 0 | 0 | 0 | 0 | 0 | 0 | 0
LA New Roads - NOx Summer v4.10 | 340 | 7528 | Rate Constraint in lbs/MMBtu | FALSE | L | Annual | Allowances Sold NOX | Thousand Tons | 0 | 0 | 0 | 0 | 0 | 0 | 0 | 0
LA New Roads - NOx Summer v4.10 | 340 | 7528 | Rate Constraint in lbs/MMBtu | FALSE | L | Annual | Allowances Banked | Thousand Tons | 0 | 0 | 0 | 0 | 0 | 0 | 0 | 0
LA New Roads - NOx Summer v4.10 | 340 | 7528 | Rate Constraint in lbs/MMBtu | FALSE | L | Annual | Allowances Withdrawn (1:1) | Thousand Tons | 0 | 0 | 0 | 0 | 0 | 0 | 0 | 0
LA New Roads - NOx Summer v4.10 | 340 | 7528 | Rate Constraint in lbs/MMBtu | FALSE | L | Annual | Allowances Withdrawn (n:1) | Thousand Tons | 0 | 0 | 0 | 0 | 0 | 0 | 0 | 0
LA New Roads - NOx Summer v4.10 | 340 | 7528 | Rate Constraint in lbs/MMBtu | FALSE | L | Annual | Net Emissions Allowance Position | Thousand Tons | 0.0015654 | 0.0015654 | 0.0015654 | 0.0015654 | 0.0015654 | 0 | 0 | 0
LA New Roads - NOx Summer v4.10 | 340 | 7528 | Rate Constraint in lbs/MMBtu | FALSE | L | Annual | Fuel Consumed | TBtu | 0.015655 | 0.015655 | 0.015655 | 0.015655 | 0.015655 | 0 | 0 | 0
LA New Roads - NOx Summer v4.10 | 340 | 7528 | Rate Constraint in lbs/MMBtu | FALSE | L | Annual | Rate | lb/MMBtu | 0.19999 | 0.19999 | 0.19999 | 0.19999 | 0.19999 | 0 | 0 | 0
LA New Roads - NOx Summer v4.10 | 340 | 7528 | Rate Constraint in lbs/MMBtu | FALSE | L | Annual | Generation | TWh | 0.0011847 | 0.0011847 | 0.0011847 | 0.0011847 | 0.0011847 | 0 | 0 | 0
LA New Roads - NOx Summer v4.10 | 340 | 7528 | Rate Constraint in lbs/MMBtu | FALSE | L | Annual | Qualifying Generation | TWh | 0.0011847 | 0.0011847 | 0.0011847 | 0.0011847 | 0.0011847 | 0 | 0 | 0
LA New Roads - NOx Summer v4.10 | 340 | 7528 | Rate Constraint in lbs/MMBtu | FALSE | L | Annual | Rate | lb/MWh | 2.6428 | 2.6428 | 2.6428 | 2.6428 | 2.6428 | 0 | 0 | 0
LA New Roads - NOx Summer v4.10 | 340 | 7528 | Rate Constraint in lbs/MMBtu | FALSE | L | Annual | Constraint Shadow Price | US2019$/Ton | 0 | 0 | 0 | 0 | 0 | 0 | 0 | 0
LA Plaquemine Cogeneration Plant -Nox Summer v5.12 | 341 | 7529 | Rate Constraint in lbs/MMBtu | FALSE | L | Annual | Seasons Included | Seasons | Summer | Summer | Summer | Summer | Summer | Summer | Summer | Summer
LA Plaquemine Cogeneration Plant -Nox Summer v5.12 | 341 | 7529 | Rate Constraint in lbs/MMBtu | FALSE | L | Annual | Standard NOX | lb/MMBtu | 0.2 | 0.2 | 0.2 | 0.2 | 0.2 | 0.2 | 0.2 | 0.2
LA Plaquemine Cogeneration Plant -Nox Summer v5.12 | 341 | 7529 | Rate Constraint in lbs/MMBtu | FALSE | L | Annual | Emissions at Affected Plants NOX | Thousand Tons | 0.092292 | 0.092292 | 0.092292 | 0.094615 | 0.1067 | 0.092292 | 0.092292 | 0.040915
LA Plaquemine Cogeneration Plant -Nox Summer v5.12 | 341 | 7529 | Rate Constraint in lbs/MMBtu | FALSE | L | Annual | Allowances Purchased NOX | Thousand Tons | 0 | 0 | 0 | 0 | 0 | 0 | 0 | 0
LA Plaquemine Cogeneration Plant -Nox Summer v5.12 | 341 | 7529 | Rate Constraint in lbs/MMBtu | FALSE | L | Annual | Allowances Sold NOX | Thousand Tons | 0 | 0 | 0 | 0 | 0 | 0 | 0 | 0
LA Plaquemine Cogeneration Plant -Nox Summer v5.12 | 341 | 7529 | Rate Constraint in lbs/MMBtu | FALSE | L | Annual | Allowances Banked | Thousand Tons | 0 | 0 | 0 | 0 | 0 | 0 | 0 | 0
LA Plaquemine Cogeneration Plant -Nox Summer v5.12 | 341 | 7529 | Rate Constraint in lbs/MMBtu | FALSE | L | Annual | Allowances Withdrawn (1:1) | Thousand Tons | 0 | 0 | 0 | 0 | 0 | 0 | 0 | 0
LA Plaquemine Cogeneration Plant -Nox Summer v5.12 | 341 | 7529 | Rate Constraint in lbs/MMBtu | FALSE | L | Annual | Allowances Withdrawn (n:1) | Thousand Tons | 0 | 0 | 0 | 0 | 0 | 0 | 0 | 0
LA Plaquemine Cogeneration Plant -Nox Summer v5.12 | 341 | 7529 | Rate Constraint in lbs/MMBtu | FALSE | L | Annual | Net Emissions Allowance Position | Thousand Tons | 0.092292 | 0.092292 | 0.092292 | 0.094615 | 0.1067 | 0.092292 | 0.092292 | 0.040915
LA Plaquemine Cogeneration Plant -Nox Summer v5.12 | 341 | 7529 | Rate Constraint in lbs/MMBtu | FALSE | L | Annual | Fuel Consumed | TBtu | 13.6774 | 13.6774 | 13.6774 | 14.0216 | 15.8132 | 13.6774 | 13.6774 | 6.0634
LA Plaquemine Cogeneration Plant -Nox Summer v5.12 | 341 | 7529 | Rate Constraint in lbs/MMBtu | FALSE | L | Annual | Rate | lb/MMBtu | 0.013496 | 0.013496 | 0.013496 | 0.013496 | 0.013496 | 0.013496 | 0.013496 | 0.013496
LA Plaquemine Cogeneration Plant -Nox Summer v5.12 | 341 | 7529 | Rate Constraint in lbs/MMBtu | FALSE | L | Annual | Generation | TWh | 1.9743 | 1.9743 | 1.9743 | 2.024 | 2.2826 | 1.9743 | 1.9743 | 0.87526
LA Plaquemine Cogeneration Plant -Nox Summer v5.12 | 341 | 7529 | Rate Constraint in lbs/MMBtu | FALSE | L | Annual | Qualifying Generation | TWh | 1.7555 | 1.7555 | 1.7555 | 1.7997 | 2.0297 | 1.7555 | 1.7555 | 0.77826
LA Plaquemine Cogeneration Plant -Nox Summer v5.12 | 341 | 7529 | Rate Constraint in lbs/MMBtu | FALSE | L | Annual | Rate | lb/MWh | 0.10514 | 0.10514 | 0.10514 | 0.10514 | 0.10514 | 0.10514 | 0.10514 | 0.10514
LA Plaquemine Cogeneration Plant -Nox Summer v5.12 | 341 | 7529 | Rate Constraint in lbs/MMBtu | FALSE | L | Annual | Constraint Shadow Price | US2019$/Ton | 0 | 0 | 0 | 0 | 0 | 0 | 0 | 0
LA Shell Chemical - NOx Summer v4.10 | 342 | 7530 | Rate Constraint in lbs/MMBtu | FALSE | L | Annual | Seasons Included | Seasons | Summer | Summer | Summer | Summer | Summer | Summer | Summer | Summer
LA Shell Chemical - NOx Summer v4.10 | 342 | 7530 | Rate Constraint in lbs/MMBtu | FALSE | L | Annual | Standard NOX | lb/MMBtu | 0.29434 | 0.29434 | 0.29434 | 0.29434 | 0.29434 | 0.29434 | 0.29434 | 0.29434
LA Shell Chemical - NOx Summer v4.10 | 342 | 7530 | Rate Constraint in lbs/MMBtu | FALSE | L | Annual | Emissions at Affected Plants NOX | Thousand Tons | 0.08938 | 0.08938 | 0.12466 | 0.12071 | 0.094087 | 0.087811 | 0.087811 | 0.075367
LA Shell Chemical - NOx Summer v4.10 | 342 | 7530 | Rate Constraint in lbs/MMBtu | FALSE | L | Annual | Allowances Purchased NOX | Thousand Tons | 0 | 0 | 0 | 0 | 0 | 0 | 0 | 0
LA Shell Chemical - NOx Summer v4.10 | 342 | 7530 | Rate Constraint in lbs/MMBtu | FALSE | L | Annual | Allowances Sold NOX | Thousand Tons | 0 | 0 | 0 | 0 | 0 | 0 | 0 | 0
LA Shell Chemical - NOx Summer v4.10 | 342 | 7530 | Rate Constraint in lbs/MMBtu | FALSE | L | Annual | Allowances Banked | Thousand Tons | 0 | 0 | 0 | 0 | 0 | 0 | 0 | 0
LA Shell Chemical - NOx Summer v4.10 | 342 | 7530 | Rate Constraint in lbs/MMBtu | FALSE | L | Annual | Allowances Withdrawn (1:1) | Thousand Tons | 0 | 0 | 0 | 0 | 0 | 0 | 0 | 0
LA Shell Chemical - NOx Summer v4.10 | 342 | 7530 | Rate Constraint in lbs/MMBtu | FALSE | L | Annual | Allowances Withdrawn (n:1) | Thousand Tons | 0 | 0 | 0 | 0 | 0 | 0 | 0 | 0
LA Shell Chemical - NOx Summer v4.10 | 342 | 7530 | Rate Constraint in lbs/MMBtu | FALSE | L | Annual | Net Emissions Allowance Position | Thousand Tons | 0.08938 | 0.08938 | 0.12466 | 0.12071 | 0.094087 | 0.087811 | 0.087811 | 0.075367
LA Shell Chemical - NOx Summer v4.10 | 342 | 7530 | Rate Constraint in lbs/MMBtu | FALSE | L | Annual | Fuel Consumed | TBtu | 0.60734 | 0.60734 | 0.84704 | 0.82021 | 0.63933 | 0.59668 | 0.59668 | 0.51212
LA Shell Chemical - NOx Summer v4.10 | 342 | 7530 | Rate Constraint in lbs/MMBtu | FALSE | L | Annual | Rate | lb/MMBtu | 0.29433 | 0.29433 | 0.29433 | 0.29433 | 0.29433 | 0.29433 | 0.29433 | 0.29433
LA Shell Chemical - NOx Summer v4.10 | 342 | 7530 | Rate Constraint in lbs/MMBtu | FALSE | L | Annual | Generation | TWh | 0.10274 | 0.10274 | 0.14329 | 0.13875 | 0.10815 | 0.10094 | 0.10094 | 0.086633
LA Shell Chemical - NOx Summer v4.10 | 342 | 7530 | Rate Constraint in lbs/MMBtu | FALSE | L | Annual | Qualifying Generation | TWh | 0.069809 | 0.069809 | 0.097361 | 0.094277 | 0.073486 | 0.068584 | 0.068584 | 0.058865
LA Shell Chemical - NOx Summer v4.10 | 342 | 7530 | Rate Constraint in lbs/MMBtu | FALSE | L | Annual | Rate | lb/MWh | 2.5607 | 2.5607 | 2.5607 | 2.5607 | 2.5607 | 2.5607 | 2.5607 | 2.5607
LA Shell Chemical - NOx Summer v4.10 | 342 | 7530 | Rate Constraint in lbs/MMBtu | FALSE | L | Annual | Constraint Shadow Price | US2019$/Ton | 0 | 0 | 0 | 0 | 0 | 0 | 0 | 0
Louisiana Coal Units - SO2 Rate Annual v3.1, Unit 2711 and retrofits | 343 | 7321 | Rate Constraint in lbs/MMBtu | FALSE | L | Annual | Seasons Included | Seasons | Winter, WintShld, Summer | Winter, WintShld, Summer | Winter, WintShld, Summer | Winter, WintShld, Summer | Winter, WintShld, Summer | Winter, WintShld, Summer | Winter, WintShld, Summer | Winter, WintShld, Summer
Louisiana Coal Units - SO2 Rate Annual v3.1, Unit 2711 and retrofits | 343 | 7321 | Rate Constraint in lbs/MMBtu | FALSE | L | Annual | Standard SO2 | lb/MMBtu | 1.2 | 1.2 | 1.2 | 1.2 | 1.2 | 1.2 | 1.2 | 1.2
Louisiana Coal Units - SO2 Rate Annual v3.1, Unit 2711 and retrofits | 343 | 7321 | Rate Constraint in lbs/MMBtu | FALSE | L | Annual | Emissions at Affected Plants SO2 | Thousand Tons | 0.74908 | 0 | 0 | 0 | 0 | 0 | 0 | 0
Louisiana Coal Units - SO2 Rate Annual v3.1, Unit 2711 and retrofits | 343 | 7321 | Rate Constraint in lbs/MMBtu | FALSE | L | Annual | Allowances Purchased SO2 | Thousand Tons | 0 | 0 | 0 | 0 | 0 | 0 | 0 | 0
Louisiana Coal Units - SO2 Rate Annual v3.1, Unit 2711 and retrofits | 343 | 7321 | Rate Constraint in lbs/MMBtu | FALSE | L | Annual | Allowances Sold SO2 | Thousand Tons | 0 | 0 | 0 | 0 | 0 | 0 | 0 | 0
Louisiana Coal Units - SO2 Rate Annual v3.1, Unit 2711 and retrofits | 343 | 7321 | Rate Constraint in lbs/MMBtu | FALSE | L | Annual | Allowances Banked | Thousand Tons | 0 | 0 | 0 | 0 | 0 | 0 | 0 | 0
Louisiana Coal Units - SO2 Rate Annual v3.1, Unit 2711 and retrofits | 343 | 7321 | Rate Constraint in lbs/MMBtu | FALSE | L | Annual | Allowances Withdrawn (1:1) | Thousand Tons | 0 | 0 | 0 | 0 | 0 | 0 | 0 | 0
Louisiana Coal Units - SO2 Rate Annual v3.1, Unit 2711 and retrofits | 343 | 7321 | Rate Constraint in lbs/MMBtu | FALSE | L | Annual | Allowances Withdrawn (n:1) | Thousand Tons | 0 | 0 | 0 | 0 | 0 | 0 | 0 | 0
Louisiana Coal Units - SO2 Rate Annual v3.1, Unit 2711 and retrofits | 343 | 7321 | Rate Constraint in lbs/MMBtu | FALSE | L | Annual | Net Emissions Allowance Position | Thousand Tons | 0.74908 | 0 | 0 | 0 | 0 | 0 | 0 | 0
Louisiana Coal Units - SO2 Rate Annual v3.1, Unit 2711 and retrofits | 343 | 7321 | Rate Constraint in lbs/MMBtu | FALSE | L | Annual | Fuel Consumed | TBtu | 3.3352 | 13.671 | 0 | 0 | 0 | 0 | 0 | 0
Louisiana Coal Units - SO2 Rate Annual v3.1, Unit 2711 and retrofits | 343 | 7321 | Rate Constraint in lbs/MMBtu | FALSE | L | Annual | Rate | lb/MMBtu | 0.44919 | 0 | 0 | 0 | 0 | 0 | 0 | 0
Louisiana Coal Units - SO2 Rate Annual v3.1, Unit 2711 and retrofits | 343 | 7321 | Rate Constraint in lbs/MMBtu | FALSE | L | Annual | Generation | TWh | 0.31953 | 1.2437 | 0 | 0 | 0 | 0 | 0 | 0
Louisiana Coal Units - SO2 Rate Annual v3.1, Unit 2711 and retrofits | 343 | 7321 | Rate Constraint in lbs/MMBtu | FALSE | L | Annual | Qualifying Generation | TWh | 0.31953 | 1.2437 | 0 | 0 | 0 | 0 | 0 | 0
Louisiana Coal Units - SO2 Rate Annual v3.1, Unit 2711 and retrofits | 343 | 7321 | Rate Constraint in lbs/MMBtu | FALSE | L | Annual | Rate | lb/MWh | 4.6887 | 0 | 0 | 0 | 0 | 0 | 0 | 0
Louisiana Coal Units - SO2 Rate Annual v3.1, Unit 2711 and retrofits | 343 | 7321 | Rate Constraint in lbs/MMBtu | FALSE | L | Annual | Constraint Shadow Price | US2019$/Ton | 0 | 0 | 0 | 0 | 0 | 0 | 0 | 0
Louisiana Coal Units - SO2 Rate Annual v3.1, Unit 2742 and retrofits | 344 | 7321 | Rate Constraint in lbs/MMBtu | FALSE | L | Annual | Seasons Included | Seasons | Winter, WintShld, Summer | Winter, WintShld, Summer | Winter, WintShld, Summer | Winter, WintShld, Summer | Winter, WintShld, Summer | Winter, WintShld, Summer | Winter, WintShld, Summer | Winter, WintShld, Summer
Louisiana Coal Units - SO2 Rate Annual v3.1, Unit 2742 and retrofits | 344 | 7321 | Rate Constraint in lbs/MMBtu | FALSE | L | Annual | Standard SO2 | lb/MMBtu | 1.2 | 1.2 | 1.2 | 1.2 | 1.2 | 1.2 | 1.2 | 1.2
Louisiana Coal Units - SO2 Rate Annual v3.1, Unit 2742 and retrofits | 344 | 7321 | Rate Constraint in lbs/MMBtu | FALSE | L | Annual | Emissions at Affected Plants SO2 | Thousand Tons | 0 | 0 | 0 | 0 | 0 | 0 | 0 | 0
Louisiana Coal Units - SO2 Rate Annual v3.1, Unit 2742 and retrofits | 344 | 7321 | Rate Constraint in lbs/MMBtu | FALSE | L | Annual | Allowances Purchased SO2 | Thousand Tons | 0 | 0 | 0 | 0 | 0 | 0 | 0 | 0
Louisiana Coal Units - SO2 Rate Annual v3.1, Unit 2742 and retrofits | 344 | 7321 | Rate Constraint in lbs/MMBtu | FALSE | L | Annual | Allowances Sold SO2 | Thousand Tons | 0 | 0 | 0 | 0 | 0 | 0 | 0 | 0
Louisiana Coal Units - SO2 Rate Annual v3.1, Unit 2742 and retrofits | 344 | 7321 | Rate Constraint in lbs/MMBtu | FALSE | L | Annual | Allowances Banked | Thousand Tons | 0 | 0 | 0 | 0 | 0 | 0 | 0 | 0
Louisiana Coal Units - SO2 Rate Annual v3.1, Unit 2742 and retrofits | 344 | 7321 | Rate Constraint in lbs/MMBtu | FALSE | L | Annual | Allowances Withdrawn (1:1) | Thousand Tons | 0 | 0 | 0 | 0 | 0 | 0 | 0 | 0
Louisiana Coal Units - SO2 Rate Annual v3.1, Unit 2742 and retrofits | 344 | 7321 | Rate Constraint in lbs/MMBtu | FALSE | L | Annual | Allowances Withdrawn (n:1) | Thousand Tons | 0 | 0 | 0 | 0 | 0 | 0 | 0 | 0
Louisiana Coal Units - SO2 Rate Annual v3.1, Unit 2742 and retrofits | 344 | 7321 | Rate Constraint in lbs/MMBtu | FALSE | L | Annual | Net Emissions Allowance Position | Thousand Tons | 0 | 0 | 0 | 0 | 0 | 0 | 0 | 0
Louisiana Coal Units - SO2 Rate Annual v3.1, Unit 2742 and retrofits | 344 | 7321 | Rate Constraint in lbs/MMBtu | FALSE | L | Annual | Fuel Consumed | TBtu | 0 | 0 | 0 | 0 | 0 | 0 | 0 | 0
Louisiana Coal Units - SO2 Rate Annual v3.1, Unit 2742 and retrofits | 344 | 7321 | Rate Constraint in lbs/MMBtu | FALSE | L | Annual | Rate | lb/MMBtu | 0 | 0 | 0 | 0 | 0 | 0 | 0 | 0
Louisiana Coal Units - SO2 Rate Annual v3.1, Unit 2742 and retrofits | 344 | 7321 | Rate Constraint in lbs/MMBtu | FALSE | L | Annual | Generation | TWh | 0 | 0 | 0 | 0 | 0 | 0 | 0 | 0
Louisiana Coal Units - SO2 Rate Annual v3.1, Unit 2742 and retrofits | 344 | 7321 | Rate Constraint in lbs/MMBtu | FALSE | L | Annual | Qualifying Generation | TWh | 0 | 0 | 0 | 0 | 0 | 0 | 0 | 0
Louisiana Coal Units - SO2 Rate Annual v3.1, Unit 2742 and retrofits | 344 | 7321 | Rate Constraint in lbs/MMBtu | FALSE | L | Annual | Rate | lb/MWh | 0 | 0 | 0 | 0 | 0 | 0 | 0 | 0
Louisiana Coal Units - SO2 Rate Annual v3.1, Unit 2742 and retrofits | 344 | 7321 | Rate Constraint in lbs/MMBtu | FALSE | L | Annual | Constraint Shadow Price | US2019$/Ton | 0 | 0 | 0 | 0 | 0 | 0 | 0 | 0
Louisiana Coal Units - SO2 Rate Annual v3.1, Unit 3258 and retrofits | 345 | 7321 | Rate Constraint in lbs/MMBtu | FALSE | L | Annual | Seasons Included | Seasons | Winter, WintShld, Summer | Winter, WintShld, Summer | Winter, WintShld, Summer | Winter, WintShld, Summer | Winter, WintShld, Summer | Winter, WintShld, Summer | Winter, WintShld, Summer | Winter, WintShld, Summer
Louisiana Coal Units - SO2 Rate Annual v3.1, Unit 3258 and retrofits | 345 | 7321 | Rate Constraint in lbs/MMBtu | FALSE | L | Annual | Standard SO2 | lb/MMBtu | 1.2 | 1.2 | 1.2 | 1.2 | 1.2 | 1.2 | 1.2 | 1.2
Louisiana Coal Units - SO2 Rate Annual v3.1, Unit 3258 and retrofits | 345 | 7321 | Rate Constraint in lbs/MMBtu | FALSE | L | Annual | Emissions at Affected Plants SO2 | Thousand Tons | 0 | 0 | 0 | 0 | 0 | 0 | 0 | 0
Louisiana Coal Units - SO2 Rate Annual v3.1, Unit 3258 and retrofits | 345 | 7321 | Rate Constraint in lbs/MMBtu | FALSE | L | Annual | Allowances Purchased SO2 | Thousand Tons | 0 | 0 | 0 | 0 | 0 | 0 | 0 | 0
Louisiana Coal Units - SO2 Rate Annual v3.1, Unit 3258 and retrofits | 345 | 7321 | Rate Constraint in lbs/MMBtu | FALSE | L | Annual | Allowances Sold SO2 | Thousand Tons | 0 | 0 | 0 | 0 | 0 | 0 | 0 | 0
Louisiana Coal Units - SO2 Rate Annual v3.1, Unit 3258 and retrofits | 345 | 7321 | Rate Constraint in lbs/MMBtu | FALSE | L | Annual | Allowances Banked | Thousand Tons | 0 | 0 | 0 | 0 | 0 | 0 | 0 | 0
Louisiana Coal Units - SO2 Rate Annual v3.1, Unit 3258 and retrofits | 345 | 7321 | Rate Constraint in lbs/MMBtu | FALSE | L | Annual | Allowances Withdrawn (1:1) | Thousand Tons | 0 | 0 | 0 | 0 | 0 | 0 | 0 | 0
Louisiana Coal Units - SO2 Rate Annual v3.1, Unit 3258 and retrofits | 345 | 7321 | Rate Constraint in lbs/MMBtu | FALSE | L | Annual | Allowances Withdrawn (n:1) | Thousand Tons | 0 | 0 | 0 | 0 | 0 | 0 | 0 | 0
Louisiana Coal Units - SO2 Rate Annual v3.1, Unit 3258 and retrofits | 345 | 7321 | Rate Constraint in lbs/MMBtu | FALSE | L | Annual | Net Emissions Allowance Position | Thousand Tons | 0 | 0 | 0 | 0 | 0 | 0 | 0 | 0
Louisiana Coal Units - SO2 Rate Annual v3.1, Unit 3258 and retrofits | 345 | 7321 | Rate Constraint in lbs/MMBtu | FALSE | L | Annual | Fuel Consumed | TBtu | 0 | 0 | 0 | 0 | 0 | 0 | 0 | 0
Louisiana Coal Units - SO2 Rate Annual v3.1, Unit 3258 and retrofits | 345 | 7321 | Rate Constraint in lbs/MMBtu | FALSE | L | Annual | Rate | lb/MMBtu | 0 | 0 | 0 | 0 | 0 | 0 | 0 | 0
Louisiana Coal Units - SO2 Rate Annual v3.1, Unit 3258 and retrofits | 345 | 7321 | Rate Constraint in lbs/MMBtu | FALSE | L | Annual | Generation | TWh | 0 | 0 | 0 | 0 | 0 | 0 | 0 | 0
Louisiana Coal Units - SO2 Rate Annual v3.1, Unit 3258 and retrofits | 345 | 7321 | Rate Constraint in lbs/MMBtu | FALSE | L | Annual | Qualifying Generation | TWh | 0 | 0 | 0 | 0 | 0 | 0 | 0 | 0
Louisiana Coal Units - SO2 Rate Annual v3.1, Unit 3258 and retrofits | 345 | 7321 | Rate Constraint in lbs/MMBtu | FALSE | L | Annual | Rate | lb/MWh | 0 | 0 | 0 | 0 | 0 | 0 | 0 | 0
Louisiana Coal Units - SO2 Rate Annual v3.1, Unit 3258 and retrofits | 345 | 7321 | Rate Constraint in lbs/MMBtu | FALSE | L | Annual | Constraint Shadow Price | US2019$/Ton | 0 | 0 | 0 | 0 | 0 | 0 | 0 | 0
Louisiana Coal Units - SO2 Rate Annual v3.1, Unit 3259 and retrofits | 346 | 7321 | Rate Constraint in lbs/MMBtu | FALSE | L | Annual | Seasons Included | Seasons | Winter, WintShld, Summer | Winter, WintShld, Summer | Winter, WintShld, Summer | Winter, WintShld, Summer | Winter, WintShld, Summer | Winter, WintShld, Summer | Winter, WintShld, Summer | Winter, WintShld, Summer
Louisiana Coal Units - SO2 Rate Annual v3.1, Unit 3259 and retrofits | 346 | 7321 | Rate Constraint in lbs/MMBtu | FALSE | L | Annual | Standard SO2 | lb/MMBtu | 1.2 | 1.2 | 1.2 | 1.2 | 1.2 | 1.2 | 1.2 | 1.2
Louisiana Coal Units - SO2 Rate Annual v3.1, Unit 3259 and retrofits | 346 | 7321 | Rate Constraint in lbs/MMBtu | FALSE | L | Annual | Emissions at Affected Plants SO2 | Thousand Tons | 0 | 0 | 0 | 0 | 0 | 0 | 0 | 0
Louisiana Coal Units - SO2 Rate Annual v3.1, Unit 3259 and retrofits | 346 | 7321 | Rate Constraint in lbs/MMBtu | FALSE | L | Annual | Allowances Purchased SO2 | Thousand Tons | 0 | 0 | 0 | 0 | 0 | 0 | 0 | 0
Louisiana Coal Units - SO2 Rate Annual v3.1, Unit 3259 and retrofits | 346 | 7321 | Rate Constraint in lbs/MMBtu | FALSE | L | Annual | Allowances Sold SO2 | Thousand Tons | 0 | 0 | 0 | 0 | 0 | 0 | 0 | 0
Louisiana Coal Units - SO2 Rate Annual v3.1, Unit 3259 and retrofits | 346 | 7321 | Rate Constraint in lbs/MMBtu | FALSE | L | Annual | Allowances Banked | Thousand Tons | 0 | 0 | 0 | 0 | 0 | 0 | 0 | 0
Louisiana Coal Units - SO2 Rate Annual v3.1, Unit 3259 and retrofits | 346 | 7321 | Rate Constraint in lbs/MMBtu | FALSE | L | Annual | Allowances Withdrawn (1:1) | Thousand Tons | 0 | 0 | 0 | 0 | 0 | 0 | 0 | 0
Louisiana Coal Units - SO2 Rate Annual v3.1, Unit 3259 and retrofits | 346 | 7321 | Rate Constraint in lbs/MMBtu | FALSE | L | Annual | Allowances Withdrawn (n:1) | Thousand Tons | 0 | 0 | 0 | 0 | 0 | 0 | 0 | 0
Louisiana Coal Units - SO2 Rate Annual v3.1, Unit 3259 and retrofits | 346 | 7321 | Rate Constraint in lbs/MMBtu | FALSE | L | Annual | Net Emissions Allowance Position | Thousand Tons | 0 | 0 | 0 | 0 | 0 | 0 | 0 | 0
Louisiana Coal Units - SO2 Rate Annual v3.1, Unit 3259 and retrofits | 346 | 7321 | Rate Constraint in lbs/MMBtu | FALSE | L | Annual | Fuel Consumed | TBtu | 0 | 0 | 0 | 0 | 0 | 0 | 0 | 0
Louisiana Coal Units - SO2 Rate Annual v3.1, Unit 3259 and retrofits | 346 | 7321 | Rate Constraint in lbs/MMBtu | FALSE | L | Annual | Rate | lb/MMBtu | 0 | 0 | 0 | 0 | 0 | 0 | 0 | 0
Louisiana Coal Units - SO2 Rate Annual v3.1, Unit 3259 and retrofits | 346 | 7321 | Rate Constraint in lbs/MMBtu | FALSE | L | Annual | Generation | TWh | 0 | 0 | 0 | 0 | 0 | 0 | 0 | 0
Louisiana Coal Units - SO2 Rate Annual v3.1, Unit 3259 and retrofits | 346 | 7321 | Rate Constraint in lbs/MMBtu | FALSE | L | Annual | Qualifying Generation | TWh | 0 | 0 | 0 | 0 | 0 | 0 | 0 | 0
Louisiana Coal Units - SO2 Rate Annual v3.1, Unit 3259 and retrofits | 346 | 7321 | Rate Constraint in lbs/MMBtu | FALSE | L | Annual | Rate | lb/MWh | 0 | 0 | 0 | 0 | 0 | 0 | 0 | 0
Louisiana Coal Units - SO2 Rate Annual v3.1, Unit 3259 and retrofits | 346 | 7321 | Rate Constraint in lbs/MMBtu | FALSE | L | Annual | Constraint Shadow Price | US2019$/Ton | 0 | 0 | 0 | 0 | 0 | 0 | 0 | 0
Louisiana Coal Units - SO2 Rate Annual v3.1, Unit 3590 and retrofits | 347 | 7321 | Rate Constraint in lbs/MMBtu | FALSE | L | Annual | Seasons Included | Seasons | Winter, WintShld, Summer | Winter, WintShld, Summer | Winter, WintShld, Summer | Winter, WintShld, Summer | Winter, WintShld, Summer | Winter, WintShld, Summer | Winter, WintShld, Summer | Winter, WintShld, Summer
Louisiana Coal Units - SO2 Rate Annual v3.1, Unit 3590 and retrofits | 347 | 7321 | Rate Constraint in lbs/MMBtu | FALSE | L | Annual | Standard SO2 | lb/MMBtu | 1.2 | 1.2 | 1.2 | 1.2 | 1.2 | 1.2 | 1.2 | 1.2
Louisiana Coal Units - SO2 Rate Annual v3.1, Unit 3590 and retrofits | 347 | 7321 | Rate Constraint in lbs/MMBtu | FALSE | L | Annual | Emissions at Affected Plants SO2 | Thousand Tons | 0 | 0 | 0 | 0 | 0 | 0 | 0 | 0
Louisiana Coal Units - SO2 Rate Annual v3.1, Unit 3590 and retrofits | 347 | 7321 | Rate Constraint in lbs/MMBtu | FALSE | L | Annual | Allowances Purchased SO2 | Thousand Tons | 0 | 0 | 0 | 0 | 0 | 0 | 0 | 0
Louisiana Coal Units - SO2 Rate Annual v3.1, Unit 3590 and retrofits | 347 | 7321 | Rate Constraint in lbs/MMBtu | FALSE | L | Annual | Allowances Sold SO2 | Thousand Tons | 0 | 0 | 0 | 0 | 0 | 0 | 0 | 0
Louisiana Coal Units - SO2 Rate Annual v3.1, Unit 3590 and retrofits | 347 | 7321 | Rate Constraint in lbs/MMBtu | FALSE | L | Annual | Allowances Banked | Thousand Tons | 0 | 0 | 0 | 0 | 0 | 0 | 0 | 0
Louisiana Coal Units - SO2 Rate Annual v3.1, Unit 3590 and retrofits | 347 | 7321 | Rate Constraint in lbs/MMBtu | FALSE | L | Annual | Allowances Withdrawn (1:1) | Thousand Tons | 0 | 0 | 0 | 0 | 0 | 0 | 0 | 0
Louisiana Coal Units - SO2 Rate Annual v3.1, Unit 3590 and retrofits | 347 | 7321 | Rate Constraint in lbs/MMBtu | FALSE | L | Annual | Allowances Withdrawn (n:1) | Thousand Tons | 0 | 0 | 0 | 0 | 0 | 0 | 0 | 0
Louisiana Coal Units - SO2 Rate Annual v3.1, Unit 3590 and retrofits | 347 | 7321 | Rate Constraint in lbs/MMBtu | FALSE | L | Annual | Net Emissions Allowance Position | Thousand Tons | 0 | 0 | 0 | 0 | 0 | 0 | 0 | 0
Louisiana Coal Units - SO2 Rate Annual v3.1, Unit 3590 and retrofits | 347 | 7321 | Rate Constraint in lbs/MMBtu | FALSE | L | Annual | Fuel Consumed | TBtu | 0 | 0 | 0 | 0 | 0 | 0 | 0 | 0
Louisiana Coal Units - SO2 Rate Annual v3.1, Unit 3590 and retrofits | 347 | 7321 | Rate Constraint in lbs/MMBtu | FALSE | L | Annual | Rate | lb/MMBtu | 0 | 0 | 0 | 0 | 0 | 0 | 0 | 0
Louisiana Coal Units - SO2 Rate Annual v3.1, Unit 3590 and retrofits | 347 | 7321 | Rate Constraint in lbs/MMBtu | FALSE | L | Annual | Generation | TWh | 0 | 0 | 0 | 0 | 0 | 0 | 0 | 0
Louisiana Coal Units - SO2 Rate Annual v3.1, Unit 3590 and retrofits | 347 | 7321 | Rate Constraint in lbs/MMBtu | FALSE | L | Annual | Qualifying Generation | TWh | 0 | 0 | 0 | 0 | 0 | 0 | 0 | 0
Louisiana Coal Units - SO2 Rate Annual v3.1, Unit 3590 and retrofits | 347 | 7321 | Rate Constraint in lbs/MMBtu | FALSE | L | Annual | Rate | lb/MWh | 0 | 0 | 0 | 0 | 0 | 0 | 0 | 0
Louisiana Coal Units - SO2 Rate Annual v3.1, Unit 3590 and retrofits | 347 | 7321 | Rate Constraint in lbs/MMBtu | FALSE | L | Annual | Constraint Shadow Price | US2019$/Ton | 0 | 0 | 0 | 0 | 0 | 0 | 0 | 0
Louisiana Coal Units - SO2 Rate Annual v3.1, Unit 3597 and retrofits | 348 | 7321 | Rate Constraint in lbs/MMBtu | FALSE | L | Annual | Seasons Included | Seasons | Winter, WintShld, Summer | Winter, WintShld, Summer | Winter, WintShld, Summer | Winter, WintShld, Summer | Winter, WintShld, Summer | Winter, WintShld, Summer | Winter, WintShld, Summer | Winter, WintShld, Summer
Louisiana Coal Units - SO2 Rate Annual v3.1, Unit 3597 and retrofits | 348 | 7321 | Rate Constraint in lbs/MMBtu | FALSE | L | Annual | Standard SO2 | lb/MMBtu | 1.2 | 1.2 | 1.2 | 1.2 | 1.2 | 1.2 | 1.2 | 1.2
Louisiana Coal Units - SO2 Rate Annual v3.1, Unit 3597 and retrofits | 348 | 7321 | Rate Constraint in lbs/MMBtu | FALSE | L | Annual | Emissions at Affected Plants SO2 | Thousand Tons | 5.7493 | 3.8666 | 6.5077 | 6.7742 | 6.7742 | 6.7742 | 6.7742 | 6.7742
Louisiana Coal Units - SO2 Rate Annual v3.1, Unit 3597 and retrofits | 348 | 7321 | Rate Constraint in lbs/MMBtu | FALSE | L | Annual | Allowances Purchased SO2 | Thousand Tons | 0 | 0 | 0 | 0 | 0 | 0 | 0 | 0
Louisiana Coal Units - SO2 Rate Annual v3.1, Unit 3597 and retrofits | 348 | 7321 | Rate Constraint in lbs/MMBtu | FALSE | L | Annual | Allowances Sold SO2 | Thousand Tons | 0 | 0 | 0 | 0 | 0 | 0 | 0 | 0
Louisiana Coal Units - SO2 Rate Annual v3.1, Unit 3597 and retrofits | 348 | 7321 | Rate Constraint in lbs/MMBtu | FALSE | L | Annual | Allowances Banked | Thousand Tons | 0 | 0 | 0 | 0 | 0 | 0 | 0 | 0
Louisiana Coal Units - SO2 Rate Annual v3.1, Unit 3597 and retrofits | 348 | 7321 | Rate Constraint in lbs/MMBtu | FALSE | L | Annual | Allowances Withdrawn (1:1) | Thousand Tons | 0 | 0 | 0 | 0 | 0 | 0 | 0 | 0
Louisiana Coal Units - SO2 Rate Annual v3.1, Unit 3597 and retrofits | 348 | 7321 | Rate Constraint in lbs/MMBtu | FALSE | L | Annual | Allowances Withdrawn (n:1) | Thousand Tons | 0 | 0 | 0 | 0 | 0 | 0 | 0 | 0
Louisiana Coal Units - SO2 Rate Annual v3.1, Unit 3597 and retrofits | 348 | 7321 | Rate Constraint in lbs/MMBtu | FALSE | L | Annual | Net Emissions Allowance Position | Thousand Tons | 5.7493 | 3.8666 | 6.5077 | 6.7742 | 6.7742 | 6.7742 | 6.7742 | 6.7742
Louisiana Coal Units - SO2 Rate Annual v3.1, Unit 3597 and retrofits | 348 | 7321 | Rate Constraint in lbs/MMBtu | FALSE | L | Annual | Fuel Consumed | TBtu | 18.6666 | 12.5539 | 21.1289 | 21.994 | 21.994 | 21.994 | 21.994 | 21.994
Louisiana Coal Units - SO2 Rate Annual v3.1, Unit 3597 and retrofits | 348 | 7321 | Rate Constraint in lbs/MMBtu | FALSE | L | Annual | Rate | lb/MMBtu | 0.616 | 0.616 | 0.616 | 0.616 | 0.616 | 0.616 | 0.616 | 0.616
Louisiana Coal Units - SO2 Rate Annual v3.1, Unit 3597 and retrofits | 348 | 7321 | Rate Constraint in lbs/MMBtu | FALSE | L | Annual | Generation | TWh | 1.8342 | 1.2336 | 2.0761 | 2.1611 | 2.1611 | 2.1611 | 2.1611 | 2.1611
Louisiana Coal Units - SO2 Rate Annual v3.1, Unit 3597 and retrofits | 348 | 7321 | Rate Constraint in lbs/MMBtu | FALSE | L | Annual | Qualifying Generation | TWh | 1.8342 | 1.2336 | 2.0761 | 2.1611 | 2.1611 | 2.1611 | 2.1611 | 2.1611
Louisiana Coal Units - SO2 Rate Annual v3.1, Unit 3597 and retrofits | 348 | 7321 | Rate Constraint in lbs/MMBtu | FALSE | L | Annual | Rate | lb/MWh | 6.269 | 6.269 | 6.269 | 6.269 | 6.269 | 6.269 | 6.269 | 6.269
Louisiana Coal Units - SO2 Rate Annual v3.1, Unit 3597 and retrofits | 348 | 7321 | Rate Constraint in lbs/MMBtu | FALSE | L | Annual | Constraint Shadow Price | US2019$/Ton | 0 | 0 | 0 | 0 | 0 | 0 | 0 | 0
Louisiana Coal Units - SO2 Rate Annual v3.1, Unit 3598 and retrofits | 349 | 7321 | Rate Constraint in lbs/MMBtu | FALSE | L | Annual | Seasons Included | Seasons | Winter, WintShld, Summer | Winter, WintShld, Summer | Winter, WintShld, Summer | Winter, WintShld, Summer | Winter, WintShld, Summer | Winter, WintShld, Summer | Winter, WintShld, Summer | Winter, WintShld, Summer
Louisiana Coal Units - SO2 Rate Annual v3.1, Unit 3598 and retrofits | 349 | 7321 | Rate Constraint in lbs/MMBtu | FALSE | L | Annual | Standard SO2 | lb/MMBtu | 1.2 | 1.2 | 1.2 | 1.2 | 1.2 | 1.2 | 1.2 | 1.2
Louisiana Coal Units - SO2 Rate Annual v3.1, Unit 3598 and retrofits | 349 | 7321 | Rate Constraint in lbs/MMBtu | FALSE | L | Annual | Emissions at Affected Plants SO2 | Thousand Tons | 5.7493 | 3.8666 | 6.5077 | 6.7742 | 6.7742 | 6.7742 | 6.7742 | 6.7742
Louisiana Coal Units - SO2 Rate Annual v3.1, Unit 3598 and retrofits | 349 | 7321 | Rate Constraint in lbs/MMBtu | FALSE | L | Annual | Allowances Purchased SO2 | Thousand Tons | 0 | 0 | 0 | 0 | 0 | 0 | 0 | 0
Louisiana Coal Units - SO2 Rate Annual v3.1, Unit 3598 and retrofits | 349 | 7321 | Rate Constraint in lbs/MMBtu | FALSE | L | Annual | Allowances Sold SO2 | Thousand Tons | 0 | 0 | 0 | 0 | 0 | 0 | 0 | 0
Louisiana Coal Units - SO2 Rate Annual v3.1, Unit 3598 and retrofits | 349 | 7321 | Rate Constraint in lbs/MMBtu | FALSE | L | Annual | Allowances Banked | Thousand Tons | 0 | 0 | 0 | 0 | 0 | 0 | 0 | 0
Louisiana Coal Units - SO2 Rate Annual v3.1, Unit 3598 and retrofits | 349 | 7321 | Rate Constraint in lbs/MMBtu | FALSE | L | Annual | Allowances Withdrawn (1:1) | Thousand Tons | 0 | 0 | 0 | 0 | 0 | 0 | 0 | 0
Louisiana Coal Units - SO2 Rate Annual v3.1, Unit 3598 and retrofits | 349 | 7321 | Rate Constraint in lbs/MMBtu | FALSE | L | Annual | Allowances Withdrawn (n:1) | Thousand Tons | 0 | 0 | 0 | 0 | 0 | 0 | 0 | 0
Louisiana Coal Units - SO2 Rate Annual v3.1, Unit 3598 and retrofits | 349 | 7321 | Rate Constraint in lbs/MMBtu | FALSE | L | Annual | Net Emissions Allowance Position | Thousand Tons | 5.7493 | 3.8666 | 6.5077 | 6.7742 | 6.7742 | 6.7742 | 6.7742 | 6.7742
Louisiana Coal Units - SO2 Rate Annual v3.1, Unit 3598 and retrofits | 349 | 7321 | Rate Constraint in lbs/MMBtu | FALSE | L | Annual | Fuel Consumed | TBtu | 18.6666 | 12.5539 | 21.1289 | 21.994 | 21.994 | 21.994 | 21.994 | 21.994
Louisiana Coal Units - SO2 Rate Annual v3.1, Unit 3598 and retrofits | 349 | 7321 | Rate Constraint in lbs/MMBtu | FALSE | L | Annual | Rate | lb/MMBtu | 0.616 | 0.616 | 0.616 | 0.616 | 0.616 | 0.616 | 0.616 | 0.616
Louisiana Coal Units - SO2 Rate Annual v3.1, Unit 3598 and retrofits | 349 | 7321 | Rate Constraint in lbs/MMBtu | FALSE | L | Annual | Generation | TWh | 1.8342 | 1.2336 | 2.0761 | 2.1611 | 2.1611 | 2.1611 | 2.1611 | 2.1611
Louisiana Coal Units - SO2 Rate Annual v3.1, Unit 3598 and retrofits | 349 | 7321 | Rate Constraint in lbs/MMBtu | FALSE | L | Annual | Qualifying Generation | TWh | 1.8342 | 1.2336 | 2.0761 | 2.1611 | 2.1611 | 2.1611 | 2.1611 | 2.1611
Louisiana Coal Units - SO2 Rate Annual v3.1, Unit 3598 and retrofits | 349 | 7321 | Rate Constraint in lbs/MMBtu | FALSE | L | Annual | Rate | lb/MWh | 6.269 | 6.269 | 6.269 | 6.269 | 6.269 | 6.269 | 6.269 | 6.269
Louisiana Coal Units - SO2 Rate Annual v3.1, Unit 3598 and retrofits | 349 | 7321 | Rate Constraint in lbs/MMBtu | FALSE | L | Annual | Constraint Shadow Price | US2019$/Ton | 0 | 0 | 0 | 0 | 0 | 0 | 0 | 0
Louisiana Coal Units - SO2 Rate Annual v3.1, Unit 3605 and retrofits | 350 | 7321 | Rate Constraint in lbs/MMBtu | FALSE | L | Annual | Seasons Included | Seasons | Winter, WintShld, Summer | Winter, WintShld, Summer | Winter, WintShld, Summer | Winter, WintShld, Summer | Winter, WintShld, Summer | Winter, WintShld, Summer | Winter, WintShld, Summer | Winter, WintShld, Summer
Louisiana Coal Units - SO2 Rate Annual v3.1, Unit 3605 and retrofits | 350 | 7321 | Rate Constraint in lbs/MMBtu | FALSE | L | Annual | Standard SO2 | lb/MMBtu | 1.2 | 1.2 | 1.2 | 1.2 | 1.2 | 1.2 | 1.2 | 1.2
Louisiana Coal Units - SO2 Rate Annual v3.1, Unit 3605 and retrofits | 350 | 7321 | Rate Constraint in lbs/MMBtu | FALSE | L | Annual | Emissions at Affected Plants SO2 | Thousand Tons | 0 | 0 | 0 | 0 | 0 | 0 | 0 | 0
Louisiana Coal Units - SO2 Rate Annual v3.1, Unit 3605 and retrofits | 350 | 7321 | Rate Constraint in lbs/MMBtu | FALSE | L | Annual | Allowances Purchased SO2 | Thousand Tons | 0 | 0 | 0 | 0 | 0 | 0 | 0 | 0
Louisiana Coal Units - SO2 Rate Annual v3.1, Unit 3605 and retrofits | 350 | 7321 | Rate Constraint in lbs/MMBtu | FALSE | L | Annual | Allowances Sold SO2 | Thousand Tons | 0 | 0 | 0 | 0 | 0 | 0 | 0 | 0
Louisiana Coal Units - SO2 Rate Annual v3.1, Unit 3605 and retrofits | 350 | 7321 | Rate Constraint in lbs/MMBtu | FALSE | L | Annual | Allowances Banked | Thousand Tons | 0 | 0 | 0 | 0 | 0 | 0 | 0 | 0
Louisiana Coal Units - SO2 Rate Annual v3.1, Unit 3605 and retrofits | 350 | 7321 | Rate Constraint in lbs/MMBtu | FALSE | L | Annual | Allowances Withdrawn (1:1) | Thousand Tons | 0 | 0 | 0 | 0 | 0 | 0 | 0 | 0
Louisiana Coal Units - SO2 Rate Annual v3.1, Unit 3605 and retrofits | 350 | 7321 | Rate Constraint in lbs/MMBtu | FALSE | L | Annual | Allowances Withdrawn (n:1) | Thousand Tons | 0 | 0 | 0 | 0 | 0 | 0 | 0 | 0
Louisiana Coal Units - SO2 Rate Annual v3.1, Unit 3605 and retrofits | 350 | 7321 | Rate Constraint in lbs/MMBtu | FALSE | L | Annual | Net Emissions Allowance Position | Thousand Tons | 0 | 0 | 0 | 0 | 0 | 0 | 0 | 0
Louisiana Coal Units - SO2 Rate Annual v3.1, Unit 3605 and retrofits | 350 | 7321 | Rate Constraint in lbs/MMBtu | FALSE | L | Annual | Fuel Consumed | TBtu | 0 | 0 | 0 | 0 | 0 | 0 | 0 | 0
Louisiana Coal Units - SO2 Rate Annual v3.1, Unit 3605 and retrofits | 350 | 7321 | Rate Constraint in lbs/MMBtu | FALSE | L | Annual | Rate | lb/MMBtu | 0 | 0 | 0 | 0 | 0 | 0 | 0 | 0
Louisiana Coal Units - SO2 Rate Annual v3.1, Unit 3605 and retrofits | 350 | 7321 | Rate Constraint in lbs/MMBtu | FALSE | L | Annual | Generation | TWh | 0 | 0 | 0 | 0 | 0 | 0 | 0 | 0
Louisiana Coal Units - SO2 Rate Annual v3.1, Unit 3605 and retrofits | 350 | 7321 | Rate Constraint in lbs/MMBtu | FALSE | L | Annual | Qualifying Generation | TWh | 0 | 0 | 0 | 0 | 0 | 0 | 0 | 0
Louisiana Coal Units - SO2 Rate Annual v3.1, Unit 3605 and retrofits | 350 | 7321 | Rate Constraint in lbs/MMBtu | FALSE | L | Annual | Rate | lb/MWh | 0 | 0 | 0 | 0 | 0 | 0 | 0 | 0
Louisiana Coal Units - SO2 Rate Annual v3.1, Unit 3605 and retrofits | 350 | 7321 | Rate Constraint in lbs/MMBtu | FALSE | L | Annual | Constraint Shadow Price | US2019$/Ton | 0 | 0 | 0 | 0 | 0 | 0 | 0 | 0
Louisiana Coal Units - SO2 Rate Annual v3.1, Unit 3606 and retrofits | 351 | 7321 | Rate Constraint in lbs/MMBtu | FALSE | L | Annual | Seasons Included | Seasons | Winter, WintShld, Summer | Winter, WintShld, Summer | Winter, WintShld, Summer | Winter, WintShld, Summer | Winter, WintShld, Summer | Winter, WintShld, Summer | Winter, WintShld, Summer | Winter, WintShld, Summer
Louisiana Coal Units - SO2 Rate Annual v3.1, Unit 3606 and retrofits | 351 | 7321 | Rate Constraint in lbs/MMBtu | FALSE | L | Annual | Standard SO2 | lb/MMBtu | 1.2 | 1.2 | 1.2 | 1.2 | 1.2 | 1.2 | 1.2 | 1.2
Louisiana Coal Units - SO2 Rate Annual v3.1, Unit 3606 and retrofits | 351 | 7321 | Rate Constraint in lbs/MMBtu | FALSE | L | Annual | Emissions at Affected Plants SO2 | Thousand Tons | 0 | 0 | 0 | 0 | 0 | 0 | 0 | 0
Louisiana Coal Units - SO2 Rate Annual v3.1, Unit 3606 and retrofits | 351 | 7321 | Rate Constraint in lbs/MMBtu | FALSE | L | Annual | Allowances Purchased SO2 | Thousand Tons | 0 | 0 | 0 | 0 | 0 | 0 | 0 | 0
Louisiana Coal Units - SO2 Rate Annual v3.1, Unit 3606 and retrofits | 351 | 7321 | Rate Constraint in lbs/MMBtu | FALSE | L | Annual | Allowances Sold SO2 | Thousand Tons | 0 | 0 | 0 | 0 | 0 | 0 | 0 | 0
Louisiana Coal Units - SO2 Rate Annual v3.1, Unit 3606 and retrofits | 351 | 7321 | Rate Constraint in lbs/MMBtu | FALSE | L | Annual | Allowances Banked | Thousand Tons | 0 | 0 | 0 | 0 | 0 | 0 | 0 | 0
Louisiana Coal Units - SO2 Rate Annual v3.1, Unit 3606 and retrofits | 351 | 7321 | Rate Constraint in lbs/MMBtu | FALSE | L | Annual | Allowances Withdrawn (1:1) | Thousand Tons | 0 | 0 | 0 | 0 | 0 | 0 | 0 | 0
Louisiana Coal Units - SO2 Rate Annual v3.1, Unit 3606 and retrofits | 351 | 7321 | Rate Constraint in lbs/MMBtu | FALSE | L | Annual | Allowances Withdrawn (n:1) | Thousand Tons | 0 | 0 | 0 | 0 | 0 | 0 | 0 | 0
Louisiana Coal Units - SO2 Rate Annual v3.1, Unit 3606 and retrofits | 351 | 7321 | Rate Constraint in lbs/MMBtu | FALSE | L | Annual | Net Emissions Allowance Position | Thousand Tons | 0 | 0 | 0 | 0 | 0 | 0 | 0 | 0
Louisiana Coal Units - SO2 Rate Annual v3.1, Unit 3606 and retrofits | 351 | 7321 | Rate Constraint in lbs/MMBtu | FALSE | L | Annual | Fuel Consumed | TBtu | 0 | 0 | 0 | 0 | 0 | 0 | 0 | 0
Louisiana Coal Units - SO2 Rate Annual v3.1, Unit 3606 and retrofits | 351 | 7321 | Rate Constraint in lbs/MMBtu | FALSE | L | Annual | Rate | lb/MMBtu | 0 | 0 | 0 | 0 | 0 | 0 | 0 | 0
Louisiana Coal Units - SO2 Rate Annual v3.1, Unit 3606 and retrofits | 351 | 7321 | Rate Constraint in lbs/MMBtu | FALSE | L | Annual | Generation | TWh | 0 | 0 | 0 | 0 | 0 | 0 | 0 | 0
Louisiana Coal Units - SO2 Rate Annual v3.1, Unit 3606 and retrofits | 351 | 7321 | Rate Constraint in lbs/MMBtu | FALSE | L | Annual | Qualifying Generation | TWh | 0 | 0 | 0 | 0 | 0 | 0 | 0 | 0
Louisiana Coal Units - SO2 Rate Annual v3.1, Unit 3606 and retrofits | 351 | 7321 | Rate Constraint in lbs/MMBtu | FALSE | L | Annual | Rate | lb/MWh | 0 | 0 | 0 | 0 | 0 | 0 | 0 | 0
Louisiana Coal Units - SO2 Rate Annual v3.1, Unit 3606 and retrofits | 351 | 7321 | Rate Constraint in lbs/MMBtu | FALSE | L | Annual | Constraint Shadow Price | US2019$/Ton | 0 | 0 | 0 | 0 | 0 | 0 | 0 | 0
MA- CO2 Cap Annual v6.20 | 352 | 7653 | Rate Constraint in MTons | FALSE | L | Annual | Seasons Included | Seasons | Winter, WintShld, Summer | Winter, WintShld, Summer | Winter, WintShld, Summer | Winter, WintShld, Summer | Winter, WintShld, Summer | Winter, WintShld, Summer | Winter, WintShld, Summer | Winter, WintShld, Summer
MA- CO2 Cap Annual v6.20 | 352 | 7653 | Rate Constraint in MTons | FALSE | L | Annual | Standard CO2 | Thousand Tons | 8637.3385 | 8143.777 | 7403.4347 | 6909.8732 | 5675.9695 | 4442.0657 | 3208.1619 | 1974.2582
MA- CO2 Cap Annual v6.20 | 352 | 7653 | Rate Constraint in MTons | FALSE | L | Annual | Emissions at Affected Plants CO2 | Thousand Tons | 4265.7426 | 3885.907 | 4312.4305 | 4669.7475 | 4293.994 | 3994.1551 | 3103.214 | 2396.1306
MA- CO2 Cap Annual v6.20 | 352 | 7653 | Rate Constraint in MTons | FALSE | L | Annual | Allowances Purchased CO2 | Thousand Tons | 0 | 0 | 0 | 0 | 0 | 0 | 0 | 0
MA- CO2 Cap Annual v6.20 | 352 | 7653 | Rate Constraint in MTons | FALSE | L | Annual | Allowances Sold CO2 | Thousand Tons | 0 | 0 | 0 | 0 | 0 | 0 | 0 | 0
MA- CO2 Cap Annual v6.20 | 352 | 7653 | Rate Constraint in MTons | FALSE | L | Annual | Allowances Banked | Thousand Tons | 0 | 4257.8701 | 3091.0043 | 0 | 0 | 0 | 104.948 | 0
MA- CO2 Cap Annual v6.20 | 352 | 7653 | Rate Constraint in MTons | FALSE | L | Annual | Allowances Withdrawn (1:1) | Thousand Tons | 0 | 0 | 0 | -6909.8732 | 0 | 0 | 0 | -1250.2309
MA- CO2 Cap Annual v6.20 | 352 | 7653 | Rate Constraint in MTons | FALSE | L | Annual | Allowances Withdrawn (n:1) | Thousand Tons | 0 | 0 | 0 | 0 | 0 | 0 | 0 | 0
MA- CO2 Cap Annual v6.20 | 352 | 7653 | Rate Constraint in MTons | FALSE | L | Annual | Net Emissions Allowance Position | Thousand Tons | 4265.7426 | 8143.7771 | 7403.4348 | -2240.1258 | 4293.994 | 3994.1551 | 3208.1619 | 1145.8997
MA- CO2 Cap Annual v6.20 | 352 | 7653 | Rate Constraint in MTons | FALSE | L | Annual | Fuel Consumed | TBtu | 67.972 | 61.4835 | 68.3936 | 74.8733 | 68.481 | 64.5501 | 49.3307 | 37.2521
MA- CO2 Cap Annual v6.20 | 352 | 7653 | Rate Constraint in MTons | FALSE | L | Annual | Rate | lb/MMBtu | 125.5147 | 126.4049 | 126.1062 | 124.7373 | 125.4069 | 123.7537 | 125.8127 | 128.6441
MA- CO2 Cap Annual v6.20 | 352 | 7653 | Rate Constraint in MTons | FALSE | L | Annual | Generation | TWh | 9.4282 | 8.5411 | 9.4889 | 10.3546 | 9.4716 | 8.8431 | 6.8284 | 5.2271
MA- CO2 Cap Annual v6.20 | 352 | 7653 | Rate Constraint in MTons | FALSE | L | Annual | Qualifying Generation | TWh | 9.4282 | 8.5411 | 9.4889 | 10.3546 | 9.4716 | 8.8431 | 6.8284 | 5.2271
MA- CO2 Cap Annual v6.20 | 352 | 7653 | Rate Constraint in MTons | FALSE | L | Annual | Rate | lb/MWh | 904.8949 | 909.926 | 908.9452 | 901.9652 | 906.707 | 903.3367 | 908.9101 | 916.8141
MA- CO2 Cap Annual v6.20 | 352 | 7653 | Rate Constraint in MTons | FALSE | L | Annual | Constraint Shadow Price | US2019$/Ton | 0 | 0 | 0 | 0 | 0 | 0 | 0 | 0
MA Fac. Spec. - Canal NOx v3.1 | 353 | 7531 | Rate Constraint in lbs/MWh | FALSE | L | Annual | Seasons Included | Seasons | Winter, WintShld, Summer | Winter, WintShld, Summer | Winter, WintShld, Summer | Winter, WintShld, Summer | Winter, WintShld, Summer | Winter, WintShld, Summer | Winter, WintShld, Summer | Winter, WintShld, Summer
MA Fac. Spec. - Canal NOx v3.1 | 353 | 7531 | Rate Constraint in lbs/MWh | FALSE | L | Annual | Standard NOX | lb/MWh | 1.5 | 1.5 | 1.5 | 1.5 | 1.5 | 1.5 | 1.5 | 1.5
MA Fac. Spec. - Canal NOx v3.1 | 353 | 7531 | Rate Constraint in lbs/MWh | FALSE | L | Annual | Emissions at Affected Plants NOX | Thousand Tons | 0 | 0 | 0 | 0 | 0 | 0 | 0 | 0
MA Fac. Spec. - Canal NOx v3.1 | 353 | 7531 | Rate Constraint in lbs/MWh | FALSE | L | Annual | Allowances Purchased NOX | Thousand Tons | 0 | 0 | 0 | 0 | 0 | 0 | 0 | 0
MA Fac. Spec. - Canal NOx v3.1 | 353 | 7531 | Rate Constraint in lbs/MWh | FALSE | L | Annual | Allowances Sold NOX | Thousand Tons | 0 | 0 | 0 | 0 | 0 | 0 | 0 | 0
MA Fac. Spec. - Canal NOx v3.1 | 353 | 7531 | Rate Constraint in lbs/MWh | FALSE | L | Annual | Allowances Banked | Thousand Tons | 0 | 0 | 0 | 0 | 0 | 0 | 0 | 0
MA Fac. Spec. - Canal NOx v3.1 | 353 | 7531 | Rate Constraint in lbs/MWh | FALSE | L | Annual | Allowances Withdrawn (1:1) | Thousand Tons | 0 | 0 | 0 | 0 | 0 | 0 | 0 | 0
MA Fac. Spec. - Canal NOx v3.1 | 353 | 7531 | Rate Constraint in lbs/MWh | FALSE | L | Annual | Allowances Withdrawn (n:1) | Thousand Tons | 0 | 0 | 0 | 0 | 0 | 0 | 0 | 0
MA Fac. Spec. - Canal NOx v3.1 | 353 | 7531 | Rate Constraint in lbs/MWh | FALSE | L | Annual | Net Emissions Allowance Position | Thousand Tons | 0 | 0 | 0 | 0 | 0 | 0 | 0 | 0
MA Fac. Spec. - Canal NOx v3.1 | 353 | 7531 | Rate Constraint in lbs/MWh | FALSE | L | Annual | Fuel Consumed | TBtu | 0 | 0 | 0 | 0 | 0 | 0 | 0 | 0
MA Fac. Spec. - Canal NOx v3.1 | 353 | 7531 | Rate Constraint in lbs/MWh | FALSE | L | Annual | Rate | lb/MMBtu | 0 | 0 | 0 | 0 | 0 | 0 | 0 | 0
MA Fac. Spec. - Canal NOx v3.1 | 353 | 7531 | Rate Constraint in lbs/MWh | FALSE | L | Annual | Generation | TWh | 0 | 0 | 0 | 0 | 0 | 0 | 0 | 0
MA Fac. Spec. - Canal NOx v3.1 | 353 | 7531 | Rate Constraint in lbs/MWh | FALSE | L | Annual | Qualifying Generation | TWh | 0 | 0 | 0 | 0 | 0 | 0 | 0 | 0
MA Fac. Spec. - Canal NOx v3.1 | 353 | 7531 | Rate Constraint in lbs/MWh | FALSE | L | Annual | Constraint Shadow Price | US2019$/Ton | 58506.27 | 45446.0738 | 41468.0693 | 0 | 205768.9192 | 229437.6375 | 37350.0737 | 34026.739
MA Fac. Spec. - Canal SO2 Annual v3.1 | 354 | 7532 | Rate Constraint in lbs/MWh | FALSE | L | Annual | Seasons Included | Seasons | Winter, WintShld, Summer | Winter, WintShld, Summer | Winter, WintShld, Summer | Winter, WintShld, Summer | Winter, WintShld, Summer | Winter, WintShld, Summer | Winter, WintShld, Summer | Winter, WintShld, Summer
MA Fac. Spec. - Canal SO2 Annual v3.1 | 354 | 7532 | Rate Constraint in lbs/MWh | FALSE | L | Annual | Standard SO2 | lb/MWh | 3 | 3 | 3 | 3 | 3 | 3 | 3 | 3
MA Fac. Spec. - Canal SO2 Annual v3.1 | 354 | 7532 | Rate Constraint in lbs/MWh | FALSE | L | Annual | Emissions at Affected Plants SO2 | Thousand Tons | 0 | 0 | 0 | 0 | 0 | 0 | 0 | 0
MA Fac. Spec. - Canal SO2 Annual v3.1 | 354 | 7532 | Rate Constraint in lbs/MWh | FALSE | L | Annual | Allowances Purchased SO2 | Thousand Tons | 0 | 0 | 0 | 0 | 0 | 0 | 0 | 0
MA Fac. Spec. - Canal SO2 Annual v3.1 | 354 | 7532 | Rate Constraint in lbs/MWh | FALSE | L | Annual | Allowances Sold SO2 | Thousand Tons | 0 | 0 | 0 | 0 | 0 | 0 | 0 | 0
MA Fac. Spec. - Canal SO2 Annual v3.1 | 354 | 7532 | Rate Constraint in lbs/MWh | FALSE | L | Annual | Allowances Banked | Thousand Tons | 0 | 0 | 0 | 0 | 0 | 0 | 0 | 0
MA Fac. Spec. - Canal SO2 Annual v3.1 | 354 | 7532 | Rate Constraint in lbs/MWh | FALSE | L | Annual | Allowances Withdrawn (1:1) | Thousand Tons | 0 | 0 | 0 | 0 | 0 | 0 | 0 | 0
MA Fac. Spec. - Canal SO2 Annual v3.1 | 354 | 7532 | Rate Constraint in lbs/MWh | FALSE | L | Annual | Allowances Withdrawn (n:1) | Thousand Tons | 0 | 0 | 0 | 0 | 0 | 0 | 0 | 0
MA Fac. Spec. - Canal SO2 Annual v3.1 | 354 | 7532 | Rate Constraint in lbs/MWh | FALSE | L | Annual | Net Emissions Allowance Position | Thousand Tons | 0 | 0 | 0 | 0 | 0 | 0 | 0 | 0
MA Fac. Spec. - Canal SO2 Annual v3.1 | 354 | 7532 | Rate Constraint in lbs/MWh | FALSE | L | Annual | Fuel Consumed | TBtu | 0 | 0 | 0 | 0 | 0 | 0 | 0 | 0
MA Fac. Spec. - Canal SO2 Annual v3.1 | 354 | 7532 | Rate Constraint in lbs/MWh | FALSE | L | Annual | Rate | lb/MMBtu | 0 | 0 | 0 | 0 | 0 | 0 | 0 | 0
MA Fac. Spec. - Canal SO2 Annual v3.1 | 354 | 7532 | Rate Constraint in lbs/MWh | FALSE | L | Annual | Generation | TWh | 0 | 0 | 0 | 0 | 0 | 0 | 0 | 0
MA Fac. Spec. - Canal SO2 Annual v3.1 | 354 | 7532 | Rate Constraint in lbs/MWh | FALSE | L | Annual | Qualifying Generation | TWh | 0 | 0 | 0 | 0 | 0 | 0 | 0 | 0
MA Fac. Spec. - Canal SO2 Annual v3.1 | 354 | 7532 | Rate Constraint in lbs/MWh | FALSE | L | Annual | Constraint Shadow Price | US2019$/Ton | 0 | 2604.2408 | 0 | 0 | 0 | 0 | 0 | 0
MA Fac. Spec. - MER Output Annual v3.1 | 355 | 7335 | Rate Constraint in lbs/MWh | FALSE | L | Annual | Seasons Included | Seasons | Winter, WintShld, Summer | Winter, WintShld, Summer | Winter, WintShld, Summer | Winter, WintShld, Summer | Winter, WintShld, Summer | Winter, WintShld, Summer | Winter, WintShld, Summer | Winter, WintShld, Summer
MA Fac. Spec. - MER Output Annual v3.1 | 355 | 7335 | Rate Constraint in lbs/MWh | FALSE | L | Annual | Standard MER | lb/MWh | 2.5e-06 | 2.5e-06 | 2.5e-06 | 2.5e-06 | 2.5e-06 | 2.5e-06 | 2.5e-06 | 2.5e-06
MA Fac. Spec. - MER Output Annual v3.1 | 355 | 7335 | Rate Constraint in lbs/MWh | FALSE | L | Annual | Emissions at Affected Plants MER | lbs | 0.0036968 | 0.0033255 | 0.0036968 | 0.0037554 | 0.0031368 | 0.0027676 | 0.001342 | 0.0010495
MA Fac. Spec. - MER Output Annual v3.1 | 355 | 7335 | Rate Constraint in lbs/MWh | FALSE | L | Annual | Allowances Purchased MER | lbs | 0 | 0 | 0 | 0 | 0 | 0 | 0 | 0
MA Fac. Spec. - MER Output Annual v3.1 | 355 | 7335 | Rate Constraint in lbs/MWh | FALSE | L | Annual | Allowances Sold MER | lbs | 0 | 0 | 0 | 0 | 0 | 0 | 0 | 0
MA Fac. Spec. - MER Output Annual v3.1 | 355 | 7335 | Rate Constraint in lbs/MWh | FALSE | L | Annual | Allowances Banked | lbs | 0 | 0 | 0 | 0 | 0 | 0 | 0 | 0
MA Fac. Spec. - MER Output Annual v3.1 | 355 | 7335 | Rate Constraint in lbs/MWh | FALSE | L | Annual | Allowances Withdrawn (1:1) | lbs | 0 | 0 | 0 | 0 | 0 | 0 | 0 | 0
MA Fac. Spec. - MER Output Annual v3.1 | 355 | 7335 | Rate Constraint in lbs/MWh | FALSE | L | Annual | Allowances Withdrawn (n:1) | lbs | 0 | 0 | 0 | 0 | 0 | 0 | 0 | 0
MA Fac. Spec. - MER Output Annual v3.1 | 355 | 7335 | Rate Constraint in lbs/MWh | FALSE | L | Annual | Net Emissions Allowance Position | lbs | 0.0036968 | 0.0033255 | 0.0036968 | 0.0037554 | 0.0031368 | 0.0027676 | 0.001342 | 0.0010495
MA Fac. Spec. - MER Output Annual v3.1 | 355 | 7335 | Rate Constraint in lbs/MWh | FALSE | L | Annual | Fuel Consumed | TBtu | 26.4055 | 23.7538 | 26.4055 | 26.8245 | 22.4056 | 19.7689 | 9.5855 | 7.4962
MA Fac. Spec. - MER Output Annual v3.1 | 355 | 7335 | Rate Constraint in lbs/MWh | FALSE | L | Annual | Rate | lb/MMBtu | 1.4e-10 | 1.4e-10 | 1.4e-10 | 1.4e-10 | 1.4e-10 | 1.4e-10 | 1.4e-10 | 1.4e-10
MA Fac. Spec. - MER Output Annual v3.1 | 355 | 7335 | Rate Constraint in lbs/MWh | FALSE | L | Annual | Generation | TWh | 3.5292 | 3.1748 | 3.5292 | 3.5852 | 2.9946 | 2.6422 | 1.2811 | 1.0019
MA Fac. Spec. - MER Output Annual v3.1 | 355 | 7335 | Rate Constraint in lbs/MWh | FALSE | L | Annual | Qualifying Generation | TWh | 3.5292 | 3.1748 | 3.5292 | 3.5852 | 2.9946 | 2.6422 | 1.2811 | 1.0019
MA Fac. Spec. - MER Output Annual v3.1 | 355 | 7335 | Rate Constraint in lbs/MWh | FALSE | L | Annual | Constraint Shadow Price | US2019$/Lb | 0 | 0 | 0 | 0 | 0 | 0 | 0 | 0
MA Fac. Spec. - Mystic Gen NOx v3.1 | 356 | 7533 | Rate Constraint in lbs/MWh | FALSE | L | Annual | Seasons Included | Seasons | Winter, WintShld, Summer | Winter, WintShld, Summer | Winter, WintShld, Summer | Winter, WintShld, Summer | Winter, WintShld, Summer | Winter, WintShld, Summer | Winter, WintShld, Summer | Winter, WintShld, Summer
MA Fac. Spec. - Mystic Gen NOx v3.1 | 356 | 7533 | Rate Constraint in lbs/MWh | FALSE | L | Annual | Standard NOX | lb/MWh | 1.5 | 1.5 | 1.5 | 1.5 | 1.5 | 1.5 | 1.5 | 1.5
MA Fac. Spec. - Mystic Gen NOx v3.1 | 356 | 7533 | Rate Constraint in lbs/MWh | FALSE | L | Annual | Emissions at Affected Plants NOX | Thousand Tons | 0.075649 | 0.068052 | 0.075649 | 0.076849 | 0.06419 | 0.056636 | 0.027461 | 0.021476
MA Fac. Spec. - Mystic Gen NOx v3.1 | 356 | 7533 | Rate Constraint in lbs/MWh | FALSE | L | Annual | Allowances Purchased NOX | Thousand Tons | 0 | 0 | 0 | 0 | 0 | 0 | 0 | 0
MA Fac. Spec. - Mystic Gen NOx v3.1 | 356 | 7533 | Rate Constraint in lbs/MWh | FALSE | L | Annual | Allowances Sold NOX | Thousand Tons | 0 | 0 | 0 | 0 | 0 | 0 | 0 | 0
MA Fac. Spec. - Mystic Gen NOx v3.1 | 356 | 7533 | Rate Constraint in lbs/MWh | FALSE | L | Annual | Allowances Banked | Thousand Tons | 0 | 0 | 0 | 0 | 0 | 0 | 0 | 0
MA Fac. Spec. - Mystic Gen NOx v3.1 | 356 | 7533 | Rate Constraint in lbs/MWh | FALSE | L | Annual | Allowances Withdrawn (1:1) | Thousand Tons | 0 | 0 | 0 | 0 | 0 | 0 | 0 | 0
MA Fac. Spec. - Mystic Gen NOx v3.1 | 356 | 7533 | Rate Constraint in lbs/MWh | FALSE | L | Annual | Allowances Withdrawn (n:1) | Thousand Tons | 0 | 0 | 0 | 0 | 0 | 0 | 0 | 0
MA Fac. Spec. - Mystic Gen NOx v3.1 | 356 | 7533 | Rate Constraint in lbs/MWh | FALSE | L | Annual | Net Emissions Allowance Position | Thousand Tons | 0.075649 | 0.068052 | 0.075649 | 0.076849 | 0.06419 | 0.056636 | 0.027461 | 0.021476
MA Fac. Spec. - Mystic Gen NOx v3.1 | 356 | 7533 | Rate Constraint in lbs/MWh | FALSE | L | Annual | Fuel Consumed | TBtu | 26.4055 | 23.7538 | 26.4055 | 26.8245 | 22.4056 | 19.7689 | 9.5855 | 7.4962
MA Fac. Spec. - Mystic Gen NOx v3.1 | 356 | 7533 | Rate Constraint in lbs/MWh | FALSE | L | Annual | Rate | lb/MMBtu | 0.0057298 | 0.0057298 | 0.0057298 | 0.0057298 | 0.0057298 | 0.0057298 | 0.0057298 | 0.0057298
MA Fac. Spec. - Mystic Gen NOx v3.1 | 356 | 7533 | Rate Constraint in lbs/MWh | FALSE | L | Annual | Generation | TWh | 3.5292 | 3.1748 | 3.5292 | 3.5852 | 2.9946 | 2.6422 | 1.2811 | 1.0019
MA Fac. Spec. - Mystic Gen NOx v3.1 | 356 | 7533 | Rate Constraint in lbs/MWh | FALSE | L | Annual | Qualifying Generation | TWh | 3.5292 | 3.1748 | 3.5292 | 3.5852 | 2.9946 | 2.6422 | 1.2811 | 1.0019
MA Fac. Spec. - Mystic Gen NOx v3.1 | 356 | 7533 | Rate Constraint in lbs/MWh | FALSE | L | Annual | Constraint Shadow Price | US2019$/Ton | 0 | 0 | 0 | 0 | 0 | 0 | 0 | 0
MA Fac. Spec. - Mystic Gen SO2 Annual v3.1 | 357 | 7534 | Rate Constraint in lbs/MWh | FALSE | L | Annual | Seasons Included | Seasons | Winter, WintShld, Summer | Winter, WintShld, Summer | Winter, WintShld, Summer | Winter, WintShld, Summer | Winter, WintShld, Summer | Winter, WintShld, Summer | Winter, WintShld, Summer | Winter, WintShld, Summer
MA Fac. Spec. - Mystic Gen SO2 Annual v3.1 | 357 | 7534 | Rate Constraint in lbs/MWh | FALSE | L | Annual | Standard SO2 | lb/MWh | 3 | 3 | 3 | 3 | 3 | 3 | 3 | 3
MA Fac. Spec. - Mystic Gen SO2 Annual v3.1 | 357 | 7534 | Rate Constraint in lbs/MWh | FALSE | L | Annual | Emissions at Affected Plants SO2 | Thousand Tons | 0 | 0 | 0 | 0 | 0 | 0 | 0 | 0
MA Fac. Spec. - Mystic Gen SO2 Annual v3.1 | 357 | 7534 | Rate Constraint in lbs/MWh | FALSE | L | Annual | Allowances Purchased SO2 | Thousand Tons | 0 | 0 | 0 | 0 | 0 | 0 | 0 | 0
MA Fac. Spec. - Mystic Gen SO2 Annual v3.1 | 357 | 7534 | Rate Constraint in lbs/MWh | FALSE | L | Annual | Allowances Sold SO2 | Thousand Tons | 0 | 0 | 0 | 0 | 0 | 0 | 0 | 0
MA Fac. Spec. - Mystic Gen SO2 Annual v3.1 | 357 | 7534 | Rate Constraint in lbs/MWh | FALSE | L | Annual | Allowances Banked | Thousand Tons | 0 | 0 | 0 | 0 | 0 | 0 | 0 | 0
MA Fac. Spec. - Mystic Gen SO2 Annual v3.1 | 357 | 7534 | Rate Constraint in lbs/MWh | FALSE | L | Annual | Allowances Withdrawn (1:1) | Thousand Tons | 0 | 0 | 0 | 0 | 0 | 0 | 0 | 0
MA Fac. Spec. - Mystic Gen SO2 Annual v3.1 | 357 | 7534 | Rate Constraint in lbs/MWh | FALSE | L | Annual | Allowances Withdrawn (n:1) | Thousand Tons | 0 | 0 | 0 | 0 | 0 | 0 | 0 | 0
MA Fac. Spec. - Mystic Gen SO2 Annual v3.1 | 357 | 7534 | Rate Constraint in lbs/MWh | FALSE | L | Annual | Net Emissions Allowance Position | Thousand Tons | 0 | 0 | 0 | 0 | 0 | 0 | 0 | 0
MA Fac. Spec. - Mystic Gen SO2 Annual v3.1 | 357 | 7534 | Rate Constraint in lbs/MWh | FALSE | L | Annual | Fuel Consumed | TBtu | 26.4055 | 23.7538 | 26.4055 | 26.8245 | 22.4056 | 19.7689 | 9.5855 | 7.4962
MA Fac. Spec. - Mystic Gen SO2 Annual v3.1 | 357 | 7534 | Rate Constraint in lbs/MWh | FALSE | L | Annual | Rate | lb/MMBtu | 0 | 0 | 0 | 0 | 0 | 0 | 0 | 0
MA Fac. Spec. - Mystic Gen SO2 Annual v3.1 | 357 | 7534 | Rate Constraint in lbs/MWh | FALSE | L | Annual | Generation | TWh | 3.5292 | 3.1748 | 3.5292 | 3.5852 | 2.9946 | 2.6422 | 1.2811 | 1.0019
MA Fac. Spec. - Mystic Gen SO2 Annual v3.1 | 357 | 7534 | Rate Constraint in lbs/MWh | FALSE | L | Annual | Qualifying Generation | TWh | 3.5292 | 3.1748 | 3.5292 | 3.5852 | 2.9946 | 2.6422 | 1.2811 | 1.0019
MA Fac. Spec. - Mystic Gen SO2 Annual v3.1 | 357 | 7534 | Rate Constraint in lbs/MWh | FALSE | L | Annual | Constraint Shadow Price | US2019$/Ton | 0 | 0 | 0 | 0 | 0 | 0 | 0 | 0
MD Coal-fired EGUs NOx rate - NRG & GenOn v5.16 | 358 | 7334 | Rate Constraint in lbs/MMBtu | FALSE | L | Annual | Seasons Included | Seasons | Summer | Summer | Summer | Summer | Summer | Summer | Summer | Summer
MD Coal-fired EGUs NOx rate - NRG & GenOn v5.16 | 358 | 7334 | Rate Constraint in lbs/MMBtu | FALSE | L | Annual | Standard NOX | lb/MMBtu | 0.15 | 0.15 | 0.15 | 0.15 | 0.15 | 0.15 | 0.15 | 0.15
MD Coal-fired EGUs NOx rate - NRG & GenOn v5.16 | 358 | 7334 | Rate Constraint in lbs/MMBtu | FALSE | L | Annual | Emissions at Affected Plants NOX | Thousand Tons | 0 | 0 | 0 | 0 | 0 | 0 | 0 | 0
MD Coal-fired EGUs NOx rate - NRG & GenOn v5.16 | 358 | 7334 | Rate Constraint in lbs/MMBtu | FALSE | L | Annual | Allowances Purchased NOX | Thousand Tons | 0 | 0 | 0 | 0 | 0 | 0 | 0 | 0
MD Coal-fired EGUs NOx rate - NRG & GenOn v5.16 | 358 | 7334 | Rate Constraint in lbs/MMBtu | FALSE | L | Annual | Allowances Sold NOX | Thousand Tons | 0 | 0 | 0 | 0 | 0 | 0 | 0 | 0
MD Coal-fired EGUs NOx rate - NRG & GenOn v5.16 | 358 | 7334 | Rate Constraint in lbs/MMBtu | FALSE | L | Annual | Allowances Banked | Thousand Tons | 0 | 0 | 0 | 0 | 0 | 0 | 0 | 0
MD Coal-fired EGUs NOx rate - NRG & GenOn v5.16 | 358 | 7334 | Rate Constraint in lbs/MMBtu | FALSE | L | Annual | Allowances Withdrawn (1:1) | Thousand Tons | 0 | 0 | 0 | 0 | 0 | 0 | 0 | 0
MD Coal-fired EGUs NOx rate - NRG & GenOn v5.16 | 358 | 7334 | Rate Constraint in lbs/MMBtu | FALSE | L | Annual | Allowances Withdrawn (n:1) | Thousand Tons | 0 | 0 | 0 | 0 | 0 | 0 | 0 | 0
MD Coal-fired EGUs NOx rate - NRG & GenOn v5.16 | 358 | 7334 | Rate Constraint in lbs/MMBtu | FALSE | L | Annual | Net Emissions Allowance Position | Thousand Tons | 0 | 0 | 0 | 0 | 0 | 0 | 0 | 0
MD Coal-fired EGUs NOx rate - NRG & GenOn v5.16 | 358 | 7334 | Rate Constraint in lbs/MMBtu | FALSE | L | Annual | Fuel Consumed | TBtu | 0 | 0 | 0 | 0 | 0 | 0 | 0 | 0
MD Coal-fired EGUs NOx rate - NRG & GenOn v5.16 | 358 | 7334 | Rate Constraint in lbs/MMBtu | FALSE | L | Annual | Rate | lb/MMBtu | 0 | 0 | 0 | 0 | 0 | 0 | 0 | 0
MD Coal-fired EGUs NOx rate - NRG & GenOn v5.16 | 358 | 7334 | Rate Constraint in lbs/MMBtu | FALSE | L | Annual | Generation | TWh | 0 | 0 | 0 | 0 | 0 | 0 | 0 | 0
MD Coal-fired EGUs NOx rate - NRG & GenOn v5.16 | 358 | 7334 | Rate Constraint in lbs/MMBtu | FALSE | L | Annual | Qualifying Generation | TWh | 0 | 0 | 0 | 0 | 0 | 0 | 0 | 0
MD Coal-fired EGUs NOx rate - NRG & GenOn v5.16 | 358 | 7334 | Rate Constraint in lbs/MMBtu | FALSE | L | Annual | Rate | lb/MWh | 0 | 0 | 0 | 0 | 0 | 0 | 0 | 0
MD Coal-fired EGUs NOx rate - NRG & GenOn v5.16 | 358 | 7334 | Rate Constraint in lbs/MMBtu | FALSE | L | Annual | Constraint Shadow Price | US2019$/Ton | 0 | 0 | 0 | 0 | 0 | 0 | 0 | 0
MD Coal-fired EGUs NOx rate - Raven v5.16 | 359 | 7333 | Rate Constraint in lbs/MMBtu | FALSE | L | Annual | Seasons Included | Seasons | Summer | Summer | Summer | Summer | Summer | Summer | Summer | Summer
MD Coal-fired EGUs NOx rate - Raven v5.16 | 359 | 7333 | Rate Constraint in lbs/MMBtu | FALSE | L | Annual | Standard NOX | lb/MMBtu | 0.15 | 0.15 | 0.15 | 0.15 | 0.15 | 0.15 | 0.15 | 0.15
MD Coal-fired EGUs NOx rate - Raven v5.16 | 359 | 7333 | Rate Constraint in lbs/MMBtu | FALSE | L | Annual | Emissions at Affected Plants NOX | Thousand Tons | 0 | 0 | 0 | 0 | 0 | 0 | 0 | 0
MD Coal-fired EGUs NOx rate - Raven v5.16 | 359 | 7333 | Rate Constraint in lbs/MMBtu | FALSE | L | Annual | Allowances Purchased NOX | Thousand Tons | 0 | 0 | 0 | 0 | 0 | 0 | 0 | 0
MD Coal-fired EGUs NOx rate - Raven v5.16 | 359 | 7333 | Rate Constraint in lbs/MMBtu | FALSE | L | Annual | Allowances Sold NOX | Thousand Tons | 0 | 0 | 0 | 0 | 0 | 0 | 0 | 0
MD Coal-fired EGUs NOx rate - Raven v5.16 | 359 | 7333 | Rate Constraint in lbs/MMBtu | FALSE | L | Annual | Allowances Banked | Thousand Tons | 0 | 0 | 0 | 0 | 0 | 0 | 0 | 0
MD Coal-fired EGUs NOx rate - Raven v5.16 | 359 | 7333 | Rate Constraint in lbs/MMBtu | FALSE | L | Annual | Allowances Withdrawn (1:1) | Thousand Tons | 0 | 0 | 0 | 0 | 0 | 0 | 0 | 0
MD Coal-fired EGUs NOx rate - Raven v5.16 | 359 | 7333 | Rate Constraint in lbs/MMBtu | FALSE | L | Annual | Allowances Withdrawn (n:1) | Thousand Tons | 0 | 0 | 0 | 0 | 0 | 0 | 0 | 0
MD Coal-fired EGUs NOx rate - Raven v5.16 | 359 | 7333 | Rate Constraint in lbs/MMBtu | FALSE | L | Annual | Net Emissions Allowance Position | Thousand Tons | 0 | 0 | 0 | 0 | 0 | 0 | 0 | 0
MD Coal-fired EGUs NOx rate - Raven v5.16 | 359 | 7333 | Rate Constraint in lbs/MMBtu | FALSE | L | Annual | Fuel Consumed | TBtu | 0 | 0 | 0 | 0 | 0 | 0 | 0 | 0
MD Coal-fired EGUs NOx rate - Raven v5.16 | 359 | 7333 | Rate Constraint in lbs/MMBtu | FALSE | L | Annual | Rate | lb/MMBtu | 0 | 0 | 0 | 0 | 0 | 0 | 0 | 0
MD Coal-fired EGUs NOx rate - Raven v5.16 | 359 | 7333 | Rate Constraint in lbs/MMBtu | FALSE | L | Annual | Generation | TWh | 0 | 0 | 0 | 0 | 0 | 0 | 0 | 0
MD Coal-fired EGUs NOx rate - Raven v5.16 | 359 | 7333 | Rate Constraint in lbs/MMBtu | FALSE | L | Annual | Qualifying Generation | TWh | 0 | 0 | 0 | 0 | 0 | 0 | 0 | 0
MD Coal-fired EGUs NOx rate - Raven v5.16 | 359 | 7333 | Rate Constraint in lbs/MMBtu | FALSE | L | Annual | Rate | lb/MWh | 0 | 0 | 0 | 0 | 0 | 0 | 0 | 0
MD Coal-fired EGUs NOx rate - Raven v5.16 | 359 | 7333 | Rate Constraint in lbs/MMBtu | FALSE | L | Annual | Constraint Shadow Price | US2019$/Ton | 0 | 0 | 0 | 0 | 0 | 0 | 0 | 0
MD Healthy Air Act - Constellation NOx Cap Ann 4.1 | 360 | 7330 | Rate Constraint in MTons | FALSE | L | Annual | Seasons Included | Seasons | Winter, WintShld, Summer | Winter, WintShld, Summer | Winter, WintShld, Summer | Winter, WintShld, Summer | Winter, WintShld, Summer | Winter, WintShld, Summer | Winter, WintShld, Summer | Winter, WintShld, Summer
MD Healthy Air Act - Constellation NOx Cap Ann 4.1 | 360 | 7330 | Rate Constraint in MTons | FALSE | L | Annual | Standard NOX | Thousand Tons | 8.026 | 8.026 | 8.026 | 8.026 | 8.026 | 8.026 | 8.026 | 8.026
MD Healthy Air Act - Constellation NOx Cap Ann 4.1 | 360 | 7330 | Rate Constraint in MTons | FALSE | L | Annual | Emissions at Affected Plants NOX | Thousand Tons | 0 | 0 | 0 | 0 | 0 | 0 | 0 | 0
MD Healthy Air Act - Constellation NOx Cap Ann 4.1 | 360 | 7330 | Rate Constraint in MTons | FALSE | L | Annual | Allowances Purchased NOX | Thousand Tons | 0 | 0 | 0 | 0 | 0 | 0 | 0 | 0
MD Healthy Air Act - Constellation NOx Cap Ann 4.1 | 360 | 7330 | Rate Constraint in MTons | FALSE | L | Annual | Allowances Sold NOX | Thousand Tons | 0 | 0 | 0 | 0 | 0 | 0 | 0 | 0
MD Healthy Air Act - Constellation NOx Cap Ann 4.1 | 360 | 7330 | Rate Constraint in MTons | FALSE | L | Annual | Allowances Banked | Thousand Tons | 0 | 0 | 0 | 0 | 0 | 0 | 0 | 0
MD Healthy Air Act - Constellation NOx Cap Ann 4.1 | 360 | 7330 | Rate Constraint in MTons | FALSE | L | Annual | Allowances Withdrawn (1:1) | Thousand Tons | 0 | 0 | 0 | 0 | 0 | 0 | 0 | 0
MD Healthy Air Act - Constellation NOx Cap Ann 4.1 | 360 | 7330 | Rate Constraint in MTons | FALSE | L | Annual | Allowances Withdrawn (n:1) | Thousand Tons | 0 | 0 | 0 | 0 | 0 | 0 | 0 | 0
MD Healthy Air Act - Constellation NOx Cap Ann 4.1 | 360 | 7330 | Rate Constraint in MTons | FALSE | L | Annual | Net Emissions Allowance Position | Thousand Tons | 0 | 0 | 0 | 0 | 0 | 0 | 0 | 0
MD Healthy Air Act - Constellation NOx Cap Ann 4.1 | 360 | 7330 | Rate Constraint in MTons | FALSE | L | Annual | Fuel Consumed | TBtu | 0 | 0 | 0 | 0 | 0 | 0 | 0 | 0
MD Healthy Air Act - Constellation NOx Cap Ann 4.1 | 360 | 7330 | Rate Constraint in MTons | FALSE | L | Annual | Rate | lb/MMBtu | 0 | 0 | 0 | 0 | 0 | 0 | 0 | 0
MD Healthy Air Act - Constellation NOx Cap Ann 4.1 | 360 | 7330 | Rate Constraint in MTons | FALSE | L | Annual | Generation | TWh | 0 | 0 | 0 | 0 | 0 | 0 | 0 | 0
MD Healthy Air Act - Constellation NOx Cap Ann 4.1 | 360 | 7330 | Rate Constraint in MTons | FALSE | L | Annual | Qualifying Generation | TWh | 0 | 0 | 0 | 0 | 0 | 0 | 0 | 0
MD Healthy Air Act - Constellation NOx Cap Ann 4.1 | 360 | 7330 | Rate Constraint in MTons | FALSE | L | Annual | Rate | lb/MWh | 0 | 0 | 0 | 0 | 0 | 0 | 0 | 0
MD Healthy Air Act - Constellation NOx Cap Ann 4.1 | 360 | 7330 | Rate Constraint in MTons | FALSE | L | Annual | Constraint Shadow Price | US2019$/Ton | 0 | 0 | 0 | 0 | 0 | 0 | 0 | 0
MD Healthy Air Act - Constellation NOx Cap Sum 4.1 | 361 | 7328 | Rate Constraint in MTons | FALSE | L | Annual | Seasons Included | Seasons | Summer | Summer | Summer | Summer | Summer | Summer | Summer | Summer
MD Healthy Air Act - Constellation NOx Cap Sum 4.1 | 361 | 7328 | Rate Constraint in MTons | FALSE | L | Annual | Standard NOX | Thousand Tons | 3.63 | 3.63 | 3.63 | 3.63 | 3.63 | 3.63 | 3.63 | 3.63
MD Healthy Air Act - Constellation NOx Cap Sum 4.1 | 361 | 7328 | Rate Constraint in MTons | FALSE | L | Annual | Emissions at Affected Plants NOX | Thousand Tons | 0 | 0 | 0 | 0 | 0 | 0 | 0 | 0
MD Healthy Air Act - Constellation NOx Cap Sum 4.1 | 361 | 7328 | Rate Constraint in MTons | FALSE | L | Annual | Allowances Purchased NOX | Thousand Tons | 0 | 0 | 0 | 0 | 0 | 0 | 0 | 0
MD Healthy Air Act - Constellation NOx Cap Sum 4.1 | 361 | 7328 | Rate Constraint in MTons | FALSE | L | Annual | Allowances Sold NOX | Thousand Tons | 0 | 0 | 0 | 0 | 0 | 0 | 0 | 0
MD Healthy Air Act - Constellation NOx Cap Sum 4.1 | 361 | 7328 | Rate Constraint in MTons | FALSE | L | Annual | Allowances Banked | Thousand Tons | 0 | 0 | 0 | 0 | 0 | 0 | 0 | 0
MD Healthy Air Act - Constellation NOx Cap Sum 4.1 | 361 | 7328 | Rate Constraint in MTons | FALSE | L | Annual | Allowances Withdrawn (1:1) | Thousand Tons | 0 | 0 | 0 | 0 | 0 | 0 | 0 | 0
MD Healthy Air Act - Constellation NOx Cap Sum 4.1 | 361 | 7328 | Rate Constraint in MTons | FALSE | L | Annual | Allowances Withdrawn (n:1) | Thousand Tons | 0 | 0 | 0 | 0 | 0 | 0 | 0 | 0
MD Healthy Air Act - Constellation NOx Cap Sum 4.1 | 361 | 7328 | Rate Constraint in MTons | FALSE | L | Annual | Net Emissions Allowance Position | Thousand Tons | 0 | 0 | 0 | 0 | 0 | 0 | 0 | 0
MD Healthy Air Act - Constellation NOx Cap Sum 4.1 | 361 | 7328 | Rate Constraint in MTons | FALSE | L | Annual | Fuel Consumed | TBtu | 0 | 0 | 0 | 0 | 0 | 0 | 0 | 0
MD Healthy Air Act - Constellation NOx Cap Sum 4.1 | 361 | 7328 | Rate Constraint in MTons | FALSE | L | Annual | Rate | lb/MMBtu | 0 | 0 | 0 | 0 | 0 | 0 | 0 | 0
MD Healthy Air Act - Constellation NOx Cap Sum 4.1 | 361 | 7328 | Rate Constraint in MTons | FALSE | L | Annual | Generation | TWh | 0 | 0 | 0 | 0 | 0 | 0 | 0 | 0
MD Healthy Air Act - Constellation NOx Cap Sum 4.1 | 361 | 7328 | Rate Constraint in MTons | FALSE | L | Annual | Qualifying Generation | TWh | 0 | 0 | 0 | 0 | 0 | 0 | 0 | 0
MD Healthy Air Act - Constellation NOx Cap Sum 4.1 | 361 | 7328 | Rate Constraint in MTons | FALSE | L | Annual | Rate | lb/MWh | 0 | 0 | 0 | 0 | 0 | 0 | 0 | 0
MD Healthy Air Act - Constellation NOx Cap Sum 4.1 | 361 | 7328 | Rate Constraint in MTons | FALSE | L | Annual | Constraint Shadow Price | US2019$/Ton | 0 | 0 | 0 | 0 | 0 | 0 | 0 | 0
MD Healthy Air Act - Constellation SO2 Cap Ann 4.1 | 362 | 7326 | Rate Constraint in MTons | FALSE | L | Annual | Seasons Included | Seasons | Winter, WintShld, Summer | Winter, WintShld, Summer | Winter, WintShld, Summer | Winter, WintShld, Summer | Winter, WintShld, Summer | Winter, WintShld, Summer | Winter, WintShld, Summer | Winter, WintShld, Summer
MD Healthy Air Act - Constellation SO2 Cap Ann 4.1 | 362 | 7326 | Rate Constraint in MTons | FALSE | L | Annual | Standard SO2 | Thousand Tons | 17.926 | 17.926 | 17.926 | 17.926 | 17.926 | 17.926 | 17.926 | 17.926
MD Healthy Air Act - Constellation SO2 Cap Ann 4.1 | 362 | 7326 | Rate Constraint in MTons | FALSE | L | Annual | Emissions at Affected Plants SO2 | Thousand Tons | 0 | 0 | 0 | 0 | 0 | 0 | 0 | 0
MD Healthy Air Act - Constellation SO2 Cap Ann 4.1 | 362 | 7326 | Rate Constraint in MTons | FALSE | L | Annual | Allowances Purchased SO2 | Thousand Tons | 0 | 0 | 0 | 0 | 0 | 0 | 0 | 0
MD Healthy Air Act - Constellation SO2 Cap Ann 4.1 | 362 | 7326 | Rate Constraint in MTons | FALSE | L | Annual | Allowances Sold SO2 | Thousand Tons | 0 | 0 | 0 | 0 | 0 | 0 | 0 | 0
MD Healthy Air Act - Constellation SO2 Cap Ann 4.1 | 362 | 7326 | Rate Constraint in MTons | FALSE | L | Annual | Allowances Banked | Thousand Tons | 0 | 0 | 0 | 0 | 0 | 0 | 0 | 0
MD Healthy Air Act - Constellation SO2 Cap Ann 4.1 | 362 | 7326 | Rate Constraint in MTons | FALSE | L | Annual | Allowances Withdrawn (1:1) | Thousand Tons | 0 | 0 | 0 | 0 | 0 | 0 | 0 | 0
MD Healthy Air Act - Constellation SO2 Cap Ann 4.1 | 362 | 7326 | Rate Constraint in MTons | FALSE | L | Annual | Allowances Withdrawn (n:1) | Thousand Tons | 0 | 0 | 0 | 0 | 0 | 0 | 0 | 0
MD Healthy Air Act - Constellation SO2 Cap Ann 4.1 | 362 | 7326 | Rate Constraint in MTons | FALSE | L | Annual | Net Emissions Allowance Position | Thousand Tons | 0 | 0 | 0 | 0 | 0 | 0 | 0 | 0
MD Healthy Air Act - Constellation SO2 Cap Ann 4.1 | 362 | 7326 | Rate Constraint in MTons | FALSE | L | Annual | Fuel Consumed | TBtu | 0 | 0 | 0 | 0 | 0 | 0 | 0 | 0
MD Healthy Air Act - Constellation SO2 Cap Ann 4.1 | 362 | 7326 | Rate Constraint in MTons | FALSE | L | Annual | Rate | lb/MMBtu | 0 | 0 | 0 | 0 | 0 | 0 | 0 | 0
MD Healthy Air Act - Constellation SO2 Cap Ann 4.1 | 362 | 7326 | Rate Constraint in MTons | FALSE | L | Annual | Generation | TWh | 0 | 0 | 0 | 0 | 0 | 0 | 0 | 0
MD Healthy Air Act - Constellation SO2 Cap Ann 4.1 | 362 | 7326 | Rate Constraint in MTons | FALSE | L | Annual | Qualifying Generation | TWh | 0 | 0 | 0 | 0 | 0 | 0 | 0 | 0
MD Healthy Air Act - Constellation SO2 Cap Ann 4.1 | 362 | 7326 | Rate Constraint in MTons | FALSE | L | Annual | Rate | lb/MWh | 0 | 0 | 0 | 0 | 0 | 0 | 0 | 0
MD Healthy Air Act - Constellation SO2 Cap Ann 4.1 | 362 | 7326 | Rate Constraint in MTons | FALSE | L | Annual | Constraint Shadow Price | US2019$/Ton | 0 | 0 | 0 | 0 | 0 | 0 | 0 | 0
MD Healthy Air Act - MER Removal Annual v3.1 | 363 | 7332 | MACT Fuel Choice Floor in lbs/MMBtu | FALSE | L | Annual | Seasons Included | Seasons | Winter, WintShld, Summer | Winter, WintShld, Summer | Winter, WintShld, Summer | Winter, WintShld, Summer | Winter, WintShld, Summer | Winter, WintShld, Summer | Winter, WintShld, Summer | Winter, WintShld, Summer
MD Healthy Air Act - MER Removal Annual v3.1 | 363 | 7332 | MACT Fuel Choice Floor in lbs/MMBtu | FALSE | L | Annual | Emission Floor | lbs/MMBtu | 0 | 0 | 0 | 0 | 0 | 0 | 0 | 0
MD Healthy Air Act - MER Removal Annual v3.1 | 363 | 7332 | MACT Fuel Choice Floor in lbs/MMBtu | FALSE | L | Annual | Emissions at Affected Plants MER | lbs | 0 | 0 | 0 | 0 | 0 | 2.3393 | 1.7443 | 0
MD Healthy Air Act - MER Removal Annual v3.1 | 363 | 7332 | MACT Fuel Choice Floor in lbs/MMBtu | FALSE | L | Annual | Allowances Purchased MER | lbs | 0 | 0 | 0 | 0 | 0 | 0 | 0 | 0
MD Healthy Air Act - MER Removal Annual v3.1 | 363 | 7332 | MACT Fuel Choice Floor in lbs/MMBtu | FALSE | L | Annual | Allowances Sold MER | lbs | 0 | 0 | 0 | 0 | 0 | 0 | 0 | 0
MD Healthy Air Act - MER Removal Annual v3.1 | 363 | 7332 | MACT Fuel Choice Floor in lbs/MMBtu | FALSE | L | Annual | Allowances Banked | lbs | 0 | 0 | 0 | 0 | 0 | 0 | 0 | 0
MD Healthy Air Act - MER Removal Annual v3.1 | 363 | 7332 | MACT Fuel Choice Floor in lbs/MMBtu | FALSE | L | Annual | Allowances Withdrawn (1:1) | lbs | 0 | 0 | 0 | 0 | 0 | 0 | 0 | 0
MD Healthy Air Act - MER Removal Annual v3.1 | 363 | 7332 | MACT Fuel Choice Floor in lbs/MMBtu | FALSE | L | Annual | Allowances Withdrawn (n:1) | lbs | 0 | 0 | 0 | 0 | 0 | 0 | 0 | 0
MD Healthy Air Act - MER Removal Annual v3.1 | 363 | 7332 | MACT Fuel Choice Floor in lbs/MMBtu | FALSE | L | Annual | Net Emissions Allowance Position | lbs | 0 | 0 | 0 | 0 | 0 | 2.3393 | 1.7443 | 0
MD Healthy Air Act - MER Removal Annual v3.1 | 363 | 7332 | MACT Fuel Choice Floor in lbs/MMBtu | FALSE | L | Annual | Fuel Consumed | TBtu | 0 | 0 | 0 | 0 | 0 | 5.8269 | 4.3448 | 0
MD Healthy Air Act - MER Removal Annual v3.1 | 363 | 7332 | MACT Fuel Choice Floor in lbs/MMBtu | FALSE | L | Annual | Rate | lb/MMBtu | 0 | 0 | 0 | 0 | 0 | 4.0147e-07 | 4.0147e-07 | 0
MD Healthy Air Act - MER Removal Annual v3.1 | 363 | 7332 | MACT Fuel Choice Floor in lbs/MMBtu | FALSE | L | Annual | Generation | TWh | 0 | 0 | 0 | 0 | 0 | 0.57251 | 0.42721 | 0
MD Healthy Air Act - MER Removal Annual v3.1 | 363 | 7332 | MACT Fuel Choice Floor in lbs/MMBtu | FALSE | L | Annual | Qualifying Generation | TWh | 0 | 0 | 0 | 0 | 0 | 0.57251 | 0.42721 | 0
MD Healthy Air Act - MER Removal Annual v3.1 | 363 | 7332 | MACT Fuel Choice Floor in lbs/MMBtu | FALSE | L | Annual | Constraint Shadow Price | US2019$/Lb | 0 | 0 | 0 | 0 | 0 | 0 | 0 | 0
MD Healthy Air Act - Mirant NOx Cap Annual v4.10 | 364 | 7331 | Rate Constraint in MTons | FALSE | L | Annual | Seasons Included | Seasons | Winter, WintShld, Summer | Winter, WintShld, Summer | Winter, WintShld, Summer | Winter, WintShld, Summer | Winter, WintShld, Summer | Winter, WintShld, Summer | Winter, WintShld, Summer | Winter, WintShld, Summer
MD Healthy Air Act - Mirant NOx Cap Annual v4.10 | 364 | 7331 | Rate Constraint in MTons | FALSE | L | Annual | Standard NOX | Thousand Tons | 8.298 | 8.298 | 8.298 | 8.298 | 8.298 | 8.298 | 8.298 | 8.298
MD Healthy Air Act - Mirant NOx Cap Annual v4.10 | 364 | 7331 | Rate Constraint in MTons | FALSE | L | Annual | Emissions at Affected Plants NOX | Thousand Tons | 0 | 0 | 0 | 0 | 0 | 0.12676 | 0.092978 | 0
MD Healthy Air Act - Mirant NOx Cap Annual v4.10 | 364 | 7331 | Rate Constraint in MTons | FALSE | L | Annual | Allowances Purchased NOX | Thousand Tons | 0 | 0 | 0 | 0 | 0 | 0 | 0 | 0
MD Healthy Air Act - Mirant NOx Cap Annual v4.10 | 364 | 7331 | Rate Constraint in MTons | FALSE | L | Annual | Allowances Sold NOX | Thousand Tons | 0 | 0 | 0 | 0 | 0 | 0 | 0 | 0
MD Healthy Air Act - Mirant NOx Cap Annual v4.10 | 364 | 7331 | Rate Constraint in MTons | FALSE | L | Annual | Allowances Banked | Thousand Tons | 0 | 0 | 0 | 0 | 0 | 0 | 0 | 0
MD Healthy Air Act - Mirant NOx Cap Annual v4.10 | 364 | 7331 | Rate Constraint in MTons | FALSE | L | Annual | Allowances Withdrawn (1:1) | Thousand Tons | 0 | 0 | 0 | 0 | 0 | 0 | 0 | 0
MD Healthy Air Act - Mirant NOx Cap Annual v4.10 | 364 | 7331 | Rate Constraint in MTons | FALSE | L | Annual | Allowances Withdrawn (n:1) | Thousand Tons | 0 | 0 | 0 | 0 | 0 | 0 | 0 | 0
MD Healthy Air Act - Mirant NOx Cap Annual v4.10 | 364 | 7331 | Rate Constraint in MTons | FALSE | L | Annual | Net Emissions Allowance Position | Thousand Tons | 0 | 0 | 0 | 0 | 0 | 0.12676 | 0.092978 | 0
MD Healthy Air Act - Mirant NOx Cap Annual v4.10 | 364 | 7331 | Rate Constraint in MTons | FALSE | L | Annual | Fuel Consumed | TBtu | 0 | 0 | 0 | 0 | 0 | 5.8269 | 4.3448 | 0
MD Healthy Air Act - Mirant NOx Cap Annual v4.10 | 364 | 7331 | Rate Constraint in MTons | FALSE | L | Annual | Rate | lb/MMBtu | 0 | 0 | 0 | 0 | 0 | 0.043508 | 0.0428 | 0
MD Healthy Air Act - Mirant NOx Cap Annual v4.10 | 364 | 7331 | Rate Constraint in MTons | FALSE | L | Annual | Generation | TWh | 0 | 0 | 0 | 0 | 0 | 0.57251 | 0.42721 | 0
MD Healthy Air Act - Mirant NOx Cap Annual v4.10 | 364 | 7331 | Rate Constraint in MTons | FALSE | L | Annual | Qualifying Generation | TWh | 0 | 0 | 0 | 0 | 0 | 0.57251 | 0.42721 | 0
MD Healthy Air Act - Mirant NOx Cap Annual v4.10 | 364 | 7331 | Rate Constraint in MTons | FALSE | L | Annual | Rate | lb/MWh | 0 | 0 | 0 | 0 | 0 | 0.44282 | 0.43528 | 0
MD Healthy Air Act - Mirant NOx Cap Annual v4.10 | 364 | 7331 | Rate Constraint in MTons | FALSE | L | Annual | Constraint Shadow Price | US2019$/Ton | 0 | 0 | 0 | 0 | 0 | 0 | 0 | 0
MD Healthy Air Act - Mirant NOx Cap Summer v4.10 | 365 | 7329 | Rate Constraint in MTons | FALSE | L | Annual | Seasons Included | Seasons | Summer | Summer | Summer | Summer | Summer | Summer | Summer | Summer
MD Healthy Air Act - Mirant NOx Cap Summer v4.10 | 365 | 7329 | Rate Constraint in MTons | FALSE | L | Annual | Standard NOX | Thousand Tons | 3.567 | 3.567 | 3.567 | 3.567 | 3.567 | 3.567 | 3.567 | 3.567
MD Healthy Air Act - Mirant NOx Cap Summer v4.10 | 365 | 7329 | Rate Constraint in MTons | FALSE | L | Annual | Emissions at Affected Plants NOX | Thousand Tons | 0 | 0 | 0 | 0 | 0 | 0 | 0 | 0
MD Healthy Air Act - Mirant NOx Cap Summer v4.10 | 365 | 7329 | Rate Constraint in MTons | FALSE | L | Annual | Allowances Purchased NOX | Thousand Tons | 0 | 0 | 0 | 0 | 0 | 0 | 0 | 0
MD Healthy Air Act - Mirant NOx Cap Summer v4.10 | 365 | 7329 | Rate Constraint in MTons | FALSE | L | Annual | Allowances Sold NOX | Thousand Tons | 0 | 0 | 0 | 0 | 0 | 0 | 0 | 0
MD Healthy Air Act - Mirant NOx Cap Summer v4.10 | 365 | 7329 | Rate Constraint in MTons | FALSE | L | Annual | Allowances Banked | Thousand Tons | 0 | 0 | 0 | 0 | 0 | 0 | 0 | 0
MD Healthy Air Act - Mirant NOx Cap Summer v4.10 | 365 | 7329 | Rate Constraint in MTons | FALSE | L | Annual | Allowances Withdrawn (1:1) | Thousand Tons | 0 | 0 | 0 | 0 | 0 | 0 | 0 | 0
MD Healthy Air Act - Mirant NOx Cap Summer v4.10 | 365 | 7329 | Rate Constraint in MTons | FALSE | L | Annual | Allowances Withdrawn (n:1) | Thousand Tons | 0 | 0 | 0 | 0 | 0 | 0 | 0 | 0
MD Healthy Air Act - Mirant NOx Cap Summer v4.10 | 365 | 7329 | Rate Constraint in MTons | FALSE | L | Annual | Net Emissions Allowance Position | Thousand Tons | 0 | 0 | 0 | 0 | 0 | 0 | 0 | 0
MD Healthy Air Act - Mirant NOx Cap Summer v4.10 | 365 | 7329 | Rate Constraint in MTons | FALSE | L | Annual | Fuel Consumed | TBtu | 0 | 0 | 0 | 0 | 0 | 0 | 0 | 0
MD Healthy Air Act - Mirant NOx Cap Summer v4.10 | 365 | 7329 | Rate Constraint in MTons | FALSE | L | Annual | Rate | lb/MMBtu | 0 | 0 | 0 | 0 | 0 | 0 | 0 | 0
MD Healthy Air Act - Mirant NOx Cap Summer v4.10 | 365 | 7329 | Rate Constraint in MTons | FALSE | L | Annual | Generation | TWh | 0 | 0 | 0 | 0 | 0 | 0 | 0 | 0
MD Healthy Air Act - Mirant NOx Cap Summer v4.10 | 365 | 7329 | Rate Constraint in MTons | FALSE | L | Annual | Qualifying Generation | TWh | 0 | 0 | 0 | 0 | 0 | 0 | 0 | 0
MD Healthy Air Act - Mirant NOx Cap Summer v4.10 | 365 | 7329 | Rate Constraint in MTons | FALSE | L | Annual | Rate | lb/MWh | 0 | 0 | 0 | 0 | 0 | 0 | 0 | 0
MD Healthy Air Act - Mirant NOx Cap Summer v4.10 | 365 | 7329 | Rate Constraint in MTons | FALSE | L | Annual | Constraint Shadow Price | US2019$/Ton | 0 | 0 | 0 | 0 | 0 | 0 | 0 | 0
MD Healthy Air Act - Mirant SO2 Cap Annual v4.10 | 366 | 7327 | Rate Constraint in MTons | FALSE | L | Annual | Seasons Included | Seasons | Winter, WintShld, Summer | Winter, WintShld, Summer | Winter, WintShld, Summer | Winter, WintShld, Summer | Winter, WintShld, Summer | Winter, WintShld, Summer | Winter, WintShld, Summer | Winter, WintShld, Summer
MD Healthy Air Act - Mirant SO2 Cap Annual v4.10 | 366 | 7327 | Rate Constraint in MTons | FALSE | L | Annual | Standard SO2 | Thousand Tons | 18.541 | 18.541 | 18.541 | 18.541 | 18.541 | 18.541 | 18.541 | 18.541
MD Healthy Air Act - Mirant SO2 Cap Annual v4.10 | 366 | 7327 | Rate Constraint in MTons | FALSE | L | Annual | Emissions at Affected Plants SO2 | Thousand Tons | 0 | 0 | 0 | 0 | 0 | 0.34896 | 0.2602 | 0
MD Healthy Air Act - Mirant SO2 Cap Annual v4.10 | 366 | 7327 | Rate Constraint in MTons | FALSE | L | Annual | Allowances Purchased SO2 | Thousand Tons | 0 | 0 | 0 | 0 | 0 | 0 | 0 | 0
MD Healthy Air Act - Mirant SO2 Cap Annual v4.10 | 366 | 7327 | Rate Constraint in MTons | FALSE | L | Annual | Allowances Sold SO2 | Thousand Tons | 0 | 0 | 0 | 0 | 0 | 0 | 0 | 0
MD Healthy Air Act - Mirant SO2 Cap Annual v4.10 | 366 | 7327 | Rate Constraint in MTons | FALSE | L | Annual | Allowances Banked | Thousand Tons | 0 | 0 | 0 | 0 | 0 | 0 | 0 | 0
MD Healthy Air Act - Mirant SO2 Cap Annual v4.10 | 366 | 7327 | Rate Constraint in MTons | FALSE | L | Annual | Allowances Withdrawn (1:1) | Thousand Tons | 0 | 0 | 0 | 0 | 0 | 0 | 0 | 0
MD Healthy Air Act - Mirant SO2 Cap Annual v4.10 | 366 | 7327 | Rate Constraint in MTons | FALSE | L | Annual | Allowances Withdrawn (n:1) | Thousand Tons | 0 | 0 | 0 | 0 | 0 | 0 | 0 | 0
MD Healthy Air Act - Mirant SO2 Cap Annual v4.10 | 366 | 7327 | Rate Constraint in MTons | FALSE | L | Annual | Net Emissions Allowance Position | Thousand Tons | 0 | 0 | 0 | 0 | 0 | 0.34896 | 0.2602 | 0
MD Healthy Air Act - Mirant SO2 Cap Annual v4.10 | 366 | 7327 | Rate Constraint in MTons | FALSE | L | Annual | Fuel Consumed | TBtu | 0 | 0 | 0 | 0 | 0 | 5.8269 | 4.3448 | 0
MD Healthy Air Act - Mirant SO2 Cap Annual v4.10 | 366 | 7327 | Rate Constraint in MTons | FALSE | L | Annual | Rate | lb/MMBtu | 0 | 0 | 0 | 0 | 0 | 0.11978 | 0.11978 | 0
MD Healthy Air Act - Mirant SO2 Cap Annual v4.10 | 366 | 7327 | Rate Constraint in MTons | FALSE | L | Annual | Generation | TWh | 0 | 0 | 0 | 0 | 0 | 0.57251 | 0.42721 | 0
MD Healthy Air Act - Mirant SO2 Cap Annual v4.10 | 366 | 7327 | Rate Constraint in MTons | FALSE | L | Annual | Qualifying Generation | TWh | 0 | 0 | 0 | 0 | 0 | 0.57251 | 0.42721 | 0
MD Healthy Air Act - Mirant SO2 Cap Annual v4.10 | 366 | 7327 | Rate Constraint in MTons | FALSE | L | Annual | Rate | lb/MWh | 0 | 0 | 0 | 0 | 0 | 1.2191 | 1.2181 | 0
MD Healthy Air Act - Mirant SO2 Cap Annual v4.10 | 366 | 7327 | Rate Constraint in MTons | FALSE | L | Annual | Constraint Shadow Price | US2019$/Ton | 0 | 0 | 0 | 0 | 0 | 0 | 0 | 0
ME Fac. Spec. - NOX 0.15 Rate Annual v3.1, Unit 2471 and retrofits | 367 | 7323 | Rate Constraint in lbs/MMBtu | FALSE | L | Annual | Seasons Included | Seasons | Winter, WintShld, Summer | Winter, WintShld, Summer | Winter, WintShld, Summer | Winter, WintShld, Summer | Winter, WintShld, Summer | Winter, WintShld, Summer | Winter, WintShld, Summer | Winter, WintShld, Summer
ME Fac. Spec. - NOX 0.15 Rate Annual v3.1, Unit 2471 and retrofits | 367 | 7323 | Rate Constraint in lbs/MMBtu | FALSE | L | Annual | Standard NOX | lb/MMBtu | 0.15 | 0.15 | 0.15 | 0.15 | 0.15 | 0.15 | 0.15 | 0.15
ME Fac. Spec. - NOX 0.15 Rate Annual v3.1, Unit 2471 and retrofits | 367 | 7323 | Rate Constraint in lbs/MMBtu | FALSE | L | Annual | Emissions at Affected Plants NOX | Thousand Tons | 0 | 0 | 0 | 0 | 0 | 0 | 0 | 0
ME Fac. Spec. - NOX 0.15 Rate Annual v3.1, Unit 2471 and retrofits | 367 | 7323 | Rate Constraint in lbs/MMBtu | FALSE | L | Annual | Allowances Purchased NOX | Thousand Tons | 0 | 0 | 0 | 0 | 0 | 0 | 0 | 0
ME Fac. Spec. - NOX 0.15 Rate Annual v3.1, Unit 2471 and retrofits | 367 | 7323 | Rate Constraint in lbs/MMBtu | FALSE | L | Annual | Allowances Sold NOX | Thousand Tons | 0 | 0 | 0 | 0 | 0 | 0 | 0 | 0
ME Fac. Spec. - NOX 0.15 Rate Annual v3.1, Unit 2471 and retrofits | 367 | 7323 | Rate Constraint in lbs/MMBtu | FALSE | L | Annual | Allowances Banked | Thousand Tons | 0 | 0 | 0 | 0 | 0 | 0 | 0 | 0
ME Fac. Spec. - NOX 0.15 Rate Annual v3.1, Unit 2471 and retrofits | 367 | 7323 | Rate Constraint in lbs/MMBtu | FALSE | L | Annual | Allowances Withdrawn (1:1) | Thousand Tons | 0 | 0 | 0 | 0 | 0 | 0 | 0 | 0
ME Fac. Spec. - NOX 0.15 Rate Annual v3.1, Unit 2471 and retrofits | 367 | 7323 | Rate Constraint in lbs/MMBtu | FALSE | L | Annual | Allowances Withdrawn (n:1) | Thousand Tons | 0 | 0 | 0 | 0 | 0 | 0 | 0 | 0
ME Fac. Spec. - NOX 0.15 Rate Annual v3.1, Unit 2471 and retrofits | 367 | 7323 | Rate Constraint in lbs/MMBtu | FALSE | L | Annual | Net Emissions Allowance Position | Thousand Tons | 0 | 0 | 0 | 0 | 0 | 0 | 0 | 0
ME Fac. Spec. - NOX 0.15 Rate Annual v3.1, Unit 2471 and retrofits | 367 | 7323 | Rate Constraint in lbs/MMBtu | FALSE | L | Annual | Fuel Consumed | TBtu | 0 | 0 | 0 | 0 | 0 | 0 | 0 | 0
ME Fac. Spec. - NOX 0.15 Rate Annual v3.1, Unit 2471 and retrofits | 367 | 7323 | Rate Constraint in lbs/MMBtu | FALSE | L | Annual | Rate | lb/MMBtu | 0 | 0 | 0 | 0 | 0 | 0 | 0 | 0
ME Fac. Spec. - NOX 0.15 Rate Annual v3.1, Unit 2471 and retrofits | 367 | 7323 | Rate Constraint in lbs/MMBtu | FALSE | L | Annual | Generation | TWh | 0 | 0 | 0 | 0 | 0 | 0 | 0 | 0
ME Fac. Spec. - NOX 0.15 Rate Annual v3.1, Unit 2471 and retrofits | 367 | 7323 | Rate Constraint in lbs/MMBtu | FALSE | L | Annual | Qualifying Generation | TWh | 0 | 0 | 0 | 0 | 0 | 0 | 0 | 0
ME Fac. Spec. - NOX 0.15 Rate Annual v3.1, Unit 2471 and retrofits | 367 | 7323 | Rate Constraint in lbs/MMBtu | FALSE | L | Annual | Rate | lb/MWh | 0 | 0 | 0 | 0 | 0 | 0 | 0 | 0
ME Fac. Spec. - NOX 0.15 Rate Annual v3.1, Unit 2471 and retrofits | 367 | 7323 | Rate Constraint in lbs/MMBtu | FALSE | L | Annual | Constraint Shadow Price | US2019$/Ton | 0 | 0 | 0 | 0 | 0 | 0 | 0 | 0
ME Fac. Spec. - NOX 0.15 Rate Annual v3.1, Unit 2472 and retrofits | 368 | 7323 | Rate Constraint in lbs/MMBtu | FALSE | L | Annual | Seasons Included | Seasons | Winter, WintShld, Summer | Winter, WintShld, Summer | Winter, WintShld, Summer | Winter, WintShld, Summer | Winter, WintShld, Summer | Winter, WintShld, Summer | Winter, WintShld, Summer | Winter, WintShld, Summer
ME Fac. Spec. - NOX 0.15 Rate Annual v3.1, Unit 2472 and retrofits | 368 | 7323 | Rate Constraint in lbs/MMBtu | FALSE | L | Annual | Standard NOX | lb/MMBtu | 0.15 | 0.15 | 0.15 | 0.15 | 0.15 | 0.15 | 0.15 | 0.15
ME Fac. Spec. - NOX 0.15 Rate Annual v3.1, Unit 2472 and retrofits | 368 | 7323 | Rate Constraint in lbs/MMBtu | FALSE | L | Annual | Emissions at Affected Plants NOX | Thousand Tons | 0 | 0 | 0 | 0 | 0 | 0 | 0 | 0
ME Fac. Spec. - NOX 0.15 Rate Annual v3.1, Unit 2472 and retrofits | 368 | 7323 | Rate Constraint in lbs/MMBtu | FALSE | L | Annual | Allowances Purchased NOX | Thousand Tons | 0 | 0 | 0 | 0 | 0 | 0 | 0 | 0
ME Fac. Spec. - NOX 0.15 Rate Annual v3.1, Unit 2472 and retrofits | 368 | 7323 | Rate Constraint in lbs/MMBtu | FALSE | L | Annual | Allowances Sold NOX | Thousand Tons | 0 | 0 | 0 | 0 | 0 | 0 | 0 | 0
ME Fac. Spec. - NOX 0.15 Rate Annual v3.1, Unit 2472 and retrofits | 368 | 7323 | Rate Constraint in lbs/MMBtu | FALSE | L | Annual | Allowances Banked | Thousand Tons | 0 | 0 | 0 | 0 | 0 | 0 | 0 | 0
ME Fac. Spec. - NOX 0.15 Rate Annual v3.1, Unit 2472 and retrofits | 368 | 7323 | Rate Constraint in lbs/MMBtu | FALSE | L | Annual | Allowances Withdrawn (1:1) | Thousand Tons | 0 | 0 | 0 | 0 | 0 | 0 | 0 | 0
ME Fac. Spec. - NOX 0.15 Rate Annual v3.1, Unit 2472 and retrofits | 368 | 7323 | Rate Constraint in lbs/MMBtu | FALSE | L | Annual | Allowances Withdrawn (n:1) | Thousand Tons | 0 | 0 | 0 | 0 | 0 | 0 | 0 | 0
ME Fac. Spec. - NOX 0.15 Rate Annual v3.1, Unit 2472 and retrofits | 368 | 7323 | Rate Constraint in lbs/MMBtu | FALSE | L | Annual | Net Emissions Allowance Position | Thousand Tons | 0 | 0 | 0 | 0 | 0 | 0 | 0 | 0
ME Fac. Spec. - NOX 0.15 Rate Annual v3.1, Unit 2472 and retrofits | 368 | 7323 | Rate Constraint in lbs/MMBtu | FALSE | L | Annual | Fuel Consumed | TBtu | 0 | 0 | 0 | 0 | 0 | 0 | 0 | 0
ME Fac. Spec. - NOX 0.15 Rate Annual v3.1, Unit 2472 and retrofits | 368 | 7323 | Rate Constraint in lbs/MMBtu | FALSE | L | Annual | Rate | lb/MMBtu | 0 | 0 | 0 | 0 | 0 | 0 | 0 | 0
ME Fac. Spec. - NOX 0.15 Rate Annual v3.1, Unit 2472 and retrofits | 368 | 7323 | Rate Constraint in lbs/MMBtu | FALSE | L | Annual | Generation | TWh | 0 | 0 | 0 | 0 | 0 | 0 | 0 | 0
ME Fac. Spec. - NOX 0.15 Rate Annual v3.1, Unit 2472 and retrofits | 368 | 7323 | Rate Constraint in lbs/MMBtu | FALSE | L | Annual | Qualifying Generation | TWh | 0 | 0 | 0 | 0 | 0 | 0 | 0 | 0
ME Fac. Spec. - NOX 0.15 Rate Annual v3.1, Unit 2472 and retrofits | 368 | 7323 | Rate Constraint in lbs/MMBtu | FALSE | L | Annual | Rate | lb/MWh | 0 | 0 | 0 | 0 | 0 | 0 | 0 | 0
ME Fac. Spec. - NOX 0.15 Rate Annual v3.1, Unit 2472 and retrofits | 368 | 7323 | Rate Constraint in lbs/MMBtu | FALSE | L | Annual | Constraint Shadow Price | US2019$/Ton | 0 | 0 | 0 | 0 | 0 | 0 | 0 | 0
ME Fac. Spec. - NOX 0.15 Rate Annual v3.1, Unit 2473 and retrofits | 369 | 7323 | Rate Constraint in lbs/MMBtu | FALSE | L | Annual | Seasons Included | Seasons | Winter, WintShld, Summer | Winter, WintShld, Summer | Winter, WintShld, Summer | Winter, WintShld, Summer | Winter, WintShld, Summer | Winter, WintShld, Summer | Winter, WintShld, Summer | Winter, WintShld, Summer
ME Fac. Spec. - NOX 0.15 Rate Annual v3.1, Unit 2473 and retrofits | 369 | 7323 | Rate Constraint in lbs/MMBtu | FALSE | L | Annual | Standard NOX | lb/MMBtu | 0.15 | 0.15 | 0.15 | 0.15 | 0.15 | 0.15 | 0.15 | 0.15
ME Fac. Spec. - NOX 0.15 Rate Annual v3.1, Unit 2473 and retrofits | 369 | 7323 | Rate Constraint in lbs/MMBtu | FALSE | L | Annual | Emissions at Affected Plants NOX | Thousand Tons | 0 | 0 | 0 | 0 | 0 | 0 | 0 | 0
ME Fac. Spec. - NOX 0.15 Rate Annual v3.1, Unit 2473 and retrofits | 369 | 7323 | Rate Constraint in lbs/MMBtu | FALSE | L | Annual | Allowances Purchased NOX | Thousand Tons | 0 | 0 | 0 | 0 | 0 | 0 | 0 | 0
ME Fac. Spec. - NOX 0.15 Rate Annual v3.1, Unit 2473 and retrofits | 369 | 7323 | Rate Constraint in lbs/MMBtu | FALSE | L | Annual | Allowances Sold NOX | Thousand Tons | 0 | 0 | 0 | 0 | 0 | 0 | 0 | 0
ME Fac. Spec. - NOX 0.15 Rate Annual v3.1, Unit 2473 and retrofits | 369 | 7323 | Rate Constraint in lbs/MMBtu | FALSE | L | Annual | Allowances Banked | Thousand Tons | 0 | 0 | 0 | 0 | 0 | 0 | 0 | 0
ME Fac. Spec. - NOX 0.15 Rate Annual v3.1, Unit 2473 and retrofits | 369 | 7323 | Rate Constraint in lbs/MMBtu | FALSE | L | Annual | Allowances Withdrawn (1:1) | Thousand Tons | 0 | 0 | 0 | 0 | 0 | 0 | 0 | 0
ME Fac. Spec. - NOX 0.15 Rate Annual v3.1, Unit 2473 and retrofits | 369 | 7323 | Rate Constraint in lbs/MMBtu | FALSE | L | Annual | Allowances Withdrawn (n:1) | Thousand Tons | 0 | 0 | 0 | 0 | 0 | 0 | 0 | 0
ME Fac. Spec. - NOX 0.15 Rate Annual v3.1, Unit 2473 and retrofits | 369 | 7323 | Rate Constraint in lbs/MMBtu | FALSE | L | Annual | Net Emissions Allowance Position | Thousand Tons | 0 | 0 | 0 | 0 | 0 | 0 | 0 | 0
ME Fac. Spec. - NOX 0.15 Rate Annual v3.1, Unit 2473 and retrofits | 369 | 7323 | Rate Constraint in lbs/MMBtu | FALSE | L | Annual | Fuel Consumed | TBtu | 0 | 0 | 0 | 0 | 0 | 0 | 0 | 0
ME Fac. Spec. - NOX 0.15 Rate Annual v3.1, Unit 2473 and retrofits | 369 | 7323 | Rate Constraint in lbs/MMBtu | FALSE | L | Annual | Rate | lb/MMBtu | 0 | 0 | 0 | 0 | 0 | 0 | 0 | 0
ME Fac. Spec. - NOX 0.15 Rate Annual v3.1, Unit 2473 and retrofits | 369 | 7323 | Rate Constraint in lbs/MMBtu | FALSE | L | Annual | Generation | TWh | 0 | 0 | 0 | 0 | 0 | 0 | 0 | 0
ME Fac. Spec. - NOX 0.15 Rate Annual v3.1, Unit 2473 and retrofits | 369 | 7323 | Rate Constraint in lbs/MMBtu | FALSE | L | Annual | Qualifying Generation | TWh | 0 | 0 | 0 | 0 | 0 | 0 | 0 | 0
ME Fac. Spec. - NOX 0.15 Rate Annual v3.1, Unit 2473 and retrofits | 369 | 7323 | Rate Constraint in lbs/MMBtu | FALSE | L | Annual | Rate | lb/MWh | 0 | 0 | 0 | 0 | 0 | 0 | 0 | 0
ME Fac. Spec. - NOX 0.15 Rate Annual v3.1, Unit 2473 and retrofits | 369 | 7323 | Rate Constraint in lbs/MMBtu | FALSE | L | Annual | Constraint Shadow Price | US2019$/Ton | 0 | 0 | 0 | 0 | 0 | 0 | 0 | 0
ME Fac. Spec. - NOx 0.20 Rate Annual v3.1, Unit 2472 and retrofits | 370 | 7324 | Rate Constraint in lbs/MMBtu | FALSE | L | Annual | Seasons Included | Seasons | Winter, WintShld, Summer | Winter, WintShld, Summer | Winter, WintShld, Summer | Winter, WintShld, Summer | Winter, WintShld, Summer | Winter, WintShld, Summer | Winter, WintShld, Summer | Winter, WintShld, Summer
ME Fac. Spec. - NOx 0.20 Rate Annual v3.1, Unit 2472 and retrofits | 370 | 7324 | Rate Constraint in lbs/MMBtu | FALSE | L | Annual | Standard NOX | lb/MMBtu | 0.2 | 0.2 | 0.2 | 0.2 | 0.2 | 0.2 | 0.2 | 0.2
ME Fac. Spec. - NOx 0.20 Rate Annual v3.1, Unit 2472 and retrofits | 370 | 7324 | Rate Constraint in lbs/MMBtu | FALSE | L | Annual | Emissions at Affected Plants NOX | Thousand Tons | 0 | 0 | 0 | 0 | 0 | 0 | 0 | 0
ME Fac. Spec. - NOx 0.20 Rate Annual v3.1, Unit 2472 and retrofits | 370 | 7324 | Rate Constraint in lbs/MMBtu | FALSE | L | Annual | Allowances Purchased NOX | Thousand Tons | 0 | 0 | 0 | 0 | 0 | 0 | 0 | 0
ME Fac. Spec. - NOx 0.20 Rate Annual v3.1, Unit 2472 and retrofits | 370 | 7324 | Rate Constraint in lbs/MMBtu | FALSE | L | Annual | Allowances Sold NOX | Thousand Tons | 0 | 0 | 0 | 0 | 0 | 0 | 0 | 0
ME Fac. Spec. - NOx 0.20 Rate Annual v3.1, Unit 2472 and retrofits | 370 | 7324 | Rate Constraint in lbs/MMBtu | FALSE | L | Annual | Allowances Banked | Thousand Tons | 0 | 0 | 0 | 0 | 0 | 0 | 0 | 0
ME Fac. Spec. - NOx 0.20 Rate Annual v3.1, Unit 2472 and retrofits | 370 | 7324 | Rate Constraint in lbs/MMBtu | FALSE | L | Annual | Allowances Withdrawn (1:1) | Thousand Tons | 0 | 0 | 0 | 0 | 0 | 0 | 0 | 0
ME Fac. Spec. - NOx 0.20 Rate Annual v3.1, Unit 2472 and retrofits | 370 | 7324 | Rate Constraint in lbs/MMBtu | FALSE | L | Annual | Allowances Withdrawn (n:1) | Thousand Tons | 0 | 0 | 0 | 0 | 0 | 0 | 0 | 0
ME Fac. Spec. - NOx 0.20 Rate Annual v3.1, Unit 2472 and retrofits | 370 | 7324 | Rate Constraint in lbs/MMBtu | FALSE | L | Annual | Net Emissions Allowance Position | Thousand Tons | 0 | 0 | 0 | 0 | 0 | 0 | 0 | 0
ME Fac. Spec. - NOx 0.20 Rate Annual v3.1, Unit 2472 and retrofits | 370 | 7324 | Rate Constraint in lbs/MMBtu | FALSE | L | Annual | Fuel Consumed | TBtu | 0 | 0 | 0 | 0 | 0 | 0 | 0 | 0
ME Fac. Spec. - NOx 0.20 Rate Annual v3.1, Unit 2472 and retrofits | 370 | 7324 | Rate Constraint in lbs/MMBtu | FALSE | L | Annual | Rate | lb/MMBtu | 0 | 0 | 0 | 0 | 0 | 0 | 0 | 0
ME Fac. Spec. - NOx 0.20 Rate Annual v3.1, Unit 2472 and retrofits | 370 | 7324 | Rate Constraint in lbs/MMBtu | FALSE | L | Annual | Generation | TWh | 0 | 0 | 0 | 0 | 0 | 0 | 0 | 0
ME Fac. Spec. - NOx 0.20 Rate Annual v3.1, Unit 2472 and retrofits | 370 | 7324 | Rate Constraint in lbs/MMBtu | FALSE | L | Annual | Qualifying Generation | TWh | 0 | 0 | 0 | 0 | 0 | 0 | 0 | 0
ME Fac. Spec. - NOx 0.20 Rate Annual v3.1, Unit 2472 and retrofits | 370 | 7324 | Rate Constraint in lbs/MMBtu | FALSE | L | Annual | Rate | lb/MWh | 0 | 0 | 0 | 0 | 0 | 0 | 0 | 0
ME Fac. Spec. - NOx 0.20 Rate Annual v3.1, Unit 2472 and retrofits | 370 | 7324 | Rate Constraint in lbs/MMBtu | FALSE | L | Annual | Constraint Shadow Price | US2019$/Ton | 0 | 0 | 0 | 0 | 0 | 0 | 0 | 0
ME Fac. Spec. - NOx 0.20 Rate Annual v3.1, Unit 2474 and retrofits | 371 | 7324 | Rate Constraint in lbs/MMBtu | FALSE | L | Annual | Seasons Included | Seasons | Winter, WintShld, Summer | Winter, WintShld, Summer | Winter, WintShld, Summer | Winter, WintShld, Summer | Winter, WintShld, Summer | Winter, WintShld, Summer | Winter, WintShld, Summer | Winter, WintShld, Summer
ME Fac. Spec. - NOx 0.20 Rate Annual v3.1, Unit 2474 and retrofits | 371 | 7324 | Rate Constraint in lbs/MMBtu | FALSE | L | Annual | Standard NOX | lb/MMBtu | 0.2 | 0.2 | 0.2 | 0.2 | 0.2 | 0.2 | 0.2 | 0.2
ME Fac. Spec. - NOx 0.20 Rate Annual v3.1, Unit 2474 and retrofits | 371 | 7324 | Rate Constraint in lbs/MMBtu | FALSE | L | Annual | Emissions at Affected Plants NOX | Thousand Tons | 0 | 0 | 0 | 0 | 0 | 0 | 0 | 0
ME Fac. Spec. - NOx 0.20 Rate Annual v3.1, Unit 2474 and retrofits | 371 | 7324 | Rate Constraint in lbs/MMBtu | FALSE | L | Annual | Allowances Purchased NOX | Thousand Tons | 0 | 0 | 0 | 0 | 0 | 0 | 0 | 0
ME Fac. Spec. - NOx 0.20 Rate Annual v3.1, Unit 2474 and retrofits | 371 | 7324 | Rate Constraint in lbs/MMBtu | FALSE | L | Annual | Allowances Sold NOX | Thousand Tons | 0 | 0 | 0 | 0 | 0 | 0 | 0 | 0
ME Fac. Spec. - NOx 0.20 Rate Annual v3.1, Unit 2474 and retrofits | 371 | 7324 | Rate Constraint in lbs/MMBtu | FALSE | L | Annual | Allowances Banked | Thousand Tons | 0 | 0 | 0 | 0 | 0 | 0 | 0 | 0
ME Fac. Spec. - NOx 0.20 Rate Annual v3.1, Unit 2474 and retrofits | 371 | 7324 | Rate Constraint in lbs/MMBtu | FALSE | L | Annual | Allowances Withdrawn (1:1) | Thousand Tons | 0 | 0 | 0 | 0 | 0 | 0 | 0 | 0
ME Fac. Spec. - NOx 0.20 Rate Annual v3.1, Unit 2474 and retrofits | 371 | 7324 | Rate Constraint in lbs/MMBtu | FALSE | L | Annual | Allowances Withdrawn (n:1) | Thousand Tons | 0 | 0 | 0 | 0 | 0 | 0 | 0 | 0
ME Fac. Spec. - NOx 0.20 Rate Annual v3.1, Unit 2474 and retrofits | 371 | 7324 | Rate Constraint in lbs/MMBtu | FALSE | L | Annual | Net Emissions Allowance Position | Thousand Tons | 0 | 0 | 0 | 0 | 0 | 0 | 0 | 0
ME Fac. Spec. - NOx 0.20 Rate Annual v3.1, Unit 2474 and retrofits | 371 | 7324 | Rate Constraint in lbs/MMBtu | FALSE | L | Annual | Fuel Consumed | TBtu | 0 | 0 | 0 | 0 | 0 | 0 | 0 | 0
ME Fac. Spec. - NOx 0.20 Rate Annual v3.1, Unit 2474 and retrofits | 371 | 7324 | Rate Constraint in lbs/MMBtu | FALSE | L | Annual | Rate | lb/MMBtu | 0 | 0 | 0 | 0 | 0 | 0 | 0 | 0
ME Fac. Spec. - NOx 0.20 Rate Annual v3.1, Unit 2474 and retrofits | 371 | 7324 | Rate Constraint in lbs/MMBtu | FALSE | L | Annual | Generation | TWh | 0 | 0 | 0 | 0 | 0 | 0 | 0 | 0
ME Fac. Spec. - NOx 0.20 Rate Annual v3.1, Unit 2474 and retrofits | 371 | 7324 | Rate Constraint in lbs/MMBtu | FALSE | L | Annual | Qualifying Generation | TWh | 0 | 0 | 0 | 0 | 0 | 0 | 0 | 0
ME Fac. Spec. - NOx 0.20 Rate Annual v3.1, Unit 2474 and retrofits | 371 | 7324 | Rate Constraint in lbs/MMBtu | FALSE | L | Annual | Rate | lb/MWh | 0 | 0 | 0 | 0 | 0 | 0 | 0 | 0
ME Fac. Spec. - NOx 0.20 Rate Annual v3.1, Unit 2474 and retrofits | 371 | 7324 | Rate Constraint in lbs/MMBtu | FALSE | L | Annual | Constraint Shadow Price | US2019$/Ton | 0 | 0 | 0 | 0 | 0 | 0 | 0 | 0
ME Fac. Spec. - NOX 0.22 Rate Annual v3.1, Unit 2474 and retrofits | 372 | 7322 | Rate Constraint in lbs/MMBtu | FALSE | L | Annual | Seasons Included | Seasons | Winter, WintShld, Summer | Winter, WintShld, Summer | Winter, WintShld, Summer | Winter, WintShld, Summer | Winter, WintShld, Summer | Winter, WintShld, Summer | Winter, WintShld, Summer | Winter, WintShld, Summer
ME Fac. Spec. - NOX 0.22 Rate Annual v3.1, Unit 2474 and retrofits | 372 | 7322 | Rate Constraint in lbs/MMBtu | FALSE | L | Annual | Standard NOX | lb/MMBtu | 0.22 | 0.22 | 0.22 | 0.22 | 0.22 | 0.22 | 0.22 | 0.22
ME Fac. Spec. - NOX 0.22 Rate Annual v3.1, Unit 2474 and retrofits | 372 | 7322 | Rate Constraint in lbs/MMBtu | FALSE | L | Annual | Emissions at Affected Plants NOX | Thousand Tons | 0 | 0 | 0 | 0 | 0 | 0 | 0 | 0
ME Fac. Spec. - NOX 0.22 Rate Annual v3.1, Unit 2474 and retrofits | 372 | 7322 | Rate Constraint in lbs/MMBtu | FALSE | L | Annual | Allowances Purchased NOX | Thousand Tons | 0 | 0 | 0 | 0 | 0 | 0 | 0 | 0
ME Fac. Spec. - NOX 0.22 Rate Annual v3.1, Unit 2474 and retrofits | 372 | 7322 | Rate Constraint in lbs/MMBtu | FALSE | L | Annual | Allowances Sold NOX | Thousand Tons | 0 | 0 | 0 | 0 | 0 | 0 | 0 | 0
ME Fac. Spec. - NOX 0.22 Rate Annual v3.1, Unit 2474 and retrofits | 372 | 7322 | Rate Constraint in lbs/MMBtu | FALSE | L | Annual | Allowances Banked | Thousand Tons | 0 | 0 | 0 | 0 | 0 | 0 | 0 | 0
ME Fac. Spec. - NOX 0.22 Rate Annual v3.1, Unit 2474 and retrofits | 372 | 7322 | Rate Constraint in lbs/MMBtu | FALSE | L | Annual | Allowances Withdrawn (1:1) | Thousand Tons | 0 | 0 | 0 | 0 | 0 | 0 | 0 | 0
ME Fac. Spec. - NOX 0.22 Rate Annual v3.1, Unit 2474 and retrofits | 372 | 7322 | Rate Constraint in lbs/MMBtu | FALSE | L | Annual | Allowances Withdrawn (n:1) | Thousand Tons | 0 | 0 | 0 | 0 | 0 | 0 | 0 | 0
ME Fac. Spec. - NOX 0.22 Rate Annual v3.1, Unit 2474 and retrofits | 372 | 7322 | Rate Constraint in lbs/MMBtu | FALSE | L | Annual | Net Emissions Allowance Position | Thousand Tons | 0 | 0 | 0 | 0 | 0 | 0 | 0 | 0
ME Fac. Spec. - NOX 0.22 Rate Annual v3.1, Unit 2474 and retrofits | 372 | 7322 | Rate Constraint in lbs/MMBtu | FALSE | L | Annual | Fuel Consumed | TBtu | 0 | 0 | 0 | 0 | 0 | 0 | 0 | 0
ME Fac. Spec. - NOX 0.22 Rate Annual v3.1, Unit 2474 and retrofits | 372 | 7322 | Rate Constraint in lbs/MMBtu | FALSE | L | Annual | Rate | lb/MMBtu | 0 | 0 | 0 | 0 | 0 | 0 | 0 | 0
ME Fac. Spec. - NOX 0.22 Rate Annual v3.1, Unit 2474 and retrofits | 372 | 7322 | Rate Constraint in lbs/MMBtu | FALSE | L | Annual | Generation | TWh | 0 | 0 | 0 | 0 | 0 | 0 | 0 | 0
ME Fac. Spec. - NOX 0.22 Rate Annual v3.1, Unit 2474 and retrofits | 372 | 7322 | Rate Constraint in lbs/MMBtu | FALSE | L | Annual | Qualifying Generation | TWh | 0 | 0 | 0 | 0 | 0 | 0 | 0 | 0
ME Fac. Spec. - NOX 0.22 Rate Annual v3.1, Unit 2474 and retrofits | 372 | 7322 | Rate Constraint in lbs/MMBtu | FALSE | L | Annual | Rate | lb/MWh | 0 | 0 | 0 | 0 | 0 | 0 | 0 | 0
ME Fac. Spec. - NOX 0.22 Rate Annual v3.1, Unit 2474 and retrofits | 372 | 7322 | Rate Constraint in lbs/MMBtu | FALSE | L | Annual | Constraint Shadow Price | US2019$/Ton | 0 | 0 | 0 | 0 | 0 | 0 | 0 | 0
ME Mercury Cap Annual v3.1 | 373 | 7325 | Rate Constraint in MTons | FALSE | L | Annual | Seasons Included | Seasons | Winter, WintShld, Summer | Winter, WintShld, Summer | Winter, WintShld, Summer | Winter, WintShld, Summer | Winter, WintShld, Summer | Winter, WintShld, Summer | Winter, WintShld, Summer | Winter, WintShld, Summer
ME Mercury Cap Annual v3.1 | 373 | 7325 | Rate Constraint in MTons | FALSE | L | Annual | Standard MER | lbs | 26 | 26 | 26 | 26 | 26 | 26 | 26 | 26
ME Mercury Cap Annual v3.1 | 373 | 7325 | Rate Constraint in MTons | FALSE | L | Annual | Emissions at Affected Plants MER | lbs | 13.5777 | 13.5777 | 13.5777 | 13.5777 | 13.5777 | 13.5777 | 13.5777 | 13.5777
ME Mercury Cap Annual v3.1 | 373 | 7325 | Rate Constraint in MTons | FALSE | L | Annual | Allowances Purchased MER | lbs | 0 | 0 | 0 | 0 | 0 | 0 | 0 | 0
ME Mercury Cap Annual v3.1 | 373 | 7325 | Rate Constraint in MTons | FALSE | L | Annual | Allowances Sold MER | lbs | 0 | 0 | 0 | 0 | 0 | 0 | 0 | 0
ME Mercury Cap Annual v3.1 | 373 | 7325 | Rate Constraint in MTons | FALSE | L | Annual | Allowances Banked | lbs | 0 | 0 | 0 | 0 | 0 | 0 | 0 | 0
ME Mercury Cap Annual v3.1 | 373 | 7325 | Rate Constraint in MTons | FALSE | L | Annual | Allowances Withdrawn (1:1) | lbs | 0 | 0 | 0 | 0 | 0 | 0 | 0 | 0
ME Mercury Cap Annual v3.1 | 373 | 7325 | Rate Constraint in MTons | FALSE | L | Annual | Allowances Withdrawn (n:1) | lbs | 0 | 0 | 0 | 0 | 0 | 0 | 0 | 0
ME Mercury Cap Annual v3.1 | 373 | 7325 | Rate Constraint in MTons | FALSE | L | Annual | Net Emissions Allowance Position | lbs | 13.5777 | 13.5777 | 13.5777 | 13.5777 | 13.5777 | 13.5777 | 13.5777 | 13.5777
ME Mercury Cap Annual v3.1 | 373 | 7325 | Rate Constraint in MTons | FALSE | L | Annual | Fuel Consumed | TBtu | 0.72596 | 0.72596 | 0.72596 | 0.72596 | 0.72596 | 0.72596 | 0.72596 | 0.72596
ME Mercury Cap Annual v3.1 | 373 | 7325 | Rate Constraint in MTons | FALSE | L | Annual | Rate | lb/MMBtu | 1.8703e-05 | 1.8703e-05 | 1.8703e-05 | 1.8703e-05 | 1.8703e-05 | 1.8703e-05 | 1.8703e-05 | 1.8703e-05
ME Mercury Cap Annual v3.1 | 373 | 7325 | Rate Constraint in MTons | FALSE | L | Annual | Generation | TWh | 0.13514 | 0.13514 | 0.13514 | 0.13514 | 0.13514 | 0.13514 | 0.13514 | 0.13514
ME Mercury Cap Annual v3.1 | 373 | 7325 | Rate Constraint in MTons | FALSE | L | Annual | Qualifying Generation | TWh | 0.13514 | 0.13514 | 0.13514 | 0.13514 | 0.13514 | 0.13514 | 0.13514 | 0.13514
ME Mercury Cap Annual v3.1 | 373 | 7325 | Rate Constraint in MTons | FALSE | L | Annual | Rate | lb/MWh | 0.00010047 | 0.00010047 | 0.00010047 | 0.00010047 | 0.00010047 | 0.00010047 | 0.00010047 | 0.00010047
ME Mercury Cap Annual v3.1 | 373 | 7325 | Rate Constraint in MTons | FALSE | L | Annual | Constraint Shadow Price | US2019$/Lb | 0 | 0 | 0 | 0 | 0 | 0 | 0 | 0
MI Hg Rule - MER Annual Reduction v4.10 | 374 | 7336 | MACT Fuel Choice Floor in lbs/MMBtu | FALSE | L | Annual | Seasons Included | Seasons | Winter, WintShld, Summer | Winter, WintShld, Summer | Winter, WintShld, Summer | Winter, WintShld, Summer | Winter, WintShld, Summer | Winter, WintShld, Summer | Winter, WintShld, Summer | Winter, WintShld, Summer
MI Hg Rule - MER Annual Reduction v4.10 | 374 | 7336 | MACT Fuel Choice Floor in lbs/MMBtu | FALSE | L | Annual | Emission Floor | lbs/MMBtu | 8.07e-07 | 8.07e-07 | 8.07e-07 | 8.07e-07 | 8.07e-07 | 8.07e-07 | 8.07e-07 | 8.07e-07
MI Hg Rule - MER Annual Reduction v4.10 | 374 | 7336 | MACT Fuel Choice Floor in lbs/MMBtu | FALSE | L | Annual | Emissions at Affected Plants MER | lbs | 118.9039 | 50.2862 | 103.249 | 106.7145 | 101.8528 | 103.9414 | 51.2717 | 41.3943
MI Hg Rule - MER Annual Reduction v4.10 | 374 | 7336 | MACT Fuel Choice Floor in lbs/MMBtu | FALSE | L | Annual | Allowances Purchased MER | lbs | 0 | 0 | 0 | 0 | 0 | 0 | 0 | 0
MI Hg Rule - MER Annual Reduction v4.10 | 374 | 7336 | MACT Fuel Choice Floor in lbs/MMBtu | FALSE | L | Annual | Allowances Sold MER | lbs | 0 | 0 | 0 | 0 | 0 | 0 | 0 | 0
MI Hg Rule - MER Annual Reduction v4.10 | 374 | 7336 | MACT Fuel Choice Floor in lbs/MMBtu | FALSE | L | Annual | Allowances Banked | lbs | 0 | 0 | 0 | 0 | 0 | 0 | 0 | 0
MI Hg Rule - MER Annual Reduction v4.10 | 374 | 7336 | MACT Fuel Choice Floor in lbs/MMBtu | FALSE | L | Annual | Allowances Withdrawn (1:1) | lbs | 0 | 0 | 0 | 0 | 0 | 0 | 0 | 0
MI Hg Rule - MER Annual Reduction v4.10 | 374 | 7336 | MACT Fuel Choice Floor in lbs/MMBtu | FALSE | L | Annual | Allowances Withdrawn (n:1) | lbs | 0 | 0 | 0 | 0 | 0 | 0 | 0 | 0
MI Hg Rule - MER Annual Reduction v4.10 | 374 | 7336 | MACT Fuel Choice Floor in lbs/MMBtu | FALSE | L | Annual | Net Emissions Allowance Position | lbs | 118.9039 | 50.2862 | 103.249 | 106.7145 | 101.8528 | 103.9414 | 51.2717 | 41.3943
MI Hg Rule - MER Annual Reduction v4.10 | 374 | 7336 | MACT Fuel Choice Floor in lbs/MMBtu | FALSE | L | Annual | Fuel Consumed | TBtu | 292.4292 | 157.0488 | 265.1572 | 271.4525 | 262.3428 | 266.065 | 162.3952 | 144.7922
MI Hg Rule - MER Annual Reduction v4.10 | 374 | 7336 | MACT Fuel Choice Floor in lbs/MMBtu | FALSE | L | Annual | Rate | lb/MMBtu | 4.0661e-07 | 3.2019e-07 | 3.8939e-07 | 3.9312e-07 | 3.8824e-07 | 3.9066e-07 | 3.1572e-07 | 2.8589e-07
MI Hg Rule - MER Annual Reduction v4.10 | 374 | 7336 | MACT Fuel Choice Floor in lbs/MMBtu | FALSE | L | Annual | Generation | TWh | 28.8304 | 15.728 | 26.2552 | 26.8658 | 25.9809 | 26.3435 | 16.3189 | 14.6039
MI Hg Rule - MER Annual Reduction v4.10 | 374 | 7336 | MACT Fuel Choice Floor in lbs/MMBtu | FALSE | L | Annual | Qualifying Generation | TWh | 28.8304 | 15.728 | 26.2552 | 26.8658 | 25.9809 | 26.3435 | 16.3189 | 14.6039
MI Hg Rule - MER Annual Reduction v4.10 | 374 | 7336 | MACT Fuel Choice Floor in lbs/MMBtu | FALSE | L | Annual | Constraint Shadow Price | US2019$/Lb | 0 | 0 | 0 | 0 | 0 | 0 | 0 | 0
MN Hg Emis Red Act - MER Removal Annual v3.1 | 375 | 7337 | MACT Fuel Choice Floor in lbs/MMBtu | FALSE | L | Annual | Seasons Included | Seasons | Winter, WintShld, Summer | Winter, WintShld, Summer | Winter, WintShld, Summer | Winter, WintShld, Summer | Winter, WintShld, Summer | Winter, WintShld, Summer | Winter, WintShld, Summer | Winter, WintShld, Summer
MN Hg Emis Red Act - MER Removal Annual v3.1 | 375 | 7337 | MACT Fuel Choice Floor in lbs/MMBtu | FALSE | L | Annual | Emission Floor | lbs/MMBtu | 0 | 0 | 0 | 0 | 0 | 0 | 0 | 0
MN Hg Emis Red Act - MER Removal Annual v3.1 | 375 | 7337 | MACT Fuel Choice Floor in lbs/MMBtu | FALSE | L | Annual | Emissions at Affected Plants MER | lbs | 66.5036 | 24.2843 | 27.1903 | 27.3517 | 23.171 | 19.2455 | 17.8979 | 16.7495
MN Hg Emis Red Act - MER Removal Annual v3.1 | 375 | 7337 | MACT Fuel Choice Floor in lbs/MMBtu | FALSE | L | Annual | Allowances Purchased MER | lbs | 0 | 0 | 0 | 0 | 0 | 0 | 0 | 0
MN Hg Emis Red Act - MER Removal Annual v3.1 | 375 | 7337 | MACT Fuel Choice Floor in lbs/MMBtu | FALSE | L | Annual | Allowances Sold MER | lbs | 0 | 0 | 0 | 0 | 0 | 0 | 0 | 0
MN Hg Emis Red Act - MER Removal Annual v3.1 | 375 | 7337 | MACT Fuel Choice Floor in lbs/MMBtu | FALSE | L | Annual | Allowances Banked | lbs | 0 | 0 | 0 | 0 | 0 | 0 | 0 | 0
MN Hg Emis Red Act - MER Removal Annual v3.1 | 375 | 7337 | MACT Fuel Choice Floor in lbs/MMBtu | FALSE | L | Annual | Allowances Withdrawn (1:1) | lbs | 0 | 0 | 0 | 0 | 0 | 0 | 0 | 0
MN Hg Emis Red Act - MER Removal Annual v3.1 | 375 | 7337 | MACT Fuel Choice Floor in lbs/MMBtu | FALSE | L | Annual | Allowances Withdrawn (n:1) | lbs | 0 | 0 | 0 | 0 | 0 | 0 | 0 | 0
MN Hg Emis Red Act - MER Removal Annual v3.1 | 375 | 7337 | MACT Fuel Choice Floor in lbs/MMBtu | FALSE | L | Annual | Net Emissions Allowance Position | lbs | 66.5036 | 24.2843 | 27.1903 | 27.3517 | 23.171 | 19.2455 | 17.8979 | 16.7495
MN Hg Emis Red Act - MER Removal Annual v3.1 | 375 | 7337 | MACT Fuel Choice Floor in lbs/MMBtu | FALSE | L | Annual | Fuel Consumed | TBtu | 129.2922 | 44.7385 | 54.9671 | 55.2938 | 46.8365 | 38.8955 | 36.1701 | 33.8829
MN Hg Emis Red Act - MER Removal Annual v3.1 | 375 | 7337 | MACT Fuel Choice Floor in lbs/MMBtu | FALSE | L | Annual | Rate | lb/MMBtu | 5.1437e-07 | 5.428e-07 | 4.9466e-07 | 4.9466e-07 | 4.9472e-07 | 4.948e-07 | 4.9483e-07 | 4.9433e-07
MN Hg Emis Red Act - MER Removal Annual v3.1 | 375 | 7337 | MACT Fuel Choice Floor in lbs/MMBtu | FALSE | L | Annual | Generation | TWh | 12.8964 | 4.4673 | 5.1582 | 5.189 | 4.3928 | 3.6508 | 3.3954 | 3.1781
MN Hg Emis Red Act - MER Removal Annual v3.1 | 375 | 7337 | MACT Fuel Choice Floor in lbs/MMBtu | FALSE | L | Annual | Qualifying Generation | TWh | 12.8964 | 4.4673 | 5.1582 | 5.189 | 4.3928 | 3.6508 | 3.3954 | 3.1781
MN Hg Emis Red Act - MER Removal Annual v3.1 | 375 | 7337 | MACT Fuel Choice Floor in lbs/MMBtu | FALSE | L | Annual | Constraint Shadow Price | US2019$/Lb | 0 | 0 | 0 | 0 | 0 | 0 | 0 | 0
MT Hg Rate Lignite Annual v3.1 | 376 | 7342 | Rate Constraint in lbs/MMBtu | FALSE | L | Annual | Seasons Included | Seasons | Winter, WintShld, Summer | Winter, WintShld, Summer | Winter, WintShld, Summer | Winter, WintShld, Summer | Winter, WintShld, Summer | Winter, WintShld, Summer | Winter, WintShld, Summer | Winter, WintShld, Summer
MT Hg Rate Lignite Annual v3.1 | 376 | 7342 | Rate Constraint in lbs/MMBtu | FALSE | L | Annual | Standard MER | lb/MMBtu | 1.5e-06 | 1.5e-06 | 1.5e-06 | 1.5e-06 | 1.5e-06 | 1.5e-06 | 1.5e-06 | 1.5e-06
MT Hg Rate Lignite Annual v3.1 | 376 | 7342 | Rate Constraint in lbs/MMBtu | FALSE | L | Annual | Emissions at Affected Plants MER | lbs | 56.2404 | 57.0141 | 58.6493 | 58.6493 | 58.6493 | 58.6493 | 57.8423 | 37.6488
MT Hg Rate Lignite Annual v3.1 | 376 | 7342 | Rate Constraint in lbs/MMBtu | FALSE | L | Annual | Allowances Purchased MER | lbs | 0 | 0 | 0 | 0 | 0 | 0 | 0 | 0
MT Hg Rate Lignite Annual v3.1 | 376 | 7342 | Rate Constraint in lbs/MMBtu | FALSE | L | Annual | Allowances Sold MER | lbs | 0 | 0 | 0 | 0 | 0 | 0 | 0 | 0
MT Hg Rate Lignite Annual v3.1 | 376 | 7342 | Rate Constraint in lbs/MMBtu | FALSE | L | Annual | Allowances Banked | lbs | 0 | 0 | 119.8347 | 119.835 | 119.835 | 119.8348 | 118.1932 | 0
MT Hg Rate Lignite Annual v3.1 | 376 | 7342 | Rate Constraint in lbs/MMBtu | FALSE | L | Annual | Allowances Withdrawn (1:1) | lbs | 0 | 0 | 0 | 0 | 0 | 0 | 0 | 0
MT Hg Rate Lignite Annual v3.1 | 376 | 7342 | Rate Constraint in lbs/MMBtu | FALSE | L | Annual | Allowances Withdrawn (n:1) | lbs | 0 | 0 | 0 | 0 | 0 | 0 | 0 | 0
MT Hg Rate Lignite Annual v3.1 | 376 | 7342 | Rate Constraint in lbs/MMBtu | FALSE | L | Annual | Net Emissions Allowance Position | lbs | 56.2404 | 57.0141 | 178.4839 | 178.4843 | 178.4843 | 178.4841 | 176.0355 | 37.6488
MT Hg Rate Lignite Annual v3.1 | 376 | 7342 | Rate Constraint in lbs/MMBtu | FALSE | L | Annual | Fuel Consumed | TBtu | 116.9176 | 115.3351 | 118.9895 | 118.9895 | 118.9895 | 118.9895 | 117.3571 | 76.5072
MT Hg Rate Lignite Annual v3.1 | 376 | 7342 | Rate Constraint in lbs/MMBtu | FALSE | L | Annual | Rate | lb/MMBtu | 4.8103e-07 | 4.9433e-07 | 4.9289e-07 | 4.9289e-07 | 4.9289e-07 | 4.9289e-07 | 4.9287e-07 | 4.921e-07
MT Hg Rate Lignite Annual v3.1 | 376 | 7342 | Rate Constraint in lbs/MMBtu | FALSE | L | Annual | Generation | TWh | 10.7809 | 10.654 | 10.9928 | 10.9928 | 10.9928 | 10.9928 | 10.8619 | 7.0964
MT Hg Rate Lignite Annual v3.1 | 376 | 7342 | Rate Constraint in lbs/MMBtu | FALSE | L | Annual | Qualifying Generation | TWh | 10.7809 | 10.654 | 10.956 | 10.956 | 10.956 | 10.956 | 10.8251 | 7.0596
MT Hg Rate Lignite Annual v3.1 | 376 | 7342 | Rate Constraint in lbs/MMBtu | FALSE | L | Annual | Rate | lb/MWh | 5.2167e-06 | 5.3514e-06 | 5.3532e-06 | 5.3532e-06 | 5.3532e-06 | 5.3532e-06 | 5.3434e-06 | 5.333e-06
MT Hg Rate Lignite Annual v3.1 | 376 | 7342 | Rate Constraint in lbs/MMBtu | FALSE | L | Annual | Constraint Shadow Price | US2019$/Lb | 0 | 0 | 0 | 0 | 0 | 0 | 0 | 0
MT Hg Rate Non Lignite Annual v3.1 | 377 | 7341 | Rate Constraint in lbs/MMBtu | FALSE | L | Annual | Seasons Included | Seasons | Winter, WintShld, Summer | Winter, WintShld, Summer | Winter, WintShld, Summer | Winter, WintShld, Summer | Winter, WintShld, Summer | Winter, WintShld, Summer | Winter, WintShld, Summer | Winter, WintShld, Summer
MT Hg Rate Non Lignite Annual v3.1 | 377 | 7341 | Rate Constraint in lbs/MMBtu | FALSE | L | Annual | Standard MER | lb/MMBtu | 9e-07 | 9e-07 | 9e-07 | 9e-07 | 9e-07 | 9e-07 | 9e-07 | 9e-07
MT Hg Rate Non Lignite Annual v3.1 | 377 | 7341 | Rate Constraint in lbs/MMBtu | FALSE | L | Annual | Emissions at Affected Plants MER | lbs | 56.2404 | 57.0141 | 58.6493 | 58.6493 | 58.6493 | 58.6493 | 57.8423 | 37.6488
MT Hg Rate Non Lignite Annual v3.1 | 377 | 7341 | Rate Constraint in lbs/MMBtu | FALSE | L | Annual | Allowances Purchased MER | lbs | 0 | 0 | 0 | 0 | 0 | 0 | 0 | 0
MT Hg Rate Non Lignite Annual v3.1 | 377 | 7341 | Rate Constraint in lbs/MMBtu | FALSE | L | Annual | Allowances Sold MER | lbs | 0 | 0 | 0 | 0 | 0 | 0 | 0 | 0
MT Hg Rate Non Lignite Annual v3.1 | 377 | 7341 | Rate Constraint in lbs/MMBtu | FALSE | L | Annual | Allowances Banked | lbs | 0 | 0 | 48.4413 | 48.441 | 48.4413 | 48.4412 | 47.7792 | 0
MT Hg Rate Non Lignite Annual v3.1 | 377 | 7341 | Rate Constraint in lbs/MMBtu | FALSE | L | Annual | Allowances Withdrawn (1:1) | lbs | 0 | 0 | 0 | 0 | 0 | 0 | 0 | 0
MT Hg Rate Non Lignite Annual v3.1 | 377 | 7341 | Rate Constraint in lbs/MMBtu | FALSE | L | Annual | Allowances Withdrawn (n:1) | lbs | 0 | 0 | 0 | 0 | 0 | 0 | 0 | 0
MT Hg Rate Non Lignite Annual v3.1 | 377 | 7341 | Rate Constraint in lbs/MMBtu | FALSE | L | Annual | Net Emissions Allowance Position | lbs | 56.2404 | 57.0141 | 107.0906 | 107.0903 | 107.0906 | 107.0905 | 105.6215 | 37.6488
MT Hg Rate Non Lignite Annual v3.1 | 377 | 7341 | Rate Constraint in lbs/MMBtu | FALSE | L | Annual | Fuel Consumed | TBtu | 116.9176 | 115.3351 | 118.9895 | 118.9895 | 118.9895 | 118.9895 | 117.3571 | 76.5072
MT Hg Rate Non Lignite Annual v3.1 | 377 | 7341 | Rate Constraint in lbs/MMBtu | FALSE | L | Annual | Rate | lb/MMBtu | 4.8103e-07 | 4.9433e-07 | 4.9289e-07 | 4.9289e-07 | 4.9289e-07 | 4.9289e-07 | 4.9287e-07 | 4.921e-07
MT Hg Rate Non Lignite Annual v3.1 | 377 | 7341 | Rate Constraint in lbs/MMBtu | FALSE | L | Annual | Generation | TWh | 10.7809 | 10.654 | 10.9928 | 10.9928 | 10.9928 | 10.9928 | 10.8619 | 7.0964
MT Hg Rate Non Lignite Annual v3.1 | 377 | 7341 | Rate Constraint in lbs/MMBtu | FALSE | L | Annual | Qualifying Generation | TWh | 10.7809 | 10.654 | 10.956 | 10.956 | 10.956 | 10.956 | 10.8251 | 7.0596
MT Hg Rate Non Lignite Annual v3.1 | 377 | 7341 | Rate Constraint in lbs/MMBtu | FALSE | L | Annual | Rate | lb/MWh | 5.2167e-06 | 5.3514e-06 | 5.3532e-06 | 5.3532e-06 | 5.3532e-06 | 5.3532e-06 | 5.3434e-06 | 5.333e-06
MT Hg Rate Non Lignite Annual v3.1 | 377 | 7341 | Rate Constraint in lbs/MMBtu | FALSE | L | Annual | Constraint Shadow Price | US2019$/Lb | 0 | 0 | 0 | 0 | 0 | 0 | 0 | 0
New Hampshire MER Removal Annual v3.1 | 378 | 7346 | MACT Fuel Choice Floor in lbs/MMBtu | FALSE | L | Annual | Seasons Included | Seasons | Winter, WintShld, Summer | Winter, WintShld, Summer | Winter, WintShld, Summer | Winter, WintShld, Summer | Winter, WintShld, Summer | Winter, WintShld, Summer | Winter, WintShld, Summer | Winter, WintShld, Summer
New Hampshire MER Removal Annual v3.1 | 378 | 7346 | MACT Fuel Choice Floor in lbs/MMBtu | FALSE | L | Annual | Emission Floor | lbs/MMBtu | 0 | 0 | 0 | 0 | 0 | 0 | 0 | 0
New Hampshire MER Removal Annual v3.1 | 378 | 7346 | MACT Fuel Choice Floor in lbs/MMBtu | FALSE | L | Annual | Emissions at Affected Plants MER | lbs | 0 | 0 | 0 | 0 | 0 | 0 | 0 | 0
New Hampshire MER Removal Annual v3.1 | 378 | 7346 | MACT Fuel Choice Floor in lbs/MMBtu | FALSE | L | Annual | Allowances Purchased MER | lbs | 0 | 0 | 0 | 0 | 0 | 0 | 0 | 0
New Hampshire MER Removal Annual v3.1 | 378 | 7346 | MACT Fuel Choice Floor in lbs/MMBtu | FALSE | L | Annual | Allowances Sold MER | lbs | 0 | 0 | 0 | 0 | 0 | 0 | 0 | 0
New Hampshire MER Removal Annual v3.1 | 378 | 7346 | MACT Fuel Choice Floor in lbs/MMBtu | FALSE | L | Annual | Allowances Banked | lbs | 0 | 0 | 0 | 0 | 0 | 0 | 0 | 0
New Hampshire MER Removal Annual v3.1 | 378 | 7346 | MACT Fuel Choice Floor in lbs/MMBtu | FALSE | L | Annual | Allowances Withdrawn (1:1) | lbs | 0 | 0 | 0 | 0 | 0 | 0 | 0 | 0
New Hampshire MER Removal Annual v3.1 | 378 | 7346 | MACT Fuel Choice Floor in lbs/MMBtu | FALSE | L | Annual | Allowances Withdrawn (n:1) | lbs | 0 | 0 | 0 | 0 | 0 | 0 | 0 | 0
New Hampshire MER Removal Annual v3.1 | 378 | 7346 | MACT Fuel Choice Floor in lbs/MMBtu | FALSE | L | Annual | Net Emissions Allowance Position | lbs | 0 | 0 | 0 | 0 | 0 | 0 | 0 | 0
New Hampshire MER Removal Annual v3.1 | 378 | 7346 | MACT Fuel Choice Floor in lbs/MMBtu | FALSE | L | Annual | Fuel Consumed | TBtu | 0 | 0 | 0 | 0 | 0 | 0 | 0 | 0
New Hampshire MER Removal Annual v3.1 | 378 | 7346 | MACT Fuel Choice Floor in lbs/MMBtu | FALSE | L | Annual | Rate | lb/MMBtu | 0 | 0 | 0 | 0 | 0 | 0 | 0 | 0
New Hampshire MER Removal Annual v3.1 | 378 | 7346 | MACT Fuel Choice Floor in lbs/MMBtu | FALSE | L | Annual | Generation | TWh | 0 | 0 | 0 | 0 | 0 | 0 | 0 | 0
New Hampshire MER Removal Annual v3.1 | 378 | 7346 | MACT Fuel Choice Floor in lbs/MMBtu | FALSE | L | Annual | Qualifying Generation | TWh | 0 | 0 | 0 | 0 | 0 | 0 | 0 | 0
New Hampshire MER Removal Annual v3.1 | 378 | 7346 | MACT Fuel Choice Floor in lbs/MMBtu | FALSE | L | Annual | Constraint Shadow Price | US2019$/Lb | 0 | 0 | 0 | 0 | 0 | 0 | 0 | 0
New Hampshire 6 Unit - NOX Cap Annual v3.1 | 379 | 7343 | Rate Constraint in MTons | FALSE | L | Annual | Seasons Included | Seasons | Winter, WintShld, Summer | Winter, WintShld, Summer | Winter, WintShld, Summer | Winter, WintShld, Summer | Winter, WintShld, Summer | Winter, WintShld, Summer | Winter, WintShld, Summer | Winter, WintShld, Summer
New Hampshire 6 Unit - NOX Cap Annual v3.1 | 379 | 7343 | Rate Constraint in MTons | FALSE | L | Annual | Standard NOX | Thousand Tons | 3.64 | 3.64 | 3.64 | 3.64 | 3.64 | 3.64 | 3.64 | 3.64
New Hampshire 6 Unit - NOX Cap Annual v3.1 | 379 | 7343 | Rate Constraint in MTons | FALSE | L | Annual | Emissions at Affected Plants NOX | Thousand Tons | 0 | 0 | 0 | 0 | 0 | 0 | 0 | 0
New Hampshire 6 Unit - NOX Cap Annual v3.1 | 379 | 7343 | Rate Constraint in MTons | FALSE | L | Annual | Allowances Purchased NOX | Thousand Tons | 0 | 0 | 0 | 0 | 0 | 0 | 0 | 0
New Hampshire 6 Unit - NOX Cap Annual v3.1 | 379 | 7343 | Rate Constraint in MTons | FALSE | L | Annual | Allowances Sold NOX | Thousand Tons | 0 | 0 | 0 | 0 | 0 | 0 | 0 | 0
New Hampshire 6 Unit - NOX Cap Annual v3.1 | 379 | 7343 | Rate Constraint in MTons | FALSE | L | Annual | Allowances Banked | Thousand Tons | 0 | 0 | 0 | 0 | 0 | 0 | 0 | 0
New Hampshire 6 Unit - NOX Cap Annual v3.1 | 379 | 7343 | Rate Constraint in MTons | FALSE | L | Annual | Allowances Withdrawn (1:1) | Thousand Tons | 0 | 0 | 0 | 0 | 0 | 0 | 0 | 0
New Hampshire 6 Unit - NOX Cap Annual v3.1 | 379 | 7343 | Rate Constraint in MTons | FALSE | L | Annual | Allowances Withdrawn (n:1) | Thousand Tons | 0 | 0 | 0 | 0 | 0 | 0 | 0 | 0
New Hampshire 6 Unit - NOX Cap Annual v3.1 | 379 | 7343 | Rate Constraint in MTons | FALSE | L | Annual | Net Emissions Allowance Position | Thousand Tons | 0 | 0 | 0 | 0 | 0 | 0 | 0 | 0
New Hampshire 6 Unit - NOX Cap Annual v3.1 | 379 | 7343 | Rate Constraint in MTons | FALSE | L | Annual | Fuel Consumed | TBtu | 0 | 0 | 0 | 0 | 0 | 0 | 0 | 0
New Hampshire 6 Unit - NOX Cap Annual v3.1 | 379 | 7343 | Rate Constraint in MTons | FALSE | L | Annual | Rate | lb/MMBtu | 0 | 0 | 0 | 0 | 0 | 0 | 0 | 0
New Hampshire 6 Unit - NOX Cap Annual v3.1 | 379 | 7343 | Rate Constraint in MTons | FALSE | L | Annual | Generation | TWh | 0 | 0 | 0 | 0 | 0 | 0 | 0 | 0
New Hampshire 6 Unit - NOX Cap Annual v3.1 | 379 | 7343 | Rate Constraint in MTons | FALSE | L | Annual | Qualifying Generation | TWh | 0 | 0 | 0 | 0 | 0 | 0 | 0 | 0
New Hampshire 6 Unit - NOX Cap Annual v3.1 | 379 | 7343 | Rate Constraint in MTons | FALSE | L | Annual | Rate | lb/MWh | 0 | 0 | 0 | 0 | 0 | 0 | 0 | 0
New Hampshire 6 Unit - NOX Cap Annual v3.1 | 379 | 7343 | Rate Constraint in MTons | FALSE | L | Annual | Constraint Shadow Price | US2019$/Ton | 0 | 0 | 0 | 0 | 0 | 0 | 0 | 0
New Hampshire 6 Unit - SO2 Cap Annual v3.1 | 380 | 7344 | Rate Constraint in MTons | FALSE | L | Annual | Seasons Included | Seasons | Winter, WintShld, Summer | Winter, WintShld, Summer | Winter, WintShld, Summer | Winter, WintShld, Summer | Winter, WintShld, Summer | Winter, WintShld, Summer | Winter, WintShld, Summer | Winter, WintShld, Summer
New Hampshire 6 Unit - SO2 Cap Annual v3.1 | 380 | 7344 | Rate Constraint in MTons | FALSE | L | Annual | Standard SO2 | Thousand Tons | 7.29 | 7.29 | 7.29 | 7.29 | 7.29 | 7.29 | 7.29 | 7.29
New Hampshire 6 Unit - SO2 Cap Annual v3.1 | 380 | 7344 | Rate Constraint in MTons | FALSE | L | Annual | Emissions at Affected Plants SO2 | Thousand Tons | 0 | 0 | 0 | 0 | 0 | 0 | 0 | 0
New Hampshire 6 Unit - SO2 Cap Annual v3.1 | 380 | 7344 | Rate Constraint in MTons | FALSE | L | Annual | Allowances Purchased SO2 | Thousand Tons | 0 | 0 | 0 | 0 | 0 | 0 | 0 | 0
New Hampshire 6 Unit - SO2 Cap Annual v3.1 | 380 | 7344 | Rate Constraint in MTons | FALSE | L | Annual | Allowances Sold SO2 | Thousand Tons | 0 | 0 | 0 | 0 | 0 | 0 | 0 | 0
New Hampshire 6 Unit - SO2 Cap Annual v3.1 | 380 | 7344 | Rate Constraint in MTons | FALSE | L | Annual | Allowances Banked | Thousand Tons | 0 | 0 | 0 | 0 | 7.29 | 0 | 0 | 0
New Hampshire 6 Unit - SO2 Cap Annual v3.1 | 380 | 7344 | Rate Constraint in MTons | FALSE | L | Annual | Allowances Withdrawn (1:1) | Thousand Tons | 0 | 0 | 0 | 0 | 0 | 0 | -7.29 | -1.0414
New Hampshire 6 Unit - SO2 Cap Annual v3.1 | 380 | 7344 | Rate Constraint in MTons | FALSE | L | Annual | Allowances Withdrawn (n:1) | Thousand Tons | 0 | 0 | 0 | 0 | 0 | 0 | 0 | 0
New Hampshire 6 Unit - SO2 Cap Annual v3.1 | 380 | 7344 | Rate Constraint in MTons | FALSE | L | Annual | Net Emissions Allowance Position | Thousand Tons | 0 | 0 | 0 | 0 | 7.29 | 0 | -7.29 | -1.0414
New Hampshire 6 Unit - SO2 Cap Annual v3.1 | 380 | 7344 | Rate Constraint in MTons | FALSE | L | Annual | Fuel Consumed | TBtu | 0 | 0 | 0 | 0 | 0 | 0 | 0 | 0
New Hampshire 6 Unit - SO2 Cap Annual v3.1 | 380 | 7344 | Rate Constraint in MTons | FALSE | L | Annual | Rate | lb/MMBtu | 0 | 0 | 0 | 0 | 0 | 0 | 0 | 0
New Hampshire 6 Unit - SO2 Cap Annual v3.1 | 380 | 7344 | Rate Constraint in MTons | FALSE | L | Annual | Generation | TWh | 0 | 0 | 0 | 0 | 0 | 0 | 0 | 0
New Hampshire 6 Unit - SO2 Cap Annual v3.1 | 380 | 7344 | Rate Constraint in MTons | FALSE | L | Annual | Qualifying Generation | TWh | 0 | 0 | 0 | 0 | 0 | 0 | 0 | 0
New Hampshire 6 Unit - SO2 Cap Annual v3.1 | 380 | 7344 | Rate Constraint in MTons | FALSE | L | Annual | Rate | lb/MWh | 0 | 0 | 0 | 0 | 0 | 0 | 0 | 0
New Hampshire 6 Unit - SO2 Cap Annual v3.1 | 380 | 7344 | Rate Constraint in MTons | FALSE | L | Annual | Constraint Shadow Price | US2019$/Ton | 0 | 0 | 0 | 0 | 0 | 0 | 0 | 0
New Hampshire State - NOX Cap Summer v3.1 | 381 | 7345 | Rate Constraint in MTons | FALSE | L | Annual | Seasons Included | Seasons | Summer | Summer | Summer | Summer | Summer | Summer | Summer | Summer
New Hampshire State - NOX Cap Summer v3.1 | 381 | 7345 | Rate Constraint in MTons | FALSE | L | Annual | Standard NOX | Thousand Tons | 2.4 | 2.4 | 2.4 | 2.4 | 2.4 | 2.4 | 2.4 | 2.4
New Hampshire State - NOX Cap Summer v3.1 | 381 | 7345 | Rate Constraint in MTons | FALSE | L | Annual | Emissions at Affected Plants NOX | Thousand Tons | 0 | 0 | 0 | 0 | 0 | 0 | 0 | 0
New Hampshire State - NOX Cap Summer v3.1 | 381 | 7345 | Rate Constraint in MTons | FALSE | L | Annual | Allowances Purchased NOX | Thousand Tons | 0 | 0 | 0 | 0 | 0 | 0 | 0 | 0
New Hampshire State - NOX Cap Summer v3.1 | 381 | 7345 | Rate Constraint in MTons | FALSE | L | Annual | Allowances Sold NOX | Thousand Tons | 0 | 0 | 0 | 0 | 0 | 0 | 0 | 0
New Hampshire State - NOX Cap Summer v3.1 | 381 | 7345 | Rate Constraint in MTons | FALSE | L | Annual | Allowances Banked | Thousand Tons | 0 | 0 | 0 | 0 | 0 | 0 | 0 | 0
New Hampshire State - NOX Cap Summer v3.1 | 381 | 7345 | Rate Constraint in MTons | FALSE | L | Annual | Allowances Withdrawn (1:1) | Thousand Tons | 0 | 0 | 0 | 0 | 0 | 0 | 0 | 0
New Hampshire State - NOX Cap Summer v3.1 | 381 | 7345 | Rate Constraint in MTons | FALSE | L | Annual | Allowances Withdrawn (n:1) | Thousand Tons | 0 | 0 | 0 | 0 | 0 | 0 | 0 | 0
New Hampshire State - NOX Cap Summer v3.1 | 381 | 7345 | Rate Constraint in MTons | FALSE | L | Annual | Net Emissions Allowance Position | Thousand Tons | 0 | 0 | 0 | 0 | 0 | 0 | 0 | 0
New Hampshire State - NOX Cap Summer v3.1 | 381 | 7345 | Rate Constraint in MTons | FALSE | L | Annual | Fuel Consumed | TBtu | 0 | 0 | 0 | 0 | 0 | 0 | 0 | 0
New Hampshire State - NOX Cap Summer v3.1 | 381 | 7345 | Rate Constraint in MTons | FALSE | L | Annual | Rate | lb/MMBtu | 0 | 0 | 0 | 0 | 0 | 0 | 0 | 0
New Hampshire State - NOX Cap Summer v3.1 | 381 | 7345 | Rate Constraint in MTons | FALSE | L | Annual | Generation | TWh | 0 | 0 | 0 | 0 | 0 | 0 | 0 | 0
New Hampshire State - NOX Cap Summer v3.1 | 381 | 7345 | Rate Constraint in MTons | FALSE | L | Annual | Qualifying Generation | TWh | 0 | 0 | 0 | 0 | 0 | 0 | 0 | 0
New Hampshire State - NOX Cap Summer v3.1 | 381 | 7345 | Rate Constraint in MTons | FALSE | L | Annual | Rate | lb/MWh | 0 | 0 | 0 | 0 | 0 | 0 | 0 | 0
New Hampshire State - NOX Cap Summer v3.1 | 381 | 7345 | Rate Constraint in MTons | FALSE | L | Annual | Constraint Shadow Price | US2019$/Ton | 0 | 0 | 0 | 0 | 0 | 0 | 0 | 0
New Jersey - MER Removal Annual v3.1 | 382 | 7348 | MACT Fuel Choice Floor in lbs/MMBtu | FALSE | L | Annual | Seasons Included | Seasons | Winter, WintShld, Summer | Winter, WintShld, Summer | Winter, WintShld, Summer | Winter, WintShld, Summer | Winter, WintShld, Summer | Winter, WintShld, Summer | Winter, WintShld, Summer | Winter, WintShld, Summer
New Jersey - MER Removal Annual v3.1 | 382 | 7348 | MACT Fuel Choice Floor in lbs/MMBtu | FALSE | L | Annual | Emission Floor | lbs/MMBtu | 0 | 0 | 0 | 0 | 0 | 0 | 0 | 0
New Jersey - MER Removal Annual v3.1 | 382 | 7348 | MACT Fuel Choice Floor in lbs/MMBtu | FALSE | L | Annual | Emissions at Affected Plants MER | lbs | 0 | 0 | 0 | 0 | 0 | 0 | 0 | 0
New Jersey - MER Removal Annual v3.1 | 382 | 7348 | MACT Fuel Choice Floor in lbs/MMBtu | FALSE | L | Annual | Allowances Purchased MER | lbs | 0 | 0 | 0 | 0 | 0 | 0 | 0 | 0
New Jersey - MER Removal Annual v3.1 | 382 | 7348 | MACT Fuel Choice Floor in lbs/MMBtu | FALSE | L | Annual | Allowances Sold MER | lbs | 0 | 0 | 0 | 0 | 0 | 0 | 0 | 0
New Jersey - MER Removal Annual v3.1 | 382 | 7348 | MACT Fuel Choice Floor in lbs/MMBtu | FALSE | L | Annual | Allowances Banked | lbs | 0 | 0 | 0 | 0 | 0 | 0 | 0 | 0
New Jersey - MER Removal Annual v3.1 | 382 | 7348 | MACT Fuel Choice Floor in lbs/MMBtu | FALSE | L | Annual | Allowances Withdrawn (1:1) | lbs | 0 | 0 | 0 | 0 | 0 | 0 | 0 | 0
New Jersey - MER Removal Annual v3.1 | 382 | 7348 | MACT Fuel Choice Floor in lbs/MMBtu | FALSE | L | Annual | Allowances Withdrawn (n:1) | lbs | 0 | 0 | 0 | 0 | 0 | 0 | 0 | 0
New Jersey - MER Removal Annual v3.1 | 382 | 7348 | MACT Fuel Choice Floor in lbs/MMBtu | FALSE | L | Annual | Net Emissions Allowance Position | lbs | 0 | 0 | 0 | 0 | 0 | 0 | 0 | 0
New Jersey - MER Removal Annual v3.1 | 382 | 7348 | MACT Fuel Choice Floor in lbs/MMBtu | FALSE | L | Annual | Fuel Consumed | TBtu | 0 | 0 | 0 | 0 | 0 | 0 | 0 | 0
New Jersey - MER Removal Annual v3.1 | 382 | 7348 | MACT Fuel Choice Floor in lbs/MMBtu | FALSE | L | Annual | Rate | lb/MMBtu | 0 | 0 | 0 | 0 | 0 | 0 | 0 | 0
New Jersey - MER Removal Annual v3.1 | 382 | 7348 | MACT Fuel Choice Floor in lbs/MMBtu | FALSE | L | Annual | Generation | TWh | 0 | 0 | 0 | 0 | 0 | 0 | 0 | 0
New Jersey - MER Removal Annual v3.1 | 382 | 7348 | MACT Fuel Choice Floor in lbs/MMBtu | FALSE | L | Annual | Qualifying Generation | TWh | 0 | 0 | 0 | 0 | 0 | 0 | 0 | 0
New Jersey - MER Removal Annual v3.1 | 382 | 7348 | MACT Fuel Choice Floor in lbs/MMBtu | FALSE | L | Annual | Constraint Shadow Price | US2019$/Lb | 0 | 0 | 0 | 0 | 0 | 0 | 0 | 0
Newington Station 1 - SO2 Rate v5.12 | 383 | 7347 | Rate Constraint in lbs/MMBtu | FALSE | L | Annual | Seasons Included | Seasons | Winter, WintShld, Summer | Winter, WintShld, Summer | Winter, WintShld, Summer | Winter, WintShld, Summer | Winter, WintShld, Summer | Winter, WintShld, Summer | Winter, WintShld, Summer | Winter, WintShld, Summer
Newington Station 1 - SO2 Rate v5.12 | 383 | 7347 | Rate Constraint in lbs/MMBtu | FALSE | L | Annual | Standard SO2 | lb/MMBtu | 0.5 | 0.5 | 0.5 | 0.5 | 0.5 | 0.5 | 0.5 | 0.5
Newington Station 1 - SO2 Rate v5.12 | 383 | 7347 | Rate Constraint in lbs/MMBtu | FALSE | L | Annual | Emissions at Affected Plants SO2 | Thousand Tons | 0 | 0 | 0 | 0 | 0 | 0 | 0 | 0
Newington Station 1 - SO2 Rate v5.12 | 383 | 7347 | Rate Constraint in lbs/MMBtu | FALSE | L | Annual | Allowances Purchased SO2 | Thousand Tons | 0 | 0 | 0 | 0 | 0 | 0 | 0 | 0
Newington Station 1 - SO2 Rate v5.12 | 383 | 7347 | Rate Constraint in lbs/MMBtu | FALSE | L | Annual | Allowances Sold SO2 | Thousand Tons | 0 | 0 | 0 | 0 | 0 | 0 | 0 | 0
Newington Station 1 - SO2 Rate v5.12 | 383 | 7347 | Rate Constraint in lbs/MMBtu | FALSE | L | Annual | Allowances Banked | Thousand Tons | 0 | 0 | 0 | 0 | 0 | 0 | 0 | 0
Newington Station 1 - SO2 Rate v5.12 | 383 | 7347 | Rate Constraint in lbs/MMBtu | FALSE | L | Annual | Allowances Withdrawn (1:1) | Thousand Tons | 0 | 0 | 0 | 0 | 0 | 0 | 0 | 0
Newington Station 1 - SO2 Rate v5.12 | 383 | 7347 | Rate Constraint in lbs/MMBtu | FALSE | L | Annual | Allowances Withdrawn (n:1) | Thousand Tons | 0 | 0 | 0 | 0 | 0 | 0 | 0 | 0
Newington Station 1 - SO2 Rate v5.12 | 383 | 7347 | Rate Constraint in lbs/MMBtu | FALSE | L | Annual | Net Emissions Allowance Position | Thousand Tons | 0 | 0 | 0 | 0 | 0 | 0 | 0 | 0
Newington Station 1 - SO2 Rate v5.12 | 383 | 7347 | Rate Constraint in lbs/MMBtu | FALSE | L | Annual | Fuel Consumed | TBtu | 0 | 0 | 0 | 0 | 0 | 0 | 0 | 0
Newington Station 1 - SO2 Rate v5.12 | 383 | 7347 | Rate Constraint in lbs/MMBtu | FALSE | L | Annual | Rate | lb/MMBtu | 0 | 0 | 0 | 0 | 0 | 0 | 0 | 0
Newington Station 1 - SO2 Rate v5.12 | 383 | 7347 | Rate Constraint in lbs/MMBtu | FALSE | L | Annual | Generation | TWh | 0 | 0 | 0 | 0 | 0 | 0 | 0 | 0
Newington Station 1 - SO2 Rate v5.12 | 383 | 7347 | Rate Constraint in lbs/MMBtu | FALSE | L | Annual | Qualifying Generation | TWh | 0 | 0 | 0 | 0 | 0 | 0 | 0 | 0
Newington Station 1 - SO2 Rate v5.12 | 383 | 7347 | Rate Constraint in lbs/MMBtu | FALSE | L | Annual | Rate | lb/MWh | 0 | 0 | 0 | 0 | 0 | 0 | 0 | 0
Newington Station 1 - SO2 Rate v5.12 | 383 | 7347 | Rate Constraint in lbs/MMBtu | FALSE | L | Annual | Constraint Shadow Price | US2019$/Ton | 0 | 2604.2408 | 2554.8317 | 2220.0776 | 0 | 0 | 0 | 0
NJ ChambersCogen- NOx Annual GPS v4.10, Unit 2207 and retrofits | 384 | 7535 | Rate Constraint in lbs/MWh | FALSE | L | Annual | Seasons Included | Seasons | Winter, WintShld, Summer | Winter, WintShld, Summer | Winter, WintShld, Summer | Winter, WintShld, Summer | Winter, WintShld, Summer | Winter, WintShld, Summer | Winter, WintShld, Summer | Winter, WintShld, Summer
NJ ChambersCogen- NOx Annual GPS v4.10, Unit 2207 and retrofits | 384 | 7535 | Rate Constraint in lbs/MWh | FALSE | L | Annual | Standard NOX | lb/MWh | 2.01 | 2.01 | 2.01 | 2.01 | 2.01 | 2.01 | 2.01 | 2.01
NJ ChambersCogen- NOx Annual GPS v4.10, Unit 2207 and retrofits | 384 | 7535 | Rate Constraint in lbs/MWh | FALSE | L | Annual | Emissions at Affected Plants NOX | Thousand Tons | 0 | 0 | 0 | 0 | 0 | 0 | 0 | 0
NJ ChambersCogen- NOx Annual GPS v4.10, Unit 2207 and retrofits | 384 | 7535 | Rate Constraint in lbs/MWh | FALSE | L | Annual | Allowances Purchased NOX | Thousand Tons | 0 | 0 | 0 | 0 | 0 | 0 | 0 | 0
NJ ChambersCogen- NOx Annual GPS v4.10, Unit 2207 and retrofits | 384 | 7535 | Rate Constraint in lbs/MWh | FALSE | L | Annual | Allowances Sold NOX | Thousand Tons | 0 | 0 | 0 | 0 | 0 | 0 | 0 | 0
NJ ChambersCogen- NOx Annual GPS v4.10, Unit 2207 and retrofits | 384 | 7535 | Rate Constraint in lbs/MWh | FALSE | L | Annual | Allowances Banked | Thousand Tons | 0 | 0 | 0 | 0 | 0 | 0 | 0 | 0
NJ ChambersCogen- NOx Annual GPS v4.10, Unit 2207 and retrofits | 384 | 7535 | Rate Constraint in lbs/MWh | FALSE | L | Annual | Allowances Withdrawn (1:1) | Thousand Tons | 0 | 0 | 0 | 0 | 0 | 0 | 0 | 0
NJ ChambersCogen- NOx Annual GPS v4.10, Unit 2207 and retrofits | 384 | 7535 | Rate Constraint in lbs/MWh | FALSE | L | Annual | Allowances Withdrawn (n:1) | Thousand Tons | 0 | 0 | 0 | 0 | 0 | 0 | 0 | 0
NJ ChambersCogen- NOx Annual GPS v4.10, Unit 2207 and retrofits | 384 | 7535 | Rate Constraint in lbs/MWh | FALSE | L | Annual | Net Emissions Allowance Position | Thousand Tons | 0 | 0 | 0 | 0 | 0 | 0 | 0 | 0
NJ ChambersCogen- NOx Annual GPS v4.10, Unit 2207 and retrofits | 384 | 7535 | Rate Constraint in lbs/MWh | FALSE | L | Annual | Fuel Consumed | TBtu | 0 | 0 | 0 | 0 | 0 | 0 | 0 | 0
NJ ChambersCogen- NOx Annual GPS v4.10, Unit 2207 and retrofits | 384 | 7535 | Rate Constraint in lbs/MWh | FALSE | L | Annual | Rate | lb/MMBtu | 0 | 0 | 0 | 0 | 0 | 0 | 0 | 0
NJ ChambersCogen- NOx Annual GPS v4.10, Unit 2207 and retrofits | 384 | 7535 | Rate Constraint in lbs/MWh | FALSE | L | Annual | Generation | TWh | 0 | 0 | 0 | 0 | 0 | 0 | 0 | 0
NJ ChambersCogen- NOx Annual GPS v4.10, Unit 2207 and retrofits | 384 | 7535 | Rate Constraint in lbs/MWh | FALSE | L | Annual | Qualifying Generation | TWh | 0 | 0 | 0 | 0 | 0 | 0 | 0 | 0
NJ ChambersCogen- NOx Annual GPS v4.10, Unit 2207 and retrofits | 384 | 7535 | Rate Constraint in lbs/MWh | FALSE | L | Annual | Constraint Shadow Price | US2019$/Ton | 0 | 0 | 0 | 0 | 0 | 0 | 0 | 0
NJ ChambersCogen- NOx Annual GPS v4.10, Unit 2208 and retrofits | 385 | 7535 | Rate Constraint in lbs/MWh | FALSE | L | Annual | Seasons Included | Seasons | Winter, WintShld, Summer | Winter, WintShld, Summer | Winter, WintShld, Summer | Winter, WintShld, Summer | Winter, WintShld, Summer | Winter, WintShld, Summer | Winter, WintShld, Summer | Winter, WintShld, Summer
NJ ChambersCogen- NOx Annual GPS v4.10, Unit 2208 and retrofits | 385 | 7535 | Rate Constraint in lbs/MWh | FALSE | L | Annual | Standard NOX | lb/MWh | 2.01 | 2.01 | 2.01 | 2.01 | 2.01 | 2.01 | 2.01 | 2.01
NJ ChambersCogen- NOx Annual GPS v4.10, Unit 2208 and retrofits | 385 | 7535 | Rate Constraint in lbs/MWh | FALSE | L | Annual | Emissions at Affected Plants NOX | Thousand Tons | 0 | 0 | 0 | 0 | 0 | 0 | 0 | 0
NJ ChambersCogen- NOx Annual GPS v4.10, Unit 2208 and retrofits | 385 | 7535 | Rate Constraint in lbs/MWh | FALSE | L | Annual | Allowances Purchased NOX | Thousand Tons | 0 | 0 | 0 | 0 | 0 | 0 | 0 | 0
NJ ChambersCogen- NOx Annual GPS v4.10, Unit 2208 and retrofits | 385 | 7535 | Rate Constraint in lbs/MWh | FALSE | L | Annual | Allowances Sold NOX | Thousand Tons | 0 | 0 | 0 | 0 | 0 | 0 | 0 | 0
NJ ChambersCogen- NOx Annual GPS v4.10, Unit 2208 and retrofits | 385 | 7535 | Rate Constraint in lbs/MWh | FALSE | L | Annual | Allowances Banked | Thousand Tons | 0 | 0 | 0 | 0 | 0 | 0 | 0 | 0
NJ ChambersCogen- NOx Annual GPS v4.10, Unit 2208 and retrofits | 385 | 7535 | Rate Constraint in lbs/MWh | FALSE | L | Annual | Allowances Withdrawn (1:1) | Thousand Tons | 0 | 0 | 0 | 0 | 0 | 0 | 0 | 0
NJ ChambersCogen- NOx Annual GPS v4.10, Unit 2208 and retrofits | 385 | 7535 | Rate Constraint in lbs/MWh | FALSE | L | Annual | Allowances Withdrawn (n:1) | Thousand Tons | 0 | 0 | 0 | 0 | 0 | 0 | 0 | 0
NJ ChambersCogen- NOx Annual GPS v4.10, Unit 2208 and retrofits | 385 | 7535 | Rate Constraint in lbs/MWh | FALSE | L | Annual | Net Emissions Allowance Position | Thousand Tons | 0 | 0 | 0 | 0 | 0 | 0 | 0 | 0
NJ ChambersCogen- NOx Annual GPS v4.10, Unit 2208 and retrofits | 385 | 7535 | Rate Constraint in lbs/MWh | FALSE | L | Annual | Fuel Consumed | TBtu | 0 | 0 | 0 | 0 | 0 | 0 | 0 | 0
NJ ChambersCogen- NOx Annual GPS v4.10, Unit 2208 and retrofits | 385 | 7535 | Rate Constraint in lbs/MWh | FALSE | L | Annual | Rate | lb/MMBtu | 0 | 0 | 0 | 0 | 0 | 0 | 0 | 0
NJ ChambersCogen- NOx Annual GPS v4.10, Unit 2208 and retrofits | 385 | 7535 | Rate Constraint in lbs/MWh | FALSE | L | Annual | Generation | TWh | 0 | 0 | 0 | 0 | 0 | 0 | 0 | 0
NJ ChambersCogen- NOx Annual GPS v4.10, Unit 2208 and retrofits | 385 | 7535 | Rate Constraint in lbs/MWh | FALSE | L | Annual | Qualifying Generation | TWh | 0 | 0 | 0 | 0 | 0 | 0 | 0 | 0
NJ ChambersCogen- NOx Annual GPS v4.10, Unit 2208 and retrofits | 385 | 7535 | Rate Constraint in lbs/MWh | FALSE | L | Annual | Constraint Shadow Price | US2019$/Ton | 0 | 0 | 0 | 0 | 0 | 0 | 0 | 0
NJ LoganGen- NOx Annual GPS v4.10, Unit 2209 and retrofits | 386 | 7536 | Rate Constraint in lbs/MWh | FALSE | L | Annual | Seasons Included | Seasons | Winter, WintShld, Summer | Winter, WintShld, Summer | Winter, WintShld, Summer | Winter, WintShld, Summer | Winter, WintShld, Summer | Winter, WintShld, Summer | Winter, WintShld, Summer | Winter, WintShld, Summer
NJ LoganGen- NOx Annual GPS v4.10, Unit 2209 and retrofits | 386 | 7536 | Rate Constraint in lbs/MWh | FALSE | L | Annual | Standard NOX | lb/MWh | 1.5 | 1.5 | 1.5 | 1.5 | 1.5 | 1.5 | 1.5 | 1.5
NJ LoganGen- NOx Annual GPS v4.10, Unit 2209 and retrofits | 386 | 7536 | Rate Constraint in lbs/MWh | FALSE | L | Annual | Emissions at Affected Plants NOX | Thousand Tons | 0 | 0 | 0 | 0 | 0 | 0 | 0 | 0
NJ LoganGen- NOx Annual GPS v4.10, Unit 2209 and retrofits | 386 | 7536 | Rate Constraint in lbs/MWh | FALSE | L | Annual | Allowances Purchased NOX | Thousand Tons | 0 | 0 | 0 | 0 | 0 | 0 | 0 | 0
NJ LoganGen- NOx Annual GPS v4.10, Unit 2209 and retrofits | 386 | 7536 | Rate Constraint in lbs/MWh | FALSE | L | Annual | Allowances Sold NOX | Thousand Tons | 0 | 0 | 0 | 0 | 0 | 0 | 0 | 0
NJ LoganGen- NOx Annual GPS v4.10, Unit 2209 and retrofits | 386 | 7536 | Rate Constraint in lbs/MWh | FALSE | L | Annual | Allowances Banked | Thousand Tons | 0 | 0 | 0 | 0 | 0 | 0 | 0 | 0
NJ LoganGen- NOx Annual GPS v4.10, Unit 2209 and retrofits | 386 | 7536 | Rate Constraint in lbs/MWh | FALSE | L | Annual | Allowances Withdrawn (1:1) | Thousand Tons | 0 | 0 | 0 | 0 | 0 | 0 | 0 | 0
NJ LoganGen- NOx Annual GPS v4.10, Unit 2209 and retrofits | 386 | 7536 | Rate Constraint in lbs/MWh | FALSE | L | Annual | Allowances Withdrawn (n:1) | Thousand Tons | 0 | 0 | 0 | 0 | 0 | 0 | 0 | 0
NJ LoganGen- NOx Annual GPS v4.10, Unit 2209 and retrofits | 386 | 7536 | Rate Constraint in lbs/MWh | FALSE | L | Annual | Net Emissions Allowance Position | Thousand Tons | 0 | 0 | 0 | 0 | 0 | 0 | 0 | 0
NJ LoganGen- NOx Annual GPS v4.10, Unit 2209 and retrofits | 386 | 7536 | Rate Constraint in lbs/MWh | FALSE | L | Annual | Fuel Consumed | TBtu | 0 | 0 | 0 | 0 | 0 | 0 | 0 | 0
NJ LoganGen- NOx Annual GPS v4.10, Unit 2209 and retrofits | 386 | 7536 | Rate Constraint in lbs/MWh | FALSE | L | Annual | Rate | lb/MMBtu | 0 | 0 | 0 | 0 | 0 | 0 | 0 | 0
NJ LoganGen- NOx Annual GPS v4.10, Unit 2209 and retrofits | 386 | 7536 | Rate Constraint in lbs/MWh | FALSE | L | Annual | Generation | TWh | 0 | 0 | 0 | 0 | 0 | 0 | 0 | 0
NJ LoganGen- NOx Annual GPS v4.10, Unit 2209 and retrofits | 386 | 7536 | Rate Constraint in lbs/MWh | FALSE | L | Annual | Qualifying Generation | TWh | 0 | 0 | 0 | 0 | 0 | 0 | 0 | 0
NJ LoganGen- NOx Annual GPS v4.10, Unit 2209 and retrofits | 386 | 7536 | Rate Constraint in lbs/MWh | FALSE | L | Annual | Constraint Shadow Price | US2019$/Ton | 0 | 0 | 0 | 0 | 0 | 0 | 0 | 0
NJ SO2 Constraint v5.14 | 387 | 7349 | Rate Constraint in lbs/MMBtu | FALSE | L | Annual | Seasons Included | Seasons | Winter, WintShld, Summer | Winter, WintShld, Summer | Winter, WintShld, Summer | Winter, WintShld, Summer | Winter, WintShld, Summer | Winter, WintShld, Summer | Winter, WintShld, Summer | Winter, WintShld, Summer
NJ SO2 Constraint v5.14 | 387 | 7349 | Rate Constraint in lbs/MMBtu | FALSE | L | Annual | Standard SO2 | lb/MMBtu | 0.15 | 0.15 | 0.15 | 0.15 | 0.15 | 0.15 | 0.15 | 0.15
NJ SO2 Constraint v5.14 | 387 | 7349 | Rate Constraint in lbs/MMBtu | FALSE | L | Annual | Emissions at Affected Plants SO2 | Thousand Tons | 0 | 0 | 0 | 0 | 0 | 0 | 0 | 0
NJ SO2 Constraint v5.14 | 387 | 7349 | Rate Constraint in lbs/MMBtu | FALSE | L | Annual | Allowances Purchased SO2 | Thousand Tons | 0 | 0 | 0 | 0 | 0 | 0 | 0 | 0
NJ SO2 Constraint v5.14 | 387 | 7349 | Rate Constraint in lbs/MMBtu | FALSE | L | Annual | Allowances Sold SO2 | Thousand Tons | 0 | 0 | 0 | 0 | 0 | 0 | 0 | 0
NJ SO2 Constraint v5.14 | 387 | 7349 | Rate Constraint in lbs/MMBtu | FALSE | L | Annual | Allowances Banked | Thousand Tons | 0 | 0 | 0 | 0 | 0 | 0 | 0 | 0
NJ SO2 Constraint v5.14 | 387 | 7349 | Rate Constraint in lbs/MMBtu | FALSE | L | Annual | Allowances Withdrawn (1:1) | Thousand Tons | 0 | 0 | 0 | 0 | 0 | 0 | 0 | 0
NJ SO2 Constraint v5.14 | 387 | 7349 | Rate Constraint in lbs/MMBtu | FALSE | L | Annual | Allowances Withdrawn (n:1) | Thousand Tons | 0 | 0 | 0 | 0 | 0 | 0 | 0 | 0
NJ SO2 Constraint v5.14 | 387 | 7349 | Rate Constraint in lbs/MMBtu | FALSE | L | Annual | Net Emissions Allowance Position | Thousand Tons | 0 | 0 | 0 | 0 | 0 | 0 | 0 | 0
NJ SO2 Constraint v5.14 | 387 | 7349 | Rate Constraint in lbs/MMBtu | FALSE | L | Annual | Fuel Consumed | TBtu | 0 | 0 | 0 | 0 | 0 | 0 | 0 | 0
NJ SO2 Constraint v5.14 | 387 | 7349 | Rate Constraint in lbs/MMBtu | FALSE | L | Annual | Rate | lb/MMBtu | 0 | 0 | 0 | 0 | 0 | 0 | 0 | 0
NJ SO2 Constraint v5.14 | 387 | 7349 | Rate Constraint in lbs/MMBtu | FALSE | L | Annual | Generation | TWh | 0 | 0 | 0 | 0 | 0 | 0 | 0 | 0
NJ SO2 Constraint v5.14 | 387 | 7349 | Rate Constraint in lbs/MMBtu | FALSE | L | Annual | Qualifying Generation | TWh | 0 | 0 | 0 | 0 | 0 | 0 | 0 | 0
NJ SO2 Constraint v5.14 | 387 | 7349 | Rate Constraint in lbs/MMBtu | FALSE | L | Annual | Rate | lb/MWh | 0 | 0 | 0 | 0 | 0 | 0 | 0 | 0
NJ SO2 Constraint v5.14 | 387 | 7349 | Rate Constraint in lbs/MMBtu | FALSE | L | Annual | Constraint Shadow Price | US2019$/Ton | 52512.971 | 3737.6282 | 3954.213 | 5519.4893 | 4410.7783 | 4992.5182 | 4390.4192 | 4005.1228
NODA Covanta Bristol 1 NOX Cap Annual v5.15 | 388 | 7255 | Rate Constraint in MTons | FALSE | L | Annual | Seasons Included | Seasons | Winter, WintShld, Summer | Winter, WintShld, Summer | Winter, WintShld, Summer | Winter, WintShld, Summer | Winter, WintShld, Summer | Winter, WintShld, Summer | Winter, WintShld, Summer | Winter, WintShld, Summer
NODA Covanta Bristol 1 NOX Cap Annual v5.15 | 388 | 7255 | Rate Constraint in MTons | FALSE | L | Annual | Standard NOX | Thousand Tons | 0.112 | 0.112 | 0.112 | 0.112 | 0.112 | 0.112 | 0.112 | 0.112
NODA Covanta Bristol 1 NOX Cap Annual v5.15 | 388 | 7255 | Rate Constraint in MTons | FALSE | L | Annual | Emissions at Affected Plants NOX | Thousand Tons | 0.112 | 0.112 | 0.112 | 0.112 | 0.112 | 0.112 | 0.112 | 0.112
NODA Covanta Bristol 1 NOX Cap Annual v5.15 | 388 | 7255 | Rate Constraint in MTons | FALSE | L | Annual | Allowances Purchased NOX | Thousand Tons | 0 | 0 | 0 | 0 | 0 | 0 | 0 | 0
NODA Covanta Bristol 1 NOX Cap Annual v5.15 | 388 | 7255 | Rate Constraint in MTons | FALSE | L | Annual | Allowances Sold NOX | Thousand Tons | 0 | 0 | 0 | 0 | 0 | 0 | 0 | 0
NODA Covanta Bristol 1 NOX Cap Annual v5.15 | 388 | 7255 | Rate Constraint in MTons | FALSE | L | Annual | Allowances Banked | Thousand Tons | 0 | 0 | 0 | 0 | 0 | 0 | 0 | 0
NODA Covanta Bristol 1 NOX Cap Annual v5.15 | 388 | 7255 | Rate Constraint in MTons | FALSE | L | Annual | Allowances Withdrawn (1:1) | Thousand Tons | 0 | 0 | 0 | 0 | 0 | 0 | 0 | 0
NODA Covanta Bristol 1 NOX Cap Annual v5.15 | 388 | 7255 | Rate Constraint in MTons | FALSE | L | Annual | Allowances Withdrawn (n:1) | Thousand Tons | 0 | 0 | 0 | 0 | 0 | 0 | 0 | 0
NODA Covanta Bristol 1 NOX Cap Annual v5.15 | 388 | 7255 | Rate Constraint in MTons | FALSE | L | Annual | Net Emissions Allowance Position | Thousand Tons | 0.112 | 0.112 | 0.112 | 0.112 | 0.112 | 0.112 | 0.112 | 0.112
NODA Covanta Bristol 1 NOX Cap Annual v5.15 | 388 | 7255 | Rate Constraint in MTons | FALSE | L | Annual | Fuel Consumed | TBtu | 0.67879 | 0.67879 | 0.67879 | 0.67879 | 0.67879 | 0.67879 | 0.67879 | 0.67879
NODA Covanta Bristol 1 NOX Cap Annual v5.15 | 388 | 7255 | Rate Constraint in MTons | FALSE | L | Annual | Rate | lb/MMBtu | 0.33 | 0.33 | 0.33 | 0.33 | 0.33 | 0.33 | 0.33 | 0.33
NODA Covanta Bristol 1 NOX Cap Annual v5.15 | 388 | 7255 | Rate Constraint in MTons | FALSE | L | Annual | Generation | TWh | 0.036636 | 0.036636 | 0.036636 | 0.036636 | 0.036636 | 0.036636 | 0.036636 | 0.036636
NODA Covanta Bristol 1 NOX Cap Annual v5.15 | 388 | 7255 | Rate Constraint in MTons | FALSE | L | Annual | Qualifying Generation | TWh | 0.036636 | 0.036636 | 0.036636 | 0.036636 | 0.036636 | 0.036636 | 0.036636 | 0.036636
NODA Covanta Bristol 1 NOX Cap Annual v5.15 | 388 | 7255 | Rate Constraint in MTons | FALSE | L | Annual | Rate | lb/MWh | 6.1142 | 6.1142 | 6.1142 | 6.1142 | 6.1142 | 6.1142 | 6.1142 | 6.1142
NODA Covanta Bristol 1 NOX Cap Annual v5.15 | 388 | 7255 | Rate Constraint in MTons | FALSE | L | Annual | Constraint Shadow Price | US2019$/Ton | 4822.726 | 4076.6908 | 4975.5017 | 5252.0579 | 5053.4584 | 5052.295 | 4575.0198 | 2803.9783
NODA Covanta Bristol 2 NOX Cap Annual v5.15 | 389 | 7256 | Rate Constraint in MTons | FALSE | L | Annual | Seasons Included | Seasons | Winter, WintShld, Summer | Winter, WintShld, Summer | Winter, WintShld, Summer | Winter, WintShld, Summer | Winter, WintShld, Summer | Winter, WintShld, Summer | Winter, WintShld, Summer | Winter, WintShld, Summer
NODA Covanta Bristol 2 NOX Cap Annual v5.15 | 389 | 7256 | Rate Constraint in MTons | FALSE | L | Annual | Standard NOX | Thousand Tons | 0.1917 | 0.1917 | 0.1917 | 0.1917 | 0.1917 | 0.1917 | 0.1917 | 0.1917
NODA Covanta Bristol 2 NOX Cap Annual v5.15 | 389 | 7256 | Rate Constraint in MTons | FALSE | L | Annual | Emissions at Affected Plants NOX | Thousand Tons | 0.14154 | 0.14154 | 0.14154 | 0.14154 | 0.14154 | 0.14154 | 0.14154 | 0.14154
NODA Covanta Bristol 2 NOX Cap Annual v5.15 | 389 | 7256 | Rate Constraint in MTons | FALSE | L | Annual | Allowances Purchased NOX | Thousand Tons | 0 | 0 | 0 | 0 | 0 | 0 | 0 | 0
NODA Covanta Bristol 2 NOX Cap Annual v5.15 | 389 | 7256 | Rate Constraint in MTons | FALSE | L | Annual | Allowances Sold NOX | Thousand Tons | 0 | 0 | 0 | 0 | 0 | 0 | 0 | 0
NODA Covanta Bristol 2 NOX Cap Annual v5.15 | 389 | 7256 | Rate Constraint in MTons | FALSE | L | Annual | Allowances Banked | Thousand Tons | 0 | 0 | 0 | 0 | 0 | 0 | 0 | 0
NODA Covanta Bristol 2 NOX Cap Annual v5.15 | 389 | 7256 | Rate Constraint in MTons | FALSE | L | Annual | Allowances Withdrawn (1:1) | Thousand Tons | 0 | 0 | 0 | 0 | 0 | 0 | 0 | 0
NODA Covanta Bristol 2 NOX Cap Annual v5.15 | 389 | 7256 | Rate Constraint in MTons | FALSE | L | Annual | Allowances Withdrawn (n:1) | Thousand Tons | 0 | 0 | 0 | 0 | 0 | 0 | 0 | 0
NODA Covanta Bristol 2 NOX Cap Annual v5.15 | 389 | 7256 | Rate Constraint in MTons | FALSE | L | Annual | Net Emissions Allowance Position | Thousand Tons | 0.14154 | 0.14154 | 0.14154 | 0.14154 | 0.14154 | 0.14154 | 0.14154 | 0.14154
NODA Covanta Bristol 2 NOX Cap Annual v5.15 | 389 | 7256 | Rate Constraint in MTons | FALSE | L | Annual | Fuel Consumed | TBtu | 0.8846 | 0.8846 | 0.8846 | 0.8846 | 0.8846 | 0.8846 | 0.8846 | 0.8846
NODA Covanta Bristol 2 NOX Cap Annual v5.15 | 389 | 7256 | Rate Constraint in MTons | FALSE | L | Annual | Rate | lb/MMBtu | 0.32 | 0.32 | 0.32 | 0.32 | 0.32 | 0.32 | 0.32 | 0.32
NODA Covanta Bristol 2 NOX Cap Annual v5.15 | 389 | 7256 | Rate Constraint in MTons | FALSE | L | Annual | Generation | TWh | 0.047744 | 0.047744 | 0.047744 | 0.047744 | 0.047744 | 0.047744 | 0.047744 | 0.047744
NODA Covanta Bristol 2 NOX Cap Annual v5.15 | 389 | 7256 | Rate Constraint in MTons | FALSE | L | Annual | Qualifying Generation | TWh | 0.047744 | 0.047744 | 0.047744 | 0.047744 | 0.047744 | 0.047744 | 0.047744 | 0.047744
NODA Covanta Bristol 2 NOX Cap Annual v5.15 | 389 | 7256 | Rate Constraint in MTons | FALSE | L | Annual | Rate | lb/MWh | 5.929 | 5.929 | 5.929 | 5.929 | 5.929 | 5.929 | 5.929 | 5.929
NODA Covanta Bristol 2 NOX Cap Annual v5.15 | 389 | 7256 | Rate Constraint in MTons | FALSE | L | Annual | Constraint Shadow Price | US2019$/Ton | 0 | 0 | 0 | 0 | 0 | 0 | 0 | 0
NODA Covanta Mid-Connecticut NOX Cap Annual v5.15 | 390 | 7261 | Rate Constraint in MTons | FALSE | L | Annual | Seasons Included | Seasons | Winter, WintShld, Summer | Winter, WintShld, Summer | Winter, WintShld, Summer | Winter, WintShld, Summer | Winter, WintShld, Summer | Winter, WintShld, Summer | Winter, WintShld, Summer | Winter, WintShld, Summer
NODA Covanta Mid-Connecticut NOX Cap Annual v5.15 | 390 | 7261 | Rate Constraint in MTons | FALSE | L | Annual | Standard NOX | Thousand Tons | 1.26 | 1.26 | 1.26 | 1.26 | 1.26 | 1.26 | 1.26 | 1.26
NODA Covanta Mid-Connecticut NOX Cap Annual v5.15 | 390 | 7261 | Rate Constraint in MTons | FALSE | L | Annual | Emissions at Affected Plants NOX | Thousand Tons | 1.0547 | 1.0547 | 1.0547 | 1.0547 | 1.0547 | 1.0547 | 1.0547 | 1.0547
NODA Covanta Mid-Connecticut NOX Cap Annual v5.15 | 390 | 7261 | Rate Constraint in MTons | FALSE | L | Annual | Allowances Purchased NOX | Thousand Tons | 0 | 0 | 0 | 0 | 0 | 0 | 0 | 0
NODA Covanta Mid-Connecticut NOX Cap Annual v5.15 | 390 | 7261 | Rate Constraint in MTons | FALSE | L | Annual | Allowances Sold NOX | Thousand Tons | 0 | 0 | 0 | 0 | 0 | 0 | 0 | 0
NODA Covanta Mid-Connecticut NOX Cap Annual v5.15 | 390 | 7261 | Rate Constraint in MTons | FALSE | L | Annual | Allowances Banked | Thousand Tons | 0 | 0 | 0 | 0 | 0 | 0 | 0 | 0
NODA Covanta Mid-Connecticut NOX Cap Annual v5.15 | 390 | 7261 | Rate Constraint in MTons | FALSE | L | Annual | Allowances Withdrawn (1:1) | Thousand Tons | 0 | 0 | 0 | 0 | 0 | 0 | 0 | 0
NODA Covanta Mid-Connecticut NOX Cap Annual v5.15 | 390 | 7261 | Rate Constraint in MTons | FALSE | L | Annual | Allowances Withdrawn (n:1) | Thousand Tons | 0 | 0 | 0 | 0 | 0 | 0 | 0 | 0
NODA Covanta Mid-Connecticut NOX Cap Annual v5.15 | 390 | 7261 | Rate Constraint in MTons | FALSE | L | Annual | Net Emissions Allowance Position | Thousand Tons | 1.0547 | 1.0547 | 1.0547 | 1.0547 | 1.0547 | 1.0547 | 1.0547 | 1.0547
NODA Covanta Mid-Connecticut NOX Cap Annual v5.15 | 390 | 7261 | Rate Constraint in MTons | FALSE | L | Annual | Fuel Consumed | TBtu | 8.7892 | 8.7892 | 8.7892 | 8.7892 | 8.7892 | 8.7892 | 8.7892 | 8.7892
NODA Covanta Mid-Connecticut NOX Cap Annual v5.15 | 390 | 7261 | Rate Constraint in MTons | FALSE | L | Annual | Rate | lb/MMBtu | 0.24 | 0.24 | 0.24 | 0.24 | 0.24 | 0.24 | 0.24 | 0.24
NODA Covanta Mid-Connecticut NOX Cap Annual v5.15 | 390 | 7261 | Rate Constraint in MTons | FALSE | L | Annual | Generation | TWh | 0.42319 | 0.42319 | 0.42319 | 0.42319 | 0.42319 | 0.42319 | 0.42319 | 0.42319
NODA Covanta Mid-Connecticut NOX Cap Annual v5.15 | 390 | 7261 | Rate Constraint in MTons | FALSE | L | Annual | Qualifying Generation | TWh | 0.42319 | 0.42319 | 0.42319 | 0.42319 | 0.42319 | 0.42319 | 0.42319 | 0.42319
NODA Covanta Mid-Connecticut NOX Cap Annual v5.15 | 390 | 7261 | Rate Constraint in MTons | FALSE | L | Annual | Rate | lb/MWh | 4.9846 | 4.9846 | 4.9846 | 4.9846 | 4.9846 | 4.9846 | 4.9846 | 4.9846
NODA Covanta Mid-Connecticut NOX Cap Annual v5.15 | 390 | 7261 | Rate Constraint in MTons | FALSE | L | Annual | Constraint Shadow Price | US2019$/Ton | 0 | 0 | 0 | 0 | 0 | 0 | 0 | 0
NODA G G Allen NOx Cap Annual v5.15 | 391 | 7263 | Rate Constraint in MTons | FALSE | L | Annual | Seasons Included | Seasons | Winter, WintShld, Summer | Winter, WintShld, Summer | Winter, WintShld, Summer | Winter, WintShld, Summer | Winter, WintShld, Summer | Winter, WintShld, Summer | Winter, WintShld, Summer | Winter, WintShld, Summer
NODA G G Allen NOx Cap Annual v5.15 | 391 | 7263 | Rate Constraint in MTons | FALSE | L | Annual | Standard NOX | Thousand Tons | 0.6 | 0.6 | 0.6 | 0.6 | 0.6 | 0.6 | 0.6 | 0.6
NODA G G Allen NOx Cap Annual v5.15 | 391 | 7263 | Rate Constraint in MTons | FALSE | L | Annual | Emissions at Affected Plants NOX | Thousand Tons | 0.53941 | 0 | 0 | 0 | 0 | 0 | 0 | 0
NODA G G Allen NOx Cap Annual v5.15 | 391 | 7263 | Rate Constraint in MTons | FALSE | L | Annual | Allowances Purchased NOX | Thousand Tons | 0 | 0 | 0 | 0 | 0 | 0 | 0 | 0
NODA G G Allen NOx Cap Annual v5.15 | 391 | 7263 | Rate Constraint in MTons | FALSE | L | Annual | Allowances Sold NOX | Thousand Tons | 0 | 0 | 0 | 0 | 0 | 0 | 0 | 0
NODA G G Allen NOx Cap Annual v5.15 | 391 | 7263 | Rate Constraint in MTons | FALSE | L | Annual | Allowances Banked | Thousand Tons | 0 | 0 | 0 | 0 | 0 | 0 | 0 | 0
NODA G G Allen NOx Cap Annual v5.15 | 391 | 7263 | Rate Constraint in MTons | FALSE | L | Annual | Allowances Withdrawn (1:1) | Thousand Tons | 0 | 0 | 0 | 0 | 0 | 0 | 0 | 0
NODA G G Allen NOx Cap Annual v5.15 | 391 | 7263 | Rate Constraint in MTons | FALSE | L | Annual | Allowances Withdrawn (n:1) | Thousand Tons | 0 | 0 | 0 | 0 | 0 | 0 | 0 | 0
NODA G G Allen NOx Cap Annual v5.15 | 391 | 7263 | Rate Constraint in MTons | FALSE | L | Annual | Net Emissions Allowance Position | Thousand Tons | 0.53941 | 0 | 0 | 0 | 0 | 0 | 0 | 0
NODA G G Allen NOx Cap Annual v5.15 | 391 | 7263 | Rate Constraint in MTons | FALSE | L | Annual | Fuel Consumed | TBtu | 4.7538 | 0 | 0 | 0 | 0 | 0 | 0 | 0
NODA G G Allen NOx Cap Annual v5.15 | 391 | 7263 | Rate Constraint in MTons | FALSE | L | Annual | Rate | lb/MMBtu | 0.22694 | 0 | 0 | 0 | 0 | 0 | 0 | 0
NODA G G Allen NOx Cap Annual v5.15 | 391 | 7263 | Rate Constraint in MTons | FALSE | L | Annual | Generation | TWh | 0.4398 | 0 | 0 | 0 | 0 | 0 | 0 | 0
NODA G G Allen NOx Cap Annual v5.15 | 391 | 7263 | Rate Constraint in MTons | FALSE | L | Annual | Qualifying Generation | TWh | 0.4398 | 0 | 0 | 0 | 0 | 0 | 0 | 0
NODA G G Allen NOx Cap Annual v5.15 | 391 | 7263 | Rate Constraint in MTons | FALSE | L | Annual | Rate | lb/MWh | 2.453 | 0 | 0 | 0 | 0 | 0 | 0 | 0
NODA G G Allen NOx Cap Annual v5.15 | 391 | 7263 | Rate Constraint in MTons | FALSE | L | Annual | Constraint Shadow Price | US2019$/Ton | 0 | 0 | 0 | 0 | 0 | 0 | 0 | 0
NODA Greene County NOx Cap Annual v5.15 | 392 | 7254 | Rate Constraint in MTons | FALSE | L | Annual | Seasons Included | Seasons | Winter, WintShld, Summer | Winter, WintShld, Summer | Winter, WintShld, Summer | Winter, WintShld, Summer | Winter, WintShld, Summer | Winter, WintShld, Summer | Winter, WintShld, Summer | Winter, WintShld, Summer
NODA Greene County NOx Cap Annual v5.15 | 392 | 7254 | Rate Constraint in MTons | FALSE | L | Annual | Standard NOX | Thousand Tons | 4.79 | 4.79 | 4.79 | 4.79 | 4.79 | 4.79 | 4.79 | 4.79
NODA Greene County NOx Cap Annual v5.15 | 392 | 7254 | Rate Constraint in MTons | FALSE | L | Annual | Emissions at Affected Plants NOX | Thousand Tons | 1.2126 | 1.492 | 0.97536 | 1.2502 | 0.97536 | 0 | 0 | 0
NODA Greene County NOx Cap Annual v5.15 | 392 | 7254 | Rate Constraint in MTons | FALSE | L | Annual | Allowances Purchased NOX | Thousand Tons | 0 | 0 | 0 | 0 | 0 | 0 | 0 | 0
NODA Greene County NOx Cap Annual v5.15 | 392 | 7254 | Rate Constraint in MTons | FALSE | L | Annual | Allowances Sold NOX | Thousand Tons | 0 | 0 | 0 | 0 | 0 | 0 | 0 | 0
NODA Greene County NOx Cap Annual v5.15 | 392 | 7254 | Rate Constraint in MTons | FALSE | L | Annual | Allowances Banked | Thousand Tons | 0 | 0 | 0 | 0 | 0 | 0 | 0 | 0
NODA Greene County NOx Cap Annual v5.15 | 392 | 7254 | Rate Constraint in MTons | FALSE | L | Annual | Allowances Withdrawn (1:1) | Thousand Tons | 0 | 0 | 0 | 0 | 0 | 0 | 0 | 0
NODA Greene County NOx Cap Annual v5.15 | 392 | 7254 | Rate Constraint in MTons | FALSE | L | Annual | Allowances Withdrawn (n:1) | Thousand Tons | 0 | 0 | 0 | 0 | 0 | 0 | 0 | 0
NODA Greene County NOx Cap Annual v5.15 | 392 | 7254 | Rate Constraint in MTons | FALSE | L | Annual | Net Emissions Allowance Position | Thousand Tons | 1.2126 | 1.492 | 0.97536 | 1.2502 | 0.97536 | 0 | 0 | 0
NODA Greene County NOx Cap Annual v5.15 | 392 | 7254 | Rate Constraint in MTons | FALSE | L | Annual | Fuel Consumed | TBtu | 14.2522 | 17.492 | 11.4347 | 14.6931 | 11.4347 | 0 | 0 | 0
NODA Greene County NOx Cap Annual v5.15 | 392 | 7254 | Rate Constraint in MTons | FALSE | L | Annual | Rate | lb/MMBtu | 0.17016 | 0.1706 | 0.1706 | 0.17018 | 0.1706 | 0 | 0 | 0
NODA Greene County NOx Cap Annual v5.15 | 392 | 7254 | Rate Constraint in MTons | FALSE | L | Annual | Generation | TWh | 1.3741 | 1.6838 | 1.1007 | 1.4165 | 1.1007 | 0 | 0 | 0
NODA Greene County NOx Cap Annual v5.15 | 392 | 7254 | Rate Constraint in MTons | FALSE | L | Annual | Qualifying Generation | TWh | 1.3741 | 1.6838 | 1.1007 | 1.4165 | 1.1007 | 0 | 0 | 0
NODA Greene County NOx Cap Annual v5.15 | 392 | 7254 | Rate Constraint in MTons | FALSE | L | Annual | Rate | lb/MWh | 1.7649 | 1.7723 | 1.7723 | 1.7653 | 1.7723 | 0 | 0 | 0
NODA Greene County NOx Cap Annual v5.15 | 392 | 7254 | Rate Constraint in MTons | FALSE | L | Annual | Constraint Shadow Price | US2019$/Ton | 0 | 0 | 0 | 0 | 0 | 0 | 0 | 0
NODA Kemper County IGCC SO2 Cap Annual v5.15 | 393 | 7262 | Rate Constraint in MTons | FALSE | L | Annual | Seasons Included | Seasons | Winter, WintShld, Summer | Winter, WintShld, Summer | Winter, WintShld, Summer | Winter, WintShld, Summer | Winter, WintShld, Summer | Winter, WintShld, Summer | Winter, WintShld, Summer | Winter, WintShld, Summer
NODA Kemper County IGCC SO2 Cap Annual v5.15 | 393 | 7262 | Rate Constraint in MTons | FALSE | L | Annual | Standard SO2 | Thousand Tons | 0.116 | 0.116 | 0.116 | 0.116 | 0.116 | 0.116 | 0.116 | 0.116
NODA Kemper County IGCC SO2 Cap Annual v5.15 | 393 | 7262 | Rate Constraint in MTons | FALSE | L | Annual | Emissions at Affected Plants SO2 | Thousand Tons | 0 | 0 | 0 | 0 | 0 | 0 | 0 | 0
NODA Kemper County IGCC SO2 Cap Annual v5.15 | 393 | 7262 | Rate Constraint in MTons | FALSE | L | Annual | Allowances Purchased SO2 | Thousand Tons | 0 | 0 | 0 | 0 | 0 | 0 | 0 | 0
NODA Kemper County IGCC SO2 Cap Annual v5.15 | 393 | 7262 | Rate Constraint in MTons | FALSE | L | Annual | Allowances Sold SO2 | Thousand Tons | 0 | 0 | 0 | 0 | 0 | 0 | 0 | 0
NODA Kemper County IGCC SO2 Cap Annual v5.15 | 393 | 7262 | Rate Constraint in MTons | FALSE | L | Annual | Allowances Banked | Thousand Tons | 0 | 0 | 0 | 0 | 0 | 0 | 0 | 0
NODA Kemper County IGCC SO2 Cap Annual v5.15 | 393 | 7262 | Rate Constraint in MTons | FALSE | L | Annual | Allowances Withdrawn (1:1) | Thousand Tons | 0 | 0 | 0 | 0 | 0 | 0 | 0 | 0
NODA Kemper County IGCC SO2 Cap Annual v5.15 | 393 | 7262 | Rate Constraint in MTons | FALSE | L | Annual | Allowances Withdrawn (n:1) | Thousand Tons | 0 | 0 | 0 | 0 | 0 | 0 | 0 | 0
NODA Kemper County IGCC SO2 Cap Annual v5.15 | 393 | 7262 | Rate Constraint in MTons | FALSE | L | Annual | Net Emissions Allowance Position | Thousand Tons | 0 | 0 | 0 | 0 | 0 | 0 | 0 | 0
NODA Kemper County IGCC SO2 Cap Annual v5.15 | 393 | 7262 | Rate Constraint in MTons | FALSE | L | Annual | Fuel Consumed | TBtu | 16.1251 | 16.1251 | 15.267 | 15.7095 | 15.267 | 11.8345 | 10.3025 | 5.3832
NODA Kemper County IGCC SO2 Cap Annual v5.15 | 393 | 7262 | Rate Constraint in MTons | FALSE | L | Annual | Rate | lb/MMBtu | 0 | 0 | 0 | 0 | 0 | 0 | 0 | 0
NODA Kemper County IGCC SO2 Cap Annual v5.15 | 393 | 7262 | Rate Constraint in MTons | FALSE | L | Annual | Generation | TWh | 2.1206 | 2.1206 | 2.0078 | 2.0659 | 2.0078 | 1.5563 | 1.3549 | 0.70795
NODA Kemper County IGCC SO2 Cap Annual v5.15 | 393 | 7262 | Rate Constraint in MTons | FALSE | L | Annual | Qualifying Generation | TWh | 2.1206 | 2.1206 | 2.0078 | 2.0659 | 2.0078 | 1.5563 | 1.3549 | 0.70795
NODA Kemper County IGCC SO2 Cap Annual v5.15 | 393 | 7262 | Rate Constraint in MTons | FALSE | L | Annual | Rate | lb/MWh | 0 | 0 | 0 | 0 | 0 | 0 | 0 | 0
NODA Kemper County IGCC SO2 Cap Annual v5.15 | 393 | 7262 | Rate Constraint in MTons | FALSE | L | Annual | Constraint Shadow Price | US2019$/Ton | 0 | 0 | 0 | 0 | 0 | 0 | 0 | 0
NODA Marshalltown NOx Cap Annual v5.15 | 394 | 7252 | Rate Constraint in MTons | FALSE | L | Annual | Seasons Included | Seasons | Winter, WintShld, Summer | Winter, WintShld, Summer | Winter, WintShld, Summer | Winter, WintShld, Summer | Winter, WintShld, Summer | Winter, WintShld, Summer | Winter, WintShld, Summer | Winter, WintShld, Summer
NODA Marshalltown NOx Cap Annual v5.15 | 394 | 7252 | Rate Constraint in MTons | FALSE | L | Annual | Standard NOX | Thousand Tons | 0.229 | 0.229 | 0.229 | 0.229 | 0.229 | 0.229 | 0.229 | 0.229
NODA Marshalltown NOx Cap Annual v5.15 | 394 | 7252 | Rate Constraint in MTons | FALSE | L | Annual | Emissions at Affected Plants NOX | Thousand Tons | 0.042222 | 0.044514 | 0.041909 | 0.044113 | 0.043438 | 0.042191 | 0.038248 | 0.02816
NODA Marshalltown NOx Cap Annual v5.15 | 394 | 7252 | Rate Constraint in MTons | FALSE | L | Annual | Allowances Purchased NOX | Thousand Tons | 0 | 0 | 0 | 0 | 0 | 0 | 0 | 0
NODA Marshalltown NOx Cap Annual v5.15 | 394 | 7252 | Rate Constraint in MTons | FALSE | L | Annual | Allowances Sold NOX | Thousand Tons | 0 | 0 | 0 | 0 | 0 | 0 | 0 | 0
NODA Marshalltown NOx Cap Annual v5.15 | 394 | 7252 | Rate Constraint in MTons | FALSE | L | Annual | Allowances Banked | Thousand Tons | 0 | 0 | 0 | 0 | 0 | 0 | 0 | 0
NODA Marshalltown NOx Cap Annual v5.15 | 394 | 7252 | Rate Constraint in MTons | FALSE | L | Annual | Allowances Withdrawn (1:1) | Thousand Tons | 0 | 0 | 0 | 0 | 0 | 0 | 0 | 0
NODA Marshalltown NOx Cap Annual v5.15 | 394 | 7252 | Rate Constraint in MTons | FALSE | L | Annual | Allowances Withdrawn (n:1) | Thousand Tons | 0 | 0 | 0 | 0 | 0 | 0 | 0 | 0
NODA Marshalltown NOx Cap Annual v5.15 | 394 | 7252 | Rate Constraint in MTons | FALSE | L | Annual | Net Emissions Allowance Position | Thousand Tons | 0.042222 | 0.044514 | 0.041909 | 0.044113 | 0.043438 | 0.042191 | 0.038248 | 0.02816
NODA Marshalltown NOx Cap Annual v5.15 | 394 | 7252 | Rate Constraint in MTons | FALSE | L | Annual | Fuel Consumed | TBtu | 29.8392 | 31.459 | 29.6179 | 31.1753 | 30.6979 | 29.8172 | 27.0302 | 19.9012
NODA Marshalltown NOx Cap Annual v5.15 | 394 | 7252 | Rate Constraint in MTons | FALSE | L | Annual | Rate | lb/MMBtu | 0.00283 | 0.00283 | 0.00283 | 0.00283 | 0.00283 | 0.00283 | 0.00283 | 0.00283
NODA Marshalltown NOx Cap Annual v5.15 | 394 | 7252 | Rate Constraint in MTons | FALSE | L | Annual | Generation | TWh | 4.2021 | 4.4302 | 4.1709 | 4.3903 | 4.323 | 4.199 | 3.8065 | 2.8026
NODA Marshalltown NOx Cap Annual v5.15 | 394 | 7252 | Rate Constraint in MTons | FALSE | L | Annual | Qualifying Generation | TWh | 4.2021 | 4.4302 | 4.1709 | 4.3903 | 4.323 | 4.199 | 3.8065 | 2.8026
NODA Marshalltown NOx Cap Annual v5.15 | 394 | 7252 | Rate Constraint in MTons | FALSE | L | Annual | Rate | lb/MWh | 0.020096 | 0.020096 | 0.020096 | 0.020096 | 0.020096 | 0.020096 | 0.020096 | 0.020096
NODA Marshalltown NOx Cap Annual v5.15 | 394 | 7252 | Rate Constraint in MTons | FALSE | L | Annual | Constraint Shadow Price | US2019$/Ton | 0 | 0 | 0 | 0 | 0 | 0 | 0 | 0
NODA Nacogdoches SO2 Cap Annual v5.15 | 395 | 7253 | Rate Constraint in MTons | FALSE | L | Annual | Seasons Included | Seasons | Winter, WintShld, Summer | Winter, WintShld, Summer | Winter, WintShld, Summer | Winter, WintShld, Summer | Winter, WintShld, Summer | Winter, WintShld, Summer | Winter, WintShld, Summer | Winter, WintShld, Summer
NODA Nacogdoches SO2 Cap Annual v5.15 | 395 | 7253 | Rate Constraint in MTons | FALSE | L | Annual | Standard SO2 | Thousand Tons | 0.277 | 0.277 | 0.277 | 0.277 | 0.277 | 0.277 | 0.277 | 0.277
NODA Nacogdoches SO2 Cap Annual v5.15 | 395 | 7253 | Rate Constraint in MTons | FALSE | L | Annual | Emissions at Affected Plants SO2 | Thousand Tons | 0 | 0 | 0 | 0 | 0 | 0 | 0 | 0
NODA Nacogdoches SO2 Cap Annual v5.15 | 395 | 7253 | Rate Constraint in MTons | FALSE | L | Annual | Allowances Purchased SO2 | Thousand Tons | 0 | 0 | 0 | 0 | 0 | 0 | 0 | 0
NODA Nacogdoches SO2 Cap Annual v5.15 | 395 | 7253 | Rate Constraint in MTons | FALSE | L | Annual | Allowances Sold SO2 | Thousand Tons | 0 | 0 | 0 | 0 | 0 | 0 | 0 | 0
NODA Nacogdoches SO2 Cap Annual v5.15 | 395 | 7253 | Rate Constraint in MTons | FALSE | L | Annual | Allowances Banked | Thousand Tons | 0 | 0 | 0 | 0 | 0 | 0 | 0 | 0
NODA Nacogdoches SO2 Cap Annual v5.15 | 395 | 7253 | Rate Constraint in MTons | FALSE | L | Annual | Allowances Withdrawn (1:1) | Thousand Tons | 0 | 0 | 0 | 0 | 0 | 0 | 0 | 0
NODA Nacogdoches SO2 Cap Annual v5.15 | 395 | 7253 | Rate Constraint in MTons | FALSE | L | Annual | Allowances Withdrawn (n:1) | Thousand Tons | 0 | 0 | 0 | 0 | 0 | 0 | 0 | 0
NODA Nacogdoches SO2 Cap Annual v5.15 | 395 | 7253 | Rate Constraint in MTons | FALSE | L | Annual | Net Emissions Allowance Position | Thousand Tons | 0 | 0 | 0 | 0 | 0 | 0 | 0 | 0
NODA Nacogdoches SO2 Cap Annual v5.15 | 395 | 7253 | Rate Constraint in MTons | FALSE | L | Annual | Fuel Consumed | TBtu | 0 | 0 | 0 | 0 | 0 | 0 | 0 | 0
NODA Nacogdoches SO2 Cap Annual v5.15 | 395 | 7253 | Rate Constraint in MTons | FALSE | L | Annual | Rate | lb/MMBtu | 0 | 0 | 0 | 0 | 0 | 0 | 0 | 0
NODA Nacogdoches SO2 Cap Annual v5.15 | 395 | 7253 | Rate Constraint in MTons | FALSE | L | Annual | Generation | TWh | 0 | 0 | 0 | 0 | 0 | 0 | 0 | 0
NODA Nacogdoches SO2 Cap Annual v5.15 | 395 | 7253 | Rate Constraint in MTons | FALSE | L | Annual | Qualifying Generation | TWh | 0 | 0 | 0 | 0 | 0 | 0 | 0 | 0
NODA Nacogdoches SO2 Cap Annual v5.15 | 395 | 7253 | Rate Constraint in MTons | FALSE | L | Annual | Rate | lb/MWh | 0 | 0 | 0 | 0 | 0 | 0 | 0 | 0
NODA Nacogdoches SO2 Cap Annual v5.15 | 395 | 7253 | Rate Constraint in MTons | FALSE | L | Annual | Constraint Shadow Price | US2019$/Ton | 0 | 0 | 0 | 0 | 0 | 0 | 0 | 0
NODA Newark NOx Cap Annual v5.15 | 396 | 7249 | Rate Constraint in MTons | FALSE | L | Annual | Seasons Included | Seasons | Winter, WintShld, Summer | Winter, WintShld, Summer | Winter, WintShld, Summer | Winter, WintShld, Summer | Winter, WintShld, Summer | Winter, WintShld, Summer | Winter, WintShld, Summer | Winter, WintShld, Summer
NODA Newark NOx Cap Annual v5.15 | 396 | 7249 | Rate Constraint in MTons | FALSE | L | Annual | Standard NOX | Thousand Tons | 0.278 | 0.278 | 0.278 | 0.278 | 0.278 | 0.278 | 0.278 | 0.278
NODA Newark NOx Cap Annual v5.15 | 396 | 7249 | Rate Constraint in MTons | FALSE | L | Annual | Emissions at Affected Plants NOX | Thousand Tons | 0.056317 | 0.062509 | 0.066427 | 0.062752 | 0.066427 | 0.066427 | 0.066427 | 0.066427
NODA Newark NOx Cap Annual v5.15 | 396 | 7249 | Rate Constraint in MTons | FALSE | L | Annual | Allowances Purchased NOX | Thousand Tons | 0 | 0 | 0 | 0 | 0 | 0 | 0 | 0
NODA Newark NOx Cap Annual v5.15 | 396 | 7249 | Rate Constraint in MTons | FALSE | L | Annual | Allowances Sold NOX | Thousand Tons | 0 | 0 | 0 | 0 | 0 | 0 | 0 | 0
NODA Newark NOx Cap Annual v5.15 | 396 | 7249 | Rate Constraint in MTons | FALSE | L | Annual | Allowances Banked | Thousand Tons | 0 | 0 | 0 | 0 | 0 | 0 | 0 | 0
NODA Newark NOx Cap Annual v5.15 | 396 | 7249 | Rate Constraint in MTons | FALSE | L | Annual | Allowances Withdrawn (1:1) | Thousand Tons | 0 | 0 | 0 | 0 | 0 | 0 | 0 | 0
NODA Newark NOx Cap Annual v5.15 | 396 | 7249 | Rate Constraint in MTons | FALSE | L | Annual | Allowances Withdrawn (n:1) | Thousand Tons | 0 | 0 | 0 | 0 | 0 | 0 | 0 | 0
NODA Newark NOx Cap Annual v5.15 | 396 | 7249 | Rate Constraint in MTons | FALSE | L | Annual | Net Emissions Allowance Position | Thousand Tons | 0.056317 | 0.062509 | 0.066427 | 0.062752 | 0.066427 | 0.066427 | 0.066427 | 0.066427
NODA Newark NOx Cap Annual v5.15 | 396 | 7249 | Rate Constraint in MTons | FALSE | L | Annual | Fuel Consumed | TBtu | 31.3746 | 34.8238 | 37.0069 | 34.9594 | 37.0069 | 37.0069 | 37.0069 | 37.0069
NODA Newark NOx Cap Annual v5.15 | 396 | 7249 | Rate Constraint in MTons | FALSE | L | Annual | Rate | lb/MMBtu | 0.00359 | 0.00359 | 0.00359 | 0.00359 | 0.00359 | 0.00359 | 0.00359 | 0.00359
NODA Newark NOx Cap Annual v5.15 | 396 | 7249 | Rate Constraint in MTons | FALSE | L | Annual | Generation | TWh | 4.4503 | 4.9395 | 5.2492 | 4.9588 | 5.2492 | 5.2492 | 5.2492 | 5.2492
NODA Newark NOx Cap Annual v5.15 | 396 | 7249 | Rate Constraint in MTons | FALSE | L | Annual | Qualifying Generation | TWh | 4.4503 | 4.9395 | 5.2492 | 4.9588 | 5.2492 | 5.2492 | 5.2492 | 5.2492
NODA Newark NOx Cap Annual v5.15 | 396 | 7249 | Rate Constraint in MTons | FALSE | L | Annual | Rate | lb/MWh | 0.025309 | 0.025309 | 0.025309 | 0.025309 | 0.025309 | 0.025309 | 0.025309 | 0.025309
NODA Newark NOx Cap Annual v5.15 | 396 | 7249 | Rate Constraint in MTons | FALSE | L | Annual | Constraint Shadow Price | US2019$/Ton | 0 | 0 | 0 | 0 | 0 | 0 | 0 | 0
NODA West Deptford NOx Cap Annual v5.15 | 397 | 7250 | Rate Constraint in MTons | FALSE | L | Annual | Seasons Included | Seasons | Winter, WintShld, Summer | Winter, WintShld, Summer | Winter, WintShld, Summer | Winter, WintShld, Summer | Winter, WintShld, Summer | Winter, WintShld, Summer | Winter, WintShld, Summer | Winter, WintShld, Summer
NODA West Deptford NOx Cap Annual v5.15 | 397 | 7250 | Rate Constraint in MTons | FALSE | L | Annual | Standard NOX | Thousand Tons | 0.717 | 0.717 | 0.717 | 0.717 | 0.717 | 0.717 | 0.717 | 0.717
NODA West Deptford NOx Cap Annual v5.15 | 397 | 7250 | Rate Constraint in MTons | FALSE | L | Annual | Emissions at Affected Plants NOX | Thousand Tons | 0.051592 | 0.058473 | 0.059478 | 0.058251 | 0.054149 | 0.068419 | 0.068419 | 0.068419
NODA West Deptford NOx Cap Annual v5.15 | 397 | 7250 | Rate Constraint in MTons | FALSE | L | Annual | Allowances Purchased NOX | Thousand Tons | 0 | 0 | 0 | 0 | 0 | 0 | 0 | 0
NODA West Deptford NOx Cap Annual v5.15 | 397 | 7250 | Rate Constraint in MTons | FALSE | L | Annual | Allowances Sold NOX | Thousand Tons | 0 | 0 | 0 | 0 | 0 | 0 | 0 | 0
NODA West Deptford NOx Cap Annual v5.15 | 397 | 7250 | Rate Constraint in MTons | FALSE | L | Annual | Allowances Banked | Thousand Tons | 0 | 0 | 0 | 0 | 0 | 0 | 0 | 0
NODA West Deptford NOx Cap Annual v5.15 | 397 | 7250 | Rate Constraint in MTons | FALSE | L | Annual | Allowances Withdrawn (1:1) | Thousand Tons | 0 | 0 | 0 | 0 | 0 | 0 | 0 | 0
NODA West Deptford NOx Cap Annual v5.15 | 397 | 7250 | Rate Constraint in MTons | FALSE | L | Annual | Allowances Withdrawn (n:1) | Thousand Tons | 0 | 0 | 0 | 0 | 0 | 0 | 0 | 0
NODA West Deptford NOx Cap Annual v5.15 | 397 | 7250 | Rate Constraint in MTons | FALSE | L | Annual | Net Emissions Allowance Position | Thousand Tons | 0.051592 | 0.058473 | 0.059478 | 0.058251 | 0.054149 | 0.068419 | 0.068419 | 0.068419
NODA West Deptford NOx Cap Annual v5.15 | 397 | 7250 | Rate Constraint in MTons | FALSE | L | Annual | Fuel Consumed | TBtu | 29.3138 | 33.2233 | 33.7942 | 33.0974 | 30.7664 | 38.8743 | 38.8743 | 38.8743
NODA West Deptford NOx Cap Annual v5.15 | 397 | 7250 | Rate Constraint in MTons | FALSE | L | Annual | Rate | lb/MMBtu | 0.00352 | 0.00352 | 0.00352 | 0.00352 | 0.00352 | 0.00352 | 0.00352 | 0.00352
NODA West Deptford NOx Cap Annual v5.15 | 397 | 7250 | Rate Constraint in MTons | FALSE | L | Annual | Generation | TWh | 4.1439 | 4.6965 | 4.7772 | 4.6787 | 4.3492 | 5.4954 | 5.4954 | 5.4954
NODA West Deptford NOx Cap Annual v5.15 | 397 | 7250 | Rate Constraint in MTons | FALSE | L | Annual | Qualifying Generation | TWh | 4.1439 | 4.6965 | 4.7772 | 4.6787 | 4.3492 | 5.4954 | 5.4954 | 5.4954
NODA West Deptford NOx Cap Annual v5.15 | 397 | 7250 | Rate Constraint in MTons | FALSE | L | Annual | Rate | lb/MWh | 0.0249 | 0.0249 | 0.0249 | 0.0249 | 0.0249 | 0.0249 | 0.0249 | 0.0249
NODA West Deptford NOx Cap Annual v5.15 | 397 | 7250 | Rate Constraint in MTons | FALSE | L | Annual | Constraint Shadow Price | US2019$/Ton | 0 | 0 | 0 | 0 | 0 | 0 | 0 | 0
NODA Wheelabrator Lisbon 1 NOX Cap Annual v5.15 | 398 | 7260 | Rate Constraint in MTons | FALSE | L | Annual | Seasons Included | Seasons | Winter, WintShld, Summer | Winter, WintShld, Summer | Winter, WintShld, Summer | Winter, WintShld, Summer | Winter, WintShld, Summer | Winter, WintShld, Summer | Winter, WintShld, Summer | Winter, WintShld, Summer
NODA Wheelabrator Lisbon 1 NOX Cap Annual v5.15 | 398 | 7260 | Rate Constraint in MTons | FALSE | L | Annual | Standard NOX | Thousand Tons | 0.148 | 0.148 | 0.148 | 0.148 | 0.148 | 0.148 | 0.148 | 0.148
NODA Wheelabrator Lisbon 1 NOX Cap Annual v5.15 | 398 | 7260 | Rate Constraint in MTons | FALSE | L | Annual | Emissions at Affected Plants NOX | Thousand Tons | 0.13017 | 0.13017 | 0.13017 | 0.13017 | 0.13017 | 0.13017 | 0.13017 | 0.13017
NODA Wheelabrator Lisbon 1 NOX Cap Annual v5.15 | 398 | 7260 | Rate Constraint in MTons | FALSE | L | Annual | Allowances Purchased NOX | Thousand Tons | 0 | 0 | 0 | 0 | 0 | 0 | 0 | 0
NODA Wheelabrator Lisbon 1 NOX Cap Annual v5.15 | 398 | 7260 | Rate Constraint in MTons | FALSE | L | Annual | Allowances Sold NOX | Thousand Tons | 0 | 0 | 0 | 0 | 0 | 0 | 0 | 0
NODA Wheelabrator Lisbon 1 NOX Cap Annual v5.15 | 398 | 7260 | Rate Constraint in MTons | FALSE | L | Annual | Allowances Banked | Thousand Tons | 0 | 0 | 0 | 0 | 0 | 0 | 0 | 0
NODA Wheelabrator Lisbon 1 NOX Cap Annual v5.15 | 398 | 7260 | Rate Constraint in MTons | FALSE | L | Annual | Allowances Withdrawn (1:1) | Thousand Tons | 0 | 0 | 0 | 0 | 0 | 0 | 0 | 0
NODA Wheelabrator Lisbon 1 NOX Cap Annual v5.15 | 398 | 7260 | Rate Constraint in MTons | FALSE | L | Annual | Allowances Withdrawn (n:1) | Thousand Tons | 0 | 0 | 0 | 0 | 0 | 0 | 0 | 0
NODA Wheelabrator Lisbon 1 NOX Cap Annual v5.15 | 398 | 7260 | Rate Constraint in MTons | FALSE | L | Annual | Net Emissions Allowance Position | Thousand Tons | 0.13017 | 0.13017 | 0.13017 | 0.13017 | 0.13017 | 0.13017 | 0.13017 | 0.13017
NODA Wheelabrator Lisbon 1 NOX Cap Annual v5.15 | 398 | 7260 | Rate Constraint in MTons | FALSE | L | Annual | Fuel Consumed | TBtu | 0.92981 | 0.92981 | 0.92981 | 0.92981 | 0.92981 | 0.92981 | 0.92981 | 0.92981
NODA Wheelabrator Lisbon 1 NOX Cap Annual v5.15 | 398 | 7260 | Rate Constraint in MTons | FALSE | L | Annual | Rate | lb/MMBtu | 0.28 | 0.28 | 0.28 | 0.28 | 0.28 | 0.28 | 0.28 | 0.28
NODA Wheelabrator Lisbon 1 NOX Cap Annual v5.15 | 398 | 7260 | Rate Constraint in MTons | FALSE | L | Annual | Generation | TWh | 0.050638 | 0.050638 | 0.050638 | 0.050638 | 0.050638 | 0.050638 | 0.050638 | 0.050638
NODA Wheelabrator Lisbon 1 NOX Cap Annual v5.15 | 398 | 7260 | Rate Constraint in MTons | FALSE | L | Annual | Qualifying Generation | TWh | 0.050638 | 0.050638 | 0.050638 | 0.050638 | 0.050638 | 0.050638 | 0.050638 | 0.050638
NODA Wheelabrator Lisbon 1 NOX Cap Annual v5.15 | 398 | 7260 | Rate Constraint in MTons | FALSE | L | Annual | Rate | lb/MWh | 5.1414 | 5.1414 | 5.1414 | 5.1414 | 5.1414 | 5.1414 | 5.1414 | 5.1414
NODA Wheelabrator Lisbon 1 NOX Cap Annual v5.15 | 398 | 7260 | Rate Constraint in MTons | FALSE | L | Annual | Constraint Shadow Price | US2019$/Ton | 0 | 0 | 0 | 0 | 0 | 0 | 0 | 0
NODA WheelabratorBridgeport 1 NOX Cap Annual v5.15 | 399 | 7257 | Rate Constraint in MTons | FALSE | L | Annual | Seasons Included | Seasons | Winter, WintShld, Summer | Winter, WintShld, Summer | Winter, WintShld, Summer | Winter, WintShld, Summer | Winter, WintShld, Summer | Winter, WintShld, Summer | Winter, WintShld, Summer | Winter, WintShld, Summer
NODA WheelabratorBridgeport 1 NOX Cap Annual v5.15 | 399 | 7257 | Rate Constraint in MTons | FALSE | L | Annual | Standard NOX | Thousand Tons | 0.501 | 0.501 | 0.501 | 0.501 | 0.501 | 0.501 | 0.501 | 0.501
NODA WheelabratorBridgeport 1 NOX Cap Annual v5.15 | 399 | 7257 | Rate Constraint in MTons | FALSE | L | Annual | Emissions at Affected Plants NOX | Thousand Tons | 0.37806 | 0.37806 | 0.37806 | 0.37806 | 0.37806 | 0.37806 | 0.37806 | 0.37806
NODA WheelabratorBridgeport 1 NOX Cap Annual v5.15 | 399 | 7257 | Rate Constraint in MTons | FALSE | L | Annual | Allowances Purchased NOX | Thousand Tons | 0 | 0 | 0 | 0 | 0 | 0 | 0 | 0
NODA WheelabratorBridgeport 1 NOX Cap Annual v5.15 | 399 | 7257 | Rate Constraint in MTons | FALSE | L | Annual | Allowances Sold NOX | Thousand Tons | 0 | 0 | 0 | 0 | 0 | 0 | 0 | 0
NODA WheelabratorBridgeport 1 NOX Cap Annual v5.15 | 399 | 7257 | Rate Constraint in MTons | FALSE | L | Annual | Allowances Banked | Thousand Tons | 0 | 0 | 0 | 0 | 0 | 0 | 0 | 0
NODA WheelabratorBridgeport 1 NOX Cap Annual v5.15 | 399 | 7257 | Rate Constraint in MTons | FALSE | L | Annual | Allowances Withdrawn (1:1) | Thousand Tons | 0 | 0 | 0 | 0 | 0 | 0 | 0 | 0
NODA WheelabratorBridgeport 1 NOX Cap Annual v5.15 | 399 | 7257 | Rate Constraint in MTons | FALSE | L | Annual | Allowances Withdrawn (n:1) | Thousand Tons | 0 | 0 | 0 | 0 | 0 | 0 | 0 | 0
NODA WheelabratorBridgeport 1 NOX Cap Annual v5.15 | 399 | 7257 | Rate Constraint in MTons | FALSE | L | Annual | Net Emissions Allowance Position | Thousand Tons | 0.37806 | 0.37806 | 0.37806 | 0.37806 | 0.37806 | 0.37806 | 0.37806 | 0.37806
NODA WheelabratorBridgeport 1 NOX Cap Annual v5.15 | 399 | 7257 | Rate Constraint in MTons | FALSE | L | Annual | Fuel Consumed | TBtu | 2.3409 | 2.3409 | 2.3409 | 2.3409 | 2.3409 | 2.3409 | 2.3409 | 2.3409
NODA WheelabratorBridgeport 1 NOX Cap Annual v5.15 | 399 | 7257 | Rate Constraint in MTons | FALSE | L | Annual | Rate | lb/MMBtu | 0.323 | 0.323 | 0.323 | 0.323 | 0.323 | 0.323 | 0.323 | 0.323
NODA WheelabratorBridgeport 1 NOX Cap Annual v5.15 | 399 | 7257 | Rate Constraint in MTons | FALSE | L | Annual | Generation | TWh | 0.13962 | 0.13962 | 0.13962 | 0.13962 | 0.13962 | 0.13962 | 0.13962 | 0.13962
NODA WheelabratorBridgeport 1 NOX Cap Annual v5.15 | 399 | 7257 | Rate Constraint in MTons | FALSE | L | Annual | Qualifying Generation | TWh | 0.13962 | 0.13962 | 0.13962 | 0.13962 | 0.13962 | 0.13962 | 0.13962 | 0.13962
NODA WheelabratorBridgeport 1 NOX Cap Annual v5.15 | 399 | 7257 | Rate Constraint in MTons | FALSE | L | Annual | Rate | lb/MWh | 5.4157 | 5.4157 | 5.4157 | 5.4157 | 5.4157 | 5.4157 | 5.4157 | 5.4157
NODA WheelabratorBridgeport 1 NOX Cap Annual v5.15 | 399 | 7257 | Rate Constraint in MTons | FALSE | L | Annual | Constraint Shadow Price | US2019$/Ton | 0 | 0 | 0 | 0 | 0 | 0 | 0 | 0
NODA WheelabratorBridgeport 2 NOX Cap Annual v5.15 | 400 | 7258 | Rate Constraint in MTons | FALSE | L | Annual | Seasons Included | Seasons | Winter, WintShld, Summer | Winter, WintShld, Summer | Winter, WintShld, Summer | Winter, WintShld, Summer | Winter, WintShld, Summer | Winter, WintShld, Summer | Winter, WintShld, Summer | Winter, WintShld, Summer
NODA WheelabratorBridgeport 2 NOX Cap Annual v5.15 | 400 | 7258 | Rate Constraint in MTons | FALSE | L | Annual | Standard NOX | Thousand Tons | 0.501 | 0.501 | 0.501 | 0.501 | 0.501 | 0.501 | 0.501 | 0.501
NODA WheelabratorBridgeport 2 NOX Cap Annual v5.15 | 400 | 7258 | Rate Constraint in MTons | FALSE | L | Annual | Emissions at Affected Plants NOX | Thousand Tons | 0.37923 | 0.37923 | 0.37923 | 0.37923 | 0.37923 | 0.37923 | 0.37923 | 0.37923
NODA WheelabratorBridgeport 2 NOX Cap Annual v5.15 | 400 | 7258 | Rate Constraint in MTons | FALSE | L | Annual | Allowances Purchased NOX | Thousand Tons | 0 | 0 | 0 | 0 | 0 | 0 | 0 | 0
NODA WheelabratorBridgeport 2 NOX Cap Annual v5.15 | 400 | 7258 | Rate Constraint in MTons | FALSE | L | Annual | Allowances Sold NOX | Thousand Tons | 0 | 0 | 0 | 0 | 0 | 0 | 0 | 0
NODA WheelabratorBridgeport 2 NOX Cap Annual v5.15 | 400 | 7258 | Rate Constraint in MTons | FALSE | L | Annual | Allowances Banked | Thousand Tons | 0 | 0 | 0 | 0 | 0 | 0 | 0 | 0
NODA WheelabratorBridgeport 2 NOX Cap Annual v5.15 | 400 | 7258 | Rate Constraint in MTons | FALSE | L | Annual | Allowances Withdrawn (1:1) | Thousand Tons | 0 | 0 | 0 | 0 | 0 | 0 | 0 | 0
NODA WheelabratorBridgeport 2 NOX Cap Annual v5.15 | 400 | 7258 | Rate Constraint in MTons | FALSE | L | Annual | Allowances Withdrawn (n:1) | Thousand Tons | 0 | 0 | 0 | 0 | 0 | 0 | 0 | 0
NODA WheelabratorBridgeport 2 NOX Cap Annual v5.15 | 400 | 7258 | Rate Constraint in MTons | FALSE | L | Annual | Net Emissions Allowance Position | Thousand Tons | 0.37923 | 0.37923 | 0.37923 | 0.37923 | 0.37923 | 0.37923 | 0.37923 | 0.37923
NODA WheelabratorBridgeport 2 NOX Cap Annual v5.15 | 400 | 7258 | Rate Constraint in MTons | FALSE | L | Annual | Fuel Consumed | TBtu | 2.3409 | 2.3409 | 2.3409 | 2.3409 | 2.3409 | 2.3409 | 2.3409 | 2.3409
NODA WheelabratorBridgeport 2 NOX Cap Annual v5.15 | 400 | 7258 | Rate Constraint in MTons | FALSE | L | Annual | Rate | lb/MMBtu | 0.324 | 0.324 | 0.324 | 0.324 | 0.324 | 0.324 | 0.324 | 0.324
NODA WheelabratorBridgeport 2 NOX Cap Annual v5.15 | 400 | 7258 | Rate Constraint in MTons | FALSE | L | Annual | Generation | TWh | 0.13962 | 0.13962 | 0.13962 | 0.13962 | 0.13962 | 0.13962 | 0.13962 | 0.13962
NODA WheelabratorBridgeport 2 NOX Cap Annual v5.15 | 400 | 7258 | Rate Constraint in MTons | FALSE | L | Annual | Qualifying Generation | TWh | 0.13962 | 0.13962 | 0.13962 | 0.13962 | 0.13962 | 0.13962 | 0.13962 | 0.13962
NODA WheelabratorBridgeport 2 NOX Cap Annual v5.15 | 400 | 7258 | Rate Constraint in MTons | FALSE | L | Annual | Rate | lb/MWh | 5.4325 | 5.4325 | 5.4325 | 5.4325 | 5.4325 | 5.4325 | 5.4325 | 5.4325
NODA WheelabratorBridgeport 2 NOX Cap Annual v5.15 | 400 | 7258 | Rate Constraint in MTons | FALSE | L | Annual | Constraint Shadow Price | US2019$/Ton | 0 | 0 | 0 | 0 | 0 | 0 | 0 | 0
NODA WheelabratorBridgeport 3 NOX Cap Annual v5.15 | 401 | 7259 | Rate Constraint in MTons | FALSE | L | Annual | Seasons Included | Seasons | Winter, WintShld, Summer | Winter, WintShld, Summer | Winter, WintShld, Summer | Winter, WintShld, Summer | Winter, WintShld, Summer | Winter, WintShld, Summer | Winter, WintShld, Summer | Winter, WintShld, Summer
NODA WheelabratorBridgeport 3 NOX Cap Annual v5.15 | 401 | 7259 | Rate Constraint in MTons | FALSE | L | Annual | Standard NOX | Thousand Tons | 0.501 | 0.501 | 0.501 | 0.501 | 0.501 | 0.501 | 0.501 | 0.501
NODA WheelabratorBridgeport 3 NOX Cap Annual v5.15 | 401 | 7259 | Rate Constraint in MTons | FALSE | L | Annual | Emissions at Affected Plants NOX | Thousand Tons | 0.38157 | 0.38157 | 0.38157 | 0.38157 | 0.38157 | 0.38157 | 0.38157 | 0.38157
NODA WheelabratorBridgeport 3 NOX Cap Annual v5.15 | 401 | 7259 | Rate Constraint in MTons | FALSE | L | Annual | Allowances Purchased NOX | Thousand Tons | 0 | 0 | 0 | 0 | 0 | 0 | 0 | 0
NODA WheelabratorBridgeport 3 NOX Cap Annual v5.15 | 401 | 7259 | Rate Constraint in MTons | FALSE | L | Annual | Allowances Sold NOX | Thousand Tons | 0 | 0 | 0 | 0 | 0 | 0 | 0 | 0
NODA WheelabratorBridgeport 3 NOX Cap Annual v5.15 | 401 | 7259 | Rate Constraint in MTons | FALSE | L | Annual | Allowances Banked | Thousand Tons | 0 | 0 | 0 | 0 | 0 | 0 | 0 | 0
NODA WheelabratorBridgeport 3 NOX Cap Annual v5.15 | 401 | 7259 | Rate Constraint in MTons | FALSE | L | Annual | Allowances Withdrawn (1:1) | Thousand Tons | 0 | 0 | 0 | 0 | 0 | 0 | 0 | 0
NODA WheelabratorBridgeport 3 NOX Cap Annual v5.15 | 401 | 7259 | Rate Constraint in MTons | FALSE | L | Annual | Allowances Withdrawn (n:1) | Thousand Tons | 0 | 0 | 0 | 0 | 0 | 0 | 0 | 0
NODA WheelabratorBridgeport 3 NOX Cap Annual v5.15 | 401 | 7259 | Rate Constraint in MTons | FALSE | L | Annual | Net Emissions Allowance Position | Thousand Tons | 0.38157 | 0.38157 | 0.38157 | 0.38157 | 0.38157 | 0.38157 | 0.38157 | 0.38157
NODA WheelabratorBridgeport 3 NOX Cap Annual v5.15 | 401 | 7259 | Rate Constraint in MTons | FALSE | L | Annual | Fuel Consumed | TBtu | 2.3409 | 2.3409 | 2.3409 | 2.3409 | 2.3409 | 2.3409 | 2.3409 | 2.3409
NODA WheelabratorBridgeport 3 NOX Cap Annual v5.15 | 401 | 7259 | Rate Constraint in MTons | FALSE | L | Annual | Rate | lb/MMBtu | 0.326 | 0.326 | 0.326 | 0.326 | 0.326 | 0.326 | 0.326 | 0.326
NODA WheelabratorBridgeport 3 NOX Cap Annual v5.15 | 401 | 7259 | Rate Constraint in MTons | FALSE | L | Annual | Generation | TWh | 0.13962 | 0.13962 | 0.13962 | 0.13962 | 0.13962 | 0.13962 | 0.13962 | 0.13962
NODA WheelabratorBridgeport 3 NOX Cap Annual v5.15 | 401 | 7259 | Rate Constraint in MTons | FALSE | L | Annual | Qualifying Generation | TWh | 0.13962 | 0.13962 | 0.13962 | 0.13962 | 0.13962 | 0.13962 | 0.13962 | 0.13962
NODA WheelabratorBridgeport 3 NOX Cap Annual v5.15 | 401 | 7259 | Rate Constraint in MTons | FALSE | L | Annual | Rate | lb/MWh | 5.466 | 5.466 | 5.466 | 5.466 | 5.466 | 5.466 | 5.466 | 5.466
NODA WheelabratorBridgeport 3 NOX Cap Annual v5.15 | 401 | 7259 | Rate Constraint in MTons | FALSE | L | Annual | Constraint Shadow Price | US2019$/Ton | 0 | 0 | 0 | 0 | 0 | 0 | 0 | 0
NODA Woodbridge NOx Cap Annual v5.15 | 402 | 7251 | Rate Constraint in MTons | FALSE | L | Annual | Seasons Included | Seasons | Winter, WintShld, Summer | Winter, WintShld, Summer | Winter, WintShld, Summer | Winter, WintShld, Summer | Winter, WintShld, Summer | Winter, WintShld, Summer | Winter, WintShld, Summer | Winter, WintShld, Summer
NODA Woodbridge NOx Cap Annual v5.15 | 402 | 7251 | Rate Constraint in MTons | FALSE | L | Annual | Standard NOX | Thousand Tons | 0.297 | 0.297 | 0.297 | 0.297 | 0.297 | 0.297 | 0.297 | 0.297
NODA Woodbridge NOx Cap Annual v5.15 | 402 | 7251 | Rate Constraint in MTons | FALSE | L | Annual | Emissions at Affected Plants NOX | Thousand Tons | 0.031224 | 0.031975 | 0.032422 | 0.031981 | 0.03398 | 0.03398 | 0.03398 | 0.03398
NODA Woodbridge NOx Cap Annual v5.15 | 402 | 7251 | Rate Constraint in MTons | FALSE | L | Annual | Allowances Purchased NOX | Thousand Tons | 0 | 0 | 0 | 0 | 0 | 0 | 0 | 0
NODA Woodbridge NOx Cap Annual v5.15 | 402 | 7251 | Rate Constraint in MTons | FALSE | L | Annual | Allowances Sold NOX | Thousand Tons | 0 | 0 | 0 | 0 | 0 | 0 | 0 | 0
NODA Woodbridge NOx Cap Annual v5.15 | 402 | 7251 | Rate Constraint in MTons | FALSE | L | Annual | Allowances Banked | Thousand Tons | 0 | 0 | 0 | 0 | 0 | 0 | 0 | 0
NODA Woodbridge NOx Cap Annual v5.15 | 402 | 7251 | Rate Constraint in MTons | FALSE | L | Annual | Allowances Withdrawn (1:1) | Thousand Tons | 0 | 0 | 0 | 0 | 0 | 0 | 0 | 0
NODA Woodbridge NOx Cap Annual v5.15 | 402 | 7251 | Rate Constraint in MTons | FALSE | L | Annual | Allowances Withdrawn (n:1) | Thousand Tons | 0 | 0 | 0 | 0 | 0 | 0 | 0 | 0
NODA Woodbridge NOx Cap Annual v5.15 | 402 | 7251 | Rate Constraint in MTons | FALSE | L | Annual | Net Emissions Allowance Position | Thousand Tons | 0.031224 | 0.031975 | 0.032422 | 0.031981 | 0.03398 | 0.03398 | 0.03398 | 0.03398
NODA Woodbridge NOx Cap Annual v5.15 | 402 | 7251 | Rate Constraint in MTons | FALSE | L | Annual | Fuel Consumed | TBtu | 19.9515 | 20.4315 | 20.7166 | 20.4352 | 21.7123 | 21.7123 | 21.7123 | 21.7123
NODA Woodbridge NOx Cap Annual v5.15 | 402 | 7251 | Rate Constraint in MTons | FALSE | L | Annual | Rate | lb/MMBtu | 0.00313 | 0.00313 | 0.00313 | 0.00313 | 0.00313 | 0.00313 | 0.00313 | 0.00313
NODA Woodbridge NOx Cap Annual v5.15 | 402 | 7251 | Rate Constraint in MTons | FALSE | L | Annual | Generation | TWh | 2.83 | 2.8981 | 2.9385 | 2.8986 | 3.0798 | 3.0798 | 3.0798 | 3.0798
NODA Woodbridge NOx Cap Annual v5.15 | 402 | 7251 | Rate Constraint in MTons | FALSE | L | Annual | Qualifying Generation | TWh | 2.83 | 2.8981 | 2.9385 | 2.8986 | 3.0798 | 3.0798 | 3.0798 | 3.0798
NODA Woodbridge NOx Cap Annual v5.15 | 402 | 7251 | Rate Constraint in MTons | FALSE | L | Annual | Rate | lb/MWh | 0.022067 | 0.022067 | 0.022067 | 0.022067 | 0.022067 | 0.022067 | 0.022067 | 0.022067
NODA Woodbridge NOx Cap Annual v5.15 | 402 | 7251 | Rate Constraint in MTons | FALSE | L | Annual | Constraint Shadow Price | US2019$/Ton | 0 | 0 | 0 | 0 | 0 | 0 | 0 | 0
North Carolina Duke - NOX Cap Annual v3.1 | 403 | 7354 | Rate Constraint in MTons | FALSE | L | Annual | Seasons Included | Seasons | Winter, WintShld, Summer | Winter, WintShld, Summer | Winter, WintShld, Summer | Winter, WintShld, Summer | Winter, WintShld, Summer | Winter, WintShld, Summer | Winter, WintShld, Summer | Winter, WintShld, Summer
North Carolina Duke - NOX Cap Annual v3.1 | 403 | 7354 | Rate Constraint in MTons | FALSE | L | Annual | Standard NOX | Thousand Tons | 31 | 31 | 31 | 31 | 31 | 31 | 31 | 31
North Carolina Duke - NOX Cap Annual v3.1 | 403 | 7354 | Rate Constraint in MTons | FALSE | L | Annual | Emissions at Affected Plants NOX | Thousand Tons | 5.9715 | 5.617 | 7.9835 | 8.4694 | 6.0474 | 4.4881 | 3.0887 | 2.7022
North Carolina Duke - NOX Cap Annual v3.1 | 403 | 7354 | Rate Constraint in MTons | FALSE | L | Annual | Allowances Purchased NOX | Thousand Tons | 0 | 0 | 0 | 0 | 0 | 0 | 0 | 0
North Carolina Duke - NOX Cap Annual v3.1 | 403 | 7354 | Rate Constraint in MTons | FALSE | L | Annual | Allowances Sold NOX | Thousand Tons | 0 | 0 | 0 | 0 | 0 | 0 | 0 | 0
North Carolina Duke - NOX Cap Annual v3.1 | 403 | 7354 | Rate Constraint in MTons | FALSE | L | Annual | Allowances Banked | Thousand Tons | 0 | 0 | 0 | 0 | 0 | 0 | 0 | 0
North Carolina Duke - NOX Cap Annual v3.1 | 403 | 7354 | Rate Constraint in MTons | FALSE | L | Annual | Allowances Withdrawn (1:1) | Thousand Tons | 0 | 0 | 0 | 0 | 0 | 0 | 0 | 0
North Carolina Duke - NOX Cap Annual v3.1 | 403 | 7354 | Rate Constraint in MTons | FALSE | L | Annual | Allowances Withdrawn (n:1) | Thousand Tons | 0 | 0 | 0 | 0 | 0 | 0 | 0 | 0
North Carolina Duke - NOX Cap Annual v3.1 | 403 | 7354 | Rate Constraint in MTons | FALSE | L | Annual | Net Emissions Allowance Position | Thousand Tons | 5.9715 | 5.617 | 7.9835 | 8.4694 | 6.0474 | 4.4881 | 3.0887 | 2.7022
North Carolina Duke - NOX Cap Annual v3.1 | 403 | 7354 | Rate Constraint in MTons | FALSE | L | Annual | Fuel Consumed | TBtu | 97.79 | 96.4496 | 122.7409 | 128.4096 | 103.9732 | 85.7588 | 69.988 | 63.9376
North Carolina Duke - NOX Cap Annual v3.1 | 403 | 7354 | Rate Constraint in MTons | FALSE | L | Annual | Rate | lb/MMBtu | 0.12213 | 0.11648 | 0.13009 | 0.13191 | 0.11633 | 0.10467 | 0.088263 | 0.084528
North Carolina Duke - NOX Cap Annual v3.1 | 403 | 7354 | Rate Constraint in MTons | FALSE | L | Annual | Generation | TWh | 10.5112 | 10.4412 | 13.2437 | 13.8541 | 11.2541 | 9.292 | 7.606 | 6.9588
North Carolina Duke - NOX Cap Annual v3.1 | 403 | 7354 | Rate Constraint in MTons | FALSE | L | Annual | Qualifying Generation | TWh | 10.5112 | 10.4412 | 13.2437 | 13.8541 | 11.2541 | 9.292 | 7.606 | 6.9588
North Carolina Duke - NOX Cap Annual v3.1 | 403 | 7354 | Rate Constraint in MTons | FALSE | L | Annual | Rate | lb/MWh | 1.1362 | 1.0759 | 1.2056 | 1.2227 | 1.0747 | 0.96601 | 0.81217 | 0.77664
North Carolina Duke - NOX Cap Annual v3.1 | 403 | 7354 | Rate Constraint in MTons | FALSE | L | Annual | Constraint Shadow Price | US2019$/Ton | 0 | 0 | 0 | 0 | 0 | 0 | 0 | 0
North Carolina Duke - SO2 Cap Annual v3.1 | 404 | 7356 | Rate Constraint in MTons | FALSE | L | Annual | Seasons Included | Seasons | Winter, WintShld, Summer | Winter, WintShld, Summer | Winter, WintShld, Summer | Winter, WintShld, Summer | Winter, WintShld, Summer | Winter, WintShld, Summer | Winter, WintShld, Summer | Winter, WintShld, Summer
North Carolina Duke - SO2 Cap Annual v3.1 | 404 | 7356 | Rate Constraint in MTons | FALSE | L | Annual | Standard SO2 | Thousand Tons | 80 | 80 | 80 | 80 | 80 | 80 | 80 | 80
North Carolina Duke - SO2 Cap Annual v3.1 | 404 | 7356 | Rate Constraint in MTons | FALSE | L | Annual | Emissions at Affected Plants SO2 | Thousand Tons | 3.7234 | 3.5945 | 4.5467 | 4.7543 | 3.8757 | 3.2062 | 2.6353 | 2.4075
North Carolina Duke - SO2 Cap Annual v3.1 | 404 | 7356 | Rate Constraint in MTons | FALSE | L | Annual | Allowances Purchased SO2 | Thousand Tons | 0 | 0 | 0 | 0 | 0 | 0 | 0 | 0
North Carolina Duke - SO2 Cap Annual v3.1 | 404 | 7356 | Rate Constraint in MTons | FALSE | L | Annual | Allowances Sold SO2 | Thousand Tons | 0 | 0 | 0 | 0 | 0 | 0 | 0 | 0
North Carolina Duke - SO2 Cap Annual v3.1 | 404 | 7356 | Rate Constraint in MTons | FALSE | L | Annual | Allowances Banked | Thousand Tons | 0 | 0 | 0 | 0 | 0 | 0 | 0 | 0
North Carolina Duke - SO2 Cap Annual v3.1 | 404 | 7356 | Rate Constraint in MTons | FALSE | L | Annual | Allowances Withdrawn (1:1) | Thousand Tons | 0 | 0 | 0 | 0 | 0 | 0 | 0 | 0
North Carolina Duke - SO2 Cap Annual v3.1 | 404 | 7356 | Rate Constraint in MTons | FALSE | L | Annual | Allowances Withdrawn (n:1) | Thousand Tons | 0 | 0 | 0 | 0 | 0 | 0 | 0 | 0
North Carolina Duke - SO2 Cap Annual v3.1 | 404 | 7356 | Rate Constraint in MTons | FALSE | L | Annual | Net Emissions Allowance Position | Thousand Tons | 3.7234 | 3.5945 | 4.5467 | 4.7543 | 3.8757 | 3.2062 | 2.6353 | 2.4075
North Carolina Duke - SO2 Cap Annual v3.1 | 404 | 7356 | Rate Constraint in MTons | FALSE | L | Annual | Fuel Consumed | TBtu | 97.79 | 96.4496 | 122.7409 | 128.4096 | 103.9732 | 85.7588 | 69.988 | 63.9376
North Carolina Duke - SO2 Cap Annual v3.1 | 404 | 7356 | Rate Constraint in MTons | FALSE | L | Annual | Rate | lb/MMBtu | 0.07615 | 0.074535 | 0.074085 | 0.07405 | 0.074551 | 0.074772 | 0.075308 | 0.075308
North Carolina Duke - SO2 Cap Annual v3.1 | 404 | 7356 | Rate Constraint in MTons | FALSE | L | Annual | Generation | TWh | 10.5112 | 10.4412 | 13.2437 | 13.8541 | 11.2541 | 9.292 | 7.606 | 6.9588
North Carolina Duke - SO2 Cap Annual v3.1 | 404 | 7356 | Rate Constraint in MTons | FALSE | L | Annual | Qualifying Generation | TWh | 10.5112 | 10.4412 | 13.2437 | 13.8541 | 11.2541 | 9.292 | 7.606 | 6.9588
North Carolina Duke - SO2 Cap Annual v3.1 | 404 | 7356 | Rate Constraint in MTons | FALSE | L | Annual | Rate | lb/MWh | 0.70846 | 0.68851 | 0.68661 | 0.68635 | 0.68876 | 0.6901 | 0.69296 | 0.69194
North Carolina Duke - SO2 Cap Annual v3.1 | 404 | 7356 | Rate Constraint in MTons | FALSE | L | Annual | Constraint Shadow Price | US2019$/Ton | 0 | 0 | 0 | 0 | 0 | 0 | 0 | 0
North Carolina Progress - NOX Cap Annual v3.1 | 405 | 7353 | Rate Constraint in MTons | FALSE | L | Annual | Seasons Included | Seasons | Winter, WintShld, Summer | Winter, WintShld, Summer | Winter, WintShld, Summer | Winter, WintShld, Summer | Winter, WintShld, Summer | Winter, WintShld, Summer | Winter, WintShld, Summer | Winter, WintShld, Summer
North Carolina Progress - NOX Cap Annual v3.1 | 405 | 7353 | Rate Constraint in MTons | FALSE | L | Annual | Standard NOX | Thousand Tons | 25 | 25 | 25 | 25 | 25 | 25 | 25 | 25
North Carolina Progress - NOX Cap Annual v3.1 | 405 | 7353 | Rate Constraint in MTons | FALSE | L | Annual | Emissions at Affected Plants NOX | Thousand Tons | 8.2912 | 5.7252 | 9.3459 | 10.2598 | 8.1229 | 4.953 | 4.5533 | 2.9461
North Carolina Progress - NOX Cap Annual v3.1 | 405 | 7353 | Rate Constraint in MTons | FALSE | L | Annual | Allowances Purchased NOX | Thousand Tons | 0 | 0 | 0 | 0 | 0 | 0 | 0 | 0
North Carolina Progress - NOX Cap Annual v3.1 | 405 | 7353 | Rate Constraint in MTons | FALSE | L | Annual | Allowances Sold NOX | Thousand Tons | 0 | 0 | 0 | 0 | 0 | 0 | 0 | 0
North Carolina Progress - NOX Cap Annual v3.1 | 405 | 7353 | Rate Constraint in MTons | FALSE | L | Annual | Allowances Banked | Thousand Tons | 0 | 0 | 0 | 0 | 0 | 0 | 0 | 0
North Carolina Progress - NOX Cap Annual v3.1 | 405 | 7353 | Rate Constraint in MTons | FALSE | L | Annual | Allowances Withdrawn (1:1) | Thousand Tons | 0 | 0 | 0 | 0 | 0 | 0 | 0 | 0
North Carolina Progress - NOX Cap Annual v3.1 | 405 | 7353 | Rate Constraint in MTons | FALSE | L | Annual | Allowances Withdrawn (n:1) | Thousand Tons | 0 | 0 | 0 | 0 | 0 | 0 | 0 | 0
North Carolina Progress - NOX Cap Annual v3.1 | 405 | 7353 | Rate Constraint in MTons | FALSE | L | Annual | Net Emissions Allowance Position | Thousand Tons | 8.2912 | 5.7252 | 9.3459 | 10.2598 | 8.1229 | 4.953 | 4.5533 | 2.9461
North Carolina Progress - NOX Cap Annual v3.1 | 405 | 7353 | Rate Constraint in MTons | FALSE | L | Annual | Fuel Consumed | TBtu | 123.2347 | 85.4577 | 139.4113 | 153.0718 | 120.4764 | 73.5637 | 68.0675 | 42.9357
North Carolina Progress - NOX Cap Annual v3.1 | 405 | 7353 | Rate Constraint in MTons | FALSE | L | Annual | Rate | lb/MMBtu | 0.13456 | 0.13399 | 0.13408 | 0.13405 | 0.13485 | 0.13466 | 0.13379 | 0.13723
North Carolina Progress - NOX Cap Annual v3.1 | 405 | 7353 | Rate Constraint in MTons | FALSE | L | Annual | Generation | TWh | 11.7422 | 8.2041 | 13.2962 | 14.6156 | 11.4719 | 7.1243 | 6.5905 | 4.1564
North Carolina Progress - NOX Cap Annual v3.1 | 405 | 7353 | Rate Constraint in MTons | FALSE | L | Annual | Qualifying Generation | TWh | 11.7422 | 8.2041 | 13.2962 | 14.6156 | 11.4719 | 7.1243 | 6.5905 | 4.1564
North Carolina Progress - NOX Cap Annual v3.1 | 405 | 7353 | Rate Constraint in MTons | FALSE | L | Annual | Rate | lb/MWh | 1.4122 | 1.3957 | 1.4058 | 1.404 | 1.4161 | 1.3905 | 1.3818 | 1.4176
North Carolina Progress - NOX Cap Annual v3.1 | 405 | 7353 | Rate Constraint in MTons | FALSE | L | Annual | Constraint Shadow Price | US2019$/Ton | 0 | 0 | 0 | 0 | 0 | 0 | 0 | 0
North Carolina Progress - SO2 Cap Annual v3.1 | 406 | 7355 | Rate Constraint in MTons | FALSE | L | Annual | Seasons Included | Seasons | Winter, WintShld, Summer | Winter, WintShld, Summer | Winter, WintShld, Summer | Winter, WintShld, Summer | Winter, WintShld, Summer | Winter, WintShld, Summer | Winter, WintShld, Summer | Winter, WintShld, Summer
North Carolina Progress - SO2 Cap Annual v3.1 | 406 | 7355 | Rate Constraint in MTons | FALSE | L | Annual | Standard SO2 | Thousand Tons | 50 | 50 | 50 | 50 | 50 | 50 | 50 | 50
North Carolina Progress - SO2 Cap Annual v3.1 | 406 | 7355 | Rate Constraint in MTons | FALSE | L | Annual | Emissions at Affected Plants SO2 | Thousand Tons | 4.0446 | 2.8047 | 5.5634 | 6.5591 | 3.954 | 4.6065 | 2.563 | 2.6107
North Carolina Progress - SO2 Cap Annual v3.1 | 406 | 7355 | Rate Constraint in MTons | FALSE | L | Annual | Allowances Purchased SO2 | Thousand Tons | 0 | 0 | 0 | 0 | 0 | 0 | 0 | 0
North Carolina Progress - SO2 Cap Annual v3.1 | 406 | 7355 | Rate Constraint in MTons | FALSE | L | Annual | Allowances Sold SO2 | Thousand Tons | 0 | 0 | 0 | 0 | 0 | 0 | 0 | 0
North Carolina Progress - SO2 Cap Annual v3.1 | 406 | 7355 | Rate Constraint in MTons | FALSE | L | Annual | Allowances Banked | Thousand Tons | 0 | 0 | 0 | 0 | 0 | 0 | 0 | 0
North Carolina Progress - SO2 Cap Annual v3.1 | 406 | 7355 | Rate Constraint in MTons | FALSE | L | Annual | Allowances Withdrawn (1:1) | Thousand Tons | 0 | 0 | 0 | 0 | 0 | 0 | 0 | 0
North Carolina Progress - SO2 Cap Annual v3.1 | 406 | 7355 | Rate Constraint in MTons | FALSE | L | Annual | Allowances Withdrawn (n:1) | Thousand Tons | 0 | 0 | 0 | 0 | 0 | 0 | 0 | 0
North Carolina Progress - SO2 Cap Annual v3.1 | 406 | 7355 | Rate Constraint in MTons | FALSE | L | Annual | Net Emissions Allowance Position | Thousand Tons | 4.0446 | 2.8047 | 5.5634 | 6.5591 | 3.954 | 4.6065 | 2.563 | 2.6107
North Carolina Progress - SO2 Cap Annual v3.1 | 406 | 7355 | Rate Constraint in MTons | FALSE | L | Annual | Fuel Consumed | TBtu | 123.2347 | 85.4577 | 139.4113 | 153.0718 | 120.4764 | 73.5637 | 68.0675 | 42.9357
North Carolina Progress - SO2 Cap Annual v3.1 | 406 | 7355 | Rate Constraint in MTons | FALSE | L | Annual | Rate | lb/MMBtu | 0.06564 | 0.06564 | 0.079812 | 0.085699 | 0.06564 | 0.12524 | 0.075307 | 0.12161
North Carolina Progress - SO2 Cap Annual v3.1 | 406 | 7355 | Rate Constraint in MTons | FALSE | L | Annual | Generation | TWh | 11.7422 | 8.2041 | 13.2962 | 14.6156 | 11.4719 | 7.1243 | 6.5905 | 4.1564
North Carolina Progress - SO2 Cap Annual v3.1 | 406 | 7355 | Rate Constraint in MTons | FALSE | L | Annual | Qualifying Generation | TWh | 11.7422 | 8.2041 | 13.2962 | 14.6156 | 11.4719 | 7.1243 | 6.5905 | 4.1564
North Carolina Progress - SO2 Cap Annual v3.1 | 406 | 7355 | Rate Constraint in MTons | FALSE | L | Annual | Rate | lb/MWh | 0.68889 | 0.68373 | 0.83684 | 0.89755 | 0.68934 | 1.2932 | 0.77778 | 1.2562
North Carolina Progress - SO2 Cap Annual v3.1 | 406 | 7355 | Rate Constraint in MTons | FALSE | L | Annual | Constraint Shadow Price | US2019$/Ton | 0 | 0 | 0 | 0 | 0 | 0 | 0 | 0
NSR A B Brown 1,2 - SO2 Cap Annual v5.16 | 407 | 7503 | Rate Constraint in MTons | FALSE | L | Annual | Seasons Included | Seasons | Winter, WintShld, Summer | Winter, WintShld, Summer | Winter, WintShld, Summer | Winter, WintShld, Summer | Winter, WintShld, Summer | Winter, WintShld, Summer | Winter, WintShld, Summer | Winter, WintShld, Summer
NSR A B Brown 1,2 - SO2 Cap Annual v5.16 | 407 | 7503 | Rate Constraint in MTons | FALSE | L | Annual | Standard SO2 | Thousand Tons | 8.028 | 8.028 | 8.028 | 8.028 | 8.028 | 8.028 | 8.028 | 8.028
NSR A B Brown 1,2 - SO2 Cap Annual v5.16 | 407 | 7503 | Rate Constraint in MTons | FALSE | L | Annual | Emissions at Affected Plants SO2 | Thousand Tons | 0 | 0 | 0 | 0 | 0 | 0 | 0 | 0
NSR A B Brown 1,2 - SO2 Cap Annual v5.16 | 407 | 7503 | Rate Constraint in MTons | FALSE | L | Annual | Allowances Purchased SO2 | Thousand Tons | 0 | 0 | 0 | 0 | 0 | 0 | 0 | 0
NSR A B Brown 1,2 - SO2 Cap Annual v5.16 | 407 | 7503 | Rate Constraint in MTons | FALSE | L | Annual | Allowances Sold SO2 | Thousand Tons | 0 | 0 | 0 | 0 | 0 | 0 | 0 | 0
NSR A B Brown 1,2 - SO2 Cap Annual v5.16 | 407 | 7503 | Rate Constraint in MTons | FALSE | L | Annual | Allowances Banked | Thousand Tons | 0 | 0 | 0 | 0 | 0 | 0 | 0 | 0
NSR A B Brown 1,2 - SO2 Cap Annual v5.16 | 407 | 7503 | Rate Constraint in MTons | FALSE | L | Annual | Allowances Withdrawn (1:1) | Thousand Tons | 0 | 0 | 0 | 0 | 0 | 0 | 0 | 0
NSR A B Brown 1,2 - SO2 Cap Annual v5.16 | 407 | 7503 | Rate Constraint in MTons | FALSE | L | Annual | Allowances Withdrawn (n:1) | Thousand Tons | 0 | 0 | 0 | 0 | 0 | 0 | 0 | 0
NSR A B Brown 1,2 - SO2 Cap Annual v5.16 | 407 | 7503 | Rate Constraint in MTons | FALSE | L | Annual | Net Emissions Allowance Position | Thousand Tons | 0 | 0 | 0 | 0 | 0 | 0 | 0 | 0
NSR A B Brown 1,2 - SO2 Cap Annual v5.16 | 407 | 7503 | Rate Constraint in MTons | FALSE | L | Annual | Fuel Consumed | TBtu | 0 | 0 | 0 | 0 | 0 | 0 | 0 | 0
NSR A B Brown 1,2 - SO2 Cap Annual v5.16 | 407 | 7503 | Rate Constraint in MTons | FALSE | L | Annual | Rate | lb/MMBtu | 0 | 0 | 0 | 0 | 0 | 0 | 0 | 0
NSR A B Brown 1,2 - SO2 Cap Annual v5.16 | 407 | 7503 | Rate Constraint in MTons | FALSE | L | Annual | Generation | TWh | 0 | 0 | 0 | 0 | 0 | 0 | 0 | 0
NSR A B Brown 1,2 - SO2 Cap Annual v5.16 | 407 | 7503 | Rate Constraint in MTons | FALSE | L | Annual | Qualifying Generation | TWh | 0 | 0 | 0 | 0 | 0 | 0 | 0 | 0
NSR A B Brown 1,2 - SO2 Cap Annual v5.16 | 407 | 7503 | Rate Constraint in MTons | FALSE | L | Annual | Rate | lb/MWh | 0 | 0 | 0 | 0 | 0 | 0 | 0 | 0
NSR A B Brown 1,2 - SO2 Cap Annual v5.16 | 407 | 7503 | Rate Constraint in MTons | FALSE | L | Annual | Constraint Shadow Price | US2019$/Ton | 0 | 0 | 0 | 0 | 0 | 0 | 0 | 0
NSR A B Brown 2 - SO2 Cap Annual v5.16 | 408 | 7504 | Rate Constraint in MTons | FALSE | L | Annual | Seasons Included | Seasons | Winter, WintShld, Summer | Winter, WintShld, Summer | Winter, WintShld, Summer | Winter, WintShld, Summer | Winter, WintShld, Summer | Winter, WintShld, Summer | Winter, WintShld, Summer | Winter, WintShld, Summer
NSR A B Brown 2 - SO2 Cap Annual v5.16 | 408 | 7504 | Rate Constraint in MTons | FALSE | L | Annual | Standard SO2 | Thousand Tons | 6.511 | 6.511 | 6.511 | 6.511 | 6.511 | 6.511 | 6.511 | 6.511
NSR A B Brown 2 - SO2 Cap Annual v5.16 | 408 | 7504 | Rate Constraint in MTons | FALSE | L | Annual | Emissions at Affected Plants SO2 | Thousand Tons | 0 | 0 | 0 | 0 | 0 | 0 | 0 | 0
NSR A B Brown 2 - SO2 Cap Annual v5.16 | 408 | 7504 | Rate Constraint in MTons | FALSE | L | Annual | Allowances Purchased SO2 | Thousand Tons | 0 | 0 | 0 | 0 | 0 | 0 | 0 | 0
NSR A B Brown 2 - SO2 Cap Annual v5.16 | 408 | 7504 | Rate Constraint in MTons | FALSE | L | Annual | Allowances Sold SO2 | Thousand Tons | 0 | 0 | 0 | 0 | 0 | 0 | 0 | 0
NSR A B Brown 2 - SO2 Cap Annual v5.16 | 408 | 7504 | Rate Constraint in MTons | FALSE | L | Annual | Allowances Banked | Thousand Tons | 0 | 0 | 0 | 0 | 0 | 0 | 0 | 0
NSR A B Brown 2 - SO2 Cap Annual v5.16 | 408 | 7504 | Rate Constraint in MTons | FALSE | L | Annual | Allowances Withdrawn (1:1) | Thousand Tons | 0 | 0 | 0 | 0 | 0 | 0 | 0 | 0
NSR A B Brown 2 - SO2 Cap Annual v5.16 | 408 | 7504 | Rate Constraint in MTons | FALSE | L | Annual | Allowances Withdrawn (n:1) | Thousand Tons | 0 | 0 | 0 | 0 | 0 | 0 | 0 | 0
NSR A B Brown 2 - SO2 Cap Annual v5.16 | 408 | 7504 | Rate Constraint in MTons | FALSE | L | Annual | Net Emissions Allowance Position | Thousand Tons | 0 | 0 | 0 | 0 | 0 | 0 | 0 | 0
NSR A B Brown 2 - SO2 Cap Annual v5.16 | 408 | 7504 | Rate Constraint in MTons | FALSE | L | Annual | Fuel Consumed | TBtu | 0 | 0 | 0 | 0 | 0 | 0 | 0 | 0
NSR A B Brown 2 - SO2 Cap Annual v5.16 | 408 | 7504 | Rate Constraint in MTons | FALSE | L | Annual | Rate | lb/MMBtu | 0 | 0 | 0 | 0 | 0 | 0 | 0 | 0
NSR A B Brown 2 - SO2 Cap Annual v5.16 | 408 | 7504 | Rate Constraint in MTons | FALSE | L | Annual | Generation | TWh | 0 | 0 | 0 | 0 | 0 | 0 | 0 | 0
NSR A B Brown 2 - SO2 Cap Annual v5.16 | 408 | 7504 | Rate Constraint in MTons | FALSE | L | Annual | Qualifying Generation | TWh | 0 | 0 | 0 | 0 | 0 | 0 | 0 | 0
NSR A B Brown 2 - SO2 Cap Annual v5.16 | 408 | 7504 | Rate Constraint in MTons | FALSE | L | Annual | Rate | lb/MWh | 0 | 0 | 0 | 0 | 0 | 0 | 0 | 0
NSR A B Brown 2 - SO2 Cap Annual v5.16 | 408 | 7504 | Rate Constraint in MTons | FALSE | L | Annual | Constraint Shadow Price | US2019$/Ton | 0 | 0 | 0 | 0 | 0 | 0 | 0 | 0
NSR AEP Consent - NOX Cap Annual v3.1 | 409 | 7372 | Rate Constraint in MTons | FALSE | L | Annual | Seasons Included | Seasons | Winter, WintShld, Summer | Winter, WintShld, Summer | Winter, WintShld, Summer | Winter, WintShld, Summer | Winter, WintShld, Summer | Winter, WintShld, Summer | Winter, WintShld, Summer | Winter, WintShld, Summer
NSR AEP Consent - NOX Cap Annual v3.1 | 409 | 7372 | Rate Constraint in MTons | FALSE | L | Annual | Standard NOX | Thousand Tons | 52 | 52 | 52 | 44 | 44 | 44 | 44 | 44
NSR AEP Consent - NOX Cap Annual v3.1 | 409 | 7372 | Rate Constraint in MTons | FALSE | L | Annual | Emissions at Affected Plants NOX | Thousand Tons | 25.8393 | 20.7997 | 24.8837 | 24.8254 | 25.5693 | 23.905 | 15.2376 | 8.0475
NSR AEP Consent - NOX Cap Annual v3.1 | 409 | 7372 | Rate Constraint in MTons | FALSE | L | Annual | Allowances Purchased NOX | Thousand Tons | 0 | 0 | 0 | 0 | 0 | 0 | 0 | 0
NSR AEP Consent - NOX Cap Annual v3.1 | 409 | 7372 | Rate Constraint in MTons | FALSE | L | Annual | Allowances Sold NOX | Thousand Tons | 0 | 0 | 0 | 0 | 0 | 0 | 0 | 0
NSR AEP Consent - NOX Cap Annual v3.1 | 409 | 7372 | Rate Constraint in MTons | FALSE | L | Annual | Allowances Banked | Thousand Tons | 0 | 0 | 0 | 0 | 0 | 0 | 0 | 0
NSR AEP Consent - NOX Cap Annual v3.1 | 409 | 7372 | Rate Constraint in MTons | FALSE | L | Annual | Allowances Withdrawn (1:1) | Thousand Tons | 0 | 0 | 0 | 0 | 0 | 0 | 0 | 0
NSR AEP Consent - NOX Cap Annual v3.1 | 409 | 7372 | Rate Constraint in MTons | FALSE | L | Annual | Allowances Withdrawn (n:1) | Thousand Tons | 0 | 0 | 0 | 0 | 0 | 0 | 0 | 0
NSR AEP Consent - NOX Cap Annual v3.1 | 409 | 7372 | Rate Constraint in MTons | FALSE | L | Annual | Net Emissions Allowance Position | Thousand Tons | 25.8393 | 20.7997 | 24.8837 | 24.8254 | 25.5693 | 23.905 | 15.2376 | 8.0475
NSR AEP Consent - NOX Cap Annual v3.1 | 409 | 7372 | Rate Constraint in MTons | FALSE | L | Annual | Fuel Consumed | TBtu | 595.4466 | 494.1922 | 581.0386 | 579.3929 | 596.1362 | 563.7654 | 358.9307 | 180.5363
NSR AEP Consent - NOX Cap Annual v3.1 | 409 | 7372 | Rate Constraint in MTons | FALSE | L | Annual | Rate | lb/MMBtu | 0.08679 | 0.084177 | 0.085652 | 0.085695 | 0.085783 | 0.084805 | 0.084905 | 0.089152
NSR AEP Consent - NOX Cap Annual v3.1 | 409 | 7372 | Rate Constraint in MTons | FALSE | L | Annual | Generation | TWh | 59.6502 | 49.4798 | 58.2987 | 58.134 | 59.8152 | 56.5718 | 35.9913 | 18.1406
NSR AEP Consent - NOX Cap Annual v3.1 | 409 | 7372 | Rate Constraint in MTons | FALSE | L | Annual | Qualifying Generation | TWh | 59.6502 | 49.4798 | 58.2987 | 58.134 | 59.8152 | 56.5718 | 35.9913 | 18.1406
NSR AEP Consent - NOX Cap Annual v3.1 | 409 | 7372 | Rate Constraint in MTons | FALSE | L | Annual | Rate | lb/MWh | 0.86636 | 0.84073 | 0.85366 | 0.85408 | 0.85494 | 0.84512 | 0.84674 | 0.88724
NSR AEP Consent - NOX Cap Annual v3.1 | 409 | 7372 | Rate Constraint in MTons | FALSE | L | Annual | Constraint Shadow Price | US2019$/Ton | 0 | 0 | 0 | 0 | 0 | 0 | 0 | 0
NSR AEP Consent - SO2 Cap Annual v5.13 | 410 | 7371 | Rate Constraint in MTons | FALSE | L | Annual | Seasons Included | Seasons | Winter, WintShld, Summer | Winter, WintShld, Summer | Winter, WintShld, Summer | Winter, WintShld, Summer | Winter, WintShld, Summer | Winter, WintShld, Summer | Winter, WintShld, Summer | Winter, WintShld, Summer
NSR AEP Consent - SO2 Cap Annual v5.13 | 410 | 7371 | Rate Constraint in MTons | FALSE | L | Annual | Standard SO2 | Thousand Tons | 94 | 94 | 94 | 89 | 89 | 89 | 89 | 89
NSR AEP Consent - SO2 Cap Annual v5.13 | 410 | 7371 | Rate Constraint in MTons | FALSE | L | Annual | Emissions at Affected Plants SO2 | Thousand Tons | 47.7892 | 39.3494 | 48.0714 | 48.0029 | 49.3845 | 45.1948 | 30.8824 | 16.3948
NSR AEP Consent - SO2 Cap Annual v5.13 | 410 | 7371 | Rate Constraint in MTons | FALSE | L | Annual | Allowances Purchased SO2 | Thousand Tons | 0 | 0 | 0 | 0 | 0 | 0 | 0 | 0
NSR AEP Consent - SO2 Cap Annual v5.13 | 410 | 7371 | Rate Constraint in MTons | FALSE | L | Annual | Allowances Sold SO2 | Thousand Tons | 0 | 0 | 0 | 0 | 0 | 0 | 0 | 0
NSR AEP Consent - SO2 Cap Annual v5.13 | 410 | 7371 | Rate Constraint in MTons | FALSE | L | Annual | Allowances Banked | Thousand Tons | 0 | 0 | 0 | 0 | 0 | 0 | 0 | 0
NSR AEP Consent - SO2 Cap Annual v5.13 | 410 | 7371 | Rate Constraint in MTons | FALSE | L | Annual | Allowances Withdrawn (1:1) | Thousand Tons | 0 | 0 | 0 | 0 | 0 | 0 | 0 | 0
NSR AEP Consent - SO2 Cap Annual v5.13 | 410 | 7371 | Rate Constraint in MTons | FALSE | L | Annual | Allowances Withdrawn (n:1) | Thousand Tons | 0 | 0 | 0 | 0 | 0 | 0 | 0 | 0
NSR AEP Consent - SO2 Cap Annual v5.13 | 410 | 7371 | Rate Constraint in MTons | FALSE | L | Annual | Net Emissions Allowance Position | Thousand Tons | 47.7892 | 39.3494 | 48.0714 | 48.0029 | 49.3845 | 45.1948 | 30.8824 | 16.3948
NSR AEP Consent - SO2 Cap Annual v5.13 | 410 | 7371 | Rate Constraint in MTons | FALSE | L | Annual | Fuel Consumed | TBtu | 595.4466 | 494.1922 | 581.0386 | 579.3929 | 596.1362 | 563.7654 | 358.9307 | 180.5363
NSR AEP Consent - SO2 Cap Annual v5.13 | 410 | 7371 | Rate Constraint in MTons | FALSE | L | Annual | Rate | lb/MMBtu | 0.16052 | 0.15925 | 0.16547 | 0.1657 | 0.16568 | 0.16033 | 0.17208 | 0.18162
NSR AEP Consent - SO2 Cap Annual v5.13 | 410 | 7371 | Rate Constraint in MTons | FALSE | L | Annual | Generation | TWh | 59.6502 | 49.4798 | 58.2987 | 58.134 | 59.8152 | 56.5718 | 35.9913 | 18.1406
NSR AEP Consent - SO2 Cap Annual v5.13 | 410 | 7371 | Rate Constraint in MTons | FALSE | L | Annual | Qualifying Generation | TWh | 59.6502 | 49.4798 | 58.2987 | 58.134 | 59.8152 | 56.5718 | 35.9913 | 18.1406
NSR AEP Consent - SO2 Cap Annual v5.13 | 410 | 7371 | Rate Constraint in MTons | FALSE | L | Annual | Rate | lb/MWh | 1.6023 | 1.5905 | 1.6491 | 1.6515 | 1.6512 | 1.5978 | 1.7161 | 1.8075
NSR AEP Consent - SO2 Cap Annual v5.13 | 410 | 7371 | Rate Constraint in MTons | FALSE | L | Annual | Constraint Shadow Price | US2019$/Ton | 0 | 0 | 0 | 0 | 0 | 0 | 0 | 0
NSR Baldwin 1,2 - NOX Rate Annual v3.1, Unit 2646 and retrofits | 411 | 7442 | Rate Constraint in lbs/MMBtu | FALSE | L | Annual | Seasons Included | Seasons | Winter, WintShld, Summer | Winter, WintShld, Summer | Winter, WintShld, Summer | Winter, WintShld, Summer | Winter, WintShld, Summer | Winter, WintShld, Summer | Winter, WintShld, Summer | Winter, WintShld, Summer
NSR Baldwin 1,2 - NOX Rate Annual v3.1, Unit 2646 and retrofits | 411 | 7442 | Rate Constraint in lbs/MMBtu | FALSE | L | Annual | Standard NOX | lb/MMBtu | 0.1 | 0.1 | 0.1 | 0.1 | 0.1 | 0.1 | 0.1 | 0.1
NSR Baldwin 1,2 - NOX Rate Annual v3.1, Unit 2646 and retrofits | 411 | 7442 | Rate Constraint in lbs/MMBtu | FALSE | L | Annual | Emissions at Affected Plants NOX | Thousand Tons | 1.1851 | 0.86375 | 1.48 | 1.5875 | 1.5875 | 1.5875 | 1.4499 | 1.2986
NSR Baldwin 1,2 - NOX Rate Annual v3.1, Unit 2646 and retrofits | 411 | 7442 | Rate Constraint in lbs/MMBtu | FALSE | L | Annual | Allowances Purchased NOX | Thousand Tons | 0 | 0 | 0 | 0 | 0 | 0 | 0 | 0
NSR Baldwin 1,2 - NOX Rate Annual v3.1, Unit 2646 and retrofits | 411 | 7442 | Rate Constraint in lbs/MMBtu | FALSE | L | Annual | Allowances Sold NOX | Thousand Tons | 0 | 0 | 0 | 0 | 0 | 0 | 0 | 0
NSR Baldwin 1,2 - NOX Rate Annual v3.1, Unit 2646 and retrofits | 411 | 7442 | Rate Constraint in lbs/MMBtu | FALSE | L | Annual | Allowances Banked | Thousand Tons | 0 | 0 | 0 | 0 | 0 | 0 | 0 | 0
NSR Baldwin 1,2 - NOX Rate Annual v3.1, Unit 2646 and retrofits | 411 | 7442 | Rate Constraint in lbs/MMBtu | FALSE | L | Annual | Allowances Withdrawn (1:1) | Thousand Tons | 0 | 0 | 0 | 0 | 0 | 0 | 0 | 0
NSR Baldwin 1,2 - NOX Rate Annual v3.1, Unit 2646 and retrofits | 411 | 7442 | Rate Constraint in lbs/MMBtu | FALSE | L | Annual | Allowances Withdrawn (n:1) | Thousand Tons | 0 | 0 | 0 | 0 | 0 | 0 | 0 | 0
NSR Baldwin 1,2 - NOX Rate Annual v3.1, Unit 2646 and retrofits | 411 | 7442 | Rate Constraint in lbs/MMBtu | FALSE | L | Annual | Net Emissions Allowance Position | Thousand Tons | 1.1851 | 0.86375 | 1.48 | 1.5875 | 1.5875 | 1.5875 | 1.4499 | 1.2986
NSR Baldwin 1,2 - NOX Rate Annual v3.1, Unit 2646 and retrofits | 411 | 7442 | Rate Constraint in lbs/MMBtu | FALSE | L | Annual | Fuel Consumed | TBtu | 28.1203 | 20.7785 | 35.0051 | 37.4536 | 37.4536 | 37.4536 | 34.3196 | 30.8729
NSR Baldwin 1,2 - NOX Rate Annual v3.1, Unit 2646 and retrofits | 411 | 7442 | Rate Constraint in lbs/MMBtu | FALSE | L | Annual | Rate | lb/MMBtu | 0.084289 | 0.083139 | 0.084559 | 0.08477 | 0.08477 | 0.08477 | 0.084494 | 0.084126
NSR Baldwin 1,2 - NOX Rate Annual v3.1, Unit 2646 and retrofits | 411 | 7442 | Rate Constraint in lbs/MMBtu | FALSE | L | Annual | Generation | TWh | 2.7254 | 2.0138 | 3.3926 | 3.6299 | 3.6299 | 3.6299 | 3.3262 | 2.9921
NSR Baldwin 1,2 - NOX Rate Annual v3.1, Unit 2646 and retrofits | 411 | 7442 | Rate Constraint in lbs/MMBtu | FALSE | L | Annual | Qualifying Generation | TWh | 2.7254 | 2.0138 | 3.3926 | 3.6299 | 3.6299 | 3.6299 | 3.3262 | 2.9921
NSR Baldwin 1,2 - NOX Rate Annual v3.1, Unit 2646 and retrofits | 411 | 7442 | Rate Constraint in lbs/MMBtu | FALSE | L | Annual | Rate | lb/MWh | 0.8697 | 0.85783 | 0.87248 | 0.87466 | 0.87466 | 0.87466 | 0.87181 | 0.86802
NSR Baldwin 1,2 - NOX Rate Annual v3.1, Unit 2646 and retrofits | 411 | 7442 | Rate Constraint in lbs/MMBtu | FALSE | L | Annual | Constraint Shadow Price | US2019$/Ton | 0 | 0 | 0 | 0 | 0 | 0 | 0 | 0
NSR Baldwin 1,2 - NOX Rate Annual v3.1, Unit 2647 and retrofits | 412 | 7442 | Rate Constraint in lbs/MMBtu | FALSE | L | Annual | Seasons Included | Seasons | Winter, WintShld, Summer | Winter, WintShld, Summer | Winter, WintShld, Summer | Winter, WintShld, Summer | Winter, WintShld, Summer | Winter, WintShld, Summer | Winter, WintShld, Summer | Winter, WintShld, Summer
NSR Baldwin 1,2 - NOX Rate Annual v3.1, Unit 2647 and retrofits | 412 | 7442 | Rate Constraint in lbs/MMBtu | FALSE | L | Annual | Standard NOX | lb/MMBtu | 0.1 | 0.1 | 0.1 | 0.1 | 0.1 | 0.1 | 0.1 | 0.1
NSR Baldwin 1,2 - NOX Rate Annual v3.1, Unit 2647 and retrofits | 412 | 7442 | Rate Constraint in lbs/MMBtu | FALSE | L | Annual | Emissions at Affected Plants NOX | Thousand Tons | 2.9051 | 2.3227 | 3.1654 | 3.0746 | 3.1088 | 3.3232 | 3.301 | 2.8371
NSR Baldwin 1,2 - NOX Rate Annual v3.1, Unit 2647 and retrofits | 412 | 7442 | Rate Constraint in lbs/MMBtu | FALSE | L | Annual | Allowances Purchased NOX | Thousand Tons | 0 | 0 | 0 | 0 | 0 | 0 | 0 | 0
NSR Baldwin 1,2 - NOX Rate Annual v3.1, Unit 2647 and retrofits | 412 | 7442 | Rate Constraint in lbs/MMBtu | FALSE | L | Annual | Allowances Sold NOX | Thousand Tons | 0 | 0 | 0 | 0 | 0 | 0 | 0 | 0
NSR Baldwin 1,2 - NOX Rate Annual v3.1, Unit 2647 and retrofits | 412 | 7442 | Rate Constraint in lbs/MMBtu | FALSE | L | Annual | Allowances Banked | Thousand Tons | 0 | 0 | 0 | 0 | 0 | 0 | 0 | 0
NSR Baldwin 1,2 - NOX Rate Annual v3.1, Unit 2647 and retrofits | 412 | 7442 | Rate Constraint in lbs/MMBtu | FALSE | L | Annual | Allowances Withdrawn (1:1) | Thousand Tons | 0 | 0 | 0 | 0 | 0 | 0 | 0 | 0
NSR Baldwin 1,2 - NOX Rate Annual v3.1, Unit 2647 and retrofits | 412 | 7442 | Rate Constraint in lbs/MMBtu | FALSE | L | Annual | Allowances Withdrawn (n:1) | Thousand Tons | 0 | 0 | 0 | 0 | 0 | 0 | 0 | 0
NSR Baldwin 1,2 - NOX Rate Annual v3.1, Unit 2647 and retrofits | 412 | 7442 | Rate Constraint in lbs/MMBtu | FALSE | L | Annual | Net Emissions Allowance Position | Thousand Tons | 2.9051 | 2.3227 | 3.1654 | 3.0746 | 3.1088 | 3.3232 | 3.301 | 2.8371
NSR Baldwin 1,2 - NOX Rate Annual v3.1, Unit 2647 and retrofits | 412 | 7442 | Rate Constraint in lbs/MMBtu | FALSE | L | Annual | Fuel Consumed | TBtu | 66.0725 | 59.0999 | 79.9599 | 77.1433 | 78.2047 | 84.8532 | 84.1631 | 73.9713
NSR Baldwin 1,2 - NOX Rate Annual v3.1, Unit 2647 and retrofits | 412 | 7442 | Rate Constraint in lbs/MMBtu | FALSE | L | Annual | Rate | lb/MMBtu | 0.087938 | 0.078601 | 0.079175 | 0.079711 | 0.079504 | 0.078329 | 0.078442 | 0.076709
NSR Baldwin 1,2 - NOX Rate Annual v3.1, Unit 2647 and retrofits | 412 | 7442 | Rate Constraint in lbs/MMBtu | FALSE | L | Annual | Generation | TWh | 6.4879 | 5.8032 | 7.8515 | 7.575 | 7.6792 | 8.332 | 8.2642 | 7.2635
NSR Baldwin 1,2 - NOX Rate Annual v3.1, Unit 2647 and retrofits | 412 | 7442 | Rate Constraint in lbs/MMBtu | FALSE | L | Annual | Qualifying Generation | TWh | 6.4879 | 5.8032 | 7.8515 | 7.575 | 7.6792 | 8.332 | 8.2642 | 7.2635
NSR Baldwin 1,2 - NOX Rate Annual v3.1, Unit 2647 and retrofits | 412 | 7442 | Rate Constraint in lbs/MMBtu | FALSE | L | Annual | Rate | lb/MWh | 0.89556 | 0.80047 | 0.80632 | 0.81178 | 0.80967 | 0.7977 | 0.79886 | 0.78121
NSR Baldwin 1,2 - NOX Rate Annual v3.1, Unit 2647 and retrofits | 412 | 7442 | Rate Constraint in lbs/MMBtu | FALSE | L | Annual | Constraint Shadow Price | US2019$/Ton | 0 | 0 | 0 | 0 | 0 | 0 | 0 | 0
NSR Baldwin 1-3 - SO2 Rate Annual v3.1, Unit 2646 and retrofits | 413 | 7441 | Rate Constraint in lbs/MMBtu | FALSE | L | Annual | Seasons Included | Seasons | Winter, WintShld, Summer | Winter, WintShld, Summer | Winter, WintShld, Summer | Winter, WintShld, Summer | Winter, WintShld, Summer | Winter, WintShld, Summer | Winter, WintShld, Summer | Winter, WintShld, Summer
NSR Baldwin 1-3 - SO2 Rate Annual v3.1, Unit 2646 and retrofits | 413 | 7441 | Rate Constraint in lbs/MMBtu | FALSE | L | Annual | Standard SO2 | lb/MMBtu | 0.1 | 0.1 | 0.1 | 0.1 | 0.1 | 0.1 | 0.1 | 0.1
NSR Baldwin 1-3 - SO2 Rate Annual v3.1, Unit 2646 and retrofits | 413 | 7441 | Rate Constraint in lbs/MMBtu | FALSE | L | Annual | Emissions at Affected Plants SO2 | Thousand Tons | 0.96964 | 0.71648 | 1.207 | 1.2915 | 1.2915 | 1.2915 | 1.1834 | 1.068
NSR Baldwin 1-3 - SO2 Rate Annual v3.1, Unit 2646 and retrofits | 413 | 7441 | Rate Constraint in lbs/MMBtu | FALSE | L | Annual | Allowances Purchased SO2 | Thousand Tons | 0 | 0 | 0 | 0 | 0 | 0 | 0 | 0
NSR Baldwin 1-3 - SO2 Rate Annual v3.1, Unit 2646 and retrofits | 413 | 7441 | Rate Constraint in lbs/MMBtu | FALSE | L | Annual | Allowances Sold SO2 | Thousand Tons | 0 | 0 | 0 | 0 | 0 | 0 | 0 | 0
NSR Baldwin 1-3 - SO2 Rate Annual v3.1, Unit 2646 and retrofits | 413 | 7441 | Rate Constraint in lbs/MMBtu | FALSE | L | Annual | Allowances Banked | Thousand Tons | 0 | 0 | 0 | 0 | 0 | 0 | 0 | 0
NSR Baldwin 1-3 - SO2 Rate Annual v3.1, Unit 2646 and retrofits | 413 | 7441 | Rate Constraint in lbs/MMBtu | FALSE | L | Annual | Allowances Withdrawn (1:1) | Thousand Tons | 0 | 0 | 0 | 0 | 0 | 0 | 0 | 0
NSR Baldwin 1-3 - SO2 Rate Annual v3.1, Unit 2646 and retrofits | 413 | 7441 | Rate Constraint in lbs/MMBtu | FALSE | L | Annual | Allowances Withdrawn (n:1) | Thousand Tons | 0 | 0 | 0 | 0 | 0 | 0 | 0 | 0
NSR Baldwin 1-3 - SO2 Rate Annual v3.1, Unit 2646 and retrofits | 413 | 7441 | Rate Constraint in lbs/MMBtu | FALSE | L | Annual | Net Emissions Allowance Position | Thousand Tons | 0.96964 | 0.71648 | 1.207 | 1.2915 | 1.2915 | 1.2915 | 1.1834 | 1.068
NSR Baldwin 1-3 - SO2 Rate Annual v3.1, Unit 2646 and retrofits | 413 | 7441 | Rate Constraint in lbs/MMBtu | FALSE | L | Annual | Fuel Consumed | TBtu | 28.1203 | 20.7785 | 35.0051 | 37.4536 | 37.4536 | 37.4536 | 34.3196 | 30.8729
NSR Baldwin 1-3 - SO2 Rate Annual v3.1, Unit 2646 and retrofits | 413 | 7441 | Rate Constraint in lbs/MMBtu | FALSE | L | Annual | Rate | lb/MMBtu | 0.068964 | 0.068964 | 0.068964 | 0.068964 | 0.068964 | 0.068964 | 0.068964 | 0.069189
NSR Baldwin 1-3 - SO2 Rate Annual v3.1, Unit 2646 and retrofits | 413 | 7441 | Rate Constraint in lbs/MMBtu | FALSE | L | Annual | Generation | TWh | 2.7254 | 2.0138 | 3.3926 | 3.6299 | 3.6299 | 3.6299 | 3.3262 | 2.9921
NSR Baldwin 1-3 - SO2 Rate Annual v3.1, Unit 2646 and retrofits | 413 | 7441 | Rate Constraint in lbs/MMBtu | FALSE | L | Annual | Qualifying Generation | TWh | 2.7254 | 2.0138 | 3.3926 | 3.6299 | 3.6299 | 3.6299 | 3.3262 | 2.9921
NSR Baldwin 1-3 - SO2 Rate Annual v3.1, Unit 2646 and retrofits | 413 | 7441 | Rate Constraint in lbs/MMBtu | FALSE | L | Annual | Rate | lb/MWh | 0.71157 | 0.71157 | 0.71157 | 0.71157 | 0.71157 | 0.71157 | 0.71157 | 0.71389
NSR Baldwin 1-3 - SO2 Rate Annual v3.1, Unit 2646 and retrofits | 413 | 7441 | Rate Constraint in lbs/MMBtu | FALSE | L | Annual | Constraint Shadow Price | US2019$/Ton | 0 | 0 | 0 | 0 | 0 | 0 | 0 | 0
NSR Baldwin 1-3 - SO2 Rate Annual v3.1, Unit 2647 and retrofits | 414 | 7441 | Rate Constraint in lbs/MMBtu | FALSE | L | Annual | Seasons Included | Seasons | Winter, WintShld, Summer | Winter, WintShld, Summer | Winter, WintShld, Summer | Winter, WintShld, Summer | Winter, WintShld, Summer | Winter, WintShld, Summer | Winter, WintShld, Summer | Winter, WintShld, Summer
NSR Baldwin 1-3 - SO2 Rate Annual v3.1, Unit 2647 and retrofits | 414 | 7441 | Rate Constraint in lbs/MMBtu | FALSE | L | Annual | Standard SO2 | lb/MMBtu | 0.1 | 0.1 | 0.1 | 0.1 | 0.1 | 0.1 | 0.1 | 0.1
NSR Baldwin 1-3 - SO2 Rate Annual v3.1, Unit 2647 and retrofits | 414 | 7441 | Rate Constraint in lbs/MMBtu | FALSE | L | Annual | Emissions at Affected Plants SO2 | Thousand Tons | 2.408 | 2.1539 | 2.9142 | 2.8115 | 2.8502 | 3.0925 | 3.0674 | 2.6959
NSR Baldwin 1-3 - SO2 Rate Annual v3.1, Unit 2647 and retrofits | 414 | 7441 | Rate Constraint in lbs/MMBtu | FALSE | L | Annual | Allowances Purchased SO2 | Thousand Tons | 0 | 0 | 0 | 0 | 0 | 0 | 0 | 0
NSR Baldwin 1-3 - SO2 Rate Annual v3.1, Unit 2647 and retrofits | 414 | 7441 | Rate Constraint in lbs/MMBtu | FALSE | L | Annual | Allowances Sold SO2 | Thousand Tons | 0 | 0 | 0 | 0 | 0 | 0 | 0 | 0
NSR Baldwin 1-3 - SO2 Rate Annual v3.1, Unit 2647 and retrofits | 414 | 7441 | Rate Constraint in lbs/MMBtu | FALSE | L | Annual | Allowances Banked | Thousand Tons | 0 | 0 | 0 | 0 | 0 | 0 | 0 | 0
NSR Baldwin 1-3 - SO2 Rate Annual v3.1, Unit 2647 and retrofits | 414 | 7441 | Rate Constraint in lbs/MMBtu | FALSE | L | Annual | Allowances Withdrawn (1:1) | Thousand Tons | 0 | 0 | 0 | 0 | 0 | 0 | 0 | 0
NSR Baldwin 1-3 - SO2 Rate Annual v3.1, Unit 2647 and retrofits | 414 | 7441 | Rate Constraint in lbs/MMBtu | FALSE | L | Annual | Allowances Withdrawn (n:1) | Thousand Tons | 0 | 0 | 0 | 0 | 0 | 0 | 0 | 0
NSR Baldwin 1-3 - SO2 Rate Annual v3.1, Unit 2647 and retrofits | 414 | 7441 | Rate Constraint in lbs/MMBtu | FALSE | L | Annual | Net Emissions Allowance Position | Thousand Tons | 2.408 | 2.1539 | 2.9142 | 2.8115 | 2.8502 | 3.0925 | 3.0674 | 2.6959
NSR Baldwin 1-3 - SO2 Rate Annual v3.1, Unit 2647 and retrofits | 414 | 7441 | Rate Constraint in lbs/MMBtu | FALSE | L | Annual | Fuel Consumed | TBtu | 66.0725 | 59.0999 | 79.9599 | 77.1433 | 78.2047 | 84.8532 | 84.1631 | 73.9713
NSR Baldwin 1-3 - SO2 Rate Annual v3.1, Unit 2647 and retrofits | 414 | 7441 | Rate Constraint in lbs/MMBtu | FALSE | L | Annual | Rate | lb/MMBtu | 0.072891 | 0.072891 | 0.072891 | 0.072891 | 0.072891 | 0.072891 | 0.072891 | 0.072891
NSR Baldwin 1-3 - SO2 Rate Annual v3.1, Unit 2647 and retrofits | 414 | 7441 | Rate Constraint in lbs/MMBtu | FALSE | L | Annual | Generation | TWh | 6.4879 | 5.8032 | 7.8515 | 7.575 | 7.6792 | 8.332 | 8.2642 | 7.2635
NSR Baldwin 1-3 - SO2 Rate Annual v3.1, Unit 2647 and retrofits | 414 | 7441 | Rate Constraint in lbs/MMBtu | FALSE | L | Annual | Qualifying Generation | TWh | 6.4879 | 5.8032 | 7.8515 | 7.575 | 7.6792 | 8.332 | 8.2642 | 7.2635
NSR Baldwin 1-3 - SO2 Rate Annual v3.1, Unit 2647 and retrofits | 414 | 7441 | Rate Constraint in lbs/MMBtu | FALSE | L | Annual | Rate | lb/MWh | 0.74232 | 0.74232 | 0.74232 | 0.74232 | 0.74232 | 0.74232 | 0.74232 | 0.74232
NSR Baldwin 1-3 - SO2 Rate Annual v3.1, Unit 2647 and retrofits | 414 | 7441 | Rate Constraint in lbs/MMBtu | FALSE | L | Annual | Constraint Shadow Price | US2019$/Ton | 0 | 0 | 0 | 0 | 0 | 0 | 0 | 0
NSR Big Bend 1-3 - NOX Rate Annual v5.14 | 415 | 7425 | Rate Constraint in lbs/MMBtu | FALSE | L | Annual | Seasons Included | Seasons | Winter, WintShld, Summer | Winter, WintShld, Summer | Winter, WintShld, Summer | Winter, WintShld, Summer | Winter, WintShld, Summer | Winter, WintShld, Summer | Winter, WintShld, Summer | Winter, WintShld, Summer
NSR Big Bend 1-3 - NOX Rate Annual v5.14 | 415 | 7425 | Rate Constraint in lbs/MMBtu | FALSE | L | Annual | Standard NOX | lb/MMBtu | 0.12 | 0.12 | 0.12 | 0.12 | 0.12 | 0.12 | 0.12 | 0.12
NSR Big Bend 1-3 - NOX Rate Annual v5.14 | 415 | 7425 | Rate Constraint in lbs/MMBtu | FALSE | L | Annual | Emissions at Affected Plants NOX | Thousand Tons | 0.23798 | 0.23798 | 0.34393 | 0.34393 | 0.23798 | 0.23798 | 0.23798 | 0.23798
NSR Big Bend 1-3 - NOX Rate Annual v5.14 | 415 | 7425 | Rate Constraint in lbs/MMBtu | FALSE | L | Annual | Allowances Purchased NOX | Thousand Tons | 0 | 0 | 0 | 0 | 0 | 0 | 0 | 0
NSR Big Bend 1-3 - NOX Rate Annual v5.14 | 415 | 7425 | Rate Constraint in lbs/MMBtu | FALSE | L | Annual | Allowances Sold NOX | Thousand Tons | 0 | 0 | 0 | 0 | 0 | 0 | 0 | 0
NSR Big Bend 1-3 - NOX Rate Annual v5.14 | 415 | 7425 | Rate Constraint in lbs/MMBtu | FALSE | L | Annual | Allowances Banked | Thousand Tons | 0 | 0 | 0 | 0 | 0 | 0 | 0 | 0
NSR Big Bend 1-3 - NOX Rate Annual v5.14 | 415 | 7425 | Rate Constraint in lbs/MMBtu | FALSE | L | Annual | Allowances Withdrawn (1:1) | Thousand Tons | 0 | 0 | 0 | 0 | 0 | 0 | 0 | 0
NSR Big Bend 1-3 - NOX Rate Annual v5.14 | 415 | 7425 | Rate Constraint in lbs/MMBtu | FALSE | L | Annual | Allowances Withdrawn (n:1) | Thousand Tons | 0 | 0 | 0 | 0 | 0 | 0 | 0 | 0
NSR Big Bend 1-3 - NOX Rate Annual v5.14 | 415 | 7425 | Rate Constraint in lbs/MMBtu | FALSE | L | Annual | Net Emissions Allowance Position | Thousand Tons | 0.23798 | 0.23798 | 0.34393 | 0.34393 | 0.23798 | 0.23798 | 0.23798 | 0.23798
NSR Big Bend 1-3 - NOX Rate Annual v5.14 | 415 | 7425 | Rate Constraint in lbs/MMBtu | FALSE | L | Annual | Fuel Consumed | TBtu | 5.0986 | 5.0986 | 7.3687 | 7.3687 | 5.0986 | 5.0986 | 5.0986 | 5.0986
NSR Big Bend 1-3 - NOX Rate Annual v5.14 | 415 | 7425 | Rate Constraint in lbs/MMBtu | FALSE | L | Annual | Rate | lb/MMBtu | 0.09335 | 0.09335 | 0.09335 | 0.09335 | 0.09335 | 0.09335 | 0.09335 | 0.09335
NSR Big Bend 1-3 - NOX Rate Annual v5.14 | 415 | 7425 | Rate Constraint in lbs/MMBtu | FALSE | L | Annual | Generation | TWh | 0.47816 | 0.47816 | 0.69105 | 0.69105 | 0.47816 | 0.47816 | 0.47816 | 0.47816
NSR Big Bend 1-3 - NOX Rate Annual v5.14 | 415 | 7425 | Rate Constraint in lbs/MMBtu | FALSE | L | Annual | Qualifying Generation | TWh | 0.47816 | 0.47816 | 0.69105 | 0.69105 | 0.47816 | 0.47816 | 0.47816 | 0.47816
NSR Big Bend 1-3 - NOX Rate Annual v5.14 | 415 | 7425 | Rate Constraint in lbs/MMBtu | FALSE | L | Annual | Rate | lb/MWh | 0.99539 | 0.99539 | 0.99539 | 0.99539 | 0.99539 | 0.99539 | 0.99539 | 0.99539
NSR Big Bend 1-3 - NOX Rate Annual v5.14 | 415 | 7425 | Rate Constraint in lbs/MMBtu | FALSE | L | Annual | Constraint Shadow Price | US2019$/Ton | 0 | 0 | 0 | 0 | 0 | 0 | 0 | 0
NSR Big Cajun 2- NOx Cap Annual v5.13 | 416 | 7460 | Rate Constraint in MTons | FALSE | L | Annual | Seasons Included | Seasons | Winter, WintShld, Summer | Winter, WintShld, Summer | Winter, WintShld, Summer | Winter, WintShld, Summer | Winter, WintShld, Summer | Winter, WintShld, Summer | Winter, WintShld, Summer | Winter, WintShld, Summer
NSR Big Cajun 2- NOx Cap Annual v5.13 | 416 | 7460 | Rate Constraint in MTons | FALSE | L | Annual | Standard NOX | Thousand Tons | 8.95 | 8.95 | 8.95 | 8.95 | 8.95 | 8.95 | 8.95 | 8.95
NSR Big Cajun 2- NOx Cap Annual v5.13 | 416 | 7460 | Rate Constraint in MTons | FALSE | L | Annual | Emissions at Affected Plants NOX | Thousand Tons | 0.2037 | 0.38018 | 0 | 0 | 0 | 0 | 0 | 0
NSR Big Cajun 2- NOx Cap Annual v5.13 | 416 | 7460 | Rate Constraint in MTons | FALSE | L | Annual | Allowances Purchased NOX | Thousand Tons | 0 | 0 | 0 | 0 | 0 | 0 | 0 | 0
NSR Big Cajun 2- NOx Cap Annual v5.13 | 416 | 7460 | Rate Constraint in MTons | FALSE | L | Annual | Allowances Sold NOX | Thousand Tons | 0 | 0 | 0 | 0 | 0 | 0 | 0 | 0
NSR Big Cajun 2- NOx Cap Annual v5.13 | 416 | 7460 | Rate Constraint in MTons | FALSE | L | Annual | Allowances Banked | Thousand Tons | 0 | 0 | 0 | 0 | 0 | 0 | 0 | 0
NSR Big Cajun 2- NOx Cap Annual v5.13 | 416 | 7460 | Rate Constraint in MTons | FALSE | L | Annual | Allowances Withdrawn (1:1) | Thousand Tons | 0 | 0 | 0 | 0 | 0 | 0 | 0 | 0
NSR Big Cajun 2- NOx Cap Annual v5.13 | 416 | 7460 | Rate Constraint in MTons | FALSE | L | Annual | Allowances Withdrawn (n:1) | Thousand Tons | 0 | 0 | 0 | 0 | 0 | 0 | 0 | 0
NSR Big Cajun 2- NOx Cap Annual v5.13 | 416 | 7460 | Rate Constraint in MTons | FALSE | L | Annual | Net Emissions Allowance Position | Thousand Tons | 0.2037 | 0.38018 | 0 | 0 | 0 | 0 | 0 | 0
NSR Big Cajun 2- NOx Cap Annual v5.13 | 416 | 7460 | Rate Constraint in MTons | FALSE | L | Annual | Fuel Consumed | TBtu | 3.3352 | 25.3451 | 0 | 0 | 0 | 0 | 0 | 0
NSR Big Cajun 2- NOx Cap Annual v5.13 | 416 | 7460 | Rate Constraint in MTons | FALSE | L | Annual | Rate | lb/MMBtu | 0.12215 | 0.03 | 0 | 0 | 0 | 0 | 0 | 0
NSR Big Cajun 2- NOx Cap Annual v5.13 | 416 | 7460 | Rate Constraint in MTons | FALSE | L | Annual | Generation | TWh | 0.31953 | 2.2458 | 0 | 0 | 0 | 0 | 0 | 0
NSR Big Cajun 2- NOx Cap Annual v5.13 | 416 | 7460 | Rate Constraint in MTons | FALSE | L | Annual | Qualifying Generation | TWh | 0.31953 | 2.2458 | 0 | 0 | 0 | 0 | 0 | 0
NSR Big Cajun 2- NOx Cap Annual v5.13 | 416 | 7460 | Rate Constraint in MTons | FALSE | L | Annual | Rate | lb/MWh | 1.275 | 0.33856 | 0 | 0 | 0 | 0 | 0 | 0
NSR Big Cajun 2- NOx Cap Annual v5.13 | 416 | 7460 | Rate Constraint in MTons | FALSE | L | Annual | Constraint Shadow Price | US2019$/Ton | 0 | 0 | 0 | 0 | 0 | 0 | 0 | 0
NSR Big Cajun 2- SO2 Cap Annual v5.13 | 417 | 7458 | Rate Constraint in MTons | FALSE | L | Annual | Seasons Included | Seasons | Winter, WintShld, Summer | Winter, WintShld, Summer | Winter, WintShld, Summer | Winter, WintShld, Summer | Winter, WintShld, Summer | Winter, WintShld, Summer | Winter, WintShld, Summer | Winter, WintShld, Summer
NSR Big Cajun 2- SO2 Cap Annual v5.13 | 417 | 7458 | Rate Constraint in MTons | FALSE | L | Annual | Standard SO2 | Thousand Tons | 18.95 | 18.95 | 18.95 | 18.95 | 18.95 | 18.95 | 18.95 | 18.95
NSR Big Cajun 2- SO2 Cap Annual v5.13 | 417 | 7458 | Rate Constraint in MTons | FALSE | L | Annual | Emissions at Affected Plants SO2 | Thousand Tons | 0.74908 | 0 | 0 | 0 | 0 | 0 | 0 | 0
NSR Big Cajun 2- SO2 Cap Annual v5.13 | 417 | 7458 | Rate Constraint in MTons | FALSE | L | Annual | Allowances Purchased SO2 | Thousand Tons | 0 | 0 | 0 | 0 | 0 | 0 | 0 | 0
NSR Big Cajun 2- SO2 Cap Annual v5.13 | 417 | 7458 | Rate Constraint in MTons | FALSE | L | Annual | Allowances Sold SO2 | Thousand Tons | 0 | 0 | 0 | 0 | 0 | 0 | 0 | 0
NSR Big Cajun 2- SO2 Cap Annual v5.13 | 417 | 7458 | Rate Constraint in MTons | FALSE | L | Annual | Allowances Banked | Thousand Tons | 0 | 0 | 0 | 0 | 0 | 0 | 0 | 0
NSR Big Cajun 2- SO2 Cap Annual v5.13 | 417 | 7458 | Rate Constraint in MTons | FALSE | L | Annual | Allowances Withdrawn (1:1) | Thousand Tons | 0 | 0 | 0 | 0 | 0 | 0 | 0 | 0
NSR Big Cajun 2- SO2 Cap Annual v5.13 | 417 | 7458 | Rate Constraint in MTons | FALSE | L | Annual | Allowances Withdrawn (n:1) | Thousand Tons | 0 | 0 | 0 | 0 | 0 | 0 | 0 | 0
NSR Big Cajun 2- SO2 Cap Annual v5.13 | 417 | 7458 | Rate Constraint in MTons | FALSE | L | Annual | Net Emissions Allowance Position | Thousand Tons | 0.74908 | 0 | 0 | 0 | 0 | 0 | 0 | 0
NSR Big Cajun 2- SO2 Cap Annual v5.13 | 417 | 7458 | Rate Constraint in MTons | FALSE | L | Annual | Fuel Consumed | TBtu | 3.3352 | 25.3451 | 0 | 0 | 0 | 0 | 0 | 0
NSR Big Cajun 2- SO2 Cap Annual v5.13 | 417 | 7458 | Rate Constraint in MTons | FALSE | L | Annual | Rate | lb/MMBtu | 0.44919 | 0 | 0 | 0 | 0 | 0 | 0 | 0
NSR Big Cajun 2- SO2 Cap Annual v5.13 | 417 | 7458 | Rate Constraint in MTons | FALSE | L | Annual | Generation | TWh | 0.31953 | 2.2458 | 0 | 0 | 0 | 0 | 0 | 0
NSR Big Cajun 2- SO2 Cap Annual v5.13 | 417 | 7458 | Rate Constraint in MTons | FALSE | L | Annual | Qualifying Generation | TWh | 0.31953 | 2.2458 | 0 | 0 | 0 | 0 | 0 | 0
NSR Big Cajun 2- SO2 Cap Annual v5.13 | 417 | 7458 | Rate Constraint in MTons | FALSE | L | Annual | Rate | lb/MWh | 4.6887 | 0 | 0 | 0 | 0 | 0 | 0 | 0
NSR Big Cajun 2- SO2 Cap Annual v5.13 | 417 | 7458 | Rate Constraint in MTons | FALSE | L | Annual | Constraint Shadow Price | US2019$/Ton | 0 | 0 | 0 | 0 | 0 | 0 | 0 | 0
NSR Big Cajun 2- Unit 1 - Hg Rate Annual v5.13 | 418 | 7462 | Rate Constraint in lbs/MMBtu | FALSE | L | Annual | Seasons Included | Seasons | Winter, WintShld, Summer | Winter, WintShld, Summer | Winter, WintShld, Summer | Winter, WintShld, Summer | Winter, WintShld, Summer | Winter, WintShld, Summer | Winter, WintShld, Summer | Winter, WintShld, Summer
NSR Big Cajun 2- Unit 1 - Hg Rate Annual v5.13 | 418 | 7462 | Rate Constraint in lbs/MMBtu | FALSE | L | Annual | Standard MER | lb/MMBtu | 0.03 | 0.03 | 0.03 | 0.03 | 0.03 | 0.03 | 0.03 | 0.03
NSR Big Cajun 2- Unit 1 - Hg Rate Annual v5.13 | 418 | 7462 | Rate Constraint in lbs/MMBtu | FALSE | L | Annual | Emissions at Affected Plants MER | lbs | 0 | 0 | 0 | 0 | 0 | 0 | 0 | 0
NSR Big Cajun 2- Unit 1 - Hg Rate Annual v5.13 | 418 | 7462 | Rate Constraint in lbs/MMBtu | FALSE | L | Annual | Allowances Purchased MER | lbs | 0 | 0 | 0 | 0 | 0 | 0 | 0 | 0
NSR Big Cajun 2- Unit 1 - Hg Rate Annual v5.13 | 418 | 7462 | Rate Constraint in lbs/MMBtu | FALSE | L | Annual | Allowances Sold MER | lbs | 0 | 0 | 0 | 0 | 0 | 0 | 0 | 0
NSR Big Cajun 2- Unit 1 - Hg Rate Annual v5.13 | 418 | 7462 | Rate Constraint in lbs/MMBtu | FALSE | L | Annual | Allowances Banked | lbs | 0 | 0 | 0 | 0 | 0 | 0 | 0 | 0
NSR Big Cajun 2- Unit 1 - Hg Rate Annual v5.13 | 418 | 7462 | Rate Constraint in lbs/MMBtu | FALSE | L | Annual | Allowances Withdrawn (1:1) | lbs | 0 | 0 | 0 | 0 | 0 | 0 | 0 | 0
NSR Big Cajun 2- Unit 1 - Hg Rate Annual v5.13 | 418 | 7462 | Rate Constraint in lbs/MMBtu | FALSE | L | Annual | Allowances Withdrawn (n:1) | lbs | 0 | 0 | 0 | 0 | 0 | 0 | 0 | 0
NSR Big Cajun 2- Unit 1 - Hg Rate Annual v5.13 | 418 | 7462 | Rate Constraint in lbs/MMBtu | FALSE | L | Annual | Net Emissions Allowance Position | lbs | 0 | 0 | 0 | 0 | 0 | 0 | 0 | 0
NSR Big Cajun 2- Unit 1 - Hg Rate Annual v5.13 | 418 | 7462 | Rate Constraint in lbs/MMBtu | FALSE | L | Annual | Fuel Consumed | TBtu | 0 | 0 | 0 | 0 | 0 | 0 | 0 | 0
NSR Big Cajun 2- Unit 1 - Hg Rate Annual v5.13 | 418 | 7462 | Rate Constraint in lbs/MMBtu | FALSE | L | Annual | Rate | lb/MMBtu | 0 | 0 | 0 | 0 | 0 | 0 | 0 | 0
NSR Big Cajun 2- Unit 1 - Hg Rate Annual v5.13 | 418 | 7462 | Rate Constraint in lbs/MMBtu | FALSE | L | Annual | Generation | TWh | 0 | 0 | 0 | 0 | 0 | 0 | 0 | 0
NSR Big Cajun 2- Unit 1 - Hg Rate Annual v5.13 | 418 | 7462 | Rate Constraint in lbs/MMBtu | FALSE | L | Annual | Qualifying Generation | TWh | 0 | 0 | 0 | 0 | 0 | 0 | 0 | 0
NSR Big Cajun 2- Unit 1 - Hg Rate Annual v5.13 | 418 | 7462 | Rate Constraint in lbs/MMBtu | FALSE | L | Annual | Rate | lb/MWh | 0 | 0 | 0 | 0 | 0 | 0 | 0 | 0
NSR Big Cajun 2- Unit 1 - Hg Rate Annual v5.13 | 418 | 7462 | Rate Constraint in lbs/MMBtu | FALSE | L | Annual | Constraint Shadow Price | US2019$/Lb | 0 | 0 | 0 | 0 | 0 | 0 | 0 | 0
NSR Big Cajun 2- Unit 1 - NOx Rate Annual v5.13 | 419 | 7459 | Rate Constraint in lbs/MMBtu | FALSE | L | Annual | Seasons Included | Seasons | Winter, WintShld, Summer | Winter, WintShld, Summer | Winter, WintShld, Summer | Winter, WintShld, Summer | Winter, WintShld, Summer | Winter, WintShld, Summer | Winter, WintShld, Summer | Winter, WintShld, Summer
NSR Big Cajun 2- Unit 1 - NOx Rate Annual v5.13 | 419 | 7459 | Rate Constraint in lbs/MMBtu | FALSE | L | Annual | Standard NOX | lb/MMBtu | 0.15 | 0.15 | 0.15 | 0.15 | 0.15 | 0.15 | 0.15 | 0.15
NSR Big Cajun 2- Unit 1 - NOx Rate Annual v5.13 | 419 | 7459 | Rate Constraint in lbs/MMBtu | FALSE | L | Annual | Emissions at Affected Plants NOX | Thousand Tons | 0 | 0 | 0 | 0 | 0 | 0 | 0 | 0
NSR Big Cajun 2- Unit 1 - NOx Rate Annual v5.13 | 419 | 7459 | Rate Constraint in lbs/MMBtu | FALSE | L | Annual | Allowances Purchased NOX | Thousand Tons | 0 | 0 | 0 | 0 | 0 | 0 | 0 | 0
NSR Big Cajun 2- Unit 1 - NOx Rate Annual v5.13 | 419 | 7459 | Rate Constraint in lbs/MMBtu | FALSE | L | Annual | Allowances Sold NOX | Thousand Tons | 0 | 0 | 0 | 0 | 0 | 0 | 0 | 0
NSR Big Cajun 2- Unit 1 - NOx Rate Annual v5.13 | 419 | 7459 | Rate Constraint in lbs/MMBtu | FALSE | L | Annual | Allowances Banked | Thousand Tons | 0 | 0 | 0 | 0 | 0 | 0 | 0 | 0
NSR Big Cajun 2- Unit 1 - NOx Rate Annual v5.13 | 419 | 7459 | Rate Constraint in lbs/MMBtu | FALSE | L | Annual | Allowances Withdrawn (1:1) | Thousand Tons | 0 | 0 | 0 | 0 | 0 | 0 | 0 | 0
NSR Big Cajun 2- Unit 1 - NOx Rate Annual v5.13 | 419 | 7459 | Rate Constraint in lbs/MMBtu | FALSE | L | Annual | Allowances Withdrawn (n:1) | Thousand Tons | 0 | 0 | 0 | 0 | 0 | 0 | 0 | 0
NSR Big Cajun 2- Unit 1 - NOx Rate Annual v5.13 | 419 | 7459 | Rate Constraint in lbs/MMBtu | FALSE | L | Annual | Net Emissions Allowance Position | Thousand Tons | 0 | 0 | 0 | 0 | 0 | 0 | 0 | 0
NSR Big Cajun 2- Unit 1 - NOx Rate Annual v5.13 | 419 | 7459 | Rate Constraint in lbs/MMBtu | FALSE | L | Annual | Fuel Consumed | TBtu | 0 | 0 | 0 | 0 | 0 | 0 | 0 | 0
NSR Big Cajun 2- Unit 1 - NOx Rate Annual v5.13 | 419 | 7459 | Rate Constraint in lbs/MMBtu | FALSE | L | Annual | Rate | lb/MMBtu | 0 | 0 | 0 | 0 | 0 | 0 | 0 | 0
NSR Big Cajun 2- Unit 1 - NOx Rate Annual v5.13 | 419 | 7459 | Rate Constraint in lbs/MMBtu | FALSE | L | Annual | Generation | TWh | 0 | 0 | 0 | 0 | 0 | 0 | 0 | 0
NSR Big Cajun 2- Unit 1 - NOx Rate Annual v5.13 | 419 | 7459 | Rate Constraint in lbs/MMBtu | FALSE | L | Annual | Qualifying Generation | TWh | 0 | 0 | 0 | 0 | 0 | 0 | 0 | 0
NSR Big Cajun 2- Unit 1 - NOx Rate Annual v5.13 | 419 | 7459 | Rate Constraint in lbs/MMBtu | FALSE | L | Annual | Rate | lb/MWh | 0 | 0 | 0 | 0 | 0 | 0 | 0 | 0
NSR Big Cajun 2- Unit 1 - NOx Rate Annual v5.13 | 419 | 7459 | Rate Constraint in lbs/MMBtu | FALSE | L | Annual | Constraint Shadow Price | US2019$/Ton | 0 | 0 | 0 | 0 | 0 | 0 | 0 | 0
NSR Big Cajun 2- Unit 1 - SO2 Rate Annual v5.13 | 420 | 7457 | Rate Constraint in lbs/MMBtu | FALSE | L | Annual | Seasons Included | Seasons | Winter, WintShld, Summer | Winter, WintShld, Summer | Winter, WintShld, Summer | Winter, WintShld, Summer | Winter, WintShld, Summer | Winter, WintShld, Summer | Winter, WintShld, Summer | Winter, WintShld, Summer
NSR Big Cajun 2- Unit 1 - SO2 Rate Annual v5.13 | 420 | 7457 | Rate Constraint in lbs/MMBtu | FALSE | L | Annual | Standard SO2 | lb/MMBtu | 0.38 | 0.07 | 0.07 | 0.07 | 0.07 | 0.07 | 0.07 | 0.07
NSR Big Cajun 2- Unit 1 - SO2 Rate Annual v5.13 | 420 | 7457 | Rate Constraint in lbs/MMBtu | FALSE | L | Annual | Emissions at Affected Plants SO2 | Thousand Tons | 0 | 0 | 0 | 0 | 0 | 0 | 0 | 0
NSR Big Cajun 2- Unit 1 - SO2 Rate Annual v5.13 | 420 | 7457 | Rate Constraint in lbs/MMBtu | FALSE | L | Annual | Allowances Purchased SO2 | Thousand Tons | 0 | 0 | 0 | 0 | 0 | 0 | 0 | 0
NSR Big Cajun 2- Unit 1 - SO2 Rate Annual v5.13 | 420 | 7457 | Rate Constraint in lbs/MMBtu | FALSE | L | Annual | Allowances Sold SO2 | Thousand Tons | 0 | 0 | 0 | 0 | 0 | 0 | 0 | 0
NSR Big Cajun 2- Unit 1 - SO2 Rate Annual v5.13 | 420 | 7457 | Rate Constraint in lbs/MMBtu | FALSE | L | Annual | Allowances Banked | Thousand Tons | 0 | 0 | 0 | 0 | 0 | 0 | 0 | 0
NSR Big Cajun 2- Unit 1 - SO2 Rate Annual v5.13 | 420 | 7457 | Rate Constraint in lbs/MMBtu | FALSE | L | Annual | Allowances Withdrawn (1:1) | Thousand Tons | 0 | 0 | 0 | 0 | 0 | 0 | 0 | 0
NSR Big Cajun 2- Unit 1 - SO2 Rate Annual v5.13 | 420 | 7457 | Rate Constraint in lbs/MMBtu | FALSE | L | Annual | Allowances Withdrawn (n:1) | Thousand Tons | 0 | 0 | 0 | 0 | 0 | 0 | 0 | 0
NSR Big Cajun 2- Unit 1 - SO2 Rate Annual v5.13 | 420 | 7457 | Rate Constraint in lbs/MMBtu | FALSE | L | Annual | Net Emissions Allowance Position | Thousand Tons | 0 | 0 | 0 | 0 | 0 | 0 | 0 | 0
NSR Big Cajun 2- Unit 1 - SO2 Rate Annual v5.13 | 420 | 7457 | Rate Constraint in lbs/MMBtu | FALSE | L | Annual | Fuel Consumed | TBtu | 0 | 0 | 0 | 0 | 0 | 0 | 0 | 0
NSR Big Cajun 2- Unit 1 - SO2 Rate Annual v5.13 | 420 | 7457 | Rate Constraint in lbs/MMBtu | FALSE | L | Annual | Rate | lb/MMBtu | 0 | 0 | 0 | 0 | 0 | 0 | 0 | 0
NSR Big Cajun 2- Unit 1 - SO2 Rate Annual v5.13 | 420 | 7457 | Rate Constraint in lbs/MMBtu | FALSE | L | Annual | Generation | TWh | 0 | 0 | 0 | 0 | 0 | 0 | 0 | 0
NSR Big Cajun 2- Unit 1 - SO2 Rate Annual v5.13 | 420 | 7457 | Rate Constraint in lbs/MMBtu | FALSE | L | Annual | Qualifying Generation | TWh | 0 | 0 | 0 | 0 | 0 | 0 | 0 | 0
NSR Big Cajun 2- Unit 1 - SO2 Rate Annual v5.13 | 420 | 7457 | Rate Constraint in lbs/MMBtu | FALSE | L | Annual | Rate | lb/MWh | 0 | 0 | 0 | 0 | 0 | 0 | 0 | 0
NSR Big Cajun 2- Unit 1 - SO2 Rate Annual v5.13 | 420 | 7457 | Rate Constraint in lbs/MMBtu | FALSE | L | Annual | Constraint Shadow Price | US2019$/Ton | 0 | 0 | 200.858 | 1268.7596 | 1719.3534 | 2752.5025 | 0 | 0
NSR Big Cajun 2- Unit 3 - Hg Rate Annual v5.13 | 421 | 7463 | Rate Constraint in lbs/MMBtu | FALSE | L | Annual | Seasons Included | Seasons | Winter, WintShld, Summer | Winter, WintShld, Summer | Winter, WintShld, Summer | Winter, WintShld, Summer | Winter, WintShld, Summer | Winter, WintShld, Summer | Winter, WintShld, Summer | Winter, WintShld, Summer
NSR Big Cajun 2- Unit 3 - Hg Rate Annual v5.13 | 421 | 7463 | Rate Constraint in lbs/MMBtu | FALSE | L | Annual | Standard MER | lb/MMBtu | 0.03 | 0.03 | 0.03 | 0.03 | 0.03 | 0.03 | 0.03 | 0.03
NSR Big Cajun 2- Unit 3 - Hg Rate Annual v5.13 | 421 | 7463 | Rate Constraint in lbs/MMBtu | FALSE | L | Annual | Emissions at Affected Plants MER | lbs | 1.8715 | 0.00019139 | 0 | 0 | 0 | 0 | 0 | 0
NSR Big Cajun 2- Unit 3 - Hg Rate Annual v5.13 | 421 | 7463 | Rate Constraint in lbs/MMBtu | FALSE | L | Annual | Allowances Purchased MER | lbs | 0 | 0 | 0 | 0 | 0 | 0 | 0 | 0
NSR Big Cajun 2- Unit 3 - Hg Rate Annual v5.13 | 421 | 7463 | Rate Constraint in lbs/MMBtu | FALSE | L | Annual | Allowances Sold MER | lbs | 0 | 0 | 0 | 0 | 0 | 0 | 0 | 0
NSR Big Cajun 2- Unit 3 - Hg Rate Annual v5.13 | 421 | 7463 | Rate Constraint in lbs/MMBtu | FALSE | L | Annual | Allowances Banked | lbs | 0 | 0 | 0 | 0 | 0 | 0 | 0 | 0
NSR Big Cajun 2- Unit 3 - Hg Rate Annual v5.13 | 421 | 7463 | Rate Constraint in lbs/MMBtu | FALSE | L | Annual | Allowances Withdrawn (1:1) | lbs | 0 | 0 | 0 | 0 | 0 | 0 | 0 | 0
NSR Big Cajun 2- Unit 3 - Hg Rate Annual v5.13 | 421 | 7463 | Rate Constraint in lbs/MMBtu | FALSE | L | Annual | Allowances Withdrawn (n:1) | lbs | 0 | 0 | 0 | 0 | 0 | 0 | 0 | 0
NSR Big Cajun 2- Unit 3 - Hg Rate Annual v5.13 | 421 | 7463 | Rate Constraint in lbs/MMBtu | FALSE | L | Annual | Net Emissions Allowance Position | lbs | 1.8715 | 0.00019139 | 0 | 0 | 0 | 0 | 0 | 0
NSR Big Cajun 2- Unit 3 - Hg Rate Annual v5.13 | 421 | 7463 | Rate Constraint in lbs/MMBtu | FALSE | L | Annual | Fuel Consumed | TBtu | 3.3352 | 13.671 | 0 | 0 | 0 | 0 | 0 | 0
NSR Big Cajun 2- Unit 3 - Hg Rate Annual v5.13 | 421 | 7463 | Rate Constraint in lbs/MMBtu | FALSE | L | Annual | Rate | lb/MMBtu | 5.6112e-07 | 1.4e-11 | 0 | 0 | 0 | 0 | 0 | 0
NSR Big Cajun 2- Unit 3 - Hg Rate Annual v5.13 | 421 | 7463 | Rate Constraint in lbs/MMBtu | FALSE | L | Annual | Generation | TWh | 0.31953 | 1.2437 | 0 | 0 | 0 | 0 | 0 | 0
NSR Big Cajun 2- Unit 3 - Hg Rate Annual v5.13 | 421 | 7463 | Rate Constraint in lbs/MMBtu | FALSE | L | Annual | Qualifying Generation | TWh | 0.31953 | 1.2437 | 0 | 0 | 0 | 0 | 0 | 0
NSR Big Cajun 2- Unit 3 - Hg Rate Annual v5.13 | 421 | 7463 | Rate Constraint in lbs/MMBtu | FALSE | L | Annual | Rate | lb/MWh | 5.857e-06 | 1.5389e-10 | 0 | 0 | 0 | 0 | 0 | 0
NSR Big Cajun 2- Unit 3 - Hg Rate Annual v5.13 | 421 | 7463 | Rate Constraint in lbs/MMBtu | FALSE | L | Annual | Constraint Shadow Price | US2019$/Lb | 0 | 0 | 0 | 0 | 0 | 0 | 0 | 0
NSR Big Cajun 2- Unit 3 - NOx Rate Annual v5.13 | 422 | 7461 | Rate Constraint in lbs/MMBtu | FALSE | L | Annual | Seasons Included | Seasons | Winter, WintShld, Summer | Winter, WintShld, Summer | Winter, WintShld, Summer | Winter, WintShld, Summer | Winter, WintShld, Summer | Winter, WintShld, Summer | Winter, WintShld, Summer | Winter, WintShld, Summer
NSR Big Cajun 2- Unit 3 - NOx Rate Annual v5.13 | 422 | 7461 | Rate Constraint in lbs/MMBtu | FALSE | L | Annual | Standard NOX | lb/MMBtu | 0.135 | 0.135 | 0.135 | 0.135 | 0.135 | 0.135 | 0.135 | 0.135
NSR Big Cajun 2- Unit 3 - NOx Rate Annual v5.13 | 422 | 7461 | Rate Constraint in lbs/MMBtu | FALSE | L | Annual | Emissions at Affected Plants NOX | Thousand Tons | 0.2037 | 0.20507 | 0 | 0 | 0 | 0 | 0 | 0
NSR Big Cajun 2- Unit 3 - NOx Rate Annual v5.13 | 422 | 7461 | Rate Constraint in lbs/MMBtu | FALSE | L | Annual | Allowances Purchased NOX | Thousand Tons | 0 | 0 | 0 | 0 | 0 | 0 | 0 | 0
NSR Big Cajun 2- Unit 3 - NOx Rate Annual v5.13 | 422 | 7461 | Rate Constraint in lbs/MMBtu | FALSE | L | Annual | Allowances Sold NOX | Thousand Tons | 0 | 0 | 0 | 0 | 0 | 0 | 0 | 0
NSR Big Cajun 2- Unit 3 - NOx Rate Annual v5.13 | 422 | 7461 | Rate Constraint in lbs/MMBtu | FALSE | L | Annual | Allowances Banked | Thousand Tons | 0 | 0 | 0 | 0 | 0 | 0 | 0 | 0
NSR Big Cajun 2- Unit 3 - NOx Rate Annual v5.13 | 422 | 7461 | Rate Constraint in lbs/MMBtu | FALSE | L | Annual | Allowances Withdrawn (1:1) | Thousand Tons | 0 | 0 | 0 | 0 | 0 | 0 | 0 | 0
NSR Big Cajun 2- Unit 3 - NOx Rate Annual v5.13 | 422 | 7461 | Rate Constraint in lbs/MMBtu | FALSE | L | Annual | Allowances Withdrawn (n:1) | Thousand Tons | 0 | 0 | 0 | 0 | 0 | 0 | 0 | 0
NSR Big Cajun 2- Unit 3 - NOx Rate Annual v5.13 | 422 | 7461 | Rate Constraint in lbs/MMBtu | FALSE | L | Annual | Net Emissions Allowance Position | Thousand Tons | 0.2037 | 0.20507 | 0 | 0 | 0 | 0 | 0 | 0
NSR Big Cajun 2- Unit 3 - NOx Rate Annual v5.13 | 422 | 7461 | Rate Constraint in lbs/MMBtu | FALSE | L | Annual | Fuel Consumed | TBtu | 3.3352 | 13.671 | 0 | 0 | 0 | 0 | 0 | 0
NSR Big Cajun 2- Unit 3 - NOx Rate Annual v5.13 | 422 | 7461 | Rate Constraint in lbs/MMBtu | FALSE | L | Annual | Rate | lb/MMBtu | 0.12215 | 0.03 | 0 | 0 | 0 | 0 | 0 | 0
NSR Big Cajun 2- Unit 3 - NOx Rate Annual v5.13 | 422 | 7461 | Rate Constraint in lbs/MMBtu | FALSE | L | Annual | Generation | TWh | 0.31953 | 1.2437 | 0 | 0 | 0 | 0 | 0 | 0
NSR Big Cajun 2- Unit 3 - NOx Rate Annual v5.13 | 422 | 7461 | Rate Constraint in lbs/MMBtu | FALSE | L | Annual | Qualifying Generation | TWh | 0.31953 | 1.2437 | 0 | 0 | 0 | 0 | 0 | 0
NSR Big Cajun 2- Unit 3 - NOx Rate Annual v5.13 | 422 | 7461 | Rate Constraint in lbs/MMBtu | FALSE | L | Annual | Rate | lb/MWh | 1.275 | 0.32976 | 0 | 0 | 0 | 0 | 0 | 0
NSR Big Cajun 2- Unit 3 - NOx Rate Annual v5.13 | 422 | 7461 | Rate Constraint in lbs/MMBtu | FALSE | L | Annual | Constraint Shadow Price | US2019$/Ton | 0 | 0 | 0 | 0 | 0 | 0 | 0 | 0
NSR Boswell 1-3 - SO2 Rate Annual v5.14 | 423 | 7484 | Rate Constraint in lbs/MMBtu | FALSE | L | Annual | Seasons Included | Seasons | Winter, WintShld, Summer | Winter, WintShld, Summer | Winter, WintShld, Summer | Winter, WintShld, Summer | Winter, WintShld, Summer | Winter, WintShld, Summer | Winter, WintShld, Summer | Winter, WintShld, Summer
NSR Boswell 1-3 - SO2 Rate Annual v5.14 | 423 | 7484 | Rate Constraint in lbs/MMBtu | FALSE | L | Annual | Standard SO2 | lb/MMBtu | 0.03 | 0.03 | 0.03 | 0.03 | 0.03 | 0.03 | 0.03 | 0.03
NSR Boswell 1-3 - SO2 Rate Annual v5.14 | 423 | 7484 | Rate Constraint in lbs/MMBtu | FALSE | L | Annual | Emissions at Affected Plants SO2 | Thousand Tons | 0.070248 | 0.065702 | 0.306 | 0.31098 | 0.21314 | 0.21314 | 0.20232 | 0.19103
NSR Boswell 1-3 - SO2 Rate Annual v5.14 | 423 | 7484 | Rate Constraint in lbs/MMBtu | FALSE | L | Annual | Allowances Purchased SO2 | Thousand Tons | 0 | 0 | 0 | 0 | 0 | 0 | 0 | 0
NSR Boswell 1-3 - SO2 Rate Annual v5.14 | 423 | 7484 | Rate Constraint in lbs/MMBtu | FALSE | L | Annual | Allowances Sold SO2 | Thousand Tons | 0 | 0 | 0 | 0 | 0 | 0 | 0 | 0
NSR Boswell 1-3 - SO2 Rate Annual v5.14 | 423 | 7484 | Rate Constraint in lbs/MMBtu | FALSE | L | Annual | Allowances Banked | Thousand Tons | 0 | 0 | 0 | 0 | 0 | 0 | 0 | 0
NSR Boswell 1-3 - SO2 Rate Annual v5.14 | 423 | 7484 | Rate Constraint in lbs/MMBtu | FALSE | L | Annual | Allowances Withdrawn (1:1) | Thousand Tons | 0 | 0 | 0 | 0 | 0 | 0 | 0 | 0
NSR Boswell 1-3 - SO2 Rate Annual v5.14 | 423 | 7484 | Rate Constraint in lbs/MMBtu | FALSE | L | Annual | Allowances Withdrawn (n:1) | Thousand Tons | 0 | 0 | 0 | 0 | 0 | 0 | 0 | 0
NSR Boswell 1-3 - SO2 Rate Annual v5.14 | 423 | 7484 | Rate Constraint in lbs/MMBtu | FALSE | L | Annual | Net Emissions Allowance Position | Thousand Tons | 0.070248 | 0.065702 | 0.306 | 0.31098 | 0.21314 | 0.21314 | 0.20232 | 0.19103
NSR Boswell 1-3 - SO2 Rate Annual v5.14 | 423 | 7484 | Rate Constraint in lbs/MMBtu | FALSE | L | Annual | Fuel Consumed | TBtu | 4.6985 | 4.3944 | 20.4664 | 20.7993 | 14.2556 | 14.2556 | 13.5323 | 12.7768
NSR Boswell 1-3 - SO2 Rate Annual v5.14 | 423 | 7484 | Rate Constraint in lbs/MMBtu | FALSE | L | Annual | Rate | lb/MMBtu | 0.029903 | 0.029903 | 0.029903 | 0.029903 | 0.029903 | 0.029903 | 0.029903 | 0.029903
NSR Boswell 1-3 - SO2 Rate Annual v5.14 | 423 | 7484 | Rate Constraint in lbs/MMBtu | FALSE | L | Annual | Generation | TWh | 0.44329 | 0.4146 | 1.931 | 1.9624 | 1.345 | 1.345 | 1.2768 | 1.2055
NSR Boswell 1-3 - SO2 Rate Annual v5.14 | 423 | 7484 | Rate Constraint in lbs/MMBtu | FALSE | L | Annual | Qualifying Generation | TWh | 0.44329 | 0.4146 | 1.931 | 1.9624 | 1.345 | 1.345 | 1.2768 | 1.2055
NSR Boswell 1-3 - SO2 Rate Annual v5.14 | 423 | 7484 | Rate Constraint in lbs/MMBtu | FALSE | L | Annual | Rate | lb/MWh | 0.31694 | 0.31694 | 0.31694 | 0.31694 | 0.31694 | 0.31694 | 0.31694 | 0.31694
NSR Boswell 1-3 - SO2 Rate Annual v5.14 | 423 | 7484 | Rate Constraint in lbs/MMBtu | FALSE | L | Annual | Constraint Shadow Price | US2019$/Ton | 0 | 0 | 0 | 0 | 0 | 0 | 0 | 0
NSR Boswell 3 - NOX Rate Annual v5.14 | 424 | 7485 | Rate Constraint in lbs/MMBtu | FALSE | L | Annual | Seasons Included | Seasons | Winter, WintShld, Summer | Winter, WintShld, Summer | Winter, WintShld, Summer | Winter, WintShld, Summer | Winter, WintShld, Summer | Winter, WintShld, Summer | Winter, WintShld, Summer | Winter, WintShld, Summer
NSR Boswell 3 - NOX Rate Annual v5.14 | 424 | 7485 | Rate Constraint in lbs/MMBtu | FALSE | L | Annual | Standard NOX | lb/MMBtu | 0.06 | 0.06 | 0.06 | 0.06 | 0.06 | 0.06 | 0.06 | 0.06
NSR Boswell 3 - NOX Rate Annual v5.14 | 424 | 7485 | Rate Constraint in lbs/MMBtu | FALSE | L | Annual | Emissions at Affected Plants NOX | Thousand Tons | 0.13353 | 0.12489 | 0.58166 | 0.59112 | 0.40514 | 0.40514 | 0.38459 | 0.36312
NSR Boswell 3 - NOX Rate Annual v5.14 | 424 | 7485 | Rate Constraint in lbs/MMBtu | FALSE | L | Annual | Allowances Purchased NOX | Thousand Tons | 0 | 0 | 0 | 0 | 0 | 0 | 0 | 0
NSR Boswell 3 - NOX Rate Annual v5.14 | 424 | 7485 | Rate Constraint in lbs/MMBtu | FALSE | L | Annual | Allowances Sold NOX | Thousand Tons | 0 | 0 | 0 | 0 | 0 | 0 | 0 | 0
NSR Boswell 3 - NOX Rate Annual v5.14 | 424 | 7485 | Rate Constraint in lbs/MMBtu | FALSE | L | Annual | Allowances Banked | Thousand Tons | 0 | 0 | 0 | 0 | 0 | 0 | 0 | 0
NSR Boswell 3 - NOX Rate Annual v5.14 | 424 | 7485 | Rate Constraint in lbs/MMBtu | FALSE | L | Annual | Allowances Withdrawn (1:1) | Thousand Tons | 0 | 0 | 0 | 0 | 0 | 0 | 0 | 0
NSR Boswell 3 - NOX Rate Annual v5.14 | 424 | 7485 | Rate Constraint in lbs/MMBtu | FALSE | L | Annual | Allowances Withdrawn (n:1) | Thousand Tons | 0 | 0 | 0 | 0 | 0 | 0 | 0 | 0
NSR Boswell 3 - NOX Rate Annual v5.14 | 424 | 7485 | Rate Constraint in lbs/MMBtu | FALSE | L | Annual | Net Emissions Allowance Position | Thousand Tons | 0.13353 | 0.12489 | 0.58166 | 0.59112 | 0.40514 | 0.40514 | 0.38459 | 0.36312
NSR Boswell 3 - NOX Rate Annual v5.14 | 424 | 7485 | Rate Constraint in lbs/MMBtu | FALSE | L | Annual | Fuel Consumed | TBtu | 4.6985 | 4.3944 | 20.4664 | 20.7993 | 14.2556 | 14.2556 | 13.5323 | 12.7768
NSR Boswell 3 - NOX Rate Annual v5.14 | 424 | 7485 | Rate Constraint in lbs/MMBtu | FALSE | L | Annual | Rate | lb/MMBtu | 0.05684 | 0.05684 | 0.05684 | 0.05684 | 0.05684 | 0.05684 | 0.05684 | 0.05684
NSR Boswell 3 - NOX Rate Annual v5.14 | 424 | 7485 | Rate Constraint in lbs/MMBtu | FALSE | L | Annual | Generation | TWh | 0.44329 | 0.4146 | 1.931 | 1.9624 | 1.345 | 1.345 | 1.2768 | 1.2055
NSR Boswell 3 - NOX Rate Annual v5.14 | 424 | 7485 | Rate Constraint in lbs/MMBtu | FALSE | L | Annual | Qualifying Generation | TWh | 0.44329 | 0.4146 | 1.931 | 1.9624 | 1.345 | 1.345 | 1.2768 | 1.2055
NSR Boswell 3 - NOX Rate Annual v5.14 | 424 | 7485 | Rate Constraint in lbs/MMBtu | FALSE | L | Annual | Rate | lb/MWh | 0.60245 | 0.60245 | 0.60245 | 0.60245 | 0.60245 | 0.60245 | 0.60245 | 0.60245
NSR Boswell 3 - NOX Rate Annual v5.14 | 424 | 7485 | Rate Constraint in lbs/MMBtu | FALSE | L | Annual | Constraint Shadow Price | US2019$/Ton | 0 | 0 | 0 | 0 | 0 | 0 | 0 | 0
NSR Boswell 4 - NOX Rate Annual v5.14 | 425 | 7487 | Rate Constraint in lbs/MMBtu | FALSE | L | Annual | Seasons Included | Seasons | Winter, WintShld, Summer | Winter, WintShld, Summer | Winter, WintShld, Summer | Winter, WintShld, Summer | Winter, WintShld, Summer | Winter, WintShld, Summer | Winter, WintShld, Summer | Winter, WintShld, Summer
NSR Boswell 4 - NOX Rate Annual v5.14 | 425 | 7487 | Rate Constraint in lbs/MMBtu | FALSE | L | Annual | Standard NOX | lb/MMBtu | 0.12 | 0.12 | 0.12 | 0.12 | 0.12 | 0.12 | 0.12 | 0.12
NSR Boswell 4 - NOX Rate Annual v5.14 | 425 | 7487 | Rate Constraint in lbs/MMBtu | FALSE | L | Annual | Emissions at Affected Plants NOX | Thousand Tons | 0.43208 | 0.19289 | 0.85106 | 0.85106 | 0.80321 | 0.60469 | 0.55485 | 0.52561
NSR Boswell 4 - NOX Rate Annual v5.14 | 425 | 7487 | Rate Constraint in lbs/MMBtu | FALSE | L | Annual | Allowances Purchased NOX | Thousand Tons | 0 | 0 | 0 | 0 | 0 | 0 | 0 | 0
NSR Boswell 4 - NOX Rate Annual v5.14 | 425 | 7487 | Rate Constraint in lbs/MMBtu | FALSE | L | Annual | Allowances Sold NOX | Thousand Tons | 0 | 0 | 0 | 0 | 0 | 0 | 0 | 0
NSR Boswell 4 - NOX Rate Annual v5.14 | 425 | 7487 | Rate Constraint in lbs/MMBtu | FALSE | L | Annual | Allowances Banked | Thousand Tons | 0 | 0 | 0 | 0 | 0 | 0 | 0 | 0
NSR Boswell 4 - NOX Rate Annual v5.14 | 425 | 7487 | Rate Constraint in lbs/MMBtu | FALSE | L | Annual | Allowances Withdrawn (1:1) | Thousand Tons | 0 | 0 | 0 | 0 | 0 | 0 | 0 | 0
NSR Boswell 4 - NOX Rate Annual v5.14 | 425 | 7487 | Rate Constraint in lbs/MMBtu | FALSE | L | Annual | Allowances Withdrawn (n:1) | Thousand Tons | 0 | 0 | 0 | 0 | 0 | 0 | 0 | 0
NSR Boswell 4 - NOX Rate Annual v5.14 | 425 | 7487 | Rate Constraint in lbs/MMBtu | FALSE | L | Annual | Net Emissions Allowance Position | Thousand Tons | 0.43208 | 0.19289 | 0.85106 | 0.85106 | 0.80321 | 0.60469 | 0.55485 | 0.52561
NSR Boswell 4 - NOX Rate Annual v5.14 | 425 | 7487 | Rate Constraint in lbs/MMBtu | FALSE | L | Annual | Fuel Consumed | TBtu | 8.3333 | 7.7154 | 34.0425 | 34.0425 | 32.1284 | 24.1874 | 22.1938 | 21.0244
NSR Boswell 4 - NOX Rate Annual v5.14 | 425 | 7487 | Rate Constraint in lbs/MMBtu | FALSE | L | Annual | Rate | lb/MMBtu | 0.1037 | 0.05 | 0.05 | 0.05 | 0.05 | 0.05 | 0.05 | 0.05
NSR Boswell 4 - NOX Rate Annual v5.14 | 425 | 7487 | Rate Constraint in lbs/MMBtu | FALSE | L | Annual | Generation | TWh | 0.78328 | 0.72094 | 3.181 | 3.181 | 3.0021 | 2.2601 | 2.0738 | 1.9646
NSR Boswell 4 - NOX Rate Annual v5.14 | 425 | 7487 | Rate Constraint in lbs/MMBtu | FALSE | L | Annual | Qualifying Generation | TWh | 0.78328 | 0.72094 | 3.181 | 3.181 | 3.0021 | 2.2601 | 2.0738 | 1.9646
NSR Boswell 4 - NOX Rate Annual v5.14 | 425 | 7487 | Rate Constraint in lbs/MMBtu | FALSE | L | Annual | Rate | lb/MWh | 1.1033 | 0.53509 | 0.53509 | 0.53509 | 0.53509 | 0.53509 | 0.53509 | 0.53509
NSR Boswell 4 - NOX Rate Annual v5.14 | 425 | 7487 | Rate Constraint in lbs/MMBtu | FALSE | L | Annual | Constraint Shadow Price | US2019$/Ton | 0 | 0 | 0 | 0 | 0 | 0 | 0 | 0
NSR Boswell 4 - SO2 Rate Annual v5.14 | 426 | 7486 | Rate Constraint in lbs/MMBtu | FALSE | L | Annual | Seasons Included | Seasons | Winter, WintShld, Summer | Winter, WintShld, Summer | Winter, WintShld, Summer | Winter, WintShld, Summer | Winter, WintShld, Summer | Winter, WintShld, Summer | Winter, WintShld, Summer | Winter, WintShld, Summer
NSR Boswell 4 - SO2 Rate Annual v5.14 | 426 | 7486 | Rate Constraint in lbs/MMBtu | FALSE | L | Annual | Standard SO2 | lb/MMBtu | 0.03 | 0.03 | 0.03 | 0.03 | 0.03 | 0.03 | 0.03 | 0.03
NSR Boswell 4 - SO2 Rate Annual v5.14 | 426 | 7486 | Rate Constraint in lbs/MMBtu | FALSE | L | Annual | Emissions at Affected Plants SO2 | Thousand Tons | 0.097795 | 0.090544 | 0.3995 | 0.3995 | 0.37704 | 0.28385 | 0.26045 | 0.24673
NSR Boswell 4 - SO2 Rate Annual v5.14 | 426 | 7486 | Rate Constraint in lbs/MMBtu | FALSE | L | Annual | Allowances Purchased SO2 | Thousand Tons | 0 | 0 | 0 | 0 | 0 | 0 | 0 | 0
NSR Boswell 4 - SO2 Rate Annual v5.14 | 426 | 7486 | Rate Constraint in lbs/MMBtu | FALSE | L | Annual | Allowances Sold SO2 | Thousand Tons | 0 | 0 | 0 | 0 | 0 | 0 | 0 | 0
NSR Boswell 4 - SO2 Rate Annual v5.14 | 426 | 7486 | Rate Constraint in lbs/MMBtu | FALSE | L | Annual | Allowances Banked | Thousand Tons | 0 | 0 | 0 | 0 | 0 | 0 | 0 | 0
NSR Boswell 4 - SO2 Rate Annual v5.14 | 426 | 7486 | Rate Constraint in lbs/MMBtu | FALSE | L | Annual | Allowances Withdrawn (1:1) | Thousand Tons | 0 | 0 | 0 | 0 | 0 | 0 | 0 | 0
NSR Boswell 4 - SO2 Rate Annual v5.14 | 426 | 7486 | Rate Constraint in lbs/MMBtu | FALSE | L | Annual | Allowances Withdrawn (n:1) | Thousand Tons | 0 | 0 | 0 | 0 | 0 | 0 | 0 | 0
NSR Boswell 4 - SO2 Rate Annual v5.14 | 426 | 7486 | Rate Constraint in lbs/MMBtu | FALSE | L | Annual | Net Emissions Allowance Position | Thousand Tons | 0.097795 | 0.090544 | 0.3995 | 0.3995 | 0.37704 | 0.28385 | 0.26045 | 0.24673
NSR Boswell 4 - SO2 Rate Annual v5.14 | 426 | 7486 | Rate Constraint in lbs/MMBtu | FALSE | L | Annual | Fuel Consumed | TBtu | 8.3333 | 7.7154 | 34.0425 | 34.0425 | 32.1284 | 24.1874 | 22.1938 | 21.0244
NSR Boswell 4 - SO2 Rate Annual v5.14 | 426 | 7486 | Rate Constraint in lbs/MMBtu | FALSE | L | Annual | Rate | lb/MMBtu | 0.023471 | 0.023471 | 0.023471 | 0.023471 | 0.023471 | 0.023471 | 0.023471 | 0.023471
NSR Boswell 4 - SO2 Rate Annual v5.14 | 426 | 7486 | Rate Constraint in lbs/MMBtu | FALSE | L | Annual | Generation | TWh | 0.78328 | 0.72094 | 3.181 | 3.181 | 3.0021 | 2.2601 | 2.0738 | 1.9646
NSR Boswell 4 - SO2 Rate Annual v5.14 | 426 | 7486 | Rate Constraint in lbs/MMBtu | FALSE | L | Annual | Qualifying Generation | TWh | 0.78328 | 0.72094 | 3.181 | 3.181 | 3.0021 | 2.2601 | 2.0738 | 1.9646
NSR Boswell 4 - SO2 Rate Annual v5.14 | 426 | 7486 | Rate Constraint in lbs/MMBtu | FALSE | L | Annual | Rate | lb/MWh | 0.24971 | 0.25118 | 0.25118 | 0.25118 | 0.25118 | 0.25118 | 0.25118 | 0.25118
NSR Boswell 4 - SO2 Rate Annual v5.14 | 426 | 7486 | Rate Constraint in lbs/MMBtu | FALSE | L | Annual | Constraint Shadow Price | US2019$/Ton | 0 | 0 | 0 | 0 | 0 | 0 | 0 | 0
NSR Burlington Unit 1 SO2 Rate v5.16 | 427 | 7660 | Rate Constraint in lbs/MMBtu | FALSE | L | Annual | Seasons Included | Seasons | Winter, WintShld, Summer | Winter, WintShld, Summer | Winter, WintShld, Summer | Winter, WintShld, Summer | Winter, WintShld, Summer | Winter, WintShld, Summer | Winter, WintShld, Summer | Winter, WintShld, Summer
NSR Burlington Unit 1 SO2 Rate v5.16 | 427 | 7660 | Rate Constraint in lbs/MMBtu | FALSE | L | Annual | Standard SO2 | lb/MMBtu | 0.75 | 0.75 | 0.75 | 0.75 | 0.75 | 0.75 | 0.75 | 0.75
NSR Burlington Unit 1 SO2 Rate v5.16 | 427 | 7660 | Rate Constraint in lbs/MMBtu | FALSE | L | Annual | Emissions at Affected Plants SO2 | Thousand Tons | 0 | 0 | 0 | 0 | 0 | 0 | 0 | 0
NSR Burlington Unit 1 SO2 Rate v5.16 | 427 | 7660 | Rate Constraint in lbs/MMBtu | FALSE | L | Annual | Allowances Purchased SO2 | Thousand Tons | 0 | 0 | 0 | 0 | 0 | 0 | 0 | 0
NSR Burlington Unit 1 SO2 Rate v5.16 | 427 | 7660 | Rate Constraint in lbs/MMBtu | FALSE | L | Annual | Allowances Sold SO2 | Thousand Tons | 0 | 0 | 0 | 0 | 0 | 0 | 0 | 0
NSR Burlington Unit 1 SO2 Rate v5.16 | 427 | 7660 | Rate Constraint in lbs/MMBtu | FALSE | L | Annual | Allowances Banked | Thousand Tons | 0 | 0 | 0 | 0 | 0 | 0 | 0 | 0
NSR Burlington Unit 1 SO2 Rate v5.16 | 427 | 7660 | Rate Constraint in lbs/MMBtu | FALSE | L | Annual | Allowances Withdrawn (1:1) | Thousand Tons | 0 | 0 | 0 | 0 | 0 | 0 | 0 | 0
NSR Burlington Unit 1 SO2 Rate v5.16 | 427 | 7660 | Rate Constraint in lbs/MMBtu | FALSE | L | Annual | Allowances Withdrawn (n:1) | Thousand Tons | 0 | 0 | 0 | 0 | 0 | 0 | 0 | 0
NSR Burlington Unit 1 SO2 Rate v5.16 | 427 | 7660 | Rate Constraint in lbs/MMBtu | FALSE | L | Annual | Net Emissions Allowance Position | Thousand Tons | 0 | 0 | 0 | 0 | 0 | 0 | 0 | 0
NSR Burlington Unit 1 SO2 Rate v5.16 | 427 | 7660 | Rate Constraint in lbs/MMBtu | FALSE | L | Annual | Fuel Consumed | TBtu | 4.9592 | 4.4018 | 0 | 0 | 0 | 0 | 0 | 0
NSR Burlington Unit 1 SO2 Rate v5.16 | 427 | 7660 | Rate Constraint in lbs/MMBtu | FALSE | L | Annual | Rate | lb/MMBtu | 0 | 0 | 0 | 0 | 0 | 0 | 0 | 0
NSR Burlington Unit 1 SO2 Rate v5.16 | 427 | 7660 | Rate Constraint in lbs/MMBtu | FALSE | L | Annual | Generation | TWh | 0.70873 | 0.62908 | 0 | 0 | 0 | 0 | 0 | 0
NSR Burlington Unit 1 SO2 Rate v5.16 | 427 | 7660 | Rate Constraint in lbs/MMBtu | FALSE | L | Annual | Qualifying Generation | TWh | 0.46811 | 0.4155 | 0 | 0 | 0 | 0 | 0 | 0
NSR Burlington Unit 1 SO2 Rate v5.16 | 427 | 7660 | Rate Constraint in lbs/MMBtu | FALSE | L | Annual | Rate | lb/MWh | 0 | 0 | 0 | 0 | 0 | 0 | 0 | 0
NSR Burlington Unit 1 SO2 Rate v5.16 | 427 | 7660 | Rate Constraint in lbs/MMBtu | FALSE | L | Annual | Constraint Shadow Price | US2019$/Ton | 0 | 0 | 0 | 0 | 0 | 0 | 0 | 0
NSR Campbell 1 - SO2 Rate Annual v5.14 | 428 | 7494 | Rate Constraint in lbs/MMBtu | FALSE | L | Annual | Seasons Included | Seasons | Winter, WintShld, Summer | Winter, WintShld, Summer | Winter, WintShld, Summer | Winter, WintShld, Summer | Winter, WintShld, Summer | Winter, WintShld, Summer | Winter, WintShld, Summer | Winter, WintShld, Summer
NSR Campbell 1 - SO2 Rate Annual v5.14 | 428 | 7494 | Rate Constraint in lbs/MMBtu | FALSE | L | Annual | Standard SO2 | lb/MMBtu | 0.29 | 0.29 | 0.29 | 0.29 | 0.29 | 0.29 | 0.29 | 0.29
NSR Campbell 1 - SO2 Rate Annual v5.14 | 428 | 7494 | Rate Constraint in lbs/MMBtu | FALSE | L | Annual | Emissions at Affected Plants SO2 | Thousand Tons | 2.2798 | 0 | 0 | 0 | 0 | 0 | 0 | 0
NSR Campbell 1 - SO2 Rate Annual v5.14 | 428 | 7494 | Rate Constraint in lbs/MMBtu | FALSE | L | Annual | Allowances Purchased SO2 | Thousand Tons | 0 | 0 | 0 | 0 | 0 | 0 | 0 | 0
NSR Campbell 1 - SO2 Rate Annual v5.14 | 428 | 7494 | Rate Constraint in lbs/MMBtu | FALSE | L | Annual | Allowances Sold SO2 | Thousand Tons | 0 | 0 | 0 | 0 | 0 | 0 | 0 | 0
NSR Campbell 1 - SO2 Rate Annual v5.14 | 428 | 7494 | Rate Constraint in lbs/MMBtu | FALSE | L | Annual | Allowances Banked | Thousand Tons | 0 | 0 | 0 | 0 | 0 | 0 | 0 | 0
NSR Campbell 1 - SO2 Rate Annual v5.14 | 428 | 7494 | Rate Constraint in lbs/MMBtu | FALSE | L | Annual | Allowances Withdrawn (1:1) | Thousand Tons | 0 | 0 | 0 | 0 | 0 | 0 | 0 | 0
NSR Campbell 1 - SO2 Rate Annual v5.14 | 428 | 7494 | Rate Constraint in lbs/MMBtu | FALSE | L | Annual | Allowances Withdrawn (n:1) | Thousand Tons | 0 | 0 | 0 | 0 | 0 | 0 | 0 | 0
NSR Campbell 1 - SO2 Rate Annual v5.14 | 428 | 7494 | Rate Constraint in lbs/MMBtu | FALSE | L | Annual | Net Emissions Allowance Position | Thousand Tons | 2.2798 | 0 | 0 | 0 | 0 | 0 | 0 | 0
NSR Campbell 1 - SO2 Rate Annual v5.14 | 428 | 7494 | Rate Constraint in lbs/MMBtu | FALSE | L | Annual | Fuel Consumed | TBtu | 15.8371 | 0 | 0 | 0 | 0 | 0 | 0 | 0
NSR Campbell 1 - SO2 Rate Annual v5.14 | 428 | 7494 | Rate Constraint in lbs/MMBtu | FALSE | L | Annual | Rate | lb/MMBtu | 0.2879 | 0 | 0 | 0 | 0 | 0 | 0 | 0
NSR Campbell 1 - SO2 Rate Annual v5.14 | 428 | 7494 | Rate Constraint in lbs/MMBtu | FALSE | L | Annual | Generation | TWh | 1.5306 | 0 | 0 | 0 | 0 | 0 | 0 | 0
NSR Campbell 1 - SO2 Rate Annual v5.14 | 428 | 7494 | Rate Constraint in lbs/MMBtu | FALSE | L | Annual | Qualifying Generation | TWh | 1.5306 | 0 | 0 | 0 | 0 | 0 | 0 | 0
NSR Campbell 1 - SO2 Rate Annual v5.14 | 428 | 7494 | Rate Constraint in lbs/MMBtu | FALSE | L | Annual | Rate | lb/MWh | 2.9789 | 0 | 0 | 0 | 0 | 0 | 0 | 0
NSR Campbell 1 - SO2 Rate Annual v5.14 | 428 | 7494 | Rate Constraint in lbs/MMBtu | FALSE | L | Annual | Constraint Shadow Price | US2019$/Ton | 0 | 0 | 0 | 0 | 0 | 0 | 0 | 0
NSR Campbell 1-3 - MER Rate Annual v5.16 | 429 | 7498 | Rate Constraint in lbs/MMBtu | FALSE | L | Annual | Seasons Included | Seasons | Winter, WintShld, Summer | Winter, WintShld, Summer | Winter, WintShld, Summer | Winter, WintShld, Summer | Winter, WintShld, Summer | Winter, WintShld, Summer | Winter, WintShld, Summer | Winter, WintShld, Summer
NSR Campbell 1-3 - MER Rate Annual v5.16 | 429 | 7498 | Rate Constraint in lbs/MMBtu | FALSE | L | Annual | Standard MER | lb/MMBtu | 0.015 | 0.015 | 0.015 | 0.015 | 0.015 | 0.015 | 0.015 | 0.015
NSR Campbell 1-3 - MER Rate Annual v5.16 | 429 | 7498 | Rate Constraint in lbs/MMBtu | FALSE | L | Annual | Emissions at Affected Plants MER | lbs | 45.7925 | 22.457 | 40.2344 | 42.8032 | 41.2943 | 43.3829 | 31.4352 | 21.5578
NSR Campbell 1-3 - MER Rate Annual v5.16 | 429 | 7498 | Rate Constraint in lbs/MMBtu | FALSE | L | Annual | Allowances Purchased MER | lbs | 0 | 0 | 0 | 0 | 0 | 0 | 0 | 0
NSR Campbell 1-3 - MER Rate Annual v5.16 | 429 | 7498 | Rate Constraint in lbs/MMBtu | FALSE | L | Annual | Allowances Sold MER | lbs | 0 | 0 | 0 | 0 | 0 | 0 | 0 | 0
NSR Campbell 1-3 - MER Rate Annual v5.16 | 429 | 7498 | Rate Constraint in lbs/MMBtu | FALSE | L | Annual | Allowances Banked | lbs | 0 | 0 | 0 | 0 | 0 | 0 | 0 | 0
NSR Campbell 1-3 - MER Rate Annual v5.16 | 429 | 7498 | Rate Constraint in lbs/MMBtu | FALSE | L | Annual | Allowances Withdrawn (1:1) | lbs | 0 | 0 | 0 | 0 | 0 | 0 | 0 | 0
NSR Campbell 1-3 - MER Rate Annual v5.16 | 429 | 7498 | Rate Constraint in lbs/MMBtu | FALSE | L | Annual | Allowances Withdrawn (n:1) | lbs | 0 | 0 | 0 | 0 | 0 | 0 | 0 | 0
NSR Campbell 1-3 - MER Rate Annual v5.16 | 429 | 7498 | Rate Constraint in lbs/MMBtu | FALSE | L | Annual | Net Emissions Allowance Position | lbs | 45.7925 | 22.457 | 40.2344 | 42.8032 | 41.2943 | 43.3829 | 31.4352 | 21.5578
NSR Campbell 1-3 - MER Rate Annual v5.16 | 429 | 7498 | Rate Constraint in lbs/MMBtu | FALSE | L | Annual | Fuel Consumed | TBtu | 81.6084 | 40.0213 | 71.7031 | 76.281 | 73.5919 | 77.3141 | 56.0218 | 38.4188
NSR Campbell 1-3 - MER Rate Annual v5.16 | 429 | 7498 | Rate Constraint in lbs/MMBtu | FALSE | L | Annual | Rate | lb/MMBtu | 5.6112e-07 | 5.6112e-07 | 5.6112e-07 | 5.6112e-07 | 5.6112e-07 | 5.6112e-07 | 5.6112e-07 | 5.6112e-07
NSR Campbell 1-3 - MER Rate Annual v5.16 | 429 | 7498 | Rate Constraint in lbs/MMBtu | FALSE | L | Annual | Generation | TWh | 7.9115 | 3.8808 | 6.9559 | 7.4 | 7.1374 | 7.4999 | 5.4581 | 3.7431
NSR Campbell 1-3 - MER Rate Annual v5.16 | 429 | 7498 | Rate Constraint in lbs/MMBtu | FALSE | L | Annual | Qualifying Generation | TWh | 7.9115 | 3.8808 | 6.9559 | 7.4 | 7.1374 | 7.4999 | 5.4581 | 3.7431
NSR Campbell 1-3 - MER Rate Annual v5.16 | 429 | 7498 | Rate Constraint in lbs/MMBtu | FALSE | L | Annual | Rate | lb/MWh | 5.7881e-06 | 5.7867e-06 | 5.7842e-06 | 5.7842e-06 | 5.7856e-06 | 5.7844e-06 | 5.7594e-06 | 5.7594e-06
NSR Campbell 1-3 - MER Rate Annual v5.16 | 429 | 7498 | Rate Constraint in lbs/MMBtu | FALSE | L | Annual | Constraint Shadow Price | US2019$/Lb | 0 | 0 | 0 | 0 | 0 | 0 | 0 | 0
NSR Campbell 2 - SO2 Rate Annual v5.16 | 430 | 7495 | Rate Constraint in lbs/MMBtu | FALSE | L | Annual | Seasons Included | Seasons | Winter, WintShld, Summer | Winter, WintShld, Summer | Winter, WintShld, Summer | Winter, WintShld, Summer | Winter, WintShld, Summer | Winter, WintShld, Summer | Winter, WintShld, Summer | Winter, WintShld, Summer
NSR Campbell 2 - SO2 Rate Annual v5.16 | 430 | 7495 | Rate Constraint in lbs/MMBtu | FALSE | L | Annual | Standard SO2 | lb/MMBtu | 0.32 | 0.32 | 0.32 | 0.32 | 0.32 | 0.32 | 0.32 | 0.32
NSR Campbell 2 - SO2 Rate Annual v5.16 | 430 | 7495 | Rate Constraint in lbs/MMBtu | FALSE | L | Annual | Emissions at Affected Plants SO2 | Thousand Tons | 2.5957 | 1.7639 | 2.8739 | 3.0523 | 3.117 | 3.1251 | 0 | 0
NSR Campbell 2 - SO2 Rate Annual v5.16 | 430 | 7495 | Rate Constraint in lbs/MMBtu | FALSE | L | Annual | Allowances Purchased SO2 | Thousand Tons | 0 | 0 | 0 | 0 | 0 | 0 | 0 | 0
NSR Campbell 2 - SO2 Rate Annual v5.16 | 430 | 7495 | Rate Constraint in lbs/MMBtu | FALSE | L | Annual | Allowances Sold SO2 | Thousand Tons | 0 | 0 | 0 | 0 | 0 | 0 | 0 | 0
NSR Campbell 2 - SO2 Rate Annual v5.16 | 430 | 7495 | Rate Constraint in lbs/MMBtu | FALSE | L | Annual | Allowances Banked | Thousand Tons | 0 | 0 | 0 | 0 | 0 | 0 | 0 | 0
NSR Campbell 2 - SO2 Rate Annual v5.16 | 430 | 7495 | Rate Constraint in lbs/MMBtu | FALSE | L | Annual | Allowances Withdrawn (1:1) | Thousand Tons | 0 | 0 | 0 | 0 | 0 | 0 | 0 | 0
NSR Campbell 2 - SO2 Rate Annual v5.16 | 430 | 7495 | Rate Constraint in lbs/MMBtu | FALSE | L | Annual | Allowances Withdrawn (n:1) | Thousand Tons | 0 | 0 | 0 | 0 | 0 | 0 | 0 | 0
NSR Campbell 2 - SO2 Rate Annual v5.16 | 430 | 7495 | Rate Constraint in lbs/MMBtu | FALSE | L | Annual | Net Emissions Allowance Position | Thousand Tons | 2.5957 | 1.7639 | 2.8739 | 3.0523 | 3.117 | 3.1251 | 0 | 0
NSR Campbell 2 - SO2 Rate Annual v5.16 | 430 | 7495 | Rate Constraint in lbs/MMBtu | FALSE | L | Annual | Fuel Consumed | TBtu | 17.6855 | 12.0178 | 19.5807 | 20.7963 | 21.2372 | 21.2924 | 0 | 0
NSR Campbell 2 - SO2 Rate Annual v5.16 | 430 | 7495 | Rate Constraint in lbs/MMBtu | FALSE | L | Annual | Rate | lb/MMBtu | 0.29354 | 0.29354 | 0.29354 | 0.29354 | 0.29354 | 0.29354 | 0 | 0
NSR Campbell 2 - SO2 Rate Annual v5.16 | 430 | 7495 | Rate Constraint in lbs/MMBtu | FALSE | L | Annual | Generation | TWh | 1.696 | 1.1525 | 1.8777 | 1.9943 | 2.0366 | 2.0418 | 0 | 0
NSR Campbell 2 - SO2 Rate Annual v5.16 | 430 | 7495 | Rate Constraint in lbs/MMBtu | FALSE | L | Annual | Qualifying Generation | TWh | 1.696 | 1.1525 | 1.8777 | 1.9943 | 2.0366 | 2.0418 | 0 | 0
NSR Campbell 2 - SO2 Rate Annual v5.16 | 430 | 7495 | Rate Constraint in lbs/MMBtu | FALSE | L | Annual | Rate | lb/MWh | 3.0611 | 3.0611 | 3.0611 | 3.0611 | 3.0611 | 3.0611 | 0 | 0
NSR Campbell 2 - SO2 Rate Annual v5.16 | 430 | 7495 | Rate Constraint in lbs/MMBtu | FALSE | L | Annual | Constraint Shadow Price | US2019$/Ton | 0 | 0 | 0 | 0 | 0 | 0 | 0 | 0
NSR Campbell 2,3 - NOX Rate Annual v5.16 | 431 | 7497 | Rate Constraint in lbs/MMBtu | FALSE | L | Annual | Seasons Included | Seasons | Winter, WintShld, Summer | Winter, WintShld, Summer | Winter, WintShld, Summer | Winter, WintShld, Summer | Winter, WintShld, Summer | Winter, WintShld, Summer | Winter, WintShld, Summer | Winter, WintShld, Summer
NSR Campbell 2,3 - NOX Rate Annual v5.16 | 431 | 7497 | Rate Constraint in lbs/MMBtu | FALSE | L | Annual | Standard NOX | lb/MMBtu | 0.08 | 0.08 | 0.08 | 0.08 | 0.08 | 0.08 | 0.08 | 0.08
NSR Campbell 2,3 - NOX Rate Annual v5.16 | 431 | 7497 | Rate Constraint in lbs/MMBtu | FALSE | L | Annual | Emissions at Affected Plants NOX | Thousand Tons | 1.6398 | 0.99575 | 1.7872 | 1.9014 | 1.8324 | 1.9268 | 1.4213 | 0.97469
NSR Campbell 2,3 - NOX Rate Annual v5.16 | 431 | 7497 | Rate Constraint in lbs/MMBtu | FALSE | L | Annual | Allowances Purchased NOX | Thousand Tons | 0 | 0 | 0 | 0 | 0 | 0 | 0 | 0
NSR Campbell 2,3 - NOX Rate Annual v5.16 | 431 | 7497 | Rate Constraint in lbs/MMBtu | FALSE | L | Annual | Allowances Sold NOX | Thousand Tons | 0 | 0 | 0 | 0 | 0 | 0 | 0 | 0
NSR Campbell 2,3 - NOX Rate Annual v5.16 | 431 | 7497 | Rate Constraint in lbs/MMBtu | FALSE | L | Annual | Allowances Banked | Thousand Tons | 0 | 0 | 0 | 0 | 0 | 0 | 0 | 0
NSR Campbell 2,3 - NOX Rate Annual v5.16 | 431 | 7497 | Rate Constraint in lbs/MMBtu | FALSE | L | Annual | Allowances Withdrawn (1:1) | Thousand Tons | 0 | 0 | 0 | 0 | 0 | 0 | 0 | 0
NSR Campbell 2,3 - NOX Rate Annual v5.16 | 431 | 7497 | Rate Constraint in lbs/MMBtu | FALSE | L | Annual | Allowances Withdrawn (n:1) | Thousand Tons | 0 | 0 | 0 | 0 | 0 | 0 | 0 | 0
NSR Campbell 2,3 - NOX Rate Annual v5.16 | 431 | 7497 | Rate Constraint in lbs/MMBtu | FALSE | L | Annual | Net Emissions Allowance Position | Thousand Tons | 1.6398 | 0.99575 | 1.7872 | 1.9014 | 1.8324 | 1.9268 | 1.4213 | 0.97469
NSR Campbell 2,3 - NOX Rate Annual v5.16 | 431 | 7497 | Rate Constraint in lbs/MMBtu | FALSE | L | Annual | Fuel Consumed | TBtu | 65.7713 | 40.0213 | 71.7031 | 76.281 | 73.5919 | 77.3141 | 56.0218 | 38.4188
NSR Campbell 2,3 - NOX Rate Annual v5.16 | 431 | 7497 | Rate Constraint in lbs/MMBtu | FALSE | L | Annual | Rate | lb/MMBtu | 0.049863 | 0.049761 | 0.04985 | 0.049851 | 0.049799 | 0.049842 | 0.05074 | 0.05074
NSR Campbell 2,3 - NOX Rate Annual v5.16 | 431 | 7497 | Rate Constraint in lbs/MMBtu | FALSE | L | Annual | Generation | TWh | 6.3809 | 3.8808 | 6.9559 | 7.4 | 7.1374 | 7.4999 | 5.4581 | 3.7431
NSR Campbell 2,3 - NOX Rate Annual v5.16 | 431 | 7497 | Rate Constraint in lbs/MMBtu | FALSE | L | Annual | Qualifying Generation | TWh | 6.3809 | 3.8808 | 6.9559 | 7.4 | 7.1374 | 7.4999 | 5.4581 | 3.7431
NSR Campbell 2,3 - NOX Rate Annual v5.16 | 431 | 7497 | Rate Constraint in lbs/MMBtu | FALSE | L | Annual | Rate | lb/MWh | 0.51397 | 0.51317 | 0.51386 | 0.51388 | 0.51347 | 0.51381 | 0.5208 | 0.5208
NSR Campbell 2,3 - NOX Rate Annual v5.16 | 431 | 7497 | Rate Constraint in lbs/MMBtu | FALSE | L | Annual | Constraint Shadow Price | US2019$/Ton | 0 | 0 | 0 | 0 | 0 | 0 | 0 | 0
NSR Campbell 3 - SO2 Rate Annual v5.14 | 432 | 7496 | Rate Constraint in lbs/MMBtu | FALSE | L | Annual | Seasons Included | Seasons | Winter, WintShld, Summer | Winter, WintShld, Summer | Winter, WintShld, Summer | Winter, WintShld, Summer | Winter, WintShld, Summer | Winter, WintShld, Summer | Winter, WintShld, Summer | Winter, WintShld, Summer
NSR Campbell 3 - SO2 Rate Annual v5.14 | 432 | 7496 | Rate Constraint in lbs/MMBtu | FALSE | L | Annual | Standard SO2 | lb/MMBtu | 0.07 | 0.07 | 0.07 | 0.07 | 0.07 | 0.07 | 0.07 | 0.07
NSR Campbell 3 - SO2 Rate Annual v5.14 | 432 | 7496 | Rate Constraint in lbs/MMBtu | FALSE | L | Annual | Emissions at Affected Plants SO2 | Thousand Tons | 1.1974 | 0.69731 | 1.2979 | 1.3816 | 1.3037 | 1.395 | 1.395 | 0.95666
NSR Campbell 3 - SO2 Rate Annual v5.14 | 432 | 7496 | Rate Constraint in lbs/MMBtu | FALSE | L | Annual | Allowances Purchased SO2 | Thousand Tons | 0 | 0 | 0 | 0 | 0 | 0 | 0 | 0
NSR Campbell 3 - SO2 Rate Annual v5.14 | 432 | 7496 | Rate Constraint in lbs/MMBtu | FALSE | L | Annual | Allowances Sold SO2 | Thousand Tons | 0 | 0 | 0 | 0 | 0 | 0 | 0 | 0
NSR Campbell 3 - SO2 Rate Annual v5.14 | 432 | 7496 | Rate Constraint in lbs/MMBtu | FALSE | L | Annual | Allowances Banked | Thousand Tons | 0 | 0 | 0 | 0 | 0 | 0 | 0 | 0
NSR Campbell 3 - SO2 Rate Annual v5.14 | 432 | 7496 | Rate Constraint in lbs/MMBtu | FALSE | L | Annual | Allowances Withdrawn (1:1) | Thousand Tons | 0 | 0 | 0 | 0 | 0 | 0 | 0 | 0
NSR Campbell 3 - SO2 Rate Annual v5.14 | 432 | 7496 | Rate Constraint in lbs/MMBtu | FALSE | L | Annual | Allowances Withdrawn (n:1) | Thousand Tons | 0 | 0 | 0 | 0 | 0 | 0 | 0 | 0
NSR Campbell 3 - SO2 Rate Annual v5.14 | 432 | 7496 | Rate Constraint in lbs/MMBtu | FALSE | L | Annual | Net Emissions Allowance Position | Thousand Tons | 1.1974 | 0.69731 | 1.2979 | 1.3816 | 1.3037 | 1.395 | 1.395 | 0.95666
NSR Campbell 3 - SO2 Rate Annual v5.14 | 432 | 7496 | Rate Constraint in lbs/MMBtu | FALSE | L | Annual | Fuel Consumed | TBtu | 48.0858 | 28.0035 | 52.1224 | 55.4847 | 52.3547 | 56.0218 | 56.0218 | 38.4188
NSR Campbell 3 - SO2 Rate Annual v5.14 | 432 | 7496 | Rate Constraint in lbs/MMBtu | FALSE | L | Annual | Rate | lb/MMBtu | 0.049802 | 0.049802 | 0.049802 | 0.049802 | 0.049802 | 0.049802 | 0.049802 | 0.049802
NSR Campbell 3 - SO2 Rate Annual v5.14 | 432 | 7496 | Rate Constraint in lbs/MMBtu | FALSE | L | Annual | Generation | TWh | 4.6849 | 2.7283 | 5.0782 | 5.4058 | 5.1008 | 5.4581 | 5.4581 | 3.7431
NSR Campbell 3 - SO2 Rate Annual v5.14 | 432 | 7496 | Rate Constraint in lbs/MMBtu | FALSE | L | Annual | Qualifying Generation | TWh | 4.6849 | 2.7283 | 5.0782 | 5.4058 | 5.1008 | 5.4581 | 5.4581 | 3.7431
NSR Campbell 3 - SO2 Rate Annual v5.14 | 432 | 7496 | Rate Constraint in lbs/MMBtu | FALSE | L | Annual | Rate | lb/MWh | 0.51116 | 0.51116 | 0.51116 | 0.51116 | 0.51116 | 0.51116 | 0.51116 | 0.51116
NSR Campbell 3 - SO2 Rate Annual v5.14 | 432 | 7496 | Rate Constraint in lbs/MMBtu | FALSE | L | Annual | Constraint Shadow Price | US2019$/Ton | 0 | 0 | 0 | 0 | 0 | 0 | 0 | 0
NSR Chesterfield 5,6 - NOX Rate Annual v3.1, Unit 3837 and retrofits | 433 | 7431 | Rate Constraint in lbs/MMBtu | FALSE | L | Annual | Seasons Included | Seasons | Winter, WintShld, Summer | Winter, WintShld, Summer | Winter, WintShld, Summer | Winter, WintShld, Summer | Winter, WintShld, Summer | Winter, WintShld, Summer | Winter, WintShld, Summer | Winter, WintShld, Summer
NSR Chesterfield 5,6 - NOX Rate Annual v3.1, Unit 3837 and retrofits | 433 | 7431 | Rate Constraint in lbs/MMBtu | FALSE | L | Annual | Standard NOX | lb/MMBtu | 0.1 | 0.1 | 0.1 | 0.1 | 0.1 | 0.1 | 0.1 | 0.1
NSR Chesterfield 5,6 - NOX Rate Annual v3.1, Unit 3837 and retrofits | 433 | 7431 | Rate Constraint in lbs/MMBtu | FALSE | L | Annual | Emissions at Affected Plants NOX | Thousand Tons | 0 | 0 | 0 | 0 | 0 | 0 | 0 | 0
NSR Chesterfield 5,6 - NOX Rate Annual v3.1, Unit 3837 and retrofits | 433 | 7431 | Rate Constraint in lbs/MMBtu | FALSE | L | Annual | Allowances Purchased NOX | Thousand Tons | 0 | 0 | 0 | 0 | 0 | 0 | 0 | 0
NSR Chesterfield 5,6 - NOX Rate Annual v3.1, Unit 3837 and retrofits | 433 | 7431 | Rate Constraint in lbs/MMBtu | FALSE | L | Annual | Allowances Sold NOX | Thousand Tons | 0 | 0 | 0 | 0 | 0 | 0 | 0 | 0
NSR Chesterfield 5,6 - NOX Rate Annual v3.1, Unit 3837 and retrofits | 433 | 7431 | Rate Constraint in lbs/MMBtu | FALSE | L | Annual | Allowances Banked | Thousand Tons | 0 | 0 | 0 | 0 | 0 | 0 | 0 | 0
NSR Chesterfield 5,6 - NOX Rate Annual v3.1, Unit 3837 and retrofits | 433 | 7431 | Rate Constraint in lbs/MMBtu | FALSE | L | Annual | Allowances Withdrawn (1:1) | Thousand Tons | 0 | 0 | 0 | 0 | 0 | 0 | 0 | 0
NSR Chesterfield 5,6 - NOX Rate Annual v3.1, Unit 3837 and retrofits | 433 | 7431 | Rate Constraint in lbs/MMBtu | FALSE | L | Annual | Allowances Withdrawn (n:1) | Thousand Tons | 0 | 0 | 0 | 0 | 0 | 0 | 0 | 0
NSR Chesterfield 5,6 - NOX Rate Annual v3.1, Unit 3837 and retrofits | 433 | 7431 | Rate Constraint in lbs/MMBtu | FALSE | L | Annual | Net Emissions Allowance Position | Thousand Tons | 0 | 0 | 0 | 0 | 0 | 0 | 0 | 0
NSR Chesterfield 5,6 - NOX Rate Annual v3.1, Unit 3837 and retrofits | 433 | 7431 | Rate Constraint in lbs/MMBtu | FALSE | L | Annual | Fuel Consumed | TBtu | 0 | 0 | 0 | 0 | 0 | 0 | 0 | 0
NSR Chesterfield 5,6 - NOX Rate Annual v3.1, Unit 3837 and retrofits | 433 | 7431 | Rate Constraint in lbs/MMBtu | FALSE | L | Annual | Rate | lb/MMBtu | 0 | 0 | 0 | 0 | 0 | 0 | 0 | 0
NSR Chesterfield 5,6 - NOX Rate Annual v3.1, Unit 3837 and retrofits | 433 | 7431 | Rate Constraint in lbs/MMBtu | FALSE | L | Annual | Generation | TWh | 0 | 0 | 0 | 0 | 0 | 0 | 0 | 0
NSR Chesterfield 5,6 - NOX Rate Annual v3.1, Unit 3837 and retrofits | 433 | 7431 | Rate Constraint in lbs/MMBtu | FALSE | L | Annual | Qualifying Generation | TWh | 0 | 0 | 0 | 0 | 0 | 0 | 0 | 0
NSR Chesterfield 5,6 - NOX Rate Annual v3.1, Unit 3837 and retrofits | 433 | 7431 | Rate Constraint in lbs/MMBtu | FALSE | L | Annual | Rate | lb/MWh | 0 | 0 | 0 | 0 | 0 | 0 | 0 | 0
NSR Chesterfield 5,6 - NOX Rate Annual v3.1, Unit 3837 and retrofits | 433 | 7431 | Rate Constraint in lbs/MMBtu | FALSE | L | Annual | Constraint Shadow Price | US2019$/Ton | 0 | 0 | 0 | 0 | 0 | 0 | 0 | 0
NSR Chesterfield 5,6 - NOX Rate Annual v3.1, Unit 3838 and retrofits | 434 | 7431 | Rate Constraint in lbs/MMBtu | FALSE | L | Annual | Seasons Included | Seasons | Winter, WintShld, Summer | Winter, WintShld, Summer | Winter, WintShld, Summer | Winter, WintShld, Summer | Winter, WintShld, Summer | Winter, WintShld, Summer | Winter, WintShld, Summer | Winter, WintShld, Summer
NSR Chesterfield 5,6 - NOX Rate Annual v3.1, Unit 3838 and retrofits | 434 | 7431 | Rate Constraint in lbs/MMBtu | FALSE | L | Annual | Standard NOX | lb/MMBtu | 0.1 | 0.1 | 0.1 | 0.1 | 0.1 | 0.1 | 0.1 | 0.1
NSR Chesterfield 5,6 - NOX Rate Annual v3.1, Unit 3838 and retrofits | 434 | 7431 | Rate Constraint in lbs/MMBtu | FALSE | L | Annual | Emissions at Affected Plants NOX | Thousand Tons | 0 | 0 | 0 | 0 | 0 | 0 | 0 | 0
NSR Chesterfield 5,6 - NOX Rate Annual v3.1, Unit 3838 and retrofits | 434 | 7431 | Rate Constraint in lbs/MMBtu | FALSE | L | Annual | Allowances Purchased NOX | Thousand Tons | 0 | 0 | 0 | 0 | 0 | 0 | 0 | 0
NSR Chesterfield 5,6 - NOX Rate Annual v3.1, Unit 3838 and retrofits | 434 | 7431 | Rate Constraint in lbs/MMBtu | FALSE | L | Annual | Allowances Sold NOX | Thousand Tons | 0 | 0 | 0 | 0 | 0 | 0 | 0 | 0
NSR Chesterfield 5,6 - NOX Rate Annual v3.1, Unit 3838 and retrofits | 434 | 7431 | Rate Constraint in lbs/MMBtu | FALSE | L | Annual | Allowances Banked | Thousand Tons | 0 | 0 | 0 | 0 | 0 | 0 | 0 | 0
NSR Chesterfield 5,6 - NOX Rate Annual v3.1, Unit 3838 and retrofits | 434 | 7431 | Rate Constraint in lbs/MMBtu | FALSE | L | Annual | Allowances Withdrawn (1:1) | Thousand Tons | 0 | 0 | 0 | 0 | 0 | 0 | 0 | 0
NSR Chesterfield 5,6 - NOX Rate Annual v3.1, Unit 3838 and retrofits | 434 | 7431 | Rate Constraint in lbs/MMBtu | FALSE | L | Annual | Allowances Withdrawn (n:1) | Thousand Tons | 0 | 0 | 0 | 0 | 0 | 0 | 0 | 0
NSR Chesterfield 5,6 - NOX Rate Annual v3.1, Unit 3838 and retrofits | 434 | 7431 | Rate Constraint in lbs/MMBtu | FALSE | L | Annual | Net Emissions Allowance Position | Thousand Tons | 0 | 0 | 0 | 0 | 0 | 0 | 0 | 0
NSR Chesterfield 5,6 - NOX Rate Annual v3.1, Unit 3838 and retrofits | 434 | 7431 | Rate Constraint in lbs/MMBtu | FALSE | L | Annual | Fuel Consumed | TBtu | 0 | 0 | 0 | 0 | 0 | 0 | 0 | 0
NSR Chesterfield 5,6 - NOX Rate Annual v3.1, Unit 3838 and retrofits | 434 | 7431 | Rate Constraint in lbs/MMBtu | FALSE | L | Annual | Rate | lb/MMBtu | 0 | 0 | 0 | 0 | 0 | 0 | 0 | 0
NSR Chesterfield 5,6 - NOX Rate Annual v3.1, Unit 3838 and retrofits | 434 | 7431 | Rate Constraint in lbs/MMBtu | FALSE | L | Annual | Generation | TWh | 0 | 0 | 0 | 0 | 0 | 0 | 0 | 0
NSR Chesterfield 5,6 - NOX Rate Annual v3.1, Unit 3838 and retrofits | 434 | 7431 | Rate Constraint in lbs/MMBtu | FALSE | L | Annual | Qualifying Generation | TWh | 0 | 0 | 0 | 0 | 0 | 0 | 0 | 0
NSR Chesterfield 5,6 - NOX Rate Annual v3.1, Unit 3838 and retrofits | 434 | 7431 | Rate Constraint in lbs/MMBtu | FALSE | L | Annual | Rate | lb/MWh | 0 | 0 | 0 | 0 | 0 | 0 | 0 | 0
NSR Chesterfield 5,6 - NOX Rate Annual v3.1, Unit 3838 and retrofits | 434 | 7431 | Rate Constraint in lbs/MMBtu | FALSE | L | Annual | Constraint Shadow Price | US2019$/Ton | 0 | 0 | 0 | 0 | 0 | 0 | 0 | 0
NSR Clifty Creek 1-6 - SO2 Cap Annual v5.16 | 435 | 7502 | Rate Constraint in MTons | FALSE | L | Annual | Seasons Included | Seasons | Winter, WintShld, Summer | Winter, WintShld, Summer | Winter, WintShld, Summer | Winter, WintShld, Summer | Winter, WintShld, Summer | Winter, WintShld, Summer | Winter, WintShld, Summer | Winter, WintShld, Summer
NSR Clifty Creek 1-6 - SO2 Cap Annual v5.16 | 435 | 7502 | Rate Constraint in MTons | FALSE | L | Annual | Standard SO2 | Thousand Tons | 11.503 | 11.503 | 11.503 | 11.503 | 11.503 | 11.503 | 11.503 | 11.503
NSR Clifty Creek 1-6 - SO2 Cap Annual v5.16 | 435 | 7502 | Rate Constraint in MTons | FALSE | L | Annual | Emissions at Affected Plants SO2 | Thousand Tons | 3.4562 | 2.7598 | 3.1322 | 3.1309 | 3.2286 | 0 | 0 | 0
NSR Clifty Creek 1-6 - SO2 Cap Annual v5.16 | 435 | 7502 | Rate Constraint in MTons | FALSE | L | Annual | Allowances Purchased SO2 | Thousand Tons | 0 | 0 | 0 | 0 | 0 | 0 | 0 | 0
NSR Clifty Creek 1-6 - SO2 Cap Annual v5.16 | 435 | 7502 | Rate Constraint in MTons | FALSE | L | Annual | Allowances Sold SO2 | Thousand Tons | 0 | 0 | 0 | 0 | 0 | 0 | 0 | 0
NSR Clifty Creek 1-6 - SO2 Cap Annual v5.16 | 435 | 7502 | Rate Constraint in MTons | FALSE | L | Annual | Allowances Banked | Thousand Tons | 0 | 0 | 0 | 0 | 0 | 0 | 0 | 0
NSR Clifty Creek 1-6 - SO2 Cap Annual v5.16 | 435 | 7502 | Rate Constraint in MTons | FALSE | L | Annual | Allowances Withdrawn (1:1) | Thousand Tons | 0 | 0 | 0 | 0 | 0 | 0 | 0 | 0
NSR Clifty Creek 1-6 - SO2 Cap Annual v5.16 | 435 | 7502 | Rate Constraint in MTons | FALSE | L | Annual | Allowances Withdrawn (n:1) | Thousand Tons | 0 | 0 | 0 | 0 | 0 | 0 | 0 | 0
NSR Clifty Creek 1-6 - SO2 Cap Annual v5.16 | 435 | 7502 | Rate Constraint in MTons | FALSE | L | Annual | Net Emissions Allowance Position | Thousand Tons | 3.4562 | 2.7598 | 3.1322 | 3.1309 | 3.2286 | 0 | 0 | 0
NSR Clifty Creek 1-6 - SO2 Cap Annual v5.16 | 435 | 7502 | Rate Constraint in MTons | FALSE | L | Annual | Fuel Consumed | TBtu | 69.4944 | 62.3 | 70.7048 | 70.6772 | 72.8811 | 0 | 0 | 0
NSR Clifty Creek 1-6 - SO2 Cap Annual v5.16 | 435 | 7502 | Rate Constraint in MTons | FALSE | L | Annual | Rate | lb/MMBtu | 0.099467 | 0.088598 | 0.088598 | 0.088598 | 0.088598 | 0 | 0 | 0
NSR Clifty Creek 1-6 - SO2 Cap Annual v5.16 | 435 | 7502 | Rate Constraint in MTons | FALSE | L | Annual | Generation | TWh | 6.4678 | 5.7914 | 6.5721 | 6.5695 | 6.7751 | 0 | 0 | 0
NSR Clifty Creek 1-6 - SO2 Cap Annual v5.16 | 435 | 7502 | Rate Constraint in MTons | FALSE | L | Annual | Qualifying Generation | TWh | 6.4678 | 5.7914 | 6.5721 | 6.5695 | 6.7751 | 0 | 0 | 0
NSR Clifty Creek 1-6 - SO2 Cap Annual v5.16 | 435 | 7502 | Rate Constraint in MTons | FALSE | L | Annual | Rate | lb/MWh | 1.0687 | 0.95308 | 0.95317 | 0.95317 | 0.95307 | 0 | 0 | 0
NSR Clifty Creek 1-6 - SO2 Cap Annual v5.16 | 435 | 7502 | Rate Constraint in MTons | FALSE | L | Annual | Constraint Shadow Price | US2019$/Ton | 0 | 0 | 0 | 0 | 0 | 0 | 0 | 0
NSR ClinchRiver 1-3 - SO2 Cap Annual v3.1 | 436 | 7373 | Rate Constraint in MTons | FALSE | L | Annual | Seasons Included | Seasons | Winter, WintShld, Summer | Winter, WintShld, Summer | Winter, WintShld, Summer | Winter, WintShld, Summer | Winter, WintShld, Summer | Winter, WintShld, Summer | Winter, WintShld, Summer | Winter, WintShld, Summer
NSR ClinchRiver 1-3 - SO2 Cap Annual v3.1 | 436 | 7373 | Rate Constraint in MTons | FALSE | L | Annual | Standard SO2 | Thousand Tons | 16.3 | 16.3 | 16.3 | 16.3 | 16.3 | 16.3 | 16.3 | 16.3
NSR ClinchRiver 1-3 - SO2 Cap Annual v3.1 | 436 | 7373 | Rate Constraint in MTons | FALSE | L | Annual | Emissions at Affected Plants SO2 | Thousand Tons | 0 | 0 | 0 | 0 | 0 | 0 | 0 | 0
NSR ClinchRiver 1-3 - SO2 Cap Annual v3.1 | 436 | 7373 | Rate Constraint in MTons | FALSE | L | Annual | Allowances Purchased SO2 | Thousand Tons | 0 | 0 | 0 | 0 | 0 | 0 | 0 | 0
NSR ClinchRiver 1-3 - SO2 Cap Annual v3.1 | 436 | 7373 | Rate Constraint in MTons | FALSE | L | Annual | Allowances Sold SO2 | Thousand Tons | 0 | 0 | 0 | 0 | 0 | 0 | 0 | 0
NSR ClinchRiver 1-3 - SO2 Cap Annual v3.1 | 436 | 7373 | Rate Constraint in MTons | FALSE | L | Annual | Allowances Banked | Thousand Tons | 0 | 0 | 0 | 0 | 0 | 0 | 0 | 0
NSR ClinchRiver 1-3 - SO2 Cap Annual v3.1 | 436 | 7373 | Rate Constraint in MTons | FALSE | L | Annual | Allowances Withdrawn (1:1) | Thousand Tons | 0 | 0 | 0 | 0 | 0 | 0 | 0 | 0
NSR ClinchRiver 1-3 - SO2 Cap Annual v3.1 | 436 | 7373 | Rate Constraint in MTons | FALSE | L | Annual | Allowances Withdrawn (n:1) | Thousand Tons | 0 | 0 | 0 | 0 | 0 | 0 | 0 | 0
NSR ClinchRiver 1-3 - SO2 Cap Annual v3.1 | 436 | 7373 | Rate Constraint in MTons | FALSE | L | Annual | Net Emissions Allowance Position | Thousand Tons | 0 | 0 | 0 | 0 | 0 | 0 | 0 | 0
NSR ClinchRiver 1-3 - SO2 Cap Annual v3.1 | 436 | 7373 | Rate Constraint in MTons | FALSE | L | Annual | Fuel Consumed | TBtu | 0 | 0 | 0 | 0 | 0 | 0 | 0 | 0
NSR ClinchRiver 1-3 - SO2 Cap Annual v3.1 | 436 | 7373 | Rate Constraint in MTons | FALSE | L | Annual | Rate | lb/MMBtu | 0 | 0 | 0 | 0 | 0 | 0 | 0 | 0
NSR ClinchRiver 1-3 - SO2 Cap Annual v3.1 | 436 | 7373 | Rate Constraint in MTons | FALSE | L | Annual | Generation | TWh | 0 | 0 | 0 | 0 | 0 | 0 | 0 | 0
NSR ClinchRiver 1-3 - SO2 Cap Annual v3.1 | 436 | 7373 | Rate Constraint in MTons | FALSE | L | Annual | Qualifying Generation | TWh | 0 | 0 | 0 | 0 | 0 | 0 | 0 | 0
NSR ClinchRiver 1-3 - SO2 Cap Annual v3.1 | 436 | 7373 | Rate Constraint in MTons | FALSE | L | Annual | Rate | lb/MWh | 0 | 0 | 0 | 0 | 0 | 0 | 0 | 0
NSR ClinchRiver 1-3 - SO2 Cap Annual v3.1 | 436 | 7373 | Rate Constraint in MTons | FALSE | L | Annual | Constraint Shadow Price | US2019$/Ton | 0 | 0 | 0 | 0 | 0 | 0 | 0 | 0
NSR Columbia 1 & 2- NOx Cap Annual v5.13 | 437 | 7418 | Rate Constraint in MTons | FALSE | L | Annual | Seasons Included | Seasons | Winter, WintShld, Summer | Winter, WintShld, Summer | Winter, WintShld, Summer | Winter, WintShld, Summer | Winter, WintShld, Summer | Winter, WintShld, Summer | Winter, WintShld, Summer | Winter, WintShld, Summer
NSR Columbia 1 & 2- NOx Cap Annual v5.13 | 437 | 7418 | Rate Constraint in MTons | FALSE | L | Annual | Standard NOX | Thousand Tons | 4.3 | 4.3 | 4.3 | 4.3 | 4.3 | 4.3 | 4.3 | 4.3
NSR Columbia 1 & 2- NOx Cap Annual v5.13 | 437 | 7418 | Rate Constraint in MTons | FALSE | L | Annual | Emissions at Affected Plants NOX | Thousand Tons | 0.43841 | 0 | 0 | 0 | 0 | 0 | 0 | 0
NSR Columbia 1 & 2- NOx Cap Annual v5.13 | 437 | 7418 | Rate Constraint in MTons | FALSE | L | Annual | Allowances Purchased NOX | Thousand Tons | 0 | 0 | 0 | 0 | 0 | 0 | 0 | 0
NSR Columbia 1 & 2- NOx Cap Annual v5.13 | 437 | 7418 | Rate Constraint in MTons | FALSE | L | Annual | Allowances Sold NOX | Thousand Tons | 0 | 0 | 0 | 0 | 0 | 0 | 0 | 0
NSR Columbia 1 & 2- NOx Cap Annual v5.13 | 437 | 7418 | Rate Constraint in MTons | FALSE | L | Annual | Allowances Banked | Thousand Tons | 0 | 0 | 0 | 0 | 0 | 0 | 0 | 0
NSR Columbia 1 & 2- NOx Cap Annual v5.13 | 437 | 7418 | Rate Constraint in MTons | FALSE | L | Annual | Allowances Withdrawn (1:1) | Thousand Tons | 0 | 0 | 0 | 0 | 0 | 0 | 0 | 0
NSR Columbia 1 & 2- NOx Cap Annual v5.13 | 437 | 7418 | Rate Constraint in MTons | FALSE | L | Annual | Allowances Withdrawn (n:1) | Thousand Tons | 0 | 0 | 0 | 0 | 0 | 0 | 0 | 0
NSR Columbia 1 & 2- NOx Cap Annual v5.13 | 437 | 7418 | Rate Constraint in MTons | FALSE | L | Annual | Net Emissions Allowance Position | Thousand Tons | 0.43841 | 0 | 0 | 0 | 0 | 0 | 0 | 0
NSR Columbia 1 & 2- NOx Cap Annual v5.13 | 437 | 7418 | Rate Constraint in MTons | FALSE | L | Annual | Fuel Consumed | TBtu | 16.5436 | 0 | 0 | 0 | 0 | 0 | 0 | 0
NSR Columbia 1 & 2- NOx Cap Annual v5.13 | 437 | 7418 | Rate Constraint in MTons | FALSE | L | Annual | Rate | lb/MMBtu | 0.053 | 0 | 0 | 0 | 0 | 0 | 0 | 0
NSR Columbia 1 & 2- NOx Cap Annual v5.13 | 437 | 7418 | Rate Constraint in MTons | FALSE | L | Annual | Generation | TWh | 1.5706 | 0 | 0 | 0 | 0 | 0 | 0 | 0
NSR Columbia 1 & 2- NOx Cap Annual v5.13 | 437 | 7418 | Rate Constraint in MTons | FALSE | L | Annual | Qualifying Generation | TWh | 1.5706 | 0 | 0 | 0 | 0 | 0 | 0 | 0
NSR Columbia 1 & 2- NOx Cap Annual v5.13 | 437 | 7418 | Rate Constraint in MTons | FALSE | L | Annual | Rate | lb/MWh | 0.55825 | 0 | 0 | 0 | 0 | 0 | 0 | 0
NSR Columbia 1 & 2- NOx Cap Annual v5.13 | 437 | 7418 | Rate Constraint in MTons | FALSE | L | Annual | Constraint Shadow Price | US2019$/Ton | 0 | 0 | 0 | 0 | 0 | 0 | 0 | 0
NSR Columbia 1 & 2- SO2 Cap Annual v5.13 | 438 | 7419 | Rate Constraint in MTons | FALSE | L | Annual | Seasons Included | Seasons | Winter, WintShld, Summer | Winter, WintShld, Summer | Winter, WintShld, Summer | Winter, WintShld, Summer | Winter, WintShld, Summer | Winter, WintShld, Summer | Winter, WintShld, Summer | Winter, WintShld, Summer
NSR Columbia 1 & 2- SO2 Cap Annual v5.13 | 438 | 7419 | Rate Constraint in MTons | FALSE | L | Annual | Standard SO2 | Thousand Tons | 3.286 | 3.286 | 3.286 | 3.286 | 3.286 | 3.286 | 3.286 | 3.286
NSR Columbia 1 & 2- SO2 Cap Annual v5.13 | 438 | 7419 | Rate Constraint in MTons | FALSE | L | Annual | Emissions at Affected Plants SO2 | Thousand Tons | 0.36422 | 0 | 0 | 0 | 0 | 0 | 0 | 0
NSR Columbia 1 & 2- SO2 Cap Annual v5.13 | 438 | 7419 | Rate Constraint in MTons | FALSE | L | Annual | Allowances Purchased SO2 | Thousand Tons | 0 | 0 | 0 | 0 | 0 | 0 | 0 | 0
NSR Columbia 1 & 2- SO2 Cap Annual v5.13 | 438 | 7419 | Rate Constraint in MTons | FALSE | L | Annual | Allowances Sold SO2 | Thousand Tons | 0 | 0 | 0 | 0 | 0 | 0 | 0 | 0
NSR Columbia 1 & 2- SO2 Cap Annual v5.13 | 438 | 7419 | Rate Constraint in MTons | FALSE | L | Annual | Allowances Banked | Thousand Tons | 0 | 0 | 0 | 0 | 0 | 0 | 0 | 0
NSR Columbia 1 & 2- SO2 Cap Annual v5.13 | 438 | 7419 | Rate Constraint in MTons | FALSE | L | Annual | Allowances Withdrawn (1:1) | Thousand Tons | 0 | 0 | 0 | 0 | 0 | 0 | 0 | 0
NSR Columbia 1 & 2- SO2 Cap Annual v5.13 | 438 | 7419 | Rate Constraint in MTons | FALSE | L | Annual | Allowances Withdrawn (n:1) | Thousand Tons | 0 | 0 | 0 | 0 | 0 | 0 | 0 | 0
NSR Columbia 1 & 2- SO2 Cap Annual v5.13 | 438 | 7419 | Rate Constraint in MTons | FALSE | L | Annual | Net Emissions Allowance Position | Thousand Tons | 0.36422 | 0 | 0 | 0 | 0 | 0 | 0 | 0
NSR Columbia 1 & 2- SO2 Cap Annual v5.13 | 438 | 7419 | Rate Constraint in MTons | FALSE | L | Annual | Fuel Consumed | TBtu | 16.5436 | 0 | 0 | 0 | 0 | 0 | 0 | 0
NSR Columbia 1 & 2- SO2 Cap Annual v5.13 | 438 | 7419 | Rate Constraint in MTons | FALSE | L | Annual | Rate | lb/MMBtu | 0.044031 | 0 | 0 | 0 | 0 | 0 | 0 | 0
NSR Columbia 1 & 2- SO2 Cap Annual v5.13 | 438 | 7419 | Rate Constraint in MTons | FALSE | L | Annual | Generation | TWh | 1.5706 | 0 | 0 | 0 | 0 | 0 | 0 | 0
NSR Columbia 1 & 2- SO2 Cap Annual v5.13 | 438 | 7419 | Rate Constraint in MTons | FALSE | L | Annual | Qualifying Generation | TWh | 1.5706 | 0 | 0 | 0 | 0 | 0 | 0 | 0
NSR Columbia 1 & 2- SO2 Cap Annual v5.13 | 438 | 7419 | Rate Constraint in MTons | FALSE | L | Annual | Rate | lb/MWh | 0.46378 | 0 | 0 | 0 | 0 | 0 | 0 | 0
NSR Columbia 1 & 2- SO2 Cap Annual v5.13 | 438 | 7419 | Rate Constraint in MTons | FALSE | L | Annual | Constraint Shadow Price | US2019$/Ton | 0 | 0 | 0 | 0 | 0 | 0 | 0 | 0
NSR Columbia 1 & 2- SO2 Rate Annual v5.13 | 439 | 7479 | Rate Constraint in lbs/MMBtu | FALSE | L | Annual | Seasons Included | Seasons | Winter, WintShld, Summer | Winter, WintShld, Summer | Winter, WintShld, Summer | Winter, WintShld, Summer | Winter, WintShld, Summer | Winter, WintShld, Summer | Winter, WintShld, Summer | Winter, WintShld, Summer
NSR Columbia 1 & 2- SO2 Rate Annual v5.13 | 439 | 7479 | Rate Constraint in lbs/MMBtu | FALSE | L | Annual | Standard SO2 | lb/MMBtu | 0.075 | 0.075 | 0.075 | 0.075 | 0.075 | 0.075 | 0.075 | 0.075
NSR Columbia 1 & 2- SO2 Rate Annual v5.13 | 439 | 7479 | Rate Constraint in lbs/MMBtu | FALSE | L | Annual | Emissions at Affected Plants SO2 | Thousand Tons | 0.36422 | 0 | 0 | 0 | 0 | 0 | 0 | 0
NSR Columbia 1 & 2- SO2 Rate Annual v5.13 | 439 | 7479 | Rate Constraint in lbs/MMBtu | FALSE | L | Annual | Allowances Purchased SO2 | Thousand Tons | 0 | 0 | 0 | 0 | 0 | 0 | 0 | 0
NSR Columbia 1 & 2- SO2 Rate Annual v5.13 | 439 | 7479 | Rate Constraint in lbs/MMBtu | FALSE | L | Annual | Allowances Sold SO2 | Thousand Tons | 0 | 0 | 0 | 0 | 0 | 0 | 0 | 0
NSR Columbia 1 & 2- SO2 Rate Annual v5.13 | 439 | 7479 | Rate Constraint in lbs/MMBtu | FALSE | L | Annual | Allowances Banked | Thousand Tons | 0 | 0 | 0 | 0 | 0 | 0 | 0 | 0
NSR Columbia 1 & 2- SO2 Rate Annual v5.13 | 439 | 7479 | Rate Constraint in lbs/MMBtu | FALSE | L | Annual | Allowances Withdrawn (1:1) | Thousand Tons | 0 | 0 | 0 | 0 | 0 | 0 | 0 | 0
NSR Columbia 1 & 2- SO2 Rate Annual v5.13 | 439 | 7479 | Rate Constraint in lbs/MMBtu | FALSE | L | Annual | Allowances Withdrawn (n:1) | Thousand Tons | 0 | 0 | 0 | 0 | 0 | 0 | 0 | 0
NSR Columbia 1 & 2- SO2 Rate Annual v5.13 | 439 | 7479 | Rate Constraint in lbs/MMBtu | FALSE | L | Annual | Net Emissions Allowance Position | Thousand Tons | 0.36422 | 0 | 0 | 0 | 0 | 0 | 0 | 0
NSR Columbia 1 & 2- SO2 Rate Annual v5.13 | 439 | 7479 | Rate Constraint in lbs/MMBtu | FALSE | L | Annual | Fuel Consumed | TBtu | 16.5436 | 0 | 0 | 0 | 0 | 0 | 0 | 0
NSR Columbia 1 & 2- SO2 Rate Annual v5.13 | 439 | 7479 | Rate Constraint in lbs/MMBtu | FALSE | L | Annual | Rate | lb/MMBtu | 0.044031 | 0 | 0 | 0 | 0 | 0 | 0 | 0
NSR Columbia 1 & 2- SO2 Rate Annual v5.13 | 439 | 7479 | Rate Constraint in lbs/MMBtu | FALSE | L | Annual | Generation | TWh | 1.5706 | 0 | 0 | 0 | 0 | 0 | 0 | 0
NSR Columbia 1 & 2- SO2 Rate Annual v5.13 | 439 | 7479 | Rate Constraint in lbs/MMBtu | FALSE | L | Annual | Qualifying Generation | TWh | 1.5706 | 0 | 0 | 0 | 0 | 0 | 0 | 0
NSR Columbia 1 & 2- SO2 Rate Annual v5.13 | 439 | 7479 | Rate Constraint in lbs/MMBtu | FALSE | L | Annual | Rate | lb/MWh | 0.46378 | 0 | 0 | 0 | 0 | 0 | 0 | 0
NSR Columbia 1 & 2- SO2 Rate Annual v5.13 | 439 | 7479 | Rate Constraint in lbs/MMBtu | FALSE | L | Annual | Constraint Shadow Price | US2019$/Ton | 0 | 0 | 0 | 0 | 0 | 0 | 0 | 0
NSR Columbia 1- Hg Rate Annual v5.13 | 440 | 7482 | Rate Constraint in lbs/MMBtu | FALSE | L | Annual | Seasons Included | Seasons | Winter, WintShld, Summer | Winter, WintShld, Summer | Winter, WintShld, Summer | Winter, WintShld, Summer | Winter, WintShld, Summer | Winter, WintShld, Summer | Winter, WintShld, Summer | Winter, WintShld, Summer
NSR Columbia 1- Hg Rate Annual v5.13 | 440 | 7482 | Rate Constraint in lbs/MMBtu | FALSE | L | Annual | Standard MER | lb/MMBtu | 0.015 | 0.015 | 0.015 | 0.015 | 0.015 | 0.015 | 0.015 | 0.015
NSR Columbia 1- Hg Rate Annual v5.13 | 440 | 7482 | Rate Constraint in lbs/MMBtu | FALSE | L | Annual | Emissions at Affected Plants MER | lbs | 0 | 0 | 0 | 0 | 0 | 0 | 0 | 0
NSR Columbia 1- Hg Rate Annual v5.13 | 440 | 7482 | Rate Constraint in lbs/MMBtu | FALSE | L | Annual | Allowances Purchased MER | lbs | 0 | 0 | 0 | 0 | 0 | 0 | 0 | 0
NSR Columbia 1- Hg Rate Annual v5.13 | 440 | 7482 | Rate Constraint in lbs/MMBtu | FALSE | L | Annual | Allowances Sold MER | lbs | 0 | 0 | 0 | 0 | 0 | 0 | 0 | 0
NSR Columbia 1- Hg Rate Annual v5.13 | 440 | 7482 | Rate Constraint in lbs/MMBtu | FALSE | L | Annual | Allowances Banked | lbs | 0 | 0 | 0 | 0 | 0 | 0 | 0 | 0
NSR Columbia 1- Hg Rate Annual v5.13 | 440 | 7482 | Rate Constraint in lbs/MMBtu | FALSE | L | Annual | Allowances Withdrawn (1:1) | lbs | 0 | 0 | 0 | 0 | 0 | 0 | 0 | 0
NSR Columbia 1- Hg Rate Annual v5.13 | 440 | 7482 | Rate Constraint in lbs/MMBtu | FALSE | L | Annual | Allowances Withdrawn (n:1) | lbs | 0 | 0 | 0 | 0 | 0 | 0 | 0 | 0
NSR Columbia 1- Hg Rate Annual v5.13 | 440 | 7482 | Rate Constraint in lbs/MMBtu | FALSE | L | Annual | Net Emissions Allowance Position | lbs | 0 | 0 | 0 | 0 | 0 | 0 | 0 | 0
NSR Columbia 1- Hg Rate Annual v5.13 | 440 | 7482 | Rate Constraint in lbs/MMBtu | FALSE | L | Annual | Fuel Consumed | TBtu | 0 | 0 | 0 | 0 | 0 | 0 | 0 | 0
NSR Columbia 1- Hg Rate Annual v5.13 | 440 | 7482 | Rate Constraint in lbs/MMBtu | FALSE | L | Annual | Rate | lb/MMBtu | 0 | 0 | 0 | 0 | 0 | 0 | 0 | 0
NSR Columbia 1- Hg Rate Annual v5.13 | 440 | 7482 | Rate Constraint in lbs/MMBtu | FALSE | L | Annual | Generation | TWh | 0 | 0 | 0 | 0 | 0 | 0 | 0 | 0
NSR Columbia 1- Hg Rate Annual v5.13 | 440 | 7482 | Rate Constraint in lbs/MMBtu | FALSE | L | Annual | Qualifying Generation | TWh | 0 | 0 | 0 | 0 | 0 | 0 | 0 | 0
NSR Columbia 1- Hg Rate Annual v5.13 | 440 | 7482 | Rate Constraint in lbs/MMBtu | FALSE | L | Annual | Rate | lb/MWh | 0 | 0 | 0 | 0 | 0 | 0 | 0 | 0
NSR Columbia 1- Hg Rate Annual v5.13 | 440 | 7482 | Rate Constraint in lbs/MMBtu | FALSE | L | Annual | Constraint Shadow Price | US2019$/Lb | 0 | 0 | 0 | 0 | 0 | 0 | 0 | 0
NSR Columbia 1- NOx Rate Annual v5.13 | 441 | 7480 | Rate Constraint in lbs/MMBtu | FALSE | L | Annual | Seasons Included | Seasons | Winter, WintShld, Summer | Winter, WintShld, Summer | Winter, WintShld, Summer | Winter, WintShld, Summer | Winter, WintShld, Summer | Winter, WintShld, Summer | Winter, WintShld, Summer | Winter, WintShld, Summer
NSR Columbia 1- NOx Rate Annual v5.13 | 441 | 7480 | Rate Constraint in lbs/MMBtu | FALSE | L | Annual | Standard NOX | lb/MMBtu | 0.15 | 0.15 | 0.15 | 0.15 | 0.15 | 0.15 | 0.15 | 0.15
NSR Columbia 1- NOx Rate Annual v5.13 | 441 | 7480 | Rate Constraint in lbs/MMBtu | FALSE | L | Annual | Emissions at Affected Plants NOX | Thousand Tons | 0 | 0 | 0 | 0 | 0 | 0 | 0 | 0
NSR Columbia 1- NOx Rate Annual v5.13 | 441 | 7480 | Rate Constraint in lbs/MMBtu | FALSE | L | Annual | Allowances Purchased NOX | Thousand Tons | 0 | 0 | 0 | 0 | 0 | 0 | 0 | 0
NSR Columbia 1- NOx Rate Annual v5.13 | 441 | 7480 | Rate Constraint in lbs/MMBtu | FALSE | L | Annual | Allowances Sold NOX | Thousand Tons | 0 | 0 | 0 | 0 | 0 | 0 | 0 | 0
NSR Columbia 1- NOx Rate Annual v5.13 | 441 | 7480 | Rate Constraint in lbs/MMBtu | FALSE | L | Annual | Allowances Banked | Thousand Tons | 0 | 0 | 0 | 0 | 0 | 0 | 0 | 0
NSR Columbia 1- NOx Rate Annual v5.13 | 441 | 7480 | Rate Constraint in lbs/MMBtu | FALSE | L | Annual | Allowances Withdrawn (1:1) | Thousand Tons | 0 | 0 | 0 | 0 | 0 | 0 | 0 | 0
NSR Columbia 1- NOx Rate Annual v5.13 | 441 | 7480 | Rate Constraint in lbs/MMBtu | FALSE | L | Annual | Allowances Withdrawn (n:1) | Thousand Tons | 0 | 0 | 0 | 0 | 0 | 0 | 0 | 0
NSR Columbia 1- NOx Rate Annual v5.13 | 441 | 7480 | Rate Constraint in lbs/MMBtu | FALSE | L | Annual | Net Emissions Allowance Position | Thousand Tons | 0 | 0 | 0 | 0 | 0 | 0 | 0 | 0
NSR Columbia 1- NOx Rate Annual v5.13 | 441 | 7480 | Rate Constraint in lbs/MMBtu | FALSE | L | Annual | Fuel Consumed | TBtu | 0 | 0 | 0 | 0 | 0 | 0 | 0 | 0
NSR Columbia 1- NOx Rate Annual v5.13 | 441 | 7480 | Rate Constraint in lbs/MMBtu | FALSE | L | Annual | Rate | lb/MMBtu | 0 | 0 | 0 | 0 | 0 | 0 | 0 | 0
NSR Columbia 1- NOx Rate Annual v5.13 | 441 | 7480 | Rate Constraint in lbs/MMBtu | FALSE | L | Annual | Generation | TWh | 0 | 0 | 0 | 0 | 0 | 0 | 0 | 0
NSR Columbia 1- NOx Rate Annual v5.13 | 441 | 7480 | Rate Constraint in lbs/MMBtu | FALSE | L | Annual | Qualifying Generation | TWh | 0 | 0 | 0 | 0 | 0 | 0 | 0 | 0
NSR Columbia 1- NOx Rate Annual v5.13 | 441 | 7480 | Rate Constraint in lbs/MMBtu | FALSE | L | Annual | Rate | lb/MWh | 0 | 0 | 0 | 0 | 0 | 0 | 0 | 0
NSR Columbia 1- NOx Rate Annual v5.13 | 441 | 7480 | Rate Constraint in lbs/MMBtu | FALSE | L | Annual | Constraint Shadow Price | US2019$/Ton | 0 | 0 | 0 | 0 | 0 | 0 | 0 | 0
NSR Columbia 2- Hg Rate Annual v5.13 | 442 | 7483 | Rate Constraint in lbs/MMBtu | FALSE | L | Annual | Seasons Included | Seasons | Winter, WintShld, Summer | Winter, WintShld, Summer | Winter, WintShld, Summer | Winter, WintShld, Summer | Winter, WintShld, Summer | Winter, WintShld, Summer | Winter, WintShld, Summer | Winter, WintShld, Summer
NSR Columbia 2- Hg Rate Annual v5.13 | 442 | 7483 | Rate Constraint in lbs/MMBtu | FALSE | L | Annual | Standard MER | lb/MMBtu | 0.015 | 0.015 | 0.015 | 0.015 | 0.015 | 0.015 | 0.015 | 0.015
NSR Columbia 2- Hg Rate Annual v5.13 | 442 | 7483 | Rate Constraint in lbs/MMBtu | FALSE | L | Annual | Emissions at Affected Plants MER | lbs | 9.283 | 0 | 0 | 0 | 0 | 0 | 0 | 0
NSR Columbia 2- Hg Rate Annual v5.13 | 442 | 7483 | Rate Constraint in lbs/MMBtu | FALSE | L | Annual | Allowances Purchased MER | lbs | 0 | 0 | 0 | 0 | 0 | 0 | 0 | 0
NSR Columbia 2- Hg Rate Annual v5.13 | 442 | 7483 | Rate Constraint in lbs/MMBtu | FALSE | L | Annual | Allowances Sold MER | lbs | 0 | 0 | 0 | 0 | 0 | 0 | 0 | 0
NSR Columbia 2- Hg Rate Annual v5.13 | 442 | 7483 | Rate Constraint in lbs/MMBtu | FALSE | L | Annual | Allowances Banked | lbs | 0 | 0 | 0 | 0 | 0 | 0 | 0 | 0
NSR Columbia 2- Hg Rate Annual v5.13 | 442 | 7483 | Rate Constraint in lbs/MMBtu | FALSE | L | Annual | Allowances Withdrawn (1:1) | lbs | 0 | 0 | 0 | 0 | 0 | 0 | 0 | 0
NSR Columbia 2- Hg Rate Annual v5.13 | 442 | 7483 | Rate Constraint in lbs/MMBtu | FALSE | L | Annual | Allowances Withdrawn (n:1) | lbs | 0 | 0 | 0 | 0 | 0 | 0 | 0 | 0
NSR Columbia 2- Hg Rate Annual v5.13 | 442 | 7483 | Rate Constraint in lbs/MMBtu | FALSE | L | Annual | Net Emissions Allowance Position | lbs | 9.283 | 0 | 0 | 0 | 0 | 0 | 0 | 0
NSR Columbia 2- Hg Rate Annual v5.13 | 442 | 7483 | Rate Constraint in lbs/MMBtu | FALSE | L | Annual | Fuel Consumed | TBtu | 16.5436 | 0 | 0 | 0 | 0 | 0 | 0 | 0
NSR Columbia 2- Hg Rate Annual v5.13 | 442 | 7483 | Rate Constraint in lbs/MMBtu | FALSE | L | Annual | Rate | lb/MMBtu | 5.6112e-07 | 0 | 0 | 0 | 0 | 0 | 0 | 0
NSR Columbia 2- Hg Rate Annual v5.13 | 442 | 7483 | Rate Constraint in lbs/MMBtu | FALSE | L | Annual | Generation | TWh | 1.5706 | 0 | 0 | 0 | 0 | 0 | 0 | 0
NSR Columbia 2- Hg Rate Annual v5.13 | 442 | 7483 | Rate Constraint in lbs/MMBtu | FALSE | L | Annual | Qualifying Generation | TWh | 1.5706 | 0 | 0 | 0 | 0 | 0 | 0 | 0
NSR Columbia 2- Hg Rate Annual v5.13 | 442 | 7483 | Rate Constraint in lbs/MMBtu | FALSE | L | Annual | Rate | lb/MWh | 5.9103e-06 | 0 | 0 | 0 | 0 | 0 | 0 | 0
NSR Columbia 2- Hg Rate Annual v5.13 | 442 | 7483 | Rate Constraint in lbs/MMBtu | FALSE | L | Annual | Constraint Shadow Price | US2019$/Lb | 0 | 0 | 0 | 0 | 0 | 0 | 0 | 0
NSR Columbia 2- NOx Rate Annual v5.13 | 443 | 7481 | Rate Constraint in lbs/MMBtu | FALSE | L | Annual | Seasons Included | Seasons | Winter, WintShld, Summer | Winter, WintShld, Summer | Winter, WintShld, Summer | Winter, WintShld, Summer | Winter, WintShld, Summer | Winter, WintShld, Summer | Winter, WintShld, Summer | Winter, WintShld, Summer
NSR Columbia 2- NOx Rate Annual v5.13 | 443 | 7481 | Rate Constraint in lbs/MMBtu | FALSE | L | Annual | Standard NOX | lb/MMBtu | 0.07 | 0.07 | 0.07 | 0.07 | 0.07 | 0.07 | 0.07 | 0.07
NSR Columbia 2- NOx Rate Annual v5.13 | 443 | 7481 | Rate Constraint in lbs/MMBtu | FALSE | L | Annual | Emissions at Affected Plants NOX | Thousand Tons | 0.43841 | 0 | 0 | 0 | 0 | 0 | 0 | 0
NSR Columbia 2- NOx Rate Annual v5.13 | 443 | 7481 | Rate Constraint in lbs/MMBtu | FALSE | L | Annual | Allowances Purchased NOX | Thousand Tons | 0 | 0 | 0 | 0 | 0 | 0 | 0 | 0
NSR Columbia 2- NOx Rate Annual v5.13 | 443 | 7481 | Rate Constraint in lbs/MMBtu | FALSE | L | Annual | Allowances Sold NOX | Thousand Tons | 0 | 0 | 0 | 0 | 0 | 0 | 0 | 0
NSR Columbia 2- NOx Rate Annual v5.13 | 443 | 7481 | Rate Constraint in lbs/MMBtu | FALSE | L | Annual | Allowances Banked | Thousand Tons | 0 | 0 | 0 | 0 | 0 | 0 | 0 | 0
NSR Columbia 2- NOx Rate Annual v5.13 | 443 | 7481 | Rate Constraint in lbs/MMBtu | FALSE | L | Annual | Allowances Withdrawn (1:1) | Thousand Tons | 0 | 0 | 0 | 0 | 0 | 0 | 0 | 0
NSR Columbia 2- NOx Rate Annual v5.13 | 443 | 7481 | Rate Constraint in lbs/MMBtu | FALSE | L | Annual | Allowances Withdrawn (n:1) | Thousand Tons | 0 | 0 | 0 | 0 | 0 | 0 | 0 | 0
NSR Columbia 2- NOx Rate Annual v5.13 | 443 | 7481 | Rate Constraint in lbs/MMBtu | FALSE | L | Annual | Net Emissions Allowance Position | Thousand Tons | 0.43841 | 0 | 0 | 0 | 0 | 0 | 0 | 0
NSR Columbia 2- NOx Rate Annual v5.13 | 443 | 7481 | Rate Constraint in lbs/MMBtu | FALSE | L | Annual | Fuel Consumed | TBtu | 16.5436 | 0 | 0 | 0 | 0 | 0 | 0 | 0
NSR Columbia 2- NOx Rate Annual v5.13 | 443 | 7481 | Rate Constraint in lbs/MMBtu | FALSE | L | Annual | Rate | lb/MMBtu | 0.053 | 0 | 0 | 0 | 0 | 0 | 0 | 0
NSR Columbia 2- NOx Rate Annual v5.13 | 443 | 7481 | Rate Constraint in lbs/MMBtu | FALSE | L | Annual | Generation | TWh | 1.5706 | 0 | 0 | 0 | 0 | 0 | 0 | 0
NSR Columbia 2- NOx Rate Annual v5.13 | 443 | 7481 | Rate Constraint in lbs/MMBtu | FALSE | L | Annual | Qualifying Generation | TWh | 1.5706 | 0 | 0 | 0 | 0 | 0 | 0 | 0
NSR Columbia 2- NOx Rate Annual v5.13 | 443 | 7481 | Rate Constraint in lbs/MMBtu | FALSE | L | Annual | Rate | lb/MWh | 0.55825 | 0 | 0 | 0 | 0 | 0 | 0 | 0
NSR Columbia 2- NOx Rate Annual v5.13 | 443 | 7481 | Rate Constraint in lbs/MMBtu | FALSE | L | Annual | Constraint Shadow Price | US2019$/Ton | 0 | 0 | 0 | 0 | 0 | 0 | 0 | 0
NSR Consumer Energy - NOx Cap Annual v5.14 | 444 | 7420 | Rate Constraint in MTons | FALSE | L | Annual | Seasons Included | Seasons | Winter, WintShld, Summer | Winter, WintShld, Summer | Winter, WintShld, Summer | Winter, WintShld, Summer | Winter, WintShld, Summer | Winter, WintShld, Summer | Winter, WintShld, Summer | Winter, WintShld, Summer
NSR Consumer Energy - NOx Cap Annual v5.14 | 444 | 7420 | Rate Constraint in MTons | FALSE | L | Annual | Standard NOX | Thousand Tons | 6.912 | 6.912 | 6.912 | 6.912 | 6.912 | 6.912 | 6.912 | 6.912
NSR Consumer Energy - NOx Cap Annual v5.14 | 444 | 7420 | Rate Constraint in MTons | FALSE | L | Annual | Emissions at Affected Plants NOX | Thousand Tons | 3.0611 | 0.99575 | 1.7872 | 1.9014 | 1.8324 | 1.9268 | 1.4213 | 0.97469
NSR Consumer Energy - NOx Cap Annual v5.14 | 444 | 7420 | Rate Constraint in MTons | FALSE | L | Annual | Allowances Purchased NOX | Thousand Tons | 0 | 0 | 0 | 0 | 0 | 0 | 0 | 0
NSR Consumer Energy - NOx Cap Annual v5.14 | 444 | 7420 | Rate Constraint in MTons | FALSE | L | Annual | Allowances Sold NOX | Thousand Tons | 0 | 0 | 0 | 0 | 0 | 0 | 0 | 0
NSR Consumer Energy - NOx Cap Annual v5.14 | 444 | 7420 | Rate Constraint in MTons | FALSE | L | Annual | Allowances Banked | Thousand Tons | 0 | 0 | 0 | 0 | 0 | 0 | 0 | 0
NSR Consumer Energy - NOx Cap Annual v5.14 | 444 | 7420 | Rate Constraint in MTons | FALSE | L | Annual | Allowances Withdrawn (1:1) | Thousand Tons | 0 | 0 | 0 | 0 | 0 | 0 | 0 | 0
NSR Consumer Energy - NOx Cap Annual v5.14 | 444 | 7420 | Rate Constraint in MTons | FALSE | L | Annual | Allowances Withdrawn (n:1) | Thousand Tons | 0 | 0 | 0 | 0 | 0 | 0 | 0 | 0
NSR Consumer Energy - NOx Cap Annual v5.14 | 444 | 7420 | Rate Constraint in MTons | FALSE | L | Annual | Net Emissions Allowance Position | Thousand Tons | 3.0611 | 0.99575 | 1.7872 | 1.9014 | 1.8324 | 1.9268 | 1.4213 | 0.97469
NSR Consumer Energy - NOx Cap Annual v5.14 | 444 | 7420 | Rate Constraint in MTons | FALSE | L | Annual | Fuel Consumed | TBtu | 81.6084 | 40.0213 | 71.7031 | 76.281 | 73.5919 | 77.3141 | 56.0218 | 38.4188
NSR Consumer Energy - NOx Cap Annual v5.14 | 444 | 7420 | Rate Constraint in MTons | FALSE | L | Annual | Rate | lb/MMBtu | 0.075019 | 0.049761 | 0.04985 | 0.049851 | 0.049799 | 0.049842 | 0.05074 | 0.05074
NSR Consumer Energy - NOx Cap Annual v5.14 | 444 | 7420 | Rate Constraint in MTons | FALSE | L | Annual | Generation | TWh | 7.9115 | 3.8808 | 6.9559 | 7.4 | 7.1374 | 7.4999 | 5.4581 | 3.7431
NSR Consumer Energy - NOx Cap Annual v5.14 | 444 | 7420 | Rate Constraint in MTons | FALSE | L | Annual | Qualifying Generation | TWh | 7.9115 | 3.8808 | 6.9559 | 7.4 | 7.1374 | 7.4999 | 5.4581 | 3.7431
NSR Consumer Energy - NOx Cap Annual v5.14 | 444 | 7420 | Rate Constraint in MTons | FALSE | L | Annual | Rate | lb/MWh | 0.77384 | 0.51317 | 0.51386 | 0.51388 | 0.51347 | 0.51381 | 0.5208 | 0.5208
NSR Consumer Energy - NOx Cap Annual v5.14 | 444 | 7420 | Rate Constraint in MTons | FALSE | L | Annual | Constraint Shadow Price | US2019$/Ton | 0 | 0 | 0 | 0 | 0 | 0 | 0 | 0
NSR Consumer Energy - SO2 Cap Annual v5.14 | 445 | 7421 | Rate Constraint in MTons | FALSE | L | Annual | Seasons Included | Seasons | Winter, WintShld, Summer | Winter, WintShld, Summer | Winter, WintShld, Summer | Winter, WintShld, Summer | Winter, WintShld, Summer | Winter, WintShld, Summer | Winter, WintShld, Summer | Winter, WintShld, Summer
NSR Consumer Energy - SO2 Cap Annual v5.14 | 445 | 7421 | Rate Constraint in MTons | FALSE | L | Annual | Standard SO2 | Thousand Tons | 10.9 | 10.9 | 10.9 | 10.9 | 10.9 | 10.9 | 10.9 | 10.9
NSR Consumer Energy - SO2 Cap Annual v5.14 | 445 | 7421 | Rate Constraint in MTons | FALSE | L | Annual | Emissions at Affected Plants SO2 | Thousand Tons | 6.0729 | 2.4612 | 4.1718 | 4.4339 | 4.4207 | 4.5201 | 1.395 | 0.95666
NSR Consumer Energy - SO2 Cap Annual v5.14 | 445 | 7421 | Rate Constraint in MTons | FALSE | L | Annual | Allowances Purchased SO2 | Thousand Tons | 0 | 0 | 0 | 0 | 0 | 0 | 0 | 0
NSR Consumer Energy - SO2 Cap Annual v5.14 | 445 | 7421 | Rate Constraint in MTons | FALSE | L | Annual | Allowances Sold SO2 | Thousand Tons | 0 | 0 | 0 | 0 | 0 | 0 | 0 | 0
NSR Consumer Energy - SO2 Cap Annual v5.14 | 445 | 7421 | Rate Constraint in MTons | FALSE | L | Annual | Allowances Banked | Thousand Tons | 0 | 0 | 0 | 0 | 0 | 0 | 0 | 0
NSR Consumer Energy - SO2 Cap Annual v5.14 | 445 | 7421 | Rate Constraint in MTons | FALSE | L | Annual | Allowances Withdrawn (1:1) | Thousand Tons | 0 | 0 | 0 | 0 | 0 | 0 | 0 | 0
NSR Consumer Energy - SO2 Cap Annual v5.14 | 445 | 7421 | Rate Constraint in MTons | FALSE | L | Annual | Allowances Withdrawn (n:1) | Thousand Tons | 0 | 0 | 0 | 0 | 0 | 0 | 0 | 0
NSR Consumer Energy - SO2 Cap Annual v5.14 | 445 | 7421 | Rate Constraint in MTons | FALSE | L | Annual | Net Emissions Allowance Position | Thousand Tons | 6.0729 | 2.4612 | 4.1718 | 4.4339 | 4.4207 | 4.5201 | 1.395 | 0.95666
NSR Consumer Energy - SO2 Cap Annual v5.14 | 445 | 7421 | Rate Constraint in MTons | FALSE | L | Annual | Fuel Consumed | TBtu | 81.6084 | 40.0213 | 71.7031 | 76.281 | 73.5919 | 77.3141 | 56.0218 | 38.4188
NSR Consumer Energy - SO2 Cap Annual v5.14 | 445 | 7421 | Rate Constraint in MTons | FALSE | L | Annual | Rate | lb/MMBtu | 0.14883 | 0.12299 | 0.11636 | 0.11625 | 0.12014 | 0.11693 | 0.049802 | 0.049802
NSR Consumer Energy - SO2 Cap Annual v5.14 | 445 | 7421 | Rate Constraint in MTons | FALSE | L | Annual | Generation | TWh | 7.9115 | 3.8808 | 6.9559 | 7.4 | 7.1374 | 7.4999 | 5.4581 | 3.7431
NSR Consumer Energy - SO2 Cap Annual v5.14 | 445 | 7421 | Rate Constraint in MTons | FALSE | L | Annual | Qualifying Generation | TWh | 7.9115 | 3.8808 | 6.9559 | 7.4 | 7.1374 | 7.4999 | 5.4581 | 3.7431
NSR Consumer Energy - SO2 Cap Annual v5.14 | 445 | 7421 | Rate Constraint in MTons | FALSE | L | Annual | Rate | lb/MWh | 1.5352 | 1.2684 | 1.1995 | 1.1984 | 1.2387 | 1.2054 | 0.51116 | 0.51116
NSR Consumer Energy - SO2 Cap Annual v5.14 | 445 | 7421 | Rate Constraint in MTons | FALSE | L | Annual | Constraint Shadow Price | US2019$/Ton | 0 | 0 | 0 | 0 | 0 | 0 | 0 | 0
NSR Cooper 2 - NOX Rate Annual v3.1, Unit 2651 and retrofits | 446 | 7447 | Rate Constraint in lbs/MMBtu | FALSE | L | Annual | Seasons Included | Seasons | Winter, WintShld, Summer | Winter, WintShld, Summer | Winter, WintShld, Summer | Winter, WintShld, Summer | Winter, WintShld, Summer | Winter, WintShld, Summer | Winter, WintShld, Summer | Winter, WintShld, Summer
NSR Cooper 2 - NOX Rate Annual v3.1, Unit 2651 and retrofits | 446 | 7447 | Rate Constraint in lbs/MMBtu | FALSE | L | Annual | Standard NOX | lb/MMBtu | 0.08 | 0.08 | 0.08 | 0.08 | 0.08 | 0.08 | 0.08 | 0.08
NSR Cooper 2 - NOX Rate Annual v3.1, Unit 2651 and retrofits | 446 | 7447 | Rate Constraint in lbs/MMBtu | FALSE | L | Annual | Emissions at Affected Plants NOX | Thousand Tons | 0 | 0 | 0 | 0 | 0 | 0 | 0 | 0
NSR Cooper 2 - NOX Rate Annual v3.1, Unit 2651 and retrofits | 446 | 7447 | Rate Constraint in lbs/MMBtu | FALSE | L | Annual | Allowances Purchased NOX | Thousand Tons | 0 | 0 | 0 | 0 | 0 | 0 | 0 | 0
NSR Cooper 2 - NOX Rate Annual v3.1, Unit 2651 and retrofits | 446 | 7447 | Rate Constraint in lbs/MMBtu | FALSE | L | Annual | Allowances Sold NOX | Thousand Tons | 0 | 0 | 0 | 0 | 0 | 0 | 0 | 0
NSR Cooper 2 - NOX Rate Annual v3.1, Unit 2651 and retrofits | 446 | 7447 | Rate Constraint in lbs/MMBtu | FALSE | L | Annual | Allowances Banked | Thousand Tons | 0 | 0 | 0 | 0 | 0 | 0 | 0 | 0
NSR Cooper 2 - NOX Rate Annual v3.1, Unit 2651 and retrofits | 446 | 7447 | Rate Constraint in lbs/MMBtu | FALSE | L | Annual | Allowances Withdrawn (1:1) | Thousand Tons | 0 | 0 | 0 | 0 | 0 | 0 | 0 | 0
NSR Cooper 2 - NOX Rate Annual v3.1, Unit 2651 and retrofits | 446 | 7447 | Rate Constraint in lbs/MMBtu | FALSE | L | Annual | Allowances Withdrawn (n:1) | Thousand Tons | 0 | 0 | 0 | 0 | 0 | 0 | 0 | 0
NSR Cooper 2 - NOX Rate Annual v3.1, Unit 2651 and retrofits | 446 | 7447 | Rate Constraint in lbs/MMBtu | FALSE | L | Annual | Net Emissions Allowance Position | Thousand Tons | 0 | 0 | 0 | 0 | 0 | 0 | 0 | 0
NSR Cooper 2 - NOX Rate Annual v3.1, Unit 2651 and retrofits | 446 | 7447 | Rate Constraint in lbs/MMBtu | FALSE | L | Annual | Fuel Consumed | TBtu | 0 | 0 | 0 | 0 | 0 | 0 | 0 | 0
NSR Cooper 2 - NOX Rate Annual v3.1, Unit 2651 and retrofits | 446 | 7447 | Rate Constraint in lbs/MMBtu | FALSE | L | Annual | Rate | lb/MMBtu | 0 | 0 | 0 | 0 | 0 | 0 | 0 | 0
NSR Cooper 2 - NOX Rate Annual v3.1, Unit 2651 and retrofits | 446 | 7447 | Rate Constraint in lbs/MMBtu | FALSE | L | Annual | Generation | TWh | 0 | 0 | 0 | 0 | 0 | 0 | 0 | 0
NSR Cooper 2 - NOX Rate Annual v3.1, Unit 2651 and retrofits | 446 | 7447 | Rate Constraint in lbs/MMBtu | FALSE | L | Annual | Qualifying Generation | TWh | 0 | 0 | 0 | 0 | 0 | 0 | 0 | 0
NSR Cooper 2 - NOX Rate Annual v3.1, Unit 2651 and retrofits | 446 | 7447 | Rate Constraint in lbs/MMBtu | FALSE | L | Annual | Rate | lb/MWh | 0 | 0 | 0 | 0 | 0 | 0 | 0 | 0
NSR Cooper 2 - NOX Rate Annual v3.1, Unit 2651 and retrofits | 446 | 7447 | Rate Constraint in lbs/MMBtu | FALSE | L | Annual | Constraint Shadow Price | US2019$/Ton | 0 | 0 | 0 | 0 | 0 | 0 | 0 | 0
NSR Cooper 2 - SO2 Rate Annual v3.1, Unit 2651 and retrofits | 447 | 7446 | Rate Constraint in lbs/MMBtu | FALSE | L | Annual | Seasons Included | Seasons | Winter, WintShld, Summer | Winter, WintShld, Summer | Winter, WintShld, Summer | Winter, WintShld, Summer | Winter, WintShld, Summer | Winter, WintShld, Summer | Winter, WintShld, Summer | Winter, WintShld, Summer
NSR Cooper 2 - SO2 Rate Annual v3.1, Unit 2651 and retrofits | 447 | 7446 | Rate Constraint in lbs/MMBtu | FALSE | L | Annual | Standard SO2 | lb/MMBtu | 0.1 | 0.1 | 0.1 | 0.1 | 0.1 | 0.1 | 0.1 | 0.1
NSR Cooper 2 - SO2 Rate Annual v3.1, Unit 2651 and retrofits | 447 | 7446 | Rate Constraint in lbs/MMBtu | FALSE | L | Annual | Emissions at Affected Plants SO2 | Thousand Tons | 0 | 0 | 0 | 0 | 0 | 0 | 0 | 0
NSR Cooper 2 - SO2 Rate Annual v3.1, Unit 2651 and retrofits | 447 | 7446 | Rate Constraint in lbs/MMBtu | FALSE | L | Annual | Allowances Purchased SO2 | Thousand Tons | 0 | 0 | 0 | 0 | 0 | 0 | 0 | 0
NSR Cooper 2 - SO2 Rate Annual v3.1, Unit 2651 and retrofits | 447 | 7446 | Rate Constraint in lbs/MMBtu | FALSE | L | Annual | Allowances Sold SO2 | Thousand Tons | 0 | 0 | 0 | 0 | 0 | 0 | 0 | 0
NSR Cooper 2 - SO2 Rate Annual v3.1, Unit 2651 and retrofits | 447 | 7446 | Rate Constraint in lbs/MMBtu | FALSE | L | Annual | Allowances Banked | Thousand Tons | 0 | 0 | 0 | 0 | 0 | 0 | 0 | 0
NSR Cooper 2 - SO2 Rate Annual v3.1, Unit 2651 and retrofits | 447 | 7446 | Rate Constraint in lbs/MMBtu | FALSE | L | Annual | Allowances Withdrawn (1:1) | Thousand Tons | 0 | 0 | 0 | 0 | 0 | 0 | 0 | 0
NSR Cooper 2 - SO2 Rate Annual v3.1, Unit 2651 and retrofits | 447 | 7446 | Rate Constraint in lbs/MMBtu | FALSE | L | Annual | Allowances Withdrawn (n:1) | Thousand Tons | 0 | 0 | 0 | 0 | 0 | 0 | 0 | 0
NSR Cooper 2 - SO2 Rate Annual v3.1, Unit 2651 and retrofits | 447 | 7446 | Rate Constraint in lbs/MMBtu | FALSE | L | Annual | Net Emissions Allowance Position | Thousand Tons | 0 | 0 | 0 | 0 | 0 | 0 | 0 | 0
NSR Cooper 2 - SO2 Rate Annual v3.1, Unit 2651 and retrofits | 447 | 7446 | Rate Constraint in lbs/MMBtu | FALSE | L | Annual | Fuel Consumed | TBtu | 0 | 0 | 0 | 0 | 0 | 0 | 0 | 0
NSR Cooper 2 - SO2 Rate Annual v3.1, Unit 2651 and retrofits | 447 | 7446 | Rate Constraint in lbs/MMBtu | FALSE | L | Annual | Rate | lb/MMBtu | 0 | 0 | 0 | 0 | 0 | 0 | 0 | 0
NSR Cooper 2 - SO2 Rate Annual v3.1, Unit 2651 and retrofits | 447 | 7446 | Rate Constraint in lbs/MMBtu | FALSE | L | Annual | Generation | TWh | 0 | 0 | 0 | 0 | 0 | 0 | 0 | 0
NSR Cooper 2 - SO2 Rate Annual v3.1, Unit 2651 and retrofits | 447 | 7446 | Rate Constraint in lbs/MMBtu | FALSE | L | Annual | Qualifying Generation | TWh | 0 | 0 | 0 | 0 | 0 | 0 | 0 | 0
NSR Cooper 2 - SO2 Rate Annual v3.1, Unit 2651 and retrofits | 447 | 7446 | Rate Constraint in lbs/MMBtu | FALSE | L | Annual | Rate | lb/MWh | 0 | 0 | 0 | 0 | 0 | 0 | 0 | 0
NSR Cooper 2 - SO2 Rate Annual v3.1, Unit 2651 and retrofits | 447 | 7446 | Rate Constraint in lbs/MMBtu | FALSE | L | Annual | Constraint Shadow Price | US2019$/Ton | 0 | 0 | 0 | 0 | 0 | 0 | 0 | 0
NSR Coronado 1,2 - NOX Cap Annual v6.17 | 448 | 7394 | Rate Constraint in MTons | FALSE | L | Annual | Seasons Included | Seasons | Winter, WintShld, Summer | Winter, WintShld, Summer | Winter, WintShld, Summer | Winter, WintShld, Summer | Winter, WintShld, Summer | Winter, WintShld, Summer | Winter, WintShld, Summer | Winter, WintShld, Summer
NSR Coronado 1,2 - NOX Cap Annual v6.17 | 448 | 7394 | Rate Constraint in MTons | FALSE | L | Annual | Standard NOX | Thousand Tons | 7.3 | 7.3 | 7.3 | 7.3 | 7.3 | 7.3 | 7.3 | 7.3
NSR Coronado 1,2 - NOX Cap Annual v6.17 | 448 | 7394 | Rate Constraint in MTons | FALSE | L | Annual | Emissions at Affected Plants NOX | Thousand Tons | 0.19675 | 0.1967 | 0.23787 | 0.21452 | 0.49382 | 0.54249 | 0.53536 | 0.5415
NSR Coronado 1,2 - NOX Cap Annual v6.17 | 448 | 7394 | Rate Constraint in MTons | FALSE | L | Annual | Allowances Purchased NOX | Thousand Tons | 0 | 0 | 0 | 0 | 0 | 0 | 0 | 0
NSR Coronado 1,2 - NOX Cap Annual v6.17 | 448 | 7394 | Rate Constraint in MTons | FALSE | L | Annual | Allowances Sold NOX | Thousand Tons | 0 | 0 | 0 | 0 | 0 | 0 | 0 | 0
NSR Coronado 1,2 - NOX Cap Annual v6.17 | 448 | 7394 | Rate Constraint in MTons | FALSE | L | Annual | Allowances Banked | Thousand Tons | 0 | 0 | 0 | 0 | 0 | 0 | 0 | 0
NSR Coronado 1,2 - NOX Cap Annual v6.17 | 448 | 7394 | Rate Constraint in MTons | FALSE | L | Annual | Allowances Withdrawn (1:1) | Thousand Tons | 0 | 0 | 0 | 0 | 0 | 0 | 0 | 0
NSR Coronado 1,2 - NOX Cap Annual v6.17 | 448 | 7394 | Rate Constraint in MTons | FALSE | L | Annual | Allowances Withdrawn (n:1) | Thousand Tons | 0 | 0 | 0 | 0 | 0 | 0 | 0 | 0
NSR Coronado 1,2 - NOX Cap Annual v6.17 | 448 | 7394 | Rate Constraint in MTons | FALSE | L | Annual | Net Emissions Allowance Position | Thousand Tons | 0.19675 | 0.1967 | 0.23787 | 0.21452 | 0.49382 | 0.54249 | 0.53536 | 0.5415
NSR Coronado 1,2 - NOX Cap Annual v6.17 | 448 | 7394 | Rate Constraint in MTons | FALSE | L | Annual | Fuel Consumed | TBtu | 6.7104 | 6.71 | 7.7378 | 6.8565 | 16.619 | 18.3211 | 18.2624 | 18.3129
NSR Coronado 1,2 - NOX Cap Annual v6.17 | 448 | 7394 | Rate Constraint in MTons | FALSE | L | Annual | Rate | lb/MMBtu | 0.058639 | 0.05863 | 0.061482 | 0.062575 | 0.059429 | 0.059221 | 0.05863 | 0.059138
NSR Coronado 1,2 - NOX Cap Annual v6.17 | 448 | 7394 | Rate Constraint in MTons | FALSE | L | Annual | Generation | TWh | 0.6277 | 0.62767 | 0.72389 | 0.64147 | 1.5546 | 1.7138 | 1.7083 | 1.713
NSR Coronado 1,2 - NOX Cap Annual v6.17 | 448 | 7394 | Rate Constraint in MTons | FALSE | L | Annual | Qualifying Generation | TWh | 0.6277 | 0.62767 | 0.72389 | 0.64147 | 1.5546 | 1.7138 | 1.7083 | 1.713
NSR Coronado 1,2 - NOX Cap Annual v6.17 | 448 | 7394 | Rate Constraint in MTons | FALSE | L | Annual | Rate | lb/MWh | 0.62688 | 0.62678 | 0.6572 | 0.66885 | 0.6353 | 0.63308 | 0.62678 | 0.6322
NSR Coronado 1,2 - NOX Cap Annual v6.17 | 448 | 7394 | Rate Constraint in MTons | FALSE | L | Annual | Constraint Shadow Price | US2019$/Ton | 0 | 0 | 0 | 0 | 0 | 0 | 0 | 0
NSR Cross 1,2 - NOX Rate Annual v3.1, Unit 3825 and retrofits | 449 | 7432 | Rate Constraint in lbs/MMBtu | FALSE | L | Annual | Seasons Included | Seasons | Winter, WintShld, Summer | Winter, WintShld, Summer | Winter, WintShld, Summer | Winter, WintShld, Summer | Winter, WintShld, Summer | Winter, WintShld, Summer | Winter, WintShld, Summer | Winter, WintShld, Summer
NSR Cross 1,2 - NOX Rate Annual v3.1, Unit 3825 and retrofits | 449 | 7432 | Rate Constraint in lbs/MMBtu | FALSE | L | Annual | Standard NOX | lb/MMBtu | 0.1 | 0.1 | 0.1 | 0.1 | 0.1 | 0.1 | 0.1 | 0.1
NSR Cross 1,2 - NOX Rate Annual v3.1, Unit 3825 and retrofits | 449 | 7432 | Rate Constraint in lbs/MMBtu | FALSE | L | Annual | Emissions at Affected Plants NOX | Thousand Tons | 0.83566 | 0.32616 | 0.87617 | 0.87864 | 0.87731 | 0.77913 | 0.77913 | 0
NSR Cross 1,2 - NOX Rate Annual v3.1, Unit 3825 and retrofits | 449 | 7432 | Rate Constraint in lbs/MMBtu | FALSE | L | Annual | Allowances Purchased NOX | Thousand Tons | 0 | 0 | 0 | 0 | 0 | 0 | 0 | 0
NSR Cross 1,2 - NOX Rate Annual v3.1, Unit 3825 and retrofits | 449 | 7432 | Rate Constraint in lbs/MMBtu | FALSE | L | Annual | Allowances Sold NOX | Thousand Tons | 0 | 0 | 0 | 0 | 0 | 0 | 0 | 0
NSR Cross 1,2 - NOX Rate Annual v3.1, Unit 3825 and retrofits | 449 | 7432 | Rate Constraint in lbs/MMBtu | FALSE | L | Annual | Allowances Banked | Thousand Tons | 0 | 0 | 0 | 0 | 0 | 0 | 0 | 0
NSR Cross 1,2 - NOX Rate Annual v3.1, Unit 3825 and retrofits | 449 | 7432 | Rate Constraint in lbs/MMBtu | FALSE | L | Annual | Allowances Withdrawn (1:1) | Thousand Tons | 0 | 0 | 0 | 0 | 0 | 0 | 0 | 0
NSR Cross 1,2 - NOX Rate Annual v3.1, Unit 3825 and retrofits | 449 | 7432 | Rate Constraint in lbs/MMBtu | FALSE | L | Annual | Allowances Withdrawn (n:1) | Thousand Tons | 0 | 0 | 0 | 0 | 0 | 0 | 0 | 0
NSR Cross 1,2 - NOX Rate Annual v3.1, Unit 3825 and retrofits | 449 | 7432 | Rate Constraint in lbs/MMBtu | FALSE | L | Annual | Net Emissions Allowance Position | Thousand Tons | 0.83566 | 0.32616 | 0.87617 | 0.87864 | 0.87731 | 0.77913 | 0.77913 | 0
NSR Cross 1,2 - NOX Rate Annual v3.1, Unit 3825 and retrofits | 449 | 7432 | Rate Constraint in lbs/MMBtu | FALSE | L | Annual | Fuel Consumed | TBtu | 20.3027 | 7.9242 | 21.287 | 21.3469 | 21.3147 | 18.9294 | 18.9294 | 0
NSR Cross 1,2 - NOX Rate Annual v3.1, Unit 3825 and retrofits | 449 | 7432 | Rate Constraint in lbs/MMBtu | FALSE | L | Annual | Rate | lb/MMBtu | 0.08232 | 0.08232 | 0.08232 | 0.08232 | 0.08232 | 0.08232 | 0.08232 | 0
NSR Cross 1,2 - NOX Rate Annual v3.1, Unit 3825 and retrofits | 449 | 7432 | Rate Constraint in lbs/MMBtu | FALSE | L | Annual | Generation | TWh | 1.9208 | 0.74969 | 2.0139 | 2.0196 | 2.0165 | 1.7909 | 1.7909 | 0
NSR Cross 1,2 - NOX Rate Annual v3.1, Unit 3825 and retrofits | 449 | 7432 | Rate Constraint in lbs/MMBtu | FALSE | L | Annual | Qualifying Generation | TWh | 1.9208 | 0.74969 | 2.0139 | 2.0196 | 2.0165 | 1.7909 | 1.7909 | 0
NSR Cross 1,2 - NOX Rate Annual v3.1, Unit 3825 and retrofits | 449 | 7432 | Rate Constraint in lbs/MMBtu | FALSE | L | Annual | Rate | lb/MWh | 0.87012 | 0.87012 | 0.87012 | 0.87012 | 0.87012 | 0.87012 | 0.87012 | 0
NSR Cross 1,2 - NOX Rate Annual v3.1, Unit 3825 and retrofits | 449 | 7432 | Rate Constraint in lbs/MMBtu | FALSE | L | Annual | Constraint Shadow Price | US2019$/Ton | 0 | 0 | 0 | 0 | 0 | 0 | 0 | 0
NSR Cross 1,2 - NOX Rate Annual v3.1, Unit 3826 and retrofits | 450 | 7432 | Rate Constraint in lbs/MMBtu | FALSE | L | Annual | Seasons Included | Seasons | Winter, WintShld, Summer | Winter, WintShld, Summer | Winter, WintShld, Summer | Winter, WintShld, Summer | Winter, WintShld, Summer | Winter, WintShld, Summer | Winter, WintShld, Summer | Winter, WintShld, Summer
NSR Cross 1,2 - NOX Rate Annual v3.1, Unit 3826 and retrofits | 450 | 7432 | Rate Constraint in lbs/MMBtu | FALSE | L | Annual | Standard NOX | lb/MMBtu | 0.1 | 0.1 | 0.1 | 0.1 | 0.1 | 0.1 | 0.1 | 0.1
NSR Cross 1,2 - NOX Rate Annual v3.1, Unit 3826 and retrofits | 450 | 7432 | Rate Constraint in lbs/MMBtu | FALSE | L | Annual | Emissions at Affected Plants NOX | Thousand Tons | 0.71462 | 0.5908 | 0.73861 | 0.764 | 0.74199 | 0.66272 | 0 | 0
NSR Cross 1,2 - NOX Rate Annual v3.1, Unit 3826 and retrofits | 450 | 7432 | Rate Constraint in lbs/MMBtu | FALSE | L | Annual | Allowances Purchased NOX | Thousand Tons | 0 | 0 | 0 | 0 | 0 | 0 | 0 | 0
NSR Cross 1,2 - NOX Rate Annual v3.1, Unit 3826 and retrofits | 450 | 7432 | Rate Constraint in lbs/MMBtu | FALSE | L | Annual | Allowances Sold NOX | Thousand Tons | 0 | 0 | 0 | 0 | 0 | 0 | 0 | 0
NSR Cross 1,2 - NOX Rate Annual v3.1, Unit 3826 and retrofits | 450 | 7432 | Rate Constraint in lbs/MMBtu | FALSE | L | Annual | Allowances Banked | Thousand Tons | 0 | 0 | 0 | 0 | 0 | 0 | 0 | 0
NSR Cross 1,2 - NOX Rate Annual v3.1, Unit 3826 and retrofits | 450 | 7432 | Rate Constraint in lbs/MMBtu | FALSE | L | Annual | Allowances Withdrawn (1:1) | Thousand Tons | 0 | 0 | 0 | 0 | 0 | 0 | 0 | 0
NSR Cross 1,2 - NOX Rate Annual v3.1, Unit 3826 and retrofits | 450 | 7432 | Rate Constraint in lbs/MMBtu | FALSE | L | Annual | Allowances Withdrawn (n:1) | Thousand Tons | 0 | 0 | 0 | 0 | 0 | 0 | 0 | 0
NSR Cross 1,2 - NOX Rate Annual v3.1, Unit 3826 and retrofits | 450 | 7432 | Rate Constraint in lbs/MMBtu | FALSE | L | Annual | Net Emissions Allowance Position | Thousand Tons | 0.71462 | 0.5908 | 0.73861 | 0.764 | 0.74199 | 0.66272 | 0 | 0
NSR Cross 1,2 - NOX Rate Annual v3.1, Unit 3826 and retrofits | 450 | 7432 | Rate Constraint in lbs/MMBtu | FALSE | L | Annual | Fuel Consumed | TBtu | 20.6538 | 17.075 | 21.3472 | 22.081 | 21.4447 | 19.1538 | 0 | 0
NSR Cross 1,2 - NOX Rate Annual v3.1, Unit 3826 and retrofits | 450 | 7432 | Rate Constraint in lbs/MMBtu | FALSE | L | Annual | Rate | lb/MMBtu | 0.0692 | 0.0692 | 0.0692 | 0.0692 | 0.0692 | 0.0692 | 0 | 0
NSR Cross 1,2 - NOX Rate Annual v3.1, Unit 3826 and retrofits | 450 | 7432 | Rate Constraint in lbs/MMBtu | FALSE | L | Annual | Generation | TWh | 1.9717 | 1.6301 | 2.0379 | 2.108 | 2.0472 | 1.8285 | 0 | 0
NSR Cross 1,2 - NOX Rate Annual v3.1, Unit 3826 and retrofits | 450 | 7432 | Rate Constraint in lbs/MMBtu | FALSE | L | Annual | Qualifying Generation | TWh | 1.9717 | 1.6301 | 2.0379 | 2.108 | 2.0472 | 1.8285 | 0 | 0
NSR Cross 1,2 - NOX Rate Annual v3.1, Unit 3826 and retrofits | 450 | 7432 | Rate Constraint in lbs/MMBtu | FALSE | L | Annual | Rate | lb/MWh | 0.72487 | 0.72487 | 0.72487 | 0.72487 | 0.72487 | 0.72487 | 0 | 0
NSR Cross 1,2 - NOX Rate Annual v3.1, Unit 3826 and retrofits | 450 | 7432 | Rate Constraint in lbs/MMBtu | FALSE | L | Annual | Constraint Shadow Price | US2019$/Ton | 0 | 0 | 0 | 0 | 0 | 0 | 0 | 0
NSR Dairyland- NOx Cap Annual v5.13 | 451 | 7414 | Rate Constraint in MTons | FALSE | L | Annual | Seasons Included | Seasons | Winter, WintShld, Summer | Winter, WintShld, Summer | Winter, WintShld, Summer | Winter, WintShld, Summer | Winter, WintShld, Summer | Winter, WintShld, Summer | Winter, WintShld, Summer | Winter, WintShld, Summer
NSR Dairyland- NOx Cap Annual v5.13 | 451 | 7414 | Rate Constraint in MTons | FALSE | L | Annual | Standard NOX | Thousand Tons | 3.236 | 3.236 | 3.236 | 3.236 | 3.236 | 3.236 | 3.236 | 3.236
NSR Dairyland- NOx Cap Annual v5.13 | 451 | 7414 | Rate Constraint in MTons | FALSE | L | Annual | Emissions at Affected Plants NOX | Thousand Tons | 0.15057 | 0.15057 | 0.50251 | 0.48962 | 0.53578 | 0.48962 | 0.44141 | 0.2104
NSR Dairyland- NOx Cap Annual v5.13 | 451 | 7414 | Rate Constraint in MTons | FALSE | L | Annual | Allowances Purchased NOX | Thousand Tons | 0 | 0 | 0 | 0 | 0 | 0 | 0 | 0
NSR Dairyland- NOx Cap Annual v5.13 | 451 | 7414 | Rate Constraint in MTons | FALSE | L | Annual | Allowances Sold NOX | Thousand Tons | 0 | 0 | 0 | 0 | 0 | 0 | 0 | 0
NSR Dairyland- NOx Cap Annual v5.13 | 451 | 7414 | Rate Constraint in MTons | FALSE | L | Annual | Allowances Banked | Thousand Tons | 0 | 0 | 0 | 0 | 0 | 0 | 0 | 0
NSR Dairyland- NOx Cap Annual v5.13 | 451 | 7414 | Rate Constraint in MTons | FALSE | L | Annual | Allowances Withdrawn (1:1) | Thousand Tons | 0 | 0 | 0 | 0 | 0 | 0 | 0 | 0
NSR Dairyland- NOx Cap Annual v5.13 | 451 | 7414 | Rate Constraint in MTons | FALSE | L | Annual | Allowances Withdrawn (n:1) | Thousand Tons | 0 | 0 | 0 | 0 | 0 | 0 | 0 | 0
NSR Dairyland- NOx Cap Annual v5.13 | 451 | 7414 | Rate Constraint in MTons | FALSE | L | Annual | Net Emissions Allowance Position | Thousand Tons | 0.15057 | 0.15057 | 0.50251 | 0.48962 | 0.53578 | 0.48962 | 0.44141 | 0.2104
NSR Dairyland- NOx Cap Annual v5.13 | 451 | 7414 | Rate Constraint in MTons | FALSE | L | Annual | Fuel Consumed | TBtu | 3.9634 | 3.9634 | 13.2274 | 12.8881 | 14.1031 | 12.8881 | 11.6191 | 5.5382
NSR Dairyland- NOx Cap Annual v5.13 | 451 | 7414 | Rate Constraint in MTons | FALSE | L | Annual | Rate | lb/MMBtu | 0.07598 | 0.07598 | 0.07598 | 0.07598 | 0.07598 | 0.07598 | 0.07598 | 0.07598
NSR Dairyland- NOx Cap Annual v5.13 | 451 | 7414 | Rate Constraint in MTons | FALSE | L | Annual | Generation | TWh | 0.35258 | 0.35258 | 1.1767 | 1.1465 | 1.2546 | 1.1465 | 1.0336 | 0.49268
NSR Dairyland- NOx Cap Annual v5.13 | 451 | 7414 | Rate Constraint in MTons | FALSE | L | Annual | Qualifying Generation | TWh | 0.35258 | 0.35258 | 1.1767 | 1.1465 | 1.2546 | 1.1465 | 1.0336 | 0.49268
NSR Dairyland- NOx Cap Annual v5.13 | 451 | 7414 | Rate Constraint in MTons | FALSE | L | Annual | Rate | lb/MWh | 0.85409 | 0.85409 | 0.85409 | 0.85409 | 0.85409 | 0.85409 | 0.85409 | 0.85409
NSR Dairyland- NOx Cap Annual v5.13 | 451 | 7414 | Rate Constraint in MTons | FALSE | L | Annual | Constraint Shadow Price | US2019$/Ton | 0 | 0 | 0 | 0 | 0 | 0 | 0 | 0
NSR Dairyland- SO2 Cap Annual v5.13 | 452 | 7415 | Rate Constraint in MTons | FALSE | L | Annual | Seasons Included | Seasons | Winter, WintShld, Summer | Winter, WintShld, Summer | Winter, WintShld, Summer | Winter, WintShld, Summer | Winter, WintShld, Summer | Winter, WintShld, Summer | Winter, WintShld, Summer | Winter, WintShld, Summer
NSR Dairyland- SO2 Cap Annual v5.13 | 452 | 7415 | Rate Constraint in MTons | FALSE | L | Annual | Standard SO2 | Thousand Tons | 4.578 | 4.578 | 4.578 | 4.578 | 4.578 | 4.578 | 4.578 | 4.578
NSR Dairyland- SO2 Cap Annual v5.13 | 452 | 7415 | Rate Constraint in MTons | FALSE | L | Annual | Emissions at Affected Plants SO2 | Thousand Tons | 0.16717 | 0.17835 | 0.59523 | 0.57996 | 0.63464 | 0.57996 | 0.52286 | 0.24922
NSR Dairyland- SO2 Cap Annual v5.13 | 452 | 7415 | Rate Constraint in MTons | FALSE | L | Annual | Allowances Purchased SO2 | Thousand Tons | 0 | 0 | 0 | 0 | 0 | 0 | 0 | 0
NSR Dairyland- SO2 Cap Annual v5.13 | 452 | 7415 | Rate Constraint in MTons | FALSE | L | Annual | Allowances Sold SO2 | Thousand Tons | 0 | 0 | 0 | 0 | 0 | 0 | 0 | 0
NSR Dairyland- SO2 Cap Annual v5.13 | 452 | 7415 | Rate Constraint in MTons | FALSE | L | Annual | Allowances Banked | Thousand Tons | 0 | 0 | 0 | 0 | 0 | 0 | 0 | 0
NSR Dairyland- SO2 Cap Annual v5.13 | 452 | 7415 | Rate Constraint in MTons | FALSE | L | Annual | Allowances Withdrawn (1:1) | Thousand Tons | 0 | 0 | 0 | 0 | 0 | 0 | 0 | 0
NSR Dairyland- SO2 Cap Annual v5.13 | 452 | 7415 | Rate Constraint in MTons | FALSE | L | Annual | Allowances Withdrawn (n:1) | Thousand Tons | 0 | 0 | 0 | 0 | 0 | 0 | 0 | 0
NSR Dairyland- SO2 Cap Annual v5.13 | 452 | 7415 | Rate Constraint in MTons | FALSE | L | Annual | Net Emissions Allowance Position | Thousand Tons | 0.16717 | 0.17835 | 0.59523 | 0.57996 | 0.63464 | 0.57996 | 0.52286 | 0.24922
NSR Dairyland- SO2 Cap Annual v5.13 | 452 | 7415 | Rate Constraint in MTons | FALSE | L | Annual | Fuel Consumed | TBtu | 3.9634 | 3.9634 | 13.2274 | 12.8881 | 14.1031 | 12.8881 | 11.6191 | 5.5382
NSR Dairyland- SO2 Cap Annual v5.13 | 452 | 7415 | Rate Constraint in MTons | FALSE | L | Annual | Rate | lb/MMBtu | 0.084354 | 0.09 | 0.09 | 0.09 | 0.09 | 0.09 | 0.09 | 0.09
NSR Dairyland- SO2 Cap Annual v5.13 | 452 | 7415 | Rate Constraint in MTons | FALSE | L | Annual | Generation | TWh | 0.35258 | 0.35258 | 1.1767 | 1.1465 | 1.2546 | 1.1465 | 1.0336 | 0.49268
NSR Dairyland- SO2 Cap Annual v5.13 | 452 | 7415 | Rate Constraint in MTons | FALSE | L | Annual | Qualifying Generation | TWh | 0.35258 | 0.35258 | 1.1767 | 1.1465 | 1.2546 | 1.1465 | 1.0336 | 0.49268
NSR Dairyland- SO2 Cap Annual v5.13 | 452 | 7415 | Rate Constraint in MTons | FALSE | L | Annual | Rate | lb/MWh | 0.94823 | 1.0117 | 1.0117 | 1.0117 | 1.0117 | 1.0117 | 1.0117 | 1.0117
NSR Dairyland- SO2 Cap Annual v5.13 | 452 | 7415 | Rate Constraint in MTons | FALSE | L | Annual | Constraint Shadow Price | US2019$/Ton | 0 | 0 | 0 | 0 | 0 | 0 | 0 | 0
NSR Dominion Consent - NOX Cap Annual v3.1 | 453 | 7375 | Rate Constraint in MTons | FALSE | L | Annual | Seasons Included | Seasons | Winter, WintShld, Summer | Winter, WintShld, Summer | Winter, WintShld, Summer | Winter, WintShld, Summer | Winter, WintShld, Summer | Winter, WintShld, Summer | Winter, WintShld, Summer | Winter, WintShld, Summer
NSR Dominion Consent - NOX Cap Annual v3.1 | 453 | 7375 | Rate Constraint in MTons | FALSE | L | Annual | Standard NOX | Thousand Tons | 30.25 | 30.25 | 30.25 | 30.25 | 30.25 | 30.25 | 30.25 | 30.25
NSR Dominion Consent - NOX Cap Annual v3.1 | 453 | 7375 | Rate Constraint in MTons | FALSE | L | Annual | Emissions at Affected Plants NOX | Thousand Tons | 1.6289 | 0.94914 | 1.5616 | 1.2034 | 1.2183 | 1.6192 | 0.045913 | 0
NSR Dominion Consent - NOX Cap Annual v3.1 | 453 | 7375 | Rate Constraint in MTons | FALSE | L | Annual | Allowances Purchased NOX | Thousand Tons | 0 | 0 | 0 | 0 | 0 | 0 | 0 | 0
NSR Dominion Consent - NOX Cap Annual v3.1 | 453 | 7375 | Rate Constraint in MTons | FALSE | L | Annual | Allowances Sold NOX | Thousand Tons | 0 | 0 | 0 | 0 | 0 | 0 | 0 | 0
NSR Dominion Consent - NOX Cap Annual v3.1 | 453 | 7375 | Rate Constraint in MTons | FALSE | L | Annual | Allowances Banked | Thousand Tons | 0 | 0 | 0 | 0 | 0 | 0 | 0 | 0
NSR Dominion Consent - NOX Cap Annual v3.1 | 453 | 7375 | Rate Constraint in MTons | FALSE | L | Annual | Allowances Withdrawn (1:1) | Thousand Tons | 0 | 0 | 0 | 0 | 0 | 0 | 0 | 0
NSR Dominion Consent - NOX Cap Annual v3.1 | 453 | 7375 | Rate Constraint in MTons | FALSE | L | Annual | Allowances Withdrawn (n:1) | Thousand Tons | 0 | 0 | 0 | 0 | 0 | 0 | 0 | 0
NSR Dominion Consent - NOX Cap Annual v3.1 | 453 | 7375 | Rate Constraint in MTons | FALSE | L | Annual | Net Emissions Allowance Position | Thousand Tons | 1.6289 | 0.94914 | 1.5616 | 1.2034 | 1.2183 | 1.6192 | 0.045913 | 0
NSR Dominion Consent - NOX Cap Annual v3.1 | 453 | 7375 | Rate Constraint in MTons | FALSE | L | Annual | Fuel Consumed | TBtu | 70.6481 | 52.8367 | 68.829 | 59.3376 | 58.0932 | 70.4884 | 17.293 | 0
NSR Dominion Consent - NOX Cap Annual v3.1 | 453 | 7375 | Rate Constraint in MTons | FALSE | L | Annual | Rate | lb/MMBtu | 0.046113 | 0.035927 | 0.045375 | 0.040561 | 0.041944 | 0.045943 | 0.00531 | 0
NSR Dominion Consent - NOX Cap Annual v3.1 | 453 | 7375 | Rate Constraint in MTons | FALSE | L | Annual | Generation | TWh | 8.1869 | 6.4199 | 8.0067 | 7.0655 | 6.8737 | 8.1706 | 2.3942 | 0
NSR Dominion Consent - NOX Cap Annual v3.1 | 453 | 7375 | Rate Constraint in MTons | FALSE | L | Annual | Qualifying Generation | TWh | 8.1869 | 6.4199 | 8.0067 | 7.0655 | 6.8737 | 8.1706 | 2.3942 | 0
NSR Dominion Consent - NOX Cap Annual v3.1 | 453 | 7375 | Rate Constraint in MTons | FALSE | L | Annual | Rate | lb/MWh | 0.39793 | 0.29569 | 0.39007 | 0.34063 | 0.35449 | 0.39636 | 0.038354 | 0
NSR Dominion Consent - NOX Cap Annual v3.1 | 453 | 7375 | Rate Constraint in MTons | FALSE | L | Annual | Constraint Shadow Price | US2019$/Ton | 0 | 0 | 0 | 0 | 0 | 0 | 0 | 0
NSR Dominion Consent - NOX Rate Annual v3.1 | 454 | 7376 | Rate Constraint in lbs/MMBtu | FALSE | L | Annual | Seasons Included | Seasons | Winter, WintShld, Summer | Winter, WintShld, Summer | Winter, WintShld, Summer | Winter, WintShld, Summer | Winter, WintShld, Summer | Winter, WintShld, Summer | Winter, WintShld, Summer | Winter, WintShld, Summer
NSR Dominion Consent - NOX Rate Annual v3.1 | 454 | 7376 | Rate Constraint in lbs/MMBtu | FALSE | L | Annual | Standard NOX | lb/MMBtu | 0.15 | 0.15 | 0.15 | 0.15 | 0.15 | 0.15 | 0.15 | 0.15
NSR Dominion Consent - NOX Rate Annual v3.1 | 454 | 7376 | Rate Constraint in lbs/MMBtu | FALSE | L | Annual | Emissions at Affected Plants NOX | Thousand Tons | 1.6289 | 0.94914 | 1.5616 | 1.2034 | 1.2183 | 1.6192 | 0.045913 | 0
NSR Dominion Consent - NOX Rate Annual v3.1 | 454 | 7376 | Rate Constraint in lbs/MMBtu | FALSE | L | Annual | Allowances Purchased NOX | Thousand Tons | 0 | 0 | 0 | 0 | 0 | 0 | 0 | 0
NSR Dominion Consent - NOX Rate Annual v3.1 | 454 | 7376 | Rate Constraint in lbs/MMBtu | FALSE | L | Annual | Allowances Sold NOX | Thousand Tons | 0 | 0 | 0 | 0 | 0 | 0 | 0 | 0
NSR Dominion Consent - NOX Rate Annual v3.1 | 454 | 7376 | Rate Constraint in lbs/MMBtu | FALSE | L | Annual | Allowances Banked | Thousand Tons | 0 | 0 | 0 | 0 | 0 | 0 | 0 | 0
NSR Dominion Consent - NOX Rate Annual v3.1 | 454 | 7376 | Rate Constraint in lbs/MMBtu | FALSE | L | Annual | Allowances Withdrawn (1:1) | Thousand Tons | 0 | 0 | 0 | 0 | 0 | 0 | 0 | 0
NSR Dominion Consent - NOX Rate Annual v3.1 | 454 | 7376 | Rate Constraint in lbs/MMBtu | FALSE | L | Annual | Allowances Withdrawn (n:1) | Thousand Tons | 0 | 0 | 0 | 0 | 0 | 0 | 0 | 0
NSR Dominion Consent - NOX Rate Annual v3.1 | 454 | 7376 | Rate Constraint in lbs/MMBtu | FALSE | L | Annual | Net Emissions Allowance Position | Thousand Tons | 1.6289 | 0.94914 | 1.5616 | 1.2034 | 1.2183 | 1.6192 | 0.045913 | 0
NSR Dominion Consent - NOX Rate Annual v3.1 | 454 | 7376 | Rate Constraint in lbs/MMBtu | FALSE | L | Annual | Fuel Consumed | TBtu | 70.6481 | 52.8367 | 68.829 | 59.3376 | 58.0932 | 70.4884 | 17.293 | 0
NSR Dominion Consent - NOX Rate Annual v3.1 | 454 | 7376 | Rate Constraint in lbs/MMBtu | FALSE | L | Annual | Rate | lb/MMBtu | 0.046113 | 0.035927 | 0.045375 | 0.040561 | 0.041944 | 0.045943 | 0.00531 | 0
NSR Dominion Consent - NOX Rate Annual v3.1 | 454 | 7376 | Rate Constraint in lbs/MMBtu | FALSE | L | Annual | Generation | TWh | 8.1869 | 6.4199 | 8.0067 | 7.0655 | 6.8737 | 8.1706 | 2.3942 | 0
NSR Dominion Consent - NOX Rate Annual v3.1 | 454 | 7376 | Rate Constraint in lbs/MMBtu | FALSE | L | Annual | Qualifying Generation | TWh | 8.1869 | 6.4199 | 8.0067 | 7.0655 | 6.8737 | 8.1706 | 2.3942 | 0
NSR Dominion Consent - NOX Rate Annual v3.1 | 454 | 7376 | Rate Constraint in lbs/MMBtu | FALSE | L | Annual | Rate | lb/MWh | 0.39793 | 0.29569 | 0.39007 | 0.34063 | 0.35449 | 0.39636 | 0.038354 | 0
NSR Dominion Consent - NOX Rate Annual v3.1 | 454 | 7376 | Rate Constraint in lbs/MMBtu | FALSE | L | Annual | Constraint Shadow Price | US2019$/Ton | 0 | 0 | 0 | 0 | 0 | 0 | 0 | 0
NSR Edgewater 3-5- NOx Cap Annual v5.13 | 455 | 7416 | Rate Constraint in MTons | FALSE | L | Annual | Seasons Included | Seasons | Winter, WintShld, Summer | Winter, WintShld, Summer | Winter, WintShld, Summer | Winter, WintShld, Summer | Winter, WintShld, Summer | Winter, WintShld, Summer | Winter, WintShld, Summer | Winter, WintShld, Summer
NSR Edgewater 3-5- NOx Cap Annual v5.13 | 455 | 7416 | Rate Constraint in MTons | FALSE | L | Annual | Standard NOX | Thousand Tons | 1.1 | 1.1 | 1.1 | 1.1 | 1.1 | 1.1 | 1.1 | 1.1
NSR Edgewater 3-5- NOx Cap Annual v5.13 | 455 | 7416 | Rate Constraint in MTons | FALSE | L | Annual | Emissions at Affected Plants NOX | Thousand Tons | 0 | 0 | 0 | 0 | 0 | 0 | 0 | 0
NSR Edgewater 3-5- NOx Cap Annual v5.13 | 455 | 7416 | Rate Constraint in MTons | FALSE | L | Annual | Allowances Purchased NOX | Thousand Tons | 0 | 0 | 0 | 0 | 0 | 0 | 0 | 0
NSR Edgewater 3-5- NOx Cap Annual v5.13 | 455 | 7416 | Rate Constraint in MTons | FALSE | L | Annual | Allowances Sold NOX | Thousand Tons | 0 | 0 | 0 | 0 | 0 | 0 | 0 | 0
NSR Edgewater 3-5- NOx Cap Annual v5.13 | 455 | 7416 | Rate Constraint in MTons | FALSE | L | Annual | Allowances Banked | Thousand Tons | 0 | 0 | 0 | 0 | 0 | 0 | 0 | 0
NSR Edgewater 3-5- NOx Cap Annual v5.13 | 455 | 7416 | Rate Constraint in MTons | FALSE | L | Annual | Allowances Withdrawn (1:1) | Thousand Tons | 0 | 0 | 0 | 0 | 0 | 0 | 0 | 0
NSR Edgewater 3-5- NOx Cap Annual v5.13 | 455 | 7416 | Rate Constraint in MTons | FALSE | L | Annual | Allowances Withdrawn (n:1) | Thousand Tons | 0 | 0 | 0 | 0 | 0 | 0 | 0 | 0
NSR Edgewater 3-5- NOx Cap Annual v5.13 | 455 | 7416 | Rate Constraint in MTons | FALSE | L | Annual | Net Emissions Allowance Position | Thousand Tons | 0 | 0 | 0 | 0 | 0 | 0 | 0 | 0
NSR Edgewater 3-5- NOx Cap Annual v5.13 | 455 | 7416 | Rate Constraint in MTons | FALSE | L | Annual | Fuel Consumed | TBtu | 0 | 0 | 0 | 0 | 0 | 0 | 0 | 0
NSR Edgewater 3-5- NOx Cap Annual v5.13 | 455 | 7416 | Rate Constraint in MTons | FALSE | L | Annual | Rate | lb/MMBtu | 0 | 0 | 0 | 0 | 0 | 0 | 0 | 0
NSR Edgewater 3-5- NOx Cap Annual v5.13 | 455 | 7416 | Rate Constraint in MTons | FALSE | L | Annual | Generation | TWh | 0 | 0 | 0 | 0 | 0 | 0 | 0 | 0
NSR Edgewater 3-5- NOx Cap Annual v5.13 | 455 | 7416 | Rate Constraint in MTons | FALSE | L | Annual | Qualifying Generation | TWh | 0 | 0 | 0 | 0 | 0 | 0 | 0 | 0
NSR Edgewater 3-5- NOx Cap Annual v5.13 | 455 | 7416 | Rate Constraint in MTons | FALSE | L | Annual | Rate | lb/MWh | 0 | 0 | 0 | 0 | 0 | 0 | 0 | 0
NSR Edgewater 3-5- NOx Cap Annual v5.13 | 455 | 7416 | Rate Constraint in MTons | FALSE | L | Annual | Constraint Shadow Price | US2019$/Ton | 0 | 0 | 0 | 0 | 0 | 0 | 0 | 0
NSR Edgewater 3-5- SO2 Cap Annual v5.13 | 456 | 7417 | Rate Constraint in MTons | FALSE | L | Annual | Seasons Included | Seasons | Winter, WintShld, Summer | Winter, WintShld, Summer | Winter, WintShld, Summer | Winter, WintShld, Summer | Winter, WintShld, Summer | Winter, WintShld, Summer | Winter, WintShld, Summer | Winter, WintShld, Summer
NSR Edgewater 3-5- SO2 Cap Annual v5.13 | 456 | 7417 | Rate Constraint in MTons | FALSE | L | Annual | Standard SO2 | Thousand Tons | 1.1 | 1.1 | 1.1 | 1.1 | 1.1 | 1.1 | 1.1 | 1.1
NSR Edgewater 3-5- SO2 Cap Annual v5.13 | 456 | 7417 | Rate Constraint in MTons | FALSE | L | Annual | Emissions at Affected Plants SO2 | Thousand Tons | 0 | 0 | 0 | 0 | 0 | 0 | 0 | 0
NSR Edgewater 3-5- SO2 Cap Annual v5.13 | 456 | 7417 | Rate Constraint in MTons | FALSE | L | Annual | Allowances Purchased SO2 | Thousand Tons | 0 | 0 | 0 | 0 | 0 | 0 | 0 | 0
NSR Edgewater 3-5- SO2 Cap Annual v5.13 | 456 | 7417 | Rate Constraint in MTons | FALSE | L | Annual | Allowances Sold SO2 | Thousand Tons | 0 | 0 | 0 | 0 | 0 | 0 | 0 | 0
NSR Edgewater 3-5- SO2 Cap Annual v5.13 | 456 | 7417 | Rate Constraint in MTons | FALSE | L | Annual | Allowances Banked | Thousand Tons | 0 | 0 | 0 | 0 | 0 | 0 | 0 | 0
NSR Edgewater 3-5- SO2 Cap Annual v5.13 | 456 | 7417 | Rate Constraint in MTons | FALSE | L | Annual | Allowances Withdrawn (1:1) | Thousand Tons | 0 | 0 | 0 | 0 | 0 | 0 | 0 | 0
NSR Edgewater 3-5- SO2 Cap Annual v5.13 | 456 | 7417 | Rate Constraint in MTons | FALSE | L | Annual | Allowances Withdrawn (n:1) | Thousand Tons | 0 | 0 | 0 | 0 | 0 | 0 | 0 | 0
NSR Edgewater 3-5- SO2 Cap Annual v5.13 | 456 | 7417 | Rate Constraint in MTons | FALSE | L | Annual | Net Emissions Allowance Position | Thousand Tons | 0 | 0 | 0 | 0 | 0 | 0 | 0 | 0
NSR Edgewater 3-5- SO2 Cap Annual v5.13 | 456 | 7417 | Rate Constraint in MTons | FALSE | L | Annual | Fuel Consumed | TBtu | 0 | 0 | 0 | 0 | 0 | 0 | 0 | 0
NSR Edgewater 3-5- SO2 Cap Annual v5.13 | 456 | 7417 | Rate Constraint in MTons | FALSE | L | Annual | Rate | lb/MMBtu | 0 | 0 | 0 | 0 | 0 | 0 | 0 | 0
NSR Edgewater 3-5- SO2 Cap Annual v5.13 | 456 | 7417 | Rate Constraint in MTons | FALSE | L | Annual | Generation | TWh | 0 | 0 | 0 | 0 | 0 | 0 | 0 | 0
NSR Edgewater 3-5- SO2 Cap Annual v5.13 | 456 | 7417 | Rate Constraint in MTons | FALSE | L | Annual | Qualifying Generation | TWh | 0 | 0 | 0 | 0 | 0 | 0 | 0 | 0
NSR Edgewater 3-5- SO2 Cap Annual v5.13 | 456 | 7417 | Rate Constraint in MTons | FALSE | L | Annual | Rate | lb/MWh | 0 | 0 | 0 | 0 | 0 | 0 | 0 | 0
NSR Edgewater 3-5- SO2 Cap Annual v5.13 | 456 | 7417 | Rate Constraint in MTons | FALSE | L | Annual | Constraint Shadow Price | US2019$/Ton | 0 | 0 | 0 | 0 | 0 | 0 | 0 | 0
NSR Edgewater 5- Hg Rate Annual v5.13 | 457 | 7478 | Rate Constraint in lbs/MMBtu | FALSE | L | Annual | Seasons Included | Seasons | Winter, WintShld, Summer | Winter, WintShld, Summer | Winter, WintShld, Summer | Winter, WintShld, Summer | Winter, WintShld, Summer | Winter, WintShld, Summer | Winter, WintShld, Summer | Winter, WintShld, Summer
NSR Edgewater 5- Hg Rate Annual v5.13 | 457 | 7478 | Rate Constraint in lbs/MMBtu | FALSE | L | Annual | Standard MER | lb/MMBtu | 0.015 | 0.015 | 0.015 | 0.015 | 0.015 | 0.015 | 0.015 | 0.015
NSR Edgewater 5- Hg Rate Annual v5.13 | 457 | 7478 | Rate Constraint in lbs/MMBtu | FALSE | L | Annual | Emissions at Affected Plants MER | lbs | 0 | 0 | 0 | 0 | 0 | 0 | 0 | 0
NSR Edgewater 5- Hg Rate Annual v5.13 | 457 | 7478 | Rate Constraint in lbs/MMBtu | FALSE | L | Annual | Allowances Purchased MER | lbs | 0 | 0 | 0 | 0 | 0 | 0 | 0 | 0
NSR Edgewater 5- Hg Rate Annual v5.13 | 457 | 7478 | Rate Constraint in lbs/MMBtu | FALSE | L | Annual | Allowances Sold MER | lbs | 0 | 0 | 0 | 0 | 0 | 0 | 0 | 0
NSR Edgewater 5- Hg Rate Annual v5.13 | 457 | 7478 | Rate Constraint in lbs/MMBtu | FALSE | L | Annual | Allowances Banked | lbs | 0 | 0 | 0 | 0 | 0 | 0 | 0 | 0
NSR Edgewater 5- Hg Rate Annual v5.13 | 457 | 7478 | Rate Constraint in lbs/MMBtu | FALSE | L | Annual | Allowances Withdrawn (1:1) | lbs | 0 | 0 | 0 | 0 | 0 | 0 | 0 | 0
NSR Edgewater 5- Hg Rate Annual v5.13 | 457 | 7478 | Rate Constraint in lbs/MMBtu | FALSE | L | Annual | Allowances Withdrawn (n:1) | lbs | 0 | 0 | 0 | 0 | 0 | 0 | 0 | 0
NSR Edgewater 5- Hg Rate Annual v5.13 | 457 | 7478 | Rate Constraint in lbs/MMBtu | FALSE | L | Annual | Net Emissions Allowance Position | lbs | 0 | 0 | 0 | 0 | 0 | 0 | 0 | 0
NSR Edgewater 5- Hg Rate Annual v5.13 | 457 | 7478 | Rate Constraint in lbs/MMBtu | FALSE | L | Annual | Fuel Consumed | TBtu | 0 | 0 | 0 | 0 | 0 | 0 | 0 | 0
NSR Edgewater 5- Hg Rate Annual v5.13 | 457 | 7478 | Rate Constraint in lbs/MMBtu | FALSE | L | Annual | Rate | lb/MMBtu | 0 | 0 | 0 | 0 | 0 | 0 | 0 | 0
NSR Edgewater 5- Hg Rate Annual v5.13 | 457 | 7478 | Rate Constraint in lbs/MMBtu | FALSE | L | Annual | Generation | TWh | 0 | 0 | 0 | 0 | 0 | 0 | 0 | 0
NSR Edgewater 5- Hg Rate Annual v5.13 | 457 | 7478 | Rate Constraint in lbs/MMBtu | FALSE | L | Annual | Qualifying Generation | TWh | 0 | 0 | 0 | 0 | 0 | 0 | 0 | 0
NSR Edgewater 5- Hg Rate Annual v5.13 | 457 | 7478 | Rate Constraint in lbs/MMBtu | FALSE | L | Annual | Rate | lb/MWh | 0 | 0 | 0 | 0 | 0 | 0 | 0 | 0
NSR Edgewater 5- Hg Rate Annual v5.13 | 457 | 7478 | Rate Constraint in lbs/MMBtu | FALSE | L | Annual | Constraint Shadow Price | US2019$/Lb | 0 | 0 | 0 | 0 | 0 | 0 | 0 | 0
NSR Edgewater 5- NOx Rate Annual v5.13 | 458 | 7477 | Rate Constraint in lbs/MMBtu | FALSE | L | Annual | Seasons Included | Seasons | Winter, WintShld, Summer | Winter, WintShld, Summer | Winter, WintShld, Summer | Winter, WintShld, Summer | Winter, WintShld, Summer | Winter, WintShld, Summer | Winter, WintShld, Summer | Winter, WintShld, Summer
NSR Edgewater 5- NOx Rate Annual v5.13 | 458 | 7477 | Rate Constraint in lbs/MMBtu | FALSE | L | Annual | Standard NOX | lb/MMBtu | 0.07 | 0.07 | 0.07 | 0.07 | 0.07 | 0.07 | 0.07 | 0.07
NSR Edgewater 5- NOx Rate Annual v5.13 | 458 | 7477 | Rate Constraint in lbs/MMBtu | FALSE | L | Annual | Emissions at Affected Plants NOX | Thousand Tons | 0 | 0 | 0 | 0 | 0 | 0 | 0 | 0
NSR Edgewater 5- NOx Rate Annual v5.13 | 458 | 7477 | Rate Constraint in lbs/MMBtu | FALSE | L | Annual | Allowances Purchased NOX | Thousand Tons | 0 | 0 | 0 | 0 | 0 | 0 | 0 | 0
NSR Edgewater 5- NOx Rate Annual v5.13 | 458 | 7477 | Rate Constraint in lbs/MMBtu | FALSE | L | Annual | Allowances Sold NOX | Thousand Tons | 0 | 0 | 0 | 0 | 0 | 0 | 0 | 0
NSR Edgewater 5- NOx Rate Annual v5.13 | 458 | 7477 | Rate Constraint in lbs/MMBtu | FALSE | L | Annual | Allowances Banked | Thousand Tons | 0 | 0 | 0 | 0 | 0 | 0 | 0 | 0
NSR Edgewater 5- NOx Rate Annual v5.13 | 458 | 7477 | Rate Constraint in lbs/MMBtu | FALSE | L | Annual | Allowances Withdrawn (1:1) | Thousand Tons | 0 | 0 | 0 | 0 | 0 | 0 | 0 | 0
NSR Edgewater 5- NOx Rate Annual v5.13 | 458 | 7477 | Rate Constraint in lbs/MMBtu | FALSE | L | Annual | Allowances Withdrawn (n:1) | Thousand Tons | 0 | 0 | 0 | 0 | 0 | 0 | 0 | 0
NSR Edgewater 5- NOx Rate Annual v5.13 | 458 | 7477 | Rate Constraint in lbs/MMBtu | FALSE | L | Annual | Net Emissions Allowance Position | Thousand Tons | 0 | 0 | 0 | 0 | 0 | 0 | 0 | 0
NSR Edgewater 5- NOx Rate Annual v5.13 | 458 | 7477 | Rate Constraint in lbs/MMBtu | FALSE | L | Annual | Fuel Consumed | TBtu | 0 | 0 | 0 | 0 | 0 | 0 | 0 | 0
NSR Edgewater 5- NOx Rate Annual v5.13 | 458 | 7477 | Rate Constraint in lbs/MMBtu | FALSE | L | Annual | Rate | lb/MMBtu | 0 | 0 | 0 | 0 | 0 | 0 | 0 | 0
NSR Edgewater 5- NOx Rate Annual v5.13 | 458 | 7477 | Rate Constraint in lbs/MMBtu | FALSE | L | Annual | Generation | TWh | 0 | 0 | 0 | 0 | 0 | 0 | 0 | 0
NSR Edgewater 5- NOx Rate Annual v5.13 | 458 | 7477 | Rate Constraint in lbs/MMBtu | FALSE | L | Annual | Qualifying Generation | TWh | 0 | 0 | 0 | 0 | 0 | 0 | 0 | 0
NSR Edgewater 5- NOx Rate Annual v5.13 | 458 | 7477 | Rate Constraint in lbs/MMBtu | FALSE | L | Annual | Rate | lb/MWh | 0 | 0 | 0 | 0 | 0 | 0 | 0 | 0
NSR Edgewater 5- NOx Rate Annual v5.13 | 458 | 7477 | Rate Constraint in lbs/MMBtu | FALSE | L | Annual | Constraint Shadow Price | US2019$/Ton | 0 | 0 | 0 | 0 | 0 | 0 | 0 | 0
NSR Edgewater 5- SO2 Rate Annual v5.13 | 459 | 7476 | Rate Constraint in lbs/MMBtu | FALSE | L | Annual | Seasons Included | Seasons | Winter, WintShld, Summer | Winter, WintShld, Summer | Winter, WintShld, Summer | Winter, WintShld, Summer | Winter, WintShld, Summer | Winter, WintShld, Summer | Winter, WintShld, Summer | Winter, WintShld, Summer
NSR Edgewater 5- SO2 Rate Annual v5.13 | 459 | 7476 | Rate Constraint in lbs/MMBtu | FALSE | L | Annual | Standard SO2 | lb/MMBtu | 0.075 | 0.075 | 0.075 | 0.075 | 0.075 | 0.075 | 0.075 | 0.075
NSR Edgewater 5- SO2 Rate Annual v5.13 | 459 | 7476 | Rate Constraint in lbs/MMBtu | FALSE | L | Annual | Emissions at Affected Plants SO2 | Thousand Tons | 0 | 0 | 0 | 0 | 0 | 0 | 0 | 0
NSR Edgewater 5- SO2 Rate Annual v5.13 | 459 | 7476 | Rate Constraint in lbs/MMBtu | FALSE | L | Annual | Allowances Purchased SO2 | Thousand Tons | 0 | 0 | 0 | 0 | 0 | 0 | 0 | 0
NSR Edgewater 5- SO2 Rate Annual v5.13 | 459 | 7476 | Rate Constraint in lbs/MMBtu | FALSE | L | Annual | Allowances Sold SO2 | Thousand Tons | 0 | 0 | 0 | 0 | 0 | 0 | 0 | 0
NSR Edgewater 5- SO2 Rate Annual v5.13 | 459 | 7476 | Rate Constraint in lbs/MMBtu | FALSE | L | Annual | Allowances Banked | Thousand Tons | 0 | 0 | 0 | 0 | 0 | 0 | 0 | 0
NSR Edgewater 5- SO2 Rate Annual v5.13 | 459 | 7476 | Rate Constraint in lbs/MMBtu | FALSE | L | Annual | Allowances Withdrawn (1:1) | Thousand Tons | 0 | 0 | 0 | 0 | 0 | 0 | 0 | 0
NSR Edgewater 5- SO2 Rate Annual v5.13 | 459 | 7476 | Rate Constraint in lbs/MMBtu | FALSE | L | Annual | Allowances Withdrawn (n:1) | Thousand Tons | 0 | 0 | 0 | 0 | 0 | 0 | 0 | 0
NSR Edgewater 5- SO2 Rate Annual v5.13 | 459 | 7476 | Rate Constraint in lbs/MMBtu | FALSE | L | Annual | Net Emissions Allowance Position | Thousand Tons | 0 | 0 | 0 | 0 | 0 | 0 | 0 | 0
NSR Edgewater 5- SO2 Rate Annual v5.13 | 459 | 7476 | Rate Constraint in lbs/MMBtu | FALSE | L | Annual | Fuel Consumed | TBtu | 0 | 0 | 0 | 0 | 0 | 0 | 0 | 0
NSR Edgewater 5- SO2 Rate Annual v5.13 | 459 | 7476 | Rate Constraint in lbs/MMBtu | FALSE | L | Annual | Rate | lb/MMBtu | 0 | 0 | 0 | 0 | 0 | 0 | 0 | 0
NSR Edgewater 5- SO2 Rate Annual v5.13 | 459 | 7476 | Rate Constraint in lbs/MMBtu | FALSE | L | Annual | Generation | TWh | 0 | 0 | 0 | 0 | 0 | 0 | 0 | 0
NSR Edgewater 5- SO2 Rate Annual v5.13 | 459 | 7476 | Rate Constraint in lbs/MMBtu | FALSE | L | Annual | Qualifying Generation | TWh | 0 | 0 | 0 | 0 | 0 | 0 | 0 | 0
NSR Edgewater 5- SO2 Rate Annual v5.13 | 459 | 7476 | Rate Constraint in lbs/MMBtu | FALSE | L | Annual | Rate | lb/MWh | 0 | 0 | 0 | 0 | 0 | 0 | 0 | 0
NSR Edgewater 5- SO2 Rate Annual v5.13 | 459 | 7476 | Rate Constraint in lbs/MMBtu | FALSE | L | Annual | Constraint Shadow Price | US2019$/Ton | 0 | 0 | 0 | 0 | 0 | 0 | 0 | 0
NSR EKPC Consent - NOX Cap Annual v3.1 | 460 | 7378 | Rate Constraint in MTons | FALSE | L | Annual | Seasons Included | Seasons | Winter, WintShld, Summer | Winter, WintShld, Summer | Winter, WintShld, Summer | Winter, WintShld, Summer | Winter, WintShld, Summer | Winter, WintShld, Summer | Winter, WintShld, Summer | Winter, WintShld, Summer
NSR EKPC Consent - NOX Cap Annual v3.1 | 460 | 7378 | Rate Constraint in MTons | FALSE | L | Annual | Standard NOX | Thousand Tons | 8 | 8 | 8 | 8 | 8 | 8 | 8 | 8
NSR EKPC Consent - NOX Cap Annual v3.1 | 460 | 7378 | Rate Constraint in MTons | FALSE | L | Annual | Emissions at Affected Plants NOX | Thousand Tons | 2.143 | 2.1177 | 2.1819 | 2.1819 | 2.1819 | 2.1717 | 2.1538 | 1.6303
NSR EKPC Consent - NOX Cap Annual v3.1 | 460 | 7378 | Rate Constraint in MTons | FALSE | L | Annual | Allowances Purchased NOX | Thousand Tons | 0 | 0 | 0 | 0 | 0 | 0 | 0 | 0
NSR EKPC Consent - NOX Cap Annual v3.1 | 460 | 7378 | Rate Constraint in MTons | FALSE | L | Annual | Allowances Sold NOX | Thousand Tons | 0 | 0 | 0 | 0 | 0 | 0 | 0 | 0
NSR EKPC Consent - NOX Cap Annual v3.1 | 460 | 7378 | Rate Constraint in MTons | FALSE | L | Annual | Allowances Banked | Thousand Tons | 0 | 0 | 0 | 0 | 0 | 0 | 0 | 0
NSR EKPC Consent - NOX Cap Annual v3.1 | 460 | 7378 | Rate Constraint in MTons | FALSE | L | Annual | Allowances Withdrawn (1:1) | Thousand Tons | 0 | 0 | 0 | 0 | 0 | 0 | 0 | 0
NSR EKPC Consent - NOX Cap Annual v3.1 | 460 | 7378 | Rate Constraint in MTons | FALSE | L | Annual | Allowances Withdrawn (n:1) | Thousand Tons | 0 | 0 | 0 | 0 | 0 | 0 | 0 | 0
NSR EKPC Consent - NOX Cap Annual v3.1 | 460 | 7378 | Rate Constraint in MTons | FALSE | L | Annual | Net Emissions Allowance Position | Thousand Tons | 2.143 | 2.1177 | 2.1819 | 2.1819 | 2.1819 | 2.1717 | 2.1538 | 1.6303
NSR EKPC Consent - NOX Cap Annual v3.1 | 460 | 7378 | Rate Constraint in MTons | FALSE | L | Annual | Fuel Consumed | TBtu | 52.6649 | 52.058 | 53.6534 | 53.6534 | 53.6534 | 53.6534 | 53.2244 | 40.5488
NSR EKPC Consent - NOX Cap Annual v3.1 | 460 | 7378 | Rate Constraint in MTons | FALSE | L | Annual | Rate | lb/MMBtu | 0.081383 | 0.08136 | 0.081333 | 0.081333 | 0.081333 | 0.080952 | 0.080934 | 0.080413
NSR EKPC Consent - NOX Cap Annual v3.1 | 460 | 7378 | Rate Constraint in MTons | FALSE | L | Annual | Generation | TWh | 5.2026 | 5.1425 | 5.3002 | 5.3002 | 5.3002 | 5.3002 | 5.2578 | 4.0057
NSR EKPC Consent - NOX Cap Annual v3.1 | 460 | 7378 | Rate Constraint in MTons | FALSE | L | Annual | Qualifying Generation | TWh | 5.2026 | 5.1425 | 5.3002 | 5.3002 | 5.3002 | 5.3002 | 5.2578 | 4.0057
NSR EKPC Consent - NOX Cap Annual v3.1 | 460 | 7378 | Rate Constraint in MTons | FALSE | L | Annual | Rate | lb/MWh | 0.82382 | 0.82361 | 0.82333 | 0.82333 | 0.82333 | 0.81947 | 0.81929 | 0.814
NSR EKPC Consent - NOX Cap Annual v3.1 | 460 | 7378 | Rate Constraint in MTons | FALSE | L | Annual | Constraint Shadow Price | US2019$/Ton | 0 | 0 | 0 | 0 | 0 | 0 | 0 | 0
NSR EKPC Consent - SO2 Cap Annual v3.1 | 461 | 7377 | Rate Constraint in MTons | FALSE | L | Annual | Seasons Included | Seasons | Winter, WintShld, Summer | Winter, WintShld, Summer | Winter, WintShld, Summer | Winter, WintShld, Summer | Winter, WintShld, Summer | Winter, WintShld, Summer | Winter, WintShld, Summer | Winter, WintShld, Summer
NSR EKPC Consent - SO2 Cap Annual v3.1 | 461 | 7377 | Rate Constraint in MTons | FALSE | L | Annual | Standard SO2 | Thousand Tons | 28 | 28 | 28 | 28 | 28 | 28 | 28 | 28
NSR EKPC Consent - SO2 Cap Annual v3.1 | 461 | 7377 | Rate Constraint in MTons | FALSE | L | Annual | Emissions at Affected Plants SO2 | Thousand Tons | 2.2496 | 2.2248 | 2.2841 | 2.2841 | 2.2841 | 2.2841 | 2.1144 | 1.5751
NSR EKPC Consent - SO2 Cap Annual v3.1 | 461 | 7377 | Rate Constraint in MTons | FALSE | L | Annual | Allowances Purchased SO2 | Thousand Tons | 0 | 0 | 0 | 0 | 0 | 0 | 0 | 0
NSR EKPC Consent - SO2 Cap Annual v3.1 | 461 | 7377 | Rate Constraint in MTons | FALSE | L | Annual | Allowances Sold SO2 | Thousand Tons | 0 | 0 | 0 | 0 | 0 | 0 | 0 | 0
NSR EKPC Consent - SO2 Cap Annual v3.1 | 461 | 7377 | Rate Constraint in MTons | FALSE | L | Annual | Allowances Banked | Thousand Tons | 0 | 0 | 0 | 0 | 0 | 0 | 0 | 0
NSR EKPC Consent - SO2 Cap Annual v3.1 | 461 | 7377 | Rate Constraint in MTons | FALSE | L | Annual | Allowances Withdrawn (1:1) | Thousand Tons | 0 | 0 | 0 | 0 | 0 | 0 | 0 | 0
NSR EKPC Consent - SO2 Cap Annual v3.1 | 461 | 7377 | Rate Constraint in MTons | FALSE | L | Annual | Allowances Withdrawn (n:1) | Thousand Tons | 0 | 0 | 0 | 0 | 0 | 0 | 0 | 0
NSR EKPC Consent - SO2 Cap Annual v3.1 | 461 | 7377 | Rate Constraint in MTons | FALSE | L | Annual | Net Emissions Allowance Position | Thousand Tons | 2.2496 | 2.2248 | 2.2841 | 2.2841 | 2.2841 | 2.2841 | 2.1144 | 1.5751
NSR EKPC Consent - SO2 Cap Annual v3.1 | 461 | 7377 | Rate Constraint in MTons | FALSE | L | Annual | Fuel Consumed | TBtu | 52.6649 | 52.058 | 53.6534 | 53.6534 | 53.6534 | 53.6534 | 53.2244 | 40.5488
NSR EKPC Consent - SO2 Cap Annual v3.1 | 461 | 7377 | Rate Constraint in MTons | FALSE | L | Annual | Rate | lb/MMBtu | 0.085432 | 0.085474 | 0.085142 | 0.085142 | 0.085142 | 0.085142 | 0.079453 | 0.077689
NSR EKPC Consent - SO2 Cap Annual v3.1 | 461 | 7377 | Rate Constraint in MTons | FALSE | L | Annual | Generation | TWh | 5.2026 | 5.1425 | 5.3002 | 5.3002 | 5.3002 | 5.3002 | 5.2578 | 4.0057
NSR EKPC Consent - SO2 Cap Annual v3.1 | 461 | 7377 | Rate Constraint in MTons | FALSE | L | Annual | Qualifying Generation | TWh | 5.2026 | 5.1425 | 5.3002 | 5.3002 | 5.3002 | 5.3002 | 5.2578 | 4.0057
NSR EKPC Consent - SO2 Cap Annual v3.1 | 461 | 7377 | Rate Constraint in MTons | FALSE | L | Annual | Rate | lb/MWh | 0.86481 | 0.86526 | 0.86189 | 0.86189 | 0.86189 | 0.86189 | 0.8043 | 0.78643
NSR EKPC Consent - SO2 Cap Annual v3.1 | 461 | 7377 | Rate Constraint in MTons | FALSE | L | Annual | Constraint Shadow Price | US2019$/Ton | 0 | 0 | 0 | 0 | 0 | 0 | 0 | 0
NSR FB Culley 3 - NOX Rate Annual v3.1, Unit 3568 and retrofits | 462 | 7424 | Rate Constraint in lbs/MMBtu | FALSE | L | Annual | Seasons Included | Seasons | Winter, WintShld, Summer | Winter, WintShld, Summer | Winter, WintShld, Summer | Winter, WintShld, Summer | Winter, WintShld, Summer | Winter, WintShld, Summer | Winter, WintShld, Summer | Winter, WintShld, Summer
NSR FB Culley 3 - NOX Rate Annual v3.1, Unit 3568 and retrofits | 462 | 7424 | Rate Constraint in lbs/MMBtu | FALSE | L | Annual | Standard NOX | lb/MMBtu | 0.121 | 0.121 | 0.121 | 0.121 | 0.121 | 0.121 | 0.121 | 0.121
NSR FB Culley 3 - NOX Rate Annual v3.1, Unit 3568 and retrofits | 462 | 7424 | Rate Constraint in lbs/MMBtu | FALSE | L | Annual | Emissions at Affected Plants NOX | Thousand Tons | 0.8875 | 0.75027 | 0.77407 | 0.77407 | 0.87566 | 0.82007 | 0.51293 | 0.35409
NSR FB Culley 3 - NOX Rate Annual v3.1, Unit 3568 and retrofits | 462 | 7424 | Rate Constraint in lbs/MMBtu | FALSE | L | Annual | Allowances Purchased NOX | Thousand Tons | 0 | 0 | 0 | 0 | 0 | 0 | 0 | 0
NSR FB Culley 3 - NOX Rate Annual v3.1, Unit 3568 and retrofits | 462 | 7424 | Rate Constraint in lbs/MMBtu | FALSE | L | Annual | Allowances Sold NOX | Thousand Tons | 0 | 0 | 0 | 0 | 0 | 0 | 0 | 0
NSR FB Culley 3 - NOX Rate Annual v3.1, Unit 3568 and retrofits | 462 | 7424 | Rate Constraint in lbs/MMBtu | FALSE | L | Annual | Allowances Banked | Thousand Tons | 0 | 0 | 0 | 0 | 0 | 0 | 0 | 0
NSR FB Culley 3 - NOX Rate Annual v3.1, Unit 3568 and retrofits | 462 | 7424 | Rate Constraint in lbs/MMBtu | FALSE | L | Annual | Allowances Withdrawn (1:1) | Thousand Tons | 0 | 0 | 0 | 0 | 0 | 0 | 0 | 0
NSR FB Culley 3 - NOX Rate Annual v3.1, Unit 3568 and retrofits | 462 | 7424 | Rate Constraint in lbs/MMBtu | FALSE | L | Annual | Allowances Withdrawn (n:1) | Thousand Tons | 0 | 0 | 0 | 0 | 0 | 0 | 0 | 0
NSR FB Culley 3 - NOX Rate Annual v3.1, Unit 3568 and retrofits | 462 | 7424 | Rate Constraint in lbs/MMBtu | FALSE | L | Annual | Net Emissions Allowance Position | Thousand Tons | 0.8875 | 0.75027 | 0.77407 | 0.77407 | 0.87566 | 0.82007 | 0.51293 | 0.35409
NSR FB Culley 3 - NOX Rate Annual v3.1, Unit 3568 and retrofits | 462 | 7424 | Rate Constraint in lbs/MMBtu | FALSE | L | Annual | Fuel Consumed | TBtu | 18.6588 | 15.7203 | 16.1708 | 16.1708 | 18.373 | 17.3207 | 11.5069 | 7.9469
NSR FB Culley 3 - NOX Rate Annual v3.1, Unit 3568 and retrofits | 462 | 7424 | Rate Constraint in lbs/MMBtu | FALSE | L | Annual | Rate | lb/MMBtu | 0.095129 | 0.095453 | 0.095737 | 0.095737 | 0.095321 | 0.094692 | 0.089151 | 0.089115
NSR FB Culley 3 - NOX Rate Annual v3.1, Unit 3568 and retrofits | 462 | 7424 | Rate Constraint in lbs/MMBtu | FALSE | L | Annual | Generation | TWh | 1.7264 | 1.4545 | 1.4962 | 1.4962 | 1.6999 | 1.6026 | 1.0647 | 0.73528
NSR FB Culley 3 - NOX Rate Annual v3.1, Unit 3568 and retrofits | 462 | 7424 | Rate Constraint in lbs/MMBtu | FALSE | L | Annual | Qualifying Generation | TWh | 1.7264 | 1.4545 | 1.4962 | 1.4962 | 1.6999 | 1.6026 | 1.0647 | 0.73528
NSR FB Culley 3 - NOX Rate Annual v3.1, Unit 3568 and retrofits | 462 | 7424 | Rate Constraint in lbs/MMBtu | FALSE | L | Annual | Rate | lb/MWh | 1.0282 | 1.0317 | 1.0347 | 1.0347 | 1.0302 | 1.0234 | 0.96355 | 0.96315
NSR FB Culley 3 - NOX Rate Annual v3.1, Unit 3568 and retrofits | 462 | 7424 | Rate Constraint in lbs/MMBtu | FALSE | L | Annual | Constraint Shadow Price | US2019$/Ton | 0 | 0 | 0 | 0 | 0 | 0 | 0 | 0
NSR Four Corners 4,5 - NOX Cap Annual v5.16 | 463 | 7501 | Rate Constraint in MTons | FALSE | L | Annual | Seasons Included | Seasons | Winter, WintShld, Summer | Winter, WintShld, Summer | Winter, WintShld, Summer | Winter, WintShld, Summer | Winter, WintShld, Summer | Winter, WintShld, Summer | Winter, WintShld, Summer | Winter, WintShld, Summer
NSR Four Corners 4,5 - NOX Cap Annual v5.16 | 463 | 7501 | Rate Constraint in MTons | FALSE | L | Annual | Standard NOX | Thousand Tons | 4.968 | 4.968 | 4.968 | 4.968 | 4.968 | 4.968 | 4.968 | 4.968
NSR Four Corners 4,5 - NOX Cap Annual v5.16 | 463 | 7501 | Rate Constraint in MTons | FALSE | L | Annual | Emissions at Affected Plants NOX | Thousand Tons | 2.7348 | 2.7348 | 2.7178 | 2.7178 | 2.7178 | 2.7178 | 2.7178 | 1.9345
NSR Four Corners 4,5 - NOX Cap Annual v5.16 | 463 | 7501 | Rate Constraint in MTons | FALSE | L | Annual | Allowances Purchased NOX | Thousand Tons | 0 | 0 | 0 | 0 | 0 | 0 | 0 | 0
NSR Four Corners 4,5 - NOX Cap Annual v5.16 | 463 | 7501 | Rate Constraint in MTons | FALSE | L | Annual | Allowances Sold NOX | Thousand Tons | 0 | 0 | 0 | 0 | 0 | 0 | 0 | 0
NSR Four Corners 4,5 - NOX Cap Annual v5.16 | 463 | 7501 | Rate Constraint in MTons | FALSE | L | Annual | Allowances Banked | Thousand Tons | 0 | 0 | 0 | 0 | 0 | 0 | 0 | 0
NSR Four Corners 4,5 - NOX Cap Annual v5.16 | 463 | 7501 | Rate Constraint in MTons | FALSE | L | Annual | Allowances Withdrawn (1:1) | Thousand Tons | 0 | 0 | 0 | 0 | 0 | 0 | 0 | 0
NSR Four Corners 4,5 - NOX Cap Annual v5.16 | 463 | 7501 | Rate Constraint in MTons | FALSE | L | Annual | Allowances Withdrawn (n:1) | Thousand Tons | 0 | 0 | 0 | 0 | 0 | 0 | 0 | 0
NSR Four Corners 4,5 - NOX Cap Annual v5.16 | 463 | 7501 | Rate Constraint in MTons | FALSE | L | Annual | Net Emissions Allowance Position | Thousand Tons | 2.7348 | 2.7348 | 2.7178 | 2.7178 | 2.7178 | 2.7178 | 2.7178 | 1.9345
NSR Four Corners 4,5 - NOX Cap Annual v5.16 | 463 | 7501 | Rate Constraint in MTons | FALSE | L | Annual | Fuel Consumed | TBtu | 89.4286 | 89.4286 | 89.4286 | 89.4286 | 89.4286 | 89.4286 | 89.4286 | 64.4986
NSR Four Corners 4,5 - NOX Cap Annual v5.16 | 463 | 7501 | Rate Constraint in MTons | FALSE | L | Annual | Rate | lb/MMBtu | 0.061161 | 0.061161 | 0.06078 | 0.06078 | 0.06078 | 0.06078 | 0.06078 | 0.059984
NSR Four Corners 4,5 - NOX Cap Annual v5.16 | 463 | 7501 | Rate Constraint in MTons | FALSE | L | Annual | Generation | TWh | 9.1546 | 9.1546 | 7.6702 | 7.6702 | 7.6702 | 7.6702 | 7.6702 | 5.3124
NSR Four Corners 4,5 - NOX Cap Annual v5.16 | 463 | 7501 | Rate Constraint in MTons | FALSE | L | Annual | Qualifying Generation | TWh | 9.1546 | 9.1546 | 7.6702 | 7.6702 | 7.6702 | 7.6702 | 7.6702 | 5.3124
NSR Four Corners 4,5 - NOX Cap Annual v5.16 | 463 | 7501 | Rate Constraint in MTons | FALSE | L | Annual | Rate | lb/MWh | 0.59746 | 0.59746 | 0.70865 | 0.70865 | 0.70865 | 0.70865 | 0.70865 | 0.72828
NSR Four Corners 4,5 - NOX Cap Annual v5.16 | 463 | 7501 | Rate Constraint in MTons | FALSE | L | Annual | Constraint Shadow Price | US2019$/Ton | 0 | 0 | 0 | 0 | 0 | 0 | 0 | 0
NSR Four Corners 4,5 - NOX Rate Annual v5.16 | 464 | 7500 | Rate Constraint in lbs/MMBtu | FALSE | L | Annual | Seasons Included | Seasons | Winter, WintShld, Summer | Winter, WintShld, Summer | Winter, WintShld, Summer | Winter, WintShld, Summer | Winter, WintShld, Summer | Winter, WintShld, Summer | Winter, WintShld, Summer | Winter, WintShld, Summer
NSR Four Corners 4,5 - NOX Rate Annual v5.16 | 464 | 7500 | Rate Constraint in lbs/MMBtu | FALSE | L | Annual | Standard NOX | lb/MMBtu | 0.08 | 0.08 | 0.08 | 0.08 | 0.08 | 0.08 | 0.08 | 0.08
NSR Four Corners 4,5 - NOX Rate Annual v5.16 | 464 | 7500 | Rate Constraint in lbs/MMBtu | FALSE | L | Annual | Emissions at Affected Plants NOX | Thousand Tons | 2.7348 | 2.7348 | 2.7178 | 2.7178 | 2.7178 | 2.7178 | 2.7178 | 1.9345
NSR Four Corners 4,5 - NOX Rate Annual v5.16 | 464 | 7500 | Rate Constraint in lbs/MMBtu | FALSE | L | Annual | Allowances Purchased NOX | Thousand Tons | 0 | 0 | 0 | 0 | 0 | 0 | 0 | 0
NSR Four Corners 4,5 - NOX Rate Annual v5.16 | 464 | 7500 | Rate Constraint in lbs/MMBtu | FALSE | L | Annual | Allowances Sold NOX | Thousand Tons | 0 | 0 | 0 | 0 | 0 | 0 | 0 | 0
NSR Four Corners 4,5 - NOX Rate Annual v5.16 | 464 | 7500 | Rate Constraint in lbs/MMBtu | FALSE | L | Annual | Allowances Banked | Thousand Tons | 0 | 0 | 0 | 0 | 0 | 0 | 0 | 0
NSR Four Corners 4,5 - NOX Rate Annual v5.16 | 464 | 7500 | Rate Constraint in lbs/MMBtu | FALSE | L | Annual | Allowances Withdrawn (1:1) | Thousand Tons | 0 | 0 | 0 | 0 | 0 | 0 | 0 | 0
NSR Four Corners 4,5 - NOX Rate Annual v5.16 | 464 | 7500 | Rate Constraint in lbs/MMBtu | FALSE | L | Annual | Allowances Withdrawn (n:1) | Thousand Tons | 0 | 0 | 0 | 0 | 0 | 0 | 0 | 0
NSR Four Corners 4,5 - NOX Rate Annual v5.16 | 464 | 7500 | Rate Constraint in lbs/MMBtu | FALSE | L | Annual | Net Emissions Allowance Position | Thousand Tons | 2.7348 | 2.7348 | 2.7178 | 2.7178 | 2.7178 | 2.7178 | 2.7178 | 1.9345
NSR Four Corners 4,5 - NOX Rate Annual v5.16 | 464 | 7500 | Rate Constraint in lbs/MMBtu | FALSE | L | Annual | Fuel Consumed | TBtu | 89.4286 | 89.4286 | 89.4286 | 89.4286 | 89.4286 | 89.4286 | 89.4286 | 64.4986
NSR Four Corners 4,5 - NOX Rate Annual v5.16 | 464 | 7500 | Rate Constraint in lbs/MMBtu | FALSE | L | Annual | Rate | lb/MMBtu | 0.061161 | 0.061161 | 0.06078 | 0.06078 | 0.06078 | 0.06078 | 0.06078 | 0.059984
NSR Four Corners 4,5 - NOX Rate Annual v5.16 | 464 | 7500 | Rate Constraint in lbs/MMBtu | FALSE | L | Annual | Generation | TWh | 9.1546 | 9.1546 | 7.6702 | 7.6702 | 7.6702 | 7.6702 | 7.6702 | 5.3124
NSR Four Corners 4,5 - NOX Rate Annual v5.16 | 464 | 7500 | Rate Constraint in lbs/MMBtu | FALSE | L | Annual | Qualifying Generation | TWh | 9.1546 | 9.1546 | 7.6702 | 7.6702 | 7.6702 | 7.6702 | 7.6702 | 5.3124
NSR Four Corners 4,5 - NOX Rate Annual v5.16 | 464 | 7500 | Rate Constraint in lbs/MMBtu | FALSE | L | Annual | Rate | lb/MWh | 0.59746 | 0.59746 | 0.70865 | 0.70865 | 0.70865 | 0.70865 | 0.70865 | 0.72828
NSR Four Corners 4,5 - NOX Rate Annual v5.16 | 464 | 7500 | Rate Constraint in lbs/MMBtu | FALSE | L | Annual | Constraint Shadow Price | US2019$/Ton | 0 | 0 | 0 | 0 | 0 | 0 | 0 | 0
NSR Four Corners 4,5 - SO2 Cap Annual v5.16 | 465 | 7499 | Rate Constraint in MTons | FALSE | L | Annual | Seasons Included | Seasons | Winter, WintShld, Summer | Winter, WintShld, Summer | Winter, WintShld, Summer | Winter, WintShld, Summer | Winter, WintShld, Summer | Winter, WintShld, Summer | Winter, WintShld, Summer | Winter, WintShld, Summer
NSR Four Corners 4,5 - SO2 Cap Annual v5.16 | 465 | 7499 | Rate Constraint in MTons | FALSE | L | Annual | Standard SO2 | Thousand Tons | 6.8 | 6.8 | 6.8 | 6.8 | 6.8 | 6.8 | 6.8 | 6.8
NSR Four Corners 4,5 - SO2 Cap Annual v5.16 | 465 | 7499 | Rate Constraint in MTons | FALSE | L | Annual | Emissions at Affected Plants SO2 | Thousand Tons | 6.8 | 6.8 | 6.8 | 6.8 | 6.8 | 6.8 | 6.8 | 4.9044
NSR Four Corners 4,5 - SO2 Cap Annual v5.16 | 465 | 7499 | Rate Constraint in MTons | FALSE | L | Annual | Allowances Purchased SO2 | Thousand Tons | 0 | 0 | 0 | 0 | 0 | 0 | 0 | 0
NSR Four Corners 4,5 - SO2 Cap Annual v5.16 | 465 | 7499 | Rate Constraint in MTons | FALSE | L | Annual | Allowances Sold SO2 | Thousand Tons | 0 | 0 | 0 | 0 | 0 | 0 | 0 | 0
NSR Four Corners 4,5 - SO2 Cap Annual v5.16 | 465 | 7499 | Rate Constraint in MTons | FALSE | L | Annual | Allowances Banked | Thousand Tons | 0 | 0 | 0 | 0 | 0 | 0 | 0 | 0
NSR Four Corners 4,5 - SO2 Cap Annual v5.16 | 465 | 7499 | Rate Constraint in MTons | FALSE | L | Annual | Allowances Withdrawn (1:1) | Thousand Tons | 0 | 0 | 0 | 0 | 0 | 0 | 0 | 0
NSR Four Corners 4,5 - SO2 Cap Annual v5.16 | 465 | 7499 | Rate Constraint in MTons | FALSE | L | Annual | Allowances Withdrawn (n:1) | Thousand Tons | 0 | 0 | 0 | 0 | 0 | 0 | 0 | 0
NSR Four Corners 4,5 - SO2 Cap Annual v5.16 | 465 | 7499 | Rate Constraint in MTons | FALSE | L | Annual | Net Emissions Allowance Position | Thousand Tons | 6.8 | 6.8 | 6.8 | 6.8 | 6.8 | 6.8 | 6.8 | 4.9044
NSR Four Corners 4,5 - SO2 Cap Annual v5.16 | 465 | 7499 | Rate Constraint in MTons | FALSE | L | Annual | Fuel Consumed | TBtu | 89.4286 | 89.4286 | 89.4286 | 89.4286 | 89.4286 | 89.4286 | 89.4286 | 64.4986
NSR Four Corners 4,5 - SO2 Cap Annual v5.16 | 465 | 7499 | Rate Constraint in MTons | FALSE | L | Annual | Rate | lb/MMBtu | 0.15208 | 0.15208 | 0.15208 | 0.15208 | 0.15208 | 0.15208 | 0.15208 | 0.15208
NSR Four Corners 4,5 - SO2 Cap Annual v5.16 | 465 | 7499 | Rate Constraint in MTons | FALSE | L | Annual | Generation | TWh | 9.1546 | 9.1546 | 7.6702 | 7.6702 | 7.6702 | 7.6702 | 7.6702 | 5.3124
NSR Four Corners 4,5 - SO2 Cap Annual v5.16 | 465 | 7499 | Rate Constraint in MTons | FALSE | L | Annual | Qualifying Generation | TWh | 9.1546 | 9.1546 | 7.6702 | 7.6702 | 7.6702 | 7.6702 | 7.6702 | 5.3124
NSR Four Corners 4,5 - SO2 Cap Annual v5.16 | 465 | 7499 | Rate Constraint in MTons | FALSE | L | Annual | Rate | lb/MWh | 1.4856 | 1.4856 | 1.7731 | 1.7731 | 1.7731 | 1.7731 | 1.7731 | 1.8464
NSR Four Corners 4,5 - SO2 Cap Annual v5.16 | 465 | 7499 | Rate Constraint in MTons | FALSE | L | Annual | Constraint Shadow Price | US2019$/Ton | 5513.121 | 3297.082 | 8139.9372 | 8147.7215 | 7514.6343 | 7775.2452 | 2512.6508 | 0
NSR Harrison 1-3 - NOX Rate Annual v5.16 | 466 | 7268 | Rate Constraint in lbs/MMBtu | FALSE | L | Annual | Seasons Included | Seasons | Winter, WintShld, Summer | Winter, WintShld, Summer | Winter, WintShld, Summer | Winter, WintShld, Summer | Winter, WintShld, Summer | Winter, WintShld, Summer | Winter, WintShld, Summer | Winter, WintShld, Summer
NSR Harrison 1-3 - NOX Rate Annual v5.16 | 466 | 7268 | Rate Constraint in lbs/MMBtu | FALSE | L | Annual | Standard NOX | lb/MMBtu | 0.25 | 0.25 | 0.25 | 0.25 | 0.25 | 0.25 | 0.25 | 0.25
NSR Harrison 1-3 - NOX Rate Annual v5.16 | 466 | 7268 | Rate Constraint in lbs/MMBtu | FALSE | L | Annual | Emissions at Affected Plants NOX | Thousand Tons | 5.6737 | 4.7875 | 5.6737 | 4.7907 | 5.2972 | 5.2972 | 3.9012 | 0.37065
NSR Harrison 1-3 - NOX Rate Annual v5.16 | 466 | 7268 | Rate Constraint in lbs/MMBtu | FALSE | L | Annual | Allowances Purchased NOX | Thousand Tons | 0 | 0 | 0 | 0 | 0 | 0 | 0 | 0
NSR Harrison 1-3 - NOX Rate Annual v5.16 | 466 | 7268 | Rate Constraint in lbs/MMBtu | FALSE | L | Annual | Allowances Sold NOX | Thousand Tons | 0 | 0 | 0 | 0 | 0 | 0 | 0 | 0
NSR Harrison 1-3 - NOX Rate Annual v5.16 | 466 | 7268 | Rate Constraint in lbs/MMBtu | FALSE | L | Annual | Allowances Banked | Thousand Tons | 0 | 0 | 0 | 0 | 0 | 0 | 0 | 0
NSR Harrison 1-3 - NOX Rate Annual v5.16 | 466 | 7268 | Rate Constraint in lbs/MMBtu | FALSE | L | Annual | Allowances Withdrawn (1:1) | Thousand Tons | 0 | 0 | 0 | 0 | 0 | 0 | 0 | 0
NSR Harrison 1-3 - NOX Rate Annual v5.16 | 466 | 7268 | Rate Constraint in lbs/MMBtu | FALSE | L | Annual | Allowances Withdrawn (n:1) | Thousand Tons | 0 | 0 | 0 | 0 | 0 | 0 | 0 | 0
NSR Harrison 1-3 - NOX Rate Annual v5.16 | 466 | 7268 | Rate Constraint in lbs/MMBtu | FALSE | L | Annual | Net Emissions Allowance Position | Thousand Tons | 5.6737 | 4.7875 | 5.6737 | 4.7907 | 5.2972 | 5.2972 | 3.9012 | 0.37065
NSR Harrison 1-3 - NOX Rate Annual v5.16 | 466 | 7268 | Rate Constraint in lbs/MMBtu | FALSE | L | Annual | Fuel Consumed | TBtu | 134.2497 | 113.3679 | 134.2497 | 113.4514 | 126.5231 | 126.5231 | 95.077 | 8.9095
NSR Harrison 1-3 - NOX Rate Annual v5.16 | 466 | 7268 | Rate Constraint in lbs/MMBtu | FALSE | L | Annual | Rate | lb/MMBtu | 0.084525 | 0.084459 | 0.084525 | 0.084454 | 0.083735 | 0.083735 | 0.082064 | 0.083202
NSR Harrison 1-3 - NOX Rate Annual v5.16 | 466 | 7268 | Rate Constraint in lbs/MMBtu | FALSE | L | Annual | Generation | TWh | 13.2396 | 11.1802 | 13.2396 | 11.1885 | 12.4776 | 12.4776 | 9.3764 | 0.87865
NSR Harrison 1-3 - NOX Rate Annual v5.16 | 466 | 7268 | Rate Constraint in lbs/MMBtu | FALSE | L | Annual | Qualifying Generation | TWh | 13.2396 | 11.1802 | 13.2396 | 11.1885 | 12.4776 | 12.4776 | 9.3764 | 0.87865
NSR Harrison 1-3 - NOX Rate Annual v5.16 | 466 | 7268 | Rate Constraint in lbs/MMBtu | FALSE | L | Annual | Rate | lb/MWh | 0.85709 | 0.85642 | 0.85709 | 0.85637 | 0.84907 | 0.84907 | 0.83213 | 0.84367
NSR Harrison 1-3 - NOX Rate Annual v5.16 | 466 | 7268 | Rate Constraint in lbs/MMBtu | FALSE | L | Annual | Constraint Shadow Price | US2019$/Ton | 0 | 0 | 0 | 0 | 0 | 0 | 0 | 0
NSR Harrison 1-3 - NOX Rate Summer v5.16 | 467 | 7269 | Rate Constraint in lbs/MMBtu | FALSE | L | Annual | Seasons Included | Seasons | Summer | Summer | Summer | Summer | Summer | Summer | Summer | Summer
NSR Harrison 1-3 - NOX Rate Summer v5.16 | 467 | 7269 | Rate Constraint in lbs/MMBtu | FALSE | L | Annual | Standard NOX | lb/MMBtu | 0.2 | 0.2 | 0.2 | 0.2 | 0.2 | 0.2 | 0.2 | 0.2
NSR Harrison 1-3 - NOX Rate Summer v5.16 | 467 | 7269 | Rate Constraint in lbs/MMBtu | FALSE | L | Annual | Emissions at Affected Plants NOX | Thousand Tons | 1.9619 | 1.6824 | 1.9619 | 1.6856 | 2.1921 | 2.1921 | 2.1921 | 0.17062
NSR Harrison 1-3 - NOX Rate Summer v5.16 | 467 | 7269 | Rate Constraint in lbs/MMBtu | FALSE | L | Annual | Allowances Purchased NOX | Thousand Tons | 0 | 0 | 0 | 0 | 0 | 0 | 0 | 0
NSR Harrison 1-3 - NOX Rate Summer v5.16 | 467 | 7269 | Rate Constraint in lbs/MMBtu | FALSE | L | Annual | Allowances Sold NOX | Thousand Tons | 0 | 0 | 0 | 0 | 0 | 0 | 0 | 0
NSR Harrison 1-3 - NOX Rate Summer v5.16 | 467 | 7269 | Rate Constraint in lbs/MMBtu | FALSE | L | Annual | Allowances Banked | Thousand Tons | 0 | 0 | 0 | 0 | 0 | 0 | 0 | 0
NSR Harrison 1-3 - NOX Rate Summer v5.16 | 467 | 7269 | Rate Constraint in lbs/MMBtu | FALSE | L | Annual | Allowances Withdrawn (1:1) | Thousand Tons | 0 | 0 | 0 | 0 | 0 | 0 | 0 | 0
NSR Harrison 1-3 - NOX Rate Summer v5.16 | 467 | 7269 | Rate Constraint in lbs/MMBtu | FALSE | L | Annual | Allowances Withdrawn (n:1) | Thousand Tons | 0 | 0 | 0 | 0 | 0 | 0 | 0 | 0
NSR Harrison 1-3 - NOX Rate Summer v5.16 | 467 | 7269 | Rate Constraint in lbs/MMBtu | FALSE | L | Annual | Net Emissions Allowance Position | Thousand Tons | 1.9619 | 1.6824 | 1.9619 | 1.6856 | 2.1921 | 2.1921 | 2.1921 | 0.17062
NSR Harrison 1-3 - NOX Rate Summer v5.16 | 467 | 7269 | Rate Constraint in lbs/MMBtu | FALSE | L | Annual | Fuel Consumed | TBtu | 50.6359 | 43.4212 | 50.6359 | 43.5047 | 56.5764 | 56.5764 | 56.5764 | 4.4038
NSR Harrison 1-3 - NOX Rate Summer v5.16 | 467 | 7269 | Rate Constraint in lbs/MMBtu | FALSE | L | Annual | Rate | lb/MMBtu | 0.07749 | 0.07749 | 0.07749 | 0.07749 | 0.07749 | 0.07749 | 0.07749 | 0.07749
NSR Harrison 1-3 - NOX Rate Summer v5.16 | 467 | 7269 | Rate Constraint in lbs/MMBtu | FALSE | L | Annual | Generation | TWh | 4.9937 | 4.2822 | 4.9937 | 4.2904 | 5.5795 | 5.5795 | 5.5795 | 0.43429
NSR Harrison 1-3 - NOX Rate Summer v5.16 | 467 | 7269 | Rate Constraint in lbs/MMBtu | FALSE | L | Annual | Qualifying Generation | TWh | 4.9937 | 4.2822 | 4.9937 | 4.2904 | 5.5795 | 5.5795 | 5.5795 | 0.43429
NSR Harrison 1-3 - NOX Rate Summer v5.16 | 467 | 7269 | Rate Constraint in lbs/MMBtu | FALSE | L | Annual | Rate | lb/MWh | 0.78575 | 0.78575 | 0.78575 | 0.78575 | 0.78575 | 0.78575 | 0.78575 | 0.78575
NSR Harrison 1-3 - NOX Rate Summer v5.16 | 467 | 7269 | Rate Constraint in lbs/MMBtu | FALSE | L | Annual | Constraint Shadow Price | US2019$/Ton | 0 | 0 | 0 | 0 | 0 | 0 | 0 | 0
NSR HL Spurlock 1 - NOX Rate Annual v3.1, Unit 3813 and retrofits | 468 | 7444 | Rate Constraint in lbs/MMBtu | FALSE | L | Annual | Seasons Included | Seasons | Winter, WintShld, Summer | Winter, WintShld, Summer | Winter, WintShld, Summer | Winter, WintShld, Summer | Winter, WintShld, Summer | Winter, WintShld, Summer | Winter, WintShld, Summer | Winter, WintShld, Summer
NSR HL Spurlock 1 - NOX Rate Annual v3.1, Unit 3813 and retrofits | 468 | 7444 | Rate Constraint in lbs/MMBtu | FALSE | L | Annual | Standard NOX | lb/MMBtu | 0.1 | 0.1 | 0.1 | 0.1 | 0.1 | 0.1 | 0.1 | 0.1
NSR HL Spurlock 1 - NOX Rate Annual v3.1, Unit 3813 and retrofits | 468 | 7444 | Rate Constraint in lbs/MMBtu | FALSE | L | Annual | Emissions at Affected Plants NOX | Thousand Tons | 0.84792 | 0.83079 | 0.89461 | 0.89461 | 0.89461 | 0.89461 | 0.89461 | 0.77074
NSR HL Spurlock 1 - NOX Rate Annual v3.1, Unit 3813 and retrofits | 468 | 7444 | Rate Constraint in lbs/MMBtu | FALSE | L | Annual | Allowances Purchased NOX | Thousand Tons | 0 | 0 | 0 | 0 | 0 | 0 | 0 | 0
NSR HL Spurlock 1 - NOX Rate Annual v3.1, Unit 3813 and retrofits | 468 | 7444 | Rate Constraint in lbs/MMBtu | FALSE | L | Annual | Allowances Sold NOX | Thousand Tons | 0 | 0 | 0 | 0 | 0 | 0 | 0 | 0
NSR HL Spurlock 1 - NOX Rate Annual v3.1, Unit 3813 and retrofits | 468 | 7444 | Rate Constraint in lbs/MMBtu | FALSE | L | Annual | Allowances Banked | Thousand Tons | 0 | 0 | 0 | 0 | 0 | 0 | 0 | 0
NSR HL Spurlock 1 - NOX Rate Annual v3.1, Unit 3813 and retrofits | 468 | 7444 | Rate Constraint in lbs/MMBtu | FALSE | L | Annual | Allowances Withdrawn (1:1) | Thousand Tons | 0 | 0 | 0 | 0 | 0 | 0 | 0 | 0
NSR HL Spurlock 1 - NOX Rate Annual v3.1, Unit 3813 and retrofits | 468 | 7444 | Rate Constraint in lbs/MMBtu | FALSE | L | Annual | Allowances Withdrawn (n:1) | Thousand Tons | 0 | 0 | 0 | 0 | 0 | 0 | 0 | 0
NSR HL Spurlock 1 - NOX Rate Annual v3.1, Unit 3813 and retrofits | 468 | 7444 | Rate Constraint in lbs/MMBtu | FALSE | L | Annual | Net Emissions Allowance Position | Thousand Tons | 0.84792 | 0.83079 | 0.89461 | 0.89461 | 0.89461 | 0.89461 | 0.89461 | 0.77074
NSR HL Spurlock 1 - NOX Rate Annual v3.1, Unit 3813 and retrofits | 468 | 7444 | Rate Constraint in lbs/MMBtu | FALSE | L | Annual | Fuel Consumed | TBtu | 19.6885 | 19.2625 | 20.8492 | 20.8492 | 20.8492 | 20.8492 | 20.8492 | 18.0998
NSR HL Spurlock 1 - NOX Rate Annual v3.1, Unit 3813 and retrofits | 468 | 7444 | Rate Constraint in lbs/MMBtu | FALSE | L | Annual | Rate | lb/MMBtu | 0.086134 | 0.08626 | 0.085817 | 0.085817 | 0.085817 | 0.085817 | 0.085817 | 0.085166
NSR HL Spurlock 1 - NOX Rate Annual v3.1, Unit 3813 and retrofits | 468 | 7444 | Rate Constraint in lbs/MMBtu | FALSE | L | Annual | Generation | TWh | 1.9561 | 1.9138 | 2.0714 | 2.0714 | 2.0714 | 2.0714 | 2.0714 | 1.7982
NSR HL Spurlock 1 - NOX Rate Annual v3.1, Unit 3813 and retrofits | 468 | 7444 | Rate Constraint in lbs/MMBtu | FALSE | L | Annual | Qualifying Generation | TWh | 1.9453 | 1.9032 | 2.06 | 2.06 | 2.06 | 2.06 | 2.06 | 1.7883
NSR HL Spurlock 1 - NOX Rate Annual v3.1, Unit 3813 and retrofits | 468 | 7444 | Rate Constraint in lbs/MMBtu | FALSE | L | Annual | Rate | lb/MWh | 0.87176 | 0.87304 | 0.86856 | 0.86856 | 0.86856 | 0.86856 | 0.86856 | 0.86196
NSR HL Spurlock 1 - NOX Rate Annual v3.1, Unit 3813 and retrofits | 468 | 7444 | Rate Constraint in lbs/MMBtu | FALSE | L | Annual | Constraint Shadow Price | US2019$/Ton | 0 | 0 | 0 | 0 | 0 | 0 | 0 | 0
NSR HL Spurlock 2 - NOX Rate Annual v3.1, Unit 3814 and retrofits | 469 | 7445 | Rate Constraint in lbs/MMBtu | FALSE | L | Annual | Seasons Included | Seasons | Winter, WintShld, Summer | Winter, WintShld, Summer | Winter, WintShld, Summer | Winter, WintShld, Summer | Winter, WintShld, Summer | Winter, WintShld, Summer | Winter, WintShld, Summer | Winter, WintShld, Summer
NSR HL Spurlock 2 - NOX Rate Annual v3.1, Unit 3814 and retrofits | 469 | 7445 | Rate Constraint in lbs/MMBtu | FALSE | L | Annual | Standard NOX | lb/MMBtu | 0.1 | 0.1 | 0.1 | 0.1 | 0.1 | 0.1 | 0.1 | 0.1
NSR HL Spurlock 2 - NOX Rate Annual v3.1, Unit 3814 and retrofits | 469 | 7445 | Rate Constraint in lbs/MMBtu | FALSE | L | Annual | Emissions at Affected Plants NOX | Thousand Tons | 1.2904 | 1.2823 | 1.2823 | 1.2823 | 1.2823 | 1.2721 | 1.2543 | 0.85532
NSR HL Spurlock 2 - NOX Rate Annual v3.1, Unit 3814 and retrofits | 469 | 7445 | Rate Constraint in lbs/MMBtu | FALSE | L | Annual | Allowances Purchased NOX | Thousand Tons | 0 | 0 | 0 | 0 | 0 | 0 | 0 | 0
NSR HL Spurlock 2 - NOX Rate Annual v3.1, Unit 3814 and retrofits | 469 | 7445 | Rate Constraint in lbs/MMBtu | FALSE | L | Annual | Allowances Sold NOX | Thousand Tons | 0 | 0 | 0 | 0 | 0 | 0 | 0 | 0
NSR HL Spurlock 2 - NOX Rate Annual v3.1, Unit 3814 and retrofits | 469 | 7445 | Rate Constraint in lbs/MMBtu | FALSE | L | Annual | Allowances Banked | Thousand Tons | 0 | 0 | 0 | 0 | 0 | 0 | 0 | 0
NSR HL Spurlock 2 - NOX Rate Annual v3.1, Unit 3814 and retrofits | 469 | 7445 | Rate Constraint in lbs/MMBtu | FALSE | L | Annual | Allowances Withdrawn (1:1) | Thousand Tons | 0 | 0 | 0 | 0 | 0 | 0 | 0 | 0
NSR HL Spurlock 2 - NOX Rate Annual v3.1, Unit 3814 and retrofits | 469 | 7445 | Rate Constraint in lbs/MMBtu | FALSE | L | Annual | Allowances Withdrawn (n:1) | Thousand Tons | 0 | 0 | 0 | 0 | 0 | 0 | 0 | 0
NSR HL Spurlock 2 - NOX Rate Annual v3.1, Unit 3814 and retrofits | 469 | 7445 | Rate Constraint in lbs/MMBtu | FALSE | L | Annual | Net Emissions Allowance Position | Thousand Tons | 1.2904 | 1.2823 | 1.2823 | 1.2823 | 1.2823 | 1.2721 | 1.2543 | 0.85532
NSR HL Spurlock 2 - NOX Rate Annual v3.1, Unit 3814 and retrofits | 469 | 7445 | Rate Constraint in lbs/MMBtu | FALSE | L | Annual | Fuel Consumed | TBtu | 32.8675 | 32.6888 | 32.6888 | 32.6888 | 32.6888 | 32.6888 | 32.2599 | 22.3489
NSR HL Spurlock 2 - NOX Rate Annual v3.1, Unit 3814 and retrofits | 469 | 7445 | Rate Constraint in lbs/MMBtu | FALSE | L | Annual | Rate | lb/MMBtu | 0.078521 | 0.078457 | 0.078457 | 0.078457 | 0.078457 | 0.077831 | 0.07776 | 0.076542
NSR HL Spurlock 2 - NOX Rate Annual v3.1, Unit 3814 and retrofits | 469 | 7445 | Rate Constraint in lbs/MMBtu | FALSE | L | Annual | Generation | TWh | 3.2465 | 3.2288 | 3.2288 | 3.2288 | 3.2288 | 3.2288 | 3.1864 | 2.2075
NSR HL Spurlock 2 - NOX Rate Annual v3.1, Unit 3814 and retrofits | 469 | 7445 | Rate Constraint in lbs/MMBtu | FALSE | L | Annual | Qualifying Generation | TWh | 3.2465 | 3.2288 | 3.2288 | 3.2288 | 3.2288 | 3.2288 | 3.1864 | 2.2075
NSR HL Spurlock 2 - NOX Rate Annual v3.1, Unit 3814 and retrofits | 469 | 7445 | Rate Constraint in lbs/MMBtu | FALSE | L | Annual | Rate | lb/MWh | 0.79494 | 0.79432 | 0.79432 | 0.79432 | 0.79432 | 0.78798 | 0.78726 | 0.77494
NSR HL Spurlock 2 - NOX Rate Annual v3.1, Unit 3814 and retrofits | 469 | 7445 | Rate Constraint in lbs/MMBtu | FALSE | L | Annual | Constraint Shadow Price | US2019$/Ton | 0 | 0 | 0 | 0 | 0 | 0 | 0 | 0
NSR HL Spurlock 2 - SO2 Rate Annual v3.1, Unit 3814 and retrofits | 470 | 7443 | Rate Constraint in lbs/MMBtu | FALSE | L | Annual | Seasons Included | Seasons | Winter, WintShld, Summer | Winter, WintShld, Summer | Winter, WintShld, Summer | Winter, WintShld, Summer | Winter, WintShld, Summer | Winter, WintShld, Summer | Winter, WintShld, Summer | Winter, WintShld, Summer
NSR HL Spurlock 2 - SO2 Rate Annual v3.1, Unit 3814 and retrofits | 470 | 7443 | Rate Constraint in lbs/MMBtu | FALSE | L | Annual | Standard SO2 | lb/MMBtu | 0.1 | 0.1 | 0.1 | 0.1 | 0.1 | 0.1 | 0.1 | 0.1
NSR HL Spurlock 2 - SO2 Rate Annual v3.1, Unit 3814 and retrofits | 470 | 7443 | Rate Constraint in lbs/MMBtu | FALSE | L | Annual | Emissions at Affected Plants SO2 | Thousand Tons | 1.5142 | 1.5052 | 1.5052 | 1.5052 | 1.5052 | 1.5052 | 1.4855 | 1.0291
NSR HL Spurlock 2 - SO2 Rate Annual v3.1, Unit 3814 and retrofits | 470 | 7443 | Rate Constraint in lbs/MMBtu | FALSE | L | Annual | Allowances Purchased SO2 | Thousand Tons | 0 | 0 | 0 | 0 | 0 | 0 | 0 | 0
NSR HL Spurlock 2 - SO2 Rate Annual v3.1, Unit 3814 and retrofits | 470 | 7443 | Rate Constraint in lbs/MMBtu | FALSE | L | Annual | Allowances Sold SO2 | Thousand Tons | 0 | 0 | 0 | 0 | 0 | 0 | 0 | 0
NSR HL Spurlock 2 - SO2 Rate Annual v3.1, Unit 3814 and retrofits | 470 | 7443 | Rate Constraint in lbs/MMBtu | FALSE | L | Annual | Allowances Banked | Thousand Tons | 0 | 0 | 0 | 0 | 0 | 0 | 0 | 0
NSR HL Spurlock 2 - SO2 Rate Annual v3.1, Unit 3814 and retrofits | 470 | 7443 | Rate Constraint in lbs/MMBtu | FALSE | L | Annual | Allowances Withdrawn (1:1) | Thousand Tons | 0 | 0 | 0 | 0 | 0 | 0 | 0 | 0
NSR HL Spurlock 2 - SO2 Rate Annual v3.1, Unit 3814 and retrofits | 470 | 7443 | Rate Constraint in lbs/MMBtu | FALSE | L | Annual | Allowances Withdrawn (n:1) | Thousand Tons | 0 | 0 | 0 | 0 | 0 | 0 | 0 | 0
NSR HL Spurlock 2 - SO2 Rate Annual v3.1, Unit 3814 and retrofits | 470 | 7443 | Rate Constraint in lbs/MMBtu | FALSE | L | Annual | Net Emissions Allowance Position | Thousand Tons | 1.5142 | 1.5052 | 1.5052 | 1.5052 | 1.5052 | 1.5052 | 1.4855 | 1.0291
NSR HL Spurlock 2 - SO2 Rate Annual v3.1, Unit 3814 and retrofits | 470 | 7443 | Rate Constraint in lbs/MMBtu | FALSE | L | Annual | Fuel Consumed | TBtu | 32.8675 | 32.6888 | 32.6888 | 32.6888 | 32.6888 | 32.6888 | 32.2599 | 22.3489
NSR HL Spurlock 2 - SO2 Rate Annual v3.1, Unit 3814 and retrofits | 470 | 7443 | Rate Constraint in lbs/MMBtu | FALSE | L | Annual | Rate | lb/MMBtu | 0.092137 | 0.092094 | 0.092094 | 0.092094 | 0.092094 | 0.092094 | 0.092094 | 0.092094
NSR HL Spurlock 2 - SO2 Rate Annual v3.1, Unit 3814 and retrofits | 470 | 7443 | Rate Constraint in lbs/MMBtu | FALSE | L | Annual | Generation | TWh | 3.2465 | 3.2288 | 3.2288 | 3.2288 | 3.2288 | 3.2288 | 3.1864 | 2.2075
NSR HL Spurlock 2 - SO2 Rate Annual v3.1, Unit 3814 and retrofits | 470 | 7443 | Rate Constraint in lbs/MMBtu | FALSE | L | Annual | Qualifying Generation | TWh | 3.2465 | 3.2288 | 3.2288 | 3.2288 | 3.2288 | 3.2288 | 3.1864 | 2.2075
NSR HL Spurlock 2 - SO2 Rate Annual v3.1, Unit 3814 and retrofits | 470 | 7443 | Rate Constraint in lbs/MMBtu | FALSE | L | Annual | Rate | lb/MWh | 0.93278 | 0.93239 | 0.93239 | 0.93239 | 0.93239 | 0.93239 | 0.93239 | 0.93239
NSR HL Spurlock 2 - SO2 Rate Annual v3.1, Unit 3814 and retrofits | 470 | 7443 | Rate Constraint in lbs/MMBtu | FALSE | L | Annual | Constraint Shadow Price | US2019$/Ton | 42298.727 | 25514.3974 | 38734.7433 | 31629.4356 | 49172.4732 | 37989.0308 | 30670.932 | 31909.6074
NSR IL Power - NOX Cap Annual v3.1 | 471 | 7381 | Rate Constraint in MTons | FALSE | L | Annual | Seasons Included | Seasons | Winter, WintShld, Summer | Winter, WintShld, Summer | Winter, WintShld, Summer | Winter, WintShld, Summer | Winter, WintShld, Summer | Winter, WintShld, Summer | Winter, WintShld, Summer | Winter, WintShld, Summer
NSR IL Power - NOX Cap Annual v3.1 | 471 | 7381 | Rate Constraint in MTons | FALSE | L | Annual | Standard NOX | Thousand Tons | 13.8 | 13.8 | 13.8 | 13.8 | 13.8 | 13.8 | 13.8 | 13.8
NSR IL Power - NOX Cap Annual v3.1 | 471 | 7381 | Rate Constraint in MTons | FALSE | L | Annual | Emissions at Affected Plants NOX | Thousand Tons | 4.0903 | 3.1864 | 4.6454 | 4.6621 | 4.6963 | 4.9107 | 4.7509 | 4.1358
NSR IL Power - NOX Cap Annual v3.1 | 471 | 7381 | Rate Constraint in MTons | FALSE | L | Annual | Allowances Purchased NOX | Thousand Tons | 0 | 0 | 0 | 0 | 0 | 0 | 0 | 0
NSR IL Power - NOX Cap Annual v3.1 | 471 | 7381 | Rate Constraint in MTons | FALSE | L | Annual | Allowances Sold NOX | Thousand Tons | 0 | 0 | 0 | 0 | 0 | 0 | 0 | 0
NSR IL Power - NOX Cap Annual v3.1 | 471 | 7381 | Rate Constraint in MTons | FALSE | L | Annual | Allowances Banked | Thousand Tons | 0 | 0 | 0 | 0 | 0 | 0 | 0 | 0
NSR IL Power - NOX Cap Annual v3.1 | 471 | 7381 | Rate Constraint in MTons | FALSE | L | Annual | Allowances Withdrawn (1:1) | Thousand Tons | 0 | 0 | 0 | 0 | 0 | 0 | 0 | 0
NSR IL Power - NOX Cap Annual v3.1 | 471 | 7381 | Rate Constraint in MTons | FALSE | L | Annual | Allowances Withdrawn (n:1) | Thousand Tons | 0 | 0 | 0 | 0 | 0 | 0 | 0 | 0
NSR IL Power - NOX Cap Annual v3.1 | 471 | 7381 | Rate Constraint in MTons | FALSE | L | Annual | Net Emissions Allowance Position | Thousand Tons | 4.0903 | 3.1864 | 4.6454 | 4.6621 | 4.6963 | 4.9107 | 4.7509 | 4.1358
NSR IL Power - NOX Cap Annual v3.1 | 471 | 7381 | Rate Constraint in MTons | FALSE | L | Annual | Fuel Consumed | TBtu | 94.1929 | 79.8784 | 114.965 | 114.5969 | 115.6583 | 122.3068 | 118.4827 | 104.8443
NSR IL Power - NOX Cap Annual v3.1 | 471 | 7381 | Rate Constraint in MTons | FALSE | L | Annual | Rate | lb/MMBtu | 0.086848 | 0.079782 | 0.080814 | 0.081364 | 0.08121 | 0.080301 | 0.080195 | 0.078893
NSR IL Power - NOX Cap Annual v3.1 | 471 | 7381 | Rate Constraint in MTons | FALSE | L | Annual | Generation | TWh | 9.2132 | 7.817 | 11.2442 | 11.2049 | 11.3091 | 11.9619 | 11.5904 | 10.2556
NSR IL Power - NOX Cap Annual v3.1 | 471 | 7381 | Rate Constraint in MTons | FALSE | L | Annual | Qualifying Generation | TWh | 9.2132 | 7.817 | 11.2442 | 11.2049 | 11.3091 | 11.9619 | 11.5904 | 10.2556
NSR IL Power - NOX Cap Annual v3.1 | 471 | 7381 | Rate Constraint in MTons | FALSE | L | Annual | Rate | lb/MWh | 0.88791 | 0.81525 | 0.82628 | 0.83215 | 0.83053 | 0.82105 | 0.81979 | 0.80653
NSR IL Power - NOX Cap Annual v3.1 | 471 | 7381 | Rate Constraint in MTons | FALSE | L | Annual | Constraint Shadow Price | US2019$/Ton | 0 | 0 | 0 | 0 | 0 | 0 | 0 | 0
NSR IL Power - SO2 Cap Annual v3.1 | 472 | 7382 | Rate Constraint in MTons | FALSE | L | Annual | Seasons Included | Seasons | Winter, WintShld, Summer | Winter, WintShld, Summer | Winter, WintShld, Summer | Winter, WintShld, Summer | Winter, WintShld, Summer | Winter, WintShld, Summer | Winter, WintShld, Summer | Winter, WintShld, Summer
NSR IL Power - SO2 Cap Annual v3.1 | 472 | 7382 | Rate Constraint in MTons | FALSE | L | Annual | Standard SO2 | Thousand Tons | 29 | 29 | 29 | 29 | 29 | 29 | 29 | 29
NSR IL Power - SO2 Cap Annual v3.1 | 472 | 7382 | Rate Constraint in MTons | FALSE | L | Annual | Emissions at Affected Plants SO2 | Thousand Tons | 3.3777 | 2.8704 | 4.1212 | 4.103 | 4.1417 | 4.384 | 4.2508 | 3.764
NSR IL Power - SO2 Cap Annual v3.1 | 472 | 7382 | Rate Constraint in MTons | FALSE | L | Annual | Allowances Purchased SO2 | Thousand Tons | 0 | 0 | 0 | 0 | 0 | 0 | 0 | 0
NSR IL Power - SO2 Cap Annual v3.1 | 472 | 7382 | Rate Constraint in MTons | FALSE | L | Annual | Allowances Sold SO2 | Thousand Tons | 0 | 0 | 0 | 0 | 0 | 0 | 0 | 0
NSR IL Power - SO2 Cap Annual v3.1 | 472 | 7382 | Rate Constraint in MTons | FALSE | L | Annual | Allowances Banked | Thousand Tons | 0 | 0 | 0 | 0 | 0 | 0 | 0 | 0
NSR IL Power - SO2 Cap Annual v3.1 | 472 | 7382 | Rate Constraint in MTons | FALSE | L | Annual | Allowances Withdrawn (1:1) | Thousand Tons | 0 | 0 | 0 | 0 | 0 | 0 | 0 | 0
NSR IL Power - SO2 Cap Annual v3.1 | 472 | 7382 | Rate Constraint in MTons | FALSE | L | Annual | Allowances Withdrawn (n:1) | Thousand Tons | 0 | 0 | 0 | 0 | 0 | 0 | 0 | 0
NSR IL Power - SO2 Cap Annual v3.1 | 472 | 7382 | Rate Constraint in MTons | FALSE | L | Annual | Net Emissions Allowance Position | Thousand Tons | 3.3777 | 2.8704 | 4.1212 | 4.103 | 4.1417 | 4.384 | 4.2508 | 3.764
NSR IL Power - SO2 Cap Annual v3.1 | 472 | 7382 | Rate Constraint in MTons | FALSE | L | Annual | Fuel Consumed | TBtu | 94.1929 | 79.8784 | 114.965 | 114.5969 | 115.6583 | 122.3068 | 118.4827 | 104.8443
NSR IL Power - SO2 Cap Annual v3.1 | 472 | 7382 | Rate Constraint in MTons | FALSE | L | Annual | Rate | lb/MMBtu | 0.071719 | 0.071869 | 0.071695 | 0.071607 | 0.071619 | 0.071688 | 0.071753 | 0.071801
NSR IL Power - SO2 Cap Annual v3.1 | 472 | 7382 | Rate Constraint in MTons | FALSE | L | Annual | Generation | TWh | 9.2132 | 7.817 | 11.2442 | 11.2049 | 11.3091 | 11.9619 | 11.5904 | 10.2556
NSR IL Power - SO2 Cap Annual v3.1 | 472 | 7382 | Rate Constraint in MTons | FALSE | L | Annual | Qualifying Generation | TWh | 9.2132 | 7.817 | 11.2442 | 11.2049 | 11.3091 | 11.9619 | 11.5904 | 10.2556
NSR IL Power - SO2 Cap Annual v3.1 | 472 | 7382 | Rate Constraint in MTons | FALSE | L | Annual | Rate | lb/MWh | 0.73322 | 0.7344 | 0.73304 | 0.73236 | 0.73245 | 0.73299 | 0.7335 | 0.73403
NSR IL Power - SO2 Cap Annual v3.1 | 472 | 7382 | Rate Constraint in MTons | FALSE | L | Annual | Constraint Shadow Price | US2019$/Ton | 0 | 0 | 0 | 0 | 0 | 0 | 0 | 0
NSR Interstate System-Wide NOX Cap v5.16 | 473 | 7515 | Rate Constraint in MTons | FALSE | L | Annual | Seasons Included | Seasons | Winter, WintShld, Summer | Winter, WintShld, Summer | Winter, WintShld, Summer | Winter, WintShld, Summer | Winter, WintShld, Summer | Winter, WintShld, Summer | Winter, WintShld, Summer | Winter, WintShld, Summer
NSR Interstate System-Wide NOX Cap v5.16 | 473 | 7515 | Rate Constraint in MTons | FALSE | L | Annual | Standard NOX | Thousand Tons | 6.8 | 6.8 | 6.8 | 6.8 | 6.8 | 6.8 | 6.8 | 6.8
NSR Interstate System-Wide NOX Cap v5.16 | 473 | 7515 | Rate Constraint in MTons | FALSE | L | Annual | Emissions at Affected Plants NOX | Thousand Tons | 1.9917 | 1.5618 | 1.6298 | 1.6301 | 1.7888 | 1.8409 | 1.7838 | 0.90562
NSR Interstate System-Wide NOX Cap v5.16 | 473 | 7515 | Rate Constraint in MTons | FALSE | L | Annual | Allowances Purchased NOX | Thousand Tons | 0 | 0 | 0 | 0 | 0 | 0 | 0 | 0
NSR Interstate System-Wide NOX Cap v5.16 | 473 | 7515 | Rate Constraint in MTons | FALSE | L | Annual | Allowances Sold NOX | Thousand Tons | 0 | 0 | 0 | 0 | 0 | 0 | 0 | 0
NSR Interstate System-Wide NOX Cap v5.16 | 473 | 7515 | Rate Constraint in MTons | FALSE | L | Annual | Allowances Banked | Thousand Tons | 0 | 0 | 0 | 0 | 0 | 0 | 0 | 0
NSR Interstate System-Wide NOX Cap v5.16 | 473 | 7515 | Rate Constraint in MTons | FALSE | L | Annual | Allowances Withdrawn (1:1) | Thousand Tons | 0 | 0 | 0 | 0 | 0 | 0 | 0 | 0
NSR Interstate System-Wide NOX Cap v5.16 | 473 | 7515 | Rate Constraint in MTons | FALSE | L | Annual | Allowances Withdrawn (n:1) | Thousand Tons | 0 | 0 | 0 | 0 | 0 | 0 | 0 | 0
NSR Interstate System-Wide NOX Cap v5.16 | 473 | 7515 | Rate Constraint in MTons | FALSE | L | Annual | Net Emissions Allowance Position | Thousand Tons | 1.9917 | 1.5618 | 1.6298 | 1.6301 | 1.7888 | 1.8409 | 1.7838 | 0.90562
NSR Interstate System-Wide NOX Cap v5.16 | 473 | 7515 | Rate Constraint in MTons | FALSE | L | Annual | Fuel Consumed | TBtu | 46.1827 | 36.4961 | 40.6735 | 40.6757 | 44.6456 | 45.9465 | 44.6003 | 22.6434
NSR Interstate System-Wide NOX Cap v5.16 | 473 | 7515 | Rate Constraint in MTons | FALSE | L | Annual | Rate | lb/MMBtu | 0.086253 | 0.085587 | 0.080142 | 0.080149 | 0.080135 | 0.080131 | 0.07999 | 0.07999
NSR Interstate System-Wide NOX Cap v5.16 | 473 | 7515 | Rate Constraint in MTons | FALSE | L | Annual | Generation | TWh | 4.4325 | 3.5059 | 3.922 | 3.9222 | 4.305 | 4.4305 | 4.3013 | 2.1838
NSR Interstate System-Wide NOX Cap v5.16 | 473 | 7515 | Rate Constraint in MTons | FALSE | L | Annual | Qualifying Generation | TWh | 4.4325 | 3.5059 | 3.922 | 3.9222 | 4.305 | 4.4305 | 4.3013 | 2.1838
NSR Interstate System-Wide NOX Cap v5.16 | 473 | 7515 | Rate Constraint in MTons | FALSE | L | Annual | Rate | lb/MWh | 0.89869 | 0.89096 | 0.83112 | 0.8312 | 0.83104 | 0.831 | 0.82942 | 0.82942
NSR Interstate System-Wide NOX Cap v5.16 | 473 | 7515 | Rate Constraint in MTons | FALSE | L | Annual | Constraint Shadow Price | US2019$/Ton | 0 | 0 | 0 | 0 | 0 | 0 | 0 | 0
NSR Interstate System-Wide SO2 Cap v5.16 | 474 | 7514 | Rate Constraint in MTons | FALSE | L | Annual | Seasons Included | Seasons | Winter, WintShld, Summer | Winter, WintShld, Summer | Winter, WintShld, Summer | Winter, WintShld, Summer | Winter, WintShld, Summer | Winter, WintShld, Summer | Winter, WintShld, Summer | Winter, WintShld, Summer
NSR Interstate System-Wide SO2 Cap v5.16 | 474 | 7514 | Rate Constraint in MTons | FALSE | L | Annual | Standard SO2 | Thousand Tons | 6 | 6 | 3.25 | 3.25 | 3.25 | 3.25 | 3.25 | 3.25
NSR Interstate System-Wide SO2 Cap v5.16 | 474 | 7514 | Rate Constraint in MTons | FALSE | L | Annual | Emissions at Affected Plants SO2 | Thousand Tons | 1.1246 | 0.78284 | 1.0737 | 1.0744 | 1.1781 | 1.6345 | 1.5752 | 0.79974
NSR Interstate System-Wide SO2 Cap v5.16 | 474 | 7514 | Rate Constraint in MTons | FALSE | L | Annual | Allowances Purchased SO2 | Thousand Tons | 0 | 0 | 0 | 0 | 0 | 0 | 0 | 0
NSR Interstate System-Wide SO2 Cap v5.16 | 474 | 7514 | Rate Constraint in MTons | FALSE | L | Annual | Allowances Sold SO2 | Thousand Tons | 0 | 0 | 0 | 0 | 0 | 0 | 0 | 0
NSR Interstate System-Wide SO2 Cap v5.16 | 474 | 7514 | Rate Constraint in MTons | FALSE | L | Annual | Allowances Banked | Thousand Tons | 0 | 0 | 0 | 0 | 0 | 0 | 0 | 0
NSR Interstate System-Wide SO2 Cap v5.16 | 474 | 7514 | Rate Constraint in MTons | FALSE | L | Annual | Allowances Withdrawn (1:1) | Thousand Tons | 0 | 0 | 0 | 0 | 0 | 0 | 0 | 0
NSR Interstate System-Wide SO2 Cap v5.16 | 474 | 7514 | Rate Constraint in MTons | FALSE | L | Annual | Allowances Withdrawn (n:1) | Thousand Tons | 0 | 0 | 0 | 0 | 0 | 0 | 0 | 0
NSR Interstate System-Wide SO2 Cap v5.16 | 474 | 7514 | Rate Constraint in MTons | FALSE | L | Annual | Net Emissions Allowance Position | Thousand Tons | 1.1246 | 0.78284 | 1.0737 | 1.0744 | 1.1781 | 1.6345 | 1.5752 | 0.79974
NSR Interstate System-Wide SO2 Cap v5.16 | 474 | 7514 | Rate Constraint in MTons | FALSE | L | Annual | Fuel Consumed | TBtu | 46.1827 | 36.4961 | 40.6735 | 40.6757 | 44.6456 | 45.9465 | 44.6003 | 22.6434
NSR Interstate System-Wide SO2 Cap v5.16 | 474 | 7514 | Rate Constraint in MTons | FALSE | L | Annual | Rate | lb/MMBtu | 0.048703 | 0.0429 | 0.052798 | 0.052826 | 0.052773 | 0.071146 | 0.070638 | 0.070638
NSR Interstate System-Wide SO2 Cap v5.16 | 474 | 7514 | Rate Constraint in MTons | FALSE | L | Annual | Generation | TWh | 4.4325 | 3.5059 | 3.922 | 3.9222 | 4.305 | 4.4305 | 4.3013 | 2.1838
NSR Interstate System-Wide SO2 Cap v5.16 | 474 | 7514 | Rate Constraint in MTons | FALSE | L | Annual | Qualifying Generation | TWh | 4.4325 | 3.5059 | 3.922 | 3.9222 | 4.305 | 4.4305 | 4.3013 | 2.1838
NSR Interstate System-Wide SO2 Cap v5.16 | 474 | 7514 | Rate Constraint in MTons | FALSE | L | Annual | Rate | lb/MWh | 0.50745 | 0.44659 | 0.54754 | 0.54784 | 0.54729 | 0.73782 | 0.73245 | 0.73245
NSR Interstate System-Wide SO2 Cap v5.16 | 474 | 7514 | Rate Constraint in MTons | FALSE | L | Annual | Constraint Shadow Price | US2019$/Ton | 0 | 0 | 0 | 0 | 0 | 0 | 0 | 0
NSR J P Madgett 1 - Hg Rate Annual v5.13 | 475 | 7469 | Rate Constraint in lbs/MMBtu | FALSE | L | Annual | Seasons Included | Seasons | Winter, WintShld, Summer | Winter, WintShld, Summer | Winter, WintShld, Summer | Winter, WintShld, Summer | Winter, WintShld, Summer | Winter, WintShld, Summer | Winter, WintShld, Summer | Winter, WintShld, Summer
NSR J P Madgett 1 - Hg Rate Annual v5.13 | 475 | 7469 | Rate Constraint in lbs/MMBtu | FALSE | L | Annual | Standard MER | lb/MMBtu | 0.015 | 0.015 | 0.015 | 0.015 | 0.015 | 0.015 | 0.015 | 0.015
NSR J P Madgett 1 - Hg Rate Annual v5.13 | 475 | 7469 | Rate Constraint in lbs/MMBtu | FALSE | L | Annual | Emissions at Affected Plants MER | lbs | 2.224 | 2.2455 | 7.494 | 7.3017 | 7.9901 | 7.3017 | 6.5828 | 3.1377
NSR J P Madgett 1 - Hg Rate Annual v5.13 | 475 | 7469 | Rate Constraint in lbs/MMBtu | FALSE | L | Annual | Allowances Purchased MER | lbs | 0 | 0 | 0 | 0 | 0 | 0 | 0 | 0
NSR J P Madgett 1 - Hg Rate Annual v5.13 | 475 | 7469 | Rate Constraint in lbs/MMBtu | FALSE | L | Annual | Allowances Sold MER | lbs | 0 | 0 | 0 | 0 | 0 | 0 | 0 | 0
NSR J P Madgett 1 - Hg Rate Annual v5.13 | 475 | 7469 | Rate Constraint in lbs/MMBtu | FALSE | L | Annual | Allowances Banked | lbs | 0 | 0 | 0 | 0 | 0 | 0 | 0 | 0
NSR J P Madgett 1 - Hg Rate Annual v5.13 | 475 | 7469 | Rate Constraint in lbs/MMBtu | FALSE | L | Annual | Allowances Withdrawn (1:1) | lbs | 0 | 0 | 0 | 0 | 0 | 0 | 0 | 0
NSR J P Madgett 1 - Hg Rate Annual v5.13 | 475 | 7469 | Rate Constraint in lbs/MMBtu | FALSE | L | Annual | Allowances Withdrawn (n:1) | lbs | 0 | 0 | 0 | 0 | 0 | 0 | 0 | 0
NSR J P Madgett 1 - Hg Rate Annual v5.13 | 475 | 7469 | Rate Constraint in lbs/MMBtu | FALSE | L | Annual | Net Emissions Allowance Position | lbs | 2.224 | 2.2455 | 7.494 | 7.3017 | 7.9901 | 7.3017 | 6.5828 | 3.1377
NSR J P Madgett 1 - Hg Rate Annual v5.13 | 475 | 7469 | Rate Constraint in lbs/MMBtu | FALSE | L | Annual | Fuel Consumed | TBtu | 3.9634 | 3.9634 | 13.2274 | 12.8881 | 14.1031 | 12.8881 | 11.6191 | 5.5382
NSR J P Madgett 1 - Hg Rate Annual v5.13 | 475 | 7469 | Rate Constraint in lbs/MMBtu | FALSE | L | Annual | Rate | lb/MMBtu | 5.6112e-07 | 5.6655e-07 | 5.6655e-07 | 5.6655e-07 | 5.6655e-07 | 5.6655e-07 | 5.6655e-07 | 5.6655e-07
NSR J P Madgett 1 - Hg Rate Annual v5.13 | 475 | 7469 | Rate Constraint in lbs/MMBtu | FALSE | L | Annual | Generation | TWh | 0.35258 | 0.35258 | 1.1767 | 1.1465 | 1.2546 | 1.1465 | 1.0336 | 0.49268
NSR J P Madgett 1 - Hg Rate Annual v5.13 | 475 | 7469 | Rate Constraint in lbs/MMBtu | FALSE | L | Annual | Qualifying Generation | TWh | 0.35258 | 0.35258 | 1.1767 | 1.1465 | 1.2546 | 1.1465 | 1.0336 | 0.49268
NSR J P Madgett 1 - Hg Rate Annual v5.13 | 475 | 7469 | Rate Constraint in lbs/MMBtu | FALSE | L | Annual | Rate | lb/MWh | 6.3076e-06 | 6.3686e-06 | 6.3686e-06 | 6.3686e-06 | 6.3686e-06 | 6.3686e-06 | 6.3686e-06 | 6.3686e-06
NSR J P Madgett 1 - Hg Rate Annual v5.13 | 475 | 7469 | Rate Constraint in lbs/MMBtu | FALSE | L | Annual | Constraint Shadow Price | US2019$/Lb | 0 | 0 | 0 | 0 | 0 | 0 | 0 | 0
NSR J P Madgett 1 - NOx Rate Annual v5.13 | 476 | 7466 | Rate Constraint in lbs/MMBtu | FALSE | L | Annual | Seasons Included | Seasons | Winter, WintShld, Summer | Winter, WintShld, Summer | Winter, WintShld, Summer | Winter, WintShld, Summer | Winter, WintShld, Summer | Winter, WintShld, Summer | Winter, WintShld, Summer | Winter, WintShld, Summer
NSR J P Madgett 1 - NOx Rate Annual v5.13 | 476 | 7466 | Rate Constraint in lbs/MMBtu | FALSE | L | Annual | Standard NOX | lb/MMBtu | 0.08 | 0.08 | 0.08 | 0.08 | 0.08 | 0.08 | 0.08 | 0.08
NSR J P Madgett 1 - NOx Rate Annual v5.13 | 476 | 7466 | Rate Constraint in lbs/MMBtu | FALSE | L | Annual | Emissions at Affected Plants NOX | Thousand Tons | 0.15057 | 0.15057 | 0.50251 | 0.48962 | 0.53578 | 0.48962 | 0.44141 | 0.2104
NSR J P Madgett 1 - NOx Rate Annual v5.13 | 476 | 7466 | Rate Constraint in lbs/MMBtu | FALSE | L | Annual | Allowances Purchased NOX | Thousand Tons | 0 | 0 | 0 | 0 | 0 | 0 | 0 | 0
NSR J P Madgett 1 - NOx Rate Annual v5.13 | 476 | 7466 | Rate Constraint in lbs/MMBtu | FALSE | L | Annual | Allowances Sold NOX | Thousand Tons | 0 | 0 | 0 | 0 | 0 | 0 | 0 | 0
NSR J P Madgett 1 - NOx Rate Annual v5.13 | 476 | 7466 | Rate Constraint in lbs/MMBtu | FALSE | L | Annual | Allowances Banked | Thousand Tons | 0 | 0 | 0 | 0 | 0 | 0 | 0 | 0
NSR J P Madgett 1 - NOx Rate Annual v5.13 | 476 | 7466 | Rate Constraint in lbs/MMBtu | FALSE | L | Annual | Allowances Withdrawn (1:1) | Thousand Tons | 0 | 0 | 0 | 0 | 0 | 0 | 0 | 0
NSR J P Madgett 1 - NOx Rate Annual v5.13 | 476 | 7466 | Rate Constraint in lbs/MMBtu | FALSE | L | Annual | Allowances Withdrawn (n:1) | Thousand Tons | 0 | 0 | 0 | 0 | 0 | 0 | 0 | 0
NSR J P Madgett 1 - NOx Rate Annual v5.13 | 476 | 7466 | Rate Constraint in lbs/MMBtu | FALSE | L | Annual | Net Emissions Allowance Position | Thousand Tons | 0.15057 | 0.15057 | 0.50251 | 0.48962 | 0.53578 | 0.48962 | 0.44141 | 0.2104
NSR J P Madgett 1 - NOx Rate Annual v5.13 | 476 | 7466 | Rate Constraint in lbs/MMBtu | FALSE | L | Annual | Fuel Consumed | TBtu | 3.9634 | 3.9634 | 13.2274 | 12.8881 | 14.1031 | 12.8881 | 11.6191 | 5.5382
NSR J P Madgett 1 - NOx Rate Annual v5.13 | 476 | 7466 | Rate Constraint in lbs/MMBtu | FALSE | L | Annual | Rate | lb/MMBtu | 0.07598 | 0.07598 | 0.07598 | 0.07598 | 0.07598 | 0.07598 | 0.07598 | 0.07598
NSR J P Madgett 1 - NOx Rate Annual v5.13 | 476 | 7466 | Rate Constraint in lbs/MMBtu | FALSE | L | Annual | Generation | TWh | 0.35258 | 0.35258 | 1.1767 | 1.1465 | 1.2546 | 1.1465 | 1.0336 | 0.49268
NSR J P Madgett 1 - NOx Rate Annual v5.13 | 476 | 7466 | Rate Constraint in lbs/MMBtu | FALSE | L | Annual | Qualifying Generation | TWh | 0.35258 | 0.35258 | 1.1767 | 1.1465 | 1.2546 | 1.1465 | 1.0336 | 0.49268
NSR J P Madgett 1 - NOx Rate Annual v5.13 | 476 | 7466 | Rate Constraint in lbs/MMBtu | FALSE | L | Annual | Rate | lb/MWh | 0.85409 | 0.85409 | 0.85409 | 0.85409 | 0.85409 | 0.85409 | 0.85409 | 0.85409
NSR J P Madgett 1 - NOx Rate Annual v5.13 | 476 | 7466 | Rate Constraint in lbs/MMBtu | FALSE | L | Annual | Constraint Shadow Price | US2019$/Ton | 0 | 0 | 0 | 0 | 0 | 0 | 0 | 0
NSR J P Madgett 1 - SO2 Rate Annual v5.13 | 477 | 7464 | Rate Constraint in lbs/MMBtu | FALSE | L | Annual | Seasons Included | Seasons | Winter, WintShld, Summer | Winter, WintShld, Summer | Winter, WintShld, Summer | Winter, WintShld, Summer | Winter, WintShld, Summer | Winter, WintShld, Summer | Winter, WintShld, Summer | Winter, WintShld, Summer
NSR J P Madgett 1 - SO2 Rate Annual v5.13 | 477 | 7464 | Rate Constraint in lbs/MMBtu | FALSE | L | Annual | Standard SO2 | lb/MMBtu | 0.09 | 0.09 | 0.09 | 0.09 | 0.09 | 0.09 | 0.09 | 0.09
NSR J P Madgett 1 - SO2 Rate Annual v5.13 | 477 | 7464 | Rate Constraint in lbs/MMBtu | FALSE | L | Annual | Emissions at Affected Plants SO2 | Thousand Tons | 0.16717 | 0.17835 | 0.59523 | 0.57996 | 0.63464 | 0.57996 | 0.52286 | 0.24922
NSR J P Madgett 1 - SO2 Rate Annual v5.13 | 477 | 7464 | Rate Constraint in lbs/MMBtu | FALSE | L | Annual | Allowances Purchased SO2 | Thousand Tons | 0 | 0 | 0 | 0 | 0 | 0 | 0 | 0
NSR J P Madgett 1 - SO2 Rate Annual v5.13 | 477 | 7464 | Rate Constraint in lbs/MMBtu | FALSE | L | Annual | Allowances Sold SO2 | Thousand Tons | 0 | 0 | 0 | 0 | 0 | 0 | 0 | 0
NSR J P Madgett 1 - SO2 Rate Annual v5.13 | 477 | 7464 | Rate Constraint in lbs/MMBtu | FALSE | L | Annual | Allowances Banked | Thousand Tons | 0 | 0 | 0 | 0 | 0 | 0 | 0 | 0
NSR J P Madgett 1 - SO2 Rate Annual v5.13 | 477 | 7464 | Rate Constraint in lbs/MMBtu | FALSE | L | Annual | Allowances Withdrawn (1:1) | Thousand Tons | 0 | 0 | 0 | 0 | 0 | 0 | 0 | 0
NSR J P Madgett 1 - SO2 Rate Annual v5.13 | 477 | 7464 | Rate Constraint in lbs/MMBtu | FALSE | L | Annual | Allowances Withdrawn (n:1) | Thousand Tons | 0 | 0 | 0 | 0 | 0 | 0 | 0 | 0
NSR J P Madgett 1 - SO2 Rate Annual v5.13 | 477 | 7464 | Rate Constraint in lbs/MMBtu | FALSE | L | Annual | Net Emissions Allowance Position | Thousand Tons | 0.16717 | 0.17835 | 0.59523 | 0.57996 | 0.63464 | 0.57996 | 0.52286 | 0.24922
NSR J P Madgett 1 - SO2 Rate Annual v5.13 | 477 | 7464 | Rate Constraint in lbs/MMBtu | FALSE | L | Annual | Fuel Consumed | TBtu | 3.9634 | 3.9634 | 13.2274 | 12.8881 | 14.1031 | 12.8881 | 11.6191 | 5.5382
NSR J P Madgett 1 - SO2 Rate Annual v5.13 | 477 | 7464 | Rate Constraint in lbs/MMBtu | FALSE | L | Annual | Rate | lb/MMBtu | 0.084354 | 0.09 | 0.09 | 0.09 | 0.09 | 0.09 | 0.09 | 0.09
NSR J P Madgett 1 - SO2 Rate Annual v5.13 | 477 | 7464 | Rate Constraint in lbs/MMBtu | FALSE | L | Annual | Generation | TWh | 0.35258 | 0.35258 | 1.1767 | 1.1465 | 1.2546 | 1.1465 | 1.0336 | 0.49268
NSR J P Madgett 1 - SO2 Rate Annual v5.13 | 477 | 7464 | Rate Constraint in lbs/MMBtu | FALSE | L | Annual | Qualifying Generation | TWh | 0.35258 | 0.35258 | 1.1767 | 1.1465 | 1.2546 | 1.1465 | 1.0336 | 0.49268
NSR J P Madgett 1 - SO2 Rate Annual v5.13 | 477 | 7464 | Rate Constraint in lbs/MMBtu | FALSE | L | Annual | Rate | lb/MWh | 0.94823 | 1.0117 | 1.0117 | 1.0117 | 1.0117 | 1.0117 | 1.0117 | 1.0117
NSR J P Madgett 1 - SO2 Rate Annual v5.13 | 477 | 7464 | Rate Constraint in lbs/MMBtu | FALSE | L | Annual | Constraint Shadow Price | US2019$/Ton | 0 | 77.6101 | 75.9917 | 103.5699 | 96.3114 | 388.548 | 443.9647 | 432.1928
NSR James Miller 3,4 - NOX Rate Annual v3.1, Unit 2582 and retrofits | 478 | 7422 | Rate Constraint in lbs/MMBtu | FALSE | L | Annual | Seasons Included | Seasons | Winter, WintShld, Summer | Winter, WintShld, Summer | Winter, WintShld, Summer | Winter, WintShld, Summer | Winter, WintShld, Summer | Winter, WintShld, Summer | Winter, WintShld, Summer | Winter, WintShld, Summer
NSR James Miller 3,4 - NOX Rate Annual v3.1, Unit 2582 and retrofits | 478 | 7422 | Rate Constraint in lbs/MMBtu | FALSE | L | Annual | Standard NOX | lb/MMBtu | 0.1 | 0.1 | 0.1 | 0.1 | 0.1 | 0.1 | 0.1 | 0.1
NSR James Miller 3,4 - NOX Rate Annual v3.1, Unit 2582 and retrofits | 478 | 7422 | Rate Constraint in lbs/MMBtu | FALSE | L | Annual | Emissions at Affected Plants NOX | Thousand Tons | 0.94398 | 1.1239 | 1.4874 | 1.5314 | 1.6122 | 1.6122 | 1.5013 | 1.1679
NSR James Miller 3,4 - NOX Rate Annual v3.1, Unit 2582 and retrofits | 478 | 7422 | Rate Constraint in lbs/MMBtu | FALSE | L | Annual | Allowances Purchased NOX | Thousand Tons | 0 | 0 | 0 | 0 | 0 | 0 | 0 | 0
NSR James Miller 3,4 - NOX Rate Annual v3.1, Unit 2582 and retrofits | 478 | 7422 | Rate Constraint in lbs/MMBtu | FALSE | L | Annual | Allowances Sold NOX | Thousand Tons | 0 | 0 | 0 | 0 | 0 | 0 | 0 | 0
NSR James Miller 3,4 - NOX Rate Annual v3.1, Unit 2582 and retrofits | 478 | 7422 | Rate Constraint in lbs/MMBtu | FALSE | L | Annual | Allowances Banked | Thousand Tons | 0 | 0 | 0 | 0 | 0 | 0 | 0 | 0
NSR James Miller 3,4 - NOX Rate Annual v3.1, Unit 2582 and retrofits | 478 | 7422 | Rate Constraint in lbs/MMBtu | FALSE | L | Annual | Allowances Withdrawn (1:1) | Thousand Tons | 0 | 0 | 0 | 0 | 0 | 0 | 0 | 0
NSR James Miller 3,4 - NOX Rate Annual v3.1, Unit 2582 and retrofits | 478 | 7422 | Rate Constraint in lbs/MMBtu | FALSE | L | Annual | Allowances Withdrawn (n:1) | Thousand Tons | 0 | 0 | 0 | 0 | 0 | 0 | 0 | 0
NSR James Miller 3,4 - NOX Rate Annual v3.1, Unit 2582 and retrofits | 478 | 7422 | Rate Constraint in lbs/MMBtu | FALSE | L | Annual | Net Emissions Allowance Position | Thousand Tons | 0.94398 | 1.1239 | 1.4874 | 1.5314 | 1.6122 | 1.6122 | 1.5013 | 1.1679
NSR James Miller 3,4 - NOX Rate Annual v3.1, Unit 2582 and retrofits | 478 | 7422 | Rate Constraint in lbs/MMBtu | FALSE | L | Annual | Fuel Consumed | TBtu | 24.3512 | 28.9934 | 38.369 | 39.5048 | 41.588 | 41.588 | 38.7286 | 30.1281
NSR James Miller 3,4 - NOX Rate Annual v3.1, Unit 2582 and retrofits | 478 | 7422 | Rate Constraint in lbs/MMBtu | FALSE | L | Annual | Rate | lb/MMBtu | 0.07753 | 0.07753 | 0.07753 | 0.07753 | 0.07753 | 0.07753 | 0.07753 | 0.07753
NSR James Miller 3,4 - NOX Rate Annual v3.1, Unit 2582 and retrofits | 478 | 7422 | Rate Constraint in lbs/MMBtu | FALSE | L | Annual | Generation | TWh | 2.4349 | 2.8991 | 3.8365 | 3.9501 | 4.1584 | 4.1584 | 3.8725 | 3.0125
NSR James Miller 3,4 - NOX Rate Annual v3.1, Unit 2582 and retrofits | 478 | 7422 | Rate Constraint in lbs/MMBtu | FALSE | L | Annual | Qualifying Generation | TWh | 2.4349 | 2.8991 | 3.8365 | 3.9501 | 4.1584 | 4.1584 | 3.8725 | 3.0125
NSR James Miller 3,4 - NOX Rate Annual v3.1, Unit 2582 and retrofits | 478 | 7422 | Rate Constraint in lbs/MMBtu | FALSE | L | Annual | Rate | lb/MWh | 0.77538 | 0.77538 | 0.77538 | 0.77538 | 0.77538 | 0.77538 | 0.77538 | 0.77538
NSR James Miller 3,4 - NOX Rate Annual v3.1, Unit 2582 and retrofits | 478 | 7422 | Rate Constraint in lbs/MMBtu | FALSE | L | Annual | Constraint Shadow Price | US2019$/Ton | 0 | 0 | 0 | 0 | 0 | 0 | 0 | 0
NSR James Miller 3,4 - NOX Rate Annual v3.1, Unit 2583 and retrofits | 479 | 7422 | Rate Constraint in lbs/MMBtu | FALSE | L | Annual | Seasons Included | Seasons | Winter, WintShld, Summer | Winter, WintShld, Summer | Winter, WintShld, Summer | Winter, WintShld, Summer | Winter, WintShld, Summer | Winter, WintShld, Summer | Winter, WintShld, Summer | Winter, WintShld, Summer
NSR James Miller 3,4 - NOX Rate Annual v3.1, Unit 2583 and retrofits | 479 | 7422 | Rate Constraint in lbs/MMBtu | FALSE | L | Annual | Standard NOX | lb/MMBtu | 0.1 | 0.1 | 0.1 | 0.1 | 0.1 | 0.1 | 0.1 | 0.1
NSR James Miller 3,4 - NOX Rate Annual v3.1, Unit 2583 and retrofits | 479 | 7422 | Rate Constraint in lbs/MMBtu | FALSE | L | Annual | Emissions at Affected Plants NOX | Thousand Tons | 0.77031 | 0.89948 | 1.2825 | 1.2825 | 1.3901 | 1.3901 | 1.2946 | 1.0071
NSR James Miller 3,4 - NOX Rate Annual v3.1, Unit 2583 and retrofits | 479 | 7422 | Rate Constraint in lbs/MMBtu | FALSE | L | Annual | Allowances Purchased NOX | Thousand Tons | 0 | 0 | 0 | 0 | 0 | 0 | 0 | 0
NSR James Miller 3,4 - NOX Rate Annual v3.1, Unit 2583 and retrofits | 479 | 7422 | Rate Constraint in lbs/MMBtu | FALSE | L | Annual | Allowances Sold NOX | Thousand Tons | 0 | 0 | 0 | 0 | 0 | 0 | 0 | 0
NSR James Miller 3,4 - NOX Rate Annual v3.1, Unit 2583 and retrofits | 479 | 7422 | Rate Constraint in lbs/MMBtu | FALSE | L | Annual | Allowances Banked | Thousand Tons | 0 | 0 | 0 | 0 | 0 | 0 | 0 | 0
NSR James Miller 3,4 - NOX Rate Annual v3.1, Unit 2583 and retrofits | 479 | 7422 | Rate Constraint in lbs/MMBtu | FALSE | L | Annual | Allowances Withdrawn (1:1) | Thousand Tons | 0 | 0 | 0 | 0 | 0 | 0 | 0 | 0
NSR James Miller 3,4 - NOX Rate Annual v3.1, Unit 2583 and retrofits | 479 | 7422 | Rate Constraint in lbs/MMBtu | FALSE | L | Annual | Allowances Withdrawn (n:1) | Thousand Tons | 0 | 0 | 0 | 0 | 0 | 0 | 0 | 0
NSR James Miller 3,4 - NOX Rate Annual v3.1, Unit 2583 and retrofits | 479 | 7422 | Rate Constraint in lbs/MMBtu | FALSE | L | Annual | Net Emissions Allowance Position | Thousand Tons | 0.77031 | 0.89948 | 1.2825 | 1.2825 | 1.3901 | 1.3901 | 1.2946 | 1.0071
NSR James Miller 3,4 - NOX Rate Annual v3.1, Unit 2583 and retrofits | 479 | 7422 | Rate Constraint in lbs/MMBtu | FALSE | L | Annual | Fuel Consumed | TBtu | 23.4708 | 27.4064 | 39.0782 | 39.0782 | 42.3568 | 42.3568 | 39.4445 | 30.685
NSR James Miller 3,4 - NOX Rate Annual v3.1, Unit 2583 and retrofits | 479 | 7422 | Rate Constraint in lbs/MMBtu | FALSE | L | Annual | Rate | lb/MMBtu | 0.06564 | 0.06564 | 0.06564 | 0.06564 | 0.06564 | 0.06564 | 0.06564 | 0.06564
NSR James Miller 3,4 - NOX Rate Annual v3.1, Unit 2583 and retrofits | 479 | 7422 | Rate Constraint in lbs/MMBtu | FALSE | L | Annual | Generation | TWh | 2.3445 | 2.7376 | 3.9035 | 3.9035 | 4.231 | 4.231 | 3.9401 | 3.0651
NSR James Miller 3,4 - NOX Rate Annual v3.1, Unit 2583 and retrofits | 479 | 7422 | Rate Constraint in lbs/MMBtu | FALSE | L | Annual | Qualifying Generation | TWh | 2.3445 | 2.7376 | 3.9035 | 3.9035 | 4.231 | 4.231 | 3.9401 | 3.0651
NSR James Miller 3,4 - NOX Rate Annual v3.1, Unit 2583 and retrofits | 479 | 7422 | Rate Constraint in lbs/MMBtu | FALSE | L | Annual | Rate | lb/MWh | 0.65712 | 0.65712 | 0.65712 | 0.65712 | 0.65712 | 0.65712 | 0.65712 | 0.65712
NSR James Miller 3,4 - NOX Rate Annual v3.1, Unit 2583 and retrofits | 479 | 7422 | Rate Constraint in lbs/MMBtu | FALSE | L | Annual | Constraint Shadow Price | US2019$/Ton | 0 | 0 | 0 | 0 | 0 | 0 | 0 | 0
NSR Kincaid 1 & 2- Hg Rate Annual v5.13 | 480 | 7475 | Rate Constraint in lbs/MMBtu | FALSE | L | Annual | Seasons Included | Seasons | Winter, WintShld, Summer | Winter, WintShld, Summer | Winter, WintShld, Summer | Winter, WintShld, Summer | Winter, WintShld, Summer | Winter, WintShld, Summer | Winter, WintShld, Summer | Winter, WintShld, Summer
NSR Kincaid 1 & 2- Hg Rate Annual v5.13 | 480 | 7475 | Rate Constraint in lbs/MMBtu | FALSE | L | Annual | Standard MER | lb/MMBtu | 0.015 | 0.015 | 0.015 | 0.015 | 0.015 | 0.015 | 0.015 | 0.015
NSR Kincaid 1 & 2- Hg Rate Annual v5.13 | 480 | 7475 | Rate Constraint in lbs/MMBtu | FALSE | L | Annual | Emissions at Affected Plants MER | lbs | 8.7851 | 7.2941 | 14.442 | 19.7942 | 20.2651 | 24.7534 | 22.7497 | 19.2352
NSR Kincaid 1 & 2- Hg Rate Annual v5.13 | 480 | 7475 | Rate Constraint in lbs/MMBtu | FALSE | L | Annual | Allowances Purchased MER | lbs | 0 | 0 | 0 | 0 | 0 | 0 | 0 | 0
NSR Kincaid 1 & 2- Hg Rate Annual v5.13 | 480 | 7475 | Rate Constraint in lbs/MMBtu | FALSE | L | Annual | Allowances Sold MER | lbs | 0 | 0 | 0 | 0 | 0 | 0 | 0 | 0
NSR Kincaid 1 & 2- Hg Rate Annual v5.13 | 480 | 7475 | Rate Constraint in lbs/MMBtu | FALSE | L | Annual | Allowances Banked | lbs | 0 | 0 | 0 | 0 | 0 | 0 | 0 | 0
NSR Kincaid 1 & 2- Hg Rate Annual v5.13 | 480 | 7475 | Rate Constraint in lbs/MMBtu | FALSE | L | Annual | Allowances Withdrawn (1:1) | lbs | 0 | 0 | 0 | 0 | 0 | 0 | 0 | 0
NSR Kincaid 1 & 2- Hg Rate Annual v5.13 | 480 | 7475 | Rate Constraint in lbs/MMBtu | FALSE | L | Annual | Allowances Withdrawn (n:1) | lbs | 0 | 0 | 0 | 0 | 0 | 0 | 0 | 0
NSR Kincaid 1 & 2- Hg Rate Annual v5.13 | 480 | 7475 | Rate Constraint in lbs/MMBtu | FALSE | L | Annual | Net Emissions Allowance Position | lbs | 8.7851 | 7.2941 | 14.442 | 19.7942 | 20.2651 | 24.7534 | 22.7497 | 19.2352
NSR Kincaid 1 & 2- Hg Rate Annual v5.13 | 480 | 7475 | Rate Constraint in lbs/MMBtu | FALSE | L | Annual | Fuel Consumed | TBtu | 17.2402 | 14.3149 | 28.3558 | 38.843 | 39.7687 | 48.5924 | 44.6482 | 37.7468
NSR Kincaid 1 & 2- Hg Rate Annual v5.13 | 480 | 7475 | Rate Constraint in lbs/MMBtu | FALSE | L | Annual | Rate | lb/MMBtu | 5.0957e-07 | 5.0955e-07 | 5.0931e-07 | 5.096e-07 | 5.0957e-07 | 5.0941e-07 | 5.0953e-07 | 5.0959e-07
NSR Kincaid 1 & 2- Hg Rate Annual v5.13 | 480 | 7475 | Rate Constraint in lbs/MMBtu | FALSE | L | Annual | Generation | TWh | 1.583 | 1.3146 | 2.6088 | 3.5659 | 3.6514 | 4.4673 | 4.1008 | 3.4655
NSR Kincaid 1 & 2- Hg Rate Annual v5.13 | 480 | 7475 | Rate Constraint in lbs/MMBtu | FALSE | L | Annual | Qualifying Generation | TWh | 1.583 | 1.3146 | 2.6088 | 3.5659 | 3.6514 | 4.4673 | 4.1008 | 3.4655
NSR Kincaid 1 & 2- Hg Rate Annual v5.13 | 480 | 7475 | Rate Constraint in lbs/MMBtu | FALSE | L | Annual | Rate | lb/MWh | 5.5498e-06 | 5.5483e-06 | 5.536e-06 | 5.551e-06 | 5.5499e-06 | 5.541e-06 | 5.5476e-06 | 5.5505e-06
NSR Kincaid 1 & 2- Hg Rate Annual v5.13 | 480 | 7475 | Rate Constraint in lbs/MMBtu | FALSE | L | Annual | Constraint Shadow Price | US2019$/Lb | 0 | 0 | 0 | 0 | 0 | 0 | 0 | 0
NSR Kincaid 1 & 2- NOx Cap Annual v5.13 | 481 | 7474 | Rate Constraint in MTons | FALSE | L | Annual | Seasons Included | Seasons | Winter, WintShld, Summer | Winter, WintShld, Summer | Winter, WintShld, Summer | Winter, WintShld, Summer | Winter, WintShld, Summer | Winter, WintShld, Summer | Winter, WintShld, Summer | Winter, WintShld, Summer
NSR Kincaid 1 & 2- NOx Cap Annual v5.13 | 481 | 7474 | Rate Constraint in MTons | FALSE | L | Annual | Standard NOX | Thousand Tons | 3.5 | 3.5 | 3.5 | 3.5 | 3.5 | 3.5 | 3.5 | 3.5
NSR Kincaid 1 & 2- NOx Cap Annual v5.13 | 481 | 7474 | Rate Constraint in MTons | FALSE | L | Annual | Emissions at Affected Plants NOX | Thousand Tons | 0.50284 | 0.4172 | 0.8212 | 1.1336 | 1.1599 | 1.4109 | 1.3008 | 1.1013
NSR Kincaid 1 & 2- NOx Cap Annual v5.13 | 481 | 7474 | Rate Constraint in MTons | FALSE | L | Annual | Allowances Purchased NOX | Thousand Tons | 0 | 0 | 0 | 0 | 0 | 0 | 0 | 0
NSR Kincaid 1 & 2- NOx Cap Annual v5.13 | 481 | 7474 | Rate Constraint in MTons | FALSE | L | Annual | Allowances Sold NOX | Thousand Tons | 0 | 0 | 0 | 0 | 0 | 0 | 0 | 0
NSR Kincaid 1 & 2- NOx Cap Annual v5.13 | 481 | 7474 | Rate Constraint in MTons | FALSE | L | Annual | Allowances Banked | Thousand Tons | 0 | 0 | 0 | 0 | 0 | 0 | 0 | 0
NSR Kincaid 1 & 2- NOx Cap Annual v5.13 | 481 | 7474 | Rate Constraint in MTons | FALSE | L | Annual | Allowances Withdrawn (1:1) | Thousand Tons | 0 | 0 | 0 | 0 | 0 | 0 | 0 | 0
NSR Kincaid 1 & 2- NOx Cap Annual v5.13 | 481 | 7474 | Rate Constraint in MTons | FALSE | L | Annual | Allowances Withdrawn (n:1) | Thousand Tons | 0 | 0 | 0 | 0 | 0 | 0 | 0 | 0
NSR Kincaid 1 & 2- NOx Cap Annual v5.13 | 481 | 7474 | Rate Constraint in MTons | FALSE | L | Annual | Net Emissions Allowance Position | Thousand Tons | 0.50284 | 0.4172 | 0.8212 | 1.1336 | 1.1599 | 1.4109 | 1.3008 | 1.1013
NSR Kincaid 1 & 2- NOx Cap Annual v5.13 | 481 | 7474 | Rate Constraint in MTons | FALSE | L | Annual | Fuel Consumed | TBtu | 17.2402 | 14.3149 | 28.3558 | 38.843 | 39.7687 | 48.5924 | 44.6482 | 37.7468
NSR Kincaid 1 & 2- NOx Cap Annual v5.13 | 481 | 7474 | Rate Constraint in MTons | FALSE | L | Annual | Rate | lb/MMBtu | 0.058333 | 0.058288 | 0.057921 | 0.058369 | 0.058334 | 0.058071 | 0.058268 | 0.058353
NSR Kincaid 1 & 2- NOx Cap Annual v5.13 | 481 | 7474 | Rate Constraint in MTons | FALSE | L | Annual | Generation | TWh | 1.583 | 1.3146 | 2.6088 | 3.5659 | 3.6514 | 4.4673 | 4.1008 | 3.4655
NSR Kincaid 1 & 2- NOx Cap Annual v5.13 | 481 | 7474 | Rate Constraint in MTons | FALSE | L | Annual | Qualifying Generation | TWh | 1.583 | 1.3146 | 2.6088 | 3.5659 | 3.6514 | 4.4673 | 4.1008 | 3.4655
NSR Kincaid 1 & 2- NOx Cap Annual v5.13 | 481 | 7474 | Rate Constraint in MTons | FALSE | L | Annual | Rate | lb/MWh | 0.63531 | 0.63469 | 0.62957 | 0.63581 | 0.63533 | 0.63166 | 0.6344 | 0.63559
NSR Kincaid 1 & 2- NOx Cap Annual v5.13 | 481 | 7474 | Rate Constraint in MTons | FALSE | L | Annual | Constraint Shadow Price | US2019$/Ton | 0 | 0 | 0 | 0 | 0 | 0 | 0 | 0
NSR Kincaid 1 & 2- NOx Rate Annual v5.13 | 482 | 7473 | Rate Constraint in lbs/MMBtu | FALSE | L | Annual | Seasons Included | Seasons | Winter, WintShld, Summer | Winter, WintShld, Summer | Winter, WintShld, Summer | Winter, WintShld, Summer | Winter, WintShld, Summer | Winter, WintShld, Summer | Winter, WintShld, Summer | Winter, WintShld, Summer
NSR Kincaid 1 & 2- NOx Rate Annual v5.13 | 482 | 7473 | Rate Constraint in lbs/MMBtu | FALSE | L | Annual | Standard NOX | lb/MMBtu | 0.08 | 0.08 | 0.08 | 0.08 | 0.08 | 0.08 | 0.08 | 0.08
NSR Kincaid 1 & 2- NOx Rate Annual v5.13 | 482 | 7473 | Rate Constraint in lbs/MMBtu | FALSE | L | Annual | Emissions at Affected Plants NOX | Thousand Tons | 0.50284 | 0.4172 | 0.8212 | 1.1336 | 1.1599 | 1.4109 | 1.3008 | 1.1013
NSR Kincaid 1 & 2- NOx Rate Annual v5.13 | 482 | 7473 | Rate Constraint in lbs/MMBtu | FALSE | L | Annual | Allowances Purchased NOX | Thousand Tons | 0 | 0 | 0 | 0 | 0 | 0 | 0 | 0
NSR Kincaid 1 & 2- NOx Rate Annual v5.13 | 482 | 7473 | Rate Constraint in lbs/MMBtu | FALSE | L | Annual | Allowances Sold NOX | Thousand Tons | 0 | 0 | 0 | 0 | 0 | 0 | 0 | 0
NSR Kincaid 1 & 2- NOx Rate Annual v5.13 | 482 | 7473 | Rate Constraint in lbs/MMBtu | FALSE | L | Annual | Allowances Banked | Thousand Tons | 0 | 0 | 0 | 0 | 0 | 0 | 0 | 0
NSR Kincaid 1 & 2- NOx Rate Annual v5.13 | 482 | 7473 | Rate Constraint in lbs/MMBtu | FALSE | L | Annual | Allowances Withdrawn (1:1) | Thousand Tons | 0 | 0 | 0 | 0 | 0 | 0 | 0 | 0
NSR Kincaid 1 & 2- NOx Rate Annual v5.13 | 482 | 7473 | Rate Constraint in lbs/MMBtu | FALSE | L | Annual | Allowances Withdrawn (n:1) | Thousand Tons | 0 | 0 | 0 | 0 | 0 | 0 | 0 | 0
NSR Kincaid 1 & 2- NOx Rate Annual v5.13 | 482 | 7473 | Rate Constraint in lbs/MMBtu | FALSE | L | Annual | Net Emissions Allowance Position | Thousand Tons | 0.50284 | 0.4172 | 0.8212 | 1.1336 | 1.1599 | 1.4109 | 1.3008 | 1.1013
NSR Kincaid 1 & 2- NOx Rate Annual v5.13 | 482 | 7473 | Rate Constraint in lbs/MMBtu | FALSE | L | Annual | Fuel Consumed | TBtu | 17.2402 | 14.3149 | 28.3558 | 38.843 | 39.7687 | 48.5924 | 44.6482 | 37.7468
NSR Kincaid 1 & 2- NOx Rate Annual v5.13 | 482 | 7473 | Rate Constraint in lbs/MMBtu | FALSE | L | Annual | Rate | lb/MMBtu | 0.058333 | 0.058288 | 0.057921 | 0.058369 | 0.058334 | 0.058071 | 0.058268 | 0.058353
NSR Kincaid 1 & 2- NOx Rate Annual v5.13 | 482 | 7473 | Rate Constraint in lbs/MMBtu | FALSE | L | Annual | Generation | TWh | 1.583 | 1.3146 | 2.6088 | 3.5659 | 3.6514 | 4.4673 | 4.1008 | 3.4655
NSR Kincaid 1 & 2- NOx Rate Annual v5.13 | 482 | 7473 | Rate Constraint in lbs/MMBtu | FALSE | L | Annual | Qualifying Generation | TWh | 1.583 | 1.3146 | 2.6088 | 3.5659 | 3.6514 | 4.4673 | 4.1008 | 3.4655
NSR Kincaid 1 & 2- NOx Rate Annual v5.13 | 482 | 7473 | Rate Constraint in lbs/MMBtu | FALSE | L | Annual | Rate | lb/MWh | 0.63531 | 0.63469 | 0.62957 | 0.63581 | 0.63533 | 0.63166 | 0.6344 | 0.63559
NSR Kincaid 1 & 2- NOx Rate Annual v5.13 | 482 | 7473 | Rate Constraint in lbs/MMBtu | FALSE | L | Annual | Constraint Shadow Price | US2019$/Ton | 0 | 0 | 0 | 0 | 0 | 0 | 0 | 0
NSR Kincaid 1 & 2- SO2 Cap Annual v5.13 | 483 | 7472 | Rate Constraint in MTons | FALSE | L | Annual | Seasons Included | Seasons | Winter, WintShld, Summer | Winter, WintShld, Summer | Winter, WintShld, Summer | Winter, WintShld, Summer | Winter, WintShld, Summer | Winter, WintShld, Summer | Winter, WintShld, Summer | Winter, WintShld, Summer
NSR Kincaid 1 & 2- SO2 Cap Annual v5.13 | 483 | 7472 | Rate Constraint in MTons | FALSE | L | Annual | Standard SO2 | Thousand Tons | 4.4 | 4.4 | 4.4 | 4.4 | 4.4 | 4.4 | 4.4 | 4.4
NSR Kincaid 1 & 2- SO2 Cap Annual v5.13 | 483 | 7472 | Rate Constraint in MTons | FALSE | L | Annual | Emissions at Affected Plants SO2 | Thousand Tons | 0.86201 | 0.71575 | 1.4178 | 1.9421 | 1.9884 | 2.4296 | 2.2324 | 1.8873
NSR Kincaid 1 & 2- SO2 Cap Annual v5.13 | 483 | 7472 | Rate Constraint in MTons | FALSE | L | Annual | Allowances Purchased SO2 | Thousand Tons | 0 | 0 | 0 | 0 | 0 | 0 | 0 | 0
NSR Kincaid 1 & 2- SO2 Cap Annual v5.13 | 483 | 7472 | Rate Constraint in MTons | FALSE | L | Annual | Allowances Sold SO2 | Thousand Tons | 0 | 0 | 0 | 0 | 0 | 0 | 0 | 0
NSR Kincaid 1 & 2- SO2 Cap Annual v5.13 | 483 | 7472 | Rate Constraint in MTons | FALSE | L | Annual | Allowances Banked | Thousand Tons | 0 | 0 | 0 | 0 | 0 | 0 | 0 | 0
NSR Kincaid 1 & 2- SO2 Cap Annual v5.13 | 483 | 7472 | Rate Constraint in MTons | FALSE | L | Annual | Allowances Withdrawn (1:1) | Thousand Tons | 0 | 0 | 0 | 0 | 0 | 0 | 0 | 0
NSR Kincaid 1 & 2- SO2 Cap Annual v5.13 | 483 | 7472 | Rate Constraint in MTons | FALSE | L | Annual | Allowances Withdrawn (n:1) | Thousand Tons | 0 | 0 | 0 | 0 | 0 | 0 | 0 | 0
NSR Kincaid 1 & 2- SO2 Cap Annual v5.13 | 483 | 7472 | Rate Constraint in MTons | FALSE | L | Annual | Net Emissions Allowance Position | Thousand Tons | 0.86201 | 0.71575 | 1.4178 | 1.9421 | 1.9884 | 2.4296 | 2.2324 | 1.8873
NSR Kincaid 1 & 2- SO2 Cap Annual v5.13 | 483 | 7472 | Rate Constraint in MTons | FALSE | L | Annual | Fuel Consumed | TBtu | 17.2402 | 14.3149 | 28.3558 | 38.843 | 39.7687 | 48.5924 | 44.6482 | 37.7468
NSR Kincaid 1 & 2- SO2 Cap Annual v5.13 | 483 | 7472 | Rate Constraint in MTons | FALSE | L | Annual | Rate | lb/MMBtu | 0.1 | 0.1 | 0.1 | 0.1 | 0.1 | 0.1 | 0.1 | 0.1
NSR Kincaid 1 & 2- SO2 Cap Annual v5.13 | 483 | 7472 | Rate Constraint in MTons | FALSE | L | Annual | Generation | TWh | 1.583 | 1.3146 | 2.6088 | 3.5659 | 3.6514 | 4.4673 | 4.1008 | 3.4655
NSR Kincaid 1 & 2- SO2 Cap Annual v5.13 | 483 | 7472 | Rate Constraint in MTons | FALSE | L | Annual | Qualifying Generation | TWh | 1.583 | 1.3146 | 2.6088 | 3.5659 | 3.6514 | 4.4673 | 4.1008 | 3.4655
NSR Kincaid 1 & 2- SO2 Cap Annual v5.13 | 483 | 7472 | Rate Constraint in MTons | FALSE | L | Annual | Rate | lb/MWh | 1.0891 | 1.0889 | 1.0869 | 1.0893 | 1.0891 | 1.0877 | 1.0888 | 1.0892
NSR Kincaid 1 & 2- SO2 Cap Annual v5.13 | 483 | 7472 | Rate Constraint in MTons | FALSE | L | Annual | Constraint Shadow Price | US2019$/Ton | 0 | 0 | 0 | 0 | 0 | 0 | 0 | 0
NSR Kincaid 1 & 2- SO2 Rate Annual v5.13 | 484 | 7471 | Rate Constraint in lbs/MMBtu | FALSE | L | Annual | Seasons Included | Seasons | Winter, WintShld, Summer | Winter, WintShld, Summer | Winter, WintShld, Summer | Winter, WintShld, Summer | Winter, WintShld, Summer | Winter, WintShld, Summer | Winter, WintShld, Summer | Winter, WintShld, Summer
NSR Kincaid 1 & 2- SO2 Rate Annual v5.13 | 484 | 7471 | Rate Constraint in lbs/MMBtu | FALSE | L | Annual | Standard SO2 | lb/MMBtu | 0.1 | 0.1 | 0.1 | 0.1 | 0.1 | 0.1 | 0.1 | 0.1
NSR Kincaid 1 & 2- SO2 Rate Annual v5.13 | 484 | 7471 | Rate Constraint in lbs/MMBtu | FALSE | L | Annual | Emissions at Affected Plants SO2 | Thousand Tons | 0.86201 | 0.71575 | 1.4178 | 1.9421 | 1.9884 | 2.4296 | 2.2324 | 1.8873
NSR Kincaid 1 & 2- SO2 Rate Annual v5.13 | 484 | 7471 | Rate Constraint in lbs/MMBtu | FALSE | L | Annual | Allowances Purchased SO2 | Thousand Tons | 0 | 0 | 0 | 0 | 0 | 0 | 0 | 0
NSR Kincaid 1 & 2- SO2 Rate Annual v5.13 | 484 | 7471 | Rate Constraint in lbs/MMBtu | FALSE | L | Annual | Allowances Sold SO2 | Thousand Tons | 0 | 0 | 0 | 0 | 0 | 0 | 0 | 0
NSR Kincaid 1 & 2- SO2 Rate Annual v5.13 | 484 | 7471 | Rate Constraint in lbs/MMBtu | FALSE | L | Annual | Allowances Banked | Thousand Tons | 0 | 0 | 0 | 0 | 0 | 0 | 0 | 0
NSR Kincaid 1 & 2- SO2 Rate Annual v5.13 | 484 | 7471 | Rate Constraint in lbs/MMBtu | FALSE | L | Annual | Allowances Withdrawn (1:1) | Thousand Tons | 0 | 0 | 0 | 0 | 0 | 0 | 0 | 0
NSR Kincaid 1 & 2- SO2 Rate Annual v5.13 | 484 | 7471 | Rate Constraint in lbs/MMBtu | FALSE | L | Annual | Allowances Withdrawn (n:1) | Thousand Tons | 0 | 0 | 0 | 0 | 0 | 0 | 0 | 0
NSR Kincaid 1 & 2- SO2 Rate Annual v5.13 | 484 | 7471 | Rate Constraint in lbs/MMBtu | FALSE | L | Annual | Net Emissions Allowance Position | Thousand Tons | 0.86201 | 0.71575 | 1.4178 | 1.9421 | 1.9884 | 2.4296 | 2.2324 | 1.8873
NSR Kincaid 1 & 2- SO2 Rate Annual v5.13 | 484 | 7471 | Rate Constraint in lbs/MMBtu | FALSE | L | Annual | Fuel Consumed | TBtu | 17.2402 | 14.3149 | 28.3558 | 38.843 | 39.7687 | 48.5924 | 44.6482 | 37.7468
NSR Kincaid 1 & 2- SO2 Rate Annual v5.13 | 484 | 7471 | Rate Constraint in lbs/MMBtu | FALSE | L | Annual | Rate | lb/MMBtu | 0.1 | 0.1 | 0.1 | 0.1 | 0.1 | 0.1 | 0.1 | 0.1
NSR Kincaid 1 & 2- SO2 Rate Annual v5.13 | 484 | 7471 | Rate Constraint in lbs/MMBtu | FALSE | L | Annual | Generation | TWh | 1.583 | 1.3146 | 2.6088 | 3.5659 | 3.6514 | 4.4673 | 4.1008 | 3.4655
NSR Kincaid 1 & 2- SO2 Rate Annual v5.13 | 484 | 7471 | Rate Constraint in lbs/MMBtu | FALSE | L | Annual | Qualifying Generation | TWh | 1.583 | 1.3146 | 2.6088 | 3.5659 | 3.6514 | 4.4673 | 4.1008 | 3.4655
NSR Kincaid 1 & 2- SO2 Rate Annual v5.13 | 484 | 7471 | Rate Constraint in lbs/MMBtu | FALSE | L | Annual | Rate | lb/MWh | 1.0891 | 1.0889 | 1.0869 | 1.0893 | 1.0891 | 1.0877 | 1.0888 | 1.0892
NSR Kincaid 1 & 2- SO2 Rate Annual v5.13 | 484 | 7471 | Rate Constraint in lbs/MMBtu | FALSE | L | Annual | Constraint Shadow Price | US2019$/Ton | 9215.302 | 7601.9562 | 19901.4183 | 20600.1872 | 20340.5754 | 24369.6811 | 21829.2653 | 20334.5171
NSR KU Brown Unit 3 - SO2 Cap Annual v3.1 | 485 | 7383 | Rate Constraint in MTons | FALSE | L | Annual | Seasons Included | Seasons | Winter, WintShld, Summer | Winter, WintShld, Summer | Winter, WintShld, Summer | Winter, WintShld, Summer | Winter, WintShld, Summer | Winter, WintShld, Summer | Winter, WintShld, Summer | Winter, WintShld, Summer
NSR KU Brown Unit 3 - SO2 Cap Annual v3.1 | 485 | 7383 | Rate Constraint in MTons | FALSE | L | Annual | Standard SO2 | Thousand Tons | 2.3 | 2.3 | 2.3 | 2.3 | 2.3 | 2.3 | 2.3 | 2.3
NSR KU Brown Unit 3 - SO2 Cap Annual v3.1 | 485 | 7383 | Rate Constraint in MTons | FALSE | L | Annual | Emissions at Affected Plants SO2 | Thousand Tons | 0 | 0 | 0 | 0 | 0 | 0 | 0 | 0
NSR KU Brown Unit 3 - SO2 Cap Annual v3.1 | 485 | 7383 | Rate Constraint in MTons | FALSE | L | Annual | Allowances Purchased SO2 | Thousand Tons | 0 | 0 | 0 | 0 | 0 | 0 | 0 | 0
NSR KU Brown Unit 3 - SO2 Cap Annual v3.1 | 485 | 7383 | Rate Constraint in MTons | FALSE | L | Annual | Allowances Sold SO2 | Thousand Tons | 0 | 0 | 0 | 0 | 0 | 0 | 0 | 0
NSR KU Brown Unit 3 - SO2 Cap Annual v3.1 | 485 | 7383 | Rate Constraint in MTons | FALSE | L | Annual | Allowances Banked | Thousand Tons | 0 | 0 | 0 | 0 | 0 | 0 | 0 | 0
NSR KU Brown Unit 3 - SO2 Cap Annual v3.1 | 485 | 7383 | Rate Constraint in MTons | FALSE | L | Annual | Allowances Withdrawn (1:1) | Thousand Tons | 0 | 0 | 0 | 0 | 0 | 0 | 0 | 0
NSR KU Brown Unit 3 - SO2 Cap Annual v3.1 | 485 | 7383 | Rate Constraint in MTons | FALSE | L | Annual | Allowances Withdrawn (n:1) | Thousand Tons | 0 | 0 | 0 | 0 | 0 | 0 | 0 | 0
NSR KU Brown Unit 3 - SO2 Cap Annual v3.1 | 485 | 7383 | Rate Constraint in MTons | FALSE | L | Annual | Net Emissions Allowance Position | Thousand Tons | 0 | 0 | 0 | 0 | 0 | 0 | 0 | 0
NSR KU Brown Unit 3 - SO2 Cap Annual v3.1 | 485 | 7383 | Rate Constraint in MTons | FALSE | L | Annual | Fuel Consumed | TBtu | 0 | 0 | 0 | 0 | 0 | 0 | 0 | 0
NSR KU Brown Unit 3 - SO2 Cap Annual v3.1 | 485 | 7383 | Rate Constraint in MTons | FALSE | L | Annual | Rate | lb/MMBtu | 0 | 0 | 0 | 0 | 0 | 0 | 0 | 0
NSR KU Brown Unit 3 - SO2 Cap Annual v3.1 | 485 | 7383 | Rate Constraint in MTons | FALSE | L | Annual | Generation | TWh | 0 | 0 | 0 | 0 | 0 | 0 | 0 | 0
NSR KU Brown Unit 3 - SO2 Cap Annual v3.1 | 485 | 7383 | Rate Constraint in MTons | FALSE | L | Annual | Qualifying Generation | TWh | 0 | 0 | 0 | 0 | 0 | 0 | 0 | 0
NSR KU Brown Unit 3 - SO2 Cap Annual v3.1 | 485 | 7383 | Rate Constraint in MTons | FALSE | L | Annual | Rate | lb/MWh | 0 | 0 | 0 | 0 | 0 | 0 | 0 | 0
NSR KU Brown Unit 3 - SO2 Cap Annual v3.1 | 485 | 7383 | Rate Constraint in MTons | FALSE | L | Annual | Constraint Shadow Price | US2019$/Ton | 0 | 0 | 0 | 0 | 0 | 0 | 0 | 0
NSR KU Brown Unit 3 - SO2 Rate Annual v3.1 | 486 | 7384 | Rate Constraint in lbs/MMBtu | FALSE | L | Annual | Seasons Included | Seasons | Winter, WintShld, Summer | Winter, WintShld, Summer | Winter, WintShld, Summer | Winter, WintShld, Summer | Winter, WintShld, Summer | Winter, WintShld, Summer | Winter, WintShld, Summer | Winter, WintShld, Summer
NSR KU Brown Unit 3 - SO2 Rate Annual v3.1 | 486 | 7384 | Rate Constraint in lbs/MMBtu | FALSE | L | Annual | Standard SO2 | lb/MMBtu | 0.1 | 0.1 | 0.1 | 0.1 | 0.1 | 0.1 | 0.1 | 0.1
NSR KU Brown Unit 3 - SO2 Rate Annual v3.1 | 486 | 7384 | Rate Constraint in lbs/MMBtu | FALSE | L | Annual | Emissions at Affected Plants SO2 | Thousand Tons | 0 | 0 | 0 | 0 | 0 | 0 | 0 | 0
NSR KU Brown Unit 3 - SO2 Rate Annual v3.1 | 486 | 7384 | Rate Constraint in lbs/MMBtu | FALSE | L | Annual | Allowances Purchased SO2 | Thousand Tons | 0 | 0 | 0 | 0 | 0 | 0 | 0 | 0
NSR KU Brown Unit 3 - SO2 Rate Annual v3.1 | 486 | 7384 | Rate Constraint in lbs/MMBtu | FALSE | L | Annual | Allowances Sold SO2 | Thousand Tons | 0 | 0 | 0 | 0 | 0 | 0 | 0 | 0
NSR KU Brown Unit 3 - SO2 Rate Annual v3.1 | 486 | 7384 | Rate Constraint in lbs/MMBtu | FALSE | L | Annual | Allowances Banked | Thousand Tons | 0 | 0 | 0 | 0 | 0 | 0 | 0 | 0
NSR KU Brown Unit 3 - SO2 Rate Annual v3.1 | 486 | 7384 | Rate Constraint in lbs/MMBtu | FALSE | L | Annual | Allowances Withdrawn (1:1) | Thousand Tons | 0 | 0 | 0 | 0 | 0 | 0 | 0 | 0
NSR KU Brown Unit 3 - SO2 Rate Annual v3.1 | 486 | 7384 | Rate Constraint in lbs/MMBtu | FALSE | L | Annual | Allowances Withdrawn (n:1) | Thousand Tons | 0 | 0 | 0 | 0 | 0 | 0 | 0 | 0
NSR KU Brown Unit 3 - SO2 Rate Annual v3.1 | 486 | 7384 | Rate Constraint in lbs/MMBtu | FALSE | L | Annual | Net Emissions Allowance Position | Thousand Tons | 0 | 0 | 0 | 0 | 0 | 0 | 0 | 0
NSR KU Brown Unit 3 - SO2 Rate Annual v3.1 | 486 | 7384 | Rate Constraint in lbs/MMBtu | FALSE | L | Annual | Fuel Consumed | TBtu | 0 | 0 | 0 | 0 | 0 | 0 | 0 | 0
NSR KU Brown Unit 3 - SO2 Rate Annual v3.1 | 486 | 7384 | Rate Constraint in lbs/MMBtu | FALSE | L | Annual | Rate | lb/MMBtu | 0 | 0 | 0 | 0 | 0 | 0 | 0 | 0
NSR KU Brown Unit 3 - SO2 Rate Annual v3.1 | 486 | 7384 | Rate Constraint in lbs/MMBtu | FALSE | L | Annual | Generation | TWh | 0 | 0 | 0 | 0 | 0 | 0 | 0 | 0
NSR KU Brown Unit 3 - SO2 Rate Annual v3.1 | 486 | 7384 | Rate Constraint in lbs/MMBtu | FALSE | L | Annual | Qualifying Generation | TWh | 0 | 0 | 0 | 0 | 0 | 0 | 0 | 0
NSR KU Brown Unit 3 - SO2 Rate Annual v3.1 | 486 | 7384 | Rate Constraint in lbs/MMBtu | FALSE | L | Annual | Rate | lb/MWh | 0 | 0 | 0 | 0 | 0 | 0 | 0 | 0
NSR KU Brown Unit 3 - SO2 Rate Annual v3.1 | 486 | 7384 | Rate Constraint in lbs/MMBtu | FALSE | L | Annual | Constraint Shadow Price | US2019$/Ton | 0 | 0 | 0 | 0 | 0 | 0 | 0 | 0
NSR Lansing Unit 4 NOX Rate v5.16 | 487 | 7512 | Rate Constraint in lbs/MMBtu | FALSE | L | Annual | Seasons Included | Seasons | Winter, WintShld, Summer | Winter, WintShld, Summer | Winter, WintShld, Summer | Winter, WintShld, Summer | Winter, WintShld, Summer | Winter, WintShld, Summer | Winter, WintShld, Summer | Winter, WintShld, Summer
NSR Lansing Unit 4 NOX Rate v5.16 | 487 | 7512 | Rate Constraint in lbs/MMBtu | FALSE | L | Annual | Standard NOX | lb/MMBtu | 0.08 | 0.08 | 0.08 | 0.08 | 0.08 | 0.08 | 0.08 | 0.08
NSR Lansing Unit 4 NOX Rate v5.16 | 487 | 7512 | Rate Constraint in lbs/MMBtu | FALSE | L | Annual | Emissions at Affected Plants NOX | Thousand Tons | 0 | 0 | 0 | 0 | 0 | 0 | 0 | 0
NSR Lansing Unit 4 NOX Rate v5.16 | 487 | 7512 | Rate Constraint in lbs/MMBtu | FALSE | L | Annual | Allowances Purchased NOX | Thousand Tons | 0 | 0 | 0 | 0 | 0 | 0 | 0 | 0
NSR Lansing Unit 4 NOX Rate v5.16 | 487 | 7512 | Rate Constraint in lbs/MMBtu | FALSE | L | Annual | Allowances Sold NOX | Thousand Tons | 0 | 0 | 0 | 0 | 0 | 0 | 0 | 0
NSR Lansing Unit 4 NOX Rate v5.16 | 487 | 7512 | Rate Constraint in lbs/MMBtu | FALSE | L | Annual | Allowances Banked | Thousand Tons | 0 | 0 | 0 | 0 | 0 | 0 | 0 | 0
NSR Lansing Unit 4 NOX Rate v5.16 | 487 | 7512 | Rate Constraint in lbs/MMBtu | FALSE | L | Annual | Allowances Withdrawn (1:1) | Thousand Tons | 0 | 0 | 0 | 0 | 0 | 0 | 0 | 0
NSR Lansing Unit 4 NOX Rate v5.16 | 487 | 7512 | Rate Constraint in lbs/MMBtu | FALSE | L | Annual | Allowances Withdrawn (n:1) | Thousand Tons | 0 | 0 | 0 | 0 | 0 | 0 | 0 | 0
NSR Lansing Unit 4 NOX Rate v5.16 | 487 | 7512 | Rate Constraint in lbs/MMBtu | FALSE | L | Annual | Net Emissions Allowance Position | Thousand Tons | 0 | 0 | 0 | 0 | 0 | 0 | 0 | 0
NSR Lansing Unit 4 NOX Rate v5.16 | 487 | 7512 | Rate Constraint in lbs/MMBtu | FALSE | L | Annual | Fuel Consumed | TBtu | 0 | 0 | 0 | 0 | 0 | 0 | 0 | 0
NSR Lansing Unit 4 NOX Rate v5.16 | 487 | 7512 | Rate Constraint in lbs/MMBtu | FALSE | L | Annual | Rate | lb/MMBtu | 0 | 0 | 0 | 0 | 0 | 0 | 0 | 0
NSR Lansing Unit 4 NOX Rate v5.16 | 487 | 7512 | Rate Constraint in lbs/MMBtu | FALSE | L | Annual | Generation | TWh | 0 | 0 | 0 | 0 | 0 | 0 | 0 | 0
NSR Lansing Unit 4 NOX Rate v5.16 | 487 | 7512 | Rate Constraint in lbs/MMBtu | FALSE | L | Annual | Qualifying Generation | TWh | 0 | 0 | 0 | 0 | 0 | 0 | 0 | 0
NSR Lansing Unit 4 NOX Rate v5.16 | 487 | 7512 | Rate Constraint in lbs/MMBtu | FALSE | L | Annual | Rate | lb/MWh | 0 | 0 | 0 | 0 | 0 | 0 | 0 | 0
NSR Lansing Unit 4 NOX Rate v5.16 | 487 | 7512 | Rate Constraint in lbs/MMBtu | FALSE | L | Annual | Constraint Shadow Price | US2019$/Ton | 0 | 0 | 0 | 0 | 0 | 0 | 0 | 0
NSR Lansing Unit 4 SO2 Rate v5.16 | 488 | 7511 | Rate Constraint in lbs/MMBtu | FALSE | L | Annual | Seasons Included | Seasons | Winter, WintShld, Summer | Winter, WintShld, Summer | Winter, WintShld, Summer | Winter, WintShld, Summer | Winter, WintShld, Summer | Winter, WintShld, Summer | Winter, WintShld, Summer | Winter, WintShld, Summer
NSR Lansing Unit 4 SO2 Rate v5.16 | 488 | 7511 | Rate Constraint in lbs/MMBtu | FALSE | L | Annual | Standard SO2 | lb/MMBtu | 0.075 | 0.075 | 0.075 | 0.075 | 0.075 | 0.075 | 0.075 | 0.075
NSR Lansing Unit 4 SO2 Rate v5.16 | 488 | 7511 | Rate Constraint in lbs/MMBtu | FALSE | L | Annual | Emissions at Affected Plants SO2 | Thousand Tons | 0 | 0 | 0 | 0 | 0 | 0 | 0 | 0
NSR Lansing Unit 4 SO2 Rate v5.16 | 488 | 7511 | Rate Constraint in lbs/MMBtu | FALSE | L | Annual | Allowances Purchased SO2 | Thousand Tons | 0 | 0 | 0 | 0 | 0 | 0 | 0 | 0
NSR Lansing Unit 4 SO2 Rate v5.16 | 488 | 7511 | Rate Constraint in lbs/MMBtu | FALSE | L | Annual | Allowances Sold SO2 | Thousand Tons | 0 | 0 | 0 | 0 | 0 | 0 | 0 | 0
NSR Lansing Unit 4 SO2 Rate v5.16 | 488 | 7511 | Rate Constraint in lbs/MMBtu | FALSE | L | Annual | Allowances Banked | Thousand Tons | 0 | 0 | 0 | 0 | 0 | 0 | 0 | 0
NSR Lansing Unit 4 SO2 Rate v5.16 | 488 | 7511 | Rate Constraint in lbs/MMBtu | FALSE | L | Annual | Allowances Withdrawn (1:1) | Thousand Tons | 0 | 0 | 0 | 0 | 0 | 0 | 0 | 0
NSR Lansing Unit 4 SO2 Rate v5.16 | 488 | 7511 | Rate Constraint in lbs/MMBtu | FALSE | L | Annual | Allowances Withdrawn (n:1) | Thousand Tons | 0 | 0 | 0 | 0 | 0 | 0 | 0 | 0
NSR Lansing Unit 4 SO2 Rate v5.16 | 488 | 7511 | Rate Constraint in lbs/MMBtu | FALSE | L | Annual | Net Emissions Allowance Position | Thousand Tons | 0 | 0 | 0 | 0 | 0 | 0 | 0 | 0
NSR Lansing Unit 4 SO2 Rate v5.16 | 488 | 7511 | Rate Constraint in lbs/MMBtu | FALSE | L | Annual | Fuel Consumed | TBtu | 0 | 0 | 0 | 0 | 0 | 0 | 0 | 0
NSR Lansing Unit 4 SO2 Rate v5.16 | 488 | 7511 | Rate Constraint in lbs/MMBtu | FALSE | L | Annual | Rate | lb/MMBtu | 0 | 0 | 0 | 0 | 0 | 0 | 0 | 0
NSR Lansing Unit 4 SO2 Rate v5.16 | 488 | 7511 | Rate Constraint in lbs/MMBtu | FALSE | L | Annual | Generation | TWh | 0 | 0 | 0 | 0 | 0 | 0 | 0 | 0
NSR Lansing Unit 4 SO2 Rate v5.16 | 488 | 7511 | Rate Constraint in lbs/MMBtu | FALSE | L | Annual | Qualifying Generation | TWh | 0 | 0 | 0 | 0 | 0 | 0 | 0 | 0
NSR Lansing Unit 4 SO2 Rate v5.16 | 488 | 7511 | Rate Constraint in lbs/MMBtu | FALSE | L | Annual | Rate | lb/MWh | 0 | 0 | 0 | 0 | 0 | 0 | 0 | 0
NSR Lansing Unit 4 SO2 Rate v5.16 | 488 | 7511 | Rate Constraint in lbs/MMBtu | FALSE | L | Annual | Constraint Shadow Price | US2019$/Ton | 0 | 0 | 0 | 0 | 0 | 0 | 0 | 0
NSR Laskin 1,2 - NOX Rate Annual v5.14 | 489 | 7491 | Rate Constraint in lbs/MMBtu | FALSE | L | Annual | Seasons Included | Seasons | Winter, WintShld, Summer | Winter, WintShld, Summer | Winter, WintShld, Summer | Winter, WintShld, Summer | Winter, WintShld, Summer | Winter, WintShld, Summer | Winter, WintShld, Summer | Winter, WintShld, Summer
NSR Laskin 1,2 - NOX Rate Annual v5.14 | 489 | 7491 | Rate Constraint in lbs/MMBtu | FALSE | L | Annual | Standard NOX | lb/MMBtu | 0.19 | 0.19 | 0.19 | 0.19 | 0.19 | 0.19 | 0.19 | 0.19
NSR Laskin 1,2 - NOX Rate Annual v5.14 | 489 | 7491 | Rate Constraint in lbs/MMBtu | FALSE | L | Annual | Emissions at Affected Plants NOX | Thousand Tons | 0 | 0 | 0 | 0 | 0 | 0 | 0 | 0
NSR Laskin 1,2 - NOX Rate Annual v5.14 | 489 | 7491 | Rate Constraint in lbs/MMBtu | FALSE | L | Annual | Allowances Purchased NOX | Thousand Tons | 0 | 0 | 0 | 0 | 0 | 0 | 0 | 0
NSR Laskin 1,2 - NOX Rate Annual v5.14 | 489 | 7491 | Rate Constraint in lbs/MMBtu | FALSE | L | Annual | Allowances Sold NOX | Thousand Tons | 0 | 0 | 0 | 0 | 0 | 0 | 0 | 0
NSR Laskin 1,2 - NOX Rate Annual v5.14 | 489 | 7491 | Rate Constraint in lbs/MMBtu | FALSE | L | Annual | Allowances Banked | Thousand Tons | 0 | 0 | 0 | 0 | 0 | 0 | 0 | 0
NSR Laskin 1,2 - NOX Rate Annual v5.14 | 489 | 7491 | Rate Constraint in lbs/MMBtu | FALSE | L | Annual | Allowances Withdrawn (1:1) | Thousand Tons | 0 | 0 | 0 | 0 | 0 | 0 | 0 | 0
NSR Laskin 1,2 - NOX Rate Annual v5.14 | 489 | 7491 | Rate Constraint in lbs/MMBtu | FALSE | L | Annual | Allowances Withdrawn (n:1) | Thousand Tons | 0 | 0 | 0 | 0 | 0 | 0 | 0 | 0
NSR Laskin 1,2 - NOX Rate Annual v5.14 | 489 | 7491 | Rate Constraint in lbs/MMBtu | FALSE | L | Annual | Net Emissions Allowance Position | Thousand Tons | 0 | 0 | 0 | 0 | 0 | 0 | 0 | 0
NSR Laskin 1,2 - NOX Rate Annual v5.14 | 489 | 7491 | Rate Constraint in lbs/MMBtu | FALSE | L | Annual | Fuel Consumed | TBtu | 0 | 0 | 0 | 0 | 0 | 0 | 0 | 0
NSR Laskin 1,2 - NOX Rate Annual v5.14 | 489 | 7491 | Rate Constraint in lbs/MMBtu | FALSE | L | Annual | Rate | lb/MMBtu | 0 | 0 | 0 | 0 | 0 | 0 | 0 | 0
NSR Laskin 1,2 - NOX Rate Annual v5.14 | 489 | 7491 | Rate Constraint in lbs/MMBtu | FALSE | L | Annual | Generation | TWh | 0 | 0 | 0 | 0 | 0 | 0 | 0 | 0
NSR Laskin 1,2 - NOX Rate Annual v5.14 | 489 | 7491 | Rate Constraint in lbs/MMBtu | FALSE | L | Annual | Qualifying Generation | TWh | 0 | 0 | 0 | 0 | 0 | 0 | 0 | 0
NSR Laskin 1,2 - NOX Rate Annual v5.14 | 489 | 7491 | Rate Constraint in lbs/MMBtu | FALSE | L | Annual | Rate | lb/MWh | 0 | 0 | 0 | 0 | 0 | 0 | 0 | 0
NSR Laskin 1,2 - NOX Rate Annual v5.14 | 489 | 7491 | Rate Constraint in lbs/MMBtu | FALSE | L | Annual | Constraint Shadow Price | US2019$/Ton | 0 | 0 | 0 | 0 | 0 | 0 | 0 | 0
NSR Laskin 1,2 - SO2 Rate Annual v5.14 | 490 | 7490 | Rate Constraint in lbs/MMBtu | FALSE | L | Annual | Seasons Included | Seasons | Winter, WintShld, Summer | Winter, WintShld, Summer | Winter, WintShld, Summer | Winter, WintShld, Summer | Winter, WintShld, Summer | Winter, WintShld, Summer | Winter, WintShld, Summer | Winter, WintShld, Summer
NSR Laskin 1,2 - SO2 Rate Annual v5.14 | 490 | 7490 | Rate Constraint in lbs/MMBtu | FALSE | L | Annual | Standard SO2 | lb/MMBtu | 0.2 | 0.2 | 0.2 | 0.2 | 0.2 | 0.2 | 0.2 | 0.2
NSR Laskin 1,2 - SO2 Rate Annual v5.14 | 490 | 7490 | Rate Constraint in lbs/MMBtu | FALSE | L | Annual | Emissions at Affected Plants SO2 | Thousand Tons | 0 | 0 | 0 | 0 | 0 | 0 | 0 | 0
NSR Laskin 1,2 - SO2 Rate Annual v5.14 | 490 | 7490 | Rate Constraint in lbs/MMBtu | FALSE | L | Annual | Allowances Purchased SO2 | Thousand Tons | 0 | 0 | 0 | 0 | 0 | 0 | 0 | 0
NSR Laskin 1,2 - SO2 Rate Annual v5.14 | 490 | 7490 | Rate Constraint in lbs/MMBtu | FALSE | L | Annual | Allowances Sold SO2 | Thousand Tons | 0 | 0 | 0 | 0 | 0 | 0 | 0 | 0
NSR Laskin 1,2 - SO2 Rate Annual v5.14 | 490 | 7490 | Rate Constraint in lbs/MMBtu | FALSE | L | Annual | Allowances Banked | Thousand Tons | 0 | 0 | 0 | 0 | 0 | 0 | 0 | 0
NSR Laskin 1,2 - SO2 Rate Annual v5.14 | 490 | 7490 | Rate Constraint in lbs/MMBtu | FALSE | L | Annual | Allowances Withdrawn (1:1) | Thousand Tons | 0 | 0 | 0 | 0 | 0 | 0 | 0 | 0
NSR Laskin 1,2 - SO2 Rate Annual v5.14 | 490 | 7490 | Rate Constraint in lbs/MMBtu | FALSE | L | Annual | Allowances Withdrawn (n:1) | Thousand Tons | 0 | 0 | 0 | 0 | 0 | 0 | 0 | 0
NSR Laskin 1,2 - SO2 Rate Annual v5.14 | 490 | 7490 | Rate Constraint in lbs/MMBtu | FALSE | L | Annual | Net Emissions Allowance Position | Thousand Tons | 0 | 0 | 0 | 0 | 0 | 0 | 0 | 0
NSR Laskin 1,2 - SO2 Rate Annual v5.14 | 490 | 7490 | Rate Constraint in lbs/MMBtu | FALSE | L | Annual | Fuel Consumed | TBtu | 0 | 0 | 0 | 0 | 0 | 0 | 0 | 0
NSR Laskin 1,2 - SO2 Rate Annual v5.14 | 490 | 7490 | Rate Constraint in lbs/MMBtu | FALSE | L | Annual | Rate | lb/MMBtu | 0 | 0 | 0 | 0 | 0 | 0 | 0 | 0
NSR Laskin 1,2 - SO2 Rate Annual v5.14 | 490 | 7490 | Rate Constraint in lbs/MMBtu | FALSE | L | Annual | Generation | TWh | 0 | 0 | 0 | 0 | 0 | 0 | 0 | 0
NSR Laskin 1,2 - SO2 Rate Annual v5.14 | 490 | 7490 | Rate Constraint in lbs/MMBtu | FALSE | L | Annual | Qualifying Generation | TWh | 0 | 0 | 0 | 0 | 0 | 0 | 0 | 0
NSR Laskin 1,2 - SO2 Rate Annual v5.14 | 490 | 7490 | Rate Constraint in lbs/MMBtu | FALSE | L | Annual | Rate | lb/MWh | 0 | 0 | 0 | 0 | 0 | 0 | 0 | 0
NSR Laskin 1,2 - SO2 Rate Annual v5.14 | 490 | 7490 | Rate Constraint in lbs/MMBtu | FALSE | L | Annual | Constraint Shadow Price | US2019$/Ton | 0 | 0 | 0 | 0 | 0 | 0 | 0 | 0
NSR Michigan City 12 - NOX Rate Annual v4.11, Unit 3587 and retrofits | 491 | 7449 | Rate Constraint in lbs/MMBtu | FALSE | L | Annual | Seasons Included | Seasons | Winter, WintShld, Summer | Winter, WintShld, Summer | Winter, WintShld, Summer | Winter, WintShld, Summer | Winter, WintShld, Summer | Winter, WintShld, Summer | Winter, WintShld, Summer | Winter, WintShld, Summer
NSR Michigan City 12 - NOX Rate Annual v4.11, Unit 3587 and retrofits | 491 | 7449 | Rate Constraint in lbs/MMBtu | FALSE | L | Annual | Standard NOX | lb/MMBtu | 0.1 | 0.1 | 0.1 | 0.1 | 0.1 | 0.1 | 0.1 | 0.1
NSR Michigan City 12 - NOX Rate Annual v4.11, Unit 3587 and retrofits | 491 | 7449 | Rate Constraint in lbs/MMBtu | FALSE | L | Annual | Emissions at Affected Plants NOX | Thousand Tons | 1.38 | 1.2102 | 1.3847 | 1.3665 | 1.5047 | 1.5047 | 1.5047 | 1.193
NSR Michigan City 12 - NOX Rate Annual v4.11, Unit 3587 and retrofits | 491 | 7449 | Rate Constraint in lbs/MMBtu | FALSE | L | Annual | Allowances Purchased NOX | Thousand Tons | 0 | 0 | 0 | 0 | 0 | 0 | 0 | 0
NSR Michigan City 12 - NOX Rate Annual v4.11, Unit 3587 and retrofits | 491 | 7449 | Rate Constraint in lbs/MMBtu | FALSE | L | Annual | Allowances Sold NOX | Thousand Tons | 0 | 0 | 0 | 0 | 0 | 0 | 0 | 0
NSR Michigan City 12 - NOX Rate Annual v4.11, Unit 3587 and retrofits | 491 | 7449 | Rate Constraint in lbs/MMBtu | FALSE | L | Annual | Allowances Banked | Thousand Tons | 0 | 0 | 0 | 0 | 0 | 0 | 0 | 0
NSR Michigan City 12 - NOX Rate Annual v4.11, Unit 3587 and retrofits | 491 | 7449 | Rate Constraint in lbs/MMBtu | FALSE | L | Annual | Allowances Withdrawn (1:1) | Thousand Tons | 0 | 0 | 0 | 0 | 0 | 0 | 0 | 0
NSR Michigan City 12 - NOX Rate Annual v4.11, Unit 3587 and retrofits | 491 | 7449 | Rate Constraint in lbs/MMBtu | FALSE | L | Annual | Allowances Withdrawn (n:1) | Thousand Tons | 0 | 0 | 0 | 0 | 0 | 0 | 0 | 0
NSR Michigan City 12 - NOX Rate Annual v4.11, Unit 3587 and retrofits | 491 | 7449 | Rate Constraint in lbs/MMBtu | FALSE | L | Annual | Net Emissions Allowance Position | Thousand Tons | 1.38 | 1.2102 | 1.3847 | 1.3665 | 1.5047 | 1.5047 | 1.5047 | 1.193
NSR Michigan City 12 - NOX Rate Annual v4.11, Unit 3587 and retrofits | 491 | 7449 | Rate Constraint in lbs/MMBtu | FALSE | L | Annual | Fuel Consumed | TBtu | 32.4006 | 28.5047 | 32.5687 | 32.1142 | 35.4287 | 35.4287 | 35.4287 | 28.4139
NSR Michigan City 12 - NOX Rate Annual v4.11, Unit 3587 and retrofits | 491 | 7449 | Rate Constraint in lbs/MMBtu | FALSE | L | Annual | Rate | lb/MMBtu | 0.085183 | 0.084915 | 0.085031 | 0.085102 | 0.084944 | 0.084944 | 0.084944 | 0.083972
NSR Michigan City 12 - NOX Rate Annual v4.11, Unit 3587 and retrofits | 491 | 7449 | Rate Constraint in lbs/MMBtu | FALSE | L | Annual | Generation | TWh | 2.9731 | 2.6156 | 2.9886 | 2.9469 | 3.251 | 3.251 | 3.251 | 2.6073
NSR Michigan City 12 - NOX Rate Annual v4.11, Unit 3587 and retrofits | 491 | 7449 | Rate Constraint in lbs/MMBtu | FALSE | L | Annual | Qualifying Generation | TWh | 2.9731 | 2.6156 | 2.9886 | 2.9469 | 3.251 | 3.251 | 3.251 | 2.6073
NSR Michigan City 12 - NOX Rate Annual v4.11, Unit 3587 and retrofits | 491 | 7449 | Rate Constraint in lbs/MMBtu | FALSE | L | Annual | Rate | lb/MWh | 0.9283 | 0.92539 | 0.92665 | 0.92742 | 0.92569 | 0.92569 | 0.92569 | 0.9151
NSR Michigan City 12 - NOX Rate Annual v4.11, Unit 3587 and retrofits | 491 | 7449 | Rate Constraint in lbs/MMBtu | FALSE | L | Annual | Constraint Shadow Price | US2019$/Ton | 0 | 0 | 0 | 0 | 0 | 0 | 0 | 0
NSR Michigan City 12 - SO2 Rate Annual v4.11, Unit 3587 and retrofits | 492 | 7448 | Rate Constraint in lbs/MMBtu | FALSE | L | Annual | Seasons Included | Seasons | Winter, WintShld, Summer | Winter, WintShld, Summer | Winter, WintShld, Summer | Winter, WintShld, Summer | Winter, WintShld, Summer | Winter, WintShld, Summer | Winter, WintShld, Summer | Winter, WintShld, Summer
NSR Michigan City 12 - SO2 Rate Annual v4.11, Unit 3587 and retrofits | 492 | 7448 | Rate Constraint in lbs/MMBtu | FALSE | L | Annual | Standard SO2 | lb/MMBtu | 0.1 | 0.1 | 0.1 | 0.1 | 0.1 | 0.1 | 0.1 | 0.1
NSR Michigan City 12 - SO2 Rate Annual v4.11, Unit 3587 and retrofits | 492 | 7448 | Rate Constraint in lbs/MMBtu | FALSE | L | Annual | Emissions at Affected Plants SO2 | Thousand Tons | 1.2343 | 1.0859 | 1.2407 | 1.2234 | 1.3497 | 1.3497 | 1.3497 | 1.0824
NSR Michigan City 12 - SO2 Rate Annual v4.11, Unit 3587 and retrofits | 492 | 7448 | Rate Constraint in lbs/MMBtu | FALSE | L | Annual | Allowances Purchased SO2 | Thousand Tons | 0 | 0 | 0 | 0 | 0 | 0 | 0 | 0
NSR Michigan City 12 - SO2 Rate Annual v4.11, Unit 3587 and retrofits | 492 | 7448 | Rate Constraint in lbs/MMBtu | FALSE | L | Annual | Allowances Sold SO2 | Thousand Tons | 0 | 0 | 0 | 0 | 0 | 0 | 0 | 0
NSR Michigan City 12 - SO2 Rate Annual v4.11, Unit 3587 and retrofits | 492 | 7448 | Rate Constraint in lbs/MMBtu | FALSE | L | Annual | Allowances Banked | Thousand Tons | 0 | 0 | 0 | 0 | 0 | 0 | 0 | 0
NSR Michigan City 12 - SO2 Rate Annual v4.11, Unit 3587 and retrofits | 492 | 7448 | Rate Constraint in lbs/MMBtu | FALSE | L | Annual | Allowances Withdrawn (1:1) | Thousand Tons | 0 | 0 | 0 | 0 | 0 | 0 | 0 | 0
NSR Michigan City 12 - SO2 Rate Annual v4.11, Unit 3587 and retrofits | 492 | 7448 | Rate Constraint in lbs/MMBtu | FALSE | L | Annual | Allowances Withdrawn (n:1) | Thousand Tons | 0 | 0 | 0 | 0 | 0 | 0 | 0 | 0
NSR Michigan City 12 - SO2 Rate Annual v4.11, Unit 3587 and retrofits | 492 | 7448 | Rate Constraint in lbs/MMBtu | FALSE | L | Annual | Net Emissions Allowance Position | Thousand Tons | 1.2343 | 1.0859 | 1.2407 | 1.2234 | 1.3497 | 1.3497 | 1.3497 | 1.0824
NSR Michigan City 12 - SO2 Rate Annual v4.11, Unit 3587 and retrofits | 492 | 7448 | Rate Constraint in lbs/MMBtu | FALSE | L | Annual | Fuel Consumed | TBtu | 32.4006 | 28.5047 | 32.5687 | 32.1142 | 35.4287 | 35.4287 | 35.4287 | 28.4139
NSR Michigan City 12 - SO2 Rate Annual v4.11, Unit 3587 and retrofits | 492 | 7448 | Rate Constraint in lbs/MMBtu | FALSE | L | Annual | Rate | lb/MMBtu | 0.07619 | 0.07619 | 0.07619 | 0.07619 | 0.07619 | 0.07619 | 0.07619 | 0.07619
NSR Michigan City 12 - SO2 Rate Annual v4.11, Unit 3587 and retrofits | 492 | 7448 | Rate Constraint in lbs/MMBtu | FALSE | L | Annual | Generation | TWh | 2.9731 | 2.6156 | 2.9886 | 2.9469 | 3.251 | 3.251 | 3.251 | 2.6073
NSR Michigan City 12 - SO2 Rate Annual v4.11, Unit 3587 and retrofits | 492 | 7448 | Rate Constraint in lbs/MMBtu | FALSE | L | Annual | Qualifying Generation | TWh | 2.9731 | 2.6156 | 2.9886 | 2.9469 | 3.251 | 3.251 | 3.251 | 2.6073
NSR Michigan City 12 - SO2 Rate Annual v4.11, Unit 3587 and retrofits | 492 | 7448 | Rate Constraint in lbs/MMBtu | FALSE | L | Annual | Rate | lb/MWh | 0.8303 | 0.8303 | 0.8303 | 0.8303 | 0.8303 | 0.8303 | 0.8303 | 0.8303
NSR Michigan City 12 - SO2 Rate Annual v4.11, Unit 3587 and retrofits | 492 | 7448 | Rate Constraint in lbs/MMBtu | FALSE | L | Annual | Constraint Shadow Price | US2019$/Ton | 0 | 0 | 0 | 0 | 0 | 0 | 0 | 0
NSR Milton Young 1,2 - NOX Rate Annual v3.1, Unit 2601 and retrofits | 493 | 7423 | Rate Constraint in lbs/MMBtu | FALSE | L | Annual | Seasons Included | Seasons | Winter, WintShld, Summer | Winter, WintShld, Summer | Winter, WintShld, Summer | Winter, WintShld, Summer | Winter, WintShld, Summer | Winter, WintShld, Summer | Winter, WintShld, Summer | Winter, WintShld, Summer
NSR Milton Young 1,2 - NOX Rate Annual v3.1, Unit 2601 and retrofits | 493 | 7423 | Rate Constraint in lbs/MMBtu | FALSE | L | Annual | Standard NOX | lb/MMBtu | 0.36 | 0.36 | 0.36 | 0.36 | 0.36 | 0.36 | 0.36 | 0.36
NSR Milton Young 1,2 - NOX Rate Annual v3.1, Unit 2601 and retrofits | 493 | 7423 | Rate Constraint in lbs/MMBtu | FALSE | L | Annual | Emissions at Affected Plants NOX | Thousand Tons | 4.9646 | 4.4146 | 5.2521 | 5.2387 | 5.1775 | 5.2521 | 4.864 | 0
NSR Milton Young 1,2 - NOX Rate Annual v3.1, Unit 2601 and retrofits | 493 | 7423 | Rate Constraint in lbs/MMBtu | FALSE | L | Annual | Allowances Purchased NOX | Thousand Tons | 0 | 0 | 0 | 0 | 0 | 0 | 0 | 0
NSR Milton Young 1,2 - NOX Rate Annual v3.1, Unit 2601 and retrofits | 493 | 7423 | Rate Constraint in lbs/MMBtu | FALSE | L | Annual | Allowances Sold NOX | Thousand Tons | 0 | 0 | 0 | 0 | 0 | 0 | 0 | 0
NSR Milton Young 1,2 - NOX Rate Annual v3.1, Unit 2601 and retrofits | 493 | 7423 | Rate Constraint in lbs/MMBtu | FALSE | L | Annual | Allowances Banked | Thousand Tons | 0 | 0 | 0 | 0 | 0 | 0 | 0 | 0
NSR Milton Young 1,2 - NOX Rate Annual v3.1, Unit 2601 and retrofits | 493 | 7423 | Rate Constraint in lbs/MMBtu | FALSE | L | Annual | Allowances Withdrawn (1:1) | Thousand Tons | 0 | 0 | 0 | 0 | 0 | 0 | 0 | 0
NSR Milton Young 1,2 - NOX Rate Annual v3.1, Unit 2601 and retrofits | 493 | 7423 | Rate Constraint in lbs/MMBtu | FALSE | L | Annual | Allowances Withdrawn (n:1) | Thousand Tons | 0 | 0 | 0 | 0 | 0 | 0 | 0 | 0
NSR Milton Young 1,2 - NOX Rate Annual v3.1, Unit 2601 and retrofits | 493 | 7423 | Rate Constraint in lbs/MMBtu | FALSE | L | Annual | Net Emissions Allowance Position | Thousand Tons | 4.9646 | 4.4146 | 5.2521 | 5.2387 | 5.1775 | 5.2521 | 4.864 | 0
NSR Milton Young 1,2 - NOX Rate Annual v3.1, Unit 2601 and retrofits | 493 | 7423 | Rate Constraint in lbs/MMBtu | FALSE | L | Annual | Fuel Consumed | TBtu | 35.0198 | 31.1403 | 37.0481 | 36.9537 | 36.5214 | 37.0481 | 34.3105 | 0
NSR Milton Young 1,2 - NOX Rate Annual v3.1, Unit 2601 and retrofits | 493 | 7423 | Rate Constraint in lbs/MMBtu | FALSE | L | Annual | Rate | lb/MMBtu | 0.28353 | 0.28353 | 0.28353 | 0.28353 | 0.28353 | 0.28353 | 0.28353 | 0
NSR Milton Young 1,2 - NOX Rate Annual v3.1, Unit 2601 and retrofits | 493 | 7423 | Rate Constraint in lbs/MMBtu | FALSE | L | Annual | Generation | TWh | 3.0743 | 2.7338 | 3.2524 | 3.2441 | 3.2062 | 3.2524 | 3.0121 | 0
NSR Milton Young 1,2 - NOX Rate Annual v3.1, Unit 2601 and retrofits | 493 | 7423 | Rate Constraint in lbs/MMBtu | FALSE | L | Annual | Qualifying Generation | TWh | 3.0743 | 2.7338 | 3.2524 | 3.2441 | 3.2062 | 3.2524 | 3.0121 | 0
NSR Milton Young 1,2 - NOX Rate Annual v3.1, Unit 2601 and retrofits | 493 | 7423 | Rate Constraint in lbs/MMBtu | FALSE | L | Annual | Rate | lb/MWh | 3.2297 | 3.2297 | 3.2297 | 3.2297 | 3.2297 | 3.2297 | 3.2297 | 0
NSR Milton Young 1,2 - NOX Rate Annual v3.1, Unit 2601 and retrofits | 493 | 7423 | Rate Constraint in lbs/MMBtu | FALSE | L | Annual | Constraint Shadow Price | US2019$/Ton | 0 | 0 | 0 | 0 | 0 | 0 | 0 | 0
NSR Milton Young 1,2 - NOX Rate Annual v3.1, Unit 2602 and retrofits | 494 | 7423 | Rate Constraint in lbs/MMBtu | FALSE | L | Annual | Seasons Included | Seasons | Winter, WintShld, Summer | Winter, WintShld, Summer | Winter, WintShld, Summer | Winter, WintShld, Summer | Winter, WintShld, Summer | Winter, WintShld, Summer | Winter, WintShld, Summer | Winter, WintShld, Summer
NSR Milton Young 1,2 - NOX Rate Annual v3.1, Unit 2602 and retrofits | 494 | 7423 | Rate Constraint in lbs/MMBtu | FALSE | L | Annual | Standard NOX | lb/MMBtu | 0.36 | 0.36 | 0.36 | 0.36 | 0.36 | 0.36 | 0.36 | 0.36
NSR Milton Young 1,2 - NOX Rate Annual v3.1, Unit 2602 and retrofits | 494 | 7423 | Rate Constraint in lbs/MMBtu | FALSE | L | Annual | Emissions at Affected Plants NOX | Thousand Tons | 2.6036 | 2.4506 | 2.6106 | 2.6036 | 2.6581 | 1.4683 | 0 | 0
NSR Milton Young 1,2 - NOX Rate Annual v3.1, Unit 2602 and retrofits | 494 | 7423 | Rate Constraint in lbs/MMBtu | FALSE | L | Annual | Allowances Purchased NOX | Thousand Tons | 0 | 0 | 0 | 0 | 0 | 0 | 0 | 0
NSR Milton Young 1,2 - NOX Rate Annual v3.1, Unit 2602 and retrofits | 494 | 7423 | Rate Constraint in lbs/MMBtu | FALSE | L | Annual | Allowances Sold NOX | Thousand Tons | 0 | 0 | 0 | 0 | 0 | 0 | 0 | 0
NSR Milton Young 1,2 - NOX Rate Annual v3.1, Unit 2602 and retrofits | 494 | 7423 | Rate Constraint in lbs/MMBtu | FALSE | L | Annual | Allowances Banked | Thousand Tons | 0 | 0 | 0 | 0 | 0 | 0 | 0 | 0
NSR Milton Young 1,2 - NOX Rate Annual v3.1, Unit 2602 and retrofits | 494 | 7423 | Rate Constraint in lbs/MMBtu | FALSE | L | Annual | Allowances Withdrawn (1:1) | Thousand Tons | 0 | 0 | 0 | 0 | 0 | 0 | 0 | 0
NSR Milton Young 1,2 - NOX Rate Annual v3.1, Unit 2602 and retrofits | 494 | 7423 | Rate Constraint in lbs/MMBtu | FALSE | L | Annual | Allowances Withdrawn (n:1) | Thousand Tons | 0 | 0 | 0 | 0 | 0 | 0 | 0 | 0
NSR Milton Young 1,2 - NOX Rate Annual v3.1, Unit 2602 and retrofits | 494 | 7423 | Rate Constraint in lbs/MMBtu | FALSE | L | Annual | Net Emissions Allowance Position | Thousand Tons | 2.6036 | 2.4506 | 2.6106 | 2.6036 | 2.6581 | 1.4683 | 0 | 0
NSR Milton Young 1,2 - NOX Rate Annual v3.1, Unit 2602 and retrofits | 494 | 7423 | Rate Constraint in lbs/MMBtu | FALSE | L | Annual | Fuel Consumed | TBtu | 19.4858 | 18.3408 | 19.5382 | 19.4858 | 19.8938 | 10.9888 | 0 | 0
NSR Milton Young 1,2 - NOX Rate Annual v3.1, Unit 2602 and retrofits | 494 | 7423 | Rate Constraint in lbs/MMBtu | FALSE | L | Annual | Rate | lb/MMBtu | 0.26723 | 0.26723 | 0.26723 | 0.26723 | 0.26723 | 0.26723 | 0 | 0
NSR Milton Young 1,2 - NOX Rate Annual v3.1, Unit 2602 and retrofits | 494 | 7423 | Rate Constraint in lbs/MMBtu | FALSE | L | Annual | Generation | TWh | 1.6753 | 1.5769 | 1.6798 | 1.6753 | 1.7104 | 0.94479 | 0 | 0
NSR Milton Young 1,2 - NOX Rate Annual v3.1, Unit 2602 and retrofits | 494 | 7423 | Rate Constraint in lbs/MMBtu | FALSE | L | Annual | Qualifying Generation | TWh | 1.6753 | 1.5769 | 1.6798 | 1.6753 | 1.7104 | 0.94479 | 0 | 0
NSR Milton Young 1,2 - NOX Rate Annual v3.1, Unit 2602 and retrofits | 494 | 7423 | Rate Constraint in lbs/MMBtu | FALSE | L | Annual | Rate | lb/MWh | 3.1082 | 3.1082 | 3.1082 | 3.1082 | 3.1082 | 3.1082 | 0 | 0
NSR Milton Young 1,2 - NOX Rate Annual v3.1, Unit 2602 and retrofits | 494 | 7423 | Rate Constraint in lbs/MMBtu | FALSE | L | Annual | Constraint Shadow Price | US2019$/Ton | 0 | 0 | 0 | 0 | 0 | 0 | 0 | 0
NSR Minnkota Power - SO2 Cap Annual v3.1 | 495 | 7385 | Rate Constraint in MTons | FALSE | L | Annual | Seasons Included | Seasons | Winter, WintShld, Summer | Winter, WintShld, Summer | Winter, WintShld, Summer | Winter, WintShld, Summer | Winter, WintShld, Summer | Winter, WintShld, Summer | Winter, WintShld, Summer | Winter, WintShld, Summer
NSR Minnkota Power - SO2 Cap Annual v3.1 | 495 | 7385 | Rate Constraint in MTons | FALSE | L | Annual | Standard SO2 | Thousand Tons | 8.5 | 8.5 | 8.5 | 8.5 | 8.5 | 8.5 | 8.5 | 8.5
NSR Minnkota Power - SO2 Cap Annual v3.1 | 495 | 7385 | Rate Constraint in MTons | FALSE | L | Annual | Emissions at Affected Plants SO2 | Thousand Tons | 1.9648 | 1.7821 | 2.0414 | 2.0362 | 2.0343 | 1.7463 | 1.266 | 0
NSR Minnkota Power - SO2 Cap Annual v3.1 | 495 | 7385 | Rate Constraint in MTons | FALSE | L | Annual | Allowances Purchased SO2 | Thousand Tons | 0 | 0 | 0 | 0 | 0 | 0 | 0 | 0
NSR Minnkota Power - SO2 Cap Annual v3.1 | 495 | 7385 | Rate Constraint in MTons | FALSE | L | Annual | Allowances Sold SO2 | Thousand Tons | 0 | 0 | 0 | 0 | 0 | 0 | 0 | 0
NSR Minnkota Power - SO2 Cap Annual v3.1 | 495 | 7385 | Rate Constraint in MTons | FALSE | L | Annual | Allowances Banked | Thousand Tons | 0 | 0 | 0 | 0 | 0 | 0 | 0 | 0
NSR Minnkota Power - SO2 Cap Annual v3.1 | 495 | 7385 | Rate Constraint in MTons | FALSE | L | Annual | Allowances Withdrawn (1:1) | Thousand Tons | 0 | 0 | 0 | 0 | 0 | 0 | 0 | 0
NSR Minnkota Power - SO2 Cap Annual v3.1 | 495 | 7385 | Rate Constraint in MTons | FALSE | L | Annual | Allowances Withdrawn (n:1) | Thousand Tons | 0 | 0 | 0 | 0 | 0 | 0 | 0 | 0
NSR Minnkota Power - SO2 Cap Annual v3.1 | 495 | 7385 | Rate Constraint in MTons | FALSE | L | Annual | Net Emissions Allowance Position | Thousand Tons | 1.9648 | 1.7821 | 2.0414 | 2.0362 | 2.0343 | 1.7463 | 1.266 | 0
NSR Minnkota Power - SO2 Cap Annual v3.1 | 495 | 7385 | Rate Constraint in MTons | FALSE | L | Annual | Fuel Consumed | TBtu | 54.5055 | 49.4811 | 56.5863 | 56.4395 | 56.4152 | 48.0369 | 34.3105 | 0
NSR Minnkota Power - SO2 Cap Annual v3.1 | 495 | 7385 | Rate Constraint in MTons | FALSE | L | Annual | Rate | lb/MMBtu | 0.072095 | 0.072032 | 0.072153 | 0.072153 | 0.072118 | 0.072708 | 0.073797 | 0
NSR Minnkota Power - SO2 Cap Annual v3.1 | 495 | 7385 | Rate Constraint in MTons | FALSE | L | Annual | Generation | TWh | 4.7497 | 4.3107 | 4.9322 | 4.9194 | 4.9166 | 4.1972 | 3.0121 | 0
NSR Minnkota Power - SO2 Cap Annual v3.1 | 495 | 7385 | Rate Constraint in MTons | FALSE | L | Annual | Qualifying Generation | TWh | 4.7497 | 4.3107 | 4.9322 | 4.9194 | 4.9166 | 4.1972 | 3.0121 | 0
NSR Minnkota Power - SO2 Cap Annual v3.1 | 495 | 7385 | Rate Constraint in MTons | FALSE | L | Annual | Rate | lb/MWh | 0.82734 | 0.82685 | 0.8278 | 0.8278 | 0.82752 | 0.83215 | 0.84062 | 0
NSR Minnkota Power - SO2 Cap Annual v3.1 | 495 | 7385 | Rate Constraint in MTons | FALSE | L | Annual | Constraint Shadow Price | US2019$/Ton | 0 | 0 | 0 | 0 | 0 | 0 | 0 | 0
NSR Mirant Settlement - NOX Cap Annual v3.1 | 496 | 7386 | Rate Constraint in MTons | FALSE | L | Annual | Seasons Included | Seasons | Winter, WintShld, Summer | Winter, WintShld, Summer | Winter, WintShld, Summer | Winter, WintShld, Summer | Winter, WintShld, Summer | Winter, WintShld, Summer | Winter, WintShld, Summer | Winter, WintShld, Summer
NSR Mirant Settlement - NOX Cap Annual v3.1 | 496 | 7386 | Rate Constraint in MTons | FALSE | L | Annual | Standard NOX | Thousand Tons | 16 | 16 | 16 | 16 | 16 | 16 | 16 | 16
NSR Mirant Settlement - NOX Cap Annual v3.1 | 496 | 7386 | Rate Constraint in MTons | FALSE | L | Annual | Emissions at Affected Plants NOX | Thousand Tons | 0 | 0 | 0 | 0 | 0 | 0.12676 | 0.092978 | 0
NSR Mirant Settlement - NOX Cap Annual v3.1 | 496 | 7386 | Rate Constraint in MTons | FALSE | L | Annual | Allowances Purchased NOX | Thousand Tons | 0 | 0 | 0 | 0 | 0 | 0 | 0 | 0
NSR Mirant Settlement - NOX Cap Annual v3.1 | 496 | 7386 | Rate Constraint in MTons | FALSE | L | Annual | Allowances Sold NOX | Thousand Tons | 0 | 0 | 0 | 0 | 0 | 0 | 0 | 0
NSR Mirant Settlement - NOX Cap Annual v3.1 | 496 | 7386 | Rate Constraint in MTons | FALSE | L | Annual | Allowances Banked | Thousand Tons | 0 | 0 | 0 | 0 | 0 | 0 | 0 | 0
NSR Mirant Settlement - NOX Cap Annual v3.1 | 496 | 7386 | Rate Constraint in MTons | FALSE | L | Annual | Allowances Withdrawn (1:1) | Thousand Tons | 0 | 0 | 0 | 0 | 0 | 0 | 0 | 0
NSR Mirant Settlement - NOX Cap Annual v3.1 | 496 | 7386 | Rate Constraint in MTons | FALSE | L | Annual | Allowances Withdrawn (n:1) | Thousand Tons | 0 | 0 | 0 | 0 | 0 | 0 | 0 | 0
NSR Mirant Settlement - NOX Cap Annual v3.1 | 496 | 7386 | Rate Constraint in MTons | FALSE | L | Annual | Net Emissions Allowance Position | Thousand Tons | 0 | 0 | 0 | 0 | 0 | 0.12676 | 0.092978 | 0
NSR Mirant Settlement - NOX Cap Annual v3.1 | 496 | 7386 | Rate Constraint in MTons | FALSE | L | Annual | Fuel Consumed | TBtu | 0 | 0 | 0 | 0 | 0 | 5.8269 | 4.3448 | 0
NSR Mirant Settlement - NOX Cap Annual v3.1 | 496 | 7386 | Rate Constraint in MTons | FALSE | L | Annual | Rate | lb/MMBtu | 0 | 0 | 0 | 0 | 0 | 0.043508 | 0.0428 | 0
NSR Mirant Settlement - NOX Cap Annual v3.1 | 496 | 7386 | Rate Constraint in MTons | FALSE | L | Annual | Generation | TWh | 0 | 0 | 0 | 0 | 0 | 0.57251 | 0.42721 | 0
NSR Mirant Settlement - NOX Cap Annual v3.1 | 496 | 7386 | Rate Constraint in MTons | FALSE | L | Annual | Qualifying Generation | TWh | 0 | 0 | 0 | 0 | 0 | 0.57251 | 0.42721 | 0
NSR Mirant Settlement - NOX Cap Annual v3.1 | 496 | 7386 | Rate Constraint in MTons | FALSE | L | Annual | Rate | lb/MWh | 0 | 0 | 0 | 0 | 0 | 0.44282 | 0.43528 | 0
NSR Mirant Settlement - NOX Cap Annual v3.1 | 496 | 7386 | Rate Constraint in MTons | FALSE | L | Annual | Constraint Shadow Price | US2019$/Ton | 0 | 0 | 0 | 0 | 0 | 0 | 0 | 0
NSR Mirant Settlement - NOX Cap Summer v3.1 | 497 | 7387 | Rate Constraint in MTons | FALSE | L | Annual | Seasons Included | Seasons | Summer | Summer | Summer | Summer | Summer | Summer | Summer | Summer
NSR Mirant Settlement - NOX Cap Summer v3.1 | 497 | 7387 | Rate Constraint in MTons | FALSE | L | Annual | Standard NOX | Thousand Tons | 5.2 | 5.2 | 5.2 | 5.2 | 5.2 | 5.2 | 5.2 | 5.2
NSR Mirant Settlement - NOX Cap Summer v3.1 | 497 | 7387 | Rate Constraint in MTons | FALSE | L | Annual | Emissions at Affected Plants NOX | Thousand Tons | 0 | 0 | 0 | 0 | 0 | 0 | 0 | 0
NSR Mirant Settlement - NOX Cap Summer v3.1 | 497 | 7387 | Rate Constraint in MTons | FALSE | L | Annual | Allowances Purchased NOX | Thousand Tons | 0 | 0 | 0 | 0 | 0 | 0 | 0 | 0
NSR Mirant Settlement - NOX Cap Summer v3.1 | 497 | 7387 | Rate Constraint in MTons | FALSE | L | Annual | Allowances Sold NOX | Thousand Tons | 0 | 0 | 0 | 0 | 0 | 0 | 0 | 0
NSR Mirant Settlement - NOX Cap Summer v3.1 | 497 | 7387 | Rate Constraint in MTons | FALSE | L | Annual | Allowances Banked | Thousand Tons | 0 | 0 | 0 | 0 | 0 | 0 | 0 | 0
NSR Mirant Settlement - NOX Cap Summer v3.1 | 497 | 7387 | Rate Constraint in MTons | FALSE | L | Annual | Allowances Withdrawn (1:1) | Thousand Tons | 0 | 0 | 0 | 0 | 0 | 0 | 0 | 0
NSR Mirant Settlement - NOX Cap Summer v3.1 | 497 | 7387 | Rate Constraint in MTons | FALSE | L | Annual | Allowances Withdrawn (n:1) | Thousand Tons | 0 | 0 | 0 | 0 | 0 | 0 | 0 | 0
NSR Mirant Settlement - NOX Cap Summer v3.1 | 497 | 7387 | Rate Constraint in MTons | FALSE | L | Annual | Net Emissions Allowance Position | Thousand Tons | 0 | 0 | 0 | 0 | 0 | 0 | 0 | 0
NSR Mirant Settlement - NOX Cap Summer v3.1 | 497 | 7387 | Rate Constraint in MTons | FALSE | L | Annual | Fuel Consumed | TBtu | 0 | 0 | 0 | 0 | 0 | 0 | 0 | 0
NSR Mirant Settlement - NOX Cap Summer v3.1 | 497 | 7387 | Rate Constraint in MTons | FALSE | L | Annual | Rate | lb/MMBtu | 0 | 0 | 0 | 0 | 0 | 0 | 0 | 0
NSR Mirant Settlement - NOX Cap Summer v3.1 | 497 | 7387 | Rate Constraint in MTons | FALSE | L | Annual | Generation | TWh | 0 | 0 | 0 | 0 | 0 | 0 | 0 | 0
NSR Mirant Settlement - NOX Cap Summer v3.1 | 497 | 7387 | Rate Constraint in MTons | FALSE | L | Annual | Qualifying Generation | TWh | 0 | 0 | 0 | 0 | 0 | 0 | 0 | 0
NSR Mirant Settlement - NOX Cap Summer v3.1 | 497 | 7387 | Rate Constraint in MTons | FALSE | L | Annual | Rate | lb/MWh | 0 | 0 | 0 | 0 | 0 | 0 | 0 | 0
NSR Mirant Settlement - NOX Cap Summer v3.1 | 497 | 7387 | Rate Constraint in MTons | FALSE | L | Annual | Constraint Shadow Price | US2019$/Ton | 0 | 0 | 0 | 0 | 0 | 0 | 0 | 0
NSR Mirant Settlement - NOX Rate Summer v3.1 | 498 | 7388 | Rate Constraint in lbs/MMBtu | FALSE | L | Annual | Seasons Included | Seasons | Summer | Summer | Summer | Summer | Summer | Summer | Summer | Summer
NSR Mirant Settlement - NOX Rate Summer v3.1 | 498 | 7388 | Rate Constraint in lbs/MMBtu | FALSE | L | Annual | Standard NOX | lb/MMBtu | 0.15 | 0.15 | 0.15 | 0.15 | 0.15 | 0.15 | 0.15 | 0.15
NSR Mirant Settlement - NOX Rate Summer v3.1 | 498 | 7388 | Rate Constraint in lbs/MMBtu | FALSE | L | Annual | Emissions at Affected Plants NOX | Thousand Tons | 0 | 0 | 0 | 0 | 0 | 0 | 0 | 0
NSR Mirant Settlement - NOX Rate Summer v3.1 | 498 | 7388 | Rate Constraint in lbs/MMBtu | FALSE | L | Annual | Allowances Purchased NOX | Thousand Tons | 0 | 0 | 0 | 0 | 0 | 0 | 0 | 0
NSR Mirant Settlement - NOX Rate Summer v3.1 | 498 | 7388 | Rate Constraint in lbs/MMBtu | FALSE | L | Annual | Allowances Sold NOX | Thousand Tons | 0 | 0 | 0 | 0 | 0 | 0 | 0 | 0
NSR Mirant Settlement - NOX Rate Summer v3.1 | 498 | 7388 | Rate Constraint in lbs/MMBtu | FALSE | L | Annual | Allowances Banked | Thousand Tons | 0 | 0 | 0 | 0 | 0 | 0 | 0 | 0
NSR Mirant Settlement - NOX Rate Summer v3.1 | 498 | 7388 | Rate Constraint in lbs/MMBtu | FALSE | L | Annual | Allowances Withdrawn (1:1) | Thousand Tons | 0 | 0 | 0 | 0 | 0 | 0 | 0 | 0
NSR Mirant Settlement - NOX Rate Summer v3.1 | 498 | 7388 | Rate Constraint in lbs/MMBtu | FALSE | L | Annual | Allowances Withdrawn (n:1) | Thousand Tons | 0 | 0 | 0 | 0 | 0 | 0 | 0 | 0
NSR Mirant Settlement - NOX Rate Summer v3.1 | 498 | 7388 | Rate Constraint in lbs/MMBtu | FALSE | L | Annual | Net Emissions Allowance Position | Thousand Tons | 0 | 0 | 0 | 0 | 0 | 0 | 0 | 0
NSR Mirant Settlement - NOX Rate Summer v3.1 | 498 | 7388 | Rate Constraint in lbs/MMBtu | FALSE | L | Annual | Fuel Consumed | TBtu | 0 | 0 | 0 | 0 | 0 | 0 | 0 | 0
NSR Mirant Settlement - NOX Rate Summer v3.1 | 498 | 7388 | Rate Constraint in lbs/MMBtu | FALSE | L | Annual | Rate | lb/MMBtu | 0 | 0 | 0 | 0 | 0 | 0 | 0 | 0
NSR Mirant Settlement - NOX Rate Summer v3.1 | 498 | 7388 | Rate Constraint in lbs/MMBtu | FALSE | L | Annual | Generation | TWh | 0 | 0 | 0 | 0 | 0 | 0 | 0 | 0
NSR Mirant Settlement - NOX Rate Summer v3.1 | 498 | 7388 | Rate Constraint in lbs/MMBtu | FALSE | L | Annual | Qualifying Generation | TWh | 0 | 0 | 0 | 0 | 0 | 0 | 0 | 0
NSR Mirant Settlement - NOX Rate Summer v3.1 | 498 | 7388 | Rate Constraint in lbs/MMBtu | FALSE | L | Annual | Rate | lb/MWh | 0 | 0 | 0 | 0 | 0 | 0 | 0 | 0
NSR Mirant Settlement - NOX Rate Summer v3.1 | 498 | 7388 | Rate Constraint in lbs/MMBtu | FALSE | L | Annual | Constraint Shadow Price | US2019$/Ton | 0 | 0 | 0 | 0 | 0 | 0 | 0 | 0
NSR Morgantown G P 1,2 - NOX Rate Annual v3.1, Unit 3794 and retrofits | 499 | 7440 | Rate Constraint in lbs/MMBtu | FALSE | L | Annual | Seasons Included | Seasons | Winter, WintShld, Summer | Winter, WintShld, Summer | Winter, WintShld, Summer | Winter, WintShld, Summer | Winter, WintShld, Summer | Winter, WintShld, Summer | Winter, WintShld, Summer | Winter, WintShld, Summer
NSR Morgantown G P 1,2 - NOX Rate Annual v3.1, Unit 3794 and retrofits | 499 | 7440 | Rate Constraint in lbs/MMBtu | FALSE | L | Annual | Standard NOX | lb/MMBtu | 0.1 | 0.1 | 0.1 | 0.1 | 0.1 | 0.1 | 0.1 | 0.1
NSR Morgantown G P 1,2 - NOX Rate Annual v3.1, Unit 3794 and retrofits | 499 | 7440 | Rate Constraint in lbs/MMBtu | FALSE | L | Annual | Emissions at Affected Plants NOX | Thousand Tons | 0 | 0 | 0 | 0 | 0 | 0.11289 | 0.092978 | 0
NSR Morgantown G P 1,2 - NOX Rate Annual v3.1, Unit 3794 and retrofits | 499 | 7440 | Rate Constraint in lbs/MMBtu | FALSE | L | Annual | Allowances Purchased NOX | Thousand Tons | 0 | 0 | 0 | 0 | 0 | 0 | 0 | 0
NSR Morgantown G P 1,2 - NOX Rate Annual v3.1, Unit 3794 and retrofits | 499 | 7440 | Rate Constraint in lbs/MMBtu | FALSE | L | Annual | Allowances Sold NOX | Thousand Tons | 0 | 0 | 0 | 0 | 0 | 0 | 0 | 0
NSR Morgantown G P 1,2 - NOX Rate Annual v3.1, Unit 3794 and retrofits | 499 | 7440 | Rate Constraint in lbs/MMBtu | FALSE | L | Annual | Allowances Banked | Thousand Tons | 0 | 0 | 0 | 0 | 0 | 0 | 0 | 0
NSR Morgantown G P 1,2 - NOX Rate Annual v3.1, Unit 3794 and retrofits | 499 | 7440 | Rate Constraint in lbs/MMBtu | FALSE | L | Annual | Allowances Withdrawn (1:1) | Thousand Tons | 0 | 0 | 0 | 0 | 0 | 0 | 0 | 0
NSR Morgantown G P 1,2 - NOX Rate Annual v3.1, Unit 3794 and retrofits | 499 | 7440 | Rate Constraint in lbs/MMBtu | FALSE | L | Annual | Allowances Withdrawn (n:1) | Thousand Tons | 0 | 0 | 0 | 0 | 0 | 0 | 0 | 0
NSR Morgantown G P 1,2 - NOX Rate Annual v3.1, Unit 3794 and retrofits | 499 | 7440 | Rate Constraint in lbs/MMBtu | FALSE | L | Annual | Net Emissions Allowance Position | Thousand Tons | 0 | 0 | 0 | 0 | 0 | 0.11289 | 0.092978 | 0
NSR Morgantown G P 1,2 - NOX Rate Annual v3.1, Unit 3794 and retrofits | 499 | 7440 | Rate Constraint in lbs/MMBtu | FALSE | L | Annual | Fuel Consumed | TBtu | 0 | 0 | 0 | 0 | 0 | 5.2754 | 4.3448 | 0
NSR Morgantown G P 1,2 - NOX Rate Annual v3.1, Unit 3794 and retrofits | 499 | 7440 | Rate Constraint in lbs/MMBtu | FALSE | L | Annual | Rate | lb/MMBtu | 0 | 0 | 0 | 0 | 0 | 0.0428 | 0.0428 | 0
NSR Morgantown G P 1,2 - NOX Rate Annual v3.1, Unit 3794 and retrofits | 499 | 7440 | Rate Constraint in lbs/MMBtu | FALSE | L | Annual | Generation | TWh | 0 | 0 | 0 | 0 | 0 | 0.51872 | 0.42721 | 0
NSR Morgantown G P 1,2 - NOX Rate Annual v3.1, Unit 3794 and retrofits | 499 | 7440 | Rate Constraint in lbs/MMBtu | FALSE | L | Annual | Qualifying Generation | TWh | 0 | 0 | 0 | 0 | 0 | 0.51872 | 0.42721 | 0
NSR Morgantown G P 1,2 - NOX Rate Annual v3.1, Unit 3794 and retrofits | 499 | 7440 | Rate Constraint in lbs/MMBtu | FALSE | L | Annual | Rate | lb/MWh | 0 | 0 | 0 | 0 | 0 | 0.43528 | 0.43528 | 0
NSR Morgantown G P 1,2 - NOX Rate Annual v3.1, Unit 3794 and retrofits | 499 | 7440 | Rate Constraint in lbs/MMBtu | FALSE | L | Annual | Constraint Shadow Price | US2019$/Ton | 0 | 0 | 0 | 0 | 0 | 0 | 0 | 0
NSR Morgantown G P 1,2 - NOX Rate Annual v3.1, Unit 3795 and retrofits | 500 | 7440 | Rate Constraint in lbs/MMBtu | FALSE | L | Annual | Seasons Included | Seasons | Winter, WintShld, Summer | Winter, WintShld, Summer | Winter, WintShld, Summer | Winter, WintShld, Summer | Winter, WintShld, Summer | Winter, WintShld, Summer | Winter, WintShld, Summer | Winter, WintShld, Summer
NSR Morgantown G P 1,2 - NOX Rate Annual v3.1, Unit 3795 and retrofits | 500 | 7440 | Rate Constraint in lbs/MMBtu | FALSE | L | Annual | Standard NOX | lb/MMBtu | 0.1 | 0.1 | 0.1 | 0.1 | 0.1 | 0.1 | 0.1 | 0.1
NSR Morgantown G P 1,2 - NOX Rate Annual v3.1, Unit 3795 and retrofits | 500 | 7440 | Rate Constraint in lbs/MMBtu | FALSE | L | Annual | Emissions at Affected Plants NOX | Thousand Tons | 0 | 0 | 0 | 0 | 0 | 0.013865 | 0 | 0
NSR Morgantown G P 1,2 - NOX Rate Annual v3.1, Unit 3795 and retrofits | 500 | 7440 | Rate Constraint in lbs/MMBtu | FALSE | L | Annual | Allowances Purchased NOX | Thousand Tons | 0 | 0 | 0 | 0 | 0 | 0 | 0 | 0
NSR Morgantown G P 1,2 - NOX Rate Annual v3.1, Unit 3795 and retrofits | 500 | 7440 | Rate Constraint in lbs/MMBtu | FALSE | L | Annual | Allowances Sold NOX | Thousand Tons | 0 | 0 | 0 | 0 | 0 | 0 | 0 | 0
NSR Morgantown G P 1,2 - NOX Rate Annual v3.1, Unit 3795 and retrofits | 500 | 7440 | Rate Constraint in lbs/MMBtu | FALSE | L | Annual | Allowances Banked | Thousand Tons | 0 | 0 | 0 | 0 | 0 | 0 | 0 | 0
NSR Morgantown G P 1,2 - NOX Rate Annual v3.1, Unit 3795 and retrofits | 500 | 7440 | Rate Constraint in lbs/MMBtu | FALSE | L | Annual | Allowances Withdrawn (1:1) | Thousand Tons | 0 | 0 | 0 | 0 | 0 | 0 | 0 | 0
NSR Morgantown G P 1,2 - NOX Rate Annual v3.1, Unit 3795 and retrofits | 500 | 7440 | Rate Constraint in lbs/MMBtu | FALSE | L | Annual | Allowances Withdrawn (n:1) | Thousand Tons | 0 | 0 | 0 | 0 | 0 | 0 | 0 | 0
NSR Morgantown G P 1,2 - NOX Rate Annual v3.1, Unit 3795 and retrofits | 500 | 7440 | Rate Constraint in lbs/MMBtu | FALSE | L | Annual | Net Emissions Allowance Position | Thousand Tons | 0 | 0 | 0 | 0 | 0 | 0.013865 | 0 | 0
NSR Morgantown G P 1,2 - NOX Rate Annual v3.1, Unit 3795 and retrofits | 500 | 7440 | Rate Constraint in lbs/MMBtu | FALSE | L | Annual | Fuel Consumed | TBtu | 0 | 0 | 0 | 0 | 0 | 0.55151 | 0 | 0
NSR Morgantown G P 1,2 - NOX Rate Annual v3.1, Unit 3795 and retrofits | 500 | 7440 | Rate Constraint in lbs/MMBtu | FALSE | L | Annual | Rate | lb/MMBtu | 0 | 0 | 0 | 0 | 0 | 0.05028 | 0 | 0
NSR Morgantown G P 1,2 - NOX Rate Annual v3.1, Unit 3795 and retrofits | 500 | 7440 | Rate Constraint in lbs/MMBtu | FALSE | L | Annual | Generation | TWh | 0 | 0 | 0 | 0 | 0 | 0.053784 | 0 | 0
NSR Morgantown G P 1,2 - NOX Rate Annual v3.1, Unit 3795 and retrofits | 500 | 7440 | Rate Constraint in lbs/MMBtu | FALSE | L | Annual | Qualifying Generation | TWh | 0 | 0 | 0 | 0 | 0 | 0.053784 | 0 | 0
NSR Morgantown G P 1,2 - NOX Rate Annual v3.1, Unit 3795 and retrofits | 500 | 7440 | Rate Constraint in lbs/MMBtu | FALSE | L | Annual | Rate | lb/MWh | 0 | 0 | 0 | 0 | 0 | 0.51557 | 0 | 0
NSR Morgantown G P 1,2 - NOX Rate Annual v3.1, Unit 3795 and retrofits | 500 | 7440 | Rate Constraint in lbs/MMBtu | FALSE | L | Annual | Constraint Shadow Price | US2019$/Ton | 0 | 0 | 0 | 0 | 0 | 0 | 0 | 0
NSR Mt Storm 1-3 - NOX Rate Annual v3.1, Unit 3855 and retrofits | 501 | 7430 | Rate Constraint in lbs/MMBtu | FALSE | L | Annual | Seasons Included | Seasons | Winter, WintShld, Summer | Winter, WintShld, Summer | Winter, WintShld, Summer | Winter, WintShld, Summer | Winter, WintShld, Summer | Winter, WintShld, Summer | Winter, WintShld, Summer | Winter, WintShld, Summer
NSR Mt Storm 1-3 - NOX Rate Annual v3.1, Unit 3855 and retrofits | 501 | 7430 | Rate Constraint in lbs/MMBtu | FALSE | L | Annual | Standard NOX | lb/MMBtu | 0.11 | 0.11 | 0.11 | 0.11 | 0.11 | 0.11 | 0.11 | 0.11
NSR Mt Storm 1-3 - NOX Rate Annual v3.1, Unit 3855 and retrofits | 501 | 7430 | Rate Constraint in lbs/MMBtu | FALSE | L | Annual | Emissions at Affected Plants NOX | Thousand Tons | 0.69364 | 0.39728 | 0.62633 | 0.39728 | 0.39728 | 0.75345 | 0 | 0
NSR Mt Storm 1-3 - NOX Rate Annual v3.1, Unit 3855 and retrofits | 501 | 7430 | Rate Constraint in lbs/MMBtu | FALSE | L | Annual | Allowances Purchased NOX | Thousand Tons | 0 | 0 | 0 | 0 | 0 | 0 | 0 | 0
NSR Mt Storm 1-3 - NOX Rate Annual v3.1, Unit 3855 and retrofits | 501 | 7430 | Rate Constraint in lbs/MMBtu | FALSE | L | Annual | Allowances Sold NOX | Thousand Tons | 0 | 0 | 0 | 0 | 0 | 0 | 0 | 0
NSR Mt Storm 1-3 - NOX Rate Annual v3.1, Unit 3855 and retrofits | 501 | 7430 | Rate Constraint in lbs/MMBtu | FALSE | L | Annual | Allowances Banked | Thousand Tons | 0 | 0 | 0 | 0 | 0 | 0 | 0 | 0
NSR Mt Storm 1-3 - NOX Rate Annual v3.1, Unit 3855 and retrofits | 501 | 7430 | Rate Constraint in lbs/MMBtu | FALSE | L | Annual | Allowances Withdrawn (1:1) | Thousand Tons | 0 | 0 | 0 | 0 | 0 | 0 | 0 | 0
NSR Mt Storm 1-3 - NOX Rate Annual v3.1, Unit 3855 and retrofits | 501 | 7430 | Rate Constraint in lbs/MMBtu | FALSE | L | Annual | Allowances Withdrawn (n:1) | Thousand Tons | 0 | 0 | 0 | 0 | 0 | 0 | 0 | 0
NSR Mt Storm 1-3 - NOX Rate Annual v3.1, Unit 3855 and retrofits | 501 | 7430 | Rate Constraint in lbs/MMBtu | FALSE | L | Annual | Net Emissions Allowance Position | Thousand Tons | 0.69364 | 0.39728 | 0.62633 | 0.39728 | 0.39728 | 0.75345 | 0 | 0
NSR Mt Storm 1-3 - NOX Rate Annual v3.1, Unit 3855 and retrofits | 501 | 7430 | Rate Constraint in lbs/MMBtu | FALSE | L | Annual | Fuel Consumed | TBtu | 18.7446 | 10.7357 | 16.9254 | 10.7357 | 10.7357 | 20.3608 | 0 | 0
NSR Mt Storm 1-3 - NOX Rate Annual v3.1, Unit 3855 and retrofits | 501 | 7430 | Rate Constraint in lbs/MMBtu | FALSE | L | Annual | Rate | lb/MMBtu | 0.07401 | 0.07401 | 0.07401 | 0.07401 | 0.07401 | 0.07401 | 0 | 0
NSR Mt Storm 1-3 - NOX Rate Annual v3.1, Unit 3855 and retrofits | 501 | 7430 | Rate Constraint in lbs/MMBtu | FALSE | L | Annual | Generation | TWh | 1.857 | 1.0636 | 1.6768 | 1.0636 | 1.0636 | 2.0171 | 0 | 0
NSR Mt Storm 1-3 - NOX Rate Annual v3.1, Unit 3855 and retrofits | 501 | 7430 | Rate Constraint in lbs/MMBtu | FALSE | L | Annual | Qualifying Generation | TWh | 1.857 | 1.0636 | 1.6768 | 1.0636 | 1.0636 | 2.0171 | 0 | 0
NSR Mt Storm 1-3 - NOX Rate Annual v3.1, Unit 3855 and retrofits | 501 | 7430 | Rate Constraint in lbs/MMBtu | FALSE | L | Annual | Rate | lb/MWh | 0.74706 | 0.74706 | 0.74706 | 0.74706 | 0.74706 | 0.74706 | 0 | 0
NSR Mt Storm 1-3 - NOX Rate Annual v3.1, Unit 3855 and retrofits | 501 | 7430 | Rate Constraint in lbs/MMBtu | FALSE | L | Annual | Constraint Shadow Price | US2019$/Ton | 0 | 0 | 0 | 0 | 0 | 0 | 0 | 0
NSR Mt Storm 1-3 - NOX Rate Annual v3.1, Unit 3856 and retrofits | 502 | 7430 | Rate Constraint in lbs/MMBtu | FALSE | L | Annual | Seasons Included | Seasons | Winter, WintShld, Summer | Winter, WintShld, Summer | Winter, WintShld, Summer | Winter, WintShld, Summer | Winter, WintShld, Summer | Winter, WintShld, Summer | Winter, WintShld, Summer | Winter, WintShld, Summer
NSR Mt Storm 1-3 - NOX Rate Annual v3.1, Unit 3856 and retrofits | 502 | 7430 | Rate Constraint in lbs/MMBtu | FALSE | L | Annual | Standard NOX | lb/MMBtu | 0.11 | 0.11 | 0.11 | 0.11 | 0.11 | 0.11 | 0.11 | 0.11
NSR Mt Storm 1-3 - NOX Rate Annual v3.1, Unit 3856 and retrofits | 502 | 7430 | Rate Constraint in lbs/MMBtu | FALSE | L | Annual | Emissions at Affected Plants NOX | Thousand Tons | 0.85551 | 0.47213 | 0.85551 | 0.72638 | 0.74597 | 0.78605 | 0 | 0
NSR Mt Storm 1-3 - NOX Rate Annual v3.1, Unit 3856 and retrofits | 502 | 7430 | Rate Constraint in lbs/MMBtu | FALSE | L | Annual | Allowances Purchased NOX | Thousand Tons | 0 | 0 | 0 | 0 | 0 | 0 | 0 | 0
NSR Mt Storm 1-3 - NOX Rate Annual v3.1, Unit 3856 and retrofits | 502 | 7430 | Rate Constraint in lbs/MMBtu | FALSE | L | Annual | Allowances Sold NOX | Thousand Tons | 0 | 0 | 0 | 0 | 0 | 0 | 0 | 0
NSR Mt Storm 1-3 - NOX Rate Annual v3.1, Unit 3856 and retrofits | 502 | 7430 | Rate Constraint in lbs/MMBtu | FALSE | L | Annual | Allowances Banked | Thousand Tons | 0 | 0 | 0 | 0 | 0 | 0 | 0 | 0
NSR Mt Storm 1-3 - NOX Rate Annual v3.1, Unit 3856 and retrofits | 502 | 7430 | Rate Constraint in lbs/MMBtu | FALSE | L | Annual | Allowances Withdrawn (1:1) | Thousand Tons | 0 | 0 | 0 | 0 | 0 | 0 | 0 | 0
NSR Mt Storm 1-3 - NOX Rate Annual v3.1, Unit 3856 and retrofits | 502 | 7430 | Rate Constraint in lbs/MMBtu | FALSE | L | Annual | Allowances Withdrawn (n:1) | Thousand Tons | 0 | 0 | 0 | 0 | 0 | 0 | 0 | 0
NSR Mt Storm 1-3 - NOX Rate Annual v3.1, Unit 3856 and retrofits | 502 | 7430 | Rate Constraint in lbs/MMBtu | FALSE | L | Annual | Net Emissions Allowance Position | Thousand Tons | 0.85551 | 0.47213 | 0.85551 | 0.72638 | 0.74597 | 0.78605 | 0 | 0
NSR Mt Storm 1-3 - NOX Rate Annual v3.1, Unit 3856 and retrofits | 502 | 7430 | Rate Constraint in lbs/MMBtu | FALSE | L | Annual | Fuel Consumed | TBtu | 21.8745 | 12.072 | 21.8745 | 18.5728 | 19.0736 | 20.0985 | 0 | 0
NSR Mt Storm 1-3 - NOX Rate Annual v3.1, Unit 3856 and retrofits | 502 | 7430 | Rate Constraint in lbs/MMBtu | FALSE | L | Annual | Rate | lb/MMBtu | 0.07822 | 0.07822 | 0.07822 | 0.07822 | 0.07822 | 0.07822 | 0 | 0
NSR Mt Storm 1-3 - NOX Rate Annual v3.1, Unit 3856 and retrofits | 502 | 7430 | Rate Constraint in lbs/MMBtu | FALSE | L | Annual | Generation | TWh | 2.1725 | 1.1989 | 2.1725 | 1.8446 | 1.8943 | 1.9961 | 0 | 0
NSR Mt Storm 1-3 - NOX Rate Annual v3.1, Unit 3856 and retrofits | 502 | 7430 | Rate Constraint in lbs/MMBtu | FALSE | L | Annual | Qualifying Generation | TWh | 2.1725 | 1.1989 | 2.1725 | 1.8446 | 1.8943 | 1.9961 | 0 | 0
NSR Mt Storm 1-3 - NOX Rate Annual v3.1, Unit 3856 and retrofits | 502 | 7430 | Rate Constraint in lbs/MMBtu | FALSE | L | Annual | Rate | lb/MWh | 0.7876 | 0.7876 | 0.7876 | 0.7876 | 0.7876 | 0.7876 | 0 | 0
NSR Mt Storm 1-3 - NOX Rate Annual v3.1, Unit 3856 and retrofits | 502 | 7430 | Rate Constraint in lbs/MMBtu | FALSE | L | Annual | Constraint Shadow Price | US2019$/Ton | 0 | 0 | 0 | 0 | 0 | 0 | 0 | 0
NSR Mt Storm 1-3 - NOX Rate Annual v3.1, Unit 3857 and retrofits | 503 | 7430 | Rate Constraint in lbs/MMBtu | FALSE | L | Annual | Seasons Included | Seasons | Winter, WintShld, Summer | Winter, WintShld, Summer | Winter, WintShld, Summer | Winter, WintShld, Summer | Winter, WintShld, Summer | Winter, WintShld, Summer | Winter, WintShld, Summer | Winter, WintShld, Summer
NSR Mt Storm 1-3 - NOX Rate Annual v3.1, Unit 3857 and retrofits | 503 | 7430 | Rate Constraint in lbs/MMBtu | FALSE | L | Annual | Standard NOX | lb/MMBtu | 0.11 | 0.11 | 0.11 | 0.11 | 0.11 | 0.11 | 0.11 | 0.11
NSR Mt Storm 1-3 - NOX Rate Annual v3.1, Unit 3857 and retrofits | 503 | 7430 | Rate Constraint in lbs/MMBtu | FALSE | L | Annual | Emissions at Affected Plants NOX | Thousand Tons | 0 | 0 | 0 | 0 | 0 | 0 | 0 | 0
NSR Mt Storm 1-3 - NOX Rate Annual v3.1, Unit 3857 and retrofits | 503 | 7430 | Rate Constraint in lbs/MMBtu | FALSE | L | Annual | Allowances Purchased NOX | Thousand Tons | 0 | 0 | 0 | 0 | 0 | 0 | 0 | 0
NSR Mt Storm 1-3 - NOX Rate Annual v3.1, Unit 3857 and retrofits | 503 | 7430 | Rate Constraint in lbs/MMBtu | FALSE | L | Annual | Allowances Sold NOX | Thousand Tons | 0 | 0 | 0 | 0 | 0 | 0 | 0 | 0
NSR Mt Storm 1-3 - NOX Rate Annual v3.1, Unit 3857 and retrofits | 503 | 7430 | Rate Constraint in lbs/MMBtu | FALSE | L | Annual | Allowances Banked | Thousand Tons | 0 | 0 | 0 | 0 | 0 | 0 | 0 | 0
NSR Mt Storm 1-3 - NOX Rate Annual v3.1, Unit 3857 and retrofits | 503 | 7430 | Rate Constraint in lbs/MMBtu | FALSE | L | Annual | Allowances Withdrawn (1:1) | Thousand Tons | 0 | 0 | 0 | 0 | 0 | 0 | 0 | 0
NSR Mt Storm 1-3 - NOX Rate Annual v3.1, Unit 3857 and retrofits | 503 | 7430 | Rate Constraint in lbs/MMBtu | FALSE | L | Annual | Allowances Withdrawn (n:1) | Thousand Tons | 0 | 0 | 0 | 0 | 0 | 0 | 0 | 0
NSR Mt Storm 1-3 - NOX Rate Annual v3.1, Unit 3857 and retrofits | 503 | 7430 | Rate Constraint in lbs/MMBtu | FALSE | L | Annual | Net Emissions Allowance Position | Thousand Tons | 0 | 0 | 0 | 0 | 0 | 0 | 0 | 0
NSR Mt Storm 1-3 - NOX Rate Annual v3.1, Unit 3857 and retrofits | 503 | 7430 | Rate Constraint in lbs/MMBtu | FALSE | L | Annual | Fuel Consumed | TBtu | 0 | 0 | 0 | 0 | 0 | 0 | 0 | 0
NSR Mt Storm 1-3 - NOX Rate Annual v3.1, Unit 3857 and retrofits | 503 | 7430 | Rate Constraint in lbs/MMBtu | FALSE | L | Annual | Rate | lb/MMBtu | 0 | 0 | 0 | 0 | 0 | 0 | 0 | 0
NSR Mt Storm 1-3 - NOX Rate Annual v3.1, Unit 3857 and retrofits | 503 | 7430 | Rate Constraint in lbs/MMBtu | FALSE | L | Annual | Generation | TWh | 0 | 0 | 0 | 0 | 0 | 0 | 0 | 0
NSR Mt Storm 1-3 - NOX Rate Annual v3.1, Unit 3857 and retrofits | 503 | 7430 | Rate Constraint in lbs/MMBtu | FALSE | L | Annual | Qualifying Generation | TWh | 0 | 0 | 0 | 0 | 0 | 0 | 0 | 0
NSR Mt Storm 1-3 - NOX Rate Annual v3.1, Unit 3857 and retrofits | 503 | 7430 | Rate Constraint in lbs/MMBtu | FALSE | L | Annual | Rate | lb/MWh | 0 | 0 | 0 | 0 | 0 | 0 | 0 | 0
NSR Mt Storm 1-3 - NOX Rate Annual v3.1, Unit 3857 and retrofits | 503 | 7430 | Rate Constraint in lbs/MMBtu | FALSE | L | Annual | Constraint Shadow Price | US2019$/Ton | 0 | 0 | 0 | 0 | 0 | 0 | 0 | 0
NSR NIPSCO System - SO2 Cap Annual v4.11 | 504 | 7390 | Rate Constraint in MTons | FALSE | L | Annual | Seasons Included | Seasons | Winter, WintShld, Summer | Winter, WintShld, Summer | Winter, WintShld, Summer | Winter, WintShld, Summer | Winter, WintShld, Summer | Winter, WintShld, Summer | Winter, WintShld, Summer | Winter, WintShld, Summer
NSR NIPSCO System - SO2 Cap Annual v4.11 | 504 | 7390 | Rate Constraint in MTons | FALSE | L | Annual | Standard SO2 | Thousand Tons | 11.6 | 11.6 | 11.6 | 11.6 | 11.6 | 11.6 | 11.6 | 11.6
NSR NIPSCO System - SO2 Cap Annual v4.11 | 504 | 7390 | Rate Constraint in MTons | FALSE | L | Annual | Emissions at Affected Plants SO2 | Thousand Tons | 1.2343 | 1.0859 | 1.2407 | 1.2234 | 1.3497 | 1.3497 | 1.3497 | 1.0824
NSR NIPSCO System - SO2 Cap Annual v4.11 | 504 | 7390 | Rate Constraint in MTons | FALSE | L | Annual | Allowances Purchased SO2 | Thousand Tons | 0 | 0 | 0 | 0 | 0 | 0 | 0 | 0
NSR NIPSCO System - SO2 Cap Annual v4.11 | 504 | 7390 | Rate Constraint in MTons | FALSE | L | Annual | Allowances Sold SO2 | Thousand Tons | 0 | 0 | 0 | 0 | 0 | 0 | 0 | 0
NSR NIPSCO System - SO2 Cap Annual v4.11 | 504 | 7390 | Rate Constraint in MTons | FALSE | L | Annual | Allowances Banked | Thousand Tons | 0 | 0 | 0 | 0 | 0 | 0 | 0 | 0
NSR NIPSCO System - SO2 Cap Annual v4.11 | 504 | 7390 | Rate Constraint in MTons | FALSE | L | Annual | Allowances Withdrawn (1:1) | Thousand Tons | 0 | 0 | 0 | 0 | 0 | 0 | 0 | 0
NSR NIPSCO System - SO2 Cap Annual v4.11 | 504 | 7390 | Rate Constraint in MTons | FALSE | L | Annual | Allowances Withdrawn (n:1) | Thousand Tons | 0 | 0 | 0 | 0 | 0 | 0 | 0 | 0
NSR NIPSCO System - SO2 Cap Annual v4.11 | 504 | 7390 | Rate Constraint in MTons | FALSE | L | Annual | Net Emissions Allowance Position | Thousand Tons | 1.2343 | 1.0859 | 1.2407 | 1.2234 | 1.3497 | 1.3497 | 1.3497 | 1.0824
NSR NIPSCO System - SO2 Cap Annual v4.11 | 504 | 7390 | Rate Constraint in MTons | FALSE | L | Annual | Fuel Consumed | TBtu | 32.4006 | 28.5047 | 32.5687 | 32.1142 | 35.4287 | 35.4287 | 35.4287 | 28.4139
NSR NIPSCO System - SO2 Cap Annual v4.11 | 504 | 7390 | Rate Constraint in MTons | FALSE | L | Annual | Rate | lb/MMBtu | 0.07619 | 0.07619 | 0.07619 | 0.07619 | 0.07619 | 0.07619 | 0.07619 | 0.07619
NSR NIPSCO System - SO2 Cap Annual v4.11 | 504 | 7390 | Rate Constraint in MTons | FALSE | L | Annual | Generation | TWh | 2.9731 | 2.6156 | 2.9886 | 2.9469 | 3.251 | 3.251 | 3.251 | 2.6073
NSR NIPSCO System - SO2 Cap Annual v4.11 | 504 | 7390 | Rate Constraint in MTons | FALSE | L | Annual | Qualifying Generation | TWh | 2.9731 | 2.6156 | 2.9886 | 2.9469 | 3.251 | 3.251 | 3.251 | 2.6073
NSR NIPSCO System - SO2 Cap Annual v4.11 | 504 | 7390 | Rate Constraint in MTons | FALSE | L | Annual | Rate | lb/MWh | 0.8303 | 0.8303 | 0.8303 | 0.8303 | 0.8303 | 0.8303 | 0.8303 | 0.8303
NSR NIPSCO System - SO2 Cap Annual v4.11 | 504 | 7390 | Rate Constraint in MTons | FALSE | L | Annual | Constraint Shadow Price | US2019$/Ton | 0 | 0 | 0 | 0 | 0 | 0 | 0 | 0
NSR NIPSCO System - NOx Cap Annual 4.11 | 505 | 7391 | Rate Constraint in MTons | FALSE | L | Annual | Seasons Included | Seasons | Winter, WintShld, Summer | Winter, WintShld, Summer | Winter, WintShld, Summer | Winter, WintShld, Summer | Winter, WintShld, Summer | Winter, WintShld, Summer | Winter, WintShld, Summer | Winter, WintShld, Summer
NSR NIPSCO System - NOx Cap Annual 4.11 | 505 | 7391 | Rate Constraint in MTons | FALSE | L | Annual | Standard NOX | Thousand Tons | 11.704 | 11.704 | 11.704 | 11.704 | 11.704 | 11.704 | 11.704 | 11.704
NSR NIPSCO System - NOx Cap Annual 4.11 | 505 | 7391 | Rate Constraint in MTons | FALSE | L | Annual | Emissions at Affected Plants NOX | Thousand Tons | 1.38 | 1.2102 | 1.3847 | 1.3665 | 1.5047 | 1.5047 | 1.5047 | 1.193
NSR NIPSCO System - NOx Cap Annual 4.11 | 505 | 7391 | Rate Constraint in MTons | FALSE | L | Annual | Allowances Purchased NOX | Thousand Tons | 0 | 0 | 0 | 0 | 0 | 0 | 0 | 0
NSR NIPSCO System - NOx Cap Annual 4.11 | 505 | 7391 | Rate Constraint in MTons | FALSE | L | Annual | Allowances Sold NOX | Thousand Tons | 0 | 0 | 0 | 0 | 0 | 0 | 0 | 0
NSR NIPSCO System - NOx Cap Annual 4.11 | 505 | 7391 | Rate Constraint in MTons | FALSE | L | Annual | Allowances Banked | Thousand Tons | 0 | 0 | 0 | 0 | 0 | 0 | 0 | 0
NSR NIPSCO System - NOx Cap Annual 4.11 | 505 | 7391 | Rate Constraint in MTons | FALSE | L | Annual | Allowances Withdrawn (1:1) | Thousand Tons | 0 | 0 | 0 | 0 | 0 | 0 | 0 | 0
NSR NIPSCO System - NOx Cap Annual 4.11 | 505 | 7391 | Rate Constraint in MTons | FALSE | L | Annual | Allowances Withdrawn (n:1) | Thousand Tons | 0 | 0 | 0 | 0 | 0 | 0 | 0 | 0
NSR NIPSCO System - NOx Cap Annual 4.11 | 505 | 7391 | Rate Constraint in MTons | FALSE | L | Annual | Net Emissions Allowance Position | Thousand Tons | 1.38 | 1.2102 | 1.3847 | 1.3665 | 1.5047 | 1.5047 | 1.5047 | 1.193
NSR NIPSCO System - NOx Cap Annual 4.11 | 505 | 7391 | Rate Constraint in MTons | FALSE | L | Annual | Fuel Consumed | TBtu | 32.4006 | 28.5047 | 32.5687 | 32.1142 | 35.4287 | 35.4287 | 35.4287 | 28.4139
NSR NIPSCO System - NOx Cap Annual 4.11 | 505 | 7391 | Rate Constraint in MTons | FALSE | L | Annual | Rate | lb/MMBtu | 0.085183 | 0.084915 | 0.085031 | 0.085102 | 0.084944 | 0.084944 | 0.084944 | 0.083972
NSR NIPSCO System - NOx Cap Annual 4.11 | 505 | 7391 | Rate Constraint in MTons | FALSE | L | Annual | Generation | TWh | 2.9731 | 2.6156 | 2.9886 | 2.9469 | 3.251 | 3.251 | 3.251 | 2.6073
NSR NIPSCO System - NOx Cap Annual 4.11 | 505 | 7391 | Rate Constraint in MTons | FALSE | L | Annual | Qualifying Generation | TWh | 2.9731 | 2.6156 | 2.9886 | 2.9469 | 3.251 | 3.251 | 3.251 | 2.6073
NSR NIPSCO System - NOx Cap Annual 4.11 | 505 | 7391 | Rate Constraint in MTons | FALSE | L | Annual | Rate | lb/MWh | 0.9283 | 0.92539 | 0.92665 | 0.92742 | 0.92569 | 0.92569 | 0.92569 | 0.9151
NSR NIPSCO System - NOx Cap Annual 4.11 | 505 | 7391 | Rate Constraint in MTons | FALSE | L | Annual | Constraint Shadow Price | US2019$/Ton | 0 | 0 | 0 | 0 | 0 | 0 | 0 | 0
NSR NV Power Consent - NOX Cap Annual v3.1 | 506 | 7389 | Rate Constraint in MTons | FALSE | L | Annual | Seasons Included | Seasons | Winter, WintShld, Summer | Winter, WintShld, Summer | Winter, WintShld, Summer | Winter, WintShld, Summer | Winter, WintShld, Summer | Winter, WintShld, Summer | Winter, WintShld, Summer | Winter, WintShld, Summer
NSR NV Power Consent - NOX Cap Annual v3.1 | 506 | 7389 | Rate Constraint in MTons | FALSE | L | Annual | Standard NOX | Thousand Tons | 0.36 | 0.36 | 0.36 | 0.36 | 0.36 | 0.36 | 0.36 | 0.36
NSR NV Power Consent - NOX Cap Annual v3.1 | 506 | 7389 | Rate Constraint in MTons | FALSE | L | Annual | Emissions at Affected Plants NOX | Thousand Tons | 0.00045855 | 0.0032755 | 0.0032755 | 0.11025 | 0.02162 | 0.051116 | 0.088914 | 0.00021669
NSR NV Power Consent - NOX Cap Annual v3.1 | 506 | 7389 | Rate Constraint in MTons | FALSE | L | Annual | Allowances Purchased NOX | Thousand Tons | 0 | 0 | 0 | 0 | 0 | 0 | 0 | 0
NSR NV Power Consent - NOX Cap Annual v3.1 | 506 | 7389 | Rate Constraint in MTons | FALSE | L | Annual | Allowances Sold NOX | Thousand Tons | 0 | 0 | 0 | 0 | 0 | 0 | 0 | 0
NSR NV Power Consent - NOX Cap Annual v3.1 | 506 | 7389 | Rate Constraint in MTons | FALSE | L | Annual | Allowances Banked | Thousand Tons | 0 | 0 | 0 | 0 | 0 | 0 | 0 | 0
NSR NV Power Consent - NOX Cap Annual v3.1 | 506 | 7389 | Rate Constraint in MTons | FALSE | L | Annual | Allowances Withdrawn (1:1) | Thousand Tons | 0 | 0 | 0 | 0 | 0 | 0 | 0 | 0
NSR NV Power Consent - NOX Cap Annual v3.1 | 506 | 7389 | Rate Constraint in MTons | FALSE | L | Annual | Allowances Withdrawn (n:1) | Thousand Tons | 0 | 0 | 0 | 0 | 0 | 0 | 0 | 0
NSR NV Power Consent - NOX Cap Annual v3.1 | 506 | 7389 | Rate Constraint in MTons | FALSE | L | Annual | Net Emissions Allowance Position | Thousand Tons | 0.00045855 | 0.0032755 | 0.0032755 | 0.11025 | 0.02162 | 0.051116 | 0.088914 | 0.00021669
NSR NV Power Consent - NOX Cap Annual v3.1 | 506 | 7389 | Rate Constraint in MTons | FALSE | L | Annual | Fuel Consumed | TBtu | 0.015626 | 0.11162 | 0.11162 | 3.757 | 0.73674 | 1.7419 | 3.03 | 0.0073842
NSR NV Power Consent - NOX Cap Annual v3.1 | 506 | 7389 | Rate Constraint in MTons | FALSE | L | Annual | Rate | lb/MMBtu | 0.05869 | 0.05869 | 0.05869 | 0.05869 | 0.05869 | 0.05869 | 0.05869 | 0.05869
NSR NV Power Consent - NOX Cap Annual v3.1 | 506 | 7389 | Rate Constraint in MTons | FALSE | L | Annual | Generation | TWh | 0.0016638 | 0.011885 | 0.011885 | 0.40002 | 0.078443 | 0.18547 | 0.32261 | 0.00078622
NSR NV Power Consent - NOX Cap Annual v3.1 | 506 | 7389 | Rate Constraint in MTons | FALSE | L | Annual | Qualifying Generation | TWh | 0.0016638 | 0.011885 | 0.011885 | 0.40002 | 0.078443 | 0.18547 | 0.32261 | 0.00078622
NSR NV Power Consent - NOX Cap Annual v3.1 | 506 | 7389 | Rate Constraint in MTons | FALSE | L | Annual | Rate | lb/MWh | 0.55122 | 0.55122 | 0.55122 | 0.55122 | 0.55122 | 0.55122 | 0.55122 | 0.55122
NSR NV Power Consent - NOX Cap Annual v3.1 | 506 | 7389 | Rate Constraint in MTons | FALSE | L | Annual | Constraint Shadow Price | US2019$/Ton | 0 | 0 | 0 | 0 | 0 | 0 | 0 | 0
NSR Oak Creek 5-8 - NOX Rate Annual v3.1, Unit 3839 and retrofits | 507 | 7427 | Rate Constraint in lbs/MMBtu | FALSE | L | Annual | Seasons Included | Seasons | Winter, WintShld, Summer | Winter, WintShld, Summer | Winter, WintShld, Summer | Winter, WintShld, Summer | Winter, WintShld, Summer | Winter, WintShld, Summer | Winter, WintShld, Summer | Winter, WintShld, Summer
NSR Oak Creek 5-8 - NOX Rate Annual v3.1, Unit 3839 and retrofits | 507 | 7427 | Rate Constraint in lbs/MMBtu | FALSE | L | Annual | Standard NOX | lb/MMBtu | 0.08 | 0.08 | 0.08 | 0.08 | 0.08 | 0.08 | 0.08 | 0.08
NSR Oak Creek 5-8 - NOX Rate Annual v3.1, Unit 3839 and retrofits | 507 | 7427 | Rate Constraint in lbs/MMBtu | FALSE | L | Annual | Emissions at Affected Plants NOX | Thousand Tons | 0.14855 | 0.11461 | 0.34622 | 0.44201 | 0.51988 | 0.60002 | 0 | 0
NSR Oak Creek 5-8 - NOX Rate Annual v3.1, Unit 3839 and retrofits | 507 | 7427 | Rate Constraint in lbs/MMBtu | FALSE | L | Annual | Allowances Purchased NOX | Thousand Tons | 0 | 0 | 0 | 0 | 0 | 0 | 0 | 0
NSR Oak Creek 5-8 - NOX Rate Annual v3.1, Unit 3839 and retrofits | 507 | 7427 | Rate Constraint in lbs/MMBtu | FALSE | L | Annual | Allowances Sold NOX | Thousand Tons | 0 | 0 | 0 | 0 | 0 | 0 | 0 | 0
NSR Oak Creek 5-8 - NOX Rate Annual v3.1, Unit 3839 and retrofits | 507 | 7427 | Rate Constraint in lbs/MMBtu | FALSE | L | Annual | Allowances Banked | Thousand Tons | 0 | 0 | 0 | 0 | 0 | 0 | 0 | 0
NSR Oak Creek 5-8 - NOX Rate Annual v3.1, Unit 3839 and retrofits | 507 | 7427 | Rate Constraint in lbs/MMBtu | FALSE | L | Annual | Allowances Withdrawn (1:1) | Thousand Tons | 0 | 0 | 0 | 0 | 0 | 0 | 0 | 0
NSR Oak Creek 5-8 - NOX Rate Annual v3.1, Unit 3839 and retrofits | 507 | 7427 | Rate Constraint in lbs/MMBtu | FALSE | L | Annual | Allowances Withdrawn (n:1) | Thousand Tons | 0 | 0 | 0 | 0 | 0 | 0 | 0 | 0
NSR Oak Creek 5-8 - NOX Rate Annual v3.1, Unit 3839 and retrofits | 507 | 7427 | Rate Constraint in lbs/MMBtu | FALSE | L | Annual | Net Emissions Allowance Position | Thousand Tons | 0.14855 | 0.11461 | 0.34622 | 0.44201 | 0.51988 | 0.60002 | 0 | 0
NSR Oak Creek 5-8 - NOX Rate Annual v3.1, Unit 3839 and retrofits | 507 | 7427 | Rate Constraint in lbs/MMBtu | FALSE | L | Annual | Fuel Consumed | TBtu | 4.5792 | 3.5329 | 10.6725 | 13.6256 | 16.0259 | 18.4962 | 0 | 0
NSR Oak Creek 5-8 - NOX Rate Annual v3.1, Unit 3839 and retrofits | 507 | 7427 | Rate Constraint in lbs/MMBtu | FALSE | L | Annual | Rate | lb/MMBtu | 0.06488 | 0.06488 | 0.06488 | 0.06488 | 0.06488 | 0.06488 | 0 | 0
NSR Oak Creek 5-8 - NOX Rate Annual v3.1, Unit 3839 and retrofits | 507 | 7427 | Rate Constraint in lbs/MMBtu | FALSE | L | Annual | Generation | TWh | 0.44308 | 0.34184 | 1.0327 | 1.3184 | 1.5506 | 1.7897 | 0 | 0
NSR Oak Creek 5-8 - NOX Rate Annual v3.1, Unit 3839 and retrofits | 507 | 7427 | Rate Constraint in lbs/MMBtu | FALSE | L | Annual | Qualifying Generation | TWh | 0.44308 | 0.34184 | 1.0327 | 1.3184 | 1.5506 | 1.7897 | 0 | 0
NSR Oak Creek 5-8 - NOX Rate Annual v3.1, Unit 3839 and retrofits | 507 | 7427 | Rate Constraint in lbs/MMBtu | FALSE | L | Annual | Rate | lb/MWh | 0.67053 | 0.67053 | 0.67053 | 0.67053 | 0.67053 | 0.67053 | 0 | 0
NSR Oak Creek 5-8 - NOX Rate Annual v3.1, Unit 3839 and retrofits | 507 | 7427 | Rate Constraint in lbs/MMBtu | FALSE | L | Annual | Constraint Shadow Price | US2019$/Ton | 0 | 0 | 0 | 0 | 0 | 0 | 0 | 0
NSR Oak Creek 5-8 - NOX Rate Annual v3.1, Unit 3840 and retrofits | 508 | 7427 | Rate Constraint in lbs/MMBtu | FALSE | L | Annual | Seasons Included | Seasons | Winter, WintShld, Summer | Winter, WintShld, Summer | Winter, WintShld, Summer | Winter, WintShld, Summer | Winter, WintShld, Summer | Winter, WintShld, Summer | Winter, WintShld, Summer | Winter, WintShld, Summer
NSR Oak Creek 5-8 - NOX Rate Annual v3.1, Unit 3840 and retrofits | 508 | 7427 | Rate Constraint in lbs/MMBtu | FALSE | L | Annual | Standard NOX | lb/MMBtu | 0.08 | 0.08 | 0.08 | 0.08 | 0.08 | 0.08 | 0.08 | 0.08
NSR Oak Creek 5-8 - NOX Rate Annual v3.1, Unit 3840 and retrofits | 508 | 7427 | Rate Constraint in lbs/MMBtu | FALSE | L | Annual | Emissions at Affected Plants NOX | Thousand Tons | 0.12463 | 0.11604 | 0.23995 | 0.34326 | 0.36475 | 0.40378 | 0.38467 | 0
NSR Oak Creek 5-8 - NOX Rate Annual v3.1, Unit 3840 and retrofits | 508 | 7427 | Rate Constraint in lbs/MMBtu | FALSE | L | Annual | Allowances Purchased NOX | Thousand Tons | 0 | 0 | 0 | 0 | 0 | 0 | 0 | 0
NSR Oak Creek 5-8 - NOX Rate Annual v3.1, Unit 3840 and retrofits | 508 | 7427 | Rate Constraint in lbs/MMBtu | FALSE | L | Annual | Allowances Sold NOX | Thousand Tons | 0 | 0 | 0 | 0 | 0 | 0 | 0 | 0
NSR Oak Creek 5-8 - NOX Rate Annual v3.1, Unit 3840 and retrofits | 508 | 7427 | Rate Constraint in lbs/MMBtu | FALSE | L | Annual | Allowances Banked | Thousand Tons | 0 | 0 | 0 | 0 | 0 | 0 | 0 | 0
NSR Oak Creek 5-8 - NOX Rate Annual v3.1, Unit 3840 and retrofits | 508 | 7427 | Rate Constraint in lbs/MMBtu | FALSE | L | Annual | Allowances Withdrawn (1:1) | Thousand Tons | 0 | 0 | 0 | 0 | 0 | 0 | 0 | 0
NSR Oak Creek 5-8 - NOX Rate Annual v3.1, Unit 3840 and retrofits | 508 | 7427 | Rate Constraint in lbs/MMBtu | FALSE | L | Annual | Allowances Withdrawn (n:1) | Thousand Tons | 0 | 0 | 0 | 0 | 0 | 0 | 0 | 0
NSR Oak Creek 5-8 - NOX Rate Annual v3.1, Unit 3840 and retrofits | 508 | 7427 | Rate Constraint in lbs/MMBtu | FALSE | L | Annual | Net Emissions Allowance Position | Thousand Tons | 0.12463 | 0.11604 | 0.23995 | 0.34326 | 0.36475 | 0.40378 | 0.38467 | 0
NSR Oak Creek 5-8 - NOX Rate Annual v3.1, Unit 3840 and retrofits | 508 | 7427 | Rate Constraint in lbs/MMBtu | FALSE | L | Annual | Fuel Consumed | TBtu | 3.8378 | 3.5733 | 7.3886 | 10.5701 | 11.2318 | 12.4335 | 11.845 | 0
NSR Oak Creek 5-8 - NOX Rate Annual v3.1, Unit 3840 and retrofits | 508 | 7427 | Rate Constraint in lbs/MMBtu | FALSE | L | Annual | Rate | lb/MMBtu | 0.06495 | 0.06495 | 0.06495 | 0.06495 | 0.06495 | 0.06495 | 0.06495 | 0
NSR Oak Creek 5-8 - NOX Rate Annual v3.1, Unit 3840 and retrofits | 508 | 7427 | Rate Constraint in lbs/MMBtu | FALSE | L | Annual | Generation | TWh | 0.36523 | 0.34006 | 0.70314 | 1.0059 | 1.0689 | 1.1832 | 1.1272 | 0
NSR Oak Creek 5-8 - NOX Rate Annual v3.1, Unit 3840 and retrofits | 508 | 7427 | Rate Constraint in lbs/MMBtu | FALSE | L | Annual | Qualifying Generation | TWh | 0.36523 | 0.34006 | 0.70314 | 1.0059 | 1.0689 | 1.1832 | 1.1272 | 0
NSR Oak Creek 5-8 - NOX Rate Annual v3.1, Unit 3840 and retrofits | 508 | 7427 | Rate Constraint in lbs/MMBtu | FALSE | L | Annual | Rate | lb/MWh | 0.68249 | 0.68249 | 0.68249 | 0.68249 | 0.68249 | 0.68249 | 0.68249 | 0
NSR Oak Creek 5-8 - NOX Rate Annual v3.1, Unit 3840 and retrofits | 508 | 7427 | Rate Constraint in lbs/MMBtu | FALSE | L | Annual | Constraint Shadow Price | US2019$/Ton | 0 | 0 | 0 | 0 | 0 | 0 | 0 | 0
NSR Oak Creek 5-8 - NOX Rate Annual v3.1, Unit 3841 and retrofits | 509 | 7427 | Rate Constraint in lbs/MMBtu | FALSE | L | Annual | Seasons Included | Seasons | Winter, WintShld, Summer | Winter, WintShld, Summer | Winter, WintShld, Summer | Winter, WintShld, Summer | Winter, WintShld, Summer | Winter, WintShld, Summer | Winter, WintShld, Summer | Winter, WintShld, Summer
NSR Oak Creek 5-8 - NOX Rate Annual v3.1, Unit 3841 and retrofits | 509 | 7427 | Rate Constraint in lbs/MMBtu | FALSE | L | Annual | Standard NOX | lb/MMBtu | 0.08 | 0.08 | 0.08 | 0.08 | 0.08 | 0.08 | 0.08 | 0.08
NSR Oak Creek 5-8 - NOX Rate Annual v3.1, Unit 3841 and retrofits | 509 | 7427 | Rate Constraint in lbs/MMBtu | FALSE | L | Annual | Emissions at Affected Plants NOX | Thousand Tons | 0.24686 | 0.094935 | 0.44443 | 0.41048 | 0.46191 | 0.49763 | 0 | 0
NSR Oak Creek 5-8 - NOX Rate Annual v3.1, Unit 3841 and retrofits | 509 | 7427 | Rate Constraint in lbs/MMBtu | FALSE | L | Annual | Allowances Purchased NOX | Thousand Tons | 0 | 0 | 0 | 0 | 0 | 0 | 0 | 0
NSR Oak Creek 5-8 - NOX Rate Annual v3.1, Unit 3841 and retrofits | 509 | 7427 | Rate Constraint in lbs/MMBtu | FALSE | L | Annual | Allowances Sold NOX | Thousand Tons | 0 | 0 | 0 | 0 | 0 | 0 | 0 | 0
NSR Oak Creek 5-8 - NOX Rate Annual v3.1, Unit 3841 and retrofits | 509 | 7427 | Rate Constraint in lbs/MMBtu | FALSE | L | Annual | Allowances Banked | Thousand Tons | 0 | 0 | 0 | 0 | 0 | 0 | 0 | 0
NSR Oak Creek 5-8 - NOX Rate Annual v3.1, Unit 3841 and retrofits | 509 | 7427 | Rate Constraint in lbs/MMBtu | FALSE | L | Annual | Allowances Withdrawn (1:1) | Thousand Tons | 0 | 0 | 0 | 0 | 0 | 0 | 0 | 0
NSR Oak Creek 5-8 - NOX Rate Annual v3.1, Unit 3841 and retrofits | 509 | 7427 | Rate Constraint in lbs/MMBtu | FALSE | L | Annual | Allowances Withdrawn (n:1) | Thousand Tons | 0 | 0 | 0 | 0 | 0 | 0 | 0 | 0
NSR Oak Creek 5-8 - NOX Rate Annual v3.1, Unit 3841 and retrofits | 509 | 7427 | Rate Constraint in lbs/MMBtu | FALSE | L | Annual | Net Emissions Allowance Position | Thousand Tons | 0.24686 | 0.094935 | 0.44443 | 0.41048 | 0.46191 | 0.49763 | 0 | 0
NSR Oak Creek 5-8 - NOX Rate Annual v3.1, Unit 3841 and retrofits | 509 | 7427 | Rate Constraint in lbs/MMBtu | FALSE | L | Annual | Fuel Consumed | TBtu | 7.3944 | 2.8437 | 13.3124 | 12.2952 | 13.8359 | 14.9057 | 0 | 0
NSR Oak Creek 5-8 - NOX Rate Annual v3.1, Unit 3841 and retrofits | 509 | 7427 | Rate Constraint in lbs/MMBtu | FALSE | L | Annual | Rate | lb/MMBtu | 0.06677 | 0.06677 | 0.06677 | 0.06677 | 0.06677 | 0.06677 | 0 | 0
NSR Oak Creek 5-8 - NOX Rate Annual v3.1, Unit 3841 and retrofits | 509 | 7427 | Rate Constraint in lbs/MMBtu | FALSE | L | Annual | Generation | TWh | 0.71679 | 0.27565 | 1.2905 | 1.1919 | 1.3412 | 1.4449 | 0 | 0
NSR Oak Creek 5-8 - NOX Rate Annual v3.1, Unit 3841 and retrofits | 509 | 7427 | Rate Constraint in lbs/MMBtu | FALSE | L | Annual | Qualifying Generation | TWh | 0.71679 | 0.27565 | 1.2905 | 1.1919 | 1.3412 | 1.4449 | 0 | 0
NSR Oak Creek 5-8 - NOX Rate Annual v3.1, Unit 3841 and retrofits | 509 | 7427 | Rate Constraint in lbs/MMBtu | FALSE | L | Annual | Rate | lb/MWh | 0.6888 | 0.6888 | 0.6888 | 0.6888 | 0.6888 | 0.6888 | 0 | 0
NSR Oak Creek 5-8 - NOX Rate Annual v3.1, Unit 3841 and retrofits | 509 | 7427 | Rate Constraint in lbs/MMBtu | FALSE | L | Annual | Constraint Shadow Price | US2019$/Ton | 0 | 0 | 0 | 0 | 0 | 0 | 0 | 0
NSR Oak Creek 5-8 - NOX Rate Annual v3.1, Unit 3842 and retrofits | 510 | 7427 | Rate Constraint in lbs/MMBtu | FALSE | L | Annual | Seasons Included | Seasons | Winter, WintShld, Summer | Winter, WintShld, Summer | Winter, WintShld, Summer | Winter, WintShld, Summer | Winter, WintShld, Summer | Winter, WintShld, Summer | Winter, WintShld, Summer | Winter, WintShld, Summer
NSR Oak Creek 5-8 - NOX Rate Annual v3.1, Unit 3842 and retrofits | 510 | 7427 | Rate Constraint in lbs/MMBtu | FALSE | L | Annual | Standard NOX | lb/MMBtu | 0.08 | 0.08 | 0.08 | 0.08 | 0.08 | 0.08 | 0.08 | 0.08
NSR Oak Creek 5-8 - NOX Rate Annual v3.1, Unit 3842 and retrofits | 510 | 7427 | Rate Constraint in lbs/MMBtu | FALSE | L | Annual | Emissions at Affected Plants NOX | Thousand Tons | 0.251 | 0.096528 | 0.41736 | 0.41736 | 0.46966 | 0.50598 | 0 | 0
NSR Oak Creek 5-8 - NOX Rate Annual v3.1, Unit 3842 and retrofits | 510 | 7427 | Rate Constraint in lbs/MMBtu | FALSE | L | Annual | Allowances Purchased NOX | Thousand Tons | 0 | 0 | 0 | 0 | 0 | 0 | 0 | 0
NSR Oak Creek 5-8 - NOX Rate Annual v3.1, Unit 3842 and retrofits | 510 | 7427 | Rate Constraint in lbs/MMBtu | FALSE | L | Annual | Allowances Sold NOX | Thousand Tons | 0 | 0 | 0 | 0 | 0 | 0 | 0 | 0
NSR Oak Creek 5-8 - NOX Rate Annual v3.1, Unit 3842 and retrofits | 510 | 7427 | Rate Constraint in lbs/MMBtu | FALSE | L | Annual | Allowances Banked | Thousand Tons | 0 | 0 | 0 | 0 | 0 | 0 | 0 | 0
NSR Oak Creek 5-8 - NOX Rate Annual v3.1, Unit 3842 and retrofits | 510 | 7427 | Rate Constraint in lbs/MMBtu | FALSE | L | Annual | Allowances Withdrawn (1:1) | Thousand Tons | 0 | 0 | 0 | 0 | 0 | 0 | 0 | 0
NSR Oak Creek 5-8 - NOX Rate Annual v3.1, Unit 3842 and retrofits | 510 | 7427 | Rate Constraint in lbs/MMBtu | FALSE | L | Annual | Allowances Withdrawn (n:1) | Thousand Tons | 0 | 0 | 0 | 0 | 0 | 0 | 0 | 0
NSR Oak Creek 5-8 - NOX Rate Annual v3.1, Unit 3842 and retrofits | 510 | 7427 | Rate Constraint in lbs/MMBtu | FALSE | L | Annual | Net Emissions Allowance Position | Thousand Tons | 0.251 | 0.096528 | 0.41736 | 0.41736 | 0.46966 | 0.50598 | 0 | 0
NSR Oak Creek 5-8 - NOX Rate Annual v3.1, Unit 3842 and retrofits | 510 | 7427 | Rate Constraint in lbs/MMBtu | FALSE | L | Annual | Fuel Consumed | TBtu | 7.2808 | 2.7999 | 12.1062 | 12.1062 | 13.6232 | 14.6766 | 0 | 0
NSR Oak Creek 5-8 - NOX Rate Annual v3.1, Unit 3842 and retrofits | 510 | 7427 | Rate Constraint in lbs/MMBtu | FALSE | L | Annual | Rate | lb/MMBtu | 0.06895 | 0.06895 | 0.06895 | 0.06895 | 0.06895 | 0.06895 | 0 | 0
NSR Oak Creek 5-8 - NOX Rate Annual v3.1, Unit 3842 and retrofits | 510 | 7427 | Rate Constraint in lbs/MMBtu | FALSE | L | Annual | Generation | TWh | 0.70509 | 0.27115 | 1.1724 | 1.1724 | 1.3193 | 1.4213 | 0 | 0
NSR Oak Creek 5-8 - NOX Rate Annual v3.1, Unit 3842 and retrofits | 510 | 7427 | Rate Constraint in lbs/MMBtu | FALSE | L | Annual | Qualifying Generation | TWh | 0.70509 | 0.27115 | 1.1724 | 1.1724 | 1.3193 | 1.4213 | 0 | 0
NSR Oak Creek 5-8 - NOX Rate Annual v3.1, Unit 3842 and retrofits | 510 | 7427 | Rate Constraint in lbs/MMBtu | FALSE | L | Annual | Rate | lb/MWh | 0.71198 | 0.71198 | 0.71198 | 0.71198 | 0.71198 | 0.71198 | 0 | 0
NSR Oak Creek 5-8 - NOX Rate Annual v3.1, Unit 3842 and retrofits | 510 | 7427 | Rate Constraint in lbs/MMBtu | FALSE | L | Annual | Constraint Shadow Price | US2019$/Ton | 0 | 0 | 0 | 0 | 0 | 0 | 0 | 0
NSR Oak Creek 5-8 - SO2 Rate Annual v5.16 | 511 | 7426 | Rate Constraint in lbs/MMBtu | FALSE | L | Annual | Seasons Included | Seasons | Winter, WintShld, Summer | Winter, WintShld, Summer | Winter, WintShld, Summer | Winter, WintShld, Summer | Winter, WintShld, Summer | Winter, WintShld, Summer | Winter, WintShld, Summer | Winter, WintShld, Summer
NSR Oak Creek 5-8 - SO2 Rate Annual v5.16 | 511 | 7426 | Rate Constraint in lbs/MMBtu | FALSE | L | Annual | Standard SO2 | lb/MMBtu | 0.08 | 0.08 | 0.08 | 0.08 | 0.08 | 0.08 | 0.08 | 0.08
NSR Oak Creek 5-8 - SO2 Rate Annual v5.16 | 511 | 7426 | Rate Constraint in lbs/MMBtu | FALSE | L | Annual | Emissions at Affected Plants SO2 | Thousand Tons | 0.30154 | 0.16649 | 0.56776 | 0.63458 | 0.71449 | 0.79016 | 0.15467 | 0
NSR Oak Creek 5-8 - SO2 Rate Annual v5.16 | 511 | 7426 | Rate Constraint in lbs/MMBtu | FALSE | L | Annual | Allowances Purchased SO2 | Thousand Tons | 0 | 0 | 0 | 0 | 0 | 0 | 0 | 0
NSR Oak Creek 5-8 - SO2 Rate Annual v5.16 | 511 | 7426 | Rate Constraint in lbs/MMBtu | FALSE | L | Annual | Allowances Sold SO2 | Thousand Tons | 0 | 0 | 0 | 0 | 0 | 0 | 0 | 0
NSR Oak Creek 5-8 - SO2 Rate Annual v5.16 | 511 | 7426 | Rate Constraint in lbs/MMBtu | FALSE | L | Annual | Allowances Banked | Thousand Tons | 0 | 0 | 0 | 0 | 0 | 0 | 0 | 0
NSR Oak Creek 5-8 - SO2 Rate Annual v5.16 | 511 | 7426 | Rate Constraint in lbs/MMBtu | FALSE | L | Annual | Allowances Withdrawn (1:1) | Thousand Tons | 0 | 0 | 0 | 0 | 0 | 0 | 0 | 0
NSR Oak Creek 5-8 - SO2 Rate Annual v5.16 | 511 | 7426 | Rate Constraint in lbs/MMBtu | FALSE | L | Annual | Allowances Withdrawn (n:1) | Thousand Tons | 0 | 0 | 0 | 0 | 0 | 0 | 0 | 0
NSR Oak Creek 5-8 - SO2 Rate Annual v5.16 | 511 | 7426 | Rate Constraint in lbs/MMBtu | FALSE | L | Annual | Net Emissions Allowance Position | Thousand Tons | 0.30154 | 0.16649 | 0.56776 | 0.63458 | 0.71449 | 0.79016 | 0.15467 | 0
NSR Oak Creek 5-8 - SO2 Rate Annual v5.16 | 511 | 7426 | Rate Constraint in lbs/MMBtu | FALSE | L | Annual | Fuel Consumed | TBtu | 23.0922 | 12.7498 | 43.4797 | 48.5971 | 54.7167 | 60.512 | 11.845 | 0
NSR Oak Creek 5-8 - SO2 Rate Annual v5.16 | 511 | 7426 | Rate Constraint in lbs/MMBtu | FALSE | L | Annual | Rate | lb/MMBtu | 0.026116 | 0.026116 | 0.026116 | 0.026116 | 0.026116 | 0.026116 | 0.026116 | 0
NSR Oak Creek 5-8 - SO2 Rate Annual v5.16 | 511 | 7426 | Rate Constraint in lbs/MMBtu | FALSE | L | Annual | Generation | TWh | 2.2302 | 1.2287 | 4.1987 | 4.6886 | 5.28 | 5.8391 | 1.1272 | 0
NSR Oak Creek 5-8 - SO2 Rate Annual v5.16 | 511 | 7426 | Rate Constraint in lbs/MMBtu | FALSE | L | Annual | Qualifying Generation | TWh | 2.2302 | 1.2287 | 4.1987 | 4.6886 | 5.28 | 5.8391 | 1.1272 | 0
NSR Oak Creek 5-8 - SO2 Rate Annual v5.16 | 511 | 7426 | Rate Constraint in lbs/MMBtu | FALSE | L | Annual | Rate | lb/MWh | 0.27041 | 0.271 | 0.27045 | 0.27069 | 0.27064 | 0.27064 | 0.27443 | 0
NSR Oak Creek 5-8 - SO2 Rate Annual v5.16 | 511 | 7426 | Rate Constraint in lbs/MMBtu | FALSE | L | Annual | Constraint Shadow Price | US2019$/Ton | 0 | 0 | 0 | 0 | 0 | 0 | 0 | 0
NSR OH Edison - NOX Cap Annual v3.1 | 512 | 7392 | Rate Constraint in MTons | FALSE | L | Annual | Seasons Included | Seasons | Winter, WintShld, Summer | Winter, WintShld, Summer | Winter, WintShld, Summer | Winter, WintShld, Summer | Winter, WintShld, Summer | Winter, WintShld, Summer | Winter, WintShld, Summer | Winter, WintShld, Summer
NSR OH Edison - NOX Cap Annual v3.1 | 512 | 7392 | Rate Constraint in MTons | FALSE | L | Annual | Standard NOX | Thousand Tons | 11.86 | 11.86 | 11.86 | 11.86 | 11.86 | 11.86 | 11.86 | 11.86
NSR OH Edison - NOX Cap Annual v3.1 | 512 | 7392 | Rate Constraint in MTons | FALSE | L | Annual | Emissions at Affected Plants NOX | Thousand Tons | 3.518 | 1.2719 | 1.9938 | 1.3872 | 1.5285 | 1.8456 | 0.36703 | 0
NSR OH Edison - NOX Cap Annual v3.1 | 512 | 7392 | Rate Constraint in MTons | FALSE | L | Annual | Allowances Purchased NOX | Thousand Tons | 0 | 0 | 0 | 0 | 0 | 0 | 0 | 0
NSR OH Edison - NOX Cap Annual v3.1 | 512 | 7392 | Rate Constraint in MTons | FALSE | L | Annual | Allowances Sold NOX | Thousand Tons | 0 | 0 | 0 | 0 | 0 | 0 | 0 | 0
NSR OH Edison - NOX Cap Annual v3.1 | 512 | 7392 | Rate Constraint in MTons | FALSE | L | Annual | Allowances Banked | Thousand Tons | 0 | 0 | 0 | 0 | 0 | 0 | 0 | 0
NSR OH Edison - NOX Cap Annual v3.1 | 512 | 7392 | Rate Constraint in MTons | FALSE | L | Annual | Allowances Withdrawn (1:1) | Thousand Tons | 0 | 0 | 0 | 0 | 0 | 0 | 0 | 0
NSR OH Edison - NOX Cap Annual v3.1 | 512 | 7392 | Rate Constraint in MTons | FALSE | L | Annual | Allowances Withdrawn (n:1) | Thousand Tons | 0 | 0 | 0 | 0 | 0 | 0 | 0 | 0
NSR OH Edison - NOX Cap Annual v3.1 | 512 | 7392 | Rate Constraint in MTons | FALSE | L | Annual | Net Emissions Allowance Position | Thousand Tons | 3.518 | 1.2719 | 1.9938 | 1.3872 | 1.5285 | 1.8456 | 0.36703 | 0
NSR OH Edison - NOX Cap Annual v3.1 | 512 | 7392 | Rate Constraint in MTons | FALSE | L | Annual | Fuel Consumed | TBtu | 73.8058 | 33.9186 | 53.1687 | 36.9932 | 40.7595 | 49.2172 | 9.7874 | 0
NSR OH Edison - NOX Cap Annual v3.1 | 512 | 7392 | Rate Constraint in MTons | FALSE | L | Annual | Rate | lb/MMBtu | 0.095331 | 0.075 | 0.075 | 0.075 | 0.075 | 0.075 | 0.075 | 0
NSR OH Edison - NOX Cap Annual v3.1 | 512 | 7392 | Rate Constraint in MTons | FALSE | L | Annual | Generation | TWh | 6.7119 | 3.1037 | 4.8568 | 3.3834 | 3.726 | 4.4954 | 0.89563 | 0
NSR OH Edison - NOX Cap Annual v3.1 | 512 | 7392 | Rate Constraint in MTons | FALSE | L | Annual | Qualifying Generation | TWh | 6.7119 | 3.1037 | 4.8568 | 3.3834 | 3.726 | 4.4954 | 0.89563 | 0
NSR OH Edison - NOX Cap Annual v3.1 | 512 | 7392 | Rate Constraint in MTons | FALSE | L | Annual | Rate | lb/MWh | 1.0483 | 0.81965 | 0.82104 | 0.82004 | 0.82044 | 0.82112 | 0.8196 | 0
NSR OH Edison - NOX Cap Annual v3.1 | 512 | 7392 | Rate Constraint in MTons | FALSE | L | Annual | Constraint Shadow Price | US2019$/Ton | 0 | 0 | 0 | 0 | 0 | 0 | 0 | 0
NSR OH Edison - SO2 Cap Annual v3.1 | 513 | 7393 | Rate Constraint in MTons | FALSE | L | Annual | Seasons Included | Seasons | Winter, WintShld, Summer | Winter, WintShld, Summer | Winter, WintShld, Summer | Winter, WintShld, Summer | Winter, WintShld, Summer | Winter, WintShld, Summer | Winter, WintShld, Summer | Winter, WintShld, Summer
NSR OH Edison - SO2 Cap Annual v3.1 | 513 | 7393 | Rate Constraint in MTons | FALSE | L | Annual | Standard SO2 | Thousand Tons | 29.9 | 29.9 | 29.9 | 29.9 | 29.9 | 29.9 | 29.9 | 29.9
NSR OH Edison - SO2 Cap Annual v3.1 | 513 | 7393 | Rate Constraint in MTons | FALSE | L | Annual | Emissions at Affected Plants SO2 | Thousand Tons | 2.3448 | 1.1925 | 1.9644 | 1.3668 | 1.5059 | 2.0846 | 0.29362 | 0
NSR OH Edison - SO2 Cap Annual v3.1 | 513 | 7393 | Rate Constraint in MTons | FALSE | L | Annual | Allowances Purchased SO2 | Thousand Tons | 0 | 0 | 0 | 0 | 0 | 0 | 0 | 0
NSR OH Edison - SO2 Cap Annual v3.1 | 513 | 7393 | Rate Constraint in MTons | FALSE | L | Annual | Allowances Sold SO2 | Thousand Tons | 0 | 0 | 0 | 0 | 0 | 0 | 0 | 0
NSR OH Edison - SO2 Cap Annual v3.1 | 513 | 7393 | Rate Constraint in MTons | FALSE | L | Annual | Allowances Banked | Thousand Tons | 0 | 0 | 0 | 0 | 0 | 0 | 0 | 0
NSR OH Edison - SO2 Cap Annual v3.1 | 513 | 7393 | Rate Constraint in MTons | FALSE | L | Annual | Allowances Withdrawn (1:1) | Thousand Tons | 0 | 0 | 0 | 0 | 0 | 0 | 0 | 0
NSR OH Edison - SO2 Cap Annual v3.1 | 513 | 7393 | Rate Constraint in MTons | FALSE | L | Annual | Allowances Withdrawn (n:1) | Thousand Tons | 0 | 0 | 0 | 0 | 0 | 0 | 0 | 0
NSR OH Edison - SO2 Cap Annual v3.1 | 513 | 7393 | Rate Constraint in MTons | FALSE | L | Annual | Net Emissions Allowance Position | Thousand Tons | 2.3448 | 1.1925 | 1.9644 | 1.3668 | 1.5059 | 2.0846 | 0.29362 | 0
NSR OH Edison - SO2 Cap Annual v3.1 | 513 | 7393 | Rate Constraint in MTons | FALSE | L | Annual | Fuel Consumed | TBtu | 73.8058 | 33.9186 | 53.1687 | 36.9932 | 40.7595 | 49.2172 | 9.7874 | 0
NSR OH Edison - SO2 Cap Annual v3.1 | 513 | 7393 | Rate Constraint in MTons | FALSE | L | Annual | Rate | lb/MMBtu | 0.063541 | 0.070316 | 0.073892 | 0.073892 | 0.073892 | 0.084711 | 0.06 | 0
NSR OH Edison - SO2 Cap Annual v3.1 | 513 | 7393 | Rate Constraint in MTons | FALSE | L | Annual | Generation | TWh | 6.7119 | 3.1037 | 4.8568 | 3.3834 | 3.726 | 4.4954 | 0.89563 | 0
NSR OH Edison - SO2 Cap Annual v3.1 | 513 | 7393 | Rate Constraint in MTons | FALSE | L | Annual | Qualifying Generation | TWh | 6.7119 | 3.1037 | 4.8568 | 3.3834 | 3.726 | 4.4954 | 0.89563 | 0
NSR OH Edison - SO2 Cap Annual v3.1 | 513 | 7393 | Rate Constraint in MTons | FALSE | L | Annual | Rate | lb/MWh | 0.69871 | 0.76846 | 0.80891 | 0.80793 | 0.80832 | 0.92743 | 0.65568 | 0
NSR OH Edison - SO2 Cap Annual v3.1 | 513 | 7393 | Rate Constraint in MTons | FALSE | L | Annual | Constraint Shadow Price | US2019$/Ton | 0 | 0 | 0 | 0 | 0 | 0 | 0 | 0
NSR Ottumwa Unit 1 NOX Rate v5.16 | 514 | 7510 | Rate Constraint in lbs/MMBtu | FALSE | L | Annual | Seasons Included | Seasons | Winter, WintShld, Summer | Winter, WintShld, Summer | Winter, WintShld, Summer | Winter, WintShld, Summer | Winter, WintShld, Summer | Winter, WintShld, Summer | Winter, WintShld, Summer | Winter, WintShld, Summer
NSR Ottumwa Unit 1 NOX Rate v5.16 | 514 | 7510 | Rate Constraint in lbs/MMBtu | FALSE | L | Annual | Standard NOX | lb/MMBtu | 0.08 | 0.08 | 0.08 | 0.08 | 0.08 | 0.08 | 0.08 | 0.08
NSR Ottumwa Unit 1 NOX Rate v5.16 | 514 | 7510 | Rate Constraint in lbs/MMBtu | FALSE | L | Annual | Emissions at Affected Plants NOX | Thousand Tons | 1.5296 | 1.1926 | 1.625 | 1.625 | 1.7838 | 1.8358 | 1.7838 | 0.90562
NSR Ottumwa Unit 1 NOX Rate v5.16 | 514 | 7510 | Rate Constraint in lbs/MMBtu | FALSE | L | Annual | Allowances Purchased NOX | Thousand Tons | 0 | 0 | 0 | 0 | 0 | 0 | 0 | 0
NSR Ottumwa Unit 1 NOX Rate v5.16 | 514 | 7510 | Rate Constraint in lbs/MMBtu | FALSE | L | Annual | Allowances Sold NOX | Thousand Tons | 0 | 0 | 0 | 0 | 0 | 0 | 0 | 0
NSR Ottumwa Unit 1 NOX Rate v5.16 | 514 | 7510 | Rate Constraint in lbs/MMBtu | FALSE | L | Annual | Allowances Banked | Thousand Tons | 0 | 0 | 0 | 0 | 0 | 0 | 0 | 0
NSR Ottumwa Unit 1 NOX Rate v5.16 | 514 | 7510 | Rate Constraint in lbs/MMBtu | FALSE | L | Annual | Allowances Withdrawn (1:1) | Thousand Tons | 0 | 0 | 0 | 0 | 0 | 0 | 0 | 0
NSR Ottumwa Unit 1 NOX Rate v5.16 | 514 | 7510 | Rate Constraint in lbs/MMBtu | FALSE | L | Annual | Allowances Withdrawn (n:1) | Thousand Tons | 0 | 0 | 0 | 0 | 0 | 0 | 0 | 0
NSR Ottumwa Unit 1 NOX Rate v5.16 | 514 | 7510 | Rate Constraint in lbs/MMBtu | FALSE | L | Annual | Net Emissions Allowance Position | Thousand Tons | 1.5296 | 1.1926 | 1.625 | 1.625 | 1.7838 | 1.8358 | 1.7838 | 0.90562
NSR Ottumwa Unit 1 NOX Rate v5.16 | 514 | 7510 | Rate Constraint in lbs/MMBtu | FALSE | L | Annual | Fuel Consumed | TBtu | 38.2452 | 29.8176 | 40.6304 | 40.6304 | 44.6003 | 45.9012 | 44.6003 | 22.6434
NSR Ottumwa Unit 1 NOX Rate v5.16 | 514 | 7510 | Rate Constraint in lbs/MMBtu | FALSE | L | Annual | Rate | lb/MMBtu | 0.07999 | 0.07999 | 0.07999 | 0.07999 | 0.07999 | 0.07999 | 0.07999 | 0.07999
NSR Ottumwa Unit 1 NOX Rate v5.16 | 514 | 7510 | Rate Constraint in lbs/MMBtu | FALSE | L | Annual | Generation | TWh | 3.6884 | 2.8756 | 3.9184 | 3.9184 | 4.3013 | 4.4268 | 4.3013 | 2.1838
NSR Ottumwa Unit 1 NOX Rate v5.16 | 514 | 7510 | Rate Constraint in lbs/MMBtu | FALSE | L | Annual | Qualifying Generation | TWh | 3.6884 | 2.8756 | 3.9184 | 3.9184 | 4.3013 | 4.4268 | 4.3013 | 2.1838
NSR Ottumwa Unit 1 NOX Rate v5.16 | 514 | 7510 | Rate Constraint in lbs/MMBtu | FALSE | L | Annual | Rate | lb/MWh | 0.82942 | 0.82942 | 0.82942 | 0.82942 | 0.82942 | 0.82942 | 0.82942 | 0.82942
NSR Ottumwa Unit 1 NOX Rate v5.16 | 514 | 7510 | Rate Constraint in lbs/MMBtu | FALSE | L | Annual | Constraint Shadow Price | US2019$/Ton | 0 | 0 | 0 | 0 | 0 | 0 | 0 | 0
NSR Ottumwa Unit 1 SO2 Rate v5.16 | 515 | 7509 | Rate Constraint in lbs/MMBtu | FALSE | L | Annual | Seasons Included | Seasons | Winter, WintShld, Summer | Winter, WintShld, Summer | Winter, WintShld, Summer | Winter, WintShld, Summer | Winter, WintShld, Summer | Winter, WintShld, Summer | Winter, WintShld, Summer | Winter, WintShld, Summer
NSR Ottumwa Unit 1 SO2 Rate v5.16 | 515 | 7509 | Rate Constraint in lbs/MMBtu | FALSE | L | Annual | Standard SO2 | lb/MMBtu | 0.075 | 0.075 | 0.075 | 0.075 | 0.075 | 0.075 | 0.075 | 0.075
NSR Ottumwa Unit 1 SO2 Rate v5.16 | 515 | 7509 | Rate Constraint in lbs/MMBtu | FALSE | L | Annual | Emissions at Affected Plants SO2 | Thousand Tons | 0.99881 | 0.77871 | 1.0611 | 1.0611 | 1.1648 | 1.6212 | 1.5752 | 0.79974
NSR Ottumwa Unit 1 SO2 Rate v5.16 | 515 | 7509 | Rate Constraint in lbs/MMBtu | FALSE | L | Annual | Allowances Purchased SO2 | Thousand Tons | 0 | 0 | 0 | 0 | 0 | 0 | 0 | 0
NSR Ottumwa Unit 1 SO2 Rate v5.16 | 515 | 7509 | Rate Constraint in lbs/MMBtu | FALSE | L | Annual | Allowances Sold SO2 | Thousand Tons | 0 | 0 | 0 | 0 | 0 | 0 | 0 | 0
NSR Ottumwa Unit 1 SO2 Rate v5.16 | 515 | 7509 | Rate Constraint in lbs/MMBtu | FALSE | L | Annual | Allowances Banked | Thousand Tons | 0 | 0 | 0 | 0 | 0 | 0 | 0 | 0
NSR Ottumwa Unit 1 SO2 Rate v5.16 | 515 | 7509 | Rate Constraint in lbs/MMBtu | FALSE | L | Annual | Allowances Withdrawn (1:1) | Thousand Tons | 0 | 0 | 0 | 0 | 0 | 0 | 0 | 0
NSR Ottumwa Unit 1 SO2 Rate v5.16 | 515 | 7509 | Rate Constraint in lbs/MMBtu | FALSE | L | Annual | Allowances Withdrawn (n:1) | Thousand Tons | 0 | 0 | 0 | 0 | 0 | 0 | 0 | 0
NSR Ottumwa Unit 1 SO2 Rate v5.16 | 515 | 7509 | Rate Constraint in lbs/MMBtu | FALSE | L | Annual | Net Emissions Allowance Position | Thousand Tons | 0.99881 | 0.77871 | 1.0611 | 1.0611 | 1.1648 | 1.6212 | 1.5752 | 0.79974
NSR Ottumwa Unit 1 SO2 Rate v5.16 | 515 | 7509 | Rate Constraint in lbs/MMBtu | FALSE | L | Annual | Fuel Consumed | TBtu | 38.2452 | 29.8176 | 40.6304 | 40.6304 | 44.6003 | 45.9012 | 44.6003 | 22.6434
NSR Ottumwa Unit 1 SO2 Rate v5.16 | 515 | 7509 | Rate Constraint in lbs/MMBtu | FALSE | L | Annual | Rate | lb/MMBtu | 0.052232 | 0.052232 | 0.052232 | 0.052232 | 0.052232 | 0.070638 | 0.070638 | 0.070638
NSR Ottumwa Unit 1 SO2 Rate v5.16 | 515 | 7509 | Rate Constraint in lbs/MMBtu | FALSE | L | Annual | Generation | TWh | 3.6884 | 2.8756 | 3.9184 | 3.9184 | 4.3013 | 4.4268 | 4.3013 | 2.1838
NSR Ottumwa Unit 1 SO2 Rate v5.16 | 515 | 7509 | Rate Constraint in lbs/MMBtu | FALSE | L | Annual | Qualifying Generation | TWh | 3.6884 | 2.8756 | 3.9184 | 3.9184 | 4.3013 | 4.4268 | 4.3013 | 2.1838
NSR Ottumwa Unit 1 SO2 Rate v5.16 | 515 | 7509 | Rate Constraint in lbs/MMBtu | FALSE | L | Annual | Rate | lb/MWh | 0.54159 | 0.54159 | 0.54159 | 0.54159 | 0.54159 | 0.73245 | 0.73245 | 0.73245
NSR Ottumwa Unit 1 SO2 Rate v5.16 | 515 | 7509 | Rate Constraint in lbs/MMBtu | FALSE | L | Annual | Constraint Shadow Price | US2019$/Ton | 0 | 0 | 0 | 0 | 0 | 0 | 0 | 0
NSR Pleasants 1-3 - NOX Rate Annual v5.16 | 516 | 7270 | Rate Constraint in lbs/MMBtu | FALSE | L | Annual | Seasons Included | Seasons | Winter, WintShld, Summer | Winter, WintShld, Summer | Winter, WintShld, Summer | Winter, WintShld, Summer | Winter, WintShld, Summer | Winter, WintShld, Summer | Winter, WintShld, Summer | Winter, WintShld, Summer
NSR Pleasants 1-3 - NOX Rate Annual v5.16 | 516 | 7270 | Rate Constraint in lbs/MMBtu | FALSE | L | Annual | Standard NOX | lb/MMBtu | 0.25 | 0.25 | 0.25 | 0.25 | 0.25 | 0.25 | 0.25 | 0.25
NSR Pleasants 1-3 - NOX Rate Annual v5.16 | 516 | 7270 | Rate Constraint in lbs/MMBtu | FALSE | L | Annual | Emissions at Affected Plants NOX | Thousand Tons | 0 | 0 | 0 | 0 | 0 | 0 | 0 | 0
NSR Pleasants 1-3 - NOX Rate Annual v5.16 | 516 | 7270 | Rate Constraint in lbs/MMBtu | FALSE | L | Annual | Allowances Purchased NOX | Thousand Tons | 0 | 0 | 0 | 0 | 0 | 0 | 0 | 0
NSR Pleasants 1-3 - NOX Rate Annual v5.16 | 516 | 7270 | Rate Constraint in lbs/MMBtu | FALSE | L | Annual | Allowances Sold NOX | Thousand Tons | 0 | 0 | 0 | 0 | 0 | 0 | 0 | 0
NSR Pleasants 1-3 - NOX Rate Annual v5.16 | 516 | 7270 | Rate Constraint in lbs/MMBtu | FALSE | L | Annual | Allowances Banked | Thousand Tons | 0 | 0 | 0 | 0 | 0 | 0 | 0 | 0
NSR Pleasants 1-3 - NOX Rate Annual v5.16 | 516 | 7270 | Rate Constraint in lbs/MMBtu | FALSE | L | Annual | Allowances Withdrawn (1:1) | Thousand Tons | 0 | 0 | 0 | 0 | 0 | 0 | 0 | 0
NSR Pleasants 1-3 - NOX Rate Annual v5.16 | 516 | 7270 | Rate Constraint in lbs/MMBtu | FALSE | L | Annual | Allowances Withdrawn (n:1) | Thousand Tons | 0 | 0 | 0 | 0 | 0 | 0 | 0 | 0
NSR Pleasants 1-3 - NOX Rate Annual v5.16 | 516 | 7270 | Rate Constraint in lbs/MMBtu | FALSE | L | Annual | Net Emissions Allowance Position | Thousand Tons | 0 | 0 | 0 | 0 | 0 | 0 | 0 | 0
NSR Pleasants 1-3 - NOX Rate Annual v5.16 | 516 | 7270 | Rate Constraint in lbs/MMBtu | FALSE | L | Annual | Fuel Consumed | TBtu | 0 | 0 | 0 | 0 | 0 | 0 | 0 | 0
NSR Pleasants 1-3 - NOX Rate Annual v5.16 | 516 | 7270 | Rate Constraint in lbs/MMBtu | FALSE | L | Annual | Rate | lb/MMBtu | 0 | 0 | 0 | 0 | 0 | 0 | 0 | 0
NSR Pleasants 1-3 - NOX Rate Annual v5.16 | 516 | 7270 | Rate Constraint in lbs/MMBtu | FALSE | L | Annual | Generation | TWh | 0 | 0 | 0 | 0 | 0 | 0 | 0 | 0
NSR Pleasants 1-3 - NOX Rate Annual v5.16 | 516 | 7270 | Rate Constraint in lbs/MMBtu | FALSE | L | Annual | Qualifying Generation | TWh | 0 | 0 | 0 | 0 | 0 | 0 | 0 | 0
NSR Pleasants 1-3 - NOX Rate Annual v5.16 | 516 | 7270 | Rate Constraint in lbs/MMBtu | FALSE | L | Annual | Rate | lb/MWh | 0 | 0 | 0 | 0 | 0 | 0 | 0 | 0
NSR Pleasants 1-3 - NOX Rate Annual v5.16 | 516 | 7270 | Rate Constraint in lbs/MMBtu | FALSE | L | Annual | Constraint Shadow Price | US2019$/Ton | 0 | 0 | 0 | 0 | 0 | 0 | 0 | 0
NSR Pleasants 1-3 - NOX Rate Summer v5.16 | 517 | 7271 | Rate Constraint in lbs/MMBtu | FALSE | L | Annual | Seasons Included | Seasons | Summer | Summer | Summer | Summer | Summer | Summer | Summer | Summer
NSR Pleasants 1-3 - NOX Rate Summer v5.16 | 517 | 7271 | Rate Constraint in lbs/MMBtu | FALSE | L | Annual | Standard NOX | lb/MMBtu | 0.2 | 0.2 | 0.2 | 0.2 | 0.2 | 0.2 | 0.2 | 0.2
NSR Pleasants 1-3 - NOX Rate Summer v5.16 | 517 | 7271 | Rate Constraint in lbs/MMBtu | FALSE | L | Annual | Emissions at Affected Plants NOX | Thousand Tons | 0 | 0 | 0 | 0 | 0 | 0 | 0 | 0
NSR Pleasants 1-3 - NOX Rate Summer v5.16 | 517 | 7271 | Rate Constraint in lbs/MMBtu | FALSE | L | Annual | Allowances Purchased NOX | Thousand Tons | 0 | 0 | 0 | 0 | 0 | 0 | 0 | 0
NSR Pleasants 1-3 - NOX Rate Summer v5.16 | 517 | 7271 | Rate Constraint in lbs/MMBtu | FALSE | L | Annual | Allowances Sold NOX | Thousand Tons | 0 | 0 | 0 | 0 | 0 | 0 | 0 | 0
NSR Pleasants 1-3 - NOX Rate Summer v5.16 | 517 | 7271 | Rate Constraint in lbs/MMBtu | FALSE | L | Annual | Allowances Banked | Thousand Tons | 0 | 0 | 0 | 0 | 0 | 0 | 0 | 0
NSR Pleasants 1-3 - NOX Rate Summer v5.16 | 517 | 7271 | Rate Constraint in lbs/MMBtu | FALSE | L | Annual | Allowances Withdrawn (1:1) | Thousand Tons | 0 | 0 | 0 | 0 | 0 | 0 | 0 | 0
NSR Pleasants 1-3 - NOX Rate Summer v5.16 | 517 | 7271 | Rate Constraint in lbs/MMBtu | FALSE | L | Annual | Allowances Withdrawn (n:1) | Thousand Tons | 0 | 0 | 0 | 0 | 0 | 0 | 0 | 0
NSR Pleasants 1-3 - NOX Rate Summer v5.16 | 517 | 7271 | Rate Constraint in lbs/MMBtu | FALSE | L | Annual | Net Emissions Allowance Position | Thousand Tons | 0 | 0 | 0 | 0 | 0 | 0 | 0 | 0
NSR Pleasants 1-3 - NOX Rate Summer v5.16 | 517 | 7271 | Rate Constraint in lbs/MMBtu | FALSE | L | Annual | Fuel Consumed | TBtu | 0 | 0 | 0 | 0 | 0 | 0 | 0 | 0
NSR Pleasants 1-3 - NOX Rate Summer v5.16 | 517 | 7271 | Rate Constraint in lbs/MMBtu | FALSE | L | Annual | Rate | lb/MMBtu | 0 | 0 | 0 | 0 | 0 | 0 | 0 | 0
NSR Pleasants 1-3 - NOX Rate Summer v5.16 | 517 | 7271 | Rate Constraint in lbs/MMBtu | FALSE | L | Annual | Generation | TWh | 0 | 0 | 0 | 0 | 0 | 0 | 0 | 0
NSR Pleasants 1-3 - NOX Rate Summer v5.16 | 517 | 7271 | Rate Constraint in lbs/MMBtu | FALSE | L | Annual | Qualifying Generation | TWh | 0 | 0 | 0 | 0 | 0 | 0 | 0 | 0
NSR Pleasants 1-3 - NOX Rate Summer v5.16 | 517 | 7271 | Rate Constraint in lbs/MMBtu | FALSE | L | Annual | Rate | lb/MWh | 0 | 0 | 0 | 0 | 0 | 0 | 0 | 0
NSR Pleasants 1-3 - NOX Rate Summer v5.16 | 517 | 7271 | Rate Constraint in lbs/MMBtu | FALSE | L | Annual | Constraint Shadow Price | US2019$/Ton | 0 | 0 | 0 | 0 | 0 | 0 | 0 | 0
NSR Prairie Creek 1,2 - SO2 Rate v5.16 | 518 | 7506 | Rate Constraint in lbs/MMBtu | FALSE | L | Annual | Seasons Included | Seasons | Winter, WintShld, Summer | Winter, WintShld, Summer | Winter, WintShld, Summer | Winter, WintShld, Summer | Winter, WintShld, Summer | Winter, WintShld, Summer | Winter, WintShld, Summer | Winter, WintShld, Summer
NSR Prairie Creek 1,2 - SO2 Rate v5.16 | 518 | 7506 | Rate Constraint in lbs/MMBtu | FALSE | L | Annual | Standard SO2 | lb/MMBtu | 0.9 | 0.9 | 0.9 | 0.9 | 0.9 | 0.9 | 0.9 | 0.9
NSR Prairie Creek 1,2 - SO2 Rate v5.16 | 518 | 7506 | Rate Constraint in lbs/MMBtu | FALSE | L | Annual | Emissions at Affected Plants SO2 | Thousand Tons | 0.035755 | 0.03226 | 0.037432 | 0.037432 | 0.039814 | 0.039814 | 0.037502 | 0.034629
NSR Prairie Creek 1,2 - SO2 Rate v5.16 | 518 | 7506 | Rate Constraint in lbs/MMBtu | FALSE | L | Annual | Allowances Purchased SO2 | Thousand Tons | 0 | 0 | 0 | 0 | 0 | 0 | 0 | 0
NSR Prairie Creek 1,2 - SO2 Rate v5.16 | 518 | 7506 | Rate Constraint in lbs/MMBtu | FALSE | L | Annual | Allowances Sold SO2 | Thousand Tons | 0 | 0 | 0 | 0 | 0 | 0 | 0 | 0
NSR Prairie Creek 1,2 - SO2 Rate v5.16 | 518 | 7506 | Rate Constraint in lbs/MMBtu | FALSE | L | Annual | Allowances Banked | Thousand Tons | 0 | 0 | 0 | 0 | 0 | 0 | 0 | 0
NSR Prairie Creek 1,2 - SO2 Rate v5.16 | 518 | 7506 | Rate Constraint in lbs/MMBtu | FALSE | L | Annual | Allowances Withdrawn (1:1) | Thousand Tons | 0 | 0 | 0 | 0 | 0 | 0 | 0 | 0
NSR Prairie Creek 1,2 - SO2 Rate v5.16 | 518 | 7506 | Rate Constraint in lbs/MMBtu | FALSE | L | Annual | Allowances Withdrawn (n:1) | Thousand Tons | 0 | 0 | 0 | 0 | 0 | 0 | 0 | 0
NSR Prairie Creek 1,2 - SO2 Rate v5.16 | 518 | 7506 | Rate Constraint in lbs/MMBtu | FALSE | L | Annual | Net Emissions Allowance Position | Thousand Tons | 0.035755 | 0.03226 | 0.037432 | 0.037432 | 0.039814 | 0.039814 | 0.037502 | 0.034629
NSR Prairie Creek 1,2 - SO2 Rate v5.16 | 518 | 7506 | Rate Constraint in lbs/MMBtu | FALSE | L | Annual | Fuel Consumed | TBtu | 0.13691 | 0.12353 | 0.14333 | 0.14333 | 0.15245 | 0.15245 | 0.1436 | 0.1326
NSR Prairie Creek 1,2 - SO2 Rate v5.16 | 518 | 7506 | Rate Constraint in lbs/MMBtu | FALSE | L | Annual | Rate | lb/MMBtu | 0.52232 | 0.52232 | 0.52232 | 0.52232 | 0.52232 | 0.52232 | 0.52232 | 0.52232
NSR Prairie Creek 1,2 - SO2 Rate v5.16 | 518 | 7506 | Rate Constraint in lbs/MMBtu | FALSE | L | Annual | Generation | TWh | 0.012551 | 0.011324 | 0.01314 | 0.01314 | 0.013976 | 0.013976 | 0.013164 | 0.012156
NSR Prairie Creek 1,2 - SO2 Rate v5.16 | 518 | 7506 | Rate Constraint in lbs/MMBtu | FALSE | L | Annual | Qualifying Generation | TWh | 0.012551 | 0.011324 | 0.01314 | 0.01314 | 0.013976 | 0.013976 | 0.013164 | 0.012156
NSR Prairie Creek 1,2 - SO2 Rate v5.16 | 518 | 7506 | Rate Constraint in lbs/MMBtu | FALSE | L | Annual | Rate | lb/MWh | 5.6974 | 5.6974 | 5.6974 | 5.6974 | 5.6974 | 5.6974 | 5.6974 | 5.6974
NSR Prairie Creek 1,2 - SO2 Rate v5.16 | 518 | 7506 | Rate Constraint in lbs/MMBtu | FALSE | L | Annual | Constraint Shadow Price | US2019$/Ton | 0 | 0 | 0 | 0 | 0 | 0 | 0 | 0
NSR Prairie Creek NOX Cap v5.16 | 519 | 7513 | Rate Constraint in MTons | FALSE | L | Annual | Seasons Included | Seasons | Winter, WintShld, Summer | Winter, WintShld, Summer | Winter, WintShld, Summer | Winter, WintShld, Summer | Winter, WintShld, Summer | Winter, WintShld, Summer | Winter, WintShld, Summer | Winter, WintShld, Summer
NSR Prairie Creek NOX Cap v5.16 | 519 | 7513 | Rate Constraint in MTons | FALSE | L | Annual | Standard NOX | Thousand Tons | 2.65 | 2.65 | 1.5 | 1.5 | 1.5 | 1.5 | 1.5 | 1.5
NSR Prairie Creek NOX Cap v5.16 | 519 | 7513 | Rate Constraint in MTons | FALSE | L | Annual | Emissions at Affected Plants NOX | Thousand Tons | 0.4946 | 0.39858 | 0.038837 | 0.039079 | 0.041245 | 0.041245 | 0.034094 | 0.031483
NSR Prairie Creek NOX Cap v5.16 | 519 | 7513 | Rate Constraint in MTons | FALSE | L | Annual | Allowances Purchased NOX | Thousand Tons | 0 | 0 | 0 | 0 | 0 | 0 | 0 | 0
NSR Prairie Creek NOX Cap v5.16 | 519 | 7513 | Rate Constraint in MTons | FALSE | L | Annual | Allowances Sold NOX | Thousand Tons | 0 | 0 | 0 | 0 | 0 | 0 | 0 | 0
NSR Prairie Creek NOX Cap v5.16 | 519 | 7513 | Rate Constraint in MTons | FALSE | L | Annual | Allowances Banked | Thousand Tons | 0 | 0 | 0 | 0 | 0 | 0 | 0 | 0
NSR Prairie Creek NOX Cap v5.16 | 519 | 7513 | Rate Constraint in MTons | FALSE | L | Annual | Allowances Withdrawn (1:1) | Thousand Tons | 0 | 0 | 0 | 0 | 0 | 0 | 0 | 0
NSR Prairie Creek NOX Cap v5.16 | 519 | 7513 | Rate Constraint in MTons | FALSE | L | Annual | Allowances Withdrawn (n:1) | Thousand Tons | 0 | 0 | 0 | 0 | 0 | 0 | 0 | 0
NSR Prairie Creek NOX Cap v5.16 | 519 | 7513 | Rate Constraint in MTons | FALSE | L | Annual | Net Emissions Allowance Position | Thousand Tons | 0.4946 | 0.39858 | 0.038837 | 0.039079 | 0.041245 | 0.041245 | 0.034094 | 0.031483
NSR Prairie Creek NOX Cap v5.16 | 519 | 7513 | Rate Constraint in MTons | FALSE | L | Annual | Fuel Consumed | TBtu | 8.0745 | 6.8021 | 0.18643 | 0.18861 | 0.19773 | 0.19773 | 0.1436 | 0.1326
NSR Prairie Creek NOX Cap v5.16 | 519 | 7513 | Rate Constraint in MTons | FALSE | L | Annual | Rate | lb/MMBtu | 0.12251 | 0.11719 | 0.41663 | 0.41439 | 0.41718 | 0.41718 | 0.47486 | 0.47486
NSR Prairie Creek NOX Cap v5.16 | 519 | 7513 | Rate Constraint in MTons | FALSE | L | Annual | Generation | TWh | 0.75662 | 0.64156 | 0.016689 | 0.016868 | 0.017704 | 0.017704 | 0.013164 | 0.012156
NSR Prairie Creek NOX Cap v5.16 | 519 | 7513 | Rate Constraint in MTons | FALSE | L | Annual | Qualifying Generation | TWh | 0.75662 | 0.64156 | 0.016689 | 0.016868 | 0.017704 | 0.017704 | 0.013164 | 0.012156
NSR Prairie Creek NOX Cap v5.16 | 519 | 7513 | Rate Constraint in MTons | FALSE | L | Annual | Rate | lb/MWh | 1.3074 | 1.2425 | 4.6542 | 4.6336 | 4.6594 | 4.6594 | 5.1798 | 5.1798
NSR Prairie Creek NOX Cap v5.16 | 519 | 7513 | Rate Constraint in MTons | FALSE | L | Annual | Constraint Shadow Price | US2019$/Ton | 0 | 0 | 0 | 0 | 0 | 0 | 0 | 0
NSR Prairie Creek SO2 Cap v5.16 | 520 | 7505 | Rate Constraint in MTons | FALSE | L | Annual | Seasons Included | Seasons | Winter, WintShld, Summer | Winter, WintShld, Summer | Winter, WintShld, Summer | Winter, WintShld, Summer | Winter, WintShld, Summer | Winter, WintShld, Summer | Winter, WintShld, Summer | Winter, WintShld, Summer
NSR Prairie Creek SO2 Cap v5.16 | 520 | 7505 | Rate Constraint in MTons | FALSE | L | Annual | Standard SO2 | Thousand Tons | 3 | 3 | 0.1 | 0.1 | 0.1 | 0.1 | 0.1 | 0.1
NSR Prairie Creek SO2 Cap v5.16 | 520 | 7505 | Rate Constraint in MTons | FALSE | L | Annual | Emissions at Affected Plants SO2 | Thousand Tons | 0.16157 | 0.036387 | 0.050066 | 0.050704 | 0.053086 | 0.053086 | 0.037502 | 0.034629
NSR Prairie Creek SO2 Cap v5.16 | 520 | 7505 | Rate Constraint in MTons | FALSE | L | Annual | Allowances Purchased SO2 | Thousand Tons | 0 | 0 | 0 | 0 | 0 | 0 | 0 | 0
NSR Prairie Creek SO2 Cap v5.16 | 520 | 7505 | Rate Constraint in MTons | FALSE | L | Annual | Allowances Sold SO2 | Thousand Tons | 0 | 0 | 0 | 0 | 0 | 0 | 0 | 0
NSR Prairie Creek SO2 Cap v5.16 | 520 | 7505 | Rate Constraint in MTons | FALSE | L | Annual | Allowances Banked | Thousand Tons | 0 | 0 | 0 | 0 | 0 | 0 | 0 | 0
NSR Prairie Creek SO2 Cap v5.16 | 520 | 7505 | Rate Constraint in MTons | FALSE | L | Annual | Allowances Withdrawn (1:1) | Thousand Tons | 0 | 0 | 0 | 0 | 0 | 0 | 0 | 0
NSR Prairie Creek SO2 Cap v5.16 | 520 | 7505 | Rate Constraint in MTons | FALSE | L | Annual | Allowances Withdrawn (n:1) | Thousand Tons | 0 | 0 | 0 | 0 | 0 | 0 | 0 | 0
NSR Prairie Creek SO2 Cap v5.16 | 520 | 7505 | Rate Constraint in MTons | FALSE | L | Annual | Net Emissions Allowance Position | Thousand Tons | 0.16157 | 0.036387 | 0.050066 | 0.050704 | 0.053086 | 0.053086 | 0.037502 | 0.034629
NSR Prairie Creek SO2 Cap v5.16 | 520 | 7505 | Rate Constraint in MTons | FALSE | L | Annual | Fuel Consumed | TBtu | 8.0745 | 6.8021 | 0.18643 | 0.18861 | 0.19773 | 0.19773 | 0.1436 | 0.1326
NSR Prairie Creek SO2 Cap v5.16 | 520 | 7505 | Rate Constraint in MTons | FALSE | L | Annual | Rate | lb/MMBtu | 0.040021 | 0.010699 | 0.53708 | 0.53765 | 0.53694 | 0.53694 | 0.52232 | 0.52232
NSR Prairie Creek SO2 Cap v5.16 | 520 | 7505 | Rate Constraint in MTons | FALSE | L | Annual | Generation | TWh | 0.75662 | 0.64156 | 0.016689 | 0.016868 | 0.017704 | 0.017704 | 0.013164 | 0.012156
NSR Prairie Creek SO2 Cap v5.16 | 520 | 7505 | Rate Constraint in MTons | FALSE | L | Annual | Qualifying Generation | TWh | 0.75662 | 0.64156 | 0.016689 | 0.016868 | 0.017704 | 0.017704 | 0.013164 | 0.012156
NSR Prairie Creek SO2 Cap v5.16 | 520 | 7505 | Rate Constraint in MTons | FALSE | L | Annual | Rate | lb/MWh | 0.42709 | 0.11343 | 5.9999 | 6.0118 | 5.997 | 5.997 | 5.6974 | 5.6974
NSR Prairie Creek SO2 Cap v5.16 | 520 | 7505 | Rate Constraint in MTons | FALSE | L | Annual | Constraint Shadow Price | US2019$/Ton | 0 | 0 | 0 | 0 | 0 | 0 | 0 | 0
NSR Prairie Creek Unit 3 SO2 Rate v5.16 | 521 | 7507 | Rate Constraint in lbs/MMBtu | FALSE | L | Annual | Seasons Included | Seasons | Winter, WintShld, Summer | Winter, WintShld, Summer | Winter, WintShld, Summer | Winter, WintShld, Summer | Winter, WintShld, Summer | Winter, WintShld, Summer | Winter, WintShld, Summer | Winter, WintShld, Summer
NSR Prairie Creek Unit 3 SO2 Rate v5.16 | 521 | 7507 | Rate Constraint in lbs/MMBtu | FALSE | L | Annual | Standard SO2 | lb/MMBtu | 0.7 | 0.7 | 0.7 | 0.7 | 0.7 | 0.7 | 0.7 | 0.7
NSR Prairie Creek Unit 3 SO2 Rate v5.16 | 521 | 7507 | Rate Constraint in lbs/MMBtu | FALSE | L | Annual | Emissions at Affected Plants SO2 | Thousand Tons | 0.11211 | 0.0036775 | 0.011258 | 0.011826 | 0.011826 | 0.011826 | 0 | 0
NSR Prairie Creek Unit 3 SO2 Rate v5.16 | 521 | 7507 | Rate Constraint in lbs/MMBtu | FALSE | L | Annual | Allowances Purchased SO2 | Thousand Tons | 0 | 0 | 0 | 0 | 0 | 0 | 0 | 0
NSR Prairie Creek Unit 3 SO2 Rate v5.16 | 521 | 7507 | Rate Constraint in lbs/MMBtu | FALSE | L | Annual | Allowances Sold SO2 | Thousand Tons | 0 | 0 | 0 | 0 | 0 | 0 | 0 | 0
NSR Prairie Creek Unit 3 SO2 Rate v5.16 | 521 | 7507 | Rate Constraint in lbs/MMBtu | FALSE | L | Annual | Allowances Banked | Thousand Tons | 0 | 0 | 0 | 0 | 0 | 0 | 0 | 0
NSR Prairie Creek Unit 3 SO2 Rate v5.16 | 521 | 7507 | Rate Constraint in lbs/MMBtu | FALSE | L | Annual | Allowances Withdrawn (1:1) | Thousand Tons | 0 | 0 | 0 | 0 | 0 | 0 | 0 | 0
NSR Prairie Creek Unit 3 SO2 Rate v5.16 | 521 | 7507 | Rate Constraint in lbs/MMBtu | FALSE | L | Annual | Allowances Withdrawn (n:1) | Thousand Tons | 0 | 0 | 0 | 0 | 0 | 0 | 0 | 0
NSR Prairie Creek Unit 3 SO2 Rate v5.16 | 521 | 7507 | Rate Constraint in lbs/MMBtu | FALSE | L | Annual | Net Emissions Allowance Position | Thousand Tons | 0.11211 | 0.0036775 | 0.011258 | 0.011826 | 0.011826 | 0.011826 | 0 | 0
NSR Prairie Creek Unit 3 SO2 Rate v5.16 | 521 | 7507 | Rate Constraint in lbs/MMBtu | FALSE | L | Annual | Fuel Consumed | TBtu | 0.38252 | 0.012547 | 0.03841 | 0.04035 | 0.04035 | 0.04035 | 0 | 0
NSR Prairie Creek Unit 3 SO2 Rate v5.16 | 521 | 7507 | Rate Constraint in lbs/MMBtu | FALSE | L | Annual | Rate | lb/MMBtu | 0.58618 | 0.58618 | 0.58618 | 0.58618 | 0.58618 | 0.58618 | 0 | 0
NSR Prairie Creek Unit 3 SO2 Rate v5.16 | 521 | 7507 | Rate Constraint in lbs/MMBtu | FALSE | L | Annual | Generation | TWh | 0.035344 | 0.0011593 | 0.003549 | 0.0037283 | 0.0037283 | 0.0037283 | 0 | 0
NSR Prairie Creek Unit 3 SO2 Rate v5.16 | 521 | 7507 | Rate Constraint in lbs/MMBtu | FALSE | L | Annual | Qualifying Generation | TWh | 0.031493 | 0.001033 | 0.0031624 | 0.0033221 | 0.0033221 | 0.0033221 | 0 | 0
NSR Prairie Creek Unit 3 SO2 Rate v5.16 | 521 | 7507 | Rate Constraint in lbs/MMBtu | FALSE | L | Annual | Rate | lb/MWh | 7.1197 | 7.1197 | 7.1197 | 7.1197 | 7.1197 | 7.1197 | 0 | 0
NSR Prairie Creek Unit 3 SO2 Rate v5.16 | 521 | 7507 | Rate Constraint in lbs/MMBtu | FALSE | L | Annual | Constraint Shadow Price | US2019$/Ton | 0 | 0 | 0 | 0 | 0 | 0 | 0 | 1754.1962
NSR Prairie Creek Unit 4 SO2 Rate v5.16 | 522 | 7508 | Rate Constraint in lbs/MMBtu | FALSE | L | Annual | Seasons Included | Seasons | Winter, WintShld, Summer | Winter, WintShld, Summer | Winter, WintShld, Summer | Winter, WintShld, Summer | Winter, WintShld, Summer | Winter, WintShld, Summer | Winter, WintShld, Summer | Winter, WintShld, Summer
NSR Prairie Creek Unit 4 SO2 Rate v5.16 | 522 | 7508 | Rate Constraint in lbs/MMBtu | FALSE | L | Annual | Standard SO2 | lb/MMBtu | 0.7 | 0.7 | 0.7 | 0.7 | 0.7 | 0.7 | 0.7 | 0.7
NSR Prairie Creek Unit 4 SO2 Rate v5.16 | 522 | 7508 | Rate Constraint in lbs/MMBtu | FALSE | L | Annual | Emissions at Affected Plants SO2 | Thousand Tons | 0 | 0 | 0 | 0 | 0 | 0 | 0 | 0
NSR Prairie Creek Unit 4 SO2 Rate v5.16 | 522 | 7508 | Rate Constraint in lbs/MMBtu | FALSE | L | Annual | Allowances Purchased SO2 | Thousand Tons | 0 | 0 | 0 | 0 | 0 | 0 | 0 | 0
NSR Prairie Creek Unit 4 SO2 Rate v5.16 | 522 | 7508 | Rate Constraint in lbs/MMBtu | FALSE | L | Annual | Allowances Sold SO2 | Thousand Tons | 0 | 0 | 0 | 0 | 0 | 0 | 0 | 0
NSR Prairie Creek Unit 4 SO2 Rate v5.16 | 522 | 7508 | Rate Constraint in lbs/MMBtu | FALSE | L | Annual | Allowances Banked | Thousand Tons | 0 | 0 | 0 | 0 | 0 | 0 | 0 | 0
NSR Prairie Creek Unit 4 SO2 Rate v5.16 | 522 | 7508 | Rate Constraint in lbs/MMBtu | FALSE | L | Annual | Allowances Withdrawn (1:1) | Thousand Tons | 0 | 0 | 0 | 0 | 0 | 0 | 0 | 0
NSR Prairie Creek Unit 4 SO2 Rate v5.16 | 522 | 7508 | Rate Constraint in lbs/MMBtu | FALSE | L | Annual | Allowances Withdrawn (n:1) | Thousand Tons | 0 | 0 | 0 | 0 | 0 | 0 | 0 | 0
NSR Prairie Creek Unit 4 SO2 Rate v5.16 | 522 | 7508 | Rate Constraint in lbs/MMBtu | FALSE | L | Annual | Net Emissions Allowance Position | Thousand Tons | 0 | 0 | 0 | 0 | 0 | 0 | 0 | 0
NSR Prairie Creek Unit 4 SO2 Rate v5.16 | 522 | 7508 | Rate Constraint in lbs/MMBtu | FALSE | L | Annual | Fuel Consumed | TBtu | 2.5491 | 2.2626 | 0 | 0 | 0 | 0 | 0 | 0
NSR Prairie Creek Unit 4 SO2 Rate v5.16 | 522 | 7508 | Rate Constraint in lbs/MMBtu | FALSE | L | Annual | Rate | lb/MMBtu | 0 | 0 | 0 | 0 | 0 | 0 | 0 | 0
NSR Prairie Creek Unit 4 SO2 Rate v5.16 | 522 | 7508 | Rate Constraint in lbs/MMBtu | FALSE | L | Annual | Generation | TWh | 0.70873 | 0.62908 | 0 | 0 | 0 | 0 | 0 | 0
NSR Prairie Creek Unit 4 SO2 Rate v5.16 | 522 | 7508 | Rate Constraint in lbs/MMBtu | FALSE | L | Annual | Qualifying Generation | TWh | 0.24062 | 0.21358 | 0 | 0 | 0 | 0 | 0 | 0
NSR Prairie Creek Unit 4 SO2 Rate v5.16 | 522 | 7508 | Rate Constraint in lbs/MMBtu | FALSE | L | Annual | Rate | lb/MWh | 0 | 0 | 0 | 0 | 0 | 0 | 0 | 0
NSR Prairie Creek Unit 4 SO2 Rate v5.16 | 522 | 7508 | Rate Constraint in lbs/MMBtu | FALSE | L | Annual | Constraint Shadow Price | US2019$/Ton | 0 | 0 | 0 | 0 | 0 | 0 | 0 | 0
NSR Rockport 1 & 2 - SO2 Cap Annual v5.13 | 525 | 7374 | Rate Constraint in MTons | FALSE | L | Annual | Seasons Included | Seasons | Winter, WintShld, Summer | Winter, WintShld, Summer | Winter, WintShld, Summer | Winter, WintShld, Summer | Winter, WintShld, Summer | Winter, WintShld, Summer | Winter, WintShld, Summer | Winter, WintShld, Summer
NSR Rockport 1 & 2 - SO2 Cap Annual v5.13 | 525 | 7374 | Rate Constraint in MTons | FALSE | L | Annual | Standard SO2 | Thousand Tons | 10 | 10 | 10 | 5 | 5 | 5 | 5 | 5
NSR Rockport 1 & 2 - SO2 Cap Annual v5.13 | 525 | 7374 | Rate Constraint in MTons | FALSE | L | Annual | Emissions at Affected Plants SO2 | Thousand Tons | 0.060213 | 0 | 0.097679 | 0.044063 | 0.051502 | 0.044063 | 0.03083 | 0
NSR Rockport 1 & 2 - SO2 Cap Annual v5.13 | 525 | 7374 | Rate Constraint in MTons | FALSE | L | Annual | Allowances Purchased SO2 | Thousand Tons | 0 | 0 | 0 | 0 | 0 | 0 | 0 | 0
NSR Rockport 1 & 2 - SO2 Cap Annual v5.13 | 525 | 7374 | Rate Constraint in MTons | FALSE | L | Annual | Allowances Sold SO2 | Thousand Tons | 0 | 0 | 0 | 0 | 0 | 0 | 0 | 0
NSR Rockport 1 & 2 - SO2 Cap Annual v5.13 | 525 | 7374 | Rate Constraint in MTons | FALSE | L | Annual | Allowances Banked | Thousand Tons | 0 | 0 | 0 | 0 | 0 | 0 | 0 | 0
NSR Rockport 1 & 2 - SO2 Cap Annual v5.13 | 525 | 7374 | Rate Constraint in MTons | FALSE | L | Annual | Allowances Withdrawn (1:1) | Thousand Tons | 0 | 0 | 0 | 0 | 0 | 0 | 0 | 0
NSR Rockport 1 & 2 - SO2 Cap Annual v5.13 | 525 | 7374 | Rate Constraint in MTons | FALSE | L | Annual | Allowances Withdrawn (n:1) | Thousand Tons | 0 | 0 | 0 | 0 | 0 | 0 | 0 | 0
NSR Rockport 1 & 2 - SO2 Cap Annual v5.13 | 525 | 7374 | Rate Constraint in MTons | FALSE | L | Annual | Net Emissions Allowance Position | Thousand Tons | 0.060213 | 0 | 0.097679 | 0.044063 | 0.051502 | 0.044063 | 0.03083 | 0
NSR Rockport 1 & 2 - SO2 Cap Annual v5.13 | 525 | 7374 | Rate Constraint in MTons | FALSE | L | Annual | Fuel Consumed | TBtu | 0.37112 | 0 | 0.60371 | 0.26554 | 0.31037 | 0.26554 | 0.18579 | 0
NSR Rockport 1 & 2 - SO2 Cap Annual v5.13 | 525 | 7374 | Rate Constraint in MTons | FALSE | L | Annual | Rate | lb/MMBtu | 0.32449 | 0 | 0.32359 | 0.33187 | 0.33187 | 0.33187 | 0.33187 | 0
NSR Rockport 1 & 2 - SO2 Cap Annual v5.13 | 525 | 7374 | Rate Constraint in MTons | FALSE | L | Annual | Generation | TWh | 0.035276 | 0 | 0.057393 | 0.025209 | 0.029465 | 0.025209 | 0.017638 | 0
NSR Rockport 1 & 2 - SO2 Cap Annual v5.13 | 525 | 7374 | Rate Constraint in MTons | FALSE | L | Annual | Qualifying Generation | TWh | 0.035276 | 0 | 0.057393 | 0.025209 | 0.029465 | 0.025209 | 0.017638 | 0
NSR Rockport 1 & 2 - SO2 Cap Annual v5.13 | 525 | 7374 | Rate Constraint in MTons | FALSE | L | Annual | Rate | lb/MWh | 3.4138 | 0 | 3.4038 | 3.4958 | 3.4958 | 3.4958 | 3.4958 | 0
NSR Rockport 1 & 2 - SO2 Cap Annual v5.13 | 525 | 7374 | Rate Constraint in MTons | FALSE | L | Annual | Constraint Shadow Price | US2019$/Ton | 0 | 0 | 0 | 0 | 0 | 0 | 0 | 0
NSR Santee Cooper - NOX Cap Annual v3.1 | 526 | 7395 | Rate Constraint in MTons | FALSE | L | Annual | Seasons Included | Seasons | Winter, WintShld, Summer | Winter, WintShld, Summer | Winter, WintShld, Summer | Winter, WintShld, Summer | Winter, WintShld, Summer | Winter, WintShld, Summer | Winter, WintShld, Summer | Winter, WintShld, Summer
NSR Santee Cooper - NOX Cap Annual v3.1 | 526 | 7395 | Rate Constraint in MTons | FALSE | L | Annual | Standard NOX | Thousand Tons | 20 | 20 | 20 | 20 | 20 | 20 | 20 | 20
NSR Santee Cooper - NOX Cap Annual v3.1 | 526 | 7395 | Rate Constraint in MTons | FALSE | L | Annual | Emissions at Affected Plants NOX | Thousand Tons | 3.9895 | 2.8935 | 4.8048 | 5.1946 | 5.1427 | 3.9002 | 2.8451 | 1.6467
NSR Santee Cooper - NOX Cap Annual v3.1 | 526 | 7395 | Rate Constraint in MTons | FALSE | L | Annual | Allowances Purchased NOX | Thousand Tons | 0 | 0 | 0 | 0 | 0 | 0 | 0 | 0
NSR Santee Cooper - NOX Cap Annual v3.1 | 526 | 7395 | Rate Constraint in MTons | FALSE | L | Annual | Allowances Sold NOX | Thousand Tons | 0 | 0 | 0 | 0 | 0 | 0 | 0 | 0
NSR Santee Cooper - NOX Cap Annual v3.1 | 526 | 7395 | Rate Constraint in MTons | FALSE | L | Annual | Allowances Banked | Thousand Tons | 0 | 0 | 0 | 0 | 0 | 0 | 0 | 0
NSR Santee Cooper - NOX Cap Annual v3.1 | 526 | 7395 | Rate Constraint in MTons | FALSE | L | Annual | Allowances Withdrawn (1:1) | Thousand Tons | 0 | 0 | 0 | 0 | 0 | 0 | 0 | 0
NSR Santee Cooper - NOX Cap Annual v3.1 | 526 | 7395 | Rate Constraint in MTons | FALSE | L | Annual | Allowances Withdrawn (n:1) | Thousand Tons | 0 | 0 | 0 | 0 | 0 | 0 | 0 | 0
NSR Santee Cooper - NOX Cap Annual v3.1 | 526 | 7395 | Rate Constraint in MTons | FALSE | L | Annual | Net Emissions Allowance Position | Thousand Tons | 3.9895 | 2.8935 | 4.8048 | 5.1946 | 5.1427 | 3.9002 | 2.8451 | 1.6467
NSR Santee Cooper - NOX Cap Annual v3.1 | 526 | 7395 | Rate Constraint in MTons | FALSE | L | Annual | Fuel Consumed | TBtu | 109.0169 | 80.9462 | 133.4912 | 143.02 | 141.2348 | 106.5946 | 78.9551 | 50.1313
NSR Santee Cooper - NOX Cap Annual v3.1 | 526 | 7395 | Rate Constraint in MTons | FALSE | L | Annual | Rate | lb/MMBtu | 0.073191 | 0.071492 | 0.071986 | 0.072642 | 0.072824 | 0.073178 | 0.072069 | 0.065694
NSR Santee Cooper - NOX Cap Annual v3.1 | 526 | 7395 | Rate Constraint in MTons | FALSE | L | Annual | Generation | TWh | 10.6557 | 7.9596 | 13.1304 | 14.0228 | 13.8414 | 10.4249 | 7.8102 | 5.0957
NSR Santee Cooper - NOX Cap Annual v3.1 | 526 | 7395 | Rate Constraint in MTons | FALSE | L | Annual | Qualifying Generation | TWh | 10.6557 | 7.9596 | 13.1304 | 14.0228 | 13.8414 | 10.4249 | 7.8102 | 5.0957
NSR Santee Cooper - NOX Cap Annual v3.1 | 526 | 7395 | Rate Constraint in MTons | FALSE | L | Annual | Rate | lb/MWh | 0.74881 | 0.72705 | 0.73185 | 0.74089 | 0.74308 | 0.74824 | 0.72857 | 0.64629
NSR Santee Cooper - NOX Cap Annual v3.1 | 526 | 7395 | Rate Constraint in MTons | FALSE | L | Annual | Constraint Shadow Price | US2019$/Ton | 0 | 0 | 0 | 0 | 0 | 0 | 0 | 0
NSR Santee Cooper - NOX Rate Annual v3.1 | 527 | 7396 | Rate Constraint in lbs/MMBtu | FALSE | L | Annual | Seasons Included | Seasons | Winter, WintShld, Summer | Winter, WintShld, Summer | Winter, WintShld, Summer | Winter, WintShld, Summer | Winter, WintShld, Summer | Winter, WintShld, Summer | Winter, WintShld, Summer | Winter, WintShld, Summer
NSR Santee Cooper - NOX Rate Annual v3.1 | 527 | 7396 | Rate Constraint in lbs/MMBtu | FALSE | L | Annual | Standard NOX | lb/MMBtu | 0.15 | 0.15 | 0.15 | 0.15 | 0.15 | 0.15 | 0.15 | 0.15
NSR Santee Cooper - NOX Rate Annual v3.1 | 527 | 7396 | Rate Constraint in lbs/MMBtu | FALSE | L | Annual | Emissions at Affected Plants NOX | Thousand Tons | 3.9895 | 2.8935 | 4.8048 | 5.1946 | 5.1427 | 3.9002 | 2.8451 | 1.6467
NSR Santee Cooper - NOX Rate Annual v3.1 | 527 | 7396 | Rate Constraint in lbs/MMBtu | FALSE | L | Annual | Allowances Purchased NOX | Thousand Tons | 0 | 0 | 0 | 0 | 0 | 0 | 0 | 0
NSR Santee Cooper - NOX Rate Annual v3.1 | 527 | 7396 | Rate Constraint in lbs/MMBtu | FALSE | L | Annual | Allowances Sold NOX | Thousand Tons | 0 | 0 | 0 | 0 | 0 | 0 | 0 | 0
NSR Santee Cooper - NOX Rate Annual v3.1 | 527 | 7396 | Rate Constraint in lbs/MMBtu | FALSE | L | Annual | Allowances Banked | Thousand Tons | 0 | 0 | 0 | 0 | 0 | 0 | 0 | 0
NSR Santee Cooper - NOX Rate Annual v3.1 | 527 | 7396 | Rate Constraint in lbs/MMBtu | FALSE | L | Annual | Allowances Withdrawn (1:1) | Thousand Tons | 0 | 0 | 0 | 0 | 0 | 0 | 0 | 0
NSR Santee Cooper - NOX Rate Annual v3.1 | 527 | 7396 | Rate Constraint in lbs/MMBtu | FALSE | L | Annual | Allowances Withdrawn (n:1) | Thousand Tons | 0 | 0 | 0 | 0 | 0 | 0 | 0 | 0
NSR Santee Cooper - NOX Rate Annual v3.1 | 527 | 7396 | Rate Constraint in lbs/MMBtu | FALSE | L | Annual | Net Emissions Allowance Position | Thousand Tons | 3.9895 | 2.8935 | 4.8048 | 5.1946 | 5.1427 | 3.9002 | 2.8451 | 1.6467
NSR Santee Cooper - NOX Rate Annual v3.1 | 527 | 7396 | Rate Constraint in lbs/MMBtu | FALSE | L | Annual | Fuel Consumed | TBtu | 109.0169 | 80.9462 | 133.4912 | 143.02 | 141.2348 | 106.5946 | 78.9551 | 50.1313
NSR Santee Cooper - NOX Rate Annual v3.1 | 527 | 7396 | Rate Constraint in lbs/MMBtu | FALSE | L | Annual | Rate | lb/MMBtu | 0.073191 | 0.071492 | 0.071986 | 0.072642 | 0.072824 | 0.073178 | 0.072069 | 0.065694
NSR Santee Cooper - NOX Rate Annual v3.1 | 527 | 7396 | Rate Constraint in lbs/MMBtu | FALSE | L | Annual | Generation | TWh | 10.6557 | 7.9596 | 13.1304 | 14.0228 | 13.8414 | 10.4249 | 7.8102 | 5.0957
NSR Santee Cooper - NOX Rate Annual v3.1 | 527 | 7396 | Rate Constraint in lbs/MMBtu | FALSE | L | Annual | Qualifying Generation | TWh | 10.6557 | 7.9596 | 13.1304 | 14.0228 | 13.8414 | 10.4249 | 7.8102 | 5.0957
NSR Santee Cooper - NOX Rate Annual v3.1 | 527 | 7396 | Rate Constraint in lbs/MMBtu | FALSE | L | Annual | Rate | lb/MWh | 0.74881 | 0.72705 | 0.73185 | 0.74089 | 0.74308 | 0.74824 | 0.72857 | 0.64629
NSR Santee Cooper - NOX Rate Annual v3.1 | 527 | 7396 | Rate Constraint in lbs/MMBtu | FALSE | L | Annual | Constraint Shadow Price | US2019$/Ton | 0 | 0 | 0 | 0 | 0 | 0 | 0 | 0
NSR Santee Cooper - SO2 Cap Annual v3.1 | 528 | 7397 | Rate Constraint in MTons | FALSE | L | Annual | Seasons Included | Seasons | Winter, WintShld, Summer | Winter, WintShld, Summer | Winter, WintShld, Summer | Winter, WintShld, Summer | Winter, WintShld, Summer | Winter, WintShld, Summer | Winter, WintShld, Summer | Winter, WintShld, Summer
NSR Santee Cooper - SO2 Cap Annual v3.1 | 528 | 7397 | Rate Constraint in MTons | FALSE | L | Annual | Standard SO2 | Thousand Tons | 65 | 65 | 65 | 65 | 65 | 65 | 65 | 65
NSR Santee Cooper - SO2 Cap Annual v3.1 | 528 | 7397 | Rate Constraint in MTons | FALSE | L | Annual | Emissions at Affected Plants SO2 | Thousand Tons | 7.5166 | 5.5044 | 8.819 | 9.4011 | 8.8384 | 6.7843 | 3.4377 | 1.8563
NSR Santee Cooper - SO2 Cap Annual v3.1 | 528 | 7397 | Rate Constraint in MTons | FALSE | L | Annual | Allowances Purchased SO2 | Thousand Tons | 0 | 0 | 0 | 0 | 0 | 0 | 0 | 0
NSR Santee Cooper - SO2 Cap Annual v3.1 | 528 | 7397 | Rate Constraint in MTons | FALSE | L | Annual | Allowances Sold SO2 | Thousand Tons | 0 | 0 | 0 | 0 | 0 | 0 | 0 | 0
NSR Santee Cooper - SO2 Cap Annual v3.1 | 528 | 7397 | Rate Constraint in MTons | FALSE | L | Annual | Allowances Banked | Thousand Tons | 0 | 0 | 0 | 0 | 0 | 0 | 0 | 0
NSR Santee Cooper - SO2 Cap Annual v3.1 | 528 | 7397 | Rate Constraint in MTons | FALSE | L | Annual | Allowances Withdrawn (1:1) | Thousand Tons | 0 | 0 | 0 | 0 | 0 | 0 | 0 | 0
NSR Santee Cooper - SO2 Cap Annual v3.1 | 528 | 7397 | Rate Constraint in MTons | FALSE | L | Annual | Allowances Withdrawn (n:1) | Thousand Tons | 0 | 0 | 0 | 0 | 0 | 0 | 0 | 0
NSR Santee Cooper - SO2 Cap Annual v3.1 | 528 | 7397 | Rate Constraint in MTons | FALSE | L | Annual | Net Emissions Allowance Position | Thousand Tons | 7.5166 | 5.5044 | 8.819 | 9.4011 | 8.8384 | 6.7843 | 3.4377 | 1.8563
NSR Santee Cooper - SO2 Cap Annual v3.1 | 528 | 7397 | Rate Constraint in MTons | FALSE | L | Annual | Fuel Consumed | TBtu | 109.0169 | 80.9462 | 133.4912 | 143.02 | 141.2348 | 106.5946 | 78.9551 | 50.1313
NSR Santee Cooper - SO2 Cap Annual v3.1 | 528 | 7397 | Rate Constraint in MTons | FALSE | L | Annual | Rate | lb/MMBtu | 0.1379 | 0.136 | 0.13213 | 0.13147 | 0.12516 | 0.12729 | 0.087081 | 0.074056
NSR Santee Cooper - SO2 Cap Annual v3.1 | 528 | 7397 | Rate Constraint in MTons | FALSE | L | Annual | Generation | TWh | 10.6557 | 7.9596 | 13.1304 | 14.0228 | 13.8414 | 10.4249 | 7.8102 | 5.0957
NSR Santee Cooper - SO2 Cap Annual v3.1 | 528 | 7397 | Rate Constraint in MTons | FALSE | L | Annual | Qualifying Generation | TWh | 10.6557 | 7.9596 | 13.1304 | 14.0228 | 13.8414 | 10.4249 | 7.8102 | 5.0957
NSR Santee Cooper - SO2 Cap Annual v3.1 | 528 | 7397 | Rate Constraint in MTons | FALSE | L | Annual | Rate | lb/MWh | 1.4108 | 1.3831 | 1.3433 | 1.3408 | 1.2771 | 1.3016 | 0.88032 | 0.72856
NSR Santee Cooper - SO2 Cap Annual v3.1 | 528 | 7397 | Rate Constraint in MTons | FALSE | L | Annual | Constraint Shadow Price | US2019$/Ton | 0 | 0 | 0 | 0 | 0 | 0 | 0 | 0
NSR Santee Cooper - SO2 Rate Annual v3.1 | 529 | 7398 | Rate Constraint in lbs/MMBtu | FALSE | L | Annual | Seasons Included | Seasons | Winter, WintShld, Summer | Winter, WintShld, Summer | Winter, WintShld, Summer | Winter, WintShld, Summer | Winter, WintShld, Summer | Winter, WintShld, Summer | Winter, WintShld, Summer | Winter, WintShld, Summer
NSR Santee Cooper - SO2 Rate Annual v3.1 | 529 | 7398 | Rate Constraint in lbs/MMBtu | FALSE | L | Annual | Standard SO2 | lb/MMBtu | 0.5 | 0.5 | 0.5 | 0.5 | 0.5 | 0.5 | 0.5 | 0.5
NSR Santee Cooper - SO2 Rate Annual v3.1 | 529 | 7398 | Rate Constraint in lbs/MMBtu | FALSE | L | Annual | Emissions at Affected Plants SO2 | Thousand Tons | 7.5166 | 5.5044 | 8.819 | 9.4011 | 8.8384 | 6.7843 | 3.4377 | 1.8563
NSR Santee Cooper - SO2 Rate Annual v3.1 | 529 | 7398 | Rate Constraint in lbs/MMBtu | FALSE | L | Annual | Allowances Purchased SO2 | Thousand Tons | 0 | 0 | 0 | 0 | 0 | 0 | 0 | 0
NSR Santee Cooper - SO2 Rate Annual v3.1 | 529 | 7398 | Rate Constraint in lbs/MMBtu | FALSE | L | Annual | Allowances Sold SO2 | Thousand Tons | 0 | 0 | 0 | 0 | 0 | 0 | 0 | 0
NSR Santee Cooper - SO2 Rate Annual v3.1 | 529 | 7398 | Rate Constraint in lbs/MMBtu | FALSE | L | Annual | Allowances Banked | Thousand Tons | 0 | 0 | 0 | 0 | 0 | 0 | 0 | 0
NSR Santee Cooper - SO2 Rate Annual v3.1 | 529 | 7398 | Rate Constraint in lbs/MMBtu | FALSE | L | Annual | Allowances Withdrawn (1:1) | Thousand Tons | 0 | 0 | 0 | 0 | 0 | 0 | 0 | 0
NSR Santee Cooper - SO2 Rate Annual v3.1 | 529 | 7398 | Rate Constraint in lbs/MMBtu | FALSE | L | Annual | Allowances Withdrawn (n:1) | Thousand Tons | 0 | 0 | 0 | 0 | 0 | 0 | 0 | 0
NSR Santee Cooper - SO2 Rate Annual v3.1 | 529 | 7398 | Rate Constraint in lbs/MMBtu | FALSE | L | Annual | Net Emissions Allowance Position | Thousand Tons | 7.5166 | 5.5044 | 8.819 | 9.4011 | 8.8384 | 6.7843 | 3.4377 | 1.8563
NSR Santee Cooper - SO2 Rate Annual v3.1 | 529 | 7398 | Rate Constraint in lbs/MMBtu | FALSE | L | Annual | Fuel Consumed | TBtu | 109.0169 | 80.9462 | 133.4912 | 143.02 | 141.2348 | 106.5946 | 78.9551 | 50.1313
NSR Santee Cooper - SO2 Rate Annual v3.1 | 529 | 7398 | Rate Constraint in lbs/MMBtu | FALSE | L | Annual | Rate | lb/MMBtu | 0.1379 | 0.136 | 0.13213 | 0.13147 | 0.12516 | 0.12729 | 0.087081 | 0.074056
NSR Santee Cooper - SO2 Rate Annual v3.1 | 529 | 7398 | Rate Constraint in lbs/MMBtu | FALSE | L | Annual | Generation | TWh | 10.6557 | 7.9596 | 13.1304 | 14.0228 | 13.8414 | 10.4249 | 7.8102 | 5.0957
NSR Santee Cooper - SO2 Rate Annual v3.1 | 529 | 7398 | Rate Constraint in lbs/MMBtu | FALSE | L | Annual | Qualifying Generation | TWh | 10.6557 | 7.9596 | 13.1304 | 14.0228 | 13.8414 | 10.4249 | 7.8102 | 5.0957
NSR Santee Cooper - SO2 Rate Annual v3.1 | 529 | 7398 | Rate Constraint in lbs/MMBtu | FALSE | L | Annual | Rate | lb/MWh | 1.4108 | 1.3831 | 1.3433 | 1.3408 | 1.2771 | 1.3016 | 0.88032 | 0.72856
NSR Santee Cooper - SO2 Rate Annual v3.1 | 529 | 7398 | Rate Constraint in lbs/MMBtu | FALSE | L | Annual | Constraint Shadow Price | US2019$/Ton | 0 | 0 | 0 | 0 | 0 | 0 | 0 | 0
NSR Schahfer 17 & 18 - NOX Rate Annual v4.11, Unit 3547 and retrofits | 530 | 7454 | Rate Constraint in lbs/MMBtu | FALSE | L | Annual | Seasons Included | Seasons | Winter, WintShld, Summer | Winter, WintShld, Summer | Winter, WintShld, Summer | Winter, WintShld, Summer | Winter, WintShld, Summer | Winter, WintShld, Summer | Winter, WintShld, Summer | Winter, WintShld, Summer
NSR Schahfer 17 & 18 - NOX Rate Annual v4.11, Unit 3547 and retrofits | 530 | 7454 | Rate Constraint in lbs/MMBtu | FALSE | L | Annual | Standard NOX | lb/MMBtu | 0.2 | 0.2 | 0.2 | 0.2 | 0.2 | 0.2 | 0.2 | 0.2
NSR Schahfer 17 & 18 - NOX Rate Annual v4.11, Unit 3547 and retrofits | 530 | 7454 | Rate Constraint in lbs/MMBtu | FALSE | L | Annual | Emissions at Affected Plants NOX | Thousand Tons | 0 | 0 | 0 | 0 | 0 | 0 | 0 | 0
NSR Schahfer 17 & 18 - NOX Rate Annual v4.11, Unit 3547 and retrofits | 530 | 7454 | Rate Constraint in lbs/MMBtu | FALSE | L | Annual | Allowances Purchased NOX | Thousand Tons | 0 | 0 | 0 | 0 | 0 | 0 | 0 | 0
NSR Schahfer 17 & 18 - NOX Rate Annual v4.11, Unit 3547 and retrofits | 530 | 7454 | Rate Constraint in lbs/MMBtu | FALSE | L | Annual | Allowances Sold NOX | Thousand Tons | 0 | 0 | 0 | 0 | 0 | 0 | 0 | 0
NSR Schahfer 17 & 18 - NOX Rate Annual v4.11, Unit 3547 and retrofits | 530 | 7454 | Rate Constraint in lbs/MMBtu | FALSE | L | Annual | Allowances Banked | Thousand Tons | 0 | 0 | 0 | 0 | 0 | 0 | 0 | 0
NSR Schahfer 17 & 18 - NOX Rate Annual v4.11, Unit 3547 and retrofits | 530 | 7454 | Rate Constraint in lbs/MMBtu | FALSE | L | Annual | Allowances Withdrawn (1:1) | Thousand Tons | 0 | 0 | 0 | 0 | 0 | 0 | 0 | 0
NSR Schahfer 17 & 18 - NOX Rate Annual v4.11, Unit 3547 and retrofits | 530 | 7454 | Rate Constraint in lbs/MMBtu | FALSE | L | Annual | Allowances Withdrawn (n:1) | Thousand Tons | 0 | 0 | 0 | 0 | 0 | 0 | 0 | 0
NSR Schahfer 17 & 18 - NOX Rate Annual v4.11, Unit 3547 and retrofits | 530 | 7454 | Rate Constraint in lbs/MMBtu | FALSE | L | Annual | Net Emissions Allowance Position | Thousand Tons | 0 | 0 | 0 | 0 | 0 | 0 | 0 | 0
NSR Schahfer 17 & 18 - NOX Rate Annual v4.11, Unit 3547 and retrofits | 530 | 7454 | Rate Constraint in lbs/MMBtu | FALSE | L | Annual | Fuel Consumed | TBtu | 0 | 0 | 0 | 0 | 0 | 0 | 0 | 0
NSR Schahfer 17 & 18 - NOX Rate Annual v4.11, Unit 3547 and retrofits | 530 | 7454 | Rate Constraint in lbs/MMBtu | FALSE | L | Annual | Rate | lb/MMBtu | 0 | 0 | 0 | 0 | 0 | 0 | 0 | 0
NSR Schahfer 17 & 18 - NOX Rate Annual v4.11, Unit 3547 and retrofits | 530 | 7454 | Rate Constraint in lbs/MMBtu | FALSE | L | Annual | Generation | TWh | 0 | 0 | 0 | 0 | 0 | 0 | 0 | 0
NSR Schahfer 17 & 18 - NOX Rate Annual v4.11, Unit 3547 and retrofits | 530 | 7454 | Rate Constraint in lbs/MMBtu | FALSE | L | Annual | Qualifying Generation | TWh | 0 | 0 | 0 | 0 | 0 | 0 | 0 | 0
NSR Schahfer 17 & 18 - NOX Rate Annual v4.11, Unit 3547 and retrofits | 530 | 7454 | Rate Constraint in lbs/MMBtu | FALSE | L | Annual | Rate | lb/MWh | 0 | 0 | 0 | 0 | 0 | 0 | 0 | 0
NSR Schahfer 17 & 18 - NOX Rate Annual v4.11, Unit 3547 and retrofits | 530 | 7454 | Rate Constraint in lbs/MMBtu | FALSE | L | Annual | Constraint Shadow Price | US2019$/Ton | 0 | 0 | 0 | 0 | 0 | 0 | 0 | 0
NSR Schahfer 17 & 18 - NOX Rate Annual v4.11, Unit 3548 and retrofits | 531 | 7454 | Rate Constraint in lbs/MMBtu | FALSE | L | Annual | Seasons Included | Seasons | Winter, WintShld, Summer | Winter, WintShld, Summer | Winter, WintShld, Summer | Winter, WintShld, Summer | Winter, WintShld, Summer | Winter, WintShld, Summer | Winter, WintShld, Summer | Winter, WintShld, Summer
NSR Schahfer 17 & 18 - NOX Rate Annual v4.11, Unit 3548 and retrofits | 531 | 7454 | Rate Constraint in lbs/MMBtu | FALSE | L | Annual | Standard NOX | lb/MMBtu | 0.2 | 0.2 | 0.2 | 0.2 | 0.2 | 0.2 | 0.2 | 0.2
NSR Schahfer 17 & 18 - NOX Rate Annual v4.11, Unit 3548 and retrofits | 531 | 7454 | Rate Constraint in lbs/MMBtu | FALSE | L | Annual | Emissions at Affected Plants NOX | Thousand Tons | 0 | 0 | 0 | 0 | 0 | 0 | 0 | 0
NSR Schahfer 17 & 18 - NOX Rate Annual v4.11, Unit 3548 and retrofits | 531 | 7454 | Rate Constraint in lbs/MMBtu | FALSE | L | Annual | Allowances Purchased NOX | Thousand Tons | 0 | 0 | 0 | 0 | 0 | 0 | 0 | 0
NSR Schahfer 17 & 18 - NOX Rate Annual v4.11, Unit 3548 and retrofits | 531 | 7454 | Rate Constraint in lbs/MMBtu | FALSE | L | Annual | Allowances Sold NOX | Thousand Tons | 0 | 0 | 0 | 0 | 0 | 0 | 0 | 0
NSR Schahfer 17 & 18 - NOX Rate Annual v4.11, Unit 3548 and retrofits | 531 | 7454 | Rate Constraint in lbs/MMBtu | FALSE | L | Annual | Allowances Banked | Thousand Tons | 0 | 0 | 0 | 0 | 0 | 0 | 0 | 0
NSR Schahfer 17 & 18 - NOX Rate Annual v4.11, Unit 3548 and retrofits | 531 | 7454 | Rate Constraint in lbs/MMBtu | FALSE | L | Annual | Allowances Withdrawn (1:1) | Thousand Tons | 0 | 0 | 0 | 0 | 0 | 0 | 0 | 0
NSR Schahfer 17 & 18 - NOX Rate Annual v4.11, Unit 3548 and retrofits | 531 | 7454 | Rate Constraint in lbs/MMBtu | FALSE | L | Annual | Allowances Withdrawn (n:1) | Thousand Tons | 0 | 0 | 0 | 0 | 0 | 0 | 0 | 0
NSR Schahfer 17 & 18 - NOX Rate Annual v4.11, Unit 3548 and retrofits | 531 | 7454 | Rate Constraint in lbs/MMBtu | FALSE | L | Annual | Net Emissions Allowance Position | Thousand Tons | 0 | 0 | 0 | 0 | 0 | 0 | 0 | 0
NSR Schahfer 17 & 18 - NOX Rate Annual v4.11, Unit 3548 and retrofits | 531 | 7454 | Rate Constraint in lbs/MMBtu | FALSE | L | Annual | Fuel Consumed | TBtu | 0 | 0 | 0 | 0 | 0 | 0 | 0 | 0
NSR Schahfer 17 & 18 - NOX Rate Annual v4.11, Unit 3548 and retrofits | 531 | 7454 | Rate Constraint in lbs/MMBtu | FALSE | L | Annual | Rate | lb/MMBtu | 0 | 0 | 0 | 0 | 0 | 0 | 0 | 0
NSR Schahfer 17 & 18 - NOX Rate Annual v4.11, Unit 3548 and retrofits | 531 | 7454 | Rate Constraint in lbs/MMBtu | FALSE | L | Annual | Generation | TWh | 0 | 0 | 0 | 0 | 0 | 0 | 0 | 0
NSR Schahfer 17 & 18 - NOX Rate Annual v4.11, Unit 3548 and retrofits | 531 | 7454 | Rate Constraint in lbs/MMBtu | FALSE | L | Annual | Qualifying Generation | TWh | 0 | 0 | 0 | 0 | 0 | 0 | 0 | 0
NSR Schahfer 17 & 18 - NOX Rate Annual v4.11, Unit 3548 and retrofits | 531 | 7454 | Rate Constraint in lbs/MMBtu | FALSE | L | Annual | Rate | lb/MWh | 0 | 0 | 0 | 0 | 0 | 0 | 0 | 0
NSR Schahfer 17 & 18 - NOX Rate Annual v4.11, Unit 3548 and retrofits | 531 | 7454 | Rate Constraint in lbs/MMBtu | FALSE | L | Annual | Constraint Shadow Price | US2019$/Ton | 0 | 0 | 0 | 0 | 0 | 0 | 0 | 0
NSR Shawnee 1& 4 - SO2 Rate Annual v4.11 | 532 | 7455 | Rate Constraint in lbs/MMBtu | FALSE | L | Annual | Seasons Included | Seasons | Winter, WintShld, Summer | Winter, WintShld, Summer | Winter, WintShld, Summer | Winter, WintShld, Summer | Winter, WintShld, Summer | Winter, WintShld, Summer | Winter, WintShld, Summer | Winter, WintShld, Summer
NSR Shawnee 1& 4 - SO2 Rate Annual v4.11 | 532 | 7455 | Rate Constraint in lbs/MMBtu | FALSE | L | Annual | Standard SO2 | lb/MMBtu | 1.2 | 1.2 | 1.2 | 1.2 | 1.2 | 1.2 | 1.2 | 1.2
NSR Shawnee 1& 4 - SO2 Rate Annual v4.11 | 532 | 7455 | Rate Constraint in lbs/MMBtu | FALSE | L | Annual | Emissions at Affected Plants SO2 | Thousand Tons | 0.6152 | 0.49525 | 0.63441 | 0.50684 | 0.75996 | 0.8157 | 0.69177 | 0
NSR Shawnee 1& 4 - SO2 Rate Annual v4.11 | 532 | 7455 | Rate Constraint in lbs/MMBtu | FALSE | L | Annual | Allowances Purchased SO2 | Thousand Tons | 0 | 0 | 0 | 0 | 0 | 0 | 0 | 0
NSR Shawnee 1& 4 - SO2 Rate Annual v4.11 | 532 | 7455 | Rate Constraint in lbs/MMBtu | FALSE | L | Annual | Allowances Sold SO2 | Thousand Tons | 0 | 0 | 0 | 0 | 0 | 0 | 0 | 0
NSR Shawnee 1& 4 - SO2 Rate Annual v4.11 | 532 | 7455 | Rate Constraint in lbs/MMBtu | FALSE | L | Annual | Allowances Banked | Thousand Tons | 0 | 0 | 0 | 0 | 0 | 0 | 0 | 0
NSR Shawnee 1& 4 - SO2 Rate Annual v4.11 | 532 | 7455 | Rate Constraint in lbs/MMBtu | FALSE | L | Annual | Allowances Withdrawn (1:1) | Thousand Tons | 0 | 0 | 0 | 0 | 0 | 0 | 0 | 0
NSR Shawnee 1& 4 - SO2 Rate Annual v4.11 | 532 | 7455 | Rate Constraint in lbs/MMBtu | FALSE | L | Annual | Allowances Withdrawn (n:1) | Thousand Tons | 0 | 0 | 0 | 0 | 0 | 0 | 0 | 0
NSR Shawnee 1& 4 - SO2 Rate Annual v4.11 | 532 | 7455 | Rate Constraint in lbs/MMBtu | FALSE | L | Annual | Net Emissions Allowance Position | Thousand Tons | 0.6152 | 0.49525 | 0.63441 | 0.50684 | 0.75996 | 0.8157 | 0.69177 | 0
NSR Shawnee 1& 4 - SO2 Rate Annual v4.11 | 532 | 7455 | Rate Constraint in lbs/MMBtu | FALSE | L | Annual | Fuel Consumed | TBtu | 16.1491 | 13.0002 | 16.6533 | 13.3046 | 19.949 | 21.4121 | 18.1591 | 0
NSR Shawnee 1& 4 - SO2 Rate Annual v4.11 | 532 | 7455 | Rate Constraint in lbs/MMBtu | FALSE | L | Annual | Rate | lb/MMBtu | 0.07619 | 0.07619 | 0.07619 | 0.07619 | 0.07619 | 0.07619 | 0.07619 | 0
NSR Shawnee 1& 4 - SO2 Rate Annual v4.11 | 532 | 7455 | Rate Constraint in lbs/MMBtu | FALSE | L | Annual | Generation | TWh | 1.4473 | 1.1651 | 1.4925 | 1.1924 | 1.7879 | 1.919 | 1.6274 | 0
NSR Shawnee 1& 4 - SO2 Rate Annual v4.11 | 532 | 7455 | Rate Constraint in lbs/MMBtu | FALSE | L | Annual | Qualifying Generation | TWh | 1.4473 | 1.1651 | 1.4925 | 1.1924 | 1.7879 | 1.919 | 1.6274 | 0
NSR Shawnee 1& 4 - SO2 Rate Annual v4.11 | 532 | 7455 | Rate Constraint in lbs/MMBtu | FALSE | L | Annual | Rate | lb/MWh | 0.85013 | 0.85013 | 0.85013 | 0.85013 | 0.85013 | 0.85013 | 0.85013 | 0
NSR Shawnee 1& 4 - SO2 Rate Annual v4.11 | 532 | 7455 | Rate Constraint in lbs/MMBtu | FALSE | L | Annual | Constraint Shadow Price | US2019$/Ton | 0 | 0 | 0 | 0 | 0 | 0 | 0 | 0
NSR Shawnee 5-10 - SO2 Rate Annual v4.11 | 533 | 7456 | Rate Constraint in lbs/MMBtu | FALSE | L | Annual | Seasons Included | Seasons | Winter, WintShld, Summer | Winter, WintShld, Summer | Winter, WintShld, Summer | Winter, WintShld, Summer | Winter, WintShld, Summer | Winter, WintShld, Summer | Winter, WintShld, Summer | Winter, WintShld, Summer
NSR Shawnee 5-10 - SO2 Rate Annual v4.11 | 533 | 7456 | Rate Constraint in lbs/MMBtu | FALSE | L | Annual | Standard SO2 | lb/MMBtu | 1.2 | 1.2 | 1.2 | 1.2 | 1.2 | 1.2 | 1.2 | 1.2
NSR Shawnee 5-10 - SO2 Rate Annual v4.11 | 533 | 7456 | Rate Constraint in lbs/MMBtu | FALSE | L | Annual | Emissions at Affected Plants SO2 | Thousand Tons | 10.4973 | 0.78537 | 1.0071 | 0.78793 | 1.2048 | 2.3176 | 1.9677 | 1.5701
NSR Shawnee 5-10 - SO2 Rate Annual v4.11 | 533 | 7456 | Rate Constraint in lbs/MMBtu | FALSE | L | Annual | Allowances Purchased SO2 | Thousand Tons | 0 | 0 | 0 | 0 | 0 | 0 | 0 | 0
NSR Shawnee 5-10 - SO2 Rate Annual v4.11 | 533 | 7456 | Rate Constraint in lbs/MMBtu | FALSE | L | Annual | Allowances Sold SO2 | Thousand Tons | 0 | 0 | 0 | 0 | 0 | 0 | 0 | 0
NSR Shawnee 5-10 - SO2 Rate Annual v4.11 | 533 | 7456 | Rate Constraint in lbs/MMBtu | FALSE | L | Annual | Allowances Banked | Thousand Tons | 0 | 0 | 0 | 0 | 0 | 0 | 0 | 0
NSR Shawnee 5-10 - SO2 Rate Annual v4.11 | 533 | 7456 | Rate Constraint in lbs/MMBtu | FALSE | L | Annual | Allowances Withdrawn (1:1) | Thousand Tons | 0 | 0 | 0 | 0 | 0 | 0 | 0 | 0
NSR Shawnee 5-10 - SO2 Rate Annual v4.11 | 533 | 7456 | Rate Constraint in lbs/MMBtu | FALSE | L | Annual | Allowances Withdrawn (n:1) | Thousand Tons | 0 | 0 | 0 | 0 | 0 | 0 | 0 | 0
NSR Shawnee 5-10 - SO2 Rate Annual v4.11 | 533 | 7456 | Rate Constraint in lbs/MMBtu | FALSE | L | Annual | Net Emissions Allowance Position | Thousand Tons | 10.4973 | 0.78537 | 1.0071 | 0.78793 | 1.2048 | 2.3176 | 1.9677 | 1.5701
NSR Shawnee 5-10 - SO2 Rate Annual v4.11 | 533 | 7456 | Rate Constraint in lbs/MMBtu | FALSE | L | Annual | Fuel Consumed | TBtu | 47.155 | 3.528 | 4.5242 | 3.5395 | 5.4123 | 5.8066 | 4.93 | 3.9338
NSR Shawnee 5-10 - SO2 Rate Annual v4.11 | 533 | 7456 | Rate Constraint in lbs/MMBtu | FALSE | L | Annual | Rate | lb/MMBtu | 0.44522 | 0.44522 | 0.44522 | 0.44522 | 0.44522 | 0.79824 | 0.79824 | 0.79824
NSR Shawnee 5-10 - SO2 Rate Annual v4.11 | 533 | 7456 | Rate Constraint in lbs/MMBtu | FALSE | L | Annual | Generation | TWh | 4.2118 | 0.31322 | 0.40166 | 0.31424 | 0.48051 | 0.51552 | 0.43769 | 0.34925
NSR Shawnee 5-10 - SO2 Rate Annual v4.11 | 533 | 7456 | Rate Constraint in lbs/MMBtu | FALSE | L | Annual | Qualifying Generation | TWh | 4.2118 | 0.31322 | 0.40166 | 0.31424 | 0.48051 | 0.51552 | 0.43769 | 0.34925
NSR Shawnee 5-10 - SO2 Rate Annual v4.11 | 533 | 7456 | Rate Constraint in lbs/MMBtu | FALSE | L | Annual | Rate | lb/MWh | 4.9847 | 5.0148 | 5.0148 | 5.0148 | 5.0148 | 8.9911 | 8.9911 | 8.9911
NSR Shawnee 5-10 - SO2 Rate Annual v4.11 | 533 | 7456 | Rate Constraint in lbs/MMBtu | FALSE | L | Annual | Constraint Shadow Price | US2019$/Ton | 0 | 0 | 0 | 0 | 0 | 0 | 0 | 0
NSR Taconite 1,2 - NOX Rate Annual v5.14 | 534 | 7489 | Rate Constraint in lbs/MMBtu | FALSE | L | Annual | Seasons Included | Seasons | Winter, WintShld, Summer | Winter, WintShld, Summer | Winter, WintShld, Summer | Winter, WintShld, Summer | Winter, WintShld, Summer | Winter, WintShld, Summer | Winter, WintShld, Summer | Winter, WintShld, Summer
NSR Taconite 1,2 - NOX Rate Annual v5.14 | 534 | 7489 | Rate Constraint in lbs/MMBtu | FALSE | L | Annual | Standard NOX | lb/MMBtu | 0.16 | 0.16 | 0.16 | 0.16 | 0.16 | 0.16 | 0.16 | 0.16
NSR Taconite 1,2 - NOX Rate Annual v5.14 | 534 | 7489 | Rate Constraint in lbs/MMBtu | FALSE | L | Annual | Emissions at Affected Plants NOX | Thousand Tons | 0.26708 | 0.13689 | 0.50604 | 0.47687 | 0.47687 | 0.42061 | 0.30105 | 0
NSR Taconite 1,2 - NOX Rate Annual v5.14 | 534 | 7489 | Rate Constraint in lbs/MMBtu | FALSE | L | Annual | Allowances Purchased NOX | Thousand Tons | 0 | 0 | 0 | 0 | 0 | 0 | 0 | 0
NSR Taconite 1,2 - NOX Rate Annual v5.14 | 534 | 7489 | Rate Constraint in lbs/MMBtu | FALSE | L | Annual | Allowances Sold NOX | Thousand Tons | 0 | 0 | 0 | 0 | 0 | 0 | 0 | 0
NSR Taconite 1,2 - NOX Rate Annual v5.14 | 534 | 7489 | Rate Constraint in lbs/MMBtu | FALSE | L | Annual | Allowances Banked | Thousand Tons | 0 | 0 | 0 | 0 | 0 | 0 | 0 | 0
NSR Taconite 1,2 - NOX Rate Annual v5.14 | 534 | 7489 | Rate Constraint in lbs/MMBtu | FALSE | L | Annual | Allowances Withdrawn (1:1) | Thousand Tons | 0 | 0 | 0 | 0 | 0 | 0 | 0 | 0
NSR Taconite 1,2 - NOX Rate Annual v5.14 | 534 | 7489 | Rate Constraint in lbs/MMBtu | FALSE | L | Annual | Allowances Withdrawn (n:1) | Thousand Tons | 0 | 0 | 0 | 0 | 0 | 0 | 0 | 0
NSR Taconite 1,2 - NOX Rate Annual v5.14 | 534 | 7489 | Rate Constraint in lbs/MMBtu | FALSE | L | Annual | Net Emissions Allowance Position | Thousand Tons | 0.26708 | 0.13689 | 0.50604 | 0.47687 | 0.47687 | 0.42061 | 0.30105 | 0
NSR Taconite 1,2 - NOX Rate Annual v5.14 | 534 | 7489 | Rate Constraint in lbs/MMBtu | FALSE | L | Annual | Fuel Consumed | TBtu | 4.6904 | 2.4077 | 8.8968 | 8.3818 | 8.3818 | 7.3888 | 5.2899 | 0
NSR Taconite 1,2 - NOX Rate Annual v5.14 | 534 | 7489 | Rate Constraint in lbs/MMBtu | FALSE | L | Annual | Rate | lb/MMBtu | 0.11388 | 0.11371 | 0.11376 | 0.11379 | 0.11379 | 0.11385 | 0.11382 | 0
NSR Taconite 1,2 - NOX Rate Annual v5.14 | 534 | 7489 | Rate Constraint in lbs/MMBtu | FALSE | L | Annual | Generation | TWh | 0.44936 | 0.23066 | 0.85235 | 0.80301 | 0.80301 | 0.70788 | 0.5068 | 0
NSR Taconite 1,2 - NOX Rate Annual v5.14 | 534 | 7489 | Rate Constraint in lbs/MMBtu | FALSE | L | Annual | Qualifying Generation | TWh | 0.44936 | 0.23066 | 0.85235 | 0.80301 | 0.80301 | 0.70788 | 0.5068 | 0
NSR Taconite 1,2 - NOX Rate Annual v5.14 | 534 | 7489 | Rate Constraint in lbs/MMBtu | FALSE | L | Annual | Rate | lb/MWh | 1.1887 | 1.1869 | 1.1874 | 1.1877 | 1.1877 | 1.1884 | 1.188 | 0
NSR Taconite 1,2 - NOX Rate Annual v5.14 | 534 | 7489 | Rate Constraint in lbs/MMBtu | FALSE | L | Annual | Constraint Shadow Price | US2019$/Ton | 0 | 0 | 0 | 0 | 0 | 0 | 0 | 0
NSR Taconite 1,2 - SO2 Rate Annual v5.14 | 535 | 7488 | Rate Constraint in lbs/MMBtu | FALSE | L | Annual | Seasons Included | Seasons | Winter, WintShld, Summer | Winter, WintShld, Summer | Winter, WintShld, Summer | Winter, WintShld, Summer | Winter, WintShld, Summer | Winter, WintShld, Summer | Winter, WintShld, Summer | Winter, WintShld, Summer
NSR Taconite 1,2 - SO2 Rate Annual v5.14 | 535 | 7488 | Rate Constraint in lbs/MMBtu | FALSE | L | Annual | Standard SO2 | lb/MMBtu | 0.3 | 0.3 | 0.3 | 0.3 | 0.3 | 0.3 | 0.3 | 0.3
NSR Taconite 1,2 - SO2 Rate Annual v5.14 | 535 | 7488 | Rate Constraint in lbs/MMBtu | FALSE | L | Annual | Emissions at Affected Plants SO2 | Thousand Tons | 0.49089 | 0.25198 | 0.93113 | 0.87723 | 0.87723 | 0.77331 | 0.55364 | 0
NSR Taconite 1,2 - SO2 Rate Annual v5.14 | 535 | 7488 | Rate Constraint in lbs/MMBtu | FALSE | L | Annual | Allowances Purchased SO2 | Thousand Tons | 0 | 0 | 0 | 0 | 0 | 0 | 0 | 0
NSR Taconite 1,2 - SO2 Rate Annual v5.14 | 535 | 7488 | Rate Constraint in lbs/MMBtu | FALSE | L | Annual | Allowances Sold SO2 | Thousand Tons | 0 | 0 | 0 | 0 | 0 | 0 | 0 | 0
NSR Taconite 1,2 - SO2 Rate Annual v5.14 | 535 | 7488 | Rate Constraint in lbs/MMBtu | FALSE | L | Annual | Allowances Banked | Thousand Tons | 0 | 0 | 0 | 0 | 0 | 0 | 0 | 0
NSR Taconite 1,2 - SO2 Rate Annual v5.14 | 535 | 7488 | Rate Constraint in lbs/MMBtu | FALSE | L | Annual | Allowances Withdrawn (1:1) | Thousand Tons | 0 | 0 | 0 | 0 | 0 | 0 | 0 | 0
NSR Taconite 1,2 - SO2 Rate Annual v5.14 | 535 | 7488 | Rate Constraint in lbs/MMBtu | FALSE | L | Annual | Allowances Withdrawn (n:1) | Thousand Tons | 0 | 0 | 0 | 0 | 0 | 0 | 0 | 0
NSR Taconite 1,2 - SO2 Rate Annual v5.14 | 535 | 7488 | Rate Constraint in lbs/MMBtu | FALSE | L | Annual | Net Emissions Allowance Position | Thousand Tons | 0.49089 | 0.25198 | 0.93113 | 0.87723 | 0.87723 | 0.77331 | 0.55364 | 0
NSR Taconite 1,2 - SO2 Rate Annual v5.14 | 535 | 7488 | Rate Constraint in lbs/MMBtu | FALSE | L | Annual | Fuel Consumed | TBtu | 4.6904 | 2.4077 | 8.8968 | 8.3818 | 8.3818 | 7.3888 | 5.2899 | 0
NSR Taconite 1,2 - SO2 Rate Annual v5.14 | 535 | 7488 | Rate Constraint in lbs/MMBtu | FALSE | L | Annual | Rate | lb/MMBtu | 0.20932 | 0.20932 | 0.20932 | 0.20932 | 0.20932 | 0.20932 | 0.20932 | 0
NSR Taconite 1,2 - SO2 Rate Annual v5.14 | 535 | 7488 | Rate Constraint in lbs/MMBtu | FALSE | L | Annual | Generation | TWh | 0.44936 | 0.23066 | 0.85235 | 0.80301 | 0.80301 | 0.70788 | 0.5068 | 0
NSR Taconite 1,2 - SO2 Rate Annual v5.14 | 535 | 7488 | Rate Constraint in lbs/MMBtu | FALSE | L | Annual | Qualifying Generation | TWh | 0.44936 | 0.23066 | 0.85235 | 0.80301 | 0.80301 | 0.70788 | 0.5068 | 0
NSR Taconite 1,2 - SO2 Rate Annual v5.14 | 535 | 7488 | Rate Constraint in lbs/MMBtu | FALSE | L | Annual | Rate | lb/MWh | 2.1849 | 2.1849 | 2.1849 | 2.1849 | 2.1849 | 2.1849 | 2.1849 | 0
NSR Taconite 1,2 - SO2 Rate Annual v5.14 | 535 | 7488 | Rate Constraint in lbs/MMBtu | FALSE | L | Annual | Constraint Shadow Price | US2019$/Ton | 0 | 0 | 0 | 0 | 0 | 0 | 0 | 0
NSR Tucson Electric - SO2 Cap Annual v4.0 | 536 | 7276 | Rate Constraint in MTons | FALSE | L | Annual | Seasons Included | Seasons | Winter, WintShld, Summer | Winter, WintShld, Summer | Winter, WintShld, Summer | Winter, WintShld, Summer | Winter, WintShld, Summer | Winter, WintShld, Summer | Winter, WintShld, Summer | Winter, WintShld, Summer
NSR Tucson Electric - SO2 Cap Annual v4.0 | 536 | 7276 | Rate Constraint in MTons | FALSE | L | Annual | Standard SO2 | Thousand Tons | 10.66 | 10.66 | 10.66 | 10.66 | 10.66 | 10.66 | 10.66 | 10.66
NSR Tucson Electric - SO2 Cap Annual v4.0 | 536 | 7276 | Rate Constraint in MTons | FALSE | L | Annual | Emissions at Affected Plants SO2 | Thousand Tons | 1.9894 | 2.3584 | 3.5373 | 2.7894 | 6.664 | 7.367 | 7.1638 | 8.0073
NSR Tucson Electric - SO2 Cap Annual v4.0 | 536 | 7276 | Rate Constraint in MTons | FALSE | L | Annual | Allowances Purchased SO2 | Thousand Tons | 0 | 0 | 0 | 0 | 0 | 0 | 0 | 0
NSR Tucson Electric - SO2 Cap Annual v4.0 | 536 | 7276 | Rate Constraint in MTons | FALSE | L | Annual | Allowances Sold SO2 | Thousand Tons | 0 | 0 | 0 | 0 | 0 | 0 | 0 | 0
NSR Tucson Electric - SO2 Cap Annual v4.0 | 536 | 7276 | Rate Constraint in MTons | FALSE | L | Annual | Allowances Banked | Thousand Tons | 0 | 0 | 0 | 0 | 0 | 0 | 0 | 0
NSR Tucson Electric - SO2 Cap Annual v4.0 | 536 | 7276 | Rate Constraint in MTons | FALSE | L | Annual | Allowances Withdrawn (1:1) | Thousand Tons | 0 | 0 | 0 | 0 | 0 | 0 | 0 | 0
NSR Tucson Electric - SO2 Cap Annual v4.0 | 536 | 7276 | Rate Constraint in MTons | FALSE | L | Annual | Allowances Withdrawn (n:1) | Thousand Tons | 0 | 0 | 0 | 0 | 0 | 0 | 0 | 0
NSR Tucson Electric - SO2 Cap Annual v4.0 | 536 | 7276 | Rate Constraint in MTons | FALSE | L | Annual | Net Emissions Allowance Position | Thousand Tons | 1.9894 | 2.3584 | 3.5373 | 2.7894 | 6.664 | 7.367 | 7.1638 | 8.0073
NSR Tucson Electric - SO2 Cap Annual v4.0 | 536 | 7276 | Rate Constraint in MTons | FALSE | L | Annual | Fuel Consumed | TBtu | 15.2391 | 18.1413 | 28.3842 | 21.2309 | 50.769 | 55.8271 | 54.4301 | 61.9521
NSR Tucson Electric - SO2 Cap Annual v4.0 | 536 | 7276 | Rate Constraint in MTons | FALSE | L | Annual | Rate | lb/MMBtu | 0.26109 | 0.26 | 0.24924 | 0.26277 | 0.26252 | 0.26392 | 0.26323 | 0.2585
NSR Tucson Electric - SO2 Cap Annual v4.0 | 536 | 7276 | Rate Constraint in MTons | FALSE | L | Annual | Generation | TWh | 1.4868 | 1.7697 | 2.7666 | 2.0716 | 4.9537 | 5.4478 | 5.3112 | 6.0429
NSR Tucson Electric - SO2 Cap Annual v4.0 | 536 | 7276 | Rate Constraint in MTons | FALSE | L | Annual | Qualifying Generation | TWh | 1.4868 | 1.7697 | 2.7666 | 2.0716 | 4.9537 | 5.4478 | 5.3112 | 6.0429
NSR Tucson Electric - SO2 Cap Annual v4.0 | 536 | 7276 | Rate Constraint in MTons | FALSE | L | Annual | Rate | lb/MWh | 2.6761 | 2.6652 | 2.5572 | 2.693 | 2.6905 | 2.7045 | 2.6976 | 2.6502
NSR Tucson Electric - SO2 Cap Annual v4.0 | 536 | 7276 | Rate Constraint in MTons | FALSE | L | Annual | Constraint Shadow Price | US2019$/Ton | 0 | 0 | 0 | 0 | 0 | 0 | 0 | 0
NSR Tucson Electric NOx Cap Annual - v4.0 | 537 | 7277 | Rate Constraint in MTons | FALSE | L | Annual | Seasons Included | Seasons | Winter, WintShld, Summer | Winter, WintShld, Summer | Winter, WintShld, Summer | Winter, WintShld, Summer | Winter, WintShld, Summer | Winter, WintShld, Summer | Winter, WintShld, Summer | Winter, WintShld, Summer
NSR Tucson Electric NOx Cap Annual - v4.0 | 537 | 7277 | Rate Constraint in MTons | FALSE | L | Annual | Standard NOX | Thousand Tons | 8.94 | 8.94 | 8.94 | 8.94 | 8.94 | 8.94 | 8.94 | 8.94
NSR Tucson Electric NOx Cap Annual - v4.0 | 537 | 7277 | Rate Constraint in MTons | FALSE | L | Annual | Emissions at Affected Plants NOX | Thousand Tons | 0.77757 | 0.93415 | 1.5933 | 1.0679 | 2.559 | 2.7803 | 2.7269 | 3.2301
NSR Tucson Electric NOx Cap Annual - v4.0 | 537 | 7277 | Rate Constraint in MTons | FALSE | L | Annual | Allowances Purchased NOX | Thousand Tons | 0 | 0 | 0 | 0 | 0 | 0 | 0 | 0
NSR Tucson Electric NOx Cap Annual - v4.0 | 537 | 7277 | Rate Constraint in MTons | FALSE | L | Annual | Allowances Sold NOX | Thousand Tons | 0 | 0 | 0 | 0 | 0 | 0 | 0 | 0
NSR Tucson Electric NOx Cap Annual - v4.0 | 537 | 7277 | Rate Constraint in MTons | FALSE | L | Annual | Allowances Banked | Thousand Tons | 0 | 0 | 0 | 0 | 0 | 0 | 0 | 0
NSR Tucson Electric NOx Cap Annual - v4.0 | 537 | 7277 | Rate Constraint in MTons | FALSE | L | Annual | Allowances Withdrawn (1:1) | Thousand Tons | 0 | 0 | 0 | 0 | 0 | 0 | 0 | 0
NSR Tucson Electric NOx Cap Annual - v4.0 | 537 | 7277 | Rate Constraint in MTons | FALSE | L | Annual | Allowances Withdrawn (n:1) | Thousand Tons | 0 | 0 | 0 | 0 | 0 | 0 | 0 | 0
NSR Tucson Electric NOx Cap Annual - v4.0 | 537 | 7277 | Rate Constraint in MTons | FALSE | L | Annual | Net Emissions Allowance Position | Thousand Tons | 0.77757 | 0.93415 | 1.5933 | 1.0679 | 2.559 | 2.7803 | 2.7269 | 3.2301
NSR Tucson Electric NOx Cap Annual - v4.0 | 537 | 7277 | Rate Constraint in MTons | FALSE | L | Annual | Fuel Consumed | TBtu | 15.2391 | 18.1413 | 28.3842 | 21.2309 | 50.769 | 55.8271 | 54.4301 | 61.9521
NSR Tucson Electric NOx Cap Annual - v4.0 | 537 | 7277 | Rate Constraint in MTons | FALSE | L | Annual | Rate | lb/MMBtu | 0.10205 | 0.10299 | 0.11227 | 0.1006 | 0.10081 | 0.099602 | 0.1002 | 0.10428
NSR Tucson Electric NOx Cap Annual - v4.0 | 537 | 7277 | Rate Constraint in MTons | FALSE | L | Annual | Generation | TWh | 1.4868 | 1.7697 | 2.7666 | 2.0716 | 4.9537 | 5.4478 | 5.3112 | 6.0429
NSR Tucson Electric NOx Cap Annual - v4.0 | 537 | 7277 | Rate Constraint in MTons | FALSE | L | Annual | Qualifying Generation | TWh | 1.4868 | 1.7697 | 2.7666 | 2.0716 | 4.9537 | 5.4478 | 5.3112 | 6.0429
NSR Tucson Electric NOx Cap Annual - v4.0 | 537 | 7277 | Rate Constraint in MTons | FALSE | L | Annual | Rate | lb/MWh | 1.046 | 1.0557 | 1.1518 | 1.031 | 1.0332 | 1.0207 | 1.0269 | 1.0691
NSR Tucson Electric NOx Cap Annual - v4.0 | 537 | 7277 | Rate Constraint in MTons | FALSE | L | Annual | Constraint Shadow Price | US2019$/Ton | 0 | 0 | 0 | 0 | 0 | 0 | 0 | 0
NSR TVA System - NOX Cap Annual v4.11 | 538 | 7400 | Rate Constraint in MTons | FALSE | L | Annual | Seasons Included | Seasons | Winter, WintShld, Summer | Winter, WintShld, Summer | Winter, WintShld, Summer | Winter, WintShld, Summer | Winter, WintShld, Summer | Winter, WintShld, Summer | Winter, WintShld, Summer | Winter, WintShld, Summer
NSR TVA System - NOX Cap Annual v4.11 | 538 | 7400 | Rate Constraint in MTons | FALSE | L | Annual | Standard NOX | Thousand Tons | 52 | 52 | 52 | 52 | 52 | 52 | 52 | 52
NSR TVA System - NOX Cap Annual v4.11 | 538 | 7400 | Rate Constraint in MTons | FALSE | L | Annual | Emissions at Affected Plants NOX | Thousand Tons | 8.7617 | 1.9609 | 2.822 | 2.3438 | 3.8422 | 3.4693 | 3.7264 | 0.098345
NSR TVA System - NOX Cap Annual v4.11 | 538 | 7400 | Rate Constraint in MTons | FALSE | L | Annual | Allowances Purchased NOX | Thousand Tons | 0 | 0 | 0 | 0 | 0 | 0 | 0 | 0
NSR TVA System - NOX Cap Annual v4.11 | 538 | 7400 | Rate Constraint in MTons | FALSE | L | Annual | Allowances Sold NOX | Thousand Tons | 0 | 0 | 0 | 0 | 0 | 0 | 0 | 0
NSR TVA System - NOX Cap Annual v4.11 | 538 | 7400 | Rate Constraint in MTons | FALSE | L | Annual | Allowances Banked | Thousand Tons | 0 | 0 | 0 | 0 | 0 | 0 | 0 | 0
NSR TVA System - NOX Cap Annual v4.11 | 538 | 7400 | Rate Constraint in MTons | FALSE | L | Annual | Allowances Withdrawn (1:1) | Thousand Tons | 0 | 0 | 0 | 0 | 0 | 0 | 0 | 0
NSR TVA System - NOX Cap Annual v4.11 | 538 | 7400 | Rate Constraint in MTons | FALSE | L | Annual | Allowances Withdrawn (n:1) | Thousand Tons | 0 | 0 | 0 | 0 | 0 | 0 | 0 | 0
NSR TVA System - NOX Cap Annual v4.11 | 538 | 7400 | Rate Constraint in MTons | FALSE | L | Annual | Net Emissions Allowance Position | Thousand Tons | 8.7617 | 1.9609 | 2.822 | 2.3438 | 3.8422 | 3.4693 | 3.7264 | 0.098345
NSR TVA System - NOX Cap Annual v4.11 | 538 | 7400 | Rate Constraint in MTons | FALSE | L | Annual | Fuel Consumed | TBtu | 114.9681 | 43.6485 | 60.7881 | 52.8841 | 82.3825 | 73.203 | 83.5719 | 3.9338
NSR TVA System - NOX Cap Annual v4.11 | 538 | 7400 | Rate Constraint in MTons | FALSE | L | Annual | Rate | lb/MMBtu | 0.15242 | 0.089848 | 0.092849 | 0.088638 | 0.093277 | 0.094786 | 0.089179 | 0.05
NSR TVA System - NOX Cap Annual v4.11 | 538 | 7400 | Rate Constraint in MTons | FALSE | L | Annual | Generation | TWh | 10.6095 | 4.1566 | 5.8059 | 5.0657 | 7.8995 | 6.9757 | 8.0381 | 0.34925
NSR TVA System - NOX Cap Annual v4.11 | 538 | 7400 | Rate Constraint in MTons | FALSE | L | Annual | Qualifying Generation | TWh | 10.6095 | 4.1566 | 5.8059 | 5.0657 | 7.8995 | 6.9757 | 8.0381 | 0.34925
NSR TVA System - NOX Cap Annual v4.11 | 538 | 7400 | Rate Constraint in MTons | FALSE | L | Annual | Rate | lb/MWh | 1.6517 | 0.9435 | 0.97213 | 0.92534 | 0.97277 | 0.99468 | 0.92719 | 0.56318
NSR TVA System - NOX Cap Annual v4.11 | 538 | 7400 | Rate Constraint in MTons | FALSE | L | Annual | Constraint Shadow Price | US2019$/Ton | 0 | 0 | 0 | 0 | 0 | 0 | 0 | 0
NSR TVA System - SO2 Cap Annual v4.11 | 539 | 7399 | Rate Constraint in MTons | FALSE | L | Annual | Seasons Included | Seasons | Winter, WintShld, Summer | Winter, WintShld, Summer | Winter, WintShld, Summer | Winter, WintShld, Summer | Winter, WintShld, Summer | Winter, WintShld, Summer | Winter, WintShld, Summer | Winter, WintShld, Summer
NSR TVA System - SO2 Cap Annual v4.11 | 539 | 7399 | Rate Constraint in MTons | FALSE | L | Annual | Standard SO2 | Thousand Tons | 100 | 100 | 100 | 100 | 100 | 100 | 100 | 100
NSR TVA System - SO2 Cap Annual v4.11 | 539 | 7399 | Rate Constraint in MTons | FALSE | L | Annual | Emissions at Affected Plants SO2 | Thousand Tons | 16.0033 | 2.7641 | 3.8082 | 3.2662 | 5.0839 | 5.6486 | 5.9678 | 1.5701
NSR TVA System - SO2 Cap Annual v4.11 | 539 | 7399 | Rate Constraint in MTons | FALSE | L | Annual | Allowances Purchased SO2 | Thousand Tons | 0 | 0 | 0 | 0 | 0 | 0 | 0 | 0
NSR TVA System - SO2 Cap Annual v4.11 | 539 | 7399 | Rate Constraint in MTons | FALSE | L | Annual | Allowances Sold SO2 | Thousand Tons | 0 | 0 | 0 | 0 | 0 | 0 | 0 | 0
NSR TVA System - SO2 Cap Annual v4.11 | 539 | 7399 | Rate Constraint in MTons | FALSE | L | Annual | Allowances Banked | Thousand Tons | 0 | 0 | 0 | 0 | 0 | 0 | 0 | 0
NSR TVA System - SO2 Cap Annual v4.11 | 539 | 7399 | Rate Constraint in MTons | FALSE | L | Annual | Allowances Withdrawn (1:1) | Thousand Tons | 0 | 0 | 0 | 0 | 0 | 0 | 0 | 0
NSR TVA System - SO2 Cap Annual v4.11 | 539 | 7399 | Rate Constraint in MTons | FALSE | L | Annual | Allowances Withdrawn (n:1) | Thousand Tons | 0 | 0 | 0 | 0 | 0 | 0 | 0 | 0
NSR TVA System - SO2 Cap Annual v4.11 | 539 | 7399 | Rate Constraint in MTons | FALSE | L | Annual | Net Emissions Allowance Position | Thousand Tons | 16.0033 | 2.7641 | 3.8082 | 3.2662 | 5.0839 | 5.6486 | 5.9678 | 1.5701
NSR TVA System - SO2 Cap Annual v4.11 | 539 | 7399 | Rate Constraint in MTons | FALSE | L | Annual | Fuel Consumed | TBtu | 114.9681 | 43.6485 | 60.7881 | 52.8841 | 82.3825 | 73.203 | 83.5719 | 3.9338
NSR TVA System - SO2 Cap Annual v4.11 | 539 | 7399 | Rate Constraint in MTons | FALSE | L | Annual | Rate | lb/MMBtu | 0.2784 | 0.12665 | 0.1253 | 0.12352 | 0.12342 | 0.15433 | 0.14282 | 0.79824
NSR TVA System - SO2 Cap Annual v4.11 | 539 | 7399 | Rate Constraint in MTons | FALSE | L | Annual | Generation | TWh | 10.6095 | 4.1566 | 5.8059 | 5.0657 | 7.8995 | 6.9757 | 8.0381 | 0.34925
NSR TVA System - SO2 Cap Annual v4.11 | 539 | 7399 | Rate Constraint in MTons | FALSE | L | Annual | Qualifying Generation | TWh | 10.6095 | 4.1566 | 5.8059 | 5.0657 | 7.8995 | 6.9757 | 8.0381 | 0.34925
NSR TVA System - SO2 Cap Annual v4.11 | 539 | 7399 | Rate Constraint in MTons | FALSE | L | Annual | Rate | lb/MWh | 3.0168 | 1.33 | 1.3119 | 1.2895 | 1.2871 | 1.6195 | 1.4849 | 8.9911
NSR TVA System - SO2 Cap Annual v4.11 | 539 | 7399 | Rate Constraint in MTons | FALSE | L | Annual | Constraint Shadow Price | US2019$/Ton | 0 | 0 | 0 | 0 | 0 | 0 | 0 | 0
NSR Valley 1-4 - NOX Rate Annual v5.16 | 540 | 7429 | Rate Constraint in lbs/MMBtu | FALSE | L | Annual | Seasons Included | Seasons | Winter, WintShld, Summer | Winter, WintShld, Summer | Winter, WintShld, Summer | Winter, WintShld, Summer | Winter, WintShld, Summer | Winter, WintShld, Summer | Winter, WintShld, Summer | Winter, WintShld, Summer
NSR Valley 1-4 - NOX Rate Annual v5.16 | 540 | 7429 | Rate Constraint in lbs/MMBtu | FALSE | L | Annual | Standard NOX | lb/MMBtu | 0.08 | 0.08 | 0.08 | 0.08 | 0.08 | 0.08 | 0.08 | 0.08
NSR Valley 1-4 - NOX Rate Annual v5.16 | 540 | 7429 | Rate Constraint in lbs/MMBtu | FALSE | L | Annual | Emissions at Affected Plants NOX | Thousand Tons | 0.18135 | 0.18135 | 0.14512 | 0.14512 | 0.14512 | 0 | 0 | 0
NSR Valley 1-4 - NOX Rate Annual v5.16 | 540 | 7429 | Rate Constraint in lbs/MMBtu | FALSE | L | Annual | Allowances Purchased NOX | Thousand Tons | 0 | 0 | 0 | 0 | 0 | 0 | 0 | 0
NSR Valley 1-4 - NOX Rate Annual v5.16 | 540 | 7429 | Rate Constraint in lbs/MMBtu | FALSE | L | Annual | Allowances Sold NOX | Thousand Tons | 0 | 0 | 0 | 0 | 0 | 0 | 0 | 0
NSR Valley 1-4 - NOX Rate Annual v5.16 | 540 | 7429 | Rate Constraint in lbs/MMBtu | FALSE | L | Annual | Allowances Banked | Thousand Tons | 0 | 0 | 0 | 0 | 0 | 0 | 0 | 0
NSR Valley 1-4 - NOX Rate Annual v5.16 | 540 | 7429 | Rate Constraint in lbs/MMBtu | FALSE | L | Annual | Allowances Withdrawn (1:1) | Thousand Tons | 0 | 0 | 0 | 0 | 0 | 0 | 0 | 0
NSR Valley 1-4 - NOX Rate Annual v5.16 | 540 | 7429 | Rate Constraint in lbs/MMBtu | FALSE | L | Annual | Allowances Withdrawn (n:1) | Thousand Tons | 0 | 0 | 0 | 0 | 0 | 0 | 0 | 0
NSR Valley 1-4 - NOX Rate Annual v5.16 | 540 | 7429 | Rate Constraint in lbs/MMBtu | FALSE | L | Annual | Net Emissions Allowance Position | Thousand Tons | 0.18135 | 0.18135 | 0.14512 | 0.14512 | 0.14512 | 0 | 0 | 0
NSR Valley 1-4 - NOX Rate Annual v5.16 | 540 | 7429 | Rate Constraint in lbs/MMBtu | FALSE | L | Annual | Fuel Consumed | TBtu | 4.9127 | 4.9127 | 3.9314 | 3.9314 | 3.9314 | 0 | 0 | 0
NSR Valley 1-4 - NOX Rate Annual v5.16 | 540 | 7429 | Rate Constraint in lbs/MMBtu | FALSE | L | Annual | Rate | lb/MMBtu | 0.073829 | 0.073829 | 0.073829 | 0.073829 | 0.073829 | 0 | 0 | 0
NSR Valley 1-4 - NOX Rate Annual v5.16 | 540 | 7429 | Rate Constraint in lbs/MMBtu | FALSE | L | Annual | Generation | TWh | 0.58933 | 0.58933 | 0.47161 | 0.47161 | 0.47161 | 0 | 0 | 0
NSR Valley 1-4 - NOX Rate Annual v5.16 | 540 | 7429 | Rate Constraint in lbs/MMBtu | FALSE | L | Annual | Qualifying Generation | TWh | 0.51004 | 0.51004 | 0.40816 | 0.40816 | 0.40816 | 0 | 0 | 0
NSR Valley 1-4 - NOX Rate Annual v5.16 | 540 | 7429 | Rate Constraint in lbs/MMBtu | FALSE | L | Annual | Rate | lb/MWh | 0.71112 | 0.71112 | 0.71112 | 0.71112 | 0.71112 | 0 | 0 | 0
NSR Valley 1-4 - NOX Rate Annual v5.16 | 540 | 7429 | Rate Constraint in lbs/MMBtu | FALSE | L | Annual | Constraint Shadow Price | US2019$/Ton | 0 | 0 | 0 | 0 | 0 | 0 | 0 | 0
NSR Valley 1-4 - SO2 Cap Annual v5.16 | 541 | 7428 | Rate Constraint in MTons | FALSE | L | Annual | Seasons Included | Seasons | Winter, WintShld, Summer | Winter, WintShld, Summer | Winter, WintShld, Summer | Winter, WintShld, Summer | Winter, WintShld, Summer | Winter, WintShld, Summer | Winter, WintShld, Summer | Winter, WintShld, Summer
NSR Valley 1-4 - SO2 Cap Annual v5.16 | 541 | 7428 | Rate Constraint in MTons | FALSE | L | Annual | Standard SO2 | Thousand Tons | 0.0095 | 0.0095 | 0.0095 | 0.0095 | 0.0095 | 0.0095 | 0.0095 | 0.0095
NSR Valley 1-4 - SO2 Cap Annual v5.16 | 541 | 7428 | Rate Constraint in MTons | FALSE | L | Annual | Emissions at Affected Plants SO2 | Thousand Tons | 0 | 0 | 0 | 0 | 0 | 0 | 0 | 0
NSR Valley 1-4 - SO2 Cap Annual v5.16 | 541 | 7428 | Rate Constraint in MTons | FALSE | L | Annual | Allowances Purchased SO2 | Thousand Tons | 0 | 0 | 0 | 0 | 0 | 0 | 0 | 0
NSR Valley 1-4 - SO2 Cap Annual v5.16 | 541 | 7428 | Rate Constraint in MTons | FALSE | L | Annual | Allowances Sold SO2 | Thousand Tons | 0 | 0 | 0 | 0 | 0 | 0 | 0 | 0
NSR Valley 1-4 - SO2 Cap Annual v5.16 | 541 | 7428 | Rate Constraint in MTons | FALSE | L | Annual | Allowances Banked | Thousand Tons | 0 | 0 | 0 | 0 | 0 | 0 | 0 | 0
NSR Valley 1-4 - SO2 Cap Annual v5.16 | 541 | 7428 | Rate Constraint in MTons | FALSE | L | Annual | Allowances Withdrawn (1:1) | Thousand Tons | 0 | 0 | 0 | 0 | 0 | 0 | 0 | 0
NSR Valley 1-4 - SO2 Cap Annual v5.16 | 541 | 7428 | Rate Constraint in MTons | FALSE | L | Annual | Allowances Withdrawn (n:1) | Thousand Tons | 0 | 0 | 0 | 0 | 0 | 0 | 0 | 0
NSR Valley 1-4 - SO2 Cap Annual v5.16 | 541 | 7428 | Rate Constraint in MTons | FALSE | L | Annual | Net Emissions Allowance Position | Thousand Tons | 0 | 0 | 0 | 0 | 0 | 0 | 0 | 0
NSR Valley 1-4 - SO2 Cap Annual v5.16 | 541 | 7428 | Rate Constraint in MTons | FALSE | L | Annual | Fuel Consumed | TBtu | 5.6764 | 5.6764 | 4.5425 | 4.5425 | 4.5425 | 0 | 0 | 0
NSR Valley 1-4 - SO2 Cap Annual v5.16 | 541 | 7428 | Rate Constraint in MTons | FALSE | L | Annual | Rate | lb/MMBtu | 0 | 0 | 0 | 0 | 0 | 0 | 0 | 0
NSR Valley 1-4 - SO2 Cap Annual v5.16 | 541 | 7428 | Rate Constraint in MTons | FALSE | L | Annual | Generation | TWh | 0.58933 | 0.58933 | 0.47161 | 0.47161 | 0.47161 | 0 | 0 | 0
NSR Valley 1-4 - SO2 Cap Annual v5.16 | 541 | 7428 | Rate Constraint in MTons | FALSE | L | Annual | Qualifying Generation | TWh | 0.58933 | 0.58933 | 0.47161 | 0.47161 | 0.47161 | 0 | 0 | 0
NSR Valley 1-4 - SO2 Cap Annual v5.16 | 541 | 7428 | Rate Constraint in MTons | FALSE | L | Annual | Rate | lb/MWh | 0 | 0 | 0 | 0 | 0 | 0 | 0 | 0
NSR Valley 1-4 - SO2 Cap Annual v5.16 | 541 | 7428 | Rate Constraint in MTons | FALSE | L | Annual | Constraint Shadow Price | US2019$/Ton | 0 | 0 | 0 | 0 | 0 | 0 | 0 | 0
NSR W H Sammis 1-5 - SO2 Rate Annual v3.1, Unit 3872 and retrofits | 542 | 7435 | Rate Constraint in lbs/MMBtu | FALSE | L | Annual | Seasons Included | Seasons | Winter, WintShld, Summer | Winter, WintShld, Summer | Winter, WintShld, Summer | Winter, WintShld, Summer | Winter, WintShld, Summer | Winter, WintShld, Summer | Winter, WintShld, Summer | Winter, WintShld, Summer
NSR W H Sammis 1-5 - SO2 Rate Annual v3.1, Unit 3872 and retrofits | 542 | 7435 | Rate Constraint in lbs/MMBtu | FALSE | L | Annual | Standard SO2 | lb/MMBtu | 1.1 | 1.1 | 1.1 | 1.1 | 1.1 | 1.1 | 1.1 | 1.1
NSR W H Sammis 1-5 - SO2 Rate Annual v3.1, Unit 3872 and retrofits | 542 | 7435 | Rate Constraint in lbs/MMBtu | FALSE | L | Annual | Emissions at Affected Plants SO2 | Thousand Tons | 0.41177 | 0 | 0 | 0 | 0 | 0 | 0 | 0
NSR W H Sammis 1-5 - SO2 Rate Annual v3.1, Unit 3872 and retrofits | 542 | 7435 | Rate Constraint in lbs/MMBtu | FALSE | L | Annual | Allowances Purchased SO2 | Thousand Tons | 0 | 0 | 0 | 0 | 0 | 0 | 0 | 0
NSR W H Sammis 1-5 - SO2 Rate Annual v3.1, Unit 3872 and retrofits | 542 | 7435 | Rate Constraint in lbs/MMBtu | FALSE | L | Annual | Allowances Sold SO2 | Thousand Tons | 0 | 0 | 0 | 0 | 0 | 0 | 0 | 0
NSR W H Sammis 1-5 - SO2 Rate Annual v3.1, Unit 3872 and retrofits | 542 | 7435 | Rate Constraint in lbs/MMBtu | FALSE | L | Annual | Allowances Banked | Thousand Tons | 0 | 0 | 0 | 0 | 0 | 0 | 0 | 0
NSR W H Sammis 1-5 - SO2 Rate Annual v3.1, Unit 3872 and retrofits | 542 | 7435 | Rate Constraint in lbs/MMBtu | FALSE | L | Annual | Allowances Withdrawn (1:1) | Thousand Tons | 0 | 0 | 0 | 0 | 0 | 0 | 0 | 0
NSR W H Sammis 1-5 - SO2 Rate Annual v3.1, Unit 3872 and retrofits | 542 | 7435 | Rate Constraint in lbs/MMBtu | FALSE | L | Annual | Allowances Withdrawn (n:1) | Thousand Tons | 0 | 0 | 0 | 0 | 0 | 0 | 0 | 0
NSR W H Sammis 1-5 - SO2 Rate Annual v3.1, Unit 3872 and retrofits | 542 | 7435 | Rate Constraint in lbs/MMBtu | FALSE | L | Annual | Net Emissions Allowance Position | Thousand Tons | 0.41177 | 0 | 0 | 0 | 0 | 0 | 0 | 0
NSR W H Sammis 1-5 - SO2 Rate Annual v3.1, Unit 3872 and retrofits | 542 | 7435 | Rate Constraint in lbs/MMBtu | FALSE | L | Annual | Fuel Consumed | TBtu | 12.1304 | 0 | 0 | 0 | 0 | 0 | 0 | 0
NSR W H Sammis 1-5 - SO2 Rate Annual v3.1, Unit 3872 and retrofits | 542 | 7435 | Rate Constraint in lbs/MMBtu | FALSE | L | Annual | Rate | lb/MMBtu | 0.067891 | 0 | 0 | 0 | 0 | 0 | 0 | 0
NSR W H Sammis 1-5 - SO2 Rate Annual v3.1, Unit 3872 and retrofits | 542 | 7435 | Rate Constraint in lbs/MMBtu | FALSE | L | Annual | Generation | TWh | 1.0745 | 0 | 0 | 0 | 0 | 0 | 0 | 0
NSR W H Sammis 1-5 - SO2 Rate Annual v3.1, Unit 3872 and retrofits | 542 | 7435 | Rate Constraint in lbs/MMBtu | FALSE | L | Annual | Qualifying Generation | TWh | 1.0745 | 0 | 0 | 0 | 0 | 0 | 0 | 0
NSR W H Sammis 1-5 - SO2 Rate Annual v3.1, Unit 3872 and retrofits | 542 | 7435 | Rate Constraint in lbs/MMBtu | FALSE | L | Annual | Rate | lb/MWh | 0.76646 | 0 | 0 | 0 | 0 | 0 | 0 | 0
NSR W H Sammis 1-5 - SO2 Rate Annual v3.1, Unit 3872 and retrofits | 542 | 7435 | Rate Constraint in lbs/MMBtu | FALSE | L | Annual | Constraint Shadow Price | US2019$/Ton | 0 | 0 | 0 | 0 | 0 | 0 | 0 | 0
NSR W H Sammis 5 - NOX Rate Annual v3.1, Unit 3872 and retrofits | 543 | 7436 | Rate Constraint in lbs/MMBtu | FALSE | L | Annual | Seasons Included | Seasons | Winter, WintShld, Summer | Winter, WintShld, Summer | Winter, WintShld, Summer | Winter, WintShld, Summer | Winter, WintShld, Summer | Winter, WintShld, Summer | Winter, WintShld, Summer | Winter, WintShld, Summer
NSR W H Sammis 5 - NOX Rate Annual v3.1, Unit 3872 and retrofits | 543 | 7436 | Rate Constraint in lbs/MMBtu | FALSE | L | Annual | Standard NOX | lb/MMBtu | 0.29 | 0.29 | 0.29 | 0.29 | 0.29 | 0.29 | 0.29 | 0.29
NSR W H Sammis 5 - NOX Rate Annual v3.1, Unit 3872 and retrofits | 543 | 7436 | Rate Constraint in lbs/MMBtu | FALSE | L | Annual | Emissions at Affected Plants NOX | Thousand Tons | 1.2052 | 0 | 0 | 0 | 0 | 0 | 0 | 0
NSR W H Sammis 5 - NOX Rate Annual v3.1, Unit 3872 and retrofits | 543 | 7436 | Rate Constraint in lbs/MMBtu | FALSE | L | Annual | Allowances Purchased NOX | Thousand Tons | 0 | 0 | 0 | 0 | 0 | 0 | 0 | 0
NSR W H Sammis 5 - NOX Rate Annual v3.1, Unit 3872 and retrofits | 543 | 7436 | Rate Constraint in lbs/MMBtu | FALSE | L | Annual | Allowances Sold NOX | Thousand Tons | 0 | 0 | 0 | 0 | 0 | 0 | 0 | 0
NSR W H Sammis 5 - NOX Rate Annual v3.1, Unit 3872 and retrofits | 543 | 7436 | Rate Constraint in lbs/MMBtu | FALSE | L | Annual | Allowances Banked | Thousand Tons | 0 | 0 | 0 | 0 | 0 | 0 | 0 | 0
NSR W H Sammis 5 - NOX Rate Annual v3.1, Unit 3872 and retrofits | 543 | 7436 | Rate Constraint in lbs/MMBtu | FALSE | L | Annual | Allowances Withdrawn (1:1) | Thousand Tons | 0 | 0 | 0 | 0 | 0 | 0 | 0 | 0
NSR W H Sammis 5 - NOX Rate Annual v3.1, Unit 3872 and retrofits | 543 | 7436 | Rate Constraint in lbs/MMBtu | FALSE | L | Annual | Allowances Withdrawn (n:1) | Thousand Tons | 0 | 0 | 0 | 0 | 0 | 0 | 0 | 0
NSR W H Sammis 5 - NOX Rate Annual v3.1, Unit 3872 and retrofits | 543 | 7436 | Rate Constraint in lbs/MMBtu | FALSE | L | Annual | Net Emissions Allowance Position | Thousand Tons | 1.2052 | 0 | 0 | 0 | 0 | 0 | 0 | 0
NSR W H Sammis 5 - NOX Rate Annual v3.1, Unit 3872 and retrofits | 543 | 7436 | Rate Constraint in lbs/MMBtu | FALSE | L | Annual | Fuel Consumed | TBtu | 12.1304 | 0 | 0 | 0 | 0 | 0 | 0 | 0
NSR W H Sammis 5 - NOX Rate Annual v3.1, Unit 3872 and retrofits | 543 | 7436 | Rate Constraint in lbs/MMBtu | FALSE | L | Annual | Rate | lb/MMBtu | 0.1987 | 0 | 0 | 0 | 0 | 0 | 0 | 0
NSR W H Sammis 5 - NOX Rate Annual v3.1, Unit 3872 and retrofits | 543 | 7436 | Rate Constraint in lbs/MMBtu | FALSE | L | Annual | Generation | TWh | 1.0745 | 0 | 0 | 0 | 0 | 0 | 0 | 0
NSR W H Sammis 5 - NOX Rate Annual v3.1, Unit 3872 and retrofits | 543 | 7436 | Rate Constraint in lbs/MMBtu | FALSE | L | Annual | Qualifying Generation | TWh | 1.0745 | 0 | 0 | 0 | 0 | 0 | 0 | 0
NSR W H Sammis 5 - NOX Rate Annual v3.1, Unit 3872 and retrofits | 543 | 7436 | Rate Constraint in lbs/MMBtu | FALSE | L | Annual | Rate | lb/MWh | 2.2432 | 0 | 0 | 0 | 0 | 0 | 0 | 0
NSR W H Sammis 5 - NOX Rate Annual v3.1, Unit 3872 and retrofits | 543 | 7436 | Rate Constraint in lbs/MMBtu | FALSE | L | Annual | Constraint Shadow Price | US2019$/Ton | 0 | 0 | 0 | 0 | 0 | 0 | 0 | 0
NSR W H Sammis 6 - SO2 Rate Annual v3.1, Unit 3852 and retrofits | 544 | 7437 | Rate Constraint in lbs/MMBtu | FALSE | L | Annual | Seasons Included | Seasons | Winter, WintShld, Summer | Winter, WintShld, Summer | Winter, WintShld, Summer | Winter, WintShld, Summer | Winter, WintShld, Summer | Winter, WintShld, Summer | Winter, WintShld, Summer | Winter, WintShld, Summer
NSR W H Sammis 6 - SO2 Rate Annual v3.1, Unit 3852 and retrofits | 544 | 7437 | Rate Constraint in lbs/MMBtu | FALSE | L | Annual | Standard SO2 | lb/MMBtu | 0.13 | 0.13 | 0.13 | 0.13 | 0.13 | 0.13 | 0.13 | 0.13
NSR W H Sammis 6 - SO2 Rate Annual v3.1, Unit 3852 and retrofits | 544 | 7437 | Rate Constraint in lbs/MMBtu | FALSE | L | Annual | Emissions at Affected Plants SO2 | Thousand Tons | 1.0668 | 0.84435 | 0.93443 | 0.84435 | 0.84435 | 0.84435 | 0.19981 | 0
NSR W H Sammis 6 - SO2 Rate Annual v3.1, Unit 3852 and retrofits | 544 | 7437 | Rate Constraint in lbs/MMBtu | FALSE | L | Annual | Allowances Purchased SO2 | Thousand Tons | 0 | 0 | 0 | 0 | 0 | 0 | 0 | 0
NSR W H Sammis 6 - SO2 Rate Annual v3.1, Unit 3852 and retrofits | 544 | 7437 | Rate Constraint in lbs/MMBtu | FALSE | L | Annual | Allowances Sold SO2 | Thousand Tons | 0 | 0 | 0 | 0 | 0 | 0 | 0 | 0
NSR W H Sammis 6 - SO2 Rate Annual v3.1, Unit 3852 and retrofits | 544 | 7437 | Rate Constraint in lbs/MMBtu | FALSE | L | Annual | Allowances Banked | Thousand Tons | 0 | 0 | 0 | 0 | 0 | 0 | 0 | 0
NSR W H Sammis 6 - SO2 Rate Annual v3.1, Unit 3852 and retrofits | 544 | 7437 | Rate Constraint in lbs/MMBtu | FALSE | L | Annual | Allowances Withdrawn (1:1) | Thousand Tons | 0 | 0 | 0 | 0 | 0 | 0 | 0 | 0
NSR W H Sammis 6 - SO2 Rate Annual v3.1, Unit 3852 and retrofits | 544 | 7437 | Rate Constraint in lbs/MMBtu | FALSE | L | Annual | Allowances Withdrawn (n:1) | Thousand Tons | 0 | 0 | 0 | 0 | 0 | 0 | 0 | 0
NSR W H Sammis 6 - SO2 Rate Annual v3.1, Unit 3852 and retrofits | 544 | 7437 | Rate Constraint in lbs/MMBtu | FALSE | L | Annual | Net Emissions Allowance Position | Thousand Tons | 1.0668 | 0.84435 | 0.93443 | 0.84435 | 0.84435 | 0.84435 | 0.19981 | 0
NSR W H Sammis 6 - SO2 Rate Annual v3.1, Unit 3852 and retrofits | 544 | 7437 | Rate Constraint in lbs/MMBtu | FALSE | L | Annual | Fuel Consumed | TBtu | 33.7985 | 22.8536 | 25.2918 | 22.8536 | 22.8536 | 22.8536 | 6.6603 | 0
NSR W H Sammis 6 - SO2 Rate Annual v3.1, Unit 3852 and retrofits | 544 | 7437 | Rate Constraint in lbs/MMBtu | FALSE | L | Annual | Rate | lb/MMBtu | 0.063124 | 0.073892 | 0.073892 | 0.073892 | 0.073892 | 0.073892 | 0.06 | 0
NSR W H Sammis 6 - SO2 Rate Annual v3.1, Unit 3852 and retrofits | 544 | 7437 | Rate Constraint in lbs/MMBtu | FALSE | L | Annual | Generation | TWh | 3.1013 | 2.097 | 2.3207 | 2.097 | 2.097 | 2.097 | 0.61114 | 0
NSR W H Sammis 6 - SO2 Rate Annual v3.1, Unit 3852 and retrofits | 544 | 7437 | Rate Constraint in lbs/MMBtu | FALSE | L | Annual | Qualifying Generation | TWh | 3.1013 | 2.097 | 2.3207 | 2.097 | 2.097 | 2.097 | 0.61114 | 0
NSR W H Sammis 6 - SO2 Rate Annual v3.1, Unit 3852 and retrofits | 544 | 7437 | Rate Constraint in lbs/MMBtu | FALSE | L | Annual | Rate | lb/MWh | 0.68794 | 0.80529 | 0.80529 | 0.80529 | 0.80529 | 0.80529 | 0.65389 | 0
NSR W H Sammis 6 - SO2 Rate Annual v3.1, Unit 3852 and retrofits | 544 | 7437 | Rate Constraint in lbs/MMBtu | FALSE | L | Annual | Constraint Shadow Price | US2019$/Ton | 0 | 0 | 0 | 0 | 0 | 0 | 0 | 0
NSR W H Sammis 6,7 - NOX Rate Annual v3.1, Unit 3852 and retrofits | 545 | 7439 | Rate Constraint in lbs/MMBtu | FALSE | L | Annual | Seasons Included | Seasons | Winter, WintShld, Summer | Winter, WintShld, Summer | Winter, WintShld, Summer | Winter, WintShld, Summer | Winter, WintShld, Summer | Winter, WintShld, Summer | Winter, WintShld, Summer | Winter, WintShld, Summer
NSR W H Sammis 6,7 - NOX Rate Annual v3.1, Unit 3852 and retrofits | 545 | 7439 | Rate Constraint in lbs/MMBtu | FALSE | L | Annual | Standard NOX | lb/MMBtu | 0.1 | 0.1 | 0.1 | 0.1 | 0.1 | 0.1 | 0.1 | 0.1
NSR W H Sammis 6,7 - NOX Rate Annual v3.1, Unit 3852 and retrofits | 545 | 7439 | Rate Constraint in lbs/MMBtu | FALSE | L | Annual | Emissions at Affected Plants NOX | Thousand Tons | 1.2674 | 0.85701 | 0.94844 | 0.85701 | 0.85701 | 0.85701 | 0.24976 | 0
NSR W H Sammis 6,7 - NOX Rate Annual v3.1, Unit 3852 and retrofits | 545 | 7439 | Rate Constraint in lbs/MMBtu | FALSE | L | Annual | Allowances Purchased NOX | Thousand Tons | 0 | 0 | 0 | 0 | 0 | 0 | 0 | 0
NSR W H Sammis 6,7 - NOX Rate Annual v3.1, Unit 3852 and retrofits | 545 | 7439 | Rate Constraint in lbs/MMBtu | FALSE | L | Annual | Allowances Sold NOX | Thousand Tons | 0 | 0 | 0 | 0 | 0 | 0 | 0 | 0
NSR W H Sammis 6,7 - NOX Rate Annual v3.1, Unit 3852 and retrofits | 545 | 7439 | Rate Constraint in lbs/MMBtu | FALSE | L | Annual | Allowances Banked | Thousand Tons | 0 | 0 | 0 | 0 | 0 | 0 | 0 | 0
NSR W H Sammis 6,7 - NOX Rate Annual v3.1, Unit 3852 and retrofits | 545 | 7439 | Rate Constraint in lbs/MMBtu | FALSE | L | Annual | Allowances Withdrawn (1:1) | Thousand Tons | 0 | 0 | 0 | 0 | 0 | 0 | 0 | 0
NSR W H Sammis 6,7 - NOX Rate Annual v3.1, Unit 3852 and retrofits | 545 | 7439 | Rate Constraint in lbs/MMBtu | FALSE | L | Annual | Allowances Withdrawn (n:1) | Thousand Tons | 0 | 0 | 0 | 0 | 0 | 0 | 0 | 0
NSR W H Sammis 6,7 - NOX Rate Annual v3.1, Unit 3852 and retrofits | 545 | 7439 | Rate Constraint in lbs/MMBtu | FALSE | L | Annual | Net Emissions Allowance Position | Thousand Tons | 1.2674 | 0.85701 | 0.94844 | 0.85701 | 0.85701 | 0.85701 | 0.24976 | 0
NSR W H Sammis 6,7 - NOX Rate Annual v3.1, Unit 3852 and retrofits | 545 | 7439 | Rate Constraint in lbs/MMBtu | FALSE | L | Annual | Fuel Consumed | TBtu | 33.7985 | 22.8536 | 25.2918 | 22.8536 | 22.8536 | 22.8536 | 6.6603 | 0
NSR W H Sammis 6,7 - NOX Rate Annual v3.1, Unit 3852 and retrofits | 545 | 7439 | Rate Constraint in lbs/MMBtu | FALSE | L | Annual | Rate | lb/MMBtu | 0.075 | 0.075 | 0.075 | 0.075 | 0.075 | 0.075 | 0.075 | 0
NSR W H Sammis 6,7 - NOX Rate Annual v3.1, Unit 3852 and retrofits | 545 | 7439 | Rate Constraint in lbs/MMBtu | FALSE | L | Annual | Generation | TWh | 3.1013 | 2.097 | 2.3207 | 2.097 | 2.097 | 2.097 | 0.61114 | 0
NSR W H Sammis 6,7 - NOX Rate Annual v3.1, Unit 3852 and retrofits | 545 | 7439 | Rate Constraint in lbs/MMBtu | FALSE | L | Annual | Qualifying Generation | TWh | 3.1013 | 2.097 | 2.3207 | 2.097 | 2.097 | 2.097 | 0.61114 | 0
NSR W H Sammis 6,7 - NOX Rate Annual v3.1, Unit 3852 and retrofits | 545 | 7439 | Rate Constraint in lbs/MMBtu | FALSE | L | Annual | Rate | lb/MWh | 0.81736 | 0.81736 | 0.81736 | 0.81736 | 0.81736 | 0.81736 | 0.81736 | 0
NSR W H Sammis 6,7 - NOX Rate Annual v3.1, Unit 3852 and retrofits | 545 | 7439 | Rate Constraint in lbs/MMBtu | FALSE | L | Annual | Constraint Shadow Price | US2019$/Ton | 0 | 0 | 0 | 0 | 0 | 0 | 0 | 0
NSR W H Sammis 6,7 - NOX Rate Annual v3.1, Unit 3853 and retrofits | 546 | 7439 | Rate Constraint in lbs/MMBtu | FALSE | L | Annual | Seasons Included | Seasons | Winter, WintShld, Summer | Winter, WintShld, Summer | Winter, WintShld, Summer | Winter, WintShld, Summer | Winter, WintShld, Summer | Winter, WintShld, Summer | Winter, WintShld, Summer | Winter, WintShld, Summer
NSR W H Sammis 6,7 - NOX Rate Annual v3.1, Unit 3853 and retrofits | 546 | 7439 | Rate Constraint in lbs/MMBtu | FALSE | L | Annual | Standard NOX | lb/MMBtu | 0.1 | 0.1 | 0.1 | 0.1 | 0.1 | 0.1 | 0.1 | 0.1
NSR W H Sammis 6,7 - NOX Rate Annual v3.1, Unit 3853 and retrofits | 546 | 7439 | Rate Constraint in lbs/MMBtu | FALSE | L | Annual | Emissions at Affected Plants NOX | Thousand Tons | 1.0454 | 0.41494 | 1.0454 | 0.53023 | 0.67147 | 0.98864 | 0.11727 | 0
NSR W H Sammis 6,7 - NOX Rate Annual v3.1, Unit 3853 and retrofits | 546 | 7439 | Rate Constraint in lbs/MMBtu | FALSE | L | Annual | Allowances Purchased NOX | Thousand Tons | 0 | 0 | 0 | 0 | 0 | 0 | 0 | 0
NSR W H Sammis 6,7 - NOX Rate Annual v3.1, Unit 3853 and retrofits | 546 | 7439 | Rate Constraint in lbs/MMBtu | FALSE | L | Annual | Allowances Sold NOX | Thousand Tons | 0 | 0 | 0 | 0 | 0 | 0 | 0 | 0
NSR W H Sammis 6,7 - NOX Rate Annual v3.1, Unit 3853 and retrofits | 546 | 7439 | Rate Constraint in lbs/MMBtu | FALSE | L | Annual | Allowances Banked | Thousand Tons | 0 | 0 | 0 | 0 | 0 | 0 | 0 | 0
NSR W H Sammis 6,7 - NOX Rate Annual v3.1, Unit 3853 and retrofits | 546 | 7439 | Rate Constraint in lbs/MMBtu | FALSE | L | Annual | Allowances Withdrawn (1:1) | Thousand Tons | 0 | 0 | 0 | 0 | 0 | 0 | 0 | 0
NSR W H Sammis 6,7 - NOX Rate Annual v3.1, Unit 3853 and retrofits | 546 | 7439 | Rate Constraint in lbs/MMBtu | FALSE | L | Annual | Allowances Withdrawn (n:1) | Thousand Tons | 0 | 0 | 0 | 0 | 0 | 0 | 0 | 0
NSR W H Sammis 6,7 - NOX Rate Annual v3.1, Unit 3853 and retrofits | 546 | 7439 | Rate Constraint in lbs/MMBtu | FALSE | L | Annual | Net Emissions Allowance Position | Thousand Tons | 1.0454 | 0.41494 | 1.0454 | 0.53023 | 0.67147 | 0.98864 | 0.11727 | 0
NSR W H Sammis 6,7 - NOX Rate Annual v3.1, Unit 3853 and retrofits | 546 | 7439 | Rate Constraint in lbs/MMBtu | FALSE | L | Annual | Fuel Consumed | TBtu | 27.8769 | 11.065 | 27.8769 | 14.1396 | 17.9059 | 26.3636 | 3.1271 | 0
NSR W H Sammis 6,7 - NOX Rate Annual v3.1, Unit 3853 and retrofits | 546 | 7439 | Rate Constraint in lbs/MMBtu | FALSE | L | Annual | Rate | lb/MMBtu | 0.075 | 0.075 | 0.075 | 0.075 | 0.075 | 0.075 | 0.075 | 0
NSR W H Sammis 6,7 - NOX Rate Annual v3.1, Unit 3853 and retrofits | 546 | 7439 | Rate Constraint in lbs/MMBtu | FALSE | L | Annual | Generation | TWh | 2.5361 | 1.0066 | 2.5361 | 1.2864 | 1.629 | 2.3984 | 0.28449 | 0
NSR W H Sammis 6,7 - NOX Rate Annual v3.1, Unit 3853 and retrofits | 546 | 7439 | Rate Constraint in lbs/MMBtu | FALSE | L | Annual | Qualifying Generation | TWh | 2.5361 | 1.0066 | 2.5361 | 1.2864 | 1.629 | 2.3984 | 0.28449 | 0
NSR W H Sammis 6,7 - NOX Rate Annual v3.1, Unit 3853 and retrofits | 546 | 7439 | Rate Constraint in lbs/MMBtu | FALSE | L | Annual | Rate | lb/MWh | 0.8244 | 0.8244 | 0.8244 | 0.8244 | 0.8244 | 0.8244 | 0.8244 | 0
NSR W H Sammis 6,7 - NOX Rate Annual v3.1, Unit 3853 and retrofits | 546 | 7439 | Rate Constraint in lbs/MMBtu | FALSE | L | Annual | Constraint Shadow Price | US2019$/Ton | 0 | 0 | 0 | 0 | 0 | 0 | 0 | 0
NSR W H Sammis 7 - SO2 Rate Annual v3.1, Unit 3853 and retrofits | 547 | 7438 | Rate Constraint in lbs/MMBtu | FALSE | L | Annual | Seasons Included | Seasons | Winter, WintShld, Summer | Winter, WintShld, Summer | Winter, WintShld, Summer | Winter, WintShld, Summer | Winter, WintShld, Summer | Winter, WintShld, Summer | Winter, WintShld, Summer | Winter, WintShld, Summer
NSR W H Sammis 7 - SO2 Rate Annual v3.1, Unit 3853 and retrofits | 547 | 7438 | Rate Constraint in lbs/MMBtu | FALSE | L | Annual | Standard SO2 | lb/MMBtu | 0.13 | 0.13 | 0.13 | 0.13 | 0.13 | 0.13 | 0.13 | 0.13
NSR W H Sammis 7 - SO2 Rate Annual v3.1, Unit 3853 and retrofits | 547 | 7438 | Rate Constraint in lbs/MMBtu | FALSE | L | Annual | Emissions at Affected Plants SO2 | Thousand Tons | 0.8663 | 0.34816 | 1.0299 | 0.5224 | 0.66156 | 1.2403 | 0.093812 | 0
NSR W H Sammis 7 - SO2 Rate Annual v3.1, Unit 3853 and retrofits | 547 | 7438 | Rate Constraint in lbs/MMBtu | FALSE | L | Annual | Allowances Purchased SO2 | Thousand Tons | 0 | 0 | 0 | 0 | 0 | 0 | 0 | 0
NSR W H Sammis 7 - SO2 Rate Annual v3.1, Unit 3853 and retrofits | 547 | 7438 | Rate Constraint in lbs/MMBtu | FALSE | L | Annual | Allowances Sold SO2 | Thousand Tons | 0 | 0 | 0 | 0 | 0 | 0 | 0 | 0
NSR W H Sammis 7 - SO2 Rate Annual v3.1, Unit 3853 and retrofits | 547 | 7438 | Rate Constraint in lbs/MMBtu | FALSE | L | Annual | Allowances Banked | Thousand Tons | 0 | 0 | 0 | 0 | 0 | 0 | 0 | 0
NSR W H Sammis 7 - SO2 Rate Annual v3.1, Unit 3853 and retrofits | 547 | 7438 | Rate Constraint in lbs/MMBtu | FALSE | L | Annual | Allowances Withdrawn (1:1) | Thousand Tons | 0 | 0 | 0 | 0 | 0 | 0 | 0 | 0
NSR W H Sammis 7 - SO2 Rate Annual v3.1, Unit 3853 and retrofits | 547 | 7438 | Rate Constraint in lbs/MMBtu | FALSE | L | Annual | Allowances Withdrawn (n:1) | Thousand Tons | 0 | 0 | 0 | 0 | 0 | 0 | 0 | 0
NSR W H Sammis 7 - SO2 Rate Annual v3.1, Unit 3853 and retrofits | 547 | 7438 | Rate Constraint in lbs/MMBtu | FALSE | L | Annual | Net Emissions Allowance Position | Thousand Tons | 0.8663 | 0.34816 | 1.0299 | 0.5224 | 0.66156 | 1.2403 | 0.093812 | 0
NSR W H Sammis 7 - SO2 Rate Annual v3.1, Unit 3853 and retrofits | 547 | 7438 | Rate Constraint in lbs/MMBtu | FALSE | L | Annual | Fuel Consumed | TBtu | 27.8769 | 11.065 | 27.8769 | 14.1396 | 17.9059 | 26.3636 | 3.1271 | 0
NSR W H Sammis 7 - SO2 Rate Annual v3.1, Unit 3853 and retrofits | 547 | 7438 | Rate Constraint in lbs/MMBtu | FALSE | L | Annual | Rate | lb/MMBtu | 0.062152 | 0.062931 | 0.073892 | 0.073892 | 0.073892 | 0.094089 | 0.06 | 0
NSR W H Sammis 7 - SO2 Rate Annual v3.1, Unit 3853 and retrofits | 547 | 7438 | Rate Constraint in lbs/MMBtu | FALSE | L | Annual | Generation | TWh | 2.5361 | 1.0066 | 2.5361 | 1.2864 | 1.629 | 2.3984 | 0.28449 | 0
NSR W H Sammis 7 - SO2 Rate Annual v3.1, Unit 3853 and retrofits | 547 | 7438 | Rate Constraint in lbs/MMBtu | FALSE | L | Annual | Qualifying Generation | TWh | 2.5361 | 1.0066 | 2.5361 | 1.2864 | 1.629 | 2.3984 | 0.28449 | 0
NSR W H Sammis 7 - SO2 Rate Annual v3.1, Unit 3853 and retrofits | 547 | 7438 | Rate Constraint in lbs/MMBtu | FALSE | L | Annual | Rate | lb/MWh | 0.68317 | 0.69173 | 0.81222 | 0.81222 | 0.81222 | 1.0342 | 0.65952 | 0
NSR W H Sammis 7 - SO2 Rate Annual v3.1, Unit 3853 and retrofits | 547 | 7438 | Rate Constraint in lbs/MMBtu | FALSE | L | Annual | Constraint Shadow Price | US2019$/Ton | 0 | 0 | 0 | 0 | 0 | 0 | 0 | 0
NSR WEPCO Settlement - NOX Cap Annual v3.1 | 548 | 7401 | Rate Constraint in MTons | FALSE | L | Annual | Seasons Included | Seasons | Winter, WintShld, Summer | Winter, WintShld, Summer | Winter, WintShld, Summer | Winter, WintShld, Summer | Winter, WintShld, Summer | Winter, WintShld, Summer | Winter, WintShld, Summer | Winter, WintShld, Summer
NSR WEPCO Settlement - NOX Cap Annual v3.1 | 548 | 7401 | Rate Constraint in MTons | FALSE | L | Annual | Standard NOX | Thousand Tons | 17.4 | 17.4 | 17.4 | 17.4 | 17.4 | 17.4 | 17.4 | 17.4
NSR WEPCO Settlement - NOX Cap Annual v3.1 | 548 | 7401 | Rate Constraint in MTons | FALSE | L | Annual | Emissions at Affected Plants NOX | Thousand Tons | 0.98059 | 0.63166 | 1.6156 | 1.7808 | 1.9839 | 2.0074 | 0.38467 | 0
NSR WEPCO Settlement - NOX Cap Annual v3.1 | 548 | 7401 | Rate Constraint in MTons | FALSE | L | Annual | Allowances Purchased NOX | Thousand Tons | 0 | 0 | 0 | 0 | 0 | 0 | 0 | 0
NSR WEPCO Settlement - NOX Cap Annual v3.1 | 548 | 7401 | Rate Constraint in MTons | FALSE | L | Annual | Allowances Sold NOX | Thousand Tons | 0 | 0 | 0 | 0 | 0 | 0 | 0 | 0
NSR WEPCO Settlement - NOX Cap Annual v3.1 | 548 | 7401 | Rate Constraint in MTons | FALSE | L | Annual | Allowances Banked | Thousand Tons | 0 | 0 | 0 | 0 | 0 | 0 | 0 | 0
NSR WEPCO Settlement - NOX Cap Annual v3.1 | 548 | 7401 | Rate Constraint in MTons | FALSE | L | Annual | Allowances Withdrawn (1:1) | Thousand Tons | 0 | 0 | 0 | 0 | 0 | 0 | 0 | 0
NSR WEPCO Settlement - NOX Cap Annual v3.1 | 548 | 7401 | Rate Constraint in MTons | FALSE | L | Annual | Allowances Withdrawn (n:1) | Thousand Tons | 0 | 0 | 0 | 0 | 0 | 0 | 0 | 0
NSR WEPCO Settlement - NOX Cap Annual v3.1 | 548 | 7401 | Rate Constraint in MTons | FALSE | L | Annual | Net Emissions Allowance Position | Thousand Tons | 0.98059 | 0.63166 | 1.6156 | 1.7808 | 1.9839 | 2.0074 | 0.38467 | 0
NSR WEPCO Settlement - NOX Cap Annual v3.1 | 548 | 7401 | Rate Constraint in MTons | FALSE | L | Annual | Fuel Consumed | TBtu | 28.7686 | 18.4262 | 48.0222 | 53.1396 | 59.2592 | 60.512 | 11.845 | 0
NSR WEPCO Settlement - NOX Cap Annual v3.1 | 548 | 7401 | Rate Constraint in MTons | FALSE | L | Annual | Rate | lb/MMBtu | 0.068171 | 0.068561 | 0.067287 | 0.067023 | 0.066956 | 0.066347 | 0.06495 | 0
NSR WEPCO Settlement - NOX Cap Annual v3.1 | 548 | 7401 | Rate Constraint in MTons | FALSE | L | Annual | Generation | TWh | 2.8195 | 1.818 | 4.6703 | 5.1602 | 5.7516 | 5.8391 | 1.1272 | 0
NSR WEPCO Settlement - NOX Cap Annual v3.1 | 548 | 7401 | Rate Constraint in MTons | FALSE | L | Annual | Qualifying Generation | TWh | 2.8195 | 1.818 | 4.6703 | 5.1602 | 5.7516 | 5.8391 | 1.1272 | 0
NSR WEPCO Settlement - NOX Cap Annual v3.1 | 548 | 7401 | Rate Constraint in MTons | FALSE | L | Annual | Rate | lb/MWh | 0.69558 | 0.69488 | 0.69188 | 0.69021 | 0.68985 | 0.68757 | 0.68249 | 0
NSR WEPCO Settlement - NOX Cap Annual v3.1 | 548 | 7401 | Rate Constraint in MTons | FALSE | L | Annual | Constraint Shadow Price | US2019$/Ton | 0 | 0 | 0 | 0 | 0 | 0 | 0 | 0
NSR WEPCO Settlement - NOX Rate Annual v3.1 | 549 | 7402 | Rate Constraint in lbs/MMBtu | FALSE | L | Annual | Seasons Included | Seasons | Winter, WintShld, Summer | Winter, WintShld, Summer | Winter, WintShld, Summer | Winter, WintShld, Summer | Winter, WintShld, Summer | Winter, WintShld, Summer | Winter, WintShld, Summer | Winter, WintShld, Summer
NSR WEPCO Settlement - NOX Rate Annual v3.1 | 549 | 7402 | Rate Constraint in lbs/MMBtu | FALSE | L | Annual | Standard NOX | lb/MMBtu | 0.17 | 0.17 | 0.17 | 0.17 | 0.17 | 0.17 | 0.17 | 0.17
NSR WEPCO Settlement - NOX Rate Annual v3.1 | 549 | 7402 | Rate Constraint in lbs/MMBtu | FALSE | L | Annual | Emissions at Affected Plants NOX | Thousand Tons | 0.9524 | 0.60346 | 1.5931 | 1.7582 | 1.9613 | 2.0074 | 0.38467 | 0
NSR WEPCO Settlement - NOX Rate Annual v3.1 | 549 | 7402 | Rate Constraint in lbs/MMBtu | FALSE | L | Annual | Allowances Purchased NOX | Thousand Tons | 0 | 0 | 0 | 0 | 0 | 0 | 0 | 0
NSR WEPCO Settlement - NOX Rate Annual v3.1 | 549 | 7402 | Rate Constraint in lbs/MMBtu | FALSE | L | Annual | Allowances Sold NOX | Thousand Tons | 0 | 0 | 0 | 0 | 0 | 0 | 0 | 0
NSR WEPCO Settlement - NOX Rate Annual v3.1 | 549 | 7402 | Rate Constraint in lbs/MMBtu | FALSE | L | Annual | Allowances Banked | Thousand Tons | 0 | 0 | 0 | 0 | 0 | 0 | 0 | 0
NSR WEPCO Settlement - NOX Rate Annual v3.1 | 549 | 7402 | Rate Constraint in lbs/MMBtu | FALSE | L | Annual | Allowances Withdrawn (1:1) | Thousand Tons | 0 | 0 | 0 | 0 | 0 | 0 | 0 | 0
NSR WEPCO Settlement - NOX Rate Annual v3.1 | 549 | 7402 | Rate Constraint in lbs/MMBtu | FALSE | L | Annual | Allowances Withdrawn (n:1) | Thousand Tons | 0 | 0 | 0 | 0 | 0 | 0 | 0 | 0
NSR WEPCO Settlement - NOX Rate Annual v3.1 | 549 | 7402 | Rate Constraint in lbs/MMBtu | FALSE | L | Annual | Net Emissions Allowance Position | Thousand Tons | 0.9524 | 0.60346 | 1.5931 | 1.7582 | 1.9613 | 2.0074 | 0.38467 | 0
NSR WEPCO Settlement - NOX Rate Annual v3.1 | 549 | 7402 | Rate Constraint in lbs/MMBtu | FALSE | L | Annual | Fuel Consumed | TBtu | 28.0049 | 17.6625 | 47.4111 | 52.5284 | 58.6481 | 60.512 | 11.845 | 0
NSR WEPCO Settlement - NOX Rate Annual v3.1 | 549 | 7402 | Rate Constraint in lbs/MMBtu | FALSE | L | Annual | Rate | lb/MMBtu | 0.068017 | 0.068333 | 0.067203 | 0.066944 | 0.066885 | 0.066347 | 0.06495 | 0
NSR WEPCO Settlement - NOX Rate Annual v3.1 | 549 | 7402 | Rate Constraint in lbs/MMBtu | FALSE | L | Annual | Generation | TWh | 2.8195 | 1.818 | 4.6703 | 5.1602 | 5.7516 | 5.8391 | 1.1272 | 0
NSR WEPCO Settlement - NOX Rate Annual v3.1 | 549 | 7402 | Rate Constraint in lbs/MMBtu | FALSE | L | Annual | Qualifying Generation | TWh | 2.7402 | 1.7387 | 4.6068 | 5.0967 | 5.6882 | 5.8391 | 1.1272 | 0
NSR WEPCO Settlement - NOX Rate Annual v3.1 | 549 | 7402 | Rate Constraint in lbs/MMBtu | FALSE | L | Annual | Rate | lb/MWh | 0.69513 | 0.69414 | 0.69162 | 0.68995 | 0.68961 | 0.68757 | 0.68249 | 0
NSR WEPCO Settlement - NOX Rate Annual v3.1 | 549 | 7402 | Rate Constraint in lbs/MMBtu | FALSE | L | Annual | Constraint Shadow Price | US2019$/Ton | 0 | 0 | 0 | 0 | 0 | 0 | 0 | 0
NSR WEPCO Settlement - SO2 Cap Annual v3.1 | 550 | 7403 | Rate Constraint in MTons | FALSE | L | Annual | Seasons Included | Seasons | Winter, WintShld, Summer | Winter, WintShld, Summer | Winter, WintShld, Summer | Winter, WintShld, Summer | Winter, WintShld, Summer | Winter, WintShld, Summer | Winter, WintShld, Summer | Winter, WintShld, Summer
NSR WEPCO Settlement - SO2 Cap Annual v3.1 | 550 | 7403 | Rate Constraint in MTons | FALSE | L | Annual | Standard SO2 | Thousand Tons | 33.3 | 33.3 | 33.3 | 33.3 | 33.3 | 33.3 | 33.3 | 33.3
NSR WEPCO Settlement - SO2 Cap Annual v3.1 | 550 | 7403 | Rate Constraint in MTons | FALSE | L | Annual | Emissions at Affected Plants SO2 | Thousand Tons | 0.30154 | 0.16649 | 0.56776 | 0.63458 | 0.71449 | 0.79016 | 0.15467 | 0
NSR WEPCO Settlement - SO2 Cap Annual v3.1 | 550 | 7403 | Rate Constraint in MTons | FALSE | L | Annual | Allowances Purchased SO2 | Thousand Tons | 0 | 0 | 0 | 0 | 0 | 0 | 0 | 0
NSR WEPCO Settlement - SO2 Cap Annual v3.1 | 550 | 7403 | Rate Constraint in MTons | FALSE | L | Annual | Allowances Sold SO2 | Thousand Tons | 0 | 0 | 0 | 0 | 0 | 0 | 0 | 0
NSR WEPCO Settlement - SO2 Cap Annual v3.1 | 550 | 7403 | Rate Constraint in MTons | FALSE | L | Annual | Allowances Banked | Thousand Tons | 0 | 0 | 0 | 0 | 0 | 0 | 0 | 0
NSR WEPCO Settlement - SO2 Cap Annual v3.1 | 550 | 7403 | Rate Constraint in MTons | FALSE | L | Annual | Allowances Withdrawn (1:1) | Thousand Tons | 0 | 0 | 0 | 0 | 0 | 0 | 0 | 0
NSR WEPCO Settlement - SO2 Cap Annual v3.1 | 550 | 7403 | Rate Constraint in MTons | FALSE | L | Annual | Allowances Withdrawn (n:1) | Thousand Tons | 0 | 0 | 0 | 0 | 0 | 0 | 0 | 0
NSR WEPCO Settlement - SO2 Cap Annual v3.1 | 550 | 7403 | Rate Constraint in MTons | FALSE | L | Annual | Net Emissions Allowance Position | Thousand Tons | 0.30154 | 0.16649 | 0.56776 | 0.63458 | 0.71449 | 0.79016 | 0.15467 | 0
NSR WEPCO Settlement - SO2 Cap Annual v3.1 | 550 | 7403 | Rate Constraint in MTons | FALSE | L | Annual | Fuel Consumed | TBtu | 28.7686 | 18.4262 | 48.0222 | 53.1396 | 59.2592 | 60.512 | 11.845 | 0
NSR WEPCO Settlement - SO2 Cap Annual v3.1 | 550 | 7403 | Rate Constraint in MTons | FALSE | L | Annual | Rate | lb/MMBtu | 0.020963 | 0.018071 | 0.023646 | 0.023883 | 0.024114 | 0.026116 | 0.026116 | 0
NSR WEPCO Settlement - SO2 Cap Annual v3.1 | 550 | 7403 | Rate Constraint in MTons | FALSE | L | Annual | Generation | TWh | 2.8195 | 1.818 | 4.6703 | 5.1602 | 5.7516 | 5.8391 | 1.1272 | 0
NSR WEPCO Settlement - SO2 Cap Annual v3.1 | 550 | 7403 | Rate Constraint in MTons | FALSE | L | Annual | Qualifying Generation | TWh | 2.8195 | 1.818 | 4.6703 | 5.1602 | 5.7516 | 5.8391 | 1.1272 | 0
NSR WEPCO Settlement - SO2 Cap Annual v3.1 | 550 | 7403 | Rate Constraint in MTons | FALSE | L | Annual | Rate | lb/MWh | 0.21389 | 0.18315 | 0.24314 | 0.24595 | 0.24845 | 0.27064 | 0.27443 | 0
NSR WEPCO Settlement - SO2 Cap Annual v3.1 | 550 | 7403 | Rate Constraint in MTons | FALSE | L | Annual | Constraint Shadow Price | US2019$/Ton | 0 | 0 | 0 | 0 | 0 | 0 | 0 | 0
NSR WEPCO Settlement - SO2 Rate Annual v3.1 | 551 | 7404 | Rate Constraint in lbs/MMBtu | FALSE | L | Annual | Seasons Included | Seasons | Winter, WintShld, Summer | Winter, WintShld, Summer | Winter, WintShld, Summer | Winter, WintShld, Summer | Winter, WintShld, Summer | Winter, WintShld, Summer | Winter, WintShld, Summer | Winter, WintShld, Summer
NSR WEPCO Settlement - SO2 Rate Annual v3.1 | 551 | 7404 | Rate Constraint in lbs/MMBtu | FALSE | L | Annual | Standard SO2 | lb/MMBtu | 0.32 | 0.32 | 0.32 | 0.32 | 0.32 | 0.32 | 0.32 | 0.32
NSR WEPCO Settlement - SO2 Rate Annual v3.1 | 551 | 7404 | Rate Constraint in lbs/MMBtu | FALSE | L | Annual | Emissions at Affected Plants SO2 | Thousand Tons | 0.30154 | 0.16649 | 0.56776 | 0.63458 | 0.71449 | 0.79016 | 0.15467 | 0
NSR WEPCO Settlement - SO2 Rate Annual v3.1 | 551 | 7404 | Rate Constraint in lbs/MMBtu | FALSE | L | Annual | Allowances Purchased SO2 | Thousand Tons | 0 | 0 | 0 | 0 | 0 | 0 | 0 | 0
NSR WEPCO Settlement - SO2 Rate Annual v3.1 | 551 | 7404 | Rate Constraint in lbs/MMBtu | FALSE | L | Annual | Allowances Sold SO2 | Thousand Tons | 0 | 0 | 0 | 0 | 0 | 0 | 0 | 0
NSR WEPCO Settlement - SO2 Rate Annual v3.1 | 551 | 7404 | Rate Constraint in lbs/MMBtu | FALSE | L | Annual | Allowances Banked | Thousand Tons | 0 | 0 | 0 | 0 | 0 | 0 | 0 | 0
NSR WEPCO Settlement - SO2 Rate Annual v3.1 | 551 | 7404 | Rate Constraint in lbs/MMBtu | FALSE | L | Annual | Allowances Withdrawn (1:1) | Thousand Tons | 0 | 0 | 0 | 0 | 0 | 0 | 0 | 0
NSR WEPCO Settlement - SO2 Rate Annual v3.1 | 551 | 7404 | Rate Constraint in lbs/MMBtu | FALSE | L | Annual | Allowances Withdrawn (n:1) | Thousand Tons | 0 | 0 | 0 | 0 | 0 | 0 | 0 | 0
NSR WEPCO Settlement - SO2 Rate Annual v3.1 | 551 | 7404 | Rate Constraint in lbs/MMBtu | FALSE | L | Annual | Net Emissions Allowance Position | Thousand Tons | 0.30154 | 0.16649 | 0.56776 | 0.63458 | 0.71449 | 0.79016 | 0.15467 | 0
NSR WEPCO Settlement - SO2 Rate Annual v3.1 | 551 | 7404 | Rate Constraint in lbs/MMBtu | FALSE | L | Annual | Fuel Consumed | TBtu | 28.0049 | 17.6625 | 47.4111 | 52.5284 | 58.6481 | 60.512 | 11.845 | 0
NSR WEPCO Settlement - SO2 Rate Annual v3.1 | 551 | 7404 | Rate Constraint in lbs/MMBtu | FALSE | L | Annual | Rate | lb/MMBtu | 0.021535 | 0.018852 | 0.02395 | 0.024161 | 0.024365 | 0.026116 | 0.026116 | 0
NSR WEPCO Settlement - SO2 Rate Annual v3.1 | 551 | 7404 | Rate Constraint in lbs/MMBtu | FALSE | L | Annual | Generation | TWh | 2.8195 | 1.818 | 4.6703 | 5.1602 | 5.7516 | 5.8391 | 1.1272 | 0
NSR WEPCO Settlement - SO2 Rate Annual v3.1 | 551 | 7404 | Rate Constraint in lbs/MMBtu | FALSE | L | Annual | Qualifying Generation | TWh | 2.7402 | 1.7387 | 4.6068 | 5.0967 | 5.6882 | 5.8391 | 1.1272 | 0
NSR WEPCO Settlement - SO2 Rate Annual v3.1 | 551 | 7404 | Rate Constraint in lbs/MMBtu | FALSE | L | Annual | Rate | lb/MWh | 0.22008 | 0.1915 | 0.24649 | 0.24901 | 0.25122 | 0.27064 | 0.27443 | 0
NSR WEPCO Settlement - SO2 Rate Annual v3.1 | 551 | 7404 | Rate Constraint in lbs/MMBtu | FALSE | L | Annual | Constraint Shadow Price | US2019$/Ton | 0 | 0 | 0 | 0 | 0 | 0 | 0 | 0
NSR Westar Consent - NOX Cap Annual v4.10 | 552 | 7405 | Rate Constraint in MTons | FALSE | L | Annual | Seasons Included | Seasons | Winter, WintShld, Summer | Winter, WintShld, Summer | Winter, WintShld, Summer | Winter, WintShld, Summer | Winter, WintShld, Summer | Winter, WintShld, Summer | Winter, WintShld, Summer | Winter, WintShld, Summer
NSR Westar Consent - NOX Cap Annual v4.10 | 552 | 7405 | Rate Constraint in MTons | FALSE | L | Annual | Standard NOX | Thousand Tons | 9.6 | 9.6 | 9.6 | 9.6 | 9.6 | 9.6 | 9.6 | 9.6
NSR Westar Consent - NOX Cap Annual v4.10 | 552 | 7405 | Rate Constraint in MTons | FALSE | L | Annual | Emissions at Affected Plants NOX | Thousand Tons | 0.4752 | 0.4579 | 2.5271 | 2.327 | 2.4635 | 2.6515 | 2.107 | 1.6121
NSR Westar Consent - NOX Cap Annual v4.10 | 552 | 7405 | Rate Constraint in MTons | FALSE | L | Annual | Allowances Purchased NOX | Thousand Tons | 0 | 0 | 0 | 0 | 0 | 0 | 0 | 0
NSR Westar Consent - NOX Cap Annual v4.10 | 552 | 7405 | Rate Constraint in MTons | FALSE | L | Annual | Allowances Sold NOX | Thousand Tons | 0 | 0 | 0 | 0 | 0 | 0 | 0 | 0
NSR Westar Consent - NOX Cap Annual v4.10 | 552 | 7405 | Rate Constraint in MTons | FALSE | L | Annual | Allowances Banked | Thousand Tons | 0 | 0 | 0 | 0 | 0 | 0 | 0 | 0
NSR Westar Consent - NOX Cap Annual v4.10 | 552 | 7405 | Rate Constraint in MTons | FALSE | L | Annual | Allowances Withdrawn (1:1) | Thousand Tons | 0 | 0 | 0 | 0 | 0 | 0 | 0 | 0
NSR Westar Consent - NOX Cap Annual v4.10 | 552 | 7405 | Rate Constraint in MTons | FALSE | L | Annual | Allowances Withdrawn (n:1) | Thousand Tons | 0 | 0 | 0 | 0 | 0 | 0 | 0 | 0
NSR Westar Consent - NOX Cap Annual v4.10 | 552 | 7405 | Rate Constraint in MTons | FALSE | L | Annual | Net Emissions Allowance Position | Thousand Tons | 0.4752 | 0.4579 | 2.5271 | 2.327 | 2.4635 | 2.6515 | 2.107 | 1.6121
NSR Westar Consent - NOX Cap Annual v4.10 | 552 | 7405 | Rate Constraint in MTons | FALSE | L | Annual | Fuel Consumed | TBtu | 23.8077 | 22.941 | 74.3441 | 64.6637 | 68.5208 | 77.9415 | 58.424 | 48.269
NSR Westar Consent - NOX Cap Annual v4.10 | 552 | 7405 | Rate Constraint in MTons | FALSE | L | Annual | Rate | lb/MMBtu | 0.03992 | 0.03992 | 0.067984 | 0.071974 | 0.071904 | 0.068038 | 0.072129 | 0.066795
NSR Westar Consent - NOX Cap Annual v4.10 | 552 | 7405 | Rate Constraint in MTons | FALSE | L | Annual | Generation | TWh | 2.1663 | 2.0874 | 6.7208 | 5.8403 | 6.1887 | 7.0459 | 5.2765 | 4.3648
NSR Westar Consent - NOX Cap Annual v4.10 | 552 | 7405 | Rate Constraint in MTons | FALSE | L | Annual | Qualifying Generation | TWh | 2.1663 | 2.0874 | 6.7208 | 5.8403 | 6.1887 | 7.0459 | 5.2765 | 4.3648
NSR Westar Consent - NOX Cap Annual v4.10 | 552 | 7405 | Rate Constraint in MTons | FALSE | L | Annual | Rate | lb/MWh | 0.43872 | 0.43872 | 0.75203 | 0.79689 | 0.79611 | 0.75263 | 0.79864 | 0.73866
NSR Westar Consent - NOX Cap Annual v4.10 | 552 | 7405 | Rate Constraint in MTons | FALSE | L | Annual | Constraint Shadow Price | US2019$/Ton | 0 | 0 | 0 | 0 | 0 | 0 | 0 | 0
NSR Westar Consent - NOX Rate Annual v4.10, Unit 2589 and retrofits | 553 | 7406 | Rate Constraint in lbs/MMBtu | FALSE | L | Annual | Seasons Included | Seasons | Winter, WintShld, Summer | Winter, WintShld, Summer | Winter, WintShld, Summer | Winter, WintShld, Summer | Winter, WintShld, Summer | Winter, WintShld, Summer | Winter, WintShld, Summer | Winter, WintShld, Summer
NSR Westar Consent - NOX Rate Annual v4.10, Unit 2589 and retrofits | 553 | 7406 | Rate Constraint in lbs/MMBtu | FALSE | L | Annual | Standard NOX | lb/MMBtu | 0.1 | 0.1 | 0.1 | 0.1 | 0.1 | 0.1 | 0.1 | 0.1
NSR Westar Consent - NOX Rate Annual v4.10, Unit 2589 and retrofits | 553 | 7406 | Rate Constraint in lbs/MMBtu | FALSE | L | Annual | Emissions at Affected Plants NOX | Thousand Tons | 0.4752 | 0.4579 | 0.79075 | 0.60209 | 0.63958 | 0.82762 | 0.54098 | 0.53248
NSR Westar Consent - NOX Rate Annual v4.10, Unit 2589 and retrofits | 553 | 7406 | Rate Constraint in lbs/MMBtu | FALSE | L | Annual | Allowances Purchased NOX | Thousand Tons | 0 | 0 | 0 | 0 | 0 | 0 | 0 | 0
NSR Westar Consent - NOX Rate Annual v4.10, Unit 2589 and retrofits | 553 | 7406 | Rate Constraint in lbs/MMBtu | FALSE | L | Annual | Allowances Sold NOX | Thousand Tons | 0 | 0 | 0 | 0 | 0 | 0 | 0 | 0
NSR Westar Consent - NOX Rate Annual v4.10, Unit 2589 and retrofits | 553 | 7406 | Rate Constraint in lbs/MMBtu | FALSE | L | Annual | Allowances Banked | Thousand Tons | 0 | 0 | 0 | 0 | 0 | 0 | 0 | 0
NSR Westar Consent - NOX Rate Annual v4.10, Unit 2589 and retrofits | 553 | 7406 | Rate Constraint in lbs/MMBtu | FALSE | L | Annual | Allowances Withdrawn (1:1) | Thousand Tons | 0 | 0 | 0 | 0 | 0 | 0 | 0 | 0
NSR Westar Consent - NOX Rate Annual v4.10, Unit 2589 and retrofits | 553 | 7406 | Rate Constraint in lbs/MMBtu | FALSE | L | Annual | Allowances Withdrawn (n:1) | Thousand Tons | 0 | 0 | 0 | 0 | 0 | 0 | 0 | 0
NSR Westar Consent - NOX Rate Annual v4.10, Unit 2589 and retrofits | 553 | 7406 | Rate Constraint in lbs/MMBtu | FALSE | L | Annual | Net Emissions Allowance Position | Thousand Tons | 0.4752 | 0.4579 | 0.79075 | 0.60209 | 0.63958 | 0.82762 | 0.54098 | 0.53248
NSR Westar Consent - NOX Rate Annual v4.10, Unit 2589 and retrofits | 553 | 7406 | Rate Constraint in lbs/MMBtu | FALSE | L | Annual | Fuel Consumed | TBtu | 23.8077 | 22.941 | 39.6168 | 30.1647 | 32.043 | 41.4637 | 27.1032 | 26.6775
NSR Westar Consent - NOX Rate Annual v4.10, Unit 2589 and retrofits | 553 | 7406 | Rate Constraint in lbs/MMBtu | FALSE | L | Annual | Rate | lb/MMBtu | 0.03992 | 0.03992 | 0.03992 | 0.03992 | 0.03992 | 0.03992 | 0.03992 | 0.03992
NSR Westar Consent - NOX Rate Annual v4.10, Unit 2589 and retrofits | 553 | 7406 | Rate Constraint in lbs/MMBtu | FALSE | L | Annual | Generation | TWh | 2.1663 | 2.0874 | 3.6048 | 2.7447 | 2.9156 | 3.7729 | 2.4662 | 2.4274
NSR Westar Consent - NOX Rate Annual v4.10, Unit 2589 and retrofits | 553 | 7406 | Rate Constraint in lbs/MMBtu | FALSE | L | Annual | Qualifying Generation | TWh | 2.1663 | 2.0874 | 3.6048 | 2.7447 | 2.9156 | 3.7729 | 2.4662 | 2.4274
NSR Westar Consent - NOX Rate Annual v4.10, Unit 2589 and retrofits | 553 | 7406 | Rate Constraint in lbs/MMBtu | FALSE | L | Annual | Rate | lb/MWh | 0.43872 | 0.43872 | 0.43872 | 0.43872 | 0.43872 | 0.43872 | 0.43872 | 0.43872
NSR Westar Consent - NOX Rate Annual v4.10, Unit 2589 and retrofits | 553 | 7406 | Rate Constraint in lbs/MMBtu | FALSE | L | Annual | Constraint Shadow Price | US2019$/Ton | 0 | 0 | 0 | 0 | 0 | 0 | 0 | 0
NSR Westar Consent - NOX Rate Annual v4.10, Unit 2604 and retrofits | 554 | 7406 | Rate Constraint in lbs/MMBtu | FALSE | L | Annual | Seasons Included | Seasons | Winter, WintShld, Summer | Winter, WintShld, Summer | Winter, WintShld, Summer | Winter, WintShld, Summer | Winter, WintShld, Summer | Winter, WintShld, Summer | Winter, WintShld, Summer | Winter, WintShld, Summer
NSR Westar Consent - NOX Rate Annual v4.10, Unit 2604 and retrofits | 554 | 7406 | Rate Constraint in lbs/MMBtu | FALSE | L | Annual | Standard NOX | lb/MMBtu | 0.1 | 0.1 | 0.1 | 0.1 | 0.1 | 0.1 | 0.1 | 0.1
NSR Westar Consent - NOX Rate Annual v4.10, Unit 2604 and retrofits | 554 | 7406 | Rate Constraint in lbs/MMBtu | FALSE | L | Annual | Emissions at Affected Plants NOX | Thousand Tons | 0 | 0 | 0 | 0 | 0 | 0 | 0 | 0
NSR Westar Consent - NOX Rate Annual v4.10, Unit 2604 and retrofits | 554 | 7406 | Rate Constraint in lbs/MMBtu | FALSE | L | Annual | Allowances Purchased NOX | Thousand Tons | 0 | 0 | 0 | 0 | 0 | 0 | 0 | 0
NSR Westar Consent - NOX Rate Annual v4.10, Unit 2604 and retrofits | 554 | 7406 | Rate Constraint in lbs/MMBtu | FALSE | L | Annual | Allowances Sold NOX | Thousand Tons | 0 | 0 | 0 | 0 | 0 | 0 | 0 | 0
NSR Westar Consent - NOX Rate Annual v4.10, Unit 2604 and retrofits | 554 | 7406 | Rate Constraint in lbs/MMBtu | FALSE | L | Annual | Allowances Banked | Thousand Tons | 0 | 0 | 0 | 0 | 0 | 0 | 0 | 0
NSR Westar Consent - NOX Rate Annual v4.10, Unit 2604 and retrofits | 554 | 7406 | Rate Constraint in lbs/MMBtu | FALSE | L | Annual | Allowances Withdrawn (1:1) | Thousand Tons | 0 | 0 | 0 | 0 | 0 | 0 | 0 | 0
NSR Westar Consent - NOX Rate Annual v4.10, Unit 2604 and retrofits | 554 | 7406 | Rate Constraint in lbs/MMBtu | FALSE | L | Annual | Allowances Withdrawn (n:1) | Thousand Tons | 0 | 0 | 0 | 0 | 0 | 0 | 0 | 0
NSR Westar Consent - NOX Rate Annual v4.10, Unit 2604 and retrofits | 554 | 7406 | Rate Constraint in lbs/MMBtu | FALSE | L | Annual | Net Emissions Allowance Position | Thousand Tons | 0 | 0 | 0 | 0 | 0 | 0 | 0 | 0
NSR Westar Consent - NOX Rate Annual v4.10, Unit 2604 and retrofits | 554 | 7406 | Rate Constraint in lbs/MMBtu | FALSE | L | Annual | Fuel Consumed | TBtu | 0 | 0 | 0 | 0 | 0 | 0 | 0 | 0
NSR Westar Consent - NOX Rate Annual v4.10, Unit 2604 and retrofits | 554 | 7406 | Rate Constraint in lbs/MMBtu | FALSE | L | Annual | Rate | lb/MMBtu | 0 | 0 | 0 | 0 | 0 | 0 | 0 | 0
NSR Westar Consent - NOX Rate Annual v4.10, Unit 2604 and retrofits | 554 | 7406 | Rate Constraint in lbs/MMBtu | FALSE | L | Annual | Generation | TWh | 0 | 0 | 0 | 0 | 0 | 0 | 0 | 0
NSR Westar Consent - NOX Rate Annual v4.10, Unit 2604 and retrofits | 554 | 7406 | Rate Constraint in lbs/MMBtu | FALSE | L | Annual | Qualifying Generation | TWh | 0 | 0 | 0 | 0 | 0 | 0 | 0 | 0
NSR Westar Consent - NOX Rate Annual v4.10, Unit 2604 and retrofits | 554 | 7406 | Rate Constraint in lbs/MMBtu | FALSE | L | Annual | Rate | lb/MWh | 0 | 0 | 0 | 0 | 0 | 0 | 0 | 0
NSR Westar Consent - NOX Rate Annual v4.10, Unit 2604 and retrofits | 554 | 7406 | Rate Constraint in lbs/MMBtu | FALSE | L | Annual | Constraint Shadow Price | US2019$/Ton | 138736.757 | 0 | 0 | 0 | 0 | 0 | 0 | 2169.4051
NSR Westar Consent - NOX Rate Annual v4.10, Unit 2605 and retrofits | 555 | 7406 | Rate Constraint in lbs/MMBtu | FALSE | L | Annual | Seasons Included | Seasons | Winter, WintShld, Summer | Winter, WintShld, Summer | Winter, WintShld, Summer | Winter, WintShld, Summer | Winter, WintShld, Summer | Winter, WintShld, Summer | Winter, WintShld, Summer | Winter, WintShld, Summer
NSR Westar Consent - NOX Rate Annual v4.10, Unit 2605 and retrofits | 555 | 7406 | Rate Constraint in lbs/MMBtu | FALSE | L | Annual | Standard NOX | lb/MMBtu | 0.1 | 0.1 | 0.1 | 0.1 | 0.1 | 0.1 | 0.1 | 0.1
NSR Westar Consent - NOX Rate Annual v4.10, Unit 2605 and retrofits | 555 | 7406 | Rate Constraint in lbs/MMBtu | FALSE | L | Annual | Emissions at Affected Plants NOX | Thousand Tons | 0 | 0 | 1.7364 | 1.725 | 1.8239 | 1.8239 | 1.566 | 1.0796
NSR Westar Consent - NOX Rate Annual v4.10, Unit 2605 and retrofits | 555 | 7406 | Rate Constraint in lbs/MMBtu | FALSE | L | Annual | Allowances Purchased NOX | Thousand Tons | 0 | 0 | 0 | 0 | 0 | 0 | 0 | 0
NSR Westar Consent - NOX Rate Annual v4.10, Unit 2605 and retrofits | 555 | 7406 | Rate Constraint in lbs/MMBtu | FALSE | L | Annual | Allowances Sold NOX | Thousand Tons | 0 | 0 | 0 | 0 | 0 | 0 | 0 | 0
NSR Westar Consent - NOX Rate Annual v4.10, Unit 2605 and retrofits | 555 | 7406 | Rate Constraint in lbs/MMBtu | FALSE | L | Annual | Allowances Banked | Thousand Tons | 0 | 0 | 0 | 0 | 0 | 0 | 0 | 0
NSR Westar Consent - NOX Rate Annual v4.10, Unit 2605 and retrofits | 555 | 7406 | Rate Constraint in lbs/MMBtu | FALSE | L | Annual | Allowances Withdrawn (1:1) | Thousand Tons | 0 | 0 | 0 | 0 | 0 | 0 | 0 | 0
NSR Westar Consent - NOX Rate Annual v4.10, Unit 2605 and retrofits | 555 | 7406 | Rate Constraint in lbs/MMBtu | FALSE | L | Annual | Allowances Withdrawn (n:1) | Thousand Tons | 0 | 0 | 0 | 0 | 0 | 0 | 0 | 0
NSR Westar Consent - NOX Rate Annual v4.10, Unit 2605 and retrofits | 555 | 7406 | Rate Constraint in lbs/MMBtu | FALSE | L | Annual | Net Emissions Allowance Position | Thousand Tons | 0 | 0 | 1.7364 | 1.725 | 1.8239 | 1.8239 | 1.566 | 1.0796
NSR Westar Consent - NOX Rate Annual v4.10, Unit 2605 and retrofits | 555 | 7406 | Rate Constraint in lbs/MMBtu | FALSE | L | Annual | Fuel Consumed | TBtu | 0 | 0 | 34.7273 | 34.499 | 36.4778 | 36.4778 | 31.3208 | 21.5915
NSR Westar Consent - NOX Rate Annual v4.10, Unit 2605 and retrofits | 555 | 7406 | Rate Constraint in lbs/MMBtu | FALSE | L | Annual | Rate | lb/MMBtu | 0 | 0 | 0.1 | 0.1 | 0.1 | 0.1 | 0.1 | 0.1
NSR Westar Consent - NOX Rate Annual v4.10, Unit 2605 and retrofits | 555 | 7406 | Rate Constraint in lbs/MMBtu | FALSE | L | Annual | Generation | TWh | 0 | 0 | 3.116 | 3.0955 | 3.2731 | 3.2731 | 2.8104 | 1.9374
NSR Westar Consent - NOX Rate Annual v4.10, Unit 2605 and retrofits | 555 | 7406 | Rate Constraint in lbs/MMBtu | FALSE | L | Annual | Qualifying Generation | TWh | 0 | 0 | 3.116 | 3.0955 | 3.2731 | 3.2731 | 2.8104 | 1.9374
NSR Westar Consent - NOX Rate Annual v4.10, Unit 2605 and retrofits | 555 | 7406 | Rate Constraint in lbs/MMBtu | FALSE | L | Annual | Rate | lb/MWh | 0 | 0 | 1.1145 | 1.1145 | 1.1145 | 1.1145 | 1.1145 | 1.1145
NSR Westar Consent - NOX Rate Annual v4.10, Unit 2605 and retrofits | 555 | 7406 | Rate Constraint in lbs/MMBtu | FALSE | L | Annual | Constraint Shadow Price | US2019$/Ton | 167884.534 | 7819.351 | 7668.3295 | 5668.6451 | 12810.6943 | 16166.6962 | 4689.5136 | 7262.3937
NSR Westar Consent - SO2 Cap Annual v4.10 | 556 | 7407 | Rate Constraint in MTons | FALSE | L | Annual | Seasons Included | Seasons | Winter, WintShld, Summer | Winter, WintShld, Summer | Winter, WintShld, Summer | Winter, WintShld, Summer | Winter, WintShld, Summer | Winter, WintShld, Summer | Winter, WintShld, Summer | Winter, WintShld, Summer
NSR Westar Consent - SO2 Cap Annual v4.10 | 556 | 7407 | Rate Constraint in MTons | FALSE | L | Annual | Standard SO2 | Thousand Tons | 6.6 | 6.6 | 6.6 | 6.6 | 6.6 | 6.6 | 6.6 | 6.6
NSR Westar Consent - SO2 Cap Annual v4.10 | 556 | 7407 | Rate Constraint in MTons | FALSE | L | Annual | Emissions at Affected Plants SO2 | Thousand Tons | 0.28337 | 0.27305 | 0.8227 | 0.70789 | 0.75026 | 0.86239 | 0.63932 | 0.53586
NSR Westar Consent - SO2 Cap Annual v4.10 | 556 | 7407 | Rate Constraint in MTons | FALSE | L | Annual | Allowances Purchased SO2 | Thousand Tons | 0 | 0 | 0 | 0 | 0 | 0 | 0 | 0
NSR Westar Consent - SO2 Cap Annual v4.10 | 556 | 7407 | Rate Constraint in MTons | FALSE | L | Annual | Allowances Sold SO2 | Thousand Tons | 0 | 0 | 0 | 0 | 0 | 0 | 0 | 0
NSR Westar Consent - SO2 Cap Annual v4.10 | 556 | 7407 | Rate Constraint in MTons | FALSE | L | Annual | Allowances Banked | Thousand Tons | 0 | 0 | 0 | 0 | 0 | 0 | 0 | 0
NSR Westar Consent - SO2 Cap Annual v4.10 | 556 | 7407 | Rate Constraint in MTons | FALSE | L | Annual | Allowances Withdrawn (1:1) | Thousand Tons | 0 | 0 | 0 | 0 | 0 | 0 | 0 | 0
NSR Westar Consent - SO2 Cap Annual v4.10 | 556 | 7407 | Rate Constraint in MTons | FALSE | L | Annual | Allowances Withdrawn (n:1) | Thousand Tons | 0 | 0 | 0 | 0 | 0 | 0 | 0 | 0
NSR Westar Consent - SO2 Cap Annual v4.10 | 556 | 7407 | Rate Constraint in MTons | FALSE | L | Annual | Net Emissions Allowance Position | Thousand Tons | 0.28337 | 0.27305 | 0.8227 | 0.70789 | 0.75026 | 0.86239 | 0.63932 | 0.53586
NSR Westar Consent - SO2 Cap Annual v4.10 | 556 | 7407 | Rate Constraint in MTons | FALSE | L | Annual | Fuel Consumed | TBtu | 23.8077 | 22.941 | 74.3441 | 64.6637 | 68.5208 | 77.9415 | 58.424 | 48.269
NSR Westar Consent - SO2 Cap Annual v4.10 | 556 | 7407 | Rate Constraint in MTons | FALSE | L | Annual | Rate | lb/MMBtu | 0.023805 | 0.023805 | 0.022132 | 0.021895 | 0.021899 | 0.022129 | 0.021885 | 0.022203
NSR Westar Consent - SO2 Cap Annual v4.10 | 556 | 7407 | Rate Constraint in MTons | FALSE | L | Annual | Generation | TWh | 2.1663 | 2.0874 | 6.7208 | 5.8403 | 6.1887 | 7.0459 | 5.2765 | 4.3648
NSR Westar Consent - SO2 Cap Annual v4.10 | 556 | 7407 | Rate Constraint in MTons | FALSE | L | Annual | Qualifying Generation | TWh | 2.1663 | 2.0874 | 6.7208 | 5.8403 | 6.1887 | 7.0459 | 5.2765 | 4.3648
NSR Westar Consent - SO2 Cap Annual v4.10 | 556 | 7407 | Rate Constraint in MTons | FALSE | L | Annual | Rate | lb/MWh | 0.26162 | 0.26162 | 0.24482 | 0.24242 | 0.24246 | 0.24479 | 0.24232 | 0.24554
NSR Westar Consent - SO2 Cap Annual v4.10 | 556 | 7407 | Rate Constraint in MTons | FALSE | L | Annual | Constraint Shadow Price | US2019$/Ton | 0 | 0 | 0 | 0 | 0 | 0 | 0 | 0
NSR Westar Consent - SO2 Rate Annual v4.10 | 557 | 7408 | MACT Fuel Choice Floor in lbs/MMBtu | FALSE | L | Annual | Seasons Included | Seasons | Winter, WintShld, Summer | Winter, WintShld, Summer | Winter, WintShld, Summer | Winter, WintShld, Summer | Winter, WintShld, Summer | Winter, WintShld, Summer | Winter, WintShld, Summer | Winter, WintShld, Summer
NSR Westar Consent - SO2 Rate Annual v4.10 | 557 | 7408 | MACT Fuel Choice Floor in lbs/MMBtu | FALSE | L | Annual | Emission Floor | lb/MMBtu | 0.07 | 0.07 | 0.07 | 0.07 | 0.07 | 0.07 | 0.07 | 0.07
NSR Westar Consent - SO2 Rate Annual v4.10 | 557 | 7408 | MACT Fuel Choice Floor in lbs/MMBtu | FALSE | L | Annual | Emissions at Affected Plants SO2 | Thousand Tons | 0.28337 | 0.27305 | 0.8227 | 0.70789 | 0.75026 | 0.86239 | 0.63932 | 0.53586
NSR Westar Consent - SO2 Rate Annual v4.10 | 557 | 7408 | MACT Fuel Choice Floor in lbs/MMBtu | FALSE | L | Annual | Allowances Purchased SO2 | Thousand Tons | 0 | 0 | 0 | 0 | 0 | 0 | 0 | 0
NSR Westar Consent - SO2 Rate Annual v4.10 | 557 | 7408 | MACT Fuel Choice Floor in lbs/MMBtu | FALSE | L | Annual | Allowances Sold SO2 | Thousand Tons | 0 | 0 | 0 | 0 | 0 | 0 | 0 | 0
NSR Westar Consent - SO2 Rate Annual v4.10 | 557 | 7408 | MACT Fuel Choice Floor in lbs/MMBtu | FALSE | L | Annual | Allowances Banked | Thousand Tons | 0 | 0 | 0 | 0 | 0 | 0 | 0 | 0
NSR Westar Consent - SO2 Rate Annual v4.10 | 557 | 7408 | MACT Fuel Choice Floor in lbs/MMBtu | FALSE | L | Annual | Allowances Withdrawn (1:1) | Thousand Tons | 0 | 0 | 0 | 0 | 0 | 0 | 0 | 0
NSR Westar Consent - SO2 Rate Annual v4.10 | 557 | 7408 | MACT Fuel Choice Floor in lbs/MMBtu | FALSE | L | Annual | Allowances Withdrawn (n:1) | Thousand Tons | 0 | 0 | 0 | 0 | 0 | 0 | 0 | 0
NSR Westar Consent - SO2 Rate Annual v4.10 | 557 | 7408 | MACT Fuel Choice Floor in lbs/MMBtu | FALSE | L | Annual | Net Emissions Allowance Position | Thousand Tons | 0.28337 | 0.27305 | 0.8227 | 0.70789 | 0.75026 | 0.86239 | 0.63932 | 0.53586
NSR Westar Consent - SO2 Rate Annual v4.10 | 557 | 7408 | MACT Fuel Choice Floor in lbs/MMBtu | FALSE | L | Annual | Fuel Consumed | TBtu | 23.8077 | 22.941 | 74.3441 | 64.6637 | 68.5208 | 77.9415 | 58.424 | 48.269
NSR Westar Consent - SO2 Rate Annual v4.10 | 557 | 7408 | MACT Fuel Choice Floor in lbs/MMBtu | FALSE | L | Annual | Rate | lb/MMBtu | 0.023805 | 0.023805 | 0.022132 | 0.021895 | 0.021899 | 0.022129 | 0.021885 | 0.022203
NSR Westar Consent - SO2 Rate Annual v4.10 | 557 | 7408 | MACT Fuel Choice Floor in lbs/MMBtu | FALSE | L | Annual | Generation | TWh | 2.1663 | 2.0874 | 6.7208 | 5.8403 | 6.1887 | 7.0459 | 5.2765 | 4.3648
NSR Westar Consent - SO2 Rate Annual v4.10 | 557 | 7408 | MACT Fuel Choice Floor in lbs/MMBtu | FALSE | L | Annual | Qualifying Generation | TWh | 2.1663 | 2.0874 | 6.7208 | 5.8403 | 6.1887 | 7.0459 | 5.2765 | 4.3648
NSR Westar Consent - SO2 Rate Annual v4.10 | 557 | 7408 | MACT Fuel Choice Floor in lbs/MMBtu | FALSE | L | Annual | Constraint Shadow Price | US2019$/Ton | 0 | 0 | 0 | 0 | 0 | 0 | 0 | 0
NSR Winyah 1 - NOX Rate Annual v3.1, Unit 3836 and retrofits | 558 | 7433 | Rate Constraint in lbs/MMBtu | FALSE | L | Annual | Seasons Included | Seasons | Winter, WintShld, Summer | Winter, WintShld, Summer | Winter, WintShld, Summer | Winter, WintShld, Summer | Winter, WintShld, Summer | Winter, WintShld, Summer | Winter, WintShld, Summer | Winter, WintShld, Summer
NSR Winyah 1 - NOX Rate Annual v3.1, Unit 3836 and retrofits | 558 | 7433 | Rate Constraint in lbs/MMBtu | FALSE | L | Annual | Standard NOX | lb/MMBtu | 0.1 | 0.1 | 0.1 | 0.1 | 0.1 | 0.1 | 0.1 | 0.1
NSR Winyah 1 - NOX Rate Annual v3.1, Unit 3836 and retrofits | 558 | 7433 | Rate Constraint in lbs/MMBtu | FALSE | L | Annual | Emissions at Affected Plants NOX | Thousand Tons | 0.14686 | 0.14686 | 0.16142 | 0.43682 | 0.43416 | 0.16142 | 0.16142 | 0
NSR Winyah 1 - NOX Rate Annual v3.1, Unit 3836 and retrofits | 558 | 7433 | Rate Constraint in lbs/MMBtu | FALSE | L | Annual | Allowances Purchased NOX | Thousand Tons | 0 | 0 | 0 | 0 | 0 | 0 | 0 | 0
NSR Winyah 1 - NOX Rate Annual v3.1, Unit 3836 and retrofits | 558 | 7433 | Rate Constraint in lbs/MMBtu | FALSE | L | Annual | Allowances Sold NOX | Thousand Tons | 0 | 0 | 0 | 0 | 0 | 0 | 0 | 0
NSR Winyah 1 - NOX Rate Annual v3.1, Unit 3836 and retrofits | 558 | 7433 | Rate Constraint in lbs/MMBtu | FALSE | L | Annual | Allowances Banked | Thousand Tons | 0 | 0 | 0 | 0 | 0 | 0 | 0 | 0
NSR Winyah 1 - NOX Rate Annual v3.1, Unit 3836 and retrofits | 558 | 7433 | Rate Constraint in lbs/MMBtu | FALSE | L | Annual | Allowances Withdrawn (1:1) | Thousand Tons | 0 | 0 | 0 | 0 | 0 | 0 | 0 | 0
NSR Winyah 1 - NOX Rate Annual v3.1, Unit 3836 and retrofits | 558 | 7433 | Rate Constraint in lbs/MMBtu | FALSE | L | Annual | Allowances Withdrawn (n:1) | Thousand Tons | 0 | 0 | 0 | 0 | 0 | 0 | 0 | 0
NSR Winyah 1 - NOX Rate Annual v3.1, Unit 3836 and retrofits | 558 | 7433 | Rate Constraint in lbs/MMBtu | FALSE | L | Annual | Net Emissions Allowance Position | Thousand Tons | 0.14686 | 0.14686 | 0.16142 | 0.43682 | 0.43416 | 0.16142 | 0.16142 | 0
NSR Winyah 1 - NOX Rate Annual v3.1, Unit 3836 and retrofits | 558 | 7433 | Rate Constraint in lbs/MMBtu | FALSE | L | Annual | Fuel Consumed | TBtu | 3.6387 | 3.6387 | 3.9994 | 10.8232 | 10.7572 | 3.9994 | 3.9994 | 0
NSR Winyah 1 - NOX Rate Annual v3.1, Unit 3836 and retrofits | 558 | 7433 | Rate Constraint in lbs/MMBtu | FALSE | L | Annual | Rate | lb/MMBtu | 0.08072 | 0.08072 | 0.08072 | 0.08072 | 0.08072 | 0.08072 | 0.08072 | 0
NSR Winyah 1 - NOX Rate Annual v3.1, Unit 3836 and retrofits | 558 | 7433 | Rate Constraint in lbs/MMBtu | FALSE | L | Annual | Generation | TWh | 0.33846 | 0.33846 | 0.372 | 1.0067 | 1.0006 | 0.372 | 0.372 | 0
NSR Winyah 1 - NOX Rate Annual v3.1, Unit 3836 and retrofits | 558 | 7433 | Rate Constraint in lbs/MMBtu | FALSE | L | Annual | Qualifying Generation | TWh | 0.33846 | 0.33846 | 0.372 | 1.0067 | 1.0006 | 0.372 | 0.372 | 0
NSR Winyah 1 - NOX Rate Annual v3.1, Unit 3836 and retrofits | 558 | 7433 | Rate Constraint in lbs/MMBtu | FALSE | L | Annual | Rate | lb/MWh | 0.86782 | 0.86782 | 0.86782 | 0.86782 | 0.86782 | 0.86782 | 0.86782 | 0
NSR Winyah 1 - NOX Rate Annual v3.1, Unit 3836 and retrofits | 558 | 7433 | Rate Constraint in lbs/MMBtu | FALSE | L | Annual | Constraint Shadow Price | US2019$/Ton | 0 | 0 | 0 | 0 | 0 | 0 | 0 | 0
NSR Winyah 2-4 - NOX Rate Annual v3.1, Unit 3833 and retrofits | 559 | 7434 | Rate Constraint in lbs/MMBtu | FALSE | L | Annual | Seasons Included | Seasons | Winter, WintShld, Summer | Winter, WintShld, Summer | Winter, WintShld, Summer | Winter, WintShld, Summer | Winter, WintShld, Summer | Winter, WintShld, Summer | Winter, WintShld, Summer | Winter, WintShld, Summer
NSR Winyah 2-4 - NOX Rate Annual v3.1, Unit 3833 and retrofits | 559 | 7434 | Rate Constraint in lbs/MMBtu | FALSE | L | Annual | Standard NOX | lb/MMBtu | 0.12 | 0.12 | 0.12 | 0.12 | 0.12 | 0.12 | 0.12 | 0.12
NSR Winyah 2-4 - NOX Rate Annual v3.1, Unit 3833 and retrofits | 559 | 7434 | Rate Constraint in lbs/MMBtu | FALSE | L | Annual | Emissions at Affected Plants NOX | Thousand Tons | 0.16802 | 0.16802 | 0.18123 | 0.18123 | 0.18123 | 0.18123 | 0 | 0
NSR Winyah 2-4 - NOX Rate Annual v3.1, Unit 3833 and retrofits | 559 | 7434 | Rate Constraint in lbs/MMBtu | FALSE | L | Annual | Allowances Purchased NOX | Thousand Tons | 0 | 0 | 0 | 0 | 0 | 0 | 0 | 0
NSR Winyah 2-4 - NOX Rate Annual v3.1, Unit 3833 and retrofits | 559 | 7434 | Rate Constraint in lbs/MMBtu | FALSE | L | Annual | Allowances Sold NOX | Thousand Tons | 0 | 0 | 0 | 0 | 0 | 0 | 0 | 0
NSR Winyah 2-4 - NOX Rate Annual v3.1, Unit 3833 and retrofits | 559 | 7434 | Rate Constraint in lbs/MMBtu | FALSE | L | Annual | Allowances Banked | Thousand Tons | 0 | 0 | 0 | 0 | 0 | 0 | 0 | 0
NSR Winyah 2-4 - NOX Rate Annual v3.1, Unit 3833 and retrofits | 559 | 7434 | Rate Constraint in lbs/MMBtu | FALSE | L | Annual | Allowances Withdrawn (1:1) | Thousand Tons | 0 | 0 | 0 | 0 | 0 | 0 | 0 | 0
NSR Winyah 2-4 - NOX Rate Annual v3.1, Unit 3833 and retrofits | 559 | 7434 | Rate Constraint in lbs/MMBtu | FALSE | L | Annual | Allowances Withdrawn (n:1) | Thousand Tons | 0 | 0 | 0 | 0 | 0 | 0 | 0 | 0
NSR Winyah 2-4 - NOX Rate Annual v3.1, Unit 3833 and retrofits | 559 | 7434 | Rate Constraint in lbs/MMBtu | FALSE | L | Annual | Net Emissions Allowance Position | Thousand Tons | 0.16802 | 0.16802 | 0.18123 | 0.18123 | 0.18123 | 0.18123 | 0 | 0
NSR Winyah 2-4 - NOX Rate Annual v3.1, Unit 3833 and retrofits | 559 | 7434 | Rate Constraint in lbs/MMBtu | FALSE | L | Annual | Fuel Consumed | TBtu | 3.972 | 3.972 | 4.2845 | 4.2845 | 4.2845 | 4.2845 | 0 | 0
NSR Winyah 2-4 - NOX Rate Annual v3.1, Unit 3833 and retrofits | 559 | 7434 | Rate Constraint in lbs/MMBtu | FALSE | L | Annual | Rate | lb/MMBtu | 0.0846 | 0.0846 | 0.0846 | 0.0846 | 0.0846 | 0.0846 | 0 | 0
NSR Winyah 2-4 - NOX Rate Annual v3.1, Unit 3833 and retrofits | 559 | 7434 | Rate Constraint in lbs/MMBtu | FALSE | L | Annual | Generation | TWh | 0.36832 | 0.36832 | 0.3973 | 0.3973 | 0.3973 | 0.3973 | 0 | 0
NSR Winyah 2-4 - NOX Rate Annual v3.1, Unit 3833 and retrofits | 559 | 7434 | Rate Constraint in lbs/MMBtu | FALSE | L | Annual | Qualifying Generation | TWh | 0.36832 | 0.36832 | 0.3973 | 0.3973 | 0.3973 | 0.3973 | 0 | 0
NSR Winyah 2-4 - NOX Rate Annual v3.1, Unit 3833 and retrofits | 559 | 7434 | Rate Constraint in lbs/MMBtu | FALSE | L | Annual | Rate | lb/MWh | 0.91233 | 0.91233 | 0.91233 | 0.91233 | 0.91233 | 0.91233 | 0 | 0
NSR Winyah 2-4 - NOX Rate Annual v3.1, Unit 3833 and retrofits | 559 | 7434 | Rate Constraint in lbs/MMBtu | FALSE | L | Annual | Constraint Shadow Price | US2019$/Ton | 0 | 0 | 0 | 0 | 0 | 0 | 0 | 0
NSR Winyah 2-4 - NOX Rate Annual v3.1, Unit 3834 and retrofits | 560 | 7434 | Rate Constraint in lbs/MMBtu | FALSE | L | Annual | Seasons Included | Seasons | Winter, WintShld, Summer | Winter, WintShld, Summer | Winter, WintShld, Summer | Winter, WintShld, Summer | Winter, WintShld, Summer | Winter, WintShld, Summer | Winter, WintShld, Summer | Winter, WintShld, Summer
NSR Winyah 2-4 - NOX Rate Annual v3.1, Unit 3834 and retrofits | 560 | 7434 | Rate Constraint in lbs/MMBtu | FALSE | L | Annual | Standard NOX | lb/MMBtu | 0.12 | 0.12 | 0.12 | 0.12 | 0.12 | 0.12 | 0.12 | 0.12
NSR Winyah 2-4 - NOX Rate Annual v3.1, Unit 3834 and retrofits | 560 | 7434 | Rate Constraint in lbs/MMBtu | FALSE | L | Annual | Emissions at Affected Plants NOX | Thousand Tons | 0.19314 | 0.19314 | 0.21111 | 0.28105 | 0.30349 | 0.21111 | 0 | 0
NSR Winyah 2-4 - NOX Rate Annual v3.1, Unit 3834 and retrofits | 560 | 7434 | Rate Constraint in lbs/MMBtu | FALSE | L | Annual | Allowances Purchased NOX | Thousand Tons | 0 | 0 | 0 | 0 | 0 | 0 | 0 | 0
NSR Winyah 2-4 - NOX Rate Annual v3.1, Unit 3834 and retrofits | 560 | 7434 | Rate Constraint in lbs/MMBtu | FALSE | L | Annual | Allowances Sold NOX | Thousand Tons | 0 | 0 | 0 | 0 | 0 | 0 | 0 | 0
NSR Winyah 2-4 - NOX Rate Annual v3.1, Unit 3834 and retrofits | 560 | 7434 | Rate Constraint in lbs/MMBtu | FALSE | L | Annual | Allowances Banked | Thousand Tons | 0 | 0 | 0 | 0 | 0 | 0 | 0 | 0
NSR Winyah 2-4 - NOX Rate Annual v3.1, Unit 3834 and retrofits | 560 | 7434 | Rate Constraint in lbs/MMBtu | FALSE | L | Annual | Allowances Withdrawn (1:1) | Thousand Tons | 0 | 0 | 0 | 0 | 0 | 0 | 0 | 0
NSR Winyah 2-4 - NOX Rate Annual v3.1, Unit 3834 and retrofits | 560 | 7434 | Rate Constraint in lbs/MMBtu | FALSE | L | Annual | Allowances Withdrawn (n:1) | Thousand Tons | 0 | 0 | 0 | 0 | 0 | 0 | 0 | 0
NSR Winyah 2-4 - NOX Rate Annual v3.1, Unit 3834 and retrofits | 560 | 7434 | Rate Constraint in lbs/MMBtu | FALSE | L | Annual | Net Emissions Allowance Position | Thousand Tons | 0.19314 | 0.19314 | 0.21111 | 0.28105 | 0.30349 | 0.21111 | 0 | 0
NSR Winyah 2-4 - NOX Rate Annual v3.1, Unit 3834 and retrofits | 560 | 7434 | Rate Constraint in lbs/MMBtu | FALSE | L | Annual | Fuel Consumed | TBtu | 3.8435 | 3.8435 | 4.2012 | 5.593 | 6.0396 | 4.2012 | 0 | 0
NSR Winyah 2-4 - NOX Rate Annual v3.1, Unit 3834 and retrofits | 560 | 7434 | Rate Constraint in lbs/MMBtu | FALSE | L | Annual | Rate | lb/MMBtu | 0.1005 | 0.1005 | 0.1005 | 0.1005 | 0.1005 | 0.1005 | 0 | 0
NSR Winyah 2-4 - NOX Rate Annual v3.1, Unit 3834 and retrofits | 560 | 7434 | Rate Constraint in lbs/MMBtu | FALSE | L | Annual | Generation | TWh | 0.35578 | 0.35578 | 0.38889 | 0.51773 | 0.55907 | 0.38889 | 0 | 0
NSR Winyah 2-4 - NOX Rate Annual v3.1, Unit 3834 and retrofits | 560 | 7434 | Rate Constraint in lbs/MMBtu | FALSE | L | Annual | Qualifying Generation | TWh | 0.35578 | 0.35578 | 0.38889 | 0.51773 | 0.55907 | 0.38889 | 0 | 0
NSR Winyah 2-4 - NOX Rate Annual v3.1, Unit 3834 and retrofits | 560 | 7434 | Rate Constraint in lbs/MMBtu | FALSE | L | Annual | Rate | lb/MWh | 1.0857 | 1.0857 | 1.0857 | 1.0857 | 1.0857 | 1.0857 | 0 | 0
NSR Winyah 2-4 - NOX Rate Annual v3.1, Unit 3834 and retrofits | 560 | 7434 | Rate Constraint in lbs/MMBtu | FALSE | L | Annual | Constraint Shadow Price | US2019$/Ton | 0 | 0 | 0 | 0 | 0 | 0 | 0 | 0
NSR Winyah 2-4 - NOX Rate Annual v3.1, Unit 3835 and retrofits | 561 | 7434 | Rate Constraint in lbs/MMBtu | FALSE | L | Annual | Seasons Included | Seasons | Winter, WintShld, Summer | Winter, WintShld, Summer | Winter, WintShld, Summer | Winter, WintShld, Summer | Winter, WintShld, Summer | Winter, WintShld, Summer | Winter, WintShld, Summer | Winter, WintShld, Summer
NSR Winyah 2-4 - NOX Rate Annual v3.1, Unit 3835 and retrofits | 561 | 7434 | Rate Constraint in lbs/MMBtu | FALSE | L | Annual | Standard NOX | lb/MMBtu | 0.12 | 0.12 | 0.12 | 0.12 | 0.12 | 0.12 | 0.12 | 0.12
NSR Winyah 2-4 - NOX Rate Annual v3.1, Unit 3835 and retrofits | 561 | 7434 | Rate Constraint in lbs/MMBtu | FALSE | L | Annual | Emissions at Affected Plants NOX | Thousand Tons | 0.42433 | 0.14758 | 0.446 | 0.446 | 0.44478 | 0.3941 | 0.3941 | 0.13619
NSR Winyah 2-4 - NOX Rate Annual v3.1, Unit 3835 and retrofits | 561 | 7434 | Rate Constraint in lbs/MMBtu | FALSE | L | Annual | Allowances Purchased NOX | Thousand Tons | 0 | 0 | 0 | 0 | 0 | 0 | 0 | 0
NSR Winyah 2-4 - NOX Rate Annual v3.1, Unit 3835 and retrofits | 561 | 7434 | Rate Constraint in lbs/MMBtu | FALSE | L | Annual | Allowances Sold NOX | Thousand Tons | 0 | 0 | 0 | 0 | 0 | 0 | 0 | 0
NSR Winyah 2-4 - NOX Rate Annual v3.1, Unit 3835 and retrofits | 561 | 7434 | Rate Constraint in lbs/MMBtu | FALSE | L | Annual | Allowances Banked | Thousand Tons | 0 | 0 | 0 | 0 | 0 | 0 | 0 | 0
NSR Winyah 2-4 - NOX Rate Annual v3.1, Unit 3835 and retrofits | 561 | 7434 | Rate Constraint in lbs/MMBtu | FALSE | L | Annual | Allowances Withdrawn (1:1) | Thousand Tons | 0 | 0 | 0 | 0 | 0 | 0 | 0 | 0
NSR Winyah 2-4 - NOX Rate Annual v3.1, Unit 3835 and retrofits | 561 | 7434 | Rate Constraint in lbs/MMBtu | FALSE | L | Annual | Allowances Withdrawn (n:1) | Thousand Tons | 0 | 0 | 0 | 0 | 0 | 0 | 0 | 0
NSR Winyah 2-4 - NOX Rate Annual v3.1, Unit 3835 and retrofits | 561 | 7434 | Rate Constraint in lbs/MMBtu | FALSE | L | Annual | Net Emissions Allowance Position | Thousand Tons | 0.42433 | 0.14758 | 0.446 | 0.446 | 0.44478 | 0.3941 | 0.3941 | 0.13619
NSR Winyah 2-4 - NOX Rate Annual v3.1, Unit 3835 and retrofits | 561 | 7434 | Rate Constraint in lbs/MMBtu | FALSE | L | Annual | Fuel Consumed | TBtu | 9.699 | 3.3733 | 10.1944 | 10.1944 | 10.1664 | 9.0079 | 9.0079 | 3.1129
NSR Winyah 2-4 - NOX Rate Annual v3.1, Unit 3835 and retrofits | 561 | 7434 | Rate Constraint in lbs/MMBtu | FALSE | L | Annual | Rate | lb/MMBtu | 0.0875 | 0.0875 | 0.0875 | 0.0875 | 0.0875 | 0.0875 | 0.0875 | 0.0875
NSR Winyah 2-4 - NOX Rate Annual v3.1, Unit 3835 and retrofits | 561 | 7434 | Rate Constraint in lbs/MMBtu | FALSE | L | Annual | Generation | TWh | 0.90755 | 0.31564 | 0.95391 | 0.95391 | 0.95129 | 0.84289 | 0.84289 | 0.29128
NSR Winyah 2-4 - NOX Rate Annual v3.1, Unit 3835 and retrofits | 561 | 7434 | Rate Constraint in lbs/MMBtu | FALSE | L | Annual | Qualifying Generation | TWh | 0.90755 | 0.31564 | 0.95391 | 0.95391 | 0.95129 | 0.84289 | 0.84289 | 0.29128
NSR Winyah 2-4 - NOX Rate Annual v3.1, Unit 3835 and retrofits | 561 | 7434 | Rate Constraint in lbs/MMBtu | FALSE | L | Annual | Rate | lb/MWh | 0.93511 | 0.93511 | 0.93511 | 0.93511 | 0.93511 | 0.93511 | 0.93511 | 0.93511
NSR Winyah 2-4 - NOX Rate Annual v3.1, Unit 3835 and retrofits | 561 | 7434 | Rate Constraint in lbs/MMBtu | FALSE | L | Annual | Constraint Shadow Price | US2019$/Ton | 0 | 0 | 0 | 0 | 0 | 0 | 0 | 0
NSR WPS Consent - NOX Cap Annual v5.12 | 562 | 7409 | Rate Constraint in MTons | FALSE | L | Annual | Seasons Included | Seasons | Winter, WintShld, Summer | Winter, WintShld, Summer | Winter, WintShld, Summer | Winter, WintShld, Summer | Winter, WintShld, Summer | Winter, WintShld, Summer | Winter, WintShld, Summer | Winter, WintShld, Summer
NSR WPS Consent - NOX Cap Annual v5.12 | 562 | 7409 | Rate Constraint in MTons | FALSE | L | Annual | Standard NOX | Thousand Tons | 3.7 | 3.7 | 3.7 | 3.7 | 3.7 | 3.7 | 3.7 | 3.7
NSR WPS Consent - NOX Cap Annual v5.12 | 562 | 7409 | Rate Constraint in MTons | FALSE | L | Annual | Emissions at Affected Plants NOX | Thousand Tons | 0.54 | 0.26424 | 0.94291 | 0.86804 | 0.97911 | 0.96052 | 0.82074 | 0.48517
NSR WPS Consent - NOX Cap Annual v5.12 | 562 | 7409 | Rate Constraint in MTons | FALSE | L | Annual | Allowances Purchased NOX | Thousand Tons | 0 | 0 | 0 | 0 | 0 | 0 | 0 | 0
NSR WPS Consent - NOX Cap Annual v5.12 | 562 | 7409 | Rate Constraint in MTons | FALSE | L | Annual | Allowances Sold NOX | Thousand Tons | 0 | 0 | 0 | 0 | 0 | 0 | 0 | 0
NSR WPS Consent - NOX Cap Annual v5.12 | 562 | 7409 | Rate Constraint in MTons | FALSE | L | Annual | Allowances Banked | Thousand Tons | 0 | 0 | 0 | 0 | 0 | 0 | 0 | 0
NSR WPS Consent - NOX Cap Annual v5.12 | 562 | 7409 | Rate Constraint in MTons | FALSE | L | Annual | Allowances Withdrawn (1:1) | Thousand Tons | 0 | 0 | 0 | 0 | 0 | 0 | 0 | 0
NSR WPS Consent - NOX Cap Annual v5.12 | 562 | 7409 | Rate Constraint in MTons | FALSE | L | Annual | Allowances Withdrawn (n:1) | Thousand Tons | 0 | 0 | 0 | 0 | 0 | 0 | 0 | 0
NSR WPS Consent - NOX Cap Annual v5.12 | 562 | 7409 | Rate Constraint in MTons | FALSE | L | Annual | Net Emissions Allowance Position | Thousand Tons | 0.54 | 0.26424 | 0.94291 | 0.86804 | 0.97911 | 0.96052 | 0.82074 | 0.48517
NSR WPS Consent - NOX Cap Annual v5.12 | 562 | 7409 | Rate Constraint in MTons | FALSE | L | Annual | Fuel Consumed | TBtu | 18.1538 | 7.8969 | 33.761 | 32.2298 | 35.13 | 35.984 | 30.5279 | 18.0462
NSR WPS Consent - NOX Cap Annual v5.12 | 562 | 7409 | Rate Constraint in MTons | FALSE | L | Annual | Rate | lb/MMBtu | 0.059491 | 0.066922 | 0.055858 | 0.053866 | 0.055742 | 0.053386 | 0.05377 | 0.05377
NSR WPS Consent - NOX Cap Annual v5.12 | 562 | 7409 | Rate Constraint in MTons | FALSE | L | Annual | Generation | TWh | 1.8746 | 0.81486 | 3.4744 | 3.316 | 3.6146 | 3.7037 | 3.154 | 1.8645
NSR WPS Consent - NOX Cap Annual v5.12 | 562 | 7409 | Rate Constraint in MTons | FALSE | L | Annual | Qualifying Generation | TWh | 1.8746 | 0.81486 | 3.4744 | 3.316 | 3.6146 | 3.7037 | 3.154 | 1.8645
NSR WPS Consent - NOX Cap Annual v5.12 | 562 | 7409 | Rate Constraint in MTons | FALSE | L | Annual | Rate | lb/MWh | 0.57613 | 0.64856 | 0.54277 | 0.52354 | 0.54175 | 0.51868 | 0.52044 | 0.52044
NSR WPS Consent - NOX Cap Annual v5.12 | 562 | 7409 | Rate Constraint in MTons | FALSE | L | Annual | Constraint Shadow Price | US2019$/Ton | 0 | 0 | 0 | 0 | 0 | 0 | 0 | 0
NSR WPS Consent - SO2 Cap Annual v5.12 | 563 | 7410 | Rate Constraint in MTons | FALSE | L | Annual | Seasons Included | Seasons | Winter, WintShld, Summer | Winter, WintShld, Summer | Winter, WintShld, Summer | Winter, WintShld, Summer | Winter, WintShld, Summer | Winter, WintShld, Summer | Winter, WintShld, Summer | Winter, WintShld, Summer
NSR WPS Consent - SO2 Cap Annual v5.12 | 563 | 7410 | Rate Constraint in MTons | FALSE | L | Annual | Standard SO2 | Thousand Tons | 4.25 | 4.25 | 4.25 | 4.25 | 4.25 | 4.25 | 4.25 | 4.25
NSR WPS Consent - SO2 Cap Annual v5.12 | 563 | 7410 | Rate Constraint in MTons | FALSE | L | Annual | Emissions at Affected Plants SO2 | Thousand Tons | 0.43049 | 0.16262 | 0.76666 | 0.74937 | 0.79478 | 0.85199 | 0.79727 | 0.47129
NSR WPS Consent - SO2 Cap Annual v5.12 | 563 | 7410 | Rate Constraint in MTons | FALSE | L | Annual | Allowances Purchased SO2 | Thousand Tons | 0 | 0 | 0 | 0 | 0 | 0 | 0 | 0
NSR WPS Consent - SO2 Cap Annual v5.12 | 563 | 7410 | Rate Constraint in MTons | FALSE | L | Annual | Allowances Sold SO2 | Thousand Tons | 0 | 0 | 0 | 0 | 0 | 0 | 0 | 0
NSR WPS Consent - SO2 Cap Annual v5.12 | 563 | 7410 | Rate Constraint in MTons | FALSE | L | Annual | Allowances Banked | Thousand Tons | 0 | 0 | 0 | 0 | 0 | 0 | 0 | 0
NSR WPS Consent - SO2 Cap Annual v5.12 | 563 | 7410 | Rate Constraint in MTons | FALSE | L | Annual | Allowances Withdrawn (1:1) | Thousand Tons | 0 | 0 | 0 | 0 | 0 | 0 | 0 | 0
NSR WPS Consent - SO2 Cap Annual v5.12 | 563 | 7410 | Rate Constraint in MTons | FALSE | L | Annual | Allowances Withdrawn (n:1) | Thousand Tons | 0 | 0 | 0 | 0 | 0 | 0 | 0 | 0
NSR WPS Consent - SO2 Cap Annual v5.12 | 563 | 7410 | Rate Constraint in MTons | FALSE | L | Annual | Net Emissions Allowance Position | Thousand Tons | 0.43049 | 0.16262 | 0.76666 | 0.74937 | 0.79478 | 0.85199 | 0.79727 | 0.47129
NSR WPS Consent - SO2 Cap Annual v5.12 | 563 | 7410 | Rate Constraint in MTons | FALSE | L | Annual | Fuel Consumed | TBtu | 18.1538 | 7.8969 | 33.761 | 32.2298 | 35.13 | 35.984 | 30.5279 | 18.0462
NSR WPS Consent - SO2 Cap Annual v5.12 | 563 | 7410 | Rate Constraint in MTons | FALSE | L | Annual | Rate | lb/MMBtu | 0.047427 | 0.041186 | 0.045417 | 0.046502 | 0.045248 | 0.047354 | 0.052232 | 0.052232
NSR WPS Consent - SO2 Cap Annual v5.12 | 563 | 7410 | Rate Constraint in MTons | FALSE | L | Annual | Generation | TWh | 1.8746 | 0.81486 | 3.4744 | 3.316 | 3.6146 | 3.7037 | 3.154 | 1.8645
NSR WPS Consent - SO2 Cap Annual v5.12 | 563 | 7410 | Rate Constraint in MTons | FALSE | L | Annual | Qualifying Generation | TWh | 1.8746 | 0.81486 | 3.4744 | 3.316 | 3.6146 | 3.7037 | 3.154 | 1.8645
NSR WPS Consent - SO2 Cap Annual v5.12 | 563 | 7410 | Rate Constraint in MTons | FALSE | L | Annual | Rate | lb/MWh | 0.45929 | 0.39914 | 0.44131 | 0.45197 | 0.43976 | 0.46008 | 0.50555 | 0.50555
NSR WPS Consent - SO2 Cap Annual v5.12 | 563 | 7410 | Rate Constraint in MTons | FALSE | L | Annual | Constraint Shadow Price | US2019$/Ton | 0 | 0 | 0 | 0 | 0 | 0 | 0 | 0
NSR WPS Weston 3 - NOX Rate Annual v5.12, Unit 3272 and retrofits | 564 | 7411 | Rate Constraint in lbs/MMBtu | FALSE | L | Annual | Seasons Included | Seasons | Winter, WintShld, Summer | Winter, WintShld, Summer | Winter, WintShld, Summer | Winter, WintShld, Summer | Winter, WintShld, Summer | Winter, WintShld, Summer | Winter, WintShld, Summer | Winter, WintShld, Summer
NSR WPS Weston 3 - NOX Rate Annual v5.12, Unit 3272 and retrofits | 564 | 7411 | Rate Constraint in lbs/MMBtu | FALSE | L | Annual | Standard NOX | lb/MMBtu | 0.1 | 0.1 | 0.1 | 0.1 | 0.1 | 0.1 | 0.1 | 0.1
NSR WPS Weston 3 - NOX Rate Annual v5.12, Unit 3272 and retrofits | 564 | 7411 | Rate Constraint in lbs/MMBtu | FALSE | L | Annual | Emissions at Affected Plants NOX | Thousand Tons | 0 | 0 | 0.083751 | 0.089242 | 0.091721 | 0.091721 | 0 | 0
NSR WPS Weston 3 - NOX Rate Annual v5.12, Unit 3272 and retrofits | 564 | 7411 | Rate Constraint in lbs/MMBtu | FALSE | L | Annual | Allowances Purchased NOX | Thousand Tons | 0 | 0 | 0 | 0 | 0 | 0 | 0 | 0
NSR WPS Weston 3 - NOX Rate Annual v5.12, Unit 3272 and retrofits | 564 | 7411 | Rate Constraint in lbs/MMBtu | FALSE | L | Annual | Allowances Sold NOX | Thousand Tons | 0 | 0 | 0 | 0 | 0 | 0 | 0 | 0
NSR WPS Weston 3 - NOX Rate Annual v5.12, Unit 3272 and retrofits | 564 | 7411 | Rate Constraint in lbs/MMBtu | FALSE | L | Annual | Allowances Banked | Thousand Tons | 0 | 0 | 0 | 0 | 0 | 0 | 0 | 0
NSR WPS Weston 3 - NOX Rate Annual v5.12, Unit 3272 and retrofits | 564 | 7411 | Rate Constraint in lbs/MMBtu | FALSE | L | Annual | Allowances Withdrawn (1:1) | Thousand Tons | 0 | 0 | 0 | 0 | 0 | 0 | 0 | 0
NSR WPS Weston 3 - NOX Rate Annual v5.12, Unit 3272 and retrofits | 564 | 7411 | Rate Constraint in lbs/MMBtu | FALSE | L | Annual | Allowances Withdrawn (n:1) | Thousand Tons | 0 | 0 | 0 | 0 | 0 | 0 | 0 | 0
NSR WPS Weston 3 - NOX Rate Annual v5.12, Unit 3272 and retrofits | 564 | 7411 | Rate Constraint in lbs/MMBtu | FALSE | L | Annual | Net Emissions Allowance Position | Thousand Tons | 0 | 0 | 0.083751 | 0.089242 | 0.091721 | 0.091721 | 0 | 0
NSR WPS Weston 3 - NOX Rate Annual v5.12, Unit 3272 and retrofits | 564 | 7411 | Rate Constraint in lbs/MMBtu | FALSE | L | Annual | Fuel Consumed | TBtu | 0 | 0 | 3.35 | 3.5697 | 3.6688 | 3.6688 | 0 | 0
NSR WPS Weston 3 - NOX Rate Annual v5.12, Unit 3272 and retrofits | 564 | 7411 | Rate Constraint in lbs/MMBtu | FALSE | L | Annual | Rate | lb/MMBtu | 0 | 0 | 0.05 | 0.05 | 0.05 | 0.05 | 0 | 0
NSR WPS Weston 3 - NOX Rate Annual v5.12, Unit 3272 and retrofits | 564 | 7411 | Rate Constraint in lbs/MMBtu | FALSE | L | Annual | Generation | TWh | 0 | 0 | 0.33329 | 0.35514 | 0.36501 | 0.36501 | 0 | 0
NSR WPS Weston 3 - NOX Rate Annual v5.12, Unit 3272 and retrofits | 564 | 7411 | Rate Constraint in lbs/MMBtu | FALSE | L | Annual | Qualifying Generation | TWh | 0 | 0 | 0.33329 | 0.35514 | 0.36501 | 0.36501 | 0 | 0
NSR WPS Weston 3 - NOX Rate Annual v5.12, Unit 3272 and retrofits | 564 | 7411 | Rate Constraint in lbs/MMBtu | FALSE | L | Annual | Rate | lb/MWh | 0 | 0 | 0.50257 | 0.50257 | 0.50257 | 0.50257 | 0 | 0
NSR WPS Weston 3 - NOX Rate Annual v5.12, Unit 3272 and retrofits | 564 | 7411 | Rate Constraint in lbs/MMBtu | FALSE | L | Annual | Constraint Shadow Price | US2019$/Ton | 0 | 0 | 0 | 0 | 0 | 0 | 0 | 0
NSR WPS Weston 3 - SO2 Rate Annual v5.12, Unit 3272 and retrofits | 565 | 7412 | Rate Constraint in lbs/MMBtu | FALSE | L | Annual | Seasons Included | Seasons | Winter, WintShld, Summer | Winter, WintShld, Summer | Winter, WintShld, Summer | Winter, WintShld, Summer | Winter, WintShld, Summer | Winter, WintShld, Summer | Winter, WintShld, Summer | Winter, WintShld, Summer
NSR WPS Weston 3 - SO2 Rate Annual v5.12, Unit 3272 and retrofits | 565 | 7412 | Rate Constraint in lbs/MMBtu | FALSE | L | Annual | Standard SO2 | lb/MMBtu | 0.08 | 0.08 | 0.08 | 0.08 | 0.08 | 0.08 | 0.08 | 0.08
NSR WPS Weston 3 - SO2 Rate Annual v5.12, Unit 3272 and retrofits | 565 | 7412 | Rate Constraint in lbs/MMBtu | FALSE | L | Annual | Emissions at Affected Plants SO2 | Thousand Tons | 0 | 0 | 0.0073491 | 0.007831 | 0.0080485 | 0.0080485 | 0 | 0
NSR WPS Weston 3 - SO2 Rate Annual v5.12, Unit 3272 and retrofits | 565 | 7412 | Rate Constraint in lbs/MMBtu | FALSE | L | Annual | Allowances Purchased SO2 | Thousand Tons | 0 | 0 | 0 | 0 | 0 | 0 | 0 | 0
NSR WPS Weston 3 - SO2 Rate Annual v5.12, Unit 3272 and retrofits | 565 | 7412 | Rate Constraint in lbs/MMBtu | FALSE | L | Annual | Allowances Sold SO2 | Thousand Tons | 0 | 0 | 0 | 0 | 0 | 0 | 0 | 0
NSR WPS Weston 3 - SO2 Rate Annual v5.12, Unit 3272 and retrofits | 565 | 7412 | Rate Constraint in lbs/MMBtu | FALSE | L | Annual | Allowances Banked | Thousand Tons | 0 | 0 | 0 | 0 | 0 | 0 | 0 | 0
NSR WPS Weston 3 - SO2 Rate Annual v5.12, Unit 3272 and retrofits | 565 | 7412 | Rate Constraint in lbs/MMBtu | FALSE | L | Annual | Allowances Withdrawn (1:1) | Thousand Tons | 0 | 0 | 0 | 0 | 0 | 0 | 0 | 0
NSR WPS Weston 3 - SO2 Rate Annual v5.12, Unit 3272 and retrofits | 565 | 7412 | Rate Constraint in lbs/MMBtu | FALSE | L | Annual | Allowances Withdrawn (n:1) | Thousand Tons | 0 | 0 | 0 | 0 | 0 | 0 | 0 | 0
NSR WPS Weston 3 - SO2 Rate Annual v5.12, Unit 3272 and retrofits | 565 | 7412 | Rate Constraint in lbs/MMBtu | FALSE | L | Annual | Net Emissions Allowance Position | Thousand Tons | 0 | 0 | 0.0073491 | 0.007831 | 0.0080485 | 0.0080485 | 0 | 0
NSR WPS Weston 3 - SO2 Rate Annual v5.12, Unit 3272 and retrofits | 565 | 7412 | Rate Constraint in lbs/MMBtu | FALSE | L | Annual | Fuel Consumed | TBtu | 0 | 0 | 3.35 | 3.5697 | 3.6688 | 3.6688 | 0 | 0
NSR WPS Weston 3 - SO2 Rate Annual v5.12, Unit 3272 and retrofits | 565 | 7412 | Rate Constraint in lbs/MMBtu | FALSE | L | Annual | Rate | lb/MMBtu | 0 | 0 | 0.0043875 | 0.0043875 | 0.0043875 | 0.0043875 | 0 | 0
NSR WPS Weston 3 - SO2 Rate Annual v5.12, Unit 3272 and retrofits | 565 | 7412 | Rate Constraint in lbs/MMBtu | FALSE | L | Annual | Generation | TWh | 0 | 0 | 0.33329 | 0.35514 | 0.36501 | 0.36501 | 0 | 0
NSR WPS Weston 3 - SO2 Rate Annual v5.12, Unit 3272 and retrofits | 565 | 7412 | Rate Constraint in lbs/MMBtu | FALSE | L | Annual | Qualifying Generation | TWh | 0 | 0 | 0.33329 | 0.35514 | 0.36501 | 0.36501 | 0 | 0
NSR WPS Weston 3 - SO2 Rate Annual v5.12, Unit 3272 and retrofits | 565 | 7412 | Rate Constraint in lbs/MMBtu | FALSE | L | Annual | Rate | lb/MWh | 0 | 0 | 0.044101 | 0.044101 | 0.044101 | 0.044101 | 0 | 0
NSR WPS Weston 3 - SO2 Rate Annual v5.12, Unit 3272 and retrofits | 565 | 7412 | Rate Constraint in lbs/MMBtu | FALSE | L | Annual | Constraint Shadow Price | US2019$/Ton | 0 | 0 | 0 | 0 | 0 | 0 | 0 | 0
NSR WPS Weston 4 - SO2 Rate Annual v5.12, Unit 2661 and retrofits | 566 | 7413 | Rate Constraint in lbs/MMBtu | FALSE | L | Annual | Seasons Included | Seasons | Winter, WintShld, Summer | Winter, WintShld, Summer | Winter, WintShld, Summer | Winter, WintShld, Summer | Winter, WintShld, Summer | Winter, WintShld, Summer | Winter, WintShld, Summer | Winter, WintShld, Summer
NSR WPS Weston 4 - SO2 Rate Annual v5.12, Unit 2661 and retrofits | 566 | 7413 | Rate Constraint in lbs/MMBtu | FALSE | L | Annual | Standard SO2 | lb/MMBtu | 0.08 | 0.08 | 0.08 | 0.08 | 0.08 | 0.08 | 0.08 | 0.08
NSR WPS Weston 4 - SO2 Rate Annual v5.12, Unit 2661 and retrofits | 566 | 7413 | Rate Constraint in lbs/MMBtu | FALSE | L | Annual | Emissions at Affected Plants SO2 | Thousand Tons | 0.43049 | 0.16262 | 0.75931 | 0.74154 | 0.78673 | 0.84394 | 0.79727 | 0.47129
NSR WPS Weston 4 - SO2 Rate Annual v5.12, Unit 2661 and retrofits | 566 | 7413 | Rate Constraint in lbs/MMBtu | FALSE | L | Annual | Allowances Purchased SO2 | Thousand Tons | 0 | 0 | 0 | 0 | 0 | 0 | 0 | 0
NSR WPS Weston 4 - SO2 Rate Annual v5.12, Unit 2661 and retrofits | 566 | 7413 | Rate Constraint in lbs/MMBtu | FALSE | L | Annual | Allowances Sold SO2 | Thousand Tons | 0 | 0 | 0 | 0 | 0 | 0 | 0 | 0
NSR WPS Weston 4 - SO2 Rate Annual v5.12, Unit 2661 and retrofits | 566 | 7413 | Rate Constraint in lbs/MMBtu | FALSE | L | Annual | Allowances Banked | Thousand Tons | 0 | 0 | 0 | 0 | 0 | 0 | 0 | 0
NSR WPS Weston 4 - SO2 Rate Annual v5.12, Unit 2661 and retrofits | 566 | 7413 | Rate Constraint in lbs/MMBtu | FALSE | L | Annual | Allowances Withdrawn (1:1) | Thousand Tons | 0 | 0 | 0 | 0 | 0 | 0 | 0 | 0
NSR WPS Weston 4 - SO2 Rate Annual v5.12, Unit 2661 and retrofits | 566 | 7413 | Rate Constraint in lbs/MMBtu | FALSE | L | Annual | Allowances Withdrawn (n:1) | Thousand Tons | 0 | 0 | 0 | 0 | 0 | 0 | 0 | 0
NSR WPS Weston 4 - SO2 Rate Annual v5.12, Unit 2661 and retrofits | 566 | 7413 | Rate Constraint in lbs/MMBtu | FALSE | L | Annual | Net Emissions Allowance Position | Thousand Tons | 0.43049 | 0.16262 | 0.75931 | 0.74154 | 0.78673 | 0.84394 | 0.79727 | 0.47129
NSR WPS Weston 4 - SO2 Rate Annual v5.12, Unit 2661 and retrofits | 566 | 7413 | Rate Constraint in lbs/MMBtu | FALSE | L | Annual | Fuel Consumed | TBtu | 16.4837 | 6.2268 | 29.0745 | 28.3941 | 30.1247 | 32.3152 | 30.5279 | 18.0462
NSR WPS Weston 4 - SO2 Rate Annual v5.12, Unit 2661 and retrofits | 566 | 7413 | Rate Constraint in lbs/MMBtu | FALSE | L | Annual | Rate | lb/MMBtu | 0.052232 | 0.052232 | 0.052232 | 0.052232 | 0.052232 | 0.052232 | 0.052232 | 0.052232
NSR WPS Weston 4 - SO2 Rate Annual v5.12, Unit 2661 and retrofits | 566 | 7413 | Rate Constraint in lbs/MMBtu | FALSE | L | Annual | Generation | TWh | 1.703 | 0.64334 | 3.0039 | 2.9336 | 3.1124 | 3.3387 | 3.154 | 1.8645
NSR WPS Weston 4 - SO2 Rate Annual v5.12, Unit 2661 and retrofits | 566 | 7413 | Rate Constraint in lbs/MMBtu | FALSE | L | Annual | Qualifying Generation | TWh | 1.703 | 0.64334 | 3.0039 | 2.9336 | 3.1124 | 3.3387 | 3.154 | 1.8645
NSR WPS Weston 4 - SO2 Rate Annual v5.12, Unit 2661 and retrofits | 566 | 7413 | Rate Constraint in lbs/MMBtu | FALSE | L | Annual | Rate | lb/MWh | 0.50555 | 0.50555 | 0.50555 | 0.50555 | 0.50555 | 0.50555 | 0.50555 | 0.50555
NSR WPS Weston 4 - SO2 Rate Annual v5.12, Unit 2661 and retrofits | 566 | 7413 | Rate Constraint in lbs/MMBtu | FALSE | L | Annual | Constraint Shadow Price | US2019$/Ton | 0 | 0 | 0 | 0 | 0 | 0 | 0 | 0
NY- CO2 Budget- v5.16 | 567 | 7537 | Rate Constraint in MTons | FALSE | L | Annual | Seasons Included | Seasons | Winter, WintShld, Summer | Winter, WintShld, Summer | Winter, WintShld, Summer | Winter, WintShld, Summer | Winter, WintShld, Summer | Winter, WintShld, Summer | Winter, WintShld, Summer | Winter, WintShld, Summer
NY- CO2 Budget- v5.16 | 567 | 7537 | Rate Constraint in MTons | FALSE | L | Annual | Standard CO2 | Thousand Tons | 30435.778 | 30435.778 | 30435.778 | 30435.778 | 30435.778 | 30435.778 | 30435.778 | 30435.778
NY- CO2 Budget- v5.16 | 567 | 7537 | Rate Constraint in MTons | FALSE | L | Annual | Emissions at Affected Plants CO2 | Thousand Tons | 24924.0217 | 23039.9473 | 22852.0645 | 23088.8219 | 15579.5285 | 5294.0584 | 5559.4891 | 5807.7757
NY- CO2 Budget- v5.16 | 567 | 7537 | Rate Constraint in MTons | FALSE | L | Annual | Allowances Purchased CO2 | Thousand Tons | 0 | 0 | 0 | 0 | 0 | 0 | 0 | 0
NY- CO2 Budget- v5.16 | 567 | 7537 | Rate Constraint in MTons | FALSE | L | Annual | Allowances Sold CO2 | Thousand Tons | 0 | 0 | 0 | 0 | 0 | 0 | 0 | 0
NY- CO2 Budget- v5.16 | 567 | 7537 | Rate Constraint in MTons | FALSE | L | Annual | Allowances Banked | Thousand Tons | 0 | 7395.8309 | 7583.7137 | 0 | 0 | 0 | 0 | 0
NY- CO2 Budget- v5.16 | 567 | 7537 | Rate Constraint in MTons | FALSE | L | Annual | Allowances Withdrawn (1:1) | Thousand Tons | 0 | 0 | 0 | 0 | 0 | 0 | 0 | 0
NY- CO2 Budget- v5.16 | 567 | 7537 | Rate Constraint in MTons | FALSE | L | Annual | Allowances Withdrawn (n:1) | Thousand Tons | 0 | 0 | 0 | 0 | 0 | 0 | 0 | 0
NY- CO2 Budget- v5.16 | 567 | 7537 | Rate Constraint in MTons | FALSE | L | Annual | Net Emissions Allowance Position | Thousand Tons | 24924.0217 | 30435.7782 | 30435.7782 | 23088.8219 | 15579.5285 | 5294.0584 | 5559.4891 | 5807.7757
NY- CO2 Budget- v5.16 | 567 | 7537 | Rate Constraint in MTons | FALSE | L | Annual | Fuel Consumed | TBtu | 687.2652 | 654.1194 | 650.8107 | 531.5247 | 407.111 | 240.8658 | 244.6628 | 195.4129
NY- CO2 Budget- v5.16 | 567 | 7537 | Rate Constraint in MTons | FALSE | L | Annual | Rate | lb/MMBtu | 72.531 | 70.4457 | 70.2265 | 86.8777 | 76.537 | 43.9586 | 45.4461 | 59.4411
NY- CO2 Budget- v5.16 | 567 | 7537 | Rate Constraint in MTons | FALSE | L | Annual | Generation | TWh | 121.837 | 124.7063 | 124.9568 | 115.5486 | 137.4193 | 160.0797 | 164.8968 | 172.6693
NY- CO2 Budget- v5.16 | 567 | 7537 | Rate Constraint in MTons | FALSE | L | Annual | Qualifying Generation | TWh | 121.8035 | 124.6718 | 124.9223 | 115.5159 | 137.3961 | 160.0664 | 164.8533 | 172.5657
NY- CO2 Budget- v5.16 | 567 | 7537 | Rate Constraint in MTons | FALSE | L | Annual | Rate | lb/MWh | 409.2496 | 369.6096 | 365.8603 | 399.7515 | 226.7826 | 66.1483 | 67.4477 | 67.3109
NY- CO2 Budget- v5.16 | 567 | 7537 | Rate Constraint in MTons | FALSE | L | Annual | Constraint Shadow Price | US2019$/Ton | 0 | 0 | 0 | 0 | 0 | 0 | 0 | 0
NY- CO2 Rate Limit- Existing Fossil Units- v6.20 | 568 | 7561 | Rate Constraint in lbs/MWh | FALSE | L | Annual | Seasons Included | Seasons | Winter, WintShld, Summer | Winter, WintShld, Summer | Winter, WintShld, Summer | Winter, WintShld, Summer | Winter, WintShld, Summer | Winter, WintShld, Summer | Winter, WintShld, Summer | Winter, WintShld, Summer
NY- CO2 Rate Limit- Existing Fossil Units- v6.20 | 568 | 7561 | Rate Constraint in lbs/MWh | FALSE | L | Annual | Standard CO2 | lb/MWh | 1800 | 1800 | 1800 | 1800 | 1800 | 1800 | 1800 | 1800
NY- CO2 Rate Limit- Existing Fossil Units- v6.20 | 568 | 7561 | Rate Constraint in lbs/MWh | FALSE | L | Annual | Emissions at Affected Plants CO2 | Thousand Tons | 23378.2494 | 21434.8868 | 21185.7622 | 21446.6667 | 14154.2224 | 4112.7917 | 4248.582 | 4284.8042
NY- CO2 Rate Limit- Existing Fossil Units- v6.20 | 568 | 7561 | Rate Constraint in lbs/MWh | FALSE | L | Annual | Allowances Purchased CO2 | Thousand Tons | 0 | 0 | 0 | 0 | 0 | 0 | 0 | 0
NY- CO2 Rate Limit- Existing Fossil Units- v6.20 | 568 | 7561 | Rate Constraint in lbs/MWh | FALSE | L | Annual | Allowances Sold CO2 | Thousand Tons | 0 | 0 | 0 | 0 | 0 | 0 | 0 | 0
NY- CO2 Rate Limit- Existing Fossil Units- v6.20 | 568 | 7561 | Rate Constraint in lbs/MWh | FALSE | L | Annual | Allowances Banked | Thousand Tons | 0 | 0 | 0 | 0 | 0 | 0 | 0 | 0
NY- CO2 Rate Limit- Existing Fossil Units- v6.20 | 568 | 7561 | Rate Constraint in lbs/MWh | FALSE | L | Annual | Allowances Withdrawn (1:1) | Thousand Tons | 0 | 0 | 0 | 0 | 0 | 0 | 0 | 0
NY- CO2 Rate Limit- Existing Fossil Units- v6.20 | 568 | 7561 | Rate Constraint in lbs/MWh | FALSE | L | Annual | Allowances Withdrawn (n:1) | Thousand Tons | 0 | 0 | 0 | 0 | 0 | 0 | 0 | 0
NY- CO2 Rate Limit- Existing Fossil Units- v6.20 | 568 | 7561 | Rate Constraint in lbs/MWh | FALSE | L | Annual | Net Emissions Allowance Position | Thousand Tons | 23378.2494 | 21434.8868 | 21185.7622 | 21446.6667 | 14154.2224 | 4112.7917 | 4248.582 | 4284.8042
NY- CO2 Rate Limit- Existing Fossil Units- v6.20 | 568 | 7561 | Rate Constraint in lbs/MWh | FALSE | L | Annual | Fuel Consumed | TBtu | 386.9145 | 352.8833 | 348.5272 | 353.0835 | 231.2509 | 66.8944 | 68.7629 | 69.235
NY- CO2 Rate Limit- Existing Fossil Units- v6.20 | 568 | 7561 | Rate Constraint in lbs/MWh | FALSE | L | Annual | Rate | lb/MMBtu | 120.8445 | 121.4843 | 121.5731 | 121.4821 | 122.4144 | 122.9637 | 123.5719 | 123.7758
NY- CO2 Rate Limit- Existing Fossil Units- v6.20 | 568 | 7561 | Rate Constraint in lbs/MWh | FALSE | L | Annual | Generation | TWh | 52.9081 | 48.8666 | 48.9232 | 50.3744 | 34.0581 | 9.9889 | 10.3016 | 10.3385
NY- CO2 Rate Limit- Existing Fossil Units- v6.20 | 568 | 7561 | Rate Constraint in lbs/MWh | FALSE | L | Annual | Qualifying Generation | TWh | 50.9669 | 46.8193 | 46.8634 | 48.3313 | 32.4285 | 9.4454 | 9.6813 | 9.6964
NY- CO2 Rate Limit- Existing Fossil Units- v6.20 | 568 | 7561 | Rate Constraint in lbs/MWh | FALSE | L | Annual | Constraint Shadow Price | US2019$/Ton | 0 | 0 | 0 | 0 | 0 | 0 | 0 | 0
NY- CO2 Rate Limit- New CT Units- v5.12 | 569 | 7352 | Rate Constraint in lbs/MWh | FALSE | L | Annual | Seasons Included | Seasons | Winter, WintShld, Summer | Winter, WintShld, Summer | Winter, WintShld, Summer | Winter, WintShld, Summer | Winter, WintShld, Summer | Winter, WintShld, Summer | Winter, WintShld, Summer | Winter, WintShld, Summer
NY- CO2 Rate Limit- New CT Units- v5.12 | 569 | 7352 | Rate Constraint in lbs/MWh | FALSE | L | Annual | Standard CO2 | lb/MWh | 1450 | 1450 | 1450 | 1450 | 1450 | 1450 | 1450 | 1450
NY- CO2 Rate Limit- New CT Units- v5.12 | 569 | 7352 | Rate Constraint in lbs/MWh | FALSE | L | Annual | Emissions at Affected Plants CO2 | Thousand Tons | 114.372 | 117.1965 | 117.2414 | 103.4458 | 65.4279 | 30.8077 | 117.2161 | 318.1141
NY- CO2 Rate Limit- New CT Units- v5.12 | 569 | 7352 | Rate Constraint in lbs/MWh | FALSE | L | Annual | Allowances Purchased CO2 | Thousand Tons | 0 | 0 | 0 | 0 | 0 | 0 | 0 | 0
NY- CO2 Rate Limit- New CT Units- v5.12 | 569 | 7352 | Rate Constraint in lbs/MWh | FALSE | L | Annual | Allowances Sold CO2 | Thousand Tons | 0 | 0 | 0 | 0 | 0 | 0 | 0 | 0
NY- CO2 Rate Limit- New CT Units- v5.12 | 569 | 7352 | Rate Constraint in lbs/MWh | FALSE | L | Annual | Allowances Banked | Thousand Tons | 0 | 0 | 0 | 0 | 0 | 0 | 0 | 0
NY- CO2 Rate Limit- New CT Units- v5.12 | 569 | 7352 | Rate Constraint in lbs/MWh | FALSE | L | Annual | Allowances Withdrawn (1:1) | Thousand Tons | 0 | 0 | 0 | 0 | 0 | 0 | 0 | 0
NY- CO2 Rate Limit- New CT Units- v5.12 | 569 | 7352 | Rate Constraint in lbs/MWh | FALSE | L | Annual | Allowances Withdrawn (n:1) | Thousand Tons | 0 | 0 | 0 | 0 | 0 | 0 | 0 | 0
NY- CO2 Rate Limit- New CT Units- v5.12 | 569 | 7352 | Rate Constraint in lbs/MWh | FALSE | L | Annual | Net Emissions Allowance Position | Thousand Tons | 114.372 | 117.1965 | 117.2414 | 103.4458 | 65.4279 | 30.8077 | 117.2161 | 318.1141
NY- CO2 Rate Limit- New CT Units- v5.12 | 569 | 7352 | Rate Constraint in lbs/MWh | FALSE | L | Annual | Fuel Consumed | TBtu | 1.9537 | 2.002 | 2.0028 | 1.7671 | 1.1177 | 0.52627 | 2.0023 | 5.4341
NY- CO2 Rate Limit- New CT Units- v5.12 | 569 | 7352 | Rate Constraint in lbs/MWh | FALSE | L | Annual | Rate | lb/MMBtu | 117.08 | 117.08 | 117.08 | 117.08 | 117.08 | 117.08 | 117.08 | 117.08
NY- CO2 Rate Limit- New CT Units- v5.12 | 569 | 7352 | Rate Constraint in lbs/MWh | FALSE | L | Annual | Generation | TWh | 0.24217 | 0.24856 | 0.24869 | 0.2217 | 0.14159 | 0.067919 | 0.2599 | 0.69244
NY- CO2 Rate Limit- New CT Units- v5.12 | 569 | 7352 | Rate Constraint in lbs/MWh | FALSE | L | Annual | Qualifying Generation | TWh | 0.21339 | 0.21878 | 0.21887 | 0.19361 | 0.12245 | 0.057637 | 0.21941 | 0.59144
NY- CO2 Rate Limit- New CT Units- v5.12 | 569 | 7352 | Rate Constraint in lbs/MWh | FALSE | L | Annual | Constraint Shadow Price | US2019$/Ton | 0 | 0 | 0 | 0 | 0 | 0 | 0 | 0
NY- CO2 Rate Limit- New Fossil Units- v5.12 | 570 | 7351 | Rate Constraint in lbs/MWh | FALSE | L | Annual | Seasons Included | Seasons | Winter, WintShld, Summer | Winter, WintShld, Summer | Winter, WintShld, Summer | Winter, WintShld, Summer | Winter, WintShld, Summer | Winter, WintShld, Summer | Winter, WintShld, Summer | Winter, WintShld, Summer
NY- CO2 Rate Limit- New Fossil Units- v5.12 | 570 | 7351 | Rate Constraint in lbs/MWh | FALSE | L | Annual | Standard CO2 | lb/MWh | 925 | 925 | 925 | 925 | 925 | 925 | 925 | 925
NY- CO2 Rate Limit- New Fossil Units- v5.12 | 570 | 7351 | Rate Constraint in lbs/MWh | FALSE | L | Annual | Emissions at Affected Plants CO2 | Thousand Tons | 0 | 0 | 0 | 0 | 0 | 0 | 0 | 0
NY- CO2 Rate Limit- New Fossil Units- v5.12 | 570 | 7351 | Rate Constraint in lbs/MWh | FALSE | L | Annual | Allowances Purchased CO2 | Thousand Tons | 0 | 0 | 0 | 0 | 0 | 0 | 0 | 0
NY- CO2 Rate Limit- New Fossil Units- v5.12 | 570 | 7351 | Rate Constraint in lbs/MWh | FALSE | L | Annual | Allowances Sold CO2 | Thousand Tons | 0 | 0 | 0 | 0 | 0 | 0 | 0 | 0
NY- CO2 Rate Limit- New Fossil Units- v5.12 | 570 | 7351 | Rate Constraint in lbs/MWh | FALSE | L | Annual | Allowances Banked | Thousand Tons | 0 | 0 | 0 | 0 | 0 | 0 | 0 | 0
NY- CO2 Rate Limit- New Fossil Units- v5.12 | 570 | 7351 | Rate Constraint in lbs/MWh | FALSE | L | Annual | Allowances Withdrawn (1:1) | Thousand Tons | 0 | 0 | 0 | 0 | 0 | 0 | 0 | 0
NY- CO2 Rate Limit- New Fossil Units- v5.12 | 570 | 7351 | Rate Constraint in lbs/MWh | FALSE | L | Annual | Allowances Withdrawn (n:1) | Thousand Tons | 0 | 0 | 0 | 0 | 0 | 0 | 0 | 0
NY- CO2 Rate Limit- New Fossil Units- v5.12 | 570 | 7351 | Rate Constraint in lbs/MWh | FALSE | L | Annual | Net Emissions Allowance Position | Thousand Tons | 0 | 0 | 0 | 0 | 0 | 0 | 0 | 0
NY- CO2 Rate Limit- New Fossil Units- v5.12 | 570 | 7351 | Rate Constraint in lbs/MWh | FALSE | L | Annual | Fuel Consumed | TBtu | 0 | 0 | 0 | 0 | 0 | 0 | 0 | 0
NY- CO2 Rate Limit- New Fossil Units- v5.12 | 570 | 7351 | Rate Constraint in lbs/MWh | FALSE | L | Annual | Rate | lb/MMBtu | 0 | 0 | 0 | 0 | 0 | 0 | 0 | 0
NY- CO2 Rate Limit- New Fossil Units- v5.12 | 570 | 7351 | Rate Constraint in lbs/MWh | FALSE | L | Annual | Generation | TWh | 0 | 0 | 0 | 0 | 0 | 0 | 0 | 0
NY- CO2 Rate Limit- New Fossil Units- v5.12 | 570 | 7351 | Rate Constraint in lbs/MWh | FALSE | L | Annual | Qualifying Generation | TWh | 0 | 0 | 0 | 0 | 0 | 0 | 0 | 0
NY- CO2 Rate Limit- New Fossil Units- v5.12 | 570 | 7351 | Rate Constraint in lbs/MWh | FALSE | L | Annual | Constraint Shadow Price | US2019$/Ton | 0 | 0 | 0 | 0 | 0 | 0.063895 | 7.6457 | 3.5172
NY Min Oil Burn - Astoria - Summer | 571 | 7541 | Generation Constraint in GWh | FALSE | G | Annual | Seasons Included | Seasons | Summer | Summer
NY Min Oil Burn - Astoria - Summer | 571 | 7541 | Generation Constraint in GWh | FALSE | G | Annual | Standard GWh | GWh | 13.8985 | 13.8985 | 0 | 0 | 0 | 0 | 0 | 0
NY Min Oil Burn - Astoria - Summer | 571 | 7541 | Generation Constraint in GWh | FALSE | G | Annual | Emissions at Affected Plants | GWh | 13.8985 | 13.8985 | 0 | 0 | 0 | 0 | 0 | 0
NY Min Oil Burn - Astoria - Summer | 571 | 7541 | Generation Constraint in GWh | FALSE | G | Annual | Allowances Purchased | GWh | 0 | 0 | 0 | 0 | 0 | 0 | 0 | 0
NY Min Oil Burn - Astoria - Summer | 571 | 7541 | Generation Constraint in GWh | FALSE | G | Annual | Allowances Sold | GWh | 0 | 0 | 0 | 0 | 0 | 0 | 0 | 0
NY Min Oil Burn - Astoria - Summer | 571 | 7541 | Generation Constraint in GWh | FALSE | G | Annual | Allowances Banked | GWh | 0 | 0 | 0 | 0 | 0 | 0 | 0 | 0
NY Min Oil Burn - Astoria - Summer | 571 | 7541 | Generation Constraint in GWh | FALSE | G | Annual | Allowances Withdrawn (1:1) | GWh | 0 | 0 | 0 | 0 | 0 | 0 | 0 | 0
NY Min Oil Burn - Astoria - Summer | 571 | 7541 | Generation Constraint in GWh | FALSE | G | Annual | Allowances Withdrawn (n:1) | GWh | 0 | 0 | 0 | 0 | 0 | 0 | 0 | 0
NY Min Oil Burn - Astoria - Summer | 571 | 7541 | Generation Constraint in GWh | FALSE | G | Annual | Net Emissions Allowance Position | GWh | 13.8985 | 13.8985 | 0 | 0 | 0 | 0 | 0 | 0
NY Min Oil Burn - Astoria - Summer | 571 | 7541 | Generation Constraint in GWh | FALSE | G | Annual | Fuel Consumed | TBtu | 0.16349 | 0.16349 | 0 | 0 | 0 | 0 | 0 | 0
NY Min Oil Burn - Astoria - Summer | 571 | 7541 | Generation Constraint in GWh | FALSE | G | Annual | Heat Rate | MMBtu/MWh | 11.763 | 11.763 | 0 | 0 | 0 | 0 | 0 | 0
NY Min Oil Burn - Astoria - Summer | 571 | 7541 | Generation Constraint in GWh | FALSE | G | Annual | Generation | TWh | 0.013899 | 0.013899 | 0 | 0 | 0 | 0 | 0 | 0
NY Min Oil Burn - Astoria - Summer | 571 | 7541 | Generation Constraint in GWh | FALSE | G | Annual | Qualifying Generation | TWh | 0.013899 | 0.013899 | 0 | 0 | 0 | 0 | 0 | 0
NY Min Oil Burn - Astoria - Summer | 571 | 7541 | Generation Constraint in GWh | FALSE | G | Annual | Rate | lb/MWh | 0 | 0 | 0 | 0 | 0 | 0 | 0 | 0
NY Min Oil Burn - Astoria - Summer | 571 | 7541 | Generation Constraint in GWh | FALSE | G | Annual | Constraint Shadow Price | US2019$/MWh | 1.962 | 1.7387 | 0 | 0 | 0 | 0 | 0 | 0
NY Min Oil Burn - Astoria - Winter | 572 | 7539 | Generation Constraint in GWh | FALSE | G | Annual | Seasons Included | Seasons | Winter | Winter
NY Min Oil Burn - Astoria - Winter | 572 | 7539 | Generation Constraint in GWh | FALSE | G | Annual | Standard GWh | GWh | 34.3375 | 34.3375 | 0 | 0 | 0 | 0 | 0 | 0
NY Min Oil Burn - Astoria - Winter | 572 | 7539 | Generation Constraint in GWh | FALSE | G | Annual | Emissions at Affected Plants | GWh | 34.3375 | 34.3375 | 0 | 0 | 0 | 0 | 0 | 0
NY Min Oil Burn - Astoria - Winter | 572 | 7539 | Generation Constraint in GWh | FALSE | G | Annual | Allowances Purchased | GWh | 0 | 0 | 0 | 0 | 0 | 0 | 0 | 0
NY Min Oil Burn - Astoria - Winter | 572 | 7539 | Generation Constraint in GWh | FALSE | G | Annual | Allowances Sold | GWh | 0 | 0 | 0 | 0 | 0 | 0 | 0 | 0
NY Min Oil Burn - Astoria - Winter | 572 | 7539 | Generation Constraint in GWh | FALSE | G | Annual | Allowances Banked | GWh | 0 | 0 | 0 | 0 | 0 | 0 | 0 | 0
NY Min Oil Burn - Astoria - Winter | 572 | 7539 | Generation Constraint in GWh | FALSE | G | Annual | Allowances Withdrawn (1:1) | GWh | 0 | 0 | 0 | 0 | 0 | 0 | 0 | 0
NY Min Oil Burn - Astoria - Winter | 572 | 7539 | Generation Constraint in GWh | FALSE | G | Annual | Allowances Withdrawn (n:1) | GWh | 0 | 0 | 0 | 0 | 0 | 0 | 0 | 0
NY Min Oil Burn - Astoria - Winter | 572 | 7539 | Generation Constraint in GWh | FALSE | G | Annual | Net Emissions Allowance Position | GWh | 34.3375 | 34.3375 | 0 | 0 | 0 | 0 | 0 | 0
NY Min Oil Burn - Astoria - Winter | 572 | 7539 | Generation Constraint in GWh | FALSE | G | Annual | Fuel Consumed | TBtu | 0.40391 | 0.40391 | 0 | 0 | 0 | 0 | 0 | 0
NY Min Oil Burn - Astoria - Winter | 572 | 7539 | Generation Constraint in GWh | FALSE | G | Annual | Heat Rate | MMBtu/MWh | 11.763 | 11.763 | 0 | 0 | 0 | 0 | 0 | 0
NY Min Oil Burn - Astoria - Winter | 572 | 7539 | Generation Constraint in GWh | FALSE | G | Annual | Generation | TWh | 0.034338 | 0.034338 | 0 | 0 | 0 | 0 | 0 | 0
NY Min Oil Burn - Astoria - Winter | 572 | 7539 | Generation Constraint in GWh | FALSE | G | Annual | Qualifying Generation | TWh | 0.034338 | 0.034338 | 0 | 0 | 0 | 0 | 0 | 0
NY Min Oil Burn - Astoria - Winter | 572 | 7539 | Generation Constraint in GWh | FALSE | G | Annual | Rate | lb/MWh | 0 | 0 | 0 | 0 | 0 | 0 | 0 | 0
NY Min Oil Burn - Astoria - Winter | 572 | 7539 | Generation Constraint in GWh | FALSE | G | Annual | Constraint Shadow Price | US2019$/MWh | 30.433 | 27.4294 | 0 | 0 | 0 | 0 | 0 | 0
NY Min Oil Burn - Astoria - Winter Shldr | 573 | 7540 | Generation Constraint in GWh | FALSE | G | Annual | Seasons Included | Seasons | WintShld | WintShld
NY Min Oil Burn - Astoria - Winter Shldr | 573 | 7540 | Generation Constraint in GWh | FALSE | G | Annual | Standard GWh | GWh | 4.433 | 4.433 | 0 | 0 | 0 | 0 | 0 | 0
NY Min Oil Burn - Astoria - Winter Shldr | 573 | 7540 | Generation Constraint in GWh | FALSE | G | Annual | Emissions at Affected Plants | GWh | 4.433 | 4.433 | 0 | 0 | 0 | 0 | 0 | 0
NY Min Oil Burn - Astoria - Winter Shldr | 573 | 7540 | Generation Constraint in GWh | FALSE | G | Annual | Allowances Purchased | GWh | 0 | 0 | 0 | 0 | 0 | 0 | 0 | 0
NY Min Oil Burn - Astoria - Winter Shldr | 573 | 7540 | Generation Constraint in GWh | FALSE | G | Annual | Allowances Sold | GWh | 0 | 0 | 0 | 0 | 0 | 0 | 0 | 0
NY Min Oil Burn - Astoria - Winter Shldr | 573 | 7540 | Generation Constraint in GWh | FALSE | G | Annual | Allowances Banked | GWh | 0 | 0 | 0 | 0 | 0 | 0 | 0 | 0
NY Min Oil Burn - Astoria - Winter Shldr | 573 | 7540 | Generation Constraint in GWh | FALSE | G | Annual | Allowances Withdrawn (1:1) | GWh | 0 | 0 | 0 | 0 | 0 | 0 | 0 | 0
NY Min Oil Burn - Astoria - Winter Shldr | 573 | 7540 | Generation Constraint in GWh | FALSE | G | Annual | Allowances Withdrawn (n:1) | GWh | 0 | 0 | 0 | 0 | 0 | 0 | 0 | 0
NY Min Oil Burn - Astoria - Winter Shldr | 573 | 7540 | Generation Constraint in GWh | FALSE | G | Annual | Net Emissions Allowance Position | GWh | 4.433 | 4.433 | 0 | 0 | 0 | 0 | 0 | 0
NY Min Oil Burn - Astoria - Winter Shldr | 573 | 7540 | Generation Constraint in GWh | FALSE | G | Annual | Fuel Consumed | TBtu | 0.052145 | 0.052145 | 0 | 0 | 0 | 0 | 0 | 0
NY Min Oil Burn - Astoria - Winter Shldr | 573 | 7540 | Generation Constraint in GWh | FALSE | G | Annual | Heat Rate | MMBtu/MWh | 11.763 | 11.763 | 0 | 0 | 0 | 0 | 0 | 0
NY Min Oil Burn - Astoria - Winter Shldr | 573 | 7540 | Generation Constraint in GWh | FALSE | G | Annual | Generation | TWh | 0.004433 | 0.004433 | 0 | 0 | 0 | 0 | 0 | 0
NY Min Oil Burn - Astoria - Winter Shldr | 573 | 7540 | Generation Constraint in GWh | FALSE | G | Annual | Qualifying Generation | TWh | 0.004433 | 0.004433 | 0 | 0 | 0 | 0 | 0 | 0
NY Min Oil Burn - Astoria - Winter Shldr | 573 | 7540 | Generation Constraint in GWh | FALSE | G | Annual | Rate | lb/MWh | 0 | 0 | 0 | 0 | 0 | 0 | 0 | 0
NY Min Oil Burn - Astoria - Winter Shldr | 573 | 7540 | Generation Constraint in GWh | FALSE | G | Annual | Constraint Shadow Price | US2019$/MWh | 14.998 | 12.5476 | 0 | 0 | 0 | 0 | 0 | 0
NY Min Oil Burn - Astoria Energy - Summer | 574 | 7553 | Generation Constraint in GWh | FALSE | G | Annual | Seasons Included | Seasons | Summer | Summer
NY Min Oil Burn - Astoria Energy - Summer | 574 | 7553 | Generation Constraint in GWh | FALSE | G | Annual | Standard GWh | GWh | 0 | 0 | 0 | 0 | 0 | 0 | 0 | 0
NY Min Oil Burn - Astoria Energy - Summer | 574 | 7553 | Generation Constraint in GWh | FALSE | G | Annual | Emissions at Affected Plants | GWh | 1656.4735 | 1729.1311 | 0 | 0 | 0 | 0 | 0 | 0
NY Min Oil Burn - Astoria Energy - Summer | 574 | 7553 | Generation Constraint in GWh | FALSE | G | Annual | Allowances Purchased | GWh | 0 | 0 | 0 | 0 | 0 | 0 | 0 | 0
NY Min Oil Burn - Astoria Energy - Summer | 574 | 7553 | Generation Constraint in GWh | FALSE | G | Annual | Allowances Sold | GWh | 0 | 0 | 0 | 0 | 0 | 0 | 0 | 0
NY Min Oil Burn - Astoria Energy - Summer | 574 | 7553 | Generation Constraint in GWh | FALSE | G | Annual | Allowances Banked | GWh | 0 | 0 | 0 | 0 | 0 | 0 | 0 | 0
NY Min Oil Burn - Astoria Energy - Summer | 574 | 7553 | Generation Constraint in GWh | FALSE | G | Annual | Allowances Withdrawn (1:1) | GWh | 0 | 0 | 0 | 0 | 0 | 0 | 0 | 0
NY Min Oil Burn - Astoria Energy - Summer | 574 | 7553 | Generation Constraint in GWh | FALSE | G | Annual | Allowances Withdrawn (n:1) | GWh | 0 | 0 | 0 | 0 | 0 | 0 | 0 | 0
NY Min Oil Burn - Astoria Energy - Summer | 574 | 7553 | Generation Constraint in GWh | FALSE | G | Annual | Net Emissions Allowance Position | GWh | 1656.4735 | 1729.1311 | 0 | 0 | 0 | 0 | 0 | 0
NY Min Oil Burn - Astoria Energy - Summer | 574 | 7553 | Generation Constraint in GWh | FALSE | G | Annual | Fuel Consumed | TBtu | 12.1039 | 12.6348 | 0 | 0 | 0 | 0 | 0 | 0
NY Min Oil Burn - Astoria Energy - Summer | 574 | 7553 | Generation Constraint in GWh | FALSE | G | Annual | Heat Rate | MMBtu/MWh | 7.307 | 7.307 | 0 | 0 | 0 | 0 | 0 | 0
NY Min Oil Burn - Astoria Energy - Summer | 574 | 7553 | Generation Constraint in GWh | FALSE | G | Annual | Generation | TWh | 1.6565 | 1.7291 | 0 | 0 | 0 | 0 | 0 | 0
NY Min Oil Burn - Astoria Energy - Summer | 574 | 7553 | Generation Constraint in GWh | FALSE | G | Annual | Qualifying Generation | TWh | 1.6565 | 1.7291 | 0 | 0 | 0 | 0 | 0 | 0
NY Min Oil Burn - Astoria Energy - Summer | 574 | 7553 | Generation Constraint in GWh | FALSE | G | Annual | Rate | lb/MWh | 0 | 0 | 0 | 0 | 0 | 0 | 0 | 0
NY Min Oil Burn - Astoria Energy - Summer | 574 | 7553 | Generation Constraint in GWh | FALSE | G | Annual | Constraint Shadow Price | US2019$/MWh | 0 | 0 | 0 | 0 | 0 | 0 | 0 | 0
NY Min Oil Burn - Astoria Energy - Winter | 575 | 7551 | Generation Constraint in GWh | FALSE | G | Annual | Seasons Included | Seasons | Winter | Winter
NY Min Oil Burn - Astoria Energy - Winter | 575 | 7551 | Generation Constraint in GWh | FALSE | G | Annual | Standard GWh | GWh | 33.8256 | 33.8256 | 0 | 0 | 0 | 0 | 0 | 0
NY Min Oil Burn - Astoria Energy - Winter | 575 | 7551 | Generation Constraint in GWh | FALSE | G | Annual | Emissions at Affected Plants | GWh | 524.0431 | 504.3005 | 0 | 0 | 0 | 0 | 0 | 0
NY Min Oil Burn - Astoria Energy - Winter | 575 | 7551 | Generation Constraint in GWh | FALSE | G | Annual | Allowances Purchased | GWh | 0 | 0 | 0 | 0 | 0 | 0 | 0 | 0
NY Min Oil Burn - Astoria Energy - Winter | 575 | 7551 | Generation Constraint in GWh | FALSE | G | Annual | Allowances Sold | GWh | 0 | 0 | 0 | 0 | 0 | 0 | 0 | 0
NY Min Oil Burn - Astoria Energy - Winter | 575 | 7551 | Generation Constraint in GWh | FALSE | G | Annual | Allowances Banked | GWh | 0 | 0 | 0 | 0 | 0 | 0 | 0 | 0
NY Min Oil Burn - Astoria Energy - Winter | 575 | 7551 | Generation Constraint in GWh | FALSE | G | Annual | Allowances Withdrawn (1:1) | GWh | 0 | 0 | 0 | 0 | 0 | 0 | 0 | 0
NY Min Oil Burn - Astoria Energy - Winter | 575 | 7551 | Generation Constraint in GWh | FALSE | G | Annual | Allowances Withdrawn (n:1) | GWh | 0 | 0 | 0 | 0 | 0 | 0 | 0 | 0
NY Min Oil Burn - Astoria Energy - Winter | 575 | 7551 | Generation Constraint in GWh | FALSE | G | Annual | Net Emissions Allowance Position | GWh | 524.0431 | 504.3005 | 0 | 0 | 0 | 0 | 0 | 0
NY Min Oil Burn - Astoria Energy - Winter | 575 | 7551 | Generation Constraint in GWh | FALSE | G | Annual | Fuel Consumed | TBtu | 3.8292 | 3.6849 | 0 | 0 | 0 | 0 | 0 | 0
NY Min Oil Burn - Astoria Energy - Winter | 575 | 7551 | Generation Constraint in GWh | FALSE | G | Annual | Heat Rate | MMBtu/MWh | 7.307 | 7.307 | 0 | 0 | 0 | 0 | 0 | 0
NY Min Oil Burn - Astoria Energy - Winter | 575 | 7551 | Generation Constraint in GWh | FALSE | G | Annual | Generation | TWh | 0.52404 | 0.5043 | 0 | 0 | 0 | 0 | 0 | 0
NY Min Oil Burn - Astoria Energy - Winter | 575 | 7551 | Generation Constraint in GWh | FALSE | G | Annual | Qualifying Generation | TWh | 0.52404 | 0.5043 | 0 | 0 | 0 | 0 | 0 | 0
NY Min Oil Burn - Astoria Energy - Winter | 575 | 7551 | Generation Constraint in GWh | FALSE | G | Annual | Rate | lb/MWh | 0 | 0 | 0 | 0 | 0 | 0 | 0 | 0
NY Min Oil Burn - Astoria Energy - Winter | 575 | 7551 | Generation Constraint in GWh | FALSE | G | Annual | Constraint Shadow Price | US2019$/MWh | 0 | 0 | 0 | 0 | 0 | 0 | 0 | 0
NY Min Oil Burn - Astoria Energy - Winter Shldr | 576 | 7552 | Generation Constraint in GWh | FALSE | G | Annual | Seasons Included | Seasons | WintShld | WintShld
NY Min Oil Burn - Astoria Energy - Winter Shldr | 576 | 7552 | Generation Constraint in GWh | FALSE | G | Annual | Standard GWh | GWh | 0 | 0 | 0 | 0 | 0 | 0 | 0 | 0
NY Min Oil Burn - Astoria Energy - Winter Shldr | 576 | 7552 | Generation Constraint in GWh | FALSE | G | Annual | Emissions at Affected Plants | GWh | 882.5615 | 967.8557 | 0 | 0 | 0 | 0 | 0 | 0
NY Min Oil Burn - Astoria Energy - Winter Shldr | 576 | 7552 | Generation Constraint in GWh | FALSE | G | Annual | Allowances Purchased | GWh | 0 | 0 | 0 | 0 | 0 | 0 | 0 | 0
NY Min Oil Burn - Astoria Energy - Winter Shldr | 576 | 7552 | Generation Constraint in GWh | FALSE | G | Annual | Allowances Sold | GWh | 0 | 0 | 0 | 0 | 0 | 0 | 0 | 0
NY Min Oil Burn - Astoria Energy - Winter Shldr | 576 | 7552 | Generation Constraint in GWh | FALSE | G | Annual | Allowances Banked | GWh | 0 | 0 | 0 | 0 | 0 | 0 | 0 | 0
NY Min Oil Burn - Astoria Energy - Winter Shldr | 576 | 7552 | Generation Constraint in GWh | FALSE | G | Annual | Allowances Withdrawn (1:1) | GWh | 0 | 0 | 0 | 0 | 0 | 0 | 0 | 0
NY Min Oil Burn - Astoria Energy - Winter Shldr | 576 | 7552 | Generation Constraint in GWh | FALSE | G | Annual | Allowances Withdrawn (n:1) | GWh | 0 | 0 | 0 | 0 | 0 | 0 | 0 | 0
NY Min Oil Burn - Astoria Energy - Winter Shldr | 576 | 7552 | Generation Constraint in GWh | FALSE | G | Annual | Net Emissions Allowance Position | GWh | 882.5615 | 967.8557 | 0 | 0 | 0 | 0 | 0 | 0
NY Min Oil Burn - Astoria Energy - Winter Shldr | 576 | 7552 | Generation Constraint in GWh | FALSE | G | Annual | Fuel Consumed | TBtu | 6.4489 | 7.0721 | 0 | 0 | 0 | 0 | 0 | 0
NY Min Oil Burn - Astoria Energy - Winter Shldr | 576 | 7552 | Generation Constraint in GWh | FALSE | G | Annual | Heat Rate | MMBtu/MWh | 7.307 | 7.307 | 0 | 0 | 0 | 0 | 0 | 0
NY Min Oil Burn - Astoria Energy - Winter Shldr | 576 | 7552 | Generation Constraint in GWh | FALSE | G | Annual | Generation | TWh | 0.88256 | 0.96786 | 0 | 0 | 0 | 0 | 0 | 0
NY Min Oil Burn - Astoria Energy - Winter Shldr | 576 | 7552 | Generation Constraint in GWh | FALSE | G | Annual | Qualifying Generation | TWh | 0.88256 | 0.96786 | 0 | 0 | 0 | 0 | 0 | 0
NY Min Oil Burn - Astoria Energy - Winter Shldr | 576 | 7552 | Generation Constraint in GWh | FALSE | G | Annual | Rate | lb/MWh | 0 | 0 | 0 | 0 | 0 | 0 | 0 | 0
NY Min Oil Burn - Astoria Energy - Winter Shldr | 576 | 7552 | Generation Constraint in GWh | FALSE | G | Annual | Constraint Shadow Price | US2019$/MWh | 0 | 0 | 0 | 0 | 0 | 0 | 0 | 0
NY Min Oil Burn - East River - Summer | 577 | 7544 | Generation Constraint in GWh | FALSE | G | Annual | Seasons Included | Seasons | Summer | Summer
NY Min Oil Burn - East River - Summer | 577 | 7544 | Generation Constraint in GWh | FALSE | G | Annual | Standard GWh | GWh | 7.2045 | 7.2045 | 0 | 0 | 0 | 0 | 0 | 0
NY Min Oil Burn - East River - Summer | 577 | 7544 | Generation Constraint in GWh | FALSE | G | Annual | Emissions at Affected Plants | GWh | 724.0521 | 723.2223 | 0 | 0 | 0 | 0 | 0 | 0
NY Min Oil Burn - East River - Summer | 577 | 7544 | Generation Constraint in GWh | FALSE | G | Annual | Allowances Purchased | GWh | 0 | 0 | 0 | 0 | 0 | 0 | 0 | 0
NY Min Oil Burn - East River - Summer | 577 | 7544 | Generation Constraint in GWh | FALSE | G | Annual | Allowances Sold | GWh | 0 | 0 | 0 | 0 | 0 | 0 | 0 | 0
NY Min Oil Burn - East River - Summer | 577 | 7544 | Generation Constraint in GWh | FALSE | G | Annual | Allowances Banked | GWh | 0 | 0 | 0 | 0 | 0 | 0 | 0 | 0
NY Min Oil Burn - East River - Summer | 577 | 7544 | Generation Constraint in GWh | FALSE | G | Annual | Allowances Withdrawn (1:1) | GWh | 0 | 0 | 0 | 0 | 0 | 0 | 0 | 0
NY Min Oil Burn - East River - Summer | 577 | 7544 | Generation Constraint in GWh | FALSE | G | Annual | Allowances Withdrawn (n:1) | GWh | 0 | 0 | 0 | 0 | 0 | 0 | 0 | 0
NY Min Oil Burn - East River - Summer | 577 | 7544 | Generation Constraint in GWh | FALSE | G | Annual | Net Emissions Allowance Position | GWh | 724.0521 | 723.2223 | 0 | 0 | 0 | 0 | 0 | 0
NY Min Oil Burn - East River - Summer | 577 | 7544 | Generation Constraint in GWh | FALSE | G | Annual | Fuel Consumed | TBtu | 6.4678 | 6.4678 | 0 | 0 | 0 | 0 | 0 | 0
NY Min Oil Burn - East River - Summer | 577 | 7544 | Generation Constraint in GWh | FALSE | G | Annual | Heat Rate | MMBtu/MWh | 8.9328 | 8.9431 | 0 | 0 | 0 | 0 | 0 | 0
NY Min Oil Burn - East River - Summer | 577 | 7544 | Generation Constraint in GWh | FALSE | G | Annual | Generation | TWh | 0.72405 | 0.72322 | 0 | 0 | 0 | 0 | 0 | 0
NY Min Oil Burn - East River - Summer | 577 | 7544 | Generation Constraint in GWh | FALSE | G | Annual | Qualifying Generation | TWh | 0.72405 | 0.72322 | 0 | 0 | 0 | 0 | 0 | 0
NY Min Oil Burn - East River - Summer | 577 | 7544 | Generation Constraint in GWh | FALSE | G | Annual | Rate | lb/MWh | 0 | 0 | 0 | 0 | 0 | 0 | 0 | 0
NY Min Oil Burn - East River - Summer | 577 | 7544 | Generation Constraint in GWh | FALSE | G | Annual | Constraint Shadow Price | US2019$/MWh | 0 | 0 | 0 | 0 | 0 | 0 | 0 | 0
NY Min Oil Burn - East River - Winter | 578 | 7542 | Generation Constraint in GWh | FALSE | G | Annual | Seasons Included | Seasons | Winter | Winter
NY Min Oil Burn - East River - Winter | 578 | 7542 | Generation Constraint in GWh | FALSE | G | Annual | Standard GWh | GWh | 21.1896 | 21.1896 | 0 | 0 | 0 | 0 | 0 | 0
NY Min Oil Burn - East River - Winter | 578 | 7542 | Generation Constraint in GWh | FALSE | G | Annual | Emissions at Affected Plants | GWh | 21.1896 | 21.1896 | 0 | 0 | 0 | 0 | 0 | 0
NY Min Oil Burn - East River - Winter | 578 | 7542 | Generation Constraint in GWh | FALSE | G | Annual | Allowances Purchased | GWh | 0 | 0 | 0 | 0 | 0 | 0 | 0 | 0
NY Min Oil Burn - East River - Winter | 578 | 7542 | Generation Constraint in GWh | FALSE | G | Annual | Allowances Sold | GWh | 0 | 0 | 0 | 0 | 0 | 0 | 0 | 0
NY Min Oil Burn - East River - Winter | 578 | 7542 | Generation Constraint in GWh | FALSE | G | Annual | Allowances Banked | GWh | 0 | 0 | 0 | 0 | 0 | 0 | 0 | 0
NY Min Oil Burn - East River - Winter | 578 | 7542 | Generation Constraint in GWh | FALSE | G | Annual | Allowances Withdrawn (1:1) | GWh | 0 | 0 | 0 | 0 | 0 | 0 | 0 | 0
NY Min Oil Burn - East River - Winter | 578 | 7542 | Generation Constraint in GWh | FALSE | G | Annual | Allowances Withdrawn (n:1) | GWh | 0 | 0 | 0 | 0 | 0 | 0 | 0 | 0
NY Min Oil Burn - East River - Winter | 578 | 7542 | Generation Constraint in GWh | FALSE | G | Annual | Net Emissions Allowance Position | GWh | 21.1896 | 21.1896 | 0 | 0 | 0 | 0 | 0 | 0
NY Min Oil Burn - East River - Winter | 578 | 7542 | Generation Constraint in GWh | FALSE | G | Annual | Fuel Consumed | TBtu | 0.17587 | 0.17633 | 0 | 0 | 0 | 0 | 0 | 0
NY Min Oil Burn - East River - Winter | 578 | 7542 | Generation Constraint in GWh | FALSE | G | Annual | Heat Rate | MMBtu/MWh | 8.3 | 8.3215 | 0 | 0 | 0 | 0 | 0 | 0
NY Min Oil Burn - East River - Winter | 578 | 7542 | Generation Constraint in GWh | FALSE | G | Annual | Generation | TWh | 0.02119 | 0.02119 | 0 | 0 | 0 | 0 | 0 | 0
NY Min Oil Burn - East River - Winter | 578 | 7542 | Generation Constraint in GWh | FALSE | G | Annual | Qualifying Generation | TWh | 0.02119 | 0.02119 | 0 | 0 | 0 | 0 | 0 | 0
NY Min Oil Burn - East River - Winter | 578 | 7542 | Generation Constraint in GWh | FALSE | G | Annual | Rate | lb/MWh | 0 | 0 | 0 | 0 | 0 | 0 | 0 | 0
NY Min Oil Burn - East River - Winter | 578 | 7542 | Generation Constraint in GWh | FALSE | G | Annual | Constraint Shadow Price | US2019$/MWh | 5.694 | 5.2411 | 0 | 0 | 0 | 0 | 0 | 0
NY Min Oil Burn - East River - Winter Shldr | 579 | 7543 | Generation Constraint in GWh | FALSE | G | Annual | Seasons Included | Seasons | WintShld | WintShld
NY Min Oil Burn - East River - Winter Shldr | 579 | 7543 | Generation Constraint in GWh | FALSE | G | Annual | Standard GWh | GWh | 3.8298 | 3.8298 | 0 | 0 | 0 | 0 | 0 | 0
NY Min Oil Burn - East River - Winter Shldr | 579 | 7543 | Generation Constraint in GWh | FALSE | G | Annual | Emissions at Affected Plants | GWh | 3.8298 | 3.8298 | 0 | 0 | 0 | 0 | 0 | 0
NY Min Oil Burn - East River - Winter Shldr | 579 | 7543 | Generation Constraint in GWh | FALSE | G | Annual | Allowances Purchased | GWh | 0 | 0 | 0 | 0 | 0 | 0 | 0 | 0
NY Min Oil Burn - East River - Winter Shldr | 579 | 7543 | Generation Constraint in GWh | FALSE | G | Annual | Allowances Sold | GWh | 0 | 0 | 0 | 0 | 0 | 0 | 0 | 0
NY Min Oil Burn - East River - Winter Shldr | 579 | 7543 | Generation Constraint in GWh | FALSE | G | Annual | Allowances Banked | GWh | 0 | 0 | 0 | 0 | 0 | 0 | 0 | 0
NY Min Oil Burn - East River - Winter Shldr | 579 | 7543 | Generation Constraint in GWh | FALSE | G | Annual | Allowances Withdrawn (1:1) | GWh | 0 | 0 | 0 | 0 | 0 | 0 | 0 | 0
NY Min Oil Burn - East River - Winter Shldr | 579 | 7543 | Generation Constraint in GWh | FALSE | G | Annual | Allowances Withdrawn (n:1) | GWh | 0 | 0 | 0 | 0 | 0 | 0 | 0 | 0
NY Min Oil Burn - East River - Winter Shldr | 579 | 7543 | Generation Constraint in GWh | FALSE | G | Annual | Net Emissions Allowance Position | GWh | 3.8298 | 3.8298 | 0 | 0 | 0 | 0 | 0 | 0
NY Min Oil Burn - East River - Winter Shldr | 579 | 7543 | Generation Constraint in GWh | FALSE | G | Annual | Fuel Consumed | TBtu | 0.031788 | 0.03187 | 0 | 0 | 0 | 0 | 0 | 0
NY Min Oil Burn - East River - Winter Shldr | 579 | 7543 | Generation Constraint in GWh | FALSE | G | Annual | Heat Rate | MMBtu/MWh | 8.3 | 8.3215 | 0 | 0 | 0 | 0 | 0 | 0
NY Min Oil Burn - East River - Winter Shldr | 579 | 7543 | Generation Constraint in GWh | FALSE | G | Annual | Generation | TWh | 0.0038298 | 0.0038298 | 0 | 0 | 0 | 0 | 0 | 0
NY Min Oil Burn - East River - Winter Shldr | 579 | 7543 | Generation Constraint in GWh | FALSE | G | Annual | Qualifying Generation | TWh | 0.0038298 | 0.0038298 | 0 | 0 | 0 | 0 | 0 | 0
NY Min Oil Burn - East River - Winter Shldr | 579 | 7543 | Generation Constraint in GWh | FALSE | G | Annual | Rate | lb/MWh | 0 | 0 | 0 | 0 | 0 | 0 | 0 | 0
NY Min Oil Burn - East River - Winter Shldr | 579 | 7543 | Generation Constraint in GWh | FALSE | G | Annual | Constraint Shadow Price | US2019$/MWh | 2.307 | 1.7799 | 0 | 0 | 0 | 0 | 0 | 0
NY Min Oil Burn - Northport - Summer | 580 | 7547 | Generation Constraint in GWh | FALSE | G | Annual | Seasons Included | Seasons | Summer | Summer
NY Min Oil Burn - Northport - Summer | 580 | 7547 | Generation Constraint in GWh | FALSE | G | Annual | Standard GWh | GWh | 116.1086 | 116.1086 | 0 | 0 | 0 | 0 | 0 | 0
NY Min Oil Burn - Northport - Summer | 580 | 7547 | Generation Constraint in GWh | FALSE | G | Annual | Emissions at Affected Plants | GWh | 1454.1338 | 1243.424 | 0 | 0 | 0 | 0 | 0 | 0
NY Min Oil Burn - Northport - Summer | 580 | 7547 | Generation Constraint in GWh | FALSE | G | Annual | Allowances Purchased | GWh | 0 | 0 | 0 | 0 | 0 | 0 | 0 | 0
NY Min Oil Burn - Northport - Summer | 580 | 7547 | Generation Constraint in GWh | FALSE | G | Annual | Allowances Sold | GWh | 0 | 0 | 0 | 0 | 0 | 0 | 0 | 0
NY Min Oil Burn - Northport - Summer | 580 | 7547 | Generation Constraint in GWh | FALSE | G | Annual | Allowances Banked | GWh | 0 | 0 | 0 | 0 | 0 | 0 | 0 | 0
NY Min Oil Burn - Northport - Summer | 580 | 7547 | Generation Constraint in GWh | FALSE | G | Annual | Allowances Withdrawn (1:1) | GWh | 0 | 0 | 0 | 0 | 0 | 0 | 0 | 0
NY Min Oil Burn - Northport - Summer | 580 | 7547 | Generation Constraint in GWh | FALSE | G | Annual | Allowances Withdrawn (n:1) | GWh | 0 | 0 | 0 | 0 | 0 | 0 | 0 | 0
NY Min Oil Burn - Northport - Summer | 580 | 7547 | Generation Constraint in GWh | FALSE | G | Annual | Net Emissions Allowance Position | GWh | 1454.1338 | 1243.424 | 0 | 0 | 0 | 0 | 0 | 0
NY Min Oil Burn - Northport - Summer | 580 | 7547 | Generation Constraint in GWh | FALSE | G | Annual | Fuel Consumed | TBtu | 15.5137 | 13.2691 | 0 | 0 | 0 | 0 | 0 | 0
NY Min Oil Burn - Northport - Summer | 580 | 7547 | Generation Constraint in GWh | FALSE | G | Annual | Heat Rate | MMBtu/MWh | 10.6687 | 10.6714 | 0 | 0 | 0 | 0 | 0 | 0
NY Min Oil Burn - Northport - Summer | 580 | 7547 | Generation Constraint in GWh | FALSE | G | Annual | Generation | TWh | 1.4541 | 1.2434 | 0 | 0 | 0 | 0 | 0 | 0
NY Min Oil Burn - Northport - Summer | 580 | 7547 | Generation Constraint in GWh | FALSE | G | Annual | Qualifying Generation | TWh | 1.4541 | 1.2434 | 0 | 0 | 0 | 0 | 0 | 0
NY Min Oil Burn - Northport - Summer | 580 | 7547 | Generation Constraint in GWh | FALSE | G | Annual | Rate | lb/MWh | 0 | 0 | 0 | 0 | 0 | 0 | 0 | 0
NY Min Oil Burn - Northport - Summer | 580 | 7547 | Generation Constraint in GWh | FALSE | G | Annual | Constraint Shadow Price | US2019$/MWh | 0 | 0 | 0 | 0 | 0 | 0 | 0 | 0
NY Min Oil Burn - Northport - Winter | 581 | 7545 | Generation Constraint in GWh | FALSE | G | Annual | Seasons Included | Seasons | Winter | Winter
NY Min Oil Burn - Northport - Winter | 581 | 7545 | Generation Constraint in GWh | FALSE | G | Annual | Standard GWh | GWh | 177.5779 | 177.5779 | 0 | 0 | 0 | 0 | 0 | 0
NY Min Oil Burn - Northport - Winter | 581 | 7545 | Generation Constraint in GWh | FALSE | G | Annual | Emissions at Affected Plants | GWh | 402.166 | 294.1352 | 0 | 0 | 0 | 0 | 0 | 0
NY Min Oil Burn - Northport - Winter | 581 | 7545 | Generation Constraint in GWh | FALSE | G | Annual | Allowances Purchased | GWh | 0 | 0 | 0 | 0 | 0 | 0 | 0 | 0
NY Min Oil Burn - Northport - Winter | 581 | 7545 | Generation Constraint in GWh | FALSE | G | Annual | Allowances Sold | GWh | 0 | 0 | 0 | 0 | 0 | 0 | 0 | 0
NY Min Oil Burn - Northport - Winter | 581 | 7545 | Generation Constraint in GWh | FALSE | G | Annual | Allowances Banked | GWh | 0 | 0 | 0 | 0 | 0 | 0 | 0 | 0
NY Min Oil Burn - Northport - Winter | 581 | 7545 | Generation Constraint in GWh | FALSE | G | Annual | Allowances Withdrawn (1:1) | GWh | 0 | 0 | 0 | 0 | 0 | 0 | 0 | 0
NY Min Oil Burn - Northport - Winter | 581 | 7545 | Generation Constraint in GWh | FALSE | G | Annual | Allowances Withdrawn (n:1) | GWh | 0 | 0 | 0 | 0 | 0 | 0 | 0 | 0
NY Min Oil Burn - Northport - Winter | 581 | 7545 | Generation Constraint in GWh | FALSE | G | Annual | Net Emissions Allowance Position | GWh | 402.166 | 294.1352 | 0 | 0 | 0 | 0 | 0 | 0
NY Min Oil Burn - Northport - Winter | 581 | 7545 | Generation Constraint in GWh | FALSE | G | Annual | Fuel Consumed | TBtu | 4.3073 | 3.1477 | 0 | 0 | 0 | 0 | 0 | 0
NY Min Oil Burn - Northport - Winter | 581 | 7545 | Generation Constraint in GWh | FALSE | G | Annual | Heat Rate | MMBtu/MWh | 10.7102 | 10.7016 | 0 | 0 | 0 | 0 | 0 | 0
NY Min Oil Burn - Northport - Winter | 581 | 7545 | Generation Constraint in GWh | FALSE | G | Annual | Generation | TWh | 0.40217 | 0.29414 | 0 | 0 | 0 | 0 | 0 | 0
NY Min Oil Burn - Northport - Winter | 581 | 7545 | Generation Constraint in GWh | FALSE | G | Annual | Qualifying Generation | TWh | 0.40217 | 0.29414 | 0 | 0 | 0 | 0 | 0 | 0
NY Min Oil Burn - Northport - Winter | 581 | 7545 | Generation Constraint in GWh | FALSE | G | Annual | Rate | lb/MWh | 0 | 0 | 0 | 0 | 0 | 0 | 0 | 0
NY Min Oil Burn - Northport - Winter | 581 | 7545 | Generation Constraint in GWh | FALSE | G | Annual | Constraint Shadow Price | US2019$/MWh | 0 | 0 | 0 | 0 | 0 | 0 | 0 | 0
NY Min Oil Burn - Northport - Winter Shldr | 582 | 7546 | Generation Constraint in GWh | FALSE | G | Annual | Seasons Included | Seasons | WintShld | WintShld
NY Min Oil Burn - Northport - Winter Shldr | 582 | 7546 | Generation Constraint in GWh | FALSE | G | Annual | Standard GWh | GWh | 23.1458 | 23.1458 | 0 | 0 | 0 | 0 | 0 | 0
NY Min Oil Burn - Northport - Winter Shldr | 582 | 7546 | Generation Constraint in GWh | FALSE | G | Annual | Emissions at Affected Plants | GWh | 321.607 | 23.1458 | 0 | 0 | 0 | 0 | 0 | 0
NY Min Oil Burn - Northport - Winter Shldr | 582 | 7546 | Generation Constraint in GWh | FALSE | G | Annual | Allowances Purchased | GWh | 0 | 0 | 0 | 0 | 0 | 0 | 0 | 0
NY Min Oil Burn - Northport - Winter Shldr | 582 | 7546 | Generation Constraint in GWh | FALSE | G | Annual | Allowances Sold | GWh | 0 | 0 | 0 | 0 | 0 | 0 | 0 | 0
NY Min Oil Burn - Northport - Winter Shldr | 582 | 7546 | Generation Constraint in GWh | FALSE | G | Annual | Allowances Banked | GWh | 0 | 0 | 0 | 0 | 0 | 0 | 0 | 0
NY Min Oil Burn - Northport - Winter Shldr | 582 | 7546 | Generation Constraint in GWh | FALSE | G | Annual | Allowances Withdrawn (1:1) | GWh | 0 | 0 | 0 | 0 | 0 | 0 | 0 | 0
NY Min Oil Burn - Northport - Winter Shldr | 582 | 7546 | Generation Constraint in GWh | FALSE | G | Annual | Allowances Withdrawn (n:1) | GWh | 0 | 0 | 0 | 0 | 0 | 0 | 0 | 0
NY Min Oil Burn - Northport - Winter Shldr | 582 | 7546 | Generation Constraint in GWh | FALSE | G | Annual | Net Emissions Allowance Position | GWh | 321.607 | 23.1458 | 0 | 0 | 0 | 0 | 0 | 0
NY Min Oil Burn - Northport - Winter Shldr | 582 | 7546 | Generation Constraint in GWh | FALSE | G | Annual | Fuel Consumed | TBtu | 3.4445 | 0.24617 | 0 | 0 | 0 | 0 | 0 | 0
NY Min Oil Burn - Northport - Winter Shldr | 582 | 7546 | Generation Constraint in GWh | FALSE | G | Annual | Heat Rate | MMBtu/MWh | 10.7102 | 10.6355 | 0 | 0 | 0 | 0 | 0 | 0
NY Min Oil Burn - Northport - Winter Shldr | 582 | 7546 | Generation Constraint in GWh | FALSE | G | Annual | Generation | TWh | 0.32161 | 0.023146 | 0 | 0 | 0 | 0 | 0 | 0
NY Min Oil Burn - Northport - Winter Shldr | 582 | 7546 | Generation Constraint in GWh | FALSE | G | Annual | Qualifying Generation | TWh | 0.32161 | 0.023146 | 0 | 0 | 0 | 0 | 0 | 0
NY Min Oil Burn - Northport - Winter Shldr | 582 | 7546 | Generation Constraint in GWh | FALSE | G | Annual | Rate | lb/MWh | 0 | 0 | 0 | 0 | 0 | 0 | 0 | 0
NY Min Oil Burn - Northport - Winter Shldr | 582 | 7546 | Generation Constraint in GWh | FALSE | G | Annual | Constraint Shadow Price | US2019$/MWh | 0 | 7.421 | 0 | 0 | 0 | 0 | 0 | 0
NY Min Oil Burn - Ravenswood CC - Summer | 583 | 7556 | Generation Constraint in GWh | FALSE | G | Annual | Seasons Included | Seasons | Summer | Summer
NY Min Oil Burn - Ravenswood CC - Summer | 583 | 7556 | Generation Constraint in GWh | FALSE | G | Annual | Standard GWh | GWh | 0 | 0 | 0 | 0 | 0 | 0 | 0 | 0
NY Min Oil Burn - Ravenswood CC - Summer | 583 | 7556 | Generation Constraint in GWh | FALSE | G | Annual | Emissions at Affected Plants | GWh | 621.6727 | 621.6727 | 0 | 0 | 0 | 0 | 0 | 0
NY Min Oil Burn - Ravenswood CC - Summer | 583 | 7556 | Generation Constraint in GWh | FALSE | G | Annual | Allowances Purchased | GWh | 0 | 0 | 0 | 0 | 0 | 0 | 0 | 0
NY Min Oil Burn - Ravenswood CC - Summer | 583 | 7556 | Generation Constraint in GWh | FALSE | G | Annual | Allowances Sold | GWh | 0 | 0 | 0 | 0 | 0 | 0 | 0 | 0
NY Min Oil Burn - Ravenswood CC - Summer | 583 | 7556 | Generation Constraint in GWh | FALSE | G | Annual | Allowances Banked | GWh | 0 | 0 | 0 | 0 | 0 | 0 | 0 | 0
NY Min Oil Burn - Ravenswood CC - Summer | 583 | 7556 | Generation Constraint in GWh | FALSE | G | Annual | Allowances Withdrawn (1:1) | GWh | 0 | 0 | 0 | 0 | 0 | 0 | 0 | 0
NY Min Oil Burn - Ravenswood CC - Summer | 583 | 7556 | Generation Constraint in GWh | FALSE | G | Annual | Allowances Withdrawn (n:1) | GWh | 0 | 0 | 0 | 0 | 0 | 0 | 0 | 0
NY Min Oil Burn - Ravenswood CC - Summer | 583 | 7556 | Generation Constraint in GWh | FALSE | G | Annual | Net Emissions Allowance Position | GWh | 621.6727 | 621.6727 | 0 | 0 | 0 | 0 | 0 | 0
NY Min Oil Burn - Ravenswood CC - Summer | 583 | 7556 | Generation Constraint in GWh | FALSE | G | Annual | Fuel Consumed | TBtu | 4.6159 | 4.6159 | 0 | 0 | 0 | 0 | 0 | 0
NY Min Oil Burn - Ravenswood CC - Summer | 583 | 7556 | Generation Constraint in GWh | FALSE | G | Annual | Heat Rate | MMBtu/MWh | 7.425 | 7.425 | 0 | 0 | 0 | 0 | 0 | 0
NY Min Oil Burn - Ravenswood CC - Summer | 583 | 7556 | Generation Constraint in GWh | FALSE | G | Annual | Generation | TWh | 0.62167 | 0.62167 | 0 | 0 | 0 | 0 | 0 | 0
NY Min Oil Burn - Ravenswood CC - Summer | 583 | 7556 | Generation Constraint in GWh | FALSE | G | Annual | Qualifying Generation | TWh | 0.62167 | 0.62167 | 0 | 0 | 0 | 0 | 0 | 0
NY Min Oil Burn - Ravenswood CC - Summer | 583 | 7556 | Generation Constraint in GWh | FALSE | G | Annual | Rate | lb/MWh | 0 | 0 | 0 | 0 | 0 | 0 | 0 | 0
NY Min Oil Burn - Ravenswood CC - Summer | 583 | 7556 | Generation Constraint in GWh | FALSE | G | Annual | Constraint Shadow Price | US2019$/MWh | 0 | 0 | 0 | 0 | 0 | 0 | 0 | 0
NY Min Oil Burn - Ravenswood CC - Winter | 584 | 7554 | Generation Constraint in GWh | FALSE | G | Annual | Seasons Included | Seasons | Winter | Winter
NY Min Oil Burn - Ravenswood CC - Winter | 584 | 7554 | Generation Constraint in GWh | FALSE | G | Annual | Standard GWh | GWh | 4.981 | 4.981 | 0 | 0 | 0 | 0 | 0 | 0
NY Min Oil Burn - Ravenswood CC - Winter | 584 | 7554 | Generation Constraint in GWh | FALSE | G | Annual | Emissions at Affected Plants | GWh | 203.1273 | 203.1273 | 0 | 0 | 0 | 0 | 0 | 0
NY Min Oil Burn - Ravenswood CC - Winter | 584 | 7554 | Generation Constraint in GWh | FALSE | G | Annual | Allowances Purchased | GWh | 0 | 0 | 0 | 0 | 0 | 0 | 0 | 0
NY Min Oil Burn - Ravenswood CC - Winter | 584 | 7554 | Generation Constraint in GWh | FALSE | G | Annual | Allowances Sold | GWh | 0 | 0 | 0 | 0 | 0 | 0 | 0 | 0
NY Min Oil Burn - Ravenswood CC - Winter | 584 | 7554 | Generation Constraint in GWh | FALSE | G | Annual | Allowances Banked | GWh | 0 | 0 | 0 | 0 | 0 | 0 | 0 | 0
NY Min Oil Burn - Ravenswood CC - Winter | 584 | 7554 | Generation Constraint in GWh | FALSE | G | Annual | Allowances Withdrawn (1:1) | GWh | 0 | 0 | 0 | 0 | 0 | 0 | 0 | 0
NY Min Oil Burn - Ravenswood CC - Winter | 584 | 7554 | Generation Constraint in GWh | FALSE | G | Annual | Allowances Withdrawn (n:1) | GWh | 0 | 0 | 0 | 0 | 0 | 0 | 0 | 0
NY Min Oil Burn - Ravenswood CC - Winter | 584 | 7554 | Generation Constraint in GWh | FALSE | G | Annual | Net Emissions Allowance Position | GWh | 203.1273 | 203.1273 | 0 | 0 | 0 | 0 | 0 | 0
NY Min Oil Burn - Ravenswood CC - Winter | 584 | 7554 | Generation Constraint in GWh | FALSE | G | Annual | Fuel Consumed | TBtu | 1.5082 | 1.5082 | 0 | 0 | 0 | 0 | 0 | 0
NY Min Oil Burn - Ravenswood CC - Winter | 584 | 7554 | Generation Constraint in GWh | FALSE | G | Annual | Heat Rate | MMBtu/MWh | 7.425 | 7.425 | 0 | 0 | 0 | 0 | 0 | 0
NY Min Oil Burn - Ravenswood CC - Winter | 584 | 7554 | Generation Constraint in GWh | FALSE | G | Annual | Generation | TWh | 0.20313 | 0.20313 | 0 | 0 | 0 | 0 | 0 | 0
NY Min Oil Burn - Ravenswood CC - Winter | 584 | 7554 | Generation Constraint in GWh | FALSE | G | Annual | Qualifying Generation | TWh | 0.20313 | 0.20313 | 0 | 0 | 0 | 0 | 0 | 0
NY Min Oil Burn - Ravenswood CC - Winter | 584 | 7554 | Generation Constraint in GWh | FALSE | G | Annual | Rate | lb/MWh | 0 | 0 | 0 | 0 | 0 | 0 | 0 | 0
NY Min Oil Burn - Ravenswood CC - Winter | 584 | 7554 | Generation Constraint in GWh | FALSE | G | Annual | Constraint Shadow Price | US2019$/MWh | 0 | 0 | 0 | 0 | 0 | 0 | 0 | 0
NY Min Oil Burn - Ravenswood CC - Winter Shldr | 585 | 7555 | Generation Constraint in GWh | FALSE | G | Annual | Seasons Included | Seasons | WintShld | WintShld
NY Min Oil Burn - Ravenswood CC - Winter Shldr | 585 | 7555 | Generation Constraint in GWh | FALSE | G | Annual | Standard GWh | GWh | 0.6752 | 0.6752 | 0 | 0 | 0 | 0 | 0 | 0
NY Min Oil Burn - Ravenswood CC - Winter Shldr | 585 | 7555 | Generation Constraint in GWh | FALSE | G | Annual | Emissions at Affected Plants | GWh | 279.0722 | 279.0722 | 0 | 0 | 0 | 0 | 0 | 0
NY Min Oil Burn - Ravenswood CC - Winter Shldr | 585 | 7555 | Generation Constraint in GWh | FALSE | G | Annual | Allowances Purchased | GWh | 0 | 0 | 0 | 0 | 0 | 0 | 0 | 0
NY Min Oil Burn - Ravenswood CC - Winter Shldr | 585 | 7555 | Generation Constraint in GWh | FALSE | G | Annual | Allowances Sold | GWh | 0 | 0 | 0 | 0 | 0 | 0 | 0 | 0
NY Min Oil Burn - Ravenswood CC - Winter Shldr | 585 | 7555 | Generation Constraint in GWh | FALSE | G | Annual | Allowances Banked | GWh | 0 | 0 | 0 | 0 | 0 | 0 | 0 | 0
NY Min Oil Burn - Ravenswood CC - Winter Shldr | 585 | 7555 | Generation Constraint in GWh | FALSE | G | Annual | Allowances Withdrawn (1:1) | GWh | 0 | 0 | 0 | 0 | 0 | 0 | 0 | 0
NY Min Oil Burn - Ravenswood CC - Winter Shldr | 585 | 7555 | Generation Constraint in GWh | FALSE | G | Annual | Allowances Withdrawn (n:1) | GWh | 0 | 0 | 0 | 0 | 0 | 0 | 0 | 0
NY Min Oil Burn - Ravenswood CC - Winter Shldr | 585 | 7555 | Generation Constraint in GWh | FALSE | G | Annual | Net Emissions Allowance Position | GWh | 279.0722 | 279.0722 | 0 | 0 | 0 | 0 | 0 | 0
NY Min Oil Burn - Ravenswood CC - Winter Shldr | 585 | 7555 | Generation Constraint in GWh | FALSE | G | Annual | Fuel Consumed | TBtu | 2.0721 | 2.0721 | 0 | 0 | 0 | 0 | 0 | 0
NY Min Oil Burn - Ravenswood CC - Winter Shldr | 585 | 7555 | Generation Constraint in GWh | FALSE | G | Annual | Heat Rate | MMBtu/MWh | 7.425 | 7.425 | 0 | 0 | 0 | 0 | 0 | 0
NY Min Oil Burn - Ravenswood CC - Winter Shldr | 585 | 7555 | Generation Constraint in GWh | FALSE | G | Annual | Generation | TWh | 0.27907 | 0.27907 | 0 | 0 | 0 | 0 | 0 | 0
NY Min Oil Burn - Ravenswood CC - Winter Shldr | 585 | 7555 | Generation Constraint in GWh | FALSE | G | Annual | Qualifying Generation | TWh | 0.27907 | 0.27907 | 0 | 0 | 0 | 0 | 0 | 0
NY Min Oil Burn - Ravenswood CC - Winter Shldr | 585 | 7555 | Generation Constraint in GWh | FALSE | G | Annual | Rate | lb/MWh | 0 | 0 | 0 | 0 | 0 | 0 | 0 | 0
NY Min Oil Burn - Ravenswood CC - Winter Shldr | 585 | 7555 | Generation Constraint in GWh | FALSE | G | Annual | Constraint Shadow Price | US2019$/MWh | 0 | 0 | 0 | 0 | 0 | 0 | 0 | 0
NY Min Oil Burn - Ravenswood Oil - Summer | 586 | 7550 | Generation Constraint in GWh | FALSE | G | Annual | Seasons Included | Seasons | Summer | Summer
NY Min Oil Burn - Ravenswood Oil - Summer | 586 | 7550 | Generation Constraint in GWh | FALSE | G | Annual | Standard GWh | GWh | 37.5646 | 37.5646 | 0 | 0 | 0 | 0 | 0 | 0
NY Min Oil Burn - Ravenswood Oil - Summer | 586 | 7550 | Generation Constraint in GWh | FALSE | G | Annual | Emissions at Affected Plants | GWh | 1859.491 | 1520.0186 | 0 | 0 | 0 | 0 | 0 | 0
NY Min Oil Burn - Ravenswood Oil - Summer | 586 | 7550 | Generation Constraint in GWh | FALSE | G | Annual | Allowances Purchased | GWh | 0 | 0 | 0 | 0 | 0 | 0 | 0 | 0
NY Min Oil Burn - Ravenswood Oil - Summer | 586 | 7550 | Generation Constraint in GWh | FALSE | G | Annual | Allowances Sold | GWh | 0 | 0 | 0 | 0 | 0 | 0 | 0 | 0
NY Min Oil Burn - Ravenswood Oil - Summer | 586 | 7550 | Generation Constraint in GWh | FALSE | G | Annual | Allowances Banked | GWh | 0 | 0 | 0 | 0 | 0 | 0 | 0 | 0
NY Min Oil Burn - Ravenswood Oil - Summer | 586 | 7550 | Generation Constraint in GWh | FALSE | G | Annual | Allowances Withdrawn (1:1) | GWh | 0 | 0 | 0 | 0 | 0 | 0 | 0 | 0
NY Min Oil Burn - Ravenswood Oil - Summer | 586 | 7550 | Generation Constraint in GWh | FALSE | G | Annual | Allowances Withdrawn (n:1) | GWh | 0 | 0 | 0 | 0 | 0 | 0 | 0 | 0
NY Min Oil Burn - Ravenswood Oil - Summer | 586 | 7550 | Generation Constraint in GWh | FALSE | G | Annual | Net Emissions Allowance Position | GWh | 1859.491 | 1520.0186 | 0 | 0 | 0 | 0 | 0 | 0
NY Min Oil Burn - Ravenswood Oil - Summer | 586 | 7550 | Generation Constraint in GWh | FALSE | G | Annual | Fuel Consumed | TBtu | 20.5026 | 16.7574 | 0 | 0 | 0 | 0 | 0 | 0
NY Min Oil Burn - Ravenswood Oil - Summer | 586 | 7550 | Generation Constraint in GWh | FALSE | G | Annual | Heat Rate | MMBtu/MWh | 11.0259 | 11.0245 | 0 | 0 | 0 | 0 | 0 | 0
NY Min Oil Burn - Ravenswood Oil - Summer | 586 | 7550 | Generation Constraint in GWh | FALSE | G | Annual | Generation | TWh | 1.8595 | 1.52 | 0 | 0 | 0 | 0 | 0 | 0
NY Min Oil Burn - Ravenswood Oil - Summer | 586 | 7550 | Generation Constraint in GWh | FALSE | G | Annual | Qualifying Generation | TWh | 1.8595 | 1.52 | 0 | 0 | 0 | 0 | 0 | 0
NY Min Oil Burn - Ravenswood Oil - Summer | 586 | 7550 | Generation Constraint in GWh | FALSE | G | Annual | Rate | lb/MWh | 0 | 0 | 0 | 0 | 0 | 0 | 0 | 0
NY Min Oil Burn - Ravenswood Oil - Summer | 586 | 7550 | Generation Constraint in GWh | FALSE | G | Annual | Constraint Shadow Price | US2019$/MWh | 0 | 0 | 0 | 0 | 0 | 0 | 0 | 0
NY Min Oil Burn - Ravenswood Oil - Winter | 587 | 7548 | Generation Constraint in GWh | FALSE | G | Annual | Seasons Included | Seasons | Winter | Winter
NY Min Oil Burn - Ravenswood Oil - Winter | 587 | 7548 | Generation Constraint in GWh | FALSE | G | Annual | Standard GWh | GWh | 25.7796 | 25.7796 | 0 | 0 | 0 | 0 | 0 | 0
NY Min Oil Burn - Ravenswood Oil - Winter | 587 | 7548 | Generation Constraint in GWh | FALSE | G | Annual | Emissions at Affected Plants | GWh | 25.7796 | 25.7796 | 0 | 0 | 0 | 0 | 0 | 0
NY Min Oil Burn - Ravenswood Oil - Winter | 587 | 7548 | Generation Constraint in GWh | FALSE | G | Annual | Allowances Purchased | GWh | 0 | 0 | 0 | 0 | 0 | 0 | 0 | 0
NY Min Oil Burn - Ravenswood Oil - Winter | 587 | 7548 | Generation Constraint in GWh | FALSE | G | Annual | Allowances Sold | GWh | 0 | 0 | 0 | 0 | 0 | 0 | 0 | 0
NY Min Oil Burn - Ravenswood Oil - Winter | 587 | 7548 | Generation Constraint in GWh | FALSE | G | Annual | Allowances Banked | GWh | 0 | 0 | 0 | 0 | 0 | 0 | 0 | 0
NY Min Oil Burn - Ravenswood Oil - Winter | 587 | 7548 | Generation Constraint in GWh | FALSE | G | Annual | Allowances Withdrawn (1:1) | GWh | 0 | 0 | 0 | 0 | 0 | 0 | 0 | 0
NY Min Oil Burn - Ravenswood Oil - Winter | 587 | 7548 | Generation Constraint in GWh | FALSE | G | Annual | Allowances Withdrawn (n:1) | GWh | 0 | 0 | 0 | 0 | 0 | 0 | 0 | 0
NY Min Oil Burn - Ravenswood Oil - Winter | 587 | 7548 | Generation Constraint in GWh | FALSE | G | Annual | Net Emissions Allowance Position | GWh | 25.7796 | 25.7796 | 0 | 0 | 0 | 0 | 0 | 0
NY Min Oil Burn - Ravenswood Oil - Winter | 587 | 7548 | Generation Constraint in GWh | FALSE | G | Annual | Fuel Consumed | TBtu | 0.28396 | 0.28396 | 0 | 0 | 0 | 0 | 0 | 0
NY Min Oil Burn - Ravenswood Oil - Winter | 587 | 7548 | Generation Constraint in GWh | FALSE | G | Annual | Heat Rate | MMBtu/MWh | 11.015 | 11.015 | 0 | 0 | 0 | 0 | 0 | 0
NY Min Oil Burn - Ravenswood Oil - Winter | 587 | 7548 | Generation Constraint in GWh | FALSE | G | Annual | Generation | TWh | 0.02578 | 0.02578 | 0 | 0 | 0 | 0 | 0 | 0
NY Min Oil Burn - Ravenswood Oil - Winter | 587 | 7548 | Generation Constraint in GWh | FALSE | G | Annual | Qualifying Generation | TWh | 0.02578 | 0.02578 | 0 | 0 | 0 | 0 | 0 | 0
NY Min Oil Burn - Ravenswood Oil - Winter | 587 | 7548 | Generation Constraint in GWh | FALSE | G | Annual | Rate | lb/MWh | 0 | 0 | 0 | 0 | 0 | 0 | 0 | 0
NY Min Oil Burn - Ravenswood Oil - Winter | 587 | 7548 | Generation Constraint in GWh | FALSE | G | Annual | Constraint Shadow Price | US2019$/MWh | 25.017 | 22.5276 | 0 | 0 | 0 | 0 | 0 | 0
NY Min Oil Burn - Ravenswood Oil - Winter Shldr | 588 | 7549 | Generation Constraint in GWh | FALSE | G | Annual | Seasons Included | Seasons | WintShld | WintShld
NY Min Oil Burn - Ravenswood Oil - Winter Shldr | 588 | 7549 | Generation Constraint in GWh | FALSE | G | Annual | Standard GWh | GWh | 9.9845 | 9.9845 | 0 | 0 | 0 | 0 | 0 | 0
NY Min Oil Burn - Ravenswood Oil - Winter Shldr | 588 | 7549 | Generation Constraint in GWh | FALSE | G | Annual | Emissions at Affected Plants | GWh | 9.9845 | 9.9845 | 0 | 0 | 0 | 0 | 0 | 0
NY Min Oil Burn - Ravenswood Oil - Winter Shldr | 588 | 7549 | Generation Constraint in GWh | FALSE | G | Annual | Allowances Purchased | GWh | 0 | 0 | 0 | 0 | 0 | 0 | 0 | 0
NY Min Oil Burn - Ravenswood Oil - Winter Shldr | 588 | 7549 | Generation Constraint in GWh | FALSE | G | Annual | Allowances Sold | GWh | 0 | 0 | 0 | 0 | 0 | 0 | 0 | 0
NY Min Oil Burn - Ravenswood Oil - Winter Shldr | 588 | 7549 | Generation Constraint in GWh | FALSE | G | Annual | Allowances Banked | GWh | 0 | 0 | 0 | 0 | 0 | 0 | 0 | 0
NY Min Oil Burn - Ravenswood Oil - Winter Shldr | 588 | 7549 | Generation Constraint in GWh | FALSE | G | Annual | Allowances Withdrawn (1:1) | GWh | 0 | 0 | 0 | 0 | 0 | 0 | 0 | 0
NY Min Oil Burn - Ravenswood Oil - Winter Shldr | 588 | 7549 | Generation Constraint in GWh | FALSE | G | Annual | Allowances Withdrawn (n:1) | GWh | 0 | 0 | 0 | 0 | 0 | 0 | 0 | 0
NY Min Oil Burn - Ravenswood Oil - Winter Shldr | 588 | 7549 | Generation Constraint in GWh | FALSE | G | Annual | Net Emissions Allowance Position | GWh | 9.9845 | 9.9845 | 0 | 0 | 0 | 0 | 0 | 0
NY Min Oil Burn - Ravenswood Oil - Winter Shldr | 588 | 7549 | Generation Constraint in GWh | FALSE | G | Annual | Fuel Consumed | TBtu | 0.10998 | 0.10998 | 0 | 0 | 0 | 0 | 0 | 0
NY Min Oil Burn - Ravenswood Oil - Winter Shldr | 588 | 7549 | Generation Constraint in GWh | FALSE | G | Annual | Heat Rate | MMBtu/MWh | 11.015 | 11.015 | 0 | 0 | 0 | 0 | 0 | 0
NY Min Oil Burn - Ravenswood Oil - Winter Shldr | 588 | 7549 | Generation Constraint in GWh | FALSE | G | Annual | Generation | TWh | 0.0099845 | 0.0099845 | 0 | 0 | 0 | 0 | 0 | 0
NY Min Oil Burn - Ravenswood Oil - Winter Shldr | 588 | 7549 | Generation Constraint in GWh | FALSE | G | Annual | Qualifying Generation | TWh | 0.0099845 | 0.0099845 | 0 | 0 | 0 | 0 | 0 | 0
NY Min Oil Burn - Ravenswood Oil - Winter Shldr | 588 | 7549 | Generation Constraint in GWh | FALSE | G | Annual | Rate | lb/MWh | 0 | 0 | 0 | 0 | 0 | 0 | 0 | 0
NY Min Oil Burn - Ravenswood Oil - Winter Shldr | 588 | 7549 | Generation Constraint in GWh | FALSE | G | Annual | Constraint Shadow Price | US2019$/MWh | 12.184 | 10.1281 | 0 | 0 | 0 | 0 | 0 | 0
NY New Units MER Rate Limit v3.1, Unit 24079 and retrofits | 589 | 7350 | Rate Constraint in lbs/MMBtu | FALSE | L | Annual | Seasons Included | Seasons | Winter, WintShld, Summer | Winter, WintShld, Summer | Winter, WintShld, Summer | Winter, WintShld, Summer | Winter, WintShld, Summer | Winter, WintShld, Summer | Winter, WintShld, Summer | Winter, WintShld, Summer
NY New Units MER Rate Limit v3.1, Unit 24079 and retrofits | 589 | 7350 | Rate Constraint in lbs/MMBtu | FALSE | L | Annual | Standard MER | lb/MMBtu | 6e-07 | 6e-07 | 6e-07 | 6e-07 | 6e-07 | 6e-07 | 6e-07 | 6e-07
NY New Units MER Rate Limit v3.1, Unit 24079 and retrofits | 589 | 7350 | Rate Constraint in lbs/MMBtu | FALSE | L | Annual | Emissions at Affected Plants MER | lbs | 0 | 0 | 0 | 0 | 0 | 0 | 0 | 0
NY New Units MER Rate Limit v3.1, Unit 24079 and retrofits | 589 | 7350 | Rate Constraint in lbs/MMBtu | FALSE | L | Annual | Allowances Purchased MER | lbs | 0 | 0 | 0 | 0 | 0 | 0 | 0 | 0
NY New Units MER Rate Limit v3.1, Unit 24079 and retrofits | 589 | 7350 | Rate Constraint in lbs/MMBtu | FALSE | L | Annual | Allowances Sold MER | lbs | 0 | 0 | 0 | 0 | 0 | 0 | 0 | 0
NY New Units MER Rate Limit v3.1, Unit 24079 and retrofits | 589 | 7350 | Rate Constraint in lbs/MMBtu | FALSE | L | Annual | Allowances Banked | lbs | 0 | 0 | 0 | 0 | 0 | 0 | 0 | 0
NY New Units MER Rate Limit v3.1, Unit 24079 and retrofits | 589 | 7350 | Rate Constraint in lbs/MMBtu | FALSE | L | Annual | Allowances Withdrawn (1:1) | lbs | 0 | 0 | 0 | 0 | 0 | 0 | 0 | 0
NY New Units MER Rate Limit v3.1, Unit 24079 and retrofits | 589 | 7350 | Rate Constraint in lbs/MMBtu | FALSE | L | Annual | Allowances Withdrawn (n:1) | lbs | 0 | 0 | 0 | 0 | 0 | 0 | 0 | 0
NY New Units MER Rate Limit v3.1, Unit 24079 and retrofits | 589 | 7350 | Rate Constraint in lbs/MMBtu | FALSE | L | Annual | Net Emissions Allowance Position | lbs | 0 | 0 | 0 | 0 | 0 | 0 | 0 | 0
NY New Units MER Rate Limit v3.1, Unit 24079 and retrofits | 589 | 7350 | Rate Constraint in lbs/MMBtu | FALSE | L | Annual | Fuel Consumed | TBtu | 0 | 0 | 0 | 0 | 0 | 0 | 0 | 0
NY New Units MER Rate Limit v3.1, Unit 24079 and retrofits | 589 | 7350 | Rate Constraint in lbs/MMBtu | FALSE | L | Annual | Rate | lb/MMBtu | 0 | 0 | 0 | 0 | 0 | 0 | 0 | 0
NY New Units MER Rate Limit v3.1, Unit 24079 and retrofits | 589 | 7350 | Rate Constraint in lbs/MMBtu | FALSE | L | Annual | Generation | TWh | 0 | 0 | 0 | 0 | 0 | 0 | 0 | 0
NY New Units MER Rate Limit v3.1, Unit 24079 and retrofits | 589 | 7350 | Rate Constraint in lbs/MMBtu | FALSE | L | Annual | Qualifying Generation | TWh | 0 | 0 | 0 | 0 | 0 | 0 | 0 | 0
NY New Units MER Rate Limit v3.1, Unit 24079 and retrofits | 589 | 7350 | Rate Constraint in lbs/MMBtu | FALSE | L | Annual | Rate | lb/MWh | 0 | 0 | 0 | 0 | 0 | 0 | 0 | 0
NY New Units MER Rate Limit v3.1, Unit 24079 and retrofits | 589 | 7350 | Rate Constraint in lbs/MMBtu | FALSE | L | Annual | Constraint Shadow Price | US2019$/Lb | 0 | 1478243.2209 | 2234021.9262 | 1493115.3179 | 1048942.2335 | 109135.6493 | 0 | 0
NY- NOx Annual Budget- v6.20 | 590 | 7559 | Rate Constraint in MTons | FALSE | L | Annual | Seasons Included | Seasons | Winter, WintShld, Summer | Winter, WintShld, Summer | Winter, WintShld, Summer | Winter, WintShld, Summer | Winter, WintShld, Summer | Winter, WintShld, Summer | Winter, WintShld, Summer | Winter, WintShld, Summer
NY- NOx Annual Budget- v6.20 | 590 | 7559 | Rate Constraint in MTons | FALSE | L | Annual | Standard NOX | Thousand Tons | 16.081 | 16.081 | 16.081 | 16.081 | 16.081 | 16.081 | 16.081 | 16.081
NY- NOx Annual Budget- v6.20 | 590 | 7559 | Rate Constraint in MTons | FALSE | L | Annual | Emissions at Affected Plants NOX | Thousand Tons | 3.9332 | 3.2515 | 2.7877 | 2.4649 | 1.3609 | 0.39002 | 0.39146 | 0.40853
NY- NOx Annual Budget- v6.20 | 590 | 7559 | Rate Constraint in MTons | FALSE | L | Annual | Allowances Purchased NOX | Thousand Tons | 0 | 0 | 0 | 0 | 0 | 0 | 0 | 0
NY- NOx Annual Budget- v6.20 | 590 | 7559 | Rate Constraint in MTons | FALSE | L | Annual | Allowances Sold NOX | Thousand Tons | 0 | 0 | 0 | 0 | 0 | 0 | 0 | 0
NY- NOx Annual Budget- v6.20 | 590 | 7559 | Rate Constraint in MTons | FALSE | L | Annual | Allowances Banked | Thousand Tons | 0 | 0 | 13.2933 | 0 | 0 | 0 | 0 | 0
NY- NOx Annual Budget- v6.20 | 590 | 7559 | Rate Constraint in MTons | FALSE | L | Annual | Allowances Withdrawn (1:1) | Thousand Tons | 0 | 0 | 0 | 0 | 0 | 0 | 0 | -5.6971
NY- NOx Annual Budget- v6.20 | 590 | 7559 | Rate Constraint in MTons | FALSE | L | Annual | Allowances Withdrawn (n:1) | Thousand Tons | 0 | 0 | 0 | 0 | 0 | 0 | 0 | 0
NY- NOx Annual Budget- v6.20 | 590 | 7559 | Rate Constraint in MTons | FALSE | L | Annual | Net Emissions Allowance Position | Thousand Tons | 3.9332 | 3.2515 | 16.081 | 2.4649 | 1.3609 | 0.39002 | 0.39146 | -5.2886
NY- NOx Annual Budget- v6.20 | 590 | 7559 | Rate Constraint in MTons | FALSE | L | Annual | Fuel Consumed | TBtu | 401.3047 | 368.1583 | 363.9035 | 368.1213 | 242.9049 | 70.7824 | 74.578 | 78.6286
NY- NOx Annual Budget- v6.20 | 590 | 7559 | Rate Constraint in MTons | FALSE | L | Annual | Rate | lb/MMBtu | 0.019602 | 0.017664 | 0.015321 | 0.013392 | 0.011205 | 0.01102 | 0.010498 | 0.010391
NY- NOx Annual Budget- v6.20 | 590 | 7559 | Rate Constraint in MTons | FALSE | L | Annual | Generation | TWh | 53.1502 | 49.1151 | 49.1719 | 50.5961 | 34.1997 | 10.0568 | 10.5615 | 11.0309
NY- NOx Annual Budget- v6.20 | 590 | 7559 | Rate Constraint in MTons | FALSE | L | Annual | Qualifying Generation | TWh | 53.1215 | 49.0854 | 49.1421 | 50.568 | 34.1805 | 10.0465 | 10.521 | 10.9299
NY- NOx Annual Budget- v6.20 | 590 | 7559 | Rate Constraint in MTons | FALSE | L | Annual | Rate | lb/MWh | 0.14808 | 0.13248 | 0.11346 | 0.097487 | 0.079628 | 0.077642 | 0.074415 | 0.074754
NY- NOx Annual Budget- v6.20 | 590 | 7559 | Rate Constraint in MTons | FALSE | L | Annual | Constraint Shadow Price | US2019$/Ton | 0 | 0 | 0 | 0 | 0 | 0 | 0 | 0
NY- NOx Ozone Season Budget- v6.20 | 591 | 7558 | Rate Constraint in MTons | FALSE | L | Annual | Seasons Included | Seasons | Summer | Summer | Summer | Summer | Summer | Summer | Summer | Summer
NY- NOx Ozone Season Budget- v6.20 | 591 | 7558 | Rate Constraint in MTons | FALSE | L | Annual | Standard NOX | Thousand Tons | 5.135 | 5.135 | 5.135 | 5.135 | 5.135 | 5.135 | 5.135 | 5.135
NY- NOx Ozone Season Budget- v6.20 | 591 | 7558 | Rate Constraint in MTons | FALSE | L | Annual | Emissions at Affected Plants NOX | Thousand Tons | 2.6417 | 2.2341 | 1.865 | 1.4972 | 0.76959 | 0.25959 | 0.25696 | 0.255
NY- NOx Ozone Season Budget- v6.20 | 591 | 7558 | Rate Constraint in MTons | FALSE | L | Annual | Allowances Purchased NOX | Thousand Tons | 0 | 0 | 0 | 0 | 0 | 0 | 0 | 0
NY- NOx Ozone Season Budget- v6.20 | 591 | 7558 | Rate Constraint in MTons | FALSE | L | Annual | Allowances Sold NOX | Thousand Tons | 0 | 0 | 0 | 0 | 0 | 0 | 0 | 0
NY- NOx Ozone Season Budget- v6.20 | 591 | 7558 | Rate Constraint in MTons | FALSE | L | Annual | Allowances Banked | Thousand Tons | 0 | 2.9009 | 0 | 0 | 0 | 0 | 0 | 0
NY- NOx Ozone Season Budget- v6.20 | 591 | 7558 | Rate Constraint in MTons | FALSE | L | Annual | Allowances Withdrawn (1:1) | Thousand Tons | 0 | 0 | 0 | 0 | 0 | -1.7406 | 0 | 0
NY- NOx Ozone Season Budget- v6.20 | 591 | 7558 | Rate Constraint in MTons | FALSE | L | Annual | Allowances Withdrawn (n:1) | Thousand Tons | 0 | 0 | 0 | 0 | 0 | 0 | 0 | 0
NY- NOx Ozone Season Budget- v6.20 | 591 | 7558 | Rate Constraint in MTons | FALSE | L | Annual | Net Emissions Allowance Position | Thousand Tons | 2.6417 | 5.135 | 1.865 | 1.4972 | 0.76959 | -1.481 | 0.25696 | 0.255
NY- NOx Ozone Season Budget- v6.20 | 591 | 7558 | Rate Constraint in MTons | FALSE | L | Annual | Fuel Consumed | TBtu | 235.4153 | 225.4065 | 217.2512 | 204.0959 | 166.2055 | 52.648 | 54.5058 | 57.1875
NY- NOx Ozone Season Budget- v6.20 | 591 | 7558 | Rate Constraint in MTons | FALSE | L | Annual | Rate | lb/MMBtu | 0.022443 | 0.019823 | 0.01717 | 0.014671 | 0.0092607 | 0.0098612 | 0.0094288 | 0.0089181
NY- NOx Ozone Season Budget- v6.20 | 591 | 7558 | Rate Constraint in MTons | FALSE | L | Annual | Generation | TWh | 30.2443 | 29.1335 | 28.4387 | 27.4287 | 23.2267 | 7.4014 | 7.6323 | 7.9115
NY- NOx Ozone Season Budget- v6.20 | 591 | 7558 | Rate Constraint in MTons | FALSE | L | Annual | Qualifying Generation | TWh | 30.2162 | 29.1055 | 28.4107 | 27.4007 | 23.2076 | 7.3912 | 7.5921 | 7.8144
NY- NOx Ozone Season Budget- v6.20 | 591 | 7558 | Rate Constraint in MTons | FALSE | L | Annual | Rate | lb/MWh | 0.17485 | 0.15352 | 0.13129 | 0.10928 | 0.066322 | 0.070242 | 0.067692 | 0.065265
NY- NOx Ozone Season Budget- v6.20 | 591 | 7558 | Rate Constraint in MTons | FALSE | L | Annual | Constraint Shadow Price | US2019$/Ton | 0 | 0 | 0 | 0 | 0 | 0 | 0 | 0
NY- NOx Ozone Season Limit- CT Gas Units- v6.20 | 592 | 7639 | Rate Constraint in lbs/MMBtu | FALSE | L | Annual | Seasons Included | Seasons | Summer | Summer | Summer | Summer | Summer | Summer | Summer | Summer
NY- NOx Ozone Season Limit- CT Gas Units- v6.20 | 592 | 7639 | Rate Constraint in lbs/MMBtu | FALSE | L | Annual | Standard NOX | lb/MMBtu | 0.36765 | 0.09191 | 0.09191 | 0.09191 | 0.09191 | 0.09191 | 0.09191 | 0.09191
NY- NOx Ozone Season Limit- CT Gas Units- v6.20 | 592 | 7639 | Rate Constraint in lbs/MMBtu | FALSE | L | Annual | Emissions at Affected Plants NOX | Thousand Tons | 0.18346 | 0.099188 | 0.10148 | 0.073352 | 0.0078776 | 0.012754 | 0.009394 | 0.0078595
NY- NOx Ozone Season Limit- CT Gas Units- v6.20 | 592 | 7639 | Rate Constraint in lbs/MMBtu | FALSE | L | Annual | Allowances Purchased NOX | Thousand Tons | 0 | 0 | 0 | 0 | 0 | 0 | 0 | 0
NY- NOx Ozone Season Limit- CT Gas Units- v6.20 | 592 | 7639 | Rate Constraint in lbs/MMBtu | FALSE | L | Annual | Allowances Sold NOX | Thousand Tons | 0 | 0 | 0 | 0 | 0 | 0 | 0 | 0
NY- NOx Ozone Season Limit- CT Gas Units- v6.20 | 592 | 7639 | Rate Constraint in lbs/MMBtu | FALSE | L | Annual | Allowances Banked | Thousand Tons | 0 | 0 | 0 | 0 | 0 | 0 | 0 | 0
NY- NOx Ozone Season Limit- CT Gas Units- v6.20 | 592 | 7639 | Rate Constraint in lbs/MMBtu | FALSE | L | Annual | Allowances Withdrawn (1:1) | Thousand Tons | 0 | 0 | 0 | 0 | 0 | 0 | 0 | 0
NY- NOx Ozone Season Limit- CT Gas Units- v6.20 | 592 | 7639 | Rate Constraint in lbs/MMBtu | FALSE | L | Annual | Allowances Withdrawn (n:1) | Thousand Tons | 0 | 0 | 0 | 0 | 0 | 0 | 0 | 0
NY- NOx Ozone Season Limit- CT Gas Units- v6.20 | 592 | 7639 | Rate Constraint in lbs/MMBtu | FALSE | L | Annual | Net Emissions Allowance Position | Thousand Tons | 0.18346 | 0.099188 | 0.10148 | 0.073352 | 0.0078776 | 0.012754 | 0.009394 | 0.0078595
NY- NOx Ozone Season Limit- CT Gas Units- v6.20 | 592 | 7639 | Rate Constraint in lbs/MMBtu | FALSE | L | Annual | Fuel Consumed | TBtu | 5.5097 | 7.1096 | 7.1937 | 3.9489 | 0.43353 | 0.70005 | 0.54755 | 0.38583
NY- NOx Ozone Season Limit- CT Gas Units- v6.20 | 592 | 7639 | Rate Constraint in lbs/MMBtu | FALSE | L | Annual | Rate | lb/MMBtu | 0.066595 | 0.027902 | 0.028214 | 0.037151 | 0.036341 | 0.036438 | 0.034313 | 0.040741
NY- NOx Ozone Season Limit- CT Gas Units- v6.20 | 592 | 7639 | Rate Constraint in lbs/MMBtu | FALSE | L | Annual | Generation | TWh | 0.50062 | 0.64074 | 0.64536 | 0.35031 | 0.043374 | 0.06427 | 0.05219 | 0.041182
NY- NOx Ozone Season Limit- CT Gas Units- v6.20 | 592 | 7639 | Rate Constraint in lbs/MMBtu | FALSE | L | Annual | Qualifying Generation | TWh | 0.48908 | 0.62835 | 0.63361 | 0.34026 | 0.040692 | 0.061891 | 0.049811 | 0.037605
NY- NOx Ozone Season Limit- CT Gas Units- v6.20 | 592 | 7639 | Rate Constraint in lbs/MMBtu | FALSE | L | Annual | Rate | lb/MWh | 0.75021 | 0.31571 | 0.32033 | 0.43115 | 0.38718 | 0.41215 | 0.37719 | 0.418
NY- NOx Ozone Season Limit- CT Gas Units- v6.20 | 592 | 7639 | Rate Constraint in lbs/MMBtu | FALSE | L | Annual | Constraint Shadow Price | US2019$/Ton | 0 | 0 | 0 | 0 | 0 | 0 | 0 | 0
NY- NOx Ozone Season Limit- CT Oil Units- v6.20 | 593 | 7640 | Rate Constraint in lbs/MMBtu | FALSE | L | Annual | Seasons Included | Seasons | Summer | Summer | Summer | Summer | Summer | Summer | Summer | Summer
NY- NOx Ozone Season Limit- CT Oil Units- v6.20 | 593 | 7640 | Rate Constraint in lbs/MMBtu | FALSE | L | Annual | Standard NOX | lb/MMBtu | 0.3876 | 0.16279 | 0.16279 | 0.16279 | 0.16279 | 0.16279 | 0.16279 | 0.16279
NY- NOx Ozone Season Limit- CT Oil Units- v6.20 | 593 | 7640 | Rate Constraint in lbs/MMBtu | FALSE | L | Annual | Emissions at Affected Plants NOX | Thousand Tons | 0.00082507 | 7.7167e-05 | 0.00033468 | 0.0014332 | 0 | 0 | 0 | 0
NY- NOx Ozone Season Limit- CT Oil Units- v6.20 | 593 | 7640 | Rate Constraint in lbs/MMBtu | FALSE | L | Annual | Allowances Purchased NOX | Thousand Tons | 0 | 0 | 0 | 0 | 0 | 0 | 0 | 0
NY- NOx Ozone Season Limit- CT Oil Units- v6.20 | 593 | 7640 | Rate Constraint in lbs/MMBtu | FALSE | L | Annual | Allowances Sold NOX | Thousand Tons | 0 | 0 | 0 | 0 | 0 | 0 | 0 | 0
NY- NOx Ozone Season Limit- CT Oil Units- v6.20 | 593 | 7640 | Rate Constraint in lbs/MMBtu | FALSE | L | Annual | Allowances Banked | Thousand Tons | 0 | 0 | 0 | 0 | 0 | 0 | 0 | 0
NY- NOx Ozone Season Limit- CT Oil Units- v6.20 | 593 | 7640 | Rate Constraint in lbs/MMBtu | FALSE | L | Annual | Allowances Withdrawn (1:1) | Thousand Tons | 0 | 0 | 0 | 0 | 0 | 0 | 0 | 0
NY- NOx Ozone Season Limit- CT Oil Units- v6.20 | 593 | 7640 | Rate Constraint in lbs/MMBtu | FALSE | L | Annual | Allowances Withdrawn (n:1) | Thousand Tons | 0 | 0 | 0 | 0 | 0 | 0 | 0 | 0
NY- NOx Ozone Season Limit- CT Oil Units- v6.20 | 593 | 7640 | Rate Constraint in lbs/MMBtu | FALSE | L | Annual | Net Emissions Allowance Position | Thousand Tons | 0.00082507 | 7.7167e-05 | 0.00033468 | 0.0014332 | 0 | 0 | 0 | 0
NY- NOx Ozone Season Limit- CT Oil Units- v6.20 | 593 | 7640 | Rate Constraint in lbs/MMBtu | FALSE | L | Annual | Fuel Consumed | TBtu | 0.014604 | 0.0045264 | 0.0077368 | 0.027878 | 0 | 0 | 0 | 0
NY- NOx Ozone Season Limit- CT Oil Units- v6.20 | 593 | 7640 | Rate Constraint in lbs/MMBtu | FALSE | L | Annual | Rate | lb/MMBtu | 0.11299 | 0.034097 | 0.086518 | 0.10282 | 0 | 0 | 0 | 0
NY- NOx Ozone Season Limit- CT Oil Units- v6.20 | 593 | 7640 | Rate Constraint in lbs/MMBtu | FALSE | L | Annual | Generation | TWh | 0.00129 | 0.00039148 | 0.00057567 | 0.002087 | 0 | 0 | 0 | 0
NY- NOx Ozone Season Limit- CT Oil Units- v6.20 | 593 | 7640 | Rate Constraint in lbs/MMBtu | FALSE | L | Annual | Qualifying Generation | TWh | 0.00129 | 0.00039148 | 0.00057567 | 0.002087 | 0 | 0 | 0 | 0
NY- NOx Ozone Season Limit- CT Oil Units- v6.20 | 593 | 7640 | Rate Constraint in lbs/MMBtu | FALSE | L | Annual | Rate | lb/MWh | 1.2792 | 0.39423 | 1.1628 | 1.3734 | 0 | 0 | 0 | 0
NY- NOx Ozone Season Limit- CT Oil Units- v6.20 | 593 | 7640 | Rate Constraint in lbs/MMBtu | FALSE | L | Annual | Constraint Shadow Price | US2019$/Ton | 0 | 0 | 0 | 0 | 0 | 0 | 0 | 0
NY- SO2 Annual Budget- v6.20 | 594 | 7560 | Rate Constraint in MTons | FALSE | L | Annual | Seasons Included | Seasons | Winter, WintShld, Summer | Winter, WintShld, Summer | Winter, WintShld, Summer | Winter, WintShld, Summer | Winter, WintShld, Summer | Winter, WintShld, Summer | Winter, WintShld, Summer | Winter, WintShld, Summer
NY- SO2 Annual Budget- v6.20 | 594 | 7560 | Rate Constraint in MTons | FALSE | L | Annual | Standard SO2 | Thousand Tons | 27.556 | 27.556 | 27.556 | 27.556 | 27.556 | 27.556 | 27.556 | 27.556
NY- SO2 Annual Budget- v6.20 | 594 | 7560 | Rate Constraint in MTons | FALSE | L | Annual | Emissions at Affected Plants SO2 | Thousand Tons | 0 | 0 | 0 | 0 | 0 | 0 | 0 | 0
NY- SO2 Annual Budget- v6.20 | 594 | 7560 | Rate Constraint in MTons | FALSE | L | Annual | Allowances Purchased SO2 | Thousand Tons | 0 | 0 | 0 | 0 | 0 | 0 | 0 | 0
NY- SO2 Annual Budget- v6.20 | 594 | 7560 | Rate Constraint in MTons | FALSE | L | Annual | Allowances Sold SO2 | Thousand Tons | 0 | 0 | 0 | 0 | 0 | 0 | 0 | 0
NY- SO2 Annual Budget- v6.20 | 594 | 7560 | Rate Constraint in MTons | FALSE | L | Annual | Allowances Banked | Thousand Tons | 0 | 0 | 27.556 | 0 | 0 | 0 | 0 | 0
NY- SO2 Annual Budget- v6.20 | 594 | 7560 | Rate Constraint in MTons | FALSE | L | Annual | Allowances Withdrawn (1:1) | Thousand Tons | 0 | 0 | 0 | 0 | 0 | -16.5336 | 0 | 0
NY- SO2 Annual Budget- v6.20 | 594 | 7560 | Rate Constraint in MTons | FALSE | L | Annual | Allowances Withdrawn (n:1) | Thousand Tons | 0 | 0 | 0 | 0 | 0 | 0 | 0 | 0
NY- SO2 Annual Budget- v6.20 | 594 | 7560 | Rate Constraint in MTons | FALSE | L | Annual | Net Emissions Allowance Position | Thousand Tons | 0 | 0 | 27.556 | 0 | 0 | -16.5336 | 0 | 0
NY- SO2 Annual Budget- v6.20 | 594 | 7560 | Rate Constraint in MTons | FALSE | L | Annual | Fuel Consumed | TBtu | 401.3047 | 368.1583 | 363.9035 | 368.1213 | 242.9049 | 70.7824 | 74.578 | 78.6286
NY- SO2 Annual Budget- v6.20 | 594 | 7560 | Rate Constraint in MTons | FALSE | L | Annual | Rate | lb/MMBtu | 0 | 0 | 0 | 0 | 0 | 0 | 0 | 0
NY- SO2 Annual Budget- v6.20 | 594 | 7560 | Rate Constraint in MTons | FALSE | L | Annual | Generation | TWh | 53.1502 | 49.1151 | 49.1719 | 50.5961 | 34.1997 | 10.0568 | 10.5615 | 11.0309
NY- SO2 Annual Budget- v6.20 | 594 | 7560 | Rate Constraint in MTons | FALSE | L | Annual | Qualifying Generation | TWh | 53.1215 | 49.0854 | 49.1421 | 50.568 | 34.1805 | 10.0465 | 10.521 | 10.9299
NY- SO2 Annual Budget- v6.20 | 594 | 7560 | Rate Constraint in MTons | FALSE | L | Annual | Rate | lb/MWh | 0 | 0 | 0 | 0 | 0 | 0 | 0 | 0
NY- SO2 Annual Budget- v6.20 | 594 | 7560 | Rate Constraint in MTons | FALSE | L | Annual | Constraint Shadow Price | US2019$/Ton | 0 | 0 | 0 | 0 | 0 | 0 | 0 | 0
OR Utility Hg Rule - MER Removal New Units v3.1 | 595 | 7563 | Rate Constraint in lbs/MMBtu | FALSE | L | Annual | Seasons Included | Seasons | Winter, WintShld, Summer | Winter, WintShld, Summer | Winter, WintShld, Summer | Winter, WintShld, Summer | Winter, WintShld, Summer | Winter, WintShld, Summer | Winter, WintShld, Summer | Winter, WintShld, Summer
OR Utility Hg Rule - MER Removal New Units v3.1 | 595 | 7563 | Rate Constraint in lbs/MMBtu | FALSE | L | Annual | Standard MER | lb/MMBtu | 6e-07 | 6e-07 | 6e-07 | 6e-07 | 6e-07 | 6e-07 | 6e-07 | 6e-07
OR Utility Hg Rule - MER Removal New Units v3.1 | 595 | 7563 | Rate Constraint in lbs/MMBtu | FALSE | L | Annual | Emissions at Affected Plants MER | lbs | 0 | 0 | 0 | 0 | 0 | 0 | 0 | 0
OR Utility Hg Rule - MER Removal New Units v3.1 | 595 | 7563 | Rate Constraint in lbs/MMBtu | FALSE | L | Annual | Allowances Purchased MER | lbs | 0 | 0 | 0 | 0 | 0 | 0 | 0 | 0
OR Utility Hg Rule - MER Removal New Units v3.1 | 595 | 7563 | Rate Constraint in lbs/MMBtu | FALSE | L | Annual | Allowances Sold MER | lbs | 0 | 0 | 0 | 0 | 0 | 0 | 0 | 0
OR Utility Hg Rule - MER Removal New Units v3.1 | 595 | 7563 | Rate Constraint in lbs/MMBtu | FALSE | L | Annual | Allowances Banked | lbs | 0 | 0 | 0 | 0 | 0 | 0 | 0 | 0
OR Utility Hg Rule - MER Removal New Units v3.1 | 595 | 7563 | Rate Constraint in lbs/MMBtu | FALSE | L | Annual | Allowances Withdrawn (1:1) | lbs | 0 | 0 | 0 | 0 | 0 | 0 | 0 | 0
OR Utility Hg Rule - MER Removal New Units v3.1 | 595 | 7563 | Rate Constraint in lbs/MMBtu | FALSE | L | Annual | Allowances Withdrawn (n:1) | lbs | 0 | 0 | 0 | 0 | 0 | 0 | 0 | 0
OR Utility Hg Rule - MER Removal New Units v3.1 | 595 | 7563 | Rate Constraint in lbs/MMBtu | FALSE | L | Annual | Net Emissions Allowance Position | lbs | 0 | 0 | 0 | 0 | 0 | 0 | 0 | 0
OR Utility Hg Rule - MER Removal New Units v3.1 | 595 | 7563 | Rate Constraint in lbs/MMBtu | FALSE | L | Annual | Fuel Consumed | TBtu | 0 | 0 | 0 | 0 | 0 | 0 | 0 | 0
OR Utility Hg Rule - MER Removal New Units v3.1 | 595 | 7563 | Rate Constraint in lbs/MMBtu | FALSE | L | Annual | Rate | lb/MMBtu | 0 | 0 | 0 | 0 | 0 | 0 | 0 | 0
OR Utility Hg Rule - MER Removal New Units v3.1 | 595 | 7563 | Rate Constraint in lbs/MMBtu | FALSE | L | Annual | Generation | TWh | 0 | 0 | 0 | 0 | 0 | 0 | 0 | 0
OR Utility Hg Rule - MER Removal New Units v3.1 | 595 | 7563 | Rate Constraint in lbs/MMBtu | FALSE | L | Annual | Qualifying Generation | TWh | 0 | 0 | 0 | 0 | 0 | 0 | 0 | 0
OR Utility Hg Rule - MER Removal New Units v3.1 | 595 | 7563 | Rate Constraint in lbs/MMBtu | FALSE | L | Annual | Rate | lb/MWh | 0 | 0 | 0 | 0 | 0 | 0 | 0 | 0
OR Utility Hg Rule - MER Removal New Units v3.1 | 595 | 7563 | Rate Constraint in lbs/MMBtu | FALSE | L | Annual | Constraint Shadow Price | US2019$/Lb | 0 | 0 | 20166830.4854 | 0 | 669747.165 | 0 | 4686287.9088 | 0
Ozone Season NOX Cap RCU - IL | 596 | 7675 | Rate Constraint in MTons | FALSE | L | Annual | Seasons Included | Seasons | Summer | Summer | Summer | Summer | Summer | Summer | Summer | Summer
Ozone Season NOX Cap RCU - IL | 596 | 7675 | Rate Constraint in MTons | FALSE | L | Annual | Standard NOX | Thousand Tons | 9.896 | 9.751 | 9.751 | 9.751 | 9.751 | 9.751 | 9.751 | 9.751
Ozone Season NOX Cap RCU - IL | 596 | 7675 | Rate Constraint in MTons | FALSE | L | Annual | Emissions at Affected Plants NOX | Thousand Tons | 7.1981 | 5.5921 | 6.2236 | 6.5011 | 6.529 | 6.529 | 6.529 | 6.4378
Ozone Season NOX Cap RCU - IL | 596 | 7675 | Rate Constraint in MTons | FALSE | L | Annual | Allowances Purchased NOX | Thousand Tons | 0 | 0 | 0 | 0 | 0 | 0 | 0 | 0
Ozone Season NOX Cap RCU - IL | 596 | 7675 | Rate Constraint in MTons | FALSE | L | Annual | Allowances Sold NOX | Thousand Tons | 0 | 0 | 0 | 0 | 0 | 0 | 0 | 0
Ozone Season NOX Cap RCU - IL | 596 | 7675 | Rate Constraint in MTons | FALSE | L | Annual | Allowances Banked | Thousand Tons | 0 | 0 | 0 | 0 | 0 | 0 | 0 | 0
Ozone Season NOX Cap RCU - IL | 596 | 7675 | Rate Constraint in MTons | FALSE | L | Annual | Allowances Withdrawn (1:1) | Thousand Tons | 0 | 0 | 0 | 0 | 0 | 0 | 0 | 0
Ozone Season NOX Cap RCU - IL | 596 | 7675 | Rate Constraint in MTons | FALSE | L | Annual | Allowances Withdrawn (n:1) | Thousand Tons | 0 | 0 | 0 | 0 | 0 | 0 | 0 | 0
Ozone Season NOX Cap RCU - IL | 596 | 7675 | Rate Constraint in MTons | FALSE | L | Annual | Net Emissions Allowance Position | Thousand Tons | 7.1981 | 5.5921 | 6.2236 | 6.5011 | 6.529 | 6.529 | 6.529 | 6.4378
Ozone Season NOX Cap RCU - IL | 596 | 7675 | Rate Constraint in MTons | FALSE | L | Annual | Fuel Consumed | TBtu | 250.5546 | 249.6904 | 282.3123 | 292.16 | 304.8679 | 303.5862 | 309.9595 | 319.4142
Ozone Season NOX Cap RCU - IL | 596 | 7675 | Rate Constraint in MTons | FALSE | L | Annual | Rate | lb/MMBtu | 0.057457 | 0.044792 | 0.04409 | 0.044504 | 0.042832 | 0.043012 | 0.042128 | 0.04031
Ozone Season NOX Cap RCU - IL | 596 | 7675 | Rate Constraint in MTons | FALSE | L | Annual | Generation | TWh | 26.9656 | 26.8667 | 31.1616 | 32.1897 | 34.9133 | 35.9542 | 37.9032 | 50.1683
Ozone Season NOX Cap RCU - IL | 596 | 7675 | Rate Constraint in MTons | FALSE | L | Annual | Qualifying Generation | TWh | 26.9656 | 26.8667 | 30.0892 | 30.9857 | 32.2885 | 32.026 | 32.7445 | 34.8152
Ozone Season NOX Cap RCU - IL | 596 | 7675 | Rate Constraint in MTons | FALSE | L | Annual | Rate | lb/MWh | 0.53387 | 0.41628 | 0.41368 | 0.41962 | 0.40442 | 0.40773 | 0.39878 | 0.36983
Ozone Season NOX Cap RCU - IL | 596 | 7675 | Rate Constraint in MTons | FALSE | L | Annual | Constraint Shadow Price | US2019$/Ton | 0 | 0 | 0 | 0 | 0 | 0 | 0 | 0
Ozone Season NOX Cap RCU - IN | 597 | 7676 | Rate Constraint in MTons | FALSE | L | Annual | Seasons Included | Seasons | Summer | Summer | Summer | Summer | Summer | Summer | Summer | Summer
Ozone Season NOX Cap RCU - IN | 597 | 7676 | Rate Constraint in MTons | FALSE | L | Annual | Standard NOX | Thousand Tons | 15.189 | 11.573 | 11.573 | 11.573 | 11.573 | 11.573 | 11.573 | 11.573
Ozone Season NOX Cap RCU - IN | 597 | 7676 | Rate Constraint in MTons | FALSE | L | Annual | Emissions at Affected Plants NOX | Thousand Tons | 9.8793 | 7.3652 | 7.8459 | 7.4709 | 7.4678 | 6.3389 | 6.6424 | 4.5723
Ozone Season NOX Cap RCU - IN | 597 | 7676 | Rate Constraint in MTons | FALSE | L | Annual | Allowances Purchased NOX | Thousand Tons | 0 | 0 | 0 | 0 | 0 | 0 | 0 | 0
Ozone Season NOX Cap RCU - IN | 597 | 7676 | Rate Constraint in MTons | FALSE | L | Annual | Allowances Sold NOX | Thousand Tons | 0 | 0 | 0 | 0 | 0 | 0 | 0 | 0
Ozone Season NOX Cap RCU - IN | 597 | 7676 | Rate Constraint in MTons | FALSE | L | Annual | Allowances Banked | Thousand Tons | 0 | 0 | 0 | 0 | 0 | 0 | 0 | 0
Ozone Season NOX Cap RCU - IN | 597 | 7676 | Rate Constraint in MTons | FALSE | L | Annual | Allowances Withdrawn (1:1) | Thousand Tons | 0 | 0 | 0 | 0 | 0 | 0 | 0 | 0
Ozone Season NOX Cap RCU - IN | 597 | 7676 | Rate Constraint in MTons | FALSE | L | Annual | Allowances Withdrawn (n:1) | Thousand Tons | 0 | 0 | 0 | 0 | 0 | 0 | 0 | 0
Ozone Season NOX Cap RCU - IN | 597 | 7676 | Rate Constraint in MTons | FALSE | L | Annual | Net Emissions Allowance Position | Thousand Tons | 9.8793 | 7.3652 | 7.8459 | 7.4709 | 7.4678 | 6.3389 | 6.6424 | 4.5723
Ozone Season NOX Cap RCU - IN | 597 | 7676 | Rate Constraint in MTons | FALSE | L | Annual | Fuel Consumed | TBtu | 300.4888 | 293.2407 | 311.3615 | 294.0062 | 309.6686 | 311.9689 | 327.034 | 274.0641
Ozone Season NOX Cap RCU - IN | 597 | 7676 | Rate Constraint in MTons | FALSE | L | Annual | Rate | lb/MMBtu | 0.065755 | 0.050233 | 0.050397 | 0.050821 | 0.048231 | 0.040638 | 0.040622 | 0.033367
Ozone Season NOX Cap RCU - IN | 597 | 7676 | Rate Constraint in MTons | FALSE | L | Annual | Generation | TWh | 31.9774 | 31.2899 | 33.105 | 31.5089 | 35.1077 | 40.3428 | 54.4413 | 65.1562
Ozone Season NOX Cap RCU - IN | 597 | 7676 | Rate Constraint in MTons | FALSE | L | Annual | Qualifying Generation | TWh | 31.9774 | 31.2899 | 33.0472 | 31.451 | 33.1579 | 35.9363 | 38.2218 | 34.1728
Ozone Season NOX Cap RCU - IN | 597 | 7676 | Rate Constraint in MTons | FALSE | L | Annual | Rate | lb/MWh | 0.61789 | 0.47077 | 0.47483 | 0.47508 | 0.45044 | 0.35279 | 0.34757 | 0.2676
Ozone Season NOX Cap RCU - IN | 597 | 7676 | Rate Constraint in MTons | FALSE | L | Annual | Constraint Shadow Price | US2019$/Ton | 0 | 0 | 0 | 0 | 0 | 0 | 0 | 0
Ozone Season NOX Cap RCU - KY | 598 | 7677 | Rate Constraint in MTons | FALSE | L | Annual | Seasons Included | Seasons | Summer | Summer | Summer | Summer | Summer | Summer | Summer | Summer
Ozone Season NOX Cap RCU - KY | 598 | 7677 | Rate Constraint in MTons | FALSE | L | Annual | Standard NOX | Thousand Tons | 17.001 | 17.001 | 17.001 | 17.001 | 17.001 | 17.001 | 17.001 | 17.001
Ozone Season NOX Cap RCU - KY | 598 | 7677 | Rate Constraint in MTons | FALSE | L | Annual | Emissions at Affected Plants NOX | Thousand Tons | 11.2376 | 4.8659 | 4.7245 | 4.6269 | 3.4475 | 3.791 | 2.9241 | 2.0365
Ozone Season NOX Cap RCU - KY | 598 | 7677 | Rate Constraint in MTons | FALSE | L | Annual | Allowances Purchased NOX | Thousand Tons | 0 | 0 | 0 | 0 | 0 | 0 | 0 | 0
Ozone Season NOX Cap RCU - KY | 598 | 7677 | Rate Constraint in MTons | FALSE | L | Annual | Allowances Sold NOX | Thousand Tons | 0 | 0 | 0 | 0 | 0 | 0 | 0 | 0
Ozone Season NOX Cap RCU - KY | 598 | 7677 | Rate Constraint in MTons | FALSE | L | Annual | Allowances Banked | Thousand Tons | 0 | 0 | 0 | 0 | 0 | 0 | 0 | 0
Ozone Season NOX Cap RCU - KY | 598 | 7677 | Rate Constraint in MTons | FALSE | L | Annual | Allowances Withdrawn (1:1) | Thousand Tons | 0 | 0 | 0 | 0 | 0 | 0 | 0 | 0
Ozone Season NOX Cap RCU - KY | 598 | 7677 | Rate Constraint in MTons | FALSE | L | Annual | Allowances Withdrawn (n:1) | Thousand Tons | 0 | 0 | 0 | 0 | 0 | 0 | 0 | 0
Ozone Season NOX Cap RCU - KY | 598 | 7677 | Rate Constraint in MTons | FALSE | L | Annual | Net Emissions Allowance Position | Thousand Tons | 11.2376 | 4.8659 | 4.7245 | 4.6269 | 3.4475 | 3.791 | 2.9241 | 2.0365
Ozone Season NOX Cap RCU - KY | 598 | 7677 | Rate Constraint in MTons | FALSE | L | Annual | Fuel Consumed | TBtu | 239.2188 | 205.9973 | 193.8631 | 189.8534 | 187.7137 | 210.6009 | 213.6887 | 220.2915
Ozone Season NOX Cap RCU - KY | 598 | 7677 | Rate Constraint in MTons | FALSE | L | Annual | Rate | lb/MMBtu | 0.093953 | 0.047242 | 0.048741 | 0.048741 | 0.036732 | 0.036002 | 0.027367 | 0.018489
Ozone Season NOX Cap RCU - KY | 598 | 7677 | Rate Constraint in MTons | FALSE | L | Annual | Generation | TWh | 24.2776 | 21.6596 | 22.3704 | 22.0646 | 28.8256 | 42.0457 | 57.9621 | 84.6124
Ozone Season NOX Cap RCU - KY | 598 | 7677 | Rate Constraint in MTons | FALSE | L | Annual | Qualifying Generation | TWh | 24.2776 | 21.6596 | 20.7591 | 20.4007 | 22.3327 | 25.9482 | 28.4267 | 30.8182
Ozone Season NOX Cap RCU - KY | 598 | 7677 | Rate Constraint in MTons | FALSE | L | Annual | Rate | lb/MWh | 0.92576 | 0.4493 | 0.45517 | 0.4536 | 0.30874 | 0.2922 | 0.20573 | 0.13216
Ozone Season NOX Cap RCU - KY | 598 | 7677 | Rate Constraint in MTons | FALSE | L | Annual | Constraint Shadow Price | US2019$/Ton | 0 | 0 | 0 | 0 | 0 | 0 | 0 | 0
Ozone Season NOX Cap RCU - LA | 599 | 7678 | Rate Constraint in MTons | FALSE | L | Annual | Seasons Included | Seasons | Summer | Summer | Summer | Summer | Summer | Summer | Summer | Summer
Ozone Season NOX Cap RCU - LA | 599 | 7678 | Rate Constraint in MTons | FALSE | L | Annual | Standard NOX | Thousand Tons | 17.929 | 17.929 | 17.929 | 17.929 | 17.929 | 17.929 | 17.929 | 17.929
Ozone Season NOX Cap RCU - LA | 599 | 7678 | Rate Constraint in MTons | FALSE | L | Annual | Emissions at Affected Plants NOX | Thousand Tons | 8.7967 | 5.6829 | 6.1214 | 6.0823 | 4.9691 | 4.0225 | 3.6259 | 3.5946
Ozone Season NOX Cap RCU - LA | 599 | 7678 | Rate Constraint in MTons | FALSE | L | Annual | Allowances Purchased NOX | Thousand Tons | 0 | 0 | 0 | 0 | 0 | 0 | 0 | 0
Ozone Season NOX Cap RCU - LA | 599 | 7678 | Rate Constraint in MTons | FALSE | L | Annual | Allowances Sold NOX | Thousand Tons | 0 | 0 | 0 | 0 | 0 | 0 | 0 | 0
Ozone Season NOX Cap RCU - LA | 599 | 7678 | Rate Constraint in MTons | FALSE | L | Annual | Allowances Banked | Thousand Tons | 0 | 0 | 0 | 0 | 0 | 0 | 0 | 0
Ozone Season NOX Cap RCU - LA | 599 | 7678 | Rate Constraint in MTons | FALSE | L | Annual | Allowances Withdrawn (1:1) | Thousand Tons | 0 | 0 | 0 | 0 | 0 | 0 | 0 | 0
Ozone Season NOX Cap RCU - LA | 599 | 7678 | Rate Constraint in MTons | FALSE | L | Annual | Allowances Withdrawn (n:1) | Thousand Tons | 0 | 0 | 0 | 0 | 0 | 0 | 0 | 0
Ozone Season NOX Cap RCU - LA | 599 | 7678 | Rate Constraint in MTons | FALSE | L | Annual | Net Emissions Allowance Position | Thousand Tons | 8.7967 | 5.6829 | 6.1214 | 6.0823 | 4.9691 | 4.0225 | 3.6259 | 3.5946
Ozone Season NOX Cap RCU - LA | 599 | 7678 | Rate Constraint in MTons | FALSE | L | Annual | Fuel Consumed | TBtu | 291.0609 | 325.4845 | 329.3101 | 318.3539 | 333.8285 | 331.2408 | 353.9288 | 371.814
Ozone Season NOX Cap RCU - LA | 599 | 7678 | Rate Constraint in MTons | FALSE | L | Annual | Rate | lb/MMBtu | 0.060446 | 0.03492 | 0.037177 | 0.038211 | 0.02977 | 0.024288 | 0.02049 | 0.019335
Ozone Season NOX Cap RCU - LA | 599 | 7678 | Rate Constraint in MTons | FALSE | L | Annual | Generation | TWh | 37.1535 | 40.3492 | 41.1545 | 40.1105 | 44.7231 | 46.6757 | 51.2687 | 54.5075
Ozone Season NOX Cap RCU - LA | 599 | 7678 | Rate Constraint in MTons | FALSE | L | Annual | Qualifying Generation | TWh | 37.1535 | 40.3492 | 41.1545 | 40.1105 | 44.7231 | 45.4994 | 49.775 | 53.1303
Ozone Season NOX Cap RCU - LA | 599 | 7678 | Rate Constraint in MTons | FALSE | L | Annual | Rate | lb/MWh | 0.47353 | 0.28169 | 0.29748 | 0.30328 | 0.22222 | 0.17682 | 0.14569 | 0.13531
Ozone Season NOX Cap RCU - LA | 599 | 7678 | Rate Constraint in MTons | FALSE | L | Annual | Constraint Shadow Price | US2019$/Ton | 0 | 0 | 0 | 0 | 0 | 0 | 0 | 0
Ozone Season NOX Cap RCU - MD | 600 | 7679 | Rate Constraint in MTons | FALSE | L | Annual | Seasons Included | Seasons | Summer | Summer | Summer | Summer | Summer | Summer | Summer | Summer
Ozone Season NOX Cap RCU - MD | 600 | 7679 | Rate Constraint in MTons | FALSE | L | Annual | Standard NOX | Thousand Tons | 1.532 | 1.631 | 1.631 | 1.631 | 1.631 | 1.631 | 1.631 | 1.631
Ozone Season NOX Cap RCU - MD | 600 | 7679 | Rate Constraint in MTons | FALSE | L | Annual | Emissions at Affected Plants NOX | Thousand Tons | 0.39692 | 0.22994 | 0.21274 | 0.19682 | 0.18323 | 0.25874 | 0.39467 | 0.26243
Ozone Season NOX Cap RCU - MD | 600 | 7679 | Rate Constraint in MTons | FALSE | L | Annual | Allowances Purchased NOX | Thousand Tons | 0 | 0 | 0 | 0 | 0 | 0 | 0 | 0
Ozone Season NOX Cap RCU - MD | 600 | 7679 | Rate Constraint in MTons | FALSE | L | Annual | Allowances Sold NOX | Thousand Tons | 0 | 0 | 0 | 0 | 0 | 0 | 0 | 0
Ozone Season NOX Cap RCU - MD | 600 | 7679 | Rate Constraint in MTons | FALSE | L | Annual | Allowances Banked | Thousand Tons | 0 | 0 | 0 | 0 | 0 | 0 | 0 | 0
Ozone Season NOX Cap RCU - MD | 600 | 7679 | Rate Constraint in MTons | FALSE | L | Annual | Allowances Withdrawn (1:1) | Thousand Tons | 0 | 0 | 0 | 0 | 0 | 0 | 0 | 0
Ozone Season NOX Cap RCU - MD | 600 | 7679 | Rate Constraint in MTons | FALSE | L | Annual | Allowances Withdrawn (n:1) | Thousand Tons | 0 | 0 | 0 | 0 | 0 | 0 | 0 | 0
Ozone Season NOX Cap RCU - MD | 600 | 7679 | Rate Constraint in MTons | FALSE | L | Annual | Net Emissions Allowance Position | Thousand Tons | 0.39692 | 0.22994 | 0.21274 | 0.19682 | 0.18323 | 0.25874 | 0.39467 | 0.26243
Ozone Season NOX Cap RCU - MD | 600 | 7679 | Rate Constraint in MTons | FALSE | L | Annual | Fuel Consumed | TBtu | 72.6723 | 71.0216 | 70.7412 | 69.4314 | 67.8899 | 74.4449 | 78.1593 | 81.3123
Ozone Season NOX Cap RCU - MD | 600 | 7679 | Rate Constraint in MTons | FALSE | L | Annual | Rate | lb/MMBtu | 0.010923 | 0.0064753 | 0.0060145 | 0.0056695 | 0.0053979 | 0.0069511 | 0.010099 | 0.0064548
Ozone Season NOX Cap RCU - MD | 600 | 7679 | Rate Constraint in MTons | FALSE | L | Annual | Generation | TWh | 9.8509 | 9.732 | 9.7113 | 9.5777 | 9.4154 | 10.1116 | 11.519 | 42.3916
Ozone Season NOX Cap RCU - MD | 600 | 7679 | Rate Constraint in MTons | FALSE | L | Annual | Qualifying Generation | TWh | 9.8499 | 9.7308 | 9.7101 | 9.5767 | 9.4148 | 10.1101 | 10.5062 | 11.1031
Ozone Season NOX Cap RCU - MD | 600 | 7679 | Rate Constraint in MTons | FALSE | L | Annual | Rate | lb/MWh | 0.080593 | 0.047261 | 0.043818 | 0.041104 | 0.038925 | 0.051184 | 0.07513 | 0.047271
Ozone Season NOX Cap RCU - MD | 600 | 7679 | Rate Constraint in MTons | FALSE | L | Annual | Constraint Shadow Price | US2019$/Ton | 0 | 0 | 0 | 0 | 0 | 0 | 0 | 0
Ozone Season NOX Cap RCU - MI | 601 | 7680 | Rate Constraint in MTons | FALSE | L | Annual | Seasons Included | Seasons | Summer | Summer | Summer | Summer | Summer | Summer | Summer | Summer
Ozone Season NOX Cap RCU - MI | 601 | 7680 | Rate Constraint in MTons | FALSE | L | Annual | Standard NOX | Thousand Tons | 12.07 | 11.841 | 11.841 | 11.841 | 11.841 | 11.841 | 11.841 | 11.841
Ozone Season NOX Cap RCU - MI | 601 | 7680 | Rate Constraint in MTons | FALSE | L | Annual | Emissions at Affected Plants NOX | Thousand Tons | 9.89 | 4.9839 | 6.2671 | 6.0675 | 6.0366 | 6.1121 | 4.6694 | 4.1917
Ozone Season NOX Cap RCU - MI | 601 | 7680 | Rate Constraint in MTons | FALSE | L | Annual | Allowances Purchased NOX | Thousand Tons | 0 | 0 | 0 | 0 | 0 | 0 | 0 | 0
Ozone Season NOX Cap RCU - MI | 601 | 7680 | Rate Constraint in MTons | FALSE | L | Annual | Allowances Sold NOX | Thousand Tons | 0 | 0 | 0 | 0 | 0 | 0 | 0 | 0
Ozone Season NOX Cap RCU - MI | 601 | 7680 | Rate Constraint in MTons | FALSE | L | Annual | Allowances Banked | Thousand Tons | 0 | 0 | 0 | 0 | 0 | 0 | 0 | 0
Ozone Season NOX Cap RCU - MI | 601 | 7680 | Rate Constraint in MTons | FALSE | L | Annual | Allowances Withdrawn (1:1) | Thousand Tons | 0 | 0 | 0 | 0 | 0 | 0 | 0 | 0
Ozone Season NOX Cap RCU - MI | 601 | 7680 | Rate Constraint in MTons | FALSE | L | Annual | Allowances Withdrawn (n:1) | Thousand Tons | 0 | 0 | 0 | 0 | 0 | 0 | 0 | 0
Ozone Season NOX Cap RCU - MI | 601 | 7680 | Rate Constraint in MTons | FALSE | L | Annual | Net Emissions Allowance Position | Thousand Tons | 9.89 | 4.9839 | 6.2671 | 6.0675 | 6.0366 | 6.1121 | 4.6694 | 4.1917
Ozone Season NOX Cap RCU - MI | 601 | 7680 | Rate Constraint in MTons | FALSE | L | Annual | Fuel Consumed | TBtu | 315.1132 | 261.3002 | 299.5842 | 287.7513 | 288.3616 | 290.1039 | 245.4567 | 233.9288
Ozone Season NOX Cap RCU - MI | 601 | 7680 | Rate Constraint in MTons | FALSE | L | Annual | Rate | lb/MMBtu | 0.062771 | 0.038147 | 0.041839 | 0.042172 | 0.041868 | 0.042137 | 0.038046 | 0.035838
Ozone Season NOX Cap RCU - MI | 601 | 7680 | Rate Constraint in MTons | FALSE | L | Annual | Generation | TWh | 37.782 | 32.5536 | 37.1292 | 35.92 | 37.9907 | 40.5679 | 50.6666 | 65.5147
Ozone Season NOX Cap RCU - MI | 601 | 7680 | Rate Constraint in MTons | FALSE | L | Annual | Qualifying Generation | TWh | 37.782 | 32.5536 | 36.2788 | 35.1498 | 35.213 | 35.3019 | 31.1959 | 30.03
Ozone Season NOX Cap RCU - MI | 601 | 7680 | Rate Constraint in MTons | FALSE | L | Annual | Rate | lb/MWh | 0.52353 | 0.3062 | 0.3455 | 0.34524 | 0.34286 | 0.34628 | 0.29936 | 0.27917
Ozone Season NOX Cap RCU - MI | 601 | 7680 | Rate Constraint in MTons | FALSE | L | Annual | Constraint Shadow Price | US2019$/Ton | 0 | 0 | 0 | 0 | 0 | 0 | 0 | 0
Ozone Season NOX Cap RCU - NJ | 602 | 7681 | Rate Constraint in MTons | FALSE | L | Annual | Seasons Included | Seasons | Summer | Summer | Summer | Summer | Summer | Summer | Summer | Summer
Ozone Season NOX Cap RCU - NJ | 602 | 7681 | Rate Constraint in MTons | FALSE | L | Annual | Standard NOX | Thousand Tons | 1.517 | 1.517 | 1.517 | 1.517 | 1.517 | 1.517 | 1.517 | 1.517
Ozone Season NOX Cap RCU - NJ | 602 | 7681 | Rate Constraint in MTons | FALSE | L | Annual | Emissions at Affected Plants NOX | Thousand Tons | 0.6877 | 0.68834 | 0.73946 | 0.6773 | 0.69167 | 1.0177 | 1.0769 | 1.031
Ozone Season NOX Cap RCU - NJ | 602 | 7681 | Rate Constraint in MTons | FALSE | L | Annual | Allowances Purchased NOX | Thousand Tons | 0 | 0 | 0 | 0 | 0 | 0 | 0 | 0
Ozone Season NOX Cap RCU - NJ | 602 | 7681 | Rate Constraint in MTons | FALSE | L | Annual | Allowances Sold NOX | Thousand Tons | 0 | 0 | 0 | 0 | 0 | 0 | 0 | 0
Ozone Season NOX Cap RCU - NJ | 602 | 7681 | Rate Constraint in MTons | FALSE | L | Annual | Allowances Banked | Thousand Tons | 0 | 0 | 0 | 0 | 0 | 0 | 0 | 0
Ozone Season NOX Cap RCU - NJ | 602 | 7681 | Rate Constraint in MTons | FALSE | L | Annual | Allowances Withdrawn (1:1) | Thousand Tons | 0 | 0 | 0 | 0 | 0 | 0 | 0 | 0
Ozone Season NOX Cap RCU - NJ | 602 | 7681 | Rate Constraint in MTons | FALSE | L | Annual | Allowances Withdrawn (n:1) | Thousand Tons | 0 | 0 | 0 | 0 | 0 | 0 | 0 | 0
Ozone Season NOX Cap RCU - NJ | 602 | 7681 | Rate Constraint in MTons | FALSE | L | Annual | Net Emissions Allowance Position | Thousand Tons | 0.6877 | 0.68834 | 0.73946 | 0.6773 | 0.69167 | 1.0177 | 1.0769 | 1.031
Ozone Season NOX Cap RCU - NJ | 602 | 7681 | Rate Constraint in MTons | FALSE | L | Annual | Fuel Consumed | TBtu | 141.3946 | 146.2411 | 158.3764 | 155.3504 | 158.7406 | 180.2825 | 182.3207 | 186.1634
Ozone Season NOX Cap RCU - NJ | 602 | 7681 | Rate Constraint in MTons | FALSE | L | Annual | Rate | lb/MMBtu | 0.0097274 | 0.0094137 | 0.009338 | 0.0087196 | 0.0087145 | 0.01129 | 0.011813 | 0.011077
Ozone Season NOX Cap RCU - NJ | 602 | 7681 | Rate Constraint in MTons | FALSE | L | Annual | Generation | TWh | 19.8475 | 20.557 | 22.133 | 21.8017 | 22.3628 | 24.8627 | 25.2036 | 26.6269
Ozone Season NOX Cap RCU - NJ | 602 | 7681 | Rate Constraint in MTons | FALSE | L | Annual | Qualifying Generation | TWh | 19.6974 | 20.4069 | 21.9829 | 21.6516 | 22.2607 | 24.808 | 24.9882 | 25.4328
Ozone Season NOX Cap RCU - NJ | 602 | 7681 | Rate Constraint in MTons | FALSE | L | Annual | Rate | lb/MWh | 0.069826 | 0.067461 | 0.067276 | 0.062563 | 0.062143 | 0.082043 | 0.086192 | 0.081079
Ozone Season NOX Cap RCU - NJ | 602 | 7681 | Rate Constraint in MTons | FALSE | L | Annual | Constraint Shadow Price | US2019$/Ton | 0 | 0 | 0 | 0 | 0 | 0 | 0 | 0
Ozone Season NOX Cap RCU - NY | 603 | 7682 | Rate Constraint in MTons | FALSE | L | Annual | Seasons Included | Seasons | Summer | Summer | Summer | Summer | Summer | Summer | Summer | Summer
Ozone Season NOX Cap RCU - NY | 603 | 7682 | Rate Constraint in MTons | FALSE | L | Annual | Standard NOX | Thousand Tons | 4.139 | 4.117 | 4.117 | 4.117 | 4.117 | 4.117 | 4.117 | 4.117
Ozone Season NOX Cap RCU - NY | 603 | 7682 | Rate Constraint in MTons | FALSE | L | Annual | Emissions at Affected Plants NOX | Thousand Tons | 2.6417 | 2.2341 | 1.865 | 1.4972 | 0.76959 | 0.25959 | 0.25696 | 0.255
Ozone Season NOX Cap RCU - NY | 603 | 7682 | Rate Constraint in MTons | FALSE | L | Annual | Allowances Purchased NOX | Thousand Tons | 0 | 0 | 0 | 0 | 0 | 0 | 0 | 0
Ozone Season NOX Cap RCU - NY | 603 | 7682 | Rate Constraint in MTons | FALSE | L | Annual | Allowances Sold NOX | Thousand Tons | 0 | 0 | 0 | 0 | 0 | 0 | 0 | 0
Ozone Season NOX Cap RCU - NY | 603 | 7682 | Rate Constraint in MTons | FALSE | L | Annual | Allowances Banked | Thousand Tons | 0 | 0 | 0 | 0 | 0 | 0 | 0 | 0
Ozone Season NOX Cap RCU - NY | 603 | 7682 | Rate Constraint in MTons | FALSE | L | Annual | Allowances Withdrawn (1:1) | Thousand Tons | 0 | 0 | 0 | 0 | 0 | 0 | 0 | 0
Ozone Season NOX Cap RCU - NY | 603 | 7682 | Rate Constraint in MTons | FALSE | L | Annual | Allowances Withdrawn (n:1) | Thousand Tons | 0 | 0 | 0 | 0 | 0 | 0 | 0 | 0
Ozone Season NOX Cap RCU - NY | 603 | 7682 | Rate Constraint in MTons | FALSE | L | Annual | Net Emissions Allowance Position | Thousand Tons | 2.6417 | 2.2341 | 1.865 | 1.4972 | 0.76959 | 0.25959 | 0.25696 | 0.255
Ozone Season NOX Cap RCU - NY | 603 | 7682 | Rate Constraint in MTons | FALSE | L | Annual | Fuel Consumed | TBtu | 235.4153 | 225.4065 | 217.2512 | 204.0959 | 166.2055 | 52.648 | 54.5058 | 57.1875
Ozone Season NOX Cap RCU - NY | 603 | 7682 | Rate Constraint in MTons | FALSE | L | Annual | Rate | lb/MMBtu | 0.022443 | 0.019823 | 0.01717 | 0.014671 | 0.0092607 | 0.0098612 | 0.0094288 | 0.0089181
Ozone Season NOX Cap RCU - NY | 603 | 7682 | Rate Constraint in MTons | FALSE | L | Annual | Generation | TWh | 30.2443 | 29.1335 | 28.4387 | 27.4287 | 23.2267 | 7.4014 | 7.6323 | 7.9115
Ozone Season NOX Cap RCU - NY | 603 | 7682 | Rate Constraint in MTons | FALSE | L | Annual | Qualifying Generation | TWh | 30.2162 | 29.1055 | 28.4107 | 27.4007 | 23.2076 | 7.3912 | 7.5921 | 7.8144
Ozone Season NOX Cap RCU - NY | 603 | 7682 | Rate Constraint in MTons | FALSE | L | Annual | Rate | lb/MWh | 0.17485 | 0.15352 | 0.13129 | 0.10928 | 0.066322 | 0.070242 | 0.067692 | 0.065265
Ozone Season NOX Cap RCU - NY | 603 | 7682 | Rate Constraint in MTons | FALSE | L | Annual | Constraint Shadow Price | US2019$/Ton | 0 | 0 | 0 | 0 | 0 | 0 | 0 | 0
Ozone Season NOX Cap RCU - OH | 604 | 7683 | Rate Constraint in MTons | FALSE | L | Annual | Seasons Included | Seasons | Summer | Summer | Summer | Summer | Summer | Summer | Summer | Summer
Ozone Season NOX Cap RCU - OH | 604 | 7683 | Rate Constraint in MTons | FALSE | L | Annual | Standard NOX | Thousand Tons | 11.825 | 11.825 | 11.825 | 11.825 | 11.825 | 11.825 | 11.825 | 11.825
Ozone Season NOX Cap RCU - OH | 604 | 7683 | Rate Constraint in MTons | FALSE | L | Annual | Emissions at Affected Plants NOX | Thousand Tons | 9.6821 | 7.2738 | 9.269 | 8.7711 | 8.8477 | 8.788 | 5.3917 | 4.4414
Ozone Season NOX Cap RCU - OH | 604 | 7683 | Rate Constraint in MTons | FALSE | L | Annual | Allowances Purchased NOX | Thousand Tons | 0 | 0 | 0 | 0 | 0 | 0 | 0 | 0
Ozone Season NOX Cap RCU - OH | 604 | 7683 | Rate Constraint in MTons | FALSE | L | Annual | Allowances Sold NOX | Thousand Tons | 0 | 0 | 0 | 0 | 0 | 0 | 0 | 0
Ozone Season NOX Cap RCU - OH | 604 | 7683 | Rate Constraint in MTons | FALSE | L | Annual | Allowances Banked | Thousand Tons | 0 | 0 | 0 | 0 | 0 | 0 | 0 | 0
Ozone Season NOX Cap RCU - OH | 604 | 7683 | Rate Constraint in MTons | FALSE | L | Annual | Allowances Withdrawn (1:1) | Thousand Tons | 0 | 0 | 0 | 0 | 0 | 0 | 0 | 0
Ozone Season NOX Cap RCU - OH | 604 | 7683 | Rate Constraint in MTons | FALSE | L | Annual | Allowances Withdrawn (n:1) | Thousand Tons | 0 | 0 | 0 | 0 | 0 | 0 | 0 | 0
Ozone Season NOX Cap RCU - OH | 604 | 7683 | Rate Constraint in MTons | FALSE | L | Annual | Net Emissions Allowance Position | Thousand Tons | 9.6821 | 7.2738 | 9.269 | 8.7711 | 8.8477 | 8.788 | 5.3917 | 4.4414
Ozone Season NOX Cap RCU - OH | 604 | 7683 | Rate Constraint in MTons | FALSE | L | Annual | Fuel Consumed | TBtu | 420.9877 | 384.1339 | 429.2434 | 425.0446 | 449.9759 | 463.1027 | 429.1022 | 454.8061
Ozone Season NOX Cap RCU - OH | 604 | 7683 | Rate Constraint in MTons | FALSE | L | Annual | Rate | lb/MMBtu | 0.045997 | 0.037871 | 0.043187 | 0.041272 | 0.039325 | 0.037953 | 0.02513 | 0.019531
Ozone Season NOX Cap RCU - OH | 604 | 7683 | Rate Constraint in MTons | FALSE | L | Annual | Generation | TWh | 49.0027 | 45.4286 | 50.0785 | 49.9336 | 53.9915 | 57.0769 | 68.3043 | 84.549
Ozone Season NOX Cap RCU - OH | 604 | 7683 | Rate Constraint in MTons | FALSE | L | Annual | Qualifying Generation | TWh | 49.0027 | 45.4286 | 49.9398 | 49.6586 | 52.1882 | 53.6657 | 55.6731 | 61.2576
Ozone Season NOX Cap RCU - OH | 604 | 7683 | Rate Constraint in MTons | FALSE | L | Annual | Rate | lb/MWh | 0.39517 | 0.32023 | 0.37121 | 0.35326 | 0.33907 | 0.32751 | 0.19369 | 0.14501
Ozone Season NOX Cap RCU - OH | 604 | 7683 | Rate Constraint in MTons | FALSE | L | Annual | Constraint Shadow Price | US2019$/Ton | 0 | 0 | 0 | 0 | 0 | 0 | 0 | 0
Ozone Season NOX Cap RCU - PA | 605 | 7684 | Rate Constraint in MTons | FALSE | L | Annual | Seasons Included | Seasons | Summer | Summer | Summer | Summer | Summer | Summer | Summer | Summer
Ozone Season NOX Cap RCU - PA | 605 | 7684 | Rate Constraint in MTons | FALSE | L | Annual | Standard NOX | Thousand Tons | 10.131 | 10.131 | 10.131 | 10.131 | 10.131 | 10.131 | 10.131 | 10.131
Ozone Season NOX Cap RCU - PA | 605 | 7684 | Rate Constraint in MTons | FALSE | L | Annual | Emissions at Affected Plants NOX | Thousand Tons | 6.5396 | 7.0095 | 6.6268 | 6.8914 | 6.157 | 3.8854 | 3.2148 | 3.1439
Ozone Season NOX Cap RCU - PA | 605 | 7684 | Rate Constraint in MTons | FALSE | L | Annual | Allowances Purchased NOX | Thousand Tons | 0 | 0 | 0 | 0 | 0 | 0 | 0 | 0
Ozone Season NOX Cap RCU - PA | 605 | 7684 | Rate Constraint in MTons | FALSE | L | Annual | Allowances Sold NOX | Thousand Tons | 0 | 0 | 0 | 0 | 0 | 0 | 0 | 0
Ozone Season NOX Cap RCU - PA | 605 | 7684 | Rate Constraint in MTons | FALSE | L | Annual | Allowances Banked | Thousand Tons | 0 | 0 | 0 | 0 | 0 | 0 | 0 | 0
Ozone Season NOX Cap RCU - PA | 605 | 7684 | Rate Constraint in MTons | FALSE | L | Annual | Allowances Withdrawn (1:1) | Thousand Tons | 0 | 0 | 0 | 0 | 0 | 0 | 0 | 0
Ozone Season NOX Cap RCU - PA | 605 | 7684 | Rate Constraint in MTons | FALSE | L | Annual | Allowances Withdrawn (n:1) | Thousand Tons | 0 | 0 | 0 | 0 | 0 | 0 | 0 | 0
Ozone Season NOX Cap RCU - PA | 605 | 7684 | Rate Constraint in MTons | FALSE | L | Annual | Net Emissions Allowance Position | Thousand Tons | 6.5396 | 7.0095 | 6.6268 | 6.8914 | 6.157 | 3.8854 | 3.2148 | 3.1439
Ozone Season NOX Cap RCU - PA | 605 | 7684 | Rate Constraint in MTons | FALSE | L | Annual | Fuel Consumed | TBtu | 540.0199 | 554.5112 | 543.5348 | 552.7551 | 539.8971 | 493.4915 | 519.4511 | 585.2333
Ozone Season NOX Cap RCU - PA | 605 | 7684 | Rate Constraint in MTons | FALSE | L | Annual | Rate | lb/MMBtu | 0.02422 | 0.025282 | 0.024384 | 0.024935 | 0.022808 | 0.015747 | 0.012378 | 0.010744
Ozone Season NOX Cap RCU - PA | 605 | 7684 | Rate Constraint in MTons | FALSE | L | Annual | Generation | TWh | 69.5085 | 70.8282 | 70.8156 | 72.607 | 75.3931 | 74.9069 | 98.148 | 150.6039
Ozone Season NOX Cap RCU - PA | 605 | 7684 | Rate Constraint in MTons | FALSE | L | Annual | Qualifying Generation | TWh | 69.5085 | 70.8282 | 69.8639 | 70.7193 | 69.6094 | 65.59 | 69.1568 | 77.8413
Ozone Season NOX Cap RCU - PA | 605 | 7684 | Rate Constraint in MTons | FALSE | L | Annual | Rate | lb/MWh | 0.18817 | 0.19793 | 0.18971 | 0.19489 | 0.1769 | 0.11848 | 0.092972 | 0.080778
Ozone Season NOX Cap RCU - PA | 605 | 7684 | Rate Constraint in MTons | FALSE | L | Annual | Constraint Shadow Price | US2019$/Ton | 0 | 0 | 0 | 0 | 0 | 0 | 0 | 0
Ozone Season NOX Cap RCU - Region | 606 | 7687 | Rate Constraint in MTons | FALSE | L | Annual | Seasons Included | Seasons | Summer | Summer | Summer | Summer | Summer | Summer | Summer | Summer
Ozone Season NOX Cap RCU - Region | 606 | 7687 | Rate Constraint in MTons | FALSE | L | Annual | Standard NOX | Thousand Tons | 123.013 | 96.974 | 96.974 | 96.974 | 96.974 | 96.974 | 96.974 | 96.974
Ozone Season NOX Cap RCU - Region | 606 | 7687 | Rate Constraint in MTons | FALSE | L | Annual | Emissions at Affected Plants NOX | Thousand Tons | 79.3593 | 55.082 | 59.8256 | 58.1975 | 54.9111 | 51.4267 | 43.3342 | 33.797
Ozone Season NOX Cap RCU - Region | 606 | 7687 | Rate Constraint in MTons | FALSE | L | Annual | Allowances Purchased NOX | Thousand Tons | 0 | 0 | 0 | 0 | 0 | 0 | 0 | 0
Ozone Season NOX Cap RCU - Region | 606 | 7687 | Rate Constraint in MTons | FALSE | L | Annual | Allowances Sold NOX | Thousand Tons | 0 | 0 | 0 | 0 | 0 | 0 | 0 | 0
Ozone Season NOX Cap RCU - Region | 606 | 7687 | Rate Constraint in MTons | FALSE | L | Annual | Allowances Banked | Thousand Tons | 0 | 41.892 | 37.1484 | 0 | 0 | 0 | 0 | 0
Ozone Season NOX Cap RCU - Region | 606 | 7687 | Rate Constraint in MTons | FALSE | L | Annual | Allowances Withdrawn (1:1) | Thousand Tons | 0 | 0 | 0 | 0 | 0 | 0 | -47.4242 | 0
Ozone Season NOX Cap RCU - Region | 606 | 7687 | Rate Constraint in MTons | FALSE | L | Annual | Allowances Withdrawn (n:1) | Thousand Tons | 0 | 0 | 0 | 0 | 0 | 0 | 0 | 0
Ozone Season NOX Cap RCU - Region | 606 | 7687 | Rate Constraint in MTons | FALSE | L | Annual | Net Emissions Allowance Position | Thousand Tons | 79.3593 | 96.974 | 96.974 | 58.1975 | 54.9111 | 51.4267 | -4.09 | 33.797
Ozone Season NOX Cap RCU - Region | 606 | 7687 | Rate Constraint in MTons | FALSE | L | Annual | Fuel Consumed | TBtu | 3265.2073 | 3135.9264 | 3270.0078 | 3209.3075 | 3236.8136 | 3158.6125 | 3109.3698 | 3081.4767
Ozone Season NOX Cap RCU - Region | 606 | 7687 | Rate Constraint in MTons | FALSE | L | Annual | Rate | lb/MMBtu | 0.048609 | 0.03513 | 0.03659 | 0.036268 | 0.033929 | 0.032563 | 0.027873 | 0.021936
Ozone Season NOX Cap RCU - Region | 606 | 7687 | Rate Constraint in MTons | FALSE | L | Annual | Generation | TWh | 389.6544 | 377.6853 | 394.1244 | 388.6765 | 398.0626 | 394.1878 | 403.6431 | 421.6828
Ozone Season NOX Cap RCU - Region | 606 | 7687 | Rate Constraint in MTons | FALSE | L | Annual | Qualifying Generation | TWh | 389.6534 | 377.684 | 392.2775 | 386.7836 | 394.8704 | 388.4127 | 395.365 | 404.8164
Ozone Season NOX Cap RCU - Region | 606 | 7687 | Rate Constraint in MTons | FALSE | L | Annual | Rate | lb/MWh | 0.40733 | 0.29168 | 0.30502 | 0.30093 | 0.27812 | 0.2648 | 0.21921 | 0.16697
Ozone Season NOX Cap RCU - Region | 606 | 7687 | Rate Constraint in MTons | FALSE | L | Annual | Constraint Shadow Price | US2019$/Ton | 0 | 0 | 0 | 0 | 0 | 0 | 0 | 0
Ozone Season NOX Cap RCU - VA | 607 | 7685 | Rate Constraint in MTons | FALSE | L | Annual | Seasons Included | Seasons | Summer | Summer | Summer | Summer | Summer | Summer | Summer | Summer
Ozone Season NOX Cap RCU - VA | 607 | 7685 | Rate Constraint in MTons | FALSE | L | Annual | Standard NOX | Thousand Tons | 4.816 | 4.432 | 4.432 | 4.432 | 4.432 | 4.432 | 4.432 | 4.432
Ozone Season NOX Cap RCU - VA | 607 | 7685 | Rate Constraint in MTons | FALSE | L | Annual | Emissions at Affected Plants NOX | Thousand Tons | 1.2367 | 1.6292 | 1.4052 | 1.3597 | 0.9463 | 1.0341 | 0.41896 | 0.22618
Ozone Season NOX Cap RCU - VA | 607 | 7685 | Rate Constraint in MTons | FALSE | L | Annual | Allowances Purchased NOX | Thousand Tons | 0 | 0 | 0 | 0 | 0 | 0 | 0 | 0
Ozone Season NOX Cap RCU - VA | 607 | 7685 | Rate Constraint in MTons | FALSE | L | Annual | Allowances Sold NOX | Thousand Tons | 0 | 0 | 0 | 0 | 0 | 0 | 0 | 0
Ozone Season NOX Cap RCU - VA | 607 | 7685 | Rate Constraint in MTons | FALSE | L | Annual | Allowances Banked | Thousand Tons | 0 | 0 | 0 | 0 | 0 | 0 | 0 | 0
Ozone Season NOX Cap RCU - VA | 607 | 7685 | Rate Constraint in MTons | FALSE | L | Annual | Allowances Withdrawn (1:1) | Thousand Tons | 0 | 0 | 0 | 0 | 0 | 0 | 0 | 0
Ozone Season NOX Cap RCU - VA | 607 | 7685 | Rate Constraint in MTons | FALSE | L | Annual | Allowances Withdrawn (n:1) | Thousand Tons | 0 | 0 | 0 | 0 | 0 | 0 | 0 | 0
Ozone Season NOX Cap RCU - VA | 607 | 7685 | Rate Constraint in MTons | FALSE | L | Annual | Net Emissions Allowance Position | Thousand Tons | 1.2367 | 1.6292 | 1.4052 | 1.3597 | 0.9463 | 1.0341 | 0.41896 | 0.22618
Ozone Season NOX Cap RCU - VA | 607 | 7685 | Rate Constraint in MTons | FALSE | L | Annual | Fuel Consumed | TBtu | 206.515 | 222.5398 | 211.87 | 209.6418 | 196.3944 | 195.3753 | 163.6376 | 41.1236
Ozone Season NOX Cap RCU - VA | 607 | 7685 | Rate Constraint in MTons | FALSE | L | Annual | Rate | lb/MMBtu | 0.011977 | 0.014642 | 0.013265 | 0.012972 | 0.0096367 | 0.010586 | 0.0051206 | 0.011
Ozone Season NOX Cap RCU - VA | 607 | 7685 | Rate Constraint in MTons | FALSE | L | Annual | Generation | TWh | 28.0149 | 29.7892 | 29.5364 | 29.3879 | 31.4096 | 34.7605 | 44.7157 | 83.29
Ozone Season NOX Cap RCU - VA | 607 | 7685 | Rate Constraint in MTons | FALSE | L | Annual | Qualifying Generation | TWh | 28.0149 | 29.7892 | 28.6963 | 28.4918 | 27.0489 | 26.851 | 22.939 | 5.6536
Ozone Season NOX Cap RCU - VA | 607 | 7685 | Rate Constraint in MTons | FALSE | L | Annual | Rate | lb/MWh | 0.088288 | 0.10938 | 0.097937 | 0.095444 | 0.069969 | 0.077027 | 0.036528 | 0.080012
Ozone Season NOX Cap RCU - VA | 607 | 7685 | Rate Constraint in MTons | FALSE | L | Annual | Constraint Shadow Price | US2019$/Ton | 0 | 0 | 0 | 0 | 0 | 0 | 0 | 0
Ozone Season NOX Cap RCU - WV | 608 | 7686 | Rate Constraint in MTons | FALSE | L | Annual | Seasons Included | Seasons | Summer | Summer | Summer | Summer | Summer | Summer | Summer | Summer
Ozone Season NOX Cap RCU - WV | 608 | 7686 | Rate Constraint in MTons | FALSE | L | Annual | Standard NOX | Thousand Tons | 15.589 | 15.589 | 15.589 | 15.589 | 15.589 | 15.589 | 15.589 | 15.589
Ozone Season NOX Cap RCU - WV | 608 | 7686 | Rate Constraint in MTons | FALSE | L | Annual | Emissions at Affected Plants NOX | Thousand Tons | 11.173 | 7.5273 | 8.5249 | 8.0554 | 8.8656 | 9.3897 | 8.1895 | 3.6041
Ozone Season NOX Cap RCU - WV | 608 | 7686 | Rate Constraint in MTons | FALSE | L | Annual | Allowances Purchased NOX | Thousand Tons | 0 | 0 | 0 | 0 | 0 | 0 | 0 | 0
Ozone Season NOX Cap RCU - WV | 608 | 7686 | Rate Constraint in MTons | FALSE | L | Annual | Allowances Sold NOX | Thousand Tons | 0 | 0 | 0 | 0 | 0 | 0 | 0 | 0
Ozone Season NOX Cap RCU - WV | 608 | 7686 | Rate Constraint in MTons | FALSE | L | Annual | Allowances Banked | Thousand Tons | 0 | 0 | 0 | 0 | 0 | 0 | 0 | 0
Ozone Season NOX Cap RCU - WV | 608 | 7686 | Rate Constraint in MTons | FALSE | L | Annual | Allowances Withdrawn (1:1) | Thousand Tons | 0 | 0 | 0 | 0 | 0 | 0 | 0 | 0
Ozone Season NOX Cap RCU - WV | 608 | 7686 | Rate Constraint in MTons | FALSE | L | Annual | Allowances Withdrawn (n:1) | Thousand Tons | 0 | 0 | 0 | 0 | 0 | 0 | 0 | 0
Ozone Season NOX Cap RCU - WV | 608 | 7686 | Rate Constraint in MTons | FALSE | L | Annual | Net Emissions Allowance Position | Thousand Tons | 11.173 | 7.5273 | 8.5249 | 8.0554 | 8.8656 | 9.3897 | 8.1895 | 3.6041
Ozone Season NOX Cap RCU - WV | 608 | 7686 | Rate Constraint in MTons | FALSE | L | Annual | Fuel Consumed | TBtu | 251.7662 | 196.3591 | 222.5595 | 210.8633 | 233.2699 | 251.7669 | 232.1253 | 256.138
Ozone Season NOX Cap RCU - WV | 608 | 7686 | Rate Constraint in MTons | FALSE | L | Annual | Rate | lb/MMBtu | 0.088757 | 0.076669 | 0.076607 | 0.076404 | 0.076012 | 0.07459 | 0.070561 | 0.028142
Ozone Season NOX Cap RCU - WV | 608 | 7686 | Rate Constraint in MTons | FALSE | L | Annual | Generation | TWh | 25.2078 | 19.6758 | 22.3449 | 21.1871 | 25.1904 | 29.058 | 39.5922 | 73.8736
Ozone Season NOX Cap RCU - WV | 608 | 7686 | Rate Constraint in MTons | FALSE | L | Annual | Qualifying Generation | TWh | 25.2078 | 19.6758 | 22.3449 | 21.1871 | 23.4255 | 25.2851 | 24.1458 | 32.7471
Ozone Season NOX Cap RCU - WV | 608 | 7686 | Rate Constraint in MTons | FALSE | L | Annual | Rate | lb/MWh | 0.88647 | 0.76513 | 0.76302 | 0.7604 | 0.75692 | 0.7427 | 0.67834 | 0.22012
Ozone Season NOX Cap RCU - WV | 608 | 7686 | Rate Constraint in MTons | FALSE | L | Annual | Constraint Shadow Price | US2019$/Ton | 0 | 0 | 0 | 0 | 0 | 0 | 0 | 0
Ozone Season NOX Cap TR - AL | 609 | 7693 | Rate Constraint in MTons | FALSE | L | Annual | Seasons Included | Seasons | Summer | Summer | Summer | Summer | Summer | Summer | Summer | Summer
Ozone Season NOX Cap TR - AL | 609 | 7693 | Rate Constraint in MTons | FALSE | L | Annual | Standard NOX | Thousand Tons | 9.007 | 9.007 | 9.007 | 9.007 | 9.007 | 9.007 | 9.007 | 9.007
Ozone Season NOX Cap TR - AL | 609 | 7693 | Rate Constraint in MTons | FALSE | L | Annual | Emissions at Affected Plants NOX | Thousand Tons | 5.1619 | 5.81 | 5.4231 | 5.7201 | 6.1378 | 3.851 | 3.8531 | 3.967
Ozone Season NOX Cap TR - AL | 609 | 7693 | Rate Constraint in MTons | FALSE | L | Annual | Allowances Purchased NOX | Thousand Tons | 0 | 0 | 0 | 0 | 0 | 0 | 0 | 0
Ozone Season NOX Cap TR - AL | 609 | 7693 | Rate Constraint in MTons | FALSE | L | Annual | Allowances Sold NOX | Thousand Tons | 0 | 0 | 0 | 0 | 0 | 0 | 0 | 0
Ozone Season NOX Cap TR - AL | 609 | 7693 | Rate Constraint in MTons | FALSE | L | Annual | Allowances Banked | Thousand Tons | 0 | 0 | 0 | 0 | 0 | 0 | 0 | 0
Ozone Season NOX Cap TR - AL | 609 | 7693 | Rate Constraint in MTons | FALSE | L | Annual | Allowances Withdrawn (1:1) | Thousand Tons | 0 | 0 | 0 | 0 | 0 | 0 | 0 | 0
Ozone Season NOX Cap TR - AL | 609 | 7693 | Rate Constraint in MTons | FALSE | L | Annual | Allowances Withdrawn (n:1) | Thousand Tons | 0 | 0 | 0 | 0 | 0 | 0 | 0 | 0
Ozone Season NOX Cap TR - AL | 609 | 7693 | Rate Constraint in MTons | FALSE | L | Annual | Net Emissions Allowance Position | Thousand Tons | 5.1619 | 5.81 | 5.4231 | 5.7201 | 6.1378 | 3.851 | 3.8531 | 3.967
Ozone Season NOX Cap TR - AL | 609 | 7693 | Rate Constraint in MTons | FALSE | L | Annual | Fuel Consumed | TBtu | 319.6795 | 336.8237 | 323.3278 | 334.1022 | 351.4517 | 328.9382 | 335.6917 | 354.4921
Ozone Season NOX Cap TR - AL | 609 | 7693 | Rate Constraint in MTons | FALSE | L | Annual | Rate | lb/MMBtu | 0.032294 | 0.034499 | 0.033546 | 0.034242 | 0.034928 | 0.023415 | 0.022956 | 0.022381
Ozone Season NOX Cap TR - AL | 609 | 7693 | Rate Constraint in MTons | FALSE | L | Annual | Generation | TWh | 40.4759 | 42.1134 | 41.4295 | 42.5138 | 45.672 | 49.6306 | 57.3678 | 75.1587
Ozone Season NOX Cap TR - AL | 609 | 7693 | Rate Constraint in MTons | FALSE | L | Annual | Qualifying Generation | TWh | 40.4759 | 42.1134 | 40.7374 | 41.7757 | 43.4997 | 41.9706 | 43.447 | 46.6677
Ozone Season NOX Cap TR - AL | 609 | 7693 | Rate Constraint in MTons | FALSE | L | Annual | Rate | lb/MWh | 0.25506 | 0.27592 | 0.26625 | 0.27385 | 0.2822 | 0.18351 | 0.17737 | 0.17001
Ozone Season NOX Cap TR - AL | 609 | 7693 | Rate Constraint in MTons | FALSE | L | Annual | Constraint Shadow Price | US2019$/Ton | 0 | 0 | 0 | 0 | 0 | 0 | 0 | 0
Ozone Season NOX Cap TR - AR | 610 | 7694 | Rate Constraint in MTons | FALSE | L | Annual | Seasons Included | Seasons | Summer | Summer | Summer | Summer | Summer | Summer | Summer | Summer
Ozone Season NOX Cap TR - AR | 610 | 7694 | Rate Constraint in MTons | FALSE | L | Annual | Standard NOX | Thousand Tons | 10.706 | 4.863 | 4.863 | 4.863 | 4.863 | 4.863 | 4.863 | 4.863
Ozone Season NOX Cap TR - AR | 610 | 7694 | Rate Constraint in MTons | FALSE | L | Annual | Emissions at Affected Plants NOX | Thousand Tons | 5.6353 | 1.4756 | 2.0147 | 2.0774 | 2.3418 | 2.3691 | 1.8638 | 1.7473
Ozone Season NOX Cap TR - AR | 610 | 7694 | Rate Constraint in MTons | FALSE | L | Annual | Allowances Purchased NOX | Thousand Tons | 0 | 0 | 0 | 0 | 0 | 0 | 0 | 0
Ozone Season NOX Cap TR - AR | 610 | 7694 | Rate Constraint in MTons | FALSE | L | Annual | Allowances Sold NOX | Thousand Tons | 0 | 0 | 0 | 0 | 0 | 0 | 0 | 0
Ozone Season NOX Cap TR - AR | 610 | 7694 | Rate Constraint in MTons | FALSE | L | Annual | Allowances Banked | Thousand Tons | 0 | 0 | 0 | 0 | 0 | 0 | 0 | 0
Ozone Season NOX Cap TR - AR | 610 | 7694 | Rate Constraint in MTons | FALSE | L | Annual | Allowances Withdrawn (1:1) | Thousand Tons | 0 | 0 | 0 | 0 | 0 | 0 | 0 | 0
Ozone Season NOX Cap TR - AR | 610 | 7694 | Rate Constraint in MTons | FALSE | L | Annual | Allowances Withdrawn (n:1) | Thousand Tons | 0 | 0 | 0 | 0 | 0 | 0 | 0 | 0
Ozone Season NOX Cap TR - AR | 610 | 7694 | Rate Constraint in MTons | FALSE | L | Annual | Net Emissions Allowance Position | Thousand Tons | 5.6353 | 1.4756 | 2.0147 | 2.0774 | 2.3418 | 2.3691 | 1.8638 | 1.7473
Ozone Season NOX Cap TR - AR | 610 | 7694 | Rate Constraint in MTons | FALSE | L | Annual | Fuel Consumed | TBtu | 165.677 | 123.1489 | 136.6582 | 138.3442 | 151.3532 | 147.9783 | 138.157 | 145.5559
Ozone Season NOX Cap TR - AR | 610 | 7694 | Rate Constraint in MTons | FALSE | L | Annual | Rate | lb/MMBtu | 0.068028 | 0.023965 | 0.029485 | 0.030033 | 0.030945 | 0.03202 | 0.026981 | 0.024009
Ozone Season NOX Cap TR - AR | 610 | 7694 | Rate Constraint in MTons | FALSE | L | Annual | Generation | TWh | 19.9879 | 15.9168 | 17.3779 | 17.5519 | 18.9763 | 19.6185 | 18.8517 | 19.5213
Ozone Season NOX Cap TR - AR | 610 | 7694 | Rate Constraint in MTons | FALSE | L | Annual | Qualifying Generation | TWh | 19.9879 | 15.9168 | 17.3779 | 17.5519 | 18.9763 | 18.5179 | 17.4542 | 18.2096
Ozone Season NOX Cap TR - AR | 610 | 7694 | Rate Constraint in MTons | FALSE | L | Annual | Rate | lb/MWh | 0.56387 | 0.18542 | 0.23186 | 0.23672 | 0.24681 | 0.25587 | 0.21356 | 0.19191
Ozone Season NOX Cap TR - AR | 610 | 7694 | Rate Constraint in MTons | FALSE | L | Annual | Constraint Shadow Price | US2019$/Ton | 0 | 0 | 0 | 0 | 0 | 0 | 0 | 0
Ozone Season NOX Cap TR - DE | 611 | 7695 | Rate Constraint in MTons | FALSE | L | Annual | Seasons Included | Seasons | Summer | Summer | Summer | Summer | Summer | Summer | Summer | Summer
Ozone Season NOX Cap TR - DE | 611 | 7695 | Rate Constraint in MTons | FALSE | L | Annual | Standard NOX | Thousand Tons | 0.403 | 0.403 | 0.403 | 0.403 | 0.403 | 0.403 | 0.403 | 0.403
Ozone Season NOX Cap TR - DE | 611 | 7695 | Rate Constraint in MTons | FALSE | L | Annual | Emissions at Affected Plants NOX | Thousand Tons | 0.10726 | 0.12664 | 0.33096 | 0.1916 | 0.11564 | 0.403 | 0.403 | 0.403
Ozone Season NOX Cap TR - DE | 611 | 7695 | Rate Constraint in MTons | FALSE | L | Annual | Allowances Purchased NOX | Thousand Tons | 0 | 0 | 0 | 0 | 0 | 0 | 0 | 0
Ozone Season NOX Cap TR - DE | 611 | 7695 | Rate Constraint in MTons | FALSE | L | Annual | Allowances Sold NOX | Thousand Tons | 0 | 0 | 0 | 0 | 0 | 0 | 0 | 0
Ozone Season NOX Cap TR - DE | 611 | 7695 | Rate Constraint in MTons | FALSE | L | Annual | Allowances Banked | Thousand Tons | 0 | 0 | 0 | 0 | 0 | 0 | 0 | 0
Ozone Season NOX Cap TR - DE | 611 | 7695 | Rate Constraint in MTons | FALSE | L | Annual | Allowances Withdrawn (1:1) | Thousand Tons | 0 | 0 | 0 | 0 | 0 | 0 | 0 | 0
Ozone Season NOX Cap TR - DE | 611 | 7695 | Rate Constraint in MTons | FALSE | L | Annual | Allowances Withdrawn (n:1) | Thousand Tons | 0 | 0 | 0 | 0 | 0 | 0 | 0 | 0
Ozone Season NOX Cap TR - DE | 611 | 7695 | Rate Constraint in MTons | FALSE | L | Annual | Net Emissions Allowance Position | Thousand Tons | 0.10726 | 0.12664 | 0.33096 | 0.1916 | 0.11564 | 0.403 | 0.403 | 0.403
Ozone Season NOX Cap TR - DE | 611 | 7695 | Rate Constraint in MTons | FALSE | L | Annual | Fuel Consumed | TBtu | 14.6444 | 15.0431 | 31.9284 | 19.5033 | 14.794 | 35.1711 | 37.5068 | 38.4191
Ozone Season NOX Cap TR - DE | 611 | 7695 | Rate Constraint in MTons | FALSE | L | Annual | Rate | lb/MMBtu | 0.014649 | 0.016836 | 0.020732 | 0.019648 | 0.015633 | 0.022917 | 0.021489 | 0.020979
Ozone Season NOX Cap TR - DE | 611 | 7695 | Rate Constraint in MTons | FALSE | L | Annual | Generation | TWh | 1.9445 | 1.9905 | 4.0718 | 2.5476 | 1.9629 | 4.4707 | 4.7563 | 5.9689
Ozone Season NOX Cap TR - DE | 611 | 7695 | Rate Constraint in MTons | FALSE | L | Annual | Qualifying Generation | TWh | 1.9445 | 1.9905 | 4.0718 | 2.5476 | 1.9629 | 4.4707 | 4.7563 | 4.8481
Ozone Season NOX Cap TR - DE | 611 | 7695 | Rate Constraint in MTons | FALSE | L | Annual | Rate | lb/MWh | 0.11032 | 0.12724 | 0.16256 | 0.15042 | 0.11782 | 0.18028 | 0.16946 | 0.16625
Ozone Season NOX Cap TR - DE | 611 | 7695 | Rate Constraint in MTons | FALSE | L | Annual | Constraint Shadow Price | US2019$/Ton | 0 | 0 | 0 | 0 | 0 | 1328.7472 | 2876.9852 | 3261.7164
Ozone Season NOX Cap TR - IL | 612 | 7696 | Rate Constraint in MTons | FALSE | L | Annual | Seasons Included | Seasons | Summer | Summer | Summer | Summer | Summer | Summer | Summer | Summer
Ozone Season NOX Cap TR - IL | 612 | 7696 | Rate Constraint in MTons | FALSE | L | Annual | Standard NOX | Thousand Tons | 8.452 | 6.529 | 6.529 | 6.529 | 6.529 | 6.529 | 6.529 | 6.529
Ozone Season NOX Cap TR - IL | 612 | 7696 | Rate Constraint in MTons | FALSE | L | Annual | Emissions at Affected Plants NOX | Thousand Tons | 7.1981 | 5.5921 | 6.2236 | 6.5011 | 6.529 | 6.529 | 6.529 | 6.4378
Ozone Season NOX Cap TR - IL | 612 | 7696 | Rate Constraint in MTons | FALSE | L | Annual | Allowances Purchased NOX | Thousand Tons | 0 | 0 | 0 | 0 | 0 | 0 | 0 | 0
Ozone Season NOX Cap TR - IL | 612 | 7696 | Rate Constraint in MTons | FALSE | L | Annual | Allowances Sold NOX | Thousand Tons | 0 | 0 | 0 | 0 | 0 | 0 | 0 | 0
Ozone Season NOX Cap TR - IL | 612 | 7696 | Rate Constraint in MTons | FALSE | L | Annual | Allowances Banked | Thousand Tons | 0 | 0 | 0 | 0 | 0 | 0 | 0 | 0
Ozone Season NOX Cap TR - IL | 612 | 7696 | Rate Constraint in MTons | FALSE | L | Annual | Allowances Withdrawn (1:1) | Thousand Tons | 0 | 0 | 0 | 0 | 0 | 0 | 0 | 0
Ozone Season NOX Cap TR - IL | 612 | 7696 | Rate Constraint in MTons | FALSE | L | Annual | Allowances Withdrawn (n:1) | Thousand Tons | 0 | 0 | 0 | 0 | 0 | 0 | 0 | 0
Ozone Season NOX Cap TR - IL | 612 | 7696 | Rate Constraint in MTons | FALSE | L | Annual | Net Emissions Allowance Position | Thousand Tons | 7.1981 | 5.5921 | 6.2236 | 6.5011 | 6.529 | 6.529 | 6.529 | 6.4378
Ozone Season NOX Cap TR - IL | 612 | 7696 | Rate Constraint in MTons | FALSE | L | Annual | Fuel Consumed | TBtu | 250.5546 | 249.6904 | 282.3123 | 292.16 | 304.8679 | 303.5862 | 309.9595 | 319.4142
Ozone Season NOX Cap TR - IL | 612 | 7696 | Rate Constraint in MTons | FALSE | L | Annual | Rate | lb/MMBtu | 0.057457 | 0.044792 | 0.04409 | 0.044504 | 0.042832 | 0.043012 | 0.042128 | 0.04031
Ozone Season NOX Cap TR - IL | 612 | 7696 | Rate Constraint in MTons | FALSE | L | Annual | Generation | TWh | 26.9656 | 26.8667 | 31.1616 | 32.1897 | 34.9133 | 35.9542 | 37.9032 | 50.1683
Ozone Season NOX Cap TR - IL | 612 | 7696 | Rate Constraint in MTons | FALSE | L | Annual | Qualifying Generation | TWh | 26.9656 | 26.8667 | 30.0892 | 30.9857 | 32.2885 | 32.026 | 32.7445 | 34.8152
Ozone Season NOX Cap TR - IL | 612 | 7696 | Rate Constraint in MTons | FALSE | L | Annual | Rate | lb/MWh | 0.53387 | 0.41628 | 0.41368 | 0.41962 | 0.40442 | 0.40773 | 0.39878 | 0.36983
Ozone Season NOX Cap TR - IL | 612 | 7696 | Rate Constraint in MTons | FALSE | L | Annual | Constraint Shadow Price | US2019$/Ton | 0 | 0 | 0 | 0 | 2137.7113 | 5681.8932 | 6238.4247 | 0
Ozone Season NOX Cap TR - IN | 613 | 7697 | Rate Constraint in MTons | FALSE | L | Annual | Seasons Included | Seasons | Summer | Summer | Summer | Summer | Summer | Summer | Summer | Summer
Ozone Season NOX Cap TR - IN | 613 | 7697 | Rate Constraint in MTons | FALSE | L | Annual | Standard NOX | Thousand Tons | 13.691 | 9.436 | 9.436 | 9.436 | 9.436 | 9.436 | 9.436 | 9.436
Ozone Season NOX Cap TR - IN | 613 | 7697 | Rate Constraint in MTons | FALSE | L | Annual | Emissions at Affected Plants NOX | Thousand Tons | 9.8793 | 7.3652 | 7.8459 | 7.4709 | 7.4678 | 6.3389 | 6.6424 | 4.5723
Ozone Season NOX Cap TR - IN | 613 | 7697 | Rate Constraint in MTons | FALSE | L | Annual | Allowances Purchased NOX | Thousand Tons | 0 | 0 | 0 | 0 | 0 | 0 | 0 | 0
Ozone Season NOX Cap TR - IN | 613 | 7697 | Rate Constraint in MTons | FALSE | L | Annual | Allowances Sold NOX | Thousand Tons | 0 | 0 | 0 | 0 | 0 | 0 | 0 | 0
Ozone Season NOX Cap TR - IN | 613 | 7697 | Rate Constraint in MTons | FALSE | L | Annual | Allowances Banked | Thousand Tons | 0 | 0 | 0 | 0 | 0 | 0 | 0 | 0
Ozone Season NOX Cap TR - IN | 613 | 7697 | Rate Constraint in MTons | FALSE | L | Annual | Allowances Withdrawn (1:1) | Thousand Tons | 0 | 0 | 0 | 0 | 0 | 0 | 0 | 0
Ozone Season NOX Cap TR - IN | 613 | 7697 | Rate Constraint in MTons | FALSE | L | Annual | Allowances Withdrawn (n:1) | Thousand Tons | 0 | 0 | 0 | 0 | 0 | 0 | 0 | 0
Ozone Season NOX Cap TR - IN | 613 | 7697 | Rate Constraint in MTons | FALSE | L | Annual | Net Emissions Allowance Position | Thousand Tons | 9.8793 | 7.3652 | 7.8459 | 7.4709 | 7.4678 | 6.3389 | 6.6424 | 4.5723
Ozone Season NOX Cap TR - IN | 613 | 7697 | Rate Constraint in MTons | FALSE | L | Annual | Fuel Consumed | TBtu | 300.4888 | 293.2407 | 311.3615 | 294.0062 | 309.6686 | 311.9689 | 327.034 | 274.0641
Ozone Season NOX Cap TR - IN | 613 | 7697 | Rate Constraint in MTons | FALSE | L | Annual | Rate | lb/MMBtu | 0.065755 | 0.050233 | 0.050397 | 0.050821 | 0.048231 | 0.040638 | 0.040622 | 0.033367
Ozone Season NOX Cap TR - IN | 613 | 7697 | Rate Constraint in MTons | FALSE | L | Annual | Generation | TWh | 31.9774 | 31.2899 | 33.105 | 31.5089 | 35.1077 | 40.3428 | 54.4413 | 65.1562
Ozone Season NOX Cap TR - IN | 613 | 7697 | Rate Constraint in MTons | FALSE | L | Annual | Qualifying Generation | TWh | 31.9774 | 31.2899 | 33.0472 | 31.451 | 33.1579 | 35.9363 | 38.2218 | 34.1728
Ozone Season NOX Cap TR - IN | 613 | 7697 | Rate Constraint in MTons | FALSE | L | Annual | Rate | lb/MWh | 0.61789 | 0.47077 | 0.47483 | 0.47508 | 0.45044 | 0.35279 | 0.34757 | 0.2676
Ozone Season NOX Cap TR - IN | 613 | 7697 | Rate Constraint in MTons | FALSE | L | Annual | Constraint Shadow Price | US2019$/Ton | 0 | 0 | 0 | 0 | 0 | 0 | 0 | 0
Ozone Season NOX Cap TR - KY | 614 | 7698 | Rate Constraint in MTons | FALSE | L | Annual | Seasons Included | Seasons | Summer | Summer | Summer | Summer | Summer | Summer | Summer | Summer
Ozone Season NOX Cap TR - KY | 614 | 7698 | Rate Constraint in MTons | FALSE | L | Annual | Standard NOX | Thousand Tons | 13.806 | 8.345 | 8.345 | 8.345 | 8.345 | 8.345 | 8.345 | 8.345
Ozone Season NOX Cap TR - KY | 614 | 7698 | Rate Constraint in MTons | FALSE | L | Annual | Emissions at Affected Plants NOX | Thousand Tons | 11.2376 | 4.8659 | 4.7245 | 4.6269 | 3.4475 | 3.791 | 2.9241 | 2.0365
Ozone Season NOX Cap TR - KY | 614 | 7698 | Rate Constraint in MTons | FALSE | L | Annual | Allowances Purchased NOX | Thousand Tons | 0 | 0 | 0 | 0 | 0 | 0 | 0 | 0
Ozone Season NOX Cap TR - KY | 614 | 7698 | Rate Constraint in MTons | FALSE | L | Annual | Allowances Sold NOX | Thousand Tons | 0 | 0 | 0 | 0 | 0 | 0 | 0 | 0
Ozone Season NOX Cap TR - KY | 614 | 7698 | Rate Constraint in MTons | FALSE | L | Annual | Allowances Banked | Thousand Tons | 0 | 0 | 0 | 0 | 0 | 0 | 0 | 0
Ozone Season NOX Cap TR - KY | 614 | 7698 | Rate Constraint in MTons | FALSE | L | Annual | Allowances Withdrawn (1:1) | Thousand Tons | 0 | 0 | 0 | 0 | 0 | 0 | 0 | 0
Ozone Season NOX Cap TR - KY | 614 | 7698 | Rate Constraint in MTons | FALSE | L | Annual | Allowances Withdrawn (n:1) | Thousand Tons | 0 | 0 | 0 | 0 | 0 | 0 | 0 | 0
Ozone Season NOX Cap TR - KY | 614 | 7698 | Rate Constraint in MTons | FALSE | L | Annual | Net Emissions Allowance Position | Thousand Tons | 11.2376 | 4.8659 | 4.7245 | 4.6269 | 3.4475 | 3.791 | 2.9241 | 2.0365
Ozone Season NOX Cap TR - KY | 614 | 7698 | Rate Constraint in MTons | FALSE | L | Annual | Fuel Consumed | TBtu | 239.2188 | 205.9973 | 193.8631 | 189.8534 | 187.7137 | 210.6009 | 213.6887 | 220.2915
Ozone Season NOX Cap TR - KY | 614 | 7698 | Rate Constraint in MTons | FALSE | L | Annual | Rate | lb/MMBtu | 0.093953 | 0.047242 | 0.048741 | 0.048741 | 0.036732 | 0.036002 | 0.027367 | 0.018489
Ozone Season NOX Cap TR - KY | 614 | 7698 | Rate Constraint in MTons | FALSE | L | Annual | Generation | TWh | 24.2776 | 21.6596 | 22.3704 | 22.0646 | 28.8256 | 42.0457 | 57.9621 | 84.6124
Ozone Season NOX Cap TR - KY | 614 | 7698 | Rate Constraint in MTons | FALSE | L | Annual | Qualifying Generation | TWh | 24.2776 | 21.6596 | 20.7591 | 20.4007 | 22.3327 | 25.9482 | 28.4267 | 30.8182
Ozone Season NOX Cap TR - KY | 614 | 7698 | Rate Constraint in MTons | FALSE | L | Annual | Rate | lb/MWh | 0.92576 | 0.4493 | 0.45517 | 0.4536 | 0.30874 | 0.2922 | 0.20573 | 0.13216
Ozone Season NOX Cap TR - KY | 614 | 7698 | Rate Constraint in MTons | FALSE | L | Annual | Constraint Shadow Price | US2019$/Ton | 0 | 0 | 0 | 0 | 0 | 0 | 0 | 0
Ozone Season NOX Cap TR - LA | 615 | 7699 | Rate Constraint in MTons | FALSE | L | Annual | Seasons Included | Seasons | Summer | Summer | Summer | Summer | Summer | Summer | Summer | Summer
Ozone Season NOX Cap TR - LA | 615 | 7699 | Rate Constraint in MTons | FALSE | L | Annual | Standard NOX | Thousand Tons | 16.575 | 6.035 | 6.035 | 6.035 | 6.035 | 6.035 | 6.035 | 6.035
Ozone Season NOX Cap TR - LA | 615 | 7699 | Rate Constraint in MTons | FALSE | L | Annual | Emissions at Affected Plants NOX | Thousand Tons | 8.7103 | 5.5965 | 6.035 | 5.996 | 4.8827 | 3.9362 | 3.5396 | 3.5083
Ozone Season NOX Cap TR - LA | 615 | 7699 | Rate Constraint in MTons | FALSE | L | Annual | Allowances Purchased NOX | Thousand Tons | 0 | 0 | 0 | 0 | 0 | 0 | 0 | 0
Ozone Season NOX Cap TR - LA | 615 | 7699 | Rate Constraint in MTons | FALSE | L | Annual | Allowances Sold NOX | Thousand Tons | 0 | 0 | 0 | 0 | 0 | 0 | 0 | 0
Ozone Season NOX Cap TR - LA | 615 | 7699 | Rate Constraint in MTons | FALSE | L | Annual | Allowances Banked | Thousand Tons | 0 | 0 | 0 | 0 | 0 | 0 | 0 | 0
Ozone Season NOX Cap TR - LA | 615 | 7699 | Rate Constraint in MTons | FALSE | L | Annual | Allowances Withdrawn (1:1) | Thousand Tons | 0 | 0 | 0 | 0 | 0 | 0 | 0 | 0
Ozone Season NOX Cap TR - LA | 615 | 7699 | Rate Constraint in MTons | FALSE | L | Annual | Allowances Withdrawn (n:1) | Thousand Tons | 0 | 0 | 0 | 0 | 0 | 0 | 0 | 0
Ozone Season NOX Cap TR - LA | 615 | 7699 | Rate Constraint in MTons | FALSE | L | Annual | Net Emissions Allowance Position | Thousand Tons | 8.7103 | 5.5965 | 6.035 | 5.996 | 4.8827 | 3.9362 | 3.5396 | 3.5083
Ozone Season NOX Cap TR - LA | 615 | 7699 | Rate Constraint in MTons | FALSE | L | Annual | Fuel Consumed | TBtu | 290.1272 | 324.5509 | 328.3764 | 317.4202 | 332.8949 | 330.3071 | 352.9951 | 370.9037
Ozone Season NOX Cap TR - LA | 615 | 7699 | Rate Constraint in MTons | FALSE | L | Annual | Rate | lb/MMBtu | 0.060045 | 0.034488 | 0.036757 | 0.037779 | 0.029335 | 0.023833 | 0.020054 | 0.018918
Ozone Season NOX Cap TR - LA | 615 | 7699 | Rate Constraint in MTons | FALSE | L | Annual | Generation | TWh | 36.9482 | 40.144 | 40.9492 | 39.9052 | 44.5179 | 46.4704 | 51.0634 | 54.3023
Ozone Season NOX Cap TR - LA | 615 | 7699 | Rate Constraint in MTons | FALSE | L | Annual | Qualifying Generation | TWh | 36.9482 | 40.144 | 40.9492 | 39.9052 | 44.5179 | 45.2941 | 49.5697 | 52.9274
Ozone Season NOX Cap TR - LA | 615 | 7699 | Rate Constraint in MTons | FALSE | L | Annual | Rate | lb/MWh | 0.47149 | 0.27882 | 0.29476 | 0.30051 | 0.21936 | 0.1738 | 0.14281 | 0.13257
Ozone Season NOX Cap TR - LA | 615 | 7699 | Rate Constraint in MTons | FALSE | L | Annual | Constraint Shadow Price | US2019$/Ton | 0 | 0 | 138.1187 | 0 | 0 | 0 | 0 | 0
Ozone Season NOX Cap TR - MD | 616 | 7700 | Rate Constraint in MTons | FALSE | L | Annual | Seasons Included | Seasons | Summer | Summer | Summer | Summer | Summer | Summer | Summer | Summer
Ozone Season NOX Cap TR - MD | 616 | 7700 | Rate Constraint in MTons | FALSE | L | Annual | Standard NOX | Thousand Tons | 1.506 | 1.603 | 1.603 | 1.603 | 1.603 | 1.603 | 1.603 | 1.603
Ozone Season NOX Cap TR - MD | 616 | 7700 | Rate Constraint in MTons | FALSE | L | Annual | Emissions at Affected Plants NOX | Thousand Tons | 0.39697 | 0.23 | 0.2128 | 0.19687 | 0.18326 | 0.25882 | 0.39474 | 0.26251
Ozone Season NOX Cap TR - MD | 616 | 7700 | Rate Constraint in MTons | FALSE | L | Annual | Allowances Purchased NOX | Thousand Tons | 0 | 0 | 0 | 0 | 0 | 0 | 0 | 0
Ozone Season NOX Cap TR - MD | 616 | 7700 | Rate Constraint in MTons | FALSE | L | Annual | Allowances Sold NOX | Thousand Tons | 0 | 0 | 0 | 0 | 0 | 0 | 0 | 0
Ozone Season NOX Cap TR - MD | 616 | 7700 | Rate Constraint in MTons | FALSE | L | Annual | Allowances Banked | Thousand Tons | 0 | 0 | 0 | 0 | 0 | 0 | 0 | 0
Ozone Season NOX Cap TR - MD | 616 | 7700 | Rate Constraint in MTons | FALSE | L | Annual | Allowances Withdrawn (1:1) | Thousand Tons | 0 | 0 | 0 | 0 | 0 | 0 | 0 | 0
Ozone Season NOX Cap TR - MD | 616 | 7700 | Rate Constraint in MTons | FALSE | L | Annual | Allowances Withdrawn (n:1) | Thousand Tons | 0 | 0 | 0 | 0 | 0 | 0 | 0 | 0
Ozone Season NOX Cap TR - MD | 616 | 7700 | Rate Constraint in MTons | FALSE | L | Annual | Net Emissions Allowance Position | Thousand Tons | 0.39697 | 0.23 | 0.2128 | 0.19687 | 0.18326 | 0.25882 | 0.39474 | 0.26251
Ozone Season NOX Cap TR - MD | 616 | 7700 | Rate Constraint in MTons | FALSE | L | Annual | Fuel Consumed | TBtu | 72.6815 | 71.0329 | 70.7525 | 69.4404 | 67.8955 | 74.459 | 78.1734 | 81.3264
Ozone Season NOX Cap TR - MD | 616 | 7700 | Rate Constraint in MTons | FALSE | L | Annual | Rate | lb/MMBtu | 0.010923 | 0.006476 | 0.0060153 | 0.0056702 | 0.0053984 | 0.0069519 | 0.010099 | 0.0064556
Ozone Season NOX Cap TR - MD | 616 | 7700 | Rate Constraint in MTons | FALSE | L | Annual | Generation | TWh | 9.8509 | 9.732 | 9.7113 | 9.5777 | 9.4154 | 10.1116 | 11.519 | 42.3916
Ozone Season NOX Cap TR - MD | 616 | 7700 | Rate Constraint in MTons | FALSE | L | Annual | Qualifying Generation | TWh | 9.8509 | 9.732 | 9.7113 | 9.5777 | 9.4154 | 10.1116 | 10.5078 | 11.1046
Ozone Season NOX Cap TR - MD | 616 | 7700 | Rate Constraint in MTons | FALSE | L | Annual | Rate | lb/MWh | 0.080595 | 0.047267 | 0.043825 | 0.04111 | 0.038929 | 0.051192 | 0.075134 | 0.047279
Ozone Season NOX Cap TR - MD | 616 | 7700 | Rate Constraint in MTons | FALSE | L | Annual | Constraint Shadow Price | US2019$/Ton | 0 | 0 | 0 | 0 | 0 | 0 | 0 | 0
Ozone Season NOX Cap TR - MI | 617 | 7701 | Rate Constraint in MTons | FALSE | L | Annual | Seasons Included | Seasons | Summer | Summer | Summer | Summer | Summer | Summer | Summer | Summer
Ozone Season NOX Cap TR - MI | 617 | 7701 | Rate Constraint in MTons | FALSE | L | Annual | Standard NOX | Thousand Tons | 13.184 | 9.413 | 9.413 | 9.413 | 9.413 | 9.413 | 9.413 | 9.413
Ozone Season NOX Cap TR - MI | 617 | 7701 | Rate Constraint in MTons | FALSE | L | Annual | Emissions at Affected Plants NOX | Thousand Tons | 9.8616 | 4.9555 | 6.2387 | 6.0391 | 6.0082 | 6.0837 | 4.6409 | 4.1633
Ozone Season NOX Cap TR - MI | 617 | 7701 | Rate Constraint in MTons | FALSE | L | Annual | Allowances Purchased NOX | Thousand Tons | 0 | 0 | 0 | 0 | 0 | 0 | 0 | 0
Ozone Season NOX Cap TR - MI | 617 | 7701 | Rate Constraint in MTons | FALSE | L | Annual | Allowances Sold NOX | Thousand Tons | 0 | 0 | 0 | 0 | 0 | 0 | 0 | 0
Ozone Season NOX Cap TR - MI | 617 | 7701 | Rate Constraint in MTons | FALSE | L | Annual | Allowances Banked | Thousand Tons | 0 | 0 | 0 | 0 | 0 | 0 | 0 | 0
Ozone Season NOX Cap TR - MI | 617 | 7701 | Rate Constraint in MTons | FALSE | L | Annual | Allowances Withdrawn (1:1) | Thousand Tons | 0 | 0 | 0 | 0 | 0 | 0 | 0 | 0
Ozone Season NOX Cap TR - MI | 617 | 7701 | Rate Constraint in MTons | FALSE | L | Annual | Allowances Withdrawn (n:1) | Thousand Tons | 0 | 0 | 0 | 0 | 0 | 0 | 0 | 0
Ozone Season NOX Cap TR - MI | 617 | 7701 | Rate Constraint in MTons | FALSE | L | Annual | Net Emissions Allowance Position | Thousand Tons | 9.8616 | 4.9555 | 6.2387 | 6.0391 | 6.0082 | 6.0837 | 4.6409 | 4.1633
Ozone Season NOX Cap TR - MI | 617 | 7701 | Rate Constraint in MTons | FALSE | L | Annual | Fuel Consumed | TBtu | 313.333 | 259.5201 | 297.8041 | 285.9712 | 286.5815 | 288.3237 | 243.6766 | 232.1486
Ozone Season NOX Cap TR - MI | 617 | 7701 | Rate Constraint in MTons | FALSE | L | Annual | Rate | lb/MMBtu | 0.062947 | 0.03819 | 0.041898 | 0.042236 | 0.04193 | 0.0422 | 0.038091 | 0.035867
Ozone Season NOX Cap TR - MI | 617 | 7701 | Rate Constraint in MTons | FALSE | L | Annual | Generation | TWh | 37.4069 | 32.1786 | 36.7541 | 35.5449 | 37.6156 | 40.1928 | 50.2916 | 65.1396
Ozone Season NOX Cap TR - MI | 617 | 7701 | Rate Constraint in MTons | FALSE | L | Annual | Qualifying Generation | TWh | 37.4069 | 32.1786 | 35.9037 | 34.7748 | 34.8379 | 34.9268 | 30.8208 | 29.6549
Ozone Season NOX Cap TR - MI | 617 | 7701 | Rate Constraint in MTons | FALSE | L | Annual | Rate | lb/MWh | 0.52726 | 0.308 | 0.34752 | 0.34733 | 0.34492 | 0.34837 | 0.30116 | 0.28078
Ozone Season NOX Cap TR - MI | 617 | 7701 | Rate Constraint in MTons | FALSE | L | Annual | Constraint Shadow Price | US2019$/Ton | 0 | 0 | 0 | 0 | 0 | 0 | 0 | 0
Ozone Season NOX Cap TR - MN | 618 | 7702 | Rate Constraint in MTons | FALSE | L | Annual | Seasons Included | Seasons | Summer | Summer | Summer | Summer | Summer | Summer | Summer | Summer
Ozone Season NOX Cap TR - MN | 618 | 7702 | Rate Constraint in MTons | FALSE | L | Annual | Standard NOX | Thousand Tons | 4.927 | 2.869 | 2.869 | 2.869 | 2.869 | 2.869 | 2.869 | 2.869
Ozone Season NOX Cap TR - MN | 618 | 7702 | Rate Constraint in MTons | FALSE | L | Annual | Emissions at Affected Plants NOX | Thousand Tons | 3.5257 | 1.3285 | 1.4137 | 1.3496 | 1.3792 | 1.2892 | 1.1963 | 0.9889
Ozone Season NOX Cap TR - MN | 618 | 7702 | Rate Constraint in MTons | FALSE | L | Annual | Allowances Purchased NOX | Thousand Tons | 0 | 0 | 0 | 0 | 0 | 0 | 0 | 0
Ozone Season NOX Cap TR - MN | 618 | 7702 | Rate Constraint in MTons | FALSE | L | Annual | Allowances Sold NOX | Thousand Tons | 0 | 0 | 0 | 0 | 0 | 0 | 0 | 0
Ozone Season NOX Cap TR - MN | 618 | 7702 | Rate Constraint in MTons | FALSE | L | Annual | Allowances Banked | Thousand Tons | 0 | 0 | 0 | 0 | 0 | 0 | 0 | 0
Ozone Season NOX Cap TR - MN | 618 | 7702 | Rate Constraint in MTons | FALSE | L | Annual | Allowances Withdrawn (1:1) | Thousand Tons | 0 | 0 | 0 | 0 | 0 | 0 | 0 | 0
Ozone Season NOX Cap TR - MN | 618 | 7702 | Rate Constraint in MTons | FALSE | L | Annual | Allowances Withdrawn (n:1) | Thousand Tons | 0 | 0 | 0 | 0 | 0 | 0 | 0 | 0
Ozone Season NOX Cap TR - MN | 618 | 7702 | Rate Constraint in MTons | FALSE | L | Annual | Net Emissions Allowance Position | Thousand Tons | 3.5257 | 1.3285 | 1.4137 | 1.3496 | 1.3792 | 1.2892 | 1.1963 | 0.9889
Ozone Season NOX Cap TR - MN | 618 | 7702 | Rate Constraint in MTons | FALSE | L | Annual | Fuel Consumed | TBtu | 100.7068 | 64.8512 | 76.9697 | 74.1755 | 76.1208 | 54.4271 | 51.9358 | 40.8323
Ozone Season NOX Cap TR - MN | 618 | 7702 | Rate Constraint in MTons | FALSE | L | Annual | Rate | lb/MMBtu | 0.070018 | 0.040969 | 0.036734 | 0.036389 | 0.036237 | 0.047375 | 0.046068 | 0.048437
Ozone Season NOX Cap TR - MN | 618 | 7702 | Rate Constraint in MTons | FALSE | L | Annual | Generation | TWh | 11.6382 | 7.9709 | 9.1925 | 8.8802 | 9.1081 | 6.2029 | 6.0267 | 4.8862
Ozone Season NOX Cap TR - MN | 618 | 7702 | Rate Constraint in MTons | FALSE | L | Annual | Qualifying Generation | TWh | 11.6382 | 7.9709 | 9.0576 | 8.7535 | 9.0066 | 6.1016 | 5.8259 | 4.5307
Ozone Season NOX Cap TR - MN | 618 | 7702 | Rate Constraint in MTons | FALSE | L | Annual | Rate | lb/MWh | 0.60587 | 0.33333 | 0.31216 | 0.30835 | 0.30626 | 0.42259 | 0.41067 | 0.43654
Ozone Season NOX Cap TR - MN | 618 | 7702 | Rate Constraint in MTons | FALSE | L | Annual | Constraint Shadow Price | US2019$/Ton | 0 | 0 | 0 | 0 | 0 | 0 | 0 | 0
Ozone Season NOX Cap TR - MO | 619 | 7704 | Rate Constraint in MTons | FALSE | L | Annual | Seasons Included | Seasons | Summer | Summer | Summer | Summer | Summer | Summer | Summer | Summer
Ozone Season NOX Cap TR - MO | 619 | 7704 | Rate Constraint in MTons | FALSE | L | Annual | Standard NOX | Thousand Tons | 12.355 | 9.035 | 9.035 | 9.035 | 9.035 | 9.035 | 9.035 | 9.035
Ozone Season NOX Cap TR - MO | 619 | 7704 | Rate Constraint in MTons | FALSE | L | Annual | Emissions at Affected Plants NOX | Thousand Tons | 10.2336 | 6.4174 | 7.9211 | 8.0483 | 8.1054 | 8.3901 | 8.1326 | 7.8714
Ozone Season NOX Cap TR - MO | 619 | 7704 | Rate Constraint in MTons | FALSE | L | Annual | Allowances Purchased NOX | Thousand Tons | 0 | 0 | 0 | 0 | 0 | 0 | 0 | 0
Ozone Season NOX Cap TR - MO | 619 | 7704 | Rate Constraint in MTons | FALSE | L | Annual | Allowances Sold NOX | Thousand Tons | 0 | 0 | 0 | 0 | 0 | 0 | 0 | 0
Ozone Season NOX Cap TR - MO | 619 | 7704 | Rate Constraint in MTons | FALSE | L | Annual | Allowances Banked | Thousand Tons | 0 | 0 | 0 | 0 | 0 | 0 | 0 | 0
Ozone Season NOX Cap TR - MO | 619 | 7704 | Rate Constraint in MTons | FALSE | L | Annual | Allowances Withdrawn (1:1) | Thousand Tons | 0 | 0 | 0 | 0 | 0 | 0 | 0 | 0
Ozone Season NOX Cap TR - MO | 619 | 7704 | Rate Constraint in MTons | FALSE | L | Annual | Allowances Withdrawn (n:1) | Thousand Tons | 0 | 0 | 0 | 0 | 0 | 0 | 0 | 0
Ozone Season NOX Cap TR - MO | 619 | 7704 | Rate Constraint in MTons | FALSE | L | Annual | Net Emissions Allowance Position | Thousand Tons | 10.2336 | 6.4174 | 7.9211 | 8.0483 | 8.1054 | 8.3901 | 8.1326 | 7.8714
Ozone Season NOX Cap TR - MO | 619 | 7704 | Rate Constraint in MTons | FALSE | L | Annual | Fuel Consumed | TBtu | 262.741 | 235.2179 | 281.5096 | 286.7107 | 283.1355 | 289.3071 | 286.7949 | 276.4346
Ozone Season NOX Cap TR - MO | 619 | 7704 | Rate Constraint in MTons | FALSE | L | Annual | Rate | lb/MMBtu | 0.077899 | 0.054566 | 0.056276 | 0.056142 | 0.057255 | 0.058001 | 0.056714 | 0.05695
Ozone Season NOX Cap TR - MO | 619 | 7704 | Rate Constraint in MTons | FALSE | L | Annual | Generation | TWh | 26.8688 | 24.2477 | 28.8731 | 29.4333 | 28.9481 | 30.7236 | 31.122 | 30.0898
Ozone Season NOX Cap TR - MO | 619 | 7704 | Rate Constraint in MTons | FALSE | L | Annual | Qualifying Generation | TWh | 26.8688 | 24.2477 | 28.8628 | 29.4165 | 28.9312 | 29.4497 | 29.1644 | 28.1286
Ozone Season NOX Cap TR - MO | 619 | 7704 | Rate Constraint in MTons | FALSE | L | Annual | Rate | lb/MWh | 0.76174 | 0.52932 | 0.54888 | 0.5472 | 0.56032 | 0.56979 | 0.55771 | 0.55968
Ozone Season NOX Cap TR - MO | 619 | 7704 | Rate Constraint in MTons | FALSE | L | Annual | Constraint Shadow Price | US2019$/Ton | 0 | 0 | 0 | 0 | 0 | 0 | 0 | 0
Ozone Season NOX Cap TR - MS | 620 | 7703 | Rate Constraint in MTons | FALSE | L | Annual | Seasons Included | Seasons | Summer | Summer | Summer | Summer | Summer | Summer | Summer | Summer
Ozone Season NOX Cap TR - MS | 620 | 7703 | Rate Constraint in MTons | FALSE | L | Annual | Standard NOX | Thousand Tons | 7.782 | 3.278 | 3.278 | 3.278 | 3.278 | 3.278 | 3.278 | 3.278
Ozone Season NOX Cap TR - MS | 620 | 7703 | Rate Constraint in MTons | FALSE | L | Annual | Emissions at Affected Plants NOX | Thousand Tons | 2.3304 | 0.9069 | 0.69905 | 0.69421 | 0.70487 | 0.71654 | 0.63607 | 0.66798
Ozone Season NOX Cap TR - MS | 620 | 7703 | Rate Constraint in MTons | FALSE | L | Annual | Allowances Purchased NOX | Thousand Tons | 0 | 0 | 0 | 0 | 0 | 0 | 0 | 0
Ozone Season NOX Cap TR - MS | 620 | 7703 | Rate Constraint in MTons | FALSE | L | Annual | Allowances Sold NOX | Thousand Tons | 0 | 0 | 0 | 0 | 0 | 0 | 0 | 0
Ozone Season NOX Cap TR - MS | 620 | 7703 | Rate Constraint in MTons | FALSE | L | Annual | Allowances Banked | Thousand Tons | 0 | 0 | 0 | 0 | 0 | 0 | 0 | 0
Ozone Season NOX Cap TR - MS | 620 | 7703 | Rate Constraint in MTons | FALSE | L | Annual | Allowances Withdrawn (1:1) | Thousand Tons | 0 | 0 | 0 | 0 | 0 | 0 | 0 | 0
Ozone Season NOX Cap TR - MS | 620 | 7703 | Rate Constraint in MTons | FALSE | L | Annual | Allowances Withdrawn (n:1) | Thousand Tons | 0 | 0 | 0 | 0 | 0 | 0 | 0 | 0
Ozone Season NOX Cap TR - MS | 620 | 7703 | Rate Constraint in MTons | FALSE | L | Annual | Net Emissions Allowance Position | Thousand Tons | 2.3304 | 0.9069 | 0.69905 | 0.69421 | 0.70487 | 0.71654 | 0.63607 | 0.66798
Ozone Season NOX Cap TR - MS | 620 | 7703 | Rate Constraint in MTons | FALSE | L | Annual | Fuel Consumed | TBtu | 185.3517 | 191.5176 | 188.8772 | 188.2372 | 191.862 | 192.6143 | 174.5194 | 178.4334
Ozone Season NOX Cap TR - MS | 620 | 7703 | Rate Constraint in MTons | FALSE | L | Annual | Rate | lb/MMBtu | 0.025145 | 0.0094707 | 0.0074021 | 0.0073759 | 0.0073477 | 0.0074402 | 0.0072894 | 0.0074872
Ozone Season NOX Cap TR - MS | 620 | 7703 | Rate Constraint in MTons | FALSE | L | Annual | Generation | TWh | 24.9791 | 25.5326 | 26.3036 | 26.2944 | 28.3356 | 35.714 | 42.0404 | 60.1485
Ozone Season NOX Cap TR - MS | 620 | 7703 | Rate Constraint in MTons | FALSE | L | Annual | Qualifying Generation | TWh | 24.9791 | 25.5326 | 25.5854 | 25.5284 | 26.0009 | 26.0853 | 23.8556 | 24.8328
Ozone Season NOX Cap TR - MS | 620 | 7703 | Rate Constraint in MTons | FALSE | L | Annual | Rate | lb/MWh | 0.18658 | 0.071039 | 0.054644 | 0.054387 | 0.054219 | 0.054938 | 0.053327 | 0.053798
Ozone Season NOX Cap TR - MS | 620 | 7703 | Rate Constraint in MTons | FALSE | L | Annual | Constraint Shadow Price | US2019$/Ton | 0 | 0 | 0 | 0 | 0 | 0 | 0 | 0
Ozone Season NOX Cap TR - NJ | 621 | 7706 | Rate Constraint in MTons | FALSE | L | Annual | Seasons Included | Seasons | Summer | Summer | Summer | Summer | Summer | Summer | Summer | Summer
Ozone Season NOX Cap TR - NJ | 621 | 7706 | Rate Constraint in MTons | FALSE | L | Annual | Standard NOX | Thousand Tons | 1.33 | 1.33 | 1.33 | 1.33 | 1.33 | 1.33 | 1.33 | 1.33
Ozone Season NOX Cap TR - NJ | 621 | 7706 | Rate Constraint in MTons | FALSE | L | Annual | Emissions at Affected Plants NOX | Thousand Tons | 0.6877 | 0.68834 | 0.73946 | 0.6773 | 0.69167 | 1.0177 | 1.0769 | 1.031
Ozone Season NOX Cap TR - NJ | 621 | 7706 | Rate Constraint in MTons | FALSE | L | Annual | Allowances Purchased NOX | Thousand Tons | 0 | 0 | 0 | 0 | 0 | 0 | 0 | 0
Ozone Season NOX Cap TR - NJ | 621 | 7706 | Rate Constraint in MTons | FALSE | L | Annual | Allowances Sold NOX | Thousand Tons | 0 | 0 | 0 | 0 | 0 | 0 | 0 | 0
Ozone Season NOX Cap TR - NJ | 621 | 7706 | Rate Constraint in MTons | FALSE | L | Annual | Allowances Banked | Thousand Tons | 0 | 0 | 0 | 0 | 0 | 0 | 0 | 0
Ozone Season NOX Cap TR - NJ | 621 | 7706 | Rate Constraint in MTons | FALSE | L | Annual | Allowances Withdrawn (1:1) | Thousand Tons | 0 | 0 | 0 | 0 | 0 | 0 | 0 | 0
Ozone Season NOX Cap TR - NJ | 621 | 7706 | Rate Constraint in MTons | FALSE | L | Annual | Allowances Withdrawn (n:1) | Thousand Tons | 0 | 0 | 0 | 0 | 0 | 0 | 0 | 0
Ozone Season NOX Cap TR - NJ | 621 | 7706 | Rate Constraint in MTons | FALSE | L | Annual | Net Emissions Allowance Position | Thousand Tons | 0.6877 | 0.68834 | 0.73946 | 0.6773 | 0.69167 | 1.0177 | 1.0769 | 1.031
Ozone Season NOX Cap TR - NJ | 621 | 7706 | Rate Constraint in MTons | FALSE | L | Annual | Fuel Consumed | TBtu | 141.3946 | 146.2412 | 158.3764 | 155.3504 | 158.7406 | 180.2825 | 182.3207 | 186.1635
Ozone Season NOX Cap TR - NJ | 621 | 7706 | Rate Constraint in MTons | FALSE | L | Annual | Rate | lb/MMBtu | 0.0097274 | 0.0094137 | 0.009338 | 0.0087196 | 0.0087145 | 0.01129 | 0.011813 | 0.011077
Ozone Season NOX Cap TR - NJ | 621 | 7706 | Rate Constraint in MTons | FALSE | L | Annual | Generation | TWh | 19.8475 | 20.557 | 22.133 | 21.8017 | 22.3628 | 24.8627 | 25.2036 | 26.6269
Ozone Season NOX Cap TR - NJ | 621 | 7706 | Rate Constraint in MTons | FALSE | L | Annual | Qualifying Generation | TWh | 19.6974 | 20.407 | 21.9829 | 21.6516 | 22.2607 | 24.808 | 24.9882 | 25.4328
Ozone Season NOX Cap TR - NJ | 621 | 7706 | Rate Constraint in MTons | FALSE | L | Annual | Rate | lb/MWh | 0.069826 | 0.067461 | 0.067276 | 0.062563 | 0.062143 | 0.082043 | 0.086192 | 0.081079
Ozone Season NOX Cap TR - NJ | 621 | 7706 | Rate Constraint in MTons | FALSE | L | Annual | Constraint Shadow Price | US2019$/Ton | 0 | 0 | 0 | 0 | 0 | 0 | 0 | 0
Ozone Season NOX Cap TR - NV | 622 | 7705 | Rate Constraint in MTons | FALSE | L | Annual | Seasons Included | Seasons | Summer | Summer | Summer | Summer | Summer | Summer | Summer | Summer
Ozone Season NOX Cap TR - NV | 622 | 7705 | Rate Constraint in MTons | FALSE | L | Annual | Standard NOX | Thousand Tons | 2.894 | 1.244 | 1.244 | 1.244 | 1.244 | 1.244 | 1.244 | 1.244
Ozone Season NOX Cap TR - NV | 622 | 7705 | Rate Constraint in MTons | FALSE | L | Annual | Emissions at Affected Plants NOX | Thousand Tons | 0.48159 | 0.53785 | 0.47236 | 0.4548 | 0.47223 | 0.46425 | 0.45 | 0.14291
Ozone Season NOX Cap TR - NV | 622 | 7705 | Rate Constraint in MTons | FALSE | L | Annual | Allowances Purchased NOX | Thousand Tons | 0 | 0 | 0 | 0 | 0 | 0 | 0 | 0
Ozone Season NOX Cap TR - NV | 622 | 7705 | Rate Constraint in MTons | FALSE | L | Annual | Allowances Sold NOX | Thousand Tons | 0 | 0 | 0 | 0 | 0 | 0 | 0 | 0
Ozone Season NOX Cap TR - NV | 622 | 7705 | Rate Constraint in MTons | FALSE | L | Annual | Allowances Banked | Thousand Tons | 0 | 0 | 0 | 0 | 0 | 0 | 0 | 0
Ozone Season NOX Cap TR - NV | 622 | 7705 | Rate Constraint in MTons | FALSE | L | Annual | Allowances Withdrawn (1:1) | Thousand Tons | 0 | 0 | 0 | 0 | 0 | 0 | 0 | 0
Ozone Season NOX Cap TR - NV | 622 | 7705 | Rate Constraint in MTons | FALSE | L | Annual | Allowances Withdrawn (n:1) | Thousand Tons | 0 | 0 | 0 | 0 | 0 | 0 | 0 | 0
Ozone Season NOX Cap TR - NV | 622 | 7705 | Rate Constraint in MTons | FALSE | L | Annual | Net Emissions Allowance Position | Thousand Tons | 0.48159 | 0.53785 | 0.47236 | 0.4548 | 0.47223 | 0.46425 | 0.45 | 0.14291
Ozone Season NOX Cap TR - NV | 622 | 7705 | Rate Constraint in MTons | FALSE | L | Annual | Fuel Consumed | TBtu | 73.9186 | 76.9137 | 67.4024 | 78.3853 | 79.0608 | 84.7572 | 88.3786 | 10.4602
Ozone Season NOX Cap TR - NV | 622 | 7705 | Rate Constraint in MTons | FALSE | L | Annual | Rate | lb/MMBtu | 0.01303 | 0.013986 | 0.014016 | 0.011604 | 0.011946 | 0.010955 | 0.010183 | 0.027324
Ozone Season NOX Cap TR - NV | 622 | 7705 | Rate Constraint in MTons | FALSE | L | Annual | Generation | TWh | 9.8828 | 10.2157 | 8.8151 | 10.3283 | 10.2068 | 10.9582 | 11.5125 | 1.217
Ozone Season NOX Cap TR - NV | 622 | 7705 | Rate Constraint in MTons | FALSE | L | Annual | Qualifying Generation | TWh | 9.8828 | 10.2157 | 8.8151 | 10.3283 | 10.2068 | 10.9582 | 11.5125 | 1.217
Ozone Season NOX Cap TR - NV | 622 | 7705 | Rate Constraint in MTons | FALSE | L | Annual | Rate | lb/MWh | 0.09746 | 0.1053 | 0.10717 | 0.088068 | 0.092533 | 0.08473 | 0.078175 | 0.23486
Ozone Season NOX Cap TR - NV | 622 | 7705 | Rate Constraint in MTons | FALSE | L | Annual | Constraint Shadow Price | US2019$/Ton | 0 | 0 | 0 | 0 | 0 | 0 | 0 | 0
Ozone Season NOX Cap TR - NY | 623 | 7707 | Rate Constraint in MTons | FALSE | L | Annual | Seasons Included | Seasons | Summer | Summer | Summer | Summer | Summer | Summer | Summer | Summer
Ozone Season NOX Cap TR - NY | 623 | 7707 | Rate Constraint in MTons | FALSE | L | Annual | Standard NOX | Thousand Tons | 3.972 | 3.342 | 3.342 | 3.342 | 3.342 | 3.342 | 3.342 | 3.342
Ozone Season NOX Cap TR - NY | 623 | 7707 | Rate Constraint in MTons | FALSE | L | Annual | Emissions at Affected Plants NOX | Thousand Tons | 2.6417 | 2.2341 | 1.865 | 1.4971 | 0.76959 | 0.25959 | 0.25696 | 0.255
Ozone Season NOX Cap TR - NY | 623 | 7707 | Rate Constraint in MTons | FALSE | L | Annual | Allowances Purchased NOX | Thousand Tons | 0 | 0 | 0 | 0 | 0 | 0 | 0 | 0
Ozone Season NOX Cap TR - NY | 623 | 7707 | Rate Constraint in MTons | FALSE | L | Annual | Allowances Sold NOX | Thousand Tons | 0 | 0 | 0 | 0 | 0 | 0 | 0 | 0
Ozone Season NOX Cap TR - NY | 623 | 7707 | Rate Constraint in MTons | FALSE | L | Annual | Allowances Banked | Thousand Tons | 0 | 0 | 0 | 0 | 0 | 0 | 0 | 0
Ozone Season NOX Cap TR - NY | 623 | 7707 | Rate Constraint in MTons | FALSE | L | Annual | Allowances Withdrawn (1:1) | Thousand Tons | 0 | 0 | 0 | 0 | 0 | 0 | 0 | 0
Ozone Season NOX Cap TR - NY | 623 | 7707 | Rate Constraint in MTons | FALSE | L | Annual | Allowances Withdrawn (n:1) | Thousand Tons | 0 | 0 | 0 | 0 | 0 | 0 | 0 | 0
Ozone Season NOX Cap TR - NY | 623 | 7707 | Rate Constraint in MTons | FALSE | L | Annual | Net Emissions Allowance Position | Thousand Tons | 2.6417 | 2.2341 | 1.865 | 1.4971 | 0.76959 | 0.25959 | 0.25696 | 0.255
Ozone Season NOX Cap TR - NY | 623 | 7707 | Rate Constraint in MTons | FALSE | L | Annual | Fuel Consumed | TBtu | 235.4153 | 225.4065 | 217.2512 | 204.0959 | 166.2055 | 52.648 | 54.5058 | 57.1874
Ozone Season NOX Cap TR - NY | 623 | 7707 | Rate Constraint in MTons | FALSE | L | Annual | Rate | lb/MMBtu | 0.022443 | 0.019823 | 0.01717 | 0.014671 | 0.0092607 | 0.0098612 | 0.0094288 | 0.0089181
Ozone Season NOX Cap TR - NY | 623 | 7707 | Rate Constraint in MTons | FALSE | L | Annual | Generation | TWh | 30.2443 | 29.1335 | 28.4387 | 27.4287 | 23.2267 | 7.4014 | 7.6323 | 7.9115
Ozone Season NOX Cap TR - NY | 623 | 7707 | Rate Constraint in MTons | FALSE | L | Annual | Qualifying Generation | TWh | 30.2162 | 29.1055 | 28.4107 | 27.4007 | 23.2076 | 7.3912 | 7.5921 | 7.8144
Ozone Season NOX Cap TR - NY | 623 | 7707 | Rate Constraint in MTons | FALSE | L | Annual | Rate | lb/MWh | 0.17485 | 0.15352 | 0.13129 | 0.10928 | 0.066322 | 0.070242 | 0.067692 | 0.065265
Ozone Season NOX Cap TR - NY | 623 | 7707 | Rate Constraint in MTons | FALSE | L | Annual | Constraint Shadow Price | US2019$/Ton | 0 | 0 | 0 | 0 | 0 | 0 | 0 | 0
Ozone Season NOX Cap TR - OH | 624 | 7708 | Rate Constraint in MTons | FALSE | L | Annual | Seasons Included | Seasons | Summer | Summer | Summer | Summer | Summer | Summer | Summer | Summer
Ozone Season NOX Cap TR - OH | 624 | 7708 | Rate Constraint in MTons | FALSE | L | Annual | Standard NOX | Thousand Tons | 10.421 | 10.209 | 10.209 | 10.209 | 10.209 | 10.209 | 10.209 | 10.209
Ozone Season NOX Cap TR - OH | 624 | 7708 | Rate Constraint in MTons | FALSE | L | Annual | Emissions at Affected Plants NOX | Thousand Tons | 9.6821 | 7.2738 | 9.269 | 8.7711 | 8.8477 | 8.788 | 5.3917 | 4.4414
Ozone Season NOX Cap TR - OH | 624 | 7708 | Rate Constraint in MTons | FALSE | L | Annual | Allowances Purchased NOX | Thousand Tons | 0 | 0 | 0 | 0 | 0 | 0 | 0 | 0
Ozone Season NOX Cap TR - OH | 624 | 7708 | Rate Constraint in MTons | FALSE | L | Annual | Allowances Sold NOX | Thousand Tons | 0 | 0 | 0 | 0 | 0 | 0 | 0 | 0
Ozone Season NOX Cap TR - OH | 624 | 7708 | Rate Constraint in MTons | FALSE | L | Annual | Allowances Banked | Thousand Tons | 0 | 0 | 0 | 0 | 0 | 0 | 0 | 0
Ozone Season NOX Cap TR - OH | 624 | 7708 | Rate Constraint in MTons | FALSE | L | Annual | Allowances Withdrawn (1:1) | Thousand Tons | 0 | 0 | 0 | 0 | 0 | 0 | 0 | 0
Ozone Season NOX Cap TR - OH | 624 | 7708 | Rate Constraint in MTons | FALSE | L | Annual | Allowances Withdrawn (n:1) | Thousand Tons | 0 | 0 | 0 | 0 | 0 | 0 | 0 | 0
Ozone Season NOX Cap TR - OH | 624 | 7708 | Rate Constraint in MTons | FALSE | L | Annual | Net Emissions Allowance Position | Thousand Tons | 9.6821 | 7.2738 | 9.269 | 8.7711 | 8.8477 | 8.788 | 5.3917 | 4.4414
Ozone Season NOX Cap TR - OH | 624 | 7708 | Rate Constraint in MTons | FALSE | L | Annual | Fuel Consumed | TBtu | 420.9877 | 384.1339 | 429.2434 | 425.0446 | 449.9759 | 463.1027 | 429.1022 | 454.8061
Ozone Season NOX Cap TR - OH | 624 | 7708 | Rate Constraint in MTons | FALSE | L | Annual | Rate | lb/MMBtu | 0.045997 | 0.037871 | 0.043187 | 0.041272 | 0.039325 | 0.037953 | 0.02513 | 0.019531
Ozone Season NOX Cap TR - OH | 624 | 7708 | Rate Constraint in MTons | FALSE | L | Annual | Generation | TWh | 49.0027 | 45.4286 | 50.0785 | 49.9336 | 53.9915 | 57.0769 | 68.3043 | 84.549
Ozone Season NOX Cap TR - OH | 624 | 7708 | Rate Constraint in MTons | FALSE | L | Annual | Qualifying Generation | TWh | 49.0027 | 45.4286 | 49.9398 | 49.6586 | 52.1882 | 53.6657 | 55.6731 | 61.2576
Ozone Season NOX Cap TR - OH | 624 | 7708 | Rate Constraint in MTons | FALSE | L | Annual | Rate | lb/MWh | 0.39517 | 0.32023 | 0.37121 | 0.35326 | 0.33907 | 0.32751 | 0.19369 | 0.14501
Ozone Season NOX Cap TR - OH | 624 | 7708 | Rate Constraint in MTons | FALSE | L | Annual | Constraint Shadow Price | US2019$/Ton | 0 | 0 | 0 | 0 | 0 | 0 | 0 | 0
Ozone Season NOX Cap TR - OK | 625 | 7709 | Rate Constraint in MTons | FALSE | L | Annual | Seasons Included | Seasons | Summer | Summer | Summer | Summer | Summer | Summer | Summer | Summer
Ozone Season NOX Cap TR - OK | 625 | 7709 | Rate Constraint in MTons | FALSE | L | Annual | Standard NOX | Thousand Tons | 10.606 | 5.117 | 5.117 | 5.117 | 5.117 | 5.117 | 5.117 | 5.117
Ozone Season NOX Cap TR - OK | 625 | 7709 | Rate Constraint in MTons | FALSE | L | Annual | Emissions at Affected Plants NOX | Thousand Tons | 2.4162 | 1.3946 | 1.2626 | 1.1184 | 1.0948 | 1.7654 | 0.99579 | 0.74042
Ozone Season NOX Cap TR - OK | 625 | 7709 | Rate Constraint in MTons | FALSE | L | Annual | Allowances Purchased NOX | Thousand Tons | 0 | 0 | 0 | 0 | 0 | 0 | 0 | 0
Ozone Season NOX Cap TR - OK | 625 | 7709 | Rate Constraint in MTons | FALSE | L | Annual | Allowances Sold NOX | Thousand Tons | 0 | 0 | 0 | 0 | 0 | 0 | 0 | 0
Ozone Season NOX Cap TR - OK | 625 | 7709 | Rate Constraint in MTons | FALSE | L | Annual | Allowances Banked | Thousand Tons | 0 | 0 | 0 | 0 | 0 | 0 | 0 | 0
Ozone Season NOX Cap TR - OK | 625 | 7709 | Rate Constraint in MTons | FALSE | L | Annual | Allowances Withdrawn (1:1) | Thousand Tons | 0 | 0 | 0 | 0 | 0 | 0 | 0 | 0
Ozone Season NOX Cap TR - OK | 625 | 7709 | Rate Constraint in MTons | FALSE | L | Annual | Allowances Withdrawn (n:1) | Thousand Tons | 0 | 0 | 0 | 0 | 0 | 0 | 0 | 0
Ozone Season NOX Cap TR - OK | 625 | 7709 | Rate Constraint in MTons | FALSE | L | Annual | Net Emissions Allowance Position | Thousand Tons | 2.4162 | 1.3946 | 1.2626 | 1.1184 | 1.0948 | 1.7654 | 0.99579 | 0.74042
Ozone Season NOX Cap TR - OK | 625 | 7709 | Rate Constraint in MTons | FALSE | L | Annual | Fuel Consumed | TBtu | 164.0988 | 171.9837 | 162.2174 | 152.5186 | 151.7147 | 167.397 | 143.0818 | 110.5644
Ozone Season NOX Cap TR - OK | 625 | 7709 | Rate Constraint in MTons | FALSE | L | Annual | Rate | lb/MMBtu | 0.029448 | 0.016218 | 0.015567 | 0.014665 | 0.014432 | 0.021092 | 0.013919 | 0.013394
Ozone Season NOX Cap TR - OK | 625 | 7709 | Rate Constraint in MTons | FALSE | L | Annual | Generation | TWh | 21.4271 | 22.7158 | 21.7259 | 20.5487 | 20.4369 | 22.09 | 19.9072 | 15.8662
Ozone Season NOX Cap TR - OK | 625 | 7709 | Rate Constraint in MTons | FALSE | L | Annual | Qualifying Generation | TWh | 21.4271 | 22.7158 | 21.7259 | 20.5487 | 20.4369 | 21.6543 | 18.9244 | 14.623
Ozone Season NOX Cap TR - OK | 625 | 7709 | Rate Constraint in MTons | FALSE | L | Annual | Rate | lb/MWh | 0.22553 | 0.12279 | 0.11623 | 0.10885 | 0.10714 | 0.16305 | 0.10524 | 0.10127
Ozone Season NOX Cap TR - OK | 625 | 7709 | Rate Constraint in MTons | FALSE | L | Annual | Constraint Shadow Price | US2019$/Ton | 0 | 0 | 0 | 0 | 0 | 0 | 0 | 0
Ozone Season NOX Cap TR - PA | 626 | 7710 | Rate Constraint in MTons | FALSE | L | Annual | Seasons Included | Seasons | Summer | Summer | Summer | Summer | Summer | Summer | Summer | Summer
Ozone Season NOX Cap TR - PA | 626 | 7710 | Rate Constraint in MTons | FALSE | L | Annual | Standard NOX | Thousand Tons | 10.091 | 9.69 | 9.69 | 9.69 | 9.69 | 9.69 | 9.69 | 9.69
Ozone Season NOX Cap TR - PA | 626 | 7710 | Rate Constraint in MTons | FALSE | L | Annual | Emissions at Affected Plants NOX | Thousand Tons | 6.5396 | 7.0095 | 6.6268 | 6.8914 | 6.157 | 3.8854 | 3.2148 | 3.1439
Ozone Season NOX Cap TR - PA | 626 | 7710 | Rate Constraint in MTons | FALSE | L | Annual | Allowances Purchased NOX | Thousand Tons | 0 | 0 | 0 | 0 | 0 | 0 | 0 | 0
Ozone Season NOX Cap TR - PA | 626 | 7710 | Rate Constraint in MTons | FALSE | L | Annual | Allowances Sold NOX | Thousand Tons | 0 | 0 | 0 | 0 | 0 | 0 | 0 | 0
Ozone Season NOX Cap TR - PA | 626 | 7710 | Rate Constraint in MTons | FALSE | L | Annual | Allowances Banked | Thousand Tons | 0 | 0 | 0 | 0 | 0 | 0 | 0 | 0
Ozone Season NOX Cap TR - PA | 626 | 7710 | Rate Constraint in MTons | FALSE | L | Annual | Allowances Withdrawn (1:1) | Thousand Tons | 0 | 0 | 0 | 0 | 0 | 0 | 0 | 0
Ozone Season NOX Cap TR - PA | 626 | 7710 | Rate Constraint in MTons | FALSE | L | Annual | Allowances Withdrawn (n:1) | Thousand Tons | 0 | 0 | 0 | 0 | 0 | 0 | 0 | 0
Ozone Season NOX Cap TR - PA | 626 | 7710 | Rate Constraint in MTons | FALSE | L | Annual | Net Emissions Allowance Position | Thousand Tons | 6.5396 | 7.0095 | 6.6268 | 6.8914 | 6.157 | 3.8854 | 3.2148 | 3.1439
Ozone Season NOX Cap TR - PA | 626 | 7710 | Rate Constraint in MTons | FALSE | L | Annual | Fuel Consumed | TBtu | 540.0199 | 554.5112 | 543.5348 | 552.7551 | 539.8971 | 493.4915 | 519.4511 | 585.2333
Ozone Season NOX Cap TR - PA | 626 | 7710 | Rate Constraint in MTons | FALSE | L | Annual | Rate | lb/MMBtu | 0.02422 | 0.025282 | 0.024384 | 0.024935 | 0.022808 | 0.015747 | 0.012378 | 0.010744
Ozone Season NOX Cap TR - PA | 626 | 7710 | Rate Constraint in MTons | FALSE | L | Annual | Generation | TWh | 69.5085 | 70.8282 | 70.8156 | 72.607 | 75.3931 | 74.9069 | 98.148 | 150.6039
Ozone Season NOX Cap TR - PA | 626 | 7710 | Rate Constraint in MTons | FALSE | L | Annual | Qualifying Generation | TWh | 69.5085 | 70.8282 | 69.8639 | 70.7193 | 69.6094 | 65.59 | 69.1568 | 77.8413
Ozone Season NOX Cap TR - PA | 626 | 7710 | Rate Constraint in MTons | FALSE | L | Annual | Rate | lb/MWh | 0.18817 | 0.19793 | 0.18971 | 0.19489 | 0.1769 | 0.11848 | 0.092972 | 0.080778
Ozone Season NOX Cap TR - PA | 626 | 7710 | Rate Constraint in MTons | FALSE | L | Annual | Constraint Shadow Price | US2019$/Ton | 0 | 0 | 0 | 0 | 0 | 0 | 0 | 0
Ozone Season NOX Cap TR - Region | 627 | 7718 | Rate Constraint in MTons | FALSE | L | Annual | Seasons Included | Seasons | Summer | Summer | Summer | Summer | Summer | Summer | Summer | Summer
Ozone Season NOX Cap TR - Region | 627 | 7718 | Rate Constraint in MTons | FALSE | L | Annual | Standard NOX | Thousand Tons | 234.325 | 133.814 | 133.814 | 133.814 | 133.814 | 133.814 | 133.814 | 133.814
Ozone Season NOX Cap TR - Region | 627 | 7718 | Rate Constraint in MTons | FALSE | L | Annual | Emissions at Affected Plants NOX | Thousand Tons | 146.4055 | 87.9889 | 96.8454 | 95.6124 | 96.7926 | 93.8263 | 84.683 | 70.2911
Ozone Season NOX Cap TR - Region | 627 | 7718 | Rate Constraint in MTons | FALSE | L | Annual | Allowances Purchased NOX | Thousand Tons | 0 | 0 | 0 | 0 | 0 | 0 | 0 | 0
Ozone Season NOX Cap TR - Region | 627 | 7718 | Rate Constraint in MTons | FALSE | L | Annual | Allowances Sold NOX | Thousand Tons | 0 | 0 | 0 | 0 | 0 | 0 | 0 | 0
Ozone Season NOX Cap TR - Region | 627 | 7718 | Rate Constraint in MTons | FALSE | L | Annual | Allowances Banked | Thousand Tons | 0 | 0 | 0 | 0 | 0 | 0 | 0 | 0
Ozone Season NOX Cap TR - Region | 627 | 7718 | Rate Constraint in MTons | FALSE | L | Annual | Allowances Withdrawn (1:1) | Thousand Tons | 0 | 0 | 0 | 0 | 0 | 0 | 0 | 0
Ozone Season NOX Cap TR - Region | 627 | 7718 | Rate Constraint in MTons | FALSE | L | Annual | Allowances Withdrawn (n:1) | Thousand Tons | 0 | 0 | 0 | 0 | 0 | 0 | 0 | 0
Ozone Season NOX Cap TR - Region | 627 | 7718 | Rate Constraint in MTons | FALSE | L | Annual | Net Emissions Allowance Position | Thousand Tons | 146.4055 | 87.9889 | 96.8454 | 95.6124 | 96.7926 | 93.8263 | 84.683 | 70.2911
Ozone Season NOX Cap TR - Region | 627 | 7718 | Rate Constraint in MTons | FALSE | L | Annual | Fuel Consumed | TBtu | 5980.8376 | 5458.9097 | 5748.749 | 5709.4178 | 5964.2789 | 5962.8307 | 5902.4918 | 5595.0847
Ozone Season NOX Cap TR - Region | 627 | 7718 | Rate Constraint in MTons | FALSE | L | Annual | Rate | lb/MMBtu | 0.048958 | 0.032237 | 0.033693 | 0.033493 | 0.032457 | 0.03147 | 0.028694 | 0.025126
Ozone Season NOX Cap TR - Region | 627 | 7718 | Rate Constraint in MTons | FALSE | L | Annual | Generation | TWh | 726.0903 | 673.6215 | 703.9521 | 700.8609 | 734.4304 | 739.4989 | 751.7145 | 735.4358
Ozone Season NOX Cap TR - Region | 627 | 7718 | Rate Constraint in MTons | FALSE | L | Annual | Qualifying Generation | TWh | 726.0903 | 673.6215 | 703.6991 | 700.6084 | 733.6821 | 734.4798 | 740.8472 | 719.2058
Ozone Season NOX Cap TR - Region | 627 | 7718 | Rate Constraint in MTons | FALSE | L | Annual | Rate | lb/MWh | 0.40327 | 0.26124 | 0.27525 | 0.27294 | 0.26385 | 0.25549 | 0.22861 | 0.19547
Ozone Season NOX Cap TR - Region | 627 | 7718 | Rate Constraint in MTons | FALSE | L | Annual | Constraint Shadow Price | US2019$/Ton | 0 | 0 | 0 | 0 | 0 | 0 | 0 | 0
Ozone Season NOX Cap TR - TN | 628 | 7711 | Rate Constraint in MTons | FALSE | L | Annual | Seasons Included | Seasons | Summer | Summer | Summer | Summer | Summer | Summer | Summer | Summer
Ozone Season NOX Cap TR - TN | 628 | 7711 | Rate Constraint in MTons | FALSE | L | Annual | Standard NOX | Thousand Tons | 5.317 | 5.317 | 5.317 | 5.317 | 5.317 | 5.317 | 5.317 | 5.317
Ozone Season NOX Cap TR - TN | 628 | 7711 | Rate Constraint in MTons | FALSE | L | Annual | Emissions at Affected Plants NOX | Thousand Tons | 1.0488 | 0.71695 | 0.94775 | 0.75478 | 1.5368 | 0.94531 | 2.063 | 0.47429
Ozone Season NOX Cap TR - TN | 628 | 7711 | Rate Constraint in MTons | FALSE | L | Annual | Allowances Purchased NOX | Thousand Tons | 0 | 0 | 0 | 0 | 0 | 0 | 0 | 0
Ozone Season NOX Cap TR - TN | 628 | 7711 | Rate Constraint in MTons | FALSE | L | Annual | Allowances Sold NOX | Thousand Tons | 0 | 0 | 0 | 0 | 0 | 0 | 0 | 0
Ozone Season NOX Cap TR - TN | 628 | 7711 | Rate Constraint in MTons | FALSE | L | Annual | Allowances Banked | Thousand Tons | 0 | 0 | 0 | 0 | 0 | 0 | 0 | 0
Ozone Season NOX Cap TR - TN | 628 | 7711 | Rate Constraint in MTons | FALSE | L | Annual | Allowances Withdrawn (1:1) | Thousand Tons | 0 | 0 | 0 | 0 | 0 | 0 | 0 | 0
Ozone Season NOX Cap TR - TN | 628 | 7711 | Rate Constraint in MTons | FALSE | L | Annual | Allowances Withdrawn (n:1) | Thousand Tons | 0 | 0 | 0 | 0 | 0 | 0 | 0 | 0
Ozone Season NOX Cap TR - TN | 628 | 7711 | Rate Constraint in MTons | FALSE | L | Annual | Net Emissions Allowance Position | Thousand Tons | 1.0488 | 0.71695 | 0.94775 | 0.75478 | 1.5368 | 0.94531 | 2.063 | 0.47429
Ozone Season NOX Cap TR - TN | 628 | 7711 | Rate Constraint in MTons | FALSE | L | Annual | Fuel Consumed | TBtu | 79.0346 | 70.0941 | 81.9036 | 77.2729 | 103.9074 | 91.4357 | 119.0747 | 112.6299
Ozone Season NOX Cap TR - TN | 628 | 7711 | Rate Constraint in MTons | FALSE | L | Annual | Rate | lb/MMBtu | 0.026541 | 0.020457 | 0.023143 | 0.019535 | 0.029579 | 0.020677 | 0.034651 | 0.0084222
Ozone Season NOX Cap TR - TN | 628 | 7711 | Rate Constraint in MTons | FALSE | L | Annual | Generation | TWh | 10.0464 | 9.1274 | 10.7655 | 10.3602 | 13.7198 | 13.0947 | 16.4949 | 22.9096
Ozone Season NOX Cap TR - TN | 628 | 7711 | Rate Constraint in MTons | FALSE | L | Annual | Qualifying Generation | TWh | 10.0464 | 9.1274 | 10.3774 | 9.9464 | 12.6271 | 11.4113 | 14.5015 | 15.8744
Ozone Season NOX Cap TR - TN | 628 | 7711 | Rate Constraint in MTons | FALSE | L | Annual | Rate | lb/MWh | 0.2088 | 0.1571 | 0.18266 | 0.15177 | 0.24341 | 0.16568 | 0.28453 | 0.059756
Ozone Season NOX Cap TR - TN | 628 | 7711 | Rate Constraint in MTons | FALSE | L | Annual | Constraint Shadow Price | US2019$/Ton | 0 | 0 | 0 | 0 | 0 | 0 | 0 | 0
Ozone Season NOX Cap TR - TX | 629 | 7712 | Rate Constraint in MTons | FALSE | L | Annual | Seasons Included | Seasons | Summer | Summer | Summer | Summer | Summer | Summer | Summer | Summer
Ozone Season NOX Cap TR - TX | 629 | 7712 | Rate Constraint in MTons | FALSE | L | Annual | Standard NOX | Thousand Tons | 49.814 | 28.917 | 28.917 | 28.917 | 28.917 | 28.917 | 28.917 | 28.917
Ozone Season NOX Cap TR - TX | 629 | 7712 | Rate Constraint in MTons | FALSE | L | Annual | Emissions at Affected Plants NOX | Thousand Tons | 23.0109 | 9.0632 | 9.7298 | 10.2435 | 12.3547 | 14.117 | 14.2394 | 12.6759
Ozone Season NOX Cap TR - TX | 629 | 7712 | Rate Constraint in MTons | FALSE | L | Annual | Allowances Purchased NOX | Thousand Tons | 0 | 0 | 0 | 0 | 0 | 0 | 0 | 0
Ozone Season NOX Cap TR - TX | 629 | 7712 | Rate Constraint in MTons | FALSE | L | Annual | Allowances Sold NOX | Thousand Tons | 0 | 0 | 0 | 0 | 0 | 0 | 0 | 0
Ozone Season NOX Cap TR - TX | 629 | 7712 | Rate Constraint in MTons | FALSE | L | Annual | Allowances Banked | Thousand Tons | 0 | 0 | 0 | 0 | 0 | 0 | 0 | 0
Ozone Season NOX Cap TR - TX | 629 | 7712 | Rate Constraint in MTons | FALSE | L | Annual | Allowances Withdrawn (1:1) | Thousand Tons | 0 | 0 | 0 | 0 | 0 | 0 | 0 | 0
Ozone Season NOX Cap TR - TX | 629 | 7712 | Rate Constraint in MTons | FALSE | L | Annual | Allowances Withdrawn (n:1) | Thousand Tons | 0 | 0 | 0 | 0 | 0 | 0 | 0 | 0
Ozone Season NOX Cap TR - TX | 629 | 7712 | Rate Constraint in MTons | FALSE | L | Annual | Net Emissions Allowance Position | Thousand Tons | 23.0109 | 9.0632 | 9.7298 | 10.2435 | 12.3547 | 14.117 | 14.2394 | 12.6759
Ozone Season NOX Cap TR - TX | 629 | 7712 | Rate Constraint in MTons | FALSE | L | Annual | Fuel Consumed | TBtu | 1013.8386 | 746.7112 | 772.9796 | 793.9097 | 945.1439 | 1039.6379 | 1029.7398 | 892.9985
Ozone Season NOX Cap TR - TX | 629 | 7712 | Rate Constraint in MTons | FALSE | L | Annual | Rate | lb/MMBtu | 0.045394 | 0.024275 | 0.025175 | 0.025805 | 0.026144 | 0.027158 | 0.027656 | 0.028389
Ozone Season NOX Cap TR - TX | 629 | 7712 | Rate Constraint in MTons | FALSE | L | Annual | Generation | TWh | 131.8528 | 103.7556 | 106.1223 | 108.6061 | 126.9045 | 137.8803 | 136.4018 | 118.9345
Ozone Season NOX Cap TR - TX | 629 | 7712 | Rate Constraint in MTons | FALSE | L | Annual | Qualifying Generation | TWh | 131.8528 | 103.7556 | 106.1223 | 108.6061 | 126.6138 | 136.5253 | 134.7596 | 117.6561
Ozone Season NOX Cap TR - TX | 629 | 7712 | Rate Constraint in MTons | FALSE | L | Annual | Rate | lb/MWh | 0.34904 | 0.1747 | 0.18337 | 0.18864 | 0.19516 | 0.2068 | 0.21133 | 0.21547
Ozone Season NOX Cap TR - TX | 629 | 7712 | Rate Constraint in MTons | FALSE | L | Annual | Constraint Shadow Price | US2019$/Ton | 0 | 0 | 0 | 0 | 0 | 0 | 0 | 0
Ozone Season NOX Cap TR - UT | 630 | 7713 | Rate Constraint in MTons | FALSE | L | Annual | Seasons Included | Seasons | Summer | Summer | Summer | Summer | Summer | Summer | Summer | Summer
Ozone Season NOX Cap TR - UT | 630 | 7713 | Rate Constraint in MTons | FALSE | L | Annual | Standard NOX | Thousand Tons | 11.526 | 2.13 | 2.13 | 2.13 | 2.13 | 2.13 | 2.13 | 2.13
Ozone Season NOX Cap TR - UT | 630 | 7713 | Rate Constraint in MTons | FALSE | L | Annual | Emissions at Affected Plants NOX | Thousand Tons | 6.0466 | 1.0785 | 1.5041 | 1.4719 | 1.9588 | 2.041 | 2.13 | 2.13
Ozone Season NOX Cap TR - UT | 630 | 7713 | Rate Constraint in MTons | FALSE | L | Annual | Allowances Purchased NOX | Thousand Tons | 0 | 0 | 0 | 0 | 0 | 0 | 0 | 0
Ozone Season NOX Cap TR - UT | 630 | 7713 | Rate Constraint in MTons | FALSE | L | Annual | Allowances Sold NOX | Thousand Tons | 0 | 0 | 0 | 0 | 0 | 0 | 0 | 0
Ozone Season NOX Cap TR - UT | 630 | 7713 | Rate Constraint in MTons | FALSE | L | Annual | Allowances Banked | Thousand Tons | 0 | 0 | 0 | 0 | 0 | 0 | 0 | 0
Ozone Season NOX Cap TR - UT | 630 | 7713 | Rate Constraint in MTons | FALSE | L | Annual | Allowances Withdrawn (1:1) | Thousand Tons | 0 | 0 | 0 | 0 | 0 | 0 | 0 | 0
Ozone Season NOX Cap TR - UT | 630 | 7713 | Rate Constraint in MTons | FALSE | L | Annual | Allowances Withdrawn (n:1) | Thousand Tons | 0 | 0 | 0 | 0 | 0 | 0 | 0 | 0
Ozone Season NOX Cap TR - UT | 630 | 7713 | Rate Constraint in MTons | FALSE | L | Annual | Net Emissions Allowance Position | Thousand Tons | 6.0466 | 1.0785 | 1.5041 | 1.4719 | 1.9588 | 2.041 | 2.13 | 2.13
Ozone Season NOX Cap TR - UT | 630 | 7713 | Rate Constraint in MTons | FALSE | L | Annual | Fuel Consumed | TBtu | 105.6296 | 78.6788 | 102.1929 | 105.5579 | 111.8156 | 91.4666 | 116.7893 | 109.6126
Ozone Season NOX Cap TR - UT | 630 | 7713 | Rate Constraint in MTons | FALSE | L | Annual | Rate | lb/MMBtu | 0.11449 | 0.027416 | 0.029436 | 0.027889 | 0.035036 | 0.044629 | 0.036476 | 0.038864
Ozone Season NOX Cap TR - UT | 630 | 7713 | Rate Constraint in MTons | FALSE | L | Annual | Generation | TWh | 11.9466 | 9.256 | 11.5458 | 11.8773 | 12.0301 | 9.1899 | 12.4172 | 11.8816
Ozone Season NOX Cap TR - UT | 630 | 7713 | Rate Constraint in MTons | FALSE | L | Annual | Qualifying Generation | TWh | 11.9466 | 9.256 | 11.5458 | 11.8773 | 12.0301 | 9.1899 | 12.4172 | 11.8816
Ozone Season NOX Cap TR - UT | 630 | 7713 | Rate Constraint in MTons | FALSE | L | Annual | Rate | lb/MWh | 1.0123 | 0.23305 | 0.26054 | 0.24786 | 0.32565 | 0.44419 | 0.34307 | 0.35854
Ozone Season NOX Cap TR - UT | 630 | 7713 | Rate Constraint in MTons | FALSE | L | Annual | Constraint Shadow Price | US2019$/Ton | 0 | 0 | 0 | 0 | 0 | 0 | 2597.0728 | 1526.0867
Ozone Season NOX Cap TR - UTE | 631 | 7722 | Rate Constraint in MTons | FALSE | L | Annual | Seasons Included | Seasons | Summer | Summer | Summer | Summer | Summer | Summer | Summer | Summer
Ozone Season NOX Cap TR - UTE | 631 | 7722 | Rate Constraint in MTons | FALSE | L | Annual | Standard NOX | Thousand Tons | 2.594 | 0.495 | 0.495 | 0.495 | 0.495 | 0.495 | 0.495 | 0.495
Ozone Season NOX Cap TR - UTE | 631 | 7722 | Rate Constraint in MTons | FALSE | L | Annual | Emissions at Affected Plants NOX | Thousand Tons | 0 | 0 | 0.034979 | 0.034979 | 0.034979 | 0.034979 | 0.034979 | 0.034979
Ozone Season NOX Cap TR - UTE | 631 | 7722 | Rate Constraint in MTons | FALSE | L | Annual | Allowances Purchased NOX | Thousand Tons | 0 | 0 | 0 | 0 | 0 | 0 | 0 | 0
Ozone Season NOX Cap TR - UTE | 631 | 7722 | Rate Constraint in MTons | FALSE | L | Annual | Allowances Sold NOX | Thousand Tons | 0 | 0 | 0 | 0 | 0 | 0 | 0 | 0
Ozone Season NOX Cap TR - UTE | 631 | 7722 | Rate Constraint in MTons | FALSE | L | Annual | Allowances Banked | Thousand Tons | 0 | 0 | 0 | 0 | 0 | 0 | 0 | 0
Ozone Season NOX Cap TR - UTE | 631 | 7722 | Rate Constraint in MTons | FALSE | L | Annual | Allowances Withdrawn (1:1) | Thousand Tons | 0 | 0 | 0 | 0 | 0 | 0 | 0 | 0
Ozone Season NOX Cap TR - UTE | 631 | 7722 | Rate Constraint in MTons | FALSE | L | Annual | Allowances Withdrawn (n:1) | Thousand Tons | 0 | 0 | 0 | 0 | 0 | 0 | 0 | 0
Ozone Season NOX Cap TR - UTE | 631 | 7722 | Rate Constraint in MTons | FALSE | L | Annual | Net Emissions Allowance Position | Thousand Tons | 0 | 0 | 0.034979 | 0.034979 | 0.034979 | 0.034979 | 0.034979 | 0.034979
Ozone Season NOX Cap TR - UTE | 631 | 7722 | Rate Constraint in MTons | FALSE | L | Annual | Fuel Consumed | TBtu | 0 | 0 | 1.3992 | 1.3992 | 1.3992 | 1.3992 | 1.3992 | 1.3992
Ozone Season NOX Cap TR - UTE | 631 | 7722 | Rate Constraint in MTons | FALSE | L | Annual | Rate | lb/MMBtu | 0 | 0 | 0.05 | 0.05 | 0.05 | 0.05 | 0.05 | 0.05
Ozone Season NOX Cap TR - UTE | 631 | 7722 | Rate Constraint in MTons | FALSE | L | Annual | Generation | TWh | 0 | 0 | 0.13937 | 0.13937 | 0.13937 | 0.13937 | 0.13937 | 0.13937
Ozone Season NOX Cap TR - UTE | 631 | 7722 | Rate Constraint in MTons | FALSE | L | Annual | Qualifying Generation | TWh | 0 | 0 | 0.13937 | 0.13937 | 0.13937 | 0.13937 | 0.13937 | 0.13937
Ozone Season NOX Cap TR - UTE | 631 | 7722 | Rate Constraint in MTons | FALSE | L | Annual | Rate | lb/MWh | 0 | 0 | 0.50196 | 0.50196 | 0.50196 | 0.50196 | 0.50196 | 0.50196
Ozone Season NOX Cap TR - UTE | 631 | 7722 | Rate Constraint in MTons | FALSE | L | Annual | Constraint Shadow Price | US2019$/Ton | 0 | 0 | 0 | 0 | 0 | 0 | 0 | 0
Ozone Season NOX Cap TR - VA | 632 | 7714 | Rate Constraint in MTons | FALSE | L | Annual | Seasons Included | Seasons | Summer | Summer | Summer | Summer | Summer | Summer | Summer | Summer
Ozone Season NOX Cap TR - VA | 632 | 7714 | Rate Constraint in MTons | FALSE | L | Annual | Standard NOX | Thousand Tons | 4.666 | 3.838 | 3.838 | 3.838 | 3.838 | 3.838 | 3.838 | 3.838
Ozone Season NOX Cap TR - VA | 632 | 7714 | Rate Constraint in MTons | FALSE | L | Annual | Emissions at Affected Plants NOX | Thousand Tons | 1.2367 | 1.6292 | 1.4052 | 1.3597 | 0.9463 | 1.0341 | 0.41896 | 0.22618
Ozone Season NOX Cap TR - VA | 632 | 7714 | Rate Constraint in MTons | FALSE | L | Annual | Allowances Purchased NOX | Thousand Tons | 0 | 0 | 0 | 0 | 0 | 0 | 0 | 0
Ozone Season NOX Cap TR - VA | 632 | 7714 | Rate Constraint in MTons | FALSE | L | Annual | Allowances Sold NOX | Thousand Tons | 0 | 0 | 0 | 0 | 0 | 0 | 0 | 0
Ozone Season NOX Cap TR - VA | 632 | 7714 | Rate Constraint in MTons | FALSE | L | Annual | Allowances Banked | Thousand Tons | 0 | 0 | 0 | 0 | 0 | 0 | 0 | 0
Ozone Season NOX Cap TR - VA | 632 | 7714 | Rate Constraint in MTons | FALSE | L | Annual | Allowances Withdrawn (1:1) | Thousand Tons | 0 | 0 | 0 | 0 | 0 | 0 | 0 | 0
Ozone Season NOX Cap TR - VA | 632 | 7714 | Rate Constraint in MTons | FALSE | L | Annual | Allowances Withdrawn (n:1) | Thousand Tons | 0 | 0 | 0 | 0 | 0 | 0 | 0 | 0
Ozone Season NOX Cap TR - VA | 632 | 7714 | Rate Constraint in MTons | FALSE | L | Annual | Net Emissions Allowance Position | Thousand Tons | 1.2367 | 1.6292 | 1.4052 | 1.3597 | 0.9463 | 1.0341 | 0.41896 | 0.22618
Ozone Season NOX Cap TR - VA | 632 | 7714 | Rate Constraint in MTons | FALSE | L | Annual | Fuel Consumed | TBtu | 206.515 | 222.5398 | 211.87 | 209.6418 | 196.3944 | 195.3753 | 163.6376 | 41.1236
Ozone Season NOX Cap TR - VA | 632 | 7714 | Rate Constraint in MTons | FALSE | L | Annual | Rate | lb/MMBtu | 0.011977 | 0.014642 | 0.013265 | 0.012972 | 0.0096367 | 0.010586 | 0.0051206 | 0.011
Ozone Season NOX Cap TR - VA | 632 | 7714 | Rate Constraint in MTons | FALSE | L | Annual | Generation | TWh | 28.0149 | 29.7892 | 29.5364 | 29.3879 | 31.4096 | 34.7605 | 44.7157 | 83.29
Ozone Season NOX Cap TR - VA | 632 | 7714 | Rate Constraint in MTons | FALSE | L | Annual | Qualifying Generation | TWh | 28.0149 | 29.7892 | 28.6963 | 28.4918 | 27.0489 | 26.851 | 22.939 | 5.6536
Ozone Season NOX Cap TR - VA | 632 | 7714 | Rate Constraint in MTons | FALSE | L | Annual | Rate | lb/MWh | 0.088288 | 0.10938 | 0.097937 | 0.095444 | 0.069969 | 0.077027 | 0.036528 | 0.080012
Ozone Season NOX Cap TR - VA | 632 | 7714 | Rate Constraint in MTons | FALSE | L | Annual | Constraint Shadow Price | US2019$/Ton | 0 | 0 | 0 | 0 | 0 | 0 | 0 | 0
Ozone Season NOX Cap TR - WI | 633 | 7716 | Rate Constraint in MTons | FALSE | L | Annual | Seasons Included | Seasons | Summer | Summer | Summer | Summer | Summer | Summer | Summer | Summer
Ozone Season NOX Cap TR - WI | 633 | 7716 | Rate Constraint in MTons | FALSE | L | Annual | Standard NOX | Thousand Tons | 5.919 | 3.33 | 3.33 | 3.33 | 3.33 | 3.33 | 3.33 | 3.33
Ozone Season NOX Cap TR - WI | 633 | 7716 | Rate Constraint in MTons | FALSE | L | Annual | Emissions at Affected Plants NOX | Thousand Tons | 2.35 | 1.6525 | 2.5633 | 2.5932 | 2.7636 | 2.9253 | 2.2398 | 1.7311
Ozone Season NOX Cap TR - WI | 633 | 7716 | Rate Constraint in MTons | FALSE | L | Annual | Allowances Purchased NOX | Thousand Tons | 0 | 0 | 0 | 0 | 0 | 0 | 0 | 0
Ozone Season NOX Cap TR - WI | 633 | 7716 | Rate Constraint in MTons | FALSE | L | Annual | Allowances Sold NOX | Thousand Tons | 0 | 0 | 0 | 0 | 0 | 0 | 0 | 0
Ozone Season NOX Cap TR - WI | 633 | 7716 | Rate Constraint in MTons | FALSE | L | Annual | Allowances Banked | Thousand Tons | 0 | 0 | 0 | 0 | 0 | 0 | 0 | 0
Ozone Season NOX Cap TR - WI | 633 | 7716 | Rate Constraint in MTons | FALSE | L | Annual | Allowances Withdrawn (1:1) | Thousand Tons | 0 | 0 | 0 | 0 | 0 | 0 | 0 | 0
Ozone Season NOX Cap TR - WI | 633 | 7716 | Rate Constraint in MTons | FALSE | L | Annual | Allowances Withdrawn (n:1) | Thousand Tons | 0 | 0 | 0 | 0 | 0 | 0 | 0 | 0
Ozone Season NOX Cap TR - WI | 633 | 7716 | Rate Constraint in MTons | FALSE | L | Annual | Net Emissions Allowance Position | Thousand Tons | 2.35 | 1.6525 | 2.5633 | 2.5932 | 2.7636 | 2.9253 | 2.2398 | 1.7311
Ozone Season NOX Cap TR - WI | 633 | 7716 | Rate Constraint in MTons | FALSE | L | Annual | Fuel Consumed | TBtu | 147.3534 | 124.5005 | 153.1481 | 153.4889 | 160.3028 | 165.6419 | 152.1926 | 130.3372
Ozone Season NOX Cap TR - WI | 633 | 7716 | Rate Constraint in MTons | FALSE | L | Annual | Rate | lb/MMBtu | 0.031896 | 0.026546 | 0.033475 | 0.03379 | 0.03448 | 0.035321 | 0.029433 | 0.026564
Ozone Season NOX Cap TR - WI | 633 | 7716 | Rate Constraint in MTons | FALSE | L | Annual | Generation | TWh | 18.0015 | 15.7124 | 19.1261 | 19.0248 | 19.6821 | 19.9953 | 18.8184 | 16.1126
Ozone Season NOX Cap TR - WI | 633 | 7716 | Rate Constraint in MTons | FALSE | L | Annual | Qualifying Generation | TWh | 18.0015 | 15.7124 | 18.5714 | 18.5455 | 19.2629 | 19.6379 | 18.381 | 16.0463
Ozone Season NOX Cap TR - WI | 633 | 7716 | Rate Constraint in MTons | FALSE | L | Annual | Rate | lb/MWh | 0.26109 | 0.21034 | 0.27605 | 0.27966 | 0.28694 | 0.29792 | 0.24371 | 0.21577
Ozone Season NOX Cap TR - WI | 633 | 7716 | Rate Constraint in MTons | FALSE | L | Annual | Constraint Shadow Price | US2019$/Ton | 0 | 0 | 0 | 0 | 0 | 0 | 0 | 0
Ozone Season NOX Cap TR - WV | 634 | 7715 | Rate Constraint in MTons | FALSE | L | Annual | Seasons Included | Seasons | Summer | Summer | Summer | Summer | Summer | Summer | Summer | Summer
Ozone Season NOX Cap TR - WV | 634 | 7715 | Rate Constraint in MTons | FALSE | L | Annual | Standard NOX | Thousand Tons | 14.538 | 11.041 | 11.041 | 11.041 | 11.041 | 11.041 | 11.041 | 11.041
Ozone Season NOX Cap TR - WV | 634 | 7715 | Rate Constraint in MTons | FALSE | L | Annual | Emissions at Affected Plants NOX | Thousand Tons | 11.173 | 7.5273 | 8.5249 | 8.0554 | 8.8656 | 9.3897 | 8.1895 | 3.6041
Ozone Season NOX Cap TR - WV | 634 | 7715 | Rate Constraint in MTons | FALSE | L | Annual | Allowances Purchased NOX | Thousand Tons | 0 | 0 | 0 | 0 | 0 | 0 | 0 | 0
Ozone Season NOX Cap TR - WV | 634 | 7715 | Rate Constraint in MTons | FALSE | L | Annual | Allowances Sold NOX | Thousand Tons | 0 | 0 | 0 | 0 | 0 | 0 | 0 | 0
Ozone Season NOX Cap TR - WV | 634 | 7715 | Rate Constraint in MTons | FALSE | L | Annual | Allowances Banked | Thousand Tons | 0 | 0 | 0 | 0 | 0 | 0 | 0 | 0
Ozone Season NOX Cap TR - WV | 634 | 7715 | Rate Constraint in MTons | FALSE | L | Annual | Allowances Withdrawn (1:1) | Thousand Tons | 0 | 0 | 0 | 0 | 0 | 0 | 0 | 0
Ozone Season NOX Cap TR - WV | 634 | 7715 | Rate Constraint in MTons | FALSE | L | Annual | Allowances Withdrawn (n:1) | Thousand Tons | 0 | 0 | 0 | 0 | 0 | 0 | 0 | 0
Ozone Season NOX Cap TR - WV | 634 | 7715 | Rate Constraint in MTons | FALSE | L | Annual | Net Emissions Allowance Position | Thousand Tons | 11.173 | 7.5273 | 8.5249 | 8.0554 | 8.8656 | 9.3897 | 8.1895 | 3.6041
Ozone Season NOX Cap TR - WV | 634 | 7715 | Rate Constraint in MTons | FALSE | L | Annual | Fuel Consumed | TBtu | 251.7662 | 196.3591 | 222.5595 | 210.8633 | 233.2699 | 251.7669 | 232.1253 | 256.138
Ozone Season NOX Cap TR - WV | 634 | 7715 | Rate Constraint in MTons | FALSE | L | Annual | Rate | lb/MMBtu | 0.088757 | 0.076669 | 0.076607 | 0.076404 | 0.076012 | 0.07459 | 0.070561 | 0.028142
Ozone Season NOX Cap TR - WV | 634 | 7715 | Rate Constraint in MTons | FALSE | L | Annual | Generation | TWh | 25.2078 | 19.6758 | 22.3449 | 21.1871 | 25.1904 | 29.058 | 39.5922 | 73.8736
Ozone Season NOX Cap TR - WV | 634 | 7715 | Rate Constraint in MTons | FALSE | L | Annual | Qualifying Generation | TWh | 25.2078 | 19.6758 | 22.3449 | 21.1871 | 23.4255 | 25.2851 | 24.1458 | 32.7471
Ozone Season NOX Cap TR - WV | 634 | 7715 | Rate Constraint in MTons | FALSE | L | Annual | Rate | lb/MWh | 0.88647 | 0.76513 | 0.76302 | 0.7604 | 0.75692 | 0.7427 | 0.67834 | 0.22012
Ozone Season NOX Cap TR - WV | 634 | 7715 | Rate Constraint in MTons | FALSE | L | Annual | Constraint Shadow Price | US2019$/Ton | 0 | 0 | 0 | 0 | 0 | 0 | 0 | 0
Ozone Season NOX Cap TR - WY | 635 | 7717 | Rate Constraint in MTons | FALSE | L | Annual | Seasons Included | Seasons | Summer | Summer | Summer | Summer | Summer | Summer | Summer | Summer
Ozone Season NOX Cap TR - WY | 635 | 7717 | Rate Constraint in MTons | FALSE | L | Annual | Standard NOX | Thousand Tons | 10.508 | 5.1 | 5.1 | 5.1 | 5.1 | 5.1 | 5.1 | 5.1
Ozone Season NOX Cap TR - WY | 635 | 7717 | Rate Constraint in MTons | FALSE | L | Annual | Emissions at Affected Plants NOX | Thousand Tons | 4.8127 | 2.5129 | 2.8171 | 2.7768 | 2.9957 | 3.2021 | 3.2256 | 3.0335
Ozone Season NOX Cap TR - WY | 635 | 7717 | Rate Constraint in MTons | FALSE | L | Annual | Allowances Purchased NOX | Thousand Tons | 0 | 0 | 0 | 0 | 0 | 0 | 0 | 0
Ozone Season NOX Cap TR - WY | 635 | 7717 | Rate Constraint in MTons | FALSE | L | Annual | Allowances Sold NOX | Thousand Tons | 0 | 0 | 0 | 0 | 0 | 0 | 0 | 0
Ozone Season NOX Cap TR - WY | 635 | 7717 | Rate Constraint in MTons | FALSE | L | Annual | Allowances Banked | Thousand Tons | 0 | 0 | 0 | 0 | 0 | 0 | 0 | 0
Ozone Season NOX Cap TR - WY | 635 | 7717 | Rate Constraint in MTons | FALSE | L | Annual | Allowances Withdrawn (1:1) | Thousand Tons | 0 | 0 | 0 | 0 | 0 | 0 | 0 | 0
Ozone Season NOX Cap TR - WY | 635 | 7717 | Rate Constraint in MTons | FALSE | L | Annual | Allowances Withdrawn (n:1) | Thousand Tons | 0 | 0 | 0 | 0 | 0 | 0 | 0 | 0
Ozone Season NOX Cap TR - WY | 635 | 7717 | Rate Constraint in MTons | FALSE | L | Annual | Net Emissions Allowance Position | Thousand Tons | 4.8127 | 2.5129 | 2.8171 | 2.7768 | 2.9957 | 3.2021 | 3.2256 | 3.0335
Ozone Season NOX Cap TR - WY | 635 | 7717 | Rate Constraint in MTons | FALSE | L | Annual | Fuel Consumed | TBtu | 85.6609 | 90.2013 | 100.9295 | 99.2097 | 108.1122 | 116.7463 | 120.5602 | 114.1147
Ozone Season NOX Cap TR - WY | 635 | 7717 | Rate Constraint in MTons | FALSE | L | Annual | Rate | lb/MMBtu | 0.11237 | 0.055717 | 0.055824 | 0.055978 | 0.055418 | 0.054856 | 0.053511 | 0.053166
Ozone Season NOX Cap TR - WY | 635 | 7717 | Rate Constraint in MTons | FALSE | L | Annual | Generation | TWh | 7.9644 | 7.9617 | 9.0104 | 8.8389 | 9.6968 | 10.536 | 10.93 | 10.3199
Ozone Season NOX Cap TR - WY | 635 | 7717 | Rate Constraint in MTons | FALSE | L | Annual | Qualifying Generation | TWh | 7.9644 | 7.9617 | 9.0104 | 8.8389 | 9.6968 | 10.5337 | 10.922 | 10.3107
Ozone Season NOX Cap TR - WY | 635 | 7717 | Rate Constraint in MTons | FALSE | L | Annual | Rate | lb/MWh | 1.2086 | 0.63123 | 0.6253 | 0.62831 | 0.61787 | 0.60798 | 0.59067 | 0.58843
Ozone Season NOX Cap TR - WY | 635 | 7717 | Rate Constraint in MTons | FALSE | L | Annual | Constraint Shadow Price | US2019$/Ton | 0 | 0 | 0 | 0 | 0 | 0 | 0 | 0
Ozone Season NOX Transport - Region 1 | 654 | 7062 | Rate Constraint in MTons | FALSE | L | Annual | Seasons Included | Seasons | Summer | Summer | Summer | Summer | Summer | Summer | Summer | Summer
Ozone Season NOX Transport - Region 1 | 654 | 7062 | Rate Constraint in MTons | FALSE | L | Annual | Standard NOX | Thousand Tons | 143.408 | 143.408 | 143.408 | 143.408 | 143.408 | 143.408 | 143.408 | 143.408
Ozone Season NOX Transport - Region 1 | 654 | 7062 | Rate Constraint in MTons | FALSE | L | Annual | Emissions at Affected Plants NOX | Thousand Tons | 142.7861 | 91.8454 | 103.6582 | 102.7005 | 103.7392 | 100.9835 | 91.245 | 74.7697
Ozone Season NOX Transport - Region 1 | 654 | 7062 | Rate Constraint in MTons | FALSE | L | Annual | Allowances Purchased NOX | Thousand Tons | 0 | 0 | 0 | 0 | 0 | 0 | 0 | 0
Ozone Season NOX Transport - Region 1 | 654 | 7062 | Rate Constraint in MTons | FALSE | L | Annual | Allowances Sold NOX | Thousand Tons | 0 | 0 | 0 | 0 | 0 | 0 | 0 | 0
Ozone Season NOX Transport - Region 1 | 654 | 7062 | Rate Constraint in MTons | FALSE | L | Annual | Allowances Banked | Thousand Tons | 0 | 51.5626 | 0 | 0 | 0 | 0 | 0 | 0
Ozone Season NOX Transport - Region 1 | 654 | 7062 | Rate Constraint in MTons | FALSE | L | Annual | Allowances Withdrawn (1:1) | Thousand Tons | 0 | 0 | 0 | 0 | 0 | 0 | -30.9376 | 0
Ozone Season NOX Transport - Region 1 | 654 | 7062 | Rate Constraint in MTons | FALSE | L | Annual | Allowances Withdrawn (n:1) | Thousand Tons | 0 | 0 | 0 | 0 | 0 | 0 | 0 | 0
Ozone Season NOX Transport - Region 1 | 654 | 7062 | Rate Constraint in MTons | FALSE | L | Annual | Net Emissions Allowance Position | Thousand Tons | 142.7861 | 143.408 | 103.6582 | 102.7005 | 103.7392 | 100.9835 | 60.3074 | 74.7697
Ozone Season NOX Transport - Region 1 | 654 | 7062 | Rate Constraint in MTons | FALSE | L | Annual | Fuel Consumed | TBtu | 5823.3072 | 5334.8656 | 5620.2929 | 5584.0088 | 5834.7905 | 5854.4826 | 5752.8156 | 5502.8353
Ozone Season NOX Transport - Region 1 | 654 | 7062 | Rate Constraint in MTons | FALSE | L | Annual | Rate | lb/MMBtu | 0.04904 | 0.034432 | 0.036887 | 0.036784 | 0.035559 | 0.034498 | 0.031722 | 0.027175
Ozone Season NOX Transport - Region 1 | 654 | 7062 | Rate Constraint in MTons | FALSE | L | Annual | Generation | TWh | 706.6097 | 658.0476 | 688.1002 | 685.1464 | 718.9394 | 726.6531 | 733.2966 | 724.7463
Ozone Season NOX Transport - Region 1 | 654 | 7062 | Rate Constraint in MTons | FALSE | L | Annual | Qualifying Generation | TWh | 706.6087 | 658.0463 | 687.5347 | 684.6554 | 717.9923 | 721.7118 | 722.993 | 709.3873
Ozone Season NOX Transport - Region 1 | 654 | 7062 | Rate Constraint in MTons | FALSE | L | Annual | Rate | lb/MWh | 0.40414 | 0.27915 | 0.30154 | 0.30001 | 0.28897 | 0.27984 | 0.25241 | 0.2108
Ozone Season NOX Transport - Region 1 | 654 | 7062 | Rate Constraint in MTons | FALSE | L | Annual | Constraint Shadow Price | US2019$/Ton | 0 | 0 | 0 | 0 | 0 | 0 | 0 | 0
Ozone Season NOX Transport - Region 2 | 655 | 7063 | Rate Constraint in MTons | FALSE | L | Annual | Seasons Included | Seasons | Summer | Summer | Summer | Summer | Summer | Summer | Summer | Summer
Ozone Season NOX Transport - Region 2 | 655 | 7063 | Rate Constraint in MTons | FALSE | L | Annual | Standard NOX | Thousand Tons | 24.041 | 24.041 | 24.041 | 24.041 | 24.041 | 24.041 | 24.041 | 24.041
Ozone Season NOX Transport - Region 2 | 655 | 7063 | Rate Constraint in MTons | FALSE | L | Annual | Emissions at Affected Plants NOX | Thousand Tons | 3.2056 | 2.5589 | 4.0706 | 4.2359 | 4.611 | 4.368 | 4.7021 | 4.1685
Ozone Season NOX Transport - Region 2 | 655 | 7063 | Rate Constraint in MTons | FALSE | L | Annual | Allowances Purchased NOX | Thousand Tons | 0 | 0 | 0 | 0 | 0 | 0 | 0 | 0
Ozone Season NOX Transport - Region 2 | 655 | 7063 | Rate Constraint in MTons | FALSE | L | Annual | Allowances Sold NOX | Thousand Tons | 0 | 0 | 0 | 0 | 0 | 0 | 0 | 0
Ozone Season NOX Transport - Region 2 | 655 | 7063 | Rate Constraint in MTons | FALSE | L | Annual | Allowances Banked | Thousand Tons | 0 | 0 | 0 | 0 | 0 | 0 | 0 | 0
Ozone Season NOX Transport - Region 2 | 655 | 7063 | Rate Constraint in MTons | FALSE | L | Annual | Allowances Withdrawn (1:1) | Thousand Tons | 0 | 0 | 0 | 0 | 0 | 0 | 0 | 0
Ozone Season NOX Transport - Region 2 | 655 | 7063 | Rate Constraint in MTons | FALSE | L | Annual | Allowances Withdrawn (n:1) | Thousand Tons | 0 | 0 | 0 | 0 | 0 | 0 | 0 | 0
Ozone Season NOX Transport - Region 2 | 655 | 7063 | Rate Constraint in MTons | FALSE | L | Annual | Net Emissions Allowance Position | Thousand Tons | 3.2056 | 2.5589 | 4.0706 | 4.2359 | 4.611 | 4.368 | 4.7021 | 4.1685
Ozone Season NOX Transport - Region 2 | 655 | 7063 | Rate Constraint in MTons | FALSE | L | Annual | Fuel Consumed | TBtu | 244.7154 | 243.9715 | 275.6065 | 282.8439 | 286.7552 | 301.9983 | 333.5111 | 339.6869
Ozone Season NOX Transport - Region 2 | 655 | 7063 | Rate Constraint in MTons | FALSE | L | Annual | Rate | lb/MMBtu | 0.026199 | 0.020977 | 0.029539 | 0.029952 | 0.03216 | 0.028927 | 0.028198 | 0.024543
Ozone Season NOX Transport - Region 2 | 655 | 7063 | Rate Constraint in MTons | FALSE | L | Annual | Generation | TWh | 36.978 | 43.5377 | 46.5429 | 47.5003 | 64.9555 | 74.0232 | 82.1745 | 101.1232
Ozone Season NOX Transport - Region 2 | 655 | 7063 | Rate Constraint in MTons | FALSE | L | Annual | Qualifying Generation | TWh | 31.7922 | 31.5025 | 34.885 | 35.581 | 35.7859 | 38.3783 | 43.2868 | 45.5209
Ozone Season NOX Transport - Region 2 | 655 | 7063 | Rate Constraint in MTons | FALSE | L | Annual | Rate | lb/MWh | 0.20166 | 0.16246 | 0.23337 | 0.2381 | 0.2577 | 0.22763 | 0.21725 | 0.18315
Ozone Season NOX Transport - Region 2 | 655 | 7063 | Rate Constraint in MTons | FALSE | L | Annual | Constraint Shadow Price | US2019$/Ton | 0 | 0 | 0 | 0 | 0 | 0 | 0 | 0
RED-Rochester MER Rate Limit v3.1 | 661 | 7518 | Rate Constraint in lbs/MMBtu | FALSE | L | Annual | Seasons Included | Seasons | Winter, WintShld, Summer | Winter, WintShld, Summer | Winter, WintShld, Summer | Winter, WintShld, Summer | Winter, WintShld, Summer | Winter, WintShld, Summer | Winter, WintShld, Summer | Winter, WintShld, Summer
RED-Rochester MER Rate Limit v3.1 | 661 | 7518 | Rate Constraint in lbs/MMBtu | FALSE | L | Annual | Standard MER | lb/MMBtu | 6e-07 | 6e-07 | 6e-07 | 6e-07 | 6e-07 | 6e-07 | 6e-07 | 6e-07
RED-Rochester MER Rate Limit v3.1 | 661 | 7518 | Rate Constraint in lbs/MMBtu | FALSE | L | Annual | Emissions at Affected Plants MER | lbs | 0.00068963 | 0.00068963 | 0.00068963 | 0.00068963 | 0.00068963 | 0.00016537 | 0.00010249 | 0.00016537
RED-Rochester MER Rate Limit v3.1 | 661 | 7518 | Rate Constraint in lbs/MMBtu | FALSE | L | Annual | Allowances Purchased MER | lbs | 0 | 0 | 0 | 0 | 0 | 0 | 0 | 0
RED-Rochester MER Rate Limit v3.1 | 661 | 7518 | Rate Constraint in lbs/MMBtu | FALSE | L | Annual | Allowances Sold MER | lbs | 0 | 0 | 0 | 0 | 0 | 0 | 0 | 0
RED-Rochester MER Rate Limit v3.1 | 661 | 7518 | Rate Constraint in lbs/MMBtu | FALSE | L | Annual | Allowances Banked | lbs | 0 | 0 | 0 | 0 | 0 | 0 | 0 | 0
RED-Rochester MER Rate Limit v3.1 | 661 | 7518 | Rate Constraint in lbs/MMBtu | FALSE | L | Annual | Allowances Withdrawn (1:1) | lbs | 0 | 0 | 0 | 0 | 0 | 0 | 0 | 0
RED-Rochester MER Rate Limit v3.1 | 661 | 7518 | Rate Constraint in lbs/MMBtu | FALSE | L | Annual | Allowances Withdrawn (n:1) | lbs | 0 | 0 | 0 | 0 | 0 | 0 | 0 | 0
RED-Rochester MER Rate Limit v3.1 | 661 | 7518 | Rate Constraint in lbs/MMBtu | FALSE | L | Annual | Net Emissions Allowance Position | lbs | 0.00068963 | 0.00068963 | 0.00068963 | 0.00068963 | 0.00068963 | 0.00016537 | 0.00010249 | 0.00016537
RED-Rochester MER Rate Limit v3.1 | 661 | 7518 | Rate Constraint in lbs/MMBtu | FALSE | L | Annual | Fuel Consumed | TBtu | 3.3979 | 3.3979 | 3.3979 | 3.3979 | 3.3979 | 0.81479 | 0.49853 | 0.81479
RED-Rochester MER Rate Limit v3.1 | 661 | 7518 | Rate Constraint in lbs/MMBtu | FALSE | L | Annual | Rate | lb/MMBtu | 2.0296e-10 | 2.0296e-10 | 2.0296e-10 | 2.0296e-10 | 2.0296e-10 | 2.0296e-10 | 2.0559e-10 | 2.0296e-10
RED-Rochester MER Rate Limit v3.1 | 661 | 7518 | Rate Constraint in lbs/MMBtu | FALSE | L | Annual | Generation | TWh | 0.59348 | 0.59348 | 0.59348 | 0.59348 | 0.59348 | 0.14231 | 0.088204 | 0.14231
RED-Rochester MER Rate Limit v3.1 | 661 | 7518 | Rate Constraint in lbs/MMBtu | FALSE | L | Annual | Qualifying Generation | TWh | 0.40939 | 0.40939 | 0.40939 | 0.40939 | 0.40939 | 0.098167 | 0.060064 | 0.098167
RED-Rochester MER Rate Limit v3.1 | 661 | 7518 | Rate Constraint in lbs/MMBtu | FALSE | L | Annual | Rate | lb/MWh | 1.6845e-09 | 1.6845e-09 | 1.6845e-09 | 1.6845e-09 | 1.6845e-09 | 1.6845e-09 | 1.7064e-09 | 1.6845e-09
RED-Rochester MER Rate Limit v3.1 | 661 | 7518 | Rate Constraint in lbs/MMBtu | FALSE | L | Annual | Constraint Shadow Price | US2019$/Lb | 0 | 0 | 0 | 0 | 0 | 0 | 0 | 0
RGGI CO2 Annual Constraint v5.13 | 662 | 7118 | Rate Constraint in MTons | FALSE | L | Annual | Seasons Included | Seasons | Winter, WintShld, Summer | Winter, WintShld, Summer | Winter, WintShld, Summer | Winter, WintShld, Summer | Winter, WintShld, Summer | Winter, WintShld, Summer | Winter, WintShld, Summer | Winter, WintShld, Summer
RGGI CO2 Annual Constraint v5.13 | 662 | 7118 | Rate Constraint in MTons | FALSE | L | Annual | Standard CO2 | Thousand Tons | 197186.1116 | 82992.6188 | 85225.1554 | 78610.4021 | 78610.4021 | 78610.4021 | 78610.4021 | 78610.4021
RGGI CO2 Annual Constraint v5.13 | 662 | 7118 | Rate Constraint in MTons | FALSE | L | Annual | Emissions at Affected Plants CO2 | Thousand Tons | 91716.8342 | 90426.7339 | 96514.5898 | 93116.0996 | 81991.6077 | 78610.4021 | 72175.3218 | 59069.14
RGGI CO2 Annual Constraint v5.13 | 662 | 7118 | Rate Constraint in MTons | FALSE | L | Annual | Allowances Purchased CO2 | Thousand Tons | 0 | 0 | 0 | 0 | 0 | 0 | 0 | 0
RGGI CO2 Annual Constraint v5.13 | 662 | 7118 | Rate Constraint in MTons | FALSE | L | Annual | Allowances Sold CO2 | Thousand Tons | 0 | 0 | 0 | 0 | 0 | 0 | 0 | 0
RGGI CO2 Annual Constraint v5.13 | 662 | 7118 | Rate Constraint in MTons | FALSE | L | Annual | Allowances Banked | Thousand Tons | 105469.2774 | 0 | 0 | 0 | 0 | 0 | 0 | 0
RGGI CO2 Annual Constraint v5.13 | 662 | 7118 | Rate Constraint in MTons | FALSE | L | Annual | Allowances Withdrawn (1:1) | Thousand Tons | 0 | -7434.1154 | -11289.4348 | -14505.6975 | -3381.2057 | 0 | 0 | 0
RGGI CO2 Annual Constraint v5.13 | 662 | 7118 | Rate Constraint in MTons | FALSE | L | Annual | Allowances Withdrawn (n:1) | Thousand Tons | 0 | 0 | 0 | 0 | 0 | 0 | 0 | 0
RGGI CO2 Annual Constraint v5.13 | 662 | 7118 | Rate Constraint in MTons | FALSE | L | Annual | Net Emissions Allowance Position | Thousand Tons | 197186.1116 | 82992.6186 | 85225.1551 | 78610.4021 | 78610.402 | 78610.4021 | 72175.3218 | 59069.14
RGGI CO2 Annual Constraint v5.13 | 662 | 7118 | Rate Constraint in MTons | FALSE | L | Annual | Fuel Consumed | TBtu | 1508.3724 | 1486.8248 | 1587.276 | 1531.4947 | 1352.5366 | 1298.8844 | 1187.0607 | 975.6283
RGGI CO2 Annual Constraint v5.13 | 662 | 7118 | Rate Constraint in MTons | FALSE | L | Annual | Rate | lb/MMBtu | 121.6103 | 121.6374 | 121.6103 | 121.6016 | 121.2412 | 121.043 | 121.6034 | 121.0894
RGGI CO2 Annual Constraint v5.13 | 662 | 7118 | Rate Constraint in MTons | FALSE | L | Annual | Generation | TWh | 206.9972 | 203.9316 | 219.7941 | 213.5712 | 195.551 | 193.5328 | 211.9967 | 292.7156
RGGI CO2 Annual Constraint v5.13 | 662 | 7118 | Rate Constraint in MTons | FALSE | L | Annual | Qualifying Generation | TWh | 206.996 | 203.9302 | 218.6415 | 212.4036 | 189.0274 | 179.1043 | 163.7108 | 134.3254
RGGI CO2 Annual Constraint v5.13 | 662 | 7118 | Rate Constraint in MTons | FALSE | L | Annual | Rate | lb/MWh | 886.17 | 886.8399 | 882.857 | 876.7846 | 867.5104 | 877.8171 | 881.7419 | 879.4933
RGGI CO2 Annual Constraint v5.13 | 662 | 7118 | Rate Constraint in MTons | FALSE | L | Annual | Constraint Shadow Price | US2019$/Ton | 4.535 | 4.8799 | 5.4513 | 5.9797 | 6.9187 | 2.1045 | 0 | 0
RPS Clean Energy v6.20- CO | 664 | 7648 | Generation Constraint in GWh | FALSE | G | Annual | Seasons Included | Seasons | Winter, WintShld, Summer | Winter, WintShld, Summer | Winter, WintShld, Summer | Winter, WintShld, Summer | Winter, WintShld, Summer | Winter, WintShld, Summer | Winter, WintShld, Summer | Winter, WintShld, Summer
RPS Clean Energy v6.20- CO | 664 | 7648 | Generation Constraint in GWh | FALSE | G | Annual | Standard GWh | GWh | 0 | 0 | 0 | 0 | 0 | 0 | 0 | 44004.6953
RPS Clean Energy v6.20- CO | 664 | 7648 | Generation Constraint in GWh | FALSE | G | Annual | Emissions at Affected Plants | GWh | 21961.8951 | 21961.8951 | 21961.8951 | 24582.2348 | 28119.9688 | 31073.9926 | 42180.9683 | 49771.7292
RPS Clean Energy v6.20- CO | 664 | 7648 | Generation Constraint in GWh | FALSE | G | Annual | Allowances Purchased | GWh | 0 | 0 | 0 | 0 | 0 | 0 | 0 | 0
RPS Clean Energy v6.20- CO | 664 | 7648 | Generation Constraint in GWh | FALSE | G | Annual | Allowances Sold | GWh | 0 | 0 | 0 | 0 | 0 | 0 | 0 | 0
RPS Clean Energy v6.20- CO | 664 | 7648 | Generation Constraint in GWh | FALSE | G | Annual | Allowances Banked | GWh | 0 | 0 | 0 | 0 | 0 | 0 | 0 | 0
RPS Clean Energy v6.20- CO | 664 | 7648 | Generation Constraint in GWh | FALSE | G | Annual | Allowances Withdrawn (1:1) | GWh | 0 | 0 | 0 | 0 | 0 | 0 | 0 | 0
RPS Clean Energy v6.20- CO | 664 | 7648 | Generation Constraint in GWh | FALSE | G | Annual | Allowances Withdrawn (n:1) | GWh | 0 | 0 | 0 | 0 | 0 | 0 | 0 | 0
RPS Clean Energy v6.20- CO | 664 | 7648 | Generation Constraint in GWh | FALSE | G | Annual | Net Emissions Allowance Position | GWh | 21961.8951 | 21961.8951 | 21961.8951 | 24582.2348 | 28119.9688 | 31073.9926 | 42180.9683 | 49771.7292
RPS Clean Energy v6.20- CO | 664 | 7648 | Generation Constraint in GWh | FALSE | G | Annual | Fuel Consumed | TBtu | 0.58327 | 0.58327 | 0.58327 | 0.58327 | 0.58327 | 0.58327 | 2.1637 | 2.3698
RPS Clean Energy v6.20- CO | 664 | 7648 | Generation Constraint in GWh | FALSE | G | Annual | Heat Rate | MMBtu/MWh | 0.026558 | 0.026558 | 0.026558 | 0.023727 | 0.020742 | 0.01877 | 0.051295 | 0.047613
RPS Clean Energy v6.20- CO | 664 | 7648 | Generation Constraint in GWh | FALSE | G | Annual | Generation | TWh | 21.9619 | 21.9619 | 21.9619 | 24.5822 | 28.12 | 31.074 | 42.181 | 49.7717
RPS Clean Energy v6.20- CO | 664 | 7648 | Generation Constraint in GWh | FALSE | G | Annual | Qualifying Generation | TWh | 21.9619 | 21.9619 | 21.9619 | 24.5822 | 28.12 | 31.074 | 42.181 | 49.7717
RPS Clean Energy v6.20- CO | 664 | 7648 | Generation Constraint in GWh | FALSE | G | Annual | Rate | lb/MWh | 0 | 0 | 0 | 0 | 0 | 0 | 0 | 0
RPS Clean Energy v6.20- CO | 664 | 7648 | Generation Constraint in GWh | FALSE | G | Annual | Constraint Shadow Price | US2019$/MWh | 0 | 0 | 0 | 0 | 0 | 0 | 0 | 0
RPS Clean Energy v6.20- MA | 665 | 7649 | Generation Constraint in GWh | FALSE | G | Annual | Seasons Included | Seasons | Winter, WintShld, Summer | Winter, WintShld, Summer | Winter, WintShld, Summer | Winter, WintShld, Summer | Winter, WintShld, Summer | Winter, WintShld, Summer | Winter, WintShld, Summer | Winter, WintShld, Summer
RPS Clean Energy v6.20- MA | 665 | 7649 | Generation Constraint in GWh | FALSE | G | Annual | Standard GWh | GWh | 13594.142 | 15663.7516 | 18812.4615 | 21200.6836 | 27306.8272 | 33786.0663 | 40912.9788 | 48968.7692
RPS Clean Energy v6.20- MA | 665 | 7649 | Generation Constraint in GWh | FALSE | G | Annual | Emissions at Affected Plants | GWh | 13594.142 | 15663.7516 | 22751.0667 | 22751.0559 | 27306.8272 | 33786.0663 | 40912.9788 | 48968.7692
RPS Clean Energy v6.20- MA | 665 | 7649 | Generation Constraint in GWh | FALSE | G | Annual | Allowances Purchased | GWh | 0 | 0 | 0 | 0 | 0 | 0 | 0 | 0
RPS Clean Energy v6.20- MA | 665 | 7649 | Generation Constraint in GWh | FALSE | G | Annual | Allowances Sold | GWh | 0 | 0 | 0 | 0 | 0 | 0 | 0 | 0
RPS Clean Energy v6.20- MA | 665 | 7649 | Generation Constraint in GWh | FALSE | G | Annual | Allowances Banked | GWh | 0 | 0 | 0 | 0 | 0 | 0 | 0 | 0
RPS Clean Energy v6.20- MA | 665 | 7649 | Generation Constraint in GWh | FALSE | G | Annual | Allowances Withdrawn (1:1) | GWh | 0 | 0 | 0 | 0 | 0 | 0 | 0 | 0
RPS Clean Energy v6.20- MA | 665 | 7649 | Generation Constraint in GWh | FALSE | G | Annual | Allowances Withdrawn (n:1) | GWh | 0 | 0 | 0 | 0 | 0 | 0 | 0 | 0
RPS Clean Energy v6.20- MA | 665 | 7649 | Generation Constraint in GWh | FALSE | G | Annual | Net Emissions Allowance Position | GWh | 13594.142 | 15663.7516 | 22751.0667 | 22751.0559 | 27306.8272 | 33786.0663 | 40912.9788 | 48968.7692
RPS Clean Energy v6.20- MA | 665 | 7649 | Generation Constraint in GWh | FALSE | G | Annual | Fuel Consumed | TBtu | 4.4056 | 4.4056 | 4.4056 | 4.4055 | 6.1029 | 6.1029 | 6.1029 | 6.1029
RPS Clean Energy v6.20- MA | 665 | 7649 | Generation Constraint in GWh | FALSE | G | Annual | Heat Rate | MMBtu/MWh | 0.32408 | 0.28126 | 0.19364 | 0.19364 | 0.22349 | 0.18063 | 0.14917 | 0.12463
RPS Clean Energy v6.20- MA | 665 | 7649 | Generation Constraint in GWh | FALSE | G | Annual | Generation | TWh | 13.5941 | 15.6638 | 22.7511 | 22.7511 | 27.3068 | 33.7861 | 40.913 | 48.9688
RPS Clean Energy v6.20- MA | 665 | 7649 | Generation Constraint in GWh | FALSE | G | Annual | Qualifying Generation | TWh | 13.5941 | 15.6638 | 22.7511 | 22.7511 | 27.3068 | 33.7861 | 40.913 | 48.9688
RPS Clean Energy v6.20- MA | 665 | 7649 | Generation Constraint in GWh | FALSE | G | Annual | Rate | lb/MWh | 0 | 0 | 0 | 0 | 0 | 0 | 0 | 0
RPS Clean Energy v6.20- MA | 665 | 7649 | Generation Constraint in GWh | FALSE | G | Annual | Constraint Shadow Price | US2019$/MWh | 13.784 | 27.5918 | 0 | 0 | 14.4753 | 15.1298 | 16.2371 | 10.3879
RPS Clean Energy v6.20- NM | 666 | 7571 | Generation Constraint in GWh | FALSE | G | Annual | Seasons Included | Seasons | Winter, WintShld, Summer | Winter, WintShld, Summer | Winter, WintShld, Summer | Winter, WintShld, Summer | Winter, WintShld, Summer | Winter, WintShld, Summer | Winter, WintShld, Summer | Winter, WintShld, Summer
RPS Clean Energy v6.20- NM | 666 | 7571 | Generation Constraint in GWh | FALSE | G | Annual | Standard GWh | GWh | 0 | 0 | 0 | 0 | 0 | 0 | 19276.025 | 26763.1898
RPS Clean Energy v6.20- NM | 666 | 7571 | Generation Constraint in GWh | FALSE | G | Annual | Emissions at Affected Plants | GWh | 13411.1279 | 25617.5854 | 25619.1704 | 31392.7826 | 32907.5285 | 32908.1619 | 35935.2522 | 50692.4423
RPS Clean Energy v6.20- NM | 666 | 7571 | Generation Constraint in GWh | FALSE | G | Annual | Allowances Purchased | GWh | 0 | 0 | 0 | 0 | 0 | 0 | 0 | 0
RPS Clean Energy v6.20- NM | 666 | 7571 | Generation Constraint in GWh | FALSE | G | Annual | Allowances Sold | GWh | 0 | 0 | 0 | 0 | 0 | 0 | 0 | 0
RPS Clean Energy v6.20- NM | 666 | 7571 | Generation Constraint in GWh | FALSE | G | Annual | Allowances Banked | GWh | 0 | 0 | 0 | 0 | 0 | 0 | 0 | 0
RPS Clean Energy v6.20- NM | 666 | 7571 | Generation Constraint in GWh | FALSE | G | Annual | Allowances Withdrawn (1:1) | GWh | 0 | 0 | 0 | 0 | 0 | 0 | 0 | 0
RPS Clean Energy v6.20- NM | 666 | 7571 | Generation Constraint in GWh | FALSE | G | Annual | Allowances Withdrawn (n:1) | GWh | 0 | 0 | 0 | 0 | 0 | 0 | 0 | 0
RPS Clean Energy v6.20- NM | 666 | 7571 | Generation Constraint in GWh | FALSE | G | Annual | Net Emissions Allowance Position | GWh | 13411.1279 | 25617.5854 | 25619.1704 | 31392.7826 | 32907.5285 | 32908.1619 | 35935.2522 | 50692.4423
RPS Clean Energy v6.20- NM | 666 | 7571 | Generation Constraint in GWh | FALSE | G | Annual | Fuel Consumed | TBtu | 0.58478 | 0.58478 | 0.59827 | 0.59825 | 0.60447 | 0.60987 | 0.6095 | 0.97166
RPS Clean Energy v6.20- NM | 666 | 7571 | Generation Constraint in GWh | FALSE | G | Annual | Heat Rate | MMBtu/MWh | 0.043604 | 0.022827 | 0.023352 | 0.019057 | 0.018369 | 0.018532 | 0.016961 | 0.019168
RPS Clean Energy v6.20- NM | 666 | 7571 | Generation Constraint in GWh | FALSE | G | Annual | Generation | TWh | 13.4111 | 25.6176 | 25.6192 | 31.3928 | 32.9075 | 32.9082 | 35.9353 | 50.6924
RPS Clean Energy v6.20- NM | 666 | 7571 | Generation Constraint in GWh | FALSE | G | Annual | Qualifying Generation | TWh | 13.4111 | 25.6176 | 25.6192 | 31.3928 | 32.9075 | 32.9082 | 35.9353 | 50.6924
RPS Clean Energy v6.20- NM | 666 | 7571 | Generation Constraint in GWh | FALSE | G | Annual | Rate | lb/MWh | 0 | 0 | 0 | 0 | 0 | 0 | 0 | 0
RPS Clean Energy v6.20- NM | 666 | 7571 | Generation Constraint in GWh | FALSE | G | Annual | Constraint Shadow Price | US2019$/MWh | 0 | 0 | 0 | 0 | 0 | 0 | 0 | 0
RPS Clean Energy v6.20- NV | 667 | 7572 | Generation Constraint in GWh | FALSE | G | Annual | Seasons Included | Seasons | Winter, WintShld, Summer | Winter, WintShld, Summer | Winter, WintShld, Summer | Winter, WintShld, Summer | Winter, WintShld, Summer | Winter, WintShld, Summer | Winter, WintShld, Summer | Winter, WintShld, Summer
RPS Clean Energy v6.20- NV | 667 | 7572 | Generation Constraint in GWh | FALSE | G | Annual | Standard GWh | GWh | 0 | 0 | 0 | 0 | 0 | 0 | 0 | 48961.9676
RPS Clean Energy v6.20- NV | 667 | 7572 | Generation Constraint in GWh | FALSE | G | Annual | Emissions at Affected Plants | GWh | 19124.4877 | 20327.8417 | 20348.4714 | 20348.3736 | 20350.1203 | 21641.0048 | 23000.2378 | 48961.9676
RPS Clean Energy v6.20- NV | 667 | 7572 | Generation Constraint in GWh | FALSE | G | Annual | Allowances Purchased | GWh | 0 | 0 | 0 | 0 | 0 | 0 | 0 | 0
RPS Clean Energy v6.20- NV | 667 | 7572 | Generation Constraint in GWh | FALSE | G | Annual | Allowances Sold | GWh | 0 | 0 | 0 | 0 | 0 | 0 | 0 | 0
RPS Clean Energy v6.20- NV | 667 | 7572 | Generation Constraint in GWh | FALSE | G | Annual | Allowances Banked | GWh | 0 | 0 | 0 | 0 | 0 | 0 | 0 | 0
RPS Clean Energy v6.20- NV | 667 | 7572 | Generation Constraint in GWh | FALSE | G | Annual | Allowances Withdrawn (1:1) | GWh | 0 | 0 | 0 | 0 | 0 | 0 | 0 | 0
RPS Clean Energy v6.20- NV | 667 | 7572 | Generation Constraint in GWh | FALSE | G | Annual | Allowances Withdrawn (n:1) | GWh | 0 | 0 | 0 | 0 | 0 | 0 | 0 | 0
RPS Clean Energy v6.20- NV | 667 | 7572 | Generation Constraint in GWh | FALSE | G | Annual | Net Emissions Allowance Position | GWh | 19124.4877 | 20327.8417 | 20348.4714 | 20348.3736 | 20350.1203 | 21641.0048 | 23000.2378 | 48961.9676
RPS Clean Energy v6.20- NV | 667 | 7572 | Generation Constraint in GWh | FALSE | G | Annual | Fuel Consumed | TBtu | 45.1274 | 44.9217 | 45.1035 | 45.1027 | 45.1264 | 45.1279 | 45.1437 | 46.5885
RPS Clean Energy v6.20- NV | 667 | 7572 | Generation Constraint in GWh | FALSE | G | Annual | Heat Rate | MMBtu/MWh | 2.3597 | 2.2099 | 2.2166 | 2.2165 | 2.2175 | 2.0853 | 1.9628 | 0.95152
RPS Clean Energy v6.20- NV | 667 | 7572 | Generation Constraint in GWh | FALSE | G | Annual | Generation | TWh | 19.1245 | 20.3278 | 20.3485 | 20.3484 | 20.3501 | 21.641 | 23.0002 | 48.962
RPS Clean Energy v6.20- NV | 667 | 7572 | Generation Constraint in GWh | FALSE | G | Annual | Qualifying Generation | TWh | 19.1245 | 20.3278 | 20.3485 | 20.3484 | 20.3501 | 21.641 | 23.0002 | 48.962
RPS Clean Energy v6.20- NV | 667 | 7572 | Generation Constraint in GWh | FALSE | G | Annual | Rate | lb/MWh | 0 | 0 | 0 | 0 | 0 | 0 | 0 | 0
RPS Clean Energy v6.20- NV | 667 | 7572 | Generation Constraint in GWh | FALSE | G | Annual | Constraint Shadow Price | US2019$/MWh | 0 | 0 | 0 | 0 | 0 | 0 | 0 | 11.2321
RPS Clean Energy v6.20- NY | 668 | 7573 | Generation Constraint in GWh | FALSE | G | Annual | Seasons Included | Seasons | Winter, WintShld, Summer | Winter, WintShld, Summer | Winter, WintShld, Summer | Winter, WintShld, Summer | Winter, WintShld, Summer | Winter, WintShld, Summer | Winter, WintShld, Summer | Winter, WintShld, Summer
RPS Clean Energy v6.20- NY | 668 | 7573 | Generation Constraint in GWh | FALSE | G | Annual | Standard GWh | GWh | 0 | 0 | 0 | 0 | 0 | 152394.3924 | 156698.7408 | 163809.3067
RPS Clean Energy v6.20- NY | 668 | 7573 | Generation Constraint in GWh | FALSE | G | Annual | Emissions at Affected Plants | GWh | 74593.4791 | 80645.5938 | 80756.7355 | 68944.9634 | 106606.3054 | 152394.3924 | 156698.7407 | 163809.3067
RPS Clean Energy v6.20- NY | 668 | 7573 | Generation Constraint in GWh | FALSE | G | Annual | Allowances Purchased | GWh | 0 | 0 | 0 | 0 | 0 | 0 | 0 | 0
RPS Clean Energy v6.20- NY | 668 | 7573 | Generation Constraint in GWh | FALSE | G | Annual | Allowances Sold | GWh | 0 | 0 | 0 | 0 | 0 | 0 | 0 | 0
RPS Clean Energy v6.20- NY | 668 | 7573 | Generation Constraint in GWh | FALSE | G | Annual | Allowances Banked | GWh | 0 | 0 | 0 | 0 | 0 | 0 | 0 | 0
RPS Clean Energy v6.20- NY | 668 | 7573 | Generation Constraint in GWh | FALSE | G | Annual | Allowances Withdrawn (1:1) | GWh | 0 | 0 | 0 | 0 | 0 | 0 | 0 | 0
RPS Clean Energy v6.20- NY | 668 | 7573 | Generation Constraint in GWh | FALSE | G | Annual | Allowances Withdrawn (n:1) | GWh | 0 | 0 | 0 | 0 | 0 | 0 | 0 | 0
RPS Clean Energy v6.20- NY | 668 | 7573 | Generation Constraint in GWh | FALSE | G | Annual | Net Emissions Allowance Position | GWh | 74593.4791 | 80645.5938 | 80756.7355 | 68944.9634 | 106606.3054 | 152394.3924 | 156698.7407 | 163809.3067
RPS Clean Energy v6.20- NY | 668 | 7573 | Generation Constraint in GWh | FALSE | G | Annual | Fuel Consumed | TBtu | 296.0231 | 296.0231 | 296.9693 | 173.4654 | 174.2904 | 180.2032 | 180.2032 | 126.915
RPS Clean Energy v6.20- NY | 668 | 7573 | Generation Constraint in GWh | FALSE | G | Annual | Heat Rate | MMBtu/MWh | 3.9685 | 3.6707 | 3.6773 | 2.516 | 1.6349 | 1.1825 | 1.15 | 0.77477
RPS Clean Energy v6.20- NY | 668 | 7573 | Generation Constraint in GWh | FALSE | G | Annual | Generation | TWh | 74.5935 | 80.6456 | 80.7567 | 68.945 | 106.6063 | 152.3944 | 156.6987 | 163.8093
RPS Clean Energy v6.20- NY | 668 | 7573 | Generation Constraint in GWh | FALSE | G | Annual | Qualifying Generation | TWh | 74.5935 | 80.6456 | 80.7567 | 68.945 | 106.6063 | 152.3944 | 156.6987 | 163.8093
RPS Clean Energy v6.20- NY | 668 | 7573 | Generation Constraint in GWh | FALSE | G | Annual | Rate | lb/MWh | 0 | 0 | 0 | 0 | 0 | 0 | 0 | 0
RPS Clean Energy v6.20- NY | 668 | 7573 | Generation Constraint in GWh | FALSE | G | Annual | Constraint Shadow Price | US2019$/MWh | 0 | 0 | 0 | 0 | 0 | 13.4578 | 11.4508 | 9.4128
RPS Clean Energy v6.20- WA | 669 | 7574 | Generation Constraint in GWh | FALSE | G | Annual | Seasons Included | Seasons | Winter, WintShld, Summer | Winter, WintShld, Summer | Winter, WintShld, Summer | Winter, WintShld, Summer | Winter, WintShld, Summer | Winter, WintShld, Summer | Winter, WintShld, Summer | Winter, WintShld, Summer
RPS Clean Energy v6.20- WA | 669 | 7574 | Generation Constraint in GWh | FALSE | G | Annual | Standard GWh | GWh | 0 | 0 | 0 | 94421.8601 | 97181.9993 | 102038.2517 | 107685.7862 | 114570.154
RPS Clean Energy v6.20- WA | 669 | 7574 | Generation Constraint in GWh | FALSE | G | Annual | Emissions at Affected Plants | GWh | 98437.1645 | 98437.1645 | 94324.0611 | 94421.8601 | 97181.9993 | 102038.2517 | 107685.7862 | 114570.154
RPS Clean Energy v6.20- WA | 669 | 7574 | Generation Constraint in GWh | FALSE | G | Annual | Allowances Purchased | GWh | 0 | 0 | 0 | 0 | 0 | 0 | 0 | 0
RPS Clean Energy v6.20- WA | 669 | 7574 | Generation Constraint in GWh | FALSE | G | Annual | Allowances Sold | GWh | 0 | 0 | 0 | 0 | 0 | 0 | 0 | 0
RPS Clean Energy v6.20- WA | 669 | 7574 | Generation Constraint in GWh | FALSE | G | Annual | Allowances Banked | GWh | 0 | 0 | 0 | 0 | 0 | 0 | 0 | 0
RPS Clean Energy v6.20- WA | 669 | 7574 | Generation Constraint in GWh | FALSE | G | Annual | Allowances Withdrawn (1:1) | GWh | 0 | 0 | 0 | 0 | 0 | 0 | 0 | 0
RPS Clean Energy v6.20- WA | 669 | 7574 | Generation Constraint in GWh | FALSE | G | Annual | Allowances Withdrawn (n:1) | GWh | 0 | 0 | 0 | 0 | 0 | 0 | 0 | 0
RPS Clean Energy v6.20- WA | 669 | 7574 | Generation Constraint in GWh | FALSE | G | Annual | Net Emissions Allowance Position | GWh | 98437.1645 | 98437.1645 | 94324.0611 | 94421.8601 | 97181.9993 | 102038.2517 | 107685.7862 | 114570.154
RPS Clean Energy v6.20- WA | 669 | 7574 | Generation Constraint in GWh | FALSE | G | Annual | Fuel Consumed | TBtu | 97.2804 | 97.2804 | 54.147 | 54.9795 | 55.3421 | 60.2714 | 9.1433 | 9.3668
RPS Clean Energy v6.20- WA | 669 | 7574 | Generation Constraint in GWh | FALSE | G | Annual | Heat Rate | MMBtu/MWh | 0.98825 | 0.98825 | 0.57405 | 0.58228 | 0.56947 | 0.59067 | 0.084908 | 0.081756
RPS Clean Energy v6.20- WA | 669 | 7574 | Generation Constraint in GWh | FALSE | G | Annual | Generation | TWh | 98.4372 | 98.4372 | 94.3241 | 94.4219 | 97.182 | 102.0383 | 107.6858 | 114.5702
RPS Clean Energy v6.20- WA | 669 | 7574 | Generation Constraint in GWh | FALSE | G | Annual | Qualifying Generation | TWh | 98.4372 | 98.4372 | 94.3241 | 94.4219 | 97.182 | 102.0383 | 107.6858 | 114.5702
RPS Clean Energy v6.20- WA | 669 | 7574 | Generation Constraint in GWh | FALSE | G | Annual | Rate | lb/MWh | 0 | 0 | 0 | 0 | 0 | 0 | 0 | 0
RPS Clean Energy v6.20- WA | 669 | 7574 | Generation Constraint in GWh | FALSE | G | Annual | Constraint Shadow Price | US2019$/MWh | 0 | 0 | 0 | 4.5436 | 8.5772 | 6.6112 | 3.2666 | 9.581
RPS Solar v6.20- DC | 670 | 7575 | Generation Constraint in GWh | FALSE | G | Annual | Seasons Included | Seasons | Winter, WintShld, Summer | Winter, WintShld, Summer | Winter, WintShld, Summer | Winter, WintShld, Summer | Winter, WintShld, Summer | Winter, WintShld, Summer | Winter, WintShld, Summer | Winter, WintShld, Summer
RPS Solar v6.20- DC | 670 | 7575 | Generation Constraint in GWh | FALSE | G | Annual | Standard GWh | GWh | 312.6419 | 378.1139 | 495.0414 | 556.6474 | 801.3588 | 1123.7217 | 1224.9342 | 1282.8178
RPS Solar v6.20- DC | 670 | 7575 | Generation Constraint in GWh | FALSE | G | Annual | Emissions at Affected Plants | GWh | 13.0777 | 13.0777 | 13.0777 | 13.0777 | 13.0777 | 13.0777 | 13.0777 | 13.0777
RPS Solar v6.20- DC | 670 | 7575 | Generation Constraint in GWh | FALSE | G | Annual | Allowances Purchased | GWh | 299.5642 | 365.0362 | 481.9638 | 543.5697 | 788.2812 | 1110.644 | 1211.8565 | 1269.7402
RPS Solar v6.20- DC | 670 | 7575 | Generation Constraint in GWh | FALSE | G | Annual | Allowances Sold | GWh | 0 | 0 | 0 | 0 | 0 | 0 | 0 | 0
RPS Solar v6.20- DC | 670 | 7575 | Generation Constraint in GWh | FALSE | G | Annual | Allowances Banked | GWh | 0 | 0 | 0 | 0 | 0 | 0 | 0 | 0
RPS Solar v6.20- DC | 670 | 7575 | Generation Constraint in GWh | FALSE | G | Annual | Allowances Withdrawn (1:1) | GWh | 0 | 0 | 0 | 0 | 0 | 0 | 0 | 0
RPS Solar v6.20- DC | 670 | 7575 | Generation Constraint in GWh | FALSE | G | Annual | Allowances Withdrawn (n:1) | GWh | 0 | 0 | 0 | 0 | 0 | 0 | 0 | 0
RPS Solar v6.20- DC | 670 | 7575 | Generation Constraint in GWh | FALSE | G | Annual | Net Emissions Allowance Position | GWh | 312.6419 | 378.1139 | 495.0414 | 556.6474 | 801.3588 | 1123.7217 | 1224.9342 | 1282.8178
RPS Solar v6.20- DC | 670 | 7575 | Generation Constraint in GWh | FALSE | G | Annual | Fuel Consumed | TBtu | 0 | 0 | 0 | 0 | 0 | 0 | 0 | 0
RPS Solar v6.20- DC | 670 | 7575 | Generation Constraint in GWh | FALSE | G | Annual | Heat Rate | MMBtu/MWh | 0 | 0 | 0 | 0 | 0 | 0 | 0 | 0
RPS Solar v6.20- DC | 670 | 7575 | Generation Constraint in GWh | FALSE | G | Annual | Generation | TWh | 0.013078 | 0.013078 | 0.013078 | 0.013078 | 0.013078 | 0.013078 | 0.013078 | 0.013078
RPS Solar v6.20- DC | 670 | 7575 | Generation Constraint in GWh | FALSE | G | Annual | Qualifying Generation | TWh | 0.013078 | 0.013078 | 0.013078 | 0.013078 | 0.013078 | 0.013078 | 0.013078 | 0.013078
RPS Solar v6.20- DC | 670 | 7575 | Generation Constraint in GWh | FALSE | G | Annual | Rate | lb/MWh | 0 | 0 | 0 | 0 | 0 | 0 | 0 | 0
RPS Solar v6.20- DC | 670 | 7575 | Generation Constraint in GWh | FALSE | G | Annual | Constraint Shadow Price | US2019$/MWh | 53.115 | 53.1147 | 53.1147 | 53.1152 | 53.1145 | 53.1147 | 53.1148 | 53.1149
RPS Solar v6.20- DE | 671 | 7576 | Generation Constraint in GWh | FALSE | G | Annual | Seasons Included | Seasons | Winter, WintShld, Summer | Winter, WintShld, Summer | Winter, WintShld, Summer | Winter, WintShld, Summer | Winter, WintShld, Summer | Winter, WintShld, Summer | Winter, WintShld, Summer | Winter, WintShld, Summer
RPS Solar v6.20- DE | 671 | 7576 | Generation Constraint in GWh | FALSE | G | Annual | Standard GWh | GWh | 204.4227 | 238.2743 | 239.1678 | 242.0381 | 248.8872 | 257.1632 | 266.3093 | 278.8936
RPS Solar v6.20- DE | 671 | 7576 | Generation Constraint in GWh | FALSE | G | Annual | Emissions at Affected Plants | GWh | 14084.2007 | 14918.9074 | 21338.1731 | 30714.2849 | 69032.1718 | 78567.3864 | 90419.7651 | 115397.6733
RPS Solar v6.20- DE | 671 | 7576 | Generation Constraint in GWh | FALSE | G | Annual | Allowances Purchased | GWh | 0 | 0 | 0 | 0 | 0 | 0 | 0 | 0
RPS Solar v6.20- DE | 671 | 7576 | Generation Constraint in GWh | FALSE | G | Annual | Allowances Sold | GWh | 0 | 0 | 0 | 0 | 0 | 0 | 0 | 0
RPS Solar v6.20- DE | 671 | 7576 | Generation Constraint in GWh | FALSE | G | Annual | Allowances Banked | GWh | 0 | 0 | 0 | 0 | 0 | 0 | 0 | 0
RPS Solar v6.20- DE | 671 | 7576 | Generation Constraint in GWh | FALSE | G | Annual | Allowances Withdrawn (1:1) | GWh | 0 | 0 | 0 | 0 | 0 | 0 | 0 | 0
RPS Solar v6.20- DE | 671 | 7576 | Generation Constraint in GWh | FALSE | G | Annual | Allowances Withdrawn (n:1) | GWh | 0 | 0 | 0 | 0 | 0 | 0 | 0 | 0
RPS Solar v6.20- DE | 671 | 7576 | Generation Constraint in GWh | FALSE | G | Annual | Net Emissions Allowance Position | GWh | 14084.2007 | 14918.9074 | 21338.1731 | 30714.2849 | 69032.1718 | 78567.3864 | 90419.7651 | 115397.6733
RPS Solar v6.20- DE | 671 | 7576 | Generation Constraint in GWh | FALSE | G | Annual | Fuel Consumed | TBtu | 0 | 0 | 0 | 0 | 0 | 0 | 0 | 0
RPS Solar v6.20- DE | 671 | 7576 | Generation Constraint in GWh | FALSE | G | Annual | Heat Rate | MMBtu/MWh | 0 | 0 | 0 | 0 | 0 | 0 | 0 | 0
RPS Solar v6.20- DE | 671 | 7576 | Generation Constraint in GWh | FALSE | G | Annual | Generation | TWh | 28.4967 | 44.7782 | 52.9703 | 65.4129 | 102.1118 | 111.9631 | 131.1701 | 163.6337
RPS Solar v6.20- DE | 671 | 7576 | Generation Constraint in GWh | FALSE | G | Annual | Qualifying Generation | TWh | 14.0842 | 14.9189 | 21.3382 | 30.7143 | 69.0322 | 78.5674 | 90.4198 | 115.3977
RPS Solar v6.20- DE | 671 | 7576 | Generation Constraint in GWh | FALSE | G | Annual | Rate | lb/MWh | 0 | 0 | 0 | 0 | 0 | 0 | 0 | 0
RPS Solar v6.20- DE | 671 | 7576 | Generation Constraint in GWh | FALSE | G | Annual | Constraint Shadow Price | US2019$/MWh | 0 | 0 | 0 | 0 | 0 | 0 | 0 | 0
RPS Solar v6.20- IL, MO | 672 | 7580 | Generation Constraint in GWh | FALSE | G | Annual | Seasons Included | Seasons | Winter, WintShld, Summer | Winter, WintShld, Summer | Winter, WintShld, Summer | Winter, WintShld, Summer | Winter, WintShld, Summer | Winter, WintShld, Summer | Winter, WintShld, Summer | Winter, WintShld, Summer
RPS Solar v6.20- IL, MO | 672 | 7580 | Generation Constraint in GWh | FALSE | G | Annual | Standard GWh | GWh | 1886.477 | 2157.7903 | 2318.1593 | 2343.4358 | 2408.5909 | 2485.4451 | 2572.9315 | 2676.6841
RPS Solar v6.20- IL, MO | 672 | 7580 | Generation Constraint in GWh | FALSE | G | Annual | Emissions at Affected Plants | GWh | 2002.805 | 19567.2714 | 19567.2714 | 22523.927 | 22523.927 | 22523.927 | 31942.7272 | 38951.7218
RPS Solar v6.20- IL, MO | 672 | 7580 | Generation Constraint in GWh | FALSE | G | Annual | Allowances Purchased | GWh | 0 | 0 | 0 | 0 | 0 | 0 | 0 | 0
RPS Solar v6.20- IL, MO | 672 | 7580 | Generation Constraint in GWh | FALSE | G | Annual | Allowances Sold | GWh | 0 | 0 | 0 | 0 | 0 | 0 | 0 | 0
RPS Solar v6.20- IL, MO | 672 | 7580 | Generation Constraint in GWh | FALSE | G | Annual | Allowances Banked | GWh | 0 | 0 | 0 | 0 | 0 | 0 | 0 | 0
RPS Solar v6.20- IL, MO | 672 | 7580 | Generation Constraint in GWh | FALSE | G | Annual | Allowances Withdrawn (1:1) | GWh | 0 | 0 | 0 | 0 | 0 | 0 | 0 | 0
RPS Solar v6.20- IL, MO | 672 | 7580 | Generation Constraint in GWh | FALSE | G | Annual | Allowances Withdrawn (n:1) | GWh | 0 | 0 | 0 | 0 | 0 | 0 | 0 | 0
RPS Solar v6.20- IL, MO | 672 | 7580 | Generation Constraint in GWh | FALSE | G | Annual | Net Emissions Allowance Position | GWh | 2002.805 | 19567.2714 | 19567.2714 | 22523.927 | 22523.927 | 22523.927 | 31942.7272 | 38951.7218
RPS Solar v6.20- IL, MO | 672 | 7580 | Generation Constraint in GWh | FALSE | G | Annual | Fuel Consumed | TBtu | 0 | 0 | 0 | 0 | 0 | 0 | 0 | 0
RPS Solar v6.20- IL, MO | 672 | 7580 | Generation Constraint in GWh | FALSE | G | Annual | Heat Rate | MMBtu/MWh | 0 | 0 | 0 | 0 | 0 | 0 | 0 | 0
RPS Solar v6.20- IL, MO | 672 | 7580 | Generation Constraint in GWh | FALSE | G | Annual | Generation | TWh | 3.5097 | 19.5673 | 19.5673 | 22.5239 | 22.5239 | 22.5239 | 31.9427 | 38.9517
RPS Solar v6.20- IL, MO | 672 | 7580 | Generation Constraint in GWh | FALSE | G | Annual | Qualifying Generation | TWh | 2.0028 | 19.5673 | 19.5673 | 22.5239 | 22.5239 | 22.5239 | 31.9427 | 38.9517
RPS Solar v6.20- IL, MO | 672 | 7580 | Generation Constraint in GWh | FALSE | G | Annual | Rate | lb/MWh | 0 | 0 | 0 | 0 | 0 | 0 | 0 | 0
RPS Solar v6.20- IL, MO | 672 | 7580 | Generation Constraint in GWh | FALSE | G | Annual | Constraint Shadow Price | US2019$/MWh | 0 | 0 | 0 | 0 | 0 | 0 | 0 | 0
RPS Solar v6.20- MA | 673 | 7577 | Generation Constraint in GWh | FALSE | G | Annual | Seasons Included | Seasons | Winter, WintShld, Summer | Winter, WintShld, Summer | Winter, WintShld, Summer | Winter, WintShld, Summer | Winter, WintShld, Summer | Winter, WintShld, Summer | Winter, WintShld, Summer | Winter, WintShld, Summer
RPS Solar v6.20- MA | 673 | 7577 | Generation Constraint in GWh | FALSE | G | Annual | Standard GWh | GWh | 96.4653 | 104.5297 | 116.9265 | 126.9155 | 152.214 | 179.0467 | 208.7851 | 242.6865
RPS Solar v6.20- MA | 673 | 7577 | Generation Constraint in GWh | FALSE | G | Annual | Emissions at Affected Plants | GWh | 1622.2684 | 1622.2684 | 1622.2684 | 1622.2684 | 4545.5718 | 8310.7906 | 11260.2379 | 11260.2379
RPS Solar v6.20- MA | 673 | 7577 | Generation Constraint in GWh | FALSE | G | Annual | Allowances Purchased | GWh | 0 | 0 | 0 | 0 | 0 | 0 | 0 | 0
RPS Solar v6.20- MA | 673 | 7577 | Generation Constraint in GWh | FALSE | G | Annual | Allowances Sold | GWh | 0 | 0 | 0 | 0 | 0 | 0 | 0 | 0
RPS Solar v6.20- MA | 673 | 7577 | Generation Constraint in GWh | FALSE | G | Annual | Allowances Banked | GWh | 0 | 0 | 0 | 0 | 0 | 0 | 0 | 0
RPS Solar v6.20- MA | 673 | 7577 | Generation Constraint in GWh | FALSE | G | Annual | Allowances Withdrawn (1:1) | GWh | 0 | 0 | 0 | 0 | 0 | 0 | 0 | 0
RPS Solar v6.20- MA | 673 | 7577 | Generation Constraint in GWh | FALSE | G | Annual | Allowances Withdrawn (n:1) | GWh | 0 | 0 | 0 | 0 | 0 | 0 | 0 | 0
RPS Solar v6.20- MA | 673 | 7577 | Generation Constraint in GWh | FALSE | G | Annual | Net Emissions Allowance Position | GWh | 1622.2684 | 1622.2684 | 1622.2684 | 1622.2684 | 4545.5718 | 8310.7906 | 11260.2379 | 11260.2379
RPS Solar v6.20- MA | 673 | 7577 | Generation Constraint in GWh | FALSE | G | Annual | Fuel Consumed | TBtu | 0 | 0 | 0 | 0 | 0 | 0 | 0 | 0
RPS Solar v6.20- MA | 673 | 7577 | Generation Constraint in GWh | FALSE | G | Annual | Heat Rate | MMBtu/MWh | 0 | 0 | 0 | 0 | 0 | 0 | 0 | 0
RPS Solar v6.20- MA | 673 | 7577 | Generation Constraint in GWh | FALSE | G | Annual | Generation | TWh | 1.6223 | 1.6223 | 1.6223 | 1.6223 | 4.5456 | 8.3108 | 11.2602 | 11.2602
RPS Solar v6.20- MA | 673 | 7577 | Generation Constraint in GWh | FALSE | G | Annual | Qualifying Generation | TWh | 1.6223 | 1.6223 | 1.6223 | 1.6223 | 4.5456 | 8.3108 | 11.2602 | 11.2602
RPS Solar v6.20- MA | 673 | 7577 | Generation Constraint in GWh | FALSE | G | Annual | Rate | lb/MWh | 0 | 0 | 0 | 0 | 0 | 0 | 0 | 0
RPS Solar v6.20- MA | 673 | 7577 | Generation Constraint in GWh | FALSE | G | Annual | Constraint Shadow Price | US2019$/MWh | 0 | 0 | 0 | 0 | 0 | 0 | 0 | 0
RPS Solar v6.20- MD | 674 | 7578 | Generation Constraint in GWh | FALSE | G | Annual | Seasons Included | Seasons | Winter, WintShld, Summer | Winter, WintShld, Summer | Winter, WintShld, Summer | Winter, WintShld, Summer | Winter, WintShld, Summer | Winter, WintShld, Summer | Winter, WintShld, Summer | Winter, WintShld, Summer
RPS Solar v6.20- MD | 674 | 7578 | Generation Constraint in GWh | FALSE | G | Annual | Standard GWh | GWh | 5054.5691 | 6640.6939 | 8409.3145 | 8510.3085 | 8751.679 | 9042.4349 | 9364.2698 | 9803.249
RPS Solar v6.20- MD | 674 | 7578 | Generation Constraint in GWh | FALSE | G | Annual | Emissions at Affected Plants | GWh | 2225.7605 | 6640.6939 | 8409.3145 | 8510.3085 | 8751.679 | 9042.4349 | 9364.2698 | 9803.249
RPS Solar v6.20- MD | 674 | 7578 | Generation Constraint in GWh | FALSE | G | Annual | Allowances Purchased | GWh | 2828.8085 | 0 | 0 | 0 | 0 | 0 | 0 | 0
RPS Solar v6.20- MD | 674 | 7578 | Generation Constraint in GWh | FALSE | G | Annual | Allowances Sold | GWh | 0 | 0 | 0 | 0 | 0 | 0 | 0 | 0
RPS Solar v6.20- MD | 674 | 7578 | Generation Constraint in GWh | FALSE | G | Annual | Allowances Banked | GWh | 0 | 0 | 0 | 0 | 0 | 0 | 0 | 0
RPS Solar v6.20- MD | 674 | 7578 | Generation Constraint in GWh | FALSE | G | Annual | Allowances Withdrawn (1:1) | GWh | 0 | 0 | 0 | 0 | 0 | 0 | 0 | 0
RPS Solar v6.20- MD | 674 | 7578 | Generation Constraint in GWh | FALSE | G | Annual | Allowances Withdrawn (n:1) | GWh | 0 | 0 | 0 | 0 | 0 | 0 | 0 | 0
RPS Solar v6.20- MD | 674 | 7578 | Generation Constraint in GWh | FALSE | G | Annual | Net Emissions Allowance Position | GWh | 5054.5691 | 6640.6939 | 8409.3145 | 8510.3085 | 8751.679 | 9042.4349 | 9364.2698 | 9803.249
RPS Solar v6.20- MD | 674 | 7578 | Generation Constraint in GWh | FALSE | G | Annual | Fuel Consumed | TBtu | 0 | 0 | 0 | 0 | 0 | 0 | 0 | 0
RPS Solar v6.20- MD | 674 | 7578 | Generation Constraint in GWh | FALSE | G | Annual | Heat Rate | MMBtu/MWh | 0 | 0 | 0 | 0 | 0 | 0 | 0 | 0
RPS Solar v6.20- MD | 674 | 7578 | Generation Constraint in GWh | FALSE | G | Annual | Generation | TWh | 2.2258 | 6.6407 | 8.4093 | 8.5103 | 8.7517 | 9.0424 | 9.3643 | 9.8032
RPS Solar v6.20- MD | 674 | 7578 | Generation Constraint in GWh | FALSE | G | Annual | Qualifying Generation | TWh | 2.2258 | 6.6407 | 8.4093 | 8.5103 | 8.7517 | 9.0424 | 9.3643 | 9.8032
RPS Solar v6.20- MD | 674 | 7578 | Generation Constraint in GWh | FALSE | G | Annual | Rate | lb/MWh | 0 | 0 | 0 | 0 | 0 | 0 | 0 | 0
RPS Solar v6.20- MD | 674 | 7578 | Generation Constraint in GWh | FALSE | G | Annual | Constraint Shadow Price | US2019$/MWh | 63.738 | 11.2556 | 31.9928 | 17.3121 | 7.3411 | 6.6666 | 4.2617 | 1.7724
RPS Solar v6.20- MN | 675 | 7579 | Generation Constraint in GWh | FALSE | G | Annual | Seasons Included | Seasons | Winter, WintShld, Summer | Winter, WintShld, Summer | Winter, WintShld, Summer | Winter, WintShld, Summer | Winter, WintShld, Summer | Winter, WintShld, Summer | Winter, WintShld, Summer | Winter, WintShld, Summer
RPS Solar v6.20- MN | 675 | 7579 | Generation Constraint in GWh | FALSE | G | Annual | Standard GWh | GWh | 930.9207 | 942.9136 | 959.8364 | 971.4982 | 999.8493 | 1033.6131 | 1072.3075 | 1116.2484
RPS Solar v6.20- MN | 675 | 7579 | Generation Constraint in GWh | FALSE | G | Annual | Emissions at Affected Plants | GWh | 2030.6371 | 2030.6371 | 2030.6371 | 5323.2683 | 9595.6207 | 13711.1652 | 13711.1652 | 13711.1652
RPS Solar v6.20- MN | 675 | 7579 | Generation Constraint in GWh | FALSE | G | Annual | Allowances Purchased | GWh | 0 | 0 | 0 | 0 | 0 | 0 | 0 | 0
RPS Solar v6.20- MN | 675 | 7579 | Generation Constraint in GWh | FALSE | G | Annual | Allowances Sold | GWh | 0 | 0 | 0 | 0 | 0 | 0 | 0 | 0
RPS Solar v6.20- MN | 675 | 7579 | Generation Constraint in GWh | FALSE | G | Annual | Allowances Banked | GWh | 0 | 0 | 0 | 0 | 0 | 0 | 0 | 0
RPS Solar v6.20- MN | 675 | 7579 | Generation Constraint in GWh | FALSE | G | Annual | Allowances Withdrawn (1:1) | GWh | 0 | 0 | 0 | 0 | 0 | 0 | 0 | 0
RPS Solar v6.20- MN | 675 | 7579 | Generation Constraint in GWh | FALSE | G | Annual | Allowances Withdrawn (n:1) | GWh | 0 | 0 | 0 | 0 | 0 | 0 | 0 | 0
RPS Solar v6.20- MN | 675 | 7579 | Generation Constraint in GWh | FALSE | G | Annual | Net Emissions Allowance Position | GWh | 2030.6371 | 2030.6371 | 2030.6371 | 5323.2683 | 9595.6207 | 13711.1652 | 13711.1652 | 13711.1652
RPS Solar v6.20- MN | 675 | 7579 | Generation Constraint in GWh | FALSE | G | Annual | Fuel Consumed | TBtu | 0 | 0 | 0 | 0 | 0 | 0 | 0 | 0
RPS Solar v6.20- MN | 675 | 7579 | Generation Constraint in GWh | FALSE | G | Annual | Heat Rate | MMBtu/MWh | 0 | 0 | 0 | 0 | 0 | 0 | 0 | 0
RPS Solar v6.20- MN | 675 | 7579 | Generation Constraint in GWh | FALSE | G | Annual | Generation | TWh | 2.0306 | 2.0306 | 2.0306 | 5.3233 | 9.5956 | 13.7112 | 13.7112 | 13.7112
RPS Solar v6.20- MN | 675 | 7579 | Generation Constraint in GWh | FALSE | G | Annual | Qualifying Generation | TWh | 2.0306 | 2.0306 | 2.0306 | 5.3233 | 9.5956 | 13.7112 | 13.7112 | 13.7112
RPS Solar v6.20- MN | 675 | 7579 | Generation Constraint in GWh | FALSE | G | Annual | Rate | lb/MWh | 0 | 0 | 0 | 0 | 0 | 0 | 0 | 0
RPS Solar v6.20- MN | 675 | 7579 | Generation Constraint in GWh | FALSE | G | Annual | Constraint Shadow Price | US2019$/MWh | 0 | 0 | 0 | 0 | 0 | 0 | 0 | 0
RPS Solar v6.20- NC 75% limit | 676 | 7583 | Generation Constraint in GWh | FALSE | G | Annual | Seasons Included | Seasons | Winter, WintShld, Summer | Winter, WintShld, Summer | Winter, WintShld, Summer | Winter, WintShld, Summer | Winter, WintShld, Summer | Winter, WintShld, Summer | Winter, WintShld, Summer | Winter, WintShld, Summer
RPS Solar v6.20- NC 75% limit | 676 | 7583 | Generation Constraint in GWh | FALSE | G | Annual | Standard GWh | GWh | 123.4839 | 124.95 | 127.4244 | 129.4618 | 135.1087 | 141.4688 | 148.7682 | 157.1614
RPS Solar v6.20- NC 75% limit | 676 | 7583 | Generation Constraint in GWh | FALSE | G | Annual | Emissions at Affected Plants | GWh | 7872.6485 | 7872.6485 | 7872.6485 | 7872.6485 | 7872.6485 | 7872.6485 | 7872.6485 | 7872.6485
RPS Solar v6.20- NC 75% limit | 676 | 7583 | Generation Constraint in GWh | FALSE | G | Annual | Allowances Purchased | GWh | 0 | 0 | 0 | 0 | 0 | 0 | 0 | 0
RPS Solar v6.20- NC 75% limit | 676 | 7583 | Generation Constraint in GWh | FALSE | G | Annual | Allowances Sold | GWh | 0 | 0 | 0 | 0 | 0 | 0 | 0 | 0
RPS Solar v6.20- NC 75% limit | 676 | 7583 | Generation Constraint in GWh | FALSE | G | Annual | Allowances Banked | GWh | 0 | 0 | 0 | 0 | 0 | 0 | 0 | 0
RPS Solar v6.20- NC 75% limit | 676 | 7583 | Generation Constraint in GWh | FALSE | G | Annual | Allowances Withdrawn (1:1) | GWh | 0 | 0 | 0 | 0 | 0 | 0 | 0 | 0
RPS Solar v6.20- NC 75% limit | 676 | 7583 | Generation Constraint in GWh | FALSE | G | Annual | Allowances Withdrawn (n:1) | GWh | 0 | 0 | 0 | 0 | 0 | 0 | 0 | 0
RPS Solar v6.20- NC 75% limit | 676 | 7583 | Generation Constraint in GWh | FALSE | G | Annual | Net Emissions Allowance Position | GWh | 7872.6485 | 7872.6485 | 7872.6485 | 7872.6485 | 7872.6485 | 7872.6485 | 7872.6485 | 7872.6485
RPS Solar v6.20- NC 75% limit | 676 | 7583 | Generation Constraint in GWh | FALSE | G | Annual | Fuel Consumed | TBtu | 0 | 0 | 0 | 0 | 0 | 0 | 0 | 0
RPS Solar v6.20- NC 75% limit | 676 | 7583 | Generation Constraint in GWh | FALSE | G | Annual | Heat Rate | MMBtu/MWh | 0 | 0 | 0 | 0 | 0 | 0 | 0 | 0
RPS Solar v6.20- NC 75% limit | 676 | 7583 | Generation Constraint in GWh | FALSE | G | Annual | Generation | TWh | 12.5119 | 12.5119 | 12.5119 | 12.5119 | 12.5119 | 14.857 | 23.4622 | 31.6952
RPS Solar v6.20- NC 75% limit | 676 | 7583 | Generation Constraint in GWh | FALSE | G | Annual | Qualifying Generation | TWh | 7.8726 | 7.8726 | 7.8726 | 7.8726 | 7.8726 | 7.8726 | 7.8726 | 7.8726
RPS Solar v6.20- NC 75% limit | 676 | 7583 | Generation Constraint in GWh | FALSE | G | Annual | Rate | lb/MWh | 0 | 0 | 0 | 0 | 0 | 0 | 0 | 0
RPS Solar v6.20- NC 75% limit | 676 | 7583 | Generation Constraint in GWh | FALSE | G | Annual | Constraint Shadow Price | US2019$/MWh | 0 | 0 | 0 | 0 | 0 | 0 | 0 | 0
RPS Solar v6.20- NH, MA | 677 | 7581 | Generation Constraint in GWh | FALSE | G | Annual | Seasons Included | Seasons | Winter, WintShld, Summer | Winter, WintShld, Summer | Winter, WintShld, Summer | Winter, WintShld, Summer | Winter, WintShld, Summer | Winter, WintShld, Summer | Winter, WintShld, Summer | Winter, WintShld, Summer
RPS Solar v6.20- NH, MA | 677 | 7581 | Generation Constraint in GWh | FALSE | G | Annual | Standard GWh | GWh | 171.1003 | 179.061 | 191.521 | 202.5733 | 230.1728 | 259.4272 | 292.216 | 330.0627
RPS Solar v6.20- NH, MA | 677 | 7581 | Generation Constraint in GWh | FALSE | G | Annual | Emissions at Affected Plants | GWh | 1589.9225 | 1589.9225 | 1589.9225 | 1589.9225 | 1589.9225 | 2001.3713 | 2001.3713 | 2650.9122
RPS Solar v6.20- NH, MA | 677 | 7581 | Generation Constraint in GWh | FALSE | G | Annual | Allowances Purchased | GWh | 0 | 0 | 0 | 0 | 0 | 0 | 0 | 0
RPS Solar v6.20- NH, MA | 677 | 7581 | Generation Constraint in GWh | FALSE | G | Annual | Allowances Sold | GWh | 0 | 0 | 0 | 0 | 0 | 0 | 0 | 0
RPS Solar v6.20- NH, MA | 677 | 7581 | Generation Constraint in GWh | FALSE | G | Annual | Allowances Banked | GWh | 0 | 0 | 0 | 0 | 0 | 0 | 0 | 0
RPS Solar v6.20- NH, MA | 677 | 7581 | Generation Constraint in GWh | FALSE | G | Annual | Allowances Withdrawn (1:1) | GWh | 0 | 0 | 0 | 0 | 0 | 0 | 0 | 0
RPS Solar v6.20- NH, MA | 677 | 7581 | Generation Constraint in GWh | FALSE | G | Annual | Allowances Withdrawn (n:1) | GWh | 0 | 0 | 0 | 0 | 0 | 0 | 0 | 0
RPS Solar v6.20- NH, MA | 677 | 7581 | Generation Constraint in GWh | FALSE | G | Annual | Net Emissions Allowance Position | GWh | 1589.9225 | 1589.9225 | 1589.9225 | 1589.9225 | 1589.9225 | 2001.3713 | 2001.3713 | 2650.9122
RPS Solar v6.20- NH, MA | 677 | 7581 | Generation Constraint in GWh | FALSE | G | Annual | Fuel Consumed | TBtu | 0 | 0 | 0 | 0 | 0 | 0 | 0 | 0
RPS Solar v6.20- NH, MA | 677 | 7581 | Generation Constraint in GWh | FALSE | G | Annual | Heat Rate | MMBtu/MWh | 0 | 0 | 0 | 0 | 0 | 0 | 0 | 0
RPS Solar v6.20- NH, MA | 677 | 7581 | Generation Constraint in GWh | FALSE | G | Annual | Generation | TWh | 3.2122 | 3.2122 | 3.2122 | 3.2122 | 6.1355 | 10.3122 | 13.2616 | 13.9112
RPS Solar v6.20- NH, MA | 677 | 7581 | Generation Constraint in GWh | FALSE | G | Annual | Qualifying Generation | TWh | 1.5899 | 1.5899 | 1.5899 | 1.5899 | 1.5899 | 2.0014 | 2.0014 | 2.6509
RPS Solar v6.20- NH, MA | 677 | 7581 | Generation Constraint in GWh | FALSE | G | Annual | Rate | lb/MWh | 0 | 0 | 0 | 0 | 0 | 0 | 0 | 0
RPS Solar v6.20- NH, MA | 677 | 7581 | Generation Constraint in GWh | FALSE | G | Annual | Constraint Shadow Price | US2019$/MWh | 0 | 0 | 0 | 0 | 0 | 0 | 0 | 0
RPS Solar v6.20- NJ | 678 | 7582 | Generation Constraint in GWh | FALSE | G | Annual | Seasons Included | Seasons | Winter, WintShld, Summer | Winter, WintShld, Summer | Winter, WintShld, Summer | Winter, WintShld, Summer | Winter, WintShld, Summer | Winter, WintShld, Summer | Winter, WintShld, Summer | Winter, WintShld, Summer
RPS Solar v6.20- NJ | 678 | 7582 | Generation Constraint in GWh | FALSE | G | Annual | Standard GWh | GWh | 3264.4942 | 3069.5542 | 2400.5489 | 1435.4992 | 734.7003 | 759.1208 | 786.1042 | 823.2661
RPS Solar v6.20- NJ | 678 | 7582 | Generation Constraint in GWh | FALSE | G | Annual | Emissions at Affected Plants | GWh | 3069.5542 | 3069.5542 | 3069.5542 | 3069.5542 | 1187.8493 | 1187.8493 | 1187.8493 | 1187.8493
RPS Solar v6.20- NJ | 678 | 7582 | Generation Constraint in GWh | FALSE | G | Annual | Allowances Purchased | GWh | 194.94 | 0 | 0 | 0 | 0 | 0 | 0 | 0
RPS Solar v6.20- NJ | 678 | 7582 | Generation Constraint in GWh | FALSE | G | Annual | Allowances Sold | GWh | 0 | 0 | 0 | 0 | 0 | 0 | 0 | 0
RPS Solar v6.20- NJ | 678 | 7582 | Generation Constraint in GWh | FALSE | G | Annual | Allowances Banked | GWh | 0 | 0 | 0 | 0 | 0 | 0 | 0 | 0
RPS Solar v6.20- NJ | 678 | 7582 | Generation Constraint in GWh | FALSE | G | Annual | Allowances Withdrawn (1:1) | GWh | 0 | 0 | 0 | 0 | 0 | 0 | 0 | 0
RPS Solar v6.20- NJ | 678 | 7582 | Generation Constraint in GWh | FALSE | G | Annual | Allowances Withdrawn (n:1) | GWh | 0 | 0 | 0 | 0 | 0 | 0 | 0 | 0
RPS Solar v6.20- NJ | 678 | 7582 | Generation Constraint in GWh | FALSE | G | Annual | Net Emissions Allowance Position | GWh | 3264.4942 | 3069.5542 | 3069.5542 | 3069.5542 | 1187.8493 | 1187.8493 | 1187.8493 | 1187.8493
RPS Solar v6.20- NJ | 678 | 7582 | Generation Constraint in GWh | FALSE | G | Annual | Fuel Consumed | TBtu | 0 | 0 | 0 | 0 | 0 | 0 | 0 | 0
RPS Solar v6.20- NJ | 678 | 7582 | Generation Constraint in GWh | FALSE | G | Annual | Heat Rate | MMBtu/MWh | 0 | 0 | 0 | 0 | 0 | 0 | 0 | 0
RPS Solar v6.20- NJ | 678 | 7582 | Generation Constraint in GWh | FALSE | G | Annual | Generation | TWh | 3.0696 | 3.0696 | 3.0696 | 3.0696 | 3.0696 | 3.0696 | 3.0696 | 3.0696
RPS Solar v6.20- NJ | 678 | 7582 | Generation Constraint in GWh | FALSE | G | Annual | Qualifying Generation | TWh | 3.0696 | 3.0696 | 3.0696 | 3.0696 | 1.1878 | 1.1878 | 1.1878 | 1.1878
RPS Solar v6.20- NJ | 678 | 7582 | Generation Constraint in GWh | FALSE | G | Annual | Rate | lb/MWh | 0 | 0 | 0 | 0 | 0 | 0 | 0 | 0
RPS Solar v6.20- NJ | 678 | 7582 | Generation Constraint in GWh | FALSE | G | Annual | Constraint Shadow Price | US2019$/MWh | 242.202 | 46.211 | 0 | 0 | 0 | 0 | 0 | 0
RPS Solar v6.20- PA | 679 | 7584 | Generation Constraint in GWh | FALSE | G | Annual | Seasons Included | Seasons | Winter, WintShld, Summer | Winter, WintShld, Summer | Winter, WintShld, Summer | Winter, WintShld, Summer | Winter, WintShld, Summer | Winter, WintShld, Summer | Winter, WintShld, Summer | Winter, WintShld, Summer
RPS Solar v6.20- PA | 679 | 7584 | Generation Constraint in GWh | FALSE | G | Annual | Standard GWh | GWh | 731.6668 | 732.3593 | 736.5508 | 745.4113 | 766.6677 | 792.0856 | 820.3266 | 858.0442
RPS Solar v6.20- PA | 679 | 7584 | Generation Constraint in GWh | FALSE | G | Annual | Emissions at Affected Plants | GWh | 731.6668 | 732.3593 | 736.5508 | 745.4113 | 766.6677 | 792.0856 | 820.3266 | 858.0442
RPS Solar v6.20- PA | 679 | 7584 | Generation Constraint in GWh | FALSE | G | Annual | Allowances Purchased | GWh | 0 | 0 | 0 | 0 | 0 | 0 | 0 | 0
RPS Solar v6.20- PA | 679 | 7584 | Generation Constraint in GWh | FALSE | G | Annual | Allowances Sold | GWh | 0 | 0 | 0 | 0 | 0 | 0 | 0 | 0
RPS Solar v6.20- PA | 679 | 7584 | Generation Constraint in GWh | FALSE | G | Annual | Allowances Banked | GWh | 0 | 0 | 0 | 0 | 0 | 0 | 0 | 0
RPS Solar v6.20- PA | 679 | 7584 | Generation Constraint in GWh | FALSE | G | Annual | Allowances Withdrawn (1:1) | GWh | 0 | 0 | 0 | 0 | 0 | 0 | 0 | 0
RPS Solar v6.20- PA | 679 | 7584 | Generation Constraint in GWh | FALSE | G | Annual | Allowances Withdrawn (n:1) | GWh | 0 | 0 | 0 | 0 | 0 | 0 | 0 | 0
RPS Solar v6.20- PA | 679 | 7584 | Generation Constraint in GWh | FALSE | G | Annual | Net Emissions Allowance Position | GWh | 731.6668 | 732.3593 | 736.5508 | 745.4113 | 766.6677 | 792.0856 | 820.3266 | 858.0442
RPS Solar v6.20- PA | 679 | 7584 | Generation Constraint in GWh | FALSE | G | Annual | Fuel Consumed | TBtu | 0 | 0 | 0 | 0 | 0 | 0 | 0 | 0
RPS Solar v6.20- PA | 679 | 7584 | Generation Constraint in GWh | FALSE | G | Annual | Heat Rate | MMBtu/MWh | 0 | 0 | 0 | 0 | 0 | 0 | 0 | 0
RPS Solar v6.20- PA | 679 | 7584 | Generation Constraint in GWh | FALSE | G | Annual | Generation | TWh | 0.73167 | 0.73236 | 0.73655 | 0.74541 | 0.76667 | 0.79209 | 0.82033 | 0.85804
RPS Solar v6.20- PA | 679 | 7584 | Generation Constraint in GWh | FALSE | G | Annual | Qualifying Generation | TWh | 0.73167 | 0.73236 | 0.73655 | 0.74541 | 0.76667 | 0.79209 | 0.82033 | 0.85804
RPS Solar v6.20- PA | 679 | 7584 | Generation Constraint in GWh | FALSE | G | Annual | Rate | lb/MWh | 0 | 0 | 0 | 0 | 0 | 0 | 0 | 0
RPS Solar v6.20- PA | 679 | 7584 | Generation Constraint in GWh | FALSE | G | Annual | Constraint Shadow Price | US2019$/MWh | 100.542 | 10.8341 | 42.9911 | 25.5593 | 16.3011 | 10.6695 | 8.0569 | 5.8395
RPS v6.20- AZ | 680 | 7585 | Generation Constraint in GWh | FALSE | G | Annual | Seasons Included | Seasons | Winter, WintShld, Summer | Winter, WintShld, Summer | Winter, WintShld, Summer | Winter, WintShld, Summer | Winter, WintShld, Summer | Winter, WintShld, Summer | Winter, WintShld, Summer | Winter, WintShld, Summer
RPS v6.20- AZ | 680 | 7585 | Generation Constraint in GWh | FALSE | G | Annual | Standard GWh | GWh | 6390.8277 | 7506.897 | 7705.9432 | 7849.7221 | 8260.5546 | 8765.9506 | 9353.0698 | 10036.0948
RPS v6.20- AZ | 680 | 7585 | Generation Constraint in GWh | FALSE | G | Annual | Emissions at Affected Plants | GWh | 17836.9568 | 16124.6085 | 16138.9806 | 16136.2606 | 16143.3923 | 16140.7143 | 20721.4378 | 27087.4854
RPS v6.20- AZ | 680 | 7585 | Generation Constraint in GWh | FALSE | G | Annual | Allowances Purchased | GWh | 0 | 0 | 0 | 0 | 0 | 0 | 0 | 0
RPS v6.20- AZ | 680 | 7585 | Generation Constraint in GWh | FALSE | G | Annual | Allowances Sold | GWh | 0 | 0 | 0 | 0 | 0 | 0 | 0 | 0
RPS v6.20- AZ | 680 | 7585 | Generation Constraint in GWh | FALSE | G | Annual | Allowances Banked | GWh | 0 | 0 | 0 | 0 | 0 | 0 | 0 | 0
RPS v6.20- AZ | 680 | 7585 | Generation Constraint in GWh | FALSE | G | Annual | Allowances Withdrawn (1:1) | GWh | 0 | 0 | 0 | 0 | 0 | 0 | 0 | 0
RPS v6.20- AZ | 680 | 7585 | Generation Constraint in GWh | FALSE | G | Annual | Allowances Withdrawn (n:1) | GWh | 0 | 0 | 0 | 0 | 0 | 0 | 0 | 0
RPS v6.20- AZ | 680 | 7585 | Generation Constraint in GWh | FALSE | G | Annual | Net Emissions Allowance Position | GWh | 17836.9568 | 16124.6085 | 16138.9806 | 16136.2606 | 16143.3923 | 16140.7143 | 20721.4378 | 27087.4854
RPS v6.20- AZ | 680 | 7585 | Generation Constraint in GWh | FALSE | G | Annual | Fuel Consumed | TBtu | 7.3087 | 7.1752 | 7.3469 | 7.3103 | 7.3844 | 7.3482 | 0.6134 | 9.688
RPS v6.20- AZ | 680 | 7585 | Generation Constraint in GWh | FALSE | G | Annual | Heat Rate | MMBtu/MWh | 0.40975 | 0.40227 | 0.41179 | 0.40974 | 0.41379 | 0.41176 | 0.021508 | 0.3365
RPS v6.20- AZ | 680 | 7585 | Generation Constraint in GWh | FALSE | G | Annual | Generation | TWh | 17.837 | 17.837 | 17.8414 | 17.8414 | 17.8459 | 17.8459 | 28.5194 | 28.7901
RPS v6.20- AZ | 680 | 7585 | Generation Constraint in GWh | FALSE | G | Annual | Qualifying Generation | TWh | 17.837 | 16.1246 | 16.139 | 16.1363 | 16.1434 | 16.1407 | 20.7214 | 27.0875
RPS v6.20- AZ | 680 | 7585 | Generation Constraint in GWh | FALSE | G | Annual | Rate | lb/MWh | 0 | 0 | 0 | 0 | 0 | 0 | 0 | 0
RPS v6.20- AZ | 680 | 7585 | Generation Constraint in GWh | FALSE | G | Annual | Constraint Shadow Price | US2019$/MWh | 0 | 0 | 0 | 0 | 0 | 0 | 0 | 0
RPS v6.20- CA 10% Unbundled | 681 | 7674 | Generation Constraint in GWh | FALSE | G | Annual | Seasons Included | Seasons | Winter, WintShld, Summer | Winter, WintShld, Summer | Winter, WintShld, Summer | Winter, WintShld, Summer | Winter, WintShld, Summer | Winter, WintShld, Summer | Winter, WintShld, Summer | Winter, WintShld, Summer
RPS v6.20- CA 10% Unbundled | 681 | 7674 | Generation Constraint in GWh | FALSE | G | Annual | Standard GWh | GWh | 9821.7106 | 11197.382 | 13231.8537 | 14592.1397 | 18438.2178 | 22982.9258 | 28107.5922 | 30767.0193
RPS v6.20- CA 10% Unbundled | 681 | 7674 | Generation Constraint in GWh | FALSE | G | Annual | Emissions at Affected Plants | GWh | 67420.6362 | 83401.7068 | 83404.2988 | 86021.9796 | 95102.8989 | 111172.8691 | 126643.4625 | 154394.9036
RPS v6.20- CA 10% Unbundled | 681 | 7674 | Generation Constraint in GWh | FALSE | G | Annual | Allowances Purchased | GWh | 0 | 0 | 0 | 0 | 0 | 0 | 0 | 0
RPS v6.20- CA 10% Unbundled | 681 | 7674 | Generation Constraint in GWh | FALSE | G | Annual | Allowances Sold | GWh | 0 | 0 | 0 | 0 | 0 | 0 | 0 | 0
RPS v6.20- CA 10% Unbundled | 681 | 7674 | Generation Constraint in GWh | FALSE | G | Annual | Allowances Banked | GWh | 0 | 0 | 0 | 0 | 0 | 0 | 0 | 0
RPS v6.20- CA 10% Unbundled | 681 | 7674 | Generation Constraint in GWh | FALSE | G | Annual | Allowances Withdrawn (1:1) | GWh | 0 | 0 | 0 | 0 | 0 | 0 | 0 | 0
RPS v6.20- CA 10% Unbundled | 681 | 7674 | Generation Constraint in GWh | FALSE | G | Annual | Allowances Withdrawn (n:1) | GWh | 0 | 0 | 0 | 0 | 0 | 0 | 0 | 0
RPS v6.20- CA 10% Unbundled | 681 | 7674 | Generation Constraint in GWh | FALSE | G | Annual | Net Emissions Allowance Position | GWh | 67420.6362 | 83401.7068 | 83404.2988 | 86021.9796 | 95102.8989 | 111172.8691 | 126643.4625 | 154394.9036
RPS v6.20- CA 10% Unbundled | 681 | 7674 | Generation Constraint in GWh | FALSE | G | Annual | Fuel Consumed | TBtu | 10.687 | 10.8825 | 10.9045 | 10.8819 | 11.5999 | 11.7153 | 13.3055 | 16.6363
RPS v6.20- CA 10% Unbundled | 681 | 7674 | Generation Constraint in GWh | FALSE | G | Annual | Heat Rate | MMBtu/MWh | 0.052071 | 0.04688 | 0.04617 | 0.043686 | 0.036553 | 0.030252 | 0.028302 | 0.027892
RPS v6.20- CA 10% Unbundled | 681 | 7674 | Generation Constraint in GWh | FALSE | G | Annual | Generation | TWh | 205.2372 | 232.135 | 236.1815 | 249.0959 | 317.3442 | 387.2625 | 470.129 | 596.4547
RPS v6.20- CA 10% Unbundled | 681 | 7674 | Generation Constraint in GWh | FALSE | G | Annual | Qualifying Generation | TWh | 67.4206 | 83.4017 | 83.4043 | 86.022 | 95.1029 | 111.1729 | 126.6435 | 154.3949
RPS v6.20- CA 10% Unbundled | 681 | 7674 | Generation Constraint in GWh | FALSE | G | Annual | Rate | lb/MWh | 0 | 0 | 0 | 0 | 0 | 0 | 0 | 0
RPS v6.20- CA 10% Unbundled | 681 | 7674 | Generation Constraint in GWh | FALSE | G | Annual | Constraint Shadow Price | US2019$/MWh | 0 | 0 | 0 | 0 | 0 | 0 | 0 | 0
RPS v6.20- CA 15% Bundled | 682 | 7666 | Generation Constraint in GWh | FALSE | G | Annual | Seasons Included | Seasons | Winter, WintShld, Summer | Winter, WintShld, Summer | Winter, WintShld, Summer | Winter, WintShld, Summer | Winter, WintShld, Summer | Winter, WintShld, Summer | Winter, WintShld, Summer | Winter, WintShld, Summer
RPS v6.20- CA 15% Bundled | 682 | 7666 | Generation Constraint in GWh | FALSE | G | Annual | Standard GWh | GWh | 14732.5659 | 16796.073 | 19847.7806 | 21888.2096 | 27657.3266 | 34474.3887 | 42161.3883 | 46150.5289
RPS v6.20- CA 15% Bundled | 682 | 7666 | Generation Constraint in GWh | FALSE | G | Annual | Emissions at Affected Plants | GWh | 52204.4095 | 53407.7636 | 53538.2696 | 53632.8418 | 56462.7831 | 62610.3377 | 90977.5135 | 143732.3207
RPS v6.20- CA 15% Bundled | 682 | 7666 | Generation Constraint in GWh | FALSE | G | Annual | Allowances Purchased | GWh | 0 | 0 | 0 | 0 | 0 | 0 | 0 | 0
RPS v6.20- CA 15% Bundled | 682 | 7666 | Generation Constraint in GWh | FALSE | G | Annual | Allowances Sold | GWh | 0 | 0 | 0 | 0 | 0 | 0 | 0 | 0
RPS v6.20- CA 15% Bundled | 682 | 7666 | Generation Constraint in GWh | FALSE | G | Annual | Allowances Banked | GWh | 0 | 0 | 0 | 0 | 0 | 0 | 0 | 0
RPS v6.20- CA 15% Bundled | 682 | 7666 | Generation Constraint in GWh | FALSE | G | Annual | Allowances Withdrawn (1:1) | GWh | 0 | 0 | 0 | 0 | 0 | 0 | 0 | 0
RPS v6.20- CA 15% Bundled | 682 | 7666 | Generation Constraint in GWh | FALSE | G | Annual | Allowances Withdrawn (n:1) | GWh | 0 | 0 | 0 | 0 | 0 | 0 | 0 | 0
RPS v6.20- CA 15% Bundled | 682 | 7666 | Generation Constraint in GWh | FALSE | G | Annual | Net Emissions Allowance Position | GWh | 52204.4095 | 53407.7636 | 53538.2696 | 53632.8418 | 56462.7831 | 62610.3377 | 90977.5135 | 143732.3207
RPS v6.20- CA 15% Bundled | 682 | 7666 | Generation Constraint in GWh | FALSE | G | Annual | Fuel Consumed | TBtu | 60.1842 | 59.9785 | 61.0957 | 61.9008 | 62.8664 | 67.8007 | 67.5929 | 71.5574
RPS v6.20- CA 15% Bundled | 682 | 7666 | Generation Constraint in GWh | FALSE | G | Annual | Heat Rate | MMBtu/MWh | 0.4367 | 0.40326 | 0.3999 | 0.37959 | 0.28287 | 0.24558 | 0.19679 | 0.16187
RPS v6.20- CA 15% Bundled | 682 | 7666 | Generation Constraint in GWh | FALSE | G | Annual | Generation | TWh | 137.8165 | 148.7333 | 152.7772 | 163.0739 | 222.2413 | 276.0896 | 343.4855 | 442.0598
RPS v6.20- CA 15% Bundled | 682 | 7666 | Generation Constraint in GWh | FALSE | G | Annual | Qualifying Generation | TWh | 52.2044 | 53.4078 | 53.5383 | 53.6328 | 56.4628 | 62.6103 | 90.9775 | 143.7323
RPS v6.20- CA 15% Bundled | 682 | 7666 | Generation Constraint in GWh | FALSE | G | Annual | Rate | lb/MWh | 0 | 0 | 0 | 0 | 0 | 0 | 0 | 0
RPS v6.20- CA 15% Bundled | 682 | 7666 | Generation Constraint in GWh | FALSE | G | Annual | Constraint Shadow Price | US2019$/MWh | 0 | 0 | 0 | 0 | 0 | 0 | 0 | 0
RPS v6.20- CO | 683 | 7587 | Generation Constraint in GWh | FALSE | G | Annual | Seasons Included | Seasons | Winter, WintShld, Summer | Winter, WintShld, Summer | Winter, WintShld, Summer | Winter, WintShld, Summer | Winter, WintShld, Summer | Winter, WintShld, Summer | Winter, WintShld, Summer | Winter, WintShld, Summer
RPS v6.20- CO | 683 | 7587 | Generation Constraint in GWh | FALSE | G | Annual | Standard GWh | GWh | 13015.0675 | 13297.8347 | 13695.9895 | 13973.9125 | 14709.5677 | 15582.676 | 16610.4174 | 17792.9177
RPS v6.20- CO | 683 | 7587 | Generation Constraint in GWh | FALSE | G | Annual | Emissions at Affected Plants | GWh | 20309.0795 | 13297.8347 | 13695.9895 | 13973.9125 | 14709.5677 | 15582.676 | 16610.4174 | 17792.9177
RPS v6.20- CO | 683 | 7587 | Generation Constraint in GWh | FALSE | G | Annual | Allowances Purchased | GWh | 0 | 0 | 0 | 0 | 0 | 0 | 0 | 0
RPS v6.20- CO | 683 | 7587 | Generation Constraint in GWh | FALSE | G | Annual | Allowances Sold | GWh | 0 | 0 | 0 | 0 | 0 | 0 | 0 | 0
RPS v6.20- CO | 683 | 7587 | Generation Constraint in GWh | FALSE | G | Annual | Allowances Banked | GWh | 0 | 0 | 0 | 0 | 0 | 0 | 0 | 0
RPS v6.20- CO | 683 | 7587 | Generation Constraint in GWh | FALSE | G | Annual | Allowances Withdrawn (1:1) | GWh | 0 | 0 | 0 | 0 | 0 | 0 | 0 | 0
RPS v6.20- CO | 683 | 7587 | Generation Constraint in GWh | FALSE | G | Annual | Allowances Withdrawn (n:1) | GWh | 0 | 0 | 0 | 0 | 0 | 0 | 0 | 0
RPS v6.20- CO | 683 | 7587 | Generation Constraint in GWh | FALSE | G | Annual | Net Emissions Allowance Position | GWh | 20309.0795 | 13297.8347 | 13695.9895 | 13973.9125 | 14709.5677 | 15582.676 | 16610.4174 | 17792.9177
RPS v6.20- CO | 683 | 7587 | Generation Constraint in GWh | FALSE | G | Annual | Fuel Consumed | TBtu | 0.58327 | 0 | 0 | 0 | 0 | 0 | 0 | 0
RPS v6.20- CO | 683 | 7587 | Generation Constraint in GWh | FALSE | G | Annual | Heat Rate | MMBtu/MWh | 0.02872 | 0 | 0 | 0 | 0 | 0 | 0 | 0
RPS v6.20- CO | 683 | 7587 | Generation Constraint in GWh | FALSE | G | Annual | Generation | TWh | 20.3091 | 20.3091 | 20.3091 | 22.9294 | 26.4672 | 29.4212 | 40.5282 | 48.1189
RPS v6.20- CO | 683 | 7587 | Generation Constraint in GWh | FALSE | G | Annual | Qualifying Generation | TWh | 20.3091 | 13.2978 | 13.696 | 13.9739 | 14.7096 | 15.5827 | 16.6104 | 17.7929
RPS v6.20- CO | 683 | 7587 | Generation Constraint in GWh | FALSE | G | Annual | Rate | lb/MWh | 0 | 0 | 0 | 0 | 0 | 0 | 0 | 0
RPS v6.20- CO | 683 | 7587 | Generation Constraint in GWh | FALSE | G | Annual | Constraint Shadow Price | US2019$/MWh | 0 | 0 | 0 | 0 | 0 | 0 | 0 | 0
RPS v6.20- CT, MA, ME, NH, RI, VT | 684 | 7588 | Generation Constraint in GWh | FALSE | G | Annual | Seasons Included | Seasons | Winter, WintShld, Summer | Winter, WintShld, Summer | Winter, WintShld, Summer | Winter, WintShld, Summer | Winter, WintShld, Summer | Winter, WintShld, Summer | Winter, WintShld, Summer | Winter, WintShld, Summer
RPS v6.20- CT, MA, ME, NH, RI, VT | 684 | 7588 | Generation Constraint in GWh | FALSE | G | Annual | Standard GWh | GWh | 33476.7805 | 36911.726 | 42097.6047 | 46362.8299 | 51923.7063 | 56920.0941 | 62592.1397 | 69229.9638
RPS v6.20- CT, MA, ME, NH, RI, VT | 684 | 7588 | Generation Constraint in GWh | FALSE | G | Annual | Emissions at Affected Plants | GWh | 30541.0895 | 45043.1401 | 42097.6048 | 47355.3141 | 88504.1646 | 140765.4927 | 153092.4986 | 187595.7007
RPS v6.20- CT, MA, ME, NH, RI, VT | 684 | 7588 | Generation Constraint in GWh | FALSE | G | Annual | Allowances Purchased | GWh | 2935.691 | 0 | 0 | 0 | 0 | 0 | 0 | 0
RPS v6.20- CT, MA, ME, NH, RI, VT | 684 | 7588 | Generation Constraint in GWh | FALSE | G | Annual | Allowances Sold | GWh | 0 | 0 | 0 | 0 | 0 | 0 | 0 | 0
RPS v6.20- CT, MA, ME, NH, RI, VT | 684 | 7588 | Generation Constraint in GWh | FALSE | G | Annual | Allowances Banked | GWh | 0 | 0 | 0 | 0 | 0 | 0 | 0 | 0
RPS v6.20- CT, MA, ME, NH, RI, VT | 684 | 7588 | Generation Constraint in GWh | FALSE | G | Annual | Allowances Withdrawn (1:1) | GWh | 0 | 0 | 0 | 0 | 0 | 0 | 0 | 0
RPS v6.20- CT, MA, ME, NH, RI, VT | 684 | 7588 | Generation Constraint in GWh | FALSE | G | Annual | Allowances Withdrawn (n:1) | GWh | 0 | 0 | 0 | 0 | 0 | 0 | 0 | 0
RPS v6.20- CT, MA, ME, NH, RI, VT | 684 | 7588 | Generation Constraint in GWh | FALSE | G | Annual | Net Emissions Allowance Position | GWh | 33476.7805 | 45043.1401 | 42097.6048 | 47355.3141 | 88504.1646 | 140765.4927 | 153092.4986 | 187595.7007
RPS v6.20- CT, MA, ME, NH, RI, VT | 684 | 7588 | Generation Constraint in GWh | FALSE | G | Annual | Fuel Consumed | TBtu | 26.828 | 29.5356 | 26.0928 | 22.367 | 37.1418 | 43.8342 | 43.3613 | 43.4814
RPS v6.20- CT, MA, ME, NH, RI, VT | 684 | 7588 | Generation Constraint in GWh | FALSE | G | Annual | Heat Rate | MMBtu/MWh | 0.34305 | 0.30587 | 0.25038 | 0.20029 | 0.24135 | 0.21113 | 0.19123 | 0.16511
RPS v6.20- CT, MA, ME, NH, RI, VT | 684 | 7588 | Generation Constraint in GWh | FALSE | G | Annual | Generation | TWh | 78.2054 | 96.564 | 104.2112 | 111.6706 | 153.8923 | 207.619 | 226.752 | 263.3548
RPS v6.20- CT, MA, ME, NH, RI, VT | 684 | 7588 | Generation Constraint in GWh | FALSE | G | Annual | Qualifying Generation | TWh | 30.5411 | 45.0431 | 42.0976 | 47.3553 | 88.5042 | 140.7655 | 153.0925 | 187.5957
RPS v6.20- CT, MA, ME, NH, RI, VT | 684 | 7588 | Generation Constraint in GWh | FALSE | G | Annual | Rate | lb/MWh | 0 | 0 | 0 | 0 | 0 | 0 | 0 | 0
RPS v6.20- CT, MA, ME, NH, RI, VT | 684 | 7588 | Generation Constraint in GWh | FALSE | G | Annual | Constraint Shadow Price | US2019$/MWh | 10.624 | 0 | 8.1072 | 0 | 0 | 0 | 0 | 0
RPS v6.20- DC, DE, MD, NJ, PA | 685 | 7589 | Generation Constraint in GWh | FALSE | G | Annual | Seasons Included | Seasons | Winter, WintShld, Summer | Winter, WintShld, Summer | Winter, WintShld, Summer | Winter, WintShld, Summer | Winter, WintShld, Summer | Winter, WintShld, Summer | Winter, WintShld, Summer | Winter, WintShld, Summer
RPS v6.20- DC, DE, MD, NJ, PA | 685 | 7589 | Generation Constraint in GWh | FALSE | G | Annual | Standard GWh | GWh | 57063.7924 | 66197.7743 | 78917.9763 | 86788.2049 | 90735.8775 | 93750.4719 | 97085.9731 | 101645.5346
RPS v6.20- DC, DE, MD, NJ, PA | 685 | 7589 | Generation Constraint in GWh | FALSE | G | Annual | Emissions at Affected Plants | GWh | 57063.7924 | 66197.7743 | 78917.9763 | 86788.2049 | 101783.6679 | 119597.4791 | 130085.6744 | 146743.9757
RPS v6.20- DC, DE, MD, NJ, PA | 685 | 7589 | Generation Constraint in GWh | FALSE | G | Annual | Allowances Purchased | GWh | 0 | 0 | 0 | 0 | 0 | 0 | 0 | 0
RPS v6.20- DC, DE, MD, NJ, PA | 685 | 7589 | Generation Constraint in GWh | FALSE | G | Annual | Allowances Sold | GWh | 0 | 0 | 0 | 0 | 0 | 0 | 0 | 0
RPS v6.20- DC, DE, MD, NJ, PA | 685 | 7589 | Generation Constraint in GWh | FALSE | G | Annual | Allowances Banked | GWh | 0 | 0 | 0 | 0 | 0 | 0 | 0 | 0
RPS v6.20- DC, DE, MD, NJ, PA | 685 | 7589 | Generation Constraint in GWh | FALSE | G | Annual | Allowances Withdrawn (1:1) | GWh | 0 | 0 | 0 | 0 | 0 | 0 | 0 | 0
RPS v6.20- DC, DE, MD, NJ, PA | 685 | 7589 | Generation Constraint in GWh | FALSE | G | Annual | Allowances Withdrawn (n:1) | GWh | 0 | 0 | 0 | 0 | 0 | 0 | 0 | 0
RPS v6.20- DC, DE, MD, NJ, PA | 685 | 7589 | Generation Constraint in GWh | FALSE | G | Annual | Net Emissions Allowance Position | GWh | 57063.7924 | 66197.7743 | 78917.9763 | 86788.2049 | 101783.6679 | 119597.4791 | 130085.6744 | 146743.9757
RPS v6.20- DC, DE, MD, NJ, PA | 685 | 7589 | Generation Constraint in GWh | FALSE | G | Annual | Fuel Consumed | TBtu | 14.0096 | 40.5606 | 44.0464 | 24.2343 | 42.1259 | 53.7354 | 89.4492 | 104.617
RPS v6.20- DC, DE, MD, NJ, PA | 685 | 7589 | Generation Constraint in GWh | FALSE | G | Annual | Heat Rate | MMBtu/MWh | 0.17591 | 0.34207 | 0.3363 | 0.15475 | 0.19607 | 0.2388 | 0.34617 | 0.35846
RPS v6.20- DC, DE, MD, NJ, PA | 685 | 7589 | Generation Constraint in GWh | FALSE | G | Annual | Generation | TWh | 79.6395 | 118.5747 | 130.9723 | 156.5995 | 214.8516 | 225.0243 | 258.3963 | 291.8533
RPS v6.20- DC, DE, MD, NJ, PA | 685 | 7589 | Generation Constraint in GWh | FALSE | G | Annual | Qualifying Generation | TWh | 57.0638 | 66.1978 | 78.918 | 86.7882 | 101.7837 | 119.5975 | 130.0857 | 146.744
RPS v6.20- DC, DE, MD, NJ, PA | 685 | 7589 | Generation Constraint in GWh | FALSE | G | Annual | Rate | lb/MWh | 0 | 0 | 0 | 0 | 0 | 0 | 0 | 0
RPS v6.20- DC, DE, MD, NJ, PA | 685 | 7589 | Generation Constraint in GWh | FALSE | G | Annual | Constraint Shadow Price | US2019$/MWh | 10.624 | 0 | 8.1072 | 0 | 0 | 0 | 0 | 0
RPS v6.20- IA | 686 | 7590 | Generation Constraint in GWh | FALSE | G | Annual | Seasons Included | Seasons | Winter, WintShld, Summer | Winter, WintShld, Summer | Winter, WintShld, Summer | Winter, WintShld, Summer | Winter, WintShld, Summer | Winter, WintShld, Summer | Winter, WintShld, Summer | Winter, WintShld, Summer
RPS v6.20- IA | 686 | 7590 | Generation Constraint in GWh | FALSE | G | Annual | Standard GWh | GWh | 295.8 | 295.8 | 295.8 | 295.8 | 295.8 | 295.8 | 295.8 | 295.8
RPS v6.20- IA | 686 | 7590 | Generation Constraint in GWh | FALSE | G | Annual | Emissions at Affected Plants | GWh | 6546.1488 | 6634.3975 | 6620.9777 | 6632.188 | 6633.8985 | 6636.6929 | 6647.1304 | 22434.3132
RPS v6.20- IA | 686 | 7590 | Generation Constraint in GWh | FALSE | G | Annual | Allowances Purchased | GWh | 0 | 0 | 0 | 0 | 0 | 0 | 0 | 0
RPS v6.20- IA | 686 | 7590 | Generation Constraint in GWh | FALSE | G | Annual | Allowances Sold | GWh | 0 | 0 | 0 | 0 | 0 | 0 | 0 | 0
RPS v6.20- IA | 686 | 7590 | Generation Constraint in GWh | FALSE | G | Annual | Allowances Banked | GWh | 0 | 0 | 0 | 0 | 0 | 0 | 0 | 0
RPS v6.20- IA | 686 | 7590 | Generation Constraint in GWh | FALSE | G | Annual | Allowances Withdrawn (1:1) | GWh | 0 | 0 | 0 | 0 | 0 | 0 | 0 | 0
RPS v6.20- IA | 686 | 7590 | Generation Constraint in GWh | FALSE | G | Annual | Allowances Withdrawn (n:1) | GWh | 0 | 0 | 0 | 0 | 0 | 0 | 0 | 0
RPS v6.20- IA | 686 | 7590 | Generation Constraint in GWh | FALSE | G | Annual | Net Emissions Allowance Position | GWh | 6546.1488 | 6634.3975 | 6620.9777 | 6632.188 | 6633.8985 | 6636.6929 | 6647.1304 | 22434.3132
RPS v6.20- IA | 686 | 7590 | Generation Constraint in GWh | FALSE | G | Annual | Fuel Consumed | TBtu | 1.3221 | 2.1429 | 1.9558 | 2.1072 | 2.1302 | 2.168 | 2.277 | 2.277
RPS v6.20- IA | 686 | 7590 | Generation Constraint in GWh | FALSE | G | Annual | Heat Rate | MMBtu/MWh | 0.034108 | 0.055177 | 0.050357 | 0.054255 | 0.054849 | 0.05582 | 0.058617 | 0.041678
RPS v6.20- IA | 686 | 7590 | Generation Constraint in GWh | FALSE | G | Annual | Generation | TWh | 38.7631 | 38.8374 | 38.8386 | 38.8386 | 38.8386 | 38.8386 | 38.845 | 54.6321
RPS v6.20- IA | 686 | 7590 | Generation Constraint in GWh | FALSE | G | Annual | Qualifying Generation | TWh | 6.5461 | 6.6344 | 6.621 | 6.6322 | 6.6339 | 6.6367 | 6.6471 | 22.4343
RPS v6.20- IA | 686 | 7590 | Generation Constraint in GWh | FALSE | G | Annual | Rate | lb/MWh | 0 | 0 | 0 | 0 | 0 | 0 | 0 | 0
RPS v6.20- IA | 686 | 7590 | Generation Constraint in GWh | FALSE | G | Annual | Constraint Shadow Price | US2019$/MWh | 0 | 0 | 0 | 0 | 0 | 0 | 0 | 0
RPS v6.20- IL | 687 | 7591 | Generation Constraint in GWh | FALSE | G | Annual | Seasons Included | Seasons | Winter, WintShld, Summer | Winter, WintShld, Summer | Winter, WintShld, Summer | Winter, WintShld, Summer | Winter, WintShld, Summer | Winter, WintShld, Summer | Winter, WintShld, Summer | Winter, WintShld, Summer
RPS v6.20- IL | 687 | 7591 | Generation Constraint in GWh | FALSE | G | Annual | Standard GWh | GWh | 16204.3876 | 18753.2083 | 20243.209 | 20462.4749 | 21027.3217 | 21691.4112 | 22447.579 | 23347.5085
RPS v6.20- IL | 687 | 7591 | Generation Constraint in GWh | FALSE | G | Annual | Emissions at Affected Plants | GWh | 50456.5919 | 69183.0532 | 66724.4734 | 71082.954 | 71113.4799 | 72764.5925 | 88595.9305 | 143338.3944
RPS v6.20- IL | 687 | 7591 | Generation Constraint in GWh | FALSE | G | Annual | Allowances Purchased | GWh | 0 | 0 | 0 | 0 | 0 | 0 | 0 | 0
RPS v6.20- IL | 687 | 7591 | Generation Constraint in GWh | FALSE | G | Annual | Allowances Sold | GWh | 0 | 0 | 0 | 0 | 0 | 0 | 0 | 0
RPS v6.20- IL | 687 | 7591 | Generation Constraint in GWh | FALSE | G | Annual | Allowances Banked | GWh | 0 | 0 | 0 | 0 | 0 | 0 | 0 | 0
RPS v6.20- IL | 687 | 7591 | Generation Constraint in GWh | FALSE | G | Annual | Allowances Withdrawn (1:1) | GWh | 0 | 0 | 0 | 0 | 0 | 0 | 0 | 0
RPS v6.20- IL | 687 | 7591 | Generation Constraint in GWh | FALSE | G | Annual | Allowances Withdrawn (n:1) | GWh | 0 | 0 | 0 | 0 | 0 | 0 | 0 | 0
RPS v6.20- IL | 687 | 7591 | Generation Constraint in GWh | FALSE | G | Annual | Net Emissions Allowance Position | GWh | 50456.5919 | 69183.0532 | 66724.4734 | 71082.954 | 71113.4799 | 72764.5925 | 88595.9305 | 143338.3944
RPS v6.20- IL | 687 | 7591 | Generation Constraint in GWh | FALSE | G | Annual | Fuel Consumed | TBtu | 9.6111 | 12.2431 | 12.6877 | 12.545 | 12.9251 | 27.0029 | 41.153 | 47.591
RPS v6.20- IL | 687 | 7591 | Generation Constraint in GWh | FALSE | G | Annual | Heat Rate | MMBtu/MWh | 0.10838 | 0.11619 | 0.12025 | 0.11565 | 0.11911 | 0.24419 | 0.31511 | 0.23226
RPS v6.20- IL | 687 | 7591 | Generation Constraint in GWh | FALSE | G | Annual | Generation | TWh | 88.6793 | 105.3678 | 105.5126 | 108.4693 | 108.5156 | 110.5799 | 130.598 | 204.903
RPS v6.20- IL | 687 | 7591 | Generation Constraint in GWh | FALSE | G | Annual | Qualifying Generation | TWh | 50.4566 | 69.1831 | 66.7245 | 71.083 | 71.1135 | 72.7646 | 88.5959 | 143.3384
RPS v6.20- IL | 687 | 7591 | Generation Constraint in GWh | FALSE | G | Annual | Rate | lb/MWh | 0 | 0 | 0 | 0 | 0 | 0 | 0 | 0
RPS v6.20- IL | 687 | 7591 | Generation Constraint in GWh | FALSE | G | Annual | Constraint Shadow Price | US2019$/MWh | 0 | 0 | 0 | 0 | 0 | 0 | 0 | 0
RPS v6.20- MI | 688 | 7592 | Generation Constraint in GWh | FALSE | G | Annual | Seasons Included | Seasons | Winter, WintShld, Summer | Winter, WintShld, Summer | Winter, WintShld, Summer | Winter, WintShld, Summer | Winter, WintShld, Summer | Winter, WintShld, Summer | Winter, WintShld, Summer | Winter, WintShld, Summer
RPS v6.20- MI | 688 | 7592 | Generation Constraint in GWh | FALSE | G | Annual | Standard GWh | GWh | 15568.1588 | 15698.3349 | 15908.6302 | 16072.5621 | 16512.5754 | 17031.4691 | 17621.92 | 18342.8278
RPS v6.20- MI | 688 | 7592 | Generation Constraint in GWh | FALSE | G | Annual | Emissions at Affected Plants | GWh | 15568.1588 | 35983.9705 | 36021.3525 | 36052.4034 | 40825.5636 | 46056.733 | 68779.4735 | 75933.787
RPS v6.20- MI | 688 | 7592 | Generation Constraint in GWh | FALSE | G | Annual | Allowances Purchased | GWh | 0 | 0 | 0 | 0 | 0 | 0 | 0 | 0
RPS v6.20- MI | 688 | 7592 | Generation Constraint in GWh | FALSE | G | Annual | Allowances Sold | GWh | 0 | 0 | 0 | 0 | 0 | 0 | 0 | 0
RPS v6.20- MI | 688 | 7592 | Generation Constraint in GWh | FALSE | G | Annual | Allowances Banked | GWh | 0 | 0 | 0 | 0 | 0 | 0 | 0 | 0
RPS v6.20- MI | 688 | 7592 | Generation Constraint in GWh | FALSE | G | Annual | Allowances Withdrawn (1:1) | GWh | 0 | 0 | 0 | 0 | 0 | 0 | 0 | 0
RPS v6.20- MI | 688 | 7592 | Generation Constraint in GWh | FALSE | G | Annual | Allowances Withdrawn (n:1) | GWh | 0 | 0 | 0 | 0 | 0 | 0 | 0 | 0
RPS v6.20- MI | 688 | 7592 | Generation Constraint in GWh | FALSE | G | Annual | Net Emissions Allowance Position | GWh | 15568.1588 | 35983.9705 | 36021.3525 | 36052.4034 | 40825.5636 | 46056.733 | 68779.4735 | 75933.787
RPS v6.20- MI | 688 | 7592 | Generation Constraint in GWh | FALSE | G | Annual | Fuel Consumed | TBtu | 12.3028 | 12.4119 | 13.0474 | 13.0474 | 13.0474 | 13.0474 | 13.4504 | 19.9734
RPS v6.20- MI | 688 | 7592 | Generation Constraint in GWh | FALSE | G | Annual | Heat Rate | MMBtu/MWh | 0.78216 | 0.34378 | 0.3606 | 0.3606 | 0.31857 | 0.28249 | 0.19505 | 0.26242
RPS v6.20- MI | 688 | 7592 | Generation Constraint in GWh | FALSE | G | Annual | Generation | TWh | 15.7294 | 36.1037 | 36.1826 | 36.1826 | 40.9557 | 46.1869 | 68.9576 | 76.1119
RPS v6.20- MI | 688 | 7592 | Generation Constraint in GWh | FALSE | G | Annual | Qualifying Generation | TWh | 15.5682 | 35.984 | 36.0214 | 36.0524 | 40.8256 | 46.0567 | 68.7795 | 75.9338
RPS v6.20- MI | 688 | 7592 | Generation Constraint in GWh | FALSE | G | Annual | Rate | lb/MWh | 0 | 0 | 0 | 0 | 0 | 0 | 0 | 0
RPS v6.20- MI | 688 | 7592 | Generation Constraint in GWh | FALSE | G | Annual | Constraint Shadow Price | US2019$/MWh | 8.483 | 0 | 0 | 0 | 0 | 0 | 0 | 0
RPS v6.20- MN | 689 | 7593 | Generation Constraint in GWh | FALSE | G | Annual | Seasons Included | Seasons | Winter, WintShld, Summer | Winter, WintShld, Summer | Winter, WintShld, Summer | Winter, WintShld, Summer | Winter, WintShld, Summer | Winter, WintShld, Summer | Winter, WintShld, Summer | Winter, WintShld, Summer
RPS v6.20- MN | 689 | 7593 | Generation Constraint in GWh | FALSE | G | Annual | Standard GWh | GWh | 19591.6943 | 21940.8086 | 22334.5871 | 22605.9476 | 23265.6526 | 24051.3088 | 24951.6942 | 25974.1623
RPS v6.20- MN | 689 | 7593 | Generation Constraint in GWh | FALSE | G | Annual | Emissions at Affected Plants | GWh | 19591.6943 | 23804.3657 | 23811.0908 | 27100.8914 | 31380.6157 | 35496.1602 | 63960.0348 | 78679.9223
RPS v6.20- MN | 689 | 7593 | Generation Constraint in GWh | FALSE | G | Annual | Allowances Purchased | GWh | 0 | 0 | 0 | 0 | 0 | 0 | 0 | 0
RPS v6.20- MN | 689 | 7593 | Generation Constraint in GWh | FALSE | G | Annual | Allowances Sold | GWh | 0 | 0 | 0 | 0 | 0 | 0 | 0 | 0
RPS v6.20- MN | 689 | 7593 | Generation Constraint in GWh | FALSE | G | Annual | Allowances Banked | GWh | 0 | 0 | 0 | 0 | 0 | 0 | 0 | 0
RPS v6.20- MN | 689 | 7593 | Generation Constraint in GWh | FALSE | G | Annual | Allowances Withdrawn (1:1) | GWh | 0 | 0 | 0 | 0 | 0 | 0 | 0 | 0
RPS v6.20- MN | 689 | 7593 | Generation Constraint in GWh | FALSE | G | Annual | Allowances Withdrawn (n:1) | GWh | 0 | 0 | 0 | 0 | 0 | 0 | 0 | 0
RPS v6.20- MN | 689 | 7593 | Generation Constraint in GWh | FALSE | G | Annual | Net Emissions Allowance Position | GWh | 19591.6943 | 23804.3657 | 23811.0908 | 27100.8914 | 31380.6157 | 35496.1602 | 63960.0348 | 78679.9223
RPS v6.20- MN | 689 | 7593 | Generation Constraint in GWh | FALSE | G | Annual | Fuel Consumed | TBtu | 2.6576 | 2.217 | 2.271 | 2.2483 | 2.3087 | 2.3087 | 2.2798 | 6.2631
RPS v6.20- MN | 689 | 7593 | Generation Constraint in GWh | FALSE | G | Annual | Heat Rate | MMBtu/MWh | 0.13565 | 0.093133 | 0.095376 | 0.082961 | 0.073572 | 0.065042 | 0.035645 | 0.079602
RPS v6.20- MN | 689 | 7593 | Generation Constraint in GWh | FALSE | G | Annual | Generation | TWh | 19.5917 | 23.8044 | 23.8111 | 27.1009 | 31.3806 | 35.4962 | 63.96 | 78.6799
RPS v6.20- MN | 689 | 7593 | Generation Constraint in GWh | FALSE | G | Annual | Qualifying Generation | TWh | 19.5917 | 23.8044 | 23.8111 | 27.1009 | 31.3806 | 35.4962 | 63.96 | 78.6799
RPS v6.20- MN | 689 | 7593 | Generation Constraint in GWh | FALSE | G | Annual | Rate | lb/MWh | 0 | 0 | 0 | 0 | 0 | 0 | 0 | 0
RPS v6.20- MN | 689 | 7593 | Generation Constraint in GWh | FALSE | G | Annual | Constraint Shadow Price | US2019$/MWh | 10.764 | 0 | 0 | 0 | 0 | 0 | 0 | 0
RPS v6.20- MO | 690 | 7594 | Generation Constraint in GWh | FALSE | G | Annual | Seasons Included | Seasons | Winter, WintShld, Summer | Winter, WintShld, Summer | Winter, WintShld, Summer | Winter, WintShld, Summer | Winter, WintShld, Summer | Winter, WintShld, Summer | Winter, WintShld, Summer | Winter, WintShld, Summer
RPS v6.20- MO | 690 | 7594 | Generation Constraint in GWh | FALSE | G | Annual | Standard GWh | GWh | 6991.2115 | 7074.2941 | 7193.4001 | 7278.0043 | 7497.5783 | 7765.7921 | 8070.2381 | 8417.9
RPS v6.20- MO | 690 | 7594 | Generation Constraint in GWh | FALSE | G | Annual | Emissions at Affected Plants | GWh | 6991.2115 | 7074.2941 | 7193.4001 | 7278.0043 | 7497.5783 | 7765.7921 | 8070.2381 | 8417.9
RPS v6.20- MO | 690 | 7594 | Generation Constraint in GWh | FALSE | G | Annual | Allowances Purchased | GWh | 0 | 0 | 0 | 0 | 0 | 0 | 0 | 0
RPS v6.20- MO | 690 | 7594 | Generation Constraint in GWh | FALSE | G | Annual | Allowances Sold | GWh | 0 | 0 | 0 | 0 | 0 | 0 | 0 | 0
RPS v6.20- MO | 690 | 7594 | Generation Constraint in GWh | FALSE | G | Annual | Allowances Banked | GWh | 0 | 0 | 0 | 0 | 0 | 0 | 0 | 0
RPS v6.20- MO | 690 | 7594 | Generation Constraint in GWh | FALSE | G | Annual | Allowances Withdrawn (1:1) | GWh | 0 | 0 | 0 | 0 | 0 | 0 | 0 | 0
RPS v6.20- MO | 690 | 7594 | Generation Constraint in GWh | FALSE | G | Annual | Allowances Withdrawn (n:1) | GWh | 0 | 0 | 0 | 0 | 0 | 0 | 0 | 0
RPS v6.20- MO | 690 | 7594 | Generation Constraint in GWh | FALSE | G | Annual | Net Emissions Allowance Position | GWh | 6991.2115 | 7074.2941 | 7193.4001 | 7278.0043 | 7497.5783 | 7765.7921 | 8070.2381 | 8417.9
RPS v6.20- MO | 690 | 7594 | Generation Constraint in GWh | FALSE | G | Annual | Fuel Consumed | TBtu | 0.15438 | 0 | 0.017953 | 0.018057 | 0.023375 | 0.022264 | 0.070878 | 0.022421
RPS v6.20- MO | 690 | 7594 | Generation Constraint in GWh | FALSE | G | Annual | Heat Rate | MMBtu/MWh | 0.016254 | 0 | 0.0011008 | 0.0011072 | 0.0014291 | 0.0013612 | 0.0036689 | 0.00070832
RPS v6.20- MO | 690 | 7594 | Generation Constraint in GWh | FALSE | G | Annual | Generation | TWh | 9.4979 | 16.1658 | 16.3094 | 16.3094 | 16.3558 | 16.3558 | 19.3189 | 31.6537
RPS v6.20- MO | 690 | 7594 | Generation Constraint in GWh | FALSE | G | Annual | Qualifying Generation | TWh | 6.9912 | 7.0743 | 7.1934 | 7.278 | 7.4976 | 7.7658 | 8.0702 | 8.4179
RPS v6.20- MO | 690 | 7594 | Generation Constraint in GWh | FALSE | G | Annual | Rate | lb/MWh | 0 | 0 | 0 | 0 | 0 | 0 | 0 | 0
RPS v6.20- MO | 690 | 7594 | Generation Constraint in GWh | FALSE | G | Annual | Constraint Shadow Price | US2019$/MWh | 0 | 0 | 0 | 0 | 0 | 0 | 0 | 0
RPS v6.20- MT | 691 | 7595 | Generation Constraint in GWh | FALSE | G | Annual | Seasons Included | Seasons | Winter, WintShld, Summer | Winter, WintShld, Summer | Winter, WintShld, Summer | Winter, WintShld, Summer | Winter, WintShld, Summer | Winter, WintShld, Summer | Winter, WintShld, Summer | Winter, WintShld, Summer
RPS v6.20- MT | 691 | 7595 | Generation Constraint in GWh | FALSE | G | Annual | Standard GWh | GWh | 1300.3414 | 1304.2629 | 1312.7714 | 1317.2096 | 1355.9623 | 1421.4028 | 1497.4336 | 1589.3635
RPS v6.20- MT | 691 | 7595 | Generation Constraint in GWh | FALSE | G | Annual | Emissions at Affected Plants | GWh | 3725.1149 | 9854.0288 | 9855.4163 | 9971.0354 | 9971.6253 | 11452.1562 | 12811.368 | 12811.6435
RPS v6.20- MT | 691 | 7595 | Generation Constraint in GWh | FALSE | G | Annual | Allowances Purchased | GWh | 0 | 0 | 0 | 0 | 0 | 0 | 0 | 0
RPS v6.20- MT | 691 | 7595 | Generation Constraint in GWh | FALSE | G | Annual | Allowances Sold | GWh | 0 | 0 | 0 | 0 | 0 | 0 | 0 | 0
RPS v6.20- MT | 691 | 7595 | Generation Constraint in GWh | FALSE | G | Annual | Allowances Banked | GWh | 0 | 0 | 0 | 0 | 0 | 0 | 0 | 0
RPS v6.20- MT | 691 | 7595 | Generation Constraint in GWh | FALSE | G | Annual | Allowances Withdrawn (1:1) | GWh | 0 | 0 | 0 | 0 | 0 | 0 | 0 | 0
RPS v6.20- MT | 691 | 7595 | Generation Constraint in GWh | FALSE | G | Annual | Allowances Withdrawn (n:1) | GWh | 0 | 0 | 0 | 0 | 0 | 0 | 0 | 0
RPS v6.20- MT | 691 | 7595 | Generation Constraint in GWh | FALSE | G | Annual | Net Emissions Allowance Position | GWh | 3725.1149 | 9854.0288 | 9855.4163 | 9971.0354 | 9971.6253 | 11452.1562 | 12811.368 | 12811.6435
RPS v6.20- MT | 691 | 7595 | Generation Constraint in GWh | FALSE | G | Annual | Fuel Consumed | TBtu | 0.00121 | 0.0012222 | 0.013034 | 0.013034 | 0.018056 | 0.01965 | 0.018273 | 0.020619
RPS v6.20- MT | 691 | 7595 | Generation Constraint in GWh | FALSE | G | Annual | Heat Rate | MMBtu/MWh | 0.00032481 | 8.568e-05 | 0.00091365 | 0.0009063 | 0.0012538 | 0.0011285 | 0.00089895 | 0.0010143
RPS v6.20- MT | 691 | 7595 | Generation Constraint in GWh | FALSE | G | Annual | Generation | TWh | 3.7251 | 14.2646 | 14.266 | 14.3817 | 14.4005 | 17.4128 | 20.3268 | 20.3276
RPS v6.20- MT | 691 | 7595 | Generation Constraint in GWh | FALSE | G | Annual | Qualifying Generation | TWh | 3.7251 | 9.854 | 9.8554 | 9.971 | 9.9716 | 11.4522 | 12.8114 | 12.8116
RPS v6.20- MT | 691 | 7595 | Generation Constraint in GWh | FALSE | G | Annual | Rate | lb/MWh | 0 | 0 | 0 | 0 | 0 | 0 | 0 | 0
RPS v6.20- MT | 691 | 7595 | Generation Constraint in GWh | FALSE | G | Annual | Constraint Shadow Price | US2019$/MWh | 0 | 0 | 0 | 0 | 0 | 0 | 0 | 0
RPS v6.20- NC 75% limit | 692 | 7602 | Generation Constraint in GWh | FALSE | G | Annual | Seasons Included | Seasons | Winter, WintShld, Summer | Winter, WintShld, Summer | Winter, WintShld, Summer | Winter, WintShld, Summer | Winter, WintShld, Summer | Winter, WintShld, Summer | Winter, WintShld, Summer | Winter, WintShld, Summer
RPS v6.20- NC 75% limit | 692 | 7602 | Generation Constraint in GWh | FALSE | G | Annual | Standard GWh | GWh | 6820.5882 | 6909.5808 | 7059.7788 | 7183.4548 | 7526.223 | 7912.287 | 8355.3661 | 8864.8451
RPS v6.20- NC 75% limit | 692 | 7602 | Generation Constraint in GWh | FALSE | G | Annual | Emissions at Affected Plants | GWh | 13472.4468 | 13709.4855 | 13709.4855 | 13709.4855 | 14170.1749 | 16530.3372 | 39078.2017 | 47311.1995
RPS v6.20- NC 75% limit | 692 | 7602 | Generation Constraint in GWh | FALSE | G | Annual | Allowances Purchased | GWh | 0 | 0 | 0 | 0 | 0 | 0 | 0 | 0
RPS v6.20- NC 75% limit | 692 | 7602 | Generation Constraint in GWh | FALSE | G | Annual | Allowances Sold | GWh | 0 | 0 | 0 | 0 | 0 | 0 | 0 | 0
RPS v6.20- NC 75% limit | 692 | 7602 | Generation Constraint in GWh | FALSE | G | Annual | Allowances Banked | GWh | 0 | 0 | 0 | 0 | 0 | 0 | 0 | 0
RPS v6.20- NC 75% limit | 692 | 7602 | Generation Constraint in GWh | FALSE | G | Annual | Allowances Withdrawn (1:1) | GWh | 0 | 0 | 0 | 0 | 0 | 0 | 0 | 0
RPS v6.20- NC 75% limit | 692 | 7602 | Generation Constraint in GWh | FALSE | G | Annual | Allowances Withdrawn (n:1) | GWh | 0 | 0 | 0 | 0 | 0 | 0 | 0 | 0
RPS v6.20- NC 75% limit | 692 | 7602 | Generation Constraint in GWh | FALSE | G | Annual | Net Emissions Allowance Position | GWh | 13472.4468 | 13709.4855 | 13709.4855 | 13709.4855 | 14170.1749 | 16530.3372 | 39078.2017 | 47311.1995
RPS v6.20- NC 75% limit | 692 | 7602 | Generation Constraint in GWh | FALSE | G | Annual | Fuel Consumed | TBtu | 9.6961 | 9.6482 | 9.6482 | 9.6482 | 13.5701 | 13.6984 | 13.6984 | 13.6984
RPS v6.20- NC 75% limit | 692 | 7602 | Generation Constraint in GWh | FALSE | G | Annual | Heat Rate | MMBtu/MWh | 0.58485 | 0.38107 | 0.38107 | 0.38107 | 0.52639 | 0.46743 | 0.26417 | 0.22798
RPS v6.20- NC 75% limit | 692 | 7602 | Generation Constraint in GWh | FALSE | G | Annual | Generation | TWh | 16.5789 | 25.319 | 25.319 | 25.319 | 25.7797 | 29.3061 | 51.8539 | 60.0869
RPS v6.20- NC 75% limit | 692 | 7602 | Generation Constraint in GWh | FALSE | G | Annual | Qualifying Generation | TWh | 13.4724 | 13.7095 | 13.7095 | 13.7095 | 14.1702 | 16.5303 | 39.0782 | 47.3112
RPS v6.20- NC 75% limit | 692 | 7602 | Generation Constraint in GWh | FALSE | G | Annual | Rate | lb/MWh | 0 | 0 | 0 | 0 | 0 | 0 | 0 | 0
RPS v6.20- NC 75% limit | 692 | 7602 | Generation Constraint in GWh | FALSE | G | Annual | Constraint Shadow Price | US2019$/MWh | 0 | 0 | 0 | 0 | 0 | 0 | 0 | 0
RPS v6.20- NM | 693 | 7596 | Generation Constraint in GWh | FALSE | G | Annual | Seasons Included | Seasons | Winter, WintShld, Summer | Winter, WintShld, Summer | Winter, WintShld, Summer | Winter, WintShld, Summer | Winter, WintShld, Summer | Winter, WintShld, Summer | Winter, WintShld, Summer | Winter, WintShld, Summer
RPS v6.20- NM | 693 | 7596 | Generation Constraint in GWh | FALSE | G | Annual | Standard GWh | GWh | 6204.8031 | 8128.9249 | 9573.1204 | 10594.8169 | 14083.5147 | 18036.259 | 19613.0889 | 21410.5518
RPS v6.20- NM | 693 | 7596 | Generation Constraint in GWh | FALSE | G | Annual | Emissions at Affected Plants | GWh | 6782.1654 | 20647.7908 | 20648.5206 | 26422.1328 | 26425.5402 | 26422.6731 | 28015.7709 | 30094.3778
RPS v6.20- NM | 693 | 7596 | Generation Constraint in GWh | FALSE | G | Annual | Allowances Purchased | GWh | 0 | 0 | 0 | 0 | 0 | 0 | 0 | 0
RPS v6.20- NM | 693 | 7596 | Generation Constraint in GWh | FALSE | G | Annual | Allowances Sold | GWh | 0 | 0 | 0 | 0 | 0 | 0 | 0 | 0
RPS v6.20- NM | 693 | 7596 | Generation Constraint in GWh | FALSE | G | Annual | Allowances Banked | GWh | 0 | 0 | 0 | 0 | 0 | 0 | 0 | 0
RPS v6.20- NM | 693 | 7596 | Generation Constraint in GWh | FALSE | G | Annual | Allowances Withdrawn (1:1) | GWh | 0 | 0 | 0 | 0 | 0 | 0 | 0 | 0
RPS v6.20- NM | 693 | 7596 | Generation Constraint in GWh | FALSE | G | Annual | Allowances Withdrawn (n:1) | GWh | 0 | 0 | 0 | 0 | 0 | 0 | 0 | 0
RPS v6.20- NM | 693 | 7596 | Generation Constraint in GWh | FALSE | G | Annual | Net Emissions Allowance Position | GWh | 6782.1654 | 20647.7908 | 20648.5206 | 26422.1328 | 26425.5402 | 26422.6731 | 28015.7709 | 30094.3778
RPS v6.20- NM | 693 | 7596 | Generation Constraint in GWh | FALSE | G | Annual | Fuel Consumed | TBtu | 0 | 0.0030519 | 0.0088742 | 0.0088598 | 0.042473 | 0.01346 | 0.012126 | 0.012874
RPS v6.20- NM | 693 | 7596 | Generation Constraint in GWh | FALSE | G | Annual | Heat Rate | MMBtu/MWh | 0 | 0.00011989 | 0.0003486 | 0.00028369 | 0.0012971 | 0.00041104 | 0.00033896 | 0.00025477
RPS v6.20- NM | 693 | 7596 | Generation Constraint in GWh | FALSE | G | Annual | Generation | TWh | 13.2491 | 25.4555 | 25.4571 | 31.2307 | 32.7455 | 32.7461 | 35.7732 | 50.5304
RPS v6.20- NM | 693 | 7596 | Generation Constraint in GWh | FALSE | G | Annual | Qualifying Generation | TWh | 6.7822 | 20.6478 | 20.6485 | 26.4221 | 26.4255 | 26.4227 | 28.0158 | 30.0944
RPS v6.20- NM | 693 | 7596 | Generation Constraint in GWh | FALSE | G | Annual | Rate | lb/MWh | 0 | 0 | 0 | 0 | 0 | 0 | 0 | 0
RPS v6.20- NM | 693 | 7596 | Generation Constraint in GWh | FALSE | G | Annual | Constraint Shadow Price | US2019$/MWh | 0 | 0 | 0 | 0 | 0 | 0 | 0 | 0
RPS v6.20- NV | 694 | 7597 | Generation Constraint in GWh | FALSE | G | Annual | Seasons Included | Seasons | Winter, WintShld, Summer | Winter, WintShld, Summer | Winter, WintShld, Summer | Winter, WintShld, Summer | Winter, WintShld, Summer | Winter, WintShld, Summer | Winter, WintShld, Summer | Winter, WintShld, Summer
RPS v6.20- NV | 694 | 7597 | Generation Constraint in GWh | FALSE | G | Annual | Standard GWh | GWh | 7686.4213 | 10244.256 | 13050.5471 | 15862.534 | 16712.6762 | 17718.6091 | 18909.1442 | 20265.024
RPS v6.20- NV | 694 | 7597 | Generation Constraint in GWh | FALSE | G | Annual | Emissions at Affected Plants | GWh | 16916.2955 | 10244.256 | 13050.5471 | 15862.534 | 16712.6762 | 17718.6091 | 18909.1442 | 20265.024
RPS v6.20- NV | 694 | 7597 | Generation Constraint in GWh | FALSE | G | Annual | Allowances Purchased | GWh | 0 | 0 | 0 | 0 | 0 | 0 | 0 | 0
RPS v6.20- NV | 694 | 7597 | Generation Constraint in GWh | FALSE | G | Annual | Allowances Sold | GWh | 0 | 0 | 0 | 0 | 0 | 0 | 0 | 0
RPS v6.20- NV | 694 | 7597 | Generation Constraint in GWh | FALSE | G | Annual | Allowances Banked | GWh | 0 | 0 | 0 | 0 | 0 | 0 | 0 | 0
RPS v6.20- NV | 694 | 7597 | Generation Constraint in GWh | FALSE | G | Annual | Allowances Withdrawn (1:1) | GWh | 0 | 0 | 0 | 0 | 0 | 0 | 0 | 0
RPS v6.20- NV | 694 | 7597 | Generation Constraint in GWh | FALSE | G | Annual | Allowances Withdrawn (n:1) | GWh | 0 | 0 | 0 | 0 | 0 | 0 | 0 | 0
RPS v6.20- NV | 694 | 7597 | Generation Constraint in GWh | FALSE | G | Annual | Net Emissions Allowance Position | GWh | 16916.2955 | 10244.256 | 13050.5471 | 15862.534 | 16712.6762 | 17718.6091 | 18909.1442 | 20265.024
RPS v6.20- NV | 694 | 7597 | Generation Constraint in GWh | FALSE | G | Annual | Fuel Consumed | TBtu | 45.1274 | 2.469 | 26.1727 | 38.4126 | 38.4154 | 38.7797 | 38.8711 | 2.1729
RPS v6.20- NV | 694 | 7597 | Generation Constraint in GWh | FALSE | G | Annual | Heat Rate | MMBtu/MWh | 2.6677 | 0.13626 | 1.4428 | 2.1175 | 2.1175 | 1.9956 | 1.8695 | 0.046475
RPS v6.20- NV | 694 | 7597 | Generation Constraint in GWh | FALSE | G | Annual | Generation | TWh | 16.9163 | 18.1196 | 18.1403 | 18.1402 | 18.1419 | 19.4328 | 20.792 | 46.7538
RPS v6.20- NV | 694 | 7597 | Generation Constraint in GWh | FALSE | G | Annual | Qualifying Generation | TWh | 16.9163 | 10.2443 | 13.0505 | 15.8625 | 16.7127 | 17.7186 | 18.9091 | 20.265
RPS v6.20- NV | 694 | 7597 | Generation Constraint in GWh | FALSE | G | Annual | Rate | lb/MWh | 0 | 0 | 0 | 0 | 0 | 0 | 0 | 0
RPS v6.20- NV | 694 | 7597 | Generation Constraint in GWh | FALSE | G | Annual | Constraint Shadow Price | US2019$/MWh | 0 | 0 | 0 | 0 | 0 | 0 | 0 | 0
RPS v6.20- NY | 695 | 7598 | Generation Constraint in GWh | FALSE | G | Annual | Seasons Included | Seasons | Winter, WintShld, Summer | Winter, WintShld, Summer | Winter, WintShld, Summer | Winter, WintShld, Summer | Winter, WintShld, Summer | Winter, WintShld, Summer | Winter, WintShld, Summer | Winter, WintShld, Summer
RPS v6.20- NY | 695 | 7598 | Generation Constraint in GWh | FALSE | G | Annual | Standard GWh | GWh | 57318.2616 | 69640.9045 | 88224.3258 | 101720.9942 | 103828.7111 | 106676.0747 | 109689.1185 | 114666.5147
RPS v6.20- NY | 695 | 7598 | Generation Constraint in GWh | FALSE | G | Annual | Emissions at Affected Plants | GWh | 57318.2616 | 69640.9045 | 88224.3258 | 101720.9942 | 103828.7111 | 106676.0747 | 109689.1185 | 114666.5147
RPS v6.20- NY | 695 | 7598 | Generation Constraint in GWh | FALSE | G | Annual | Allowances Purchased | GWh | 0 | 0 | 0 | 0 | 0 | 0 | 0 | 0
RPS v6.20- NY | 695 | 7598 | Generation Constraint in GWh | FALSE | G | Annual | Allowances Sold | GWh | 0 | 0 | 0 | 0 | 0 | 0 | 0 | 0
RPS v6.20- NY | 695 | 7598 | Generation Constraint in GWh | FALSE | G | Annual | Allowances Banked | GWh | 0 | 0 | 0 | 0 | 0 | 0 | 0 | 0
RPS v6.20- NY | 695 | 7598 | Generation Constraint in GWh | FALSE | G | Annual | Allowances Withdrawn (1:1) | GWh | 0 | 0 | 0 | 0 | 0 | 0 | 0 | 0
RPS v6.20- NY | 695 | 7598 | Generation Constraint in GWh | FALSE | G | Annual | Allowances Withdrawn (n:1) | GWh | 0 | 0 | 0 | 0 | 0 | 0 | 0 | 0
RPS v6.20- NY | 695 | 7598 | Generation Constraint in GWh | FALSE | G | Annual | Net Emissions Allowance Position | GWh | 57318.2616 | 69640.9045 | 88224.3258 | 101720.9942 | 103828.7111 | 106676.0747 | 109689.1185 | 114666.5147
RPS v6.20- NY | 695 | 7598 | Generation Constraint in GWh | FALSE | G | Annual | Fuel Consumed | TBtu | 32.5956 | 0.73743 | 8.8472 | 19.5648 | 0.83284 | 0.06494 | 0.30829 | 0.24969
RPS v6.20- NY | 695 | 7598 | Generation Constraint in GWh | FALSE | G | Annual | Heat Rate | MMBtu/MWh | 0.25524 | 0.0039616 | 0.042972 | 0.081794 | 0.0024517 | 0.00016096 | 0.00067623 | 0.00048813
RPS v6.20- NY | 695 | 7598 | Generation Constraint in GWh | FALSE | G | Annual | Generation | TWh | 127.7056 | 186.1421 | 205.8815 | 239.1976 | 339.6934 | 403.453 | 455.9032 | 511.5303
RPS v6.20- NY | 695 | 7598 | Generation Constraint in GWh | FALSE | G | Annual | Qualifying Generation | TWh | 57.3183 | 69.6409 | 88.2243 | 101.721 | 103.8287 | 106.6761 | 109.6891 | 114.6665
RPS v6.20- NY | 695 | 7598 | Generation Constraint in GWh | FALSE | G | Annual | Rate | lb/MWh | 0 | 0 | 0 | 0 | 0 | 0 | 0 | 0
RPS v6.20- NY | 695 | 7598 | Generation Constraint in GWh | FALSE | G | Annual | Constraint Shadow Price | US2019$/MWh | 10.624 | 0 | 8.1072 | 0 | 0 | 0 | 0 | 0
RPS v6.20- OH 50% limit | 696 | 7603 | Generation Constraint in GWh | FALSE | G | Annual | Seasons Included | Seasons | Winter, WintShld, Summer | Winter, WintShld, Summer | Winter, WintShld, Summer | Winter, WintShld, Summer | Winter, WintShld, Summer | Winter, WintShld, Summer | Winter, WintShld, Summer | Winter, WintShld, Summer
RPS v6.20- OH 50% limit | 696 | 7603 | Generation Constraint in GWh | FALSE | G | Annual | Standard GWh | GWh | 4996.7548 | 5760.0363 | 6204.5596 | 6279.9119 | 6464.5675 | 6676.3207 | 6916.7536 | 7199.0112
RPS v6.20- OH 50% limit | 696 | 7603 | Generation Constraint in GWh | FALSE | G | Annual | Emissions at Affected Plants | GWh | 4996.7548 | 5760.0363 | 6204.5596 | 6279.9119 | 6464.5675 | 6676.3207 | 6916.7536 | 7199.0112
RPS v6.20- OH 50% limit | 696 | 7603 | Generation Constraint in GWh | FALSE | G | Annual | Allowances Purchased | GWh | 0 | 0 | 0 | 0 | 0 | 0 | 0 | 0
RPS v6.20- OH 50% limit | 696 | 7603 | Generation Constraint in GWh | FALSE | G | Annual | Allowances Sold | GWh | 0 | 0 | 0 | 0 | 0 | 0 | 0 | 0
RPS v6.20- OH 50% limit | 696 | 7603 | Generation Constraint in GWh | FALSE | G | Annual | Allowances Banked | GWh | 0 | 0 | 0 | 0 | 0 | 0 | 0 | 0
RPS v6.20- OH 50% limit | 696 | 7603 | Generation Constraint in GWh | FALSE | G | Annual | Allowances Withdrawn (1:1) | GWh | 0 | 0 | 0 | 0 | 0 | 0 | 0 | 0
RPS v6.20- OH 50% limit | 696 | 7603 | Generation Constraint in GWh | FALSE | G | Annual | Allowances Withdrawn (n:1) | GWh | 0 | 0 | 0 | 0 | 0 | 0 | 0 | 0
RPS v6.20- OH 50% limit | 696 | 7603 | Generation Constraint in GWh | FALSE | G | Annual | Net Emissions Allowance Position | GWh | 4996.7548 | 5760.0363 | 6204.5596 | 6279.9119 | 6464.5675 | 6676.3207 | 6916.7536 | 7199.0112
RPS v6.20- OH 50% limit | 696 | 7603 | Generation Constraint in GWh | FALSE | G | Annual | Fuel Consumed | TBtu | 3.0272 | 4.7183 | 7.4373 | 8.0798 | 9.1545 | 10.9092 | 0 | 0
RPS v6.20- OH 50% limit | 696 | 7603 | Generation Constraint in GWh | FALSE | G | Annual | Heat Rate | MMBtu/MWh | 0.46553 | 0.72559 | 1.1437 | 1.2425 | 1.4078 | 1.634 | 0 | 0
RPS v6.20- OH 50% limit | 696 | 7603 | Generation Constraint in GWh | FALSE | G | Annual | Generation | TWh | 6.5027 | 6.5027 | 6.5027 | 6.5027 | 6.5027 | 6.6763 | 20.2884 | 20.2884
RPS v6.20- OH 50% limit | 696 | 7603 | Generation Constraint in GWh | FALSE | G | Annual | Qualifying Generation | TWh | 4.9968 | 5.76 | 6.2046 | 6.2799 | 6.4646 | 6.6763 | 6.9168 | 7.199
RPS v6.20- OH 50% limit | 696 | 7603 | Generation Constraint in GWh | FALSE | G | Annual | Rate | lb/MWh | 0 | 0 | 0 | 0 | 0 | 0 | 0 | 0
RPS v6.20- OH 50% limit | 696 | 7603 | Generation Constraint in GWh | FALSE | G | Annual | Constraint Shadow Price | US2019$/MWh | 10.624 | 0 | 8.1072 | 0 | 0 | 1.0661 | 0 | 0
RPS v6.20- OR,WA | 697 | 7600 | Generation Constraint in GWh | FALSE | G | Annual | Seasons Included | Seasons | Winter, WintShld, Summer | Winter, WintShld, Summer | Winter, WintShld, Summer | Winter, WintShld, Summer | Winter, WintShld, Summer | Winter, WintShld, Summer | Winter, WintShld, Summer | Winter, WintShld, Summer
RPS v6.20- OR,WA | 697 | 7600 | Generation Constraint in GWh | FALSE | G | Annual | Standard GWh | GWh | 18491.8076 | 22002.6116 | 22381.9543 | 25444.121 | 30598.0549 | 34844.8581 | 37623.0467 | 40028.2934
RPS v6.20- OR,WA | 697 | 7600 | Generation Constraint in GWh | FALSE | G | Annual | Emissions at Affected Plants | GWh | 29269.5414 | 23247.1359 | 23247.3894 | 25444.121 | 30598.0549 | 34844.8581 | 37623.0467 | 40028.2934
RPS v6.20- OR,WA | 697 | 7600 | Generation Constraint in GWh | FALSE | G | Annual | Allowances Purchased | GWh | 0 | 0 | 0 | 0 | 0 | 0 | 0 | 0
RPS v6.20- OR,WA | 697 | 7600 | Generation Constraint in GWh | FALSE | G | Annual | Allowances Sold | GWh | 0 | 0 | 0 | 0 | 0 | 0 | 0 | 0
RPS v6.20- OR,WA | 697 | 7600 | Generation Constraint in GWh | FALSE | G | Annual | Allowances Banked | GWh | 0 | 0 | 0 | 0 | 0 | 0 | 0 | 0
RPS v6.20- OR,WA | 697 | 7600 | Generation Constraint in GWh | FALSE | G | Annual | Allowances Withdrawn (1:1) | GWh | 0 | 0 | 0 | 0 | 0 | 0 | 0 | 0
RPS v6.20- OR,WA | 697 | 7600 | Generation Constraint in GWh | FALSE | G | Annual | Allowances Withdrawn (n:1) | GWh | 0 | 0 | 0 | 0 | 0 | 0 | 0 | 0
RPS v6.20- OR,WA | 697 | 7600 | Generation Constraint in GWh | FALSE | G | Annual | Net Emissions Allowance Position | GWh | 29269.5414 | 23247.1359 | 23247.3894 | 25444.121 | 30598.0549 | 34844.8581 | 37623.0467 | 40028.2934
RPS v6.20- OR,WA | 697 | 7600 | Generation Constraint in GWh | FALSE | G | Annual | Fuel Consumed | TBtu | 7.5882 | 0 | 0.0021586 | 0.00013664 | 4.5868 | 7.0811 | 1.0111 | 0.83092
RPS v6.20- OR,WA | 697 | 7600 | Generation Constraint in GWh | FALSE | G | Annual | Heat Rate | MMBtu/MWh | 0.25925 | 0 | 7.349e-05 | 4.6371e-06 | 0.14207 | 0.19065 | 0.018907 | 0.010387
RPS v6.20- OR,WA | 697 | 7600 | Generation Constraint in GWh | FALSE | G | Annual | Generation | TWh | 29.2695 | 29.2695 | 29.372 | 29.4669 | 32.286 | 37.1426 | 53.4771 | 79.9995
RPS v6.20- OR,WA | 697 | 7600 | Generation Constraint in GWh | FALSE | G | Annual | Qualifying Generation | TWh | 29.2695 | 23.2471 | 23.2474 | 25.4441 | 30.5981 | 34.8449 | 37.623 | 40.0283
RPS v6.20- OR,WA | 697 | 7600 | Generation Constraint in GWh | FALSE | G | Annual | Rate | lb/MWh | 0 | 0 | 0 | 0 | 0 | 0 | 0 | 0
RPS v6.20- OR,WA | 697 | 7600 | Generation Constraint in GWh | FALSE | G | Annual | Constraint Shadow Price | US2019$/MWh | 0 | 0 | 0 | 0 | 0 | 0 | 0 | 0
RPS v6.20- TX | 698 | 7599 | Generation Constraint in GWh | FALSE | G | Annual | Seasons Included | Seasons | Winter, WintShld, Summer | Winter, WintShld, Summer | Winter, WintShld, Summer | Winter, WintShld, Summer | Winter, WintShld, Summer | Winter, WintShld, Summer | Winter, WintShld, Summer | Winter, WintShld, Summer
RPS v6.20- TX | 698 | 7599 | Generation Constraint in GWh | FALSE | G | Annual | Standard GWh | GWh | 18028.08 | 18028.08 | 18028.08 | 18028.08 | 18028.08 | 18028.08 | 18028.08 | 18028.08
RPS v6.20- TX | 698 | 7599 | Generation Constraint in GWh | FALSE | G | Annual | Emissions at Affected Plants | GWh | 160943.5938 | 233909.8743 | 234440.5587 | 240086.465 | 247956.8275 | 253052.8617 | 280902.4933 | 360276.3122
RPS v6.20- TX | 698 | 7599 | Generation Constraint in GWh | FALSE | G | Annual | Allowances Purchased | GWh | 0 | 0 | 0 | 0 | 0 | 0 | 0 | 0
RPS v6.20- TX | 698 | 7599 | Generation Constraint in GWh | FALSE | G | Annual | Allowances Sold | GWh | 0 | 0 | 0 | 0 | 0 | 0 | 0 | 0
RPS v6.20- TX | 698 | 7599 | Generation Constraint in GWh | FALSE | G | Annual | Allowances Banked | GWh | 0 | 0 | 0 | 0 | 0 | 0 | 0 | 0
RPS v6.20- TX | 698 | 7599 | Generation Constraint in GWh | FALSE | G | Annual | Allowances Withdrawn (1:1) | GWh | 0 | 0 | 0 | 0 | 0 | 0 | 0 | 0
RPS v6.20- TX | 698 | 7599 | Generation Constraint in GWh | FALSE | G | Annual | Allowances Withdrawn (n:1) | GWh | 0 | 0 | 0 | 0 | 0 | 0 | 0 | 0
RPS v6.20- TX | 698 | 7599 | Generation Constraint in GWh | FALSE | G | Annual | Net Emissions Allowance Position | GWh | 160943.5938 | 233909.8743 | 234440.5587 | 240086.465 | 247956.8275 | 253052.8617 | 280902.4933 | 360276.3122
RPS v6.20- TX | 698 | 7599 | Generation Constraint in GWh | FALSE | G | Annual | Fuel Consumed | TBtu | 5.9555 | 5.956 | 8.2531 | 8.2399 | 8.3539 | 8.3454 | 28.0949 | 27.7068
RPS v6.20- TX | 698 | 7599 | Generation Constraint in GWh | FALSE | G | Annual | Heat Rate | MMBtu/MWh | 0.036994 | 0.025459 | 0.035197 | 0.034315 | 0.033158 | 0.031482 | 0.095461 | 0.074142
RPS v6.20- TX | 698 | 7599 | Generation Constraint in GWh | FALSE | G | Annual | Generation | TWh | 160.984 | 233.9502 | 234.4813 | 240.1272 | 251.9427 | 265.0841 | 294.3078 | 373.7006
RPS v6.20- TX | 698 | 7599 | Generation Constraint in GWh | FALSE | G | Annual | Qualifying Generation | TWh | 160.9436 | 233.9099 | 234.4406 | 240.0865 | 247.9568 | 253.0529 | 280.9025 | 360.2763
RPS v6.20- TX | 698 | 7599 | Generation Constraint in GWh | FALSE | G | Annual | Rate | lb/MWh | 0 | 0 | 0 | 0 | 0 | 0 | 0 | 0
RPS v6.20- TX | 698 | 7599 | Generation Constraint in GWh | FALSE | G | Annual | Constraint Shadow Price | US2019$/MWh | 0 | 0 | 0 | 0 | 0 | 0 | 0 | 0
RPS v6.20- VA | 699 | 7654 | Generation Constraint in GWh | FALSE | G | Annual | Seasons Included | Seasons | Winter, WintShld, Summer | Winter, WintShld, Summer | Winter, WintShld, Summer | Winter, WintShld, Summer | Winter, WintShld, Summer | Winter, WintShld, Summer | Winter, WintShld, Summer | Winter, WintShld, Summer
RPS v6.20- VA | 699 | 7654 | Generation Constraint in GWh | FALSE | G | Annual | Standard GWh | GWh | 13066.465 | 17648.7576 | 24958.3594 | 30045.8294 | 45841.0174 | 65707.3429 | 88171.6253 | 97861.5571
RPS v6.20- VA | 699 | 7654 | Generation Constraint in GWh | FALSE | G | Annual | Emissions at Affected Plants | GWh | 13066.465 | 31265.475 | 24958.3594 | 30045.8294 | 75141.0504 | 65707.3429 | 88171.6253 | 97861.5571
RPS v6.20- VA | 699 | 7654 | Generation Constraint in GWh | FALSE | G | Annual | Allowances Purchased | GWh | 0 | 0 | 0 | 0 | 0 | 0 | 0 | 0
RPS v6.20- VA | 699 | 7654 | Generation Constraint in GWh | FALSE | G | Annual | Allowances Sold | GWh | 0 | 0 | 0 | 0 | 0 | 0 | 0 | 0
RPS v6.20- VA | 699 | 7654 | Generation Constraint in GWh | FALSE | G | Annual | Allowances Banked | GWh | 0 | 0 | 0 | 0 | 0 | 0 | 0 | 0
RPS v6.20- VA | 699 | 7654 | Generation Constraint in GWh | FALSE | G | Annual | Allowances Withdrawn (1:1) | GWh | 0 | 0 | 0 | 0 | 0 | 0 | 0 | 0
RPS v6.20- VA | 699 | 7654 | Generation Constraint in GWh | FALSE | G | Annual | Allowances Withdrawn (n:1) | GWh | 0 | 0 | 0 | 0 | 0 | 0 | 0 | 0
RPS v6.20- VA | 699 | 7654 | Generation Constraint in GWh | FALSE | G | Annual | Net Emissions Allowance Position | GWh | 13066.465 | 31265.475 | 24958.3594 | 30045.8294 | 75141.0504 | 65707.3429 | 88171.6253 | 97861.5571
RPS v6.20- VA | 699 | 7654 | Generation Constraint in GWh | FALSE | G | Annual | Fuel Consumed | TBtu | 98.1133 | 87.0097 | 86.6025 | 98.732 | 86.9654 | 86.5906 | 86.3711 | 86.5177
RPS v6.20- VA | 699 | 7654 | Generation Constraint in GWh | FALSE | G | Annual | Heat Rate | MMBtu/MWh | 1.5036 | 0.97677 | 0.85388 | 0.7771 | 0.46144 | 0.43596 | 0.37619 | 0.33199
RPS v6.20- VA | 699 | 7654 | Generation Constraint in GWh | FALSE | G | Annual | Generation | TWh | 65.2539 | 89.0794 | 101.4218 | 127.0521 | 188.4649 | 198.619 | 229.5949 | 260.6005
RPS v6.20- VA | 699 | 7654 | Generation Constraint in GWh | FALSE | G | Annual | Qualifying Generation | TWh | 13.0665 | 31.2655 | 24.9584 | 30.0458 | 75.1411 | 65.7073 | 88.1716 | 97.8616
RPS v6.20- VA | 699 | 7654 | Generation Constraint in GWh | FALSE | G | Annual | Rate | lb/MWh | 0 | 0 | 0 | 0 | 0 | 0 | 0 | 0
RPS v6.20- VA | 699 | 7654 | Generation Constraint in GWh | FALSE | G | Annual | Constraint Shadow Price | US2019$/MWh | 10.624 | 0 | 8.1072 | 0 | 0 | 0 | 0 | 0
RPS v6.20- VA - Phase II | 700 | 7655 | Generation Constraint in GWh | FALSE | G | Annual | Seasons Included | Seasons | Winter, WintShld, Summer | Winter, WintShld, Summer | Winter, WintShld, Summer | Winter, WintShld, Summer | Winter, WintShld, Summer | Winter, WintShld, Summer | Winter, WintShld, Summer | Winter, WintShld, Summer
RPS v6.20- VA - Phase II | 700 | 7655 | Generation Constraint in GWh | FALSE | G | Annual | Standard GWh | GWh | 0 | 11941.3698 | 16447.0318 | 19639.698 | 29802.1351 | 42274.2006 | 56951.2902 | 61090.5952
RPS v6.20- VA - Phase II | 700 | 7655 | Generation Constraint in GWh | FALSE | G | Annual | Emissions at Affected Plants | GWh | 0 | 20646.2264 | 27066.7307 | 36442.8425 | 94432.3143 | 101992.8591 | 107345.5925 | 129092.2485
RPS v6.20- VA - Phase II | 700 | 7655 | Generation Constraint in GWh | FALSE | G | Annual | Allowances Purchased | GWh | 0 | 0 | 0 | 0 | 0 | 0 | 0 | 0
RPS v6.20- VA - Phase II | 700 | 7655 | Generation Constraint in GWh | FALSE | G | Annual | Allowances Sold | GWh | 0 | 0 | 0 | 0 | 0 | 0 | 0 | 0
RPS v6.20- VA - Phase II | 700 | 7655 | Generation Constraint in GWh | FALSE | G | Annual | Allowances Banked | GWh | 0 | 0 | 0 | 0 | 0 | 0 | 0 | 0
RPS v6.20- VA - Phase II | 700 | 7655 | Generation Constraint in GWh | FALSE | G | Annual | Allowances Withdrawn (1:1) | GWh | 0 | 0 | 0 | 0 | 0 | 0 | 0 | 0
RPS v6.20- VA - Phase II | 700 | 7655 | Generation Constraint in GWh | FALSE | G | Annual | Allowances Withdrawn (n:1) | GWh | 0 | 0 | 0 | 0 | 0 | 0 | 0 | 0
RPS v6.20- VA - Phase II | 700 | 7655 | Generation Constraint in GWh | FALSE | G | Annual | Net Emissions Allowance Position | GWh | 0 | 20646.2264 | 27066.7307 | 36442.8425 | 94432.3143 | 101992.8591 | 107345.5925 | 129092.2485
RPS v6.20- VA - Phase II | 700 | 7655 | Generation Constraint in GWh | FALSE | G | Annual | Fuel Consumed | TBtu | 0 | 24.5206 | 24.5311 | 24.5311 | 24.5311 | 27.6844 | 29.6704 | 29.7027
RPS v6.20- VA - Phase II | 700 | 7655 | Generation Constraint in GWh | FALSE | G | Annual | Heat Rate | MMBtu/MWh | 0 | 1.1877 | 0.90632 | 0.67314 | 0.25977 | 0.27144 | 0.2764 | 0.23009
RPS v6.20- VA - Phase II | 700 | 7655 | Generation Constraint in GWh | FALSE | G | Annual | Generation | TWh | 0 | 20.6462 | 27.0667 | 36.4428 | 94.4323 | 101.9929 | 107.3456 | 129.0922
RPS v6.20- VA - Phase II | 700 | 7655 | Generation Constraint in GWh | FALSE | G | Annual | Qualifying Generation | TWh | 0 | 20.6462 | 27.0667 | 36.4428 | 94.4323 | 101.9929 | 107.3456 | 129.0922
RPS v6.20- VA - Phase II | 700 | 7655 | Generation Constraint in GWh | FALSE | G | Annual | Rate | lb/MWh | 0 | 0 | 0 | 0 | 0 | 0 | 0 | 0
RPS v6.20- VA - Phase II | 700 | 7655 | Generation Constraint in GWh | FALSE | G | Annual | Constraint Shadow Price | US2019$/MWh | 0 | 0 | 0 | 0 | 0 | 0 | 0 | 0
RPS v6.20- WI | 701 | 7601 | Generation Constraint in GWh | FALSE | G | Annual | Seasons Included | Seasons | Winter, WintShld, Summer | Winter, WintShld, Summer | Winter, WintShld, Summer | Winter, WintShld, Summer | Winter, WintShld, Summer | Winter, WintShld, Summer | Winter, WintShld, Summer | Winter, WintShld, Summer
RPS v6.20- WI | 701 | 7601 | Generation Constraint in GWh | FALSE | G | Annual | Standard GWh | GWh | 6499.8603 | 6583.1596 | 6700.8585 | 6782.0621 | 6979.6252 | 7214.8591 | 7484.4074 | 7790.769
RPS v6.20- WI | 701 | 7601 | Generation Constraint in GWh | FALSE | G | Annual | Emissions at Affected Plants | GWh | 6499.8603 | 6583.1596 | 6700.8585 | 6782.0621 | 6979.6252 | 7214.8591 | 7484.4074 | 7790.769
RPS v6.20- WI | 701 | 7601 | Generation Constraint in GWh | FALSE | G | Annual | Allowances Purchased | GWh | 0 | 0 | 0 | 0 | 0 | 0 | 0 | 0
RPS v6.20- WI | 701 | 7601 | Generation Constraint in GWh | FALSE | G | Annual | Allowances Sold | GWh | 0 | 0 | 0 | 0 | 0 | 0 | 0 | 0
RPS v6.20- WI | 701 | 7601 | Generation Constraint in GWh | FALSE | G | Annual | Allowances Banked | GWh | 0 | 0 | 0 | 0 | 0 | 0 | 0 | 0
RPS v6.20- WI | 701 | 7601 | Generation Constraint in GWh | FALSE | G | Annual | Allowances Withdrawn (1:1) | GWh | 0 | 0 | 0 | 0 | 0 | 0 | 0 | 0
RPS v6.20- WI | 701 | 7601 | Generation Constraint in GWh | FALSE | G | Annual | Allowances Withdrawn (n:1) | GWh | 0 | 0 | 0 | 0 | 0 | 0 | 0 | 0
RPS v6.20- WI | 701 | 7601 | Generation Constraint in GWh | FALSE | G | Annual | Net Emissions Allowance Position | GWh | 6499.8603 | 6583.1596 | 6700.8585 | 6782.0621 | 6979.6252 | 7214.8591 | 7484.4074 | 7790.769
RPS v6.20- WI | 701 | 7601 | Generation Constraint in GWh | FALSE | G | Annual | Fuel Consumed | TBtu | 6.8663 | 6.9324 | 7.8899 | 7.8899 | 7.8899 | 3.1283 | 5.7776 | 0.012926
RPS v6.20- WI | 701 | 7601 | Generation Constraint in GWh | FALSE | G | Annual | Heat Rate | MMBtu/MWh | 1.0564 | 1.0346 | 1.1774 | 1.1633 | 1.1304 | 0.39252 | 0.66007 | 0.00074376
RPS v6.20- WI | 701 | 7601 | Generation Constraint in GWh | FALSE | G | Annual | Generation | TWh | 6.4999 | 6.7009 | 6.7009 | 6.7821 | 6.9796 | 7.9699 | 8.753 | 17.3798
RPS v6.20- WI | 701 | 7601 | Generation Constraint in GWh | FALSE | G | Annual | Qualifying Generation | TWh | 6.4999 | 6.5832 | 6.7009 | 6.7821 | 6.9796 | 7.2149 | 7.4844 | 7.7908
RPS v6.20- WI | 701 | 7601 | Generation Constraint in GWh | FALSE | G | Annual | Rate | lb/MWh | 0 | 0 | 0 | 0 | 0 | 0 | 0 | 0
RPS v6.20- WI | 701 | 7601 | Generation Constraint in GWh | FALSE | G | Annual | Constraint Shadow Price | US2019$/MWh | 6.256 | 0 | 3.3219 | 10.8029 | 2.6014 | 0 | 0 | 0
RPS-CES v6.20- CA | 702 | 7586 | Generation Constraint in GWh | FALSE | G | Annual | Seasons Included | Seasons | Winter, WintShld, Summer | Winter, WintShld, Summer | Winter, WintShld, Summer | Winter, WintShld, Summer | Winter, WintShld, Summer | Winter, WintShld, Summer | Winter, WintShld, Summer | Winter, WintShld, Summer
RPS-CES v6.20- CA | 702 | 7586 | Generation Constraint in GWh | FALSE | G | Annual | Standard GWh | GWh | 98217.1061 | 111973.8203 | 132318.5372 | 145921.3974 | 184382.1777 | 229829.2579 | 281075.922 | 307670.1926
RPS-CES v6.20- CA | 702 | 7586 | Generation Constraint in GWh | FALSE | G | Annual | Emissions at Affected Plants | GWh | 129227.5945 | 173350.5898 | 174178.0917 | 181808.57 | 243306.5502 | 307967.5107 | 381257.1054 | 496272.763
RPS-CES v6.20- CA | 702 | 7586 | Generation Constraint in GWh | FALSE | G | Annual | Allowances Purchased | GWh | 0 | 0 | 0 | 0 | 0 | 0 | 0 | 0
RPS-CES v6.20- CA | 702 | 7586 | Generation Constraint in GWh | FALSE | G | Annual | Allowances Sold | GWh | 0 | 0 | 0 | 0 | 0 | 0 | 0 | 0
RPS-CES v6.20- CA | 702 | 7586 | Generation Constraint in GWh | FALSE | G | Annual | Allowances Banked | GWh | 0 | 0 | 0 | 0 | 0 | 0 | 0 | 0
RPS-CES v6.20- CA | 702 | 7586 | Generation Constraint in GWh | FALSE | G | Annual | Allowances Withdrawn (1:1) | GWh | 0 | 0 | 0 | 0 | 0 | 0 | 0 | 0
RPS-CES v6.20- CA | 702 | 7586 | Generation Constraint in GWh | FALSE | G | Annual | Allowances Withdrawn (n:1) | GWh | 0 | 0 | 0 | 0 | 0 | 0 | 0 | 0
RPS-CES v6.20- CA | 702 | 7586 | Generation Constraint in GWh | FALSE | G | Annual | Net Emissions Allowance Position | GWh | 129227.5945 | 173350.5898 | 174178.0917 | 181808.57 | 243306.5502 | 307967.5107 | 381257.1054 | 496272.763
RPS-CES v6.20- CA | 702 | 7586 | Generation Constraint in GWh | FALSE | G | Annual | Fuel Consumed | TBtu | 184.9866 | 252.2147 | 327.4671 | 301.8908 | 280.8573 | 275.7598 | 317.1627 | 340.509
RPS-CES v6.20- CA | 702 | 7586 | Generation Constraint in GWh | FALSE | G | Annual | Heat Rate | MMBtu/MWh | 0.90133 | 1.0865 | 1.3865 | 1.2119 | 0.88502 | 0.71207 | 0.67463 | 0.57089
RPS-CES v6.20- CA | 702 | 7586 | Generation Constraint in GWh | FALSE | G | Annual | Generation | TWh | 205.2372 | 232.135 | 236.1815 | 249.0959 | 317.3442 | 387.2625 | 470.129 | 596.4547
RPS-CES v6.20- CA | 702 | 7586 | Generation Constraint in GWh | FALSE | G | Annual | Qualifying Generation | TWh | 129.2276 | 173.3506 | 174.1781 | 181.8086 | 243.3066 | 307.9675 | 381.2571 | 496.2728
RPS-CES v6.20- CA | 702 | 7586 | Generation Constraint in GWh | FALSE | G | Annual | Rate | lb/MWh | 0 | 0 | 0 | 0 | 0 | 0 | 0 | 0
RPS-CES v6.20- CA | 702 | 7586 | Generation Constraint in GWh | FALSE | G | Annual | Constraint Shadow Price | US2019$/MWh | 0 | 0 | 0 | 0 | 0 | 0 | 0 | 0
RPS-CES v6.20- CA In-State limit | 703 | 7659 | Generation Constraint in GWh | FALSE | G | Annual | Seasons Included | Seasons | Winter, WintShld, Summer | Winter, WintShld, Summer | Winter, WintShld, Summer | Winter, WintShld, Summer | Winter, WintShld, Summer | Winter, WintShld, Summer | Winter, WintShld, Summer | Winter, WintShld, Summer
RPS-CES v6.20- CA In-State limit | 703 | 7659 | Generation Constraint in GWh | FALSE | G | Annual | Standard GWh | GWh | 73662.8296 | 83980.3652 | 99238.9029 | 109441.0481 | 138286.6332 | 172371.9434 | 210806.9415 | 230752.6444
RPS-CES v6.20- CA In-State limit | 703 | 7659 | Generation Constraint in GWh | FALSE | G | Annual | Emissions at Affected Plants | GWh | 85612.1172 | 95325.5301 | 99238.9029 | 109441.0481 | 165778.497 | 213479.296 | 252508.0347 | 298327.4671
RPS-CES v6.20- CA In-State limit | 703 | 7659 | Generation Constraint in GWh | FALSE | G | Annual | Allowances Purchased | GWh | 0 | 0 | 0 | 0 | 0 | 0 | 0 | 0
RPS-CES v6.20- CA In-State limit | 703 | 7659 | Generation Constraint in GWh | FALSE | G | Annual | Allowances Sold | GWh | 0 | 0 | 0 | 0 | 0 | 0 | 0 | 0
RPS-CES v6.20- CA In-State limit | 703 | 7659 | Generation Constraint in GWh | FALSE | G | Annual | Allowances Banked | GWh | 0 | 0 | 0 | 0 | 0 | 0 | 0 | 0
RPS-CES v6.20- CA In-State limit | 703 | 7659 | Generation Constraint in GWh | FALSE | G | Annual | Allowances Withdrawn (1:1) | GWh | 0 | 0 | 0 | 0 | 0 | 0 | 0 | 0
RPS-CES v6.20- CA In-State limit | 703 | 7659 | Generation Constraint in GWh | FALSE | G | Annual | Allowances Withdrawn (n:1) | GWh | 0 | 0 | 0 | 0 | 0 | 0 | 0 | 0
RPS-CES v6.20- CA In-State limit | 703 | 7659 | Generation Constraint in GWh | FALSE | G | Annual | Net Emissions Allowance Position | GWh | 85612.1172 | 95325.5301 | 99238.9029 | 109441.0481 | 165778.497 | 213479.296 | 252508.0347 | 298327.4671
RPS-CES v6.20- CA In-State limit | 703 | 7659 | Generation Constraint in GWh | FALSE | G | Annual | Fuel Consumed | TBtu | 174.723 | 191.001 | 288.9904 | 274.8329 | 256.8135 | 249.4556 | 276.7605 | 265.0108
RPS-CES v6.20- CA In-State limit | 703 | 7659 | Generation Constraint in GWh | FALSE | G | Annual | Heat Rate | MMBtu/MWh | 2.0409 | 2.0037 | 2.9121 | 2.5112 | 1.5491 | 1.1685 | 1.096 | 0.88832
RPS-CES v6.20- CA In-State limit | 703 | 7659 | Generation Constraint in GWh | FALSE | G | Annual | Generation | TWh | 85.6121 | 95.3255 | 99.2389 | 109.441 | 165.7785 | 213.4793 | 252.508 | 298.3275
RPS-CES v6.20- CA In-State limit | 703 | 7659 | Generation Constraint in GWh | FALSE | G | Annual | Qualifying Generation | TWh | 85.6121 | 95.3255 | 99.2389 | 109.441 | 165.7785 | 213.4793 | 252.508 | 298.3275
RPS-CES v6.20- CA In-State limit | 703 | 7659 | Generation Constraint in GWh | FALSE | G | Annual | Rate | lb/MWh | 0 | 0 | 0 | 0 | 0 | 0 | 0 | 0
RPS-CES v6.20- CA In-State limit | 703 | 7659 | Generation Constraint in GWh | FALSE | G | Annual | Constraint Shadow Price | US2019$/MWh | 0 | 0 | 24.2434 | 8.2446 | 0 | 0 | 0 | 0
RPS-CES v6.20 Fossil Dispatch Limit - CA | 704 | 7667 | Generation Constraint in GWh | FALSE | L | Annual | Seasons Included | Seasons | Winter, WintShld, Summer | Winter, WintShld, Summer | Winter, WintShld, Summer | Winter, WintShld, Summer | Winter, WintShld, Summer | Winter, WintShld, Summer | Winter, WintShld, Summer | Winter, WintShld, Summer
RPS-CES v6.20 Fossil Dispatch Limit - CA | 704 | 7667 | Generation Constraint in GWh | FALSE | L | Annual | Standard GWh | GWh | 0 | 0 | 139719.413 | 126457.4716 | 94784.7144 | 63472.7492 | 28911.0645 | 22976.8956
RPS-CES v6.20 Fossil Dispatch Limit - CA | 704 | 7667 | Generation Constraint in GWh | FALSE | L | Annual | Emissions at Affected Plants | GWh | 0 | 0 | 128412.4186 | 103841.1642 | 92520.8382 | 63472.7492 | 28911.0645 | 22976.8956
RPS-CES v6.20 Fossil Dispatch Limit - CA | 704 | 7667 | Generation Constraint in GWh | FALSE | L | Annual | Allowances Purchased | GWh | 0 | 0 | 0 | 0 | 0 | 0 | 0 | 0
RPS-CES v6.20 Fossil Dispatch Limit - CA | 704 | 7667 | Generation Constraint in GWh | FALSE | L | Annual | Allowances Sold | GWh | 0 | 0 | 0 | 0 | 0 | 0 | 0 | 0
RPS-CES v6.20 Fossil Dispatch Limit - CA | 704 | 7667 | Generation Constraint in GWh | FALSE | L | Annual | Allowances Banked | GWh | 0 | 0 | 0 | 0 | 0 | 0 | 0 | 0
RPS-CES v6.20 Fossil Dispatch Limit - CA | 704 | 7667 | Generation Constraint in GWh | FALSE | L | Annual | Allowances Withdrawn (1:1) | GWh | 0 | 0 | 0 | 0 | 0 | 0 | 0 | 0
RPS-CES v6.20 Fossil Dispatch Limit - CA | 704 | 7667 | Generation Constraint in GWh | FALSE | L | Annual | Allowances Withdrawn (n:1) | GWh | 0 | 0 | 0 | 0 | 0 | 0 | 0 | 0
RPS-CES v6.20 Fossil Dispatch Limit - CA | 704 | 7667 | Generation Constraint in GWh | FALSE | L | Annual | Net Emissions Allowance Position | GWh | 0 | 0 | 128412.4186 | 103841.1642 | 92520.8382 | 63472.7492 | 28911.0645 | 22976.8956
RPS-CES v6.20 Fossil Dispatch Limit - CA | 704 | 7667 | Generation Constraint in GWh | FALSE | L | Annual | Fuel Consumed | TBtu | 0 | 0 | 989.2577 | 801.6666 | 703.9662 | 494.9106 | 222.1759 | 176.6848
RPS-CES v6.20 Fossil Dispatch Limit - CA | 704 | 7667 | Generation Constraint in GWh | FALSE | L | Annual | Heat Rate | MMBtu/MWh | 0 | 0 | 7.6545 | 7.6284 | 7.1928 | 6.3509 | 4.3218 | 3.8286
RPS-CES v6.20 Fossil Dispatch Limit - CA | 704 | 7667 | Generation Constraint in GWh | FALSE | L | Annual | Generation | TWh | 0 | 0 | 129.2388 | 105.0896 | 97.8704 | 77.9278 | 51.4082 | 46.1491
RPS-CES v6.20 Fossil Dispatch Limit - CA | 704 | 7667 | Generation Constraint in GWh | FALSE | L | Annual | Qualifying Generation | TWh | 0 | 0 | 128.4124 | 103.8412 | 92.5208 | 63.4727 | 28.9111 | 22.9769
RPS-CES v6.20 Fossil Dispatch Limit - CA | 704 | 7667 | Generation Constraint in GWh | FALSE | L | Annual | Rate | lb/MWh | 0 | 0 | 0 | 0 | 0 | 0 | 0 | 0
RPS-CES v6.20 Fossil Dispatch Limit - CA | 704 | 7667 | Generation Constraint in GWh | FALSE | L | Annual | Constraint Shadow Price | US2019$/MWh | 0 | 0 | 0 | 0 | 0 | 0.21195 | 20.4885 | 18.2201
RPS-CES v6.20 Fossil Dispatch Limit - CO | 705 | 7668 | Generation Constraint in GWh | FALSE | L | Annual | Seasons Included | Seasons | Winter, WintShld, Summer | Winter, WintShld, Summer | Winter, WintShld, Summer | Winter, WintShld, Summer | Winter, WintShld, Summer | Winter, WintShld, Summer | Winter, WintShld, Summer | Winter, WintShld, Summer
RPS-CES v6.20 Fossil Dispatch Limit - CO | 705 | 7668 | Generation Constraint in GWh | FALSE | L | Annual | Standard GWh | GWh | 0 | 0 | 0 | 0 | 0 | 0 | 0 | 45416.5554
RPS-CES v6.20 Fossil Dispatch Limit - CO | 705 | 7668 | Generation Constraint in GWh | FALSE | L | Annual | Emissions at Affected Plants | GWh | 0 | 0 | 0 | 0 | 0 | 0 | 0 | 28896.1986
RPS-CES v6.20 Fossil Dispatch Limit - CO | 705 | 7668 | Generation Constraint in GWh | FALSE | L | Annual | Allowances Purchased | GWh | 0 | 0 | 0 | 0 | 0 | 0 | 0 | 0
RPS-CES v6.20 Fossil Dispatch Limit - CO | 705 | 7668 | Generation Constraint in GWh | FALSE | L | Annual | Allowances Sold | GWh | 0 | 0 | 0 | 0 | 0 | 0 | 0 | 0
RPS-CES v6.20 Fossil Dispatch Limit - CO | 705 | 7668 | Generation Constraint in GWh | FALSE | L | Annual | Allowances Banked | GWh | 0 | 0 | 0 | 0 | 0 | 0 | 0 | 0
RPS-CES v6.20 Fossil Dispatch Limit - CO | 705 | 7668 | Generation Constraint in GWh | FALSE | L | Annual | Allowances Withdrawn (1:1) | GWh | 0 | 0 | 0 | 0 | 0 | 0 | 0 | 0
RPS-CES v6.20 Fossil Dispatch Limit - CO | 705 | 7668 | Generation Constraint in GWh | FALSE | L | Annual | Allowances Withdrawn (n:1) | GWh | 0 | 0 | 0 | 0 | 0 | 0 | 0 | 0
RPS-CES v6.20 Fossil Dispatch Limit - CO | 705 | 7668 | Generation Constraint in GWh | FALSE | L | Annual | Net Emissions Allowance Position | GWh | 0 | 0 | 0 | 0 | 0 | 0 | 0 | 28896.1986
RPS-CES v6.20 Fossil Dispatch Limit - CO | 705 | 7668 | Generation Constraint in GWh | FALSE | L | Annual | Fuel Consumed | TBtu | 0 | 0 | 0 | 0 | 0 | 0 | 0 | 278.3426
RPS-CES v6.20 Fossil Dispatch Limit - CO | 705 | 7668 | Generation Constraint in GWh | FALSE | L | Annual | Heat Rate | MMBtu/MWh | 0 | 0 | 0 | 0 | 0 | 0 | 0 | 9.6325
RPS-CES v6.20 Fossil Dispatch Limit - CO | 705 | 7668 | Generation Constraint in GWh | FALSE | L | Annual | Generation | TWh | 0 | 0 | 0 | 0 | 0 | 0 | 0 | 28.8962
RPS-CES v6.20 Fossil Dispatch Limit - CO | 705 | 7668 | Generation Constraint in GWh | FALSE | L | Annual | Qualifying Generation | TWh | 0 | 0 | 0 | 0 | 0 | 0 | 0 | 28.8962
RPS-CES v6.20 Fossil Dispatch Limit - CO | 705 | 7668 | Generation Constraint in GWh | FALSE | L | Annual | Rate | lb/MWh | 0 | 0 | 0 | 0 | 0 | 0 | 0 | 0
RPS-CES v6.20 Fossil Dispatch Limit - CO | 705 | 7668 | Generation Constraint in GWh | FALSE | L | Annual | Constraint Shadow Price | US2019$/MWh | 0 | 0 | 0 | 0 | 0 | 0 | 0 | 0
RPS-CES v6.20 Fossil Dispatch Limit - NM | 706 | 7669 | Generation Constraint in GWh | FALSE | L | Annual | Seasons Included | Seasons | Winter, WintShld, Summer | Winter, WintShld, Summer | Winter, WintShld, Summer | Winter, WintShld, Summer | Winter, WintShld, Summer | Winter, WintShld, Summer | Winter, WintShld, Summer | Winter, WintShld, Summer
RPS-CES v6.20 Fossil Dispatch Limit - NM | 706 | 7669 | Generation Constraint in GWh | FALSE | L | Annual | Standard GWh | GWh | 0 | 0 | 0 | 0 | 12623.2819 | 10248.2227 | 10471.448 | 5381.4995
RPS-CES v6.20 Fossil Dispatch Limit - NM | 706 | 7669 | Generation Constraint in GWh | FALSE | L | Annual | Emissions at Affected Plants | GWh | 0 | 0 | 0 | 0 | 12623.2819 | 10248.2227 | 10471.448 | 5381.4995
RPS-CES v6.20 Fossil Dispatch Limit - NM | 706 | 7669 | Generation Constraint in GWh | FALSE | L | Annual | Allowances Purchased | GWh | 0 | 0 | 0 | 0 | 0 | 0 | 0 | 0
RPS-CES v6.20 Fossil Dispatch Limit - NM | 706 | 7669 | Generation Constraint in GWh | FALSE | L | Annual | Allowances Sold | GWh | 0 | 0 | 0 | 0 | 0 | 0 | 0 | 0
RPS-CES v6.20 Fossil Dispatch Limit - NM | 706 | 7669 | Generation Constraint in GWh | FALSE | L | Annual | Allowances Banked | GWh | 0 | 0 | 0 | 0 | 0 | 0 | 0 | 0
RPS-CES v6.20 Fossil Dispatch Limit - NM | 706 | 7669 | Generation Constraint in GWh | FALSE | L | Annual | Allowances Withdrawn (1:1) | GWh | 0 | 0 | 0 | 0 | 0 | 0 | 0 | 0
RPS-CES v6.20 Fossil Dispatch Limit - NM | 706 | 7669 | Generation Constraint in GWh | FALSE | L | Annual | Allowances Withdrawn (n:1) | GWh | 0 | 0 | 0 | 0 | 0 | 0 | 0 | 0
RPS-CES v6.20 Fossil Dispatch Limit - NM | 706 | 7669 | Generation Constraint in GWh | FALSE | L | Annual | Net Emissions Allowance Position | GWh | 0 | 0 | 0 | 0 | 12623.2819 | 10248.2227 | 10471.448 | 5381.4995
RPS-CES v6.20 Fossil Dispatch Limit - NM | 706 | 7669 | Generation Constraint in GWh | FALSE | L | Annual | Fuel Consumed | TBtu | 0 | 0 | 0 | 0 | 131.6848 | 112.7236 | 114.2396 | 65.211
RPS-CES v6.20 Fossil Dispatch Limit - NM | 706 | 7669 | Generation Constraint in GWh | FALSE | L | Annual | Heat Rate | MMBtu/MWh | 0 | 0 | 0 | 0 | 10.3242 | 10.8454 | 10.7587 | 12.0989
RPS-CES v6.20 Fossil Dispatch Limit - NM | 706 | 7669 | Generation Constraint in GWh | FALSE | L | Annual | Generation | TWh | 0 | 0 | 0 | 0 | 12.7549 | 10.3937 | 10.6183 | 5.3898
RPS-CES v6.20 Fossil Dispatch Limit - NM | 706 | 7669 | Generation Constraint in GWh | FALSE | L | Annual | Qualifying Generation | TWh | 0 | 0 | 0 | 0 | 12.6233 | 10.2482 | 10.4714 | 5.3815
RPS-CES v6.20 Fossil Dispatch Limit - NM | 706 | 7669 | Generation Constraint in GWh | FALSE | L | Annual | Rate | lb/MWh | 0 | 0 | 0 | 0 | 0 | 0 | 0 | 0
RPS-CES v6.20 Fossil Dispatch Limit - NM | 706 | 7669 | Generation Constraint in GWh | FALSE | L | Annual | Constraint Shadow Price | US2019$/MWh | 0 | 0 | 0 | 0 | 1.5494 | 2.7097 | 1.5422 | 16.0304
RPS-CES v6.20 Fossil Dispatch Limit - NV | 707 | 7670 | Generation Constraint in GWh | FALSE | L | Annual | Seasons Included | Seasons | Winter, WintShld, Summer | Winter, WintShld, Summer | Winter, WintShld, Summer | Winter, WintShld, Summer | Winter, WintShld, Summer | Winter, WintShld, Summer | Winter, WintShld, Summer | Winter, WintShld, Summer
RPS-CES v6.20 Fossil Dispatch Limit - NV | 707 | 7670 | Generation Constraint in GWh | FALSE | L | Annual | Standard GWh | GWh | 0 | 0 | 0 | 0 | 0 | 0 | 0 | 5046.916
RPS-CES v6.20 Fossil Dispatch Limit - NV | 707 | 7670 | Generation Constraint in GWh | FALSE | L | Annual | Emissions at Affected Plants | GWh | 0 | 0 | 0 | 0 | 0 | 0 | 0 | 5046.916
RPS-CES v6.20 Fossil Dispatch Limit - NV | 707 | 7670 | Generation Constraint in GWh | FALSE | L | Annual | Allowances Purchased | GWh | 0 | 0 | 0 | 0 | 0 | 0 | 0 | 0
RPS-CES v6.20 Fossil Dispatch Limit - NV | 707 | 7670 | Generation Constraint in GWh | FALSE | L | Annual | Allowances Sold | GWh | 0 | 0 | 0 | 0 | 0 | 0 | 0 | 0
RPS-CES v6.20 Fossil Dispatch Limit - NV | 707 | 7670 | Generation Constraint in GWh | FALSE | L | Annual | Allowances Banked | GWh | 0 | 0 | 0 | 0 | 0 | 0 | 0 | 0
RPS-CES v6.20 Fossil Dispatch Limit - NV | 707 | 7670 | Generation Constraint in GWh | FALSE | L | Annual | Allowances Withdrawn (1:1) | GWh | 0 | 0 | 0 | 0 | 0 | 0 | 0 | 0
RPS-CES v6.20 Fossil Dispatch Limit - NV | 707 | 7670 | Generation Constraint in GWh | FALSE | L | Annual | Allowances Withdrawn (n:1) | GWh | 0 | 0 | 0 | 0 | 0 | 0 | 0 | 0
RPS-CES v6.20 Fossil Dispatch Limit - NV | 707 | 7670 | Generation Constraint in GWh | FALSE | L | Annual | Net Emissions Allowance Position | GWh | 0 | 0 | 0 | 0 | 0 | 0 | 0 | 5046.916
RPS-CES v6.20 Fossil Dispatch Limit - NV | 707 | 7670 | Generation Constraint in GWh | FALSE | L | Annual | Fuel Consumed | TBtu | 0 | 0 | 0 | 0 | 0 | 0 | 0 | 38.4694
RPS-CES v6.20 Fossil Dispatch Limit - NV | 707 | 7670 | Generation Constraint in GWh | FALSE | L | Annual | Heat Rate | MMBtu/MWh | 0 | 0 | 0 | 0 | 0 | 0 | 0 | 7.6216
RPS-CES v6.20 Fossil Dispatch Limit - NV | 707 | 7670 | Generation Constraint in GWh | FALSE | L | Annual | Generation | TWh | 0 | 0 | 0 | 0 | 0 | 0 | 0 | 5.0474
RPS-CES v6.20 Fossil Dispatch Limit - NV | 707 | 7670 | Generation Constraint in GWh | FALSE | L | Annual | Qualifying Generation | TWh | 0 | 0 | 0 | 0 | 0 | 0 | 0 | 5.0469
RPS-CES v6.20 Fossil Dispatch Limit - NV | 707 | 7670 | Generation Constraint in GWh | FALSE | L | Annual | Rate | lb/MWh | 0 | 0 | 0 | 0 | 0 | 0 | 0 | 0
RPS-CES v6.20 Fossil Dispatch Limit - NV | 707 | 7670 | Generation Constraint in GWh | FALSE | L | Annual | Constraint Shadow Price | US2019$/MWh | 0 | 0 | 0 | 0 | 0 | 0 | 0 | 7.0004
RPS-CES v6.20 Fossil Dispatch Limit - NY | 708 | 7671 | Generation Constraint in GWh | FALSE | L | Annual | Seasons Included | Seasons | Winter, WintShld, Summer | Winter, WintShld, Summer | Winter, WintShld, Summer | Winter, WintShld, Summer | Winter, WintShld, Summer | Winter, WintShld, Summer | Winter, WintShld, Summer | Winter, WintShld, Summer
RPS-CES v6.20 Fossil Dispatch Limit - NY | 708 | 7671 | Generation Constraint in GWh | FALSE | L | Annual | Standard GWh | GWh | 0 | 0 | 65932.3907 | 53801.6204 | 54882.5845 | 10665.2516 | 10991.8788 | 11522.3847
RPS-CES v6.20 Fossil Dispatch Limit - NY | 708 | 7671 | Generation Constraint in GWh | FALSE | L | Annual | Emissions at Affected Plants | GWh | 0 | 0 | 52302.408 | 53801.6203 | 36991.8214 | 10665.2516 | 10991.8788 | 11522.3847
RPS-CES v6.20 Fossil Dispatch Limit - NY | 708 | 7671 | Generation Constraint in GWh | FALSE | L | Annual | Allowances Purchased | GWh | 0 | 0 | 0 | 0 | 0 | 0 | 0 | 0
RPS-CES v6.20 Fossil Dispatch Limit - NY | 708 | 7671 | Generation Constraint in GWh | FALSE | L | Annual | Allowances Sold | GWh | 0 | 0 | 0 | 0 | 0 | 0 | 0 | 0
RPS-CES v6.20 Fossil Dispatch Limit - NY | 708 | 7671 | Generation Constraint in GWh | FALSE | L | Annual | Allowances Banked | GWh | 0 | 0 | 0 | 0 | 0 | 0 | 0 | 0
RPS-CES v6.20 Fossil Dispatch Limit - NY | 708 | 7671 | Generation Constraint in GWh | FALSE | L | Annual | Allowances Withdrawn (1:1) | GWh | 0 | 0 | 0 | 0 | 0 | 0 | 0 | 0
RPS-CES v6.20 Fossil Dispatch Limit - NY | 708 | 7671 | Generation Constraint in GWh | FALSE | L | Annual | Allowances Withdrawn (n:1) | GWh | 0 | 0 | 0 | 0 | 0 | 0 | 0 | 0
RPS-CES v6.20 Fossil Dispatch Limit - NY | 708 | 7671 | Generation Constraint in GWh | FALSE | L | Annual | Net Emissions Allowance Position | GWh | 0 | 0 | 52302.408 | 53801.6203 | 36991.8214 | 10665.2516 | 10991.8788 | 11522.3847
RPS-CES v6.20 Fossil Dispatch Limit - NY | 708 | 7671 | Generation Constraint in GWh | FALSE | L | Annual | Fuel Consumed | TBtu | 0 | 0 | 390.1346 | 394.9487 | 265.5252 | 75.1055 | 77.6797 | 82.6974
RPS-CES v6.20 Fossil Dispatch Limit - NY | 708 | 7671 | Generation Constraint in GWh | FALSE | L | Annual | Heat Rate | MMBtu/MWh | 0 | 0 | 7.455 | 7.337 | 7.1742 | 7.0353 | 7.0411 | 7.1147
RPS-CES v6.20 Fossil Dispatch Limit - NY | 708 | 7671 | Generation Constraint in GWh | FALSE | L | Annual | Generation | TWh | 0 | 0 | 52.3322 | 53.8297 | 37.011 | 10.6755 | 11.0324 | 11.6234
RPS-CES v6.20 Fossil Dispatch Limit - NY | 708 | 7671 | Generation Constraint in GWh | FALSE | L | Annual | Qualifying Generation | TWh | 0 | 0 | 52.3024 | 53.8016 | 36.9918 | 10.6653 | 10.9919 | 11.5224
RPS-CES v6.20 Fossil Dispatch Limit - NY | 708 | 7671 | Generation Constraint in GWh | FALSE | L | Annual | Rate | lb/MWh | 0 | 0 | 0 | 0 | 0 | 0 | 0 | 0
RPS-CES v6.20 Fossil Dispatch Limit - NY | 708 | 7671 | Generation Constraint in GWh | FALSE | L | Annual | Constraint Shadow Price | US2019$/MWh | 0 | 0 | 0 | 1.237 | 0 | 6.104 | 6.288 | 6.0545
RPS-CES v6.20 Fossil Dispatch Limit - VA | 709 | 7672 | Generation Constraint in GWh | FALSE | L | Annual | Seasons Included | Seasons | Winter, WintShld, Summer | Winter, WintShld, Summer | Winter, WintShld, Summer | Winter, WintShld, Summer | Winter, WintShld, Summer | Winter, WintShld, Summer | Winter, WintShld, Summer | Winter, WintShld, Summer
RPS-CES v6.20 Fossil Dispatch Limit - VA | 709 | 7672 | Generation Constraint in GWh | FALSE | L | Annual | Standard GWh | GWh | 0 | 0 | 0 | 0 | 0 | 58892.1662 | 38793.1178 | 37110.614
RPS-CES v6.20 Fossil Dispatch Limit - VA | 709 | 7672 | Generation Constraint in GWh | FALSE | L | Annual | Emissions at Affected Plants | GWh | 0 | 0 | 0 | 0 | 0 | 58892.1662 | 38793.1178 | 11807.1199
RPS-CES v6.20 Fossil Dispatch Limit - VA | 709 | 7672 | Generation Constraint in GWh | FALSE | L | Annual | Allowances Purchased | GWh | 0 | 0 | 0 | 0 | 0 | 0 | 0 | 0
RPS-CES v6.20 Fossil Dispatch Limit - VA | 709 | 7672 | Generation Constraint in GWh | FALSE | L | Annual | Allowances Sold | GWh | 0 | 0 | 0 | 0 | 0 | 0 | 0 | 0
RPS-CES v6.20 Fossil Dispatch Limit - VA | 709 | 7672 | Generation Constraint in GWh | FALSE | L | Annual | Allowances Banked | GWh | 0 | 0 | 0 | 0 | 0 | 0 | 0 | 0
RPS-CES v6.20 Fossil Dispatch Limit - VA | 709 | 7672 | Generation Constraint in GWh | FALSE | L | Annual | Allowances Withdrawn (1:1) | GWh | 0 | 0 | 0 | 0 | 0 | 0 | 0 | 0
RPS-CES v6.20 Fossil Dispatch Limit - VA | 709 | 7672 | Generation Constraint in GWh | FALSE | L | Annual | Allowances Withdrawn (n:1) | GWh | 0 | 0 | 0 | 0 | 0 | 0 | 0 | 0
RPS-CES v6.20 Fossil Dispatch Limit - VA | 709 | 7672 | Generation Constraint in GWh | FALSE | L | Annual | Net Emissions Allowance Position | GWh | 0 | 0 | 0 | 0 | 0 | 58892.1662 | 38793.1178 | 11807.1199
RPS-CES v6.20 Fossil Dispatch Limit - VA | 709 | 7672 | Generation Constraint in GWh | FALSE | L | Annual | Fuel Consumed | TBtu | 0 | 0 | 0 | 0 | 0 | 426.8907 | 277.4925 | 82.9726
RPS-CES v6.20 Fossil Dispatch Limit - VA | 709 | 7672 | Generation Constraint in GWh | FALSE | L | Annual | Heat Rate | MMBtu/MWh | 0 | 0 | 0 | 0 | 0 | 5.8224 | 3.2688 | 0.48203
RPS-CES v6.20 Fossil Dispatch Limit - VA | 709 | 7672 | Generation Constraint in GWh | FALSE | L | Annual | Generation | TWh | 0 | 0 | 0 | 0 | 0 | 73.3185 | 84.8915 | 172.1302
RPS-CES v6.20 Fossil Dispatch Limit - VA | 709 | 7672 | Generation Constraint in GWh | FALSE | L | Annual | Qualifying Generation | TWh | 0 | 0 | 0 | 0 | 0 | 58.8922 | 38.7931 | 11.8071
RPS-CES v6.20 Fossil Dispatch Limit - VA | 709 | 7672 | Generation Constraint in GWh | FALSE | L | Annual | Rate | lb/MWh | 0 | 0 | 0 | 0 | 0 | 0 | 0 | 0
RPS-CES v6.20 Fossil Dispatch Limit - VA | 709 | 7672 | Generation Constraint in GWh | FALSE | L | Annual | Constraint Shadow Price | US2019$/MWh | 0 | 0 | 0 | 0 | 0 | 1.6133 | 5.3945 | 0
RPS-CES v6.20 Fossil Dispatch Limit - WA | 710 | 7673 | Generation Constraint in GWh | FALSE | L | Annual | Seasons Included | Seasons | Winter, WintShld, Summer | Winter, WintShld, Summer | Winter, WintShld, Summer | Winter, WintShld, Summer | Winter, WintShld, Summer | Winter, WintShld, Summer | Winter, WintShld, Summer | Winter, WintShld, Summer
RPS-CES v6.20 Fossil Dispatch Limit - WA | 710 | 7673 | Generation Constraint in GWh | FALSE | L | Annual | Standard GWh | GWh | 0 | 0 | 0 | 9318.7871 | 9769.5273 | 10451.1024 | 11282.4206 | 12181.5398
RPS-CES v6.20 Fossil Dispatch Limit - WA | 710 | 7673 | Generation Constraint in GWh | FALSE | L | Annual | Emissions at Affected Plants | GWh | 0 | 0 | 0 | 7747.8035 | 9260.3377 | 10451.1024 | 11282.4206 | 7538.7011
RPS-CES v6.20 Fossil Dispatch Limit - WA | 710 | 7673 | Generation Constraint in GWh | FALSE | L | Annual | Allowances Purchased | GWh | 0 | 0 | 0 | 0 | 0 | 0 | 0 | 0
RPS-CES v6.20 Fossil Dispatch Limit - WA | 710 | 7673 | Generation Constraint in GWh | FALSE | L | Annual | Allowances Sold | GWh | 0 | 0 | 0 | 0 | 0 | 0 | 0 | 0
RPS-CES v6.20 Fossil Dispatch Limit - WA | 710 | 7673 | Generation Constraint in GWh | FALSE | L | Annual | Allowances Banked | GWh | 0 | 0 | 0 | 0 | 0 | 0 | 0 | 0
RPS-CES v6.20 Fossil Dispatch Limit - WA | 710 | 7673 | Generation Constraint in GWh | FALSE | L | Annual | Allowances Withdrawn (1:1) | GWh | 0 | 0 | 0 | 0 | 0 | 0 | 0 | 0
RPS-CES v6.20 Fossil Dispatch Limit - WA | 710 | 7673 | Generation Constraint in GWh | FALSE | L | Annual | Allowances Withdrawn (n:1) | GWh | 0 | 0 | 0 | 0 | 0 | 0 | 0 | 0
RPS-CES v6.20 Fossil Dispatch Limit - WA | 710 | 7673 | Generation Constraint in GWh | FALSE | L | Annual | Net Emissions Allowance Position | GWh | 0 | 0 | 0 | 7747.8035 | 9260.3377 | 10451.1024 | 11282.4206 | 7538.7011
RPS-CES v6.20 Fossil Dispatch Limit - WA | 710 | 7673 | Generation Constraint in GWh | FALSE | L | Annual | Fuel Consumed | TBtu | 0 | 0 | 0 | 59.5321 | 75.3866 | 90.0321 | 98.442 | 67.0045
RPS-CES v6.20 Fossil Dispatch Limit - WA | 710 | 7673 | Generation Constraint in GWh | FALSE | L | Annual | Heat Rate | MMBtu/MWh | 0 | 0 | 0 | 7.6403 | 7.1625 | 6.952 | 6.7701 | 6.6559
RPS-CES v6.20 Fossil Dispatch Limit - WA | 710 | 7673 | Generation Constraint in GWh | FALSE | L | Annual | Generation | TWh | 0 | 0 | 0 | 7.7918 | 10.5251 | 12.9504 | 14.5407 | 10.0669
RPS-CES v6.20 Fossil Dispatch Limit - WA | 710 | 7673 | Generation Constraint in GWh | FALSE | L | Annual | Qualifying Generation | TWh | 0 | 0 | 0 | 7.7478 | 9.2603 | 10.4511 | 11.2824 | 7.5387
RPS-CES v6.20 Fossil Dispatch Limit - WA | 710 | 7673 | Generation Constraint in GWh | FALSE | L | Annual | Rate | lb/MWh | 0 | 0 | 0 | 0 | 0 | 0 | 0 | 0
RPS-CES v6.20 Fossil Dispatch Limit - WA | 710 | 7673 | Generation Constraint in GWh | FALSE | L | Annual | Constraint Shadow Price | US2019$/MWh | 0 | 0 | 0 | 0 | 0 | 0.65948 | 0.53761 | 0
Texas BART FIP v6.17 | 711 | 7538 | Rate Constraint in MTons | FALSE | L | Annual | Seasons Included | Seasons | Winter, WintShld, Summer | Winter, WintShld, Summer | Winter, WintShld, Summer | Winter, WintShld, Summer | Winter, WintShld, Summer | Winter, WintShld, Summer | Winter, WintShld, Summer | Winter, WintShld, Summer
Texas BART FIP v6.17 | 711 | 7538 | Rate Constraint in MTons | FALSE | L | Annual | Standard SO2 | Thousand Tons | 248.393 | 248.393 | 248.393 | 248.393 | 248.393 | 248.393 | 248.393 | 248.393
Texas BART FIP v6.17 | 711 | 7538 | Rate Constraint in MTons | FALSE | L | Annual | Emissions at Affected Plants SO2 | Thousand Tons | 45.8974 | 1.0505 | 7.1754 | 9.9034 | 25.3788 | 32.5662 | 29.6425 | 16.2902
Texas BART FIP v6.17 | 711 | 7538 | Rate Constraint in MTons | FALSE | L | Annual | Allowances Purchased SO2 | Thousand Tons | 0 | 0 | 0 | 0 | 0 | 0 | 0 | 0
Texas BART FIP v6.17 | 711 | 7538 | Rate Constraint in MTons | FALSE | L | Annual | Allowances Sold SO2 | Thousand Tons | 0 | 0 | 0 | 0 | 0 | 0 | 0 | 0
Texas BART FIP v6.17 | 711 | 7538 | Rate Constraint in MTons | FALSE | L | Annual | Allowances Banked | Thousand Tons | 0 | 0 | 0 | 0 | 0 | 0 | 0 | 0
Texas BART FIP v6.17 | 711 | 7538 | Rate Constraint in MTons | FALSE | L | Annual | Allowances Withdrawn (1:1) | Thousand Tons | 0 | 0 | 0 | 0 | 0 | 0 | 0 | 0
Texas BART FIP v6.17 | 711 | 7538 | Rate Constraint in MTons | FALSE | L | Annual | Allowances Withdrawn (n:1) | Thousand Tons | 0 | 0 | 0 | 0 | 0 | 0 | 0 | 0
Texas BART FIP v6.17 | 711 | 7538 | Rate Constraint in MTons | FALSE | L | Annual | Net Emissions Allowance Position | Thousand Tons | 45.8974 | 1.0505 | 7.1754 | 9.9034 | 25.3788 | 32.5662 | 29.6425 | 16.2902
Texas BART FIP v6.17 | 711 | 7538 | Rate Constraint in MTons | FALSE | L | Annual | Fuel Consumed | TBtu | 342.3996 | 77.4458 | 133.3128 | 143.3803 | 228.8327 | 275.4908 | 281.6517 | 209.7076
Texas BART FIP v6.17 | 711 | 7538 | Rate Constraint in MTons | FALSE | L | Annual | Rate | lb/MMBtu | 0.26809 | 0.027128 | 0.10765 | 0.13814 | 0.22181 | 0.23642 | 0.21049 | 0.15536
Texas BART FIP v6.17 | 711 | 7538 | Rate Constraint in MTons | FALSE | L | Annual | Generation | TWh | 34.7459 | 10.1726 | 15.1551 | 16.0876 | 24.6103 | 30.2168 | 31.1361 | 23.1716
Texas BART FIP v6.17 | 711 | 7538 | Rate Constraint in MTons | FALSE | L | Annual | Qualifying Generation | TWh | 34.7459 | 10.1726 | 15.1551 | 16.0876 | 23.9539 | 28.2135 | 28.8283 | 21.7501
Texas BART FIP v6.17 | 711 | 7538 | Rate Constraint in MTons | FALSE | L | Annual | Rate | lb/MWh | 2.6419 | 0.20653 | 0.94692 | 1.2312 | 2.119 | 2.3086 | 2.0565 | 1.4979
Texas BART FIP v6.17 | 711 | 7538 | Rate Constraint in MTons | FALSE | L | Annual | Constraint Shadow Price | US2019$/Ton | 0 | 0 | 0 | 0 | 0 | 0 | 0 | 0
Texas East - NOX Cap Annual v3.1 | 712 | 7358 | Rate Constraint in MTons | FALSE | L | Annual | Seasons Included | Seasons | Winter, WintShld, Summer | Winter, WintShld, Summer | Winter, WintShld, Summer | Winter, WintShld, Summer | Winter, WintShld, Summer | Winter, WintShld, Summer | Winter, WintShld, Summer | Winter, WintShld, Summer
Texas East - NOX Cap Annual v3.1 | 712 | 7358 | Rate Constraint in MTons | FALSE | L | Annual | Standard NOX | Thousand Tons | 84.5 | 84.5 | 84.5 | 84.5 | 84.5 | 84.5 | 84.5 | 84.5
Texas East - NOX Cap Annual v3.1 | 712 | 7358 | Rate Constraint in MTons | FALSE | L | Annual | Emissions at Affected Plants NOX | Thousand Tons | 1.1369 | 0.19092 | 0.17086 | 0.076458 | 0.006737 | 0.0071364 | 0.0073879 | 0.0032881
Texas East - NOX Cap Annual v3.1 | 712 | 7358 | Rate Constraint in MTons | FALSE | L | Annual | Allowances Purchased NOX | Thousand Tons | 0 | 0 | 0 | 0 | 0 | 0 | 0 | 0
Texas East - NOX Cap Annual v3.1 | 712 | 7358 | Rate Constraint in MTons | FALSE | L | Annual | Allowances Sold NOX | Thousand Tons | 0 | 0 | 0 | 0 | 0 | 0 | 0 | 0
Texas East - NOX Cap Annual v3.1 | 712 | 7358 | Rate Constraint in MTons | FALSE | L | Annual | Allowances Banked | Thousand Tons | 0 | 84.3091 | 0 | 0 | 70.4167 | 0 | 0 | 0
Texas East - NOX Cap Annual v3.1 | 712 | 7358 | Rate Constraint in MTons | FALSE | L | Annual | Allowances Withdrawn (1:1) | Thousand Tons | 0 | 0 | 0 | -84.5 | -13.9879 | 0 | -84.5 | 0
Texas East - NOX Cap Annual v3.1 | 712 | 7358 | Rate Constraint in MTons | FALSE | L | Annual | Allowances Withdrawn (n:1) | Thousand Tons | 0 | 0 | 0 | 0 | 0 | 0 | 0 | 0
Texas East - NOX Cap Annual v3.1 | 712 | 7358 | Rate Constraint in MTons | FALSE | L | Annual | Net Emissions Allowance Position | Thousand Tons | 1.1369 | 84.5 | 0.17086 | -84.4235 | 56.4355 | 0.0071364 | -84.4926 | 0.0032881
Texas East - NOX Cap Annual v3.1 | 712 | 7358 | Rate Constraint in MTons | FALSE | L | Annual | Fuel Consumed | TBtu | 30.7613 | 14.7203 | 13.0981 | 6.6196 | 1.4807 | 1.5684 | 1.6237 | 0.72265
Texas East - NOX Cap Annual v3.1 | 712 | 7358 | Rate Constraint in MTons | FALSE | L | Annual | Rate | lb/MMBtu | 0.073921 | 0.02594 | 0.02609 | 0.0231 | 0.0091 | 0.0091 | 0.0091 | 0.0091
Texas East - NOX Cap Annual v3.1 | 712 | 7358 | Rate Constraint in MTons | FALSE | L | Annual | Generation | TWh | 2.7609 | 1.3626 | 1.2123 | 0.63577 | 0.18534 | 0.19633 | 0.20324 | 0.090456
Texas East - NOX Cap Annual v3.1 | 712 | 7358 | Rate Constraint in MTons | FALSE | L | Annual | Qualifying Generation | TWh | 2.7609 | 1.3626 | 1.2123 | 0.63577 | 0.18534 | 0.19633 | 0.20324 | 0.090456
Texas East - NOX Cap Annual v3.1 | 712 | 7358 | Rate Constraint in MTons | FALSE | L | Annual | Rate | lb/MWh | 0.82359 | 0.28024 | 0.28189 | 0.24052 | 0.0727 | 0.0727 | 0.0727 | 0.0727
Texas East - NOX Cap Annual v3.1 | 712 | 7358 | Rate Constraint in MTons | FALSE | L | Annual | Constraint Shadow Price | US2019$/Ton | 0 | 0 | 0 | 0 | 0 | 0 | 0 | 0
Texas East - SO2 Cap Annual v3.1 | 713 | 7359 | Rate Constraint in MTons | FALSE | L | Annual | Seasons Included | Seasons | Winter, WintShld, Summer | Winter, WintShld, Summer | Winter, WintShld, Summer | Winter, WintShld, Summer | Winter, WintShld, Summer | Winter, WintShld, Summer | Winter, WintShld, Summer | Winter, WintShld, Summer
Texas East - SO2 Cap Annual v3.1 | 713 | 7359 | Rate Constraint in MTons | FALSE | L | Annual | Standard SO2 | Thousand Tons | 273.95 | 273.95 | 273.95 | 273.95 | 273.95 | 273.95 | 273.95 | 273.95
Texas East - SO2 Cap Annual v3.1 | 713 | 7359 | Rate Constraint in MTons | FALSE | L | Annual | Emissions at Affected Plants SO2 | Thousand Tons | 0 | 0 | 0 | 0 | 0 | 0 | 0 | 0
Texas East - SO2 Cap Annual v3.1 | 713 | 7359 | Rate Constraint in MTons | FALSE | L | Annual | Allowances Purchased SO2 | Thousand Tons | 0 | 0 | 0 | 0 | 0 | 0 | 0 | 0
Texas East - SO2 Cap Annual v3.1 | 713 | 7359 | Rate Constraint in MTons | FALSE | L | Annual | Allowances Sold SO2 | Thousand Tons | 0 | 0 | 0 | 0 | 0 | 0 | 0 | 0
Texas East - SO2 Cap Annual v3.1 | 713 | 7359 | Rate Constraint in MTons | FALSE | L | Annual | Allowances Banked | Thousand Tons | 273.95 | 273.95 | 547.9 | 547.9 | 547.9 | 547.9 | 547.9 | 0
Texas East - SO2 Cap Annual v3.1 | 713 | 7359 | Rate Constraint in MTons | FALSE | L | Annual | Allowances Withdrawn (1:1) | Thousand Tons | 0 | 0 | -273.95 | -273.95 | -273.95 | -273.95 | -273.95 | 0
Texas East - SO2 Cap Annual v3.1 | 713 | 7359 | Rate Constraint in MTons | FALSE | L | Annual | Allowances Withdrawn (n:1) | Thousand Tons | 0 | 0 | 0 | 0 | 0 | 0 | 0 | 0
Texas East - SO2 Cap Annual v3.1 | 713 | 7359 | Rate Constraint in MTons | FALSE | L | Annual | Net Emissions Allowance Position | Thousand Tons | 273.95 | 273.95 | 273.95 | 273.95 | 273.95 | 273.95 | 273.95 | 0
Texas East - SO2 Cap Annual v3.1 | 713 | 7359 | Rate Constraint in MTons | FALSE | L | Annual | Fuel Consumed | TBtu | 30.7613 | 14.7203 | 13.0981 | 6.6196 | 1.4807 | 1.5684 | 1.6237 | 0.72265
Texas East - SO2 Cap Annual v3.1 | 713 | 7359 | Rate Constraint in MTons | FALSE | L | Annual | Rate | lb/MMBtu | 0 | 0 | 0 | 0 | 0 | 0 | 0 | 0
Texas East - SO2 Cap Annual v3.1 | 713 | 7359 | Rate Constraint in MTons | FALSE | L | Annual | Generation | TWh | 2.7609 | 1.3626 | 1.2123 | 0.63577 | 0.18534 | 0.19633 | 0.20324 | 0.090456
Texas East - SO2 Cap Annual v3.1 | 713 | 7359 | Rate Constraint in MTons | FALSE | L | Annual | Qualifying Generation | TWh | 2.7609 | 1.3626 | 1.2123 | 0.63577 | 0.18534 | 0.19633 | 0.20324 | 0.090456
Texas East - SO2 Cap Annual v3.1 | 713 | 7359 | Rate Constraint in MTons | FALSE | L | Annual | Rate | lb/MWh | 0 | 0 | 0 | 0 | 0 | 0 | 0 | 0
Texas East - SO2 Cap Annual v3.1 | 713 | 7359 | Rate Constraint in MTons | FALSE | L | Annual | Constraint Shadow Price | US2019$/Ton | 0 | 0 | 0 | 0 | 0 | 0 | 0 | 0
Texas El Paso - NOX Cap Annual v3.1 | 714 | 7361 | Rate Constraint in MTons | FALSE | L | Annual | Seasons Included | Seasons | Winter, WintShld, Summer | Winter, WintShld, Summer | Winter, WintShld, Summer | Winter, WintShld, Summer | Winter, WintShld, Summer | Winter, WintShld, Summer | Winter, WintShld, Summer | Winter, WintShld, Summer
Texas El Paso - NOX Cap Annual v3.1 | 714 | 7361 | Rate Constraint in MTons | FALSE | L | Annual | Standard NOX | Thousand Tons | 1.06 | 1.06 | 1.06 | 1.06 | 1.06 | 1.06 | 1.06 | 1.06
Texas El Paso - NOX Cap Annual v3.1 | 714 | 7361 | Rate Constraint in MTons | FALSE | L | Annual | Emissions at Affected Plants NOX | Thousand Tons | 0.91389 | 0.91138 | 0.39181 | 0.39228 | 0.092661 | 0.11999 | 0.095819 | 0.12804
Texas El Paso - NOX Cap Annual v3.1 | 714 | 7361 | Rate Constraint in MTons | FALSE | L | Annual | Allowances Purchased NOX | Thousand Tons | 0 | 0 | 0 | 0 | 0 | 0 | 0 | 0
Texas El Paso - NOX Cap Annual v3.1 | 714 | 7361 | Rate Constraint in MTons | FALSE | L | Annual | Allowances Sold NOX | Thousand Tons | 0 | 0 | 0 | 0 | 0 | 0 | 0 | 0
Texas El Paso - NOX Cap Annual v3.1 | 714 | 7361 | Rate Constraint in MTons | FALSE | L | Annual | Allowances Banked | Thousand Tons | 0 | 0 | 0 | 0.66772 | 0 | 0 | 0 | 0
Texas El Paso - NOX Cap Annual v3.1 | 714 | 7361 | Rate Constraint in MTons | FALSE | L | Annual | Allowances Withdrawn (1:1) | Thousand Tons | 0 | 0 | 0 | 0 | 0 | 0 | 0 | 0
Texas El Paso - NOX Cap Annual v3.1 | 714 | 7361 | Rate Constraint in MTons | FALSE | L | Annual | Allowances Withdrawn (n:1) | Thousand Tons | 0 | 0 | 0 | 0 | 0 | 0 | 0 | 0
Texas El Paso - NOX Cap Annual v3.1 | 714 | 7361 | Rate Constraint in MTons | FALSE | L | Annual | Net Emissions Allowance Position | Thousand Tons | 0.91389 | 0.91138 | 0.39181 | 1.06 | 0.092661 | 0.11999 | 0.095819 | 0.12804
Texas El Paso - NOX Cap Annual v3.1 | 714 | 7361 | Rate Constraint in MTons | FALSE | L | Annual | Fuel Consumed | TBtu | 13.9861 | 13.9386 | 7.4136 | 7.4305 | 1.7574 | 2.1947 | 1.7361 | 2.3826
Texas El Paso - NOX Cap Annual v3.1 | 714 | 7361 | Rate Constraint in MTons | FALSE | L | Annual | Rate | lb/MMBtu | 0.13069 | 0.13077 | 0.1057 | 0.10559 | 0.10545 | 0.10935 | 0.11038 | 0.10748
Texas El Paso - NOX Cap Annual v3.1 | 714 | 7361 | Rate Constraint in MTons | FALSE | L | Annual | Generation | TWh | 1.3587 | 1.3535 | 0.81171 | 0.81398 | 0.19264 | 0.23633 | 0.18607 | 0.25878
Texas El Paso - NOX Cap Annual v3.1 | 714 | 7361 | Rate Constraint in MTons | FALSE | L | Annual | Qualifying Generation | TWh | 1.3587 | 1.3535 | 0.81171 | 0.81398 | 0.19264 | 0.23633 | 0.18607 | 0.25878
Texas El Paso - NOX Cap Annual v3.1 | 714 | 7361 | Rate Constraint in MTons | FALSE | L | Annual | Rate | lb/MWh | 1.3453 | 1.3467 | 0.9654 | 0.96386 | 0.96202 | 1.0155 | 1.0299 | 0.98959
Texas El Paso - NOX Cap Annual v3.1 | 714 | 7361 | Rate Constraint in MTons | FALSE | L | Annual | Constraint Shadow Price | US2019$/Ton | 0 | 0 | 0 | 0 | 0 | 0 | 0 | 0
Texas Houston - NOX Cap Annual v3.1 | 715 | 7362 | Rate Constraint in MTons | FALSE | L | Annual | Seasons Included | Seasons | Winter, WintShld, Summer | Winter, WintShld, Summer | Winter, WintShld, Summer | Winter, WintShld, Summer | Winter, WintShld, Summer | Winter, WintShld, Summer | Winter, WintShld, Summer | Winter, WintShld, Summer
Texas Houston - NOX Cap Annual v3.1 | 715 | 7362 | Rate Constraint in MTons | FALSE | L | Annual | Standard NOX | Thousand Tons | 17.57 | 17.57 | 17.57 | 17.57 | 17.57 | 17.57 | 17.57 | 17.57
Texas Houston - NOX Cap Annual v3.1 | 715 | 7362 | Rate Constraint in MTons | FALSE | L | Annual | Emissions at Affected Plants NOX | Thousand Tons | 4.1734 | 3.7927 | 3.9349 | 4.1025 | 5.5943 | 6.6594 | 6.6556 | 5.3465
Texas Houston - NOX Cap Annual v3.1 | 715 | 7362 | Rate Constraint in MTons | FALSE | L | Annual | Allowances Purchased NOX | Thousand Tons | 0 | 0 | 0 | 0 | 0 | 0 | 0 | 0
Texas Houston - NOX Cap Annual v3.1 | 715 | 7362 | Rate Constraint in MTons | FALSE | L | Annual | Allowances Sold NOX | Thousand Tons | 0 | 0 | 0 | 0 | 0 | 0 | 0 | 0
Texas Houston - NOX Cap Annual v3.1 | 715 | 7362 | Rate Constraint in MTons | FALSE | L | Annual | Allowances Banked | Thousand Tons | 0 | 0 | 0 | 13.4675 | 0 | 0 | 0 | 0
Texas Houston - NOX Cap Annual v3.1 | 715 | 7362 | Rate Constraint in MTons | FALSE | L | Annual | Allowances Withdrawn (1:1) | Thousand Tons | 0 | 0 | 0 | 0 | 0 | 0 | 0 | -3.8479
Texas Houston - NOX Cap Annual v3.1 | 715 | 7362 | Rate Constraint in MTons | FALSE | L | Annual | Allowances Withdrawn (n:1) | Thousand Tons | 0 | 0 | 0 | 0 | 0 | 0 | 0 | 0
Texas Houston - NOX Cap Annual v3.1 | 715 | 7362 | Rate Constraint in MTons | FALSE | L | Annual | Net Emissions Allowance Position | Thousand Tons | 4.1734 | 3.7927 | 3.9349 | 17.57 | 5.5943 | 6.6594 | 6.6556 | 1.4986
Texas Houston - NOX Cap Annual v3.1 | 715 | 7362 | Rate Constraint in MTons | FALSE | L | Annual | Fuel Consumed | TBtu | 352.3322 | 317.2705 | 322.2938 | 326.2861 | 397.1527 | 443.4342 | 431.2669 | 365.9043
Texas Houston - NOX Cap Annual v3.1 | 715 | 7362 | Rate Constraint in MTons | FALSE | L | Annual | Rate | lb/MMBtu | 0.02369 | 0.023908 | 0.024418 | 0.025146 | 0.028172 | 0.030036 | 0.030865 | 0.029224
Texas Houston - NOX Cap Annual v3.1 | 715 | 7362 | Rate Constraint in MTons | FALSE | L | Annual | Generation | TWh | 54.6273 | 49.7518 | 50.3125 | 51.1066 | 58.9676 | 63.7108 | 62.4509 | 55.2513
Texas Houston - NOX Cap Annual v3.1 | 715 | 7362 | Rate Constraint in MTons | FALSE | L | Annual | Qualifying Generation | TWh | 54.6273 | 49.7518 | 50.3125 | 51.1066 | 58.9676 | 63.7108 | 62.4509 | 55.2513
Texas Houston - NOX Cap Annual v3.1 | 715 | 7362 | Rate Constraint in MTons | FALSE | L | Annual | Rate | lb/MWh | 0.1528 | 0.15246 | 0.15642 | 0.16055 | 0.18974 | 0.20905 | 0.21314 | 0.19353
Texas Houston - NOX Cap Annual v3.1 | 715 | 7362 | Rate Constraint in MTons | FALSE | L | Annual | Constraint Shadow Price | US2019$/Ton | 0 | 0 | 0 | 0 | 0 | 0 | 0 | 0
Texas West - NOX Cap Annual v3.1 | 716 | 7360 | Rate Constraint in MTons | FALSE | L | Annual | Seasons Included | Seasons | Winter, WintShld, Summer | Winter, WintShld, Summer | Winter, WintShld, Summer | Winter, WintShld, Summer | Winter, WintShld, Summer | Winter, WintShld, Summer | Winter, WintShld, Summer | Winter, WintShld, Summer
Texas West - NOX Cap Annual v3.1 | 716 | 7360 | Rate Constraint in MTons | FALSE | L | Annual | Standard NOX | Thousand Tons | 18.1 | 18.1 | 18.1 | 18.1 | 18.1 | 18.1 | 18.1 | 18.1
Texas West - NOX Cap Annual v3.1 | 716 | 7360 | Rate Constraint in MTons | FALSE | L | Annual | Emissions at Affected Plants NOX | Thousand Tons | 0.5378 | 0 | 0 | 0 | 0 | 0 | 0 | 0
Texas West - NOX Cap Annual v3.1 | 716 | 7360 | Rate Constraint in MTons | FALSE | L | Annual | Allowances Purchased NOX | Thousand Tons | 0 | 0 | 0 | 0 | 0 | 0 | 0 | 0
Texas West - NOX Cap Annual v3.1 | 716 | 7360 | Rate Constraint in MTons | FALSE | L | Annual | Allowances Sold NOX | Thousand Tons | 0 | 0 | 0 | 0 | 0 | 0 | 0 | 0
Texas West - NOX Cap Annual v3.1 | 716 | 7360 | Rate Constraint in MTons | FALSE | L | Annual | Allowances Banked | Thousand Tons | 0 | 0 | 0 | 0 | 15.0833 | 0 | 0 | 0
Texas West - NOX Cap Annual v3.1 | 716 | 7360 | Rate Constraint in MTons | FALSE | L | Annual | Allowances Withdrawn (1:1) | Thousand Tons | 0 | 0 | 0 | 0 | 0 | 0 | -18.1 | 0
Texas West - NOX Cap Annual v3.1 | 716 | 7360 | Rate Constraint in MTons | FALSE | L | Annual | Allowances Withdrawn (n:1) | Thousand Tons | 0 | 0 | 0 | 0 | 0 | 0 | 0 | 0
Texas West - NOX Cap Annual v3.1 | 716 | 7360 | Rate Constraint in MTons | FALSE | L | Annual | Net Emissions Allowance Position | Thousand Tons | 0.5378 | 0 | 0 | 0 | 15.0833 | 0 | -18.1 | 0
Texas West - NOX Cap Annual v3.1 | 716 | 7360 | Rate Constraint in MTons | FALSE | L | Annual | Fuel Consumed | TBtu | 7.5674 | 0 | 0 | 0 | 0 | 0 | 0 | 0
Texas West - NOX Cap Annual v3.1 | 716 | 7360 | Rate Constraint in MTons | FALSE | L | Annual | Rate | lb/MMBtu | 0.14214 | 0 | 0 | 0 | 0 | 0 | 0 | 0
Texas West - NOX Cap Annual v3.1 | 716 | 7360 | Rate Constraint in MTons | FALSE | L | Annual | Generation | TWh | 0.67552 | 0 | 0 | 0 | 0 | 0 | 0 | 0
Texas West - NOX Cap Annual v3.1 | 716 | 7360 | Rate Constraint in MTons | FALSE | L | Annual | Qualifying Generation | TWh | 0.67552 | 0 | 0 | 0 | 0 | 0 | 0 | 0
Texas West - NOX Cap Annual v3.1 | 716 | 7360 | Rate Constraint in MTons | FALSE | L | Annual | Rate | lb/MWh | 1.5923 | 0 | 0 | 0 | 0 | 0 | 0 | 0
Texas West - NOX Cap Annual v3.1 | 716 | 7360 | Rate Constraint in MTons | FALSE | L | Annual | Constraint Shadow Price | US2019$/Ton | 0 | 0 | 0 | 0 | 0 | 0 | 0 | 0
Unit Comanche 1,2 - SO2 Rate Annual v3.1, Unit 2685 and retrofits | 718 | 7264 | Rate Constraint in lbs/MMBtu | FALSE | L | Annual | Seasons Included | Seasons | Winter, WintShld, Summer | Winter, WintShld, Summer | Winter, WintShld, Summer | Winter, WintShld, Summer | Winter, WintShld, Summer | Winter, WintShld, Summer | Winter, WintShld, Summer | Winter, WintShld, Summer
Unit Comanche 1,2 - SO2 Rate Annual v3.1, Unit 2685 and retrofits | 718 | 7264 | Rate Constraint in lbs/MMBtu | FALSE | L | Annual | Standard SO2 | lb/MMBtu | 0.1 | 0.1 | 0.1 | 0.1 | 0.1 | 0.1 | 0.1 | 0.1
Unit Comanche 1,2 - SO2 Rate Annual v3.1, Unit 2685 and retrofits | 718 | 7264 | Rate Constraint in lbs/MMBtu | FALSE | L | Annual | Emissions at Affected Plants SO2 | Thousand Tons | 0 | 0 | 0 | 0 | 0 | 0 | 0 | 0
Unit Comanche 1,2 - SO2 Rate Annual v3.1, Unit 2685 and retrofits | 718 | 7264 | Rate Constraint in lbs/MMBtu | FALSE | L | Annual | Allowances Purchased SO2 | Thousand Tons | 0 | 0 | 0 | 0 | 0 | 0 | 0 | 0
Unit Comanche 1,2 - SO2 Rate Annual v3.1, Unit 2685 and retrofits | 718 | 7264 | Rate Constraint in lbs/MMBtu | FALSE | L | Annual | Allowances Sold SO2 | Thousand Tons | 0 | 0 | 0 | 0 | 0 | 0 | 0 | 0
Unit Comanche 1,2 - SO2 Rate Annual v3.1, Unit 2685 and retrofits | 718 | 7264 | Rate Constraint in lbs/MMBtu | FALSE | L | Annual | Allowances Banked | Thousand Tons | 0 | 0 | 0 | 0 | 0 | 0 | 0 | 0
Unit Comanche 1,2 - SO2 Rate Annual v3.1, Unit 2685 and retrofits | 718 | 7264 | Rate Constraint in lbs/MMBtu | FALSE | L | Annual | Allowances Withdrawn (1:1) | Thousand Tons | 0 | 0 | 0 | 0 | 0 | 0 | 0 | 0
Unit Comanche 1,2 - SO2 Rate Annual v3.1, Unit 2685 and retrofits | 718 | 7264 | Rate Constraint in lbs/MMBtu | FALSE | L | Annual | Allowances Withdrawn (n:1) | Thousand Tons | 0 | 0 | 0 | 0 | 0 | 0 | 0 | 0
Unit Comanche 1,2 - SO2 Rate Annual v3.1, Unit 2685 and retrofits | 718 | 7264 | Rate Constraint in lbs/MMBtu | FALSE | L | Annual | Net Emissions Allowance Position | Thousand Tons | 0 | 0 | 0 | 0 | 0 | 0 | 0 | 0
Unit Comanche 1,2 - SO2 Rate Annual v3.1, Unit 2685 and retrofits | 718 | 7264 | Rate Constraint in lbs/MMBtu | FALSE | L | Annual | Fuel Consumed | TBtu | 0 | 0 | 0 | 0 | 0 | 0 | 0 | 0
Unit Comanche 1,2 - SO2 Rate Annual v3.1, Unit 2685 and retrofits | 718 | 7264 | Rate Constraint in lbs/MMBtu | FALSE | L | Annual | Rate | lb/MMBtu | 0 | 0 | 0 | 0 | 0 | 0 | 0 | 0
Unit Comanche 1,2 - SO2 Rate Annual v3.1, Unit 2685 and retrofits | 718 | 7264 | Rate Constraint in lbs/MMBtu | FALSE | L | Annual | Generation | TWh | 0 | 0 | 0 | 0 | 0 | 0 | 0 | 0
Unit Comanche 1,2 - SO2 Rate Annual v3.1, Unit 2685 and retrofits | 718 | 7264 | Rate Constraint in lbs/MMBtu | FALSE | L | Annual | Qualifying Generation | TWh | 0 | 0 | 0 | 0 | 0 | 0 | 0 | 0
Unit Comanche 1,2 - SO2 Rate Annual v3.1, Unit 2685 and retrofits | 718 | 7264 | Rate Constraint in lbs/MMBtu | FALSE | L | Annual | Rate | lb/MWh | 0 | 0 | 0 | 0 | 0 | 0 | 0 | 0
Unit Comanche 1,2 - SO2 Rate Annual v3.1, Unit 2685 and retrofits | 718 | 7264 | Rate Constraint in lbs/MMBtu | FALSE | L | Annual | Constraint Shadow Price | US2019$/Ton | 0 | 0 | 0 | 0 | 0 | 0 | 0 | 0
Unit Comanche 3 - NOX Rate Annual v3.1, Unit 2652 and retrofits | 719 | 7267 | Rate Constraint in lbs/MMBtu | FALSE | L | Annual | Seasons Included | Seasons | Winter, WintShld, Summer | Winter, WintShld, Summer | Winter, WintShld, Summer | Winter, WintShld, Summer | Winter, WintShld, Summer | Winter, WintShld, Summer | Winter, WintShld, Summer | Winter, WintShld, Summer
Unit Comanche 3 - NOX Rate Annual v3.1, Unit 2652 and retrofits | 719 | 7267 | Rate Constraint in lbs/MMBtu | FALSE | L | Annual | Standard NOX | lb/MMBtu | 0.08 | 0.08 | 0.08 | 0.08 | 0.08 | 0.08 | 0.08 | 0.08
Unit Comanche 3 - NOX Rate Annual v3.1, Unit 2652 and retrofits | 719 | 7267 | Rate Constraint in lbs/MMBtu | FALSE | L | Annual | Emissions at Affected Plants NOX | Thousand Tons | 1.4881 | 1.482 | 1.8307 | 1.6529 | 1.8307 | 1.8307 | 1.6598 | 1.6598
Unit Comanche 3 - NOX Rate Annual v3.1, Unit 2652 and retrofits | 719 | 7267 | Rate Constraint in lbs/MMBtu | FALSE | L | Annual | Allowances Purchased NOX | Thousand Tons | 0 | 0 | 0 | 0 | 0 | 0 | 0 | 0
Unit Comanche 3 - NOX Rate Annual v3.1, Unit 2652 and retrofits | 719 | 7267 | Rate Constraint in lbs/MMBtu | FALSE | L | Annual | Allowances Sold NOX | Thousand Tons | 0 | 0 | 0 | 0 | 0 | 0 | 0 | 0
Unit Comanche 3 - NOX Rate Annual v3.1, Unit 2652 and retrofits | 719 | 7267 | Rate Constraint in lbs/MMBtu | FALSE | L | Annual | Allowances Banked | Thousand Tons | 0 | 0 | 0 | 0 | 0 | 0 | 0 | 0
Unit Comanche 3 - NOX Rate Annual v3.1, Unit 2652 and retrofits | 719 | 7267 | Rate Constraint in lbs/MMBtu | FALSE | L | Annual | Allowances Withdrawn (1:1) | Thousand Tons | 0 | 0 | 0 | 0 | 0 | 0 | 0 | 0
Unit Comanche 3 - NOX Rate Annual v3.1, Unit 2652 and retrofits | 719 | 7267 | Rate Constraint in lbs/MMBtu | FALSE | L | Annual | Allowances Withdrawn (n:1) | Thousand Tons | 0 | 0 | 0 | 0 | 0 | 0 | 0 | 0
Unit Comanche 3 - NOX Rate Annual v3.1, Unit 2652 and retrofits | 719 | 7267 | Rate Constraint in lbs/MMBtu | FALSE | L | Annual | Net Emissions Allowance Position | Thousand Tons | 1.4881 | 1.482 | 1.8307 | 1.6529 | 1.8307 | 1.8307 | 1.6598 | 1.6598
Unit Comanche 3 - NOX Rate Annual v3.1, Unit 2652 and retrofits | 719 | 7267 | Rate Constraint in lbs/MMBtu | FALSE | L | Annual | Fuel Consumed | TBtu | 45.1147 | 44.9289 | 55.5016 | 50.1103 | 55.5016 | 55.5016 | 50.3202 | 50.3202
Unit Comanche 3 - NOX Rate Annual v3.1, Unit 2652 and retrofits | 719 | 7267 | Rate Constraint in lbs/MMBtu | FALSE | L | Annual | Rate | lb/MMBtu | 0.06597 | 0.06597 | 0.06597 | 0.06597 | 0.06597 | 0.06597 | 0.06597 | 0.06597
Unit Comanche 3 - NOX Rate Annual v3.1, Unit 2652 and retrofits | 719 | 7267 | Rate Constraint in lbs/MMBtu | FALSE | L | Annual | Generation | TWh | 4.3135 | 4.2957 | 5.3066 | 4.7911 | 5.3066 | 5.3066 | 4.8112 | 4.8112
Unit Comanche 3 - NOX Rate Annual v3.1, Unit 2652 and retrofits | 719 | 7267 | Rate Constraint in lbs/MMBtu | FALSE | L | Annual | Qualifying Generation | TWh | 4.3135 | 4.2957 | 5.3066 | 4.7911 | 5.3066 | 5.3066 | 4.8112 | 4.8112
Unit Comanche 3 - NOX Rate Annual v3.1, Unit 2652 and retrofits | 719 | 7267 | Rate Constraint in lbs/MMBtu | FALSE | L | Annual | Rate | lb/MWh | 0.68998 | 0.68998 | 0.68998 | 0.68998 | 0.68998 | 0.68998 | 0.68998 | 0.68998
Unit Comanche 3 - NOX Rate Annual v3.1, Unit 2652 and retrofits | 719 | 7267 | Rate Constraint in lbs/MMBtu | FALSE | L | Annual | Constraint Shadow Price | US2019$/Ton | 0 | 0 | 0 | 0 | 0 | 0 | 0 | 0
Unit Comanche 3 - SO2 Rate Annual v3.1, Unit 2652 and retrofits | 720 | 7265 | Rate Constraint in lbs/MMBtu | FALSE | L | Annual | Seasons Included | Seasons | Winter, WintShld, Summer | Winter, WintShld, Summer | Winter, WintShld, Summer | Winter, WintShld, Summer | Winter, WintShld, Summer | Winter, WintShld, Summer | Winter, WintShld, Summer | Winter, WintShld, Summer
Unit Comanche 3 - SO2 Rate Annual v3.1, Unit 2652 and retrofits | 720 | 7265 | Rate Constraint in lbs/MMBtu | FALSE | L | Annual | Standard SO2 | lb/MMBtu | 0.1 | 0.1 | 0.1 | 0.1 | 0.1 | 0.1 | 0.1 | 0.1
Unit Comanche 3 - SO2 Rate Annual v3.1, Unit 2652 and retrofits | 720 | 7265 | Rate Constraint in lbs/MMBtu | FALSE | L | Annual | Emissions at Affected Plants SO2 | Thousand Tons | 1.6651 | 1.6583 | 2.0485 | 1.8495 | 2.0485 | 2.0485 | 1.8572 | 1.8572
Unit Comanche 3 - SO2 Rate Annual v3.1, Unit 2652 and retrofits | 720 | 7265 | Rate Constraint in lbs/MMBtu | FALSE | L | Annual | Allowances Purchased SO2 | Thousand Tons | 0 | 0 | 0 | 0 | 0 | 0 | 0 | 0
Unit Comanche 3 - SO2 Rate Annual v3.1, Unit 2652 and retrofits | 720 | 7265 | Rate Constraint in lbs/MMBtu | FALSE | L | Annual | Allowances Sold SO2 | Thousand Tons | 0 | 0 | 0 | 0 | 0 | 0 | 0 | 0
Unit Comanche 3 - SO2 Rate Annual v3.1, Unit 2652 and retrofits | 720 | 7265 | Rate Constraint in lbs/MMBtu | FALSE | L | Annual | Allowances Banked | Thousand Tons | 0 | 0 | 0 | 0 | 0 | 0 | 0 | 0
Unit Comanche 3 - SO2 Rate Annual v3.1, Unit 2652 and retrofits | 720 | 7265 | Rate Constraint in lbs/MMBtu | FALSE | L | Annual | Allowances Withdrawn (1:1) | Thousand Tons | 0 | 0 | 0 | 0 | 0 | 0 | 0 | 0
Unit Comanche 3 - SO2 Rate Annual v3.1, Unit 2652 and retrofits | 720 | 7265 | Rate Constraint in lbs/MMBtu | FALSE | L | Annual | Allowances Withdrawn (n:1) | Thousand Tons | 0 | 0 | 0 | 0 | 0 | 0 | 0 | 0
Unit Comanche 3 - SO2 Rate Annual v3.1, Unit 2652 and retrofits | 720 | 7265 | Rate Constraint in lbs/MMBtu | FALSE | L | Annual | Net Emissions Allowance Position | Thousand Tons | 1.6651 | 1.6583 | 2.0485 | 1.8495 | 2.0485 | 2.0485 | 1.8572 | 1.8572
Unit Comanche 3 - SO2 Rate Annual v3.1, Unit 2652 and retrofits | 720 | 7265 | Rate Constraint in lbs/MMBtu | FALSE | L | Annual | Fuel Consumed | TBtu | 45.1147 | 44.9289 | 55.5016 | 50.1103 | 55.5016 | 55.5016 | 50.3202 | 50.3202
Unit Comanche 3 - SO2 Rate Annual v3.1, Unit 2652 and retrofits | 720 | 7265 | Rate Constraint in lbs/MMBtu | FALSE | L | Annual | Rate | lb/MMBtu | 0.073817 | 0.073817 | 0.073817 | 0.073817 | 0.073817 | 0.073817 | 0.073817 | 0.073817
Unit Comanche 3 - SO2 Rate Annual v3.1, Unit 2652 and retrofits | 720 | 7265 | Rate Constraint in lbs/MMBtu | FALSE | L | Annual | Generation | TWh | 4.3135 | 4.2957 | 5.3066 | 4.7911 | 5.3066 | 5.3066 | 4.8112 | 4.8112
Unit Comanche 3 - SO2 Rate Annual v3.1, Unit 2652 and retrofits | 720 | 7265 | Rate Constraint in lbs/MMBtu | FALSE | L | Annual | Qualifying Generation | TWh | 4.3135 | 4.2957 | 5.3066 | 4.7911 | 5.3066 | 5.3066 | 4.8112 | 4.8112
Unit Comanche 3 - SO2 Rate Annual v3.1, Unit 2652 and retrofits | 720 | 7265 | Rate Constraint in lbs/MMBtu | FALSE | L | Annual | Rate | lb/MWh | 0.77205 | 0.77205 | 0.77205 | 0.77205 | 0.77205 | 0.77205 | 0.77205 | 0.77205
Unit Comanche 3 - SO2 Rate Annual v3.1, Unit 2652 and retrofits | 720 | 7265 | Rate Constraint in lbs/MMBtu | FALSE | L | Annual | Constraint Shadow Price | US2019$/Ton | 0 | 0 | 0 | 0 | 0 | 0 | 0 | 0
UT Hg Rule - MER Removal Annual v.4.10 | 721 | 7363 | MACT Fuel Choice Floor in lbs/MMBtu | FALSE | L | Annual | Seasons Included | Seasons | Winter, WintShld, Summer | Winter, WintShld, Summer | Winter, WintShld, Summer | Winter, WintShld, Summer | Winter, WintShld, Summer | Winter, WintShld, Summer | Winter, WintShld, Summer | Winter, WintShld, Summer
UT Hg Rule - MER Removal Annual v.4.10 | 721 | 7363 | MACT Fuel Choice Floor in lbs/MMBtu | FALSE | L | Annual | Emission Floor | lbs/MMBtu | 6.5e-07 | 6.5e-07 | 6.5e-07 | 6.5e-07 | 6.5e-07 | 6.5e-07 | 6.5e-07 | 6.5e-07
UT Hg Rule - MER Removal Annual v.4.10 | 721 | 7363 | MACT Fuel Choice Floor in lbs/MMBtu | FALSE | L | Annual | Emissions at Affected Plants MER | lbs | 69.8697 | 54.5514 | 65.7982 | 64.0813 | 75.5578 | 78.2585 | 66.2834 | 54.3398
UT Hg Rule - MER Removal Annual v.4.10 | 721 | 7363 | MACT Fuel Choice Floor in lbs/MMBtu | FALSE | L | Annual | Allowances Purchased MER | lbs | 0 | 0 | 0 | 0 | 0 | 0 | 0 | 0
UT Hg Rule - MER Removal Annual v.4.10 | 721 | 7363 | MACT Fuel Choice Floor in lbs/MMBtu | FALSE | L | Annual | Allowances Sold MER | lbs | 0 | 0 | 0 | 0 | 0 | 0 | 0 | 0
UT Hg Rule - MER Removal Annual v.4.10 | 721 | 7363 | MACT Fuel Choice Floor in lbs/MMBtu | FALSE | L | Annual | Allowances Banked | lbs | 0 | 0 | 0 | 0 | 0 | 0 | 0 | 0
UT Hg Rule - MER Removal Annual v.4.10 | 721 | 7363 | MACT Fuel Choice Floor in lbs/MMBtu | FALSE | L | Annual | Allowances Withdrawn (1:1) | lbs | 0 | 0 | 0 | 0 | 0 | 0 | 0 | 0
UT Hg Rule - MER Removal Annual v.4.10 | 721 | 7363 | MACT Fuel Choice Floor in lbs/MMBtu | FALSE | L | Annual | Allowances Withdrawn (n:1) | lbs | 0 | 0 | 0 | 0 | 0 | 0 | 0 | 0
UT Hg Rule - MER Removal Annual v.4.10 | 721 | 7363 | MACT Fuel Choice Floor in lbs/MMBtu | FALSE | L | Annual | Net Emissions Allowance Position | lbs | 69.8697 | 54.5514 | 65.7982 | 64.0813 | 75.5578 | 78.2585 | 66.2834 | 54.3398
UT Hg Rule - MER Removal Annual v.4.10 | 721 | 7363 | MACT Fuel Choice Floor in lbs/MMBtu | FALSE | L | Annual | Fuel Consumed | TBtu | 173.5323 | 106.2246 | 142.9802 | 139.9658 | 162.2311 | 168.5527 | 142.8525 | 121.721
UT Hg Rule - MER Removal Annual v.4.10 | 721 | 7363 | MACT Fuel Choice Floor in lbs/MMBtu | FALSE | L | Annual | Rate | lb/MMBtu | 4.0263e-07 | 5.1355e-07 | 4.6019e-07 | 4.5784e-07 | 4.6574e-07 | 4.643e-07 | 4.64e-07 | 4.4643e-07
UT Hg Rule - MER Removal Annual v.4.10 | 721 | 7363 | MACT Fuel Choice Floor in lbs/MMBtu | FALSE | L | Annual | Generation | TWh | 16.9436 | 10.2604 | 13.8091 | 13.5175 | 15.6678 | 16.2857 | 13.7986 | 11.7358
UT Hg Rule - MER Removal Annual v.4.10 | 721 | 7363 | MACT Fuel Choice Floor in lbs/MMBtu | FALSE | L | Annual | Qualifying Generation | TWh | 16.9436 | 10.2604 | 13.8091 | 13.5175 | 15.6678 | 16.2857 | 13.7986 | 11.7358
UT Hg Rule - MER Removal Annual v.4.10 | 721 | 7363 | MACT Fuel Choice Floor in lbs/MMBtu | FALSE | L | Annual | Constraint Shadow Price | US2019$/Lb | 0 | 0 | 0 | 0 | 0 | 0 | 0 | 0
Virginia City Hybrid Unit 1 SO2 Rate v6.20 | 722 | 7664 | Rate Constraint in lbs/MMBtu | FALSE | L | Annual | Seasons Included | Seasons | Winter, WintShld, Summer | Winter, WintShld, Summer | Winter, WintShld, Summer | Winter, WintShld, Summer | Winter, WintShld, Summer | Winter, WintShld, Summer | Winter, WintShld, Summer | Winter, WintShld, Summer
Virginia City Hybrid Unit 1 SO2 Rate v6.20 | 722 | 7664 | Rate Constraint in lbs/MMBtu | FALSE | L | Annual | Standard SO2 | lb/MMBtu | 0.022 | 0.022 | 0.022 | 0.022 | 0.022 | 0.022 | 0.022 | 0.022
Virginia City Hybrid Unit 1 SO2 Rate v6.20 | 722 | 7664 | Rate Constraint in lbs/MMBtu | FALSE | L | Annual | Emissions at Affected Plants SO2 | Thousand Tons | 0.049639 | 0.044497 | 0.044497 | 0.044497 | 0.044497 | 0.071365 | 0.028257 | 0
Virginia City Hybrid Unit 1 SO2 Rate v6.20 | 722 | 7664 | Rate Constraint in lbs/MMBtu | FALSE | L | Annual | Allowances Purchased SO2 | Thousand Tons | 0 | 0 | 0 | 0 | 0 | 0 | 0 | 0
Virginia City Hybrid Unit 1 SO2 Rate v6.20 | 722 | 7664 | Rate Constraint in lbs/MMBtu | FALSE | L | Annual | Allowances Sold SO2 | Thousand Tons | 0 | 0 | 0 | 0 | 0 | 0 | 0 | 0
Virginia City Hybrid Unit 1 SO2 Rate v6.20 | 722 | 7664 | Rate Constraint in lbs/MMBtu | FALSE | L | Annual | Allowances Banked | Thousand Tons | 0 | 0 | 0 | 0 | 0 | 0 | 0 | 0
Virginia City Hybrid Unit 1 SO2 Rate v6.20 | 722 | 7664 | Rate Constraint in lbs/MMBtu | FALSE | L | Annual | Allowances Withdrawn (1:1) | Thousand Tons | 0 | 0 | 0 | 0 | 0 | 0 | 0 | 0
Virginia City Hybrid Unit 1 SO2 Rate v6.20 | 722 | 7664 | Rate Constraint in lbs/MMBtu | FALSE | L | Annual | Allowances Withdrawn (n:1) | Thousand Tons | 0 | 0 | 0 | 0 | 0 | 0 | 0 | 0
Virginia City Hybrid Unit 1 SO2 Rate v6.20 | 722 | 7664 | Rate Constraint in lbs/MMBtu | FALSE | L | Annual | Net Emissions Allowance Position | Thousand Tons | 0.049639 | 0.044497 | 0.044497 | 0.044497 | 0.044497 | 0.071365 | 0.028257 | 0
Virginia City Hybrid Unit 1 SO2 Rate v6.20 | 722 | 7664 | Rate Constraint in lbs/MMBtu | FALSE | L | Annual | Fuel Consumed | TBtu | 5.5155 | 4.9441 | 4.9441 | 4.9441 | 4.9441 | 7.9294 | 3.1397 | 0
Virginia City Hybrid Unit 1 SO2 Rate v6.20 | 722 | 7664 | Rate Constraint in lbs/MMBtu | FALSE | L | Annual | Rate | lb/MMBtu | 0.018 | 0.018 | 0.018 | 0.018 | 0.018 | 0.018 | 0.018 | 0
Virginia City Hybrid Unit 1 SO2 Rate v6.20 | 722 | 7664 | Rate Constraint in lbs/MMBtu | FALSE | L | Annual | Generation | TWh | 0.55471 | 0.49724 | 0.49724 | 0.49724 | 0.49724 | 0.79749 | 0.31577 | 0
Virginia City Hybrid Unit 1 SO2 Rate v6.20 | 722 | 7664 | Rate Constraint in lbs/MMBtu | FALSE | L | Annual | Qualifying Generation | TWh | 0.55471 | 0.49724 | 0.49724 | 0.49724 | 0.49724 | 0.79749 | 0.31577 | 0
Virginia City Hybrid Unit 1 SO2 Rate v6.20 | 722 | 7664 | Rate Constraint in lbs/MMBtu | FALSE | L | Annual | Rate | lb/MWh | 0.17897 | 0.17897 | 0.17897 | 0.17897 | 0.17897 | 0.17897 | 0.17897 | 0
Virginia City Hybrid Unit 1 SO2 Rate v6.20 | 722 | 7664 | Rate Constraint in lbs/MMBtu | FALSE | L | Annual | Constraint Shadow Price | US2019$/Ton | 0 | 0 | 0 | 0 | 0 | 0 | 0 | 0
Virginia City Hybrid Unit 2 SO2 Rate v6.20 | 723 | 7665 | Rate Constraint in lbs/MMBtu | FALSE | L | Annual | Seasons Included | Seasons | Winter, WintShld, Summer | Winter, WintShld, Summer | Winter, WintShld, Summer | Winter, WintShld, Summer | Winter, WintShld, Summer | Winter, WintShld, Summer | Winter, WintShld, Summer | Winter, WintShld, Summer
Virginia City Hybrid Unit 2 SO2 Rate v6.20 | 723 | 7665 | Rate Constraint in lbs/MMBtu | FALSE | L | Annual | Standard SO2 | lb/MMBtu | 0.022 | 0.022 | 0.022 | 0.022 | 0.022 | 0.022 | 0.022 | 0.022
Virginia City Hybrid Unit 2 SO2 Rate v6.20 | 723 | 7665 | Rate Constraint in lbs/MMBtu | FALSE | L | Annual | Emissions at Affected Plants SO2 | Thousand Tons | 0.038465 | 0.037285 | 0.038465 | 0.038465 | 0.038465 | 0.038465 | 0.017272 | 0
Virginia City Hybrid Unit 2 SO2 Rate v6.20 | 723 | 7665 | Rate Constraint in lbs/MMBtu | FALSE | L | Annual | Allowances Purchased SO2 | Thousand Tons | 0 | 0 | 0 | 0 | 0 | 0 | 0 | 0
Virginia City Hybrid Unit 2 SO2 Rate v6.20 | 723 | 7665 | Rate Constraint in lbs/MMBtu | FALSE | L | Annual | Allowances Sold SO2 | Thousand Tons | 0 | 0 | 0 | 0 | 0 | 0 | 0 | 0
Virginia City Hybrid Unit 2 SO2 Rate v6.20 | 723 | 7665 | Rate Constraint in lbs/MMBtu | FALSE | L | Annual | Allowances Banked | Thousand Tons | 0 | 0 | 0 | 0 | 0 | 0 | 0 | 0
Virginia City Hybrid Unit 2 SO2 Rate v6.20 | 723 | 7665 | Rate Constraint in lbs/MMBtu | FALSE | L | Annual | Allowances Withdrawn (1:1) | Thousand Tons | 0 | 0 | 0 | 0 | 0 | 0 | 0 | 0
Virginia City Hybrid Unit 2 SO2 Rate v6.20 | 723 | 7665 | Rate Constraint in lbs/MMBtu | FALSE | L | Annual | Allowances Withdrawn (n:1) | Thousand Tons | 0 | 0 | 0 | 0 | 0 | 0 | 0 | 0
Virginia City Hybrid Unit 2 SO2 Rate v6.20 | 723 | 7665 | Rate Constraint in lbs/MMBtu | FALSE | L | Annual | Net Emissions Allowance Position | Thousand Tons | 0.038465 | 0.037285 | 0.038465 | 0.038465 | 0.038465 | 0.038465 | 0.017272 | 0
Virginia City Hybrid Unit 2 SO2 Rate v6.20 | 723 | 7665 | Rate Constraint in lbs/MMBtu | FALSE | L | Annual | Fuel Consumed | TBtu | 4.9441 | 4.7924 | 4.9441 | 4.9441 | 4.9441 | 4.9441 | 2.2201 | 0
Virginia City Hybrid Unit 2 SO2 Rate v6.20 | 723 | 7665 | Rate Constraint in lbs/MMBtu | FALSE | L | Annual | Rate | lb/MMBtu | 0.01556 | 0.01556 | 0.01556 | 0.01556 | 0.01556 | 0.01556 | 0.01556 | 0
Virginia City Hybrid Unit 2 SO2 Rate v6.20 | 723 | 7665 | Rate Constraint in lbs/MMBtu | FALSE | L | Annual | Generation | TWh | 0.49724 | 0.48199 | 0.49724 | 0.49724 | 0.49724 | 0.49724 | 0.22328 | 0
Virginia City Hybrid Unit 2 SO2 Rate v6.20 | 723 | 7665 | Rate Constraint in lbs/MMBtu | FALSE | L | Annual | Qualifying Generation | TWh | 0.49724 | 0.48199 | 0.49724 | 0.49724 | 0.49724 | 0.49724 | 0.22328 | 0
Virginia City Hybrid Unit 2 SO2 Rate v6.20 | 723 | 7665 | Rate Constraint in lbs/MMBtu | FALSE | L | Annual | Rate | lb/MWh | 0.15471 | 0.15471 | 0.15471 | 0.15471 | 0.15471 | 0.15471 | 0.15471 | 0
Virginia City Hybrid Unit 2 SO2 Rate v6.20 | 723 | 7665 | Rate Constraint in lbs/MMBtu | FALSE | L | Annual | Constraint Shadow Price | US2019$/Ton | 0 | 0 | 0 | 0 | 0 | 0 | 0 | 0
WA - CO2 Penalty Annual v5.13 | 724 | 7357 | Rate Constraint in MTons | FALSE | L | Annual | Seasons Included | Seasons | Winter, WintShld, Summer | Winter, WintShld, Summer | Winter, WintShld, Summer | Winter, WintShld, Summer | Winter, WintShld, Summer | Winter, WintShld, Summer | Winter, WintShld, Summer | Winter, WintShld, Summer
WA - CO2 Penalty Annual v5.13 | 724 | 7357 | Rate Constraint in MTons | FALSE | L | Annual | Standard CO2 | Thousand Tons | 0 | 0 | 0 | 0 | 0 | 0 | 0 | 0
WA - CO2 Penalty Annual v5.13 | 724 | 7357 | Rate Constraint in MTons | FALSE | L | Annual | Emissions at Affected Plants CO2 | Thousand Tons | 0 | 0 | 0 | 0 | 0 | 0 | 0 | 0
WA - CO2 Penalty Annual v5.13 | 724 | 7357 | Rate Constraint in MTons | FALSE | L | Annual | Allowances Purchased CO2 | Thousand Tons | 0 | 0 | 0 | 0 | 0 | 0 | 0 | 0
WA - CO2 Penalty Annual v5.13 | 724 | 7357 | Rate Constraint in MTons | FALSE | L | Annual | Allowances Sold CO2 | Thousand Tons | 0 | 0 | 0 | 0 | 0 | 0 | 0 | 0
WA - CO2 Penalty Annual v5.13 | 724 | 7357 | Rate Constraint in MTons | FALSE | L | Annual | Allowances Banked | Thousand Tons | 0 | 0 | 0 | 0 | 0 | 0 | 0 | 0
WA - CO2 Penalty Annual v5.13 | 724 | 7357 | Rate Constraint in MTons | FALSE | L | Annual | Allowances Withdrawn (1:1) | Thousand Tons | 0 | 0 | 0 | 0 | 0 | 0 | 0 | 0
WA - CO2 Penalty Annual v5.13 | 724 | 7357 | Rate Constraint in MTons | FALSE | L | Annual | Allowances Withdrawn (n:1) | Thousand Tons | 0 | 0 | 0 | 0 | 0 | 0 | 0 | 0
WA - CO2 Penalty Annual v5.13 | 724 | 7357 | Rate Constraint in MTons | FALSE | L | Annual | Net Emissions Allowance Position | Thousand Tons | 0 | 0 | 0 | 0 | 0 | 0 | 0 | 0
WA - CO2 Penalty Annual v5.13 | 724 | 7357 | Rate Constraint in MTons | FALSE | L | Annual | Fuel Consumed | TBtu | 0 | 0 | 0 | 0 | 0 | 0 | 0 | 0
WA - CO2 Penalty Annual v5.13 | 724 | 7357 | Rate Constraint in MTons | FALSE | L | Annual | Rate | lb/MMBtu | 0 | 0 | 0 | 0 | 0 | 0 | 0 | 0
WA - CO2 Penalty Annual v5.13 | 724 | 7357 | Rate Constraint in MTons | FALSE | L | Annual | Generation | TWh | 0 | 0 | 0 | 0 | 0 | 0 | 0 | 0
WA - CO2 Penalty Annual v5.13 | 724 | 7357 | Rate Constraint in MTons | FALSE | L | Annual | Qualifying Generation | TWh | 0 | 0 | 0 | 0 | 0 | 0 | 0 | 0
WA - CO2 Penalty Annual v5.13 | 724 | 7357 | Rate Constraint in MTons | FALSE | L | Annual | Rate | lb/MWh | 0 | 0 | 0 | 0 | 0 | 0 | 0 | 0
WA - CO2 Penalty Annual v5.13 | 724 | 7357 | Rate Constraint in MTons | FALSE | L | Annual | Constraint Shadow Price | US2019$/Ton | 1.933 | 1.9327 | 1.9326 | 1.9332 | 1.9326 | 1.9328 | 1.9327 | 1.9326
WA - CO2 Rate Limit (New Advanced Coal with CCS) | 725 | 7364 | Rate Constraint in lbs/MWh | FALSE | L | Annual | Seasons Included | Seasons | Winter, WintShld, Summer | Winter, WintShld, Summer | Winter, WintShld, Summer | Winter, WintShld, Summer | Winter, WintShld, Summer | Winter, WintShld, Summer | Winter, WintShld, Summer | Winter, WintShld, Summer
WA - CO2 Rate Limit (New Advanced Coal with CCS) | 725 | 7364 | Rate Constraint in lbs/MWh | FALSE | L | Annual | Standard CO2 | lb/MWh | 970 | 970 | 970 | 970 | 970 | 970 | 970 | 970
WA - CO2 Rate Limit (New Advanced Coal with CCS) | 725 | 7364 | Rate Constraint in lbs/MWh | FALSE | L | Annual | Emissions at Affected Plants CO2 | Thousand Tons | 0 | 0 | 0 | 0 | 0 | 0 | 0 | 0
WA - CO2 Rate Limit (New Advanced Coal with CCS) | 725 | 7364 | Rate Constraint in lbs/MWh | FALSE | L | Annual | Allowances Purchased CO2 | Thousand Tons | 0 | 0 | 0 | 0 | 0 | 0 | 0 | 0
WA - CO2 Rate Limit (New Advanced Coal with CCS) | 725 | 7364 | Rate Constraint in lbs/MWh | FALSE | L | Annual | Allowances Sold CO2 | Thousand Tons | 0 | 0 | 0 | 0 | 0 | 0 | 0 | 0
WA - CO2 Rate Limit (New Advanced Coal with CCS) | 725 | 7364 | Rate Constraint in lbs/MWh | FALSE | L | Annual | Allowances Banked | Thousand Tons | 0 | 0 | 0 | 0 | 0 | 0 | 0 | 0
WA - CO2 Rate Limit (New Advanced Coal with CCS) | 725 | 7364 | Rate Constraint in lbs/MWh | FALSE | L | Annual | Allowances Withdrawn (1:1) | Thousand Tons | 0 | 0 | 0 | 0 | 0 | 0 | 0 | 0
WA - CO2 Rate Limit (New Advanced Coal with CCS) | 725 | 7364 | Rate Constraint in lbs/MWh | FALSE | L | Annual | Allowances Withdrawn (n:1) | Thousand Tons | 0 | 0 | 0 | 0 | 0 | 0 | 0 | 0
WA - CO2 Rate Limit (New Advanced Coal with CCS) | 725 | 7364 | Rate Constraint in lbs/MWh | FALSE | L | Annual | Net Emissions Allowance Position | Thousand Tons | 0 | 0 | 0 | 0 | 0 | 0 | 0 | 0
WA - CO2 Rate Limit (New Advanced Coal with CCS) | 725 | 7364 | Rate Constraint in lbs/MWh | FALSE | L | Annual | Fuel Consumed | TBtu | 0 | 0 | 0 | 0 | 0 | 0 | 0 | 0
WA - CO2 Rate Limit (New Advanced Coal with CCS) | 725 | 7364 | Rate Constraint in lbs/MWh | FALSE | L | Annual | Rate | lb/MMBtu | 0 | 0 | 0 | 0 | 0 | 0 | 0 | 0
WA - CO2 Rate Limit (New Advanced Coal with CCS) | 725 | 7364 | Rate Constraint in lbs/MWh | FALSE | L | Annual | Generation | TWh | 0 | 0 | 0 | 0 | 0 | 0 | 0 | 0
WA - CO2 Rate Limit (New Advanced Coal with CCS) | 725 | 7364 | Rate Constraint in lbs/MWh | FALSE | L | Annual | Qualifying Generation | TWh | 0 | 0 | 0 | 0 | 0 | 0 | 0 | 0
WA - CO2 Rate Limit (New Advanced Coal with CCS) | 725 | 7364 | Rate Constraint in lbs/MWh | FALSE | L | Annual | Constraint Shadow Price | US2019$/Ton | 0 | 0 | 0 | 0 | 0 | 0 | 0 | 0
WI CC NGas NOx Annual Rate v3.1 | 726 | 7368 | Rate Constraint in lbs/MMBtu | FALSE | L | Annual | Seasons Included | Seasons | Winter, WintShld, Summer | Winter, WintShld, Summer | Winter, WintShld, Summer | Winter, WintShld, Summer | Winter, WintShld, Summer | Winter, WintShld, Summer | Winter, WintShld, Summer | Winter, WintShld, Summer
WI CC NGas NOx Annual Rate v3.1 | 726 | 7368 | Rate Constraint in lbs/MMBtu | FALSE | L | Annual | Standard NOX | lb/MMBtu | 0.04 | 0.04 | 0.04 | 0.04 | 0.04 | 0.04 | 0.04 | 0.04
WI CC NGas NOx Annual Rate v3.1 | 726 | 7368 | Rate Constraint in lbs/MMBtu | FALSE | L | Annual | Emissions at Affected Plants NOX | Thousand Tons | 0.1699 | 0.16968 | 0.15805 | 0.15069 | 0.15764 | 0.16099 | 0.15965 | 0.13884
WI CC NGas NOx Annual Rate v3.1 | 726 | 7368 | Rate Constraint in lbs/MMBtu | FALSE | L | Annual | Allowances Purchased NOX | Thousand Tons | 0 | 0 | 0 | 0 | 0 | 0 | 0 | 0
WI CC NGas NOx Annual Rate v3.1 | 726 | 7368 | Rate Constraint in lbs/MMBtu | FALSE | L | Annual | Allowances Sold NOX | Thousand Tons | 0 | 0 | 0 | 0 | 0 | 0 | 0 | 0
WI CC NGas NOx Annual Rate v3.1 | 726 | 7368 | Rate Constraint in lbs/MMBtu | FALSE | L | Annual | Allowances Banked | Thousand Tons | 0 | 0 | 0 | 0 | 0 | 0 | 0 | 0
WI CC NGas NOx Annual Rate v3.1 | 726 | 7368 | Rate Constraint in lbs/MMBtu | FALSE | L | Annual | Allowances Withdrawn (1:1) | Thousand Tons | 0 | 0 | 0 | 0 | 0 | 0 | 0 | 0
WI CC NGas NOx Annual Rate v3.1 | 726 | 7368 | Rate Constraint in lbs/MMBtu | FALSE | L | Annual | Allowances Withdrawn (n:1) | Thousand Tons | 0 | 0 | 0 | 0 | 0 | 0 | 0 | 0
WI CC NGas NOx Annual Rate v3.1 | 726 | 7368 | Rate Constraint in lbs/MMBtu | FALSE | L | Annual | Net Emissions Allowance Position | Thousand Tons | 0.1699 | 0.16968 | 0.15805 | 0.15069 | 0.15764 | 0.16099 | 0.15965 | 0.13884
WI CC NGas NOx Annual Rate v3.1 | 726 | 7368 | Rate Constraint in lbs/MMBtu | FALSE | L | Annual | Fuel Consumed | TBtu | 62.8671 | 62.7877 | 58.4843 | 55.7589 | 58.3305 | 59.5713 | 59.0743 | 51.3732
WI CC NGas NOx Annual Rate v3.1 | 726 | 7368 | Rate Constraint in lbs/MMBtu | FALSE | L | Annual | Rate | lb/MMBtu | 0.005405 | 0.005405 | 0.005405 | 0.005405 | 0.005405 | 0.005405 | 0.005405 | 0.005405
WI CC NGas NOx Annual Rate v3.1 | 726 | 7368 | Rate Constraint in lbs/MMBtu | FALSE | L | Annual | Generation | TWh | 8.9173 | 8.9061 | 8.2956 | 7.9091 | 8.2738 | 8.4498 | 8.3793 | 7.287
WI CC NGas NOx Annual Rate v3.1 | 726 | 7368 | Rate Constraint in lbs/MMBtu | FALSE | L | Annual | Qualifying Generation | TWh | 8.9173 | 8.9061 | 8.2956 | 7.9091 | 8.2738 | 8.4498 | 8.3793 | 7.287
WI CC NGas NOx Annual Rate v3.1 | 726 | 7368 | Rate Constraint in lbs/MMBtu | FALSE | L | Annual | Rate | lb/MWh | 0.038105 | 0.038105 | 0.038105 | 0.038105 | 0.038105 | 0.038105 | 0.038105 | 0.038105
WI CC NGas NOx Annual Rate v3.1 | 726 | 7368 | Rate Constraint in lbs/MMBtu | FALSE | L | Annual | Constraint Shadow Price | US2019$/Ton | 0 | 0 | 0 | 0 | 0 | 0 | 0 | 0
WI CoalUnits1 NOx Annual Rate v3.1 | 727 | 7365 | Rate Constraint in lbs/MMBtu | FALSE | L | Annual | Seasons Included | Seasons | Winter, WintShld, Summer | Winter, WintShld, Summer | Winter, WintShld, Summer | Winter, WintShld, Summer | Winter, WintShld, Summer | Winter, WintShld, Summer | Winter, WintShld, Summer | Winter, WintShld, Summer
WI CoalUnits1 NOx Annual Rate v3.1 | 727 | 7365 | Rate Constraint in lbs/MMBtu | FALSE | L | Annual | Standard NOX | lb/MMBtu | 0.1 | 0.1 | 0.1 | 0.1 | 0.1 | 0.1 | 0.1 | 0.1
WI CoalUnits1 NOx Annual Rate v3.1 | 727 | 7365 | Rate Constraint in lbs/MMBtu | FALSE | L | Annual | Emissions at Affected Plants NOX | Thousand Tons | 2.8242 | 1.7937 | 3.684 | 3.8492 | 4.0612 | 4.3907 | 2.771 | 2.0897
WI CoalUnits1 NOx Annual Rate v3.1 | 727 | 7365 | Rate Constraint in lbs/MMBtu | FALSE | L | Annual | Allowances Purchased NOX | Thousand Tons | 0 | 0 | 0 | 0 | 0 | 0 | 0 | 0
WI CoalUnits1 NOx Annual Rate v3.1 | 727 | 7365 | Rate Constraint in lbs/MMBtu | FALSE | L | Annual | Allowances Sold NOX | Thousand Tons | 0 | 0 | 0 | 0 | 0 | 0 | 0 | 0
WI CoalUnits1 NOx Annual Rate v3.1 | 727 | 7365 | Rate Constraint in lbs/MMBtu | FALSE | L | Annual | Allowances Banked | Thousand Tons | 0 | 0 | 0 | 0 | 0 | 0 | 0 | 0
WI CoalUnits1 NOx Annual Rate v3.1 | 727 | 7365 | Rate Constraint in lbs/MMBtu | FALSE | L | Annual | Allowances Withdrawn (1:1) | Thousand Tons | 0 | 0 | 0 | 0 | 0 | 0 | 0 | 0
WI CoalUnits1 NOx Annual Rate v3.1 | 727 | 7365 | Rate Constraint in lbs/MMBtu | FALSE | L | Annual | Allowances Withdrawn (n:1) | Thousand Tons | 0 | 0 | 0 | 0 | 0 | 0 | 0 | 0
WI CoalUnits1 NOx Annual Rate v3.1 | 727 | 7365 | Rate Constraint in lbs/MMBtu | FALSE | L | Annual | Net Emissions Allowance Position | Thousand Tons | 2.8242 | 1.7937 | 3.684 | 3.8492 | 4.0612 | 4.3907 | 2.771 | 2.0897
WI CoalUnits1 NOx Annual Rate v3.1 | 727 | 7365 | Rate Constraint in lbs/MMBtu | FALSE | L | Annual | Fuel Consumed | TBtu | 88.4828 | 56.4381 | 114.6786 | 119.796 | 126.2018 | 136.3989 | 87.8281 | 66.5428
WI CoalUnits1 NOx Annual Rate v3.1 | 727 | 7365 | Rate Constraint in lbs/MMBtu | FALSE | L | Annual | Rate | lb/MMBtu | 0.063836 | 0.063564 | 0.06425 | 0.064263 | 0.06436 | 0.06438 | 0.0631 | 0.062808
WI CoalUnits1 NOx Annual Rate v3.1 | 727 | 7365 | Rate Constraint in lbs/MMBtu | FALSE | L | Annual | Generation | TWh | 9.0281 | 5.7706 | 11.5995 | 12.0894 | 12.7107 | 13.7273 | 9.0254 | 6.917
WI CoalUnits1 NOx Annual Rate v3.1 | 727 | 7365 | Rate Constraint in lbs/MMBtu | FALSE | L | Annual | Qualifying Generation | TWh | 9.0281 | 5.7706 | 11.5995 | 12.0894 | 12.7107 | 13.7273 | 9.0254 | 6.917
WI CoalUnits1 NOx Annual Rate v3.1 | 727 | 7365 | Rate Constraint in lbs/MMBtu | FALSE | L | Annual | Rate | lb/MWh | 0.62564 | 0.62167 | 0.63521 | 0.63679 | 0.63902 | 0.63971 | 0.61404 | 0.60422
WI CoalUnits1 NOx Annual Rate v3.1 | 727 | 7365 | Rate Constraint in lbs/MMBtu | FALSE | L | Annual | Constraint Shadow Price | US2019$/Ton | 0 | 0 | 0 | 0 | 0 | 0 | 0 | 0
WI CT DFO NOx Annual Rate v3.1 | 728 | 7367 | Rate Constraint in lbs/MMBtu | FALSE | L | Annual | Seasons Included | Seasons | Winter, WintShld, Summer | Winter, WintShld, Summer | Winter, WintShld, Summer | Winter, WintShld, Summer | Winter, WintShld, Summer | Winter, WintShld, Summer | Winter, WintShld, Summer | Winter, WintShld, Summer
WI CT DFO NOx Annual Rate v3.1 | 728 | 7367 | Rate Constraint in lbs/MMBtu | FALSE | L | Annual | Standard NOX | lb/MMBtu | 0.41 | 0.41 | 0.41 | 0.41 | 0.41 | 0.41 | 0.41 | 0.41
WI CT DFO NOx Annual Rate v3.1 | 728 | 7367 | Rate Constraint in lbs/MMBtu | FALSE | L | Annual | Emissions at Affected Plants NOX | Thousand Tons | 0 | 0 | 0.019766 | 0.020116 | 0.026618 | 0.053355 | 0.13947 | 0.087962
WI CT DFO NOx Annual Rate v3.1 | 728 | 7367 | Rate Constraint in lbs/MMBtu | FALSE | L | Annual | Allowances Purchased NOX | Thousand Tons | 0 | 0 | 0 | 0 | 0 | 0 | 0 | 0
WI CT DFO NOx Annual Rate v3.1 | 728 | 7367 | Rate Constraint in lbs/MMBtu | FALSE | L | Annual | Allowances Sold NOX | Thousand Tons | 0 | 0 | 0 | 0 | 0 | 0 | 0 | 0
WI CT DFO NOx Annual Rate v3.1 | 728 | 7367 | Rate Constraint in lbs/MMBtu | FALSE | L | Annual | Allowances Banked | Thousand Tons | 0 | 0 | 0 | 0 | 0 | 0 | 0 | 0
WI CT DFO NOx Annual Rate v3.1 | 728 | 7367 | Rate Constraint in lbs/MMBtu | FALSE | L | Annual | Allowances Withdrawn (1:1) | Thousand Tons | 0 | 0 | 0 | 0 | 0 | 0 | 0 | 0
WI CT DFO NOx Annual Rate v3.1 | 728 | 7367 | Rate Constraint in lbs/MMBtu | FALSE | L | Annual | Allowances Withdrawn (n:1) | Thousand Tons | 0 | 0 | 0 | 0 | 0 | 0 | 0 | 0
WI CT DFO NOx Annual Rate v3.1 | 728 | 7367 | Rate Constraint in lbs/MMBtu | FALSE | L | Annual | Net Emissions Allowance Position | Thousand Tons | 0 | 0 | 0.019766 | 0.020116 | 0.026618 | 0.053355 | 0.13947 | 0.087962
WI CT DFO NOx Annual Rate v3.1 | 728 | 7367 | Rate Constraint in lbs/MMBtu | FALSE | L | Annual | Fuel Consumed | TBtu | 0 | 0 | 3.5938 | 3.6574 | 4.8396 | 9.701 | 25.3577 | 15.9931
WI CT DFO NOx Annual Rate v3.1 | 728 | 7367 | Rate Constraint in lbs/MMBtu | FALSE | L | Annual | Rate | lb/MMBtu | 0 | 0 | 0.011 | 0.011 | 0.011 | 0.011 | 0.011 | 0.011
WI CT DFO NOx Annual Rate v3.1 | 728 | 7367 | Rate Constraint in lbs/MMBtu | FALSE | L | Annual | Generation | TWh | 0 | 0 | 0.93557 | 0.88884 | 0.95621 | 1.3731 | 3.0518 | 1.7074
WI CT DFO NOx Annual Rate v3.1 | 728 | 7367 | Rate Constraint in lbs/MMBtu | FALSE | L | Annual | Qualifying Generation | TWh | 0 | 0 | 0.36283 | 0.36925 | 0.4886 | 0.9794 | 2.5601 | 1.6146
WI CT DFO NOx Annual Rate v3.1 | 728 | 7367 | Rate Constraint in lbs/MMBtu | FALSE | L | Annual | Rate | lb/MWh | 0 | 0 | 0.10895 | 0.10895 | 0.10895 | 0.10895 | 0.10895 | 0.10895
WI CT DFO NOx Annual Rate v3.1 | 728 | 7367 | Rate Constraint in lbs/MMBtu | FALSE | L | Annual | Constraint Shadow Price | US2019$/Ton | 0 | 3132.9034 | 0 | 0 | 0 | 0 | 0 | 0
WI CT NGas NOx Annual Rate v3.1 | 729 | 7366 | Rate Constraint in lbs/MMBtu | FALSE | L | Annual | Seasons Included | Seasons | Winter, WintShld, Summer | Winter, WintShld, Summer | Winter, WintShld, Summer | Winter, WintShld, Summer | Winter, WintShld, Summer | Winter, WintShld, Summer | Winter, WintShld, Summer | Winter, WintShld, Summer
WI CT NGas NOx Annual Rate v3.1 | 729 | 7366 | Rate Constraint in lbs/MMBtu | FALSE | L | Annual | Standard NOX | lb/MMBtu | 0.11 | 0.11 | 0.11 | 0.11 | 0.11 | 0.11 | 0.11 | 0.11
WI CT NGas NOx Annual Rate v3.1 | 729 | 7366 | Rate Constraint in lbs/MMBtu | FALSE | L | Annual | Emissions at Affected Plants NOX | Thousand Tons | 0.017336 | 0.039201 | 0.028052 | 0.025044 | 0.031697 | 0.060158 | 0.13947 | 0.087962
WI CT NGas NOx Annual Rate v3.1 | 729 | 7366 | Rate Constraint in lbs/MMBtu | FALSE | L | Annual | Allowances Purchased NOX | Thousand Tons | 0 | 0 | 0 | 0 | 0 | 0 | 0 | 0
WI CT NGas NOx Annual Rate v3.1 | 729 | 7366 | Rate Constraint in lbs/MMBtu | FALSE | L | Annual | Allowances Sold NOX | Thousand Tons | 0 | 0 | 0 | 0 | 0 | 0 | 0 | 0
WI CT NGas NOx Annual Rate v3.1 | 729 | 7366 | Rate Constraint in lbs/MMBtu | FALSE | L | Annual | Allowances Banked | Thousand Tons | 0 | 0 | 0 | 0 | 0 | 0 | 0 | 0
WI CT NGas NOx Annual Rate v3.1 | 729 | 7366 | Rate Constraint in lbs/MMBtu | FALSE | L | Annual | Allowances Withdrawn (1:1) | Thousand Tons | 0 | 0 | 0 | 0 | 0 | 0 | 0 | 0
WI CT NGas NOx Annual Rate v3.1 | 729 | 7366 | Rate Constraint in lbs/MMBtu | FALSE | L | Annual | Allowances Withdrawn (n:1) | Thousand Tons | 0 | 0 | 0 | 0 | 0 | 0 | 0 | 0
WI CT NGas NOx Annual Rate v3.1 | 729 | 7366 | Rate Constraint in lbs/MMBtu | FALSE | L | Annual | Net Emissions Allowance Position | Thousand Tons | 0.017336 | 0.039201 | 0.028052 | 0.025044 | 0.031697 | 0.060158 | 0.13947 | 0.087962
WI CT NGas NOx Annual Rate v3.1 | 729 | 7366 | Rate Constraint in lbs/MMBtu | FALSE | L | Annual | Fuel Consumed | TBtu | 0.87774 | 2.2022 | 4.042 | 4.0012 | 5.1939 | 10.0965 | 25.3577 | 15.9931
WI CT NGas NOx Annual Rate v3.1 | 729 | 7366 | Rate Constraint in lbs/MMBtu | FALSE | L | Annual | Rate | lb/MMBtu | 0.039502 | 0.035602 | 0.01388 | 0.012518 | 0.012206 | 0.011916 | 0.011 | 0.011
WI CT NGas NOx Annual Rate v3.1 | 729 | 7366 | Rate Constraint in lbs/MMBtu | FALSE | L | Annual | Generation | TWh | 0.068349 | 0.17342 | 0.97095 | 0.91654 | 0.98476 | 1.4046 | 3.0518 | 1.7074
WI CT NGas NOx Annual Rate v3.1 | 729 | 7366 | Rate Constraint in lbs/MMBtu | FALSE | L | Annual | Qualifying Generation | TWh | 0.068349 | 0.17342 | 0.39822 | 0.39695 | 0.51715 | 1.0108 | 2.5601 | 1.6146
WI CT NGas NOx Annual Rate v3.1 | 729 | 7366 | Rate Constraint in lbs/MMBtu | FALSE | L | Annual | Rate | lb/MWh | 0.50728 | 0.45209 | 0.14089 | 0.12618 | 0.12258 | 0.11903 | 0.10895 | 0.10895
WI CT NGas NOx Annual Rate v3.1 | 729 | 7366 | Rate Constraint in lbs/MMBtu | FALSE | L | Annual | Constraint Shadow Price | US2019$/Ton | 0 | 0 | 0 | 0 | 0 | 0 | 0 | 0
WI Large Coal Units Hg Rule v3.1, Unit 2658 and retrofits | 730 | 7369 | MACT Fuel Choice Floor in lbs/MMBtu | FALSE | L | Annual | Seasons Included | Seasons | Winter, WintShld, Summer | Winter, WintShld, Summer | Winter, WintShld, Summer | Winter, WintShld, Summer | Winter, WintShld, Summer | Winter, WintShld, Summer | Winter, WintShld, Summer | Winter, WintShld, Summer
WI Large Coal Units Hg Rule v3.1, Unit 2658 and retrofits | 730 | 7369 | MACT Fuel Choice Floor in lbs/MMBtu | FALSE | L | Annual | Emission Floor | lbs/MMBtu | 7.92e-07 | 7.92e-07 | 7.92e-07 | 7.92e-07 | 7.92e-07 | 7.92e-07 | 7.92e-07 | 7.92e-07
WI Large Coal Units Hg Rule v3.1, Unit 2658 and retrofits | 730 | 7369 | MACT Fuel Choice Floor in lbs/MMBtu | FALSE | L | Annual | Emissions at Affected Plants MER | lbs | 0 | 0 | 0 | 0 | 0 | 0 | 0 | 0
WI Large Coal Units Hg Rule v3.1, Unit 2658 and retrofits | 730 | 7369 | MACT Fuel Choice Floor in lbs/MMBtu | FALSE | L | Annual | Allowances Purchased MER | lbs | 0 | 0 | 0 | 0 | 0 | 0 | 0 | 0
WI Large Coal Units Hg Rule v3.1, Unit 2658 and retrofits | 730 | 7369 | MACT Fuel Choice Floor in lbs/MMBtu | FALSE | L | Annual | Allowances Sold MER | lbs | 0 | 0 | 0 | 0 | 0 | 0 | 0 | 0
WI Large Coal Units Hg Rule v3.1, Unit 2658 and retrofits | 730 | 7369 | MACT Fuel Choice Floor in lbs/MMBtu | FALSE | L | Annual | Allowances Banked | lbs | 0 | 0 | 0 | 0 | 0 | 0 | 0 | 0
WI Large Coal Units Hg Rule v3.1, Unit 2658 and retrofits | 730 | 7369 | MACT Fuel Choice Floor in lbs/MMBtu | FALSE | L | Annual | Allowances Withdrawn (1:1) | lbs | 0 | 0 | 0 | 0 | 0 | 0 | 0 | 0
WI Large Coal Units Hg Rule v3.1, Unit 2658 and retrofits | 730 | 7369 | MACT Fuel Choice Floor in lbs/MMBtu | FALSE | L | Annual | Allowances Withdrawn (n:1) | lbs | 0 | 0 | 0 | 0 | 0 | 0 | 0 | 0
WI Large Coal Units Hg Rule v3.1, Unit 2658 and retrofits | 730 | 7369 | MACT Fuel Choice Floor in lbs/MMBtu | FALSE | L | Annual | Net Emissions Allowance Position | lbs | 0 | 0 | 0 | 0 | 0 | 0 | 0 | 0
WI Large Coal Units Hg Rule v3.1, Unit 2658 and retrofits | 730 | 7369 | MACT Fuel Choice Floor in lbs/MMBtu | FALSE | L | Annual | Fuel Consumed | TBtu | 0 | 0 | 0 | 0 | 0 | 0 | 0 | 0
WI Large Coal Units Hg Rule v3.1, Unit 2658 and retrofits | 730 | 7369 | MACT Fuel Choice Floor in lbs/MMBtu | FALSE | L | Annual | Rate | lb/MMBtu | 0 | 0 | 0 | 0 | 0 | 0 | 0 | 0
WI Large Coal Units Hg Rule v3.1, Unit 2658 and retrofits | 730 | 7369 | MACT Fuel Choice Floor in lbs/MMBtu | FALSE | L | Annual | Generation | TWh | 0 | 0 | 0 | 0 | 0 | 0 | 0 | 0
WI Large Coal Units Hg Rule v3.1, Unit 2658 and retrofits | 730 | 7369 | MACT Fuel Choice Floor in lbs/MMBtu | FALSE | L | Annual | Qualifying Generation | TWh | 0 | 0 | 0 | 0 | 0 | 0 | 0 | 0
WI Large Coal Units Hg Rule v3.1, Unit 2658 and retrofits | 730 | 7369 | MACT Fuel Choice Floor in lbs/MMBtu | FALSE | L | Annual | Constraint Shadow Price | US2019$/Lb | 0 | 0 | 0 | 0 | 0 | 0 | 0 | 0
WI Large Coal Units Hg Rule v3.1, Unit 2659 and retrofits | 731 | 7369 | MACT Fuel Choice Floor in lbs/MMBtu | FALSE | L | Annual | Seasons Included | Seasons | Winter, WintShld, Summer | Winter, WintShld, Summer | Winter, WintShld, Summer | Winter, WintShld, Summer | Winter, WintShld, Summer | Winter, WintShld, Summer | Winter, WintShld, Summer | Winter, WintShld, Summer
WI Large Coal Units Hg Rule v3.1, Unit 2659 and retrofits | 731 | 7369 | MACT Fuel Choice Floor in lbs/MMBtu | FALSE | L | Annual | Emission Floor | lbs/MMBtu | 7.92e-07 | 7.92e-07 | 7.92e-07 | 7.92e-07 | 7.92e-07 | 7.92e-07 | 7.92e-07 | 7.92e-07
WI Large Coal Units Hg Rule v3.1, Unit 2659 and retrofits | 731 | 7369 | MACT Fuel Choice Floor in lbs/MMBtu | FALSE | L | Annual | Emissions at Affected Plants MER | lbs | 9.283 | 0 | 0 | 0 | 0 | 0 | 0 | 0
WI Large Coal Units Hg Rule v3.1, Unit 2659 and retrofits | 731 | 7369 | MACT Fuel Choice Floor in lbs/MMBtu | FALSE | L | Annual | Allowances Purchased MER | lbs | 0 | 0 | 0 | 0 | 0 | 0 | 0 | 0
WI Large Coal Units Hg Rule v3.1, Unit 2659 and retrofits | 731 | 7369 | MACT Fuel Choice Floor in lbs/MMBtu | FALSE | L | Annual | Allowances Sold MER | lbs | 0 | 0 | 0 | 0 | 0 | 0 | 0 | 0
WI Large Coal Units Hg Rule v3.1, Unit 2659 and retrofits | 731 | 7369 | MACT Fuel Choice Floor in lbs/MMBtu | FALSE | L | Annual | Allowances Banked | lbs | 0 | 0 | 0 | 0 | 0 | 0 | 0 | 0
WI Large Coal Units Hg Rule v3.1, Unit 2659 and retrofits | 731 | 7369 | MACT Fuel Choice Floor in lbs/MMBtu | FALSE | L | Annual | Allowances Withdrawn (1:1) | lbs | 0 | 0 | 0 | 0 | 0 | 0 | 0 | 0
WI Large Coal Units Hg Rule v3.1, Unit 2659 and retrofits | 731 | 7369 | MACT Fuel Choice Floor in lbs/MMBtu | FALSE | L | Annual | Allowances Withdrawn (n:1) | lbs | 0 | 0 | 0 | 0 | 0 | 0 | 0 | 0
WI Large Coal Units Hg Rule v3.1, Unit 2659 and retrofits | 731 | 7369 | MACT Fuel Choice Floor in lbs/MMBtu | FALSE | L | Annual | Net Emissions Allowance Position | lbs | 9.283 | 0 | 0 | 0 | 0 | 0 | 0 | 0
WI Large Coal Units Hg Rule v3.1, Unit 2659 and retrofits | 731 | 7369 | MACT Fuel Choice Floor in lbs/MMBtu | FALSE | L | Annual | Fuel Consumed | TBtu | 16.5436 | 0 | 0 | 0 | 0 | 0 | 0 | 0
WI Large Coal Units Hg Rule v3.1, Unit 2659 and retrofits | 731 | 7369 | MACT Fuel Choice Floor in lbs/MMBtu | FALSE | L | Annual | Rate | lb/MMBtu | 5.6112e-07 | 0 | 0 | 0 | 0 | 0 | 0 | 0
WI Large Coal Units Hg Rule v3.1, Unit 2659 and retrofits | 731 | 7369 | MACT Fuel Choice Floor in lbs/MMBtu | FALSE | L | Annual | Generation | TWh | 1.5706 | 0 | 0 | 0 | 0 | 0 | 0 | 0
WI Large Coal Units Hg Rule v3.1, Unit 2659 and retrofits | 731 | 7369 | MACT Fuel Choice Floor in lbs/MMBtu | FALSE | L | Annual | Qualifying Generation | TWh | 1.5706 | 0 | 0 | 0 | 0 | 0 | 0 | 0
WI Large Coal Units Hg Rule v3.1, Unit 2659 and retrofits | 731 | 7369 | MACT Fuel Choice Floor in lbs/MMBtu | FALSE | L | Annual | Constraint Shadow Price | US2019$/Lb | 0 | 0 | 0 | 0 | 0 | 0 | 0 | 0
WI Large Coal Units Hg Rule v3.1, Unit 2660 and retrofits | 732 | 7369 | MACT Fuel Choice Floor in lbs/MMBtu | FALSE | L | Annual | Seasons Included | Seasons | Winter, WintShld, Summer | Winter, WintShld, Summer | Winter, WintShld, Summer | Winter, WintShld, Summer | Winter, WintShld, Summer | Winter, WintShld, Summer | Winter, WintShld, Summer | Winter, WintShld, Summer
WI Large Coal Units Hg Rule v3.1, Unit 2660 and retrofits | 732 | 7369 | MACT Fuel Choice Floor in lbs/MMBtu | FALSE | L | Annual | Emission Floor | lbs/MMBtu | 7.92e-07 | 7.92e-07 | 7.92e-07 | 7.92e-07 | 7.92e-07 | 7.92e-07 | 7.92e-07 | 7.92e-07
WI Large Coal Units Hg Rule v3.1, Unit 2660 and retrofits | 732 | 7369 | MACT Fuel Choice Floor in lbs/MMBtu | FALSE | L | Annual | Emissions at Affected Plants MER | lbs | 0 | 0 | 0 | 0 | 0 | 0 | 0 | 0
WI Large Coal Units Hg Rule v3.1, Unit 2660 and retrofits | 732 | 7369 | MACT Fuel Choice Floor in lbs/MMBtu | FALSE | L | Annual | Allowances Purchased MER | lbs | 0 | 0 | 0 | 0 | 0 | 0 | 0 | 0
WI Large Coal Units Hg Rule v3.1, Unit 2660 and retrofits | 732 | 7369 | MACT Fuel Choice Floor in lbs/MMBtu | FALSE | L | Annual | Allowances Sold MER | lbs | 0 | 0 | 0 | 0 | 0 | 0 | 0 | 0
WI Large Coal Units Hg Rule v3.1, Unit 2660 and retrofits | 732 | 7369 | MACT Fuel Choice Floor in lbs/MMBtu | FALSE | L | Annual | Allowances Banked | lbs | 0 | 0 | 0 | 0 | 0 | 0 | 0 | 0
WI Large Coal Units Hg Rule v3.1, Unit 2660 and retrofits | 732 | 7369 | MACT Fuel Choice Floor in lbs/MMBtu | FALSE | L | Annual | Allowances Withdrawn (1:1) | lbs | 0 | 0 | 0 | 0 | 0 | 0 | 0 | 0
WI Large Coal Units Hg Rule v3.1, Unit 2660 and retrofits | 732 | 7369 | MACT Fuel Choice Floor in lbs/MMBtu | FALSE | L | Annual | Allowances Withdrawn (n:1) | lbs | 0 | 0 | 0 | 0 | 0 | 0 | 0 | 0
WI Large Coal Units Hg Rule v3.1, Unit 2660 and retrofits | 732 | 7369 | MACT Fuel Choice Floor in lbs/MMBtu | FALSE | L | Annual | Net Emissions Allowance Position | lbs | 0 | 0 | 0 | 0 | 0 | 0 | 0 | 0
WI Large Coal Units Hg Rule v3.1, Unit 2660 and retrofits | 732 | 7369 | MACT Fuel Choice Floor in lbs/MMBtu | FALSE | L | Annual | Fuel Consumed | TBtu | 0 | 0 | 0 | 0 | 0 | 0 | 0 | 0
WI Large Coal Units Hg Rule v3.1, Unit 2660 and retrofits | 732 | 7369 | MACT Fuel Choice Floor in lbs/MMBtu | FALSE | L | Annual | Rate | lb/MMBtu | 0 | 0 | 0 | 0 | 0 | 0 | 0 | 0
WI Large Coal Units Hg Rule v3.1, Unit 2660 and retrofits | 732 | 7369 | MACT Fuel Choice Floor in lbs/MMBtu | FALSE | L | Annual | Generation | TWh | 0 | 0 | 0 | 0 | 0 | 0 | 0 | 0
WI Large Coal Units Hg Rule v3.1, Unit 2660 and retrofits | 732 | 7369 | MACT Fuel Choice Floor in lbs/MMBtu | FALSE | L | Annual | Qualifying Generation | TWh | 0 | 0 | 0 | 0 | 0 | 0 | 0 | 0
WI Large Coal Units Hg Rule v3.1, Unit 2660 and retrofits | 732 | 7369 | MACT Fuel Choice Floor in lbs/MMBtu | FALSE | L | Annual | Constraint Shadow Price | US2019$/Lb | 0 | 0 | 0 | 0 | 0 | 0 | 0 | 0
WI Large Coal Units Hg Rule v3.1, Unit 2661 and retrofits | 733 | 7369 | MACT Fuel Choice Floor in lbs/MMBtu | FALSE | L | Annual | Seasons Included | Seasons | Winter, WintShld, Summer | Winter, WintShld, Summer | Winter, WintShld, Summer | Winter, WintShld, Summer | Winter, WintShld, Summer | Winter, WintShld, Summer | Winter, WintShld, Summer | Winter, WintShld, Summer
WI Large Coal Units Hg Rule v3.1, Unit 2661 and retrofits | 733 | 7369 | MACT Fuel Choice Floor in lbs/MMBtu | FALSE | L | Annual | Emission Floor | lbs/MMBtu | 7.92e-07 | 7.92e-07 | 7.92e-07 | 7.92e-07 | 7.92e-07 | 7.92e-07 | 7.92e-07 | 7.92e-07
WI Large Coal Units Hg Rule v3.1, Unit 2661 and retrofits | 733 | 7369 | MACT Fuel Choice Floor in lbs/MMBtu | FALSE | L | Annual | Emissions at Affected Plants MER | lbs | 9.2494 | 3.494 | 16.3144 | 15.9326 | 16.9037 | 18.1329 | 17.13 | 10.1262
WI Large Coal Units Hg Rule v3.1, Unit 2661 and retrofits | 733 | 7369 | MACT Fuel Choice Floor in lbs/MMBtu | FALSE | L | Annual | Allowances Purchased MER | lbs | 0 | 0 | 0 | 0 | 0 | 0 | 0 | 0
WI Large Coal Units Hg Rule v3.1, Unit 2661 and retrofits | 733 | 7369 | MACT Fuel Choice Floor in lbs/MMBtu | FALSE | L | Annual | Allowances Sold MER | lbs | 0 | 0 | 0 | 0 | 0 | 0 | 0 | 0
WI Large Coal Units Hg Rule v3.1, Unit 2661 and retrofits | 733 | 7369 | MACT Fuel Choice Floor in lbs/MMBtu | FALSE | L | Annual | Allowances Banked | lbs | 0 | 0 | 0 | 0 | 0 | 0 | 0 | 0
WI Large Coal Units Hg Rule v3.1, Unit 2661 and retrofits | 733 | 7369 | MACT Fuel Choice Floor in lbs/MMBtu | FALSE | L | Annual | Allowances Withdrawn (1:1) | lbs | 0 | 0 | 0 | 0 | 0 | 0 | 0 | 0
WI Large Coal Units Hg Rule v3.1, Unit 2661 and retrofits | 733 | 7369 | MACT Fuel Choice Floor in lbs/MMBtu | FALSE | L | Annual | Allowances Withdrawn (n:1) | lbs | 0 | 0 | 0 | 0 | 0 | 0 | 0 | 0
WI Large Coal Units Hg Rule v3.1, Unit 2661 and retrofits | 733 | 7369 | MACT Fuel Choice Floor in lbs/MMBtu | FALSE | L | Annual | Net Emissions Allowance Position | lbs | 9.2494 | 3.494 | 16.3144 | 15.9326 | 16.9037 | 18.1329 | 17.13 | 10.1262
WI Large Coal Units Hg Rule v3.1, Unit 2661 and retrofits | 733 | 7369 | MACT Fuel Choice Floor in lbs/MMBtu | FALSE | L | Annual | Fuel Consumed | TBtu | 16.4837 | 6.2268 | 29.0745 | 28.3941 | 30.1247 | 32.3152 | 30.5279 | 18.0462
WI Large Coal Units Hg Rule v3.1, Unit 2661 and retrofits | 733 | 7369 | MACT Fuel Choice Floor in lbs/MMBtu | FALSE | L | Annual | Rate | lb/MMBtu | 5.6112e-07 | 5.6112e-07 | 5.6112e-07 | 5.6112e-07 | 5.6112e-07 | 5.6112e-07 | 5.6112e-07 | 5.6112e-07
WI Large Coal Units Hg Rule v3.1, Unit 2661 and retrofits | 733 | 7369 | MACT Fuel Choice Floor in lbs/MMBtu | FALSE | L | Annual | Generation | TWh | 1.703 | 0.64334 | 3.0039 | 2.9336 | 3.1124 | 3.3387 | 3.154 | 1.8645
WI Large Coal Units Hg Rule v3.1, Unit 2661 and retrofits | 733 | 7369 | MACT Fuel Choice Floor in lbs/MMBtu | FALSE | L | Annual | Qualifying Generation | TWh | 1.703 | 0.64334 | 3.0039 | 2.9336 | 3.1124 | 3.3387 | 3.154 | 1.8645
WI Large Coal Units Hg Rule v3.1, Unit 2661 and retrofits | 733 | 7369 | MACT Fuel Choice Floor in lbs/MMBtu | FALSE | L | Annual | Constraint Shadow Price | US2019$/Lb | 0 | 0 | 0 | 0 | 0 | 0 | 0 | 0
WI Large Coal Units Hg Rule v3.1, Unit 3272 and retrofits | 734 | 7369 | MACT Fuel Choice Floor in lbs/MMBtu | FALSE | L | Annual | Seasons Included | Seasons | Winter, WintShld, Summer | Winter, WintShld, Summer | Winter, WintShld, Summer | Winter, WintShld, Summer | Winter, WintShld, Summer | Winter, WintShld, Summer | Winter, WintShld, Summer | Winter, WintShld, Summer
WI Large Coal Units Hg Rule v3.1, Unit 3272 and retrofits | 734 | 7369 | MACT Fuel Choice Floor in lbs/MMBtu | FALSE | L | Annual | Emission Floor | lbs/MMBtu | 7.92e-07 | 7.92e-07 | 7.92e-07 | 7.92e-07 | 7.92e-07 | 7.92e-07 | 7.92e-07 | 7.92e-07
WI Large Coal Units Hg Rule v3.1, Unit 3272 and retrofits | 734 | 7369 | MACT Fuel Choice Floor in lbs/MMBtu | FALSE | L | Annual | Emissions at Affected Plants MER | lbs | 0 | 0 | 1.8798 | 2.003 | 2.0587 | 2.0587 | 0 | 0
WI Large Coal Units Hg Rule v3.1, Unit 3272 and retrofits | 734 | 7369 | MACT Fuel Choice Floor in lbs/MMBtu | FALSE | L | Annual | Allowances Purchased MER | lbs | 0 | 0 | 0 | 0 | 0 | 0 | 0 | 0
WI Large Coal Units Hg Rule v3.1, Unit 3272 and retrofits | 734 | 7369 | MACT Fuel Choice Floor in lbs/MMBtu | FALSE | L | Annual | Allowances Sold MER | lbs | 0 | 0 | 0 | 0 | 0 | 0 | 0 | 0
WI Large Coal Units Hg Rule v3.1, Unit 3272 and retrofits | 734 | 7369 | MACT Fuel Choice Floor in lbs/MMBtu | FALSE | L | Annual | Allowances Banked | lbs | 0 | 0 | 0 | 0 | 0 | 0 | 0 | 0
WI Large Coal Units Hg Rule v3.1, Unit 3272 and retrofits | 734 | 7369 | MACT Fuel Choice Floor in lbs/MMBtu | FALSE | L | Annual | Allowances Withdrawn (1:1) | lbs | 0 | 0 | 0 | 0 | 0 | 0 | 0 | 0
WI Large Coal Units Hg Rule v3.1, Unit 3272 and retrofits | 734 | 7369 | MACT Fuel Choice Floor in lbs/MMBtu | FALSE | L | Annual | Allowances Withdrawn (n:1) | lbs | 0 | 0 | 0 | 0 | 0 | 0 | 0 | 0
WI Large Coal Units Hg Rule v3.1, Unit 3272 and retrofits | 734 | 7369 | MACT Fuel Choice Floor in lbs/MMBtu | FALSE | L | Annual | Net Emissions Allowance Position | lbs | 0 | 0 | 1.8798 | 2.003 | 2.0587 | 2.0587 | 0 | 0
WI Large Coal Units Hg Rule v3.1, Unit 3272 and retrofits | 734 | 7369 | MACT Fuel Choice Floor in lbs/MMBtu | FALSE | L | Annual | Fuel Consumed | TBtu | 0 | 0 | 3.35 | 3.5697 | 3.6688 | 3.6688 | 0 | 0
WI Large Coal Units Hg Rule v3.1, Unit 3272 and retrofits | 734 | 7369 | MACT Fuel Choice Floor in lbs/MMBtu | FALSE | L | Annual | Rate | lb/MMBtu | 0 | 0 | 5.6112e-07 | 5.6112e-07 | 5.6112e-07 | 5.6112e-07 | 0 | 0
WI Large Coal Units Hg Rule v3.1, Unit 3272 and retrofits | 734 | 7369 | MACT Fuel Choice Floor in lbs/MMBtu | FALSE | L | Annual | Generation | TWh | 0 | 0 | 0.33329 | 0.35514 | 0.36501 | 0.36501 | 0 | 0
WI Large Coal Units Hg Rule v3.1, Unit 3272 and retrofits | 734 | 7369 | MACT Fuel Choice Floor in lbs/MMBtu | FALSE | L | Annual | Qualifying Generation | TWh | 0 | 0 | 0.33329 | 0.35514 | 0.36501 | 0.36501 | 0 | 0
WI Large Coal Units Hg Rule v3.1, Unit 3272 and retrofits | 734 | 7369 | MACT Fuel Choice Floor in lbs/MMBtu | FALSE | L | Annual | Constraint Shadow Price | US2019$/Lb | 0 | 0 | 0 | 0 | 0 | 0 | 0 | 0
WI Large Coal Units Hg Rule v3.1, Unit 3543 and retrofits | 735 | 7369 | MACT Fuel Choice Floor in lbs/MMBtu | FALSE | L | Annual | Seasons Included | Seasons | Winter, WintShld, Summer | Winter, WintShld, Summer | Winter, WintShld, Summer | Winter, WintShld, Summer | Winter, WintShld, Summer | Winter, WintShld, Summer | Winter, WintShld, Summer | Winter, WintShld, Summer
WI Large Coal Units Hg Rule v3.1, Unit 3543 and retrofits | 735 | 7369 | MACT Fuel Choice Floor in lbs/MMBtu | FALSE | L | Annual | Emission Floor | lbs/MMBtu | 7.92e-07 | 7.92e-07 | 7.92e-07 | 7.92e-07 | 7.92e-07 | 7.92e-07 | 7.92e-07 | 7.92e-07
WI Large Coal Units Hg Rule v3.1, Unit 3543 and retrofits | 735 | 7369 | MACT Fuel Choice Floor in lbs/MMBtu | FALSE | L | Annual | Emissions at Affected Plants MER | lbs | 2.224 | 2.2455 | 7.494 | 7.3017 | 7.9901 | 7.3017 | 6.5828 | 3.1377
WI Large Coal Units Hg Rule v3.1, Unit 3543 and retrofits | 735 | 7369 | MACT Fuel Choice Floor in lbs/MMBtu | FALSE | L | Annual | Allowances Purchased MER | lbs | 0 | 0 | 0 | 0 | 0 | 0 | 0 | 0
WI Large Coal Units Hg Rule v3.1, Unit 3543 and retrofits | 735 | 7369 | MACT Fuel Choice Floor in lbs/MMBtu | FALSE | L | Annual | Allowances Sold MER | lbs | 0 | 0 | 0 | 0 | 0 | 0 | 0 | 0
WI Large Coal Units Hg Rule v3.1, Unit 3543 and retrofits | 735 | 7369 | MACT Fuel Choice Floor in lbs/MMBtu | FALSE | L | Annual | Allowances Banked | lbs | 0 | 0 | 0 | 0 | 0 | 0 | 0 | 0
WI Large Coal Units Hg Rule v3.1, Unit 3543 and retrofits | 735 | 7369 | MACT Fuel Choice Floor in lbs/MMBtu | FALSE | L | Annual | Allowances Withdrawn (1:1) | lbs | 0 | 0 | 0 | 0 | 0 | 0 | 0 | 0
WI Large Coal Units Hg Rule v3.1, Unit 3543 and retrofits | 735 | 7369 | MACT Fuel Choice Floor in lbs/MMBtu | FALSE | L | Annual | Allowances Withdrawn (n:1) | lbs | 0 | 0 | 0 | 0 | 0 | 0 | 0 | 0
WI Large Coal Units Hg Rule v3.1, Unit 3543 and retrofits | 735 | 7369 | MACT Fuel Choice Floor in lbs/MMBtu | FALSE | L | Annual | Net Emissions Allowance Position | lbs | 2.224 | 2.2455 | 7.494 | 7.3017 | 7.9901 | 7.3017 | 6.5828 | 3.1377
WI Large Coal Units Hg Rule v3.1, Unit 3543 and retrofits | 735 | 7369 | MACT Fuel Choice Floor in lbs/MMBtu | FALSE | L | Annual | Fuel Consumed | TBtu | 3.9634 | 3.9634 | 13.2274 | 12.8881 | 14.1031 | 12.8881 | 11.6191 | 5.5382
WI Large Coal Units Hg Rule v3.1, Unit 3543 and retrofits | 735 | 7369 | MACT Fuel Choice Floor in lbs/MMBtu | FALSE | L | Annual | Rate | lb/MMBtu | 5.6112e-07 | 5.6655e-07 | 5.6655e-07 | 5.6655e-07 | 5.6655e-07 | 5.6655e-07 | 5.6655e-07 | 5.6655e-07
WI Large Coal Units Hg Rule v3.1, Unit 3543 and retrofits | 735 | 7369 | MACT Fuel Choice Floor in lbs/MMBtu | FALSE | L | Annual | Generation | TWh | 0.35258 | 0.35258 | 1.1767 | 1.1465 | 1.2546 | 1.1465 | 1.0336 | 0.49268
WI Large Coal Units Hg Rule v3.1, Unit 3543 and retrofits | 735 | 7369 | MACT Fuel Choice Floor in lbs/MMBtu | FALSE | L | Annual | Qualifying Generation | TWh | 0.35258 | 0.35258 | 1.1767 | 1.1465 | 1.2546 | 1.1465 | 1.0336 | 0.49268
WI Large Coal Units Hg Rule v3.1, Unit 3543 and retrofits | 735 | 7369 | MACT Fuel Choice Floor in lbs/MMBtu | FALSE | L | Annual | Constraint Shadow Price | US2019$/Lb | 0 | 0 | 0 | 0 | 0 | 0 | 0 | 0
WI Large Coal Units Hg Rule v3.1, Unit 3839 and retrofits | 736 | 7369 | MACT Fuel Choice Floor in lbs/MMBtu | FALSE | L | Annual | Seasons Included | Seasons | Winter, WintShld, Summer | Winter, WintShld, Summer | Winter, WintShld, Summer | Winter, WintShld, Summer | Winter, WintShld, Summer | Winter, WintShld, Summer | Winter, WintShld, Summer | Winter, WintShld, Summer
WI Large Coal Units Hg Rule v3.1, Unit 3839 and retrofits | 736 | 7369 | MACT Fuel Choice Floor in lbs/MMBtu | FALSE | L | Annual | Emission Floor | lbs/MMBtu | 7.92e-07 | 7.92e-07 | 7.92e-07 | 7.92e-07 | 7.92e-07 | 7.92e-07 | 7.92e-07 | 7.92e-07
WI Large Coal Units Hg Rule v3.1, Unit 3839 and retrofits | 736 | 7369 | MACT Fuel Choice Floor in lbs/MMBtu | FALSE | L | Annual | Emissions at Affected Plants MER | lbs | 2.5695 | 1.9824 | 5.9886 | 7.6457 | 8.9925 | 10.3787 | 0 | 0
WI Large Coal Units Hg Rule v3.1, Unit 3839 and retrofits | 736 | 7369 | MACT Fuel Choice Floor in lbs/MMBtu | FALSE | L | Annual | Allowances Purchased MER | lbs | 0 | 0 | 0 | 0 | 0 | 0 | 0 | 0
WI Large Coal Units Hg Rule v3.1, Unit 3839 and retrofits | 736 | 7369 | MACT Fuel Choice Floor in lbs/MMBtu | FALSE | L | Annual | Allowances Sold MER | lbs | 0 | 0 | 0 | 0 | 0 | 0 | 0 | 0
WI Large Coal Units Hg Rule v3.1, Unit 3839 and retrofits | 736 | 7369 | MACT Fuel Choice Floor in lbs/MMBtu | FALSE | L | Annual | Allowances Banked | lbs | 0 | 0 | 0 | 0 | 0 | 0 | 0 | 0
WI Large Coal Units Hg Rule v3.1, Unit 3839 and retrofits | 736 | 7369 | MACT Fuel Choice Floor in lbs/MMBtu | FALSE | L | Annual | Allowances Withdrawn (1:1) | lbs | 0 | 0 | 0 | 0 | 0 | 0 | 0 | 0
WI Large Coal Units Hg Rule v3.1, Unit 3839 and retrofits | 736 | 7369 | MACT Fuel Choice Floor in lbs/MMBtu | FALSE | L | Annual | Allowances Withdrawn (n:1) | lbs | 0 | 0 | 0 | 0 | 0 | 0 | 0 | 0
WI Large Coal Units Hg Rule v3.1, Unit 3839 and retrofits | 736 | 7369 | MACT Fuel Choice Floor in lbs/MMBtu | FALSE | L | Annual | Net Emissions Allowance Position | lbs | 2.5695 | 1.9824 | 5.9886 | 7.6457 | 8.9925 | 10.3787 | 0 | 0
WI Large Coal Units Hg Rule v3.1, Unit 3839 and retrofits | 736 | 7369 | MACT Fuel Choice Floor in lbs/MMBtu | FALSE | L | Annual | Fuel Consumed | TBtu | 4.5792 | 3.5329 | 10.6725 | 13.6256 | 16.0259 | 18.4962 | 0 | 0
WI Large Coal Units Hg Rule v3.1, Unit 3839 and retrofits | 736 | 7369 | MACT Fuel Choice Floor in lbs/MMBtu | FALSE | L | Annual | Rate | lb/MMBtu | 5.6112e-07 | 5.6112e-07 | 5.6112e-07 | 5.6112e-07 | 5.6112e-07 | 5.6112e-07 | 0 | 0
WI Large Coal Units Hg Rule v3.1, Unit 3839 and retrofits | 736 | 7369 | MACT Fuel Choice Floor in lbs/MMBtu | FALSE | L | Annual | Generation | TWh | 0.44308 | 0.34184 | 1.0327 | 1.3184 | 1.5506 | 1.7897 | 0 | 0
WI Large Coal Units Hg Rule v3.1, Unit 3839 and retrofits | 736 | 7369 | MACT Fuel Choice Floor in lbs/MMBtu | FALSE | L | Annual | Qualifying Generation | TWh | 0.44308 | 0.34184 | 1.0327 | 1.3184 | 1.5506 | 1.7897 | 0 | 0
WI Large Coal Units Hg Rule v3.1, Unit 3839 and retrofits | 736 | 7369 | MACT Fuel Choice Floor in lbs/MMBtu | FALSE | L | Annual | Constraint Shadow Price | US2019$/Lb | 0 | 0 | 0 | 0 | 0 | 0 | 0 | 0
WI Large Coal Units Hg Rule v3.1, Unit 3840 and retrofits | 737 | 7369 | MACT Fuel Choice Floor in lbs/MMBtu | FALSE | L | Annual | Seasons Included | Seasons | Winter, WintShld, Summer | Winter, WintShld, Summer | Winter, WintShld, Summer | Winter, WintShld, Summer | Winter, WintShld, Summer | Winter, WintShld, Summer | Winter, WintShld, Summer | Winter, WintShld, Summer
WI Large Coal Units Hg Rule v3.1, Unit 3840 and retrofits | 737 | 7369 | MACT Fuel Choice Floor in lbs/MMBtu | FALSE | L | Annual | Emission Floor | lbs/MMBtu | 7.92e-07 | 7.92e-07 | 7.92e-07 | 7.92e-07 | 7.92e-07 | 7.92e-07 | 7.92e-07 | 7.92e-07
WI Large Coal Units Hg Rule v3.1, Unit 3840 and retrofits | 737 | 7369 | MACT Fuel Choice Floor in lbs/MMBtu | FALSE | L | Annual | Emissions at Affected Plants MER | lbs | 2.1535 | 2.0051 | 4.1459 | 5.9311 | 6.3024 | 6.9768 | 6.6465 | 0
WI Large Coal Units Hg Rule v3.1, Unit 3840 and retrofits | 737 | 7369 | MACT Fuel Choice Floor in lbs/MMBtu | FALSE | L | Annual | Allowances Purchased MER | lbs | 0 | 0 | 0 | 0 | 0 | 0 | 0 | 0
WI Large Coal Units Hg Rule v3.1, Unit 3840 and retrofits | 737 | 7369 | MACT Fuel Choice Floor in lbs/MMBtu | FALSE | L | Annual | Allowances Sold MER | lbs | 0 | 0 | 0 | 0 | 0 | 0 | 0 | 0
WI Large Coal Units Hg Rule v3.1, Unit 3840 and retrofits | 737 | 7369 | MACT Fuel Choice Floor in lbs/MMBtu | FALSE | L | Annual | Allowances Banked | lbs | 0 | 0 | 0 | 0 | 0 | 0 | 0 | 0
WI Large Coal Units Hg Rule v3.1, Unit 3840 and retrofits | 737 | 7369 | MACT Fuel Choice Floor in lbs/MMBtu | FALSE | L | Annual | Allowances Withdrawn (1:1) | lbs | 0 | 0 | 0 | 0 | 0 | 0 | 0 | 0
WI Large Coal Units Hg Rule v3.1, Unit 3840 and retrofits | 737 | 7369 | MACT Fuel Choice Floor in lbs/MMBtu | FALSE | L | Annual | Allowances Withdrawn (n:1) | lbs | 0 | 0 | 0 | 0 | 0 | 0 | 0 | 0
WI Large Coal Units Hg Rule v3.1, Unit 3840 and retrofits | 737 | 7369 | MACT Fuel Choice Floor in lbs/MMBtu | FALSE | L | Annual | Net Emissions Allowance Position | lbs | 2.1535 | 2.0051 | 4.1459 | 5.9311 | 6.3024 | 6.9768 | 6.6465 | 0
WI Large Coal Units Hg Rule v3.1, Unit 3840 and retrofits | 737 | 7369 | MACT Fuel Choice Floor in lbs/MMBtu | FALSE | L | Annual | Fuel Consumed | TBtu | 3.8378 | 3.5733 | 7.3886 | 10.5701 | 11.2318 | 12.4335 | 11.845 | 0
WI Large Coal Units Hg Rule v3.1, Unit 3840 and retrofits | 737 | 7369 | MACT Fuel Choice Floor in lbs/MMBtu | FALSE | L | Annual | Rate | lb/MMBtu | 5.6112e-07 | 5.6112e-07 | 5.6112e-07 | 5.6112e-07 | 5.6112e-07 | 5.6112e-07 | 5.6112e-07 | 0
WI Large Coal Units Hg Rule v3.1, Unit 3840 and retrofits | 737 | 7369 | MACT Fuel Choice Floor in lbs/MMBtu | FALSE | L | Annual | Generation | TWh | 0.36523 | 0.34006 | 0.70314 | 1.0059 | 1.0689 | 1.1832 | 1.1272 | 0
WI Large Coal Units Hg Rule v3.1, Unit 3840 and retrofits | 737 | 7369 | MACT Fuel Choice Floor in lbs/MMBtu | FALSE | L | Annual | Qualifying Generation | TWh | 0.36523 | 0.34006 | 0.70314 | 1.0059 | 1.0689 | 1.1832 | 1.1272 | 0
WI Large Coal Units Hg Rule v3.1, Unit 3840 and retrofits | 737 | 7369 | MACT Fuel Choice Floor in lbs/MMBtu | FALSE | L | Annual | Constraint Shadow Price | US2019$/Lb | 0 | 0 | 0 | 0 | 0 | 0 | 0 | 0
WI Large Coal Units Hg Rule v3.1, Unit 3841 and retrofits | 738 | 7369 | MACT Fuel Choice Floor in lbs/MMBtu | FALSE | L | Annual | Seasons Included | Seasons | Winter, WintShld, Summer | Winter, WintShld, Summer | Winter, WintShld, Summer | Winter, WintShld, Summer | Winter, WintShld, Summer | Winter, WintShld, Summer | Winter, WintShld, Summer | Winter, WintShld, Summer
WI Large Coal Units Hg Rule v3.1, Unit 3841 and retrofits | 738 | 7369 | MACT Fuel Choice Floor in lbs/MMBtu | FALSE | L | Annual | Emission Floor | lbs/MMBtu | 7.92e-07 | 7.92e-07 | 7.92e-07 | 7.92e-07 | 7.92e-07 | 7.92e-07 | 7.92e-07 | 7.92e-07
WI Large Coal Units Hg Rule v3.1, Unit 3841 and retrofits | 738 | 7369 | MACT Fuel Choice Floor in lbs/MMBtu | FALSE | L | Annual | Emissions at Affected Plants MER | lbs | 4.1492 | 1.5956 | 7.4699 | 6.8991 | 7.7637 | 8.364 | 0 | 0
WI Large Coal Units Hg Rule v3.1, Unit 3841 and retrofits | 738 | 7369 | MACT Fuel Choice Floor in lbs/MMBtu | FALSE | L | Annual | Allowances Purchased MER | lbs | 0 | 0 | 0 | 0 | 0 | 0 | 0 | 0
WI Large Coal Units Hg Rule v3.1, Unit 3841 and retrofits | 738 | 7369 | MACT Fuel Choice Floor in lbs/MMBtu | FALSE | L | Annual | Allowances Sold MER | lbs | 0 | 0 | 0 | 0 | 0 | 0 | 0 | 0
WI Large Coal Units Hg Rule v3.1, Unit 3841 and retrofits | 738 | 7369 | MACT Fuel Choice Floor in lbs/MMBtu | FALSE | L | Annual | Allowances Banked | lbs | 0 | 0 | 0 | 0 | 0 | 0 | 0 | 0
WI Large Coal Units Hg Rule v3.1, Unit 3841 and retrofits | 738 | 7369 | MACT Fuel Choice Floor in lbs/MMBtu | FALSE | L | Annual | Allowances Withdrawn (1:1) | lbs | 0 | 0 | 0 | 0 | 0 | 0 | 0 | 0
WI Large Coal Units Hg Rule v3.1, Unit 3841 and retrofits | 738 | 7369 | MACT Fuel Choice Floor in lbs/MMBtu | FALSE | L | Annual | Allowances Withdrawn (n:1) | lbs | 0 | 0 | 0 | 0 | 0 | 0 | 0 | 0
WI Large Coal Units Hg Rule v3.1, Unit 3841 and retrofits | 738 | 7369 | MACT Fuel Choice Floor in lbs/MMBtu | FALSE | L | Annual | Net Emissions Allowance Position | lbs | 4.1492 | 1.5956 | 7.4699 | 6.8991 | 7.7637 | 8.364 | 0 | 0
WI Large Coal Units Hg Rule v3.1, Unit 3841 and retrofits | 738 | 7369 | MACT Fuel Choice Floor in lbs/MMBtu | FALSE | L | Annual | Fuel Consumed | TBtu | 7.3944 | 2.8437 | 13.3124 | 12.2952 | 13.8359 | 14.9057 | 0 | 0
WI Large Coal Units Hg Rule v3.1, Unit 3841 and retrofits | 738 | 7369 | MACT Fuel Choice Floor in lbs/MMBtu | FALSE | L | Annual | Rate | lb/MMBtu | 5.6112e-07 | 5.6112e-07 | 5.6112e-07 | 5.6112e-07 | 5.6112e-07 | 5.6112e-07 | 0 | 0
WI Large Coal Units Hg Rule v3.1, Unit 3841 and retrofits | 738 | 7369 | MACT Fuel Choice Floor in lbs/MMBtu | FALSE | L | Annual | Generation | TWh | 0.71679 | 0.27565 | 1.2905 | 1.1919 | 1.3412 | 1.4449 | 0 | 0
WI Large Coal Units Hg Rule v3.1, Unit 3841 and retrofits | 738 | 7369 | MACT Fuel Choice Floor in lbs/MMBtu | FALSE | L | Annual | Qualifying Generation | TWh | 0.71679 | 0.27565 | 1.2905 | 1.1919 | 1.3412 | 1.4449 | 0 | 0
WI Large Coal Units Hg Rule v3.1, Unit 3841 and retrofits | 738 | 7369 | MACT Fuel Choice Floor in lbs/MMBtu | FALSE | L | Annual | Constraint Shadow Price | US2019$/Lb | 0 | 0 | 0 | 0 | 0 | 0 | 0 | 0
WI Large Coal Units Hg Rule v3.1, Unit 3842 and retrofits | 739 | 7369 | MACT Fuel Choice Floor in lbs/MMBtu | FALSE | L | Annual | Seasons Included | Seasons | Winter, WintShld, Summer | Winter, WintShld, Summer | Winter, WintShld, Summer | Winter, WintShld, Summer | Winter, WintShld, Summer | Winter, WintShld, Summer | Winter, WintShld, Summer | Winter, WintShld, Summer
WI Large Coal Units Hg Rule v3.1, Unit 3842 and retrofits | 739 | 7369 | MACT Fuel Choice Floor in lbs/MMBtu | FALSE | L | Annual | Emission Floor | lbs/MMBtu | 7.92e-07 | 7.92e-07 | 7.92e-07 | 7.92e-07 | 7.92e-07 | 7.92e-07 | 7.92e-07 | 7.92e-07
WI Large Coal Units Hg Rule v3.1, Unit 3842 and retrofits | 739 | 7369 | MACT Fuel Choice Floor in lbs/MMBtu | FALSE | L | Annual | Emissions at Affected Plants MER | lbs | 4.0854 | 1.5711 | 6.7931 | 6.7931 | 7.6443 | 8.2354 | 0 | 0
WI Large Coal Units Hg Rule v3.1, Unit 3842 and retrofits | 739 | 7369 | MACT Fuel Choice Floor in lbs/MMBtu | FALSE | L | Annual | Allowances Purchased MER | lbs | 0 | 0 | 0 | 0 | 0 | 0 | 0 | 0
WI Large Coal Units Hg Rule v3.1, Unit 3842 and retrofits | 739 | 7369 | MACT Fuel Choice Floor in lbs/MMBtu | FALSE | L | Annual | Allowances Sold MER | lbs | 0 | 0 | 0 | 0 | 0 | 0 | 0 | 0
WI Large Coal Units Hg Rule v3.1, Unit 3842 and retrofits | 739 | 7369 | MACT Fuel Choice Floor in lbs/MMBtu | FALSE | L | Annual | Allowances Banked | lbs | 0 | 0 | 0 | 0 | 0 | 0 | 0 | 0
WI Large Coal Units Hg Rule v3.1, Unit 3842 and retrofits | 739 | 7369 | MACT Fuel Choice Floor in lbs/MMBtu | FALSE | L | Annual | Allowances Withdrawn (1:1) | lbs | 0 | 0 | 0 | 0 | 0 | 0 | 0 | 0
WI Large Coal Units Hg Rule v3.1, Unit 3842 and retrofits | 739 | 7369 | MACT Fuel Choice Floor in lbs/MMBtu | FALSE | L | Annual | Allowances Withdrawn (n:1) | lbs | 0 | 0 | 0 | 0 | 0 | 0 | 0 | 0
WI Large Coal Units Hg Rule v3.1, Unit 3842 and retrofits | 739 | 7369 | MACT Fuel Choice Floor in lbs/MMBtu | FALSE | L | Annual | Net Emissions Allowance Position | lbs | 4.0854 | 1.5711 | 6.7931 | 6.7931 | 7.6443 | 8.2354 | 0 | 0
WI Large Coal Units Hg Rule v3.1, Unit 3842 and retrofits | 739 | 7369 | MACT Fuel Choice Floor in lbs/MMBtu | FALSE | L | Annual | Fuel Consumed | TBtu | 7.2808 | 2.7999 | 12.1062 | 12.1062 | 13.6232 | 14.6766 | 0 | 0
WI Large Coal Units Hg Rule v3.1, Unit 3842 and retrofits | 739 | 7369 | MACT Fuel Choice Floor in lbs/MMBtu | FALSE | L | Annual | Rate | lb/MMBtu | 5.6112e-07 | 5.6112e-07 | 5.6112e-07 | 5.6112e-07 | 5.6112e-07 | 5.6112e-07 | 0 | 0
WI Large Coal Units Hg Rule v3.1, Unit 3842 and retrofits | 739 | 7369 | MACT Fuel Choice Floor in lbs/MMBtu | FALSE | L | Annual | Generation | TWh | 0.70509 | 0.27115 | 1.1724 | 1.1724 | 1.3193 | 1.4213 | 0 | 0
WI Large Coal Units Hg Rule v3.1, Unit 3842 and retrofits | 739 | 7369 | MACT Fuel Choice Floor in lbs/MMBtu | FALSE | L | Annual | Qualifying Generation | TWh | 0.70509 | 0.27115 | 1.1724 | 1.1724 | 1.3193 | 1.4213 | 0 | 0
WI Large Coal Units Hg Rule v3.1, Unit 3842 and retrofits | 739 | 7369 | MACT Fuel Choice Floor in lbs/MMBtu | FALSE | L | Annual | Constraint Shadow Price | US2019$/Lb | 0 | 0 | 0 | 0 | 0 | 0 | 0 | 0
WI Large Coal Units Hg Rule v3.1, Unit 3843 and retrofits | 740 | 7369 | MACT Fuel Choice Floor in lbs/MMBtu | FALSE | L | Annual | Seasons Included | Seasons | Winter, WintShld, Summer | Winter, WintShld, Summer | Winter, WintShld, Summer | Winter, WintShld, Summer | Winter, WintShld, Summer | Winter, WintShld, Summer | Winter, WintShld, Summer | Winter, WintShld, Summer
WI Large Coal Units Hg Rule v3.1, Unit 3843 and retrofits | 740 | 7369 | MACT Fuel Choice Floor in lbs/MMBtu | FALSE | L | Annual | Emission Floor | lbs/MMBtu | 7.92e-07 | 7.92e-07 | 7.92e-07 | 7.92e-07 | 7.92e-07 | 7.92e-07 | 7.92e-07 | 7.92e-07
WI Large Coal Units Hg Rule v3.1, Unit 3843 and retrofits | 740 | 7369 | MACT Fuel Choice Floor in lbs/MMBtu | FALSE | L | Annual | Emissions at Affected Plants MER | lbs | 17.9716 | 11.8294 | 20.1819 | 20.1819 | 20.1819 | 21.5226 | 21.5226 | 18.7142
WI Large Coal Units Hg Rule v3.1, Unit 3843 and retrofits | 740 | 7369 | MACT Fuel Choice Floor in lbs/MMBtu | FALSE | L | Annual | Allowances Purchased MER | lbs | 0 | 0 | 0 | 0 | 0 | 0 | 0 | 0
WI Large Coal Units Hg Rule v3.1, Unit 3843 and retrofits | 740 | 7369 | MACT Fuel Choice Floor in lbs/MMBtu | FALSE | L | Annual | Allowances Sold MER | lbs | 0 | 0 | 0 | 0 | 0 | 0 | 0 | 0
WI Large Coal Units Hg Rule v3.1, Unit 3843 and retrofits | 740 | 7369 | MACT Fuel Choice Floor in lbs/MMBtu | FALSE | L | Annual | Allowances Banked | lbs | 0 | 0 | 0 | 0 | 0 | 0 | 0 | 0
WI Large Coal Units Hg Rule v3.1, Unit 3843 and retrofits | 740 | 7369 | MACT Fuel Choice Floor in lbs/MMBtu | FALSE | L | Annual | Allowances Withdrawn (1:1) | lbs | 0 | 0 | 0 | 0 | 0 | 0 | 0 | 0
WI Large Coal Units Hg Rule v3.1, Unit 3843 and retrofits | 740 | 7369 | MACT Fuel Choice Floor in lbs/MMBtu | FALSE | L | Annual | Allowances Withdrawn (n:1) | lbs | 0 | 0 | 0 | 0 | 0 | 0 | 0 | 0
WI Large Coal Units Hg Rule v3.1, Unit 3843 and retrofits | 740 | 7369 | MACT Fuel Choice Floor in lbs/MMBtu | FALSE | L | Annual | Net Emissions Allowance Position | lbs | 17.9716 | 11.8294 | 20.1819 | 20.1819 | 20.1819 | 21.5226 | 21.5226 | 18.7142
WI Large Coal Units Hg Rule v3.1, Unit 3843 and retrofits | 740 | 7369 | MACT Fuel Choice Floor in lbs/MMBtu | FALSE | L | Annual | Fuel Consumed | TBtu | 31.8635 | 21.0816 | 35.7435 | 35.7435 | 35.7435 | 38.097 | 38.097 | 33.1671
WI Large Coal Units Hg Rule v3.1, Unit 3843 and retrofits | 740 | 7369 | MACT Fuel Choice Floor in lbs/MMBtu | FALSE | L | Annual | Rate | lb/MMBtu | 5.6402e-07 | 5.6112e-07 | 5.6463e-07 | 5.6463e-07 | 5.6463e-07 | 5.6494e-07 | 5.6494e-07 | 5.6424e-07
WI Large Coal Units Hg Rule v3.1, Unit 3843 and retrofits | 740 | 7369 | MACT Fuel Choice Floor in lbs/MMBtu | FALSE | L | Annual | Generation | TWh | 3.2987 | 2.1825 | 3.7004 | 3.7004 | 3.7004 | 3.9441 | 3.9441 | 3.4337
WI Large Coal Units Hg Rule v3.1, Unit 3843 and retrofits | 740 | 7369 | MACT Fuel Choice Floor in lbs/MMBtu | FALSE | L | Annual | Qualifying Generation | TWh | 3.2987 | 2.1825 | 3.7004 | 3.7004 | 3.7004 | 3.9441 | 3.9441 | 3.4337
WI Large Coal Units Hg Rule v3.1, Unit 3843 and retrofits | 740 | 7369 | MACT Fuel Choice Floor in lbs/MMBtu | FALSE | L | Annual | Constraint Shadow Price | US2019$/Lb | 0 | 0 | 0 | 0 | 0 | 0 | 0 | 0
WI Large Coal Units Hg Rule v3.1, Unit 3844 and retrofits | 741 | 7369 | MACT Fuel Choice Floor in lbs/MMBtu | FALSE | L | Annual | Seasons Included | Seasons | Winter, WintShld, Summer | Winter, WintShld, Summer | Winter, WintShld, Summer | Winter, WintShld, Summer | Winter, WintShld, Summer | Winter, WintShld, Summer | Winter, WintShld, Summer | Winter, WintShld, Summer
WI Large Coal Units Hg Rule v3.1, Unit 3844 and retrofits | 741 | 7369 | MACT Fuel Choice Floor in lbs/MMBtu | FALSE | L | Annual | Emission Floor | lbs/MMBtu | 7.92e-07 | 7.92e-07 | 7.92e-07 | 7.92e-07 | 7.92e-07 | 7.92e-07 | 7.92e-07 | 7.92e-07
WI Large Coal Units Hg Rule v3.1, Unit 3844 and retrofits | 741 | 7369 | MACT Fuel Choice Floor in lbs/MMBtu | FALSE | L | Annual | Emissions at Affected Plants MER | lbs | 18.9062 | 12.6852 | 20.0048 | 20.0048 | 20.1677 | 21.3346 | 21.3895 | 18.82
WI Large Coal Units Hg Rule v3.1, Unit 3844 and retrofits | 741 | 7369 | MACT Fuel Choice Floor in lbs/MMBtu | FALSE | L | Annual | Allowances Purchased MER | lbs | 0 | 0 | 0 | 0 | 0 | 0 | 0 | 0
WI Large Coal Units Hg Rule v3.1, Unit 3844 and retrofits | 741 | 7369 | MACT Fuel Choice Floor in lbs/MMBtu | FALSE | L | Annual | Allowances Sold MER | lbs | 0 | 0 | 0 | 0 | 0 | 0 | 0 | 0
WI Large Coal Units Hg Rule v3.1, Unit 3844 and retrofits | 741 | 7369 | MACT Fuel Choice Floor in lbs/MMBtu | FALSE | L | Annual | Allowances Banked | lbs | 0 | 0 | 0 | 0 | 0 | 0 | 0 | 0
WI Large Coal Units Hg Rule v3.1, Unit 3844 and retrofits | 741 | 7369 | MACT Fuel Choice Floor in lbs/MMBtu | FALSE | L | Annual | Allowances Withdrawn (1:1) | lbs | 0 | 0 | 0 | 0 | 0 | 0 | 0 | 0
WI Large Coal Units Hg Rule v3.1, Unit 3844 and retrofits | 741 | 7369 | MACT Fuel Choice Floor in lbs/MMBtu | FALSE | L | Annual | Allowances Withdrawn (n:1) | lbs | 0 | 0 | 0 | 0 | 0 | 0 | 0 | 0
WI Large Coal Units Hg Rule v3.1, Unit 3844 and retrofits | 741 | 7369 | MACT Fuel Choice Floor in lbs/MMBtu | FALSE | L | Annual | Net Emissions Allowance Position | lbs | 18.9062 | 12.6852 | 20.0048 | 20.0048 | 20.1677 | 21.3346 | 21.3895 | 18.82
WI Large Coal Units Hg Rule v3.1, Unit 3844 and retrofits | 741 | 7369 | MACT Fuel Choice Floor in lbs/MMBtu | FALSE | L | Annual | Fuel Consumed | TBtu | 33.5271 | 22.6067 | 35.4554 | 35.4554 | 35.7415 | 37.7899 | 37.8862 | 33.3757
WI Large Coal Units Hg Rule v3.1, Unit 3844 and retrofits | 741 | 7369 | MACT Fuel Choice Floor in lbs/MMBtu | FALSE | L | Annual | Rate | lb/MMBtu | 5.6391e-07 | 5.6112e-07 | 5.6422e-07 | 5.6422e-07 | 5.6427e-07 | 5.6456e-07 | 5.6457e-07 | 5.6388e-07
WI Large Coal Units Hg Rule v3.1, Unit 3844 and retrofits | 741 | 7369 | MACT Fuel Choice Floor in lbs/MMBtu | FALSE | L | Annual | Generation | TWh | 3.4992 | 2.3594 | 3.7004 | 3.7004 | 3.7303 | 3.9441 | 3.9541 | 3.4834
WI Large Coal Units Hg Rule v3.1, Unit 3844 and retrofits | 741 | 7369 | MACT Fuel Choice Floor in lbs/MMBtu | FALSE | L | Annual | Qualifying Generation | TWh | 3.4992 | 2.3594 | 3.7004 | 3.7004 | 3.7303 | 3.9441 | 3.9541 | 3.4834
WI Large Coal Units Hg Rule v3.1, Unit 3844 and retrofits | 741 | 7369 | MACT Fuel Choice Floor in lbs/MMBtu | FALSE | L | Annual | Constraint Shadow Price | US2019$/Lb | 0 | 0 | 0 | 0 | 0 | 0 | 0 | 0
WI Small Coal Units Hg Rule v3.1, Unit 3610 and retrofits | 742 | 7370 | MACT Fuel Choice Floor in lbs/MMBtu | FALSE | L | Annual | Seasons Included | Seasons | Winter, WintShld, Summer | Winter, WintShld, Summer | Winter, WintShld, Summer | Winter, WintShld, Summer | Winter, WintShld, Summer | Winter, WintShld, Summer | Winter, WintShld, Summer | Winter, WintShld, Summer
WI Small Coal Units Hg Rule v3.1, Unit 3610 and retrofits | 742 | 7370 | MACT Fuel Choice Floor in lbs/MMBtu | FALSE | L | Annual | Emission Floor | lbs/MMBtu | 6.91e-07 | 6.91e-07 | 6.91e-07 | 6.91e-07 | 6.91e-07 | 6.91e-07 | 6.91e-07 | 6.91e-07
WI Small Coal Units Hg Rule v3.1, Unit 3610 and retrofits | 742 | 7370 | MACT Fuel Choice Floor in lbs/MMBtu | FALSE | L | Annual | Emissions at Affected Plants MER | lbs | 0 | 0 | 0 | 0 | 0.45089 | 0 | 0 | 0
WI Small Coal Units Hg Rule v3.1, Unit 3610 and retrofits | 742 | 7370 | MACT Fuel Choice Floor in lbs/MMBtu | FALSE | L | Annual | Allowances Purchased MER | lbs | 0 | 0 | 0 | 0 | 0 | 0 | 0 | 0
WI Small Coal Units Hg Rule v3.1, Unit 3610 and retrofits | 742 | 7370 | MACT Fuel Choice Floor in lbs/MMBtu | FALSE | L | Annual | Allowances Sold MER | lbs | 0 | 0 | 0 | 0 | 0 | 0 | 0 | 0
WI Small Coal Units Hg Rule v3.1, Unit 3610 and retrofits | 742 | 7370 | MACT Fuel Choice Floor in lbs/MMBtu | FALSE | L | Annual | Allowances Banked | lbs | 0 | 0 | 0 | 0 | 0 | 0 | 0 | 0
WI Small Coal Units Hg Rule v3.1, Unit 3610 and retrofits | 742 | 7370 | MACT Fuel Choice Floor in lbs/MMBtu | FALSE | L | Annual | Allowances Withdrawn (1:1) | lbs | 0 | 0 | 0 | 0 | 0 | 0 | 0 | 0
WI Small Coal Units Hg Rule v3.1, Unit 3610 and retrofits | 742 | 7370 | MACT Fuel Choice Floor in lbs/MMBtu | FALSE | L | Annual | Allowances Withdrawn (n:1) | lbs | 0 | 0 | 0 | 0 | 0 | 0 | 0 | 0
WI Small Coal Units Hg Rule v3.1, Unit 3610 and retrofits | 742 | 7370 | MACT Fuel Choice Floor in lbs/MMBtu | FALSE | L | Annual | Net Emissions Allowance Position | lbs | 0 | 0 | 0 | 0 | 0.45089 | 0 | 0 | 0
WI Small Coal Units Hg Rule v3.1, Unit 3610 and retrofits | 742 | 7370 | MACT Fuel Choice Floor in lbs/MMBtu | FALSE | L | Annual | Fuel Consumed | TBtu | 0 | 0 | 0 | 0 | 0.90723 | 0 | 0 | 0
WI Small Coal Units Hg Rule v3.1, Unit 3610 and retrofits | 742 | 7370 | MACT Fuel Choice Floor in lbs/MMBtu | FALSE | L | Annual | Rate | lb/MMBtu | 0 | 0 | 0 | 0 | 4.97e-07 | 0 | 0 | 0
WI Small Coal Units Hg Rule v3.1, Unit 3610 and retrofits | 742 | 7370 | MACT Fuel Choice Floor in lbs/MMBtu | FALSE | L | Annual | Generation | TWh | 0 | 0 | 0 | 0 | 0.071608 | 0 | 0 | 0
WI Small Coal Units Hg Rule v3.1, Unit 3610 and retrofits | 742 | 7370 | MACT Fuel Choice Floor in lbs/MMBtu | FALSE | L | Annual | Qualifying Generation | TWh | 0 | 0 | 0 | 0 | 0.071608 | 0 | 0 | 0
WI Small Coal Units Hg Rule v3.1, Unit 3610 and retrofits | 742 | 7370 | MACT Fuel Choice Floor in lbs/MMBtu | FALSE | L | Annual | Constraint Shadow Price | US2019$/Lb | 0 | 0 | 0 | 0 | 0 | 0 | 0 | 0
Zero Reserve Margin Type 3 Constraints | 743 | 7658 | MACT Fuel Choice Floor in lbs/MMBtu | FALSE | L | Annual | Seasons Included | Seasons | Winter, WintShld, Summer | Winter, WintShld, Summer | Winter, WintShld, Summer | Winter, WintShld, Summer | Winter, WintShld, Summer | Winter, WintShld, Summer | Winter, WintShld, Summer | Winter, WintShld, Summer
Zero Reserve Margin Type 3 Constraints | 743 | 7658 | MACT Fuel Choice Floor in lbs/MMBtu | FALSE | L | Annual | Emission Floor | lb/MMBtu | 0 | 0 | 0 | 0 | 0 | 0 | 0 | 0
Zero Reserve Margin Type 3 Constraints | 743 | 7658 | MACT Fuel Choice Floor in lbs/MMBtu | FALSE | L | Annual | Emissions at Affected Plants NOX | Thousand Tons | 0.20286 | 0.18184 | 0.18184 | 0.18184 | 0.18184 | 0.29164 | 0.11548 | 0
Zero Reserve Margin Type 3 Constraints | 743 | 7658 | MACT Fuel Choice Floor in lbs/MMBtu | FALSE | L | Annual | Allowances Purchased NOX | Thousand Tons | 0 | 0 | 0 | 0 | 0 | 0 | 0 | 0
Zero Reserve Margin Type 3 Constraints | 743 | 7658 | MACT Fuel Choice Floor in lbs/MMBtu | FALSE | L | Annual | Allowances Sold NOX | Thousand Tons | 0 | 0 | 0 | 0 | 0 | 0 | 0 | 0
Zero Reserve Margin Type 3 Constraints | 743 | 7658 | MACT Fuel Choice Floor in lbs/MMBtu | FALSE | L | Annual | Allowances Banked | Thousand Tons | 0 | 0 | 0 | 0 | 0 | 0 | 0 | 0
Zero Reserve Margin Type 3 Constraints | 743 | 7658 | MACT Fuel Choice Floor in lbs/MMBtu | FALSE | L | Annual | Allowances Withdrawn (1:1) | Thousand Tons | 0 | 0 | 0 | 0 | 0 | 0 | 0 | 0
Zero Reserve Margin Type 3 Constraints | 743 | 7658 | MACT Fuel Choice Floor in lbs/MMBtu | FALSE | L | Annual | Allowances Withdrawn (n:1) | Thousand Tons | 0 | 0 | 0 | 0 | 0 | 0 | 0 | 0
Zero Reserve Margin Type 3 Constraints | 743 | 7658 | MACT Fuel Choice Floor in lbs/MMBtu | FALSE | L | Annual | Net Emissions Allowance Position | Thousand Tons | 0.20286 | 0.18184 | 0.18184 | 0.18184 | 0.18184 | 0.29164 | 0.11548 | 0
Zero Reserve Margin Type 3 Constraints | 743 | 7658 | MACT Fuel Choice Floor in lbs/MMBtu | FALSE | L | Annual | Fuel Consumed | TBtu | 5.5155 | 4.9441 | 4.9441 | 4.9441 | 4.9441 | 7.9294 | 3.1397 | 0
Zero Reserve Margin Type 3 Constraints | 743 | 7658 | MACT Fuel Choice Floor in lbs/MMBtu | FALSE | L | Annual | Rate | lb/MMBtu | 0.07356 | 0.07356 | 0.07356 | 0.07356 | 0.07356 | 0.07356 | 0.07356 | 0
Zero Reserve Margin Type 3 Constraints | 743 | 7658 | MACT Fuel Choice Floor in lbs/MMBtu | FALSE | L | Annual | Generation | TWh | 0.55471 | 0.49724 | 0.49724 | 0.49724 | 0.49724 | 0.79749 | 0.31577 | 0
Zero Reserve Margin Type 3 Constraints | 743 | 7658 | MACT Fuel Choice Floor in lbs/MMBtu | FALSE | L | Annual | Qualifying Generation | TWh | 0.55471 | 0.49724 | 0.49724 | 0.49724 | 0.49724 | 0.79749 | 0.31577 | 0
Zero Reserve Margin Type 3 Constraints | 743 | 7658 | MACT Fuel Choice Floor in lbs/MMBtu | FALSE | L | Annual | Constraint Shadow Price | US2019$/Ton | 0 | 0 | 0 | 0 | 0 | 0 | 0 | 0

## Table 1-16_US
Proposed Rule
| 2023 | 2025 | 2028 | 2030 | 2035 | 2040 | 2045 | 2050
1. Reserve Margin Capacity Winter [MW] | 908176.3611 | 913702.261 | 922068.3151 | 939010.3656 | 986998.7817 | 1051061.7151 | 1125730.196 | 1215595.7537
Plus Firm Contract Purchases Winter [MW] | 0 | 0 | 0 | 0 | 0 | 0 | 0 | 0
Plus Transmission In Winter [MW] | 13114.5579 | 13789.513 | 15485.0597 | 16347.4449 | 18382.3151 | 20213.7594 | 18391.0486 | 30106.1506
Less Firm Contract Sales Winter [MW] | 0 | 0 | 0 | 0 | 0 | 0 | 0 | 0
Less Transmission Out Winter [MW] | 13031.406 | 15611.5757 | 17493.9521 | 20937.769 | 22918.2858 | 25720.5061 | 22839.9049 | 34734.7507
Total Reserve Margin Capacity Winter [MW] | 908259.5129 | 911880.1982 | 920059.4227 | 934420.0415 | 982462.811 | 1045554.9685 | 1121281.3397 | 1210967.1536
2. Peak Load Winter [MW] | 657662.7939 | 664411.9352 | 675658.3762 | 688334.2693 | 723324.4958 | 766868.201 | 817027.1079 | 875467.3199
Less DSM [MW] | 0 | 0 | 0 | 0 | 0 | 0 | 0 | 0
Net Demand Winter [MW] | 657662.7939 | 664411.9352 | 675658.3762 | 688334.2693 | 723324.4958 | 766868.201 | 817027.1079 | 875467.3199
3. Reserve Margin Winter [%] | 38.1041 | 37.2462 | 36.1723 | 35.7509 | 35.826 | 36.3409 | 37.2392 | 38.3224
1. Reserve Margin Capacity WintShld [MW] | 908176.3611 | 913702.261 | 922068.3151 | 939010.3656 | 986998.7817 | 1051061.7151 | 1125730.196 | 1215595.7537
Plus Firm Contract Purchases WintShld [MW] | 0 | 0 | 0 | 0 | 0 | 0 | 0 | 0
Plus Transmission In WintShld [MW] | 6099.7933 | 8058.0942 | 6889.7524 | 6251.8083 | 4330.8843 | 3450.1285 | 2124.1178 | 8632.0303
Less Firm Contract Sales WintShld [MW] | 0 | 0 | 0 | 0 | 0 | 0 | 0 | 0
Less Transmission Out WintShld [MW] | 6270.7886 | 8277.2894 | 7078.6742 | 6422.9951 | 4448.0015 | 3542.0582 | 2178.1368 | 8847.7727
Total Reserve Margin Capacity WintShld [MW] | 908005.3658 | 913483.0658 | 921879.3933 | 938839.1788 | 986881.6644 | 1050969.7855 | 1125676.177 | 1215380.0113
2. Peak Load WintShld [MW] | 597284.1547 | 603342.8941 | 613383.3031 | 624359.7315 | 655012.9036 | 692783.764 | 735983.2717 | 786318.7044
Less DSM [MW] | 0 | 0 | 0 | 0 | 0 | 0 | 0 | 0
Net Demand WintShld [MW] | 597284.1547 | 603342.8941 | 613383.3031 | 624359.7315 | 655012.9036 | 692783.764 | 735983.2717 | 786318.7044
3. Reserve Margin WintShld [%] | 52.0223 | 51.4036 | 50.2942 | 50.3683 | 50.666 | 51.7024 | 52.9486 | 54.5658
1. Reserve Margin Capacity Summer [MW] | 908176.3611 | 913702.261 | 922068.3151 | 939010.3656 | 986998.7817 | 1051061.7151 | 1125730.196 | 1215595.7537
Plus Firm Contract Purchases Summer [MW] | 0 | 0 | 0 | 0 | 0 | 0 | 0 | 0
Plus Transmission In Summer [MW] | 70309.319 | 77116.3097 | 77974.9502 | 75190.5186 | 80440.4866 | 86276.1439 | 94127.2187 | 106186.9621
Less Firm Contract Sales Summer [MW] | 0 | 0 | 0 | 0 | 0 | 0 | 0 | 0
Less Transmission Out Summer [MW] | 70188.8463 | 75347.9679 | 75385.2133 | 72157.6004 | 74867.4318 | 80774.7397 | 88402.7738 | 103056.18
Total Reserve Margin Capacity Summer [MW] | 908296.8339 | 915470.6028 | 924658.052 | 942043.2838 | 992571.8365 | 1056563.1193 | 1131454.6409 | 1218726.5357
2. Peak Load Summer [MW] | 782681.9523 | 790235.0926 | 802003.0866 | 817830.2889 | 861773.8208 | 917419.4998 | 982519.6712 | 1058366.7624
Less DSM [MW] | 0 | 0 | 0 | 0 | 0 | 0 | 0 | 0
Net Demand Summer [MW] | 782681.9523 | 790235.0926 | 802003.0866 | 817830.2889 | 861773.8208 | 917419.4998 | 982519.6712 | 1058366.7624
3. Reserve Margin Summer [%] | 16.0493 | 15.8479 | 15.2936 | 15.1881 | 15.1778 | 15.1668 | 15.1585 | 15.1516
1. Reserve Margin Capacity Annual [MW] | 908176.3611 | 913702.261 | 922068.3151 | 939010.3656 | 986998.7817 | 1051061.7151 | 1125730.196 | 1215595.7537
Plus Firm Contract Purchases Annual [MW] | 0 | 0 | 0 | 0 | 0 | 0 | 0 | 0
Plus Transmission In Annual [MW] | 74257.5977 | 77633.3686 | 78849.6313 | 76691.2041 | 83249.8972 | 89321.2885 | 96302.6248 | 110168.7057
Less Firm Contract Sales Annual [MW] | 0 | 0 | 0 | 0 | 0 | 0 | 0 | 0
Less Transmission Out Annual [MW] | 64411.508 | 64772.661 | 65018.4683 | 61877.7586 | 65098.5037 | 69972.6688 | 74756.7222 | 90168.214
Total Reserve Margin Capacity Annual [MW] | 918022.4508 | 926562.9687 | 935899.4781 | 953823.8111 | 1005150.1752 | 1070410.3348 | 1147276.0986 | 1235596.2453
(for seasonal/annual regions combined)
2. Peak Load Annual [MW] | 787885.6428 | 795443.7069 | 807356.1136 | 823551.5129 | 868360.515 | 924967.0309 | 991090.2484 | 1068065.3655
Less DSM [MW] | 0 | 0 | 0 | 0 | 0 | 0 | 0 | 0
Net Demand Annual [MW] | 787885.6428 | 795443.7069 | 807356.1136 | 823551.5129 | 868360.515 | 924967.0309 | 991090.2484 | 1068065.3655
(for seasonal/annual regions combined)
3. Reserve Margin Annual [%] | 16.5172 | 16.4838 | 15.9215 | 15.8184 | 15.7526 | 15.7242 | 15.759 | 15.6855
(for seasonal/annual regions combined)
3a.Local Reserves Annual [%] | 115.2675 | 114.867 | 114.2084 | 114.0196 | 113.6623 | 113.6323 | 113.585 | 113.8129
(for seasonal/annual regions combined)
4. Total Generation [GWh] | 4198515.7426 | 4258079.9399 | 4334130.8171 | 4400523.2423 | 4597428.6502 | 4835743.936 | 5086475.9568 | 5398844.7612
Inter-Region Transmission [GWh] | 33038.2283 | 19545.8035 | 15975.6691 | 19499.7614 | 17438.6876 | 4096.008 | -975.7425 | -7412.7178
Pumping & Storage Losses [GWh] | 40871.0122 | 41983.2186 | 42659.8333 | 48356.2731 | 68425.7877 | 75574.6305 | 77213.6116 | 95938.105
Plus Purchases [GWh] | 0 | 0 | 0 | 0 | 0 | 0 | 0 | 0
Less Sales [GWh] | 0 | 0 | 0 | 0 | 0 | 0 | 0 | 0
5. Total Supply for Demand [GWh] | 4190682.9587 | 4235642.5248 | 4307446.6528 | 4371666.7306 | 4546441.55 | 4764265.3135 | 5008286.6027 | 5295493.9384
6. Projected Demand [GWh] | 4185729.91 | 4228551.733 | 4301734.17 | 4366049.361 | 4542120.521 | 4757199.143 | 4999612.007 | 5283438.895
Energy Not Served [GWh] | 0 | 0 | 0 | 0 | 0 | 0 | 0 | 0
Less DSM [GWh] | 0 | 0 | 0 | 0 | 0 | 0 | 0 | 0
Energy Demand Response [GWh] | 0 | 0 | 0 | 0 | 0 | 0 | 0 | 0
Net Demand [GWh] | 4185729.91 | 4228551.733 | 4301734.17 | 4366049.361 | 4542120.521 | 4757199.143 | 4999612.007 | 5283438.895
7. Dumped Energy [GWh] | 4953.0487 | 7090.7918 | 5712.4828 | 5617.3696 | 4321.029 | 7066.1705 | 8674.5957 | 12055.0434
8. Total Generation [GWh] | 4198515.7426 | 4258079.9399 | 4334130.8171 | 4400523.2423 | 4597428.6502 | 4835743.936 | 5086475.9568 | 5398844.7612
Less T&D Losses [GWh] | 274074.1118 | 277630.9311 | 282534.1673 | 286925.5717 | 299479.8156 | 315077.3695 | 332265.6721 | 353070.9505
9. Total Sales [GWh] | 3924441.6308 | 3980449.0088 | 4051596.6498 | 4113597.6705 | 4297948.8346 | 4520666.5666 | 4754210.2847 | 5045773.8107
Capacity Avoided Costs [US$/kW]
ANNUAL | 86.524 | 49.4697 | 67.4037 | 77.4677 | 59.6342 | 59.5835 | 58.3816 | 56.4975
WINTER | 3.8981 | 1.5335 | 1.8545 | 1.9475 | 2.0404 | 1.9845 | 1.9488 | 1.8828
WINTSHLD | 0.00063913 | 0.0014459 | 0.0013561 | 0.0010783 | 0.0013099 | 0.00068471 | 0.00030675 | 0.00054985
SUMMER | 83.7444 | 48.2722 | 65.9387 | 75.8849 | 58.0702 | 58.0843 | 56.9393 | 55.151
10. Capacity by Capacity Reporting Type [MW]
00 New Combined Cycle | 5069.0634 | 5351.6317 | 5351.6317 | 5351.6317 | 14214.925 | 21845.2086 | 41166.4412 | 73329.4733
00 New Combined Cycle with Carbon Capture | 0 | 0 | 0 | 332.9977 | 871.3897 | 871.3897 | 871.3897 | 871.3897
00 New Combustion Turbine | 2921.2603 | 7579.5517 | 25065.1209 | 29076.1331 | 53564.5062 | 91266.3265 | 139733.2672 | 215477.5889
00 New Hydro | 124.5 | 124.5 | 124.5 | 1274.5 | 4149.5 | 7409.6685 | 7409.6685 | 7409.6685
00 New Nuclear | 0 | 0 | 0 | 0 | 0 | 0 | 0 | 0
00 New Biomass | 5.4 | 5.4 | 5.4 | 5.4 | 5.4 | 5.4 | 5.4 | 5.4
00 New Geothermal | 30.7 | 30.7 | 412.48 | 412.48 | 412.48 | 412.48 | 412.48 | 412.48
00 New Landfill Gas | 603.825 | 1014.375 | 1280.5084 | 1296.1602 | 1604.9828 | 2420.1461 | 3801.0414 | 4321.54
00 New Battery Storage | 10168.8 | 11065.9 | 11065.9 | 15049.6194 | 23501.167 | 24146.335 | 25052.5149 | 36500.619
00 New Offshore Wind | 380 | 448.62 | 2848.63 | 6680 | 20880.01 | 31068 | 37573.4769 | 52663.0765
00 New Onshore Wind | 38900.1402 | 77592.473 | 77592.473 | 80547.0203 | 89345.3921 | 101379.6175 | 143452.0515 | 196110.2115
00 New Solar PV | 35091.7298 | 56630.7755 | 60415.9877 | 74954.7082 | 113445.1947 | 153189.1608 | 184247.7881 | 246915.5233
00 New Solar Thermal | 0 | 0 | 0 | 0 | 0 | 0 | 0 | 0
00 New Fuel Cell | 64.4 | 64.4 | 64.4 | 64.4 | 64.4 | 64.4 | 64.4 | 64.4
00 New Ultrasupercritical Coal without CCS | 0 | 0 | 0 | 0 | 0 | 0 | 0 | 0
00 New Ultrasupercritical Coal with 30% CCS | 0 | 0 | 0 | 0 | 0 | 0 | 0 | 0
00 New Ultrasupercritical Coal with 90% CCS | 0 | 0 | 0 | 0 | 0 | 0 | 0 | 0
00 Exist & New Distributed Solar PV | 48537.9826 | 55160.9183 | 65774.1253 | 72865.9032 | 88157.5704 | 104236.1402 | 120678.3371 | 138183.9934
00 Exist Combined Cycle | 273419.4494 | 272624.8755 | 270722.5078 | 270177.5078 | 269797.1883 | 269189.1883 | 269189.1883 | 260222.7883
00 Exist Combustion Turbine | 147895.82 | 146344.1 | 146344.1 | 146021.5 | 145680.5 | 144769.3049 | 144076.9563 | 139052.6146
00 Exist Coal Steam_Uncontrolled | 587.6 | 587.6 | 587.6 | 587.6 | 544.6 | 497.6 | 464 | 449.1
00 Exist Coal Steam_ACI | 14166.6557 | 1487 | 1487 | 1487 | 1487 | 1487 | 1486 | 1486
00 Exist Coal Steam_ACI_DSI | 4594.2 | 677.2 | 677.2 | 677.2 | 677.2 | 677.2 | 654 | 654
00 Exist Coal Steam_DryFGD | 60 | 60 | 60 | 60 | 0 | 0 | 0 | 0
00 Exist Coal Steam_DryFGD_ACI | 7188.1959 | 3863 | 3863 | 3863 | 3863 | 3434 | 3434 | 2688
00 Exist Coal Steam_DryFGD_DSI | 0 | 0 | 0 | 0 | 0 | 0 | 0 | 0
00 Exist Coal Steam_DryFGD_SCR | 673 | 673 | 673 | 673 | 673 | 673 | 673 | 673
00 Exist Coal Steam_DryFGD_SCR_ACI | 12449.1114 | 12059 | 11552 | 11552 | 11327 | 11327 | 10853 | 10847
00 Exist Coal Steam_DryFGD_SCR_DSI | 268 | 268 | 268 | 268 | 268 | 268 | 268 | 0
00 Exist Coal Steam_DryFGD_SCR_ACI_DSI | 1400 | 1400 | 1400 | 1400 | 1400 | 1400 | 1400 | 1400
00 Exist Coal Steam_DryFGD_SNCR_ACI | 2178 | 1608 | 1608 | 1608 | 1608 | 1608 | 1608 | 1608
00 Exist Coal Steam_DryFGD_SNCR_ACI_DSI | 584 | 0 | 0 | 0 | 0 | 0 | 0 | 0
00 Exist Coal Steam_DSI | 965.4 | 27.4 | 27.4 | 27.4 | 27.4 | 22.2 | 22.2 | 17
00 Exist Coal Steam_SCR_ACI | 4781 | 4781 | 4781 | 4781 | 4781 | 4781 | 4781 | 4781
00 Exist Coal Steam_SCR_ACI_DSI | 2094.2035 | 2094.2035 | 2094.2035 | 2074.2035 | 2074.2035 | 2074.2035 | 1726.2035 | 1706.2035
00 Exist Coal Steam_SNCR | 15.2 | 15.2 | 15.2 | 15.2 | 15.2 | 15.2 | 15.2 | 15.2
00 Exist Coal Steam_SCR | 0 | 0 | 0 | 0 | 0 | 0 | 0 | 0
00 Exist Coal Steam_SNCR_ACI | 580 | 0 | 0 | 0 | 0 | 0 | 0 | 0
00 Exist Coal Steam_SNCR_ACI_DSI | 3334.9256 | 255 | 255 | 255 | 220 | 220 | 220 | 65
00 Exist Coal Steam_WetFGD | 4194.5786 | 879.6421 | 3 | 3 | 3 | 3 | 3 | 3
00 Exist Coal Steam_WetFGD_ACI | 6935.9408 | 1649.74 | 1649.74 | 1649.74 | 1649.74 | 1649.74 | 1649.74 | 1486.74
00 Exist Coal Steam_WetFGD_ACI_DSI | 3540 | 460 | 460 | 460 | 460 | 0 | 0 | 0
00 Exist Coal Steam_WetFGD_DSI | 0.02 | 0 | 0 | 0 | 0 | 0 | 0 | 0
00 Exist Coal Steam_WetFGD_SCR | 45683.5602 | 45495.5602 | 44421.7173 | 44421.7173 | 43984.7173 | 40657.7173 | 33156.4577 | 23243.8848
00 Exist Coal Steam_WetFGD_SCR_DSI | 3526 | 3526 | 3526 | 3526 | 3526 | 3436 | 2470 | 2470
00 Exist Coal Steam_WetFGD_SCR_ACI | 19226 | 19226 | 19226 | 19226 | 18981 | 18981 | 18297 | 17189
00 Exist Coal Steam_WetFGD_SCR_ACI_DSI | 9602.7158 | 9597.475 | 9597.475 | 9597.475 | 8395.5625 | 7630.7592 | 6829.4552 | 5639.2673
00 Exist Coal Steam_WetFGD_SNCR | 2586.7 | 795 | 795 | 795 | 795 | 794 | 54 | 54
00 Exist Coal Steam_WetFGD_SNCR_ACI | 7178.7148 | 2697 | 2612.42 | 2612.42 | 2608.1566 | 2501.0053 | 1711.1566 | 1264.1566
00 Exist Coal Steam_WetFGD_SNCR_ACI_DSI | 0 | 0 | 0 | 0 | 0 | 0 | 0 | 0
00 Exist FBC_ACI_DSI | 440 | 5.6843e-14 | 5.6843e-14 | 5.6843e-14 | 5.6843e-14 | 5.6843e-14 | 5.6843e-14 | 5.6843e-14
00 Exist FBC_DryFGD_ACI | 136 | 3 | 3 | 3 | 3 | 3 | 3 | 0
00 Exist FBC_DryFGD_DSI | 0 | 0 | 0 | 0 | 0 | 0 | 0 | 0
00 Exist FBC_DryFGD_SNCR | 1674 | 1674 | 1674 | 1674 | 1674 | 1674 | 1508.4355 | 752.1418
00 Exist FBC_DryFGD_SNCR_ACI | 610 | 610 | 610 | 610 | 610 | 610 | 610 | 0
00 Exist FBC_DryFGD_SNCR_ACI_DSI | 718 | 718 | 718 | 718 | 718 | 718 | 718 | 718
00 Exist FBC_DryFGD_SNCR_DSI | 0 | 0 | 0 | 0 | 0 | 0 | 0 | 0
00 Exist FBC_DSI | 372 | 372 | 372 | 372 | 372 | 372 | 372 | 372
00 Exist FBC_SCR | 10.6 | 10.6 | 10.6 | 10.6 | 10.6 | 10.6 | 10.6 | 10.6
00 Exist FBC_SNCR | 0 | 0 | 0 | 0 | 0 | 0 | 0 | 0
00 Exist FBC_SNCR_ACI | 10.6 | 10.6 | 10.6 | 10.6 | 10.6 | 10.6 | 10.6 | 10.6
00 Exist FBC_SNCR_ACI_DSI | 305 | 305 | 305 | 305 | 305 | 305 | 305 | 0
00 Exist FBC_SNCR_DSI | 980 | 980 | 980 | 980 | 980 | 980 | 980 | 842
00 Exist FBC_Uncontrolled | 0 | 0 | 0 | 0 | 0 | 0 | 0 | 0
00 Exist FBC_WetFGD_DSI | 51 | 51 | 51 | 51 | 51 | 51 | 51 | 51
00 Exist IGCC | 595 | 595 | 595 | 595 | 0 | 0 | 0 | 0
00 Exist Fossil_Other | 1379.3 | 1379.3 | 1379.3 | 1379.3 | 1379.3 | 1379.3 | 1379.3 | 1379.3
00 Exist Fuel Cell | 177.8 | 177.8 | 177.8 | 177.8 | 177.8 | 177.8 | 177.8 | 177.8
00 Exist Hydro | 79183.2 | 79183.2 | 79183.2 | 79183.2 | 79183.2 | 79183.2 | 79183.2 | 79183.2
00 Exist Non Fossil_Other | 4402.5 | 4402.5 | 4402.5 | 4402.5 | 4402.5 | 4402.5 | 4402.5 | 4402.5
00 Exist Nuclear | 92828.2 | 86470.2 | 74204.1864 | 72214.0036 | 56033.3144 | 55616.7019 | 50732.7323 | 39617.0076
00 Exist Oil/Gas Steam | 49179.32 | 34307.0427 | 34195.32 | 34195.32 | 33699.92 | 33013.92 | 32810.3188 | 28532.7188
00 Exist Oil/Gas Steam_SCR | 5877.9 | 5877.9 | 5877.9 | 5877.9 | 5693.9 | 5693.9 | 5693.9 | 4730.9
00 Exist Oil/Gas Steam_SNCR | 5468.8 | 5464 | 5464 | 5464 | 5464 | 5464 | 5264 | 4248.2
00 Exist Biomass | 487.3 | 171 | 171 | 171 | 171 | 171 | 171 | 125.3
00 Exist Landfill Gas | 1721.2 | 1712.1 | 1712.1 | 1712.1 | 1712.1 | 1712.1 | 1712.1 | 1712.1
00 Exist Geothermal | 2402.9 | 2402.9 | 2402.9 | 2402.9 | 2402.9 | 2402.9 | 2402.9 | 2402.9
00 Exist Pump Storage | 22737.5 | 22737.5 | 22737.5 | 22737.5 | 22737.5 | 22737.5 | 22737.5 | 22737.5
00 Exist Energy Storage | 1050.9 | 1050.9 | 1050.9 | 1050.9 | 1050.9 | 1050.9 | 1050.9 | 1050.9
00 Exist Solar PV | 39859.2 | 40039.2 | 40039.2 | 40039.2 | 40037.2 | 40037.2 | 40037.2 | 40037.2
00 Exist Solar Thermal | 1754 | 1754 | 1754 | 1754 | 1754 | 1754 | 1754 | 1754
00 Exist Offshore Wind | 29.3 | 29.3 | 29.3 | 29.3 | 29.3 | 29.3 | 29.3 | 29.3
00 Exist Onshore Wind | 113080.8 | 113420.8 | 113420.8 | 113420.8 | 113420.8 | 113420.8 | 113420.8 | 113420.8
00 International Imports | 1000 | 1000 | 1000 | 1000 | 1000 | 1000 | 1000 | 1000
00 Ret.ACI | 0 | 0 | 0 | 0 | 0 | 0 | 0 | 0
00 Ret.ACI & DryFGD | 0 | 0 | 0 | 0 | 0 | 0 | 0 | 0
00 Ret.ACI & DryFGD & HRI | 0 | 0 | 0 | 0 | 0 | 0 | 0 | 0
00 Ret.ACI & DSI | 0 | 0 | 0 | 0 | 0 | 0 | 0 | 0
00 Ret.ACI & DSI & DryFGD | 0 | 0 | 0 | 0 | 0 | 0 | 0 | 0
00 Ret.ACI & DSI & DryFGD & HRI | 0 | 0 | 0 | 0 | 0 | 0 | 0 | 0
00 Ret.ACI & DSI & HRI | 0 | 0 | 0 | 0 | 0 | 0 | 0 | 0
00 Ret.ACI & DSI & WetFGD & HRI | 0 | 0 | 0 | 0 | 0 | 0 | 0 | 0
00 Ret.ACI & HRI | 0 | 0 | 0 | 0 | 0 | 0 | 0 | 0
00 Ret.ACI & SCR | 0 | 0 | 0 | 0 | 0 | 0 | 0 | 0
00 Ret.ACI & SCR & DryFGD & HRI | 0 | 0 | 0 | 0 | 0 | 0 | 0 | 0
00 Ret.ACI & SCR & DSI | 0 | 0 | 0 | 0 | 0 | 0 | 0 | 0
00 Ret.ACI & SCR & DSI & DryFGD | 0 | 0 | 0 | 0 | 0 | 0 | 0 | 0
00 Ret.ACI & SCR & DSI & DryFGD & HRI | 0 | 0 | 0 | 0 | 0 | 0 | 0 | 0
00 Ret.ACI & SCR & DSI & HRI | 0 | 0 | 0 | 0 | 0 | 0 | 0 | 0
00 Ret.ACI & SCR & DSI & WetFGD | 0 | 0 | 0 | 0 | 0 | 0 | 0 | 0
00 Ret.ACI & SCR & DSI & WetFGD & HRI | 0 | 0 | 0 | 0 | 0 | 0 | 0 | 0
00 Ret.ACI & SCR & HRI | 0 | 0 | 0 | 0 | 0 | 0 | 0 | 0
00 Ret.ACI & SCR & WetFGD & HRI | 0 | 0 | 0 | 0 | 0 | 0 | 0 | 0
00 Ret.ACI & SNCR | 0 | 0 | 0 | 0 | 0 | 0 | 0 | 0
00 Ret.ACI & SNCR & DSI | 0 | 0 | 0 | 0 | 0 | 0 | 0 | 0
00 Ret.ACI & SNCR & DSI & DryFGD | 0 | 0 | 0 | 0 | 0 | 0 | 0 | 0
00 Ret.ACI & SNCR & DSI & DryFGD & HRI | 0 | 0 | 0 | 0 | 0 | 0 | 0 | 0
00 Ret.ACI & SNCR & DSI & HRI | 0 | 0 | 0 | 0 | 0 | 0 | 0 | 0
00 Ret.ACI & SNCR & DSI & WetFGD | 0 | 0 | 0 | 0 | 0 | 0 | 0 | 0
00 Ret.ACI & SNCR & DSI & WetFGD & HRI | 0 | 0 | 0 | 0 | 0 | 0 | 0 | 0
00 Ret.ACI & SNCR & HRI | 0 | 0 | 0 | 0 | 0 | 0 | 0 | 0
00 Ret.ACI & WetFGD | 0 | 0 | 0 | 0 | 0 | 0 | 0 | 0
00 Ret.ACI & WetFGD & DSI | 0 | 0 | 0 | 0 | 0 | 0 | 0 | 0
00 Ret.ACI & WetFGD & HRI | 0 | 0 | 0 | 0 | 0 | 0 | 0 | 0
00 Ret.C2G | 2095.4818 | 1546.5018 | 1546.5018 | 1546.5018 | 1546.5018 | 1546.5018 | 1546.5018 | 1401.5018
00 Ret.C2G & SCR | 0 | 5972.1324 | 5972.1324 | 5972.1324 | 5972.1324 | 5972.1324 | 5972.1324 | 5972.1324
00 Ret.CCG | 0 | 0 | 1690.412 | 2174.6898 | 2174.6898 | 2174.6898 | 2174.6898 | 2174.6898
00 Ret.DryFGD | 0 | 0 | 0 | 0 | 0 | 0 | 0 | 0
00 Ret.DryFGD & CCS | 0 | 0 | 0 | 0 | 0 | 0 | 0 | 0
00 Ret.DryFGD & HRI | 0 | 0 | 0 | 0 | 0 | 0 | 0 | 0
00 Ret.DSI | 0 | 0 | 0 | 0 | 0 | 0 | 0 | 0
00 Ret.DSI & DryFGD | 0 | 0 | 0 | 0 | 0 | 0 | 0 | 0
00 Ret.DSI & DryFGD & HRI | 0 | 0 | 0 | 0 | 0 | 0 | 0 | 0
00 Ret.DSI & HRI | 0 | 0 | 0 | 0 | 0 | 0 | 0 | 0
00 Ret.ExistACI & DryFGD | 0 | 0 | 0 | 0 | 0 | 0 | 0 | 0
00 Ret.ExistACI & DryFGD & CCS | 0 | 0 | 0 | 0 | 0 | 0 | 0 | 0
00 Ret.ExistACI & DryFGD & HRI | 0 | 0 | 0 | 0 | 0 | 0 | 0 | 0
00 Ret.ExistACI & DryFGD & HRI & CCS | 0 | 0 | 0 | 0 | 0 | 0 | 0 | 0
00 Ret.ExistACI & DSI | 0 | 0 | 0 | 0 | 0 | 0 | 0 | 0
00 Ret.ExistACI & DSI & DryFGD | 0 | 0 | 0 | 0 | 0 | 0 | 0 | 0
00 Ret.ExistACI & DSI & DryFGD & HRI | 0 | 0 | 0 | 0 | 0 | 0 | 0 | 0
00 Ret.ExistACI & DSI & HRI | 0 | 0 | 0 | 0 | 0 | 0 | 0 | 0
00 Ret.ExistACI & HRI | 0 | 0 | 0 | 0 | 0 | 0 | 0 | 0
00 Ret.ExistACI & HRI & WetFGD | 0 | 0 | 0 | 0 | 0 | 0 | 0 | 0
00 Ret.ExistACI & SCR | 0 | 4893.2574 | 4893.2574 | 4893.2574 | 4893.2574 | 4893.2574 | 4893.2574 | 4893.2574
00 Ret.ExistACI & SCR & DryFGD | 0 | 0 | 0 | 0 | 0 | 0 | 0 | 0
00 Ret.ExistACI & SCR & DryFGD & CCS | 0 | 0 | 0 | 0 | 0 | 0 | 0 | 0
00 Ret.ExistACI & SCR & DryFGD & HRI | 0 | 0 | 0 | 0 | 0 | 0 | 0 | 0
00 Ret.ExistACI & SCR & DryFGD & HRI & CCS | 0 | 0 | 0 | 0 | 0 | 0 | 0 | 0
00 Ret.ExistACI & SCR & DSI | 0 | 0 | 0 | 0 | 0 | 0 | 0 | 0
00 Ret.ExistACI & SCR & DSI & DryFGD | 0 | 0 | 0 | 0 | 0 | 0 | 0 | 0
00 Ret.ExistACI & SCR & DSI & DryFGD & HRI | 0 | 0 | 0 | 0 | 0 | 0 | 0 | 0
00 Ret.ExistACI & SCR & DSI & HRI | 0 | 0 | 0 | 0 | 0 | 0 | 0 | 0
00 Ret.ExistACI & SCR & HRI | 0 | 0 | 0 | 0 | 0 | 0 | 0 | 0
00 Ret.ExistACI & SCR & WetFGD | 0 | 0 | 0 | 0 | 0 | 0 | 0 | 0
00 Ret.ExistACI & SCR & WetFGD & CCS | 0 | 0 | 0 | 0 | 0 | 0 | 0 | 0
00 Ret.ExistACI & SCR & WetFGD & HRI | 0 | 0 | 0 | 0 | 0 | 0 | 0 | 0
00 Ret.ExistACI & SCR & WetFGD & HRI & CCS | 0 | 0 | 0 | 0 | 0 | 0 | 0 | 0
00 Ret.ExistACI & SNCR | 0 | 0 | 0 | 0 | 0 | 0 | 0 | 0
00 Ret.ExistACI & SNCR & DryFGD | 0 | 0 | 0 | 0 | 0 | 0 | 0 | 0
00 Ret.ExistACI & SNCR & DryFGD & CCS | 0 | 0 | 0 | 0 | 0 | 0 | 0 | 0
00 Ret.ExistACI & SNCR & DryFGD & HRI | 0 | 0 | 0 | 0 | 0 | 0 | 0 | 0
00 Ret.ExistACI & SNCR & DryFGD & HRI & CCS | 0 | 0 | 0 | 0 | 0 | 0 | 0 | 0
00 Ret.ExistACI & SNCR & DSI | 0 | 0 | 0 | 0 | 0 | 0 | 0 | 0
00 Ret.ExistACI & SNCR & DSI & HRI | 0 | 0 | 0 | 0 | 0 | 0 | 0 | 0
00 Ret.ExistACI & SNCR & HRI | 0 | 0 | 0 | 0 | 0 | 0 | 0 | 0
00 Ret.ExistACI & SNCR & WetFGD | 0 | 0 | 0 | 0 | 0 | 0 | 0 | 0
00 Ret.ExistACI & SNCR & WetFGD & CCS | 0 | 0 | 0 | 0 | 0 | 0 | 0 | 0
00 Ret.ExistACI & SNCR & WetFGD & HRI | 0 | 0 | 0 | 0 | 0 | 0 | 0 | 0
00 Ret.ExistACI & SNCR & WetFGD & HRI & CCS | 0 | 0 | 0 | 0 | 0 | 0 | 0 | 0
00 Ret.ExistACI & WetFGD | 0 | 0 | 0 | 0 | 0 | 0 | 0 | 0
00 Ret.ExistACI & WetFGD & CCS | 0 | 0 | 0 | 0 | 0 | 0 | 0 | 0
00 Ret.ExistACI & WetFGD & HRI & CCS | 0 | 0 | 0 | 0 | 0 | 0 | 0 | 0
00 Ret.ExistACI_DSI & DryFGD | 0 | 0 | 0 | 0 | 0 | 0 | 0 | 0
00 Ret.ExistACI_DSI & DryFGD & CCS | 0 | 0 | 0 | 0 | 0 | 0 | 0 | 0
00 Ret.ExistACI_DSI & DryFGD & HRI | 0 | 0 | 0 | 0 | 0 | 0 | 0 | 0
00 Ret.ExistACI_DSI & DryFGD & HRI & CCS | 0 | 0 | 0 | 0 | 0 | 0 | 0 | 0
00 Ret.ExistACI_DSI & HRI | 0 | 0 | 0 | 0 | 0 | 0 | 0 | 0
00 Ret.ExistACI_DSI & SCR | 0 | 3119.8045 | 3119.8045 | 3119.8045 | 3119.8045 | 3119.8045 | 3119.8045 | 3119.8045
00 Ret.ExistACI_DSI & SCR & DryFGD | 0 | 0 | 0 | 0 | 0 | 0 | 0 | 0
00 Ret.ExistACI_DSI & SCR & DryFGD & CCS | 0 | 0 | 0 | 0 | 0 | 0 | 0 | 0
00 Ret.ExistACI_DSI & SCR & DryFGD & HRI | 0 | 0 | 0 | 0 | 0 | 0 | 0 | 0
00 Ret.ExistACI_DSI & SCR & DryFGD & HRI & CCS | 0 | 0 | 0 | 0 | 0 | 0 | 0 | 0
00 Ret.ExistACI_DSI & SCR & HRI | 0 | 0 | 0 | 0 | 0 | 0 | 0 | 0
00 Ret.ExistACI_DSI & SCR & WetFGD | 0 | 84.3536 | 84.3536 | 84.3536 | 84.3536 | 84.3536 | 84.3536 | 84.3536
00 Ret.ExistACI_DSI & SCR & WetFGD & CCS | 0 | 0 | 0 | 0 | 0 | 0 | 0 | 0
00 Ret.ExistACI_DSI & SCR & WetFGD & HRI | 0 | 0 | 0 | 0 | 0 | 0 | 0 | 0
00 Ret.ExistACI_DSI & SCR & WetFGD & HRI & CCS | 0 | 0 | 0 | 0 | 0 | 0 | 0 | 0
00 Ret.ExistACI_DSI & SNCR | 0 | 0 | 0 | 0 | 0 | 0 | 0 | 0
00 Ret.ExistACI_DSI & SNCR & DryFGD | 0 | 0 | 0 | 0 | 0 | 0 | 0 | 0
00 Ret.ExistACI_DSI & SNCR & DryFGD & HRI & CCS | 0 | 0 | 0 | 0 | 0 | 0 | 0 | 0
00 Ret.ExistACI_DSI & SNCR & DryFGD & HRI | 0 | 0 | 0 | 0 | 0 | 0 | 0 | 0
00 Ret.ExistACI_DSI & SNCR & WetFGD & HRI & CCS | 0 | 0 | 0 | 0 | 0 | 0 | 0 | 0
00 Ret.ExistACI_DSI & SNCR & HRI | 0 | 0 | 0 | 0 | 0 | 0 | 0 | 0
00 Ret.ExistACI_DSI & SNCR & WetFGD | 0 | 0 | 0 | 0 | 0 | 0 | 0 | 0
00 Ret.ExistACI_DSI & SNCR & WetFGD & HRI | 0 | 0 | 0 | 0 | 0 | 0 | 0 | 0
00 Ret.ExistACI_DSI & WetFGD | 0 | 0 | 0 | 0 | 0 | 0 | 0 | 0
00 Ret.ExistACI_DSI & WetFGD & CCS | 0 | 0 | 0 | 0 | 0 | 0 | 0 | 0
00 Ret.ExistACI_DSI & WetFGD & HRI | 0 | 0 | 0 | 0 | 0 | 0 | 0 | 0
00 Ret.ExistACI_DSI & WetFGD & HRI & CCS | 0 | 0 | 0 | 0 | 0 | 0 | 0 | 0
00 Ret.ExistDryFGD & CCS | 0 | 0 | 0 | 0 | 0 | 0 | 0 | 0
00 Ret.ExistDryFGD & HRI | 0 | 0 | 0 | 0 | 0 | 0 | 0 | 0
00 Ret.ExistDryFGD & SCR | 0 | 0 | 0 | 0 | 0 | 0 | 0 | 0
00 Ret.ExistDryFGD & SCR & CCS | 0 | 0 | 0 | 0 | 0 | 0 | 0 | 0
00 Ret.ExistDryFGD & SCR & HRI | 0 | 0 | 0 | 0 | 0 | 0 | 0 | 0
00 Ret.ExistDryFGD & SNCR | 0 | 0 | 0 | 0 | 0 | 0 | 0 | 0
00 Ret.ExistDryFGD & SNCR & CCS | 0 | 0 | 0 | 0 | 0 | 0 | 0 | 0
00 Ret.ExistDryFGD & SNCR & HRI | 0 | 0 | 0 | 0 | 0 | 0 | 0 | 0
00 Ret.ExistDryFGD_ACI & CCS | 0 | 0 | 0 | 0 | 0 | 0 | 0 | 0
00 Ret.ExistDryFGD_ACI & HRI | 0 | 0 | 0 | 0 | 0 | 0 | 0 | 0
00 Ret.ExistDryFGD_ACI & HRI & CCS | 0 | 0 | 0 | 0 | 0 | 0 | 0 | 0
00 Ret.ExistDryFGD_ACI & SCR | 0 | 649.591 | 649.591 | 649.591 | 649.591 | 649.591 | 649.591 | 649.591
00 Ret.ExistDryFGD_ACI & SCR & CCS | 0 | 176.4267 | 176.4267 | 176.4267 | 176.4267 | 176.4267 | 176.4267 | 176.4267
00 Ret.ExistDryFGD_ACI & SCR & HRI | 0 | 0 | 0 | 0 | 0 | 0 | 0 | 0
00 Ret.ExistDryFGD_ACI & SCR & HRI & CCS | 0 | 0 | 0 | 0 | 0 | 0 | 0 | 0
00 Ret.ExistDryFGD_ACI & SNCR | 0 | 0 | 0 | 0 | 0 | 0 | 0 | 0
00 Ret.ExistDryFGD_ACI & SNCR & CCS | 0 | 0 | 0 | 0 | 0 | 0 | 0 | 0
00 Ret.ExistDryFGD_ACI & SNCR & HRI | 0 | 0 | 0 | 0 | 0 | 0 | 0 | 0
00 Ret.ExistDryFGD_ACI & SNCR & HRI & CCS | 0 | 0 | 0 | 0 | 0 | 0 | 0 | 0
00 Ret.ExistDryFGD_ACI_DSI & SCR | 0 | 580.5701 | 580.5701 | 580.5701 | 580.5701 | 580.5701 | 580.5701 | 580.5701
00 Ret.ExistDryFGD_ACI_DSI & SCR & CCS | 0 | 0 | 0 | 0 | 0 | 0 | 0 | 0
00 Ret.ExistDryFGD_ACI_DSI & SCR & HRI | 0 | 0 | 0 | 0 | 0 | 0 | 0 | 0
00 Ret.ExistDryFGD_ACI_DSI & SCR & HRI & CCS | 0 | 0 | 0 | 0 | 0 | 0 | 0 | 0
00 Ret.ExistDryFGD_DSI & HRI | 0 | 0 | 0 | 0 | 0 | 0 | 0 | 0
00 Ret.ExistDryFGD_SNCR_ACI_DSI & CCS | 0 | 0 | 0 | 0 | 0 | 0 | 0 | 0
00 Ret.ExistDryFGD_SNCR_ACI_DSI & HRI | 0 | 0 | 0 | 0 | 0 | 0 | 0 | 0
00 Ret.ExistDryFGD_SNCR_ACI_DSI & HRI & CCS | 0 | 0 | 0 | 0 | 0 | 0 | 0 | 0
00 Ret.ExistDSI & DryFGD | 0 | 0 | 0 | 0 | 0 | 0 | 0 | 0
00 Ret.ExistDSI & DryFGD & HRI | 0 | 0 | 0 | 0 | 0 | 0 | 0 | 0
00 Ret.ExistDSI & HRI | 0 | 0 | 0 | 0 | 0 | 0 | 0 | 0
00 Ret.ExistDSI & SCR | 0 | 71.9957 | 71.9957 | 71.9957 | 71.9957 | 71.9957 | 71.9957 | 71.9957
00 Ret.ExistDSI & SCR & DryFGD | 0 | 0 | 0 | 0 | 0 | 0 | 0 | 0
00 Ret.ExistDSI & SCR & DryFGD & HRI | 0 | 0 | 0 | 0 | 0 | 0 | 0 | 0
00 Ret.ExistDSI & SCR & HRI | 0 | 0 | 0 | 0 | 0 | 0 | 0 | 0
00 Ret.ExistDSI & SCR & WetFGD | 0 | 0 | 0 | 0 | 0 | 0 | 0 | 0
00 Ret.ExistDSI & SCR & WetFGD & HRI | 0 | 0 | 0 | 0 | 0 | 0 | 0 | 0
00 Ret.ExistDSI & SNCR | 0 | 0 | 0 | 0 | 0 | 0 | 0 | 0
00 Ret.ExistSCR & ACI | 0 | 0 | 0 | 0 | 0 | 0 | 0 | 0
00 Ret.ExistDSI & SNCR & DryFGD | 0 | 0 | 0 | 0 | 0 | 0 | 0 | 0
00 Ret.ExistSCR & ACI & DSI | 0 | 0 | 0 | 0 | 0 | 0 | 0 | 0
00 Ret.ExistSCR & ACI & DSI & DryFGD | 0 | 0 | 0 | 0 | 0 | 0 | 0 | 0
00 Ret.ExistSCR & ACI & DSI & DryFGD & HRI | 0 | 0 | 0 | 0 | 0 | 0 | 0 | 0
00 Ret.ExistDSI & SNCR & DryFGD & HRI | 0 | 0 | 0 | 0 | 0 | 0 | 0 | 0
00 Ret.ExistDSI & SNCR & HRI | 0 | 0 | 0 | 0 | 0 | 0 | 0 | 0
00 Ret.ExistSCR & ACI & DSI & HRI | 0 | 0 | 0 | 0 | 0 | 0 | 0 | 0
00 Ret.ExistDSI & SNCR & WetFGD | 0 | 0 | 0 | 0 | 0 | 0 | 0 | 0
00 Ret.ExistSCR & ACI & DSI & WetFGD | 0 | 0 | 0 | 0 | 0 | 0 | 0 | 0
00 Ret.ExistSCR & ACI & DSI & WetFGD & HRI | 0 | 0 | 0 | 0 | 0 | 0 | 0 | 0
00 Ret.ExistSCR & ACI & HRI | 0 | 0 | 0 | 0 | 0 | 0 | 0 | 0
00 Ret.ExistDSI & SNCR & WetFGD & HRI | 0 | 0 | 0 | 0 | 0 | 0 | 0 | 0
00 Ret.ExistDSI & WetFGD | 0 | 0 | 0 | 0 | 0 | 0 | 0 | 0
00 Ret.ExistDSI & WetFGD & HRI | 0 | 0 | 0 | 0 | 0 | 0 | 0 | 0
00 Ret.ExistDSI_ACI & SNCR & DryFGD & CCS | 0 | 0 | 0 | 0 | 0 | 0 | 0 | 0
00 Ret.ExistDSI_ACI & SNCR & WetFGD & CCS | 0 | 0 | 0 | 0 | 0 | 0 | 0 | 0
00 Ret.ExistSCR_ACI & DryFGD | 0 | 0 | 0 | 0 | 0 | 0 | 0 | 0
00 Ret.ExistSCR & DSI | 0 | 0 | 0 | 0 | 0 | 0 | 0 | 0
00 Ret.ExistSCR_ACI & DryFGD & CCS | 0 | 0 | 0 | 0 | 0 | 0 | 0 | 0
00 Ret.ExistSCR_ACI & DryFGD & HRI | 0 | 0 | 0 | 0 | 0 | 0 | 0 | 0
00 Ret.ExistSCR & DSI & DryFGD | 0 | 0 | 0 | 0 | 0 | 0 | 0 | 0
00 Ret.ExistSCR_ACI & DryFGD & HRI & CCS | 0 | 0 | 0 | 0 | 0 | 0 | 0 | 0
00 Ret.ExistSCR & DSI & DryFGD & HRI | 0 | 0 | 0 | 0 | 0 | 0 | 0 | 0
00 Ret.ExistSCR & DSI & HRI | 0 | 0 | 0 | 0 | 0 | 0 | 0 | 0
00 Ret.ExistSCR_ACI & DSI & HRI | 0 | 0 | 0 | 0 | 0 | 0 | 0 | 0
00 Ret.ExistSCR_ACI & HRI | 0 | 0 | 0 | 0 | 0 | 0 | 0 | 0
00 Ret.ExistSCR_ACI & WetFGD | 0 | 0 | 0 | 0 | 0 | 0 | 0 | 0
00 Ret.ExistSCR & HRI | 0 | 0 | 0 | 0 | 0 | 0 | 0 | 0
00 Ret.ExistSCR_ACI & WetFGD & CCS | 0 | 0 | 0 | 0 | 0 | 0 | 0 | 0
00 Ret.ExistSCR_ACI & WetFGD & HRI | 0 | 0 | 0 | 0 | 0 | 0 | 0 | 0
00 Ret.ExistSCR_ACI & WetFGD & HRI & CCS | 0 | 0 | 0 | 0 | 0 | 0 | 0 | 0
00 Ret.ExistSCR_ACI_DSI & DryFGD | 0 | 0 | 0 | 0 | 0 | 0 | 0 | 0
00 Ret.ExistSCR_ACI_DSI & DryFGD & CCS | 0 | 0 | 0 | 0 | 0 | 0 | 0 | 0
00 Ret.ExistSCR_ACI_DSI & DryFGD & HRI | 0 | 0 | 0 | 0 | 0 | 0 | 0 | 0
00 Ret.ExistSCR_ACI_DSI & DryFGD & HRI & CCS | 0 | 0 | 0 | 0 | 0 | 0 | 0 | 0
00 Ret.ExistSCR_ACI_DSI & HRI | 0 | 0 | 0 | 0 | 0 | 0 | 0 | 0
00 Ret.ExistSCR_ACI_DSI & WetFGD | 0 | 0 | 0 | 0 | 0 | 0 | 0 | 0
00 Ret.ExistSCR_ACI_DSI & WetFGD & CCS | 0 | 0 | 0 | 0 | 0 | 0 | 0 | 0
00 Ret.ExistSCR_ACI_DSI & WetFGD & HRI | 0 | 0 | 0 | 0 | 0 | 0 | 0 | 0
00 Ret.ExistSCR_ACI_DSI & WetFGD & HRI & CCS | 0 | 0 | 0 | 0 | 0 | 0 | 0 | 0
00 Ret.ExistSCR_DryFGD & HRI | 0 | 0 | 0 | 0 | 0 | 0 | 0 | 0
00 Ret.ExistSCR_DryFGD_ACI & CCS | 0 | 0 | 0 | 0 | 0 | 0 | 0 | 0
00 Ret.ExistSCR_DryFGD_ACI & HRI | 0 | 0 | 0 | 0 | 0 | 0 | 0 | 0
00 Ret.ExistSCR_DryFGD_ACI & HRI & CCS | 0 | 0 | 0 | 0 | 0 | 0 | 0 | 0
00 Ret.ExistSCR_DryFGD_ACI_DSI & CCS | 0 | 0 | 0 | 0 | 0 | 0 | 0 | 0
00 Ret.ExistSCR_DryFGD_ACI_DSI & HRI | 0 | 0 | 0 | 0 | 0 | 0 | 0 | 0
00 Ret.ExistSCR_DryFGD_ACI_DSI & HRI & CCS | 0 | 0 | 0 | 0 | 0 | 0 | 0 | 0
00 Ret.ExistSCR_WetFGD & HRI | 0 | 0 | 0 | 0 | 0 | 0 | 0 | 0
00 Ret.ExistSCR_WetFGD & HRI & CCS | 0 | 0 | 0 | 0 | 0 | 0 | 0 | 0
00 Ret.ExistSCR_WetFGD_ACI & CCS | 0 | 0 | 0 | 0 | 0 | 0 | 0 | 0
00 Ret.ExistSCR_WetFGD_ACI & HRI | 0 | 0 | 0 | 0 | 0 | 0 | 0 | 0
00 Ret.ExistSCR_WetFGD_ACI & HRI & CCS | 0 | 0 | 0 | 0 | 0 | 0 | 0 | 0
00 Ret.ExistSCR_WetFGD_ACI_DSI & CCS | 0 | 0 | 0 | 0 | 0 | 0 | 0 | 0
00 Ret.ExistSCR_WetFGD_ACI_DSI & HRI | 0 | 0 | 0 | 0 | 0 | 0 | 0 | 0
00 Ret.ExistSCR_WetFGD_ACI_DSI & HRI & CCS | 0 | 0 | 0 | 0 | 0 | 0 | 0 | 0
00 Ret.ExistSCR_WetFGD_DSI & HRI | 0 | 0 | 0 | 0 | 0 | 0 | 0 | 0
00 Ret.ExistSCR_WetFGD_DSI & HRI & CCS | 0 | 0 | 0 | 0 | 0 | 0 | 0 | 0
00 Ret.ExistSNCR_ACI & DryFGD | 0 | 0 | 0 | 0 | 0 | 0 | 0 | 0
00 Ret.ExistSNCR_ACI & DryFGD & CCS | 0 | 0 | 0 | 0 | 0 | 0 | 0 | 0
00 Ret.ExistSNCR_ACI & DryFGD & HRI | 0 | 0 | 0 | 0 | 0 | 0 | 0 | 0
00 Ret.ExistSNCR_ACI & DryFGD & HRI & CCS | 0 | 0 | 0 | 0 | 0 | 0 | 0 | 0
00 Ret.ExistSNCR_ACI & DSI & HRI | 0 | 0 | 0 | 0 | 0 | 0 | 0 | 0
00 Ret.ExistSNCR_ACI & HRI | 0 | 0 | 0 | 0 | 0 | 0 | 0 | 0
00 Ret.ExistSNCR_ACI & WetFGD | 0 | 0 | 0 | 0 | 0 | 0 | 0 | 0
00 Ret.ExistSNCR_ACI & WetFGD & CCS | 0 | 0 | 0 | 0 | 0 | 0 | 0 | 0
00 Ret.ExistSNCR_ACI & WetFGD & HRI | 0 | 0 | 0 | 0 | 0 | 0 | 0 | 0
00 Ret.ExistSNCR_ACI & WetFGD & HRI & CCS | 0 | 0 | 0 | 0 | 0 | 0 | 0 | 0
00 Ret.ExistSNCR_ACI_DSI & DryFGD | 0 | 0 | 0 | 0 | 0 | 0 | 0 | 0
00 Ret.ExistSNCR_ACI_DSI & DryFGD & CCS | 0 | 0 | 0 | 0 | 0 | 0 | 0 | 0
00 Ret.ExistSNCR_ACI_DSI & DryFGD & HRI | 0 | 0 | 0 | 0 | 0 | 0 | 0 | 0
00 Ret.ExistSNCR_ACI_DSI & DryFGD & HRI & CCS | 0 | 0 | 0 | 0 | 0 | 0 | 0 | 0
00 Ret.ExistSNCR_ACI_DSI & HRI | 0 | 0 | 0 | 0 | 0 | 0 | 0 | 0
00 Ret.ExistSNCR_ACI_DSI & WetFGD | 84.8471 | 0 | 0 | 0 | 0 | 0 | 0 | 0
00 Ret.ExistSNCR_ACI_DSI & WetFGD & CCS | 0 | 0 | 0 | 0 | 0 | 0 | 0 | 0
00 Ret.ExistSNCR_ACI_DSI & WetFGD & HRI | 0 | 0 | 0 | 0 | 0 | 0 | 0 | 0
00 Ret.ExistSNCR_ACI_DSI & WetFGD & HRI & CCS | 0 | 0 | 0 | 0 | 0 | 0 | 0 | 0
00 Ret.ExistSNCR_DryFGD & HRI | 0 | 0 | 0 | 0 | 0 | 0 | 0 | 0
00 Ret.ExistSNCR_DryFGD_ACI & CCS | 0 | 0 | 0 | 0 | 0 | 0 | 0 | 0
00 Ret.ExistSNCR_DryFGD_ACI & HRI | 0 | 0 | 0 | 0 | 0 | 0 | 0 | 0
00 Ret.ExistSNCR_DryFGD_ACI & HRI & CCS | 0 | 0 | 0 | 0 | 0 | 0 | 0 | 0
00 Ret.ExistSNCR_WetFGD & HRI | 0 | 0 | 0 | 0 | 0 | 0 | 0 | 0
00 Ret.ExistSNCR_WetFGD & HRI & CCS | 0 | 0 | 0 | 0 | 0 | 0 | 0 | 0
00 Ret.ExistSNCR_WetFGD_ACI & CCS | 0 | 0 | 0 | 0 | 0 | 0 | 0 | 0
00 Ret.ExistSNCR_WetFGD_ACI & HRI | 0 | 0 | 0 | 0 | 0 | 0 | 0 | 0
00 Ret.ExistSNCR_WetFGD_ACI & HRI & CCS | 0 | 0 | 0 | 0 | 0 | 0 | 0 | 0
00 Ret.ExistSNCR_WetFGD_ACI_DSI & CCS | 0 | 0 | 0 | 0 | 0 | 0 | 0 | 0
00 Ret.ExistSNCR_WetFGD_ACI_DSI & HRI | 0 | 0 | 0 | 0 | 0 | 0 | 0 | 0
00 Ret.ExistSNCR_WetFGD_ACI_DSI & HRI & CCS | 0 | 0 | 0 | 0 | 0 | 0 | 0 | 0
00 Ret.ExistSNCR & DryFGD & HRI | 0 | 0 | 0 | 0 | 0 | 0 | 0 | 0
00 Ret.ExistSNCR & HRI | 0 | 0 | 0 | 0 | 0 | 0 | 0 | 0
00 Ret.ExistWetFGD & CCS | 0 | 0 | 0 | 0 | 0 | 0 | 0 | 0
00 Ret.ExistWetFGD & HRI | 0 | 0 | 0 | 0 | 0 | 0 | 0 | 0
00 Ret.ExistWetFGD & HRI & CCS | 0 | 0 | 0 | 0 | 0 | 0 | 0 | 0
00 Ret.ExistWetFGD & SCR | 0 | 2943.7504 | 2943.7504 | 2943.7504 | 2943.7504 | 2748.9041 | 2748.9041 | 2302.504
00 Ret.ExistWetFGD & SCR & CCS | 0 | 0 | 0 | 0 | 0 | 0 | 0 | 0
00 Ret.ExistWetFGD & SCR & HRI | 0 | 0 | 0 | 0 | 0 | 0 | 0 | 0
00 Ret.ExistWetFGD & SCR & HRI & CCS | 0 | 0 | 0 | 0 | 0 | 0 | 0 | 0
00 Ret.ExistWetFGD & SNCR | 0 | 0 | 0 | 0 | 0 | 0 | 0 | 0
00 Ret.ExistWetFGD & SNCR & CCS | 0 | 0 | 0 | 0 | 0 | 0 | 0 | 0
00 Ret.ExistWetFGD & SNCR & HRI | 0 | 0 | 0 | 0 | 0 | 0 | 0 | 0
00 Ret.ExistWetFGD & SNCR & HRI & CCS | 0 | 0 | 0 | 0 | 0 | 0 | 0 | 0
00 Ret.ExistWetFGD_ACI & CCS | 0 | 0 | 0 | 0 | 0 | 0 | 0 | 0
00 Ret.ExistWetFGD_ACI & HRI | 0 | 0 | 0 | 0 | 0 | 0 | 0 | 0
00 Ret.ExistWetFGD_ACI & HRI & CCS | 0 | 0 | 0 | 0 | 0 | 0 | 0 | 0
00 Ret.ExistWetFGD_ACI & SCR | 0 | 1195.3666 | 1279.4401 | 1279.4401 | 1283.678 | 1283.678 | 1283.678 | 1283.678
00 Ret.ExistWetFGD_ACI & SCR & CCS | 0 | 165.3277 | 165.3277 | 165.3277 | 165.3277 | 165.3277 | 165.3277 | 165.3277
00 Ret.ExistWetFGD_ACI & SCR & HRI | 0 | 0 | 0 | 0 | 0 | 0 | 0 | 0
00 Ret.ExistWetFGD_ACI & SCR & HRI & CCS | 0 | 0 | 0 | 0 | 0 | 0 | 0 | 0
00 Ret.ExistWetFGD_ACI & SNCR | 0 | 0 | 0 | 0 | 0 | 0 | 0 | 0
00 Ret.ExistWetFGD_ACI & SNCR & CCS | 0 | 0 | 0 | 0 | 0 | 0 | 0 | 0
00 Ret.ExistWetFGD_ACI & SNCR & HRI | 0 | 0 | 0 | 0 | 0 | 0 | 0 | 0
00 Ret.ExistWetFGD_ACI & SNCR & HRI & CCS | 0 | 0 | 0 | 0 | 0 | 0 | 0 | 0
00 Ret.ExistWetFGD_ACI_DSI & CCS | 0 | 0 | 0 | 0 | 0 | 0 | 0 | 0
00 Ret.ExistWetFGD_ACI_DSI & HRI | 0 | 0 | 0 | 0 | 0 | 0 | 0 | 0
00 Ret.ExistWetFGD_ACI_DSI & HRI & CCS | 0 | 0 | 0 | 0 | 0 | 0 | 0 | 0
00 Ret.ExistWetFGD_ACI_DSI & SCR | 0 | 0 | 0 | 0 | 0 | 0 | 0 | 0
00 Ret.ExistWetFGD_ACI_DSI & SCR & CCS | 0 | 0 | 0 | 0 | 0 | 0 | 0 | 0
00 Ret.ExistWetFGD_ACI_DSI & SCR & HRI | 0 | 0 | 0 | 0 | 0 | 0 | 0 | 0
00 Ret.ExistWetFGD_ACI_DSI & SCR & HRI & CCS | 0 | 0 | 0 | 0 | 0 | 0 | 0 | 0
00 Ret.ExistWetFGD_ACI_DSI & SNCR | 0 | 0 | 0 | 0 | 0 | 0 | 0 | 0
00 Ret.ExistWetFGD_ACI_DSI & SNCR & CCS | 0 | 0 | 0 | 0 | 0 | 0 | 0 | 0
00 Ret.ExistWetFGD_ACI_DSI & SNCR & HRI | 0 | 0 | 0 | 0 | 0 | 0 | 0 | 0
00 Ret.ExistWetFGD_ACI_DSI & SNCR & HRI & CCS | 0 | 0 | 0 | 0 | 0 | 0 | 0 | 0
00 Ret.ExistWetFGD_DSI & HRI | 0 | 0 | 0 | 0 | 0 | 0 | 0 | 0
00 Ret.ExistWetFGD_DSI & SCR | 0 | 0 | 0 | 0 | 0 | 0 | 0 | 0
00 Ret.ExistSNCR_DSI & DryFGD & HRI | 0 | 0 | 0 | 0 | 0 | 0 | 0 | 0
00 Ret.ExistWetFGD_DSI & SCR & HRI | 0 | 0 | 0 | 0 | 0 | 0 | 0 | 0
00 Ret.ExistSNCR_DSI & HRI | 0 | 0 | 0 | 0 | 0 | 0 | 0 | 0
00 Ret.ExistWetFGD_DSI & SNCR | 0 | 0 | 0 | 0 | 0 | 0 | 0 | 0
00 Ret.ExistWetFGD_DSI & SNCR & HRI | 0 | 0 | 0 | 0 | 0 | 0 | 0 | 0
00 Ret.ExistWetFGD_SCR & CCS | 0 | 0 | 864.0837 | 864.0837 | 864.0837 | 864.0837 | 864.0837 | 864.0837
00 Ret.ExistWetFGD_SCR_DSI & CCS | 0 | 0 | 0 | 0 | 0 | 0 | 0 | 0
00 Ret.ExistWetFGD_SNCR & CCS | 0 | 0 | 0 | 0 | 0 | 0 | 0 | 0
00 Ret.HRI | 0 | 0 | 0 | 0 | 0 | 0 | 0 | 0
00 Ret.SCR | 0 | 0 | 0 | 0 | 0 | 0 | 0 | 0
00 Ret.SCR & DryFGD | 0 | 0 | 0 | 0 | 0 | 0 | 0 | 0
00 Ret.SCR & DryFGD & ACI | 0 | 0 | 0 | 0 | 0 | 0 | 0 | 0
00 Ret.SCR & DryFGD & CCS | 0 | 0 | 0 | 0 | 0 | 0 | 0 | 0
00 Ret.SCR & DryFGD & HRI | 0 | 0 | 0 | 0 | 0 | 0 | 0 | 0
00 Ret.SCR & DSI | 0 | 0 | 0 | 0 | 0 | 0 | 0 | 0
00 Ret.SCR & DSI & DryFGD | 0 | 0 | 0 | 0 | 0 | 0 | 0 | 0
00 Ret.SCR & DSI & DryFGD & HRI | 0 | 0 | 0 | 0 | 0 | 0 | 0 | 0
00 Ret.SCR & DSI & HRI | 0 | 0 | 0 | 0 | 0 | 0 | 0 | 0
00 Ret.SCR & DSI & WetFGD | 0 | 0 | 0 | 0 | 0 | 0 | 0 | 0
00 Ret.SCR & DSI & WetFGD & HRI | 0 | 0 | 0 | 0 | 0 | 0 | 0 | 0
00 Ret.SCR & HRI | 0 | 0 | 0 | 0 | 0 | 0 | 0 | 0
00 Ret.SCR & WetFGD | 0 | 0 | 0 | 0 | 0 | 0 | 0 | 0
00 Ret.SCR & WetFGD & ACI | 0 | 0 | 0 | 0 | 0 | 0 | 0 | 0
00 Ret.SCR & WetFGD & CCS | 0 | 0 | 0 | 0 | 0 | 0 | 0 | 0
00 Ret.SCR & WetFGD & HRI | 0 | 0 | 0 | 0 | 0 | 0 | 0 | 0
00 Ret.SNCR | 0 | 0 | 0 | 0 | 0 | 0 | 0 | 0
00 Ret.SNCR & DryFGD | 0 | 0 | 0 | 0 | 0 | 0 | 0 | 0
00 Ret.SNCR & DryFGD & ACI | 0 | 0 | 0 | 0 | 0 | 0 | 0 | 0
00 Ret.SNCR & DryFGD & ACI & HRI | 0 | 0 | 0 | 0 | 0 | 0 | 0 | 0
00 Ret.SNCR & DryFGD & CCS | 0 | 0 | 0 | 0 | 0 | 0 | 0 | 0
00 Ret.SNCR & DryFGD & HRI | 0 | 0 | 0 | 0 | 0 | 0 | 0 | 0
00 Ret.SNCR & DSI | 0 | 0 | 0 | 0 | 0 | 0 | 0 | 0
00 Ret.SNCR & DSI & HRI | 0 | 0 | 0 | 0 | 0 | 0 | 0 | 0
00 Ret.SNCR & HRI | 0 | 0 | 0 | 0 | 0 | 0 | 0 | 0
00 Ret.SNCR & WetFGD | 0 | 0 | 0 | 0 | 0 | 0 | 0 | 0
00 Ret.SNCR & WetFGD & ACI | 0 | 0 | 0 | 0 | 0 | 0 | 0 | 0
00 Ret.SNCR & WetFGD & ACI & HRI | 0 | 0 | 0 | 0 | 0 | 0 | 0 | 0
00 Ret.SNCR & WetFGD & CCS | 0 | 0 | 0 | 0 | 0 | 0 | 0 | 0
00 Ret.SNCR & WetFGD & HRI | 0 | 0 | 0 | 0 | 0 | 0 | 0 | 0
00 Ret.WetFGD | 0 | 0 | 0 | 0 | 0 | 0 | 0 | 0
00 Ret.WetFGD & CCS | 0 | 0 | 0 | 0 | 0 | 0 | 0 | 0
00 Ret.WetFGD & HRI | 0 | 0 | 0 | 0 | 0 | 0 | 0 | 0
00 Ret.FB & HRI | 0 | 0 | 0 | 0 | 0 | 0 | 0 | 0
00 Ret.FB DryFGD | 0 | 0 | 0 | 0 | 0 | 0 | 0 | 0
00 Ret.FB DryFGD & HRI | 0 | 0 | 0 | 0 | 0 | 0 | 0 | 0
00 Ret.FB DryFGD & SNCR | 0 | 0 | 0 | 0 | 0 | 0 | 0 | 0
00 Ret.FB-Exist ACI & DryFGD & HRI | 0 | 0 | 0 | 0 | 0 | 0 | 0 | 0
00 Ret.FB-Exist ACI_DSI & DryFGD & SNCR | 0 | 0 | 0 | 0 | 0 | 0 | 0 | 0
00 Ret.FB-Exist ACI_DSI & SNCR | 0 | 439.78 | 439.78 | 439.78 | 439.78 | 439.78 | 439.78 | 439.78
00 Ret.FB-ExistACI & HRI | 0 | 0 | 0 | 0 | 0 | 0 | 0 | 0
00 Ret.FB-ExistACI_DSI & DryFGD | 0 | 0 | 0 | 0 | 0 | 0 | 0 | 0
00 Ret.FB-ExistACI_DSI & DryFGD & HRI | 0 | 0 | 0 | 0 | 0 | 0 | 0 | 0
00 Ret.FB-ExistACI_DSI & DryFGD & SNCR | 0 | 0 | 0 | 0 | 0 | 0 | 0 | 0
00 Ret.FB-ExistACI_DSI & DryFGD & SNCR & HRI | 0 | 0 | 0 | 0 | 0 | 0 | 0 | 0
00 Ret.FB-ExistACI_DSI & HRI | 0 | 0 | 0 | 0 | 0 | 0 | 0 | 0
00 Ret.FB-ExistACI_DSI & SNCR & HRI | 0 | 0 | 0 | 0 | 0 | 0 | 0 | 0
00 Ret.FB-ExistDryFGD & HRI | 0 | 0 | 0 | 0 | 0 | 0 | 0 | 0
00 Ret.FB-ExistDryFGD_ACI & HRI | 0 | 0 | 0 | 0 | 0 | 0 | 0 | 0
00 Ret.FB-ExistDryFGD_ACI & HRI & CCS | 0 | 0 | 0 | 0 | 0 | 0 | 0 | 0
00 Ret.FB-ExistDryFGD_ACI & SNCR | 0 | 132.9335 | 132.9335 | 132.9335 | 132.9335 | 132.9335 | 0 | 0
00 Ret.FB-ExistDryFGD_ACI & SNCR & HRI | 0 | 0 | 0 | 0 | 0 | 0 | 0 | 0
00 Ret.FB-ExistDryFGD_DSI & HRI | 0 | 0 | 0 | 0 | 0 | 0 | 0 | 0
00 Ret.FB-ExistDryFGD_DSI & SNCR | 0 | 0 | 0 | 0 | 0 | 0 | 0 | 0
00 Ret.FB-ExistDryFGD_DSI & SNCR & HRI | 0 | 0 | 0 | 0 | 0 | 0 | 0 | 0
00 Ret.FB-ExistDryFGD_SNCR & HRI | 0 | 0 | 0 | 0 | 0 | 0 | 0 | 0
00 Ret.FB-ExistDryFGD_SNCR_ACI & HRI | 0 | 0 | 0 | 0 | 0 | 0 | 0 | 0
00 Ret.FB-ExistDryFGD_SNCR_ACI & HRI & CCS | 0 | 0 | 0 | 0 | 0 | 0 | 0 | 0
00 Ret.FB-ExistDryFGD_SNCR_ACI_DSI & HRI | 0 | 0 | 0 | 0 | 0 | 0 | 0 | 0
00 Ret.FB-ExistDryFGD_SNCR_ACI_DSI & HRI & CCS | 0 | 0 | 0 | 0 | 0 | 0 | 0 | 0
00 Ret.FB-ExistWetFGD_SNCR_ACI & HRI | 0 | 0 | 0 | 0 | 0 | 0 | 0 | 0
00 Ret.FB-ExistWetFGD_SNCR_ACI & HRI & CCS | 0 | 0 | 0 | 0 | 0 | 0 | 0 | 0
00 Ret.FB-ExistDryFGD_SNCR_DSI & HRI | 0 | 0 | 0 | 0 | 0 | 0 | 0 | 0
00 Ret.FB-ExistDSI & DryFGD | 0 | 0 | 0 | 0 | 0 | 0 | 0 | 0
00 Ret.FB-ExistDSI & DryFGD & HRI | 0 | 0 | 0 | 0 | 0 | 0 | 0 | 0
00 Ret.FB-ExistDSI & DryFGD & SNCR | 0 | 0 | 0 | 0 | 0 | 0 | 0 | 0
00 Ret.FB-ExistDSI & DryFGD & SNCR & HRI | 0 | 0 | 0 | 0 | 0 | 0 | 0 | 0
00 Ret.FB-ExistDSI & HRI | 0 | 0 | 0 | 0 | 0 | 0 | 0 | 0
00 Ret.FB-ExistDSI & SNCR | 0 | 0 | 0 | 0 | 0 | 0 | 0 | 0
00 Ret.FB-ExistDSI & SNCR & HRI | 0 | 0 | 0 | 0 | 0 | 0 | 0 | 0
00 Ret.FB-ExistSNCR & DryFGD | 0 | 0 | 0 | 0 | 0 | 0 | 0 | 0
00 Ret.FB-ExistSNCR & DryFGD & HRI | 0 | 0 | 0 | 0 | 0 | 0 | 0 | 0
00 Ret.FB-ExistSNCR & HRI | 0 | 0 | 0 | 0 | 0 | 0 | 0 | 0
00 Ret.FB-ExistSNCR_ACI & HRI | 0 | 0 | 0 | 0 | 0 | 0 | 0 | 0
00 Ret.FB-ExistSNCR_ACI_DSI & DryFGD | 0 | 0 | 0 | 0 | 0 | 0 | 0 | 0
00 Ret.FB-ExistSNCR_ACI_DSI & DryFGD & HRI | 0 | 0 | 0 | 0 | 0 | 0 | 0 | 0
00 Ret.FB-ExistSNCR_ACI_DSI & HRI | 0 | 0 | 0 | 0 | 0 | 0 | 0 | 0
00 Ret.FB-ExistSNCR_DryFGD & HRI | 0 | 0 | 0 | 0 | 0 | 0 | 0 | 0
00 Ret.FB-ExistSNCR_DryFGD_ACI & HRI | 0 | 0 | 0 | 0 | 0 | 0 | 0 | 0
00 Ret.FB-ExistSNCR_DryFGD_ACI & HRI & CCS | 0 | 0 | 0 | 0 | 0 | 0 | 0 | 0
00 Ret.FB-ExistSNCR_DSI & DryFGD | 0 | 0 | 0 | 0 | 0 | 0 | 0 | 0
00 Ret.FB-ExistSNCR_DSI & DryFGD & HRI | 0 | 0 | 0 | 0 | 0 | 0 | 0 | 0
00 Ret.FB-ExistSNCR_DSI & HRI | 0 | 0 | 0 | 0 | 0 | 0 | 0 | 0
00 Ret.FB-ExistSNCR_WetFGD & HRI | 0 | 0 | 0 | 0 | 0 | 0 | 0 | 0
00 Ret.FB-ExistSNCR_WetFGD & HRI & CCS | 0 | 0 | 0 | 0 | 0 | 0 | 0 | 0
00 Ret.FB-ExistWetFGD_DSI & HRI | 0 | 0 | 0 | 0 | 0 | 0 | 0 | 0
00 Ret.FB-ExistWetFGD_DSI & SNCR | 0 | 0 | 0 | 0 | 0 | 0 | 0 | 0
00 Ret.FB-ExistWetFGD_DSI & SNCR & HRI | 0 | 0 | 0 | 0 | 0 | 0 | 0 | 0
00 Ret.FB-SNCR | 0 | 0 | 0 | 0 | 0 | 0 | 0 | 0
00 Ret.Oil/Gas Steam SCR | 0 | 11954.8785 | 11954.8785 | 11954.8785 | 11954.8785 | 11954.8785 | 11695.6549 | 8794.3091
00 CC Retirement | 3951.7506 | 4746.3245 | 4746.3245 | 4746.3245 | 5126.644 | 5734.644 | 5734.644 | 14701.044
00 CT Retirement | 216.08 | 222.8 | 222.8 | 545.4 | 886.4 | 1797.5951 | 2489.9437 | 7514.2854
00 O/G Retirement | 5979.4 | 10185.4448 | 10297.1675 | 10297.1675 | 10976.5675 | 11662.5675 | 12325.3923 | 21628.138
00 Coal Retirement | 32203.7017 | 55641.1877 | 57024.8298 | 57044.8298 | 59291.7422 | 64717.7432 | 77378.4534 | 93673.008
00 IGCC Retirement | 220 | 220 | 220 | 220 | 815 | 815 | 815 | 815
00 Nuke Retirement | 0 | 6358 | 18624.0136 | 20614.1964 | 36794.8856 | 37211.4981 | 42095.4677 | 53211.1924
00 Biomass Retirement | 2910.6 | 3226.9 | 3226.9 | 3226.9 | 3226.9 | 3226.9 | 3226.9 | 3272.6
00 Fossil_Other Retirement | 0 | 0 | 0 | 0 | 0 | 0 | 0 | 0
00 Fuel Cell Retirement | 0 | 0 | 0 | 0 | 0 | 0 | 0 | 0
00 Geothermal Retirement | 0 | 0 | 0 | 0 | 0 | 0 | 0 | 0
00 Hydro Retirement | 0 | 0 | 0 | 0 | 0 | 0 | 0 | 0
00 Landfill Gas Retirement | 128.8 | 137.9 | 137.9 | 137.9 | 137.9 | 137.9 | 137.9 | 137.9
00 Non Fossil_Other Retirement | 0 | 0 | 0 | 0 | 0 | 0 | 0 | 0
Total | 1197919.7741 | 1269794.3111 | 1304304.0014 | 1342153.0761 | 1464457.0148 | 1592554.3698 | 1758708.3534 | 2026505.4611
11. Capacity Additions and Changes by Capacity Reporting Type [MW]
00 New Combined Cycle | 5069.0634 | 282.5683 | 0 | 0 | 8863.2934 | 7630.2836 | 19321.2326 | 32163.0321
00 New Combined Cycle with Carbon Capture | 0 | 0 | 0 | 332.9977 | 538.392 | 0 | 0 | 0
00 New Combustion Turbine | 2921.2603 | 4658.2914 | 17485.5692 | 4011.0123 | 24488.373 | 37701.8204 | 48466.9406 | 75744.3218
00 New Hydro | 124.5 | 0 | 0 | 1150 | 2875 | 3260.1685 | 0 | 0
00 New Nuclear | 0 | 0 | 0 | 0 | 0 | 0 | 0 | 0
00 New Biomass | 5.4 | 0 | 0 | 0 | 0 | 0 | 0 | 0
00 New Geothermal | 30.7 | 0 | 381.78 | 0 | 0 | 0 | 0 | 0
00 New Landfill Gas | 603.825 | 410.55 | 266.1334 | 15.6518 | 308.8226 | 815.1632 | 1380.8954 | 520.4986
00 New Battery Storage | 10168.8 | 897.1 | 0 | 3983.7194 | 8451.5476 | 645.168 | 906.1799 | 11448.1041
00 New Offshore Wind | 380 | 68.62 | 2400.01 | 3831.37 | 14200.01 | 10187.99 | 6505.4769 | 15089.5997
00 New Onshore Wind | 38900.1402 | 38692.3328 | 0 | 2954.5472 | 8798.3718 | 12034.2254 | 42072.434 | 52658.16
00 New Solar PV | 35091.7298 | 21539.0457 | 3785.2122 | 14538.7205 | 38490.4865 | 39743.9661 | 31058.6273 | 62667.7351
00 New Solar Thermal | 0 | 0 | 0 | 0 | 0 | 0 | 0 | 0
00 New Fuel Cell | 64.4 | 0 | 0 | 0 | 0 | 0 | 0 | 0
00 New Ultrasupercritical Coal without CCS | 0 | 0 | 0 | 0 | 0 | 0 | 0 | 0
00 New Ultrasupercritical Coal with 30% CCS | 0 | 0 | 0 | 0 | 0 | 0 | 0 | 0
00 New Ultrasupercritical Coal with 90% CCS | 0 | 0 | 0 | 0 | 0 | 0 | 0 | 0
00 Exist & New Distributed Solar PV | 0 | 0 | 0 | 0 | 0 | 0 | 0 | 0
00 Exist Combined Cycle | 0 | 0 | 0 | 0 | 0 | 0 | 0 | 0
00 Exist Combustion Turbine | 0 | 0 | 0 | 0 | 0 | 0 | 0 | 0
00 Exist Coal Steam_Uncontrolled | 0 | 0 | 0 | 0 | 0 | 0 | 0 | 0
00 Exist Coal Steam_ACI | 0 | 0 | 0 | 0 | 0 | 0 | 0 | 0
00 Exist Coal Steam_ACI_DSI | 0 | 0 | 0 | 0 | 0 | 0 | 0 | 0
00 Exist Coal Steam_DryFGD | 0 | 0 | 0 | 0 | 0 | 0 | 0 | 0
00 Exist Coal Steam_DryFGD_ACI | 0 | 0 | 0 | 0 | 0 | 0 | 0 | 0
00 Exist Coal Steam_DryFGD_DSI | 0 | 0 | 0 | 0 | 0 | 0 | 0 | 0
00 Exist Coal Steam_DryFGD_SCR | 0 | 0 | 0 | 0 | 0 | 0 | 0 | 0
00 Exist Coal Steam_DryFGD_SCR_ACI | 0 | 0 | 0 | 0 | 0 | 0 | 0 | 0
00 Exist Coal Steam_DryFGD_SCR_DSI | 0 | 0 | 0 | 0 | 0 | 0 | 0 | 0
00 Exist Coal Steam_DryFGD_SCR_ACI_DSI | 0 | 0 | 0 | 0 | 0 | 0 | 0 | 0
00 Exist Coal Steam_DryFGD_SNCR_ACI | 0 | 0 | 0 | 0 | 0 | 0 | 0 | 0
00 Exist Coal Steam_DryFGD_SNCR_ACI_DSI | 0 | 0 | 0 | 0 | 0 | 0 | 0 | 0
00 Exist Coal Steam_DSI | 0 | 0 | 0 | 0 | 0 | 0 | 0 | 0
00 Exist Coal Steam_SCR_ACI | 0 | 0 | 0 | 0 | 0 | 0 | 0 | 0
00 Exist Coal Steam_SCR_ACI_DSI | 0 | 0 | 0 | 0 | 0 | 0 | 0 | 0
00 Exist Coal Steam_SNCR | 0 | 0 | 0 | 0 | 0 | 0 | 0 | 0
00 Exist Coal Steam_SCR | 0 | 0 | 0 | 0 | 0 | 0 | 0 | 0
00 Exist Coal Steam_SNCR_ACI | 0 | 0 | 0 | 0 | 0 | 0 | 0 | 0
00 Exist Coal Steam_SNCR_ACI_DSI | 0 | 0 | 0 | 0 | 0 | 0 | 0 | 0
00 Exist Coal Steam_WetFGD | 0 | 0 | 0 | 0 | 0 | 0 | 0 | 0
00 Exist Coal Steam_WetFGD_ACI | 0 | 0 | 0 | 0 | 0 | 0 | 0 | 0
00 Exist Coal Steam_WetFGD_ACI_DSI | 0 | 0 | 0 | 0 | 0 | 0 | 0 | 0
00 Exist Coal Steam_WetFGD_DSI | 0 | 0 | 0 | 0 | 0 | 0 | 0 | 0
00 Exist Coal Steam_WetFGD_SCR | 0 | 0 | 0 | 0 | 0 | 0 | 0 | 0
00 Exist Coal Steam_WetFGD_SCR_DSI | 0 | 0 | 0 | 0 | 0 | 0 | 0 | 0
00 Exist Coal Steam_WetFGD_SCR_ACI | 0 | 0 | 0 | 0 | 0 | 0 | 0 | 0
00 Exist Coal Steam_WetFGD_SCR_ACI_DSI | 0 | 0 | 0 | 0 | 0 | 0 | 0 | 0
00 Exist Coal Steam_WetFGD_SNCR | 0 | 0 | 0 | 0 | 0 | 0 | 0 | 0
00 Exist Coal Steam_WetFGD_SNCR_ACI | 0 | 0 | 0 | 0 | 0 | 0 | 0 | 0
00 Exist Coal Steam_WetFGD_SNCR_ACI_DSI | 0 | 0 | 0 | 0 | 0 | 0 | 0 | 0
00 Exist FBC_ACI_DSI | 0 | 0 | 0 | 0 | 0 | 0 | 0 | 0
00 Exist FBC_DryFGD_ACI | 0 | 0 | 0 | 0 | 0 | 0 | 0 | 0
00 Exist FBC_DryFGD_DSI | 0 | 0 | 0 | 0 | 0 | 0 | 0 | 0
00 Exist FBC_DryFGD_SNCR | 0 | 0 | 0 | 0 | 0 | 0 | 0 | 0
00 Exist FBC_DryFGD_SNCR_ACI | 0 | 0 | 0 | 0 | 0 | 0 | 0 | 0
00 Exist FBC_DryFGD_SNCR_ACI_DSI | 0 | 0 | 0 | 0 | 0 | 0 | 0 | 0
00 Exist FBC_DryFGD_SNCR_DSI | 0 | 0 | 0 | 0 | 0 | 0 | 0 | 0
00 Exist FBC_DSI | 0 | 0 | 0 | 0 | 0 | 0 | 0 | 0
00 Exist FBC_SCR | 0 | 0 | 0 | 0 | 0 | 0 | 0 | 0
00 Exist FBC_SNCR | 0 | 0 | 0 | 0 | 0 | 0 | 0 | 0
00 Exist FBC_SNCR_ACI | 0 | 0 | 0 | 0 | 0 | 0 | 0 | 0
00 Exist FBC_SNCR_ACI_DSI | 0 | 0 | 0 | 0 | 0 | 0 | 0 | 0
00 Exist FBC_SNCR_DSI | 0 | 0 | 0 | 0 | 0 | 0 | 0 | 0
00 Exist FBC_Uncontrolled | 0 | 0 | 0 | 0 | 0 | 0 | 0 | 0
00 Exist FBC_WetFGD_DSI | 0 | 0 | 0 | 0 | 0 | 0 | 0 | 0
00 Exist IGCC | 0 | 0 | 0 | 0 | 0 | 0 | 0 | 0
00 Exist Fossil_Other | 0 | 0 | 0 | 0 | 0 | 0 | 0 | 0
00 Exist Fuel Cell | 0 | 0 | 0 | 0 | 0 | 0 | 0 | 0
00 Exist Hydro | 0 | 0 | 0 | 0 | 0 | 0 | 0 | 0
00 Exist Non Fossil_Other | 0 | 0 | 0 | 0 | 0 | 0 | 0 | 0
00 Exist Nuclear | 0 | 0 | 0 | 0 | 0 | 0 | 0 | 0
00 Exist Oil/Gas Steam | 0 | 0 | 0 | 0 | 0 | 0 | 0 | 0
00 Exist Oil/Gas Steam_SCR | 0 | 0 | 0 | 0 | 0 | 0 | 0 | 0
00 Exist Oil/Gas Steam_SNCR | 0 | 0 | 0 | 0 | 0 | 0 | 0 | 0
00 Exist Biomass | 0 | 0 | 0 | 0 | 0 | 0 | 0 | 0
00 Exist Landfill Gas | 0 | 0 | 0 | 0 | 0 | 0 | 0 | 0
00 Exist Geothermal | 0 | 0 | 0 | 0 | 0 | 0 | 0 | 0
00 Exist Pump Storage | 0 | 0 | 0 | 0 | 0 | 0 | 0 | 0
00 Exist Energy Storage | 0 | 0 | 0 | 0 | 0 | 0 | 0 | 0
00 Exist Solar PV | 0 | 0 | 0 | 0 | 0 | 0 | 0 | 0
00 Exist Solar Thermal | 0 | 0 | 0 | 0 | 0 | 0 | 0 | 0
00 Exist Offshore Wind | 0 | 0 | 0 | 0 | 0 | 0 | 0 | 0
00 Exist Onshore Wind | 0 | 0 | 0 | 0 | 0 | 0 | 0 | 0
00 International Imports | 0 | 0 | 0 | 0 | 0 | 0 | 0 | 0
00 Ret.ACI | 0 | 0 | 0 | 0 | 0 | 0 | 0 | 0
00 Ret.ACI & DryFGD | 0 | 0 | 0 | 0 | 0 | 0 | 0 | 0
00 Ret.ACI & DryFGD & HRI | 0 | 0 | 0 | 0 | 0 | 0 | 0 | 0
00 Ret.ACI & DSI | 0 | 0 | 0 | 0 | 0 | 0 | 0 | 0
00 Ret.ACI & DSI & DryFGD | 0 | 0 | 0 | 0 | 0 | 0 | 0 | 0
00 Ret.ACI & DSI & DryFGD & HRI | 0 | 0 | 0 | 0 | 0 | 0 | 0 | 0
00 Ret.ACI & DSI & HRI | 0 | 0 | 0 | 0 | 0 | 0 | 0 | 0
00 Ret.ACI & DSI & WetFGD & HRI | 0 | 0 | 0 | 0 | 0 | 0 | 0 | 0
00 Ret.ACI & HRI | 0 | 0 | 0 | 0 | 0 | 0 | 0 | 0
00 Ret.ACI & SCR | 0 | 0 | 0 | 0 | 0 | 0 | 0 | 0
00 Ret.ACI & SCR & DryFGD & HRI | 0 | 0 | 0 | 0 | 0 | 0 | 0 | 0
00 Ret.ACI & SCR & DSI | 0 | 0 | 0 | 0 | 0 | 0 | 0 | 0
00 Ret.ACI & SCR & DSI & DryFGD | 0 | 0 | 0 | 0 | 0 | 0 | 0 | 0
00 Ret.ACI & SCR & DSI & DryFGD & HRI | 0 | 0 | 0 | 0 | 0 | 0 | 0 | 0
00 Ret.ACI & SCR & DSI & HRI | 0 | 0 | 0 | 0 | 0 | 0 | 0 | 0
00 Ret.ACI & SCR & DSI & WetFGD | 0 | 0 | 0 | 0 | 0 | 0 | 0 | 0
00 Ret.ACI & SCR & DSI & WetFGD & HRI | 0 | 0 | 0 | 0 | 0 | 0 | 0 | 0
00 Ret.ACI & SCR & HRI | 0 | 0 | 0 | 0 | 0 | 0 | 0 | 0
00 Ret.ACI & SCR & WetFGD & HRI | 0 | 0 | 0 | 0 | 0 | 0 | 0 | 0
00 Ret.ACI & SNCR | 0 | 0 | 0 | 0 | 0 | 0 | 0 | 0
00 Ret.ACI & SNCR & DSI | 0 | 0 | 0 | 0 | 0 | 0 | 0 | 0
00 Ret.ACI & SNCR & DSI & DryFGD | 0 | 0 | 0 | 0 | 0 | 0 | 0 | 0
00 Ret.ACI & SNCR & DSI & DryFGD & HRI | 0 | 0 | 0 | 0 | 0 | 0 | 0 | 0
00 Ret.ACI & SNCR & DSI & HRI | 0 | 0 | 0 | 0 | 0 | 0 | 0 | 0
00 Ret.ACI & SNCR & DSI & WetFGD | 0 | 0 | 0 | 0 | 0 | 0 | 0 | 0
00 Ret.ACI & SNCR & DSI & WetFGD & HRI | 0 | 0 | 0 | 0 | 0 | 0 | 0 | 0
00 Ret.ACI & SNCR & HRI | 0 | 0 | 0 | 0 | 0 | 0 | 0 | 0
00 Ret.ACI & WetFGD | 0 | 0 | 0 | 0 | 0 | 0 | 0 | 0
00 Ret.ACI & WetFGD & DSI | 0 | 0 | 0 | 0 | 0 | 0 | 0 | 0
00 Ret.ACI & WetFGD & HRI | 0 | 0 | 0 | 0 | 0 | 0 | 0 | 0
00 Ret.C2G | 2425.4818 | 6764.7205 | 0 | 0 | 0 | 0 | 0 | 0
00 Ret.C2G & SCR | 0 | 5972.1324 | 0 | 0 | 0 | 0 | 0 | 0
00 Ret.CCG | 0 | 0 | 1690.412 | 484.2779 | 0 | 0 | 0 | 0
00 Ret.DryFGD | 0 | 0 | 0 | 0 | 0 | 0 | 0 | 0
00 Ret.DryFGD & CCS | 0 | 0 | 0 | 0 | 0 | 0 | 0 | 0
00 Ret.DryFGD & HRI | 0 | 0 | 0 | 0 | 0 | 0 | 0 | 0
00 Ret.DSI | 0 | 0 | 0 | 0 | 0 | 0 | 0 | 0
00 Ret.DSI & DryFGD | 0 | 0 | 0 | 0 | 0 | 0 | 0 | 0
00 Ret.DSI & DryFGD & HRI | 0 | 0 | 0 | 0 | 0 | 0 | 0 | 0
00 Ret.DSI & HRI | 0 | 0 | 0 | 0 | 0 | 0 | 0 | 0
00 Ret.ExistACI & DryFGD | 0 | 0 | 0 | 0 | 0 | 0 | 0 | 0
00 Ret.ExistACI & DryFGD & CCS | 0 | 0 | 0 | 0 | 0 | 0 | 0 | 0
00 Ret.ExistACI & DryFGD & HRI | 0 | 0 | 0 | 0 | 0 | 0 | 0 | 0
00 Ret.ExistACI & DryFGD & HRI & CCS | 0 | 0 | 0 | 0 | 0 | 0 | 0 | 0
00 Ret.ExistACI & DSI | 0 | 0 | 0 | 0 | 0 | 0 | 0 | 0
00 Ret.ExistACI & DSI & DryFGD | 0 | 0 | 0 | 0 | 0 | 0 | 0 | 0
00 Ret.ExistACI & DSI & DryFGD & HRI | 0 | 0 | 0 | 0 | 0 | 0 | 0 | 0
00 Ret.ExistACI & DSI & HRI | 0 | 0 | 0 | 0 | 0 | 0 | 0 | 0
00 Ret.ExistACI & HRI | 0 | 0 | 0 | 0 | 0 | 0 | 0 | 0
00 Ret.ExistACI & HRI & WetFGD | 0 | 0 | 0 | 0 | 0 | 0 | 0 | 0
00 Ret.ExistACI & SCR | 0 | 4893.2574 | 0 | 0 | 0 | 0 | 0 | 0
00 Ret.ExistACI & SCR & DryFGD | 0 | 0 | 0 | 0 | 0 | 0 | 0 | 0
00 Ret.ExistACI & SCR & DryFGD & CCS | 0 | 0 | 0 | 0 | 0 | 0 | 0 | 0
00 Ret.ExistACI & SCR & DryFGD & HRI | 0 | 0 | 0 | 0 | 0 | 0 | 0 | 0
00 Ret.ExistACI & SCR & DryFGD & HRI & CCS | 0 | 0 | 0 | 0 | 0 | 0 | 0 | 0
00 Ret.ExistACI & SCR & DSI | 0 | 0 | 0 | 0 | 0 | 0 | 0 | 0
00 Ret.ExistACI & SCR & DSI & DryFGD | 0 | 0 | 0 | 0 | 0 | 0 | 0 | 0
00 Ret.ExistACI & SCR & DSI & DryFGD & HRI | 0 | 0 | 0 | 0 | 0 | 0 | 0 | 0
00 Ret.ExistACI & SCR & DSI & HRI | 0 | 0 | 0 | 0 | 0 | 0 | 0 | 0
00 Ret.ExistACI & SCR & HRI | 0 | 0 | 0 | 0 | 0 | 0 | 0 | 0
00 Ret.ExistACI & SCR & WetFGD | 0 | 0 | 0 | 0 | 0 | 0 | 0 | 0
00 Ret.ExistACI & SCR & WetFGD & CCS | 0 | 0 | 0 | 0 | 0 | 0 | 0 | 0
00 Ret.ExistACI & SCR & WetFGD & HRI | 0 | 0 | 0 | 0 | 0 | 0 | 0 | 0
00 Ret.ExistACI & SCR & WetFGD & HRI & CCS | 0 | 0 | 0 | 0 | 0 | 0 | 0 | 0
00 Ret.ExistACI & SNCR | 0 | 0 | 0 | 0 | 0 | 0 | 0 | 0
00 Ret.ExistACI & SNCR & DryFGD | 0 | 0 | 0 | 0 | 0 | 0 | 0 | 0
00 Ret.ExistACI & SNCR & DryFGD & CCS | 0 | 0 | 0 | 0 | 0 | 0 | 0 | 0
00 Ret.ExistACI & SNCR & DryFGD & HRI | 0 | 0 | 0 | 0 | 0 | 0 | 0 | 0
00 Ret.ExistACI & SNCR & DryFGD & HRI & CCS | 0 | 0 | 0 | 0 | 0 | 0 | 0 | 0
00 Ret.ExistACI & SNCR & DSI | 0 | 0 | 0 | 0 | 0 | 0 | 0 | 0
00 Ret.ExistACI & SNCR & DSI & HRI | 0 | 0 | 0 | 0 | 0 | 0 | 0 | 0
00 Ret.ExistACI & SNCR & HRI | 0 | 0 | 0 | 0 | 0 | 0 | 0 | 0
00 Ret.ExistACI & SNCR & WetFGD | 0 | 0 | 0 | 0 | 0 | 0 | 0 | 0
00 Ret.ExistACI & SNCR & WetFGD & CCS | 0 | 0 | 0 | 0 | 0 | 0 | 0 | 0
00 Ret.ExistACI & SNCR & WetFGD & HRI | 0 | 0 | 0 | 0 | 0 | 0 | 0 | 0
00 Ret.ExistACI & SNCR & WetFGD & HRI & CCS | 0 | 0 | 0 | 0 | 0 | 0 | 0 | 0
00 Ret.ExistACI & WetFGD | 0 | 0 | 0 | 0 | 0 | 0 | 0 | 0
00 Ret.ExistACI & WetFGD & CCS | 0 | 0 | 0 | 0 | 0 | 0 | 0 | 0
00 Ret.ExistACI & WetFGD & HRI & CCS | 0 | 0 | 0 | 0 | 0 | 0 | 0 | 0
00 Ret.ExistACI_DSI & DryFGD | 0 | 0 | 0 | 0 | 0 | 0 | 0 | 0
00 Ret.ExistACI_DSI & DryFGD & CCS | 0 | 0 | 0 | 0 | 0 | 0 | 0 | 0
00 Ret.ExistACI_DSI & DryFGD & HRI | 0 | 0 | 0 | 0 | 0 | 0 | 0 | 0
00 Ret.ExistACI_DSI & DryFGD & HRI & CCS | 0 | 0 | 0 | 0 | 0 | 0 | 0 | 0
00 Ret.ExistACI_DSI & HRI | 0 | 0 | 0 | 0 | 0 | 0 | 0 | 0
00 Ret.ExistACI_DSI & SCR | 0 | 3119.8045 | 0 | 0 | 0 | 0 | 0 | 0
00 Ret.ExistACI_DSI & SCR & DryFGD | 0 | 0 | 0 | 0 | 0 | 0 | 0 | 0
00 Ret.ExistACI_DSI & SCR & DryFGD & CCS | 0 | 0 | 0 | 0 | 0 | 0 | 0 | 0
00 Ret.ExistACI_DSI & SCR & DryFGD & HRI | 0 | 0 | 0 | 0 | 0 | 0 | 0 | 0
00 Ret.ExistACI_DSI & SCR & DryFGD & HRI & CCS | 0 | 0 | 0 | 0 | 0 | 0 | 0 | 0
00 Ret.ExistACI_DSI & SCR & HRI | 0 | 0 | 0 | 0 | 0 | 0 | 0 | 0
00 Ret.ExistACI_DSI & SCR & WetFGD | 0 | 84.3536 | 0 | 0 | 0 | 0 | 0 | 0
00 Ret.ExistACI_DSI & SCR & WetFGD & CCS | 0 | 0 | 0 | 0 | 0 | 0 | 0 | 0
00 Ret.ExistACI_DSI & SCR & WetFGD & HRI | 0 | 0 | 0 | 0 | 0 | 0 | 0 | 0
00 Ret.ExistACI_DSI & SCR & WetFGD & HRI & CCS | 0 | 0 | 0 | 0 | 0 | 0 | 0 | 0
00 Ret.ExistACI_DSI & SNCR | 0 | 0 | 0 | 0 | 0 | 0 | 0 | 0
00 Ret.ExistACI_DSI & SNCR & DryFGD | 0 | 0 | 0 | 0 | 0 | 0 | 0 | 0
00 Ret.ExistACI_DSI & SNCR & DryFGD & HRI & CCS | 0 | 0 | 0 | 0 | 0 | 0 | 0 | 0
00 Ret.ExistACI_DSI & SNCR & DryFGD & HRI | 0 | 0 | 0 | 0 | 0 | 0 | 0 | 0
00 Ret.ExistACI_DSI & SNCR & WetFGD & HRI & CCS | 0 | 0 | 0 | 0 | 0 | 0 | 0 | 0
00 Ret.ExistACI_DSI & SNCR & HRI | 0 | 0 | 0 | 0 | 0 | 0 | 0 | 0
00 Ret.ExistACI_DSI & SNCR & WetFGD | 0 | 0 | 0 | 0 | 0 | 0 | 0 | 0
00 Ret.ExistACI_DSI & SNCR & WetFGD & HRI | 0 | 0 | 0 | 0 | 0 | 0 | 0 | 0
00 Ret.ExistACI_DSI & WetFGD | 0 | 0 | 0 | 0 | 0 | 0 | 0 | 0
00 Ret.ExistACI_DSI & WetFGD & CCS | 0 | 0 | 0 | 0 | 0 | 0 | 0 | 0
00 Ret.ExistACI_DSI & WetFGD & HRI | 0 | 0 | 0 | 0 | 0 | 0 | 0 | 0
00 Ret.ExistACI_DSI & WetFGD & HRI & CCS | 0 | 0 | 0 | 0 | 0 | 0 | 0 | 0
00 Ret.ExistDryFGD & CCS | 0 | 0 | 0 | 0 | 0 | 0 | 0 | 0
00 Ret.ExistDryFGD & HRI | 0 | 0 | 0 | 0 | 0 | 0 | 0 | 0
00 Ret.ExistDryFGD & SCR | 0 | 0 | 0 | 0 | 0 | 0 | 0 | 0
00 Ret.ExistDryFGD & SCR & CCS | 0 | 0 | 0 | 0 | 0 | 0 | 0 | 0
00 Ret.ExistDryFGD & SCR & HRI | 0 | 0 | 0 | 0 | 0 | 0 | 0 | 0
00 Ret.ExistDryFGD & SNCR | 0 | 0 | 0 | 0 | 0 | 0 | 0 | 0
00 Ret.ExistDryFGD & SNCR & CCS | 0 | 0 | 0 | 0 | 0 | 0 | 0 | 0
00 Ret.ExistDryFGD & SNCR & HRI | 0 | 0 | 0 | 0 | 0 | 0 | 0 | 0
00 Ret.ExistDryFGD_ACI & CCS | 0 | 0 | 0 | 0 | 0 | 0 | 0 | 0
00 Ret.ExistDryFGD_ACI & HRI | 0 | 0 | 0 | 0 | 0 | 0 | 0 | 0
00 Ret.ExistDryFGD_ACI & HRI & CCS | 0 | 0 | 0 | 0 | 0 | 0 | 0 | 0
00 Ret.ExistDryFGD_ACI & SCR | 0 | 893.6718 | 0 | 0 | 0 | 0 | 0 | 0
00 Ret.ExistDryFGD_ACI & SCR & CCS | 0 | 176.4267 | 0 | 0 | 0 | 0 | 0 | 0
00 Ret.ExistDryFGD_ACI & SCR & HRI | 0 | 0 | 0 | 0 | 0 | 0 | 0 | 0
00 Ret.ExistDryFGD_ACI & SCR & HRI & CCS | 0 | 0 | 0 | 0 | 0 | 0 | 0 | 0
00 Ret.ExistDryFGD_ACI & SNCR | 0 | 0 | 0 | 0 | 0 | 0 | 0 | 0
00 Ret.ExistDryFGD_ACI & SNCR & CCS | 0 | 0 | 0 | 0 | 0 | 0 | 0 | 0
00 Ret.ExistDryFGD_ACI & SNCR & HRI | 0 | 0 | 0 | 0 | 0 | 0 | 0 | 0
00 Ret.ExistDryFGD_ACI & SNCR & HRI & CCS | 0 | 0 | 0 | 0 | 0 | 0 | 0 | 0
00 Ret.ExistDryFGD_ACI_DSI & SCR | 0 | 580.5701 | 0 | 0 | 0 | 0 | 0 | 0
00 Ret.ExistDryFGD_ACI_DSI & SCR & CCS | 0 | 0 | 0 | 0 | 0 | 0 | 0 | 0
00 Ret.ExistDryFGD_ACI_DSI & SCR & HRI | 0 | 0 | 0 | 0 | 0 | 0 | 0 | 0
00 Ret.ExistDryFGD_ACI_DSI & SCR & HRI & CCS | 0 | 0 | 0 | 0 | 0 | 0 | 0 | 0
00 Ret.ExistDryFGD_DSI & HRI | 0 | 0 | 0 | 0 | 0 | 0 | 0 | 0
00 Ret.ExistDryFGD_SNCR_ACI_DSI & CCS | 0 | 0 | 0 | 0 | 0 | 0 | 0 | 0
00 Ret.ExistDryFGD_SNCR_ACI_DSI & HRI | 0 | 0 | 0 | 0 | 0 | 0 | 0 | 0
00 Ret.ExistDryFGD_SNCR_ACI_DSI & HRI & CCS | 0 | 0 | 0 | 0 | 0 | 0 | 0 | 0
00 Ret.ExistDSI & DryFGD | 0 | 0 | 0 | 0 | 0 | 0 | 0 | 0
00 Ret.ExistDSI & DryFGD & HRI | 0 | 0 | 0 | 0 | 0 | 0 | 0 | 0
00 Ret.ExistDSI & HRI | 0 | 0 | 0 | 0 | 0 | 0 | 0 | 0
00 Ret.ExistDSI & SCR | 0 | 71.9957 | 0 | 0 | 0 | 0 | 0 | 0
00 Ret.ExistDSI & SCR & DryFGD | 0 | 0 | 0 | 0 | 0 | 0 | 0 | 0
00 Ret.ExistDSI & SCR & DryFGD & HRI | 0 | 0 | 0 | 0 | 0 | 0 | 0 | 0
00 Ret.ExistDSI & SCR & HRI | 0 | 0 | 0 | 0 | 0 | 0 | 0 | 0
00 Ret.ExistDSI & SCR & WetFGD | 0 | 0 | 0 | 0 | 0 | 0 | 0 | 0
00 Ret.ExistDSI & SCR & WetFGD & HRI | 0 | 0 | 0 | 0 | 0 | 0 | 0 | 0
00 Ret.ExistDSI & SNCR | 0 | 0 | 0 | 0 | 0 | 0 | 0 | 0
00 Ret.ExistSCR & ACI | 0 | 0 | 0 | 0 | 0 | 0 | 0 | 0
00 Ret.ExistDSI & SNCR & DryFGD | 0 | 0 | 0 | 0 | 0 | 0 | 0 | 0
00 Ret.ExistSCR & ACI & DSI | 0 | 0 | 0 | 0 | 0 | 0 | 0 | 0
00 Ret.ExistSCR & ACI & DSI & DryFGD | 0 | 0 | 0 | 0 | 0 | 0 | 0 | 0
00 Ret.ExistSCR & ACI & DSI & DryFGD & HRI | 0 | 0 | 0 | 0 | 0 | 0 | 0 | 0
00 Ret.ExistDSI & SNCR & DryFGD & HRI | 0 | 0 | 0 | 0 | 0 | 0 | 0 | 0
00 Ret.ExistDSI & SNCR & HRI | 0 | 0 | 0 | 0 | 0 | 0 | 0 | 0
00 Ret.ExistSCR & ACI & DSI & HRI | 0 | 0 | 0 | 0 | 0 | 0 | 0 | 0
00 Ret.ExistDSI & SNCR & WetFGD | 0 | 0 | 0 | 0 | 0 | 0 | 0 | 0
00 Ret.ExistSCR & ACI & DSI & WetFGD | 0 | 0 | 0 | 0 | 0 | 0 | 0 | 0
00 Ret.ExistSCR & ACI & DSI & WetFGD & HRI | 0 | 0 | 0 | 0 | 0 | 0 | 0 | 0
00 Ret.ExistSCR & ACI & HRI | 0 | 0 | 0 | 0 | 0 | 0 | 0 | 0
00 Ret.ExistDSI & SNCR & WetFGD & HRI | 0 | 0 | 0 | 0 | 0 | 0 | 0 | 0
00 Ret.ExistDSI & WetFGD | 0 | 0 | 0 | 0 | 0 | 0 | 0 | 0
00 Ret.ExistDSI & WetFGD & HRI | 0 | 0 | 0 | 0 | 0 | 0 | 0 | 0
00 Ret.ExistDSI_ACI & SNCR & DryFGD & CCS | 0 | 0 | 0 | 0 | 0 | 0 | 0 | 0
00 Ret.ExistDSI_ACI & SNCR & WetFGD & CCS | 0 | 0 | 0 | 0 | 0 | 0 | 0 | 0
00 Ret.ExistSCR_ACI & DryFGD | 0 | 0 | 0 | 0 | 0 | 0 | 0 | 0
00 Ret.ExistSCR & DSI | 0 | 0 | 0 | 0 | 0 | 0 | 0 | 0
00 Ret.ExistSCR_ACI & DryFGD & CCS | 0 | 0 | 0 | 0 | 0 | 0 | 0 | 0
00 Ret.ExistSCR_ACI & DryFGD & HRI | 0 | 0 | 0 | 0 | 0 | 0 | 0 | 0
00 Ret.ExistSCR & DSI & DryFGD | 0 | 0 | 0 | 0 | 0 | 0 | 0 | 0
00 Ret.ExistSCR_ACI & DryFGD & HRI & CCS | 0 | 0 | 0 | 0 | 0 | 0 | 0 | 0
00 Ret.ExistSCR & DSI & DryFGD & HRI | 0 | 0 | 0 | 0 | 0 | 0 | 0 | 0
00 Ret.ExistSCR & DSI & HRI | 0 | 0 | 0 | 0 | 0 | 0 | 0 | 0
00 Ret.ExistSCR_ACI & DSI & HRI | 0 | 0 | 0 | 0 | 0 | 0 | 0 | 0
00 Ret.ExistSCR_ACI & HRI | 0 | 0 | 0 | 0 | 0 | 0 | 0 | 0
00 Ret.ExistSCR_ACI & WetFGD | 0 | 0 | 0 | 0 | 0 | 0 | 0 | 0
00 Ret.ExistSCR & HRI | 0 | 0 | 0 | 0 | 0 | 0 | 0 | 0
00 Ret.ExistSCR_ACI & WetFGD & CCS | 0 | 0 | 0 | 0 | 0 | 0 | 0 | 0
00 Ret.ExistSCR_ACI & WetFGD & HRI | 0 | 0 | 0 | 0 | 0 | 0 | 0 | 0
00 Ret.ExistSCR_ACI & WetFGD & HRI & CCS | 0 | 0 | 0 | 0 | 0 | 0 | 0 | 0
00 Ret.ExistSCR_ACI_DSI & DryFGD | 0 | 0 | 0 | 0 | 0 | 0 | 0 | 0
00 Ret.ExistSCR_ACI_DSI & DryFGD & CCS | 0 | 0 | 0 | 0 | 0 | 0 | 0 | 0
00 Ret.ExistSCR_ACI_DSI & DryFGD & HRI | 0 | 0 | 0 | 0 | 0 | 0 | 0 | 0
00 Ret.ExistSCR_ACI_DSI & DryFGD & HRI & CCS | 0 | 0 | 0 | 0 | 0 | 0 | 0 | 0
00 Ret.ExistSCR_ACI_DSI & HRI | 0 | 0 | 0 | 0 | 0 | 0 | 0 | 0
00 Ret.ExistSCR_ACI_DSI & WetFGD | 0 | 0 | 0 | 0 | 0 | 0 | 0 | 0
00 Ret.ExistSCR_ACI_DSI & WetFGD & CCS | 0 | 0 | 0 | 0 | 0 | 0 | 0 | 0
00 Ret.ExistSCR_ACI_DSI & WetFGD & HRI | 0 | 0 | 0 | 0 | 0 | 0 | 0 | 0
00 Ret.ExistSCR_ACI_DSI & WetFGD & HRI & CCS | 0 | 0 | 0 | 0 | 0 | 0 | 0 | 0
00 Ret.ExistSCR_DryFGD & HRI | 0 | 0 | 0 | 0 | 0 | 0 | 0 | 0
00 Ret.ExistSCR_DryFGD_ACI & CCS | 0 | 0 | 0 | 0 | 0 | 0 | 0 | 0
00 Ret.ExistSCR_DryFGD_ACI & HRI | 0 | 0 | 0 | 0 | 0 | 0 | 0 | 0
00 Ret.ExistSCR_DryFGD_ACI & HRI & CCS | 0 | 0 | 0 | 0 | 0 | 0 | 0 | 0
00 Ret.ExistSCR_DryFGD_ACI_DSI & CCS | 0 | 0 | 0 | 0 | 0 | 0 | 0 | 0
00 Ret.ExistSCR_DryFGD_ACI_DSI & HRI | 0 | 0 | 0 | 0 | 0 | 0 | 0 | 0
00 Ret.ExistSCR_DryFGD_ACI_DSI & HRI & CCS | 0 | 0 | 0 | 0 | 0 | 0 | 0 | 0
00 Ret.ExistSCR_WetFGD & HRI | 0 | 0 | 0 | 0 | 0 | 0 | 0 | 0
00 Ret.ExistSCR_WetFGD & HRI & CCS | 0 | 0 | 0 | 0 | 0 | 0 | 0 | 0
00 Ret.ExistSCR_WetFGD_ACI & CCS | 0 | 0 | 0 | 0 | 0 | 0 | 0 | 0
00 Ret.ExistSCR_WetFGD_ACI & HRI | 0 | 0 | 0 | 0 | 0 | 0 | 0 | 0
00 Ret.ExistSCR_WetFGD_ACI & HRI & CCS | 0 | 0 | 0 | 0 | 0 | 0 | 0 | 0
00 Ret.ExistSCR_WetFGD_ACI_DSI & CCS | 0 | 0 | 0 | 0 | 0 | 0 | 0 | 0
00 Ret.ExistSCR_WetFGD_ACI_DSI & HRI | 0 | 0 | 0 | 0 | 0 | 0 | 0 | 0
00 Ret.ExistSCR_WetFGD_ACI_DSI & HRI & CCS | 0 | 0 | 0 | 0 | 0 | 0 | 0 | 0
00 Ret.ExistSCR_WetFGD_DSI & HRI | 0 | 0 | 0 | 0 | 0 | 0 | 0 | 0
00 Ret.ExistSCR_WetFGD_DSI & HRI & CCS | 0 | 0 | 0 | 0 | 0 | 0 | 0 | 0
00 Ret.ExistSNCR_ACI & DryFGD | 0 | 0 | 0 | 0 | 0 | 0 | 0 | 0
00 Ret.ExistSNCR_ACI & DryFGD & CCS | 0 | 0 | 0 | 0 | 0 | 0 | 0 | 0
00 Ret.ExistSNCR_ACI & DryFGD & HRI | 0 | 0 | 0 | 0 | 0 | 0 | 0 | 0
00 Ret.ExistSNCR_ACI & DryFGD & HRI & CCS | 0 | 0 | 0 | 0 | 0 | 0 | 0 | 0
00 Ret.ExistSNCR_ACI & DSI & HRI | 0 | 0 | 0 | 0 | 0 | 0 | 0 | 0
00 Ret.ExistSNCR_ACI & HRI | 0 | 0 | 0 | 0 | 0 | 0 | 0 | 0
00 Ret.ExistSNCR_ACI & WetFGD | 0 | 0 | 0 | 0 | 0 | 0 | 0 | 0
00 Ret.ExistSNCR_ACI & WetFGD & CCS | 0 | 0 | 0 | 0 | 0 | 0 | 0 | 0
00 Ret.ExistSNCR_ACI & WetFGD & HRI | 0 | 0 | 0 | 0 | 0 | 0 | 0 | 0
00 Ret.ExistSNCR_ACI & WetFGD & HRI & CCS | 0 | 0 | 0 | 0 | 0 | 0 | 0 | 0
00 Ret.ExistSNCR_ACI_DSI & DryFGD | 0 | 0 | 0 | 0 | 0 | 0 | 0 | 0
00 Ret.ExistSNCR_ACI_DSI & DryFGD & CCS | 0 | 0 | 0 | 0 | 0 | 0 | 0 | 0
00 Ret.ExistSNCR_ACI_DSI & DryFGD & HRI | 0 | 0 | 0 | 0 | 0 | 0 | 0 | 0
00 Ret.ExistSNCR_ACI_DSI & DryFGD & HRI & CCS | 0 | 0 | 0 | 0 | 0 | 0 | 0 | 0
00 Ret.ExistSNCR_ACI_DSI & HRI | 0 | 0 | 0 | 0 | 0 | 0 | 0 | 0
00 Ret.ExistSNCR_ACI_DSI & WetFGD | 84.8471 | 0 | 0 | 0 | 0 | 0 | 0 | 0
00 Ret.ExistSNCR_ACI_DSI & WetFGD & CCS | 0 | 0 | 0 | 0 | 0 | 0 | 0 | 0
00 Ret.ExistSNCR_ACI_DSI & WetFGD & HRI | 0 | 0 | 0 | 0 | 0 | 0 | 0 | 0
00 Ret.ExistSNCR_ACI_DSI & WetFGD & HRI & CCS | 0 | 0 | 0 | 0 | 0 | 0 | 0 | 0
00 Ret.ExistSNCR_DryFGD & HRI | 0 | 0 | 0 | 0 | 0 | 0 | 0 | 0
00 Ret.ExistSNCR_DryFGD_ACI & CCS | 0 | 0 | 0 | 0 | 0 | 0 | 0 | 0
00 Ret.ExistSNCR_DryFGD_ACI & HRI | 0 | 0 | 0 | 0 | 0 | 0 | 0 | 0
00 Ret.ExistSNCR_DryFGD_ACI & HRI & CCS | 0 | 0 | 0 | 0 | 0 | 0 | 0 | 0
00 Ret.ExistSNCR_WetFGD & HRI | 0 | 0 | 0 | 0 | 0 | 0 | 0 | 0
00 Ret.ExistSNCR_WetFGD & HRI & CCS | 0 | 0 | 0 | 0 | 0 | 0 | 0 | 0
00 Ret.ExistSNCR_WetFGD_ACI & CCS | 0 | 0 | 0 | 0 | 0 | 0 | 0 | 0
00 Ret.ExistSNCR_WetFGD_ACI & HRI | 0 | 0 | 0 | 0 | 0 | 0 | 0 | 0
00 Ret.ExistSNCR_WetFGD_ACI & HRI & CCS | 0 | 0 | 0 | 0 | 0 | 0 | 0 | 0
00 Ret.ExistSNCR_WetFGD_ACI_DSI & CCS | 0 | 0 | 0 | 0 | 0 | 0 | 0 | 0
00 Ret.ExistSNCR_WetFGD_ACI_DSI & HRI | 0 | 0 | 0 | 0 | 0 | 0 | 0 | 0
00 Ret.ExistSNCR_WetFGD_ACI_DSI & HRI & CCS | 0 | 0 | 0 | 0 | 0 | 0 | 0 | 0
00 Ret.ExistSNCR & DryFGD & HRI | 0 | 0 | 0 | 0 | 0 | 0 | 0 | 0
00 Ret.ExistSNCR & HRI | 0 | 0 | 0 | 0 | 0 | 0 | 0 | 0
00 Ret.ExistWetFGD & CCS | 0 | 0 | 0 | 0 | 0 | 0 | 0 | 0
00 Ret.ExistWetFGD & HRI | 0 | 0 | 0 | 0 | 0 | 0 | 0 | 0
00 Ret.ExistWetFGD & HRI & CCS | 0 | 0 | 0 | 0 | 0 | 0 | 0 | 0
00 Ret.ExistWetFGD & SCR | 0 | 2943.7504 | 0 | 0 | 0 | 0 | 0 | 0
00 Ret.ExistWetFGD & SCR & CCS | 0 | 0 | 0 | 0 | 0 | 0 | 0 | 0
00 Ret.ExistWetFGD & SCR & HRI | 0 | 0 | 0 | 0 | 0 | 0 | 0 | 0
00 Ret.ExistWetFGD & SCR & HRI & CCS | 0 | 0 | 0 | 0 | 0 | 0 | 0 | 0
00 Ret.ExistWetFGD & SNCR | 0 | 0 | 0 | 0 | 0 | 0 | 0 | 0
00 Ret.ExistWetFGD & SNCR & CCS | 0 | 0 | 0 | 0 | 0 | 0 | 0 | 0
00 Ret.ExistWetFGD & SNCR & HRI | 0 | 0 | 0 | 0 | 0 | 0 | 0 | 0
00 Ret.ExistWetFGD & SNCR & HRI & CCS | 0 | 0 | 0 | 0 | 0 | 0 | 0 | 0
00 Ret.ExistWetFGD_ACI & CCS | 0 | 0 | 0 | 0 | 0 | 0 | 0 | 0
00 Ret.ExistWetFGD_ACI & HRI | 0 | 0 | 0 | 0 | 0 | 0 | 0 | 0
00 Ret.ExistWetFGD_ACI & HRI & CCS | 0 | 0 | 0 | 0 | 0 | 0 | 0 | 0
00 Ret.ExistWetFGD_ACI & SCR | 0 | 1424.3266 | 84.0735 | 0 | 4.2379 | 0 | 0 | 0
00 Ret.ExistWetFGD_ACI & SCR & CCS | 0 | 165.3277 | 0 | 0 | 0 | 0 | 0 | 0
00 Ret.ExistWetFGD_ACI & SCR & HRI | 0 | 0 | 0 | 0 | 0 | 0 | 0 | 0
00 Ret.ExistWetFGD_ACI & SCR & HRI & CCS | 0 | 0 | 0 | 0 | 0 | 0 | 0 | 0
00 Ret.ExistWetFGD_ACI & SNCR | 0 | 0 | 0 | 0 | 0 | 0 | 0 | 0
00 Ret.ExistWetFGD_ACI & SNCR & CCS | 0 | 0 | 0 | 0 | 0 | 0 | 0 | 0
00 Ret.ExistWetFGD_ACI & SNCR & HRI | 0 | 0 | 0 | 0 | 0 | 0 | 0 | 0
00 Ret.ExistWetFGD_ACI & SNCR & HRI & CCS | 0 | 0 | 0 | 0 | 0 | 0 | 0 | 0
00 Ret.ExistWetFGD_ACI_DSI & CCS | 0 | 0 | 0 | 0 | 0 | 0 | 0 | 0
00 Ret.ExistWetFGD_ACI_DSI & HRI | 0 | 0 | 0 | 0 | 0 | 0 | 0 | 0
00 Ret.ExistWetFGD_ACI_DSI & HRI & CCS | 0 | 0 | 0 | 0 | 0 | 0 | 0 | 0
00 Ret.ExistWetFGD_ACI_DSI & SCR | 0 | 0 | 0 | 0 | 0 | 0 | 0 | 0
00 Ret.ExistWetFGD_ACI_DSI & SCR & CCS | 0 | 0 | 0 | 0 | 0 | 0 | 0 | 0
00 Ret.ExistWetFGD_ACI_DSI & SCR & HRI | 0 | 0 | 0 | 0 | 0 | 0 | 0 | 0
00 Ret.ExistWetFGD_ACI_DSI & SCR & HRI & CCS | 0 | 0 | 0 | 0 | 0 | 0 | 0 | 0
00 Ret.ExistWetFGD_ACI_DSI & SNCR | 0 | 0 | 0 | 0 | 0 | 0 | 0 | 0
00 Ret.ExistWetFGD_ACI_DSI & SNCR & CCS | 0 | 0 | 0 | 0 | 0 | 0 | 0 | 0
00 Ret.ExistWetFGD_ACI_DSI & SNCR & HRI | 0 | 0 | 0 | 0 | 0 | 0 | 0 | 0
00 Ret.ExistWetFGD_ACI_DSI & SNCR & HRI & CCS | 0 | 0 | 0 | 0 | 0 | 0 | 0 | 0
00 Ret.ExistWetFGD_DSI & HRI | 0 | 0 | 0 | 0 | 0 | 0 | 0 | 0
00 Ret.ExistWetFGD_DSI & SCR | 0 | 0 | 0 | 0 | 0 | 0 | 0 | 0
00 Ret.ExistSNCR_DSI & DryFGD & HRI | 0 | 0 | 0 | 0 | 0 | 0 | 0 | 0
00 Ret.ExistWetFGD_DSI & SCR & HRI | 0 | 0 | 0 | 0 | 0 | 0 | 0 | 0
00 Ret.ExistSNCR_DSI & HRI | 0 | 0 | 0 | 0 | 0 | 0 | 0 | 0
00 Ret.ExistWetFGD_DSI & SNCR | 0 | 0 | 0 | 0 | 0 | 0 | 0 | 0
00 Ret.ExistWetFGD_DSI & SNCR & HRI | 0 | 0 | 0 | 0 | 0 | 0 | 0 | 0
00 Ret.ExistWetFGD_SCR & CCS | 0 | 0 | 864.0837 | 0 | 0 | 0 | 0 | 0
00 Ret.ExistWetFGD_SCR_DSI & CCS | 0 | 0 | 0 | 0 | 0 | 0 | 0 | 0
00 Ret.ExistWetFGD_SNCR & CCS | 0 | 0 | 0 | 0 | 0 | 0 | 0 | 0
00 Ret.HRI | 0 | 0 | 0 | 0 | 0 | 0 | 0 | 0
00 Ret.SCR | 0 | 0 | 0 | 0 | 0 | 0 | 0 | 0
00 Ret.SCR & DryFGD | 0 | 0 | 0 | 0 | 0 | 0 | 0 | 0
00 Ret.SCR & DryFGD & ACI | 0 | 0 | 0 | 0 | 0 | 0 | 0 | 0
00 Ret.SCR & DryFGD & CCS | 0 | 0 | 0 | 0 | 0 | 0 | 0 | 0
00 Ret.SCR & DryFGD & HRI | 0 | 0 | 0 | 0 | 0 | 0 | 0 | 0
00 Ret.SCR & DSI | 0 | 0 | 0 | 0 | 0 | 0 | 0 | 0
00 Ret.SCR & DSI & DryFGD | 0 | 0 | 0 | 0 | 0 | 0 | 0 | 0
00 Ret.SCR & DSI & DryFGD & HRI | 0 | 0 | 0 | 0 | 0 | 0 | 0 | 0
00 Ret.SCR & DSI & HRI | 0 | 0 | 0 | 0 | 0 | 0 | 0 | 0
00 Ret.SCR & DSI & WetFGD | 0 | 0 | 0 | 0 | 0 | 0 | 0 | 0
00 Ret.SCR & DSI & WetFGD & HRI | 0 | 0 | 0 | 0 | 0 | 0 | 0 | 0
00 Ret.SCR & HRI | 0 | 0 | 0 | 0 | 0 | 0 | 0 | 0
00 Ret.SCR & WetFGD | 0 | 0 | 0 | 0 | 0 | 0 | 0 | 0
00 Ret.SCR & WetFGD & ACI | 0 | 0 | 0 | 0 | 0 | 0 | 0 | 0
00 Ret.SCR & WetFGD & CCS | 0 | 0 | 0 | 0 | 0 | 0 | 0 | 0
00 Ret.SCR & WetFGD & HRI | 0 | 0 | 0 | 0 | 0 | 0 | 0 | 0
00 Ret.SNCR | 0 | 0 | 0 | 0 | 0 | 0 | 0 | 0
00 Ret.SNCR & DryFGD | 0 | 0 | 0 | 0 | 0 | 0 | 0 | 0
00 Ret.SNCR & DryFGD & ACI | 0 | 0 | 0 | 0 | 0 | 0 | 0 | 0
00 Ret.SNCR & DryFGD & ACI & HRI | 0 | 0 | 0 | 0 | 0 | 0 | 0 | 0
00 Ret.SNCR & DryFGD & CCS | 0 | 0 | 0 | 0 | 0 | 0 | 0 | 0
00 Ret.SNCR & DryFGD & HRI | 0 | 0 | 0 | 0 | 0 | 0 | 0 | 0
00 Ret.SNCR & DSI | 0 | 0 | 0 | 0 | 0 | 0 | 0 | 0
00 Ret.SNCR & DSI & HRI | 0 | 0 | 0 | 0 | 0 | 0 | 0 | 0
00 Ret.SNCR & HRI | 0 | 0 | 0 | 0 | 0 | 0 | 0 | 0
00 Ret.SNCR & WetFGD | 0 | 0 | 0 | 0 | 0 | 0 | 0 | 0
00 Ret.SNCR & WetFGD & ACI | 0 | 0 | 0 | 0 | 0 | 0 | 0 | 0
00 Ret.SNCR & WetFGD & ACI & HRI | 0 | 0 | 0 | 0 | 0 | 0 | 0 | 0
00 Ret.SNCR & WetFGD & CCS | 0 | 0 | 0 | 0 | 0 | 0 | 0 | 0
00 Ret.SNCR & WetFGD & HRI | 0 | 0 | 0 | 0 | 0 | 0 | 0 | 0
00 Ret.WetFGD | 0 | 0 | 0 | 0 | 0 | 0 | 0 | 0
00 Ret.WetFGD & CCS | 0 | 0 | 0 | 0 | 0 | 0 | 0 | 0
00 Ret.WetFGD & HRI | 0 | 0 | 0 | 0 | 0 | 0 | 0 | 0
00 Ret.FB & HRI | 0 | 0 | 0 | 0 | 0 | 0 | 0 | 0
00 Ret.FB DryFGD | 0 | 0 | 0 | 0 | 0 | 0 | 0 | 0
00 Ret.FB DryFGD & HRI | 0 | 0 | 0 | 0 | 0 | 0 | 0 | 0
00 Ret.FB DryFGD & SNCR | 0 | 0 | 0 | 0 | 0 | 0 | 0 | 0
00 Ret.FB-Exist ACI & DryFGD & HRI | 0 | 0 | 0 | 0 | 0 | 0 | 0 | 0
00 Ret.FB-Exist ACI_DSI & DryFGD & SNCR | 0 | 0 | 0 | 0 | 0 | 0 | 0 | 0
00 Ret.FB-Exist ACI_DSI & SNCR | 0 | 439.78 | 0 | 0 | 0 | 0 | 0 | 0
00 Ret.FB-ExistACI & HRI | 0 | 0 | 0 | 0 | 0 | 0 | 0 | 0
00 Ret.FB-ExistACI_DSI & DryFGD | 0 | 0 | 0 | 0 | 0 | 0 | 0 | 0
00 Ret.FB-ExistACI_DSI & DryFGD & HRI | 0 | 0 | 0 | 0 | 0 | 0 | 0 | 0
00 Ret.FB-ExistACI_DSI & DryFGD & SNCR | 0 | 0 | 0 | 0 | 0 | 0 | 0 | 0
00 Ret.FB-ExistACI_DSI & DryFGD & SNCR & HRI | 0 | 0 | 0 | 0 | 0 | 0 | 0 | 0
00 Ret.FB-ExistACI_DSI & HRI | 0 | 0 | 0 | 0 | 0 | 0 | 0 | 0
00 Ret.FB-ExistACI_DSI & SNCR & HRI | 0 | 0 | 0 | 0 | 0 | 0 | 0 | 0
00 Ret.FB-ExistDryFGD & HRI | 0 | 0 | 0 | 0 | 0 | 0 | 0 | 0
00 Ret.FB-ExistDryFGD_ACI & HRI | 0 | 0 | 0 | 0 | 0 | 0 | 0 | 0
00 Ret.FB-ExistDryFGD_ACI & HRI & CCS | 0 | 0 | 0 | 0 | 0 | 0 | 0 | 0
00 Ret.FB-ExistDryFGD_ACI & SNCR | 0 | 132.9335 | 0 | 0 | 0 | 0 | 0 | 0
00 Ret.FB-ExistDryFGD_ACI & SNCR & HRI | 0 | 0 | 0 | 0 | 0 | 0 | 0 | 0
00 Ret.FB-ExistDryFGD_DSI & HRI | 0 | 0 | 0 | 0 | 0 | 0 | 0 | 0
00 Ret.FB-ExistDryFGD_DSI & SNCR | 0 | 0 | 0 | 0 | 0 | 0 | 0 | 0
00 Ret.FB-ExistDryFGD_DSI & SNCR & HRI | 0 | 0 | 0 | 0 | 0 | 0 | 0 | 0
00 Ret.FB-ExistDryFGD_SNCR & HRI | 0 | 0 | 0 | 0 | 0 | 0 | 0 | 0
00 Ret.FB-ExistDryFGD_SNCR_ACI & HRI | 0 | 0 | 0 | 0 | 0 | 0 | 0 | 0
00 Ret.FB-ExistDryFGD_SNCR_ACI & HRI & CCS | 0 | 0 | 0 | 0 | 0 | 0 | 0 | 0
00 Ret.FB-ExistDryFGD_SNCR_ACI_DSI & HRI | 0 | 0 | 0 | 0 | 0 | 0 | 0 | 0
00 Ret.FB-ExistDryFGD_SNCR_ACI_DSI & HRI & CCS | 0 | 0 | 0 | 0 | 0 | 0 | 0 | 0
00 Ret.FB-ExistWetFGD_SNCR_ACI & HRI | 0 | 0 | 0 | 0 | 0 | 0 | 0 | 0
00 Ret.FB-ExistWetFGD_SNCR_ACI & HRI & CCS | 0 | 0 | 0 | 0 | 0 | 0 | 0 | 0
00 Ret.FB-ExistDryFGD_SNCR_DSI & HRI | 0 | 0 | 0 | 0 | 0 | 0 | 0 | 0
00 Ret.FB-ExistDSI & DryFGD | 0 | 0 | 0 | 0 | 0 | 0 | 0 | 0
00 Ret.FB-ExistDSI & DryFGD & HRI | 0 | 0 | 0 | 0 | 0 | 0 | 0 | 0
00 Ret.FB-ExistDSI & DryFGD & SNCR | 0 | 0 | 0 | 0 | 0 | 0 | 0 | 0
00 Ret.FB-ExistDSI & DryFGD & SNCR & HRI | 0 | 0 | 0 | 0 | 0 | 0 | 0 | 0
00 Ret.FB-ExistDSI & HRI | 0 | 0 | 0 | 0 | 0 | 0 | 0 | 0
00 Ret.FB-ExistDSI & SNCR | 0 | 0 | 0 | 0 | 0 | 0 | 0 | 0
00 Ret.FB-ExistDSI & SNCR & HRI | 0 | 0 | 0 | 0 | 0 | 0 | 0 | 0
00 Ret.FB-ExistSNCR & DryFGD | 0 | 0 | 0 | 0 | 0 | 0 | 0 | 0
00 Ret.FB-ExistSNCR & DryFGD & HRI | 0 | 0 | 0 | 0 | 0 | 0 | 0 | 0
00 Ret.FB-ExistSNCR & HRI | 0 | 0 | 0 | 0 | 0 | 0 | 0 | 0
00 Ret.FB-ExistSNCR_ACI & HRI | 0 | 0 | 0 | 0 | 0 | 0 | 0 | 0
00 Ret.FB-ExistSNCR_ACI_DSI & DryFGD | 0 | 0 | 0 | 0 | 0 | 0 | 0 | 0
00 Ret.FB-ExistSNCR_ACI_DSI & DryFGD & HRI | 0 | 0 | 0 | 0 | 0 | 0 | 0 | 0
00 Ret.FB-ExistSNCR_ACI_DSI & HRI | 0 | 0 | 0 | 0 | 0 | 0 | 0 | 0
00 Ret.FB-ExistSNCR_DryFGD & HRI | 0 | 0 | 0 | 0 | 0 | 0 | 0 | 0
00 Ret.FB-ExistSNCR_DryFGD_ACI & HRI | 0 | 0 | 0 | 0 | 0 | 0 | 0 | 0
00 Ret.FB-ExistSNCR_DryFGD_ACI & HRI & CCS | 0 | 0 | 0 | 0 | 0 | 0 | 0 | 0
00 Ret.FB-ExistSNCR_DSI & DryFGD | 0 | 0 | 0 | 0 | 0 | 0 | 0 | 0
00 Ret.FB-ExistSNCR_DSI & DryFGD & HRI | 0 | 0 | 0 | 0 | 0 | 0 | 0 | 0
00 Ret.FB-ExistSNCR_DSI & HRI | 0 | 0 | 0 | 0 | 0 | 0 | 0 | 0
00 Ret.FB-ExistSNCR_WetFGD & HRI | 0 | 0 | 0 | 0 | 0 | 0 | 0 | 0
00 Ret.FB-ExistSNCR_WetFGD & HRI & CCS | 0 | 0 | 0 | 0 | 0 | 0 | 0 | 0
00 Ret.FB-ExistWetFGD_DSI & HRI | 0 | 0 | 0 | 0 | 0 | 0 | 0 | 0
00 Ret.FB-ExistWetFGD_DSI & SNCR | 0 | 0 | 0 | 0 | 0 | 0 | 0 | 0
00 Ret.FB-ExistWetFGD_DSI & SNCR & HRI | 0 | 0 | 0 | 0 | 0 | 0 | 0 | 0
00 Ret.FB-SNCR | 0 | 0 | 0 | 0 | 0 | 0 | 0 | 0
00 Ret.Oil/Gas Steam SCR | 0 | 11954.8785 | 0 | 0 | 0 | 0 | 0 | 0
00 CC Retirement | 3951.7506 | 794.5739 | 0 | 0 | 380.3195 | 608 | 0 | 8966.4
00 CT Retirement | 216.08 | 6.72 | 0 | 322.6 | 341 | 911.1951 | 692.3486 | 5024.3417
00 O/G Retirement | 5979.4 | 4206.0448 | 111.7227 | 0 | 679.4 | 686 | 662.8248 | 9302.7457
00 Coal Retirement | 32203.7017 | 23437.486 | 1383.6421 | 20 | 2246.9124 | 5426.0009 | 12660.7102 | 16294.5546
00 IGCC Retirement | 220 | 0 | 0 | 0 | 595 | 0 | 0 | 0
00 Nuke Retirement | 0 | 6358 | 12266.0136 | 1990.1827 | 16180.6892 | 416.6125 | 4883.9697 | 11115.7247
00 Biomass Retirement | 2910.6 | 316.3 | 0 | 0 | 0 | 0 | 0 | 45.7
00 Fossil_Other Retirement | 0 | 0 | 0 | 0 | 0 | 0 | 0 | 0
00 Fuel Cell Retirement | 0 | 0 | 0 | 0 | 0 | 0 | 0 | 0
00 Geothermal Retirement | 0 | 0 | 0 | 0 | 0 | 0 | 0 | 0
00 Hydro Retirement | 0 | 0 | 0 | 0 | 0 | 0 | 0 | 0
00 Landfill Gas Retirement | 128.8 | 9.1 | 0 | 0 | 0 | 0 | 0 | 0
00 Non Fossil_Other Retirement | 0 | 0 | 0 | 0 | 0 | 0 | 0 | 0
Total | 141480.4799 | 141294.6623 | 40718.6523 | 33635.0795 | 127441.856 | 120066.5938 | 168611.6399 | 301040.9181
12. Generation by Capacity Reporting Type [GWh]
00 New Combined Cycle | 37918.0514 | 40315.572 | 40404.1463 | 40370.0925 | 100446.6772 | 142201.2241 | 261461.4428 | 443523.4072
00 New Combined Cycle with Carbon Capture | 0 | 0 | 0 | 2537.8743 | 6641.1191 | 6641.1191 | 6641.1191 | 3417.7853
00 New Combustion Turbine | 2674.7312 | 18453.1413 | 39722.5894 | 45930.0508 | 79015.7739 | 123634.3551 | 146868.6531 | 150691.4175
00 New Hydro | 766.2292 | 766.2292 | 766.2292 | 7128.3274 | 22912.8871 | 40301.2409 | 40301.2409 | 40301.2409
00 New Nuclear | 0 | 0 | 0 | 0 | 0 | 0 | 0 | 0
00 New Biomass | 0 | 0 | 0 | 0 | 0 | 0 | 0 | 0
00 New Geothermal | 242.0388 | 235.1808 | 3245.4223 | 3245.4223 | 3231.5194 | 3145.6807 | 3143.4732 | 2839.5344
00 New Landfill Gas | 4670.5681 | 7550.8336 | 10054.0739 | 9180.028 | 11551.2851 | 17698.8964 | 27642.1618 | 31389.339
00 New Battery Storage | 14152.4436 | 15393.7049 | 15608.9794 | 20022.465 | 33250.5639 | 35084.5587 | 36414.0921 | 53290.9038
00 New Offshore Wind | 1560.4174 | 1877.9949 | 12534.4282 | 28675.6416 | 87854.9071 | 138784.0006 | 167986.1592 | 237540.7029
00 New Onshore Wind | 185580.5457 | 365984.2564 | 365984.2564 | 377929.6554 | 412229.9433 | 468815.0767 | 665986.623 | 920411.7067
00 New Solar PV | 94911.4502 | 149701.6957 | 158412.3921 | 198051.4144 | 301172.9423 | 405896.3535 | 489005.0569 | 657433.95
00 New Solar Thermal | 0 | 0 | 0 | 0 | 0 | 0 | 0 | 0
00 New Fuel Cell | 393.5938 | 389.855 | 393.1467 | 366.6373 | 347.6182 | 319.8252 | 339.613 | 314.7968
00 New Ultrasupercritical Coal without CCS | 0 | 0 | 0 | 0 | 0 | 0 | 0 | 0
00 New Ultrasupercritical Coal with 30% CCS | 0 | 0 | 0 | 0 | 0 | 0 | 0 | 0
00 New Ultrasupercritical Coal with 90% CCS | 0 | 0 | 0 | 0 | 0 | 0 | 0 | 0
00 Exist & New Distributed Solar PV | 63905.0331 | 72403.3198 | 86047.3683 | 95287.3568 | 115335.6927 | 136491.7844 | 158305.8927 | 181841.9712
00 Exist Combined Cycle | 1557129.4611 | 1531520.8127 | 1517773.6312 | 1509554.9989 | 1491615.4304 | 1425588.1617 | 1348208.7827 | 1167281.7251
00 Exist Combustion Turbine | 60119.0165 | 72467.498 | 55215.5943 | 53693.0367 | 43846.6911 | 34937.8356 | 24799.2024 | 16951.506
00 Exist Coal Steam_Uncontrolled | 2955.2016 | 2702.1572 | 3233.4796 | 3125.9084 | 3187.2756 | 3179.4352 | 3108.6853 | 2513.9044
00 Exist Coal Steam_ACI | 59924.1547 | 10439.4734 | 10525.5346 | 10525.7139 | 10545.7233 | 10551.7687 | 10522.7542 | 10426.284
00 Exist Coal Steam_ACI_DSI | 16949.6993 | 4328.6678 | 4627.3456 | 4627.3456 | 4627.3456 | 4627.3456 | 4627.3456 | 4627.3456
00 Exist Coal Steam_DryFGD | 0 | 0 | 0 | 0 | 0 | 0 | 0 | 0
00 Exist Coal Steam_DryFGD_ACI | 27552.5919 | 17986.4994 | 23009.384 | 22379.0598 | 23437.2963 | 21891.5883 | 20298.4344 | 16012.8506
00 Exist Coal Steam_DryFGD_DSI | 0 | 0 | 0 | 0 | 0 | 0 | 0 | 0
00 Exist Coal Steam_DryFGD_SCR | 21.2227 | 459.6118 | 2739.081 | 2108.4082 | 2435.168 | 2751.9306 | 1996.8435 | 1546.9938
00 Exist Coal Steam_DryFGD_SCR_ACI | 50385.0522 | 43051.6534 | 57022.144 | 56825.4707 | 61133.0439 | 65343.1899 | 59390.0857 | 50242.9672
00 Exist Coal Steam_DryFGD_SCR_DSI | 1447.31 | 1165.1007 | 1492.496 | 1192.3782 | 1787.8623 | 1918.9936 | 1627.4495 | 0
00 Exist Coal Steam_DryFGD_SCR_ACI_DSI | 7626.4115 | 6864.8196 | 8786.9355 | 8716.3136 | 9109.9632 | 9134.9955 | 8997.3694 | 7502.7663
00 Exist Coal Steam_DryFGD_SNCR_ACI | 13868.4333 | 9230.672 | 11055.6206 | 11173.0798 | 11238.9784 | 11238.9784 | 10896.17 | 9525.5633
00 Exist Coal Steam_DryFGD_SNCR_ACI_DSI | 783.2785 | 0 | 0 | 0 | 0 | 0 | 0 | 0
00 Exist Coal Steam_DSI | 5673.8202 | 6.0285 | 38.3544 | 37.627 | 39.0077 | 33.3094 | 19.4294 | 0
00 Exist Coal Steam_SCR_ACI | 14845.0967 | 12364.7494 | 17406.3546 | 18308.1056 | 25301.9857 | 28417.7188 | 25346.2875 | 20265.3443
00 Exist Coal Steam_SCR_ACI_DSI | 3526.6743 | 2703.2978 | 5488.9922 | 6416.3391 | 6648.904 | 7284.7402 | 4788.933 | 3651.4866
00 Exist Coal Steam_SNCR | 111.8077 | 111.8077 | 111.8077 | 111.8077 | 111.8077 | 111.8077 | 111.8077 | 111.8077
00 Exist Coal Steam_SCR | 0 | 0 | 0 | 0 | 0 | 0 | 0 | 0
00 Exist Coal Steam_SNCR_ACI | 319.5252 | 0 | 0 | 0 | 0 | 0 | 0 | 0
00 Exist Coal Steam_SNCR_ACI_DSI | 1608.3883 | 230.6639 | 852.3507 | 803.0122 | 803.0122 | 707.8782 | 506.7969 | 0
00 Exist Coal Steam_WetFGD | 17884.8658 | 1917.5303 | 20.7954 | 20.7954 | 20.7954 | 20.7954 | 20.7954 | 20.7954
00 Exist Coal Steam_WetFGD_ACI | 22397.0503 | 11138.1124 | 11369.4891 | 11372.0524 | 11373.0965 | 11469.738 | 11459.5179 | 6848.5685
00 Exist Coal Steam_WetFGD_ACI_DSI | 6866.2604 | 0 | 0 | 0 | 0 | 0 | 0 | 0
00 Exist Coal Steam_WetFGD_DSI | 0 | 0 | 0 | 0 | 0 | 0 | 0 | 0
00 Exist Coal Steam_WetFGD_SCR | 191318.1956 | 153457.9994 | 196057.8363 | 196354.2611 | 191853.0376 | 173263.5735 | 114916.1303 | 71597.4324
00 Exist Coal Steam_WetFGD_SCR_DSI | 4694.1638 | 3817.1657 | 5210.2605 | 4713.6524 | 7040.2139 | 5130.5126 | 5972.9676 | 0
00 Exist Coal Steam_WetFGD_SCR_ACI | 60769.132 | 57941.2376 | 84602.7777 | 84980.8573 | 91283.8989 | 92698.9967 | 84266.2648 | 62276.4261
00 Exist Coal Steam_WetFGD_SCR_ACI_DSI | 34198.755 | 33598.2157 | 39319.1198 | 38894.5477 | 32171.3469 | 28468.8503 | 22611.0059 | 18303.8645
00 Exist Coal Steam_WetFGD_SNCR | 5838.864 | 1183.8735 | 2132.0835 | 2374.9148 | 1308.0741 | 1109.5513 | 393.639 | 264.5222
00 Exist Coal Steam_WetFGD_SNCR_ACI | 26302.3091 | 6000.194 | 10703.8247 | 10796.4416 | 10977.707 | 9771.9133 | 7382.3375 | 2848.5561
00 Exist Coal Steam_WetFGD_SNCR_ACI_DSI | 0 | 0 | 0 | 0 | 0 | 0 | 0 | 0
00 Exist FBC_ACI_DSI | 0 | 0 | 0 | 0 | 0 | 0 | 0 | 0
00 Exist FBC_DryFGD_ACI | 207.3597 | 3.6408 | 5.1111 | 5.1111 | 10.4105 | 17.847 | 17.847 | 0
00 Exist FBC_DryFGD_DSI | 0 | 0 | 0 | 0 | 0 | 0 | 0 | 0
00 Exist FBC_DryFGD_SNCR | 3945.2687 | 3948.5334 | 4326.8381 | 4330.0566 | 4357.2834 | 4341.6016 | 4365.6017 | 4233.405
00 Exist FBC_DryFGD_SNCR_ACI | 1051.9498 | 979.2341 | 994.4849 | 994.4849 | 994.4849 | 1294.73 | 539.0488 | 0
00 Exist FBC_DryFGD_SNCR_ACI_DSI | 4337.777 | 3136.5097 | 4821.6836 | 4991.6968 | 4991.6968 | 4991.6968 | 4991.6968 | 4963.2176
00 Exist FBC_DryFGD_SNCR_DSI | 0 | 0 | 0 | 0 | 0 | 0 | 0 | 0
00 Exist FBC_DSI | 0 | 0 | 91.7223 | 91.7223 | 91.7223 | 800.5266 | 91.7223 | 91.7223
00 Exist FBC_SCR | 10.3895 | 0 | 16.1264 | 16.1264 | 16.1264 | 29.1691 | 18.7796 | 0
00 Exist FBC_SNCR | 0 | 0 | 0 | 0 | 0 | 0 | 0 | 0
00 Exist FBC_SNCR_ACI | 10.4567 | 0 | 16.9358 | 16.1471 | 18.6972 | 32.2252 | 18.9021 | 0
00 Exist FBC_SNCR_ACI_DSI | 0 | 0 | 0 | 0 | 1059.0258 | 717.0026 | 717.0026 | 0
00 Exist FBC_SNCR_DSI | 2439.5507 | 1674.6388 | 3366.9253 | 3094.4223 | 3091.2414 | 3054.5444 | 2906.269 | 1911.7804
00 Exist FBC_Uncontrolled | 0 | 0 | 0 | 0 | 0 | 0 | 0 | 0
00 Exist FBC_WetFGD_DSI | 375.1444 | 375.1444 | 375.1444 | 375.1444 | 375.1444 | 325.2266 | 308.1762 | 375.1444
00 Exist IGCC | 4165.0832 | 4165.0832 | 4165.0832 | 4165.0832 | 0 | 0 | 0 | 0
00 Exist Fossil_Other | 3679.3128 | 3679.3128 | 3731.2546 | 3569.1775 | 3569.1775 | 3569.1775 | 3569.1775 | 3569.1775
00 Exist Fuel Cell | 0 | 0 | 0 | 2.2242 | 6.4312 | 1.1645 | 27.6004 | 15.4484
00 Exist Hydro | 274950.9035 | 274950.9035 | 274950.9035 | 274950.9035 | 274950.9035 | 274950.9035 | 274950.9035 | 274950.9035
00 Exist Non Fossil_Other | 23164.6946 | 23164.6946 | 23164.6946 | 22889.1492 | 22861.7684 | 22845.3384 | 22885.7334 | 22884.2754
00 Exist Nuclear | 740776.5916 | 689088.6934 | 597055.4406 | 581422.2636 | 453443.8482 | 450173.8735 | 410855.246 | 323050.5671
00 Exist Oil/Gas Steam | 43127.9856 | 33269.2653 | 21858.9686 | 19996.163 | 16490.818 | 4861.1159 | 2989.4569 | 2049.3332
00 Exist Oil/Gas Steam_SCR | 3682.1099 | 4359.4985 | 3678.8256 | 1668.439 | 775.2106 | 34.5101 | 8.3984 | 8.0895
00 Exist Oil/Gas Steam_SNCR | 2969.0561 | 4391.9836 | 2141.1214 | 1535.8126 | 1160.069 | 245.5539 | 249.4155 | 249.4155
00 Exist Biomass | 1589.2964 | 142.6677 | 198.0936 | 195.4297 | 188.855 | 220.6032 | 256.3029 | 102.327
00 Exist Landfill Gas | 10665.5067 | 10593.7623 | 10593.7623 | 10194.1483 | 8960.01 | 8741.0465 | 9174.3905 | 9167.566
00 Exist Geothermal | 16654.6865 | 16654.6865 | 16654.6865 | 16654.6865 | 16654.6865 | 16654.6865 | 16654.6865 | 16654.6865
00 Exist Pump Storage | 18111.8803 | 17676.6789 | 18018.9228 | 18362.5939 | 21778.4736 | 25431.4548 | 25463.7083 | 24609.1132
00 Exist Energy Storage | 425.3501 | 494.3104 | 521.3643 | 555.1923 | 612.8113 | 706.5666 | 707.4645 | 739.8315
00 Exist Solar PV | 85683.6351 | 85928.8671 | 85928.8671 | 85928.8671 | 85923.8062 | 85923.8062 | 85923.8062 | 85923.8062
00 Exist Solar Thermal | 3208.8348 | 3208.8348 | 3208.8348 | 3208.8348 | 3208.8348 | 3208.8348 | 3208.8348 | 3208.8348
00 Exist Offshore Wind | 110.8785 | 110.8785 | 110.8785 | 110.8785 | 110.8785 | 110.8785 | 110.8785 | 110.8785
00 Exist Onshore Wind | 340409.3236 | 341148.1348 | 341148.1348 | 341148.1348 | 341148.1348 | 341148.1348 | 341148.1348 | 341148.1348
00 International Imports | 8760 | 8760 | 8760 | 8760 | 8760 | 8760 | 8760 | 8666.9814
00 Ret.ACI | 0 | 0 | 0 | 0 | 0 | 0 | 0 | 0
00 Ret.ACI & DryFGD | 0 | 0 | 0 | 0 | 0 | 0 | 0 | 0
00 Ret.ACI & DryFGD & HRI | 0 | 0 | 0 | 0 | 0 | 0 | 0 | 0
00 Ret.ACI & DSI | 0 | 0 | 0 | 0 | 0 | 0 | 0 | 0
00 Ret.ACI & DSI & DryFGD | 0 | 0 | 0 | 0 | 0 | 0 | 0 | 0
00 Ret.ACI & DSI & DryFGD & HRI | 0 | 0 | 0 | 0 | 0 | 0 | 0 | 0
00 Ret.ACI & DSI & HRI | 0 | 0 | 0 | 0 | 0 | 0 | 0 | 0
00 Ret.ACI & DSI & WetFGD & HRI | 0 | 0 | 0 | 0 | 0 | 0 | 0 | 0
00 Ret.ACI & HRI | 0 | 0 | 0 | 0 | 0 | 0 | 0 | 0
00 Ret.ACI & SCR | 0 | 0 | 0 | 0 | 0 | 0 | 0 | 0
00 Ret.ACI & SCR & DryFGD & HRI | 0 | 0 | 0 | 0 | 0 | 0 | 0 | 0
00 Ret.ACI & SCR & DSI | 0 | 0 | 0 | 0 | 0 | 0 | 0 | 0
00 Ret.ACI & SCR & DSI & DryFGD | 0 | 0 | 0 | 0 | 0 | 0 | 0 | 0
00 Ret.ACI & SCR & DSI & DryFGD & HRI | 0 | 0 | 0 | 0 | 0 | 0 | 0 | 0
00 Ret.ACI & SCR & DSI & HRI | 0 | 0 | 0 | 0 | 0 | 0 | 0 | 0
00 Ret.ACI & SCR & DSI & WetFGD | 0 | 0 | 0 | 0 | 0 | 0 | 0 | 0
00 Ret.ACI & SCR & DSI & WetFGD & HRI | 0 | 0 | 0 | 0 | 0 | 0 | 0 | 0
00 Ret.ACI & SCR & HRI | 0 | 0 | 0 | 0 | 0 | 0 | 0 | 0
00 Ret.ACI & SCR & WetFGD & HRI | 0 | 0 | 0 | 0 | 0 | 0 | 0 | 0
00 Ret.ACI & SNCR | 0 | 0 | 0 | 0 | 0 | 0 | 0 | 0
00 Ret.ACI & SNCR & DSI | 0 | 0 | 0 | 0 | 0 | 0 | 0 | 0
00 Ret.ACI & SNCR & DSI & DryFGD | 0 | 0 | 0 | 0 | 0 | 0 | 0 | 0
00 Ret.ACI & SNCR & DSI & DryFGD & HRI | 0 | 0 | 0 | 0 | 0 | 0 | 0 | 0
00 Ret.ACI & SNCR & DSI & HRI | 0 | 0 | 0 | 0 | 0 | 0 | 0 | 0
00 Ret.ACI & SNCR & DSI & WetFGD | 0 | 0 | 0 | 0 | 0 | 0 | 0 | 0
00 Ret.ACI & SNCR & DSI & WetFGD & HRI | 0 | 0 | 0 | 0 | 0 | 0 | 0 | 0
00 Ret.ACI & SNCR & HRI | 0 | 0 | 0 | 0 | 0 | 0 | 0 | 0
00 Ret.ACI & WetFGD | 0 | 0 | 0 | 0 | 0 | 0 | 0 | 0
00 Ret.ACI & WetFGD & DSI | 0 | 0 | 0 | 0 | 0 | 0 | 0 | 0
00 Ret.ACI & WetFGD & HRI | 0 | 0 | 0 | 0 | 0 | 0 | 0 | 0
00 Ret.C2G | 1522.73 | 1499.0215 | 721.7068 | 805.6379 | 813.2932 | 886.2643 | 846.8081 | 641.7624
00 Ret.C2G & SCR | 0 | 3057.9587 | 2108.144 | 2150.1808 | 2408.2861 | 2050.2648 | 1168.0359 | 374.7096
00 Ret.CCG | 0 | 0 | 12531.9365 | 16173.6903 | 16173.6903 | 16084.0631 | 6900.0133 | 4539.8728
00 Ret.DryFGD | 0 | 0 | 0 | 0 | 0 | 0 | 0 | 0
00 Ret.DryFGD & CCS | 0 | 0 | 0 | 0 | 0 | 0 | 0 | 0
00 Ret.DryFGD & HRI | 0 | 0 | 0 | 0 | 0 | 0 | 0 | 0
00 Ret.DSI | 0 | 0 | 0 | 0 | 0 | 0 | 0 | 0
00 Ret.DSI & DryFGD | 0 | 0 | 0 | 0 | 0 | 0 | 0 | 0
00 Ret.DSI & DryFGD & HRI | 0 | 0 | 0 | 0 | 0 | 0 | 0 | 0
00 Ret.DSI & HRI | 0 | 0 | 0 | 0 | 0 | 0 | 0 | 0
00 Ret.ExistACI & DryFGD | 0 | 0 | 0 | 0 | 0 | 0 | 0 | 0
00 Ret.ExistACI & DryFGD & CCS | 0 | 0 | 0 | 0 | 0 | 0 | 0 | 0
00 Ret.ExistACI & DryFGD & HRI | 0 | 0 | 0 | 0 | 0 | 0 | 0 | 0
00 Ret.ExistACI & DryFGD & HRI & CCS | 0 | 0 | 0 | 0 | 0 | 0 | 0 | 0
00 Ret.ExistACI & DSI | 0 | 0 | 0 | 0 | 0 | 0 | 0 | 0
00 Ret.ExistACI & DSI & DryFGD | 0 | 0 | 0 | 0 | 0 | 0 | 0 | 0
00 Ret.ExistACI & DSI & DryFGD & HRI | 0 | 0 | 0 | 0 | 0 | 0 | 0 | 0
00 Ret.ExistACI & DSI & HRI | 0 | 0 | 0 | 0 | 0 | 0 | 0 | 0
00 Ret.ExistACI & HRI | 0 | 0 | 0 | 0 | 0 | 0 | 0 | 0
00 Ret.ExistACI & HRI & WetFGD | 0 | 0 | 0 | 0 | 0 | 0 | 0 | 0
00 Ret.ExistACI & SCR | 0 | 28030.2121 | 31641.3483 | 32382.59 | 33460.2381 | 33779.4345 | 33594.6743 | 32117.4658
00 Ret.ExistACI & SCR & DryFGD | 0 | 0 | 0 | 0 | 0 | 0 | 0 | 0
00 Ret.ExistACI & SCR & DryFGD & CCS | 0 | 0 | 0 | 0 | 0 | 0 | 0 | 0
00 Ret.ExistACI & SCR & DryFGD & HRI | 0 | 0 | 0 | 0 | 0 | 0 | 0 | 0
00 Ret.ExistACI & SCR & DryFGD & HRI & CCS | 0 | 0 | 0 | 0 | 0 | 0 | 0 | 0
00 Ret.ExistACI & SCR & DSI | 0 | 0 | 0 | 0 | 0 | 0 | 0 | 0
00 Ret.ExistACI & SCR & DSI & DryFGD | 0 | 0 | 0 | 0 | 0 | 0 | 0 | 0
00 Ret.ExistACI & SCR & DSI & DryFGD & HRI | 0 | 0 | 0 | 0 | 0 | 0 | 0 | 0
00 Ret.ExistACI & SCR & DSI & HRI | 0 | 0 | 0 | 0 | 0 | 0 | 0 | 0
00 Ret.ExistACI & SCR & HRI | 0 | 0 | 0 | 0 | 0 | 0 | 0 | 0
00 Ret.ExistACI & SCR & WetFGD | 0 | 0 | 0 | 0 | 0 | 0 | 0 | 0
00 Ret.ExistACI & SCR & WetFGD & CCS | 0 | 0 | 0 | 0 | 0 | 0 | 0 | 0
00 Ret.ExistACI & SCR & WetFGD & HRI | 0 | 0 | 0 | 0 | 0 | 0 | 0 | 0
00 Ret.ExistACI & SCR & WetFGD & HRI & CCS | 0 | 0 | 0 | 0 | 0 | 0 | 0 | 0
00 Ret.ExistACI & SNCR | 0 | 0 | 0 | 0 | 0 | 0 | 0 | 0
00 Ret.ExistACI & SNCR & DryFGD | 0 | 0 | 0 | 0 | 0 | 0 | 0 | 0
00 Ret.ExistACI & SNCR & DryFGD & CCS | 0 | 0 | 0 | 0 | 0 | 0 | 0 | 0
00 Ret.ExistACI & SNCR & DryFGD & HRI | 0 | 0 | 0 | 0 | 0 | 0 | 0 | 0
00 Ret.ExistACI & SNCR & DryFGD & HRI & CCS | 0 | 0 | 0 | 0 | 0 | 0 | 0 | 0
00 Ret.ExistACI & SNCR & DSI | 0 | 0 | 0 | 0 | 0 | 0 | 0 | 0
00 Ret.ExistACI & SNCR & DSI & HRI | 0 | 0 | 0 | 0 | 0 | 0 | 0 | 0
00 Ret.ExistACI & SNCR & HRI | 0 | 0 | 0 | 0 | 0 | 0 | 0 | 0
00 Ret.ExistACI & SNCR & WetFGD | 0 | 0 | 0 | 0 | 0 | 0 | 0 | 0
00 Ret.ExistACI & SNCR & WetFGD & CCS | 0 | 0 | 0 | 0 | 0 | 0 | 0 | 0
00 Ret.ExistACI & SNCR & WetFGD & HRI | 0 | 0 | 0 | 0 | 0 | 0 | 0 | 0
00 Ret.ExistACI & SNCR & WetFGD & HRI & CCS | 0 | 0 | 0 | 0 | 0 | 0 | 0 | 0
00 Ret.ExistACI & WetFGD | 0 | 0 | 0 | 0 | 0 | 0 | 0 | 0
00 Ret.ExistACI & WetFGD & CCS | 0 | 0 | 0 | 0 | 0 | 0 | 0 | 0
00 Ret.ExistACI & WetFGD & HRI & CCS | 0 | 0 | 0 | 0 | 0 | 0 | 0 | 0
00 Ret.ExistACI_DSI & DryFGD | 0 | 0 | 0 | 0 | 0 | 0 | 0 | 0
00 Ret.ExistACI_DSI & DryFGD & CCS | 0 | 0 | 0 | 0 | 0 | 0 | 0 | 0
00 Ret.ExistACI_DSI & DryFGD & HRI | 0 | 0 | 0 | 0 | 0 | 0 | 0 | 0
00 Ret.ExistACI_DSI & DryFGD & HRI & CCS | 0 | 0 | 0 | 0 | 0 | 0 | 0 | 0
00 Ret.ExistACI_DSI & HRI | 0 | 0 | 0 | 0 | 0 | 0 | 0 | 0
00 Ret.ExistACI_DSI & SCR | 0 | 2744.7622 | 5834.5917 | 5932.3231 | 6716.6718 | 6451.1172 | 5099.181 | 3453.5224
00 Ret.ExistACI_DSI & SCR & DryFGD | 0 | 0 | 0 | 0 | 0 | 0 | 0 | 0
00 Ret.ExistACI_DSI & SCR & DryFGD & CCS | 0 | 0 | 0 | 0 | 0 | 0 | 0 | 0
00 Ret.ExistACI_DSI & SCR & DryFGD & HRI | 0 | 0 | 0 | 0 | 0 | 0 | 0 | 0
00 Ret.ExistACI_DSI & SCR & DryFGD & HRI & CCS | 0 | 0 | 0 | 0 | 0 | 0 | 0 | 0
00 Ret.ExistACI_DSI & SCR & HRI | 0 | 0 | 0 | 0 | 0 | 0 | 0 | 0
00 Ret.ExistACI_DSI & SCR & WetFGD | 0 | 531.1146 | 584.7214 | 584.7214 | 584.7214 | 584.7214 | 584.7214 | 584.7214
00 Ret.ExistACI_DSI & SCR & WetFGD & CCS | 0 | 0 | 0 | 0 | 0 | 0 | 0 | 0
00 Ret.ExistACI_DSI & SCR & WetFGD & HRI | 0 | 0 | 0 | 0 | 0 | 0 | 0 | 0
00 Ret.ExistACI_DSI & SCR & WetFGD & HRI & CCS | 0 | 0 | 0 | 0 | 0 | 0 | 0 | 0
00 Ret.ExistACI_DSI & SNCR | 0 | 0 | 0 | 0 | 0 | 0 | 0 | 0
00 Ret.ExistACI_DSI & SNCR & DryFGD | 0 | 0 | 0 | 0 | 0 | 0 | 0 | 0
00 Ret.ExistACI_DSI & SNCR & DryFGD & HRI & CCS | 0 | 0 | 0 | 0 | 0 | 0 | 0 | 0
00 Ret.ExistACI_DSI & SNCR & DryFGD & HRI | 0 | 0 | 0 | 0 | 0 | 0 | 0 | 0
00 Ret.ExistACI_DSI & SNCR & WetFGD & HRI & CCS | 0 | 0 | 0 | 0 | 0 | 0 | 0 | 0
00 Ret.ExistACI_DSI & SNCR & HRI | 0 | 0 | 0 | 0 | 0 | 0 | 0 | 0
00 Ret.ExistACI_DSI & SNCR & WetFGD | 0 | 0 | 0 | 0 | 0 | 0 | 0 | 0
00 Ret.ExistACI_DSI & SNCR & WetFGD & HRI | 0 | 0 | 0 | 0 | 0 | 0 | 0 | 0
00 Ret.ExistACI_DSI & WetFGD | 0 | 0 | 0 | 0 | 0 | 0 | 0 | 0
00 Ret.ExistACI_DSI & WetFGD & CCS | 0 | 0 | 0 | 0 | 0 | 0 | 0 | 0
00 Ret.ExistACI_DSI & WetFGD & HRI | 0 | 0 | 0 | 0 | 0 | 0 | 0 | 0
00 Ret.ExistACI_DSI & WetFGD & HRI & CCS | 0 | 0 | 0 | 0 | 0 | 0 | 0 | 0
00 Ret.ExistDryFGD & CCS | 0 | 0 | 0 | 0 | 0 | 0 | 0 | 0
00 Ret.ExistDryFGD & HRI | 0 | 0 | 0 | 0 | 0 | 0 | 0 | 0
00 Ret.ExistDryFGD & SCR | 0 | 0 | 0 | 0 | 0 | 0 | 0 | 0
00 Ret.ExistDryFGD & SCR & CCS | 0 | 0 | 0 | 0 | 0 | 0 | 0 | 0
00 Ret.ExistDryFGD & SCR & HRI | 0 | 0 | 0 | 0 | 0 | 0 | 0 | 0
00 Ret.ExistDryFGD & SNCR | 0 | 0 | 0 | 0 | 0 | 0 | 0 | 0
00 Ret.ExistDryFGD & SNCR & CCS | 0 | 0 | 0 | 0 | 0 | 0 | 0 | 0
00 Ret.ExistDryFGD & SNCR & HRI | 0 | 0 | 0 | 0 | 0 | 0 | 0 | 0
00 Ret.ExistDryFGD_ACI & CCS | 0 | 0 | 0 | 0 | 0 | 0 | 0 | 0
00 Ret.ExistDryFGD_ACI & HRI | 0 | 0 | 0 | 0 | 0 | 0 | 0 | 0
00 Ret.ExistDryFGD_ACI & HRI & CCS | 0 | 0 | 0 | 0 | 0 | 0 | 0 | 0
00 Ret.ExistDryFGD_ACI & SCR | 0 | 4399.707 | 4491.879 | 4491.2613 | 4491.3163 | 4491.3163 | 4490.9501 | 4168.673
00 Ret.ExistDryFGD_ACI & SCR & CCS | 0 | 1222.9523 | 1222.9523 | 1222.9523 | 1222.9523 | 1222.9523 | 1222.9523 | 1222.9523
00 Ret.ExistDryFGD_ACI & SCR & HRI | 0 | 0 | 0 | 0 | 0 | 0 | 0 | 0
00 Ret.ExistDryFGD_ACI & SCR & HRI & CCS | 0 | 0 | 0 | 0 | 0 | 0 | 0 | 0
00 Ret.ExistDryFGD_ACI & SNCR | 0 | 0 | 0 | 0 | 0 | 0 | 0 | 0
00 Ret.ExistDryFGD_ACI & SNCR & CCS | 0 | 0 | 0 | 0 | 0 | 0 | 0 | 0
00 Ret.ExistDryFGD_ACI & SNCR & HRI | 0 | 0 | 0 | 0 | 0 | 0 | 0 | 0
00 Ret.ExistDryFGD_ACI & SNCR & HRI & CCS | 0 | 0 | 0 | 0 | 0 | 0 | 0 | 0
00 Ret.ExistDryFGD_ACI_DSI & SCR | 0 | 720.9423 | 3180.9939 | 3180.9939 | 3002.1362 | 2260.1167 | 2073.83 | 1964.5579
00 Ret.ExistDryFGD_ACI_DSI & SCR & CCS | 0 | 0 | 0 | 0 | 0 | 0 | 0 | 0
00 Ret.ExistDryFGD_ACI_DSI & SCR & HRI | 0 | 0 | 0 | 0 | 0 | 0 | 0 | 0
00 Ret.ExistDryFGD_ACI_DSI & SCR & HRI & CCS | 0 | 0 | 0 | 0 | 0 | 0 | 0 | 0
00 Ret.ExistDryFGD_DSI & HRI | 0 | 0 | 0 | 0 | 0 | 0 | 0 | 0
00 Ret.ExistDryFGD_SNCR_ACI_DSI & CCS | 0 | 0 | 0 | 0 | 0 | 0 | 0 | 0
00 Ret.ExistDryFGD_SNCR_ACI_DSI & HRI | 0 | 0 | 0 | 0 | 0 | 0 | 0 | 0
00 Ret.ExistDryFGD_SNCR_ACI_DSI & HRI & CCS | 0 | 0 | 0 | 0 | 0 | 0 | 0 | 0
00 Ret.ExistDSI & DryFGD | 0 | 0 | 0 | 0 | 0 | 0 | 0 | 0
00 Ret.ExistDSI & DryFGD & HRI | 0 | 0 | 0 | 0 | 0 | 0 | 0 | 0
00 Ret.ExistDSI & HRI | 0 | 0 | 0 | 0 | 0 | 0 | 0 | 0
00 Ret.ExistDSI & SCR | 0 | 313.2201 | 401.6613 | 314.2404 | 480.5128 | 515.5198 | 437.6887 | 349.2475
00 Ret.ExistDSI & SCR & DryFGD | 0 | 0 | 0 | 0 | 0 | 0 | 0 | 0
00 Ret.ExistDSI & SCR & DryFGD & HRI | 0 | 0 | 0 | 0 | 0 | 0 | 0 | 0
00 Ret.ExistDSI & SCR & HRI | 0 | 0 | 0 | 0 | 0 | 0 | 0 | 0
00 Ret.ExistDSI & SCR & WetFGD | 0 | 0 | 0 | 0 | 0 | 0 | 0 | 0
00 Ret.ExistDSI & SCR & WetFGD & HRI | 0 | 0 | 0 | 0 | 0 | 0 | 0 | 0
00 Ret.ExistDSI & SNCR | 0 | 0 | 0 | 0 | 0 | 0 | 0 | 0
00 Ret.ExistSCR & ACI | 0 | 0 | 0 | 0 | 0 | 0 | 0 | 0
00 Ret.ExistDSI & SNCR & DryFGD | 0 | 0 | 0 | 0 | 0 | 0 | 0 | 0
00 Ret.ExistSCR & ACI & DSI | 0 | 0 | 0 | 0 | 0 | 0 | 0 | 0
00 Ret.ExistSCR & ACI & DSI & DryFGD | 0 | 0 | 0 | 0 | 0 | 0 | 0 | 0
00 Ret.ExistSCR & ACI & DSI & DryFGD & HRI | 0 | 0 | 0 | 0 | 0 | 0 | 0 | 0
00 Ret.ExistDSI & SNCR & DryFGD & HRI | 0 | 0 | 0 | 0 | 0 | 0 | 0 | 0
00 Ret.ExistDSI & SNCR & HRI | 0 | 0 | 0 | 0 | 0 | 0 | 0 | 0
00 Ret.ExistSCR & ACI & DSI & HRI | 0 | 0 | 0 | 0 | 0 | 0 | 0 | 0
00 Ret.ExistDSI & SNCR & WetFGD | 0 | 0 | 0 | 0 | 0 | 0 | 0 | 0
00 Ret.ExistSCR & ACI & DSI & WetFGD | 0 | 0 | 0 | 0 | 0 | 0 | 0 | 0
00 Ret.ExistSCR & ACI & DSI & WetFGD & HRI | 0 | 0 | 0 | 0 | 0 | 0 | 0 | 0
00 Ret.ExistSCR & ACI & HRI | 0 | 0 | 0 | 0 | 0 | 0 | 0 | 0
00 Ret.ExistDSI & SNCR & WetFGD & HRI | 0 | 0 | 0 | 0 | 0 | 0 | 0 | 0
00 Ret.ExistDSI & WetFGD | 0 | 0 | 0 | 0 | 0 | 0 | 0 | 0
00 Ret.ExistDSI & WetFGD & HRI | 0 | 0 | 0 | 0 | 0 | 0 | 0 | 0
00 Ret.ExistDSI_ACI & SNCR & DryFGD & CCS | 0 | 0 | 0 | 0 | 0 | 0 | 0 | 0
00 Ret.ExistDSI_ACI & SNCR & WetFGD & CCS | 0 | 0 | 0 | 0 | 0 | 0 | 0 | 0
00 Ret.ExistSCR_ACI & DryFGD | 0 | 0 | 0 | 0 | 0 | 0 | 0 | 0
00 Ret.ExistSCR & DSI | 0 | 0 | 0 | 0 | 0 | 0 | 0 | 0
00 Ret.ExistSCR_ACI & DryFGD & CCS | 0 | 0 | 0 | 0 | 0 | 0 | 0 | 0
00 Ret.ExistSCR_ACI & DryFGD & HRI | 0 | 0 | 0 | 0 | 0 | 0 | 0 | 0
00 Ret.ExistSCR & DSI & DryFGD | 0 | 0 | 0 | 0 | 0 | 0 | 0 | 0
00 Ret.ExistSCR_ACI & DryFGD & HRI & CCS | 0 | 0 | 0 | 0 | 0 | 0 | 0 | 0
00 Ret.ExistSCR & DSI & DryFGD & HRI | 0 | 0 | 0 | 0 | 0 | 0 | 0 | 0
00 Ret.ExistSCR & DSI & HRI | 0 | 0 | 0 | 0 | 0 | 0 | 0 | 0
00 Ret.ExistSCR_ACI & DSI & HRI | 0 | 0 | 0 | 0 | 0 | 0 | 0 | 0
00 Ret.ExistSCR_ACI & HRI | 0 | 0 | 0 | 0 | 0 | 0 | 0 | 0
00 Ret.ExistSCR_ACI & WetFGD | 0 | 0 | 0 | 0 | 0 | 0 | 0 | 0
00 Ret.ExistSCR & HRI | 0 | 0 | 0 | 0 | 0 | 0 | 0 | 0
00 Ret.ExistSCR_ACI & WetFGD & CCS | 0 | 0 | 0 | 0 | 0 | 0 | 0 | 0
00 Ret.ExistSCR_ACI & WetFGD & HRI | 0 | 0 | 0 | 0 | 0 | 0 | 0 | 0
00 Ret.ExistSCR_ACI & WetFGD & HRI & CCS | 0 | 0 | 0 | 0 | 0 | 0 | 0 | 0
00 Ret.ExistSCR_ACI_DSI & DryFGD | 0 | 0 | 0 | 0 | 0 | 0 | 0 | 0
00 Ret.ExistSCR_ACI_DSI & DryFGD & CCS | 0 | 0 | 0 | 0 | 0 | 0 | 0 | 0
00 Ret.ExistSCR_ACI_DSI & DryFGD & HRI | 0 | 0 | 0 | 0 | 0 | 0 | 0 | 0
00 Ret.ExistSCR_ACI_DSI & DryFGD & HRI & CCS | 0 | 0 | 0 | 0 | 0 | 0 | 0 | 0
00 Ret.ExistSCR_ACI_DSI & HRI | 0 | 0 | 0 | 0 | 0 | 0 | 0 | 0
00 Ret.ExistSCR_ACI_DSI & WetFGD | 0 | 0 | 0 | 0 | 0 | 0 | 0 | 0
00 Ret.ExistSCR_ACI_DSI & WetFGD & CCS | 0 | 0 | 0 | 0 | 0 | 0 | 0 | 0
00 Ret.ExistSCR_ACI_DSI & WetFGD & HRI | 0 | 0 | 0 | 0 | 0 | 0 | 0 | 0
00 Ret.ExistSCR_ACI_DSI & WetFGD & HRI & CCS | 0 | 0 | 0 | 0 | 0 | 0 | 0 | 0
00 Ret.ExistSCR_DryFGD & HRI | 0 | 0 | 0 | 0 | 0 | 0 | 0 | 0
00 Ret.ExistSCR_DryFGD_ACI & CCS | 0 | 0 | 0 | 0 | 0 | 0 | 0 | 0
00 Ret.ExistSCR_DryFGD_ACI & HRI | 0 | 0 | 0 | 0 | 0 | 0 | 0 | 0
00 Ret.ExistSCR_DryFGD_ACI & HRI & CCS | 0 | 0 | 0 | 0 | 0 | 0 | 0 | 0
00 Ret.ExistSCR_DryFGD_ACI_DSI & CCS | 0 | 0 | 0 | 0 | 0 | 0 | 0 | 0
00 Ret.ExistSCR_DryFGD_ACI_DSI & HRI | 0 | 0 | 0 | 0 | 0 | 0 | 0 | 0
00 Ret.ExistSCR_DryFGD_ACI_DSI & HRI & CCS | 0 | 0 | 0 | 0 | 0 | 0 | 0 | 0
00 Ret.ExistSCR_WetFGD & HRI | 0 | 0 | 0 | 0 | 0 | 0 | 0 | 0
00 Ret.ExistSCR_WetFGD & HRI & CCS | 0 | 0 | 0 | 0 | 0 | 0 | 0 | 0
00 Ret.ExistSCR_WetFGD_ACI & CCS | 0 | 0 | 0 | 0 | 0 | 0 | 0 | 0
00 Ret.ExistSCR_WetFGD_ACI & HRI | 0 | 0 | 0 | 0 | 0 | 0 | 0 | 0
00 Ret.ExistSCR_WetFGD_ACI & HRI & CCS | 0 | 0 | 0 | 0 | 0 | 0 | 0 | 0
00 Ret.ExistSCR_WetFGD_ACI_DSI & CCS | 0 | 0 | 0 | 0 | 0 | 0 | 0 | 0
00 Ret.ExistSCR_WetFGD_ACI_DSI & HRI | 0 | 0 | 0 | 0 | 0 | 0 | 0 | 0
00 Ret.ExistSCR_WetFGD_ACI_DSI & HRI & CCS | 0 | 0 | 0 | 0 | 0 | 0 | 0 | 0
00 Ret.ExistSCR_WetFGD_DSI & HRI | 0 | 0 | 0 | 0 | 0 | 0 | 0 | 0
00 Ret.ExistSCR_WetFGD_DSI & HRI & CCS | 0 | 0 | 0 | 0 | 0 | 0 | 0 | 0
00 Ret.ExistSNCR_ACI & DryFGD | 0 | 0 | 0 | 0 | 0 | 0 | 0 | 0
00 Ret.ExistSNCR_ACI & DryFGD & CCS | 0 | 0 | 0 | 0 | 0 | 0 | 0 | 0
00 Ret.ExistSNCR_ACI & DryFGD & HRI | 0 | 0 | 0 | 0 | 0 | 0 | 0 | 0
00 Ret.ExistSNCR_ACI & DryFGD & HRI & CCS | 0 | 0 | 0 | 0 | 0 | 0 | 0 | 0
00 Ret.ExistSNCR_ACI & DSI & HRI | 0 | 0 | 0 | 0 | 0 | 0 | 0 | 0
00 Ret.ExistSNCR_ACI & HRI | 0 | 0 | 0 | 0 | 0 | 0 | 0 | 0
00 Ret.ExistSNCR_ACI & WetFGD | 0 | 0 | 0 | 0 | 0 | 0 | 0 | 0
00 Ret.ExistSNCR_ACI & WetFGD & CCS | 0 | 0 | 0 | 0 | 0 | 0 | 0 | 0
00 Ret.ExistSNCR_ACI & WetFGD & HRI | 0 | 0 | 0 | 0 | 0 | 0 | 0 | 0
00 Ret.ExistSNCR_ACI & WetFGD & HRI & CCS | 0 | 0 | 0 | 0 | 0 | 0 | 0 | 0
00 Ret.ExistSNCR_ACI_DSI & DryFGD | 0 | 0 | 0 | 0 | 0 | 0 | 0 | 0
00 Ret.ExistSNCR_ACI_DSI & DryFGD & CCS | 0 | 0 | 0 | 0 | 0 | 0 | 0 | 0
00 Ret.ExistSNCR_ACI_DSI & DryFGD & HRI | 0 | 0 | 0 | 0 | 0 | 0 | 0 | 0
00 Ret.ExistSNCR_ACI_DSI & DryFGD & HRI & CCS | 0 | 0 | 0 | 0 | 0 | 0 | 0 | 0
00 Ret.ExistSNCR_ACI_DSI & HRI | 0 | 0 | 0 | 0 | 0 | 0 | 0 | 0
00 Ret.ExistSNCR_ACI_DSI & WetFGD | 588.1421 | 0 | 0 | 0 | 0 | 0 | 0 | 0
00 Ret.ExistSNCR_ACI_DSI & WetFGD & CCS | 0 | 0 | 0 | 0 | 0 | 0 | 0 | 0
00 Ret.ExistSNCR_ACI_DSI & WetFGD & HRI | 0 | 0 | 0 | 0 | 0 | 0 | 0 | 0
00 Ret.ExistSNCR_ACI_DSI & WetFGD & HRI & CCS | 0 | 0 | 0 | 0 | 0 | 0 | 0 | 0
00 Ret.ExistSNCR_DryFGD & HRI | 0 | 0 | 0 | 0 | 0 | 0 | 0 | 0
00 Ret.ExistSNCR_DryFGD_ACI & CCS | 0 | 0 | 0 | 0 | 0 | 0 | 0 | 0
00 Ret.ExistSNCR_DryFGD_ACI & HRI | 0 | 0 | 0 | 0 | 0 | 0 | 0 | 0
00 Ret.ExistSNCR_DryFGD_ACI & HRI & CCS | 0 | 0 | 0 | 0 | 0 | 0 | 0 | 0
00 Ret.ExistSNCR_WetFGD & HRI | 0 | 0 | 0 | 0 | 0 | 0 | 0 | 0
00 Ret.ExistSNCR_WetFGD & HRI & CCS | 0 | 0 | 0 | 0 | 0 | 0 | 0 | 0
00 Ret.ExistSNCR_WetFGD_ACI & CCS | 0 | 0 | 0 | 0 | 0 | 0 | 0 | 0
00 Ret.ExistSNCR_WetFGD_ACI & HRI | 0 | 0 | 0 | 0 | 0 | 0 | 0 | 0
00 Ret.ExistSNCR_WetFGD_ACI & HRI & CCS | 0 | 0 | 0 | 0 | 0 | 0 | 0 | 0
00 Ret.ExistSNCR_WetFGD_ACI_DSI & CCS | 0 | 0 | 0 | 0 | 0 | 0 | 0 | 0
00 Ret.ExistSNCR_WetFGD_ACI_DSI & HRI | 0 | 0 | 0 | 0 | 0 | 0 | 0 | 0
00 Ret.ExistSNCR_WetFGD_ACI_DSI & HRI & CCS | 0 | 0 | 0 | 0 | 0 | 0 | 0 | 0
00 Ret.ExistSNCR & DryFGD & HRI | 0 | 0 | 0 | 0 | 0 | 0 | 0 | 0
00 Ret.ExistSNCR & HRI | 0 | 0 | 0 | 0 | 0 | 0 | 0 | 0
00 Ret.ExistWetFGD & CCS | 0 | 0 | 0 | 0 | 0 | 0 | 0 | 0
00 Ret.ExistWetFGD & HRI | 0 | 0 | 0 | 0 | 0 | 0 | 0 | 0
00 Ret.ExistWetFGD & HRI & CCS | 0 | 0 | 0 | 0 | 0 | 0 | 0 | 0
00 Ret.ExistWetFGD & SCR | 0 | 12154.334 | 17789.4174 | 17497.8415 | 19648.0892 | 19156.8836 | 16686.8315 | 11360.7022
00 Ret.ExistWetFGD & SCR & CCS | 0 | 0 | 0 | 0 | 0 | 0 | 0 | 0
00 Ret.ExistWetFGD & SCR & HRI | 0 | 0 | 0 | 0 | 0 | 0 | 0 | 0
00 Ret.ExistWetFGD & SCR & HRI & CCS | 0 | 0 | 0 | 0 | 0 | 0 | 0 | 0
00 Ret.ExistWetFGD & SNCR | 0 | 0 | 0 | 0 | 0 | 0 | 0 | 0
00 Ret.ExistWetFGD & SNCR & CCS | 0 | 0 | 0 | 0 | 0 | 0 | 0 | 0
00 Ret.ExistWetFGD & SNCR & HRI | 0 | 0 | 0 | 0 | 0 | 0 | 0 | 0
00 Ret.ExistWetFGD & SNCR & HRI & CCS | 0 | 0 | 0 | 0 | 0 | 0 | 0 | 0
00 Ret.ExistWetFGD_ACI & CCS | 0 | 0 | 0 | 0 | 0 | 0 | 0 | 0
00 Ret.ExistWetFGD_ACI & HRI | 0 | 0 | 0 | 0 | 0 | 0 | 0 | 0
00 Ret.ExistWetFGD_ACI & HRI & CCS | 0 | 0 | 0 | 0 | 0 | 0 | 0 | 0
00 Ret.ExistWetFGD_ACI & SCR | 0 | 1220.2295 | 6933.8809 | 6929.97 | 7940.7481 | 8915.0594 | 8826.723 | 7106.0779
00 Ret.ExistWetFGD_ACI & SCR & CCS | 0 | 1146.0164 | 1146.0164 | 1146.0164 | 1146.0164 | 1146.0164 | 1146.0164 | 1146.0164
00 Ret.ExistWetFGD_ACI & SCR & HRI | 0 | 0 | 0 | 0 | 0 | 0 | 0 | 0
00 Ret.ExistWetFGD_ACI & SCR & HRI & CCS | 0 | 0 | 0 | 0 | 0 | 0 | 0 | 0
00 Ret.ExistWetFGD_ACI & SNCR | 0 | 0 | 0 | 0 | 0 | 0 | 0 | 0
00 Ret.ExistWetFGD_ACI & SNCR & CCS | 0 | 0 | 0 | 0 | 0 | 0 | 0 | 0
00 Ret.ExistWetFGD_ACI & SNCR & HRI | 0 | 0 | 0 | 0 | 0 | 0 | 0 | 0
00 Ret.ExistWetFGD_ACI & SNCR & HRI & CCS | 0 | 0 | 0 | 0 | 0 | 0 | 0 | 0
00 Ret.ExistWetFGD_ACI_DSI & CCS | 0 | 0 | 0 | 0 | 0 | 0 | 0 | 0
00 Ret.ExistWetFGD_ACI_DSI & HRI | 0 | 0 | 0 | 0 | 0 | 0 | 0 | 0
00 Ret.ExistWetFGD_ACI_DSI & HRI & CCS | 0 | 0 | 0 | 0 | 0 | 0 | 0 | 0
00 Ret.ExistWetFGD_ACI_DSI & SCR | 0 | 0 | 0 | 0 | 0 | 0 | 0 | 0
00 Ret.ExistWetFGD_ACI_DSI & SCR & CCS | 0 | 0 | 0 | 0 | 0 | 0 | 0 | 0
00 Ret.ExistWetFGD_ACI_DSI & SCR & HRI | 0 | 0 | 0 | 0 | 0 | 0 | 0 | 0
00 Ret.ExistWetFGD_ACI_DSI & SCR & HRI & CCS | 0 | 0 | 0 | 0 | 0 | 0 | 0 | 0
00 Ret.ExistWetFGD_ACI_DSI & SNCR | 0 | 0 | 0 | 0 | 0 | 0 | 0 | 0
00 Ret.ExistWetFGD_ACI_DSI & SNCR & CCS | 0 | 0 | 0 | 0 | 0 | 0 | 0 | 0
00 Ret.ExistWetFGD_ACI_DSI & SNCR & HRI | 0 | 0 | 0 | 0 | 0 | 0 | 0 | 0
00 Ret.ExistWetFGD_ACI_DSI & SNCR & HRI & CCS | 0 | 0 | 0 | 0 | 0 | 0 | 0 | 0
00 Ret.ExistWetFGD_DSI & HRI | 0 | 0 | 0 | 0 | 0 | 0 | 0 | 0
00 Ret.ExistWetFGD_DSI & SCR | 0 | 0 | 0 | 0 | 0 | 0 | 0 | 0
00 Ret.ExistSNCR_DSI & DryFGD & HRI | 0 | 0 | 0 | 0 | 0 | 0 | 0 | 0
00 Ret.ExistWetFGD_DSI & SCR & HRI | 0 | 0 | 0 | 0 | 0 | 0 | 0 | 0
00 Ret.ExistSNCR_DSI & HRI | 0 | 0 | 0 | 0 | 0 | 0 | 0 | 0
00 Ret.ExistWetFGD_DSI & SNCR | 0 | 0 | 0 | 0 | 0 | 0 | 0 | 0
00 Ret.ExistWetFGD_DSI & SNCR & HRI | 0 | 0 | 0 | 0 | 0 | 0 | 0 | 0
00 Ret.ExistWetFGD_SCR & CCS | 0 | 0 | 6113.7827 | 6113.7827 | 6113.7827 | 6113.7827 | 6113.7827 | 5312.3742
00 Ret.ExistWetFGD_SCR_DSI & CCS | 0 | 0 | 0 | 0 | 0 | 0 | 0 | 0
00 Ret.ExistWetFGD_SNCR & CCS | 0 | 0 | 0 | 0 | 0 | 0 | 0 | 0
00 Ret.HRI | 0 | 0 | 0 | 0 | 0 | 0 | 0 | 0
00 Ret.SCR | 0 | 0 | 0 | 0 | 0 | 0 | 0 | 0
00 Ret.SCR & DryFGD | 0 | 0 | 0 | 0 | 0 | 0 | 0 | 0
00 Ret.SCR & DryFGD & ACI | 0 | 0 | 0 | 0 | 0 | 0 | 0 | 0
00 Ret.SCR & DryFGD & CCS | 0 | 0 | 0 | 0 | 0 | 0 | 0 | 0
00 Ret.SCR & DryFGD & HRI | 0 | 0 | 0 | 0 | 0 | 0 | 0 | 0
00 Ret.SCR & DSI | 0 | 0 | 0 | 0 | 0 | 0 | 0 | 0
00 Ret.SCR & DSI & DryFGD | 0 | 0 | 0 | 0 | 0 | 0 | 0 | 0
00 Ret.SCR & DSI & DryFGD & HRI | 0 | 0 | 0 | 0 | 0 | 0 | 0 | 0
00 Ret.SCR & DSI & HRI | 0 | 0 | 0 | 0 | 0 | 0 | 0 | 0
00 Ret.SCR & DSI & WetFGD | 0 | 0 | 0 | 0 | 0 | 0 | 0 | 0
00 Ret.SCR & DSI & WetFGD & HRI | 0 | 0 | 0 | 0 | 0 | 0 | 0 | 0
00 Ret.SCR & HRI | 0 | 0 | 0 | 0 | 0 | 0 | 0 | 0
00 Ret.SCR & WetFGD | 0 | 0 | 0 | 0 | 0 | 0 | 0 | 0
00 Ret.SCR & WetFGD & ACI | 0 | 0 | 0 | 0 | 0 | 0 | 0 | 0
00 Ret.SCR & WetFGD & CCS | 0 | 0 | 0 | 0 | 0 | 0 | 0 | 0
00 Ret.SCR & WetFGD & HRI | 0 | 0 | 0 | 0 | 0 | 0 | 0 | 0
00 Ret.SNCR | 0 | 0 | 0 | 0 | 0 | 0 | 0 | 0
00 Ret.SNCR & DryFGD | 0 | 0 | 0 | 0 | 0 | 0 | 0 | 0
00 Ret.SNCR & DryFGD & ACI | 0 | 0 | 0 | 0 | 0 | 0 | 0 | 0
00 Ret.SNCR & DryFGD & ACI & HRI | 0 | 0 | 0 | 0 | 0 | 0 | 0 | 0
00 Ret.SNCR & DryFGD & CCS | 0 | 0 | 0 | 0 | 0 | 0 | 0 | 0
00 Ret.SNCR & DryFGD & HRI | 0 | 0 | 0 | 0 | 0 | 0 | 0 | 0
00 Ret.SNCR & DSI | 0 | 0 | 0 | 0 | 0 | 0 | 0 | 0
00 Ret.SNCR & DSI & HRI | 0 | 0 | 0 | 0 | 0 | 0 | 0 | 0
00 Ret.SNCR & HRI | 0 | 0 | 0 | 0 | 0 | 0 | 0 | 0
00 Ret.SNCR & WetFGD | 0 | 0 | 0 | 0 | 0 | 0 | 0 | 0
00 Ret.SNCR & WetFGD & ACI | 0 | 0 | 0 | 0 | 0 | 0 | 0 | 0
00 Ret.SNCR & WetFGD & ACI & HRI | 0 | 0 | 0 | 0 | 0 | 0 | 0 | 0
00 Ret.SNCR & WetFGD & CCS | 0 | 0 | 0 | 0 | 0 | 0 | 0 | 0
00 Ret.SNCR & WetFGD & HRI | 0 | 0 | 0 | 0 | 0 | 0 | 0 | 0
00 Ret.WetFGD | 0 | 0 | 0 | 0 | 0 | 0 | 0 | 0
00 Ret.WetFGD & CCS | 0 | 0 | 0 | 0 | 0 | 0 | 0 | 0
00 Ret.WetFGD & HRI | 0 | 0 | 0 | 0 | 0 | 0 | 0 | 0
00 Ret.FB & HRI | 0 | 0 | 0 | 0 | 0 | 0 | 0 | 0
00 Ret.FB DryFGD | 0 | 0 | 0 | 0 | 0 | 0 | 0 | 0
00 Ret.FB DryFGD & HRI | 0 | 0 | 0 | 0 | 0 | 0 | 0 | 0
00 Ret.FB DryFGD & SNCR | 0 | 0 | 0 | 0 | 0 | 0 | 0 | 0
00 Ret.FB-Exist ACI & DryFGD & HRI | 0 | 0 | 0 | 0 | 0 | 0 | 0 | 0
00 Ret.FB-Exist ACI_DSI & DryFGD & SNCR | 0 | 0 | 0 | 0 | 0 | 0 | 0 | 0
00 Ret.FB-Exist ACI_DSI & SNCR | 0 | 0 | 534.3818 | 0 | 534.3818 | 0 | 0 | 0
00 Ret.FB-ExistACI & HRI | 0 | 0 | 0 | 0 | 0 | 0 | 0 | 0
00 Ret.FB-ExistACI_DSI & DryFGD | 0 | 0 | 0 | 0 | 0 | 0 | 0 | 0
00 Ret.FB-ExistACI_DSI & DryFGD & HRI | 0 | 0 | 0 | 0 | 0 | 0 | 0 | 0
00 Ret.FB-ExistACI_DSI & DryFGD & SNCR | 0 | 0 | 0 | 0 | 0 | 0 | 0 | 0
00 Ret.FB-ExistACI_DSI & DryFGD & SNCR & HRI | 0 | 0 | 0 | 0 | 0 | 0 | 0 | 0
00 Ret.FB-ExistACI_DSI & HRI | 0 | 0 | 0 | 0 | 0 | 0 | 0 | 0
00 Ret.FB-ExistACI_DSI & SNCR & HRI | 0 | 0 | 0 | 0 | 0 | 0 | 0 | 0
00 Ret.FB-ExistDryFGD & HRI | 0 | 0 | 0 | 0 | 0 | 0 | 0 | 0
00 Ret.FB-ExistDryFGD_ACI & HRI | 0 | 0 | 0 | 0 | 0 | 0 | 0 | 0
00 Ret.FB-ExistDryFGD_ACI & HRI & CCS | 0 | 0 | 0 | 0 | 0 | 0 | 0 | 0
00 Ret.FB-ExistDryFGD_ACI & SNCR | 0 | 0 | 195.5911 | 195.5911 | 226.4803 | 226.4803 | 0 | 0
00 Ret.FB-ExistDryFGD_ACI & SNCR & HRI | 0 | 0 | 0 | 0 | 0 | 0 | 0 | 0
00 Ret.FB-ExistDryFGD_DSI & HRI | 0 | 0 | 0 | 0 | 0 | 0 | 0 | 0
00 Ret.FB-ExistDryFGD_DSI & SNCR | 0 | 0 | 0 | 0 | 0 | 0 | 0 | 0
00 Ret.FB-ExistDryFGD_DSI & SNCR & HRI | 0 | 0 | 0 | 0 | 0 | 0 | 0 | 0
00 Ret.FB-ExistDryFGD_SNCR & HRI | 0 | 0 | 0 | 0 | 0 | 0 | 0 | 0
00 Ret.FB-ExistDryFGD_SNCR_ACI & HRI | 0 | 0 | 0 | 0 | 0 | 0 | 0 | 0
00 Ret.FB-ExistDryFGD_SNCR_ACI & HRI & CCS | 0 | 0 | 0 | 0 | 0 | 0 | 0 | 0
00 Ret.FB-ExistDryFGD_SNCR_ACI_DSI & HRI | 0 | 0 | 0 | 0 | 0 | 0 | 0 | 0
00 Ret.FB-ExistDryFGD_SNCR_ACI_DSI & HRI & CCS | 0 | 0 | 0 | 0 | 0 | 0 | 0 | 0
00 Ret.FB-ExistWetFGD_SNCR_ACI & HRI | 0 | 0 | 0 | 0 | 0 | 0 | 0 | 0
00 Ret.FB-ExistWetFGD_SNCR_ACI & HRI & CCS | 0 | 0 | 0 | 0 | 0 | 0 | 0 | 0
00 Ret.FB-ExistDryFGD_SNCR_DSI & HRI | 0 | 0 | 0 | 0 | 0 | 0 | 0 | 0
00 Ret.FB-ExistDSI & DryFGD | 0 | 0 | 0 | 0 | 0 | 0 | 0 | 0
00 Ret.FB-ExistDSI & DryFGD & HRI | 0 | 0 | 0 | 0 | 0 | 0 | 0 | 0
00 Ret.FB-ExistDSI & DryFGD & SNCR | 0 | 0 | 0 | 0 | 0 | 0 | 0 | 0
00 Ret.FB-ExistDSI & DryFGD & SNCR & HRI | 0 | 0 | 0 | 0 | 0 | 0 | 0 | 0
00 Ret.FB-ExistDSI & HRI | 0 | 0 | 0 | 0 | 0 | 0 | 0 | 0
00 Ret.FB-ExistDSI & SNCR | 0 | 0 | 0 | 0 | 0 | 0 | 0 | 0
00 Ret.FB-ExistDSI & SNCR & HRI | 0 | 0 | 0 | 0 | 0 | 0 | 0 | 0
00 Ret.FB-ExistSNCR & DryFGD | 0 | 0 | 0 | 0 | 0 | 0 | 0 | 0
00 Ret.FB-ExistSNCR & DryFGD & HRI | 0 | 0 | 0 | 0 | 0 | 0 | 0 | 0
00 Ret.FB-ExistSNCR & HRI | 0 | 0 | 0 | 0 | 0 | 0 | 0 | 0
00 Ret.FB-ExistSNCR_ACI & HRI | 0 | 0 | 0 | 0 | 0 | 0 | 0 | 0
00 Ret.FB-ExistSNCR_ACI_DSI & DryFGD | 0 | 0 | 0 | 0 | 0 | 0 | 0 | 0
00 Ret.FB-ExistSNCR_ACI_DSI & DryFGD & HRI | 0 | 0 | 0 | 0 | 0 | 0 | 0 | 0
00 Ret.FB-ExistSNCR_ACI_DSI & HRI | 0 | 0 | 0 | 0 | 0 | 0 | 0 | 0
00 Ret.FB-ExistSNCR_DryFGD & HRI | 0 | 0 | 0 | 0 | 0 | 0 | 0 | 0
00 Ret.FB-ExistSNCR_DryFGD_ACI & HRI | 0 | 0 | 0 | 0 | 0 | 0 | 0 | 0
00 Ret.FB-ExistSNCR_DryFGD_ACI & HRI & CCS | 0 | 0 | 0 | 0 | 0 | 0 | 0 | 0
00 Ret.FB-ExistSNCR_DSI & DryFGD | 0 | 0 | 0 | 0 | 0 | 0 | 0 | 0
00 Ret.FB-ExistSNCR_DSI & DryFGD & HRI | 0 | 0 | 0 | 0 | 0 | 0 | 0 | 0
00 Ret.FB-ExistSNCR_DSI & HRI | 0 | 0 | 0 | 0 | 0 | 0 | 0 | 0
00 Ret.FB-ExistSNCR_WetFGD & HRI | 0 | 0 | 0 | 0 | 0 | 0 | 0 | 0
00 Ret.FB-ExistSNCR_WetFGD & HRI & CCS | 0 | 0 | 0 | 0 | 0 | 0 | 0 | 0
00 Ret.FB-ExistWetFGD_DSI & HRI | 0 | 0 | 0 | 0 | 0 | 0 | 0 | 0
00 Ret.FB-ExistWetFGD_DSI & SNCR | 0 | 0 | 0 | 0 | 0 | 0 | 0 | 0
00 Ret.FB-ExistWetFGD_DSI & SNCR & HRI | 0 | 0 | 0 | 0 | 0 | 0 | 0 | 0
00 Ret.FB-SNCR | 0 | 0 | 0 | 0 | 0 | 0 | 0 | 0
00 Ret.Oil/Gas Steam SCR | 0 | 11373.8865 | 6824.6779 | 4337.462 | 966.188 | 0 | 0 | 0
00 CC Retirement | 0 | 0 | 0 | 0 | 0 | 0 | 0 | 0
00 CT Retirement | 0 | 0 | 0 | 0 | 0 | 0 | 0 | 0
00 O/G Retirement | 0 | 0 | 0 | 0 | 0 | 0 | 0 | 0
00 Coal Retirement | 0 | 0 | 0 | 0 | 0 | 0 | 0 | 0
00 IGCC Retirement | 0 | 0 | 0 | 0 | 0 | 0 | 0 | 0
00 Nuke Retirement | 0 | 0 | 0 | 0 | 0 | 0 | 0 | 0
00 Biomass Retirement | 0 | 0 | 0 | 0 | 0 | 0 | 0 | 0
00 Fossil_Other Retirement | 0 | 0 | 0 | 0 | 0 | 0 | 0 | 0
00 Fuel Cell Retirement | 0 | 0 | 0 | 0 | 0 | 0 | 0 | 0
00 Geothermal Retirement | 0 | 0 | 0 | 0 | 0 | 0 | 0 | 0
00 Hydro Retirement | 0 | 0 | 0 | 0 | 0 | 0 | 0 | 0
00 Landfill Gas Retirement | 0 | 0 | 0 | 0 | 0 | 0 | 0 | 0
00 Non Fossil_Other Retirement | 0 | 0 | 0 | 0 | 0 | 0 | 0 | 0
Total | 4198515.7426 | 4258079.9399 | 4334130.8171 | 4400523.2423 | 4597428.6502 | 4835743.936 | 5086475.9568 | 5398844.7612
12a. Generation by Fuel Type [GWh]
Biomass | 1589.2964 | 142.6677 | 198.0936 | 195.4297 | 188.855 | 220.6032 | 256.3029 | 102.327
Coal | 574159.7992 | 429466.9204 | 572993.1077 | 572704.5168 | 585797.8304 | 568317.7265 | 473089.3646 | 348622.3829
EnerStor | 23337.7937 | 24648.0153 | 24890.3437 | 29337.6572 | 42623.3752 | 44551.1253 | 45881.5567 | 62697.7167
Fwaste | 3679.3128 | 3679.3128 | 3731.2546 | 3569.1775 | 3569.1775 | 3569.1775 | 3569.1775 | 3569.1775
Geothermal | 16896.7253 | 16889.8673 | 19900.1088 | 19900.1088 | 19886.2059 | 19800.3672 | 19798.1597 | 19494.2209
Hydro | 275717.1328 | 275717.1327 | 275717.1327 | 282079.2309 | 297863.7906 | 315252.1444 | 315252.1444 | 315252.1444
LF Gas | 15336.0748 | 18144.5959 | 20647.8363 | 19374.1763 | 20511.2951 | 26439.9429 | 36816.5523 | 40556.9051
MSW | 13226.1326 | 13226.1326 | 13226.1327 | 12950.5872 | 12923.2065 | 12906.7765 | 12947.1715 | 12945.7135
NaturalGas | 1709518.6571 | 1721080.1685 | 1703373.6417 | 1699119.6226 | 1760706.8985 | 1757485.0559 | 1800508.5417 | 1790059.2692
Non-Fossil | 9803.4236 | 9803.4236 | 9803.4236 | 9803.4236 | 9803.4236 | 9803.4236 | 9803.4236 | 9803.4236
Nuclear | 740776.5916 | 689088.6934 | 597055.4406 | 581422.2636 | 453443.8482 | 450173.8735 | 410855.246 | 323050.5671
Oil | 18.0786 | 18.3248 | 0.84691 | 2.6778 | 0.39779 | 0.40151 | 0 | 0
Pet. Coke | 15339.7977 | 13036.696 | 15753.8164 | 15923.8296 | 15941.8842 | 15949.3208 | 15945.3398 | 15931.4737
Pumps | 18111.8803 | 17676.6789 | 18018.9228 | 18362.5939 | 21778.4736 | 25431.4548 | 25463.7083 | 24609.1132
Solar | 183803.9201 | 238839.3976 | 247550.094 | 287189.1164 | 390305.5834 | 495028.9945 | 578137.6979 | 746566.591
Tires | 135.1384 | 135.1384 | 135.1384 | 135.1384 | 135.1384 | 135.1384 | 135.1384 | 135.1384
Waste Coal | 5499.7892 | 4962.1896 | 5310.4166 | 5302.025 | 5269.7099 | 5328.5345 | 4478.7434 | 4395.203
Wind | 527661.1652 | 709121.2645 | 719777.6979 | 747864.3102 | 841343.8637 | 948858.0906 | 1175231.7955 | 1499211.4229
None | 0 | 0 | 0 | 0 | 0 | 0 | 0 | 0
Solar-DER | 63905.0331 | 72403.3198 | 86047.3683 | 95287.3568 | 115335.6927 | 136491.7844 | 158305.8927 | 181841.9712
Total | 4198515.7426 | 4258079.9399 | 4334130.8171 | 4400523.2423 | 4597428.6502 | 4835743.936 | 5086475.9568 | 5398844.7612
13. Generation by Capacity Reporting Type [TBtu]
00 New Combined Cycle | 129.3764 | 137.5567 | 137.8589 | 137.7428 | 342.7241 | 485.1906 | 892.1064 | 1513.3019
00 New Combined Cycle with Carbon Capture | 0 | 0 | 0 | 8.6592 | 22.6595 | 22.6595 | 22.6595 | 11.6615
00 New Combustion Turbine | 9.1262 | 62.9621 | 135.5335 | 156.7133 | 269.6018 | 421.8404 | 501.1158 | 514.1591
00 New Hydro | 2.6144 | 2.6144 | 2.6144 | 24.3219 | 78.1788 | 137.5078 | 137.5078 | 137.5078
00 New Nuclear | 0 | 0 | 0 | 0 | 0 | 0 | 0 | 0
00 New Biomass | 0 | 0 | 0 | 0 | 0 | 0 | 0 | 0
00 New Geothermal | 0.82584 | 0.80244 | 11.0734 | 11.0734 | 11.0259 | 10.7331 | 10.7255 | 9.6885
00 New Landfill Gas | 15.936 | 25.7634 | 34.3045 | 31.3223 | 39.413 | 60.3886 | 94.3151 | 107.1004
00 New Battery Storage | 48.2881 | 52.5233 | 53.2578 | 68.3167 | 113.4509 | 119.7085 | 124.2449 | 181.8286
00 New Offshore Wind | 5.3241 | 6.4077 | 42.7675 | 97.8413 | 299.7609 | 473.531 | 573.1688 | 810.4889
00 New Onshore Wind | 633.2008 | 1248.7383 | 1248.7383 | 1289.496 | 1406.5286 | 1599.597 | 2272.3464 | 3140.4447
00 New Solar PV | 323.8379 | 510.7822 | 540.5031 | 675.7514 | 1027.6021 | 1384.9184 | 1668.4853 | 2243.1646
00 New Solar Thermal | 0 | 0 | 0 | 0 | 0 | 0 | 0 | 0
00 New Fuel Cell | 1.3429 | 1.3302 | 1.3414 | 1.251 | 1.1861 | 1.0912 | 1.1588 | 1.0741
00 New Ultrasupercritical Coal without CCS | 0 | 0 | 0 | 0 | 0 | 0 | 0 | 0
00 New Ultrasupercritical Coal with 30% CCS | 0 | 0 | 0 | 0 | 0 | 0 | 0 | 0
00 New Ultrasupercritical Coal with 90% CCS | 0 | 0 | 0 | 0 | 0 | 0 | 0 | 0
00 Exist & New Distributed Solar PV | 218.044 | 247.0401 | 293.5936 | 325.1205 | 393.5254 | 465.71 | 540.1397 | 620.4448
00 Exist Combined Cycle | 5312.9257 | 5225.549 | 5178.6436 | 5150.6017 | 5089.3918 | 4864.1068 | 4600.0884 | 3982.7652
00 Exist Combustion Turbine | 205.1261 | 247.2591 | 188.3956 | 183.2006 | 149.6049 | 119.2079 | 84.6149 | 57.8385
00 Exist Coal Steam_Uncontrolled | 10.0831 | 9.2198 | 11.0326 | 10.6656 | 10.875 | 10.8482 | 10.6068 | 8.5774
00 Exist Coal Steam_ACI | 204.4612 | 35.6195 | 35.9131 | 35.9137 | 35.982 | 36.0026 | 35.9036 | 35.5745
00 Exist Coal Steam_ACI_DSI | 57.8324 | 14.7694 | 15.7885 | 15.7885 | 15.7885 | 15.7885 | 15.7885 | 15.7885
00 Exist Coal Steam_DryFGD | 0 | 0 | 0 | 0 | 0 | 0 | 0 | 0
00 Exist Coal Steam_DryFGD_ACI | 94.0094 | 61.3699 | 78.508 | 76.3574 | 79.9681 | 74.6941 | 69.2583 | 54.6358
00 Exist Coal Steam_DryFGD_DSI | 0 | 0 | 0 | 0 | 0 | 0 | 0 | 0
00 Exist Coal Steam_DryFGD_SCR | 0.072412 | 1.5682 | 9.3457 | 7.1939 | 8.3088 | 9.3896 | 6.8132 | 5.2783
00 Exist Coal Steam_DryFGD_SCR_ACI | 171.9138 | 146.8922 | 194.5596 | 193.8885 | 208.5859 | 222.951 | 202.639 | 171.429
00 Exist Coal Steam_DryFGD_SCR_DSI | 4.9382 | 3.9753 | 5.0924 | 4.0684 | 6.1002 | 6.5476 | 5.5529 | 0
00 Exist Coal Steam_DryFGD_SCR_ACI_DSI | 26.0213 | 23.4228 | 29.981 | 29.7401 | 31.0832 | 31.1686 | 30.699 | 25.5994
00 Exist Coal Steam_DryFGD_SNCR_ACI | 47.3191 | 31.4951 | 37.7218 | 38.1225 | 38.3474 | 38.3474 | 37.1777 | 32.5012
00 Exist Coal Steam_DryFGD_SNCR_ACI_DSI | 2.6725 | 0 | 0 | 0 | 0 | 0 | 0 | 0
00 Exist Coal Steam_DSI | 19.3591 | 0.020569 | 0.13087 | 0.12838 | 0.13309 | 0.11365 | 0.066293 | 0
00 Exist Coal Steam_SCR_ACI | 50.6515 | 42.1885 | 59.3905 | 62.4673 | 86.3304 | 96.9613 | 86.4815 | 69.1454
00 Exist Coal Steam_SCR_ACI_DSI | 12.033 | 9.2237 | 18.7284 | 21.8925 | 22.6861 | 24.8555 | 16.3398 | 12.4589
00 Exist Coal Steam_SNCR | 0.38149 | 0.38149 | 0.38149 | 0.38149 | 0.38149 | 0.38149 | 0.38149 | 0.38149
00 Exist Coal Steam_SCR | 0 | 0 | 0 | 0 | 0 | 0 | 0 | 0
00 Exist Coal Steam_SNCR_ACI | 1.0902 | 0 | 0 | 0 | 0 | 0 | 0 | 0
00 Exist Coal Steam_SNCR_ACI_DSI | 5.4878 | 0.78703 | 2.9082 | 2.7399 | 2.7399 | 2.4153 | 1.7292 | 0
00 Exist Coal Steam_WetFGD | 61.0232 | 6.5426 | 0.070954 | 0.070954 | 0.070954 | 0.070954 | 0.070954 | 0.070954
00 Exist Coal Steam_WetFGD_ACI | 76.4187 | 38.0032 | 38.7927 | 38.8014 | 38.805 | 39.1347 | 39.0999 | 23.3673
00 Exist Coal Steam_WetFGD_ACI_DSI | 23.4277 | 0 | 0 | 0 | 0 | 0 | 0 | 0
00 Exist Coal Steam_WetFGD_DSI | 0 | 0 | 0 | 0 | 0 | 0 | 0 | 0
00 Exist Coal Steam_WetFGD_SCR | 652.7777 | 523.5987 | 668.9493 | 669.9607 | 654.6026 | 591.1753 | 392.0938 | 244.2904
00 Exist Coal Steam_WetFGD_SCR_DSI | 16.0165 | 13.0242 | 17.7774 | 16.083 | 24.0212 | 17.5053 | 20.3798 | 0
00 Exist Coal Steam_WetFGD_SCR_ACI | 207.3443 | 197.6955 | 288.6647 | 289.9547 | 311.4607 | 316.289 | 287.5165 | 212.4872
00 Exist Coal Steam_WetFGD_SCR_ACI_DSI | 116.6862 | 114.6371 | 134.1568 | 132.7082 | 109.7686 | 97.1357 | 77.1488 | 62.4528
00 Exist Coal Steam_WetFGD_SNCR | 19.9222 | 4.0394 | 7.2747 | 8.1032 | 4.4631 | 3.7858 | 1.3431 | 0.90255
00 Exist Coal Steam_WetFGD_SNCR_ACI | 89.7435 | 20.4727 | 36.5215 | 36.8375 | 37.4559 | 33.3418 | 25.1885 | 9.7193
00 Exist Coal Steam_WetFGD_SNCR_ACI_DSI | 0 | 0 | 0 | 0 | 0 | 0 | 0 | 0
00 Exist FBC_ACI_DSI | 0 | 0 | 0 | 0 | 0 | 0 | 0 | 0
00 Exist FBC_DryFGD_ACI | 0.70751 | 0.012422 | 0.017439 | 0.017439 | 0.035521 | 0.060894 | 0.060894 | 0
00 Exist FBC_DryFGD_DSI | 0 | 0 | 0 | 0 | 0 | 0 | 0 | 0
00 Exist FBC_DryFGD_SNCR | 13.4613 | 13.4724 | 14.7632 | 14.7742 | 14.8671 | 14.8135 | 14.8954 | 14.4444
00 Exist FBC_DryFGD_SNCR_ACI | 3.5893 | 3.3411 | 3.3932 | 3.3932 | 3.3932 | 4.4176 | 1.8392 | 0
00 Exist FBC_DryFGD_SNCR_ACI_DSI | 14.8005 | 10.7018 | 16.4516 | 17.0317 | 17.0317 | 17.0317 | 17.0317 | 16.9345
00 Exist FBC_DryFGD_SNCR_DSI | 0 | 0 | 0 | 0 | 0 | 0 | 0 | 0
00 Exist FBC_DSI | 0 | 0 | 0.31296 | 0.31296 | 0.31296 | 2.7314 | 0.31296 | 0.31296
00 Exist FBC_SCR | 0.035449 | 0 | 0.055023 | 0.055023 | 0.055023 | 0.099525 | 0.064076 | 0
00 Exist FBC_SNCR | 0 | 0 | 0 | 0 | 0 | 0 | 0 | 0
00 Exist FBC_SNCR_ACI | 0.035678 | 0 | 0.057785 | 0.055094 | 0.063795 | 0.10995 | 0.064494 | 0
00 Exist FBC_SNCR_ACI_DSI | 0 | 0 | 0 | 0 | 3.6134 | 2.4464 | 2.4464 | 0
00 Exist FBC_SNCR_DSI | 8.3237 | 5.7139 | 11.4879 | 10.5582 | 10.5473 | 10.4221 | 9.9162 | 6.523
00 Exist FBC_Uncontrolled | 0 | 0 | 0 | 0 | 0 | 0 | 0 | 0
00 Exist FBC_WetFGD_DSI | 1.28 | 1.28 | 1.28 | 1.28 | 1.28 | 1.1097 | 1.0515 | 1.28
00 Exist IGCC | 14.2113 | 14.2113 | 14.2113 | 14.2113 | 0 | 0 | 0 | 0
00 Exist Fossil_Other | 12.5538 | 12.5538 | 12.731 | 12.178 | 12.178 | 12.178 | 12.178 | 12.178
00 Exist Fuel Cell | 0 | 0 | 0 | 0.0075888 | 0.021943 | 0.0039733 | 0.094172 | 0.05271
00 Exist Hydro | 938.1325 | 938.1325 | 938.1325 | 938.1325 | 938.1325 | 938.1325 | 938.1325 | 938.1325
00 Exist Non Fossil_Other | 79.0379 | 79.0379 | 79.0379 | 78.0978 | 78.0044 | 77.9483 | 78.0861 | 78.0811
00 Exist Nuclear | 2527.5297 | 2351.1706 | 2037.1532 | 1983.8128 | 1547.1504 | 1535.9933 | 1401.8381 | 1102.2485
00 Exist Oil/Gas Steam | 147.1527 | 113.5147 | 74.5828 | 68.2269 | 56.2667 | 16.5861 | 10.2 | 6.9923
00 Exist Oil/Gas Steam_SCR | 12.5634 | 14.8746 | 12.5522 | 5.6927 | 2.645 | 0.11775 | 0.028655 | 0.027601
00 Exist Oil/Gas Steam_SNCR | 10.1304 | 14.9854 | 7.3055 | 5.2402 | 3.9582 | 0.83783 | 0.85101 | 0.85101
00 Exist Biomass | 5.4227 | 0.48678 | 0.6759 | 0.66681 | 0.64437 | 0.7527 | 0.87451 | 0.34914
00 Exist Landfill Gas | 36.3907 | 36.1459 | 36.1459 | 34.7824 | 30.5716 | 29.8245 | 31.303 | 31.2797
00 Exist Geothermal | 56.8258 | 56.8258 | 56.8258 | 56.8258 | 56.8258 | 56.8258 | 56.8258 | 56.8258
00 Exist Pump Storage | 61.7977 | 60.3128 | 61.4806 | 62.6532 | 74.3082 | 86.7721 | 86.8822 | 83.9663
00 Exist Energy Storage | 1.4513 | 1.6866 | 1.7789 | 1.8943 | 2.0909 | 2.4108 | 2.4139 | 2.5243
00 Exist Solar PV | 292.3526 | 293.1893 | 293.1893 | 293.1893 | 293.172 | 293.172 | 293.172 | 293.172
00 Exist Solar Thermal | 10.9485 | 10.9485 | 10.9485 | 10.9485 | 10.9485 | 10.9485 | 10.9485 | 10.9485
00 Exist Offshore Wind | 0.37832 | 0.37832 | 0.37832 | 0.37832 | 0.37832 | 0.37832 | 0.37832 | 0.37832
00 Exist Onshore Wind | 1161.4766 | 1163.9974 | 1163.9974 | 1163.9974 | 1163.9974 | 1163.9974 | 1163.9974 | 1163.9974
00 International Imports | 29.8891 | 29.8891 | 29.8891 | 29.8891 | 29.8891 | 29.8891 | 29.8891 | 29.5717
00 Ret.ACI | 0 | 0 | 0 | 0 | 0 | 0 | 0 | 0
00 Ret.ACI & DryFGD | 0 | 0 | 0 | 0 | 0 | 0 | 0 | 0
00 Ret.ACI & DryFGD & HRI | 0 | 0 | 0 | 0 | 0 | 0 | 0 | 0
00 Ret.ACI & DSI | 0 | 0 | 0 | 0 | 0 | 0 | 0 | 0
00 Ret.ACI & DSI & DryFGD | 0 | 0 | 0 | 0 | 0 | 0 | 0 | 0
00 Ret.ACI & DSI & DryFGD & HRI | 0 | 0 | 0 | 0 | 0 | 0 | 0 | 0
00 Ret.ACI & DSI & HRI | 0 | 0 | 0 | 0 | 0 | 0 | 0 | 0
00 Ret.ACI & DSI & WetFGD & HRI | 0 | 0 | 0 | 0 | 0 | 0 | 0 | 0
00 Ret.ACI & HRI | 0 | 0 | 0 | 0 | 0 | 0 | 0 | 0
00 Ret.ACI & SCR | 0 | 0 | 0 | 0 | 0 | 0 | 0 | 0
00 Ret.ACI & SCR & DryFGD & HRI | 0 | 0 | 0 | 0 | 0 | 0 | 0 | 0
00 Ret.ACI & SCR & DSI | 0 | 0 | 0 | 0 | 0 | 0 | 0 | 0
00 Ret.ACI & SCR & DSI & DryFGD | 0 | 0 | 0 | 0 | 0 | 0 | 0 | 0
00 Ret.ACI & SCR & DSI & DryFGD & HRI | 0 | 0 | 0 | 0 | 0 | 0 | 0 | 0
00 Ret.ACI & SCR & DSI & HRI | 0 | 0 | 0 | 0 | 0 | 0 | 0 | 0
00 Ret.ACI & SCR & DSI & WetFGD | 0 | 0 | 0 | 0 | 0 | 0 | 0 | 0
00 Ret.ACI & SCR & DSI & WetFGD & HRI | 0 | 0 | 0 | 0 | 0 | 0 | 0 | 0
00 Ret.ACI & SCR & HRI | 0 | 0 | 0 | 0 | 0 | 0 | 0 | 0
00 Ret.ACI & SCR & WetFGD & HRI | 0 | 0 | 0 | 0 | 0 | 0 | 0 | 0
00 Ret.ACI & SNCR | 0 | 0 | 0 | 0 | 0 | 0 | 0 | 0
00 Ret.ACI & SNCR & DSI | 0 | 0 | 0 | 0 | 0 | 0 | 0 | 0
00 Ret.ACI & SNCR & DSI & DryFGD | 0 | 0 | 0 | 0 | 0 | 0 | 0 | 0
00 Ret.ACI & SNCR & DSI & DryFGD & HRI | 0 | 0 | 0 | 0 | 0 | 0 | 0 | 0
00 Ret.ACI & SNCR & DSI & HRI | 0 | 0 | 0 | 0 | 0 | 0 | 0 | 0
00 Ret.ACI & SNCR & DSI & WetFGD | 0 | 0 | 0 | 0 | 0 | 0 | 0 | 0
00 Ret.ACI & SNCR & DSI & WetFGD & HRI | 0 | 0 | 0 | 0 | 0 | 0 | 0 | 0
00 Ret.ACI & SNCR & HRI | 0 | 0 | 0 | 0 | 0 | 0 | 0 | 0
00 Ret.ACI & WetFGD | 0 | 0 | 0 | 0 | 0 | 0 | 0 | 0
00 Ret.ACI & WetFGD & DSI | 0 | 0 | 0 | 0 | 0 | 0 | 0 | 0
00 Ret.ACI & WetFGD & HRI | 0 | 0 | 0 | 0 | 0 | 0 | 0 | 0
00 Ret.C2G | 5.1956 | 5.1147 | 2.4625 | 2.7488 | 2.775 | 3.0239 | 2.8893 | 2.1897
00 Ret.C2G & SCR | 0 | 10.4338 | 7.193 | 7.3364 | 8.2171 | 6.9955 | 3.9853 | 1.2785
00 Ret.CCG | 0 | 0 | 42.759 | 55.1846 | 55.1846 | 54.8788 | 23.5428 | 15.49
00 Ret.DryFGD | 0 | 0 | 0 | 0 | 0 | 0 | 0 | 0
00 Ret.DryFGD & CCS | 0 | 0 | 0 | 0 | 0 | 0 | 0 | 0
00 Ret.DryFGD & HRI | 0 | 0 | 0 | 0 | 0 | 0 | 0 | 0
00 Ret.DSI | 0 | 0 | 0 | 0 | 0 | 0 | 0 | 0
00 Ret.DSI & DryFGD | 0 | 0 | 0 | 0 | 0 | 0 | 0 | 0
00 Ret.DSI & DryFGD & HRI | 0 | 0 | 0 | 0 | 0 | 0 | 0 | 0
00 Ret.DSI & HRI | 0 | 0 | 0 | 0 | 0 | 0 | 0 | 0
00 Ret.ExistACI & DryFGD | 0 | 0 | 0 | 0 | 0 | 0 | 0 | 0
00 Ret.ExistACI & DryFGD & CCS | 0 | 0 | 0 | 0 | 0 | 0 | 0 | 0
00 Ret.ExistACI & DryFGD & HRI | 0 | 0 | 0 | 0 | 0 | 0 | 0 | 0
00 Ret.ExistACI & DryFGD & HRI & CCS | 0 | 0 | 0 | 0 | 0 | 0 | 0 | 0
00 Ret.ExistACI & DSI | 0 | 0 | 0 | 0 | 0 | 0 | 0 | 0
00 Ret.ExistACI & DSI & DryFGD | 0 | 0 | 0 | 0 | 0 | 0 | 0 | 0
00 Ret.ExistACI & DSI & DryFGD & HRI | 0 | 0 | 0 | 0 | 0 | 0 | 0 | 0
00 Ret.ExistACI & DSI & HRI | 0 | 0 | 0 | 0 | 0 | 0 | 0 | 0
00 Ret.ExistACI & HRI | 0 | 0 | 0 | 0 | 0 | 0 | 0 | 0
00 Ret.ExistACI & HRI & WetFGD | 0 | 0 | 0 | 0 | 0 | 0 | 0 | 0
00 Ret.ExistACI & SCR | 0 | 95.6391 | 107.9603 | 110.4894 | 114.1663 | 115.2554 | 114.625 | 109.5848
00 Ret.ExistACI & SCR & DryFGD | 0 | 0 | 0 | 0 | 0 | 0 | 0 | 0
00 Ret.ExistACI & SCR & DryFGD & CCS | 0 | 0 | 0 | 0 | 0 | 0 | 0 | 0
00 Ret.ExistACI & SCR & DryFGD & HRI | 0 | 0 | 0 | 0 | 0 | 0 | 0 | 0
00 Ret.ExistACI & SCR & DryFGD & HRI & CCS | 0 | 0 | 0 | 0 | 0 | 0 | 0 | 0
00 Ret.ExistACI & SCR & DSI | 0 | 0 | 0 | 0 | 0 | 0 | 0 | 0
00 Ret.ExistACI & SCR & DSI & DryFGD | 0 | 0 | 0 | 0 | 0 | 0 | 0 | 0
00 Ret.ExistACI & SCR & DSI & DryFGD & HRI | 0 | 0 | 0 | 0 | 0 | 0 | 0 | 0
00 Ret.ExistACI & SCR & DSI & HRI | 0 | 0 | 0 | 0 | 0 | 0 | 0 | 0
00 Ret.ExistACI & SCR & HRI | 0 | 0 | 0 | 0 | 0 | 0 | 0 | 0
00 Ret.ExistACI & SCR & WetFGD | 0 | 0 | 0 | 0 | 0 | 0 | 0 | 0
00 Ret.ExistACI & SCR & WetFGD & CCS | 0 | 0 | 0 | 0 | 0 | 0 | 0 | 0
00 Ret.ExistACI & SCR & WetFGD & HRI | 0 | 0 | 0 | 0 | 0 | 0 | 0 | 0
00 Ret.ExistACI & SCR & WetFGD & HRI & CCS | 0 | 0 | 0 | 0 | 0 | 0 | 0 | 0
00 Ret.ExistACI & SNCR | 0 | 0 | 0 | 0 | 0 | 0 | 0 | 0
00 Ret.ExistACI & SNCR & DryFGD | 0 | 0 | 0 | 0 | 0 | 0 | 0 | 0
00 Ret.ExistACI & SNCR & DryFGD & CCS | 0 | 0 | 0 | 0 | 0 | 0 | 0 | 0
00 Ret.ExistACI & SNCR & DryFGD & HRI | 0 | 0 | 0 | 0 | 0 | 0 | 0 | 0
00 Ret.ExistACI & SNCR & DryFGD & HRI & CCS | 0 | 0 | 0 | 0 | 0 | 0 | 0 | 0
00 Ret.ExistACI & SNCR & DSI | 0 | 0 | 0 | 0 | 0 | 0 | 0 | 0
00 Ret.ExistACI & SNCR & DSI & HRI | 0 | 0 | 0 | 0 | 0 | 0 | 0 | 0
00 Ret.ExistACI & SNCR & HRI | 0 | 0 | 0 | 0 | 0 | 0 | 0 | 0
00 Ret.ExistACI & SNCR & WetFGD | 0 | 0 | 0 | 0 | 0 | 0 | 0 | 0
00 Ret.ExistACI & SNCR & WetFGD & CCS | 0 | 0 | 0 | 0 | 0 | 0 | 0 | 0
00 Ret.ExistACI & SNCR & WetFGD & HRI | 0 | 0 | 0 | 0 | 0 | 0 | 0 | 0
00 Ret.ExistACI & SNCR & WetFGD & HRI & CCS | 0 | 0 | 0 | 0 | 0 | 0 | 0 | 0
00 Ret.ExistACI & WetFGD | 0 | 0 | 0 | 0 | 0 | 0 | 0 | 0
00 Ret.ExistACI & WetFGD & CCS | 0 | 0 | 0 | 0 | 0 | 0 | 0 | 0
00 Ret.ExistACI & WetFGD & HRI & CCS | 0 | 0 | 0 | 0 | 0 | 0 | 0 | 0
00 Ret.ExistACI_DSI & DryFGD | 0 | 0 | 0 | 0 | 0 | 0 | 0 | 0
00 Ret.ExistACI_DSI & DryFGD & CCS | 0 | 0 | 0 | 0 | 0 | 0 | 0 | 0
00 Ret.ExistACI_DSI & DryFGD & HRI | 0 | 0 | 0 | 0 | 0 | 0 | 0 | 0
00 Ret.ExistACI_DSI & DryFGD & HRI & CCS | 0 | 0 | 0 | 0 | 0 | 0 | 0 | 0
00 Ret.ExistACI_DSI & HRI | 0 | 0 | 0 | 0 | 0 | 0 | 0 | 0
00 Ret.ExistACI_DSI & SCR | 0 | 9.3651 | 19.9076 | 20.2411 | 22.9173 | 22.0112 | 17.3984 | 11.7834
00 Ret.ExistACI_DSI & SCR & DryFGD | 0 | 0 | 0 | 0 | 0 | 0 | 0 | 0
00 Ret.ExistACI_DSI & SCR & DryFGD & CCS | 0 | 0 | 0 | 0 | 0 | 0 | 0 | 0
00 Ret.ExistACI_DSI & SCR & DryFGD & HRI | 0 | 0 | 0 | 0 | 0 | 0 | 0 | 0
00 Ret.ExistACI_DSI & SCR & DryFGD & HRI & CCS | 0 | 0 | 0 | 0 | 0 | 0 | 0 | 0
00 Ret.ExistACI_DSI & SCR & HRI | 0 | 0 | 0 | 0 | 0 | 0 | 0 | 0
00 Ret.ExistACI_DSI & SCR & WetFGD | 0 | 1.8122 | 1.9951 | 1.9951 | 1.9951 | 1.9951 | 1.9951 | 1.9951
00 Ret.ExistACI_DSI & SCR & WetFGD & CCS | 0 | 0 | 0 | 0 | 0 | 0 | 0 | 0
00 Ret.ExistACI_DSI & SCR & WetFGD & HRI | 0 | 0 | 0 | 0 | 0 | 0 | 0 | 0
00 Ret.ExistACI_DSI & SCR & WetFGD & HRI & CCS | 0 | 0 | 0 | 0 | 0 | 0 | 0 | 0
00 Ret.ExistACI_DSI & SNCR | 0 | 0 | 0 | 0 | 0 | 0 | 0 | 0
00 Ret.ExistACI_DSI & SNCR & DryFGD | 0 | 0 | 0 | 0 | 0 | 0 | 0 | 0
00 Ret.ExistACI_DSI & SNCR & DryFGD & HRI & CCS | 0 | 0 | 0 | 0 | 0 | 0 | 0 | 0
00 Ret.ExistACI_DSI & SNCR & DryFGD & HRI | 0 | 0 | 0 | 0 | 0 | 0 | 0 | 0
00 Ret.ExistACI_DSI & SNCR & WetFGD & HRI & CCS | 0 | 0 | 0 | 0 | 0 | 0 | 0 | 0
00 Ret.ExistACI_DSI & SNCR & HRI | 0 | 0 | 0 | 0 | 0 | 0 | 0 | 0
00 Ret.ExistACI_DSI & SNCR & WetFGD | 0 | 0 | 0 | 0 | 0 | 0 | 0 | 0
00 Ret.ExistACI_DSI & SNCR & WetFGD & HRI | 0 | 0 | 0 | 0 | 0 | 0 | 0 | 0
00 Ret.ExistACI_DSI & WetFGD | 0 | 0 | 0 | 0 | 0 | 0 | 0 | 0
00 Ret.ExistACI_DSI & WetFGD & CCS | 0 | 0 | 0 | 0 | 0 | 0 | 0 | 0
00 Ret.ExistACI_DSI & WetFGD & HRI | 0 | 0 | 0 | 0 | 0 | 0 | 0 | 0
00 Ret.ExistACI_DSI & WetFGD & HRI & CCS | 0 | 0 | 0 | 0 | 0 | 0 | 0 | 0
00 Ret.ExistDryFGD & CCS | 0 | 0 | 0 | 0 | 0 | 0 | 0 | 0
00 Ret.ExistDryFGD & HRI | 0 | 0 | 0 | 0 | 0 | 0 | 0 | 0
00 Ret.ExistDryFGD & SCR | 0 | 0 | 0 | 0 | 0 | 0 | 0 | 0
00 Ret.ExistDryFGD & SCR & CCS | 0 | 0 | 0 | 0 | 0 | 0 | 0 | 0
00 Ret.ExistDryFGD & SCR & HRI | 0 | 0 | 0 | 0 | 0 | 0 | 0 | 0
00 Ret.ExistDryFGD & SNCR | 0 | 0 | 0 | 0 | 0 | 0 | 0 | 0
00 Ret.ExistDryFGD & SNCR & CCS | 0 | 0 | 0 | 0 | 0 | 0 | 0 | 0
00 Ret.ExistDryFGD & SNCR & HRI | 0 | 0 | 0 | 0 | 0 | 0 | 0 | 0
00 Ret.ExistDryFGD_ACI & CCS | 0 | 0 | 0 | 0 | 0 | 0 | 0 | 0
00 Ret.ExistDryFGD_ACI & HRI | 0 | 0 | 0 | 0 | 0 | 0 | 0 | 0
00 Ret.ExistDryFGD_ACI & HRI & CCS | 0 | 0 | 0 | 0 | 0 | 0 | 0 | 0
00 Ret.ExistDryFGD_ACI & SCR | 0 | 15.0118 | 15.3263 | 15.3242 | 15.3244 | 15.3244 | 15.3231 | 14.2235
00 Ret.ExistDryFGD_ACI & SCR & CCS | 0 | 4.1727 | 4.1727 | 4.1727 | 4.1727 | 4.1727 | 4.1727 | 4.1727
00 Ret.ExistDryFGD_ACI & SCR & HRI | 0 | 0 | 0 | 0 | 0 | 0 | 0 | 0
00 Ret.ExistDryFGD_ACI & SCR & HRI & CCS | 0 | 0 | 0 | 0 | 0 | 0 | 0 | 0
00 Ret.ExistDryFGD_ACI & SNCR | 0 | 0 | 0 | 0 | 0 | 0 | 0 | 0
00 Ret.ExistDryFGD_ACI & SNCR & CCS | 0 | 0 | 0 | 0 | 0 | 0 | 0 | 0
00 Ret.ExistDryFGD_ACI & SNCR & HRI | 0 | 0 | 0 | 0 | 0 | 0 | 0 | 0
00 Ret.ExistDryFGD_ACI & SNCR & HRI & CCS | 0 | 0 | 0 | 0 | 0 | 0 | 0 | 0
00 Ret.ExistDryFGD_ACI_DSI & SCR | 0 | 2.4599 | 10.8536 | 10.8536 | 10.2433 | 7.7115 | 7.0759 | 6.7031
00 Ret.ExistDryFGD_ACI_DSI & SCR & CCS | 0 | 0 | 0 | 0 | 0 | 0 | 0 | 0
00 Ret.ExistDryFGD_ACI_DSI & SCR & HRI | 0 | 0 | 0 | 0 | 0 | 0 | 0 | 0
00 Ret.ExistDryFGD_ACI_DSI & SCR & HRI & CCS | 0 | 0 | 0 | 0 | 0 | 0 | 0 | 0
00 Ret.ExistDryFGD_DSI & HRI | 0 | 0 | 0 | 0 | 0 | 0 | 0 | 0
00 Ret.ExistDryFGD_SNCR_ACI_DSI & CCS | 0 | 0 | 0 | 0 | 0 | 0 | 0 | 0
00 Ret.ExistDryFGD_SNCR_ACI_DSI & HRI | 0 | 0 | 0 | 0 | 0 | 0 | 0 | 0
00 Ret.ExistDryFGD_SNCR_ACI_DSI & HRI & CCS | 0 | 0 | 0 | 0 | 0 | 0 | 0 | 0
00 Ret.ExistDSI & DryFGD | 0 | 0 | 0 | 0 | 0 | 0 | 0 | 0
00 Ret.ExistDSI & DryFGD & HRI | 0 | 0 | 0 | 0 | 0 | 0 | 0 | 0
00 Ret.ExistDSI & HRI | 0 | 0 | 0 | 0 | 0 | 0 | 0 | 0
00 Ret.ExistDSI & SCR | 0 | 1.0687 | 1.3705 | 1.0722 | 1.6395 | 1.759 | 1.4934 | 1.1916
00 Ret.ExistDSI & SCR & DryFGD | 0 | 0 | 0 | 0 | 0 | 0 | 0 | 0
00 Ret.ExistDSI & SCR & DryFGD & HRI | 0 | 0 | 0 | 0 | 0 | 0 | 0 | 0
00 Ret.ExistDSI & SCR & HRI | 0 | 0 | 0 | 0 | 0 | 0 | 0 | 0
00 Ret.ExistDSI & SCR & WetFGD | 0 | 0 | 0 | 0 | 0 | 0 | 0 | 0
00 Ret.ExistDSI & SCR & WetFGD & HRI | 0 | 0 | 0 | 0 | 0 | 0 | 0 | 0
00 Ret.ExistDSI & SNCR | 0 | 0 | 0 | 0 | 0 | 0 | 0 | 0
00 Ret.ExistSCR & ACI | 0 | 0 | 0 | 0 | 0 | 0 | 0 | 0
00 Ret.ExistDSI & SNCR & DryFGD | 0 | 0 | 0 | 0 | 0 | 0 | 0 | 0
00 Ret.ExistSCR & ACI & DSI | 0 | 0 | 0 | 0 | 0 | 0 | 0 | 0
00 Ret.ExistSCR & ACI & DSI & DryFGD | 0 | 0 | 0 | 0 | 0 | 0 | 0 | 0
00 Ret.ExistSCR & ACI & DSI & DryFGD & HRI | 0 | 0 | 0 | 0 | 0 | 0 | 0 | 0
00 Ret.ExistDSI & SNCR & DryFGD & HRI | 0 | 0 | 0 | 0 | 0 | 0 | 0 | 0
00 Ret.ExistDSI & SNCR & HRI | 0 | 0 | 0 | 0 | 0 | 0 | 0 | 0
00 Ret.ExistSCR & ACI & DSI & HRI | 0 | 0 | 0 | 0 | 0 | 0 | 0 | 0
00 Ret.ExistDSI & SNCR & WetFGD | 0 | 0 | 0 | 0 | 0 | 0 | 0 | 0
00 Ret.ExistSCR & ACI & DSI & WetFGD | 0 | 0 | 0 | 0 | 0 | 0 | 0 | 0
00 Ret.ExistSCR & ACI & DSI & WetFGD & HRI | 0 | 0 | 0 | 0 | 0 | 0 | 0 | 0
00 Ret.ExistSCR & ACI & HRI | 0 | 0 | 0 | 0 | 0 | 0 | 0 | 0
00 Ret.ExistDSI & SNCR & WetFGD & HRI | 0 | 0 | 0 | 0 | 0 | 0 | 0 | 0
00 Ret.ExistDSI & WetFGD | 0 | 0 | 0 | 0 | 0 | 0 | 0 | 0
00 Ret.ExistDSI & WetFGD & HRI | 0 | 0 | 0 | 0 | 0 | 0 | 0 | 0
00 Ret.ExistDSI_ACI & SNCR & DryFGD & CCS | 0 | 0 | 0 | 0 | 0 | 0 | 0 | 0
00 Ret.ExistDSI_ACI & SNCR & WetFGD & CCS | 0 | 0 | 0 | 0 | 0 | 0 | 0 | 0
00 Ret.ExistSCR_ACI & DryFGD | 0 | 0 | 0 | 0 | 0 | 0 | 0 | 0
00 Ret.ExistSCR & DSI | 0 | 0 | 0 | 0 | 0 | 0 | 0 | 0
00 Ret.ExistSCR_ACI & DryFGD & CCS | 0 | 0 | 0 | 0 | 0 | 0 | 0 | 0
00 Ret.ExistSCR_ACI & DryFGD & HRI | 0 | 0 | 0 | 0 | 0 | 0 | 0 | 0
00 Ret.ExistSCR & DSI & DryFGD | 0 | 0 | 0 | 0 | 0 | 0 | 0 | 0
00 Ret.ExistSCR_ACI & DryFGD & HRI & CCS | 0 | 0 | 0 | 0 | 0 | 0 | 0 | 0
00 Ret.ExistSCR & DSI & DryFGD & HRI | 0 | 0 | 0 | 0 | 0 | 0 | 0 | 0
00 Ret.ExistSCR & DSI & HRI | 0 | 0 | 0 | 0 | 0 | 0 | 0 | 0
00 Ret.ExistSCR_ACI & DSI & HRI | 0 | 0 | 0 | 0 | 0 | 0 | 0 | 0
00 Ret.ExistSCR_ACI & HRI | 0 | 0 | 0 | 0 | 0 | 0 | 0 | 0
00 Ret.ExistSCR_ACI & WetFGD | 0 | 0 | 0 | 0 | 0 | 0 | 0 | 0
00 Ret.ExistSCR & HRI | 0 | 0 | 0 | 0 | 0 | 0 | 0 | 0
00 Ret.ExistSCR_ACI & WetFGD & CCS | 0 | 0 | 0 | 0 | 0 | 0 | 0 | 0
00 Ret.ExistSCR_ACI & WetFGD & HRI | 0 | 0 | 0 | 0 | 0 | 0 | 0 | 0
00 Ret.ExistSCR_ACI & WetFGD & HRI & CCS | 0 | 0 | 0 | 0 | 0 | 0 | 0 | 0
00 Ret.ExistSCR_ACI_DSI & DryFGD | 0 | 0 | 0 | 0 | 0 | 0 | 0 | 0
00 Ret.ExistSCR_ACI_DSI & DryFGD & CCS | 0 | 0 | 0 | 0 | 0 | 0 | 0 | 0
00 Ret.ExistSCR_ACI_DSI & DryFGD & HRI | 0 | 0 | 0 | 0 | 0 | 0 | 0 | 0
00 Ret.ExistSCR_ACI_DSI & DryFGD & HRI & CCS | 0 | 0 | 0 | 0 | 0 | 0 | 0 | 0
00 Ret.ExistSCR_ACI_DSI & HRI | 0 | 0 | 0 | 0 | 0 | 0 | 0 | 0
00 Ret.ExistSCR_ACI_DSI & WetFGD | 0 | 0 | 0 | 0 | 0 | 0 | 0 | 0
00 Ret.ExistSCR_ACI_DSI & WetFGD & CCS | 0 | 0 | 0 | 0 | 0 | 0 | 0 | 0
00 Ret.ExistSCR_ACI_DSI & WetFGD & HRI | 0 | 0 | 0 | 0 | 0 | 0 | 0 | 0
00 Ret.ExistSCR_ACI_DSI & WetFGD & HRI & CCS | 0 | 0 | 0 | 0 | 0 | 0 | 0 | 0
00 Ret.ExistSCR_DryFGD & HRI | 0 | 0 | 0 | 0 | 0 | 0 | 0 | 0
00 Ret.ExistSCR_DryFGD_ACI & CCS | 0 | 0 | 0 | 0 | 0 | 0 | 0 | 0
00 Ret.ExistSCR_DryFGD_ACI & HRI | 0 | 0 | 0 | 0 | 0 | 0 | 0 | 0
00 Ret.ExistSCR_DryFGD_ACI & HRI & CCS | 0 | 0 | 0 | 0 | 0 | 0 | 0 | 0
00 Ret.ExistSCR_DryFGD_ACI_DSI & CCS | 0 | 0 | 0 | 0 | 0 | 0 | 0 | 0
00 Ret.ExistSCR_DryFGD_ACI_DSI & HRI | 0 | 0 | 0 | 0 | 0 | 0 | 0 | 0
00 Ret.ExistSCR_DryFGD_ACI_DSI & HRI & CCS | 0 | 0 | 0 | 0 | 0 | 0 | 0 | 0
00 Ret.ExistSCR_WetFGD & HRI | 0 | 0 | 0 | 0 | 0 | 0 | 0 | 0
00 Ret.ExistSCR_WetFGD & HRI & CCS | 0 | 0 | 0 | 0 | 0 | 0 | 0 | 0
00 Ret.ExistSCR_WetFGD_ACI & CCS | 0 | 0 | 0 | 0 | 0 | 0 | 0 | 0
00 Ret.ExistSCR_WetFGD_ACI & HRI | 0 | 0 | 0 | 0 | 0 | 0 | 0 | 0
00 Ret.ExistSCR_WetFGD_ACI & HRI & CCS | 0 | 0 | 0 | 0 | 0 | 0 | 0 | 0
00 Ret.ExistSCR_WetFGD_ACI_DSI & CCS | 0 | 0 | 0 | 0 | 0 | 0 | 0 | 0
00 Ret.ExistSCR_WetFGD_ACI_DSI & HRI | 0 | 0 | 0 | 0 | 0 | 0 | 0 | 0
00 Ret.ExistSCR_WetFGD_ACI_DSI & HRI & CCS | 0 | 0 | 0 | 0 | 0 | 0 | 0 | 0
00 Ret.ExistSCR_WetFGD_DSI & HRI | 0 | 0 | 0 | 0 | 0 | 0 | 0 | 0
00 Ret.ExistSCR_WetFGD_DSI & HRI & CCS | 0 | 0 | 0 | 0 | 0 | 0 | 0 | 0
00 Ret.ExistSNCR_ACI & DryFGD | 0 | 0 | 0 | 0 | 0 | 0 | 0 | 0
00 Ret.ExistSNCR_ACI & DryFGD & CCS | 0 | 0 | 0 | 0 | 0 | 0 | 0 | 0
00 Ret.ExistSNCR_ACI & DryFGD & HRI | 0 | 0 | 0 | 0 | 0 | 0 | 0 | 0
00 Ret.ExistSNCR_ACI & DryFGD & HRI & CCS | 0 | 0 | 0 | 0 | 0 | 0 | 0 | 0
00 Ret.ExistSNCR_ACI & DSI & HRI | 0 | 0 | 0 | 0 | 0 | 0 | 0 | 0
00 Ret.ExistSNCR_ACI & HRI | 0 | 0 | 0 | 0 | 0 | 0 | 0 | 0
00 Ret.ExistSNCR_ACI & WetFGD | 0 | 0 | 0 | 0 | 0 | 0 | 0 | 0
00 Ret.ExistSNCR_ACI & WetFGD & CCS | 0 | 0 | 0 | 0 | 0 | 0 | 0 | 0
00 Ret.ExistSNCR_ACI & WetFGD & HRI | 0 | 0 | 0 | 0 | 0 | 0 | 0 | 0
00 Ret.ExistSNCR_ACI & WetFGD & HRI & CCS | 0 | 0 | 0 | 0 | 0 | 0 | 0 | 0
00 Ret.ExistSNCR_ACI_DSI & DryFGD | 0 | 0 | 0 | 0 | 0 | 0 | 0 | 0
00 Ret.ExistSNCR_ACI_DSI & DryFGD & CCS | 0 | 0 | 0 | 0 | 0 | 0 | 0 | 0
00 Ret.ExistSNCR_ACI_DSI & DryFGD & HRI | 0 | 0 | 0 | 0 | 0 | 0 | 0 | 0
00 Ret.ExistSNCR_ACI_DSI & DryFGD & HRI & CCS | 0 | 0 | 0 | 0 | 0 | 0 | 0 | 0
00 Ret.ExistSNCR_ACI_DSI & HRI | 0 | 0 | 0 | 0 | 0 | 0 | 0 | 0
00 Ret.ExistSNCR_ACI_DSI & WetFGD | 2.0067 | 0 | 0 | 0 | 0 | 0 | 0 | 0
00 Ret.ExistSNCR_ACI_DSI & WetFGD & CCS | 0 | 0 | 0 | 0 | 0 | 0 | 0 | 0
00 Ret.ExistSNCR_ACI_DSI & WetFGD & HRI | 0 | 0 | 0 | 0 | 0 | 0 | 0 | 0
00 Ret.ExistSNCR_ACI_DSI & WetFGD & HRI & CCS | 0 | 0 | 0 | 0 | 0 | 0 | 0 | 0
00 Ret.ExistSNCR_DryFGD & HRI | 0 | 0 | 0 | 0 | 0 | 0 | 0 | 0
00 Ret.ExistSNCR_DryFGD_ACI & CCS | 0 | 0 | 0 | 0 | 0 | 0 | 0 | 0
00 Ret.ExistSNCR_DryFGD_ACI & HRI | 0 | 0 | 0 | 0 | 0 | 0 | 0 | 0
00 Ret.ExistSNCR_DryFGD_ACI & HRI & CCS | 0 | 0 | 0 | 0 | 0 | 0 | 0 | 0
00 Ret.ExistSNCR_WetFGD & HRI | 0 | 0 | 0 | 0 | 0 | 0 | 0 | 0
00 Ret.ExistSNCR_WetFGD & HRI & CCS | 0 | 0 | 0 | 0 | 0 | 0 | 0 | 0
00 Ret.ExistSNCR_WetFGD_ACI & CCS | 0 | 0 | 0 | 0 | 0 | 0 | 0 | 0
00 Ret.ExistSNCR_WetFGD_ACI & HRI | 0 | 0 | 0 | 0 | 0 | 0 | 0 | 0
00 Ret.ExistSNCR_WetFGD_ACI & HRI & CCS | 0 | 0 | 0 | 0 | 0 | 0 | 0 | 0
00 Ret.ExistSNCR_WetFGD_ACI_DSI & CCS | 0 | 0 | 0 | 0 | 0 | 0 | 0 | 0
00 Ret.ExistSNCR_WetFGD_ACI_DSI & HRI | 0 | 0 | 0 | 0 | 0 | 0 | 0 | 0
00 Ret.ExistSNCR_WetFGD_ACI_DSI & HRI & CCS | 0 | 0 | 0 | 0 | 0 | 0 | 0 | 0
00 Ret.ExistSNCR & DryFGD & HRI | 0 | 0 | 0 | 0 | 0 | 0 | 0 | 0
00 Ret.ExistSNCR & HRI | 0 | 0 | 0 | 0 | 0 | 0 | 0 | 0
00 Ret.ExistWetFGD & CCS | 0 | 0 | 0 | 0 | 0 | 0 | 0 | 0
00 Ret.ExistWetFGD & HRI | 0 | 0 | 0 | 0 | 0 | 0 | 0 | 0
00 Ret.ExistWetFGD & HRI & CCS | 0 | 0 | 0 | 0 | 0 | 0 | 0 | 0
00 Ret.ExistWetFGD & SCR | 0 | 41.4706 | 60.6975 | 59.7026 | 67.0393 | 65.3633 | 56.9355 | 38.7627
00 Ret.ExistWetFGD & SCR & CCS | 0 | 0 | 0 | 0 | 0 | 0 | 0 | 0
00 Ret.ExistWetFGD & SCR & HRI | 0 | 0 | 0 | 0 | 0 | 0 | 0 | 0
00 Ret.ExistWetFGD & SCR & HRI & CCS | 0 | 0 | 0 | 0 | 0 | 0 | 0 | 0
00 Ret.ExistWetFGD & SNCR | 0 | 0 | 0 | 0 | 0 | 0 | 0 | 0
00 Ret.ExistWetFGD & SNCR & CCS | 0 | 0 | 0 | 0 | 0 | 0 | 0 | 0
00 Ret.ExistWetFGD & SNCR & HRI | 0 | 0 | 0 | 0 | 0 | 0 | 0 | 0
00 Ret.ExistWetFGD & SNCR & HRI & CCS | 0 | 0 | 0 | 0 | 0 | 0 | 0 | 0
00 Ret.ExistWetFGD_ACI & CCS | 0 | 0 | 0 | 0 | 0 | 0 | 0 | 0
00 Ret.ExistWetFGD_ACI & HRI | 0 | 0 | 0 | 0 | 0 | 0 | 0 | 0
00 Ret.ExistWetFGD_ACI & HRI & CCS | 0 | 0 | 0 | 0 | 0 | 0 | 0 | 0
00 Ret.ExistWetFGD_ACI & SCR | 0 | 4.1634 | 23.6584 | 23.6451 | 27.0938 | 30.4182 | 30.1168 | 24.2459
00 Ret.ExistWetFGD_ACI & SCR & CCS | 0 | 3.9102 | 3.9102 | 3.9102 | 3.9102 | 3.9102 | 3.9102 | 3.9102
00 Ret.ExistWetFGD_ACI & SCR & HRI | 0 | 0 | 0 | 0 | 0 | 0 | 0 | 0
00 Ret.ExistWetFGD_ACI & SCR & HRI & CCS | 0 | 0 | 0 | 0 | 0 | 0 | 0 | 0
00 Ret.ExistWetFGD_ACI & SNCR | 0 | 0 | 0 | 0 | 0 | 0 | 0 | 0
00 Ret.ExistWetFGD_ACI & SNCR & CCS | 0 | 0 | 0 | 0 | 0 | 0 | 0 | 0
00 Ret.ExistWetFGD_ACI & SNCR & HRI | 0 | 0 | 0 | 0 | 0 | 0 | 0 | 0
00 Ret.ExistWetFGD_ACI & SNCR & HRI & CCS | 0 | 0 | 0 | 0 | 0 | 0 | 0 | 0
00 Ret.ExistWetFGD_ACI_DSI & CCS | 0 | 0 | 0 | 0 | 0 | 0 | 0 | 0
00 Ret.ExistWetFGD_ACI_DSI & HRI | 0 | 0 | 0 | 0 | 0 | 0 | 0 | 0
00 Ret.ExistWetFGD_ACI_DSI & HRI & CCS | 0 | 0 | 0 | 0 | 0 | 0 | 0 | 0
00 Ret.ExistWetFGD_ACI_DSI & SCR | 0 | 0 | 0 | 0 | 0 | 0 | 0 | 0
00 Ret.ExistWetFGD_ACI_DSI & SCR & CCS | 0 | 0 | 0 | 0 | 0 | 0 | 0 | 0
00 Ret.ExistWetFGD_ACI_DSI & SCR & HRI | 0 | 0 | 0 | 0 | 0 | 0 | 0 | 0
00 Ret.ExistWetFGD_ACI_DSI & SCR & HRI & CCS | 0 | 0 | 0 | 0 | 0 | 0 | 0 | 0
00 Ret.ExistWetFGD_ACI_DSI & SNCR | 0 | 0 | 0 | 0 | 0 | 0 | 0 | 0
00 Ret.ExistWetFGD_ACI_DSI & SNCR & CCS | 0 | 0 | 0 | 0 | 0 | 0 | 0 | 0
00 Ret.ExistWetFGD_ACI_DSI & SNCR & HRI | 0 | 0 | 0 | 0 | 0 | 0 | 0 | 0
00 Ret.ExistWetFGD_ACI_DSI & SNCR & HRI & CCS | 0 | 0 | 0 | 0 | 0 | 0 | 0 | 0
00 Ret.ExistWetFGD_DSI & HRI | 0 | 0 | 0 | 0 | 0 | 0 | 0 | 0
00 Ret.ExistWetFGD_DSI & SCR | 0 | 0 | 0 | 0 | 0 | 0 | 0 | 0
00 Ret.ExistSNCR_DSI & DryFGD & HRI | 0 | 0 | 0 | 0 | 0 | 0 | 0 | 0
00 Ret.ExistWetFGD_DSI & SCR & HRI | 0 | 0 | 0 | 0 | 0 | 0 | 0 | 0
00 Ret.ExistSNCR_DSI & HRI | 0 | 0 | 0 | 0 | 0 | 0 | 0 | 0
00 Ret.ExistWetFGD_DSI & SNCR | 0 | 0 | 0 | 0 | 0 | 0 | 0 | 0
00 Ret.ExistWetFGD_DSI & SNCR & HRI | 0 | 0 | 0 | 0 | 0 | 0 | 0 | 0
00 Ret.ExistWetFGD_SCR & CCS | 0 | 0 | 20.8602 | 20.8602 | 20.8602 | 20.8602 | 20.8602 | 18.1258
00 Ret.ExistWetFGD_SCR_DSI & CCS | 0 | 0 | 0 | 0 | 0 | 0 | 0 | 0
00 Ret.ExistWetFGD_SNCR & CCS | 0 | 0 | 0 | 0 | 0 | 0 | 0 | 0
00 Ret.HRI | 0 | 0 | 0 | 0 | 0 | 0 | 0 | 0
00 Ret.SCR | 0 | 0 | 0 | 0 | 0 | 0 | 0 | 0
00 Ret.SCR & DryFGD | 0 | 0 | 0 | 0 | 0 | 0 | 0 | 0
00 Ret.SCR & DryFGD & ACI | 0 | 0 | 0 | 0 | 0 | 0 | 0 | 0
00 Ret.SCR & DryFGD & CCS | 0 | 0 | 0 | 0 | 0 | 0 | 0 | 0
00 Ret.SCR & DryFGD & HRI | 0 | 0 | 0 | 0 | 0 | 0 | 0 | 0
00 Ret.SCR & DSI | 0 | 0 | 0 | 0 | 0 | 0 | 0 | 0
00 Ret.SCR & DSI & DryFGD | 0 | 0 | 0 | 0 | 0 | 0 | 0 | 0
00 Ret.SCR & DSI & DryFGD & HRI | 0 | 0 | 0 | 0 | 0 | 0 | 0 | 0
00 Ret.SCR & DSI & HRI | 0 | 0 | 0 | 0 | 0 | 0 | 0 | 0
00 Ret.SCR & DSI & WetFGD | 0 | 0 | 0 | 0 | 0 | 0 | 0 | 0
00 Ret.SCR & DSI & WetFGD & HRI | 0 | 0 | 0 | 0 | 0 | 0 | 0 | 0
00 Ret.SCR & HRI | 0 | 0 | 0 | 0 | 0 | 0 | 0 | 0
00 Ret.SCR & WetFGD | 0 | 0 | 0 | 0 | 0 | 0 | 0 | 0
00 Ret.SCR & WetFGD & ACI | 0 | 0 | 0 | 0 | 0 | 0 | 0 | 0
00 Ret.SCR & WetFGD & CCS | 0 | 0 | 0 | 0 | 0 | 0 | 0 | 0
00 Ret.SCR & WetFGD & HRI | 0 | 0 | 0 | 0 | 0 | 0 | 0 | 0
00 Ret.SNCR | 0 | 0 | 0 | 0 | 0 | 0 | 0 | 0
00 Ret.SNCR & DryFGD | 0 | 0 | 0 | 0 | 0 | 0 | 0 | 0
00 Ret.SNCR & DryFGD & ACI | 0 | 0 | 0 | 0 | 0 | 0 | 0 | 0
00 Ret.SNCR & DryFGD & ACI & HRI | 0 | 0 | 0 | 0 | 0 | 0 | 0 | 0
00 Ret.SNCR & DryFGD & CCS | 0 | 0 | 0 | 0 | 0 | 0 | 0 | 0
00 Ret.SNCR & DryFGD & HRI | 0 | 0 | 0 | 0 | 0 | 0 | 0 | 0
00 Ret.SNCR & DSI | 0 | 0 | 0 | 0 | 0 | 0 | 0 | 0
00 Ret.SNCR & DSI & HRI | 0 | 0 | 0 | 0 | 0 | 0 | 0 | 0
00 Ret.SNCR & HRI | 0 | 0 | 0 | 0 | 0 | 0 | 0 | 0
00 Ret.SNCR & WetFGD | 0 | 0 | 0 | 0 | 0 | 0 | 0 | 0
00 Ret.SNCR & WetFGD & ACI | 0 | 0 | 0 | 0 | 0 | 0 | 0 | 0
00 Ret.SNCR & WetFGD & ACI & HRI | 0 | 0 | 0 | 0 | 0 | 0 | 0 | 0
00 Ret.SNCR & WetFGD & CCS | 0 | 0 | 0 | 0 | 0 | 0 | 0 | 0
00 Ret.SNCR & WetFGD & HRI | 0 | 0 | 0 | 0 | 0 | 0 | 0 | 0
00 Ret.WetFGD | 0 | 0 | 0 | 0 | 0 | 0 | 0 | 0
00 Ret.WetFGD & CCS | 0 | 0 | 0 | 0 | 0 | 0 | 0 | 0
00 Ret.WetFGD & HRI | 0 | 0 | 0 | 0 | 0 | 0 | 0 | 0
00 Ret.FB & HRI | 0 | 0 | 0 | 0 | 0 | 0 | 0 | 0
00 Ret.FB DryFGD | 0 | 0 | 0 | 0 | 0 | 0 | 0 | 0
00 Ret.FB DryFGD & HRI | 0 | 0 | 0 | 0 | 0 | 0 | 0 | 0
00 Ret.FB DryFGD & SNCR | 0 | 0 | 0 | 0 | 0 | 0 | 0 | 0
00 Ret.FB-Exist ACI & DryFGD & HRI | 0 | 0 | 0 | 0 | 0 | 0 | 0 | 0
00 Ret.FB-Exist ACI_DSI & DryFGD & SNCR | 0 | 0 | 0 | 0 | 0 | 0 | 0 | 0
00 Ret.FB-Exist ACI_DSI & SNCR | 0 | 0 | 1.8233 | 0 | 1.8233 | 0 | 0 | 0
00 Ret.FB-ExistACI & HRI | 0 | 0 | 0 | 0 | 0 | 0 | 0 | 0
00 Ret.FB-ExistACI_DSI & DryFGD | 0 | 0 | 0 | 0 | 0 | 0 | 0 | 0
00 Ret.FB-ExistACI_DSI & DryFGD & HRI | 0 | 0 | 0 | 0 | 0 | 0 | 0 | 0
00 Ret.FB-ExistACI_DSI & DryFGD & SNCR | 0 | 0 | 0 | 0 | 0 | 0 | 0 | 0
00 Ret.FB-ExistACI_DSI & DryFGD & SNCR & HRI | 0 | 0 | 0 | 0 | 0 | 0 | 0 | 0
00 Ret.FB-ExistACI_DSI & HRI | 0 | 0 | 0 | 0 | 0 | 0 | 0 | 0
00 Ret.FB-ExistACI_DSI & SNCR & HRI | 0 | 0 | 0 | 0 | 0 | 0 | 0 | 0
00 Ret.FB-ExistDryFGD & HRI | 0 | 0 | 0 | 0 | 0 | 0 | 0 | 0
00 Ret.FB-ExistDryFGD_ACI & HRI | 0 | 0 | 0 | 0 | 0 | 0 | 0 | 0
00 Ret.FB-ExistDryFGD_ACI & HRI & CCS | 0 | 0 | 0 | 0 | 0 | 0 | 0 | 0
00 Ret.FB-ExistDryFGD_ACI & SNCR | 0 | 0 | 0.66736 | 0.66736 | 0.77275 | 0.77275 | 0 | 0
00 Ret.FB-ExistDryFGD_ACI & SNCR & HRI | 0 | 0 | 0 | 0 | 0 | 0 | 0 | 0
00 Ret.FB-ExistDryFGD_DSI & HRI | 0 | 0 | 0 | 0 | 0 | 0 | 0 | 0
00 Ret.FB-ExistDryFGD_DSI & SNCR | 0 | 0 | 0 | 0 | 0 | 0 | 0 | 0
00 Ret.FB-ExistDryFGD_DSI & SNCR & HRI | 0 | 0 | 0 | 0 | 0 | 0 | 0 | 0
00 Ret.FB-ExistDryFGD_SNCR & HRI | 0 | 0 | 0 | 0 | 0 | 0 | 0 | 0
00 Ret.FB-ExistDryFGD_SNCR_ACI & HRI | 0 | 0 | 0 | 0 | 0 | 0 | 0 | 0
00 Ret.FB-ExistDryFGD_SNCR_ACI & HRI & CCS | 0 | 0 | 0 | 0 | 0 | 0 | 0 | 0
00 Ret.FB-ExistDryFGD_SNCR_ACI_DSI & HRI | 0 | 0 | 0 | 0 | 0 | 0 | 0 | 0
00 Ret.FB-ExistDryFGD_SNCR_ACI_DSI & HRI & CCS | 0 | 0 | 0 | 0 | 0 | 0 | 0 | 0
00 Ret.FB-ExistWetFGD_SNCR_ACI & HRI | 0 | 0 | 0 | 0 | 0 | 0 | 0 | 0
00 Ret.FB-ExistWetFGD_SNCR_ACI & HRI & CCS | 0 | 0 | 0 | 0 | 0 | 0 | 0 | 0
00 Ret.FB-ExistDryFGD_SNCR_DSI & HRI | 0 | 0 | 0 | 0 | 0 | 0 | 0 | 0
00 Ret.FB-ExistDSI & DryFGD | 0 | 0 | 0 | 0 | 0 | 0 | 0 | 0
00 Ret.FB-ExistDSI & DryFGD & HRI | 0 | 0 | 0 | 0 | 0 | 0 | 0 | 0
00 Ret.FB-ExistDSI & DryFGD & SNCR | 0 | 0 | 0 | 0 | 0 | 0 | 0 | 0
00 Ret.FB-ExistDSI & DryFGD & SNCR & HRI | 0 | 0 | 0 | 0 | 0 | 0 | 0 | 0
00 Ret.FB-ExistDSI & HRI | 0 | 0 | 0 | 0 | 0 | 0 | 0 | 0
00 Ret.FB-ExistDSI & SNCR | 0 | 0 | 0 | 0 | 0 | 0 | 0 | 0
00 Ret.FB-ExistDSI & SNCR & HRI | 0 | 0 | 0 | 0 | 0 | 0 | 0 | 0
00 Ret.FB-ExistSNCR & DryFGD | 0 | 0 | 0 | 0 | 0 | 0 | 0 | 0
00 Ret.FB-ExistSNCR & DryFGD & HRI | 0 | 0 | 0 | 0 | 0 | 0 | 0 | 0
00 Ret.FB-ExistSNCR & HRI | 0 | 0 | 0 | 0 | 0 | 0 | 0 | 0
00 Ret.FB-ExistSNCR_ACI & HRI | 0 | 0 | 0 | 0 | 0 | 0 | 0 | 0
00 Ret.FB-ExistSNCR_ACI_DSI & DryFGD | 0 | 0 | 0 | 0 | 0 | 0 | 0 | 0
00 Ret.FB-ExistSNCR_ACI_DSI & DryFGD & HRI | 0 | 0 | 0 | 0 | 0 | 0 | 0 | 0
00 Ret.FB-ExistSNCR_ACI_DSI & HRI | 0 | 0 | 0 | 0 | 0 | 0 | 0 | 0
00 Ret.FB-ExistSNCR_DryFGD & HRI | 0 | 0 | 0 | 0 | 0 | 0 | 0 | 0
00 Ret.FB-ExistSNCR_DryFGD_ACI & HRI | 0 | 0 | 0 | 0 | 0 | 0 | 0 | 0
00 Ret.FB-ExistSNCR_DryFGD_ACI & HRI & CCS | 0 | 0 | 0 | 0 | 0 | 0 | 0 | 0
00 Ret.FB-ExistSNCR_DSI & DryFGD | 0 | 0 | 0 | 0 | 0 | 0 | 0 | 0
00 Ret.FB-ExistSNCR_DSI & DryFGD & HRI | 0 | 0 | 0 | 0 | 0 | 0 | 0 | 0
00 Ret.FB-ExistSNCR_DSI & HRI | 0 | 0 | 0 | 0 | 0 | 0 | 0 | 0
00 Ret.FB-ExistSNCR_WetFGD & HRI | 0 | 0 | 0 | 0 | 0 | 0 | 0 | 0
00 Ret.FB-ExistSNCR_WetFGD & HRI & CCS | 0 | 0 | 0 | 0 | 0 | 0 | 0 | 0
00 Ret.FB-ExistWetFGD_DSI & HRI | 0 | 0 | 0 | 0 | 0 | 0 | 0 | 0
00 Ret.FB-ExistWetFGD_DSI & SNCR | 0 | 0 | 0 | 0 | 0 | 0 | 0 | 0
00 Ret.FB-ExistWetFGD_DSI & SNCR & HRI | 0 | 0 | 0 | 0 | 0 | 0 | 0 | 0
00 Ret.FB-SNCR | 0 | 0 | 0 | 0 | 0 | 0 | 0 | 0
00 Ret.Oil/Gas Steam SCR | 0 | 38.8077 | 23.2858 | 14.7994 | 3.2966 | 0 | 0 | 0
00 CC Retirement | 0 | 0 | 0 | 0 | 0 | 0 | 0 | 0
00 CT Retirement | 0 | 0 | 0 | 0 | 0 | 0 | 0 | 0
00 O/G Retirement | 0 | 0 | 0 | 0 | 0 | 0 | 0 | 0
00 Coal Retirement | 0 | 0 | 0 | 0 | 0 | 0 | 0 | 0
00 IGCC Retirement | 0 | 0 | 0 | 0 | 0 | 0 | 0 | 0
00 Nuke Retirement | 0 | 0 | 0 | 0 | 0 | 0 | 0 | 0
00 Biomass Retirement | 0 | 0 | 0 | 0 | 0 | 0 | 0 | 0
00 Fossil_Other Retirement | 0 | 0 | 0 | 0 | 0 | 0 | 0 | 0
00 Fuel Cell Retirement | 0 | 0 | 0 | 0 | 0 | 0 | 0 | 0
00 Geothermal Retirement | 0 | 0 | 0 | 0 | 0 | 0 | 0 | 0
00 Hydro Retirement | 0 | 0 | 0 | 0 | 0 | 0 | 0 | 0
00 Landfill Gas Retirement | 0 | 0 | 0 | 0 | 0 | 0 | 0 | 0
00 Non Fossil_Other Retirement | 0 | 0 | 0 | 0 | 0 | 0 | 0 | 0
Total | 14325.3357 | 14528.5688 | 14788.0543 | 15014.5853 | 15686.4266 | 16499.5583 | 17355.056 | 18420.8583
14. Capacity Factor by Capacity Reporting Type [%]
00 New Combined Cycle | 85.3914 | 85.9968 | 86.1858 | 86.1131 | 80.6653 | 74.3093 | 72.5037 | 69.0453
00 New Combined Cycle with Carbon Capture | N/A | N/A | N/A | 87.0011 | 87.0011 | 87.0011 | 87.0011 | 44.7742
00 New Combustion Turbine | 10.4522 | 27.7922 | 18.091 | 18.0325 | 16.8396 | 15.4641 | 11.9985 | 7.9833
00 New Hydro | 70.2563 | 70.2563 | 70.2563 | 63.8475 | 63.0347 | 62.0891 | 62.0891 | 62.0891
00 New Nuclear | N/A | N/A | N/A | N/A | N/A | N/A | N/A | N/A
00 New Biomass | 0 | 0 | 0 | 0 | 0 | 0 | 0 | 0
00 New Geothermal | 90 | 87.4499 | 89.8182 | 89.8182 | 89.4334 | 87.0578 | 86.9967 | 78.5851
00 New Landfill Gas | 88.2987 | 84.9752 | 89.6304 | 80.8502 | 82.1591 | 83.4835 | 83.0167 | 82.9162
00 New Battery Storage | 15.8876 | 15.8801 | 16.1021 | 15.1876 | 16.1512 | 16.5867 | 16.5926 | 16.6667
00 New Offshore Wind | 46.8763 | 47.7872 | 50.2301 | 49.0041 | 48.0321 | 50.9943 | 51.0373 | 51.4906
00 New Onshore Wind | 54.4599 | 53.8442 | 53.8442 | 53.5621 | 52.67 | 52.7894 | 52.9974 | 53.5769
00 New Solar PV | 30.8752 | 30.1766 | 29.9318 | 30.163 | 30.3058 | 30.247 | 30.2975 | 30.3948
00 New Solar Thermal | N/A | N/A | N/A | N/A | N/A | N/A | N/A | N/A
00 New Fuel Cell | 69.7683 | 69.1056 | 69.6891 | 64.99 | 61.6187 | 56.6921 | 60.1997 | 55.8008
00 New Ultrasupercritical Coal without CCS | N/A | N/A | N/A | N/A | N/A | N/A | N/A | N/A
00 New Ultrasupercritical Coal with 30% CCS | N/A | N/A | N/A | N/A | N/A | N/A | N/A | N/A
00 New Ultrasupercritical Coal with 90% CCS | N/A | N/A | N/A | N/A | N/A | N/A | N/A | N/A
00 Exist & New Distributed Solar PV | 15.0297 | 14.9838 | 14.9341 | 14.9282 | 14.9348 | 14.948 | 14.9749 | 15.0222
00 Exist Combined Cycle | 65.0117 | 64.1288 | 63.9998 | 63.7816 | 63.1125 | 60.455 | 57.1736 | 51.2066
00 Exist Combustion Turbine | 4.6404 | 5.6528 | 4.3071 | 4.1976 | 3.4358 | 2.755 | 1.9649 | 1.3916
00 Exist Coal Steam_Uncontrolled | 57.4118 | 52.4958 | 62.818 | 60.7282 | 66.8094 | 72.94 | 76.4812 | 63.9001
00 Exist Coal Steam_ACI | 48.287 | 80.1426 | 80.8033 | 80.8047 | 80.9583 | 81.0047 | 80.8363 | 80.0952
00 Exist Coal Steam_ACI_DSI | 42.1161 | 72.9681 | 78.0029 | 78.0029 | 78.0029 | 78.0029 | 80.77 | 80.77
00 Exist Coal Steam_DryFGD | 0 | 0 | 0 | 0 | N/A | N/A | N/A | N/A
00 Exist Coal Steam_DryFGD_ACI | 43.7561 | 53.1518 | 67.9949 | 66.1322 | 69.2594 | 72.7734 | 67.4774 | 68.0041
00 Exist Coal Steam_DryFGD_DSI | N/A | N/A | N/A | N/A | N/A | N/A | N/A | N/A
00 Exist Coal Steam_DryFGD_SCR | 0.35998 | 7.796 | 46.4607 | 35.7631 | 41.3057 | 46.6787 | 33.8708 | 26.2403
00 Exist Coal Steam_DryFGD_SCR_ACI | 46.2018 | 40.7544 | 56.3485 | 56.1541 | 61.6108 | 65.8539 | 62.4684 | 52.8764
00 Exist Coal Steam_DryFGD_SCR_DSI | 61.6485 | 49.6277 | 63.5732 | 50.7896 | 76.1544 | 81.74 | 69.3216 | N/A
00 Exist Coal Steam_DryFGD_SCR_ACI_DSI | 62.1854 | 55.9754 | 71.6482 | 71.0724 | 74.2822 | 74.4863 | 73.3641 | 61.1772
00 Exist Coal Steam_DryFGD_SNCR_ACI | 72.6885 | 65.5305 | 78.4861 | 79.32 | 79.7878 | 79.7878 | 77.3542 | 67.6239
00 Exist Coal Steam_DryFGD_SNCR_ACI_DSI | 15.3108 | N/A | N/A | N/A | N/A | N/A | N/A | N/A
00 Exist Coal Steam_DSI | 67.091 | 2.5116 | 15.9794 | 15.6763 | 16.2516 | 17.1281 | 9.9909 | 0
00 Exist Coal Steam_SCR_ACI | 35.4454 | 29.5231 | 41.5609 | 43.714 | 60.4132 | 67.8526 | 60.519 | 48.3873
00 Exist Coal Steam_SCR_ACI_DSI | 19.2239 | 14.7357 | 29.9206 | 35.3128 | 36.5927 | 40.0921 | 31.6696 | 24.4306
00 Exist Coal Steam_SNCR | 83.97 | 83.97 | 83.97 | 83.97 | 83.97 | 83.97 | 83.97 | 83.97
00 Exist Coal Steam_SCR | N/A | N/A | N/A | N/A | N/A | N/A | N/A | N/A
00 Exist Coal Steam_SNCR_ACI | 6.2889 | N/A | N/A | N/A | N/A | N/A | N/A | N/A
00 Exist Coal Steam_SNCR_ACI_DSI | 5.5055 | 10.3261 | 38.157 | 35.9483 | 41.6673 | 36.7309 | 26.2971 | 0
00 Exist Coal Steam_WetFGD | 48.6736 | 24.8847 | 79.13 | 79.13 | 79.13 | 79.13 | 79.13 | 79.13
00 Exist Coal Steam_WetFGD_ACI | 36.8622 | 77.0712 | 78.6722 | 78.6899 | 78.6972 | 79.3659 | 79.2952 | 52.5849
00 Exist Coal Steam_WetFGD_ACI_DSI | 22.1418 | 0 | 0 | 0 | 0 | N/A | N/A | N/A
00 Exist Coal Steam_WetFGD_DSI | 0 | N/A | N/A | N/A | N/A | N/A | N/A | N/A
00 Exist Coal Steam_WetFGD_SCR | 47.8071 | 38.5049 | 50.3831 | 50.4593 | 49.7924 | 48.6475 | 39.5648 | 35.1629
00 Exist Coal Steam_WetFGD_SCR_DSI | 15.1975 | 12.3582 | 16.8684 | 15.2606 | 22.7929 | 17.0453 | 27.6051 | 0
00 Exist Coal Steam_WetFGD_SCR_ACI | 36.0819 | 34.4029 | 50.2333 | 50.4578 | 54.8998 | 55.7509 | 52.5738 | 41.3589
00 Exist Coal Steam_WetFGD_SCR_ACI_DSI | 40.6548 | 39.9627 | 46.7673 | 46.2623 | 43.7437 | 42.5891 | 37.7946 | 37.0524
00 Exist Coal Steam_WetFGD_SNCR | 25.7679 | 16.9994 | 30.6149 | 34.1018 | 18.7828 | 15.9523 | 83.2147 | 55.9196
00 Exist Coal Steam_WetFGD_SNCR_ACI | 41.8257 | 25.3969 | 46.7726 | 47.1773 | 48.0478 | 44.6027 | 49.2493 | 25.7229
00 Exist Coal Steam_WetFGD_SNCR_ACI_DSI | N/A | N/A | N/A | N/A | N/A | N/A | N/A | N/A
00 Exist FBC_ACI_DSI | 0 | 0 | 0 | 0 | 0 | 0 | 0 | 0
00 Exist FBC_DryFGD_ACI | 17.4053 | 13.8538 | 19.4488 | 19.4488 | 39.6137 | 67.9111 | 67.9111 | N/A
00 Exist FBC_DryFGD_DSI | N/A | N/A | N/A | N/A | N/A | N/A | N/A | N/A
00 Exist FBC_DryFGD_SNCR | 26.904 | 26.9263 | 29.5061 | 29.528 | 29.7137 | 29.6067 | 33.038 | 64.2519
00 Exist FBC_DryFGD_SNCR_ACI | 19.6862 | 18.3254 | 18.6108 | 18.6108 | 18.6108 | 24.2295 | 10.0877 | N/A
00 Exist FBC_DryFGD_SNCR_ACI_DSI | 68.9666 | 49.8676 | 76.6602 | 79.3633 | 79.3633 | 79.3633 | 79.3633 | 78.9105
00 Exist FBC_DryFGD_SNCR_DSI | N/A | N/A | N/A | N/A | N/A | N/A | N/A | N/A
00 Exist FBC_DSI | 0 | 0 | 2.8147 | 2.8147 | 2.8147 | 24.5657 | 2.8147 | 2.8147
00 Exist FBC_SCR | 11.1888 | 0 | 17.3671 | 17.3671 | 17.3671 | 31.4133 | 20.2244 | 0
00 Exist FBC_SNCR | N/A | N/A | N/A | N/A | N/A | N/A | N/A | N/A
00 Exist FBC_SNCR_ACI | 11.2612 | 0 | 18.2388 | 17.3895 | 20.1357 | 34.7045 | 20.3563 | 0
00 Exist FBC_SNCR_ACI_DSI | 0 | 0 | 0 | 0 | 39.6372 | 26.8359 | 26.8359 | N/A
00 Exist FBC_SNCR_DSI | 28.4171 | 19.507 | 39.2196 | 36.0454 | 36.0083 | 35.5808 | 33.8537 | 25.9192
00 Exist FBC_Uncontrolled | N/A | N/A | N/A | N/A | N/A | N/A | N/A | N/A
00 Exist FBC_WetFGD_DSI | 83.97 | 83.97 | 83.97 | 83.97 | 83.97 | 72.7967 | 68.9803 | 83.97
00 Exist IGCC | 79.9103 | 79.9103 | 79.9103 | 79.9103 | N/A | N/A | N/A | N/A
00 Exist Fossil_Other | 30.4512 | 30.4512 | 30.881 | 29.5396 | 29.5396 | 29.5396 | 29.5396 | 29.5396
00 Exist Fuel Cell | 0 | 0 | 0 | 0.1428 | 0.41291 | 0.074766 | 1.7721 | 0.99185
00 Exist Hydro | 39.6386 | 39.6386 | 39.6386 | 39.6386 | 39.6386 | 39.6386 | 39.6386 | 39.6386
00 Exist Non Fossil_Other | 60.0652 | 60.0652 | 60.0652 | 59.3507 | 59.2797 | 59.2371 | 59.3419 | 59.3381
00 Exist Nuclear | 91.0968 | 90.9713 | 91.8506 | 91.9107 | 92.379 | 92.3998 | 92.4478 | 93.0861
00 Exist Oil/Gas Steam | 10.0109 | 11.0702 | 7.2972 | 6.6754 | 5.5861 | 1.6809 | 1.0401 | 0.81991
00 Exist Oil/Gas Steam_SCR | 7.1511 | 8.4666 | 7.1447 | 3.2403 | 1.5542 | 0.069188 | 0.016838 | 0.01952
00 Exist Oil/Gas Steam_SNCR | 6.1976 | 9.1758 | 4.4733 | 3.2087 | 2.4236 | 0.51302 | 0.54088 | 0.67022
00 Exist Biomass | 37.231 | 9.5241 | 13.2242 | 13.0464 | 12.6075 | 14.7269 | 17.1101 | 9.3226
00 Exist Landfill Gas | 70.7369 | 70.6345 | 70.6345 | 67.9701 | 59.7414 | 58.2814 | 61.1708 | 61.1253
00 Exist Geothermal | 79.1219 | 79.1219 | 79.1219 | 79.1219 | 79.1219 | 79.1219 | 79.1219 | 79.1219
00 Exist Pump Storage | 9.0932 | 8.8747 | 9.0465 | 9.2191 | 10.934 | 12.768 | 12.7842 | 12.3552
00 Exist Energy Storage | 4.6204 | 5.3695 | 5.6634 | 6.0308 | 6.6567 | 7.6752 | 7.6849 | 8.0365
00 Exist Solar PV | 24.5395 | 24.4991 | 24.4991 | 24.4991 | 24.4989 | 24.4989 | 24.4989 | 24.4989
00 Exist Solar Thermal | 20.884 | 20.884 | 20.884 | 20.884 | 20.884 | 20.884 | 20.884 | 20.884
00 Exist Offshore Wind | 43.1992 | 43.1992 | 43.1992 | 43.1992 | 43.1992 | 43.1992 | 43.1992 | 43.1992
00 Exist Onshore Wind | 34.3644 | 34.3357 | 34.3357 | 34.3357 | 34.3357 | 34.3357 | 34.3357 | 34.3357
00 International Imports | 100 | 100 | 100 | 100 | 100 | 100 | 100 | 98.9381
00 Ret.ACI | N/A | N/A | N/A | N/A | N/A | N/A | N/A | N/A
00 Ret.ACI & DryFGD | N/A | N/A | N/A | N/A | N/A | N/A | N/A | N/A
00 Ret.ACI & DryFGD & HRI | N/A | N/A | N/A | N/A | N/A | N/A | N/A | N/A
00 Ret.ACI & DSI | N/A | N/A | N/A | N/A | N/A | N/A | N/A | N/A
00 Ret.ACI & DSI & DryFGD | N/A | N/A | N/A | N/A | N/A | N/A | N/A | N/A
00 Ret.ACI & DSI & DryFGD & HRI | N/A | N/A | N/A | N/A | N/A | N/A | N/A | N/A
00 Ret.ACI & DSI & HRI | N/A | N/A | N/A | N/A | N/A | N/A | N/A | N/A
00 Ret.ACI & DSI & WetFGD & HRI | N/A | N/A | N/A | N/A | N/A | N/A | N/A | N/A
00 Ret.ACI & HRI | N/A | N/A | N/A | N/A | N/A | N/A | N/A | N/A
00 Ret.ACI & SCR | N/A | N/A | N/A | N/A | N/A | N/A | N/A | N/A
00 Ret.ACI & SCR & DryFGD & HRI | N/A | N/A | N/A | N/A | N/A | N/A | N/A | N/A
00 Ret.ACI & SCR & DSI | N/A | N/A | N/A | N/A | N/A | N/A | N/A | N/A
00 Ret.ACI & SCR & DSI & DryFGD | N/A | N/A | N/A | N/A | N/A | N/A | N/A | N/A
00 Ret.ACI & SCR & DSI & DryFGD & HRI | N/A | N/A | N/A | N/A | N/A | N/A | N/A | N/A
00 Ret.ACI & SCR & DSI & HRI | N/A | N/A | N/A | N/A | N/A | N/A | N/A | N/A
00 Ret.ACI & SCR & DSI & WetFGD | N/A | N/A | N/A | N/A | N/A | N/A | N/A | N/A
00 Ret.ACI & SCR & DSI & WetFGD & HRI | N/A | N/A | N/A | N/A | N/A | N/A | N/A | N/A
00 Ret.ACI & SCR & HRI | N/A | N/A | N/A | N/A | N/A | N/A | N/A | N/A
00 Ret.ACI & SCR & WetFGD & HRI | N/A | N/A | N/A | N/A | N/A | N/A | N/A | N/A
00 Ret.ACI & SNCR | N/A | N/A | N/A | N/A | N/A | N/A | N/A | N/A
00 Ret.ACI & SNCR & DSI | N/A | N/A | N/A | N/A | N/A | N/A | N/A | N/A
00 Ret.ACI & SNCR & DSI & DryFGD | N/A | N/A | N/A | N/A | N/A | N/A | N/A | N/A
00 Ret.ACI & SNCR & DSI & DryFGD & HRI | N/A | N/A | N/A | N/A | N/A | N/A | N/A | N/A
00 Ret.ACI & SNCR & DSI & HRI | N/A | N/A | N/A | N/A | N/A | N/A | N/A | N/A
00 Ret.ACI & SNCR & DSI & WetFGD | N/A | N/A | N/A | N/A | N/A | N/A | N/A | N/A
00 Ret.ACI & SNCR & DSI & WetFGD & HRI | N/A | N/A | N/A | N/A | N/A | N/A | N/A | N/A
00 Ret.ACI & SNCR & HRI | N/A | N/A | N/A | N/A | N/A | N/A | N/A | N/A
00 Ret.ACI & WetFGD | N/A | N/A | N/A | N/A | N/A | N/A | N/A | N/A
00 Ret.ACI & WetFGD & DSI | N/A | N/A | N/A | N/A | N/A | N/A | N/A | N/A
00 Ret.ACI & WetFGD & HRI | N/A | N/A | N/A | N/A | N/A | N/A | N/A | N/A
00 Ret.C2G | 8.2954 | 11.065 | 5.3273 | 5.9468 | 6.0033 | 6.542 | 6.2507 | 5.2273
00 Ret.C2G & SCR | N/A | 5.8452 | 4.0296 | 4.11 | 4.6034 | 3.919 | 2.2327 | 0.71624
00 Ret.CCG | N/A | N/A | 84.6294 | 84.9 | 84.9 | 84.4295 | 36.22 | 23.831
00 Ret.DryFGD | N/A | N/A | N/A | N/A | N/A | N/A | N/A | N/A
00 Ret.DryFGD & CCS | N/A | N/A | N/A | N/A | N/A | N/A | N/A | N/A
00 Ret.DryFGD & HRI | N/A | N/A | N/A | N/A | N/A | N/A | N/A | N/A
00 Ret.DSI | N/A | N/A | N/A | N/A | N/A | N/A | N/A | N/A
00 Ret.DSI & DryFGD | N/A | N/A | N/A | N/A | N/A | N/A | N/A | N/A
00 Ret.DSI & DryFGD & HRI | N/A | N/A | N/A | N/A | N/A | N/A | N/A | N/A
00 Ret.DSI & HRI | N/A | N/A | N/A | N/A | N/A | N/A | N/A | N/A
00 Ret.ExistACI & DryFGD | N/A | N/A | N/A | N/A | N/A | N/A | N/A | N/A
00 Ret.ExistACI & DryFGD & CCS | N/A | N/A | N/A | N/A | N/A | N/A | N/A | N/A
00 Ret.ExistACI & DryFGD & HRI | N/A | N/A | N/A | N/A | N/A | N/A | N/A | N/A
00 Ret.ExistACI & DryFGD & HRI & CCS | N/A | N/A | N/A | N/A | N/A | N/A | N/A | N/A
00 Ret.ExistACI & DSI | N/A | N/A | N/A | N/A | N/A | N/A | N/A | N/A
00 Ret.ExistACI & DSI & DryFGD | N/A | N/A | N/A | N/A | N/A | N/A | N/A | N/A
00 Ret.ExistACI & DSI & DryFGD & HRI | N/A | N/A | N/A | N/A | N/A | N/A | N/A | N/A
00 Ret.ExistACI & DSI & HRI | N/A | N/A | N/A | N/A | N/A | N/A | N/A | N/A
00 Ret.ExistACI & HRI | N/A | N/A | N/A | N/A | N/A | N/A | N/A | N/A
00 Ret.ExistACI & HRI & WetFGD | N/A | N/A | N/A | N/A | N/A | N/A | N/A | N/A
00 Ret.ExistACI & SCR | N/A | 65.3919 | 73.8164 | 75.5456 | 78.0597 | 78.8044 | 78.3733 | 74.9271
00 Ret.ExistACI & SCR & DryFGD | N/A | N/A | N/A | N/A | N/A | N/A | N/A | N/A
00 Ret.ExistACI & SCR & DryFGD & CCS | N/A | N/A | N/A | N/A | N/A | N/A | N/A | N/A
00 Ret.ExistACI & SCR & DryFGD & HRI | N/A | N/A | N/A | N/A | N/A | N/A | N/A | N/A
00 Ret.ExistACI & SCR & DryFGD & HRI & CCS | N/A | N/A | N/A | N/A | N/A | N/A | N/A | N/A
00 Ret.ExistACI & SCR & DSI | N/A | N/A | N/A | N/A | N/A | N/A | N/A | N/A
00 Ret.ExistACI & SCR & DSI & DryFGD | N/A | N/A | N/A | N/A | N/A | N/A | N/A | N/A
00 Ret.ExistACI & SCR & DSI & DryFGD & HRI | N/A | N/A | N/A | N/A | N/A | N/A | N/A | N/A
00 Ret.ExistACI & SCR & DSI & HRI | N/A | N/A | N/A | N/A | N/A | N/A | N/A | N/A
00 Ret.ExistACI & SCR & HRI | N/A | N/A | N/A | N/A | N/A | N/A | N/A | N/A
00 Ret.ExistACI & SCR & WetFGD | N/A | N/A | N/A | N/A | N/A | N/A | N/A | N/A
00 Ret.ExistACI & SCR & WetFGD & CCS | N/A | N/A | N/A | N/A | N/A | N/A | N/A | N/A
00 Ret.ExistACI & SCR & WetFGD & HRI | N/A | N/A | N/A | N/A | N/A | N/A | N/A | N/A
00 Ret.ExistACI & SCR & WetFGD & HRI & CCS | N/A | N/A | N/A | N/A | N/A | N/A | N/A | N/A
00 Ret.ExistACI & SNCR | N/A | N/A | N/A | N/A | N/A | N/A | N/A | N/A
00 Ret.ExistACI & SNCR & DryFGD | N/A | N/A | N/A | N/A | N/A | N/A | N/A | N/A
00 Ret.ExistACI & SNCR & DryFGD & CCS | N/A | N/A | N/A | N/A | N/A | N/A | N/A | N/A
00 Ret.ExistACI & SNCR & DryFGD & HRI | N/A | N/A | N/A | N/A | N/A | N/A | N/A | N/A
00 Ret.ExistACI & SNCR & DryFGD & HRI & CCS | N/A | N/A | N/A | N/A | N/A | N/A | N/A | N/A
00 Ret.ExistACI & SNCR & DSI | N/A | N/A | N/A | N/A | N/A | N/A | N/A | N/A
00 Ret.ExistACI & SNCR & DSI & HRI | N/A | N/A | N/A | N/A | N/A | N/A | N/A | N/A
00 Ret.ExistACI & SNCR & HRI | N/A | N/A | N/A | N/A | N/A | N/A | N/A | N/A
00 Ret.ExistACI & SNCR & WetFGD | N/A | N/A | N/A | N/A | N/A | N/A | N/A | N/A
00 Ret.ExistACI & SNCR & WetFGD & CCS | N/A | N/A | N/A | N/A | N/A | N/A | N/A | N/A
00 Ret.ExistACI & SNCR & WetFGD & HRI | N/A | N/A | N/A | N/A | N/A | N/A | N/A | N/A
00 Ret.ExistACI & SNCR & WetFGD & HRI & CCS | N/A | N/A | N/A | N/A | N/A | N/A | N/A | N/A
00 Ret.ExistACI & WetFGD | N/A | N/A | N/A | N/A | N/A | N/A | N/A | N/A
00 Ret.ExistACI & WetFGD & CCS | N/A | N/A | N/A | N/A | N/A | N/A | N/A | N/A
00 Ret.ExistACI & WetFGD & HRI & CCS | N/A | N/A | N/A | N/A | N/A | N/A | N/A | N/A
00 Ret.ExistACI_DSI & DryFGD | N/A | N/A | N/A | N/A | N/A | N/A | N/A | N/A
00 Ret.ExistACI_DSI & DryFGD & CCS | N/A | N/A | N/A | N/A | N/A | N/A | N/A | N/A
00 Ret.ExistACI_DSI & DryFGD & HRI | N/A | N/A | N/A | N/A | N/A | N/A | N/A | N/A
00 Ret.ExistACI_DSI & DryFGD & HRI & CCS | N/A | N/A | N/A | N/A | N/A | N/A | N/A | N/A
00 Ret.ExistACI_DSI & HRI | N/A | N/A | N/A | N/A | N/A | N/A | N/A | N/A
00 Ret.ExistACI_DSI & SCR | N/A | 10.0432 | 21.3491 | 21.7067 | 24.5766 | 23.605 | 18.6582 | 12.6366
00 Ret.ExistACI_DSI & SCR & DryFGD | N/A | N/A | N/A | N/A | N/A | N/A | N/A | N/A
00 Ret.ExistACI_DSI & SCR & DryFGD & CCS | N/A | N/A | N/A | N/A | N/A | N/A | N/A | N/A
00 Ret.ExistACI_DSI & SCR & DryFGD & HRI | N/A | N/A | N/A | N/A | N/A | N/A | N/A | N/A
00 Ret.ExistACI_DSI & SCR & DryFGD & HRI & CCS | N/A | N/A | N/A | N/A | N/A | N/A | N/A | N/A
00 Ret.ExistACI_DSI & SCR & HRI | N/A | N/A | N/A | N/A | N/A | N/A | N/A | N/A
00 Ret.ExistACI_DSI & SCR & WetFGD | N/A | 71.8754 | 79.13 | 79.13 | 79.13 | 79.13 | 79.13 | 79.13
00 Ret.ExistACI_DSI & SCR & WetFGD & CCS | N/A | N/A | N/A | N/A | N/A | N/A | N/A | N/A
00 Ret.ExistACI_DSI & SCR & WetFGD & HRI | N/A | N/A | N/A | N/A | N/A | N/A | N/A | N/A
00 Ret.ExistACI_DSI & SCR & WetFGD & HRI & CCS | N/A | N/A | N/A | N/A | N/A | N/A | N/A | N/A
00 Ret.ExistACI_DSI & SNCR | N/A | N/A | N/A | N/A | N/A | N/A | N/A | N/A
00 Ret.ExistACI_DSI & SNCR & DryFGD | N/A | N/A | N/A | N/A | N/A | N/A | N/A | N/A
00 Ret.ExistACI_DSI & SNCR & DryFGD & HRI & CCS | N/A | N/A | N/A | N/A | N/A | N/A | N/A | N/A
00 Ret.ExistACI_DSI & SNCR & DryFGD & HRI | N/A | N/A | N/A | N/A | N/A | N/A | N/A | N/A
00 Ret.ExistACI_DSI & SNCR & WetFGD & HRI & CCS | N/A | N/A | N/A | N/A | N/A | N/A | N/A | N/A
00 Ret.ExistACI_DSI & SNCR & HRI | N/A | N/A | N/A | N/A | N/A | N/A | N/A | N/A
00 Ret.ExistACI_DSI & SNCR & WetFGD | N/A | N/A | N/A | N/A | N/A | N/A | N/A | N/A
00 Ret.ExistACI_DSI & SNCR & WetFGD & HRI | N/A | N/A | N/A | N/A | N/A | N/A | N/A | N/A
00 Ret.ExistACI_DSI & WetFGD | N/A | N/A | N/A | N/A | N/A | N/A | N/A | N/A
00 Ret.ExistACI_DSI & WetFGD & CCS | N/A | N/A | N/A | N/A | N/A | N/A | N/A | N/A
00 Ret.ExistACI_DSI & WetFGD & HRI | N/A | N/A | N/A | N/A | N/A | N/A | N/A | N/A
00 Ret.ExistACI_DSI & WetFGD & HRI & CCS | N/A | N/A | N/A | N/A | N/A | N/A | N/A | N/A
00 Ret.ExistDryFGD & CCS | N/A | N/A | N/A | N/A | N/A | N/A | N/A | N/A
00 Ret.ExistDryFGD & HRI | N/A | N/A | N/A | N/A | N/A | N/A | N/A | N/A
00 Ret.ExistDryFGD & SCR | N/A | N/A | N/A | N/A | N/A | N/A | N/A | N/A
00 Ret.ExistDryFGD & SCR & CCS | N/A | N/A | N/A | N/A | N/A | N/A | N/A | N/A
00 Ret.ExistDryFGD & SCR & HRI | N/A | N/A | N/A | N/A | N/A | N/A | N/A | N/A
00 Ret.ExistDryFGD & SNCR | N/A | N/A | N/A | N/A | N/A | N/A | N/A | N/A
00 Ret.ExistDryFGD & SNCR & CCS | N/A | N/A | N/A | N/A | N/A | N/A | N/A | N/A
00 Ret.ExistDryFGD & SNCR & HRI | N/A | N/A | N/A | N/A | N/A | N/A | N/A | N/A
00 Ret.ExistDryFGD_ACI & CCS | N/A | N/A | N/A | N/A | N/A | N/A | N/A | N/A
00 Ret.ExistDryFGD_ACI & HRI | N/A | N/A | N/A | N/A | N/A | N/A | N/A | N/A
00 Ret.ExistDryFGD_ACI & HRI & CCS | N/A | N/A | N/A | N/A | N/A | N/A | N/A | N/A
00 Ret.ExistDryFGD_ACI & SCR | N/A | 77.3178 | 78.9376 | 78.9267 | 78.9277 | 78.9277 | 78.9213 | 73.2578
00 Ret.ExistDryFGD_ACI & SCR & CCS | N/A | 79.13 | 79.13 | 79.13 | 79.13 | 79.13 | 79.13 | 79.13
00 Ret.ExistDryFGD_ACI & SCR & HRI | N/A | N/A | N/A | N/A | N/A | N/A | N/A | N/A
00 Ret.ExistDryFGD_ACI & SCR & HRI & CCS | N/A | N/A | N/A | N/A | N/A | N/A | N/A | N/A
00 Ret.ExistDryFGD_ACI & SNCR | N/A | N/A | N/A | N/A | N/A | N/A | N/A | N/A
00 Ret.ExistDryFGD_ACI & SNCR & CCS | N/A | N/A | N/A | N/A | N/A | N/A | N/A | N/A
00 Ret.ExistDryFGD_ACI & SNCR & HRI | N/A | N/A | N/A | N/A | N/A | N/A | N/A | N/A
00 Ret.ExistDryFGD_ACI & SNCR & HRI & CCS | N/A | N/A | N/A | N/A | N/A | N/A | N/A | N/A
00 Ret.ExistDryFGD_ACI_DSI & SCR | N/A | 14.1756 | 62.5466 | 62.5466 | 59.0298 | 44.4398 | 40.7769 | 38.6283
00 Ret.ExistDryFGD_ACI_DSI & SCR & CCS | N/A | N/A | N/A | N/A | N/A | N/A | N/A | N/A
00 Ret.ExistDryFGD_ACI_DSI & SCR & HRI | N/A | N/A | N/A | N/A | N/A | N/A | N/A | N/A
00 Ret.ExistDryFGD_ACI_DSI & SCR & HRI & CCS | N/A | N/A | N/A | N/A | N/A | N/A | N/A | N/A
00 Ret.ExistDryFGD_DSI & HRI | N/A | N/A | N/A | N/A | N/A | N/A | N/A | N/A
00 Ret.ExistDryFGD_SNCR_ACI_DSI & CCS | N/A | N/A | N/A | N/A | N/A | N/A | N/A | N/A
00 Ret.ExistDryFGD_SNCR_ACI_DSI & HRI | N/A | N/A | N/A | N/A | N/A | N/A | N/A | N/A
00 Ret.ExistDryFGD_SNCR_ACI_DSI & HRI & CCS | N/A | N/A | N/A | N/A | N/A | N/A | N/A | N/A
00 Ret.ExistDSI & DryFGD | N/A | N/A | N/A | N/A | N/A | N/A | N/A | N/A
00 Ret.ExistDSI & DryFGD & HRI | N/A | N/A | N/A | N/A | N/A | N/A | N/A | N/A
00 Ret.ExistDSI & HRI | N/A | N/A | N/A | N/A | N/A | N/A | N/A | N/A
00 Ret.ExistDSI & SCR | N/A | 49.6637 | 63.6868 | 49.8255 | 76.1893 | 81.74 | 69.3992 | 55.3761
00 Ret.ExistDSI & SCR & DryFGD | N/A | N/A | N/A | N/A | N/A | N/A | N/A | N/A
00 Ret.ExistDSI & SCR & DryFGD & HRI | N/A | N/A | N/A | N/A | N/A | N/A | N/A | N/A
00 Ret.ExistDSI & SCR & HRI | N/A | N/A | N/A | N/A | N/A | N/A | N/A | N/A
00 Ret.ExistDSI & SCR & WetFGD | N/A | N/A | N/A | N/A | N/A | N/A | N/A | N/A
00 Ret.ExistDSI & SCR & WetFGD & HRI | N/A | N/A | N/A | N/A | N/A | N/A | N/A | N/A
00 Ret.ExistDSI & SNCR | N/A | N/A | N/A | N/A | N/A | N/A | N/A | N/A
00 Ret.ExistSCR & ACI | N/A | N/A | N/A | N/A | N/A | N/A | N/A | N/A
00 Ret.ExistDSI & SNCR & DryFGD | N/A | N/A | N/A | N/A | N/A | N/A | N/A | N/A
00 Ret.ExistSCR & ACI & DSI | N/A | N/A | N/A | N/A | N/A | N/A | N/A | N/A
00 Ret.ExistSCR & ACI & DSI & DryFGD | N/A | N/A | N/A | N/A | N/A | N/A | N/A | N/A
00 Ret.ExistSCR & ACI & DSI & DryFGD & HRI | N/A | N/A | N/A | N/A | N/A | N/A | N/A | N/A
00 Ret.ExistDSI & SNCR & DryFGD & HRI | N/A | N/A | N/A | N/A | N/A | N/A | N/A | N/A
00 Ret.ExistDSI & SNCR & HRI | N/A | N/A | N/A | N/A | N/A | N/A | N/A | N/A
00 Ret.ExistSCR & ACI & DSI & HRI | N/A | N/A | N/A | N/A | N/A | N/A | N/A | N/A
00 Ret.ExistDSI & SNCR & WetFGD | N/A | N/A | N/A | N/A | N/A | N/A | N/A | N/A
00 Ret.ExistSCR & ACI & DSI & WetFGD | N/A | N/A | N/A | N/A | N/A | N/A | N/A | N/A
00 Ret.ExistSCR & ACI & DSI & WetFGD & HRI | N/A | N/A | N/A | N/A | N/A | N/A | N/A | N/A
00 Ret.ExistSCR & ACI & HRI | N/A | N/A | N/A | N/A | N/A | N/A | N/A | N/A
00 Ret.ExistDSI & SNCR & WetFGD & HRI | N/A | N/A | N/A | N/A | N/A | N/A | N/A | N/A
00 Ret.ExistDSI & WetFGD | N/A | N/A | N/A | N/A | N/A | N/A | N/A | N/A
00 Ret.ExistDSI & WetFGD & HRI | N/A | N/A | N/A | N/A | N/A | N/A | N/A | N/A
00 Ret.ExistDSI_ACI & SNCR & DryFGD & CCS | N/A | N/A | N/A | N/A | N/A | N/A | N/A | N/A
00 Ret.ExistDSI_ACI & SNCR & WetFGD & CCS | N/A | N/A | N/A | N/A | N/A | N/A | N/A | N/A
00 Ret.ExistSCR_ACI & DryFGD | N/A | N/A | N/A | N/A | N/A | N/A | N/A | N/A
00 Ret.ExistSCR & DSI | N/A | N/A | N/A | N/A | N/A | N/A | N/A | N/A
00 Ret.ExistSCR_ACI & DryFGD & CCS | N/A | N/A | N/A | N/A | N/A | N/A | N/A | N/A
00 Ret.ExistSCR_ACI & DryFGD & HRI | N/A | N/A | N/A | N/A | N/A | N/A | N/A | N/A
00 Ret.ExistSCR & DSI & DryFGD | N/A | N/A | N/A | N/A | N/A | N/A | N/A | N/A
00 Ret.ExistSCR_ACI & DryFGD & HRI & CCS | N/A | N/A | N/A | N/A | N/A | N/A | N/A | N/A
00 Ret.ExistSCR & DSI & DryFGD & HRI | N/A | N/A | N/A | N/A | N/A | N/A | N/A | N/A
00 Ret.ExistSCR & DSI & HRI | N/A | N/A | N/A | N/A | N/A | N/A | N/A | N/A
00 Ret.ExistSCR_ACI & DSI & HRI | N/A | N/A | N/A | N/A | N/A | N/A | N/A | N/A
00 Ret.ExistSCR_ACI & HRI | N/A | N/A | N/A | N/A | N/A | N/A | N/A | N/A
00 Ret.ExistSCR_ACI & WetFGD | N/A | N/A | N/A | N/A | N/A | N/A | N/A | N/A
00 Ret.ExistSCR & HRI | N/A | N/A | N/A | N/A | N/A | N/A | N/A | N/A
00 Ret.ExistSCR_ACI & WetFGD & CCS | N/A | N/A | N/A | N/A | N/A | N/A | N/A | N/A
00 Ret.ExistSCR_ACI & WetFGD & HRI | N/A | N/A | N/A | N/A | N/A | N/A | N/A | N/A
00 Ret.ExistSCR_ACI & WetFGD & HRI & CCS | N/A | N/A | N/A | N/A | N/A | N/A | N/A | N/A
00 Ret.ExistSCR_ACI_DSI & DryFGD | N/A | N/A | N/A | N/A | N/A | N/A | N/A | N/A
00 Ret.ExistSCR_ACI_DSI & DryFGD & CCS | N/A | N/A | N/A | N/A | N/A | N/A | N/A | N/A
00 Ret.ExistSCR_ACI_DSI & DryFGD & HRI | N/A | N/A | N/A | N/A | N/A | N/A | N/A | N/A
00 Ret.ExistSCR_ACI_DSI & DryFGD & HRI & CCS | N/A | N/A | N/A | N/A | N/A | N/A | N/A | N/A
00 Ret.ExistSCR_ACI_DSI & HRI | N/A | N/A | N/A | N/A | N/A | N/A | N/A | N/A
00 Ret.ExistSCR_ACI_DSI & WetFGD | N/A | N/A | N/A | N/A | N/A | N/A | N/A | N/A
00 Ret.ExistSCR_ACI_DSI & WetFGD & CCS | N/A | N/A | N/A | N/A | N/A | N/A | N/A | N/A
00 Ret.ExistSCR_ACI_DSI & WetFGD & HRI | N/A | N/A | N/A | N/A | N/A | N/A | N/A | N/A
00 Ret.ExistSCR_ACI_DSI & WetFGD & HRI & CCS | N/A | N/A | N/A | N/A | N/A | N/A | N/A | N/A
00 Ret.ExistSCR_DryFGD & HRI | N/A | N/A | N/A | N/A | N/A | N/A | N/A | N/A
00 Ret.ExistSCR_DryFGD_ACI & CCS | N/A | N/A | N/A | N/A | N/A | N/A | N/A | N/A
00 Ret.ExistSCR_DryFGD_ACI & HRI | N/A | N/A | N/A | N/A | N/A | N/A | N/A | N/A
00 Ret.ExistSCR_DryFGD_ACI & HRI & CCS | N/A | N/A | N/A | N/A | N/A | N/A | N/A | N/A
00 Ret.ExistSCR_DryFGD_ACI_DSI & CCS | N/A | N/A | N/A | N/A | N/A | N/A | N/A | N/A
00 Ret.ExistSCR_DryFGD_ACI_DSI & HRI | N/A | N/A | N/A | N/A | N/A | N/A | N/A | N/A
00 Ret.ExistSCR_DryFGD_ACI_DSI & HRI & CCS | N/A | N/A | N/A | N/A | N/A | N/A | N/A | N/A
00 Ret.ExistSCR_WetFGD & HRI | N/A | N/A | N/A | N/A | N/A | N/A | N/A | N/A
00 Ret.ExistSCR_WetFGD & HRI & CCS | N/A | N/A | N/A | N/A | N/A | N/A | N/A | N/A
00 Ret.ExistSCR_WetFGD_ACI & CCS | N/A | N/A | N/A | N/A | N/A | N/A | N/A | N/A
00 Ret.ExistSCR_WetFGD_ACI & HRI | N/A | N/A | N/A | N/A | N/A | N/A | N/A | N/A
00 Ret.ExistSCR_WetFGD_ACI & HRI & CCS | N/A | N/A | N/A | N/A | N/A | N/A | N/A | N/A
00 Ret.ExistSCR_WetFGD_ACI_DSI & CCS | N/A | N/A | N/A | N/A | N/A | N/A | N/A | N/A
00 Ret.ExistSCR_WetFGD_ACI_DSI & HRI | N/A | N/A | N/A | N/A | N/A | N/A | N/A | N/A
00 Ret.ExistSCR_WetFGD_ACI_DSI & HRI & CCS | N/A | N/A | N/A | N/A | N/A | N/A | N/A | N/A
00 Ret.ExistSCR_WetFGD_DSI & HRI | N/A | N/A | N/A | N/A | N/A | N/A | N/A | N/A
00 Ret.ExistSCR_WetFGD_DSI & HRI & CCS | N/A | N/A | N/A | N/A | N/A | N/A | N/A | N/A
00 Ret.ExistSNCR_ACI & DryFGD | N/A | N/A | N/A | N/A | N/A | N/A | N/A | N/A
00 Ret.ExistSNCR_ACI & DryFGD & CCS | N/A | N/A | N/A | N/A | N/A | N/A | N/A | N/A
00 Ret.ExistSNCR_ACI & DryFGD & HRI | N/A | N/A | N/A | N/A | N/A | N/A | N/A | N/A
00 Ret.ExistSNCR_ACI & DryFGD & HRI & CCS | N/A | N/A | N/A | N/A | N/A | N/A | N/A | N/A
00 Ret.ExistSNCR_ACI & DSI & HRI | N/A | N/A | N/A | N/A | N/A | N/A | N/A | N/A
00 Ret.ExistSNCR_ACI & HRI | N/A | N/A | N/A | N/A | N/A | N/A | N/A | N/A
00 Ret.ExistSNCR_ACI & WetFGD | N/A | N/A | N/A | N/A | N/A | N/A | N/A | N/A
00 Ret.ExistSNCR_ACI & WetFGD & CCS | N/A | N/A | N/A | N/A | N/A | N/A | N/A | N/A
00 Ret.ExistSNCR_ACI & WetFGD & HRI | N/A | N/A | N/A | N/A | N/A | N/A | N/A | N/A
00 Ret.ExistSNCR_ACI & WetFGD & HRI & CCS | N/A | N/A | N/A | N/A | N/A | N/A | N/A | N/A
00 Ret.ExistSNCR_ACI_DSI & DryFGD | N/A | N/A | N/A | N/A | N/A | N/A | N/A | N/A
00 Ret.ExistSNCR_ACI_DSI & DryFGD & CCS | N/A | N/A | N/A | N/A | N/A | N/A | N/A | N/A
00 Ret.ExistSNCR_ACI_DSI & DryFGD & HRI | N/A | N/A | N/A | N/A | N/A | N/A | N/A | N/A
00 Ret.ExistSNCR_ACI_DSI & DryFGD & HRI & CCS | N/A | N/A | N/A | N/A | N/A | N/A | N/A | N/A
00 Ret.ExistSNCR_ACI_DSI & HRI | N/A | N/A | N/A | N/A | N/A | N/A | N/A | N/A
00 Ret.ExistSNCR_ACI_DSI & WetFGD | 79.13 | N/A | N/A | N/A | N/A | N/A | N/A | N/A
00 Ret.ExistSNCR_ACI_DSI & WetFGD & CCS | N/A | N/A | N/A | N/A | N/A | N/A | N/A | N/A
00 Ret.ExistSNCR_ACI_DSI & WetFGD & HRI | N/A | N/A | N/A | N/A | N/A | N/A | N/A | N/A
00 Ret.ExistSNCR_ACI_DSI & WetFGD & HRI & CCS | N/A | N/A | N/A | N/A | N/A | N/A | N/A | N/A
00 Ret.ExistSNCR_DryFGD & HRI | N/A | N/A | N/A | N/A | N/A | N/A | N/A | N/A
00 Ret.ExistSNCR_DryFGD_ACI & CCS | N/A | N/A | N/A | N/A | N/A | N/A | N/A | N/A
00 Ret.ExistSNCR_DryFGD_ACI & HRI | N/A | N/A | N/A | N/A | N/A | N/A | N/A | N/A
00 Ret.ExistSNCR_DryFGD_ACI & HRI & CCS | N/A | N/A | N/A | N/A | N/A | N/A | N/A | N/A
00 Ret.ExistSNCR_WetFGD & HRI | N/A | N/A | N/A | N/A | N/A | N/A | N/A | N/A
00 Ret.ExistSNCR_WetFGD & HRI & CCS | N/A | N/A | N/A | N/A | N/A | N/A | N/A | N/A
00 Ret.ExistSNCR_WetFGD_ACI & CCS | N/A | N/A | N/A | N/A | N/A | N/A | N/A | N/A
00 Ret.ExistSNCR_WetFGD_ACI & HRI | N/A | N/A | N/A | N/A | N/A | N/A | N/A | N/A
00 Ret.ExistSNCR_WetFGD_ACI & HRI & CCS | N/A | N/A | N/A | N/A | N/A | N/A | N/A | N/A
00 Ret.ExistSNCR_WetFGD_ACI_DSI & CCS | N/A | N/A | N/A | N/A | N/A | N/A | N/A | N/A
00 Ret.ExistSNCR_WetFGD_ACI_DSI & HRI | N/A | N/A | N/A | N/A | N/A | N/A | N/A | N/A
00 Ret.ExistSNCR_WetFGD_ACI_DSI & HRI & CCS | N/A | N/A | N/A | N/A | N/A | N/A | N/A | N/A
00 Ret.ExistSNCR & DryFGD & HRI | N/A | N/A | N/A | N/A | N/A | N/A | N/A | N/A
00 Ret.ExistSNCR & HRI | N/A | N/A | N/A | N/A | N/A | N/A | N/A | N/A
00 Ret.ExistWetFGD & CCS | N/A | N/A | N/A | N/A | N/A | N/A | N/A | N/A
00 Ret.ExistWetFGD & HRI | N/A | N/A | N/A | N/A | N/A | N/A | N/A | N/A
00 Ret.ExistWetFGD & HRI & CCS | N/A | N/A | N/A | N/A | N/A | N/A | N/A | N/A
00 Ret.ExistWetFGD & SCR | N/A | 47.1331 | 68.9853 | 67.8546 | 76.193 | 79.5538 | 69.2963 | 56.3249
00 Ret.ExistWetFGD & SCR & CCS | N/A | N/A | N/A | N/A | N/A | N/A | N/A | N/A
00 Ret.ExistWetFGD & SCR & HRI | N/A | N/A | N/A | N/A | N/A | N/A | N/A | N/A
00 Ret.ExistWetFGD & SCR & HRI & CCS | N/A | N/A | N/A | N/A | N/A | N/A | N/A | N/A
00 Ret.ExistWetFGD & SNCR | N/A | N/A | N/A | N/A | N/A | N/A | N/A | N/A
00 Ret.ExistWetFGD & SNCR & CCS | N/A | N/A | N/A | N/A | N/A | N/A | N/A | N/A
00 Ret.ExistWetFGD & SNCR & HRI | N/A | N/A | N/A | N/A | N/A | N/A | N/A | N/A
00 Ret.ExistWetFGD & SNCR & HRI & CCS | N/A | N/A | N/A | N/A | N/A | N/A | N/A | N/A
00 Ret.ExistWetFGD_ACI & CCS | N/A | N/A | N/A | N/A | N/A | N/A | N/A | N/A
00 Ret.ExistWetFGD_ACI & HRI | N/A | N/A | N/A | N/A | N/A | N/A | N/A | N/A
00 Ret.ExistWetFGD_ACI & HRI & CCS | N/A | N/A | N/A | N/A | N/A | N/A | N/A | N/A
00 Ret.ExistWetFGD_ACI & SCR | N/A | 11.653 | 61.866 | 61.8311 | 70.6157 | 79.2801 | 78.4945 | 63.1931
00 Ret.ExistWetFGD_ACI & SCR & CCS | N/A | 79.13 | 79.13 | 79.13 | 79.13 | 79.13 | 79.13 | 79.13
00 Ret.ExistWetFGD_ACI & SCR & HRI | N/A | N/A | N/A | N/A | N/A | N/A | N/A | N/A
00 Ret.ExistWetFGD_ACI & SCR & HRI & CCS | N/A | N/A | N/A | N/A | N/A | N/A | N/A | N/A
00 Ret.ExistWetFGD_ACI & SNCR | N/A | N/A | N/A | N/A | N/A | N/A | N/A | N/A
00 Ret.ExistWetFGD_ACI & SNCR & CCS | N/A | N/A | N/A | N/A | N/A | N/A | N/A | N/A
00 Ret.ExistWetFGD_ACI & SNCR & HRI | N/A | N/A | N/A | N/A | N/A | N/A | N/A | N/A
00 Ret.ExistWetFGD_ACI & SNCR & HRI & CCS | N/A | N/A | N/A | N/A | N/A | N/A | N/A | N/A
00 Ret.ExistWetFGD_ACI_DSI & CCS | N/A | N/A | N/A | N/A | N/A | N/A | N/A | N/A
00 Ret.ExistWetFGD_ACI_DSI & HRI | N/A | N/A | N/A | N/A | N/A | N/A | N/A | N/A
00 Ret.ExistWetFGD_ACI_DSI & HRI & CCS | N/A | N/A | N/A | N/A | N/A | N/A | N/A | N/A
00 Ret.ExistWetFGD_ACI_DSI & SCR | N/A | N/A | N/A | N/A | N/A | N/A | N/A | N/A
00 Ret.ExistWetFGD_ACI_DSI & SCR & CCS | N/A | N/A | N/A | N/A | N/A | N/A | N/A | N/A
00 Ret.ExistWetFGD_ACI_DSI & SCR & HRI | N/A | N/A | N/A | N/A | N/A | N/A | N/A | N/A
00 Ret.ExistWetFGD_ACI_DSI & SCR & HRI & CCS | N/A | N/A | N/A | N/A | N/A | N/A | N/A | N/A
00 Ret.ExistWetFGD_ACI_DSI & SNCR | N/A | N/A | N/A | N/A | N/A | N/A | N/A | N/A
00 Ret.ExistWetFGD_ACI_DSI & SNCR & CCS | N/A | N/A | N/A | N/A | N/A | N/A | N/A | N/A
00 Ret.ExistWetFGD_ACI_DSI & SNCR & HRI | N/A | N/A | N/A | N/A | N/A | N/A | N/A | N/A
00 Ret.ExistWetFGD_ACI_DSI & SNCR & HRI & CCS | N/A | N/A | N/A | N/A | N/A | N/A | N/A | N/A
00 Ret.ExistWetFGD_DSI & HRI | N/A | N/A | N/A | N/A | N/A | N/A | N/A | N/A
00 Ret.ExistWetFGD_DSI & SCR | N/A | N/A | N/A | N/A | N/A | N/A | N/A | N/A
00 Ret.ExistSNCR_DSI & DryFGD & HRI | N/A | N/A | N/A | N/A | N/A | N/A | N/A | N/A
00 Ret.ExistWetFGD_DSI & SCR & HRI | N/A | N/A | N/A | N/A | N/A | N/A | N/A | N/A
00 Ret.ExistSNCR_DSI & HRI | N/A | N/A | N/A | N/A | N/A | N/A | N/A | N/A
00 Ret.ExistWetFGD_DSI & SNCR | N/A | N/A | N/A | N/A | N/A | N/A | N/A | N/A
00 Ret.ExistWetFGD_DSI & SNCR & HRI | N/A | N/A | N/A | N/A | N/A | N/A | N/A | N/A
00 Ret.ExistWetFGD_SCR & CCS | N/A | N/A | 80.77 | 80.77 | 80.77 | 80.77 | 80.77 | 70.1825
00 Ret.ExistWetFGD_SCR_DSI & CCS | N/A | N/A | N/A | N/A | N/A | N/A | N/A | N/A
00 Ret.ExistWetFGD_SNCR & CCS | N/A | N/A | N/A | N/A | N/A | N/A | N/A | N/A
00 Ret.HRI | N/A | N/A | N/A | N/A | N/A | N/A | N/A | N/A
00 Ret.SCR | N/A | N/A | N/A | N/A | N/A | N/A | N/A | N/A
00 Ret.SCR & DryFGD | N/A | N/A | N/A | N/A | N/A | N/A | N/A | N/A
00 Ret.SCR & DryFGD & ACI | N/A | N/A | N/A | N/A | N/A | N/A | N/A | N/A
00 Ret.SCR & DryFGD & CCS | N/A | N/A | N/A | N/A | N/A | N/A | N/A | N/A
00 Ret.SCR & DryFGD & HRI | N/A | N/A | N/A | N/A | N/A | N/A | N/A | N/A
00 Ret.SCR & DSI | N/A | N/A | N/A | N/A | N/A | N/A | N/A | N/A
00 Ret.SCR & DSI & DryFGD | N/A | N/A | N/A | N/A | N/A | N/A | N/A | N/A
00 Ret.SCR & DSI & DryFGD & HRI | N/A | N/A | N/A | N/A | N/A | N/A | N/A | N/A
00 Ret.SCR & DSI & HRI | N/A | N/A | N/A | N/A | N/A | N/A | N/A | N/A
00 Ret.SCR & DSI & WetFGD | N/A | N/A | N/A | N/A | N/A | N/A | N/A | N/A
00 Ret.SCR & DSI & WetFGD & HRI | N/A | N/A | N/A | N/A | N/A | N/A | N/A | N/A
00 Ret.SCR & HRI | N/A | N/A | N/A | N/A | N/A | N/A | N/A | N/A
00 Ret.SCR & WetFGD | N/A | N/A | N/A | N/A | N/A | N/A | N/A | N/A
00 Ret.SCR & WetFGD & ACI | N/A | N/A | N/A | N/A | N/A | N/A | N/A | N/A
00 Ret.SCR & WetFGD & CCS | N/A | N/A | N/A | N/A | N/A | N/A | N/A | N/A
00 Ret.SCR & WetFGD & HRI | N/A | N/A | N/A | N/A | N/A | N/A | N/A | N/A
00 Ret.SNCR | N/A | N/A | N/A | N/A | N/A | N/A | N/A | N/A
00 Ret.SNCR & DryFGD | N/A | N/A | N/A | N/A | N/A | N/A | N/A | N/A
00 Ret.SNCR & DryFGD & ACI | N/A | N/A | N/A | N/A | N/A | N/A | N/A | N/A
00 Ret.SNCR & DryFGD & ACI & HRI | N/A | N/A | N/A | N/A | N/A | N/A | N/A | N/A
00 Ret.SNCR & DryFGD & CCS | N/A | N/A | N/A | N/A | N/A | N/A | N/A | N/A
00 Ret.SNCR & DryFGD & HRI | N/A | N/A | N/A | N/A | N/A | N/A | N/A | N/A
00 Ret.SNCR & DSI | N/A | N/A | N/A | N/A | N/A | N/A | N/A | N/A
00 Ret.SNCR & DSI & HRI | N/A | N/A | N/A | N/A | N/A | N/A | N/A | N/A
00 Ret.SNCR & HRI | N/A | N/A | N/A | N/A | N/A | N/A | N/A | N/A
00 Ret.SNCR & WetFGD | N/A | N/A | N/A | N/A | N/A | N/A | N/A | N/A
00 Ret.SNCR & WetFGD & ACI | N/A | N/A | N/A | N/A | N/A | N/A | N/A | N/A
00 Ret.SNCR & WetFGD & ACI & HRI | N/A | N/A | N/A | N/A | N/A | N/A | N/A | N/A
00 Ret.SNCR & WetFGD & CCS | N/A | N/A | N/A | N/A | N/A | N/A | N/A | N/A
00 Ret.SNCR & WetFGD & HRI | N/A | N/A | N/A | N/A | N/A | N/A | N/A | N/A
00 Ret.WetFGD | N/A | N/A | N/A | N/A | N/A | N/A | N/A | N/A
00 Ret.WetFGD & CCS | N/A | N/A | N/A | N/A | N/A | N/A | N/A | N/A
00 Ret.WetFGD & HRI | N/A | N/A | N/A | N/A | N/A | N/A | N/A | N/A
00 Ret.FB & HRI | N/A | N/A | N/A | N/A | N/A | N/A | N/A | N/A
00 Ret.FB DryFGD | N/A | N/A | N/A | N/A | N/A | N/A | N/A | N/A
00 Ret.FB DryFGD & HRI | N/A | N/A | N/A | N/A | N/A | N/A | N/A | N/A
00 Ret.FB DryFGD & SNCR | N/A | N/A | N/A | N/A | N/A | N/A | N/A | N/A
00 Ret.FB-Exist ACI & DryFGD & HRI | N/A | N/A | N/A | N/A | N/A | N/A | N/A | N/A
00 Ret.FB-Exist ACI_DSI & DryFGD & SNCR | N/A | N/A | N/A | N/A | N/A | N/A | N/A | N/A
00 Ret.FB-Exist ACI_DSI & SNCR | N/A | 0 | 13.8711 | 0 | 13.8711 | 0 | 0 | 0
00 Ret.FB-ExistACI & HRI | N/A | N/A | N/A | N/A | N/A | N/A | N/A | N/A
00 Ret.FB-ExistACI_DSI & DryFGD | N/A | N/A | N/A | N/A | N/A | N/A | N/A | N/A
00 Ret.FB-ExistACI_DSI & DryFGD & HRI | N/A | N/A | N/A | N/A | N/A | N/A | N/A | N/A
00 Ret.FB-ExistACI_DSI & DryFGD & SNCR | N/A | N/A | N/A | N/A | N/A | N/A | N/A | N/A
00 Ret.FB-ExistACI_DSI & DryFGD & SNCR & HRI | N/A | N/A | N/A | N/A | N/A | N/A | N/A | N/A
00 Ret.FB-ExistACI_DSI & HRI | N/A | N/A | N/A | N/A | N/A | N/A | N/A | N/A
00 Ret.FB-ExistACI_DSI & SNCR & HRI | N/A | N/A | N/A | N/A | N/A | N/A | N/A | N/A
00 Ret.FB-ExistDryFGD & HRI | N/A | N/A | N/A | N/A | N/A | N/A | N/A | N/A
00 Ret.FB-ExistDryFGD_ACI & HRI | N/A | N/A | N/A | N/A | N/A | N/A | N/A | N/A
00 Ret.FB-ExistDryFGD_ACI & HRI & CCS | N/A | N/A | N/A | N/A | N/A | N/A | N/A | N/A
00 Ret.FB-ExistDryFGD_ACI & SNCR | N/A | 0 | 16.7962 | 16.7962 | 19.4488 | 19.4488 | N/A | N/A
00 Ret.FB-ExistDryFGD_ACI & SNCR & HRI | N/A | N/A | N/A | N/A | N/A | N/A | N/A | N/A
00 Ret.FB-ExistDryFGD_DSI & HRI | N/A | N/A | N/A | N/A | N/A | N/A | N/A | N/A
00 Ret.FB-ExistDryFGD_DSI & SNCR | N/A | N/A | N/A | N/A | N/A | N/A | N/A | N/A
00 Ret.FB-ExistDryFGD_DSI & SNCR & HRI | N/A | N/A | N/A | N/A | N/A | N/A | N/A | N/A
00 Ret.FB-ExistDryFGD_SNCR & HRI | N/A | N/A | N/A | N/A | N/A | N/A | N/A | N/A
00 Ret.FB-ExistDryFGD_SNCR_ACI & HRI | N/A | N/A | N/A | N/A | N/A | N/A | N/A | N/A
00 Ret.FB-ExistDryFGD_SNCR_ACI & HRI & CCS | N/A | N/A | N/A | N/A | N/A | N/A | N/A | N/A
00 Ret.FB-ExistDryFGD_SNCR_ACI_DSI & HRI | N/A | N/A | N/A | N/A | N/A | N/A | N/A | N/A
00 Ret.FB-ExistDryFGD_SNCR_ACI_DSI & HRI & CCS | N/A | N/A | N/A | N/A | N/A | N/A | N/A | N/A
00 Ret.FB-ExistWetFGD_SNCR_ACI & HRI | N/A | N/A | N/A | N/A | N/A | N/A | N/A | N/A
00 Ret.FB-ExistWetFGD_SNCR_ACI & HRI & CCS | N/A | N/A | N/A | N/A | N/A | N/A | N/A | N/A
00 Ret.FB-ExistDryFGD_SNCR_DSI & HRI | N/A | N/A | N/A | N/A | N/A | N/A | N/A | N/A
00 Ret.FB-ExistDSI & DryFGD | N/A | N/A | N/A | N/A | N/A | N/A | N/A | N/A
00 Ret.FB-ExistDSI & DryFGD & HRI | N/A | N/A | N/A | N/A | N/A | N/A | N/A | N/A
00 Ret.FB-ExistDSI & DryFGD & SNCR | N/A | N/A | N/A | N/A | N/A | N/A | N/A | N/A
00 Ret.FB-ExistDSI & DryFGD & SNCR & HRI | N/A | N/A | N/A | N/A | N/A | N/A | N/A | N/A
00 Ret.FB-ExistDSI & HRI | N/A | N/A | N/A | N/A | N/A | N/A | N/A | N/A
00 Ret.FB-ExistDSI & SNCR | N/A | N/A | N/A | N/A | N/A | N/A | N/A | N/A
00 Ret.FB-ExistDSI & SNCR & HRI | N/A | N/A | N/A | N/A | N/A | N/A | N/A | N/A
00 Ret.FB-ExistSNCR & DryFGD | N/A | N/A | N/A | N/A | N/A | N/A | N/A | N/A
00 Ret.FB-ExistSNCR & DryFGD & HRI | N/A | N/A | N/A | N/A | N/A | N/A | N/A | N/A
00 Ret.FB-ExistSNCR & HRI | N/A | N/A | N/A | N/A | N/A | N/A | N/A | N/A
00 Ret.FB-ExistSNCR_ACI & HRI | N/A | N/A | N/A | N/A | N/A | N/A | N/A | N/A
00 Ret.FB-ExistSNCR_ACI_DSI & DryFGD | N/A | N/A | N/A | N/A | N/A | N/A | N/A | N/A
00 Ret.FB-ExistSNCR_ACI_DSI & DryFGD & HRI | N/A | N/A | N/A | N/A | N/A | N/A | N/A | N/A
00 Ret.FB-ExistSNCR_ACI_DSI & HRI | N/A | N/A | N/A | N/A | N/A | N/A | N/A | N/A
00 Ret.FB-ExistSNCR_DryFGD & HRI | N/A | N/A | N/A | N/A | N/A | N/A | N/A | N/A
00 Ret.FB-ExistSNCR_DryFGD_ACI & HRI | N/A | N/A | N/A | N/A | N/A | N/A | N/A | N/A
00 Ret.FB-ExistSNCR_DryFGD_ACI & HRI & CCS | N/A | N/A | N/A | N/A | N/A | N/A | N/A | N/A
00 Ret.FB-ExistSNCR_DSI & DryFGD | N/A | N/A | N/A | N/A | N/A | N/A | N/A | N/A
00 Ret.FB-ExistSNCR_DSI & DryFGD & HRI | N/A | N/A | N/A | N/A | N/A | N/A | N/A | N/A
00 Ret.FB-ExistSNCR_DSI & HRI | N/A | N/A | N/A | N/A | N/A | N/A | N/A | N/A
00 Ret.FB-ExistSNCR_WetFGD & HRI | N/A | N/A | N/A | N/A | N/A | N/A | N/A | N/A
00 Ret.FB-ExistSNCR_WetFGD & HRI & CCS | N/A | N/A | N/A | N/A | N/A | N/A | N/A | N/A
00 Ret.FB-ExistWetFGD_DSI & HRI | N/A | N/A | N/A | N/A | N/A | N/A | N/A | N/A
00 Ret.FB-ExistWetFGD_DSI & SNCR | N/A | N/A | N/A | N/A | N/A | N/A | N/A | N/A
00 Ret.FB-ExistWetFGD_DSI & SNCR & HRI | N/A | N/A | N/A | N/A | N/A | N/A | N/A | N/A
00 Ret.FB-SNCR | N/A | N/A | N/A | N/A | N/A | N/A | N/A | N/A
00 Ret.Oil/Gas Steam SCR | N/A | 10.8607 | 6.5168 | 4.1418 | 0.9226 | 0 | 0 | 0
00 CC Retirement | 0 | 0 | 0 | 0 | 0 | 0 | 0 | 0
00 CT Retirement | 0 | 0 | 0 | 0 | 0 | 0 | 0 | 0
00 O/G Retirement | 0 | 0 | 0 | 0 | 0 | 0 | 0 | 0
00 Coal Retirement | 0 | 0 | 0 | 0 | 0 | 0 | 0 | 0
00 IGCC Retirement | 0 | 0 | 0 | 0 | 0 | 0 | 0 | 0
00 Nuke Retirement | N/A | 0 | 0 | 0 | 0 | 0 | 0 | 0
00 Biomass Retirement | 0 | 0 | 0 | 0 | 0 | 0 | 0 | 0
00 Fossil_Other Retirement | N/A | N/A | N/A | N/A | N/A | N/A | N/A | N/A
00 Fuel Cell Retirement | N/A | N/A | N/A | N/A | N/A | N/A | N/A | N/A
00 Geothermal Retirement | N/A | N/A | N/A | N/A | N/A | N/A | N/A | N/A
00 Hydro Retirement | N/A | N/A | N/A | N/A | N/A | N/A | N/A | N/A
00 Landfill Gas Retirement | 0 | 0 | 0 | 0 | 0 | 0 | 0 | 0
00 Non Fossil_Other Retirement | N/A | N/A | N/A | N/A | N/A | N/A | N/A | N/A
Average | 40.0096 | 38.2804 | 37.9332 | 37.4281 | 35.8372 | 34.6629 | 33.0156 | 30.4123
15. Total Annual Production Cost [Million US2019$](*)
Variable O&M | 8016.4586 | 7390.4781 | 8303.6118 | 8307.7146 | 8586.8388 | 8468.3232 | 8164.1431 | 7368.4309
Fixed O&M | 51525.9151 | 50390.017 | 48364.793 | 49026.1781 | 51165.9942 | 53361.3408 | 55425.692 | 56407.2011
Fuel | 48902.0461 | 43790.6562 | 51079.205 | 51766.1719 | 54803.7559 | 57152.2368 | 56143.4565 | 51348.1386
Capital | 11064.2232 | 18732.1017 | 21143.8608 | 24603.1639 | 35435.5704 | 40504.8172 | 51570.6316 | 69115.9838
Pollutant Transport & Storage | 0 | -137.7411 | -661.3083 | -729.0077 | -778.673 | -270.2255 | -227.3437 | -195.4705
Total | 119508.643 | 120165.5119 | 128230.1623 | 132974.2209 | 149213.4862 | 159216.4925 | 171076.5795 | 184044.2839
Sales Revenue | 0 | 0 | 0 | 0 | 0 | 0 | 0 | 0
(*) Costs include only those items that are important for determining incremental cost of pollution control
16. Emissions
CO2 Thousand Tonnes | 1318574.6528 | 1178156.7414 | 1304849.273 | 1298085.9418 | 1330938.8741 | 1313884.6528 | 1238211.4015 | 1103218.5793
CO2 Thousand Tons | 1453479.3441 | 1298695.1358 | 1438349.7069 | 1430894.4126 | 1467108.5613 | 1448309.5055 | 1364894.0482 | 1216089.9753
Carbon Million Tonnes | 359.5753 | 321.2833 | 355.8324 | 353.988 | 362.947 | 358.2963 | 337.6603 | 300.8477
Carbon Million Tons | 396.3638 | 354.1542 | 392.238 | 390.2049 | 400.0805 | 394.954 | 372.2066 | 331.6277
HCL Thousand Tons | 3.0025 | 2.2871 | 3.096 | 3.0788 | 3.1477 | 3.0589 | 2.5279 | 1.8623
MER lbs | 5458.2192 | 4584.5114 | 5739.0625 | 5702.9175 | 5840.8016 | 5788.8411 | 5324.2181 | 4603.2201
NOX Thousand Tons | 584.3549 | 450.711 | 511.1473 | 508.3007 | 502.4761 | 465.7777 | 413.3041 | 336.7299
SO2 Thousand Tons | 630.9366 | 440.8285 | 547.4465 | 605.417 | 622.8005 | 638.2331 | 567.3981 | 473.8906

## FuelReport_ToEPA
Fuel Consumption by Fuel and Fuel Type [Tbtu]
Fuel Type | 2023 | 2025 | 2028 | 2030 | 2035 | 2040 | 2045 | 2050
Biomass | 9.1572 | 1.0789 | 1.4785 | 1.4531 | 1.4107 | 1.6337 | 1.8808 | 0.79386
EPA v6 Biomass | 9.1572 | 1.0789 | 1.4785 | 1.4531 | 1.4107 | 1.6337 | 1.8808 | 0.79386
Coal | 5915.631 | 4416.4247 | 5926.1187 | 5919.8287 | 6054.694 | 5871.7861 | 4887.6109 | 3593.6777
EPA v6 Coal BA | 63.0357 | 49.7069 | 112.8029 | 112.8029 | 121.7493 | 128.6841 | 108.6986 | 108.0476
EPA v6 Coal BB | 2.0613 | 5.6915 | 36.062 | 35.3056 | 41.8131 | 42.836 | 28.6053 | 21.3018
EPA v6 Coal BD | 59.4765 | 57.9048 | 69.8499 | 70.2218 | 59.1641 | 49.5005 | 30.4792 | 8.1044
EPA v6 Coal BE | 550.2282 | 384.7708 | 419.7932 | 397.571 | 361.4872 | 200.8621 | 273.2987 | 146.9258
EPA v6 Coal BG | 539.7509 | 584.0423 | 662.6045 | 679.8918 | 718.1366 | 663.2081 | 377.1311 | 372.4365
EPA v6 Coal BH | 1365.0578 | 932.8664 | 1306.6252 | 1285.5023 | 1154.1329 | 1069.8444 | 767.9128 | 259.4926
EPA v6 Coal LA
EPA v6 Coal LD | 0 | 0 | 0 | 0 | 0 | 0 | 0 | 0
EPA v6 Coal LE | 356.7356 | 168.2071 | 288.8379 | 282.6871 | 310.4368 | 273.5887 | 259.8623 | 164.6447
EPA v6 Coal LG | 87.262 | 87.262 | 87.262 | 87.262 | 87.262 | 87.262 | 87.262 | 87.262
EPA v6 Coal LH | 0 | 0 | 0 | 0 | 0 | 0 | 0 | 0
EPA v6 Coal SA | 2207.8206 | 1556.6742 | 2301.0304 | 2048.0005 | 2330.023 | 2145.1629 | 1680.609 | 1245.2228
EPA v6 Coal SB | 495.4933 | 475.0188 | 515.7 | 803.0676 | 713.6724 | 1047.2605 | 1111.6307 | 1035.476
EPA v6 Coal SD | 75.7711 | 0 | 0 | 0 | 0 | 0 | 0 | 0
EPA v6 Coal SE | 112.938 | 114.28 | 125.5506 | 117.516 | 156.8167 | 163.5768 | 162.1212 | 144.7636
LF Gas | 187.2927 | 210.8438 | 232.1539 | 218.766 | 221.9599 | 271.2951 | 361.9879 | 393.7896
EPA v6 LFG | 187.2927 | 210.8438 | 232.1539 | 218.766 | 221.9599 | 271.2951 | 361.9879 | 393.7896
MSW | 249.0821 | 249.0821 | 249.0821 | 243.8773 | 243.3709 | 243.0635 | 243.814 | 243.7871
EPA v6 MSW | 249.0821 | 249.0821 | 249.0821 | 243.8773 | 243.3709 | 243.0635 | 243.814 | 243.7871
NaturalGas | 12596.148 | 12805.568 | 12575.0085 | 12545.8924 | 12953.1324 | 12939.7231 | 13143.875 | 12873.7517
EPA v6 Gas | 12596.148 | 12805.568 | 12575.0085 | 12545.8924 | 12953.1324 | 12939.7231 | 13143.875 | 12873.7517
Nuclear | 7745.56 | 7205.1114 | 6242.8117 | 6079.3512 | 4741.2089 | 4707.018 | 4295.9025 | 3377.8167
EPA v6 Nuclear | 7745.56 | 7205.1114 | 6242.8117 | 6079.3512 | 4741.2089 | 4707.018 | 4295.9025 | 3377.8167
Oil | 0.21374 | 0.22463 | 0.011441 | 0.035064 | 0.0054435 | 0.0054964 | 0 | 0
EPA v6 DFO | 0.17584 | 0.18673 | 0.011441 | 0.035064 | 0.0054435 | 0.0054964 | 0 | 0
EPA v6 RFO | 0.037901 | 0.037901 | 0 | 0 | 0 | 0 | 0 | 0
Pet. Coke | 152.6236 | 128.9991 | 156.3617 | 158.0919 | 158.2987 | 158.3922 | 158.3509 | 158.1678
EPA v6 Pet Coke | 152.6236 | 128.9991 | 156.3617 | 158.0919 | 158.2987 | 158.3922 | 158.3509 | 158.1678
Waste Coal | 60.2944 | 54.2312 | 58.1055 | 58.013 | 57.6565 | 57.5598 | 48.9865 | 48.7838
EPA v6 Waste Coal | 60.2944 | 54.2312 | 58.1055 | 58.013 | 57.6565 | 57.5598 | 48.9865 | 48.7838
Grand Total | 26916.0027 | 25071.5639 | 25441.1321 | 25225.3086 | 24431.7375 | 24250.4771 | 23142.4084 | 20690.5683
Fuel Costs by Fuel and Fuel Type[MMUS$]
Fuel Type | 2023 | 2025 | 2028 | 2030 | 2035 | 2040 | 2045 | 2050
Biomass | 32.2074 | 3.7946 | 5.2001 | 5.1107 | 4.9616 | 5.746 | 6.6151 | 2.7921
EPA v6 Biomass | 32.2074 | 3.7946 | 5.2001 | 5.1107 | 4.9616 | 5.746 | 6.6151 | 2.7921
Coal | 9945.6729 | 7178.2314 | 10186.3284 | 10412.6592 | 10936.3507 | 10845.5816 | 9035.15 | 6461.1803
EPA v6 Coal BA | 111.8588 | 83.5751 | 169.7427 | 172.9177 | 201.4069 | 226.9891 | 207.7165 | 216.9847
EPA v6 Coal BB | 4.7706 | 11.9114 | 57.4107 | 64.2196 | 80.9048 | 84.2259 | 56.1523 | 42.8808
EPA v6 Coal BD | 123.7583 | 117.6819 | 174.9618 | 185.1031 | 137.0587 | 112.7593 | 60.2233 | 18.1439
EPA v6 Coal BE | 1156.1997 | 804.6035 | 947.8041 | 925.7988 | 875.9319 | 493.8705 | 676.4618 | 324.3324
EPA v6 Coal BG | 991.8173 | 1064.0402 | 1289.5331 | 1376.6729 | 1527.5846 | 1519.0283 | 896.2154 | 895.414
EPA v6 Coal BH | 2530.4675 | 1699.8153 | 2520.9084 | 2561.8994 | 2396.8325 | 2326.4353 | 1716.4787 | 536.2559
EPA v6 Coal LA
EPA v6 Coal LD | 0 | 0 | 0 | 0 | 0 | 0 | 0 | 0
EPA v6 Coal LE | 473.7074 | 216.8461 | 382.435 | 376.265 | 435.5576 | 386.8922 | 381.36 | 252.3855
EPA v6 Coal LG | 115.2811 | 102.8437 | 105.9618 | 108.1318 | 113.6682 | 119.0403 | 124.5705 | 130.9398
EPA v6 Coal LH | 0 | 0 | 0 | 0 | 0 | 0 | 0 | 0
EPA v6 Coal SA | 3600.6012 | 2339.0195 | 3708.0662 | 3328.9176 | 3873.6885 | 3726.3437 | 2898.6134 | 2132.6077
EPA v6 Coal SB | 636.2713 | 591.5117 | 654.6712 | 1150.7309 | 1049.1094 | 1578.5222 | 1734.0306 | 1680.3038
EPA v6 Coal SD | 60.7208 | 0 | 0 | 0 | 0 | 0 | 0 | 0
EPA v6 Coal SE | 140.219 | 146.383 | 174.8333 | 162.0023 | 244.6076 | 271.4749 | 283.3276 | 230.9319
LF Gas | 0 | 0 | 0 | 0 | 0 | 0 | 0 | 0
EPA v6 LFG | 0 | 0 | 0 | 0 | 0 | 0 | 0 | 0
MSW | 0 | 0 | 0 | 0 | 0 | 0 | 0 | 0
EPA v6 MSW | 0 | 0 | 0 | 0 | 0 | 0 | 0 | 0
NaturalGas | 33276.993 | 31365.3564 | 36223.8286 | 36765.5131 | 40170.448 | 42568.7178 | 43638.7015 | 42054.8
EPA v6 Gas | 33276.993 | 31365.3564 | 36223.8286 | 36765.5131 | 40170.448 | 42568.7178 | 43638.7015 | 42054.8
Nuclear | 5286.3525 | 4937.2055 | 4301.6199 | 4215.5158 | 3319.6933 | 3342.1926 | 3092.1969 | 2471.8445
EPA v6 Nuclear | 5286.3525 | 4937.2055 | 4301.6199 | 4215.5158 | 3319.6933 | 3342.1926 | 3092.1969 | 2471.8445
Oil | 3.6964 | 3.7706 | 0.2386 | 0.73903 | 0.11231 | 0.1126 | 0 | 0
EPA v6 DFO | 3.301 | 3.3927 | 0.2386 | 0.73903 | 0.11231 | 0.1126 | 0 | 0
EPA v6 RFO | 0.39539 | 0.37794 | 0 | 0 | 0 | 0 | 0 | 0
Pet. Coke | 268.1259 | 226.9191 | 274.6603 | 277.6639 | 278.0023 | 278.1363 | 278.0227 | 277.6886
EPA v6 Pet Coke | 268.1259 | 226.9191 | 274.6603 | 277.6639 | 278.0023 | 278.1363 | 278.0227 | 277.6886
Waste Coal | 88.998 | 75.3785 | 87.329 | 88.9702 | 94.1877 | 111.7499 | 92.7702 | 79.833
EPA v6 Waste Coal | 88.998 | 75.3785 | 87.329 | 88.9702 | 94.1877 | 111.7499 | 92.7702 | 79.833
Grand Total | 48902.0461 | 43790.6562 | 51079.205 | 51766.1719 | 54803.7559 | 57152.2368 | 56143.4565 | 51348.1386
Fuel Costs by Fuel and Fuel Type[US$/MMBtu]
Fuel Type | 2023 | 2025 | 2028 | 2030 | 2035 | 2040 | 2045 | 2050
Biomass | 3.5172 | 3.5172 | 3.5172 | 3.5172 | 3.5172 | 3.5172 | 3.5172 | 3.5172
EPA v6 Biomass | 3.5172 | 3.5172 | 3.5172 | 3.5172 | 3.5172 | 3.5172 | 3.5172 | 3.5172
Coal | 1.6813 | 1.6253 | 1.7189 | 1.7589 | 1.8063 | 1.8471 | 1.8486 | 1.7979
EPA v6 Coal BA | 1.7745 | 1.6814 | 1.5048 | 1.5329 | 1.6543 | 1.7639 | 1.9109 | 2.0082
EPA v6 Coal BB | 2.3143 | 2.0928 | 1.592 | 1.819 | 1.9349 | 1.9662 | 1.963 | 2.013
EPA v6 Coal BD | 2.0808 | 2.0323 | 2.5048 | 2.636 | 2.3166 | 2.2779 | 1.9759 | 2.2388
EPA v6 Coal BE | 2.1013 | 2.0911 | 2.2578 | 2.3286 | 2.4231 | 2.4588 | 2.4752 | 2.2075
EPA v6 Coal BG | 1.8375 | 1.8219 | 1.9462 | 2.0248 | 2.1272 | 2.2904 | 2.3764 | 2.4042
EPA v6 Coal BH | 1.8537 | 1.8221 | 1.9293 | 1.9929 | 2.0767 | 2.1746 | 2.2353 | 2.0666
EPA v6 Coal LA | 0 | 0 | 0 | 0 | 0 | 0 | 0 | 0
EPA v6 Coal LD | 0 | 0 | 0 | 0 | 0 | 0 | 0 | 0
EPA v6 Coal LE | 1.3279 | 1.2892 | 1.324 | 1.331 | 1.403 | 1.4141 | 1.4675 | 1.5329
EPA v6 Coal LG | 1.3211 | 1.1786 | 1.2143 | 1.2392 | 1.3026 | 1.3642 | 1.4275 | 1.5005
EPA v6 Coal LH | 0 | 0 | 0 | 0 | 0 | 0 | 0 | 0
EPA v6 Coal SA | 1.6308 | 1.5026 | 1.6115 | 1.6254 | 1.6625 | 1.7371 | 1.7247 | 1.7126
EPA v6 Coal SB | 1.2841 | 1.2452 | 1.2695 | 1.4329 | 1.47 | 1.5073 | 1.5599 | 1.6227
EPA v6 Coal SD | 0.80137 | 0 | 0 | 0 | 0 | 0 | 0 | 0
EPA v6 Coal SE | 1.2416 | 1.2809 | 1.3925 | 1.3786 | 1.5598 | 1.6596 | 1.7476 | 1.5952
LF Gas | 0 | 0 | 0 | 0 | 0 | 0 | 0 | 0
EPA v6 LFG | 0 | 0 | 0 | 0 | 0 | 0 | 0 | 0
MSW | 0 | 0 | 0 | 0 | 0 | 0 | 0 | 0
EPA v6 MSW | 0 | 0 | 0 | 0 | 0 | 0 | 0 | 0
NaturalGas | 2.6418 | 2.4494 | 2.8806 | 2.9305 | 3.1012 | 3.2898 | 3.3201 | 3.2667
EPA v6 Gas | 2.6418 | 2.4494 | 2.8806 | 2.9305 | 3.1012 | 3.2898 | 3.3201 | 3.2667
Nuclear | 0.6825 | 0.68524 | 0.68905 | 0.69342 | 0.70018 | 0.71004 | 0.7198 | 0.73179
EPA v6 Nuclear | 0.6825 | 0.68524 | 0.68905 | 0.69342 | 0.70018 | 0.71004 | 0.7198 | 0.73179
Oil | 17.2937 | 16.7857 | 20.8556 | 21.0769 | 20.6322 | 20.4868 | 0 | 0
EPA v6 DFO | 18.7727 | 18.1686 | 20.8556 | 21.0769 | 20.6322 | 20.4868 | 0 | 0
EPA v6 RFO | 10.4322 | 9.9718 | 0 | 0 | 0 | 0 | 0 | 0
Pet. Coke | 1.7568 | 1.7591 | 1.7566 | 1.7563 | 1.7562 | 1.756 | 1.7557 | 1.7557
EPA v6 Pet Coke | 1.7568 | 1.7591 | 1.7566 | 1.7563 | 1.7562 | 1.756 | 1.7557 | 1.7557
Waste Coal | 1.4761 | 1.3899 | 1.5029 | 1.5336 | 1.6336 | 1.9415 | 1.8938 | 1.6365
EPA v6 Waste Coal | 1.4761 | 1.3899 | 1.5029 | 1.5336 | 1.6336 | 1.9415 | 1.8938 | 1.6365
Grand Total | 1.8168 | 1.7466 | 2.0077 | 2.0522 | 2.2431 | 2.3567 | 2.426 | 2.4817

## Coal Pivot Tables
Coal Prices (2019$/MMBtu) | [8 empty] | Total TBtu
Coal Region | 2023 | 2025 | 2028 | 2030 | 2035 | 2040 | 2045 | 2050 | 2023 | 2025 | 2028 | 2030 | 2035 | 2040 | 2045 | 2050
Appalachia | 1.7357 | 1.8542 | 1.9087 | 1.978 | 2.0946 | 2.3028 | 2.4963 | 2.7421 | 2167.2893 | 1693.8444 | 2056.518 | 2022.9719 | 1942.975 | 1691.3207 | 1362.6619 | 929.4805
Imports | 2.791 | 2.3515 | 2.3674 | 5.8746 | 3.2076 | 3.1236 | 2.6988 |  | 15.3476 | 7.0156 | 8.377 | 0.29036 | 0.29036 | 0.29036 | 0.29036
Interior | 1.468 | 1.4563 | 1.4355 | 1.4899 | 1.5875 | 1.6123 | 1.6709 | 1.6402 | 1397.6334 | 1225.7419 | 1382.533 | 1386.786 | 1353.2801 | 1191.8012 | 1041.7792 | 800.5302
Waste Coal | 0.96699 | 0.88075 | 0.98561 | 1.0116 | 1.0996 | 1.3863 | 1.3425 | 1.0931 | 60.2944 | 54.2312 | 58.1055 | 58.013 | 57.6565 | 57.5598 | 48.9865 | 48.7838
West | 0.78273 | 0.81734 | 0.81009 | 0.83149 | 0.88751 | 0.94566 | 1.0129 | 1.0741 | 3761.3081 | 2997.2342 | 3915.2824 | 3936.9586 | 4176.5286 | 4293.6666 | 3832.8075 | 3213.1712
National | 1.1968 | 1.2445 | 1.2342 | 1.2696 | 1.3264 | 1.3763 | 1.4461 | 1.4756 | 7401.8728 | 5978.0673 | 7420.8159 | 7405.0198 | 7530.7305 | 7234.6386 | 6286.5254 | 4991.9656
Coal Prices (2019$/Ton) | [8 empty] | Total Million Tons
Coal Region | 2023 | 2025 | 2028 | 2030 | 2035 | 2040 | 2045 | 2050 | 2023 | 2025 | 2028 | 2030 | 2035 | 2040 | 2045 | 2050
Appalachia | 43.3686 | 46.2834 | 47.844 | 49.5973 | 52.5989 | 57.6863 | 62.1866 | 68.214 | 86.7387 | 67.8572 | 82.0448 | 80.6801 | 77.3735 | 67.5159 | 54.7002 | 37.3635
Imports | 57.8849 | 48.77 | 49.1 | 121.8401 | 66.5263 | 64.7837 | 55.9727 |  | 0.74 | 0.33827 | 0.40391 | 0.014 | 0.014 | 0.014 | 0.014
Interior | 29.1679 | 30.8127 | 29.343 | 30.6369 | 32.0649 | 31.9183 | 32.3637 | 31.1716 | 70.3435 | 57.9314 | 67.6377 | 67.4423 | 66.9982 | 60.2015 | 53.7869 | 42.1231
Waste Coal | 12.9577 | 11.8021 | 13.2072 | 13.5553 | 14.7351 | 18.5768 | 17.9894 | 14.6471 | 4.4996 | 4.0471 | 4.3362 | 4.3293 | 4.3027 | 4.2955 | 3.6557 | 3.6406
West | 13.8546 | 14.5018 | 14.418 | 14.7259 | 15.7323 | 16.7115 | 17.8276 | 18.9633 | 212.499 | 168.9281 | 219.9853 | 222.2986 | 235.6122 | 242.9674 | 217.765 | 181.9945
National | 23.6346 | 24.8735 | 24.4623 | 25.0869 | 25.9929 | 26.5533 | 27.5554 | 27.7845 | 374.8208 | 299.1021 | 374.408 | 374.7644 | 384.3007 | 374.9944 | 329.9218 | 265.1216

## Final Wholesale Price
Wholesale Electricity Price (2019$/MWh)
Region Group | 2023 | 2025 | 2028 | 2030 | 2035 | 2040 | 2045 | 2050
ERCOT_Tenaska Frontier Generating Station | 25.3662 | 24.9823 | 34.0088 | 32.268 | 32.1559 | 34.0864 | 32.6078 | 31.0343
ERCOT_Tenaska Gateway Generating Station | 25.3662 | 24.9823 | 34.0088 | 32.268 | 32.1559 | 34.0864 | 32.6078 | 31.0919
ERCOT_Panhandle | 24.3503 | 21.5887 | 30.4331 | 27.75 | 29.3795 | 30.473 | 28.2272 | 27.1612
ERCOT_Rest | 25.5311 | 24.2619 | 33.0966 | 31.476 | 32.3722 | 33.7725 | 33.2387 | 31.5779
ERCOT_West | 25.0438 | 22.2703 | 31.3002 | 28.5551 | 30.2873 | 31.4753 | 29.2089 | 28.2927
FRCC | 30.4439 | 34.4635 | 37.3688 | 41.1359 | 38.2181 | 38.5854 | 38.4894 | 36.7713
MISO_Amite South (including DSG) | 25.2427 | 26.2093 | 38.5015 | 39.3106 | 37.9173 | 37.8239 | 36.4349 | 34.98
MISO_Arkansas | 24.7158 | 32.4965 | 38.1377 | 38.8794 | 36.888 | 36.8761 | 35.7063 | 34.2703
MISO_Iowa | 28.1475 | 31.5752 | 36.164 | 35.4207 | 34.5804 | 34.7699 | 33.4505 | 31.1185
MISO_Illinois | 29.1075 | 32.4875 | 37.2575 | 37.5446 | 36.7486 | 36.9255 | 35.8829 | 33.6108
MISO_Indiana (including parts of Kentucky) | 35.518 | 34.6914 | 38.1145 | 38.0611 | 37.6646 | 37.8198 | 36.8072 | 34.2896
MISO_Louisiana | 25.3113 | 33.1922 | 38.6341 | 39.383 | 37.4438 | 37.2861 | 35.9269 | 34.1038
MISO_Lower Michigan | 34.8427 | 28.9608 | 32.8266 | 39.7239 | 35.6082 | 33.9554 | 32.3258 | 33.446
MISO_MT, SD, ND | 28.0846 | 27.2889 | 36.1255 | 32.0993 | 30.7667 | 30.3056 | 29.2031 | 26.8929
MISO_Iowa-MidAmerican | 27.8807 | 31.6176 | 35.6066 | 35.0852 | 34.3233 | 34.498 | 33.3913 | 30.9638
MISO_Minnesota and Western Wisconsin | 28.7776 | 32.3527 | 37.0175 | 36.0884 | 35.2095 | 35.1245 | 33.7472 | 31.2565
MISO_Missouri | 28.4078 | 31.7132 | 36.9706 | 37.203 | 36.0266 | 36.3808 | 35.5142 | 32.9836
MISO_Mississippi | 25.7112 | 33.7583 | 39.5387 | 40.3195 | 38.4788 | 38.5443 | 37.0989 | 35.2243
MISO_WOTAB (including Western) | 25.0927 | 24.872 | 37.693 | 32.332 | 34.4254 | 34.4764 | 35.8647 | 34.1549
MISO_Wisconsin- Upper Michigan (WUMS) | 29.4369 | 32.7714 | 37.0313 | 36.1346 | 35.5615 | 35.7514 | 34.9344 | 33.3605
ISONE_Connecticut | 30.9492 | 27.1704 | 30.8063 | 34.4557 | 35.6804 | 36.7048 | 35.0261 | 32.5483
ISONE_Maine | 30.2054 | 25.9113 | 28.9223 | 33.4822 | 33.9456 | 31.6858 | 29.549 | 27.6126
ISONE_MA, VT, NH, RI (Rest of ISO New England) | 31.1129 | 26.9732 | 30.3721 | 34.6393 | 35.5403 | 36.8587 | 34.8608 | 32.1356
NY_Zone A (West) | 29.3776 | 25.9336 | 28.4328 | 32.3865 | 31.8484 | 28.3446 | 30.8974 | 29.2264
NY_Zone B (Genesee) | 29.8713 | 26.3766 | 28.9466 | 32.8973 | 32.3566 | 28.8587 | 31.317 | 29.8199
NY_Zone C&E | 30.4976 | 26.9167 | 29.6293 | 33.2596 | 32.177 | 29.3033 | 28.7505 | 30.3094
NY_Zone D (North) | 29.7305 | 26.2449 | 28.9098 | 32.4531 | 31.405 | 28.5964 | 27.9273 | 26.7355
NY_Zone F (Capital) | 31.5312 | 27.9301 | 30.4632 | 33.9847 | 32.8113 | 30.6895 | 30.1379 | 31.0957
NY_Zone G-I (Downstate NY) | 33.9853 | 29.2724 | 31.9939 | 35.2275 | 33.6196 | 32.1357 | 31.2113 | 32.8955
NY_Zone J (NYC) | 234.0233 | 33.36 | 35.9772 | 39.4081 | 34.4599 | 35.2657 | 36.7279 | 36.1122
NY_Zone K (LI) | 38.5204 | 35.3175 | 39.0357 | 43.5934 | 34.7526 | 33.209 | 32.4056 | 36.3606
PJM_AP | 32.0954 | 30.6194 | 33.9859 | 36.6668 | 34.8288 | 35.4194 | 35.099 | 33.1172
PJM_ATSI | 32.3785 | 31.7291 | 35.1042 | 37.7268 | 35.6794 | 36.2443 | 35.1586 | 33.3669
PJM_ComEd | 33.1276 | 31.9131 | 36.2018 | 40.016 | 39.6044 | 40.279 | 39.9909 | 37.8579
PJM_Dominion | 32.8322 | 31.0588 | 34.3991 | 36.9859 | 34.7213 | 35.2081 | 35.586 | 36.892
PJM_EMAAC | 24.3444 | 22.3851 | 31.3882 | 30.9956 | 34.3212 | 35.2486 | 34.8106 | 33.9365
PJM_PENELEC | 24.6695 | 23.508 | 31.1386 | 31.4411 | 34.0256 | 34.7689 | 34.4071 | 32.5062
PJM_SWMAAC | 170.7969 | 31.3246 | 34.612 | 37.2113 | 35.4571 | 38.1657 | 37.7616 | 36.4904
PJM West | 32.6777 | 31.3953 | 34.7475 | 37.5469 | 35.7609 | 36.2116 | 35.5456 | 33.5551
PJM_Western MAAC | 24.0503 | 22.2489 | 30.8671 | 30.7801 | 33.8992 | 35.0602 | 34.5017 | 33.1591
SERC_Central_Kentucky | 31.5376 | 36.7074 | 37.8319 | 40.6803 | 37.3821 | 37.4521 | 36.3361 | 34.6465
SERC_Central_TVA | 30.3841 | 34.9828 | 36.2456 | 38.553 | 37.3601 | 37.332 | 36.8842 | 35.0929
SERC_Delta_AECI | 23.3909 | 26.8624 | 33.0579 | 32.1805 | 30.994 | 31.3089 | 31.0561 | 32.3229
SERC_Southeastern | 27.1752 | 31.877 | 33.7476 | 37.4051 | 38.2455 | 38.1113 | 37.7091 | 35.9299
SERC_VACAR | 54.5428 | 39.2073 | 40.9076 | 43.8608 | 40.9396 | 40.2446 | 39.3847 | 37.3504
SPP_Kiamichi Energy Facility | 21.9649 | 24.9823 | 34.0088 | 32.268 | 32.1559 | 34.0864 | 32.6078 | 31.0343
SPP North- (Kansas, Missouri) | 21.7128 | 25.7137 | 34.9252 | 32.7474 | 32.0184 | 33.524 | 32.0573 | 29.5936
SPP Nebraska | 21.1334 | 25.1354 | 34.0627 | 31.972 | 31.4138 | 32.9027 | 31.7995 | 29.5911
SPP SPS (Texas Panhandle) | 21.4617 | 20.8752 | 32.3648 | 27.955 | 27.3043 | 27.6815 | 27.9598 | 25.6431
SPP_WAUE | 20.6611 | 24.6262 | 33.0776 | 31.1589 | 30.6694 | 32.004 | 31.1092 | 29.087
SPP West (Oklahoma, Arkansas, Louisiana) | 21.7289 | 25.3889 | 34.5912 | 32.677 | 32.0164 | 33.4305 | 31.6887 | 29.2501
WECC_BANC | 45.634 | 49.1444 | 53.1189 | 73.203 | 63.0117 | 61.5341 | 65.5323 | 64.3068
WECC_Northern California (not including BANC) | 35.31 | 39.0434 | 43.1856 | 66.6189 | 65.6979 | 59.3062 | 60.3195 | 52.7234
WECC_LADWP | 35.9617 | 39.1693 | 43.1508 | 65.2104 | 64.4548 | 61.0229 | 63.0703 | 59.9774
WECC_San Diego Gas and Electric | 36.1591 | 39.2461 | 42.9708 | 65.4867 | 64.7825 | 61.9143 | 64.2748 | 62.9257
WECC_Arizona | 21.835 | 25.1287 | 29.7562 | 32.1303 | 33.5495 | 34.6701 | 33.872 | 33.6346
WECC_Colorado | 21.3399 | 22.6274 | 33.2574 | 32.0077 | 33.0471 | 35.1778 | 33.6922 | 32.5779
WECC_Idaho | 30.4984 | 30.9029 | 31.4201 | 34.3215 | 32.2232 | 33.646 | 33.3815 | 31.9226
WECC_Imperial Irrigation District (IID) | 20.2749 | 23.886 | 29.531 | 50.3417 | 49.4237 | 48.7905 | 50.11 | 48.9245
WECC_Montana | 22.1343 | 17.92 | 26.0822 | 28.6326 | 29.6141 | 30.3524 | 30.1814 | 28.4221
WECC_New Mexico | 21.5228 | 24.2177 | 29.5919 | 32.0103 | 32.8439 | 33.9672 | 32.7242 | 30.9734
WECC_Northern Nevada | 25.6144 | 25.8897 | 32.7734 | 35.6504 | 33.4035 | 33.9384 | 33.9581 | 31.6123
WECC_Pacific Northwest | 22.794 | 25.8599 | 30.7803 | 33.6957 | 30.6848 | 31.5311 | 31.8129 | 28.9496
WECC_Southern California Edison | 36.6243 | 39.8633 | 43.8165 | 66.6568 | 65.458 | 61.9488 | 64.5294 | 59.7816
WECC_Southern Nevada | 22.0915 | 25.4357 | 29.9611 | 32.5187 | 30.1728 | 31.8452 | 33.0833 | 33.8798
WECC_Utah | 26.3492 | 27.7142 | 31.8719 | 34.798 | 32.8101 | 34.194 | 34.3896 | 33.0446
WECC_Wyoming | 17.1275 | 19.2311 | 28.0605 | 27.9156 | 27.8326 | 28.668 | 30.3326 | 28.4047
National | 35.055 | 30.3187 | 35.218 | 38.1641 | 37.2141 | 37.3721 | 36.9579 | 35.1599

## Natural Gas
Proposed Rule - Natural Gas Results
| Delivered Natural Gas Price (2019$/MMBtu) | [24 empty] | Natural Gas Consumption in the Power Sector (Tcf)
| Winter | [7 empty] | Winter-Shoulder | [7 empty] | Summer | [8 empty] | Winter | [7 empty] | Winter-Shoulder | [7 empty] | Summer
| 2023 | 2025 | 2028 | 2030 | 2035 | 2040 | 2045 | 2050 | 2023 | 2025 | 2028 | 2030 | 2035 | 2040 | 2045 | 2050 | 2023 | 2025 | 2028 | 2030 | 2035 | 2040 | 2045 | 2050 |  | 2023 | 2025 | 2028 | 2030 | 2035 | 2040 | 2045 | 2050 | 2023 | 2025 | 2028 | 2030 | 2035 | 2040 | 2045 | 2050 | 2023 | 2025 | 2028 | 2030 | 2035 | 2040 | 2045 | 2050
ERC_FRNT | 2.8237 | 2.6612 | 3.1277 | 3.0871 | 3.2682 | 3.1622 | 2.9822 | 2.9371 | 2.5804 | 2.3389 | 2.7867 | 2.7831 | 2.9211 | 3.081 | 3.0787 | 3.0336 | 2.3923 | 2.2128 | 2.6442 | 2.7202 | 2.8239 | 3.2132 | 3.314 | 3.2689 | ERC_FRNT | 0.01053 | 0.0091066 | 0.0091066 | 0.01053 | 0.01053 | 0.01053 | 0.01053 | 0.01053 | 0.012344 | 0.014274 | 0.0089857 | 0.014274 | 0.014274 | 0.014274 | 0.0087507 | 0.0087507 | 0.019738 | 0.019738 | 0.019738 | 0.019738 | 0.019738 | 0.019738 | 0.019738 | 0.016879
ERC_GWAY | 2.8237 | 2.6612 | 3.1277 | 3.0871 | 3.2682 | 3.1622 | 2.9822 | 2.9371 | 2.5804 | 2.3389 | 2.7867 | 2.7831 | 2.9211 | 3.081 | 3.0787 | 3.0336 | 2.3923 | 2.2128 | 2.6442 | 2.7202 | 2.8239 | 3.2132 | 3.314 | 3.2689 | ERC_GWAY | 0.0016559 | 0.0092459 | 0.0092459 | 0.010691 | 0.010691 | 0.010691 | 0.010691 | 0.00029203 | 0 | 0 | 0 | 0.0026989 | 0.0088846 | 0.0088846 | 0.0088846 | 8.9093e-05 | 0.02004 | 0.02004 | 0.02004 | 0.02004 | 0.02004 | 0.02004 | 0.017137 | 0.017137
ERC_PHDL | - | - | - | - | - | - | - | - | - | - | - | - | - | - | - | - | - | - | - | - | - | - | - | - | ERC_PHDL | - | - | - | - | - | - | - | - | - | - | - | - | - | - | - | - | - | - | - | - | - | - | - | -
ERC_REST | 2.8237 | 2.6612 | 3.1277 | 3.0871 | 3.2682 | 3.1622 | 2.9822 | 2.9371 | 2.5804 | 2.3389 | 2.7867 | 2.7831 | 2.9211 | 3.081 | 3.0787 | 3.0336 | 2.3923 | 2.2128 | 2.6442 | 2.7202 | 2.8239 | 3.2132 | 3.314 | 3.2689 | ERC_REST | 0.20654 | 0.13358 | 0.14008 | 0.15769 | 0.18846 | 0.23571 | 0.24431 | 0.18105 | 0.29374 | 0.18267 | 0.18148 | 0.19159 | 0.27767 | 0.29318 | 0.29161 | 0.20875 | 0.58668 | 0.49459 | 0.48427 | 0.48288 | 0.59971 | 0.63296 | 0.63379 | 0.5284
ERC_WEST | 2.7263 | 2.5596 | 3.0808 | 3.0547 | 3.247 | 3.1189 | 2.933 | 2.8879 | 2.445 | 2.2177 | 2.717 | 2.7204 | 2.8655 | 3.0133 | 2.99 | 2.9449 | 2.2234 | 2.0867 | 2.536 | 2.5789 | 2.7099 | 3.0783 | 3.1689 | 3.1237 | ERC_WEST | 0.010955 | 0.0081815 | 0.00051682 | 0.00051682 | 0.0080911 | 0.0090977 | 0.0042955 | 0.0037688 | 0.0182 | 0 | 9.9458e-05 | 0 | 0.00013427 | 0.0002733 | 0 | 0.0010108 | 0.03059 | 0.024446 | 0.023145 | 0.023885 | 0.023901 | 0.023909 | 0.023909 | 0.024675
FRCC | 3.0782 | 2.9784 | 3.4396 | 3.4455 | 3.7038 | 3.5622 | 3.4552 | 3.41 | 2.8381 | 2.6278 | 3.0861 | 3.1312 | 3.3042 | 3.411 | 3.3594 | 3.3142 | 2.8987 | 2.7473 | 3.3082 | 3.5606 | 3.7378 | 4.0941 | 4.5036 | 4.4585 | FRCC | 0.29873 | 0.29943 | 0.30485 | 0.30982 | 0.31356 | 0.31732 | 0.31592 | 0.30175 | 0.42472 | 0.42672 | 0.43127 | 0.43952 | 0.4378 | 0.43863 | 0.43533 | 0.41052 | 0.68298 | 0.69365 | 0.70102 | 0.69833 | 0.73101 | 0.74888 | 0.74872 | 0.73459
MIS_AMSO | 2.8685 | 2.7649 | 3.2375 | 3.2276 | 3.4435 | 3.3082 | 3.1278 | 3.0827 | 2.6441 | 2.4255 | 2.8818 | 2.9242 | 3.0858 | 3.2189 | 3.1778 | 3.1327 | 2.4689 | 2.3064 | 2.7472 | 2.8776 | 3.0686 | 3.4851 | 3.7639 | 3.7188 | MIS_AMSO | 0.042518 | 0.041516 | 0.044731 | 0.047057 | 0.042081 | 0.041723 | 0.03886 | 0.046585 | 0.060291 | 0.060605 | 0.059457 | 0.053929 | 0.054088 | 0.046667 | 0.042041 | 0.049309 | 0.10223 | 0.10785 | 0.10613 | 0.10231 | 0.082981 | 0.073014 | 0.069451 | 0.069523
MIS_AR | 2.8494 | 2.7404 | 3.2199 | 3.2003 | 3.3901 | 3.2614 | 3.0772 | 3.0321 | 2.6495 | 2.4264 | 2.8795 | 2.9123 | 3.057 | 3.1987 | 3.1525 | 3.1074 | 2.4078 | 2.2221 | 2.6637 | 2.7737 | 2.8918 | 3.2811 | 3.3847 | 3.3395 | MIS_AR | 0.045366 | 0.048879 | 0.050296 | 0.050732 | 0.050127 | 0.049582 | 0.049865 | 0.054392 | 0.056865 | 0.062758 | 0.062 | 0.061096 | 0.05801 | 0.057648 | 0.057648 | 0.057699 | 0.089806 | 0.10722 | 0.10314 | 0.10314 | 0.10342 | 0.10092 | 0.093299 | 0.10101
MIS_IA | 3.1058 | 3.033 | 3.4766 | 3.4534 | 3.578 | 3.383 | 3.1312 | 3.086 | 2.8189 | 2.6006 | 3.066 | 3.1121 | 3.1445 | 3.2303 | 3.1144 | 3.0693 | 2.2602 | 2.1207 | 2.5304 | 2.5896 | 2.6747 | 3.0173 | 3.0729 | 3.0278 | MIS_IA | 0.01069 | 0.010687 | 0.011937 | 0.013812 | 0.01422 | 0.014322 | 0.014113 | 0.014113 | 0.014859 | 0.017952 | 0.014482 | 0.016165 | 0.013684 | 0.012917 | 0.012917 | 0.00049657 | 0.034453 | 0.03381 | 0.02777 | 0.02778 | 0.027573 | 0.025975 | 0.024122 | 0.022107
MIS_IL | 2.9561 | 2.8702 | 3.3383 | 3.3172 | 3.4767 | 3.3075 | 3.0843 | 3.0392 | 2.7236 | 2.5082 | 2.9794 | 3.0235 | 3.1115 | 3.2257 | 3.1314 | 3.0863 | 2.2675 | 2.1199 | 2.5491 | 2.6188 | 2.7221 | 3.0717 | 3.1337 | 3.0886 | MIS_IL | 0.0069795 | 0.0069447 | 0.008133 | 0.010068 | 0.011722 | 0.012497 | 0.011185 | 0.0088748 | 0.0084135 | 0.0086301 | 0.0081298 | 0.010684 | 0.0066615 | 0.0034574 | 0.0032233 | 0.0032524 | 0.023081 | 0.026396 | 0.029461 | 0.030208 | 0.039624 | 0.042987 | 0.050113 | 0.047259
MIS_INKY | 2.8663 | 2.7666 | 3.2433 | 3.2317 | 3.421 | 3.2751 | 3.0822 | 3.0371 | 2.6528 | 2.4304 | 2.8908 | 2.9325 | 3.0705 | 3.206 | 3.1421 | 3.097 | 2.3165 | 2.1507 | 2.5866 | 2.6801 | 2.7964 | 3.1652 | 3.2536 | 3.2085 | MIS_INKY | 0.026944 | 0.03051 | 0.028743 | 0.030181 | 0.038783 | 0.067886 | 0.072453 | 0.049089 | 0.034591 | 0.036106 | 0.034307 | 0.033865 | 0.040065 | 0.059894 | 0.066144 | 0.049029 | 0.071345 | 0.071158 | 0.075603 | 0.059788 | 0.08624 | 0.11736 | 0.11111 | 0.097227
MIS_LA | 2.8019 | 2.6929 | 3.171 | 3.1549 | 3.3515 | 3.2215 | 3.0373 | 2.9922 | 2.5919 | 2.3694 | 2.8248 | 2.861 | 3.0099 | 3.1492 | 3.1063 | 3.0612 | 2.3761 | 2.1924 | 2.6372 | 2.7559 | 2.8901 | 3.2871 | 3.4321 | 3.3869 | MIS_LA | 0.051729 | 0.058197 | 0.063966 | 0.068115 | 0.093637 | 0.10212 | 0.11786 | 0.12604 | 0.068885 | 0.070025 | 0.071008 | 0.075191 | 0.10212 | 0.10681 | 0.11389 | 0.1277 | 0.11119 | 0.13672 | 0.13841 | 0.12977 | 0.17473 | 0.18495 | 0.21065 | 0.23156
MIS_LMI | 3.0362 | 2.9436 | 3.4344 | 3.4154 | 3.5459 | 3.3658 | 3.1084 | 3.0633 | 2.8275 | 2.6122 | 3.1146 | 3.1702 | 3.2425 | 3.3415 | 3.2021 | 3.157 | 2.3109 | 2.1633 | 2.6112 | 2.6862 | 2.7848 | 3.128 | 3.1747 | 3.1296 | MIS_LMI | 0.073033 | 0.071548 | 0.068844 | 0.070484 | 0.07248 | 0.07054 | 0.071481 | 0.069839 | 0.096073 | 0.093422 | 0.081484 | 0.083745 | 0.070156 | 0.060414 | 0.061457 | 0.059333 | 0.16912 | 0.17105 | 0.15947 | 0.14868 | 0.14984 | 0.1404 | 0.13846 | 0.12548
MIS_MAPP | 3.1377 | 3.0527 | 3.5247 | 3.4789 | 3.6339 | 3.4499 | 3.1403 | 3.0951 | 2.9354 | 2.7274 | 3.1651 | 3.2161 | 3.2586 | 3.3506 | 3.227 | 3.1819 | 2.3909 | 2.2629 | 2.6479 | 2.7069 | 2.797 | 3.126 | 3.1653 | 3.1202 | MIS_MAPP | 3.0518e-06 | 0 | 0 | 0 | 0 | 0 | 0 | 0 | 5.4482e-06 | 5.8297e-06 | 0 | 4.9591e-06 | 4.5776e-06 | 4.5776e-06 | 0 | 0 | 0.00027083 | 0.00031946 | 0.00015566 | 0.00010629 | 0.00019659 | 0.00010666 | 0 | 0
MIS_MIDA | 3.0128 | 2.9322 | 3.3983 | 3.3662 | 3.5036 | 3.3219 | 3.0802 | 3.0351 | 2.7541 | 2.5406 | 3.0112 | 3.0578 | 3.1037 | 3.1958 | 3.0862 | 3.0411 | 2.2223 | 2.0846 | 2.4965 | 2.5544 | 2.6474 | 2.9922 | 3.0493 | 3.0042 | MIS_MIDA | 0.0031398 | 0.0031398 | 0.0031616 | 0.004587 | 0.0050565 | 0.0052201 | 0.0049409 | 0.0031398 | 0.0043183 | 0.0043186 | 0.00045186 | 0.0002588 | 0.0002521 | 0.00022967 | 0.00022967 | 0.00020851 | 0.012418 | 0.01264 | 0.010656 | 0.010656 | 0.010529 | 0.011458 | 0.013198 | 0.0073018
MIS_MNWI | 3.3978 | 3.328 | 3.7561 | 3.7338 | 3.8563 | 3.6625 | 3.3997 | 3.3546 | 3.1161 | 2.8995 | 3.3807 | 3.4327 | 3.4602 | 3.5308 | 3.395 | 3.3498 | 2.5652 | 2.4197 | 2.8441 | 2.912 | 2.9716 | 3.3025 | 3.3549 | 3.3098 | MIS_MNWI | 0.013004 | 0.014805 | 0.017033 | 0.016636 | 0.020589 | 0.022942 | 0.019774 | 0.014095 | 0.010353 | 0.014528 | 0.0049729 | 0.0043395 | 0.0035453 | 0.0037067 | 0.003508 | 0.0034807 | 0.049544 | 0.048525 | 0.049251 | 0.046262 | 0.048218 | 0.027155 | 0.024344 | 0.015972
MIS_MO | 2.9448 | 2.844 | 3.3065 | 3.2901 | 3.4521 | 3.2857 | 3.0723 | 3.0271 | 2.682 | 2.4686 | 2.9247 | 2.9681 | 3.0721 | 3.1892 | 3.1075 | 3.0624 | 2.2691 | 2.1205 | 2.5462 | 2.6271 | 2.7353 | 3.0955 | 3.1724 | 3.1273 | MIS_MO | 0.00075645 | 0.00086087 | 0.0012094 | 0.0013894 | 0.0013901 | 0.001171 | 0.0017257 | 0.001013 | 0.0008738 | 0.00093587 | 0.0008812 | 0.00088384 | 0.0009278 | 0.00091571 | 0.0010325 | 0.00085138 | 0.0059028 | 0.0072362 | 0.0066154 | 0.0074799 | 0.0067768 | 0.0053721 | 0.0073922 | 0.0030849
MIS_MS | 2.9342 | 2.834 | 3.2983 | 3.2922 | 3.531 | 3.3924 | 3.24 | 3.1949 | 2.6916 | 2.4786 | 2.9328 | 2.974 | 3.1463 | 3.2675 | 3.2223 | 3.1772 | 2.6584 | 2.5056 | 2.9913 | 3.1522 | 3.352 | 3.733 | 4.0617 | 4.0166 | MIS_MS | 0.013403 | 0.014463 | 0.018982 | 0.017578 | 0.016659 | 0.017112 | 0.017637 | 0.016006 | 0.01753 | 0.01754 | 0.01922 | 0.020016 | 0.016707 | 0.016692 | 0.016145 | 0.017424 | 0.020185 | 0.021318 | 0.033839 | 0.033209 | 0.034602 | 0.031783 | 0.024306 | 0.018877
MIS_WOTA | 2.9759 | 2.8558 | 3.2907 | 3.2531 | 3.4324 | 3.3168 | 3.132 | 3.0868 | 2.7672 | 2.534 | 2.9468 | 2.963 | 3.1017 | 3.2507 | 3.2327 | 3.1876 | 2.5436 | 2.3476 | 2.7702 | 2.8802 | 2.9785 | 3.3722 | 3.471 | 3.4259 | MIS_WOTA | 0.058956 | 0.056188 | 0.058394 | 0.056598 | 0.055981 | 0.05527 | 0.053055 | 0.051881 | 0.081339 | 0.074163 | 0.073237 | 0.074771 | 0.066466 | 0.065356 | 0.06508 | 0.049089 | 0.13321 | 0.11925 | 0.12575 | 0.12484 | 0.10396 | 0.10185 | 0.099688 | 0.095008
MIS_WUMS | 3.1906 | 3.1236 | 3.5364 | 3.5149 | 3.6354 | 3.4426 | 3.1689 | 3.1238 | 2.914 | 2.6991 | 3.1961 | 3.2541 | 3.2765 | 3.3321 | 3.1762 | 3.1311 | 2.3708 | 2.2193 | 2.6586 | 2.7352 | 2.7692 | 3.0884 | 3.1377 | 3.0926 | MIS_WUMS | 0.039004 | 0.038555 | 0.037281 | 0.038243 | 0.04067 | 0.043611 | 0.046476 | 0.04179 | 0.051645 | 0.05261 | 0.045932 | 0.040433 | 0.04568 | 0.047752 | 0.051625 | 0.038982 | 0.093485 | 0.097146 | 0.0896 | 0.086511 | 0.090779 | 0.083817 | 0.09031 | 0.083521
NENG_CT | 6.8355 | 6.1669 | 6.4956 | 6.5968 | 6.6292 | 6.2209 | 5.8489 | 5.8037 | 3.4171 | 2.8806 | 3.195 | 3.2022 | 3.3293 | 3.4356 | 3.3098 | 3.2647 | 2.2821 | 1.9563 | 2.2558 | 2.3123 | 2.4718 | 2.6875 | 2.8542 | 2.8091 | NENG_CT | 0.01743 | 0.014366 | 0.027639 | 0.02035 | 0.023065 | 0.026366 | 0.031829 | 0.027911 | 0.016707 | 0.0077137 | 0.023966 | 0.011875 | 0.007186 | 0.0028357 | 0.0033051 | 0.0030738 | 0.062583 | 0.058138 | 0.082065 | 0.075867 | 0.070675 | 0.087261 | 0.09723 | 0.1035
NENG_ME | 6.8143 | 6.1457 | 6.4744 | 6.5755 | 6.608 | 6.1997 | 5.8276 | 5.7825 | 3.3958 | 2.8593 | 3.1738 | 3.1809 | 3.308 | 3.4144 | 3.2886 | 3.2435 | 2.2608 | 1.935 | 2.2346 | 2.291 | 2.4505 | 2.6663 | 2.8329 | 2.7878 | NENG_ME | 0.0012126 | 0.00072241 | 0.0012022 | 0.0012138 | 0.0011552 | 0.0011441 | 0.0011441 | 0.0011441 | 0.0003633 | 3.9781e-05 | 0.00016081 | 0.00015931 | 0.00015967 | 0.00017729 | 0.00055965 | 0.00016449 | 0.0018417 | 0.00076861 | 0.00080201 | 0.00077114 | 0.00067327 | 0.0017034 | 0.002024 | 0.0017034
NENGREST | 6.8143 | 6.1457 | 6.4744 | 6.5755 | 6.608 | 6.1997 | 5.8276 | 5.7825 | 3.3958 | 2.8593 | 3.1738 | 3.1809 | 3.308 | 3.4144 | 3.2886 | 3.2435 | 2.2608 | 1.935 | 2.2346 | 2.291 | 2.4505 | 2.6663 | 2.8329 | 2.7878 | NENGREST | 0.01864 | 0.0069895 | 0.015729 | 0.028742 | 0.03024 | 0.034777 | 0.031398 | 0.019937 | 0.0065318 | 0.0023759 | 0.0037142 | 0.0035061 | 0.002836 | 0.00099701 | 0.0012019 | 0.00087535 | 0.11094 | 0.10083 | 0.11761 | 0.12102 | 0.098859 | 0.10157 | 0.079584 | 0.07228
NY_Z_A | 2.7176 | 2.497 | 2.9358 | 2.995 | 3.2718 | 3.0642 | 2.9209 | 2.8758 | 2.4409 | 2.0586 | 2.439 | 2.4268 | 2.6756 | 2.8698 | 2.8934 | 2.8483 | 2.0312 | 1.7753 | 2.0951 | 2.1144 | 2.3444 | 2.6818 | 2.8595 | 2.8143 | NY_Z_A | 0.0065321 | 0.0053366 | 0.0051803 | 0.0048082 | 0.0047607 | 0.00035177 | 5.236e-05 | 0.00081294 | 0.0018897 | 0.0019139 | 0.0018793 | 0.0024428 | 0.0012154 | 0 | 0 | 0 | 0.0070249 | 0.0083951 | 0.0070601 | 0.0088065 | 0.002892 | 0 | 3.1593e-06 | 1.5993e-05
NY_Z_B | 2.6171 | 2.3905 | 2.8254 | 2.8514 | 3.1542 | 2.9896 | 2.8537 | 2.8086 | 2.3856 | 1.9983 | 2.3815 | 2.3689 | 2.6303 | 2.8294 | 2.8522 | 2.807 | 1.9919 | 1.7255 | 2.0438 | 2.0591 | 2.3014 | 2.642 | 2.8227 | 2.7776 | NY_Z_B | 0.0032877 | 0.0032877 | 0.0032877 | 0.0032877 | 0.0032522 | 0.0016318 | 0.00095056 | 0.0017022 | 0.0036928 | 0.0037025 | 0.0029196 | 0.0036928 | 0.0025838 | 0 | 0 | 0 | 0.0052304 | 0.0057824 | 0.0052304 | 0.0057824 | 0.0049399 | 0 | 0 | 2.1592e-05
NY_Z_C&E | 3.2999 | 3.0653 | 3.4221 | 3.4448 | 3.6225 | 3.4216 | 3.2264 | 3.1813 | 2.6548 | 2.244 | 2.6051 | 2.5919 | 2.8066 | 2.9874 | 2.9744 | 2.9293 | 2.1245 | 1.8394 | 2.1545 | 2.1836 | 2.3992 | 2.6965 | 2.8736 | 2.8284 | NY_Z_C&E | 0.015674 | 0.014669 | 0.014496 | 0.014587 | 0.013816 | 0.012223 | 0.012223 | 0.012224 | 0.017095 | 0.017059 | 0.016923 | 0.017266 | 0.012537 | 0 | 0 | 0 | 0.026446 | 0.025899 | 0.025639 | 0.025327 | 0.024701 | 0.00054379 | 0.00054379 | 0.00054379
NY_Z_D | 4.6656 | 4.4148 | 4.6154 | 4.6314 | 4.559 | 4.2855 | 3.9717 | 3.9266 | 3.1932 | 2.7356 | 3.0524 | 3.0379 | 3.159 | 3.3033 | 3.2189 | 3.1738 | 2.3898 | 2.0673 | 2.3759 | 2.4327 | 2.595 | 2.8056 | 2.9753 | 2.9302 | NY_Z_D | - | - | - | - | - | - | - | - | - | - | - | - | - | - | - | - | - | - | - | - | - | - | - | -
NY_Z_F | 4.6656 | 4.4148 | 4.6154 | 4.6314 | 4.559 | 4.2855 | 3.9717 | 3.9266 | 3.1932 | 2.7356 | 3.0524 | 3.0379 | 3.159 | 3.3033 | 3.2189 | 3.1738 | 2.3898 | 2.0673 | 2.3759 | 2.4327 | 2.595 | 2.8056 | 2.9753 | 2.9302 | NY_Z_F | 0.019409 | 0.01504 | 0.017103 | 0.018808 | 0.018976 | 0.00042195 | 0.0022573 | 0.0027324 | 0.010332 | 0.0026382 | 0.0032932 | 0.017663 | 0.0001603 | 0 | 0 | 0 | 0.050605 | 0.047721 | 0.04773 | 0.047531 | 0.042201 | 0.00011572 | 0.00023174 | 0.00017015
NY_Z_G-I | 4.6656 | 4.4148 | 4.6154 | 4.6314 | 4.559 | 4.2855 | 3.9717 | 3.9266 | 3.1932 | 2.7356 | 3.0524 | 3.0379 | 3.159 | 3.3033 | 3.2189 | 3.1738 | 2.3898 | 2.0673 | 2.3759 | 2.4327 | 2.595 | 2.8056 | 2.9753 | 2.9302 | NY_Z_G-I | 0.020942 | 0.02093 | 0.020936 | 0.02093 | 0.02093 | 0.0052122 | 0.0052122 | 0.0052122 | 0.028256 | 0.02312 | 0.026444 | 0.028371 | 0.0025188 | 6.7366e-05 | 0.00012109 | 9.2358e-05 | 0.039356 | 0.039356 | 0.039332 | 0.039251 | 0.039236 | 0.022825 | 0.015853 | 0.0096501
NY_Z_J | 6.9758 | 6.2675 | 6.4895 | 6.5528 | 6.4179 | 5.9137 | 5.4899 | 5.4447 | 3.497 | 2.949 | 3.2147 | 3.1992 | 3.3105 | 3.4422 | 3.3586 | 3.3135 | 2.415 | 2.0897 | 2.3817 | 2.4357 | 2.5938 | 2.8236 | 2.9917 | 2.9466 | NY_Z_J | 0.019455 | 0.019331 | 0.019608 | 0.020214 | 0.00081527 | 0.0025622 | 0.0084202 | 0.0082485 | 0.029669 | 0.032749 | 0.032853 | 0.033117 | 0.01314 | 0.00031515 | 0.00066509 | 0.0002684 | 0.097063 | 0.095319 | 0.090446 | 0.085002 | 0.064604 | 0.044554 | 0.052776 | 0.063702
NY_Z_K | 6.9758 | 6.2675 | 6.4895 | 6.5528 | 6.4179 | 5.9137 | 5.4899 | 5.4447 | 3.497 | 2.949 | 3.2147 | 3.1992 | 3.3105 | 3.4422 | 3.3586 | 3.3135 | 2.415 | 2.0897 | 2.3817 | 2.4357 | 2.5938 | 2.8236 | 2.9917 | 2.9466 | NY_Z_K | 0.0078792 | 0.0063237 | 0.0043749 | 0.0042194 | 0.00020943 | 0.00012503 | 0.00012777 | 0.00013075 | 0.0094282 | 0.0059232 | 0.0068841 | 0.0053952 | 0.00069996 | 3.1317e-05 | 3.1317e-05 | 3.1317e-05 | 0.034618 | 0.030235 | 0.029801 | 0.022076 | 0.01334 | 0.0051673 | 0.0054579 | 0.0038388
PJM_AP | 2.5988 | 2.421 | 2.8519 | 2.8412 | 3.1 | 2.9636 | 2.834 | 2.7889 | 2.2914 | 1.912 | 2.2974 | 2.2932 | 2.5388 | 2.7309 | 2.746 | 2.7008 | 1.9068 | 1.6381 | 1.9592 | 1.9777 | 2.2107 | 2.5512 | 2.7324 | 2.6873 | PJM_AP | 0.047882 | 0.04849 | 0.0484 | 0.0484 | 0.048252 | 0.04644 | 0.045794 | 0.16825 | 0.053579 | 0.057066 | 0.054008 | 0.054106 | 0.054111 | 0.052397 | 0.035406 | 0.12455 | 0.078868 | 0.091222 | 0.079187 | 0.083739 | 0.080826 | 0.076673 | 0.07241 | 0.25921
PJM_ATSI | 2.6366 | 2.4856 | 2.9405 | 2.9397 | 3.1732 | 3.0157 | 2.8488 | 2.8037 | 2.4036 | 2.1002 | 2.5206 | 2.5349 | 2.7308 | 2.8934 | 2.8732 | 2.828 | 2.0112 | 1.8059 | 2.1728 | 2.2145 | 2.3924 | 2.738 | 2.8695 | 2.8244 | PJM_ATSI | 0.057942 | 0.060964 | 0.064681 | 0.070809 | 0.07552 | 0.083931 | 0.10821 | 0.11928 | 0.077826 | 0.079304 | 0.0808 | 0.084021 | 0.085818 | 0.086512 | 0.12788 | 0.12408 | 0.12428 | 0.14506 | 0.13543 | 0.14594 | 0.1594 | 0.16701 | 0.2032 | 0.21324
PJM_COMD | 3.0385 | 2.9558 | 3.4251 | 3.3968 | 3.5341 | 3.3527 | 3.1132 | 3.0681 | 2.7887 | 2.5752 | 3.0588 | 3.1079 | 3.1653 | 3.2599 | 3.1463 | 3.1011 | 2.2766 | 2.1307 | 2.5615 | 2.6315 | 2.731 | 3.0769 | 3.1339 | 3.0888 | PJM_COMD | 0.031516 | 0.031872 | 0.031639 | 0.032516 | 0.03251 | 0.035971 | 0.037523 | 0.042435 | 0.034448 | 0.038635 | 0.028812 | 0.029015 | 0.04187 | 0.042349 | 0.042349 | 0.03817 | 0.085265 | 0.091598 | 0.089388 | 0.088574 | 0.087064 | 0.074239 | 0.069552 | 0.082884
PJM_Dom | 3.0453 | 2.9161 | 3.3362 | 3.3205 | 3.4993 | 3.3508 | 3.2337 | 3.1885 | 2.5224 | 2.121 | 2.4976 | 2.4995 | 2.7144 | 2.8972 | 2.8985 | 2.8534 | 2.1194 | 1.8233 | 2.1398 | 2.1652 | 2.374 | 2.7066 | 2.887 | 2.8419 | PJM_Dom | 0.076535 | 0.076285 | 0.078052 | 0.076079 | 0.070196 | 0.075872 | 0.045409 | 0 | 0.10003 | 0.1149 | 0.10181 | 0.10183 | 0.097906 | 0.092259 | 0.025546 | 0 | 0.16945 | 0.1856 | 0.17539 | 0.17323 | 0.15933 | 0.15424 | 0.12193 | 0
PJM_EMAC | 3.2554 | 3.1354 | 3.5444 | 3.5279 | 3.7015 | 3.5451 | 3.4167 | 3.3716 | 2.6744 | 2.2851 | 2.652 | 2.6484 | 2.8604 | 3.0401 | 3.0397 | 2.9946 | 2.2206 | 1.9472 | 2.2559 | 2.2784 | 2.4858 | 2.8037 | 2.9811 | 2.936 | PJM_EMAC | 0.11722 | 0.10663 | 0.12898 | 0.11761 | 0.1297 | 0.14732 | 0.15122 | 0.1507 | 0.13279 | 0.16347 | 0.15512 | 0.13966 | 0.14133 | 0.16347 | 0.18448 | 0.15715 | 0.25781 | 0.26299 | 0.29096 | 0.27454 | 0.27567 | 0.31595 | 0.32111 | 0.32837
PJM_PENE | 2.429 | 2.2134 | 2.65 | 2.6586 | 2.9625 | 2.8186 | 2.687 | 2.6419 | 2.2106 | 1.8325 | 2.2192 | 2.2096 | 2.4707 | 2.6698 | 2.6929 | 2.6478 | 1.8276 | 1.568 | 1.8887 | 1.9041 | 2.146 | 2.4891 | 2.6701 | 2.625 | PJM_PENE | 0.03536 | 0.039345 | 0.035587 | 0.035608 | 0.034713 | 0.034606 | 0.04282 | 0.042275 | 0.046046 | 0.047519 | 0.046202 | 0.046206 | 0.04628 | 0.046238 | 0.049204 | 0.045984 | 0.076322 | 0.081414 | 0.075512 | 0.076072 | 0.07419 | 0.066265 | 0.075181 | 0.068043
PJM_SMAC | 3.1228 | 2.9871 | 3.4064 | 3.392 | 3.5726 | 3.4157 | 3.2825 | 3.2374 | 2.5954 | 2.198 | 2.5737 | 2.574 | 2.7918 | 2.9739 | 2.9775 | 2.9323 | 2.1642 | 1.8885 | 2.2039 | 2.2258 | 2.4405 | 2.7665 | 2.9464 | 2.9013 | PJM_SMAC | 0.020154 | 0.019138 | 0.019994 | 0.019172 | 0.019487 | 0.021768 | 0.02235 | 0.020611 | 0.025334 | 0.028247 | 0.025619 | 0.025211 | 0.024594 | 0.026251 | 0.027898 | 0.026624 | 0.045676 | 0.046727 | 0.043902 | 0.04278 | 0.041444 | 0.046506 | 0.046398 | 0.044891
PJM_West | 2.7832 | 2.6657 | 3.1232 | 3.1081 | 3.3019 | 3.1531 | 2.9835 | 2.9384 | 2.5049 | 2.2174 | 2.6495 | 2.6744 | 2.8429 | 2.9929 | 2.9525 | 2.9074 | 2.1214 | 1.9151 | 2.3002 | 2.3581 | 2.5138 | 2.865 | 2.9854 | 2.9402 | PJM_West | 0.094133 | 0.093824 | 0.094126 | 0.093798 | 0.10099 | 0.1191 | 0.16197 | 0.19974 | 0.12308 | 0.12381 | 0.12266 | 0.12277 | 0.12223 | 0.12383 | 0.18024 | 0.22075 | 0.19858 | 0.2118 | 0.18762 | 0.19003 | 0.2074 | 0.21921 | 0.30538 | 0.41255
PJM_WMAC | 2.5365 | 2.3433 | 2.7745 | 2.7638 | 3.0433 | 2.9117 | 2.782 | 2.7369 | 2.254 | 1.8749 | 2.2589 | 2.251 | 2.5045 | 2.7006 | 2.7192 | 2.6741 | 1.8604 | 1.6005 | 1.9178 | 1.9332 | 2.1706 | 2.5073 | 2.6877 | 2.6426 | PJM_WMAC | 0.13993 | 0.16281 | 0.14211 | 0.14004 | 0.13846 | 0.13988 | 0.15604 | 0.18 | 0.14474 | 0.16093 | 0.15262 | 0.14583 | 0.14478 | 0.14677 | 0.14817 | 0.14516 | 0.24338 | 0.24738 | 0.24469 | 0.24928 | 0.24616 | 0.20909 | 0.22685 | 0.24191
S_C_KY | 2.9454 | 2.8216 | 3.2752 | 3.2588 | 3.4572 | 3.3136 | 3.1565 | 3.1114 | 2.6328 | 2.3304 | 2.7491 | 2.7682 | 2.9554 | 3.1129 | 3.0921 | 3.047 | 2.3043 | 2.0746 | 2.4575 | 2.5263 | 2.6906 | 3.0526 | 3.1923 | 3.1471 | S_C_KY | 0.010367 | 0.016978 | 0.016879 | 0.016969 | 0.031048 | 0.042266 | 0.057095 | 0.065498 | 0.011826 | 0.022436 | 0.019055 | 0.018371 | 0.041972 | 0.055853 | 0.070312 | 0.07533 | 0.025433 | 0.057116 | 0.042008 | 0.039358 | 0.069043 | 0.088783 | 0.10797 | 0.12359
S_C_TVA | 2.8913 | 2.7856 | 3.2445 | 3.2345 | 3.4615 | 3.318 | 3.1715 | 3.1264 | 2.613 | 2.3702 | 2.8135 | 2.8504 | 3.0241 | 3.1605 | 3.1208 | 3.0757 | 2.4133 | 2.2344 | 2.6629 | 2.7767 | 2.9685 | 3.3543 | 3.6551 | 3.61 | S_C_TVA | 0.12446 | 0.12519 | 0.12702 | 0.12534 | 0.13041 | 0.14084 | 0.15907 | 0.20107 | 0.16425 | 0.16565 | 0.16064 | 0.15587 | 0.16354 | 0.1618 | 0.15708 | 0.1784 | 0.23975 | 0.24292 | 0.24009 | 0.23914 | 0.25041 | 0.25547 | 0.2413 | 0.30311
S_D_AECI | 2.9214 | 2.8105 | 3.2712 | 3.2627 | 3.437 | 3.2782 | 3.0789 | 3.0338 | 2.6565 | 2.4433 | 2.8921 | 2.9339 | 3.067 | 3.1965 | 3.1287 | 3.0836 | 2.3031 | 2.1491 | 2.5817 | 2.674 | 2.7898 | 3.1578 | 3.2446 | 3.1995 | S_D_AECI | 0.018209 | 0.017245 | 0.021189 | 0.020024 | 0.021199 | 0.02 | 0.019758 | 0.016727 | 0.018086 | 0.024145 | 0.020477 | 0.021029 | 0.017745 | 0.017142 | 0.017142 | 0.0092003 | 0.035468 | 0.041861 | 0.042385 | 0.042365 | 0.042249 | 0.03528 | 0.029708 | 0.028281
S_SOU | 2.9427 | 2.8442 | 3.304 | 3.2977 | 3.5485 | 3.4075 | 3.2788 | 3.2337 | 2.6861 | 2.473 | 2.9268 | 2.9703 | 3.1436 | 3.2638 | 3.2178 | 3.1726 | 2.6395 | 2.4863 | 2.9641 | 3.1323 | 3.3436 | 3.7356 | 4.1561 | 4.111 | S_SOU | 0.22962 | 0.23515 | 0.22076 | 0.22756 | 0.23265 | 0.24223 | 0.29369 | 0.32525 | 0.30415 | 0.30824 | 0.30142 | 0.30365 | 0.31088 | 0.30772 | 0.33117 | 0.35333 | 0.48434 | 0.53385 | 0.47286 | 0.48216 | 0.48226 | 0.48184 | 0.51314 | 0.54123
S_VACA | 3.2944 | 3.1923 | 3.6421 | 3.6377 | 3.8822 | 3.7431 | 3.6402 | 3.5951 | 2.9412 | 2.6825 | 3.1199 | 3.1625 | 3.3514 | 3.4921 | 3.4598 | 3.4147 | 2.7571 | 2.5652 | 2.9739 | 3.091 | 3.3243 | 3.7273 | 4.1658 | 4.1207 | S_VACA | 0.13294 | 0.14687 | 0.15371 | 0.15891 | 0.1968 | 0.21718 | 0.23813 | 0.26031 | 0.16603 | 0.20468 | 0.17557 | 0.18141 | 0.23307 | 0.23438 | 0.21027 | 0.17624 | 0.28412 | 0.36709 | 0.31206 | 0.30623 | 0.40021 | 0.3952 | 0.37411 | 0.35832
SPP_KIAM | 2.7063 | 2.6027 | 3.0704 | 3.0406 | 3.2343 | 3.0945 | 2.8999 | 2.8548 | 2.4797 | 2.2631 | 2.7083 | 2.735 | 2.8782 | 3.0162 | 2.9601 | 2.9149 | 2.1754 | 2.0173 | 2.4427 | 2.5238 | 2.6535 | 3.0322 | 3.1221 | 3.0769 | SPP_KIAM | 0.014836 | 0.010081 | 0.013235 | 0.013421 | 0.015304 | 0.015304 | 0.015304 | 0.001492 | 0.0092531 | 0 | 0 | 0.00012753 | 0.012718 | 0.012718 | 0.012718 | 0.012718 | 0.028686 | 0.028686 | 0.028686 | 0.028686 | 0.028686 | 0.028686 | 0.028686 | 0.024618
SPP_N | 2.8687 | 2.7738 | 3.2344 | 3.2164 | 3.3934 | 3.2353 | 3.0301 | 2.985 | 2.6204 | 2.4091 | 2.8558 | 2.8891 | 3.0163 | 3.1464 | 3.0761 | 3.031 | 2.2468 | 2.11 | 2.5275 | 2.5945 | 2.7162 | 3.0804 | 3.1557 | 3.1106 | SPP_N | 0.0020374 | 0.0034937 | 0.0068365 | 0.0051378 | 0.0062546 | 0.0069969 | 0.0069777 | 0.0049368 | 0.0022734 | 0.0029073 | 0.00016124 | 0.00015356 | 0.00017486 | 0.00017486 | 0.00074246 | 0.00045508 | 0.032373 | 0.033994 | 0.034239 | 0.032163 | 0.026647 | 0.028114 | 0.029812 | 0.027699
SPP_NEBR | 3.1977 | 3.1163 | 3.579 | 3.5544 | 3.7344 | 3.5765 | 3.3654 | 3.3203 | 2.9624 | 2.7518 | 3.1987 | 3.226 | 3.3466 | 3.4769 | 3.4017 | 3.3566 | 2.5545 | 2.4273 | 2.8368 | 2.883 | 3.004 | 3.3593 | 3.4212 | 3.376 | SPP_NEBR | 0 | 9.7573e-06 | 0.00018308 | 0.00025152 | 0.00013261 | 0.00013261 | 0.00013261 | 0.00013261 | 0 | 0 | 0 | 0 | 0 | 0 | 1.9207e-05 | 9.5978e-05 | 0.0017636 | 0.002259 | 0.0022649 | 0.0020375 | 0.0020539 | 0.0024941 | 0.0029006 | 0.0036628
SPP_SPS | 2.7528 | 2.6636 | 3.1582 | 3.1437 | 3.3443 | 3.1594 | 2.9606 | 2.9155 | 2.4813 | 2.2679 | 2.7472 | 2.7661 | 2.9072 | 3.0423 | 2.9991 | 2.954 | 2.1562 | 2.0462 | 2.474 | 2.4955 | 2.6921 | 3.1479 | 3.1722 | 3.127 | SPP_SPS | 0.0039409 | 0.0052263 | 0.0048138 | 0.0040143 | 0.0030891 | 0.0014666 | 0.00099165 | 0.00040561 | 0.0041733 | 0.0032266 | 0.00031261 | 2.0441e-05 | 0.00011173 | 0.00042064 | 0.0004449 | 0 | 0.039154 | 0.030685 | 0.027559 | 0.024137 | 0.01094 | 0.0036423 | 0.0019345 | 0.0013761
SPP_WAUE | 2.8536 | 2.7752 | 3.2302 | 3.195 | 3.3355 | 3.1434 | 2.8497 | 2.8046 | 2.6136 | 2.4006 | 2.8458 | 2.895 | 2.9296 | 3.0175 | 2.8944 | 2.8493 | 2.0555 | 1.9231 | 2.3155 | 2.375 | 2.4608 | 2.7936 | 2.8379 | 2.7927 | SPP_WAUE | 8.8524e-05 | 8.639e-05 | 0.0005626 | 0.00074641 | 0.00089925 | 0.00095587 | 0.0030663 | 0.0011307 | 6.2003e-06 | 6.1266e-05 | 0 | 3.4556e-05 | 0.00020906 | 0.00020906 | 0.00038244 | 0.0013224 | 0.0082355 | 0.010283 | 0.010869 | 0.0090976 | 0.0098643 | 0.011425 | 0.010111 | 0.011181
SPP_WEST | 2.7063 | 2.6027 | 3.0704 | 3.0406 | 3.2343 | 3.0945 | 2.8999 | 2.8548 | 2.4797 | 2.2631 | 2.7083 | 2.735 | 2.8782 | 3.0162 | 2.9601 | 2.9149 | 2.1754 | 2.0173 | 2.4427 | 2.5238 | 2.6535 | 3.0322 | 3.1221 | 3.0769 | SPP_WEST | 0.054072 | 0.054775 | 0.05708 | 0.05666 | 0.051642 | 0.058807 | 0.049072 | 0.04516 | 0.06857 | 0.075991 | 0.05432 | 0.046 | 0.035 | 0.035336 | 0.030553 | 0.016807 | 0.14658 | 0.15084 | 0.14051 | 0.13035 | 0.12881 | 0.13676 | 0.11941 | 0.090431
WEC_BANC | 3.4419 | 3.5065 | 3.6729 | 3.7004 | 3.7496 | 3.3472 | 3.1407 | 3.0956 | 2.9848 | 2.7856 | 3.2455 | 3.3179 | 3.2971 | 3.3386 | 3.2485 | 3.2034 | 2.9614 | 2.9041 | 3.2387 | 3.1712 | 2.9921 | 2.9532 | 3.0661 | 3.021 | WEC_BANC | 0.019131 | 0.019263 | 0.019344 | 0.022302 | 0.023259 | 0.024227 | 0.023747 | 0.021854 | 0.025967 | 0.026445 | 0.026277 | 0.028182 | 0.028665 | 0.029086 | 0.02362 | 0.013146 | 0.034215 | 0.034044 | 0.032132 | 0.033732 | 0.035672 | 0.03651 | 0.033266 | 0.002171
WEC_CALN | 3.3437 | 3.4344 | 3.6609 | 3.6947 | 3.7917 | 3.4007 | 3.1935 | 3.1484 | 2.8533 | 2.6478 | 3.1067 | 3.1714 | 3.2162 | 3.295 | 3.2423 | 3.1972 | 2.9648 | 2.8975 | 3.1547 | 3.0684 | 3.1499 | 4.3396 | 4.6238 | 4.5787 | WEC_CALN | 0.11539 | 0.1163 | 0.12203 | 0.10608 | 0.09489 | 0.064424 | 0.0083476 | 0.010472 | 0.11477 | 0.13543 | 0.12878 | 0.096923 | 0.057966 | 0.0099772 | 0.0012256 | 0.00074925 | 0.12693 | 0.15362 | 0.12952 | 0.11469 | 0.087921 | 0.0064969 | 0.00088242 | 0.00079991
WEC_LADW | 3.4486 | 3.526 | 3.7004 | 3.712 | 3.7947 | 3.3907 | 3.1839 | 3.1388 | 2.914 | 2.7002 | 3.1587 | 3.2181 | 3.2466 | 3.3165 | 3.2554 | 3.2103 | 3.0916 | 3.0065 | 3.2303 | 3.1191 | 3.148 | 4.7006 | 5.1045 | 5.0594 | WEC_LADW | 0.033521 | 0.034332 | 0.037509 | 0.03225 | 0.032234 | 0.032116 | 0.023607 | 0.023849 | 0.042699 | 0.044578 | 0.044923 | 0.03718 | 0.036801 | 0.031718 | 0.010408 | 0.010323 | 0.049633 | 0.049361 | 0.054771 | 0.050056 | 0.047371 | 0.040364 | 0.0023208 | 0.0027251
WEC_SDGE | 3.4643 | 3.555 | 3.7376 | 3.7343 | 3.8502 | 3.4456 | 3.2409 | 3.1958 | 2.8517 | 2.6237 | 3.0811 | 3.1283 | 3.2059 | 3.3055 | 3.2751 | 3.2299 | 3.2295 | 3.1169 | 3.2312 | 3.0775 | 3.3139 | 6.4601 | 7.1546 | 7.1095 | WEC_SDGE | 0.017406 | 0.01923 | 0.020791 | 0.021157 | 0.020897 | 0.015348 | 0.0093793 | 0.0095118 | 0.028921 | 0.028866 | 0.021515 | 0.011901 | 0.011664 | 0.011635 | 0.0092835 | 0.0073734 | 0.020952 | 0.01784 | 0.018509 | 0.01467 | 0.0127 | 0.0095956 | 0.0017178 | 0.0017191
WECC_AZ | 2.9186 | 3.034 | 3.3614 | 3.4334 | 3.5589 | 3.192 | 2.9834 | 2.9383 | 2.4937 | 2.308 | 2.7792 | 2.8506 | 2.933 | 3.0285 | 2.9979 | 2.9528 | 2.5147 | 2.4849 | 2.8104 | 2.7904 | 2.9879 | 3.7062 | 3.4918 | 3.4467 | WECC_AZ | 0.063228 | 0.059031 | 0.065278 | 0.074574 | 0.081267 | 0.089752 | 0.12214 | 0.10737 | 0.064802 | 0.064779 | 0.070602 | 0.087551 | 0.10494 | 0.11343 | 0.096674 | 0.085993 | 0.13989 | 0.1429 | 0.16105 | 0.20005 | 0.20451 | 0.21036 | 0.22226 | 0.24421
WECC_CO | 2.772 | 2.813 | 3.2825 | 3.3194 | 3.4771 | 3.1868 | 2.9736 | 2.9285 | 2.4557 | 2.2569 | 2.7378 | 2.5836 | 2.923 | 3.0542 | 3.0196 | 2.9745 | 1.8236 | 1.8564 | 2.3894 | 2.318 | 2.7488 | 3.427 | 3.3346 | 3.2895 | WECC_CO | 0.030866 | 0.030365 | 0.033041 | 0.034315 | 0.041083 | 0.05011 | 0.040484 | 0.032978 | 0.024656 | 0.031471 | 0.021807 | 0.025318 | 0.029023 | 0.033361 | 0.022216 | 0.010234 | 0.079585 | 0.081466 | 0.056463 | 0.064444 | 0.060182 | 0.063294 | 0.05023 | 0.039958
WECC_ID | 2.6928 | 2.7858 | 3.2705 | 3.3677 | 3.4763 | 3.1251 | 2.9279 | 2.8828 | 2.4333 | 2.2512 | 2.7023 | 2.7763 | 2.8632 | 2.9504 | 2.9215 | 2.8764 | 1.9747 | 1.88 | 2.278 | 2.3375 | 2.6312 | 2.9776 | 2.9538 | 2.9087 | WECC_ID | 0.0044868 | 0.0039673 | 0.0053232 | 0.0073009 | 0.0069942 | 0.0093959 | 0.046781 | 0.046919 | 0.01013 | 0.010317 | 0.010508 | 0.016789 | 0.017716 | 0.019183 | 0.019958 | 0.011844 | 0.014199 | 0.014595 | 0.020966 | 0.021049 | 0.02023 | 0.025201 | 0.03097 | 0.029791
WECC_IID | 3.4553 | 3.5454 | 3.7279 | 3.7235 | 3.8398 | 3.4343 | 3.227 | 3.1819 | 2.8433 | 2.6148 | 3.0719 | 3.1183 | 3.1961 | 3.2944 | 3.2623 | 3.2171 | 3.2217 | 3.1089 | 3.222 | 3.0671 | 3.304 | 6.4481 | 7.1429 | 7.0977 | WECC_IID | 0 | 0 | 0 | 0.0004216 | 1.2557e-05 | 0 | 0 | 0 | 0 | 0 | 0 | 0 | 0 | 0 | 0 | 0 | 1.6972e-05 | 0.00033259 | 0.00033259 | 0.00029745 | 1.6972e-05 | 0 | 0 | 0
WECC_MT | 3.0396 | 2.9501 | 3.428 | 3.3686 | 3.541 | 3.3548 | 2.9772 | 2.9321 | 2.8936 | 2.6911 | 3.0959 | 3.1513 | 3.1904 | 3.2823 | 3.1448 | 3.0997 | 2.3365 | 2.2182 | 2.5762 | 2.6363 | 2.7235 | 3.0368 | 3.0582 | 3.0131 | WECC_MT | 0 | 0 | 0 | 0 | 0 | 0 | 0.00012748 | 0.00099025 | 0 | 0 | 0 | 0 | 0 | 0 | 0 | 0 | 0.00034861 | 0.0005992 | 0.00034861 | 0.0005992 | 0.00034757 | 0.00034757 | 0 | 0
WECC_NM | 2.5237 | 2.4954 | 3.0162 | 3.0649 | 3.2456 | 2.9709 | 2.7818 | 2.7367 | 2.1999 | 1.9946 | 2.5089 | 2.55 | 2.6855 | 2.8204 | 2.8143 | 2.7692 | 1.9322 | 1.8424 | 2.3015 | 2.3271 | 2.622 | 3.2923 | 3.21 | 3.1648 | WECC_NM | 0.013242 | 0.014277 | 0.010219 | 0.012098 | 0.0037709 | 0.0066326 | 0.0095191 | 0.00163 | 0.016805 | 0.019649 | 0.016644 | 0.025992 | 0.011819 | 0.0094871 | 0.0047816 | 0.00032648 | 0.055615 | 0.055662 | 0.043273 | 0.045709 | 0.029879 | 0.02317 | 0.017956 | 0.0053175
WECC_NNV | 2.8715 | 2.9762 | 3.3873 | 3.4689 | 3.6 | 3.2437 | 3.0403 | 2.9952 | 2.5402 | 2.3533 | 2.8148 | 2.8898 | 2.9751 | 3.0798 | 3.0512 | 3.0061 | 2.3115 | 2.2455 | 2.6165 | 2.6314 | 2.8675 | 3.2607 | 3.2734 | 3.2283 | WECC_NNV | 0.0070509 | 0.0060799 | 0.0038549 | 0.010429 | 0.009135 | 0.0087696 | 0.015031 | 0.0026493 | 0.0037098 | 0.0027129 | 0.0055262 | 0.0069645 | 0.0097477 | 0.0067011 | 0.0041597 | 0.00045998 | 0.01646 | 0.018157 | 0.0088885 | 0.0097583 | 0.013223 | 0.014166 | 0.012926 | 0.0012553
WECC_PNW | 2.7698 | 2.8565 | 3.2613 | 3.3476 | 3.4307 | 3.0665 | 4.0083 | 3.9632 | 2.4764 | 2.3041 | 2.7393 | 2.8149 | 2.8445 | 2.924 | 2.8508 | 2.8057 | 2.0536 | 1.9806 | 2.3297 | 2.3663 | 2.4058 | 2.597 | 2.5918 | 2.5467 | WECC_PNW | 0.078735 | 0.078411 | 0.08193 | 0.086055 | 0.090246 | 0.10076 | 0.080905 | 0.065926 | 0.032123 | 0.02483 | 0.041673 | 0.067009 | 0.066863 | 0.063825 | 0.089935 | 0.052726 | 0.012155 | 0.014734 | 0.038083 | 0.039803 | 0.049175 | 0.073732 | 0.075387 | 0.033305
WECC_SCE | 3.2946 | 3.3984 | 3.655 | 3.6918 | 3.8128 | 3.4274 | 3.2199 | 3.1748 | 2.7875 | 2.5788 | 3.0372 | 3.0982 | 3.1757 | 3.2732 | 3.2393 | 3.1941 | 2.9664 | 2.8942 | 3.1127 | 3.017 | 3.2288 | 5.0328 | 5.4026 | 5.3575 | WECC_SCE | 0.055783 | 0.057082 | 0.06659 | 0.055549 | 0.057967 | 0.053958 | 0.031059 | 0.030499 | 0.10162 | 0.099468 | 0.1101 | 0.065349 | 0.062703 | 0.060828 | 0.021806 | 0.021067 | 0.11445 | 0.11539 | 0.12439 | 0.085576 | 0.07067 | 0.051791 | 0.012678 | 0.013666
WECC_SNV | 2.9383 | 3.0563 | 3.388 | 3.4609 | 3.5939 | 3.2347 | 3.0304 | 2.9853 | 2.5405 | 2.3521 | 2.8114 | 2.8831 | 2.9669 | 3.0703 | 3.0412 | 2.9961 | 2.522 | 2.4924 | 2.8116 | 2.7695 | 2.9643 | 3.4311 | 3.4797 | 3.4346 | WECC_SNV | 0.035699 | 0.034414 | 0.03951 | 0.039202 | 0.041229 | 0.043904 | 0.049331 | 0.020054 | 0.046212 | 0.047171 | 0.043988 | 0.049754 | 0.043879 | 0.044701 | 0.047216 | 0.0039655 | 0.057163 | 0.058368 | 0.058221 | 0.068016 | 0.06435 | 0.06919 | 0.073398 | 0.0089698
WECC_UT | 2.7137 | 2.8099 | 3.2868 | 3.3614 | 3.4997 | 3.1496 | 2.9481 | 2.903 | 2.4413 | 2.2543 | 2.7129 | 2.7798 | 2.8738 | 2.9956 | 2.9758 | 2.9307 | 2.0256 | 1.9316 | 2.3482 | 2.3982 | 2.7549 | 3.5138 | 3.4288 | 3.3837 | WECC_UT | 0.021692 | 0.021683 | 0.023527 | 0.027463 | 0.027184 | 0.029594 | 0.053069 | 0.052646 | 0.03063 | 0.032416 | 0.022965 | 0.038324 | 0.037113 | 0.029453 | 0.045032 | 0.048918 | 0.049392 | 0.050301 | 0.053718 | 0.060646 | 0.044217 | 0.017595 | 0.042435 | 0.035933
WECC_WY | 2.7482 | 2.7022 | 3.1693 | 3.1546 | 3.3158 | 3.1118 | 2.8731 | 2.8279 | 2.5087 | 2.3105 | 2.7551 | 2.7985 | 2.8876 | 3.0019 | 2.9258 | 2.8807 | 2.0575 | 1.9387 | 2.3378 | 2.3905 | 2.5365 | 2.9325 | 3.0307 | 2.9856 | WECC_WY | 1.8964e-06 | 7.9532e-05 | 0.00010029 | 0.00025123 | 0.000232 | 0.0011229 | 0.0034668 | 0.001781 | 1.4266e-05 | 6.1441e-05 | 2.8779e-05 | 5.2236e-05 | 3.7244e-05 | 0.00045407 | 0.00019682 | 5.2762e-05 | 0.0003161 | 0.00055754 | 0.00036179 | 0.0004714 | 0.001688 | 0.0026148 | 0.0057523 | 0.0064837