## Summary
EPA IPM Summary Run Results
EPA Platform v6 Projections for
Continental U.S.
Less Stringent Scenario
All costs and prices are in 2019-year dollars | Values in red are rounded to zero, not equal to zero
NATIONWIDE EMISSIONS | 2023 | 2025 | 2028 | 2030 | 2035 | 2040 | 2045 | 2050
SO2 (million tons) | 1.1921 | 0.84921 | 0.55062 | 0.43392 | 0.48223 | 0.40642 | 0.33425 | 0.26558
NOx (million tons) | 0.87457 | 0.64903 | 0.55427 | 0.47343 | 0.45493 | 0.39457 | 0.3558 | 0.30201
CO2 (million metric tons) | 1623.8254 | 1341.6369 | 1264.8626 | 1211.3961 | 1212.5506 | 1117.4395 | 1061.6795 | 960.0355
Hg (tons) | 4.4411 | 3.3754 | 2.7305 | 2.5631 | 2.5171 | 2.2992 | 2.1253 | 1.8916
HCL (Mtons) | 5.7328 | 4.0598 | 2.8307 | 2.5601 | 2.421 | 1.9585 | 1.5689 | 1.1503
TOTAL COSTS | 2023 | 2025 | 2028 | 2030 | 2035 | 2040 | 2045 | 2050
Total Costs (billion $) | 153.4486 | 136.3134 | 129.5536 | 135.2834 | 152.5591 | 162.6495 | 174.4431 | 187.3579
PRICES | 2023 | 2025 | 2028 | 2030 | 2035 | 2040 | 2045 | 2050
National Wholesale Electricity Price (mills/kWh) | 50.4391 | 34.8113 | 33.8521 | 38.9224 | 37.227 | 37.8908 | 37.2775 | 35.2742
Natural Gas Prices (2019 $/MMBtu)
Henry Hub | 5.07 | 3.6 | 2.7591 | 2.9009 | 3.074 | 3.287 | 3.2037 | 3.14
Delivered | 5.2322 | 3.7269 | 2.8242 | 2.9539 | 3.1478 | 3.3658 | 3.336 | 3.2712
Minemouth Coal Prices (2019 $/MMBtu)
Appalachia | 2.5084 | 1.7805 | 1.835 | 1.9075 | 2.0021 | 2.208 | 2.34 | 2.6263
Imports | 7.6004 | 2.3515 | 2.3674 | 4.3666 | 3.0941 | 3.0269 | 2.708
Interior | 2.146 | 1.5103 | 1.3551 | 1.3822 | 1.4924 | 1.4426 | 1.5091 | 1.5207
Waste Coal | 2.4475 | 1.5163 | 1.0145 | 1.0485 | 1.2461 | 1.4471 | 1.3092 | 0.99552
West | 1.1063 | 0.81981 | 0.78095 | 0.81694 | 0.85204 | 0.91356 | 0.9329 | 1.0021
National | 1.6696 | 1.2145 | 1.169 | 1.2311 | 1.2931 | 1.3311 | 1.397 | 1.4884
TOTAL CAPACITY (Cumulative GW) | 2023 | 2025 | 2028 | 2030 | 2035 | 2040 | 2045 | 2050
Hydro | 102.1742 | 102.147 | 102.1312 | 103.2812 | 106.1562 | 109.8959 | 109.8959 | 109.8959
Non-Hydro Renewables | 241.4869 | 303.0543 | 309.5728 | 341.9796 | 405.7304 | 484.6431 | 566.3245 | 696.459
Biomass | 3.4519 | 0.3054 | 0.1822 | 0.1822 | 0.1822 | 0.1822 | 0.1822 | 0.1822
Geothermal | 2.4889 | 2.7781 | 2.7781 | 2.86 | 2.86 | 2.86 | 2.86 | 2.86
Landfill Gas | 2.2919 | 2.694 | 3.0904 | 3.106 | 3.1765 | 4.1502 | 5.5973 | 6.008
Solar | 86.3892 | 109.5695 | 113.4147 | 138.9424 | 176.8684 | 218.8625 | 251.9625 | 317.0842
Wind | 146.865 | 187.7074 | 190.1074 | 196.889 | 222.6434 | 258.5882 | 305.7225 | 370.3246
Distributed Solar PV | 48.538 | 55.1609 | 65.7741 | 72.8659 | 88.1576 | 104.2361 | 120.6783 | 138.184
Coal | 186.627 | 137.7105 | 123.9069 | 98.0189 | 86.4093 | 64.7356 | 57.7141 | 47.578
Coal without CCS | 185.812 | 137.1155 | 123.3038 | 97.4158 | 85.9237 | 64.5524 | 57.706 | 47.57
IGCC without CCS | 0.815 | 0.595 | 0.595 | 0.595 | 0.4775 | 0.17517 | 0 | 0
Coal with CCS | 0 | 0 | 0.0080464 | 0.0080464 | 0.0080464 | 0.0080464 | 0.0080464 | 0.0080464
Energy Storage | 14.4264 | 18.3275 | 18.3275 | 20.9905 | 27.7057 | 27.9551 | 28.8883 | 39.1151
Nuclear | 96.9252 | 90.5672 | 78.2401 | 76.0498 | 61.6067 | 60.4837 | 55.2691 | 44.5907
Natural Gas | 440.8369 | 436.0923 | 458.6919 | 477.2985 | 519.3144 | 576.4247 | 646.0448 | 733.6148
CC without CCS | 288.031 | 283.336 | 281.7026 | 281.1576 | 294.7405 | 304.8998 | 318.8677 | 336.249
CC with CCS | 0 | 0 | 1.4514 | 2.3881 | 3.0899 | 3.0899 | 3.0899 | 3.0899
CT | 152.8059 | 152.7564 | 175.5379 | 193.7527 | 221.484 | 268.435 | 324.0872 | 394.2759
Oil/Gas Steam | 73.3468 | 60.079 | 62.7856 | 63.8681 | 64.9485 | 61.9141 | 59.8601 | 53.886
Other | 6.9863 | 6.8425 | 6.8425 | 6.8425 | 6.8425 | 6.8425 | 6.8425 | 6.8425
Grand Total | 1162.8097 | 1154.8204 | 1160.4984 | 1188.3291 | 1278.7138 | 1392.8947 | 1530.8393 | 1731.9821
NEW CAPACITY (Cumulative GW) | 2023 | 2025 | 2028 | 2030 | 2035 | 2040 | 2045 | 2050
Hydro | 0 | 0.001 | 0.001 | 1.151 | 4.026 | 7.7657 | 7.7657 | 7.7657
Non-Hydro Renewables | 80.3607 | 143.8839 | 150.5328 | 182.9396 | 246.6924 | 325.6051 | 407.2865 | 537.5488
Biomass | 0.0569 | 0.0569 | 0.0569 | 0.0569 | 0.0569 | 0.0569 | 0.0569 | 0.0569
Geothermal | 0.0873 | 0.37653 | 0.37653 | 0.45838 | 0.45838 | 0.45838 | 0.45838 | 0.45838
Landfill Gas | 0.5535 | 0.96405 | 1.3605 | 1.3761 | 1.4466 | 2.4203 | 3.8674 | 4.4059
Solar | 45.1304 | 68.1315 | 71.9839 | 97.5116 | 135.4396 | 177.4337 | 210.5337 | 275.6554
Wind | 34.5326 | 74.355 | 76.755 | 83.5366 | 109.291 | 145.2358 | 192.3701 | 256.9722
Coal | 0 | 0 | 0 | 0 | 0 | 0 | 0 | 0
Coal without CCS | 0 | 0 | 0 | 0 | 0 | 0 | 0 | 0
IGCC without CCS | 0 | 0 | 0 | 0 | 0 | 0 | 0 | 0
Coal with CCS | 0 | 0 | 0 | 0 | 0 | 0 | 0 | 0
Energy Storage | 13.3897 | 17.2918 | 17.2918 | 19.9548 | 26.67 | 26.9194 | 27.8526 | 38.0794
Nuclear | 0 | 0 | 0 | 0 | 0 | 0 | 0 | 0.061799
Natural Gas | 18.1458 | 22.9536 | 45.9659 | 65.2768 | 108.1724 | 165.9517 | 249.5148 | 350.8331
CC without CCS | 11.4678 | 12.4998 | 12.4998 | 12.4998 | 26.5826 | 36.7601 | 54.2983 | 80.6459
CC with CCS | 0 | 0 | 0 | 0.4525 | 1.1543 | 1.1543 | 1.1543 | 1.1543
CT | 6.678 | 10.4538 | 33.4661 | 52.3245 | 80.4354 | 128.0373 | 194.0623 | 269.0329
Other | 0.1091 | 0.1091 | 0.1091 | 0.1091 | 0.1091 | 0.1091 | 0.1091 | 0.1091
Grand Total | 112.0053 | 184.2394 | 213.9006 | 269.4314 | 385.6699 | 526.351 | 692.5287 | 934.3979
RETIREMENTS (GW) | 2023 | 2025 | 2028 | 2030 | 2035 | 2040 | 2045 | 2050
CC Retirements | 0.808 | 6.535 | 6.535 | 6.535 | 7.035 | 7.0532 | 10.6234 | 19.5898
Coal Retirements | 12.3417 | 57.5208 | 68.3943 | 92.9263 | 102.5681 | 123.9394 | 130.7858 | 140.9218
CT Retirements | 2.5583 | 4.7669 | 4.9977 | 5.6413 | 6.0209 | 6.6718 | 17.0446 | 21.8265
Nuclear Retirements | 0 | 6.358 | 18.6851 | 20.8754 | 35.3185 | 36.4415 | 41.6561 | 52.3963
O/G Retirements | 3.075 | 17.3384 | 17.56 | 17.786 | 18.5558 | 21.5902 | 23.6442 | 29.6183
IGCC Retirements | 0 | 0.22 | 0.22 | 0.22 | 0.3375 | 0.63983 | 0.815 | 0.815
Biomass Retirements | 0.0409 | 3.1874 | 3.3106 | 3.3106 | 3.3106 | 3.3106 | 3.3106 | 3.3106
Fuel Cell Retirements | 0.003 | 0.003 | 0.003 | 0.003 | 0.003 | 0.003 | 0.003 | 0.003
Fossil_Other Retirements | 0 | 0 | 0 | 0 | 0 | 0 | 0 | 0
Geothermal Retirements | 0.0183 | 0.0183 | 0.0183 | 0.0183 | 0.0183 | 0.0183 | 0.0183 | 0.0183
Hydro Retirements | 0.0055 | 0.0107 | 0.0107 | 0.0107 | 0.0107 | 0.0107 | 0.0107 | 0.0107
Landfill Gas Retirements | 0.1146 | 0.1231 | 0.1231 | 0.1231 | 0.1231 | 0.1231 | 0.1231 | 0.2509
Non Fossil_Other Retirements | 0.097 | 0.2398 | 0.2398 | 0.2398 | 0.2398 | 0.2398 | 0.2398 | 0.2398
Energy Storage Retirements | 0 | 0 | 0 | 0 | 0 | 0 | 0 | 0
Grand Total | 19.0623 | 96.3214 | 120.0976 | 147.6895 | 173.5413 | 200.0415 | 228.2746 | 269.001
GENERATION MIX (thousand GWh) | 2023 | 2025 | 2028 | 2030 | 2035 | 2040 | 2045 | 2050
Hydro | 288.7919 | 294.64 | 293.5308 | 299.6527 | 322.7391 | 346.384 | 346.8029 | 349.1199
Non-Hydro Renewables | 756.1257 | 1000.1168 | 1021.4455 | 1120.5009 | 1327.5678 | 1615.8815 | 1935.6436 | 2416.6637
Biomass | 10.8731 | 1.0243 | 0.1637 | 0.12311 | 0.12764 | 0.1119 | 0.10233 | 0.10233
Biomass Co-firing | 0.0028614 | 0 | 0 | 0 | 0 | 0 | 0 | 0
Geothermal | 17.3221 | 19.6024 | 19.6024 | 20.2477 | 20.2477 | 20.2477 | 20.2477 | 20.2477
Landfill Gas | 14.8199 | 17.8915 | 20.9809 | 19.9485 | 20.1085 | 27.3332 | 37.7548 | 41.0264
Solar | 208.759 | 265.75 | 274.5634 | 345.453 | 447.0063 | 556.0975 | 644.746 | 814.9427
Wind | 504.3486 | 695.8486 | 706.1352 | 734.7286 | 840.0778 | 1012.0911 | 1232.7929 | 1540.3446
Distributed Solar PV | 63.905 | 72.4033 | 86.0474 | 95.2874 | 115.3357 | 136.4918 | 158.3059 | 181.842
Coal | 1133.04 | 784.476 | 555.3692 | 491.5321 | 468.879 | 371.4942 | 301.235 | 219.4703
Coal without CCS (Biomass Co-firing is included) | 1128.8315 | 780.3109 | 551.1472 | 487.3101 | 465.4795 | 370.211 | 301.1781 | 219.4134
IGCC without CCS | 4.2085 | 4.1651 | 4.1651 | 4.1651 | 3.3426 | 1.2262 | 0 | 0
Coal with CCS | 0 | 0 | 0.056932 | 0.056932 | 0.056932 | 0.056932 | 0.056932 | 0.056932
Energy Storage | 19.4149 | 24.7948 | 24.6985 | 28.2012 | 38.4536 | 39.8255 | 41.0453 | 56.393
Nuclear | 775.362 | 723.6733 | 630.5048 | 613.2632 | 499.7068 | 490.8801 | 449.0929 | 364.9178
Natural Gas | 1089.7685 | 1314.4408 | 1666.136 | 1709.3144 | 1794.1036 | 1799.507 | 1823.0555 | 1789.7421
CC without CCS | 1069.9871 | 1283.0809 | 1570.7764 | 1577.7807 | 1639.8808 | 1614.368 | 1630.6337 | 1612.349
CC with CCS | 0 | 0 | 10.7941 | 17.8445 | 23.193 | 23.1028 | 14.228 | 8.8006
CT | 19.7814 | 31.3599 | 84.5655 | 113.6893 | 131.0298 | 162.0362 | 178.1938 | 168.5925
Oil/Gas Steam | 26.9545 | 18.08 | 30.6774 | 21.9671 | 12.6791 | 6.3423 | 5.196 | 3.22
Other | 32.7053 | 32.1256 | 32.0296 | 31.622 | 31.5671 | 31.1159 | 31.2233 | 31.1102
Grand Total | 4122.1599 | 4192.3473 | 4254.3919 | 4316.0537 | 4495.6962 | 4701.4305 | 4933.2945 | 5230.637
FUEL SUPPLY AND CONSUMPTION | 2023 | 2025 | 2028 | 2030 | 2035 | 2040 | 2045 | 2050
Coal Use by Region (million tons) | 670.3026 | 482.7918 | 359.6167 | 322.5134 | 313.9086 | 266.5797 | 234.5423 | 191.5286
Power Sector | 603.8026 | 412.7918 | 292.8067 | 255.7334 | 247.8586 | 205.4697 | 170.9523 | 128.1586
Appalachia | 121.3519 | 78.7946 | 49.2847 | 47.406 | 46.1904 | 27.0162 | 20.5917 | 10.8963
Imports | 0.74 | 0.40968 | 0.33691 | 0.014 | 0.014 | 0.014 | 0.014
Interior | 95.6275 | 75.5912 | 59.4607 | 49.1457 | 42.0226 | 39.3069 | 31.2915 | 20.7619
Waste Coal | 4.4996 | 4.0471 | 4.3362 | 4.3293 | 4.3027 | 4.2955 | 3.6557 | 3.6406
West | 381.5837 | 253.9492 | 179.3881 | 154.8385 | 155.3288 | 134.8371 | 115.3993 | 92.8598
Non-Power Sector | 66.5 | 70 | 66.81 | 66.78 | 66.05 | 61.11 | 63.59 | 63.37
Appalachia | 22.47 | 23.41 | 23.55 | 23.52 | 23.97 | 23.78 | 26.52 | 26.44
Interior | 11.08 | 13.19 | 9.39 | 9.39 | 9.18 | 4.84 | 4.76 | 4.69
West | 32.95 | 33.4 | 33.87 | 33.87 | 32.9 | 32.49 | 32.31 | 32.24
Power Sector Coal Use by Rank (million tons) | 599.303 | 408.7447 | 288.4704 | 251.4041 | 243.5559 | 201.1742 | 167.2965 | 124.518
Bituminous | 187.1007 | 135.1272 | 93.8244 | 87.3733 | 78.3649 | 54.488 | 36.0821 | 19.0018
Subbituminous | 347.4438 | 226.5839 | 157.3891 | 131.7927 | 131.8862 | 115.5628 | 102.1722 | 82.3948
Lignite | 64.7585 | 47.0335 | 37.2569 | 32.2381 | 33.3049 | 31.1234 | 29.0423 | 23.1214
Natural Gas Use (Trillion cubic feet) | 7.7327 | 9.2576 | 12.0548 | 12.3564 | 12.7982 | 12.7992 | 12.9038 | 12.4894
Note: Distributed Solar PV are not included in the Grand Total of "Total Capacity" and "Generation Mix"
Note on A9: ICFI: All tons are SHORT tons, unless otherwise noted as metric Mtons : thousand tons

## Retrofit Summary
EPA IPM Summary Run Results
EPA Platform v6 Projections for
Continental U.S.
Less Stringent Scenario
All costs and prices are in 2019-year dollars | Values in red are rounded to zero, not equal to zero
TOTAL CONTROLS (Cumulative GW) | 2023 | 2025 | 2028 | 2030 | 2035 | 2040 | 2045 | 2050
FGD | 151.6977 | 112.7908 | 101.7397 | 84.3906 | 72.9608 | 52.8035 | 47.2255 | 38.0218
Existing Scrubber | 151.6977 | 112.7908 | 101.7397 | 84.3906 | 72.9608 | 52.8035 | 47.2255 | 38.0218
Existing Wet Scrubber | 118.7367 | 87.6809 | 78.7369 | 65.2497 | 55.9078 | 37.2515 | 31.6735 | 25.4417
Existing Dry Scrubber | 32.961 | 25.1099 | 23.0029 | 19.1409 | 17.053 | 15.552 | 15.552 | 12.5801
Retrofit Scrubber | 0 | 0 | 0 | 0 | 0 | 0 | 0 | 0
Retrofit Wet Scrubber | 0 | 0 | 0 | 0 | 0 | 0 | 0 | 0
Retrofit Dry Scrubber | 0 | 0 | 0 | 0 | 0 | 0 | 0 | 0
New Scrubber | 0 | 0 | 0 | 0 | 0 | 0 | 0 | 0
New Wet Scrubber | 0 | 0 | 0 | 0 | 0 | 0 | 0 | 0
New Dry Scrubber | 0 | 0 | 0 | 0 | 0 | 0 | 0 | 0
SCR | 114.8569 | 85.3484 | 74.9234 | 78.1638 | 68.2439 | 48.7664 | 42.2679 | 36.0714
Existing SCR | 114.687 | 85.1778 | 74.7527 | 70.1281 | 60.2082 | 42.4236 | 38.4536 | 32.4459
Retrofit SCR | 0.16987 | 0.17067 | 0.17067 | 8.0357 | 8.0357 | 6.3428 | 3.8144 | 3.6255
New SCR | 0 | 0 | 0 | 0 | 0 | 0 | 0 | 0
SNCR | 22.3317 | 17.1368 | 15.4258 | 9.6871 | 8.4471 | 7.3492 | 7.0945 | 4.7271
Existing SNCR | 22.3317 | 17.1368 | 15.4258 | 9.6871 | 8.4471 | 7.3492 | 7.0945 | 4.7271
Retrofit SNCR | 0 | 0 | 0 | 0 | 0 | 0 | 0 | 0
New SNCR | 0 | 0 | 0 | 0 | 0 | 0 | 0 | 0
ACI | 117.8969 | 85.7992 | 78.8186 | 58.8364 | 52.3728 | 44.3839 | 40.5849 | 35.211
Existing ACI | 117.8969 | 85.7992 | 78.8186 | 58.8364 | 52.3728 | 44.3839 | 40.5849 | 35.211
Retrofit ACI | 0 | 0 | 0 | 0 | 0 | 0 | 0 | 0
New ACI | 0 | 0 | 0 | 0 | 0 | 0 | 0 | 0
CCS | 0 | 0 | 1.4594 | 1.9437 | 1.9437 | 1.9437 | 1.9437 | 1.9437
Hardwired CCS | 0 | 0 | 0 | 0 | 0 | 0 | 0 | 0
Retrofit CCS | 0 | 0 | 1.4594 | 1.9437 | 1.9437 | 1.9437 | 1.9437 | 1.9437
New CCS | 0 | 0 | 0 | 0 | 0 | 0 | 0 | 0
DSI | 36.4426 | 21.8412 | 19.1802 | 13.2956 | 11.9196 | 10.8056 | 8.4304 | 6.0365
Existing DSI | 36.4426 | 21.8412 | 19.1802 | 13.2956 | 11.9196 | 10.8056 | 8.4304 | 6.0365
Retrofit DSI | 0 | 0 | 0 | 0 | 0 | 0 | 0 | 0
C2G | 5.7475 | 6.8623 | 9.7905 | 11.0989 | 12.7172 | 9.9253 | 9.5893 | 9.1368
HRI | 0 | 0 | 0 | 0 | 0 | 0 | 0 | 0
RETROFITS (Cumulative GW) | 2023 | 2025 | 2028 | 2030 | 2035 | 2040 | 2045 | 2050
FGD | 0 | 0 | 0 | 0 | 0 | 0 | 0 | 0
SCR | 0.16987 | 0.17067 | 0.17067 | 8.0357 | 8.0357 | 6.3428 | 3.8144 | 3.6255
SNCR | 0 | 0 | 0 | 0 | 0 | 0 | 0 | 0
ACI | 0 | 0 | 0 | 0 | 0 | 0 | 0 | 0
CCS | 0 | 0 | 1.4594 | 1.9437 | 1.9437 | 1.9437 | 1.9437 | 1.9437
DSI | 0 | 0 | 0 | 0 | 0 | 0 | 0 | 0
C2G | 5.7475 | 6.8623 | 9.7905 | 11.0989 | 12.7172 | 9.9253 | 9.5893 | 9.1368
HRI | 0 | 0 | 0 | 0 | 0 | 0 | 0 | 0
TOTAL CONTROLS IN NEEDS (GW)
FGD | 155.4887
SCR | 118.0636
SNCR | 23.0175
ACI | 122.7514
DSI | 39.8172
Note on A9: ICFI: All tons are SHORT tons, unless otherwise noted as metric Mtons : thousand tons

## All Constraints
Constraint Name | Constraint # | Constraint ID | Constraint Type | Neutralized | LimitType | Constraint Time Frame | Data Field | Unit of Measure | 2023-2023(RY 2023) | 2024-2026(RY 2025) | 2027-2029(RY 2028) | 2030-2031(RY 2030) | 2032-2037(RY 2035) | 2038-2042(RY 2040) | 2043-2047(RY 2045) | 2048-2054(RY 2050)
#1 - SO2 Title IV Annual Constraint v5.14 | 1 | 7117 | Rate Constraint in MTons | FALSE | L | Annual | Seasons Included | Seasons | Winter, WintShld, Summer | Winter, WintShld, Summer | Winter, WintShld, Summer | Winter, WintShld, Summer | Winter, WintShld, Summer | Winter, WintShld, Summer | Winter, WintShld, Summer | Winter, WintShld, Summer
#1 - SO2 Title IV Annual Constraint v5.14 | 1 | 7117 | Rate Constraint in MTons | FALSE | L | Annual | Standard SO2 | Thousand Tons | 7973.0011 | 7973.0011 | 7973.0011 | 7973.0011 | 7973.0011 | 7973.0011 | 7973.0011 | 7973.0011
#1 - SO2 Title IV Annual Constraint v5.14 | 1 | 7117 | Rate Constraint in MTons | FALSE | L | Annual | Emissions at Affected Plants SO2 | Thousand Tons | 1161.3792 | 821.0611 | 532.3918 | 413.9182 | 464.1337 | 386.3509 | 316.7335 | 251.7121
#1 - SO2 Title IV Annual Constraint v5.14 | 1 | 7117 | Rate Constraint in MTons | FALSE | L | Annual | Allowances Purchased SO2 | Thousand Tons | 0 | 0 | 0 | 0 | 0 | 0 | 0 | 0
#1 - SO2 Title IV Annual Constraint v5.14 | 1 | 7117 | Rate Constraint in MTons | FALSE | L | Annual | Allowances Sold SO2 | Thousand Tons | 0 | 0 | 0 | 0 | 0 | 0 | 0 | 0
#1 - SO2 Title IV Annual Constraint v5.14 | 1 | 7117 | Rate Constraint in MTons | FALSE | L | Annual | Allowances Banked | Thousand Tons | 0 | 0 | 0 | 0 | 0 | 0 | 0 | 0
#1 - SO2 Title IV Annual Constraint v5.14 | 1 | 7117 | Rate Constraint in MTons | FALSE | L | Annual | Allowances Withdrawn (1:1) | Thousand Tons | 0 | 0 | 0 | 0 | 0 | 0 | 0 | 0
#1 - SO2 Title IV Annual Constraint v5.14 | 1 | 7117 | Rate Constraint in MTons | FALSE | L | Annual | Allowances Withdrawn (n:1) | Thousand Tons | 0 | 0 | 0 | 0 | 0 | 0 | 0 | 0
#1 - SO2 Title IV Annual Constraint v5.14 | 1 | 7117 | Rate Constraint in MTons | FALSE | L | Annual | Net Emissions Allowance Position | Thousand Tons | 1161.3792 | 821.0611 | 532.3918 | 413.9182 | 464.1337 | 386.3509 | 316.7335 | 251.7121
#1 - SO2 Title IV Annual Constraint v5.14 | 1 | 7117 | Rate Constraint in MTons | FALSE | L | Annual | Fuel Consumed | TBtu | 19630.449 | 17529.8666 | 17994.2633 | 17638.97 | 17885.7209 | 16916.2193 | 16318.0261 | 15051.4446
#1 - SO2 Title IV Annual Constraint v5.14 | 1 | 7117 | Rate Constraint in MTons | FALSE | L | Annual | Rate | lb/MMBtu | 0.11832 | 0.093676 | 0.059174 | 0.046932 | 0.0519 | 0.045678 | 0.03882 | 0.033447
#1 - SO2 Title IV Annual Constraint v5.14 | 1 | 7117 | Rate Constraint in MTons | FALSE | L | Annual | Generation | TWh | 2239.6086 | 2105.3637 | 2237.0016 | 2208.7488 | 2262.895 | 2167.8928 | 2121.8443 | 2005.5411
#1 - SO2 Title IV Annual Constraint v5.14 | 1 | 7117 | Rate Constraint in MTons | FALSE | L | Annual | Qualifying Generation | TWh | 2239.6086 | 2105.3637 | 2237.0016 | 2208.7488 | 2262.895 | 2167.8928 | 2121.8443 | 2005.5411
#1 - SO2 Title IV Annual Constraint v5.14 | 1 | 7117 | Rate Constraint in MTons | FALSE | L | Annual | Rate | lb/MWh | 1.0371 | 0.77997 | 0.47599 | 0.3748 | 0.41021 | 0.35643 | 0.29855 | 0.25102
#1 - SO2 Title IV Annual Constraint v5.14 | 1 | 7117 | Rate Constraint in MTons | FALSE | L | Annual | Constraint Shadow Price | US2019$/Ton | 0 | 0 | 0 | 0 | 0 | 0 | 0 | 0
#4 - NOx SIPCall Constraint v5.16 | 2 | 7116 | Rate Constraint in MTons | FALSE | L | Annual | Seasons Included | Seasons | Summer | Summer | Summer | Summer | Summer | Summer | Summer | Summer
#4 - NOx SIPCall Constraint v5.16 | 2 | 7116 | Rate Constraint in MTons | FALSE | L | Annual | Standard NOX | Thousand Tons | 72.845 | 72.845 | 72.845 | 72.845 | 72.845 | 72.845 | 72.845 | 72.845
#4 - NOx SIPCall Constraint v5.16 | 2 | 7116 | Rate Constraint in MTons | FALSE | L | Annual | Emissions at Affected Plants NOX | Thousand Tons | 23.3394 | 18.4879 | 9.8562 | 9.918 | 8.5075 | 8.3512 | 8.1151 | 7.5506
#4 - NOx SIPCall Constraint v5.16 | 2 | 7116 | Rate Constraint in MTons | FALSE | L | Annual | Allowances Purchased NOX | Thousand Tons | 0 | 0 | 0 | 0 | 0 | 0 | 0 | 0
#4 - NOx SIPCall Constraint v5.16 | 2 | 7116 | Rate Constraint in MTons | FALSE | L | Annual | Allowances Sold NOX | Thousand Tons | 0 | 0 | 0 | 0 | 0 | 0 | 0 | 0
#4 - NOx SIPCall Constraint v5.16 | 2 | 7116 | Rate Constraint in MTons | FALSE | L | Annual | Allowances Banked | Thousand Tons | 0 | 54.3571 | 0 | 0 | 0 | 0 | 0 | 0
#4 - NOx SIPCall Constraint v5.16 | 2 | 7116 | Rate Constraint in MTons | FALSE | L | Annual | Allowances Withdrawn (1:1) | Thousand Tons | 0 | 0 | 0 | -72.845 | 0 | -3.4763 | 0 | 0
#4 - NOx SIPCall Constraint v5.16 | 2 | 7116 | Rate Constraint in MTons | FALSE | L | Annual | Allowances Withdrawn (n:1) | Thousand Tons | 0 | 0 | 0 | 0 | 0 | 0 | 0 | 0
#4 - NOx SIPCall Constraint v5.16 | 2 | 7116 | Rate Constraint in MTons | FALSE | L | Annual | Net Emissions Allowance Position | Thousand Tons | 23.3394 | 72.845 | 9.8562 | -62.927 | 8.5075 | 4.8749 | 8.1151 | 7.5506
#4 - NOx SIPCall Constraint v5.16 | 2 | 7116 | Rate Constraint in MTons | FALSE | L | Annual | Fuel Consumed | TBtu | 659.1332 | 631.4078 | 707.5131 | 718.2384 | 705.4935 | 687.0013 | 659.6211 | 649.9861
#4 - NOx SIPCall Constraint v5.16 | 2 | 7116 | Rate Constraint in MTons | FALSE | L | Annual | Rate | lb/MMBtu | 0.070818 | 0.058561 | 0.027862 | 0.027617 | 0.024118 | 0.024312 | 0.024605 | 0.023233
#4 - NOx SIPCall Constraint v5.16 | 2 | 7116 | Rate Constraint in MTons | FALSE | L | Annual | Generation | TWh | 79.331 | 77.8597 | 90.3671 | 93.8543 | 99.9251 | 101.9101 | 100.4391 | 108.7488
#4 - NOx SIPCall Constraint v5.16 | 2 | 7116 | Rate Constraint in MTons | FALSE | L | Annual | Qualifying Generation | TWh | 78.9449 | 76.7207 | 87.2528 | 88.8654 | 93.8283 | 91.6116 | 88.5384 | 89.2557
#4 - NOx SIPCall Constraint v5.16 | 2 | 7116 | Rate Constraint in MTons | FALSE | L | Annual | Rate | lb/MWh | 0.59128 | 0.48195 | 0.22592 | 0.22321 | 0.18134 | 0.18232 | 0.18331 | 0.16919
#4 - NOx SIPCall Constraint v5.16 | 2 | 7116 | Rate Constraint in MTons | FALSE | L | Annual | Constraint Shadow Price | US2019$/Ton | 0 | 0 | 0 | 0 | 0 | 0 | 0 | 0
#6 - WRAP SO2 Policy Case Constraint | 3 | 7119 | Rate Constraint in MTons | FALSE | L | Annual | Seasons Included | Seasons | Winter, WintShld, Summer | Winter, WintShld, Summer | Winter, WintShld, Summer | Winter, WintShld, Summer | Winter, WintShld, Summer | Winter, WintShld, Summer | Winter, WintShld, Summer | Winter, WintShld, Summer
#6 - WRAP SO2 Policy Case Constraint | 3 | 7119 | Rate Constraint in MTons | FALSE | L | Annual | Standard SO2 | Thousand Tons | 89.572 | 89.572 | 89.572 | 89.572 | 89.572 | 89.572 | 89.572 | 89.572
#6 - WRAP SO2 Policy Case Constraint | 3 | 7119 | Rate Constraint in MTons | FALSE | L | Annual | Emissions at Affected Plants SO2 | Thousand Tons | 46.3492 | 31.6576 | 27.1967 | 26.5984 | 19.4785 | 13.8328 | 8.4681 | 8.4762
#6 - WRAP SO2 Policy Case Constraint | 3 | 7119 | Rate Constraint in MTons | FALSE | L | Annual | Allowances Purchased SO2 | Thousand Tons | 0 | 0 | 0 | 0 | 0 | 0 | 0 | 0
#6 - WRAP SO2 Policy Case Constraint | 3 | 7119 | Rate Constraint in MTons | FALSE | L | Annual | Allowances Sold SO2 | Thousand Tons | 0 | 0 | 0 | 0 | 0 | 0 | 0 | 0
#6 - WRAP SO2 Policy Case Constraint | 3 | 7119 | Rate Constraint in MTons | FALSE | L | Annual | Allowances Banked | Thousand Tons | 0 | 0 | 0 | 0 | 0 | 0 | 0 | 0
#6 - WRAP SO2 Policy Case Constraint | 3 | 7119 | Rate Constraint in MTons | FALSE | L | Annual | Allowances Withdrawn (1:1) | Thousand Tons | 0 | 0 | 0 | 0 | 0 | 0 | 0 | 0
#6 - WRAP SO2 Policy Case Constraint | 3 | 7119 | Rate Constraint in MTons | FALSE | L | Annual | Allowances Withdrawn (n:1) | Thousand Tons | 0 | 0 | 0 | 0 | 0 | 0 | 0 | 0
#6 - WRAP SO2 Policy Case Constraint | 3 | 7119 | Rate Constraint in MTons | FALSE | L | Annual | Net Emissions Allowance Position | Thousand Tons | 46.3492 | 31.6576 | 27.1967 | 26.5984 | 19.4785 | 13.8328 | 8.4681 | 8.4762
#6 - WRAP SO2 Policy Case Constraint | 3 | 7119 | Rate Constraint in MTons | FALSE | L | Annual | Fuel Consumed | TBtu | 841.197 | 621.8343 | 586.0422 | 606.2953 | 554.4952 | 468.8872 | 473.3855 | 402.7211
#6 - WRAP SO2 Policy Case Constraint | 3 | 7119 | Rate Constraint in MTons | FALSE | L | Annual | Rate | lb/MMBtu | 0.1102 | 0.10182 | 0.092815 | 0.087741 | 0.070257 | 0.059003 | 0.035777 | 0.042095
#6 - WRAP SO2 Policy Case Constraint | 3 | 7119 | Rate Constraint in MTons | FALSE | L | Annual | Generation | TWh | 82.1073 | 63.3421 | 61.3237 | 63.2504 | 58.5235 | 50.2461 | 54.5208 | 47.3546
#6 - WRAP SO2 Policy Case Constraint | 3 | 7119 | Rate Constraint in MTons | FALSE | L | Annual | Qualifying Generation | TWh | 82.1073 | 63.3421 | 61.3237 | 63.2504 | 57.7053 | 49.2354 | 53.2987 | 46.7586
#6 - WRAP SO2 Policy Case Constraint | 3 | 7119 | Rate Constraint in MTons | FALSE | L | Annual | Rate | lb/MWh | 1.129 | 0.99958 | 0.88699 | 0.84105 | 0.6751 | 0.56191 | 0.31776 | 0.36255
#6 - WRAP SO2 Policy Case Constraint | 3 | 7119 | Rate Constraint in MTons | FALSE | L | Annual | Constraint Shadow Price | US2019$/Ton | 0 | 0 | 0 | 0 | 0 | 0 | 0 | 0
#CAN - #1 National - SO2 Cap Annual v3.1 | 4 | 7604 | Rate Constraint in MTons | FALSE | L | Annual | Seasons Included | Seasons | Winter, WintShld, Summer | Winter, WintShld, Summer | Winter, WintShld, Summer | Winter, WintShld, Summer | Winter, WintShld, Summer | Winter, WintShld, Summer | Winter, WintShld, Summer | Winter, WintShld, Summer
#CAN - #1 National - SO2 Cap Annual v3.1 | 4 | 7604 | Rate Constraint in MTons | FALSE | L | Annual | Standard SO2 | Thousand Tons | 948.21 | 948.21 | 948.21 | 948.21 | 948.21 | 948.21 | 948.21 | 948.21
#CAN - #1 National - SO2 Cap Annual v3.1 | 4 | 7604 | Rate Constraint in MTons | FALSE | L | Annual | Emissions at Affected Plants SO2 | Thousand Tons | 123.2477 | 104.5195 | 104.3779 | 96.2159 | 95.5143 | 81.8434 | 72.9522 | 55.6573
#CAN - #1 National - SO2 Cap Annual v3.1 | 4 | 7604 | Rate Constraint in MTons | FALSE | L | Annual | Allowances Purchased SO2 | Thousand Tons | 0 | 0 | 0 | 0 | 0 | 0 | 0 | 0
#CAN - #1 National - SO2 Cap Annual v3.1 | 4 | 7604 | Rate Constraint in MTons | FALSE | L | Annual | Allowances Sold SO2 | Thousand Tons | 0 | 0 | 0 | 0 | 0 | 0 | 0 | 0
#CAN - #1 National - SO2 Cap Annual v3.1 | 4 | 7604 | Rate Constraint in MTons | FALSE | L | Annual | Allowances Banked | Thousand Tons | 0 | 0 | 0 | 0 | 0 | 0 | 0 | 0
#CAN - #1 National - SO2 Cap Annual v3.1 | 4 | 7604 | Rate Constraint in MTons | FALSE | L | Annual | Allowances Withdrawn (1:1) | Thousand Tons | 0 | 0 | 0 | 0 | 0 | 0 | 0 | 0
#CAN - #1 National - SO2 Cap Annual v3.1 | 4 | 7604 | Rate Constraint in MTons | FALSE | L | Annual | Allowances Withdrawn (n:1) | Thousand Tons | 0 | 0 | 0 | 0 | 0 | 0 | 0 | 0
#CAN - #1 National - SO2 Cap Annual v3.1 | 4 | 7604 | Rate Constraint in MTons | FALSE | L | Annual | Net Emissions Allowance Position | Thousand Tons | 123.2477 | 104.5195 | 104.3779 | 96.2159 | 95.5143 | 81.8434 | 72.9522 | 55.6573
#CAN - #1 National - SO2 Cap Annual v3.1 | 4 | 7604 | Rate Constraint in MTons | FALSE | L | Annual | Fuel Consumed | TBtu | 720.4233 | 781.1842 | 810.3395 | 841.4085 | 915.4877 | 1025.5791 | 1127.744 | 1465.5028
#CAN - #1 National - SO2 Cap Annual v3.1 | 4 | 7604 | Rate Constraint in MTons | FALSE | L | Annual | Rate | lb/MMBtu | 0.34215 | 0.26759 | 0.25762 | 0.2287 | 0.20866 | 0.1596 | 0.12938 | 0.075957
#CAN - #1 National - SO2 Cap Annual v3.1 | 4 | 7604 | Rate Constraint in MTons | FALSE | L | Annual | Generation | TWh | 85.1974 | 96.6666 | 100.8822 | 107.3153 | 122.1933 | 141.1508 | 157.7761 | 213.1062
#CAN - #1 National - SO2 Cap Annual v3.1 | 4 | 7604 | Rate Constraint in MTons | FALSE | L | Annual | Qualifying Generation | TWh | 85.1974 | 96.6666 | 100.8822 | 107.3153 | 122.1933 | 141.1508 | 157.7761 | 213.1062
#CAN - #1 National - SO2 Cap Annual v3.1 | 4 | 7604 | Rate Constraint in MTons | FALSE | L | Annual | Rate | lb/MWh | 2.8932 | 2.1625 | 2.0693 | 1.7931 | 1.5633 | 1.1597 | 0.92476 | 0.52234
#CAN - #1 National - SO2 Cap Annual v3.1 | 4 | 7604 | Rate Constraint in MTons | FALSE | L | Annual | Constraint Shadow Price | US2019$/Ton | 0 | 0 | 0 | 0 | 0 | 0 | 0 | 0
#CAN - AB - MER Cap Annual v4.12 | 5 | 7616 | Rate Constraint in MTons | FALSE | L | Annual | Seasons Included | Seasons | Winter, WintShld, Summer | Winter, WintShld, Summer | Winter, WintShld, Summer | Winter, WintShld, Summer | Winter, WintShld, Summer | Winter, WintShld, Summer | Winter, WintShld, Summer | Winter, WintShld, Summer
#CAN - AB - MER Cap Annual v4.12 | 5 | 7616 | Rate Constraint in MTons | FALSE | L | Annual | Standard MER | lbs | 1300.7273 | 1300.7273 | 1300.7273 | 1300.7273 | 1300.7273 | 1300.7273 | 1300.7273 | 1300.7273
#CAN - AB - MER Cap Annual v4.12 | 5 | 7616 | Rate Constraint in MTons | FALSE | L | Annual | Emissions at Affected Plants MER | lbs | 29.2387 | 13.8589 | 13.8589 | 0 | 0 | 0 | 0 | 0
#CAN - AB - MER Cap Annual v4.12 | 5 | 7616 | Rate Constraint in MTons | FALSE | L | Annual | Allowances Purchased MER | lbs | 0 | 0 | 0 | 0 | 0 | 0 | 0 | 0
#CAN - AB - MER Cap Annual v4.12 | 5 | 7616 | Rate Constraint in MTons | FALSE | L | Annual | Allowances Sold MER | lbs | 0 | 0 | 0 | 0 | 0 | 0 | 0 | 0
#CAN - AB - MER Cap Annual v4.12 | 5 | 7616 | Rate Constraint in MTons | FALSE | L | Annual | Allowances Banked | lbs | 0 | 0 | 0 | 0 | 0 | 0 | 0 | 0
#CAN - AB - MER Cap Annual v4.12 | 5 | 7616 | Rate Constraint in MTons | FALSE | L | Annual | Allowances Withdrawn (1:1) | lbs | 0 | 0 | 0 | 0 | 0 | 0 | 0 | 0
#CAN - AB - MER Cap Annual v4.12 | 5 | 7616 | Rate Constraint in MTons | FALSE | L | Annual | Allowances Withdrawn (n:1) | lbs | 0 | 0 | 0 | 0 | 0 | 0 | 0 | 0
#CAN - AB - MER Cap Annual v4.12 | 5 | 7616 | Rate Constraint in MTons | FALSE | L | Annual | Net Emissions Allowance Position | lbs | 29.2387 | 13.8589 | 13.8589 | 0 | 0 | 0 | 0 | 0
#CAN - AB - MER Cap Annual v4.12 | 5 | 7616 | Rate Constraint in MTons | FALSE | L | Annual | Fuel Consumed | TBtu | 59.1477 | 28.0354 | 28.0354 | 0 | 0 | 0 | 0 | 0
#CAN - AB - MER Cap Annual v4.12 | 5 | 7616 | Rate Constraint in MTons | FALSE | L | Annual | Rate | lb/MMBtu | 4.9433e-07 | 4.9433e-07 | 4.9433e-07 | 0 | 0 | 0 | 0 | 0
#CAN - AB - MER Cap Annual v4.12 | 5 | 7616 | Rate Constraint in MTons | FALSE | L | Annual | Generation | TWh | 5.6666 | 2.6859 | 2.6859 | 0 | 0 | 0 | 0 | 0
#CAN - AB - MER Cap Annual v4.12 | 5 | 7616 | Rate Constraint in MTons | FALSE | L | Annual | Qualifying Generation | TWh | 5.6666 | 2.6859 | 2.6859 | 0 | 0 | 0 | 0 | 0
#CAN - AB - MER Cap Annual v4.12 | 5 | 7616 | Rate Constraint in MTons | FALSE | L | Annual | Rate | lb/MWh | 5.1599e-06 | 5.1599e-06 | 5.1599e-06 | 0 | 0 | 0 | 0 | 0
#CAN - AB - MER Cap Annual v4.12 | 5 | 7616 | Rate Constraint in MTons | FALSE | L | Annual | Constraint Shadow Price | US2019$/Lb | 0 | 0 | 0 | 0 | 0 | 0 | 0 | 0
#CAN - BC - CO2 Constraint- v.6.17 | 6 | 7617 | Rate Constraint in MTons | FALSE | L | Annual | Seasons Included | Seasons | Winter, WintShld, Summer | Winter, WintShld, Summer | Winter, WintShld, Summer | Winter, WintShld, Summer | Winter, WintShld, Summer | Winter, WintShld, Summer | Winter, WintShld, Summer | Winter, WintShld, Summer
#CAN - BC - CO2 Constraint- v.6.17 | 6 | 7617 | Rate Constraint in MTons | FALSE | L | Annual | Standard CO2 | Thousand Tons | 0 | 0 | 0 | 0 | 0 | 0 | 0 | 0
#CAN - BC - CO2 Constraint- v.6.17 | 6 | 7617 | Rate Constraint in MTons | FALSE | L | Annual | Emissions at Affected Plants CO2 | Thousand Tons | 221.2837 | 101.6505 | 19.2016 | 133.3379 | 171.0795 | 326.694 | 1333.393 | 1879.833
#CAN - BC - CO2 Constraint- v.6.17 | 6 | 7617 | Rate Constraint in MTons | FALSE | L | Annual | Allowances Purchased CO2 | Thousand Tons | -221.2837 | -101.6505 | -19.2016 | -133.3379 | -171.0795 | -326.694 | -1333.393 | -1879.833
#CAN - BC - CO2 Constraint- v.6.17 | 6 | 7617 | Rate Constraint in MTons | FALSE | L | Annual | Allowances Sold CO2 | Thousand Tons | 0 | 0 | 0 | 0 | 0 | 0 | 0 | 0
#CAN - BC - CO2 Constraint- v.6.17 | 6 | 7617 | Rate Constraint in MTons | FALSE | L | Annual | Allowances Banked | Thousand Tons | 0 | 0 | 0 | 0 | 0 | 0 | 0 | 0
#CAN - BC - CO2 Constraint- v.6.17 | 6 | 7617 | Rate Constraint in MTons | FALSE | L | Annual | Allowances Withdrawn (1:1) | Thousand Tons | 0 | 0 | 0 | 0 | 0 | 0 | 0 | 0
#CAN - BC - CO2 Constraint- v.6.17 | 6 | 7617 | Rate Constraint in MTons | FALSE | L | Annual | Allowances Withdrawn (n:1) | Thousand Tons | 0 | 0 | 0 | 0 | 0 | 0 | 0 | 0
#CAN - BC - CO2 Constraint- v.6.17 | 6 | 7617 | Rate Constraint in MTons | FALSE | L | Annual | Net Emissions Allowance Position | Thousand Tons | 2.2164e-07 | 1.7782e-07 | -5.0464e-08 | 1.2744e-07 | 1.0928e-07 | 3.9933e-07 | -4.2794e-07 | 8.7054e-07
#CAN - BC - CO2 Constraint- v.6.17 | 6 | 7617 | Rate Constraint in MTons | FALSE | L | Annual | Fuel Consumed | TBtu | 2.7423 | 1.2596 | 0.23791 | 1.6503 | 2.1257 | 4.4626 | 22.0657 | 30.0621
#CAN - BC - CO2 Constraint- v.6.17 | 6 | 7617 | Rate Constraint in MTons | FALSE | L | Annual | Rate | lb/MMBtu | 161.386 | 161.4018 | 161.42 | 161.5935 | 160.9606 | 146.4146 | 120.8566 | 125.0634
#CAN - BC - CO2 Constraint- v.6.17 | 6 | 7617 | Rate Constraint in MTons | FALSE | L | Annual | Generation | TWh | 0.20139 | 0.099217 | 0.022806 | 0.12962 | 0.16348 | 0.42947 | 3.2912 | 4.498
#CAN - BC - CO2 Constraint- v.6.17 | 6 | 7617 | Rate Constraint in MTons | FALSE | L | Annual | Qualifying Generation | TWh | 0.20139 | 0.099217 | 0.022806 | 0.12962 | 0.16348 | 0.42947 | 3.2912 | 4.498
#CAN - BC - CO2 Constraint- v.6.17 | 6 | 7617 | Rate Constraint in MTons | FALSE | L | Annual | Rate | lb/MWh | 2197.5943 | 2049.0632 | 1683.912 | 2057.3782 | 2092.9523 | 1521.3977 | 810.2698 | 835.8463
#CAN - BC - CO2 Constraint- v.6.17 | 6 | 7617 | Rate Constraint in MTons | FALSE | L | Annual | Constraint Shadow Price | US2019$/Ton | 21.957 | 21.9558 | 21.9558 | 21.9559 | 21.9557 | 21.9558 | 21.956 | 21.956
#CAN - MB - Acid Rain - SO2 Cap Annual v3.1 | 7 | 7618 | Rate Constraint in MTons | FALSE | L | Annual | Seasons Included | Seasons | Winter, WintShld, Summer | Winter, WintShld, Summer | Winter, WintShld, Summer | Winter, WintShld, Summer | Winter, WintShld, Summer | Winter, WintShld, Summer | Winter, WintShld, Summer | Winter, WintShld, Summer
#CAN - MB - Acid Rain - SO2 Cap Annual v3.1 | 7 | 7618 | Rate Constraint in MTons | FALSE | L | Annual | Standard SO2 | Thousand Tons | 4.41 | 4.41 | 4.41 | 4.41 | 4.41 | 4.41 | 4.41 | 4.41
#CAN - MB - Acid Rain - SO2 Cap Annual v3.1 | 7 | 7618 | Rate Constraint in MTons | FALSE | L | Annual | Emissions at Affected Plants SO2 | Thousand Tons | 0 | 0 | 0 | 0 | 0 | 0 | 0 | 0
#CAN - MB - Acid Rain - SO2 Cap Annual v3.1 | 7 | 7618 | Rate Constraint in MTons | FALSE | L | Annual | Allowances Purchased SO2 | Thousand Tons | 0 | 0 | 0 | 0 | 0 | 0 | 0 | 0
#CAN - MB - Acid Rain - SO2 Cap Annual v3.1 | 7 | 7618 | Rate Constraint in MTons | FALSE | L | Annual | Allowances Sold SO2 | Thousand Tons | 0 | 0 | 0 | 0 | 0 | 0 | 0 | 0
#CAN - MB - Acid Rain - SO2 Cap Annual v3.1 | 7 | 7618 | Rate Constraint in MTons | FALSE | L | Annual | Allowances Banked | Thousand Tons | 0 | 0 | 0 | 0 | 0 | 0 | 0 | 0
#CAN - MB - Acid Rain - SO2 Cap Annual v3.1 | 7 | 7618 | Rate Constraint in MTons | FALSE | L | Annual | Allowances Withdrawn (1:1) | Thousand Tons | 0 | 0 | 0 | 0 | 0 | 0 | 0 | 0
#CAN - MB - Acid Rain - SO2 Cap Annual v3.1 | 7 | 7618 | Rate Constraint in MTons | FALSE | L | Annual | Allowances Withdrawn (n:1) | Thousand Tons | 0 | 0 | 0 | 0 | 0 | 0 | 0 | 0
#CAN - MB - Acid Rain - SO2 Cap Annual v3.1 | 7 | 7618 | Rate Constraint in MTons | FALSE | L | Annual | Net Emissions Allowance Position | Thousand Tons | 0 | 0 | 0 | 0 | 0 | 0 | 0 | 0
#CAN - MB - Acid Rain - SO2 Cap Annual v3.1 | 7 | 7618 | Rate Constraint in MTons | FALSE | L | Annual | Fuel Consumed | TBtu | 1.0104 | 1.0104 | 1.0104 | 1.0104 | 9.9233 | 34.13 | 36.3113 | 42.1069
#CAN - MB - Acid Rain - SO2 Cap Annual v3.1 | 7 | 7618 | Rate Constraint in MTons | FALSE | L | Annual | Rate | lb/MMBtu | 0 | 0 | 0 | 0 | 0 | 0 | 0 | 0
#CAN - MB - Acid Rain - SO2 Cap Annual v3.1 | 7 | 7618 | Rate Constraint in MTons | FALSE | L | Annual | Generation | TWh | 0.073763 | 0.073763 | 0.073763 | 0.073763 | 1.473 | 5.2731 | 5.6155 | 6.5253
#CAN - MB - Acid Rain - SO2 Cap Annual v3.1 | 7 | 7618 | Rate Constraint in MTons | FALSE | L | Annual | Qualifying Generation | TWh | 0.073763 | 0.073763 | 0.073763 | 0.073763 | 1.473 | 5.2731 | 5.6155 | 6.5253
#CAN - MB - Acid Rain - SO2 Cap Annual v3.1 | 7 | 7618 | Rate Constraint in MTons | FALSE | L | Annual | Rate | lb/MWh | 0 | 0 | 0 | 0 | 0 | 0 | 0 | 0
#CAN - MB - Acid Rain - SO2 Cap Annual v3.1 | 7 | 7618 | Rate Constraint in MTons | FALSE | L | Annual | Constraint Shadow Price | US2019$/Ton | 0 | 0 | 0 | 0 | 0 | 0 | 0 | 0
#CAN - MB - CO2 Constraint- v.6.17 | 8 | 7620 | Rate Constraint in MTons | FALSE | L | Annual | Seasons Included | Seasons | Winter, WintShld, Summer | Winter, WintShld, Summer | Winter, WintShld, Summer | Winter, WintShld, Summer | Winter, WintShld, Summer | Winter, WintShld, Summer | Winter, WintShld, Summer | Winter, WintShld, Summer
#CAN - MB - CO2 Constraint- v.6.17 | 8 | 7620 | Rate Constraint in MTons | FALSE | L | Annual | Standard CO2 | Thousand Tons | 0 | 0 | 0 | 0 | 0 | 0 | 0 | 0
#CAN - MB - CO2 Constraint- v.6.17 | 8 | 7620 | Rate Constraint in MTons | FALSE | L | Annual | Emissions at Affected Plants CO2 | Thousand Tons | 0 | 0 | 0 | 0 | 0 | 0 | 0 | 0
#CAN - MB - CO2 Constraint- v.6.17 | 8 | 7620 | Rate Constraint in MTons | FALSE | L | Annual | Allowances Purchased CO2 | Thousand Tons | 0 | 0 | 0 | 0 | 0 | 0 | 0 | 0
#CAN - MB - CO2 Constraint- v.6.17 | 8 | 7620 | Rate Constraint in MTons | FALSE | L | Annual | Allowances Sold CO2 | Thousand Tons | 0 | 0 | 0 | 0 | 0 | 0 | 0 | 0
#CAN - MB - CO2 Constraint- v.6.17 | 8 | 7620 | Rate Constraint in MTons | FALSE | L | Annual | Allowances Banked | Thousand Tons | 0 | 0 | 0 | 0 | 0 | 0 | 0 | 0
#CAN - MB - CO2 Constraint- v.6.17 | 8 | 7620 | Rate Constraint in MTons | FALSE | L | Annual | Allowances Withdrawn (1:1) | Thousand Tons | 0 | 0 | 0 | 0 | 0 | 0 | 0 | 0
#CAN - MB - CO2 Constraint- v.6.17 | 8 | 7620 | Rate Constraint in MTons | FALSE | L | Annual | Allowances Withdrawn (n:1) | Thousand Tons | 0 | 0 | 0 | 0 | 0 | 0 | 0 | 0
#CAN - MB - CO2 Constraint- v.6.17 | 8 | 7620 | Rate Constraint in MTons | FALSE | L | Annual | Net Emissions Allowance Position | Thousand Tons | 0 | 0 | 0 | 0 | 0 | 0 | 0 | 0
#CAN - MB - CO2 Constraint- v.6.17 | 8 | 7620 | Rate Constraint in MTons | FALSE | L | Annual | Fuel Consumed | TBtu | 0 | 0 | 0 | 0 | 0 | 0 | 0 | 0
#CAN - MB - CO2 Constraint- v.6.17 | 8 | 7620 | Rate Constraint in MTons | FALSE | L | Annual | Rate | lb/MMBtu | 0 | 0 | 0 | 0 | 0 | 0 | 0 | 0
#CAN - MB - CO2 Constraint- v.6.17 | 8 | 7620 | Rate Constraint in MTons | FALSE | L | Annual | Generation | TWh | 0 | 0 | 0 | 0 | 0 | 0 | 0 | 0
#CAN - MB - CO2 Constraint- v.6.17 | 8 | 7620 | Rate Constraint in MTons | FALSE | L | Annual | Qualifying Generation | TWh | 0 | 0 | 0 | 0 | 0 | 0 | 0 | 0
#CAN - MB - CO2 Constraint- v.6.17 | 8 | 7620 | Rate Constraint in MTons | FALSE | L | Annual | Rate | lb/MWh | 0 | 0 | 0 | 0 | 0 | 0 | 0 | 0
#CAN - MB - CO2 Constraint- v.6.17 | 8 | 7620 | Rate Constraint in MTons | FALSE | L | Annual | Constraint Shadow Price | US2019$/Ton | 0 | 10.3957 | 10.3956 | 10.3961 | 10.3954 | 10.3957 | 10.3959 | 10.3955
#CAN - MB - MER Cap Annual v4.12 | 9 | 7619 | Rate Constraint in MTons | FALSE | L | Annual | Seasons Included | Seasons | Winter, WintShld, Summer | Winter, WintShld, Summer | Winter, WintShld, Summer | Winter, WintShld, Summer | Winter, WintShld, Summer | Winter, WintShld, Summer | Winter, WintShld, Summer | Winter, WintShld, Summer
#CAN - MB - MER Cap Annual v4.12 | 9 | 7619 | Rate Constraint in MTons | FALSE | L | Annual | Standard MER | lbs | 44.0925 | 44.0925 | 44.0925 | 44.0925 | 44.0925 | 44.0925 | 44.0925 | 44.0925
#CAN - MB - MER Cap Annual v4.12 | 9 | 7619 | Rate Constraint in MTons | FALSE | L | Annual | Emissions at Affected Plants MER | lbs | 0 | 0 | 0 | 0 | 0 | 0 | 0 | 0
#CAN - MB - MER Cap Annual v4.12 | 9 | 7619 | Rate Constraint in MTons | FALSE | L | Annual | Allowances Purchased MER | lbs | 0 | 0 | 0 | 0 | 0 | 0 | 0 | 0
#CAN - MB - MER Cap Annual v4.12 | 9 | 7619 | Rate Constraint in MTons | FALSE | L | Annual | Allowances Sold MER | lbs | 0 | 0 | 0 | 0 | 0 | 0 | 0 | 0
#CAN - MB - MER Cap Annual v4.12 | 9 | 7619 | Rate Constraint in MTons | FALSE | L | Annual | Allowances Banked | lbs | 0 | 0 | 0 | 0 | 0 | 0 | 0 | 0
#CAN - MB - MER Cap Annual v4.12 | 9 | 7619 | Rate Constraint in MTons | FALSE | L | Annual | Allowances Withdrawn (1:1) | lbs | 0 | 0 | 0 | 0 | 0 | 0 | 0 | 0
#CAN - MB - MER Cap Annual v4.12 | 9 | 7619 | Rate Constraint in MTons | FALSE | L | Annual | Allowances Withdrawn (n:1) | lbs | 0 | 0 | 0 | 0 | 0 | 0 | 0 | 0
#CAN - MB - MER Cap Annual v4.12 | 9 | 7619 | Rate Constraint in MTons | FALSE | L | Annual | Net Emissions Allowance Position | lbs | 0 | 0 | 0 | 0 | 0 | 0 | 0 | 0
#CAN - MB - MER Cap Annual v4.12 | 9 | 7619 | Rate Constraint in MTons | FALSE | L | Annual | Fuel Consumed | TBtu | 0 | 0 | 0 | 0 | 0 | 0 | 0 | 0
#CAN - MB - MER Cap Annual v4.12 | 9 | 7619 | Rate Constraint in MTons | FALSE | L | Annual | Rate | lb/MMBtu | 0 | 0 | 0 | 0 | 0 | 0 | 0 | 0
#CAN - MB - MER Cap Annual v4.12 | 9 | 7619 | Rate Constraint in MTons | FALSE | L | Annual | Generation | TWh | 0 | 0 | 0 | 0 | 0 | 0 | 0 | 0
#CAN - MB - MER Cap Annual v4.12 | 9 | 7619 | Rate Constraint in MTons | FALSE | L | Annual | Qualifying Generation | TWh | 0 | 0 | 0 | 0 | 0 | 0 | 0 | 0
#CAN - MB - MER Cap Annual v4.12 | 9 | 7619 | Rate Constraint in MTons | FALSE | L | Annual | Rate | lb/MWh | 0 | 0 | 0 | 0 | 0 | 0 | 0 | 0
#CAN - MB - MER Cap Annual v4.12 | 9 | 7619 | Rate Constraint in MTons | FALSE | L | Annual | Constraint Shadow Price | US2019$/Lb | 0 | 0 | 0 | 0 | 0 | 0 | 0 | 0
#CAN - NB - Acid Rain - SO2 Cap Annual v3.1 | 10 | 7622 | Rate Constraint in MTons | FALSE | L | Annual | Seasons Included | Seasons | Winter, WintShld, Summer | Winter, WintShld, Summer | Winter, WintShld, Summer | Winter, WintShld, Summer | Winter, WintShld, Summer | Winter, WintShld, Summer | Winter, WintShld, Summer | Winter, WintShld, Summer
#CAN - NB - Acid Rain - SO2 Cap Annual v3.1 | 10 | 7622 | Rate Constraint in MTons | FALSE | L | Annual | Standard SO2 | Thousand Tons | 135.58 | 135.58 | 135.58 | 135.58 | 135.58 | 135.58 | 135.58 | 135.58
#CAN - NB - Acid Rain - SO2 Cap Annual v3.1 | 10 | 7622 | Rate Constraint in MTons | FALSE | L | Annual | Emissions at Affected Plants SO2 | Thousand Tons | 0 | 0.096953 | 0 | 0 | 0 | 0 | 0 | 0
#CAN - NB - Acid Rain - SO2 Cap Annual v3.1 | 10 | 7622 | Rate Constraint in MTons | FALSE | L | Annual | Allowances Purchased SO2 | Thousand Tons | 0 | 0 | 0 | 0 | 0 | 0 | 0 | 0
#CAN - NB - Acid Rain - SO2 Cap Annual v3.1 | 10 | 7622 | Rate Constraint in MTons | FALSE | L | Annual | Allowances Sold SO2 | Thousand Tons | 0 | 0 | 0 | 0 | 0 | 0 | 0 | 0
#CAN - NB - Acid Rain - SO2 Cap Annual v3.1 | 10 | 7622 | Rate Constraint in MTons | FALSE | L | Annual | Allowances Banked | Thousand Tons | 0 | 0 | 0 | 0 | 0 | 0 | 0 | 0
#CAN - NB - Acid Rain - SO2 Cap Annual v3.1 | 10 | 7622 | Rate Constraint in MTons | FALSE | L | Annual | Allowances Withdrawn (1:1) | Thousand Tons | 0 | 0 | 0 | 0 | 0 | 0 | 0 | 0
#CAN - NB - Acid Rain - SO2 Cap Annual v3.1 | 10 | 7622 | Rate Constraint in MTons | FALSE | L | Annual | Allowances Withdrawn (n:1) | Thousand Tons | 0 | 0 | 0 | 0 | 0 | 0 | 0 | 0
#CAN - NB - Acid Rain - SO2 Cap Annual v3.1 | 10 | 7622 | Rate Constraint in MTons | FALSE | L | Annual | Net Emissions Allowance Position | Thousand Tons | 0 | 0.096953 | 0 | 0 | 0 | 0 | 0 | 0
#CAN - NB - Acid Rain - SO2 Cap Annual v3.1 | 10 | 7622 | Rate Constraint in MTons | FALSE | L | Annual | Fuel Consumed | TBtu | 46.6301 | 47.1925 | 46.3403 | 46.7181 | 95.2094 | 106.3482 | 123.7002 | 115.4609
#CAN - NB - Acid Rain - SO2 Cap Annual v3.1 | 10 | 7622 | Rate Constraint in MTons | FALSE | L | Annual | Rate | lb/MMBtu | 0 | 0.0041088 | 0 | 0 | 0 | 0 | 0 | 0
#CAN - NB - Acid Rain - SO2 Cap Annual v3.1 | 10 | 7622 | Rate Constraint in MTons | FALSE | L | Annual | Generation | TWh | 2.6766 | 2.7197 | 2.6396 | 2.6902 | 10.3224 | 12.0724 | 14.7964 | 13.8252
#CAN - NB - Acid Rain - SO2 Cap Annual v3.1 | 10 | 7622 | Rate Constraint in MTons | FALSE | L | Annual | Qualifying Generation | TWh | 2.6766 | 2.7197 | 2.6396 | 2.6902 | 10.3224 | 12.0724 | 14.7964 | 13.8252
#CAN - NB - Acid Rain - SO2 Cap Annual v3.1 | 10 | 7622 | Rate Constraint in MTons | FALSE | L | Annual | Rate | lb/MWh | 0 | 0.071296 | 0 | 0 | 0 | 0 | 0 | 0
#CAN - NB - Acid Rain - SO2 Cap Annual v3.1 | 10 | 7622 | Rate Constraint in MTons | FALSE | L | Annual | Constraint Shadow Price | US2019$/Ton | 0 | 0 | 0 | 0 | 0 | 0 | 0 | 0
#CAN - NB - MER Cap Annual v4.12 | 11 | 7623 | Rate Constraint in MTons | FALSE | L | Annual | Seasons Included | Seasons | Winter, WintShld, Summer | Winter, WintShld, Summer | Winter, WintShld, Summer | Winter, WintShld, Summer | Winter, WintShld, Summer | Winter, WintShld, Summer | Winter, WintShld, Summer | Winter, WintShld, Summer
#CAN - NB - MER Cap Annual v4.12 | 11 | 7623 | Rate Constraint in MTons | FALSE | L | Annual | Standard MER | lbs | 55.1156 | 55.1156 | 55.1156 | 55.1156 | 55.1156 | 55.1156 | 55.1156 | 55.1156
#CAN - NB - MER Cap Annual v4.12 | 11 | 7623 | Rate Constraint in MTons | FALSE | L | Annual | Emissions at Affected Plants MER | lbs | 0 | 0.29843 | 0 | 0 | 0 | 0 | 0 | 0
#CAN - NB - MER Cap Annual v4.12 | 11 | 7623 | Rate Constraint in MTons | FALSE | L | Annual | Allowances Purchased MER | lbs | 0 | 0 | 0 | 0 | 0 | 0 | 0 | 0
#CAN - NB - MER Cap Annual v4.12 | 11 | 7623 | Rate Constraint in MTons | FALSE | L | Annual | Allowances Sold MER | lbs | 0 | 0 | 0 | 0 | 0 | 0 | 0 | 0
#CAN - NB - MER Cap Annual v4.12 | 11 | 7623 | Rate Constraint in MTons | FALSE | L | Annual | Allowances Banked | lbs | 0 | 0 | 0 | 0 | 0 | 0 | 0 | 0
#CAN - NB - MER Cap Annual v4.12 | 11 | 7623 | Rate Constraint in MTons | FALSE | L | Annual | Allowances Withdrawn (1:1) | lbs | 0 | 0 | 0 | 0 | 0 | 0 | 0 | 0
#CAN - NB - MER Cap Annual v4.12 | 11 | 7623 | Rate Constraint in MTons | FALSE | L | Annual | Allowances Withdrawn (n:1) | lbs | 0 | 0 | 0 | 0 | 0 | 0 | 0 | 0
#CAN - NB - MER Cap Annual v4.12 | 11 | 7623 | Rate Constraint in MTons | FALSE | L | Annual | Net Emissions Allowance Position | lbs | 0 | 0.29843 | 0 | 0 | 0 | 0 | 0 | 0
#CAN - NB - MER Cap Annual v4.12 | 11 | 7623 | Rate Constraint in MTons | FALSE | L | Annual | Fuel Consumed | TBtu | 0 | 0.885 | 0 | 0 | 0 | 0 | 0 | 0
#CAN - NB - MER Cap Annual v4.12 | 11 | 7623 | Rate Constraint in MTons | FALSE | L | Annual | Rate | lb/MMBtu | 0 | 3.3721e-07 | 0 | 0 | 0 | 0 | 0 | 0
#CAN - NB - MER Cap Annual v4.12 | 11 | 7623 | Rate Constraint in MTons | FALSE | L | Annual | Generation | TWh | 0 | 0.084787 | 0 | 0 | 0 | 0 | 0 | 0
#CAN - NB - MER Cap Annual v4.12 | 11 | 7623 | Rate Constraint in MTons | FALSE | L | Annual | Qualifying Generation | TWh | 0 | 0.084787 | 0 | 0 | 0 | 0 | 0 | 0
#CAN - NB - MER Cap Annual v4.12 | 11 | 7623 | Rate Constraint in MTons | FALSE | L | Annual | Rate | lb/MWh | 0 | 3.5198e-06 | 0 | 0 | 0 | 0 | 0 | 0
#CAN - NB - MER Cap Annual v4.12 | 11 | 7623 | Rate Constraint in MTons | FALSE | L | Annual | Constraint Shadow Price | US2019$/Lb | 0 | 0 | 0 | 0 | 0 | 0 | 0 | 0
#CAN - NL&NF - SO2 Cap Annual v3.1 | 12 | 7621 | Rate Constraint in MTons | FALSE | L | Annual | Seasons Included | Seasons | Winter, WintShld, Summer | Winter, WintShld, Summer | Winter, WintShld, Summer | Winter, WintShld, Summer | Winter, WintShld, Summer | Winter, WintShld, Summer | Winter, WintShld, Summer | Winter, WintShld, Summer
#CAN - NL&NF - SO2 Cap Annual v3.1 | 12 | 7621 | Rate Constraint in MTons | FALSE | L | Annual | Standard SO2 | Thousand Tons | 16.53 | 16.53 | 16.53 | 16.53 | 16.53 | 16.53 | 16.53 | 16.53
#CAN - NL&NF - SO2 Cap Annual v3.1 | 12 | 7621 | Rate Constraint in MTons | FALSE | L | Annual | Emissions at Affected Plants SO2 | Thousand Tons | 0 | 0 | 0 | 0 | 0 | 0 | 0 | 0
#CAN - NL&NF - SO2 Cap Annual v3.1 | 12 | 7621 | Rate Constraint in MTons | FALSE | L | Annual | Allowances Purchased SO2 | Thousand Tons | 0 | 0 | 0 | 0 | 0 | 0 | 0 | 0
#CAN - NL&NF - SO2 Cap Annual v3.1 | 12 | 7621 | Rate Constraint in MTons | FALSE | L | Annual | Allowances Sold SO2 | Thousand Tons | 0 | 0 | 0 | 0 | 0 | 0 | 0 | 0
#CAN - NL&NF - SO2 Cap Annual v3.1 | 12 | 7621 | Rate Constraint in MTons | FALSE | L | Annual | Allowances Banked | Thousand Tons | 0 | 0 | 0 | 0 | 0 | 0 | 0 | 0
#CAN - NL&NF - SO2 Cap Annual v3.1 | 12 | 7621 | Rate Constraint in MTons | FALSE | L | Annual | Allowances Withdrawn (1:1) | Thousand Tons | 0 | 0 | 0 | 0 | 0 | 0 | 0 | 0
#CAN - NL&NF - SO2 Cap Annual v3.1 | 12 | 7621 | Rate Constraint in MTons | FALSE | L | Annual | Allowances Withdrawn (n:1) | Thousand Tons | 0 | 0 | 0 | 0 | 0 | 0 | 0 | 0
#CAN - NL&NF - SO2 Cap Annual v3.1 | 12 | 7621 | Rate Constraint in MTons | FALSE | L | Annual | Net Emissions Allowance Position | Thousand Tons | 0 | 0 | 0 | 0 | 0 | 0 | 0 | 0
#CAN - NL&NF - SO2 Cap Annual v3.1 | 12 | 7621 | Rate Constraint in MTons | FALSE | L | Annual | Fuel Consumed | TBtu | 0 | 0 | 0 | 0 | 0 | 0 | 0 | 0
#CAN - NL&NF - SO2 Cap Annual v3.1 | 12 | 7621 | Rate Constraint in MTons | FALSE | L | Annual | Rate | lb/MMBtu | 0 | 0 | 0 | 0 | 0 | 0 | 0 | 0
#CAN - NL&NF - SO2 Cap Annual v3.1 | 12 | 7621 | Rate Constraint in MTons | FALSE | L | Annual | Generation | TWh | 0 | 0 | 0 | 0 | 0 | 0 | 0 | 0
#CAN - NL&NF - SO2 Cap Annual v3.1 | 12 | 7621 | Rate Constraint in MTons | FALSE | L | Annual | Qualifying Generation | TWh | 0 | 0 | 0 | 0 | 0 | 0 | 0 | 0
#CAN - NL&NF - SO2 Cap Annual v3.1 | 12 | 7621 | Rate Constraint in MTons | FALSE | L | Annual | Rate | lb/MWh | 0 | 0 | 0 | 0 | 0 | 0 | 0 | 0
#CAN - NL&NF - SO2 Cap Annual v3.1 | 12 | 7621 | Rate Constraint in MTons | FALSE | L | Annual | Constraint Shadow Price | US2019$/Ton | 0 | 0 | 0 | 0 | 0 | 0 | 0 | 0
#CAN - NS - CO2 Cap Annual v6.20 | 13 | 7663 | Rate Constraint in MTons | FALSE | L | Annual | Seasons Included | Seasons | Winter, WintShld, Summer | Winter, WintShld, Summer | Winter, WintShld, Summer | Winter, WintShld, Summer | Winter, WintShld, Summer | Winter, WintShld, Summer | Winter, WintShld, Summer | Winter, WintShld, Summer
#CAN - NS - CO2 Cap Annual v6.20 | 13 | 7663 | Rate Constraint in MTons | FALSE | L | Annual | Standard CO2 | Thousand Tons | 7578.3813 | 6613.86 | 5924.9163 | 5924.9163 | 0 | 0 | 0 | 0
#CAN - NS - CO2 Cap Annual v6.20 | 13 | 7663 | Rate Constraint in MTons | FALSE | L | Annual | Emissions at Affected Plants CO2 | Thousand Tons | 1586.5581 | 786.8621 | 722.3349 | 30.016 | 0 | 0 | 0 | 0
#CAN - NS - CO2 Cap Annual v6.20 | 13 | 7663 | Rate Constraint in MTons | FALSE | L | Annual | Allowances Purchased CO2 | Thousand Tons | 0 | 0 | 0 | 0 | 0 | 0 | 0 | 0
#CAN - NS - CO2 Cap Annual v6.20 | 13 | 7663 | Rate Constraint in MTons | FALSE | L | Annual | Allowances Sold CO2 | Thousand Tons | 0 | 0 | 0 | 0 | 0 | 0 | 0 | 0
#CAN - NS - CO2 Cap Annual v6.20 | 13 | 7663 | Rate Constraint in MTons | FALSE | L | Annual | Allowances Banked | Thousand Tons | 0 | 0 | 0 | 0 | 0 | 0 | 0 | 0
#CAN - NS - CO2 Cap Annual v6.20 | 13 | 7663 | Rate Constraint in MTons | FALSE | L | Annual | Allowances Withdrawn (1:1) | Thousand Tons | 0 | 0 | 0 | 0 | 0 | 0 | 0 | 0
#CAN - NS - CO2 Cap Annual v6.20 | 13 | 7663 | Rate Constraint in MTons | FALSE | L | Annual | Allowances Withdrawn (n:1) | Thousand Tons | 0 | 0 | 0 | 0 | 0 | 0 | 0 | 0
#CAN - NS - CO2 Cap Annual v6.20 | 13 | 7663 | Rate Constraint in MTons | FALSE | L | Annual | Net Emissions Allowance Position | Thousand Tons | 1586.5581 | 786.8621 | 722.3349 | 30.016 | 0 | 0 | 0 | 0
#CAN - NS - CO2 Cap Annual v6.20 | 13 | 7663 | Rate Constraint in MTons | FALSE | L | Annual | Fuel Consumed | TBtu | 15.3476 | 7.6117 | 6.9875 | 0.29036 | 0 | 0 | 0 | 0
#CAN - NS - CO2 Cap Annual v6.20 | 13 | 7663 | Rate Constraint in MTons | FALSE | L | Annual | Rate | lb/MMBtu | 206.75 | 206.75 | 206.75 | 206.75 | 0 | 0 | 0 | 0
#CAN - NS - CO2 Cap Annual v6.20 | 13 | 7663 | Rate Constraint in MTons | FALSE | L | Annual | Generation | TWh | 1.4704 | 0.72923 | 0.66943 | 0.027818 | 0 | 0 | 0 | 0
#CAN - NS - CO2 Cap Annual v6.20 | 13 | 7663 | Rate Constraint in MTons | FALSE | L | Annual | Qualifying Generation | TWh | 1.4704 | 0.72923 | 0.66943 | 0.027818 | 0 | 0 | 0 | 0
#CAN - NS - CO2 Cap Annual v6.20 | 13 | 7663 | Rate Constraint in MTons | FALSE | L | Annual | Rate | lb/MWh | 2158.0565 | 2158.0565 | 2158.0565 | 2158.0565 | 0 | 0 | 0 | 0
#CAN - NS - CO2 Cap Annual v6.20 | 13 | 7663 | Rate Constraint in MTons | FALSE | L | Annual | Constraint Shadow Price | US2019$/Ton | 0 | 0 | 0 | 0 | 0 | 0 | 0 | 0
#CAN - NS - MER Cap Annual v4.12 | 14 | 7627 | Rate Constraint in MTons | FALSE | L | Annual | Seasons Included | Seasons | Winter, WintShld, Summer | Winter, WintShld, Summer | Winter, WintShld, Summer | Winter, WintShld, Summer | Winter, WintShld, Summer | Winter, WintShld, Summer | Winter, WintShld, Summer | Winter, WintShld, Summer
#CAN - NS - MER Cap Annual v4.12 | 14 | 7627 | Rate Constraint in MTons | FALSE | L | Annual | Standard MER | lbs | 77.1618 | 77.1618 | 77.1618 | 77.1618 | 77.1618 | 77.1618 | 77.1618 | 77.1618
#CAN - NS - MER Cap Annual v4.12 | 14 | 7627 | Rate Constraint in MTons | FALSE | L | Annual | Emissions at Affected Plants MER | lbs | 59.8841 | 24.3061 | 24.0302 | 1.2533 | 1.2533 | 1.2533 | 0 | 0
#CAN - NS - MER Cap Annual v4.12 | 14 | 7627 | Rate Constraint in MTons | FALSE | L | Annual | Allowances Purchased MER | lbs | 0 | 0 | 0 | 0 | 0 | 0 | 0 | 0
#CAN - NS - MER Cap Annual v4.12 | 14 | 7627 | Rate Constraint in MTons | FALSE | L | Annual | Allowances Sold MER | lbs | 0 | 0 | 0 | 0 | 0 | 0 | 0 | 0
#CAN - NS - MER Cap Annual v4.12 | 14 | 7627 | Rate Constraint in MTons | FALSE | L | Annual | Allowances Banked | lbs | 0 | 0 | 0 | 0 | 0 | 0 | 0 | 0
#CAN - NS - MER Cap Annual v4.12 | 14 | 7627 | Rate Constraint in MTons | FALSE | L | Annual | Allowances Withdrawn (1:1) | lbs | 0 | 0 | 0 | 0 | 0 | 0 | 0 | 0
#CAN - NS - MER Cap Annual v4.12 | 14 | 7627 | Rate Constraint in MTons | FALSE | L | Annual | Allowances Withdrawn (n:1) | lbs | 0 | 0 | 0 | 0 | 0 | 0 | 0 | 0
#CAN - NS - MER Cap Annual v4.12 | 14 | 7627 | Rate Constraint in MTons | FALSE | L | Annual | Net Emissions Allowance Position | lbs | 59.8841 | 24.3061 | 24.0302 | 1.2533 | 1.2533 | 1.2533 | 0 | 0
#CAN - NS - MER Cap Annual v4.12 | 14 | 7627 | Rate Constraint in MTons | FALSE | L | Annual | Fuel Consumed | TBtu | 15.3476 | 7.6117 | 6.9875 | 0.29036 | 0.29036 | 0.29036 | 0 | 0
#CAN - NS - MER Cap Annual v4.12 | 14 | 7627 | Rate Constraint in MTons | FALSE | L | Annual | Rate | lb/MMBtu | 3.9019e-06 | 3.1932e-06 | 3.439e-06 | 4.3163e-06 | 4.3163e-06 | 4.3163e-06 | 0 | 0
#CAN - NS - MER Cap Annual v4.12 | 14 | 7627 | Rate Constraint in MTons | FALSE | L | Annual | Generation | TWh | 1.4704 | 0.72923 | 0.66943 | 0.027818 | 0.027818 | 0.027818 | 0 | 0
#CAN - NS - MER Cap Annual v4.12 | 14 | 7627 | Rate Constraint in MTons | FALSE | L | Annual | Qualifying Generation | TWh | 1.4704 | 0.72923 | 0.66943 | 0.027818 | 0.027818 | 0.027818 | 0 | 0
#CAN - NS - MER Cap Annual v4.12 | 14 | 7627 | Rate Constraint in MTons | FALSE | L | Annual | Rate | lb/MWh | 4.0728e-05 | 3.3331e-05 | 3.5896e-05 | 4.5054e-05 | 4.5054e-05 | 4.5054e-05 | 0 | 0
#CAN - NS - MER Cap Annual v4.12 | 14 | 7627 | Rate Constraint in MTons | FALSE | L | Annual | Constraint Shadow Price | US2019$/Lb | 0 | 0 | 0 | 0 | 0 | 0 | 0 | 0
#CAN - NS - NS Power - NOX Cap Annual v3.1 | 15 | 7624 | Rate Constraint in MTons | FALSE | L | Annual | Seasons Included | Seasons | Winter, WintShld, Summer | Winter, WintShld, Summer | Winter, WintShld, Summer | Winter, WintShld, Summer | Winter, WintShld, Summer | Winter, WintShld, Summer | Winter, WintShld, Summer | Winter, WintShld, Summer
#CAN - NS - NS Power - NOX Cap Annual v3.1 | 15 | 7624 | Rate Constraint in MTons | FALSE | L | Annual | Standard NOX | Thousand Tons | 16.485 | 16.485 | 16.485 | 16.485 | 16.485 | 16.485 | 16.485 | 16.485
#CAN - NS - NS Power - NOX Cap Annual v3.1 | 15 | 7624 | Rate Constraint in MTons | FALSE | L | Annual | Emissions at Affected Plants NOX | Thousand Tons | 16.485 | 16.485 | 16.485 | 15.2114 | 15.2506 | 15.2511 | 15.1726 | 15.1725
#CAN - NS - NS Power - NOX Cap Annual v3.1 | 15 | 7624 | Rate Constraint in MTons | FALSE | L | Annual | Allowances Purchased NOX | Thousand Tons | 0 | 0 | 0 | 0 | 0 | 0 | 0 | 0
#CAN - NS - NS Power - NOX Cap Annual v3.1 | 15 | 7624 | Rate Constraint in MTons | FALSE | L | Annual | Allowances Sold NOX | Thousand Tons | 0 | 0 | 0 | 0 | 0 | 0 | 0 | 0
#CAN - NS - NS Power - NOX Cap Annual v3.1 | 15 | 7624 | Rate Constraint in MTons | FALSE | L | Annual | Allowances Banked | Thousand Tons | 0 | 0 | 0 | 0 | 0 | 0 | 0 | 0
#CAN - NS - NS Power - NOX Cap Annual v3.1 | 15 | 7624 | Rate Constraint in MTons | FALSE | L | Annual | Allowances Withdrawn (1:1) | Thousand Tons | 0 | 0 | 0 | 0 | 0 | 0 | 0 | 0
#CAN - NS - NS Power - NOX Cap Annual v3.1 | 15 | 7624 | Rate Constraint in MTons | FALSE | L | Annual | Allowances Withdrawn (n:1) | Thousand Tons | 0 | 0 | 0 | 0 | 0 | 0 | 0 | 0
#CAN - NS - NS Power - NOX Cap Annual v3.1 | 15 | 7624 | Rate Constraint in MTons | FALSE | L | Annual | Net Emissions Allowance Position | Thousand Tons | 16.485 | 16.485 | 16.485 | 15.2114 | 15.2506 | 15.2511 | 15.1726 | 15.1725
#CAN - NS - NS Power - NOX Cap Annual v3.1 | 15 | 7624 | Rate Constraint in MTons | FALSE | L | Annual | Fuel Consumed | TBtu | 54.6064 | 76.7893 | 76.8189 | 70.8069 | 78.0734 | 78.1623 | 76.1288 | 76.129
#CAN - NS - NS Power - NOX Cap Annual v3.1 | 15 | 7624 | Rate Constraint in MTons | FALSE | L | Annual | Rate | lb/MMBtu | 0.60378 | 0.42936 | 0.42919 | 0.42966 | 0.39067 | 0.39024 | 0.3986 | 0.3986
#CAN - NS - NS Power - NOX Cap Annual v3.1 | 15 | 7624 | Rate Constraint in MTons | FALSE | L | Annual | Generation | TWh | 4.6336 | 8.7356 | 8.7496 | 8.1519 | 9.2947 | 9.3088 | 9.0042 | 8.9843
#CAN - NS - NS Power - NOX Cap Annual v3.1 | 15 | 7624 | Rate Constraint in MTons | FALSE | L | Annual | Qualifying Generation | TWh | 4.6336 | 8.7356 | 8.7496 | 8.1519 | 9.2947 | 9.3088 | 9.0042 | 8.9843
#CAN - NS - NS Power - NOX Cap Annual v3.1 | 15 | 7624 | Rate Constraint in MTons | FALSE | L | Annual | Rate | lb/MWh | 7.1154 | 3.7742 | 3.7682 | 3.732 | 3.2816 | 3.2767 | 3.3701 | 3.3776
#CAN - NS - NS Power - NOX Cap Annual v3.1 | 15 | 7624 | Rate Constraint in MTons | FALSE | L | Annual | Constraint Shadow Price | US2019$/Ton | 6417.687 | 1087.5954 | 473.6706 | 0 | 0 | 0 | 0 | 0
#CAN - NS - NS Power - SO2 Cap Annual v3.1 | 16 | 7625 | Rate Constraint in MTons | FALSE | L | Annual | Seasons Included | Seasons | Winter, WintShld, Summer | Winter, WintShld, Summer | Winter, WintShld, Summer | Winter, WintShld, Summer | Winter, WintShld, Summer | Winter, WintShld, Summer | Winter, WintShld, Summer | Winter, WintShld, Summer
#CAN - NS - NS Power - SO2 Cap Annual v3.1 | 16 | 7625 | Rate Constraint in MTons | FALSE | L | Annual | Standard SO2 | Thousand Tons | 39.9587 | 39.9587 | 39.9587 | 39.9587 | 39.9587 | 39.9587 | 39.9587 | 39.9587
#CAN - NS - NS Power - SO2 Cap Annual v3.1 | 16 | 7625 | Rate Constraint in MTons | FALSE | L | Annual | Emissions at Affected Plants SO2 | Thousand Tons | 8.5461 | 3.1185 | 3.0739 | 0.15905 | 0.15905 | 0.15905 | 0 | 0
#CAN - NS - NS Power - SO2 Cap Annual v3.1 | 16 | 7625 | Rate Constraint in MTons | FALSE | L | Annual | Allowances Purchased SO2 | Thousand Tons | 0 | 0 | 0 | 0 | 0 | 0 | 0 | 0
#CAN - NS - NS Power - SO2 Cap Annual v3.1 | 16 | 7625 | Rate Constraint in MTons | FALSE | L | Annual | Allowances Sold SO2 | Thousand Tons | 0 | 0 | 0 | 0 | 0 | 0 | 0 | 0
#CAN - NS - NS Power - SO2 Cap Annual v3.1 | 16 | 7625 | Rate Constraint in MTons | FALSE | L | Annual | Allowances Banked | Thousand Tons | 0 | 0 | 0 | 0 | 0 | 0 | 0 | 0
#CAN - NS - NS Power - SO2 Cap Annual v3.1 | 16 | 7625 | Rate Constraint in MTons | FALSE | L | Annual | Allowances Withdrawn (1:1) | Thousand Tons | 0 | 0 | 0 | 0 | 0 | 0 | 0 | 0
#CAN - NS - NS Power - SO2 Cap Annual v3.1 | 16 | 7625 | Rate Constraint in MTons | FALSE | L | Annual | Allowances Withdrawn (n:1) | Thousand Tons | 0 | 0 | 0 | 0 | 0 | 0 | 0 | 0
#CAN - NS - NS Power - SO2 Cap Annual v3.1 | 16 | 7625 | Rate Constraint in MTons | FALSE | L | Annual | Net Emissions Allowance Position | Thousand Tons | 8.5461 | 3.1185 | 3.0739 | 0.15905 | 0.15905 | 0.15905 | 0 | 0
#CAN - NS - NS Power - SO2 Cap Annual v3.1 | 16 | 7625 | Rate Constraint in MTons | FALSE | L | Annual | Fuel Consumed | TBtu | 54.6064 | 76.7893 | 76.8189 | 70.8069 | 78.0734 | 78.1623 | 76.1288 | 76.129
#CAN - NS - NS Power - SO2 Cap Annual v3.1 | 16 | 7625 | Rate Constraint in MTons | FALSE | L | Annual | Rate | lb/MMBtu | 0.31301 | 0.081222 | 0.080029 | 0.0044924 | 0.0040743 | 0.0040696 | 0 | 0
#CAN - NS - NS Power - SO2 Cap Annual v3.1 | 16 | 7625 | Rate Constraint in MTons | FALSE | L | Annual | Generation | TWh | 4.6336 | 8.7356 | 8.7496 | 8.1519 | 9.2947 | 9.3088 | 9.0042 | 8.9843
#CAN - NS - NS Power - SO2 Cap Annual v3.1 | 16 | 7625 | Rate Constraint in MTons | FALSE | L | Annual | Qualifying Generation | TWh | 4.6336 | 8.7356 | 8.7496 | 8.1519 | 9.2947 | 9.3088 | 9.0042 | 8.9843
#CAN - NS - NS Power - SO2 Cap Annual v3.1 | 16 | 7625 | Rate Constraint in MTons | FALSE | L | Annual | Rate | lb/MWh | 3.6888 | 0.71397 | 0.70263 | 0.039021 | 0.034223 | 0.034171 | 0 | 0
#CAN - NS - NS Power - SO2 Cap Annual v3.1 | 16 | 7625 | Rate Constraint in MTons | FALSE | L | Annual | Constraint Shadow Price | US2019$/Ton | 0 | 0 | 0 | 0 | 0 | 0 | 0 | 0
#CAN - NS - SO2 Cap Annual v3.1 | 17 | 7626 | Rate Constraint in MTons | FALSE | L | Annual | Seasons Included | Seasons | Winter, WintShld, Summer | Winter, WintShld, Summer | Winter, WintShld, Summer | Winter, WintShld, Summer | Winter, WintShld, Summer | Winter, WintShld, Summer | Winter, WintShld, Summer | Winter, WintShld, Summer
#CAN - NS - SO2 Cap Annual v3.1 | 17 | 7626 | Rate Constraint in MTons | FALSE | L | Annual | Standard SO2 | Thousand Tons | 131.2522 | 131.2522 | 131.2522 | 131.2522 | 131.2522 | 131.2522 | 131.2522 | 131.2522
#CAN - NS - SO2 Cap Annual v3.1 | 17 | 7626 | Rate Constraint in MTons | FALSE | L | Annual | Emissions at Affected Plants SO2 | Thousand Tons | 8.5461 | 3.1185 | 3.0739 | 0.15905 | 0.15905 | 0.15905 | 0 | 0
#CAN - NS - SO2 Cap Annual v3.1 | 17 | 7626 | Rate Constraint in MTons | FALSE | L | Annual | Allowances Purchased SO2 | Thousand Tons | 0 | 0 | 0 | 0 | 0 | 0 | 0 | 0
#CAN - NS - SO2 Cap Annual v3.1 | 17 | 7626 | Rate Constraint in MTons | FALSE | L | Annual | Allowances Sold SO2 | Thousand Tons | 0 | 0 | 0 | 0 | 0 | 0 | 0 | 0
#CAN - NS - SO2 Cap Annual v3.1 | 17 | 7626 | Rate Constraint in MTons | FALSE | L | Annual | Allowances Banked | Thousand Tons | 0 | 0 | 0 | 0 | 0 | 0 | 0 | 0
#CAN - NS - SO2 Cap Annual v3.1 | 17 | 7626 | Rate Constraint in MTons | FALSE | L | Annual | Allowances Withdrawn (1:1) | Thousand Tons | 0 | 0 | 0 | 0 | 0 | 0 | 0 | 0
#CAN - NS - SO2 Cap Annual v3.1 | 17 | 7626 | Rate Constraint in MTons | FALSE | L | Annual | Allowances Withdrawn (n:1) | Thousand Tons | 0 | 0 | 0 | 0 | 0 | 0 | 0 | 0
#CAN - NS - SO2 Cap Annual v3.1 | 17 | 7626 | Rate Constraint in MTons | FALSE | L | Annual | Net Emissions Allowance Position | Thousand Tons | 8.5461 | 3.1185 | 3.0739 | 0.15905 | 0.15905 | 0.15905 | 0 | 0
#CAN - NS - SO2 Cap Annual v3.1 | 17 | 7626 | Rate Constraint in MTons | FALSE | L | Annual | Fuel Consumed | TBtu | 54.6064 | 76.7893 | 76.8189 | 70.8069 | 78.0734 | 78.1623 | 76.1288 | 76.129
#CAN - NS - SO2 Cap Annual v3.1 | 17 | 7626 | Rate Constraint in MTons | FALSE | L | Annual | Rate | lb/MMBtu | 0.31301 | 0.081222 | 0.080029 | 0.0044924 | 0.0040743 | 0.0040696 | 0 | 0
#CAN - NS - SO2 Cap Annual v3.1 | 17 | 7626 | Rate Constraint in MTons | FALSE | L | Annual | Generation | TWh | 4.6336 | 8.7356 | 8.7496 | 8.1519 | 9.2947 | 9.3088 | 9.0042 | 8.9843
#CAN - NS - SO2 Cap Annual v3.1 | 17 | 7626 | Rate Constraint in MTons | FALSE | L | Annual | Qualifying Generation | TWh | 4.6336 | 8.7356 | 8.7496 | 8.1519 | 9.2947 | 9.3088 | 9.0042 | 8.9843
#CAN - NS - SO2 Cap Annual v3.1 | 17 | 7626 | Rate Constraint in MTons | FALSE | L | Annual | Rate | lb/MWh | 3.6888 | 0.71397 | 0.70263 | 0.039021 | 0.034223 | 0.034171 | 0 | 0
#CAN - NS - SO2 Cap Annual v3.1 | 17 | 7626 | Rate Constraint in MTons | FALSE | L | Annual | Constraint Shadow Price | US2019$/Ton | 0 | 0 | 0 | 0 | 0 | 0 | 0 | 0
#CAN - ON - NOX Cap Annual v3.1 | 18 | 7628 | Rate Constraint in MTons | FALSE | L | Annual | Seasons Included | Seasons | Winter, WintShld, Summer | Winter, WintShld, Summer | Winter, WintShld, Summer | Winter, WintShld, Summer | Winter, WintShld, Summer | Winter, WintShld, Summer | Winter, WintShld, Summer | Winter, WintShld, Summer
#CAN - ON - NOX Cap Annual v3.1 | 18 | 7628 | Rate Constraint in MTons | FALSE | L | Annual | Standard NOX | Thousand Tons | 47.2891 | 47.2891 | 47.2891 | 47.2891 | 47.2891 | 47.2891 | 47.2891 | 47.2891
#CAN - ON - NOX Cap Annual v3.1 | 18 | 7628 | Rate Constraint in MTons | FALSE | L | Annual | Emissions at Affected Plants NOX | Thousand Tons | 0.39972 | 0.52811 | 0.60231 | 0.87913 | 0.67103 | 0.77518 | 0.91264 | 2.5781
#CAN - ON - NOX Cap Annual v3.1 | 18 | 7628 | Rate Constraint in MTons | FALSE | L | Annual | Allowances Purchased NOX | Thousand Tons | 0 | 0 | 0 | 0 | 0 | 0 | 0 | 0
#CAN - ON - NOX Cap Annual v3.1 | 18 | 7628 | Rate Constraint in MTons | FALSE | L | Annual | Allowances Sold NOX | Thousand Tons | 0 | 0 | 0 | 0 | 0 | 0 | 0 | 0
#CAN - ON - NOX Cap Annual v3.1 | 18 | 7628 | Rate Constraint in MTons | FALSE | L | Annual | Allowances Banked | Thousand Tons | 0 | 0 | 0 | 0 | 39.4076 | 0 | 0 | 0
#CAN - ON - NOX Cap Annual v3.1 | 18 | 7628 | Rate Constraint in MTons | FALSE | L | Annual | Allowances Withdrawn (1:1) | Thousand Tons | 0 | 0 | 0 | 0 | 0 | 0 | -47.2891 | 0
#CAN - ON - NOX Cap Annual v3.1 | 18 | 7628 | Rate Constraint in MTons | FALSE | L | Annual | Allowances Withdrawn (n:1) | Thousand Tons | 0 | 0 | 0 | 0 | 0 | 0 | 0 | 0
#CAN - ON - NOX Cap Annual v3.1 | 18 | 7628 | Rate Constraint in MTons | FALSE | L | Annual | Net Emissions Allowance Position | Thousand Tons | 0.39972 | 0.52811 | 0.60231 | 0.87913 | 40.0786 | 0.77518 | -46.3765 | 2.5781
#CAN - ON - NOX Cap Annual v3.1 | 18 | 7628 | Rate Constraint in MTons | FALSE | L | Annual | Fuel Consumed | TBtu | 53.1949 | 80.2165 | 91.6377 | 139.5612 | 104.2745 | 123.7345 | 149.2026 | 448.1688
#CAN - ON - NOX Cap Annual v3.1 | 18 | 7628 | Rate Constraint in MTons | FALSE | L | Annual | Rate | lb/MMBtu | 0.015029 | 0.013167 | 0.013146 | 0.012599 | 0.012871 | 0.01253 | 0.012234 | 0.011505
#CAN - ON - NOX Cap Annual v3.1 | 18 | 7628 | Rate Constraint in MTons | FALSE | L | Annual | Generation | TWh | 7.3665 | 10.8402 | 12.3876 | 19.0487 | 14.1392 | 16.7442 | 20.2009 | 66.9094
#CAN - ON - NOX Cap Annual v3.1 | 18 | 7628 | Rate Constraint in MTons | FALSE | L | Annual | Qualifying Generation | TWh | 7.3665 | 10.8402 | 12.3876 | 19.0487 | 14.1392 | 16.7442 | 20.2009 | 66.9094
#CAN - ON - NOX Cap Annual v3.1 | 18 | 7628 | Rate Constraint in MTons | FALSE | L | Annual | Rate | lb/MWh | 0.10852 | 0.097435 | 0.097244 | 0.092304 | 0.094919 | 0.09259 | 0.090356 | 0.077064
#CAN - ON - NOX Cap Annual v3.1 | 18 | 7628 | Rate Constraint in MTons | FALSE | L | Annual | Constraint Shadow Price | US2019$/Ton | 0 | 0 | 0 | 0 | 0 | 0 | 0 | 0
#CAN - ON - O3 Annex - NOX Cap Annual v3.1 | 19 | 7629 | Rate Constraint in MTons | FALSE | L | Annual | Seasons Included | Seasons | Winter, WintShld, Summer | Winter, WintShld, Summer | Winter, WintShld, Summer | Winter, WintShld, Summer | Winter, WintShld, Summer | Winter, WintShld, Summer | Winter, WintShld, Summer | Winter, WintShld, Summer
#CAN - ON - O3 Annex - NOX Cap Annual v3.1 | 19 | 7629 | Rate Constraint in MTons | FALSE | L | Annual | Standard NOX | Thousand Tons | 42.9901 | 42.9901 | 42.9901 | 42.9901 | 42.9901 | 42.9901 | 42.9901 | 42.9901
#CAN - ON - O3 Annex - NOX Cap Annual v3.1 | 19 | 7629 | Rate Constraint in MTons | FALSE | L | Annual | Emissions at Affected Plants NOX | Thousand Tons | 0.23295 | 0.26888 | 0.34566 | 0.57428 | 0.40789 | 0.44122 | 0.54071 | 0.68181
#CAN - ON - O3 Annex - NOX Cap Annual v3.1 | 19 | 7629 | Rate Constraint in MTons | FALSE | L | Annual | Allowances Purchased NOX | Thousand Tons | 0 | 0 | 0 | 0 | 0 | 0 | 0 | 0
#CAN - ON - O3 Annex - NOX Cap Annual v3.1 | 19 | 7629 | Rate Constraint in MTons | FALSE | L | Annual | Allowances Sold NOX | Thousand Tons | 0 | 0 | 0 | 0 | 0 | 0 | 0 | 0
#CAN - ON - O3 Annex - NOX Cap Annual v3.1 | 19 | 7629 | Rate Constraint in MTons | FALSE | L | Annual | Allowances Banked | Thousand Tons | 0 | 0 | 0 | 0 | 0 | 0 | 0 | 0
#CAN - ON - O3 Annex - NOX Cap Annual v3.1 | 19 | 7629 | Rate Constraint in MTons | FALSE | L | Annual | Allowances Withdrawn (1:1) | Thousand Tons | 0 | 0 | 0 | 0 | 0 | 0 | 0 | 0
#CAN - ON - O3 Annex - NOX Cap Annual v3.1 | 19 | 7629 | Rate Constraint in MTons | FALSE | L | Annual | Allowances Withdrawn (n:1) | Thousand Tons | 0 | 0 | 0 | 0 | 0 | 0 | 0 | 0
#CAN - ON - O3 Annex - NOX Cap Annual v3.1 | 19 | 7629 | Rate Constraint in MTons | FALSE | L | Annual | Net Emissions Allowance Position | Thousand Tons | 0.23295 | 0.26888 | 0.34566 | 0.57428 | 0.40789 | 0.44122 | 0.54071 | 0.68181
#CAN - ON - O3 Annex - NOX Cap Annual v3.1 | 19 | 7629 | Rate Constraint in MTons | FALSE | L | Annual | Fuel Consumed | TBtu | 36.9241 | 47.4747 | 59.6832 | 98.6102 | 70.8208 | 77.3822 | 96.0906 | 118.0155
#CAN - ON - O3 Annex - NOX Cap Annual v3.1 | 19 | 7629 | Rate Constraint in MTons | FALSE | L | Annual | Rate | lb/MMBtu | 0.012618 | 0.011327 | 0.011583 | 0.011647 | 0.011519 | 0.011404 | 0.011254 | 0.011555
#CAN - ON - O3 Annex - NOX Cap Annual v3.1 | 19 | 7629 | Rate Constraint in MTons | FALSE | L | Annual | Generation | TWh | 5.2025 | 6.4412 | 8.0963 | 13.536 | 9.6436 | 10.4985 | 13.038 | 16.0801
#CAN - ON - O3 Annex - NOX Cap Annual v3.1 | 19 | 7629 | Rate Constraint in MTons | FALSE | L | Annual | Qualifying Generation | TWh | 5.2025 | 6.4412 | 8.0963 | 13.536 | 9.6436 | 10.4985 | 13.038 | 16.0801
#CAN - ON - O3 Annex - NOX Cap Annual v3.1 | 19 | 7629 | Rate Constraint in MTons | FALSE | L | Annual | Rate | lb/MWh | 0.089556 | 0.083488 | 0.085387 | 0.084852 | 0.084593 | 0.084055 | 0.082944 | 0.084802
#CAN - ON - O3 Annex - NOX Cap Annual v3.1 | 19 | 7629 | Rate Constraint in MTons | FALSE | L | Annual | Constraint Shadow Price | US2019$/Ton | 0 | 0 | 0 | 0 | 0 | 0 | 0 | 0
#CAN - ON - SO2 Cap Annual v3.1 | 20 | 7630 | Rate Constraint in MTons | FALSE | L | Annual | Seasons Included | Seasons | Winter, WintShld, Summer | Winter, WintShld, Summer | Winter, WintShld, Summer | Winter, WintShld, Summer | Winter, WintShld, Summer | Winter, WintShld, Summer | Winter, WintShld, Summer | Winter, WintShld, Summer
#CAN - ON - SO2 Cap Annual v3.1 | 20 | 7630 | Rate Constraint in MTons | FALSE | L | Annual | Standard SO2 | Thousand Tons | 144.4026 | 144.4026 | 144.4026 | 144.4026 | 144.4026 | 144.4026 | 144.4026 | 144.4026
#CAN - ON - SO2 Cap Annual v3.1 | 20 | 7630 | Rate Constraint in MTons | FALSE | L | Annual | Emissions at Affected Plants SO2 | Thousand Tons | 0.13696 | 0.13696 | 0.13696 | 0.13696 | 0.13696 | 0.13696 | 0.13696 | 0.13696
#CAN - ON - SO2 Cap Annual v3.1 | 20 | 7630 | Rate Constraint in MTons | FALSE | L | Annual | Allowances Purchased SO2 | Thousand Tons | 0 | 0 | 0 | 0 | 0 | 0 | 0 | 0
#CAN - ON - SO2 Cap Annual v3.1 | 20 | 7630 | Rate Constraint in MTons | FALSE | L | Annual | Allowances Sold SO2 | Thousand Tons | 0 | 0 | 0 | 0 | 0 | 0 | 0 | 0
#CAN - ON - SO2 Cap Annual v3.1 | 20 | 7630 | Rate Constraint in MTons | FALSE | L | Annual | Allowances Banked | Thousand Tons | 0 | 0 | 0 | 0 | 120.3355 | 0 | 0 | 0
#CAN - ON - SO2 Cap Annual v3.1 | 20 | 7630 | Rate Constraint in MTons | FALSE | L | Annual | Allowances Withdrawn (1:1) | Thousand Tons | 0 | 0 | 0 | 0 | 0 | 0 | -144.4026 | 0
#CAN - ON - SO2 Cap Annual v3.1 | 20 | 7630 | Rate Constraint in MTons | FALSE | L | Annual | Allowances Withdrawn (n:1) | Thousand Tons | 0 | 0 | 0 | 0 | 0 | 0 | 0 | 0
#CAN - ON - SO2 Cap Annual v3.1 | 20 | 7630 | Rate Constraint in MTons | FALSE | L | Annual | Net Emissions Allowance Position | Thousand Tons | 0.13696 | 0.13696 | 0.13696 | 0.13696 | 120.4725 | 0.13696 | -144.2657 | 0.13696
#CAN - ON - SO2 Cap Annual v3.1 | 20 | 7630 | Rate Constraint in MTons | FALSE | L | Annual | Fuel Consumed | TBtu | 53.1949 | 80.2165 | 91.6377 | 139.5612 | 104.2745 | 123.7345 | 149.2026 | 448.1688
#CAN - ON - SO2 Cap Annual v3.1 | 20 | 7630 | Rate Constraint in MTons | FALSE | L | Annual | Rate | lb/MMBtu | 0.0051494 | 0.0034148 | 0.0029892 | 0.0019627 | 0.0026269 | 0.0022138 | 0.0018359 | 0.0006112
#CAN - ON - SO2 Cap Annual v3.1 | 20 | 7630 | Rate Constraint in MTons | FALSE | L | Annual | Generation | TWh | 7.3665 | 10.8402 | 12.3876 | 19.0487 | 14.1392 | 16.7442 | 20.2009 | 66.9094
#CAN - ON - SO2 Cap Annual v3.1 | 20 | 7630 | Rate Constraint in MTons | FALSE | L | Annual | Qualifying Generation | TWh | 7.3665 | 10.8402 | 12.3876 | 19.0487 | 14.1392 | 16.7442 | 20.2009 | 66.9094
#CAN - ON - SO2 Cap Annual v3.1 | 20 | 7630 | Rate Constraint in MTons | FALSE | L | Annual | Rate | lb/MWh | 0.037185 | 0.025269 | 0.022113 | 0.01438 | 0.019373 | 0.016359 | 0.01356 | 0.0040939
#CAN - ON - SO2 Cap Annual v3.1 | 20 | 7630 | Rate Constraint in MTons | FALSE | L | Annual | Constraint Shadow Price | US2019$/Ton | 0 | 0 | 0 | 0 | 0 | 0 | 0 | 0
#CAN - PE - Acid Rain - SO2 Cap Annual v3.1 | 21 | 7634 | Rate Constraint in MTons | FALSE | L | Annual | Seasons Included | Seasons | Winter, WintShld, Summer | Winter, WintShld, Summer | Winter, WintShld, Summer | Winter, WintShld, Summer | Winter, WintShld, Summer | Winter, WintShld, Summer | Winter, WintShld, Summer | Winter, WintShld, Summer
#CAN - PE - Acid Rain - SO2 Cap Annual v3.1 | 21 | 7634 | Rate Constraint in MTons | FALSE | L | Annual | Standard SO2 | Thousand Tons | 3.31 | 3.31 | 3.31 | 3.31 | 3.31 | 3.31 | 3.31 | 3.31
#CAN - PE - Acid Rain - SO2 Cap Annual v3.1 | 21 | 7634 | Rate Constraint in MTons | FALSE | L | Annual | Emissions at Affected Plants SO2 | Thousand Tons | 0.33759 | 0 | 0 | 0 | 0 | 0 | 0 | 0
#CAN - PE - Acid Rain - SO2 Cap Annual v3.1 | 21 | 7634 | Rate Constraint in MTons | FALSE | L | Annual | Allowances Purchased SO2 | Thousand Tons | 0 | 0 | 0 | 0 | 0 | 0 | 0 | 0
#CAN - PE - Acid Rain - SO2 Cap Annual v3.1 | 21 | 7634 | Rate Constraint in MTons | FALSE | L | Annual | Allowances Sold SO2 | Thousand Tons | 0 | 0 | 0 | 0 | 0 | 0 | 0 | 0
#CAN - PE - Acid Rain - SO2 Cap Annual v3.1 | 21 | 7634 | Rate Constraint in MTons | FALSE | L | Annual | Allowances Banked | Thousand Tons | 0 | 0 | 0 | 0 | 0 | 0 | 0 | 0
#CAN - PE - Acid Rain - SO2 Cap Annual v3.1 | 21 | 7634 | Rate Constraint in MTons | FALSE | L | Annual | Allowances Withdrawn (1:1) | Thousand Tons | 0 | 0 | 0 | 0 | 0 | 0 | 0 | 0
#CAN - PE - Acid Rain - SO2 Cap Annual v3.1 | 21 | 7634 | Rate Constraint in MTons | FALSE | L | Annual | Allowances Withdrawn (n:1) | Thousand Tons | 0 | 0 | 0 | 0 | 0 | 0 | 0 | 0
#CAN - PE - Acid Rain - SO2 Cap Annual v3.1 | 21 | 7634 | Rate Constraint in MTons | FALSE | L | Annual | Net Emissions Allowance Position | Thousand Tons | 0.33759 | 0 | 0 | 0 | 0 | 0 | 0 | 0
#CAN - PE - Acid Rain - SO2 Cap Annual v3.1 | 21 | 7634 | Rate Constraint in MTons | FALSE | L | Annual | Fuel Consumed | TBtu | 5.445 | 11.156 | 10.3274 | 10.891 | 10.8001 | 10.4876 | 9.4401 | 8.347
#CAN - PE - Acid Rain - SO2 Cap Annual v3.1 | 21 | 7634 | Rate Constraint in MTons | FALSE | L | Annual | Rate | lb/MMBtu | 0.124 | 0 | 0 | 0 | 0 | 0 | 0 | 0
#CAN - PE - Acid Rain - SO2 Cap Annual v3.1 | 21 | 7634 | Rate Constraint in MTons | FALSE | L | Annual | Generation | TWh | 0.79752 | 1.7479 | 1.601 | 1.6872 | 1.6802 | 1.6194 | 1.4722 | 1.303
#CAN - PE - Acid Rain - SO2 Cap Annual v3.1 | 21 | 7634 | Rate Constraint in MTons | FALSE | L | Annual | Qualifying Generation | TWh | 0.79752 | 1.7479 | 1.601 | 1.6872 | 1.6802 | 1.6194 | 1.4722 | 1.303
#CAN - PE - Acid Rain - SO2 Cap Annual v3.1 | 21 | 7634 | Rate Constraint in MTons | FALSE | L | Annual | Rate | lb/MWh | 0.8466 | 0 | 0 | 0 | 0 | 0 | 0 | 0
#CAN - PE - Acid Rain - SO2 Cap Annual v3.1 | 21 | 7634 | Rate Constraint in MTons | FALSE | L | Annual | Constraint Shadow Price | US2019$/Ton | 0 | 0 | 0 | 0 | 0 | 0 | 0 | 0
#CAN - PQ - Acid Rain - SO2 Cap Annual v3.1 | 22 | 7632 | Rate Constraint in MTons | FALSE | L | Annual | Seasons Included | Seasons | Winter, WintShld, Summer | Winter, WintShld, Summer | Winter, WintShld, Summer | Winter, WintShld, Summer | Winter, WintShld, Summer | Winter, WintShld, Summer | Winter, WintShld, Summer | Winter, WintShld, Summer
#CAN - PQ - Acid Rain - SO2 Cap Annual v3.1 | 22 | 7632 | Rate Constraint in MTons | FALSE | L | Annual | Standard SO2 | Thousand Tons | 6.61 | 6.61 | 6.61 | 6.61 | 6.61 | 6.61 | 6.61 | 6.61
#CAN - PQ - Acid Rain - SO2 Cap Annual v3.1 | 22 | 7632 | Rate Constraint in MTons | FALSE | L | Annual | Emissions at Affected Plants SO2 | Thousand Tons | 0 | 0 | 0 | 0 | 0 | 0 | 0 | 0
#CAN - PQ - Acid Rain - SO2 Cap Annual v3.1 | 22 | 7632 | Rate Constraint in MTons | FALSE | L | Annual | Allowances Purchased SO2 | Thousand Tons | 0 | 0 | 0 | 0 | 0 | 0 | 0 | 0
#CAN - PQ - Acid Rain - SO2 Cap Annual v3.1 | 22 | 7632 | Rate Constraint in MTons | FALSE | L | Annual | Allowances Sold SO2 | Thousand Tons | 0 | 0 | 0 | 0 | 0 | 0 | 0 | 0
#CAN - PQ - Acid Rain - SO2 Cap Annual v3.1 | 22 | 7632 | Rate Constraint in MTons | FALSE | L | Annual | Allowances Banked | Thousand Tons | 0 | 0 | 0 | 0 | 0 | 0 | 0 | 0
#CAN - PQ - Acid Rain - SO2 Cap Annual v3.1 | 22 | 7632 | Rate Constraint in MTons | FALSE | L | Annual | Allowances Withdrawn (1:1) | Thousand Tons | 0 | 0 | 0 | 0 | 0 | 0 | 0 | 0
#CAN - PQ - Acid Rain - SO2 Cap Annual v3.1 | 22 | 7632 | Rate Constraint in MTons | FALSE | L | Annual | Allowances Withdrawn (n:1) | Thousand Tons | 0 | 0 | 0 | 0 | 0 | 0 | 0 | 0
#CAN - PQ - Acid Rain - SO2 Cap Annual v3.1 | 22 | 7632 | Rate Constraint in MTons | FALSE | L | Annual | Net Emissions Allowance Position | Thousand Tons | 0 | 0 | 0 | 0 | 0 | 0 | 0 | 0
#CAN - PQ - Acid Rain - SO2 Cap Annual v3.1 | 22 | 7632 | Rate Constraint in MTons | FALSE | L | Annual | Fuel Consumed | TBtu | 28.9528 | 15.9024 | 13.7274 | 0 | 0 | 0.017866 | 0.10811 | 0.057213
#CAN - PQ - Acid Rain - SO2 Cap Annual v3.1 | 22 | 7632 | Rate Constraint in MTons | FALSE | L | Annual | Rate | lb/MMBtu | 0 | 0 | 0 | 0 | 0 | 0 | 0 | 0
#CAN - PQ - Acid Rain - SO2 Cap Annual v3.1 | 22 | 7632 | Rate Constraint in MTons | FALSE | L | Annual | Generation | TWh | 2.5599 | 1.1527 | 0.9643 | 0 | 0 | 0.0015795 | 0.0082319 | 0.0043866
#CAN - PQ - Acid Rain - SO2 Cap Annual v3.1 | 22 | 7632 | Rate Constraint in MTons | FALSE | L | Annual | Qualifying Generation | TWh | 2.5599 | 1.1527 | 0.9643 | 0 | 0 | 0.0015795 | 0.0082319 | 0.0043866
#CAN - PQ - Acid Rain - SO2 Cap Annual v3.1 | 22 | 7632 | Rate Constraint in MTons | FALSE | L | Annual | Rate | lb/MWh | 0 | 0 | 0 | 0 | 0 | 0 | 0 | 0
#CAN - PQ - Acid Rain - SO2 Cap Annual v3.1 | 22 | 7632 | Rate Constraint in MTons | FALSE | L | Annual | Constraint Shadow Price | US2019$/Ton | 0 | 0 | 0 | 0 | 0 | 0 | 0 | 0
#CAN - PQ - CO2 Constraint- v.6.17 | 23 | 7633 | Rate Constraint in MTons | FALSE | L | Annual | Seasons Included | Seasons | Winter, WintShld, Summer | Winter, WintShld, Summer | Winter, WintShld, Summer | Winter, WintShld, Summer | Winter, WintShld, Summer | Winter, WintShld, Summer | Winter, WintShld, Summer | Winter, WintShld, Summer
#CAN - PQ - CO2 Constraint- v.6.17 | 23 | 7633 | Rate Constraint in MTons | FALSE | L | Annual | Standard CO2 | Thousand Tons | 0 | 0 | 0 | 0 | 0 | 0 | 0 | 0
#CAN - PQ - CO2 Constraint- v.6.17 | 23 | 7633 | Rate Constraint in MTons | FALSE | L | Annual | Emissions at Affected Plants CO2 | Thousand Tons | 2319.8296 | 1283.2136 | 1107.7018 | 0 | 0 | 1.4417 | 8.7237 | 4.6167
#CAN - PQ - CO2 Constraint- v.6.17 | 23 | 7633 | Rate Constraint in MTons | FALSE | L | Annual | Allowances Purchased CO2 | Thousand Tons | -2319.8296 | -1283.2136 | -1107.7018 | 0 | 0 | -1.4417 | -8.7237 | -4.6167
#CAN - PQ - CO2 Constraint- v.6.17 | 23 | 7633 | Rate Constraint in MTons | FALSE | L | Annual | Allowances Sold CO2 | Thousand Tons | 0 | 0 | 0 | 0 | 0 | 0 | 0 | 0
#CAN - PQ - CO2 Constraint- v.6.17 | 23 | 7633 | Rate Constraint in MTons | FALSE | L | Annual | Allowances Banked | Thousand Tons | 0 | 0 | 0 | 0 | 0 | 0 | 0 | 0
#CAN - PQ - CO2 Constraint- v.6.17 | 23 | 7633 | Rate Constraint in MTons | FALSE | L | Annual | Allowances Withdrawn (1:1) | Thousand Tons | 0 | 0 | 0 | 0 | 0 | 0 | 0 | 0
#CAN - PQ - CO2 Constraint- v.6.17 | 23 | 7633 | Rate Constraint in MTons | FALSE | L | Annual | Allowances Withdrawn (n:1) | Thousand Tons | 0 | 0 | 0 | 0 | 0 | 0 | 0 | 0
#CAN - PQ - CO2 Constraint- v.6.17 | 23 | 7633 | Rate Constraint in MTons | FALSE | L | Annual | Net Emissions Allowance Position | Thousand Tons | -2.8615e-06 | -8.4845e-07 | -4.4364e-07 | 0 | 0 | -5.467e-11 | -7.9361e-10 | -1.0562e-08
#CAN - PQ - CO2 Constraint- v.6.17 | 23 | 7633 | Rate Constraint in MTons | FALSE | L | Annual | Fuel Consumed | TBtu | 28.9528 | 15.9024 | 13.7274 | 0 | 0 | 0.017866 | 0.10811 | 0.057213
#CAN - PQ - CO2 Constraint- v.6.17 | 23 | 7633 | Rate Constraint in MTons | FALSE | L | Annual | Rate | lb/MMBtu | 160.2491 | 161.386 | 161.386 | 0 | 0 | 161.386 | 161.386 | 161.386
#CAN - PQ - CO2 Constraint- v.6.17 | 23 | 7633 | Rate Constraint in MTons | FALSE | L | Annual | Generation | TWh | 2.5599 | 1.1527 | 0.9643 | 0 | 0 | 0.0015795 | 0.0082319 | 0.0043866
#CAN - PQ - CO2 Constraint- v.6.17 | 23 | 7633 | Rate Constraint in MTons | FALSE | L | Annual | Qualifying Generation | TWh | 2.5599 | 1.1527 | 0.9643 | 0 | 0 | 0.0015795 | 0.0082319 | 0.0043866
#CAN - PQ - CO2 Constraint- v.6.17 | 23 | 7633 | Rate Constraint in MTons | FALSE | L | Annual | Rate | lb/MWh | 1812.4633 | 2226.475 | 2297.4195 | 0 | 0 | 1825.437 | 2119.4951 | 2104.8982
#CAN - PQ - CO2 Constraint- v.6.17 | 23 | 7633 | Rate Constraint in MTons | FALSE | L | Annual | Constraint Shadow Price | US2019$/Ton | 14.091 | 14.0904 | 14.0902 | 64.501 | 71.6704 | 71.6702 | 71.6705 | 71.6706
#CAN - PQ - O3 Annex - NOX Cap Annual v3.1 | 24 | 7631 | Rate Constraint in MTons | FALSE | L | Annual | Seasons Included | Seasons | Winter, WintShld, Summer | Winter, WintShld, Summer | Winter, WintShld, Summer | Winter, WintShld, Summer | Winter, WintShld, Summer | Winter, WintShld, Summer | Winter, WintShld, Summer | Winter, WintShld, Summer
#CAN - PQ - O3 Annex - NOX Cap Annual v3.1 | 24 | 7631 | Rate Constraint in MTons | FALSE | L | Annual | Standard NOX | Thousand Tons | 5.5115 | 5.5115 | 5.5115 | 5.5115 | 5.5115 | 5.5115 | 5.5115 | 5.5115
#CAN - PQ - O3 Annex - NOX Cap Annual v3.1 | 24 | 7631 | Rate Constraint in MTons | FALSE | L | Annual | Emissions at Affected Plants NOX | Thousand Tons | 5.5115 | 5.5116 | 5.5115 | 0 | 0 | 0 | 0.010623 | 0
#CAN - PQ - O3 Annex - NOX Cap Annual v3.1 | 24 | 7631 | Rate Constraint in MTons | FALSE | L | Annual | Allowances Purchased NOX | Thousand Tons | 0 | 0 | 0 | 0 | 0 | 0 | 0 | 0
#CAN - PQ - O3 Annex - NOX Cap Annual v3.1 | 24 | 7631 | Rate Constraint in MTons | FALSE | L | Annual | Allowances Sold NOX | Thousand Tons | 0 | 0 | 0 | 0 | 0 | 0 | 0 | 0
#CAN - PQ - O3 Annex - NOX Cap Annual v3.1 | 24 | 7631 | Rate Constraint in MTons | FALSE | L | Annual | Allowances Banked | Thousand Tons | 0 | 0 | 0 | 0 | 0 | 0 | 0 | 0
#CAN - PQ - O3 Annex - NOX Cap Annual v3.1 | 24 | 7631 | Rate Constraint in MTons | FALSE | L | Annual | Allowances Withdrawn (1:1) | Thousand Tons | 0 | 0 | 0 | 0 | 0 | 0 | 0 | 0
#CAN - PQ - O3 Annex - NOX Cap Annual v3.1 | 24 | 7631 | Rate Constraint in MTons | FALSE | L | Annual | Allowances Withdrawn (n:1) | Thousand Tons | 0 | 0 | 0 | 0 | 0 | 0 | 0 | 0
#CAN - PQ - O3 Annex - NOX Cap Annual v3.1 | 24 | 7631 | Rate Constraint in MTons | FALSE | L | Annual | Net Emissions Allowance Position | Thousand Tons | 5.5115 | 5.5116 | 5.5115 | 0 | 0 | 0 | 0.010623 | 0
#CAN - PQ - O3 Annex - NOX Cap Annual v3.1 | 24 | 7631 | Rate Constraint in MTons | FALSE | L | Annual | Fuel Consumed | TBtu | 16.1444 | 10.469 | 10.469 | 0 | 0 | 0 | 0.020178 | 0
#CAN - PQ - O3 Annex - NOX Cap Annual v3.1 | 24 | 7631 | Rate Constraint in MTons | FALSE | L | Annual | Rate | lb/MMBtu | 0.68278 | 1.0529 | 1.0529 | 0 | 0 | 0 | 1.0529 | 0
#CAN - PQ - O3 Annex - NOX Cap Annual v3.1 | 24 | 7631 | Rate Constraint in MTons | FALSE | L | Annual | Generation | TWh | 1.5841 | 0.71607 | 0.71607 | 0 | 0 | 0 | 0.0013802 | 0
#CAN - PQ - O3 Annex - NOX Cap Annual v3.1 | 24 | 7631 | Rate Constraint in MTons | FALSE | L | Annual | Qualifying Generation | TWh | 1.5841 | 0.71607 | 0.71607 | 0 | 0 | 0 | 0.0013802 | 0
#CAN - PQ - O3 Annex - NOX Cap Annual v3.1 | 24 | 7631 | Rate Constraint in MTons | FALSE | L | Annual | Rate | lb/MWh | 6.9586 | 15.3938 | 15.3938 | 0 | 0 | 0 | 15.3938 | 0
#CAN - PQ - O3 Annex - NOX Cap Annual v3.1 | 24 | 7631 | Rate Constraint in MTons | FALSE | L | Annual | Constraint Shadow Price | US2019$/Ton | 4356.033 | 2531.5263 | 1711.4355 | 0 | 0 | 0 | 0 | 0
#CAN - SK - MER Cap Annual v4.12 | 25 | 7635 | Rate Constraint in MTons | FALSE | L | Annual | Seasons Included | Seasons | Winter, WintShld, Summer | Winter, WintShld, Summer | Winter, WintShld, Summer | Winter, WintShld, Summer | Winter, WintShld, Summer | Winter, WintShld, Summer | Winter, WintShld, Summer | Winter, WintShld, Summer
#CAN - SK - MER Cap Annual v4.12 | 25 | 7635 | Rate Constraint in MTons | FALSE | L | Annual | Standard MER | lbs | 947.9877 | 947.9877 | 947.9877 | 947.9877 | 947.9877 | 947.9877 | 947.9877 | 947.9877
#CAN - SK - MER Cap Annual v4.12 | 25 | 7635 | Rate Constraint in MTons | FALSE | L | Annual | Emissions at Affected Plants MER | lbs | 694.1406 | 698.6943 | 698.6943 | 673.3863 | 545.5435 | 531.0621 | 605.4463 | 369.2446
#CAN - SK - MER Cap Annual v4.12 | 25 | 7635 | Rate Constraint in MTons | FALSE | L | Annual | Allowances Purchased MER | lbs | 0 | 0 | 0 | 0 | 0 | 0 | 0 | 0
#CAN - SK - MER Cap Annual v4.12 | 25 | 7635 | Rate Constraint in MTons | FALSE | L | Annual | Allowances Sold MER | lbs | 0 | 0 | 0 | 0 | 0 | 0 | 0 | 0
#CAN - SK - MER Cap Annual v4.12 | 25 | 7635 | Rate Constraint in MTons | FALSE | L | Annual | Allowances Banked | lbs | 0 | 0 | 0 | 0 | 0 | 0 | 0 | 0
#CAN - SK - MER Cap Annual v4.12 | 25 | 7635 | Rate Constraint in MTons | FALSE | L | Annual | Allowances Withdrawn (1:1) | lbs | 0 | 0 | 0 | 0 | 0 | 0 | 0 | 0
#CAN - SK - MER Cap Annual v4.12 | 25 | 7635 | Rate Constraint in MTons | FALSE | L | Annual | Allowances Withdrawn (n:1) | lbs | 0 | 0 | 0 | 0 | 0 | 0 | 0 | 0
#CAN - SK - MER Cap Annual v4.12 | 25 | 7635 | Rate Constraint in MTons | FALSE | L | Annual | Net Emissions Allowance Position | lbs | 694.1406 | 698.6943 | 698.6943 | 673.3863 | 545.5435 | 531.0621 | 605.4463 | 369.2446
#CAN - SK - MER Cap Annual v4.12 | 25 | 7635 | Rate Constraint in MTons | FALSE | L | Annual | Fuel Consumed | TBtu | 117.111 | 117.111 | 117.111 | 117.111 | 92.6549 | 74.5804 | 63.0357 | 40.17
#CAN - SK - MER Cap Annual v4.12 | 25 | 7635 | Rate Constraint in MTons | FALSE | L | Annual | Rate | lb/MMBtu | 5.9272e-06 | 5.9661e-06 | 5.9661e-06 | 5.75e-06 | 5.8879e-06 | 7.1207e-06 | 9.6048e-06 | 9.192e-06
#CAN - SK - MER Cap Annual v4.12 | 25 | 7635 | Rate Constraint in MTons | FALSE | L | Annual | Generation | TWh | 11.2197 | 11.2197 | 11.2197 | 11.2197 | 8.8767 | 7.1451 | 6.0391 | 3.8484
#CAN - SK - MER Cap Annual v4.12 | 25 | 7635 | Rate Constraint in MTons | FALSE | L | Annual | Qualifying Generation | TWh | 11.2197 | 11.2197 | 11.2197 | 11.2197 | 8.8767 | 7.1451 | 6.0391 | 3.8484
#CAN - SK - MER Cap Annual v4.12 | 25 | 7635 | Rate Constraint in MTons | FALSE | L | Annual | Rate | lb/MWh | 6.1868e-05 | 6.2274e-05 | 6.2274e-05 | 6.0018e-05 | 6.1458e-05 | 7.4325e-05 | 0.00010026 | 9.5947e-05
#CAN - SK - MER Cap Annual v4.12 | 25 | 7635 | Rate Constraint in MTons | FALSE | L | Annual | Constraint Shadow Price | US2019$/Lb | 0 | 0 | 0 | 0 | 0 | 0 | 0 | 0
#CAN Aconi 1 - SO2 Rate Annual v3.1 | 26 | 7636 | Rate Constraint in lbs/MMBtu | FALSE | L | Annual | Seasons Included | Seasons | Winter, WintShld, Summer | Winter, WintShld, Summer | Winter, WintShld, Summer | Winter, WintShld, Summer | Winter, WintShld, Summer | Winter, WintShld, Summer | Winter, WintShld, Summer | Winter, WintShld, Summer
#CAN Aconi 1 - SO2 Rate Annual v3.1 | 26 | 7636 | Rate Constraint in lbs/MMBtu | FALSE | L | Annual | Standard SO2 | lb/MMBtu | 0.58146 | 0.58146 | 0.58146 | 0.58146 | 0.58146 | 0.58146 | 0.58146 | 0.58146
#CAN Aconi 1 - SO2 Rate Annual v3.1 | 26 | 7636 | Rate Constraint in lbs/MMBtu | FALSE | L | Annual | Emissions at Affected Plants SO2 | Thousand Tons | 0.093696 | 0.12592 | 0.090295 | 0 | 0 | 0 | 0 | 0
#CAN Aconi 1 - SO2 Rate Annual v3.1 | 26 | 7636 | Rate Constraint in lbs/MMBtu | FALSE | L | Annual | Allowances Purchased SO2 | Thousand Tons | 0 | 0 | 0 | 0 | 0 | 0 | 0 | 0
#CAN Aconi 1 - SO2 Rate Annual v3.1 | 26 | 7636 | Rate Constraint in lbs/MMBtu | FALSE | L | Annual | Allowances Sold SO2 | Thousand Tons | 0 | 0 | 0 | 0 | 0 | 0 | 0 | 0
#CAN Aconi 1 - SO2 Rate Annual v3.1 | 26 | 7636 | Rate Constraint in lbs/MMBtu | FALSE | L | Annual | Allowances Banked | Thousand Tons | 0 | 0 | 0 | 0 | 0 | 0 | 0 | 0
#CAN Aconi 1 - SO2 Rate Annual v3.1 | 26 | 7636 | Rate Constraint in lbs/MMBtu | FALSE | L | Annual | Allowances Withdrawn (1:1) | Thousand Tons | 0 | 0 | 0 | 0 | 0 | 0 | 0 | 0
#CAN Aconi 1 - SO2 Rate Annual v3.1 | 26 | 7636 | Rate Constraint in lbs/MMBtu | FALSE | L | Annual | Allowances Withdrawn (n:1) | Thousand Tons | 0 | 0 | 0 | 0 | 0 | 0 | 0 | 0
#CAN Aconi 1 - SO2 Rate Annual v3.1 | 26 | 7636 | Rate Constraint in lbs/MMBtu | FALSE | L | Annual | Net Emissions Allowance Position | Thousand Tons | 0.093696 | 0.12592 | 0.090295 | 0 | 0 | 0 | 0 | 0
#CAN Aconi 1 - SO2 Rate Annual v3.1 | 26 | 7636 | Rate Constraint in lbs/MMBtu | FALSE | L | Annual | Fuel Consumed | TBtu | 1.5986 | 2.1484 | 1.5406 | 0 | 0 | 0 | 0 | 0
#CAN Aconi 1 - SO2 Rate Annual v3.1 | 26 | 7636 | Rate Constraint in lbs/MMBtu | FALSE | L | Annual | Rate | lb/MMBtu | 0.11722 | 0.11722 | 0.11722 | 0 | 0 | 0 | 0 | 0
#CAN Aconi 1 - SO2 Rate Annual v3.1 | 26 | 7636 | Rate Constraint in lbs/MMBtu | FALSE | L | Annual | Generation | TWh | 0.15316 | 0.20582 | 0.1476 | 0 | 0 | 0 | 0 | 0
#CAN Aconi 1 - SO2 Rate Annual v3.1 | 26 | 7636 | Rate Constraint in lbs/MMBtu | FALSE | L | Annual | Qualifying Generation | TWh | 0.15316 | 0.20582 | 0.1476 | 0 | 0 | 0 | 0 | 0
#CAN Aconi 1 - SO2 Rate Annual v3.1 | 26 | 7636 | Rate Constraint in lbs/MMBtu | FALSE | L | Annual | Rate | lb/MWh | 1.2235 | 1.2235 | 1.2235 | 0 | 0 | 0 | 0 | 0
#CAN Aconi 1 - SO2 Rate Annual v3.1 | 26 | 7636 | Rate Constraint in lbs/MMBtu | FALSE | L | Annual | Constraint Shadow Price | US2019$/Ton | 0 | 0 | 0 | 0 | 0 | 0 | 0 | 0
#CAN Lingan 1-4 - SO2 Rate Annual v3.1 | 27 | 7637 | Rate Constraint in lbs/MMBtu | FALSE | L | Annual | Seasons Included | Seasons | Winter, WintShld, Summer | Winter, WintShld, Summer | Winter, WintShld, Summer | Winter, WintShld, Summer | Winter, WintShld, Summer | Winter, WintShld, Summer | Winter, WintShld, Summer | Winter, WintShld, Summer
#CAN Lingan 1-4 - SO2 Rate Annual v3.1 | 27 | 7637 | Rate Constraint in lbs/MMBtu | FALSE | L | Annual | Standard SO2 | lb/MMBtu | 3.7214 | 3.7214 | 3.7214 | 3.7214 | 3.7214 | 3.7214 | 3.7214 | 3.7214
#CAN Lingan 1-4 - SO2 Rate Annual v3.1 | 27 | 7637 | Rate Constraint in lbs/MMBtu | FALSE | L | Annual | Emissions at Affected Plants SO2 | Thousand Tons | 7.5266 | 2.9926 | 2.9836 | 0.15905 | 0.15905 | 0.15905 | 0 | 0
#CAN Lingan 1-4 - SO2 Rate Annual v3.1 | 27 | 7637 | Rate Constraint in lbs/MMBtu | FALSE | L | Annual | Allowances Purchased SO2 | Thousand Tons | 0 | 0 | 0 | 0 | 0 | 0 | 0 | 0
#CAN Lingan 1-4 - SO2 Rate Annual v3.1 | 27 | 7637 | Rate Constraint in lbs/MMBtu | FALSE | L | Annual | Allowances Sold SO2 | Thousand Tons | 0 | 0 | 0 | 0 | 0 | 0 | 0 | 0
#CAN Lingan 1-4 - SO2 Rate Annual v3.1 | 27 | 7637 | Rate Constraint in lbs/MMBtu | FALSE | L | Annual | Allowances Banked | Thousand Tons | 0 | 0 | 0 | 0 | 0 | 0 | 0 | 0
#CAN Lingan 1-4 - SO2 Rate Annual v3.1 | 27 | 7637 | Rate Constraint in lbs/MMBtu | FALSE | L | Annual | Allowances Withdrawn (1:1) | Thousand Tons | 0 | 0 | 0 | 0 | 0 | 0 | 0 | 0
#CAN Lingan 1-4 - SO2 Rate Annual v3.1 | 27 | 7637 | Rate Constraint in lbs/MMBtu | FALSE | L | Annual | Allowances Withdrawn (n:1) | Thousand Tons | 0 | 0 | 0 | 0 | 0 | 0 | 0 | 0
#CAN Lingan 1-4 - SO2 Rate Annual v3.1 | 27 | 7637 | Rate Constraint in lbs/MMBtu | FALSE | L | Annual | Net Emissions Allowance Position | Thousand Tons | 7.5266 | 2.9926 | 2.9836 | 0.15905 | 0.15905 | 0.15905 | 0 | 0
#CAN Lingan 1-4 - SO2 Rate Annual v3.1 | 27 | 7637 | Rate Constraint in lbs/MMBtu | FALSE | L | Annual | Fuel Consumed | TBtu | 13.7408 | 5.4634 | 5.4469 | 0.29036 | 0.29036 | 0.29036 | 0 | 0
#CAN Lingan 1-4 - SO2 Rate Annual v3.1 | 27 | 7637 | Rate Constraint in lbs/MMBtu | FALSE | L | Annual | Rate | lb/MMBtu | 1.0955 | 1.0955 | 1.0955 | 1.0955 | 1.0955 | 1.0955 | 0 | 0
#CAN Lingan 1-4 - SO2 Rate Annual v3.1 | 27 | 7637 | Rate Constraint in lbs/MMBtu | FALSE | L | Annual | Generation | TWh | 1.3164 | 0.52341 | 0.52183 | 0.027818 | 0.027818 | 0.027818 | 0 | 0
#CAN Lingan 1-4 - SO2 Rate Annual v3.1 | 27 | 7637 | Rate Constraint in lbs/MMBtu | FALSE | L | Annual | Qualifying Generation | TWh | 1.3164 | 0.52341 | 0.52183 | 0.027818 | 0.027818 | 0.027818 | 0 | 0
#CAN Lingan 1-4 - SO2 Rate Annual v3.1 | 27 | 7637 | Rate Constraint in lbs/MMBtu | FALSE | L | Annual | Rate | lb/MWh | 11.4349 | 11.4349 | 11.4349 | 11.4349 | 11.4349 | 11.4349 | 0 | 0
#CAN Lingan 1-4 - SO2 Rate Annual v3.1 | 27 | 7637 | Rate Constraint in lbs/MMBtu | FALSE | L | Annual | Constraint Shadow Price | US2019$/Ton | 0 | 0 | 0 | 0 | 0 | 0 | 0 | 0
#CAN -National Coal CO2 Rate Limit- 2023- v6.20 | 28 | 7607 | Rate Constraint in lbs/MWh | FALSE | L | Annual | Seasons Included | Seasons | Winter, WintShld, Summer | Winter, WintShld, Summer | Winter, WintShld, Summer | Winter, WintShld, Summer | Winter, WintShld, Summer | Winter, WintShld, Summer | Winter, WintShld, Summer | Winter, WintShld, Summer
#CAN -National Coal CO2 Rate Limit- 2023- v6.20 | 28 | 7607 | Rate Constraint in lbs/MWh | FALSE | L | Annual | Standard CO2 | lb/MWh | 925.94 | 925.94 | 925.94 | 925.94 | 925.94 | 925.94 | 925.94 | 925.94
#CAN -National Coal CO2 Rate Limit- 2023- v6.20 | 28 | 7607 | Rate Constraint in lbs/MWh | FALSE | L | Annual | Emissions at Affected Plants CO2 | Thousand Tons | 0 | 0 | 0 | 0 | 0 | 0 | 0 | 0
#CAN -National Coal CO2 Rate Limit- 2023- v6.20 | 28 | 7607 | Rate Constraint in lbs/MWh | FALSE | L | Annual | Allowances Purchased CO2 | Thousand Tons | 0 | 0 | 0 | 0 | 0 | 0 | 0 | 0
#CAN -National Coal CO2 Rate Limit- 2023- v6.20 | 28 | 7607 | Rate Constraint in lbs/MWh | FALSE | L | Annual | Allowances Sold CO2 | Thousand Tons | 0 | 0 | 0 | 0 | 0 | 0 | 0 | 0
#CAN -National Coal CO2 Rate Limit- 2023- v6.20 | 28 | 7607 | Rate Constraint in lbs/MWh | FALSE | L | Annual | Allowances Banked | Thousand Tons | 0 | 0 | 0 | 0 | 0 | 0 | 0 | 0
#CAN -National Coal CO2 Rate Limit- 2023- v6.20 | 28 | 7607 | Rate Constraint in lbs/MWh | FALSE | L | Annual | Allowances Withdrawn (1:1) | Thousand Tons | 0 | 0 | 0 | 0 | 0 | 0 | 0 | 0
#CAN -National Coal CO2 Rate Limit- 2023- v6.20 | 28 | 7607 | Rate Constraint in lbs/MWh | FALSE | L | Annual | Allowances Withdrawn (n:1) | Thousand Tons | 0 | 0 | 0 | 0 | 0 | 0 | 0 | 0
#CAN -National Coal CO2 Rate Limit- 2023- v6.20 | 28 | 7607 | Rate Constraint in lbs/MWh | FALSE | L | Annual | Net Emissions Allowance Position | Thousand Tons | 0 | 0 | 0 | 0 | 0 | 0 | 0 | 0
#CAN -National Coal CO2 Rate Limit- 2023- v6.20 | 28 | 7607 | Rate Constraint in lbs/MWh | FALSE | L | Annual | Fuel Consumed | TBtu | 0 | 0 | 0 | 0 | 0 | 0 | 0 | 0
#CAN -National Coal CO2 Rate Limit- 2023- v6.20 | 28 | 7607 | Rate Constraint in lbs/MWh | FALSE | L | Annual | Rate | lb/MMBtu | 0 | 0 | 0 | 0 | 0 | 0 | 0 | 0
#CAN -National Coal CO2 Rate Limit- 2023- v6.20 | 28 | 7607 | Rate Constraint in lbs/MWh | FALSE | L | Annual | Generation | TWh | 0 | 0 | 0 | 0 | 0 | 0 | 0 | 0
#CAN -National Coal CO2 Rate Limit- 2023- v6.20 | 28 | 7607 | Rate Constraint in lbs/MWh | FALSE | L | Annual | Qualifying Generation | TWh | 0 | 0 | 0 | 0 | 0 | 0 | 0 | 0
#CAN -National Coal CO2 Rate Limit- 2023- v6.20 | 28 | 7607 | Rate Constraint in lbs/MWh | FALSE | L | Annual | Constraint Shadow Price | US2019$/Ton | 0 | 0 | 0 | 0 | 0 | 0 | 0 | 0
#CAN -National Coal CO2 Rate Limit- 2028- v6.20 | 29 | 7609 | Rate Constraint in lbs/MWh | FALSE | L | Annual | Seasons Included | Seasons | Winter, WintShld, Summer | Winter, WintShld, Summer | Winter, WintShld, Summer | Winter, WintShld, Summer | Winter, WintShld, Summer | Winter, WintShld, Summer | Winter, WintShld, Summer | Winter, WintShld, Summer
#CAN -National Coal CO2 Rate Limit- 2028- v6.20 | 29 | 7609 | Rate Constraint in lbs/MWh | FALSE | L | Annual | Standard CO2 | lb/MWh | 0 | 0 | 925.94 | 925.94 | 925.94 | 925.94 | 925.94 | 925.94
#CAN -National Coal CO2 Rate Limit- 2028- v6.20 | 29 | 7609 | Rate Constraint in lbs/MWh | FALSE | L | Annual | Emissions at Affected Plants CO2 | Thousand Tons | 0 | 0 | 0 | 0 | 0 | 0 | 0 | 0
#CAN -National Coal CO2 Rate Limit- 2028- v6.20 | 29 | 7609 | Rate Constraint in lbs/MWh | FALSE | L | Annual | Allowances Purchased CO2 | Thousand Tons | 0 | 0 | 0 | 0 | 0 | 0 | 0 | 0
#CAN -National Coal CO2 Rate Limit- 2028- v6.20 | 29 | 7609 | Rate Constraint in lbs/MWh | FALSE | L | Annual | Allowances Sold CO2 | Thousand Tons | 0 | 0 | 0 | 0 | 0 | 0 | 0 | 0
#CAN -National Coal CO2 Rate Limit- 2028- v6.20 | 29 | 7609 | Rate Constraint in lbs/MWh | FALSE | L | Annual | Allowances Banked | Thousand Tons | 0 | 0 | 0 | 0 | 0 | 0 | 0 | 0
#CAN -National Coal CO2 Rate Limit- 2028- v6.20 | 29 | 7609 | Rate Constraint in lbs/MWh | FALSE | L | Annual | Allowances Withdrawn (1:1) | Thousand Tons | 0 | 0 | 0 | 0 | 0 | 0 | 0 | 0
#CAN -National Coal CO2 Rate Limit- 2028- v6.20 | 29 | 7609 | Rate Constraint in lbs/MWh | FALSE | L | Annual | Allowances Withdrawn (n:1) | Thousand Tons | 0 | 0 | 0 | 0 | 0 | 0 | 0 | 0
#CAN -National Coal CO2 Rate Limit- 2028- v6.20 | 29 | 7609 | Rate Constraint in lbs/MWh | FALSE | L | Annual | Net Emissions Allowance Position | Thousand Tons | 0 | 0 | 0 | 0 | 0 | 0 | 0 | 0
#CAN -National Coal CO2 Rate Limit- 2028- v6.20 | 29 | 7609 | Rate Constraint in lbs/MWh | FALSE | L | Annual | Fuel Consumed | TBtu | 0 | 0 | 0 | 0 | 0 | 0 | 0 | 0
#CAN -National Coal CO2 Rate Limit- 2028- v6.20 | 29 | 7609 | Rate Constraint in lbs/MWh | FALSE | L | Annual | Rate | lb/MMBtu | 0 | 0 | 0 | 0 | 0 | 0 | 0 | 0
#CAN -National Coal CO2 Rate Limit- 2028- v6.20 | 29 | 7609 | Rate Constraint in lbs/MWh | FALSE | L | Annual | Generation | TWh | 0 | 0 | 0 | 0 | 0 | 0 | 0 | 0
#CAN -National Coal CO2 Rate Limit- 2028- v6.20 | 29 | 7609 | Rate Constraint in lbs/MWh | FALSE | L | Annual | Qualifying Generation | TWh | 0 | 0 | 0 | 0 | 0 | 0 | 0 | 0
#CAN -National Coal CO2 Rate Limit- 2028- v6.20 | 29 | 7609 | Rate Constraint in lbs/MWh | FALSE | L | Annual | Constraint Shadow Price | US2019$/Ton | 0 | 0 | 38.6534 | 71.3761 | 40.864 | 40.5151 | 35.0988 | 32.5005
#CAN -National Coal CO2 Rate Limit- 2030- v6.20 | 30 | 7610 | Rate Constraint in lbs/MWh | FALSE | L | Annual | Seasons Included | Seasons | Winter, WintShld, Summer | Winter, WintShld, Summer | Winter, WintShld, Summer | Winter, WintShld, Summer | Winter, WintShld, Summer | Winter, WintShld, Summer | Winter, WintShld, Summer | Winter, WintShld, Summer
#CAN -National Coal CO2 Rate Limit- 2030- v6.20 | 30 | 7610 | Rate Constraint in lbs/MWh | FALSE | L | Annual | Standard CO2 | lb/MWh | 0 | 0 | 0 | 925.94 | 925.94 | 925.94 | 925.94 | 925.94
#CAN -National Coal CO2 Rate Limit- 2030- v6.20 | 30 | 7610 | Rate Constraint in lbs/MWh | FALSE | L | Annual | Emissions at Affected Plants CO2 | Thousand Tons | 0 | 0 | 0 | 0 | 0 | 0 | 0 | 0
#CAN -National Coal CO2 Rate Limit- 2030- v6.20 | 30 | 7610 | Rate Constraint in lbs/MWh | FALSE | L | Annual | Allowances Purchased CO2 | Thousand Tons | 0 | 0 | 0 | 0 | 0 | 0 | 0 | 0
#CAN -National Coal CO2 Rate Limit- 2030- v6.20 | 30 | 7610 | Rate Constraint in lbs/MWh | FALSE | L | Annual | Allowances Sold CO2 | Thousand Tons | 0 | 0 | 0 | 0 | 0 | 0 | 0 | 0
#CAN -National Coal CO2 Rate Limit- 2030- v6.20 | 30 | 7610 | Rate Constraint in lbs/MWh | FALSE | L | Annual | Allowances Banked | Thousand Tons | 0 | 0 | 0 | 0 | 0 | 0 | 0 | 0
#CAN -National Coal CO2 Rate Limit- 2030- v6.20 | 30 | 7610 | Rate Constraint in lbs/MWh | FALSE | L | Annual | Allowances Withdrawn (1:1) | Thousand Tons | 0 | 0 | 0 | 0 | 0 | 0 | 0 | 0
#CAN -National Coal CO2 Rate Limit- 2030- v6.20 | 30 | 7610 | Rate Constraint in lbs/MWh | FALSE | L | Annual | Allowances Withdrawn (n:1) | Thousand Tons | 0 | 0 | 0 | 0 | 0 | 0 | 0 | 0
#CAN -National Coal CO2 Rate Limit- 2030- v6.20 | 30 | 7610 | Rate Constraint in lbs/MWh | FALSE | L | Annual | Net Emissions Allowance Position | Thousand Tons | 0 | 0 | 0 | 0 | 0 | 0 | 0 | 0
#CAN -National Coal CO2 Rate Limit- 2030- v6.20 | 30 | 7610 | Rate Constraint in lbs/MWh | FALSE | L | Annual | Fuel Consumed | TBtu | 0 | 0 | 0 | 0 | 0 | 0 | 0 | 0
#CAN -National Coal CO2 Rate Limit- 2030- v6.20 | 30 | 7610 | Rate Constraint in lbs/MWh | FALSE | L | Annual | Rate | lb/MMBtu | 0 | 0 | 0 | 0 | 0 | 0 | 0 | 0
#CAN -National Coal CO2 Rate Limit- 2030- v6.20 | 30 | 7610 | Rate Constraint in lbs/MWh | FALSE | L | Annual | Generation | TWh | 0 | 0 | 0 | 0 | 0 | 0 | 0 | 0
#CAN -National Coal CO2 Rate Limit- 2030- v6.20 | 30 | 7610 | Rate Constraint in lbs/MWh | FALSE | L | Annual | Qualifying Generation | TWh | 0 | 0 | 0 | 0 | 0 | 0 | 0 | 0
#CAN -National Coal CO2 Rate Limit- 2030- v6.20 | 30 | 7610 | Rate Constraint in lbs/MWh | FALSE | L | Annual | Constraint Shadow Price | US2019$/Ton | 0 | 0 | 0 | 950.1753 | 83.8349 | 69.7423 | 75.5431 | 65.445
#CAN -National Coal CO2 Rate Limit- NewUnit- v6.20 | 31 | 7615 | Rate Constraint in lbs/MWh | FALSE | L | Annual | Seasons Included | Seasons | Winter, WintShld, Summer | Winter, WintShld, Summer | Winter, WintShld, Summer | Winter, WintShld, Summer | Winter, WintShld, Summer | Winter, WintShld, Summer | Winter, WintShld, Summer | Winter, WintShld, Summer
#CAN -National Coal CO2 Rate Limit- NewUnit- v6.20 | 31 | 7615 | Rate Constraint in lbs/MWh | FALSE | L | Annual | Standard CO2 | lb/MWh | 925.94 | 925.94 | 925.94 | 925.94 | 925.94 | 925.94 | 925.94 | 925.94
#CAN -National Coal CO2 Rate Limit- NewUnit- v6.20 | 31 | 7615 | Rate Constraint in lbs/MWh | FALSE | L | Annual | Emissions at Affected Plants CO2 | Thousand Tons | 0 | 0 | 0 | 0 | 0 | 0 | 0 | 0
#CAN -National Coal CO2 Rate Limit- NewUnit- v6.20 | 31 | 7615 | Rate Constraint in lbs/MWh | FALSE | L | Annual | Allowances Purchased CO2 | Thousand Tons | 0 | 0 | 0 | 0 | 0 | 0 | 0 | 0
#CAN -National Coal CO2 Rate Limit- NewUnit- v6.20 | 31 | 7615 | Rate Constraint in lbs/MWh | FALSE | L | Annual | Allowances Sold CO2 | Thousand Tons | 0 | 0 | 0 | 0 | 0 | 0 | 0 | 0
#CAN -National Coal CO2 Rate Limit- NewUnit- v6.20 | 31 | 7615 | Rate Constraint in lbs/MWh | FALSE | L | Annual | Allowances Banked | Thousand Tons | 0 | 0 | 0 | 0 | 0 | 0 | 0 | 0
#CAN -National Coal CO2 Rate Limit- NewUnit- v6.20 | 31 | 7615 | Rate Constraint in lbs/MWh | FALSE | L | Annual | Allowances Withdrawn (1:1) | Thousand Tons | 0 | 0 | 0 | 0 | 0 | 0 | 0 | 0
#CAN -National Coal CO2 Rate Limit- NewUnit- v6.20 | 31 | 7615 | Rate Constraint in lbs/MWh | FALSE | L | Annual | Allowances Withdrawn (n:1) | Thousand Tons | 0 | 0 | 0 | 0 | 0 | 0 | 0 | 0
#CAN -National Coal CO2 Rate Limit- NewUnit- v6.20 | 31 | 7615 | Rate Constraint in lbs/MWh | FALSE | L | Annual | Net Emissions Allowance Position | Thousand Tons | 0 | 0 | 0 | 0 | 0 | 0 | 0 | 0
#CAN -National Coal CO2 Rate Limit- NewUnit- v6.20 | 31 | 7615 | Rate Constraint in lbs/MWh | FALSE | L | Annual | Fuel Consumed | TBtu | 0 | 0 | 0 | 0 | 0 | 0 | 0 | 0
#CAN -National Coal CO2 Rate Limit- NewUnit- v6.20 | 31 | 7615 | Rate Constraint in lbs/MWh | FALSE | L | Annual | Rate | lb/MMBtu | 0 | 0 | 0 | 0 | 0 | 0 | 0 | 0
#CAN -National Coal CO2 Rate Limit- NewUnit- v6.20 | 31 | 7615 | Rate Constraint in lbs/MWh | FALSE | L | Annual | Generation | TWh | 0 | 0 | 0 | 0 | 0 | 0 | 0 | 0
#CAN -National Coal CO2 Rate Limit- NewUnit- v6.20 | 31 | 7615 | Rate Constraint in lbs/MWh | FALSE | L | Annual | Qualifying Generation | TWh | 0 | 0 | 0 | 0 | 0 | 0 | 0 | 0
#CAN -National Coal CO2 Rate Limit- NewUnit- v6.20 | 31 | 7615 | Rate Constraint in lbs/MWh | FALSE | L | Annual | Constraint Shadow Price | US2019$/Ton | 0 | 367.3188 | 408.9004 | 453.9226 | 120.142 | 99.828 | 108.1896 | 93.6338
#CAN -National Large NGas CO2 Rate Limit- v6.20 | 32 | 7661 | Rate Constraint in lbs/MWh | FALSE | L | Annual | Seasons Included | Seasons | Winter, WintShld, Summer | Winter, WintShld, Summer | Winter, WintShld, Summer | Winter, WintShld, Summer | Winter, WintShld, Summer | Winter, WintShld, Summer | Winter, WintShld, Summer | Winter, WintShld, Summer
#CAN -National Large NGas CO2 Rate Limit- v6.20 | 32 | 7661 | Rate Constraint in lbs/MWh | FALSE | L | Annual | Standard CO2 | lb/MWh | 925.9404 | 925.9404 | 925.9404 | 925.9404 | 925.9404 | 925.9404 | 925.9404 | 925.9404
#CAN -National Large NGas CO2 Rate Limit- v6.20 | 32 | 7661 | Rate Constraint in lbs/MWh | FALSE | L | Annual | Emissions at Affected Plants CO2 | Thousand Tons | 22155.7037 | 29627.4573 | 30996.353 | 34798.0813 | 45152.2792 | 56149.6199 | 65074.7128 | 92761.5057
#CAN -National Large NGas CO2 Rate Limit- v6.20 | 32 | 7661 | Rate Constraint in lbs/MWh | FALSE | L | Annual | Allowances Purchased CO2 | Thousand Tons | 0 | 0 | 0 | 0 | 0 | 0 | 0 | 0
#CAN -National Large NGas CO2 Rate Limit- v6.20 | 32 | 7661 | Rate Constraint in lbs/MWh | FALSE | L | Annual | Allowances Sold CO2 | Thousand Tons | 0 | 0 | 0 | 0 | 0 | 0 | 0 | 0
#CAN -National Large NGas CO2 Rate Limit- v6.20 | 32 | 7661 | Rate Constraint in lbs/MWh | FALSE | L | Annual | Allowances Banked | Thousand Tons | 0 | 0 | 0 | 0 | 0 | 0 | 0 | 0
#CAN -National Large NGas CO2 Rate Limit- v6.20 | 32 | 7661 | Rate Constraint in lbs/MWh | FALSE | L | Annual | Allowances Withdrawn (1:1) | Thousand Tons | 0 | 0 | 0 | 0 | 0 | 0 | 0 | 0
#CAN -National Large NGas CO2 Rate Limit- v6.20 | 32 | 7661 | Rate Constraint in lbs/MWh | FALSE | L | Annual | Allowances Withdrawn (n:1) | Thousand Tons | 0 | 0 | 0 | 0 | 0 | 0 | 0 | 0
#CAN -National Large NGas CO2 Rate Limit- v6.20 | 32 | 7661 | Rate Constraint in lbs/MWh | FALSE | L | Annual | Net Emissions Allowance Position | Thousand Tons | 22155.7037 | 29627.4573 | 30996.353 | 34798.0813 | 45152.2792 | 56149.6199 | 65074.7128 | 92761.5057
#CAN -National Large NGas CO2 Rate Limit- v6.20 | 32 | 7661 | Rate Constraint in lbs/MWh | FALSE | L | Annual | Fuel Consumed | TBtu | 339.9068 | 444.618 | 465.4503 | 523.0985 | 659.9933 | 811.4321 | 937.4214 | 1315.8567
#CAN -National Large NGas CO2 Rate Limit- v6.20 | 32 | 7661 | Rate Constraint in lbs/MWh | FALSE | L | Annual | Rate | lb/MMBtu | 130.3634 | 133.2715 | 133.1887 | 133.046 | 136.8265 | 138.3963 | 138.8377 | 140.9903
#CAN -National Large NGas CO2 Rate Limit- v6.20 | 32 | 7661 | Rate Constraint in lbs/MWh | FALSE | L | Annual | Generation | TWh | 47.8556 | 63.9943 | 66.9511 | 75.1627 | 97.5274 | 121.2813 | 140.5592 | 200.3617
#CAN -National Large NGas CO2 Rate Limit- v6.20 | 32 | 7661 | Rate Constraint in lbs/MWh | FALSE | L | Annual | Qualifying Generation | TWh | 47.8556 | 63.9943 | 66.9511 | 75.1627 | 97.5274 | 121.2813 | 140.5592 | 200.3617
#CAN -National Large NGas CO2 Rate Limit- v6.20 | 32 | 7661 | Rate Constraint in lbs/MWh | FALSE | L | Annual | Constraint Shadow Price | US2019$/Ton | 119.709 | 116.4636 | 88.6449 | 93.816 | 96.2321 | 108.5254 | 99.161 | 85.5445
#CAN -National NOx Rate Limit v4.12 | 33 | 7606 | Rate Constraint in lbs/MWh | FALSE | L | Annual | Seasons Included | Seasons | Winter, WintShld, Summer | Winter, WintShld, Summer | Winter, WintShld, Summer | Winter, WintShld, Summer | Winter, WintShld, Summer | Winter, WintShld, Summer | Winter, WintShld, Summer | Winter, WintShld, Summer
#CAN -National NOx Rate Limit v4.12 | 33 | 7606 | Rate Constraint in lbs/MWh | FALSE | L | Annual | Standard NOX | lb/MWh | 1.5212 | 1.5212 | 1.5212 | 1.5212 | 1.5212 | 1.5212 | 1.5212 | 1.5212
#CAN -National NOx Rate Limit v4.12 | 33 | 7606 | Rate Constraint in lbs/MWh | FALSE | L | Annual | Emissions at Affected Plants NOX | Thousand Tons | 2.2121 | 3.0964 | 3.4468 | 4.4889 | 4.4186 | 4.8609 | 5.4317 | 7.3986
#CAN -National NOx Rate Limit v4.12 | 33 | 7606 | Rate Constraint in lbs/MWh | FALSE | L | Annual | Allowances Purchased NOX | Thousand Tons | 0 | 0 | 0 | 0 | 0 | 0 | 0 | 0
#CAN -National NOx Rate Limit v4.12 | 33 | 7606 | Rate Constraint in lbs/MWh | FALSE | L | Annual | Allowances Sold NOX | Thousand Tons | 0 | 0 | 0 | 0 | 0 | 0 | 0 | 0
#CAN -National NOx Rate Limit v4.12 | 33 | 7606 | Rate Constraint in lbs/MWh | FALSE | L | Annual | Allowances Banked | Thousand Tons | 0 | 0 | 0 | 0 | 0 | 0 | 0 | 0
#CAN -National NOx Rate Limit v4.12 | 33 | 7606 | Rate Constraint in lbs/MWh | FALSE | L | Annual | Allowances Withdrawn (1:1) | Thousand Tons | 0 | 0 | 0 | 0 | 0 | 0 | 0 | 0
#CAN -National NOx Rate Limit v4.12 | 33 | 7606 | Rate Constraint in lbs/MWh | FALSE | L | Annual | Allowances Withdrawn (n:1) | Thousand Tons | 0 | 0 | 0 | 0 | 0 | 0 | 0 | 0
#CAN -National NOx Rate Limit v4.12 | 33 | 7606 | Rate Constraint in lbs/MWh | FALSE | L | Annual | Net Emissions Allowance Position | Thousand Tons | 2.2121 | 3.0964 | 3.4468 | 4.4889 | 4.4186 | 4.8609 | 5.4317 | 7.3986
#CAN -National NOx Rate Limit v4.12 | 33 | 7606 | Rate Constraint in lbs/MWh | FALSE | L | Annual | Fuel Consumed | TBtu | 346.7451 | 470.521 | 492.5653 | 552.4158 | 678.6086 | 825.973 | 948.7786 | 1321.2047
#CAN -National NOx Rate Limit v4.12 | 33 | 7606 | Rate Constraint in lbs/MWh | FALSE | L | Annual | Rate | lb/MMBtu | 0.012759 | 0.013162 | 0.013995 | 0.016252 | 0.013022 | 0.01177 | 0.01145 | 0.0112
#CAN -National NOx Rate Limit v4.12 | 33 | 7606 | Rate Constraint in lbs/MWh | FALSE | L | Annual | Generation | TWh | 50.6548 | 69.0872 | 72.6786 | 81.1026 | 101.3168 | 123.827 | 142.4828 | 201.1449
#CAN -National NOx Rate Limit v4.12 | 33 | 7606 | Rate Constraint in lbs/MWh | FALSE | L | Annual | Qualifying Generation | TWh | 49.0275 | 67.3769 | 70.394 | 78.5855 | 99.6845 | 123.0636 | 141.9577 | 200.888
#CAN -National NOx Rate Limit v4.12 | 33 | 7606 | Rate Constraint in lbs/MWh | FALSE | L | Annual | Constraint Shadow Price | US2019$/Ton | 0 | 0 | 0 | 0 | 0 | 0 | 0 | 0
#CAN -National Small NGas CO2 Rate Limit- v6.20 | 34 | 7662 | Rate Constraint in lbs/MWh | FALSE | L | Annual | Seasons Included | Seasons | Winter, WintShld, Summer | Winter, WintShld, Summer | Winter, WintShld, Summer | Winter, WintShld, Summer | Winter, WintShld, Summer | Winter, WintShld, Summer | Winter, WintShld, Summer | Winter, WintShld, Summer
#CAN -National Small NGas CO2 Rate Limit- v6.20 | 34 | 7662 | Rate Constraint in lbs/MWh | FALSE | L | Annual | Standard CO2 | lb/MWh | 1212.541 | 1212.541 | 1212.541 | 1212.541 | 1212.541 | 1212.541 | 1212.541 | 1212.541
#CAN -National Small NGas CO2 Rate Limit- v6.20 | 34 | 7662 | Rate Constraint in lbs/MWh | FALSE | L | Annual | Emissions at Affected Plants CO2 | Thousand Tons | 6321.2367 | 6421.6016 | 7460.9856 | 9106.7799 | 6011.3377 | 4000.4994 | 3098.5437 | 1933.5935
#CAN -National Small NGas CO2 Rate Limit- v6.20 | 34 | 7662 | Rate Constraint in lbs/MWh | FALSE | L | Annual | Allowances Purchased CO2 | Thousand Tons | 0 | 0 | 0 | 0 | 0 | 0 | 0 | 0
#CAN -National Small NGas CO2 Rate Limit- v6.20 | 34 | 7662 | Rate Constraint in lbs/MWh | FALSE | L | Annual | Allowances Sold CO2 | Thousand Tons | 0 | 0 | 0 | 0 | 0 | 0 | 0 | 0
#CAN -National Small NGas CO2 Rate Limit- v6.20 | 34 | 7662 | Rate Constraint in lbs/MWh | FALSE | L | Annual | Allowances Banked | Thousand Tons | 0 | 0 | 0 | 0 | 0 | 0 | 0 | 0
#CAN -National Small NGas CO2 Rate Limit- v6.20 | 34 | 7662 | Rate Constraint in lbs/MWh | FALSE | L | Annual | Allowances Withdrawn (1:1) | Thousand Tons | 0 | 0 | 0 | 0 | 0 | 0 | 0 | 0
#CAN -National Small NGas CO2 Rate Limit- v6.20 | 34 | 7662 | Rate Constraint in lbs/MWh | FALSE | L | Annual | Allowances Withdrawn (n:1) | Thousand Tons | 0 | 0 | 0 | 0 | 0 | 0 | 0 | 0
#CAN -National Small NGas CO2 Rate Limit- v6.20 | 34 | 7662 | Rate Constraint in lbs/MWh | FALSE | L | Annual | Net Emissions Allowance Position | Thousand Tons | 6321.2367 | 6421.6016 | 7460.9856 | 9106.7799 | 6011.3377 | 4000.4994 | 3098.5437 | 1933.5935
#CAN -National Small NGas CO2 Rate Limit- v6.20 | 34 | 7662 | Rate Constraint in lbs/MWh | FALSE | L | Annual | Fuel Consumed | TBtu | 81.5274 | 81.1272 | 93.7812 | 113.6612 | 74.8762 | 50.7966 | 39.7237 | 24.9602
#CAN -National Small NGas CO2 Rate Limit- v6.20 | 34 | 7662 | Rate Constraint in lbs/MWh | FALSE | L | Annual | Rate | lb/MMBtu | 155.0702 | 158.3094 | 159.1147 | 160.2443 | 160.5674 | 157.5104 | 156.0048 | 154.9342
#CAN -National Small NGas CO2 Rate Limit- v6.20 | 34 | 7662 | Rate Constraint in lbs/MWh | FALSE | L | Annual | Generation | TWh | 11.9786 | 11.5057 | 13.1471 | 15.522 | 10.3487 | 7.2335 | 5.7702 | 3.6575
#CAN -National Small NGas CO2 Rate Limit- v6.20 | 34 | 7662 | Rate Constraint in lbs/MWh | FALSE | L | Annual | Qualifying Generation | TWh | 11.9786 | 11.5057 | 13.1471 | 15.522 | 10.3487 | 7.2335 | 5.7702 | 3.6575
#CAN -National Small NGas CO2 Rate Limit- v6.20 | 34 | 7662 | Rate Constraint in lbs/MWh | FALSE | L | Annual | Constraint Shadow Price | US2019$/Ton | 0 | 0 | 0 | 0 | 0 | 0 | 0 | 0
#CAN -National SO2 Rate Limit v4.12 | 35 | 7605 | Rate Constraint in lbs/MWh | FALSE | L | Annual | Seasons Included | Seasons | Winter, WintShld, Summer | Winter, WintShld, Summer | Winter, WintShld, Summer | Winter, WintShld, Summer | Winter, WintShld, Summer | Winter, WintShld, Summer | Winter, WintShld, Summer | Winter, WintShld, Summer
#CAN -National SO2 Rate Limit v4.12 | 35 | 7605 | Rate Constraint in lbs/MWh | FALSE | L | Annual | Standard SO2 | lb/MWh | 9.3476 | 9.3476 | 9.3476 | 9.3476 | 9.3476 | 9.3476 | 9.3476 | 9.3476
#CAN -National SO2 Rate Limit v4.12 | 35 | 7605 | Rate Constraint in lbs/MWh | FALSE | L | Annual | Emissions at Affected Plants SO2 | Thousand Tons | 0.10472 | 0.10472 | 0.10472 | 0.10472 | 0.10472 | 0.10472 | 0.10472 | 0.10472
#CAN -National SO2 Rate Limit v4.12 | 35 | 7605 | Rate Constraint in lbs/MWh | FALSE | L | Annual | Allowances Purchased SO2 | Thousand Tons | 0 | 0 | 0 | 0 | 0 | 0 | 0 | 0
#CAN -National SO2 Rate Limit v4.12 | 35 | 7605 | Rate Constraint in lbs/MWh | FALSE | L | Annual | Allowances Sold SO2 | Thousand Tons | 0 | 0 | 0 | 0 | 0 | 0 | 0 | 0
#CAN -National SO2 Rate Limit v4.12 | 35 | 7605 | Rate Constraint in lbs/MWh | FALSE | L | Annual | Allowances Banked | Thousand Tons | 0 | 0 | 0 | 0 | 0 | 0 | 0 | 0
#CAN -National SO2 Rate Limit v4.12 | 35 | 7605 | Rate Constraint in lbs/MWh | FALSE | L | Annual | Allowances Withdrawn (1:1) | Thousand Tons | 0 | 0 | 0 | 0 | 0 | 0 | 0 | 0
#CAN -National SO2 Rate Limit v4.12 | 35 | 7605 | Rate Constraint in lbs/MWh | FALSE | L | Annual | Allowances Withdrawn (n:1) | Thousand Tons | 0 | 0 | 0 | 0 | 0 | 0 | 0 | 0
#CAN -National SO2 Rate Limit v4.12 | 35 | 7605 | Rate Constraint in lbs/MWh | FALSE | L | Annual | Net Emissions Allowance Position | Thousand Tons | 0.10472 | 0.10472 | 0.10472 | 0.10472 | 0.10472 | 0.10472 | 0.10472 | 0.10472
#CAN -National SO2 Rate Limit v4.12 | 35 | 7605 | Rate Constraint in lbs/MWh | FALSE | L | Annual | Fuel Consumed | TBtu | 346.7451 | 470.521 | 492.5653 | 552.4158 | 678.6086 | 825.973 | 948.7786 | 1321.2047
#CAN -National SO2 Rate Limit v4.12 | 35 | 7605 | Rate Constraint in lbs/MWh | FALSE | L | Annual | Rate | lb/MMBtu | 0.000604 | 0.00044511 | 0.00042519 | 0.00037912 | 0.00030862 | 0.00025356 | 0.00022074 | 0.00015852
#CAN -National SO2 Rate Limit v4.12 | 35 | 7605 | Rate Constraint in lbs/MWh | FALSE | L | Annual | Generation | TWh | 50.6548 | 69.0872 | 72.6786 | 81.1026 | 101.3168 | 123.827 | 142.4828 | 201.1449
#CAN -National SO2 Rate Limit v4.12 | 35 | 7605 | Rate Constraint in lbs/MWh | FALSE | L | Annual | Qualifying Generation | TWh | 49.0275 | 67.3769 | 70.394 | 78.5855 | 99.6845 | 123.0636 | 141.9577 | 200.888
#CAN -National SO2 Rate Limit v4.12 | 35 | 7605 | Rate Constraint in lbs/MWh | FALSE | L | Annual | Constraint Shadow Price | US2019$/Ton | 0 | 0 | 0 | 0 | 0 | 0 | 0 | 0
#CAN RPS v6.20- CNAB | 36 | 7565 | Generation Constraint in GWh | FALSE | G | Annual | Seasons Included | Seasons | Winter, WintShld, Summer | Winter, WintShld, Summer | Winter, WintShld, Summer | Winter, WintShld, Summer | Winter, WintShld, Summer | Winter, WintShld, Summer | Winter, WintShld, Summer | Winter, WintShld, Summer
#CAN RPS v6.20- CNAB | 36 | 7565 | Generation Constraint in GWh | FALSE | G | Annual | Standard GWh | GWh | 0 | 0 | 0 | 26576.8872 | 28551.9721 | 30772.3268 | 33165.3481 | 35744.4637
#CAN RPS v6.20- CNAB | 36 | 7565 | Generation Constraint in GWh | FALSE | G | Annual | Emissions at Affected Plants | GWh | 32806.4483 | 30868.754 | 30868.754 | 30868.754 | 30868.7549 | 30868.7549 | 33165.3481 | 35744.4637
#CAN RPS v6.20- CNAB | 36 | 7565 | Generation Constraint in GWh | FALSE | G | Annual | Allowances Purchased | GWh | 0 | 0 | 0 | 0 | 0 | 0 | 0 | 0
#CAN RPS v6.20- CNAB | 36 | 7565 | Generation Constraint in GWh | FALSE | G | Annual | Allowances Sold | GWh | 0 | 0 | 0 | 0 | 0 | 0 | 0 | 0
#CAN RPS v6.20- CNAB | 36 | 7565 | Generation Constraint in GWh | FALSE | G | Annual | Allowances Banked | GWh | 0 | 0 | 0 | 0 | 0 | 0 | 0 | 0
#CAN RPS v6.20- CNAB | 36 | 7565 | Generation Constraint in GWh | FALSE | G | Annual | Allowances Withdrawn (1:1) | GWh | 0 | 0 | 0 | 0 | 0 | 0 | 0 | 0
#CAN RPS v6.20- CNAB | 36 | 7565 | Generation Constraint in GWh | FALSE | G | Annual | Allowances Withdrawn (n:1) | GWh | 0 | 0 | 0 | 0 | 0 | 0 | 0 | 0
#CAN RPS v6.20- CNAB | 36 | 7565 | Generation Constraint in GWh | FALSE | G | Annual | Net Emissions Allowance Position | GWh | 32806.4483 | 30868.754 | 30868.754 | 30868.754 | 30868.7549 | 30868.7549 | 33165.3481 | 35744.4637
#CAN RPS v6.20- CNAB | 36 | 7565 | Generation Constraint in GWh | FALSE | G | Annual | Fuel Consumed | TBtu | 43.9895 | 0.51424 | 0.51424 | 0.51424 | 0.51425 | 0.51425 | 3.5345 | 3.5345
#CAN RPS v6.20- CNAB | 36 | 7565 | Generation Constraint in GWh | FALSE | G | Annual | Heat Rate | MMBtu/MWh | 1.3409 | 0.016659 | 0.016659 | 0.016659 | 0.016659 | 0.016659 | 0.10657 | 0.098882
#CAN RPS v6.20- CNAB | 36 | 7565 | Generation Constraint in GWh | FALSE | G | Annual | Generation | TWh | 32.8064 | 30.8688 | 30.8688 | 30.8688 | 30.8688 | 30.8688 | 33.1653 | 35.7445
#CAN RPS v6.20- CNAB | 36 | 7565 | Generation Constraint in GWh | FALSE | G | Annual | Qualifying Generation | TWh | 32.8064 | 30.8688 | 30.8688 | 30.8688 | 30.8688 | 30.8688 | 33.1653 | 35.7445
#CAN RPS v6.20- CNAB | 36 | 7565 | Generation Constraint in GWh | FALSE | G | Annual | Rate | lb/MWh | 0 | 0 | 0 | 0 | 0 | 0 | 0 | 0
#CAN RPS v6.20- CNAB | 36 | 7565 | Generation Constraint in GWh | FALSE | G | Annual | Constraint Shadow Price | US2019$/MWh | 0 | 0 | 0 | 0 | 0 | 0 | 11.1454 | 10.4912
#CAN RPS v6.20- CNBC | 37 | 7564 | Generation Constraint in GWh | FALSE | G | Annual | Seasons Included | Seasons | Winter, WintShld, Summer | Winter, WintShld, Summer | Winter, WintShld, Summer | Winter, WintShld, Summer | Winter, WintShld, Summer | Winter, WintShld, Summer | Winter, WintShld, Summer | Winter, WintShld, Summer
#CAN RPS v6.20- CNBC | 37 | 7564 | Generation Constraint in GWh | FALSE | G | Annual | Standard GWh | GWh | 58825.896 | 60183.4453 | 62151.6236 | 63905.3032 | 67165.8632 | 69949.4433 | 72845.8437 | 75866.683
#CAN RPS v6.20- CNBC | 37 | 7564 | Generation Constraint in GWh | FALSE | G | Annual | Emissions at Affected Plants | GWh | 87143.2097 | 78477.7895 | 78480.0891 | 78478.0826 | 78939.3528 | 78924.6189 | 78944.6097 | 78944.6097
#CAN RPS v6.20- CNBC | 37 | 7564 | Generation Constraint in GWh | FALSE | G | Annual | Allowances Purchased | GWh | 0 | 0 | 0 | 0 | 0 | 0 | 0 | 0
#CAN RPS v6.20- CNBC | 37 | 7564 | Generation Constraint in GWh | FALSE | G | Annual | Allowances Sold | GWh | 0 | 0 | 0 | 0 | 0 | 0 | 0 | 0
#CAN RPS v6.20- CNBC | 37 | 7564 | Generation Constraint in GWh | FALSE | G | Annual | Allowances Banked | GWh | 0 | 0 | 0 | 0 | 0 | 0 | 0 | 0
#CAN RPS v6.20- CNBC | 37 | 7564 | Generation Constraint in GWh | FALSE | G | Annual | Allowances Withdrawn (1:1) | GWh | 0 | 0 | 0 | 0 | 0 | 0 | 0 | 0
#CAN RPS v6.20- CNBC | 37 | 7564 | Generation Constraint in GWh | FALSE | G | Annual | Allowances Withdrawn (n:1) | GWh | 0 | 0 | 0 | 0 | 0 | 0 | 0 | 0
#CAN RPS v6.20- CNBC | 37 | 7564 | Generation Constraint in GWh | FALSE | G | Annual | Net Emissions Allowance Position | GWh | 87143.2097 | 78477.7895 | 78480.0891 | 78478.0826 | 78939.3528 | 78924.6189 | 78944.6097 | 78944.6097
#CAN RPS v6.20- CNBC | 37 | 7564 | Generation Constraint in GWh | FALSE | G | Annual | Fuel Consumed | TBtu | 105.7481 | 2.1221 | 2.1545 | 2.1262 | 6.0654 | 5.94 | 6.1102 | 6.1102
#CAN RPS v6.20- CNBC | 37 | 7564 | Generation Constraint in GWh | FALSE | G | Annual | Heat Rate | MMBtu/MWh | 1.2135 | 0.02704 | 0.027453 | 0.027093 | 0.076836 | 0.075261 | 0.077398 | 0.077398
#CAN RPS v6.20- CNBC | 37 | 7564 | Generation Constraint in GWh | FALSE | G | Annual | Generation | TWh | 87.1432 | 78.4778 | 78.4801 | 78.4781 | 78.9394 | 78.9246 | 78.9446 | 78.9446
#CAN RPS v6.20- CNBC | 37 | 7564 | Generation Constraint in GWh | FALSE | G | Annual | Qualifying Generation | TWh | 87.1432 | 78.4778 | 78.4801 | 78.4781 | 78.9394 | 78.9246 | 78.9446 | 78.9446
#CAN RPS v6.20- CNBC | 37 | 7564 | Generation Constraint in GWh | FALSE | G | Annual | Rate | lb/MWh | 0 | 0 | 0 | 0 | 0 | 0 | 0 | 0
#CAN RPS v6.20- CNBC | 37 | 7564 | Generation Constraint in GWh | FALSE | G | Annual | Constraint Shadow Price | US2019$/MWh | 0 | 0 | 0 | 0 | 0 | 0 | 0 | 0
#CAN RPS v6.20- CNNB | 38 | 7567 | Generation Constraint in GWh | FALSE | G | Annual | Seasons Included | Seasons | Winter, WintShld, Summer | Winter, WintShld, Summer | Winter, WintShld, Summer | Winter, WintShld, Summer | Winter, WintShld, Summer | Winter, WintShld, Summer | Winter, WintShld, Summer | Winter, WintShld, Summer
#CAN RPS v6.20- CNNB | 38 | 7567 | Generation Constraint in GWh | FALSE | G | Annual | Standard GWh | GWh | 5186.2499 | 5146.0836 | 5108.0313 | 4870.4147 | 4592.1053 | 4703.4291 | 4703.4291 | 4703.4291
#CAN RPS v6.20- CNNB | 38 | 7567 | Generation Constraint in GWh | FALSE | G | Annual | Emissions at Affected Plants | GWh | 5186.2499 | 5146.0836 | 5108.0313 | 4870.4147 | 4824.0073 | 4824.0073 | 4824.0073 | 4824.0073
#CAN RPS v6.20- CNNB | 38 | 7567 | Generation Constraint in GWh | FALSE | G | Annual | Allowances Purchased | GWh | 0 | 0 | 0 | 0 | 0 | 0 | 0 | 0
#CAN RPS v6.20- CNNB | 38 | 7567 | Generation Constraint in GWh | FALSE | G | Annual | Allowances Sold | GWh | 0 | 0 | 0 | 0 | 0 | 0 | 0 | 0
#CAN RPS v6.20- CNNB | 38 | 7567 | Generation Constraint in GWh | FALSE | G | Annual | Allowances Banked | GWh | 0 | 0 | 0 | 0 | 0 | 0 | 0 | 0
#CAN RPS v6.20- CNNB | 38 | 7567 | Generation Constraint in GWh | FALSE | G | Annual | Allowances Withdrawn (1:1) | GWh | 0 | 0 | 0 | 0 | 0 | 0 | 0 | 0
#CAN RPS v6.20- CNNB | 38 | 7567 | Generation Constraint in GWh | FALSE | G | Annual | Allowances Withdrawn (n:1) | GWh | 0 | 0 | 0 | 0 | 0 | 0 | 0 | 0
#CAN RPS v6.20- CNNB | 38 | 7567 | Generation Constraint in GWh | FALSE | G | Annual | Net Emissions Allowance Position | GWh | 5186.2499 | 5146.0836 | 5108.0313 | 4870.4147 | 4824.0073 | 4824.0073 | 4824.0073 | 4824.0073
#CAN RPS v6.20- CNNB | 38 | 7567 | Generation Constraint in GWh | FALSE | G | Annual | Fuel Consumed | TBtu | 5.4139 | 2.4513 | 2.1617 | 2.1582 | 0 | 0 | 0 | 0
#CAN RPS v6.20- CNNB | 38 | 7567 | Generation Constraint in GWh | FALSE | G | Annual | Heat Rate | MMBtu/MWh | 0.79174 | 0.47635 | 0.4232 | 0.42255 | 0 | 0 | 0 | 0
#CAN RPS v6.20- CNNB | 38 | 7567 | Generation Constraint in GWh | FALSE | G | Annual | Generation | TWh | 6.8379 | 5.1461 | 5.108 | 5.1076 | 4.824 | 4.824 | 4.824 | 4.824
#CAN RPS v6.20- CNNB | 38 | 7567 | Generation Constraint in GWh | FALSE | G | Annual | Qualifying Generation | TWh | 5.1862 | 5.1461 | 5.108 | 4.8704 | 4.824 | 4.824 | 4.824 | 4.824
#CAN RPS v6.20- CNNB | 38 | 7567 | Generation Constraint in GWh | FALSE | G | Annual | Rate | lb/MWh | 0 | 0 | 0 | 0 | 0 | 0 | 0 | 0
#CAN RPS v6.20- CNNB | 38 | 7567 | Generation Constraint in GWh | FALSE | G | Annual | Constraint Shadow Price | US2019$/MWh | 10.624 | 4.3002 | 11.2171 | 7.7718 | 0 | 0 | 0 | 0
#CAN RPS v6.20- CNNS | 39 | 7568 | Generation Constraint in GWh | FALSE | G | Annual | Seasons Included | Seasons | Winter, WintShld, Summer | Winter, WintShld, Summer | Winter, WintShld, Summer | Winter, WintShld, Summer | Winter, WintShld, Summer | Winter, WintShld, Summer | Winter, WintShld, Summer | Winter, WintShld, Summer
#CAN RPS v6.20- CNNS | 39 | 7568 | Generation Constraint in GWh | FALSE | G | Annual | Standard GWh | GWh | 4337.085 | 4332.4431 | 4335.6454 | 4348.8506 | 4446.7732 | 4505.5268 | 4565.0566 | 4625.373
#CAN RPS v6.20- CNNS | 39 | 7568 | Generation Constraint in GWh | FALSE | G | Annual | Emissions at Affected Plants | GWh | 4337.085 | 4332.4431 | 4335.6454 | 4348.8507 | 4446.7732 | 4505.5268 | 4565.0566 | 4625.373
#CAN RPS v6.20- CNNS | 39 | 7568 | Generation Constraint in GWh | FALSE | G | Annual | Allowances Purchased | GWh | 0 | 0 | 0 | 0 | 0 | 0 | 0 | 0
#CAN RPS v6.20- CNNS | 39 | 7568 | Generation Constraint in GWh | FALSE | G | Annual | Allowances Sold | GWh | 0 | 0 | 0 | 0 | 0 | 0 | 0 | 0
#CAN RPS v6.20- CNNS | 39 | 7568 | Generation Constraint in GWh | FALSE | G | Annual | Allowances Banked | GWh | 0 | 0 | 0 | 0 | 0 | 0 | 0 | 0
#CAN RPS v6.20- CNNS | 39 | 7568 | Generation Constraint in GWh | FALSE | G | Annual | Allowances Withdrawn (1:1) | GWh | 0 | 0 | 0 | 0 | 0 | 0 | 0 | 0
#CAN RPS v6.20- CNNS | 39 | 7568 | Generation Constraint in GWh | FALSE | G | Annual | Allowances Withdrawn (n:1) | GWh | 0 | 0 | 0 | 0 | 0 | 0 | 0 | 0
#CAN RPS v6.20- CNNS | 39 | 7568 | Generation Constraint in GWh | FALSE | G | Annual | Net Emissions Allowance Position | GWh | 4337.085 | 4332.4431 | 4335.6454 | 4348.8507 | 4446.7732 | 4505.5268 | 4565.0566 | 4625.373
#CAN RPS v6.20- CNNS | 39 | 7568 | Generation Constraint in GWh | FALSE | G | Annual | Fuel Consumed | TBtu | 3.7481 | 1.719 | 0.33558 | 0.33558 | 0.33558 | 0.33558 | 0.33558 | 0.33558
#CAN RPS v6.20- CNNS | 39 | 7568 | Generation Constraint in GWh | FALSE | G | Annual | Heat Rate | MMBtu/MWh | 0.85394 | 0.39678 | 0.077401 | 0.077166 | 0.075467 | 0.074482 | 0.073511 | 0.072553
#CAN RPS v6.20- CNNS | 39 | 7568 | Generation Constraint in GWh | FALSE | G | Annual | Generation | TWh | 4.3892 | 4.3324 | 4.3356 | 4.3489 | 4.4468 | 4.5055 | 4.5651 | 4.6254
#CAN RPS v6.20- CNNS | 39 | 7568 | Generation Constraint in GWh | FALSE | G | Annual | Qualifying Generation | TWh | 4.3371 | 4.3324 | 4.3356 | 4.3489 | 4.4468 | 4.5055 | 4.5651 | 4.6254
#CAN RPS v6.20- CNNS | 39 | 7568 | Generation Constraint in GWh | FALSE | G | Annual | Rate | lb/MWh | 0 | 0 | 0 | 0 | 0 | 0 | 0 | 0
#CAN RPS v6.20- CNNS | 39 | 7568 | Generation Constraint in GWh | FALSE | G | Annual | Constraint Shadow Price | US2019$/MWh | 10.624 | 42.1106 | 25.7525 | 17.6451 | 13.6152 | 11.7232 | 11.3851 | 9.7972
#CAN RPS v6.20- CNPE | 40 | 7569 | Generation Constraint in GWh | FALSE | G | Annual | Seasons Included | Seasons | Winter, WintShld, Summer | Winter, WintShld, Summer | Winter, WintShld, Summer | Winter, WintShld, Summer | Winter, WintShld, Summer | Winter, WintShld, Summer | Winter, WintShld, Summer | Winter, WintShld, Summer
#CAN RPS v6.20- CNPE | 40 | 7569 | Generation Constraint in GWh | FALSE | G | Annual | Standard GWh | GWh | 673.6004 | 669.6845 | 675.2907 | 682.194 | 721.363 | 750.7398 | 781.3129 | 813.1311
#CAN RPS v6.20- CNPE | 40 | 7569 | Generation Constraint in GWh | FALSE | G | Annual | Emissions at Affected Plants | GWh | 673.6004 | 669.6845 | 675.2907 | 682.194 | 721.363 | 750.7398 | 781.3129 | 813.1311
#CAN RPS v6.20- CNPE | 40 | 7569 | Generation Constraint in GWh | FALSE | G | Annual | Allowances Purchased | GWh | 0 | 0 | 0 | 0 | 0 | 0 | 0 | 0
#CAN RPS v6.20- CNPE | 40 | 7569 | Generation Constraint in GWh | FALSE | G | Annual | Allowances Sold | GWh | 0 | 0 | 0 | 0 | 0 | 0 | 0 | 0
#CAN RPS v6.20- CNPE | 40 | 7569 | Generation Constraint in GWh | FALSE | G | Annual | Allowances Banked | GWh | 0 | 0 | 0 | 0 | 0 | 0 | 0 | 0
#CAN RPS v6.20- CNPE | 40 | 7569 | Generation Constraint in GWh | FALSE | G | Annual | Allowances Withdrawn (1:1) | GWh | 0 | 0 | 0 | 0 | 0 | 0 | 0 | 0
#CAN RPS v6.20- CNPE | 40 | 7569 | Generation Constraint in GWh | FALSE | G | Annual | Allowances Withdrawn (n:1) | GWh | 0 | 0 | 0 | 0 | 0 | 0 | 0 | 0
#CAN RPS v6.20- CNPE | 40 | 7569 | Generation Constraint in GWh | FALSE | G | Annual | Net Emissions Allowance Position | GWh | 673.6004 | 669.6845 | 675.2907 | 682.194 | 721.363 | 750.7398 | 781.3129 | 813.1311
#CAN RPS v6.20- CNPE | 40 | 7569 | Generation Constraint in GWh | FALSE | G | Annual | Fuel Consumed | TBtu | 0.23372 | 0.17378 | 0.23372 | 0.15341 | 0 | 0 | 0 | 0
#CAN RPS v6.20- CNPE | 40 | 7569 | Generation Constraint in GWh | FALSE | G | Annual | Heat Rate | MMBtu/MWh | 0.34697 | 0.25949 | 0.3461 | 0.22488 | 0 | 0 | 0 | 0
#CAN RPS v6.20- CNPE | 40 | 7569 | Generation Constraint in GWh | FALSE | G | Annual | Generation | TWh | 0.6736 | 0.66968 | 0.67529 | 0.68219 | 0.72136 | 0.75074 | 0.78131 | 0.81313
#CAN RPS v6.20- CNPE | 40 | 7569 | Generation Constraint in GWh | FALSE | G | Annual | Qualifying Generation | TWh | 0.6736 | 0.66968 | 0.67529 | 0.68219 | 0.72136 | 0.75074 | 0.78131 | 0.81313
#CAN RPS v6.20- CNPE | 40 | 7569 | Generation Constraint in GWh | FALSE | G | Annual | Rate | lb/MWh | 0 | 0 | 0 | 0 | 0 | 0 | 0 | 0
#CAN RPS v6.20- CNPE | 40 | 7569 | Generation Constraint in GWh | FALSE | G | Annual | Constraint Shadow Price | US2019$/MWh | 118.594 | 20.7323 | 32.6099 | 23.0188 | 14.5203 | 11.5407 | 9.9595 | 7.4606
#CAN RPS v6.20- CNSK | 41 | 7566 | Generation Constraint in GWh | FALSE | G | Annual | Seasons Included | Seasons | Winter, WintShld, Summer | Winter, WintShld, Summer | Winter, WintShld, Summer | Winter, WintShld, Summer | Winter, WintShld, Summer | Winter, WintShld, Summer | Winter, WintShld, Summer | Winter, WintShld, Summer
#CAN RPS v6.20- CNSK | 41 | 7566 | Generation Constraint in GWh | FALSE | G | Annual | Standard GWh | GWh | 7524.0613 | 8514.5285 | 10217.823 | 12925.4147 | 13280.5593 | 13672.621 | 14076.257 | 14491.8088
#CAN RPS v6.20- CNSK | 41 | 7566 | Generation Constraint in GWh | FALSE | G | Annual | Emissions at Affected Plants | GWh | 7524.0613 | 8514.5285 | 10217.823 | 12925.4147 | 13280.5593 | 13672.621 | 14076.257 | 14491.8088
#CAN RPS v6.20- CNSK | 41 | 7566 | Generation Constraint in GWh | FALSE | G | Annual | Allowances Purchased | GWh | 0 | 0 | 0 | 0 | 0 | 0 | 0 | 0
#CAN RPS v6.20- CNSK | 41 | 7566 | Generation Constraint in GWh | FALSE | G | Annual | Allowances Sold | GWh | 0 | 0 | 0 | 0 | 0 | 0 | 0 | 0
#CAN RPS v6.20- CNSK | 41 | 7566 | Generation Constraint in GWh | FALSE | G | Annual | Allowances Banked | GWh | 0 | 0 | 0 | 0 | 0 | 0 | 0 | 0
#CAN RPS v6.20- CNSK | 41 | 7566 | Generation Constraint in GWh | FALSE | G | Annual | Allowances Withdrawn (1:1) | GWh | 0 | 0 | 0 | 0 | 0 | 0 | 0 | 0
#CAN RPS v6.20- CNSK | 41 | 7566 | Generation Constraint in GWh | FALSE | G | Annual | Allowances Withdrawn (n:1) | GWh | 0 | 0 | 0 | 0 | 0 | 0 | 0 | 0
#CAN RPS v6.20- CNSK | 41 | 7566 | Generation Constraint in GWh | FALSE | G | Annual | Net Emissions Allowance Position | GWh | 7524.0613 | 8514.5285 | 10217.823 | 12925.4147 | 13280.5593 | 13672.621 | 14076.257 | 14491.8088
#CAN RPS v6.20- CNSK | 41 | 7566 | Generation Constraint in GWh | FALSE | G | Annual | Fuel Consumed | TBtu | 6.9338 | 6.9338 | 6.9338 | 6.9338 | 6.9338 | 2.482 | 0.26847 | 0.26847
#CAN RPS v6.20- CNSK | 41 | 7566 | Generation Constraint in GWh | FALSE | G | Annual | Heat Rate | MMBtu/MWh | 0.92154 | 0.81434 | 0.67859 | 0.53644 | 0.5221 | 0.18153 | 0.019072 | 0.018525
#CAN RPS v6.20- CNSK | 41 | 7566 | Generation Constraint in GWh | FALSE | G | Annual | Generation | TWh | 7.5241 | 8.5145 | 10.2178 | 12.9254 | 13.2806 | 13.6726 | 14.0763 | 14.4918
#CAN RPS v6.20- CNSK | 41 | 7566 | Generation Constraint in GWh | FALSE | G | Annual | Qualifying Generation | TWh | 7.5241 | 8.5145 | 10.2178 | 12.9254 | 13.2806 | 13.6726 | 14.0763 | 14.4918
#CAN RPS v6.20- CNSK | 41 | 7566 | Generation Constraint in GWh | FALSE | G | Annual | Rate | lb/MWh | 0 | 0 | 0 | 0 | 0 | 0 | 0 | 0
#CAN RPS v6.20- CNSK | 41 | 7566 | Generation Constraint in GWh | FALSE | G | Annual | Constraint Shadow Price | US2019$/MWh | 64.691 | 39.3166 | 30.2769 | 24.5723 | 15.0639 | 12.4635 | 11.6254 | 11.8308
#CAN Trenton 1-2 - SO2 Rate Annual v3.1 | 42 | 7638 | Rate Constraint in lbs/MMBtu | FALSE | L | Annual | Seasons Included | Seasons | Winter, WintShld, Summer | Winter, WintShld, Summer | Winter, WintShld, Summer | Winter, WintShld, Summer | Winter, WintShld, Summer | Winter, WintShld, Summer | Winter, WintShld, Summer | Winter, WintShld, Summer
#CAN Trenton 1-2 - SO2 Rate Annual v3.1 | 42 | 7638 | Rate Constraint in lbs/MMBtu | FALSE | L | Annual | Standard SO2 | lb/MMBtu | 3.2097 | 3.2097 | 3.2097 | 3.2097 | 3.2097 | 3.2097 | 3.2097 | 3.2097
#CAN Trenton 1-2 - SO2 Rate Annual v3.1 | 42 | 7638 | Rate Constraint in lbs/MMBtu | FALSE | L | Annual | Emissions at Affected Plants SO2 | Thousand Tons | 0.0044959 | 0 | 0 | 0 | 0 | 0 | 0 | 0
#CAN Trenton 1-2 - SO2 Rate Annual v3.1 | 42 | 7638 | Rate Constraint in lbs/MMBtu | FALSE | L | Annual | Allowances Purchased SO2 | Thousand Tons | 0 | 0 | 0 | 0 | 0 | 0 | 0 | 0
#CAN Trenton 1-2 - SO2 Rate Annual v3.1 | 42 | 7638 | Rate Constraint in lbs/MMBtu | FALSE | L | Annual | Allowances Sold SO2 | Thousand Tons | 0 | 0 | 0 | 0 | 0 | 0 | 0 | 0
#CAN Trenton 1-2 - SO2 Rate Annual v3.1 | 42 | 7638 | Rate Constraint in lbs/MMBtu | FALSE | L | Annual | Allowances Banked | Thousand Tons | 0 | 0 | 0 | 0 | 0 | 0 | 0 | 0
#CAN Trenton 1-2 - SO2 Rate Annual v3.1 | 42 | 7638 | Rate Constraint in lbs/MMBtu | FALSE | L | Annual | Allowances Withdrawn (1:1) | Thousand Tons | 0 | 0 | 0 | 0 | 0 | 0 | 0 | 0
#CAN Trenton 1-2 - SO2 Rate Annual v3.1 | 42 | 7638 | Rate Constraint in lbs/MMBtu | FALSE | L | Annual | Allowances Withdrawn (n:1) | Thousand Tons | 0 | 0 | 0 | 0 | 0 | 0 | 0 | 0
#CAN Trenton 1-2 - SO2 Rate Annual v3.1 | 42 | 7638 | Rate Constraint in lbs/MMBtu | FALSE | L | Annual | Net Emissions Allowance Position | Thousand Tons | 0.0044959 | 0 | 0 | 0 | 0 | 0 | 0 | 0
#CAN Trenton 1-2 - SO2 Rate Annual v3.1 | 42 | 7638 | Rate Constraint in lbs/MMBtu | FALSE | L | Annual | Fuel Consumed | TBtu | 0.0082079 | 0 | 0 | 0 | 0 | 0 | 0 | 0
#CAN Trenton 1-2 - SO2 Rate Annual v3.1 | 42 | 7638 | Rate Constraint in lbs/MMBtu | FALSE | L | Annual | Rate | lb/MMBtu | 1.0955 | 0 | 0 | 0 | 0 | 0 | 0 | 0
#CAN Trenton 1-2 - SO2 Rate Annual v3.1 | 42 | 7638 | Rate Constraint in lbs/MMBtu | FALSE | L | Annual | Generation | TWh | 0.00078635 | 0 | 0 | 0 | 0 | 0 | 0 | 0
#CAN Trenton 1-2 - SO2 Rate Annual v3.1 | 42 | 7638 | Rate Constraint in lbs/MMBtu | FALSE | L | Annual | Qualifying Generation | TWh | 0.00078635 | 0 | 0 | 0 | 0 | 0 | 0 | 0
#CAN Trenton 1-2 - SO2 Rate Annual v3.1 | 42 | 7638 | Rate Constraint in lbs/MMBtu | FALSE | L | Annual | Rate | lb/MWh | 11.4349 | 0 | 0 | 0 | 0 | 0 | 0 | 0
#CAN Trenton 1-2 - SO2 Rate Annual v3.1 | 42 | 7638 | Rate Constraint in lbs/MMBtu | FALSE | L | Annual | Constraint Shadow Price | US2019$/Ton | 0 | 0 | 0 | 0 | 0 | 0 | 0 | 0
#MATS - HCL Rate in 2015 | 43 | 7120 | MACT Fuel Choice Floor in lbs/MMBtu | FALSE | L | Annual | Seasons Included | Seasons | Winter, WintShld, Summer | Winter, WintShld, Summer | Winter, WintShld, Summer | Winter, WintShld, Summer | Winter, WintShld, Summer | Winter, WintShld, Summer | Winter, WintShld, Summer | Winter, WintShld, Summer
#MATS - HCL Rate in 2015 | 43 | 7120 | MACT Fuel Choice Floor in lbs/MMBtu | FALSE | L | Annual | Emission Floor | lb/MMBtu | 0.002 | 0.002 | 0.002 | 0.002 | 0.002 | 0.002 | 0.002 | 0.002
#MATS - HCL Rate in 2015 | 43 | 7120 | MACT Fuel Choice Floor in lbs/MMBtu | FALSE | L | Annual | Emissions at Affected Plants HCL | Thousand Tons | 5.4649 | 3.7663 | 2.6238 | 2.3428 | 2.2365 | 1.7857 | 1.427 | 1.0361
#MATS - HCL Rate in 2015 | 43 | 7120 | MACT Fuel Choice Floor in lbs/MMBtu | FALSE | L | Annual | Allowances Purchased HCL | Thousand Tons | 0 | 0 | 0 | 0 | 0 | 0 | 0 | 0
#MATS - HCL Rate in 2015 | 43 | 7120 | MACT Fuel Choice Floor in lbs/MMBtu | FALSE | L | Annual | Allowances Sold HCL | Thousand Tons | 0 | 0 | 0 | 0 | 0 | 0 | 0 | 0
#MATS - HCL Rate in 2015 | 43 | 7120 | MACT Fuel Choice Floor in lbs/MMBtu | FALSE | L | Annual | Allowances Banked | Thousand Tons | 0 | 0 | 0 | 0 | 0 | 0 | 0 | 0
#MATS - HCL Rate in 2015 | 43 | 7120 | MACT Fuel Choice Floor in lbs/MMBtu | FALSE | L | Annual | Allowances Withdrawn (1:1) | Thousand Tons | 0 | 0 | 0 | 0 | 0 | 0 | 0 | 0
#MATS - HCL Rate in 2015 | 43 | 7120 | MACT Fuel Choice Floor in lbs/MMBtu | FALSE | L | Annual | Allowances Withdrawn (n:1) | Thousand Tons | 0 | 0 | 0 | 0 | 0 | 0 | 0 | 0
#MATS - HCL Rate in 2015 | 43 | 7120 | MACT Fuel Choice Floor in lbs/MMBtu | FALSE | L | Annual | Net Emissions Allowance Position | Thousand Tons | 5.4649 | 3.7663 | 2.6238 | 2.3428 | 2.2365 | 1.7857 | 1.427 | 1.0361
#MATS - HCL Rate in 2015 | 43 | 7120 | MACT Fuel Choice Floor in lbs/MMBtu | FALSE | L | Annual | Fuel Consumed | TBtu | 11699.526 | 8037.3704 | 5660.318 | 4989.1274 | 4779.0937 | 3802.0688 | 3094.1247 | 2246.2642
#MATS - HCL Rate in 2015 | 43 | 7120 | MACT Fuel Choice Floor in lbs/MMBtu | FALSE | L | Annual | Rate | lb/MMBtu | 0.0009342 | 0.00093719 | 0.00092707 | 0.00093914 | 0.00093593 | 0.00093933 | 0.00092237 | 0.00092254
#MATS - HCL Rate in 2015 | 43 | 7120 | MACT Fuel Choice Floor in lbs/MMBtu | FALSE | L | Annual | Generation | TWh | 1128.264 | 779.2745 | 550.9504 | 487.1212 | 465.3779 | 370.0735 | 301.1205 | 219.3254
#MATS - HCL Rate in 2015 | 43 | 7120 | MACT Fuel Choice Floor in lbs/MMBtu | FALSE | L | Annual | Qualifying Generation | TWh | 1128.264 | 779.2745 | 550.9504 | 487.1212 | 465.3779 | 370.0735 | 301.1205 | 219.3254
#MATS - HCL Rate in 2015 | 43 | 7120 | MACT Fuel Choice Floor in lbs/MMBtu | FALSE | L | Annual | Constraint Shadow Price | US2019$/Ton | 0 | 0 | 0 | 0 | 0 | 0 | 0 | 0
#MATS - HCL Rate in 2015 (IGCC) | 44 | 7121 | MACT Fuel Choice Floor in lbs/MMBtu | FALSE | L | Annual | Seasons Included | Seasons | Winter, WintShld, Summer | Winter, WintShld, Summer | Winter, WintShld, Summer | Winter, WintShld, Summer | Winter, WintShld, Summer | Winter, WintShld, Summer | Winter, WintShld, Summer | Winter, WintShld, Summer
#MATS - HCL Rate in 2015 (IGCC) | 44 | 7121 | MACT Fuel Choice Floor in lbs/MMBtu | FALSE | L | Annual | Emission Floor | lb/MMBtu | 0.005 | 0.005 | 0.005 | 0.005 | 0.005 | 0.005 | 0.005 | 0.005
#MATS - HCL Rate in 2015 (IGCC) | 44 | 7121 | MACT Fuel Choice Floor in lbs/MMBtu | FALSE | L | Annual | Emissions at Affected Plants HCL | Thousand Tons | 0.0239 | 0.023681 | 0.023681 | 0.023681 | 0.019004 | 0.0069717 | 0 | 0
#MATS - HCL Rate in 2015 (IGCC) | 44 | 7121 | MACT Fuel Choice Floor in lbs/MMBtu | FALSE | L | Annual | Allowances Purchased HCL | Thousand Tons | 0 | 0 | 0 | 0 | 0 | 0 | 0 | 0
#MATS - HCL Rate in 2015 (IGCC) | 44 | 7121 | MACT Fuel Choice Floor in lbs/MMBtu | FALSE | L | Annual | Allowances Sold HCL | Thousand Tons | 0 | 0 | 0 | 0 | 0 | 0 | 0 | 0
#MATS - HCL Rate in 2015 (IGCC) | 44 | 7121 | MACT Fuel Choice Floor in lbs/MMBtu | FALSE | L | Annual | Allowances Banked | Thousand Tons | 0 | 0 | 0 | 0 | 0 | 0 | 0 | 0
#MATS - HCL Rate in 2015 (IGCC) | 44 | 7121 | MACT Fuel Choice Floor in lbs/MMBtu | FALSE | L | Annual | Allowances Withdrawn (1:1) | Thousand Tons | 0 | 0 | 0 | 0 | 0 | 0 | 0 | 0
#MATS - HCL Rate in 2015 (IGCC) | 44 | 7121 | MACT Fuel Choice Floor in lbs/MMBtu | FALSE | L | Annual | Allowances Withdrawn (n:1) | Thousand Tons | 0 | 0 | 0 | 0 | 0 | 0 | 0 | 0
#MATS - HCL Rate in 2015 (IGCC) | 44 | 7121 | MACT Fuel Choice Floor in lbs/MMBtu | FALSE | L | Annual | Net Emissions Allowance Position | Thousand Tons | 0.0239 | 0.023681 | 0.023681 | 0.023681 | 0.019004 | 0.0069717 | 0 | 0
#MATS - HCL Rate in 2015 (IGCC) | 44 | 7121 | MACT Fuel Choice Floor in lbs/MMBtu | FALSE | L | Annual | Fuel Consumed | TBtu | 47.7999 | 47.3612 | 47.3612 | 47.3612 | 38.0086 | 13.9433 | 0 | 0
#MATS - HCL Rate in 2015 (IGCC) | 44 | 7121 | MACT Fuel Choice Floor in lbs/MMBtu | FALSE | L | Annual | Rate | lb/MMBtu | 0.001 | 0.001 | 0.001 | 0.001 | 0.001 | 0.001 | 0 | 0
#MATS - HCL Rate in 2015 (IGCC) | 44 | 7121 | MACT Fuel Choice Floor in lbs/MMBtu | FALSE | L | Annual | Generation | TWh | 4.2085 | 4.1651 | 4.1651 | 4.1651 | 3.3426 | 1.2262 | 0 | 0
#MATS - HCL Rate in 2015 (IGCC) | 44 | 7121 | MACT Fuel Choice Floor in lbs/MMBtu | FALSE | L | Annual | Qualifying Generation | TWh | 4.2085 | 4.1651 | 4.1651 | 4.1651 | 3.3426 | 1.2262 | 0 | 0
#MATS - HCL Rate in 2015 (IGCC) | 44 | 7121 | MACT Fuel Choice Floor in lbs/MMBtu | FALSE | L | Annual | Constraint Shadow Price | US2019$/Ton | 0 | 0 | 0 | 0 | 0 | 0 | 0 | 0
#MATS - HCL Rate in 2015 (PK) | 45 | 7122 | MACT Fuel Choice Floor in lbs/MMBtu | FALSE | L | Annual | Seasons Included | Seasons | Winter, WintShld, Summer | Winter, WintShld, Summer | Winter, WintShld, Summer | Winter, WintShld, Summer | Winter, WintShld, Summer | Winter, WintShld, Summer | Winter, WintShld, Summer | Winter, WintShld, Summer
#MATS - HCL Rate in 2015 (PK) | 45 | 7122 | MACT Fuel Choice Floor in lbs/MMBtu | FALSE | L | Annual | Emission Floor | lb/MMBtu | 0.0005 | 0.0005 | 0.0005 | 0.0005 | 0.0005 | 0.0005 | 0.0005 | 0.0005
#MATS - HCL Rate in 2015 (PK) | 45 | 7122 | MACT Fuel Choice Floor in lbs/MMBtu | FALSE | L | Annual | Emissions at Affected Plants HCL | Thousand Tons | 5.438 | 3.7446 | 2.6093 | 2.3247 | 2.2184 | 1.7665 | 1.4081 | 1.018
#MATS - HCL Rate in 2015 (PK) | 45 | 7122 | MACT Fuel Choice Floor in lbs/MMBtu | FALSE | L | Annual | Allowances Purchased HCL | Thousand Tons | 0 | 0 | 0 | 0 | 0 | 0 | 0 | 0
#MATS - HCL Rate in 2015 (PK) | 45 | 7122 | MACT Fuel Choice Floor in lbs/MMBtu | FALSE | L | Annual | Allowances Sold HCL | Thousand Tons | 0 | 0 | 0 | 0 | 0 | 0 | 0 | 0
#MATS - HCL Rate in 2015 (PK) | 45 | 7122 | MACT Fuel Choice Floor in lbs/MMBtu | FALSE | L | Annual | Allowances Banked | Thousand Tons | 0 | 0 | 0 | 0 | 0 | 0 | 0 | 0
#MATS - HCL Rate in 2015 (PK) | 45 | 7122 | MACT Fuel Choice Floor in lbs/MMBtu | FALSE | L | Annual | Allowances Withdrawn (1:1) | Thousand Tons | 0 | 0 | 0 | 0 | 0 | 0 | 0 | 0
#MATS - HCL Rate in 2015 (PK) | 45 | 7122 | MACT Fuel Choice Floor in lbs/MMBtu | FALSE | L | Annual | Allowances Withdrawn (n:1) | Thousand Tons | 0 | 0 | 0 | 0 | 0 | 0 | 0 | 0
#MATS - HCL Rate in 2015 (PK) | 45 | 7122 | MACT Fuel Choice Floor in lbs/MMBtu | FALSE | L | Annual | Net Emissions Allowance Position | Thousand Tons | 5.438 | 3.7446 | 2.6093 | 2.3247 | 2.2184 | 1.7665 | 1.4081 | 1.018
#MATS - HCL Rate in 2015 (PK) | 45 | 7122 | MACT Fuel Choice Floor in lbs/MMBtu | FALSE | L | Annual | Fuel Consumed | TBtu | 11645.3929 | 7993.9676 | 5631.3744 | 4952.954 | 4742.9203 | 3763.6896 | 3056.3779 | 2209.8862
#MATS - HCL Rate in 2015 (PK) | 45 | 7122 | MACT Fuel Choice Floor in lbs/MMBtu | FALSE | L | Annual | Rate | lb/MMBtu | 0.00093393 | 0.00093686 | 0.0009267 | 0.00093871 | 0.00093545 | 0.00093873 | 0.00092143 | 0.00092128
#MATS - HCL Rate in 2015 (PK) | 45 | 7122 | MACT Fuel Choice Floor in lbs/MMBtu | FALSE | L | Annual | Generation | TWh | 1123.0598 | 775.0253 | 548.1118 | 483.5693 | 461.826 | 366.313 | 297.4223 | 215.7534
#MATS - HCL Rate in 2015 (PK) | 45 | 7122 | MACT Fuel Choice Floor in lbs/MMBtu | FALSE | L | Annual | Qualifying Generation | TWh | 1123.0598 | 775.0253 | 548.1118 | 483.5693 | 461.826 | 366.313 | 297.4223 | 215.7534
#MATS - HCL Rate in 2015 (PK) | 45 | 7122 | MACT Fuel Choice Floor in lbs/MMBtu | FALSE | L | Annual | Constraint Shadow Price | US2019$/Ton | 0 | 0 | 0 | 0 | 0 | 0 | 0 | 0
#MATS - MER Rate in 2015 (Bit and Subbit) | 46 | 7123 | MACT Fuel Choice Floor in lbs/MMBtu | FALSE | L | Annual | Seasons Included | Seasons | Winter, WintShld, Summer | Winter, WintShld, Summer | Winter, WintShld, Summer | Winter, WintShld, Summer | Winter, WintShld, Summer | Winter, WintShld, Summer | Winter, WintShld, Summer | Winter, WintShld, Summer
#MATS - MER Rate in 2015 (Bit and Subbit) | 46 | 7123 | MACT Fuel Choice Floor in lbs/MMBtu | FALSE | L | Annual | Emission Floor | lbs/MMBtu | 1.2e-06 | 1.2e-06 | 1.2e-06 | 1.2e-06 | 1.2e-06 | 1.2e-06 | 1.2e-06 | 1.2e-06
#MATS - MER Rate in 2015 (Bit and Subbit) | 46 | 7123 | MACT Fuel Choice Floor in lbs/MMBtu | FALSE | L | Annual | Emissions at Affected Plants MER | lbs | 6609.6336 | 4320.7707 | 3069.1136 | 2692.1213 | 2615.2964 | 2196.7831 | 1866.7875 | 1411.4285
#MATS - MER Rate in 2015 (Bit and Subbit) | 46 | 7123 | MACT Fuel Choice Floor in lbs/MMBtu | FALSE | L | Annual | Allowances Purchased MER | lbs | 0 | 0 | 0 | 0 | 0 | 0 | 0 | 0
#MATS - MER Rate in 2015 (Bit and Subbit) | 46 | 7123 | MACT Fuel Choice Floor in lbs/MMBtu | FALSE | L | Annual | Allowances Sold MER | lbs | 0 | 0 | 0 | 0 | 0 | 0 | 0 | 0
#MATS - MER Rate in 2015 (Bit and Subbit) | 46 | 7123 | MACT Fuel Choice Floor in lbs/MMBtu | FALSE | L | Annual | Allowances Banked | lbs | 0 | 0 | 0 | 0 | 0 | 0 | 0 | 0
#MATS - MER Rate in 2015 (Bit and Subbit) | 46 | 7123 | MACT Fuel Choice Floor in lbs/MMBtu | FALSE | L | Annual | Allowances Withdrawn (1:1) | lbs | 0 | 0 | 0 | 0 | 0 | 0 | 0 | 0
#MATS - MER Rate in 2015 (Bit and Subbit) | 46 | 7123 | MACT Fuel Choice Floor in lbs/MMBtu | FALSE | L | Annual | Allowances Withdrawn (n:1) | lbs | 0 | 0 | 0 | 0 | 0 | 0 | 0 | 0
#MATS - MER Rate in 2015 (Bit and Subbit) | 46 | 7123 | MACT Fuel Choice Floor in lbs/MMBtu | FALSE | L | Annual | Net Emissions Allowance Position | lbs | 6609.6336 | 4320.7707 | 3069.1136 | 2692.1213 | 2615.2964 | 2196.7831 | 1866.7875 | 1411.4285
#MATS - MER Rate in 2015 (Bit and Subbit) | 46 | 7123 | MACT Fuel Choice Floor in lbs/MMBtu | FALSE | L | Annual | Fuel Consumed | TBtu | 11699.526 | 8037.3704 | 5660.318 | 4989.1274 | 4779.0937 | 3802.0688 | 3094.1247 | 2246.2642
#MATS - MER Rate in 2015 (Bit and Subbit) | 46 | 7123 | MACT Fuel Choice Floor in lbs/MMBtu | FALSE | L | Annual | Rate | lb/MMBtu | 5.6495e-07 | 5.3759e-07 | 5.4222e-07 | 5.396e-07 | 5.4724e-07 | 5.7779e-07 | 6.0333e-07 | 6.2834e-07
#MATS - MER Rate in 2015 (Bit and Subbit) | 46 | 7123 | MACT Fuel Choice Floor in lbs/MMBtu | FALSE | L | Annual | Generation | TWh | 1128.264 | 779.2745 | 550.9504 | 487.1212 | 465.3779 | 370.0735 | 301.1205 | 219.3254
#MATS - MER Rate in 2015 (Bit and Subbit) | 46 | 7123 | MACT Fuel Choice Floor in lbs/MMBtu | FALSE | L | Annual | Qualifying Generation | TWh | 1128.264 | 779.2745 | 550.9504 | 487.1212 | 465.3779 | 370.0735 | 301.1205 | 219.3254
#MATS - MER Rate in 2015 (Bit and Subbit) | 46 | 7123 | MACT Fuel Choice Floor in lbs/MMBtu | FALSE | L | Annual | Constraint Shadow Price | US2019$/Lb | 0 | 0 | 0 | 0 | 0 | 0 | 0 | 0
#MATS - MER Rate in 2015 (IGCC) | 47 | 7124 | MACT Fuel Choice Floor in lbs/MMBtu | FALSE | L | Annual | Seasons Included | Seasons | Winter, WintShld, Summer | Winter, WintShld, Summer | Winter, WintShld, Summer | Winter, WintShld, Summer | Winter, WintShld, Summer | Winter, WintShld, Summer | Winter, WintShld, Summer | Winter, WintShld, Summer
#MATS - MER Rate in 2015 (IGCC) | 47 | 7124 | MACT Fuel Choice Floor in lbs/MMBtu | FALSE | L | Annual | Emission Floor | lbs/MMBtu | 3e-06 | 3e-06 | 3e-06 | 3e-06 | 3e-06 | 3e-06 | 3e-06 | 3e-06
#MATS - MER Rate in 2015 (IGCC) | 47 | 7124 | MACT Fuel Choice Floor in lbs/MMBtu | FALSE | L | Annual | Emissions at Affected Plants MER | lbs | 38.4022 | 36.198 | 36.9474 | 37.2551 | 30.4097 | 11.1956 | 0 | 0
#MATS - MER Rate in 2015 (IGCC) | 47 | 7124 | MACT Fuel Choice Floor in lbs/MMBtu | FALSE | L | Annual | Allowances Purchased MER | lbs | 0 | 0 | 0 | 0 | 0 | 0 | 0 | 0
#MATS - MER Rate in 2015 (IGCC) | 47 | 7124 | MACT Fuel Choice Floor in lbs/MMBtu | FALSE | L | Annual | Allowances Sold MER | lbs | 0 | 0 | 0 | 0 | 0 | 0 | 0 | 0
#MATS - MER Rate in 2015 (IGCC) | 47 | 7124 | MACT Fuel Choice Floor in lbs/MMBtu | FALSE | L | Annual | Allowances Banked | lbs | 0 | 0 | 0 | 0 | 0 | 0 | 0 | 0
#MATS - MER Rate in 2015 (IGCC) | 47 | 7124 | MACT Fuel Choice Floor in lbs/MMBtu | FALSE | L | Annual | Allowances Withdrawn (1:1) | lbs | 0 | 0 | 0 | 0 | 0 | 0 | 0 | 0
#MATS - MER Rate in 2015 (IGCC) | 47 | 7124 | MACT Fuel Choice Floor in lbs/MMBtu | FALSE | L | Annual | Allowances Withdrawn (n:1) | lbs | 0 | 0 | 0 | 0 | 0 | 0 | 0 | 0
#MATS - MER Rate in 2015 (IGCC) | 47 | 7124 | MACT Fuel Choice Floor in lbs/MMBtu | FALSE | L | Annual | Net Emissions Allowance Position | lbs | 38.4022 | 36.198 | 36.9474 | 37.2551 | 30.4097 | 11.1956 | 0 | 0
#MATS - MER Rate in 2015 (IGCC) | 47 | 7124 | MACT Fuel Choice Floor in lbs/MMBtu | FALSE | L | Annual | Fuel Consumed | TBtu | 47.7999 | 47.3612 | 47.3612 | 47.3612 | 38.0086 | 13.9433 | 0 | 0
#MATS - MER Rate in 2015 (IGCC) | 47 | 7124 | MACT Fuel Choice Floor in lbs/MMBtu | FALSE | L | Annual | Rate | lb/MMBtu | 8.0339e-07 | 7.643e-07 | 7.8012e-07 | 7.8662e-07 | 8.0007e-07 | 8.0293e-07 | 0 | 0
#MATS - MER Rate in 2015 (IGCC) | 47 | 7124 | MACT Fuel Choice Floor in lbs/MMBtu | FALSE | L | Annual | Generation | TWh | 4.2085 | 4.1651 | 4.1651 | 4.1651 | 3.3426 | 1.2262 | 0 | 0
#MATS - MER Rate in 2015 (IGCC) | 47 | 7124 | MACT Fuel Choice Floor in lbs/MMBtu | FALSE | L | Annual | Qualifying Generation | TWh | 4.2085 | 4.1651 | 4.1651 | 4.1651 | 3.3426 | 1.2262 | 0 | 0
#MATS - MER Rate in 2015 (IGCC) | 47 | 7124 | MACT Fuel Choice Floor in lbs/MMBtu | FALSE | L | Annual | Constraint Shadow Price | US2019$/Lb | 0 | 0 | 0 | 0 | 0 | 0 | 0 | 0
#MATS - MER Rate in 2015 (Lig) | 48 | 7125 | MACT Fuel Choice Floor in lbs/MMBtu | FALSE | L | Annual | Seasons Included | Seasons | Winter, WintShld, Summer | Winter, WintShld, Summer | Winter, WintShld, Summer | Winter, WintShld, Summer | Winter, WintShld, Summer | Winter, WintShld, Summer | Winter, WintShld, Summer | Winter, WintShld, Summer
#MATS - MER Rate in 2015 (Lig) | 48 | 7125 | MACT Fuel Choice Floor in lbs/MMBtu | FALSE | L | Annual | Emission Floor | lbs/MMBtu | 4e-06 | 4e-06 | 4e-06 | 4e-06 | 4e-06 | 4e-06 | 4e-06 | 4e-06
#MATS - MER Rate in 2015 (Lig) | 48 | 7125 | MACT Fuel Choice Floor in lbs/MMBtu | FALSE | L | Annual | Emissions at Affected Plants MER | lbs | 6609.6336 | 4320.7707 | 3069.1136 | 2692.1213 | 2615.2964 | 2196.7831 | 1866.7875 | 1411.4285
#MATS - MER Rate in 2015 (Lig) | 48 | 7125 | MACT Fuel Choice Floor in lbs/MMBtu | FALSE | L | Annual | Allowances Purchased MER | lbs | 0 | 0 | 0 | 0 | 0 | 0 | 0 | 0
#MATS - MER Rate in 2015 (Lig) | 48 | 7125 | MACT Fuel Choice Floor in lbs/MMBtu | FALSE | L | Annual | Allowances Sold MER | lbs | 0 | 0 | 0 | 0 | 0 | 0 | 0 | 0
#MATS - MER Rate in 2015 (Lig) | 48 | 7125 | MACT Fuel Choice Floor in lbs/MMBtu | FALSE | L | Annual | Allowances Banked | lbs | 0 | 0 | 0 | 0 | 0 | 0 | 0 | 0
#MATS - MER Rate in 2015 (Lig) | 48 | 7125 | MACT Fuel Choice Floor in lbs/MMBtu | FALSE | L | Annual | Allowances Withdrawn (1:1) | lbs | 0 | 0 | 0 | 0 | 0 | 0 | 0 | 0
#MATS - MER Rate in 2015 (Lig) | 48 | 7125 | MACT Fuel Choice Floor in lbs/MMBtu | FALSE | L | Annual | Allowances Withdrawn (n:1) | lbs | 0 | 0 | 0 | 0 | 0 | 0 | 0 | 0
#MATS - MER Rate in 2015 (Lig) | 48 | 7125 | MACT Fuel Choice Floor in lbs/MMBtu | FALSE | L | Annual | Net Emissions Allowance Position | lbs | 6609.6336 | 4320.7707 | 3069.1136 | 2692.1213 | 2615.2964 | 2196.7831 | 1866.7875 | 1411.4285
#MATS - MER Rate in 2015 (Lig) | 48 | 7125 | MACT Fuel Choice Floor in lbs/MMBtu | FALSE | L | Annual | Fuel Consumed | TBtu | 11699.526 | 8037.3704 | 5660.318 | 4989.1274 | 4779.0937 | 3802.0688 | 3094.1247 | 2246.2642
#MATS - MER Rate in 2015 (Lig) | 48 | 7125 | MACT Fuel Choice Floor in lbs/MMBtu | FALSE | L | Annual | Rate | lb/MMBtu | 5.6495e-07 | 5.3759e-07 | 5.4222e-07 | 5.396e-07 | 5.4724e-07 | 5.7779e-07 | 6.0333e-07 | 6.2834e-07
#MATS - MER Rate in 2015 (Lig) | 48 | 7125 | MACT Fuel Choice Floor in lbs/MMBtu | FALSE | L | Annual | Generation | TWh | 1128.264 | 779.2745 | 550.9504 | 487.1212 | 465.3779 | 370.0735 | 301.1205 | 219.3254
#MATS - MER Rate in 2015 (Lig) | 48 | 7125 | MACT Fuel Choice Floor in lbs/MMBtu | FALSE | L | Annual | Qualifying Generation | TWh | 1128.264 | 779.2745 | 550.9504 | 487.1212 | 465.3779 | 370.0735 | 301.1205 | 219.3254
#MATS - MER Rate in 2015 (Lig) | 48 | 7125 | MACT Fuel Choice Floor in lbs/MMBtu | FALSE | L | Annual | Constraint Shadow Price | US2019$/Lb | 0 | 0 | 0 | 0 | 0 | 0 | 0 | 0
#MATS - MER Rate in 2015 (PK) | 49 | 7126 | MACT Fuel Choice Floor in lbs/MMBtu | FALSE | L | Annual | Seasons Included | Seasons | Winter, WintShld, Summer | Winter, WintShld, Summer | Winter, WintShld, Summer | Winter, WintShld, Summer | Winter, WintShld, Summer | Winter, WintShld, Summer | Winter, WintShld, Summer | Winter, WintShld, Summer
#MATS - MER Rate in 2015 (PK) | 49 | 7126 | MACT Fuel Choice Floor in lbs/MMBtu | FALSE | L | Annual | Emission Floor | lbs/MMBtu | 2e-07 | 2e-07 | 2e-07 | 2e-07 | 2e-07 | 2e-07 | 2e-07 | 2e-07
#MATS - MER Rate in 2015 (PK) | 49 | 7126 | MACT Fuel Choice Floor in lbs/MMBtu | FALSE | L | Annual | Emissions at Affected Plants MER | lbs | 6581.9333 | 4296.4163 | 3052.8727 | 2671.8235 | 2594.9986 | 2175.2475 | 1845.6068 | 1391.0159
#MATS - MER Rate in 2015 (PK) | 49 | 7126 | MACT Fuel Choice Floor in lbs/MMBtu | FALSE | L | Annual | Allowances Purchased MER | lbs | 0 | 0 | 0 | 0 | 0 | 0 | 0 | 0
#MATS - MER Rate in 2015 (PK) | 49 | 7126 | MACT Fuel Choice Floor in lbs/MMBtu | FALSE | L | Annual | Allowances Sold MER | lbs | 0 | 0 | 0 | 0 | 0 | 0 | 0 | 0
#MATS - MER Rate in 2015 (PK) | 49 | 7126 | MACT Fuel Choice Floor in lbs/MMBtu | FALSE | L | Annual | Allowances Banked | lbs | 0 | 0 | 0 | 0 | 0 | 0 | 0 | 0
#MATS - MER Rate in 2015 (PK) | 49 | 7126 | MACT Fuel Choice Floor in lbs/MMBtu | FALSE | L | Annual | Allowances Withdrawn (1:1) | lbs | 0 | 0 | 0 | 0 | 0 | 0 | 0 | 0
#MATS - MER Rate in 2015 (PK) | 49 | 7126 | MACT Fuel Choice Floor in lbs/MMBtu | FALSE | L | Annual | Allowances Withdrawn (n:1) | lbs | 0 | 0 | 0 | 0 | 0 | 0 | 0 | 0
#MATS - MER Rate in 2015 (PK) | 49 | 7126 | MACT Fuel Choice Floor in lbs/MMBtu | FALSE | L | Annual | Net Emissions Allowance Position | lbs | 6581.9333 | 4296.4163 | 3052.8727 | 2671.8235 | 2594.9986 | 2175.2475 | 1845.6068 | 1391.0159
#MATS - MER Rate in 2015 (PK) | 49 | 7126 | MACT Fuel Choice Floor in lbs/MMBtu | FALSE | L | Annual | Fuel Consumed | TBtu | 11645.3929 | 7993.9676 | 5631.3744 | 4952.954 | 4742.9203 | 3763.6896 | 3056.3779 | 2209.8862
#MATS - MER Rate in 2015 (PK) | 49 | 7126 | MACT Fuel Choice Floor in lbs/MMBtu | FALSE | L | Annual | Rate | lb/MMBtu | 5.652e-07 | 5.3746e-07 | 5.4212e-07 | 5.3944e-07 | 5.4713e-07 | 5.7796e-07 | 6.0385e-07 | 6.2945e-07
#MATS - MER Rate in 2015 (PK) | 49 | 7126 | MACT Fuel Choice Floor in lbs/MMBtu | FALSE | L | Annual | Generation | TWh | 1123.0598 | 775.0253 | 548.1118 | 483.5693 | 461.826 | 366.313 | 297.4223 | 215.7534
#MATS - MER Rate in 2015 (PK) | 49 | 7126 | MACT Fuel Choice Floor in lbs/MMBtu | FALSE | L | Annual | Qualifying Generation | TWh | 1123.0598 | 775.0253 | 548.1118 | 483.5693 | 461.826 | 366.313 | 297.4223 | 215.7534
#MATS - MER Rate in 2015 (PK) | 49 | 7126 | MACT Fuel Choice Floor in lbs/MMBtu | FALSE | L | Annual | Constraint Shadow Price | US2019$/Lb | 0 | 0 | 0 | 0 | 0 | 0 | 0 | 0
111(b) - 1000lbs/MWh CO2 - New CC | 50 | 7691 | Rate Constraint in lbs/MWh | FALSE | L | Annual | Seasons Included | Seasons | Winter, WintShld, Summer | Winter, WintShld, Summer | Winter, WintShld, Summer | Winter, WintShld, Summer | Winter, WintShld, Summer | Winter, WintShld, Summer | Winter, WintShld, Summer | Winter, WintShld, Summer
111(b) - 1000lbs/MWh CO2 - New CC | 50 | 7691 | Rate Constraint in lbs/MWh | FALSE | L | Annual | Standard CO2 | lb/MWh | 1000 | 1000 | 1000 | 1000 | 1000 | 1000 | 1000 | 1000
111(b) - 1000lbs/MWh CO2 - New CC | 50 | 7691 | Rate Constraint in lbs/MWh | FALSE | L | Annual | Emissions at Affected Plants CO2 | Thousand Tons | 27701.2024 | 31191.0232 | 33067.3206 | 32754.0817 | 68956.6405 | 90411.5323 | 122445.9103 | 177021.5645
111(b) - 1000lbs/MWh CO2 - New CC | 50 | 7691 | Rate Constraint in lbs/MWh | FALSE | L | Annual | Allowances Purchased CO2 | Thousand Tons | 0 | 0 | 0 | 0 | 0 | 0 | 0 | 0
111(b) - 1000lbs/MWh CO2 - New CC | 50 | 7691 | Rate Constraint in lbs/MWh | FALSE | L | Annual | Allowances Sold CO2 | Thousand Tons | 0 | 0 | 0 | 0 | 0 | 0 | 0 | 0
111(b) - 1000lbs/MWh CO2 - New CC | 50 | 7691 | Rate Constraint in lbs/MWh | FALSE | L | Annual | Allowances Banked | Thousand Tons | 0 | 0 | 0 | 0 | 0 | 0 | 0 | 0
111(b) - 1000lbs/MWh CO2 - New CC | 50 | 7691 | Rate Constraint in lbs/MWh | FALSE | L | Annual | Allowances Withdrawn (1:1) | Thousand Tons | 0 | 0 | 0 | 0 | 0 | 0 | 0 | 0
111(b) - 1000lbs/MWh CO2 - New CC | 50 | 7691 | Rate Constraint in lbs/MWh | FALSE | L | Annual | Allowances Withdrawn (n:1) | Thousand Tons | 0 | 0 | 0 | 0 | 0 | 0 | 0 | 0
111(b) - 1000lbs/MWh CO2 - New CC | 50 | 7691 | Rate Constraint in lbs/MWh | FALSE | L | Annual | Net Emissions Allowance Position | Thousand Tons | 27701.2024 | 31191.0232 | 33067.3206 | 32754.0817 | 68956.6405 | 90411.5323 | 122445.9103 | 177021.5645
111(b) - 1000lbs/MWh CO2 - New CC | 50 | 7691 | Rate Constraint in lbs/MWh | FALSE | L | Annual | Fuel Consumed | TBtu | 473.2013 | 532.8156 | 564.8671 | 559.5163 | 1177.9406 | 1544.4403 | 2091.6623 | 3023.942
111(b) - 1000lbs/MWh CO2 - New CC | 50 | 7691 | Rate Constraint in lbs/MWh | FALSE | L | Annual | Rate | lb/MMBtu | 117.08 | 117.08 | 117.08 | 117.08 | 117.08 | 117.08 | 117.08 | 117.08
111(b) - 1000lbs/MWh CO2 - New CC | 50 | 7691 | Rate Constraint in lbs/MWh | FALSE | L | Annual | Generation | TWh | 74.1814 | 83.5123 | 88.5161 | 87.6864 | 184.7669 | 242.3063 | 328.3614 | 474.7162
111(b) - 1000lbs/MWh CO2 - New CC | 50 | 7691 | Rate Constraint in lbs/MWh | FALSE | L | Annual | Qualifying Generation | TWh | 74.1814 | 83.5123 | 88.5161 | 87.6864 | 184.7669 | 242.3063 | 328.3614 | 474.7162
111(b) - 1000lbs/MWh CO2 - New CC | 50 | 7691 | Rate Constraint in lbs/MWh | FALSE | L | Annual | Constraint Shadow Price | US2019$/Ton | 0 | 0 | 0 | 0 | 0 | 0 | 0 | 0
111(b) - 1000lbs/MWh CO2 - New CC with CCS | 51 | 7692 | Rate Constraint in lbs/MWh | FALSE | L | Annual | Seasons Included | Seasons | Winter, WintShld, Summer | Winter, WintShld, Summer | Winter, WintShld, Summer | Winter, WintShld, Summer | Winter, WintShld, Summer | Winter, WintShld, Summer | Winter, WintShld, Summer | Winter, WintShld, Summer
111(b) - 1000lbs/MWh CO2 - New CC with CCS | 51 | 7692 | Rate Constraint in lbs/MWh | FALSE | L | Annual | Standard CO2 | lb/MWh | 1000 | 1000 | 1000 | 1000 | 1000 | 1000 | 1000 | 1000
111(b) - 1000lbs/MWh CO2 - New CC with CCS | 51 | 7692 | Rate Constraint in lbs/MWh | FALSE | L | Annual | Emissions at Affected Plants CO2 | Thousand Tons | 0 | 0 | 0 | 143.8211 | 366.8784 | 365.6171 | 325.6738 | 194.6049
111(b) - 1000lbs/MWh CO2 - New CC with CCS | 51 | 7692 | Rate Constraint in lbs/MWh | FALSE | L | Annual | Allowances Purchased CO2 | Thousand Tons | 0 | 0 | 0 | 0 | 0 | 0 | 0 | 0
111(b) - 1000lbs/MWh CO2 - New CC with CCS | 51 | 7692 | Rate Constraint in lbs/MWh | FALSE | L | Annual | Allowances Sold CO2 | Thousand Tons | 0 | 0 | 0 | 0 | 0 | 0 | 0 | 0
111(b) - 1000lbs/MWh CO2 - New CC with CCS | 51 | 7692 | Rate Constraint in lbs/MWh | FALSE | L | Annual | Allowances Banked | Thousand Tons | 0 | 0 | 0 | 0 | 0 | 0 | 0 | 0
111(b) - 1000lbs/MWh CO2 - New CC with CCS | 51 | 7692 | Rate Constraint in lbs/MWh | FALSE | L | Annual | Allowances Withdrawn (1:1) | Thousand Tons | 0 | 0 | 0 | 0 | 0 | 0 | 0 | 0
111(b) - 1000lbs/MWh CO2 - New CC with CCS | 51 | 7692 | Rate Constraint in lbs/MWh | FALSE | L | Annual | Allowances Withdrawn (n:1) | Thousand Tons | 0 | 0 | 0 | 0 | 0 | 0 | 0 | 0
111(b) - 1000lbs/MWh CO2 - New CC with CCS | 51 | 7692 | Rate Constraint in lbs/MWh | FALSE | L | Annual | Net Emissions Allowance Position | Thousand Tons | 0 | 0 | 0 | 143.8211 | 366.8784 | 365.6171 | 325.6738 | 194.6049
111(b) - 1000lbs/MWh CO2 - New CC with CCS | 51 | 7692 | Rate Constraint in lbs/MWh | FALSE | L | Annual | Fuel Consumed | TBtu | 0 | 0 | 0 | 24.568 | 62.6714 | 62.4559 | 55.6327 | 33.2431
111(b) - 1000lbs/MWh CO2 - New CC with CCS | 51 | 7692 | Rate Constraint in lbs/MWh | FALSE | L | Annual | Rate | lb/MMBtu | 0 | 0 | 0 | 11.708 | 11.708 | 11.708 | 11.708 | 11.708
111(b) - 1000lbs/MWh CO2 - New CC with CCS | 51 | 7692 | Rate Constraint in lbs/MWh | FALSE | L | Annual | Generation | TWh | 0 | 0 | 0 | 3.4486 | 8.7972 | 8.767 | 7.8092 | 4.6663
111(b) - 1000lbs/MWh CO2 - New CC with CCS | 51 | 7692 | Rate Constraint in lbs/MWh | FALSE | L | Annual | Qualifying Generation | TWh | 0 | 0 | 0 | 3.4486 | 8.7972 | 8.767 | 7.8092 | 4.6663
111(b) - 1000lbs/MWh CO2 - New CC with CCS | 51 | 7692 | Rate Constraint in lbs/MWh | FALSE | L | Annual | Constraint Shadow Price | US2019$/Ton | 0 | 0 | 0 | 0 | 0 | 0 | 0 | 0
111(b) - 1400lbs/MWh CO2 - New UPC with 90% CCS | 52 | 7689 | Rate Constraint in lbs/MWh | FALSE | L | Annual | Seasons Included | Seasons | Winter, WintShld, Summer | Winter, WintShld, Summer | Winter, WintShld, Summer | Winter, WintShld, Summer | Winter, WintShld, Summer | Winter, WintShld, Summer | Winter, WintShld, Summer | Winter, WintShld, Summer
111(b) - 1400lbs/MWh CO2 - New UPC with 90% CCS | 52 | 7689 | Rate Constraint in lbs/MWh | FALSE | L | Annual | Standard CO2 | lb/MWh | 1400 | 1400 | 1400 | 1400 | 1400 | 1400 | 1400 | 1400
111(b) - 1400lbs/MWh CO2 - New UPC with 90% CCS | 52 | 7689 | Rate Constraint in lbs/MWh | FALSE | L | Annual | Emissions at Affected Plants CO2 | Thousand Tons | 0 | 0 | 0 | 0 | 0 | 0 | 0 | 0
111(b) - 1400lbs/MWh CO2 - New UPC with 90% CCS | 52 | 7689 | Rate Constraint in lbs/MWh | FALSE | L | Annual | Allowances Purchased CO2 | Thousand Tons | 0 | 0 | 0 | 0 | 0 | 0 | 0 | 0
111(b) - 1400lbs/MWh CO2 - New UPC with 90% CCS | 52 | 7689 | Rate Constraint in lbs/MWh | FALSE | L | Annual | Allowances Sold CO2 | Thousand Tons | 0 | 0 | 0 | 0 | 0 | 0 | 0 | 0
111(b) - 1400lbs/MWh CO2 - New UPC with 90% CCS | 52 | 7689 | Rate Constraint in lbs/MWh | FALSE | L | Annual | Allowances Banked | Thousand Tons | 0 | 0 | 0 | 0 | 0 | 0 | 0 | 0
111(b) - 1400lbs/MWh CO2 - New UPC with 90% CCS | 52 | 7689 | Rate Constraint in lbs/MWh | FALSE | L | Annual | Allowances Withdrawn (1:1) | Thousand Tons | 0 | 0 | 0 | 0 | 0 | 0 | 0 | 0
111(b) - 1400lbs/MWh CO2 - New UPC with 90% CCS | 52 | 7689 | Rate Constraint in lbs/MWh | FALSE | L | Annual | Allowances Withdrawn (n:1) | Thousand Tons | 0 | 0 | 0 | 0 | 0 | 0 | 0 | 0
111(b) - 1400lbs/MWh CO2 - New UPC with 90% CCS | 52 | 7689 | Rate Constraint in lbs/MWh | FALSE | L | Annual | Net Emissions Allowance Position | Thousand Tons | 0 | 0 | 0 | 0 | 0 | 0 | 0 | 0
111(b) - 1400lbs/MWh CO2 - New UPC with 90% CCS | 52 | 7689 | Rate Constraint in lbs/MWh | FALSE | L | Annual | Fuel Consumed | TBtu | 0 | 0 | 0 | 0 | 0 | 0 | 0 | 0
111(b) - 1400lbs/MWh CO2 - New UPC with 90% CCS | 52 | 7689 | Rate Constraint in lbs/MWh | FALSE | L | Annual | Rate | lb/MMBtu | 0 | 0 | 0 | 0 | 0 | 0 | 0 | 0
111(b) - 1400lbs/MWh CO2 - New UPC with 90% CCS | 52 | 7689 | Rate Constraint in lbs/MWh | FALSE | L | Annual | Generation | TWh | 0 | 0 | 0 | 0 | 0 | 0 | 0 | 0
111(b) - 1400lbs/MWh CO2 - New UPC with 90% CCS | 52 | 7689 | Rate Constraint in lbs/MWh | FALSE | L | Annual | Qualifying Generation | TWh | 0 | 0 | 0 | 0 | 0 | 0 | 0 | 0
111(b) - 1400lbs/MWh CO2 - New UPC with 90% CCS | 52 | 7689 | Rate Constraint in lbs/MWh | FALSE | L | Annual | Constraint Shadow Price | US2019$/Ton | 0 | 0 | 0 | 0 | 0 | 0 | 0 | 0
AES Somerset MER Rate Limit v3.1 | 53 | 7516 | Rate Constraint in lbs/MMBtu | FALSE | L | Annual | Seasons Included | Seasons | Winter, WintShld, Summer | Winter, WintShld, Summer | Winter, WintShld, Summer | Winter, WintShld, Summer | Winter, WintShld, Summer | Winter, WintShld, Summer | Winter, WintShld, Summer | Winter, WintShld, Summer
AES Somerset MER Rate Limit v3.1 | 53 | 7516 | Rate Constraint in lbs/MMBtu | FALSE | L | Annual | Standard MER | lb/MMBtu | 6e-07 | 6e-07 | 6e-07 | 6e-07 | 6e-07 | 6e-07 | 6e-07 | 6e-07
AES Somerset MER Rate Limit v3.1 | 53 | 7516 | Rate Constraint in lbs/MMBtu | FALSE | L | Annual | Emissions at Affected Plants MER | lbs | 0 | 0 | 0 | 0 | 0 | 0 | 0 | 0
AES Somerset MER Rate Limit v3.1 | 53 | 7516 | Rate Constraint in lbs/MMBtu | FALSE | L | Annual | Allowances Purchased MER | lbs | 0 | 0 | 0 | 0 | 0 | 0 | 0 | 0
AES Somerset MER Rate Limit v3.1 | 53 | 7516 | Rate Constraint in lbs/MMBtu | FALSE | L | Annual | Allowances Sold MER | lbs | 0 | 0 | 0 | 0 | 0 | 0 | 0 | 0
AES Somerset MER Rate Limit v3.1 | 53 | 7516 | Rate Constraint in lbs/MMBtu | FALSE | L | Annual | Allowances Banked | lbs | 0 | 0 | 0 | 0 | 0 | 0 | 0 | 0
AES Somerset MER Rate Limit v3.1 | 53 | 7516 | Rate Constraint in lbs/MMBtu | FALSE | L | Annual | Allowances Withdrawn (1:1) | lbs | 0 | 0 | 0 | 0 | 0 | 0 | 0 | 0
AES Somerset MER Rate Limit v3.1 | 53 | 7516 | Rate Constraint in lbs/MMBtu | FALSE | L | Annual | Allowances Withdrawn (n:1) | lbs | 0 | 0 | 0 | 0 | 0 | 0 | 0 | 0
AES Somerset MER Rate Limit v3.1 | 53 | 7516 | Rate Constraint in lbs/MMBtu | FALSE | L | Annual | Net Emissions Allowance Position | lbs | 0 | 0 | 0 | 0 | 0 | 0 | 0 | 0
AES Somerset MER Rate Limit v3.1 | 53 | 7516 | Rate Constraint in lbs/MMBtu | FALSE | L | Annual | Fuel Consumed | TBtu | 0 | 0 | 0 | 0 | 0 | 0 | 0 | 0
AES Somerset MER Rate Limit v3.1 | 53 | 7516 | Rate Constraint in lbs/MMBtu | FALSE | L | Annual | Rate | lb/MMBtu | 0 | 0 | 0 | 0 | 0 | 0 | 0 | 0
AES Somerset MER Rate Limit v3.1 | 53 | 7516 | Rate Constraint in lbs/MMBtu | FALSE | L | Annual | Generation | TWh | 0 | 0 | 0 | 0 | 0 | 0 | 0 | 0
AES Somerset MER Rate Limit v3.1 | 53 | 7516 | Rate Constraint in lbs/MMBtu | FALSE | L | Annual | Qualifying Generation | TWh | 0 | 0 | 0 | 0 | 0 | 0 | 0 | 0
AES Somerset MER Rate Limit v3.1 | 53 | 7516 | Rate Constraint in lbs/MMBtu | FALSE | L | Annual | Rate | lb/MWh | 0 | 0 | 0 | 0 | 0 | 0 | 0 | 0
AES Somerset MER Rate Limit v3.1 | 53 | 7516 | Rate Constraint in lbs/MMBtu | FALSE | L | Annual | Constraint Shadow Price | US2019$/Lb | 0 | 0 | 0 | 0 | 0 | 0 | 0 | 0
AZ Hg Rule - MER Removal Annual v3.1 | 54 | 7278 | MACT Fuel Choice Floor in lbs/MMBtu | FALSE | L | Annual | Seasons Included | Seasons | Winter, WintShld, Summer | Winter, WintShld, Summer | Winter, WintShld, Summer | Winter, WintShld, Summer | Winter, WintShld, Summer | Winter, WintShld, Summer | Winter, WintShld, Summer | Winter, WintShld, Summer
AZ Hg Rule - MER Removal Annual v3.1 | 54 | 7278 | MACT Fuel Choice Floor in lbs/MMBtu | FALSE | L | Annual | Emission Floor | lbs/MMBtu | 8.44e-07 | 8.44e-07 | 8.44e-07 | 8.44e-07 | 8.44e-07 | 8.44e-07 | 8.44e-07 | 8.44e-07
AZ Hg Rule - MER Removal Annual v3.1 | 54 | 7278 | MACT Fuel Choice Floor in lbs/MMBtu | FALSE | L | Annual | Emissions at Affected Plants MER | lbs | 170.5885 | 48.1173 | 19.634 | 24.5207 | 32.9049 | 46.9129 | 33.8488 | 33.333
AZ Hg Rule - MER Removal Annual v3.1 | 54 | 7278 | MACT Fuel Choice Floor in lbs/MMBtu | FALSE | L | Annual | Allowances Purchased MER | lbs | 0 | 0 | 0 | 0 | 0 | 0 | 0 | 0
AZ Hg Rule - MER Removal Annual v3.1 | 54 | 7278 | MACT Fuel Choice Floor in lbs/MMBtu | FALSE | L | Annual | Allowances Sold MER | lbs | 0 | 0 | 0 | 0 | 0 | 0 | 0 | 0
AZ Hg Rule - MER Removal Annual v3.1 | 54 | 7278 | MACT Fuel Choice Floor in lbs/MMBtu | FALSE | L | Annual | Allowances Banked | lbs | 0 | 0 | 0 | 0 | 0 | 0 | 0 | 0
AZ Hg Rule - MER Removal Annual v3.1 | 54 | 7278 | MACT Fuel Choice Floor in lbs/MMBtu | FALSE | L | Annual | Allowances Withdrawn (1:1) | lbs | 0 | 0 | 0 | 0 | 0 | 0 | 0 | 0
AZ Hg Rule - MER Removal Annual v3.1 | 54 | 7278 | MACT Fuel Choice Floor in lbs/MMBtu | FALSE | L | Annual | Allowances Withdrawn (n:1) | lbs | 0 | 0 | 0 | 0 | 0 | 0 | 0 | 0
AZ Hg Rule - MER Removal Annual v3.1 | 54 | 7278 | MACT Fuel Choice Floor in lbs/MMBtu | FALSE | L | Annual | Net Emissions Allowance Position | lbs | 170.5885 | 48.1173 | 19.634 | 24.5207 | 32.9049 | 46.9129 | 33.8488 | 33.333
AZ Hg Rule - MER Removal Annual v3.1 | 54 | 7278 | MACT Fuel Choice Floor in lbs/MMBtu | FALSE | L | Annual | Fuel Consumed | TBtu | 215.0851 | 56.8319 | 23.3147 | 28.967 | 38.6649 | 55.1901 | 40.0793 | 39.1601
AZ Hg Rule - MER Removal Annual v3.1 | 54 | 7278 | MACT Fuel Choice Floor in lbs/MMBtu | FALSE | L | Annual | Rate | lb/MMBtu | 7.9312e-07 | 8.4666e-07 | 8.4213e-07 | 8.465e-07 | 8.5103e-07 | 8.5002e-07 | 8.4455e-07 | 8.512e-07
AZ Hg Rule - MER Removal Annual v3.1 | 54 | 7278 | MACT Fuel Choice Floor in lbs/MMBtu | FALSE | L | Annual | Generation | TWh | 20.4337 | 5.5185 | 2.2588 | 2.8094 | 3.7661 | 5.3741 | 3.8963 | 3.8145
AZ Hg Rule - MER Removal Annual v3.1 | 54 | 7278 | MACT Fuel Choice Floor in lbs/MMBtu | FALSE | L | Annual | Qualifying Generation | TWh | 20.4337 | 5.5185 | 2.2588 | 2.8094 | 3.7661 | 5.3741 | 3.8963 | 3.8145
AZ Hg Rule - MER Removal Annual v3.1 | 54 | 7278 | MACT Fuel Choice Floor in lbs/MMBtu | FALSE | L | Annual | Constraint Shadow Price | US2019$/Lb | 0 | 0 | 0 | 0 | 0 | 0 | 0 | 0
BART NOX Annual- Antelope Valley 1- v5.16 | 55 | 7196 | Rate Constraint in lbs/MMBtu | FALSE | L | Annual | Seasons Included | Seasons | Winter, WintShld, Summer | Winter, WintShld, Summer | Winter, WintShld, Summer | Winter, WintShld, Summer | Winter, WintShld, Summer | Winter, WintShld, Summer | Winter, WintShld, Summer | Winter, WintShld, Summer
BART NOX Annual- Antelope Valley 1- v5.16 | 55 | 7196 | Rate Constraint in lbs/MMBtu | FALSE | L | Annual | Standard NOX | lb/MMBtu | 0.17 | 0.17 | 0.17 | 0.17 | 0.17 | 0.17 | 0.17 | 0.17
BART NOX Annual- Antelope Valley 1- v5.16 | 55 | 7196 | Rate Constraint in lbs/MMBtu | FALSE | L | Annual | Emissions at Affected Plants NOX | Thousand Tons | 1.9633 | 1.8923 | 1.0133 | 1.5441 | 1.688 | 1.8577 | 1.7148 | 1.3283
BART NOX Annual- Antelope Valley 1- v5.16 | 55 | 7196 | Rate Constraint in lbs/MMBtu | FALSE | L | Annual | Allowances Purchased NOX | Thousand Tons | 0 | 0 | 0 | 0 | 0 | 0 | 0 | 0
BART NOX Annual- Antelope Valley 1- v5.16 | 55 | 7196 | Rate Constraint in lbs/MMBtu | FALSE | L | Annual | Allowances Sold NOX | Thousand Tons | 0 | 0 | 0 | 0 | 0 | 0 | 0 | 0
BART NOX Annual- Antelope Valley 1- v5.16 | 55 | 7196 | Rate Constraint in lbs/MMBtu | FALSE | L | Annual | Allowances Banked | Thousand Tons | 0 | 0 | 0 | 0 | 0 | 0 | 0 | 0
BART NOX Annual- Antelope Valley 1- v5.16 | 55 | 7196 | Rate Constraint in lbs/MMBtu | FALSE | L | Annual | Allowances Withdrawn (1:1) | Thousand Tons | 0 | 0 | 0 | 0 | 0 | 0 | 0 | 0
BART NOX Annual- Antelope Valley 1- v5.16 | 55 | 7196 | Rate Constraint in lbs/MMBtu | FALSE | L | Annual | Allowances Withdrawn (n:1) | Thousand Tons | 0 | 0 | 0 | 0 | 0 | 0 | 0 | 0
BART NOX Annual- Antelope Valley 1- v5.16 | 55 | 7196 | Rate Constraint in lbs/MMBtu | FALSE | L | Annual | Net Emissions Allowance Position | Thousand Tons | 1.9633 | 1.8923 | 1.0133 | 1.5441 | 1.688 | 1.8577 | 1.7148 | 1.3283
BART NOX Annual- Antelope Valley 1- v5.16 | 55 | 7196 | Rate Constraint in lbs/MMBtu | FALSE | L | Annual | Fuel Consumed | TBtu | 37.0708 | 35.7311 | 19.1337 | 29.1555 | 31.8727 | 35.0773 | 32.3799 | 25.0812
BART NOX Annual- Antelope Valley 1- v5.16 | 55 | 7196 | Rate Constraint in lbs/MMBtu | FALSE | L | Annual | Rate | lb/MMBtu | 0.10592 | 0.10592 | 0.10592 | 0.10592 | 0.10592 | 0.10592 | 0.10592 | 0.10592
BART NOX Annual- Antelope Valley 1- v5.16 | 55 | 7196 | Rate Constraint in lbs/MMBtu | FALSE | L | Annual | Generation | TWh | 3.2742 | 3.1559 | 1.69 | 2.5751 | 2.8151 | 3.0982 | 2.8599 | 2.2153
BART NOX Annual- Antelope Valley 1- v5.16 | 55 | 7196 | Rate Constraint in lbs/MMBtu | FALSE | L | Annual | Qualifying Generation | TWh | 3.2742 | 3.1559 | 1.69 | 2.5751 | 2.8151 | 3.0982 | 2.8599 | 2.2153
BART NOX Annual- Antelope Valley 1- v5.16 | 55 | 7196 | Rate Constraint in lbs/MMBtu | FALSE | L | Annual | Rate | lb/MWh | 1.1992 | 1.1992 | 1.1992 | 1.1992 | 1.1992 | 1.1992 | 1.1992 | 1.1992
BART NOX Annual- Antelope Valley 1- v5.16 | 55 | 7196 | Rate Constraint in lbs/MMBtu | FALSE | L | Annual | Constraint Shadow Price | US2019$/Ton | 0 | 0 | 0 | 0 | 0 | 0 | 0 | 0
BART NOX Annual- Antelope Valley 2- v5.16 | 56 | 7197 | Rate Constraint in lbs/MMBtu | FALSE | L | Annual | Seasons Included | Seasons | Winter, WintShld, Summer | Winter, WintShld, Summer | Winter, WintShld, Summer | Winter, WintShld, Summer | Winter, WintShld, Summer | Winter, WintShld, Summer | Winter, WintShld, Summer | Winter, WintShld, Summer
BART NOX Annual- Antelope Valley 2- v5.16 | 56 | 7197 | Rate Constraint in lbs/MMBtu | FALSE | L | Annual | Standard NOX | lb/MMBtu | 0.17 | 0.17 | 0.17 | 0.17 | 0.17 | 0.17 | 0.17 | 0.17
BART NOX Annual- Antelope Valley 2- v5.16 | 56 | 7197 | Rate Constraint in lbs/MMBtu | FALSE | L | Annual | Emissions at Affected Plants NOX | Thousand Tons | 1.9352 | 1.9352 | 0.99881 | 1.6903 | 1.6903 | 1.9352 | 1.86 | 1.3093
BART NOX Annual- Antelope Valley 2- v5.16 | 56 | 7197 | Rate Constraint in lbs/MMBtu | FALSE | L | Annual | Allowances Purchased NOX | Thousand Tons | 0 | 0 | 0 | 0 | 0 | 0 | 0 | 0
BART NOX Annual- Antelope Valley 2- v5.16 | 56 | 7197 | Rate Constraint in lbs/MMBtu | FALSE | L | Annual | Allowances Sold NOX | Thousand Tons | 0 | 0 | 0 | 0 | 0 | 0 | 0 | 0
BART NOX Annual- Antelope Valley 2- v5.16 | 56 | 7197 | Rate Constraint in lbs/MMBtu | FALSE | L | Annual | Allowances Banked | Thousand Tons | 0 | 0 | 0 | 0 | 0 | 0 | 0 | 0
BART NOX Annual- Antelope Valley 2- v5.16 | 56 | 7197 | Rate Constraint in lbs/MMBtu | FALSE | L | Annual | Allowances Withdrawn (1:1) | Thousand Tons | 0 | 0 | 0 | 0 | 0 | 0 | 0 | 0
BART NOX Annual- Antelope Valley 2- v5.16 | 56 | 7197 | Rate Constraint in lbs/MMBtu | FALSE | L | Annual | Allowances Withdrawn (n:1) | Thousand Tons | 0 | 0 | 0 | 0 | 0 | 0 | 0 | 0
BART NOX Annual- Antelope Valley 2- v5.16 | 56 | 7197 | Rate Constraint in lbs/MMBtu | FALSE | L | Annual | Net Emissions Allowance Position | Thousand Tons | 1.9352 | 1.9352 | 0.99881 | 1.6903 | 1.6903 | 1.9352 | 1.86 | 1.3093
BART NOX Annual- Antelope Valley 2- v5.16 | 56 | 7197 | Rate Constraint in lbs/MMBtu | FALSE | L | Annual | Fuel Consumed | TBtu | 36.8776 | 36.8776 | 19.034 | 32.2112 | 32.2112 | 36.8776 | 35.4461 | 24.9505
BART NOX Annual- Antelope Valley 2- v5.16 | 56 | 7197 | Rate Constraint in lbs/MMBtu | FALSE | L | Annual | Rate | lb/MMBtu | 0.10495 | 0.10495 | 0.10495 | 0.10495 | 0.10495 | 0.10495 | 0.10495 | 0.10495
BART NOX Annual- Antelope Valley 2- v5.16 | 56 | 7197 | Rate Constraint in lbs/MMBtu | FALSE | L | Annual | Generation | TWh | 3.2742 | 3.2742 | 1.69 | 2.8599 | 2.8599 | 3.2742 | 3.1471 | 2.2153
BART NOX Annual- Antelope Valley 2- v5.16 | 56 | 7197 | Rate Constraint in lbs/MMBtu | FALSE | L | Annual | Qualifying Generation | TWh | 3.2742 | 3.2742 | 1.69 | 2.8599 | 2.8599 | 3.2742 | 3.1471 | 2.2153
BART NOX Annual- Antelope Valley 2- v5.16 | 56 | 7197 | Rate Constraint in lbs/MMBtu | FALSE | L | Annual | Rate | lb/MWh | 1.1821 | 1.1821 | 1.1821 | 1.1821 | 1.1821 | 1.1821 | 1.1821 | 1.1821
BART NOX Annual- Antelope Valley 2- v5.16 | 56 | 7197 | Rate Constraint in lbs/MMBtu | FALSE | L | Annual | Constraint Shadow Price | US2019$/Ton | 0 | 0 | 0 | 0 | 0 | 0 | 0 | 0
BART NOX Annual- Arthur Kill- v5.16 | 57 | 7182 | Rate Constraint in lbs/MMBtu | FALSE | L | Annual | Seasons Included | Seasons | Winter, WintShld, Summer | Winter, WintShld, Summer | Winter, WintShld, Summer | Winter, WintShld, Summer | Winter, WintShld, Summer | Winter, WintShld, Summer | Winter, WintShld, Summer | Winter, WintShld, Summer
BART NOX Annual- Arthur Kill- v5.16 | 57 | 7182 | Rate Constraint in lbs/MMBtu | FALSE | L | Annual | Standard NOX | lb/MMBtu | 0.15 | 0.15 | 0.15 | 0.15 | 0.15 | 0.15 | 0.15 | 0.15
BART NOX Annual- Arthur Kill- v5.16 | 57 | 7182 | Rate Constraint in lbs/MMBtu | FALSE | L | Annual | Emissions at Affected Plants NOX | Thousand Tons | 0.12612 | 0.12612 | 0.12612 | 0 | 0 | 0 | 0 | 0
BART NOX Annual- Arthur Kill- v5.16 | 57 | 7182 | Rate Constraint in lbs/MMBtu | FALSE | L | Annual | Allowances Purchased NOX | Thousand Tons | 0 | 0 | 0 | 0 | 0 | 0 | 0 | 0
BART NOX Annual- Arthur Kill- v5.16 | 57 | 7182 | Rate Constraint in lbs/MMBtu | FALSE | L | Annual | Allowances Sold NOX | Thousand Tons | 0 | 0 | 0 | 0 | 0 | 0 | 0 | 0
BART NOX Annual- Arthur Kill- v5.16 | 57 | 7182 | Rate Constraint in lbs/MMBtu | FALSE | L | Annual | Allowances Banked | Thousand Tons | 0 | 0 | 0 | 0 | 0 | 0 | 0 | 0
BART NOX Annual- Arthur Kill- v5.16 | 57 | 7182 | Rate Constraint in lbs/MMBtu | FALSE | L | Annual | Allowances Withdrawn (1:1) | Thousand Tons | 0 | 0 | 0 | 0 | 0 | 0 | 0 | 0
BART NOX Annual- Arthur Kill- v5.16 | 57 | 7182 | Rate Constraint in lbs/MMBtu | FALSE | L | Annual | Allowances Withdrawn (n:1) | Thousand Tons | 0 | 0 | 0 | 0 | 0 | 0 | 0 | 0
BART NOX Annual- Arthur Kill- v5.16 | 57 | 7182 | Rate Constraint in lbs/MMBtu | FALSE | L | Annual | Net Emissions Allowance Position | Thousand Tons | 0.12612 | 0.12612 | 0.12612 | 0 | 0 | 0 | 0 | 0
BART NOX Annual- Arthur Kill- v5.16 | 57 | 7182 | Rate Constraint in lbs/MMBtu | FALSE | L | Annual | Fuel Consumed | TBtu | 3.6936 | 3.6936 | 3.6936 | 0 | 0 | 0 | 0 | 0
BART NOX Annual- Arthur Kill- v5.16 | 57 | 7182 | Rate Constraint in lbs/MMBtu | FALSE | L | Annual | Rate | lb/MMBtu | 0.06829 | 0.06829 | 0.06829 | 0 | 0 | 0 | 0 | 0
BART NOX Annual- Arthur Kill- v5.16 | 57 | 7182 | Rate Constraint in lbs/MMBtu | FALSE | L | Annual | Generation | TWh | 0.32899 | 0.32899 | 0.32899 | 0 | 0 | 0 | 0 | 0
BART NOX Annual- Arthur Kill- v5.16 | 57 | 7182 | Rate Constraint in lbs/MMBtu | FALSE | L | Annual | Qualifying Generation | TWh | 0.32899 | 0.32899 | 0.32899 | 0 | 0 | 0 | 0 | 0
BART NOX Annual- Arthur Kill- v5.16 | 57 | 7182 | Rate Constraint in lbs/MMBtu | FALSE | L | Annual | Rate | lb/MWh | 0.76669 | 0.76669 | 0.76669 | 0 | 0 | 0 | 0 | 0
BART NOX Annual- Arthur Kill- v5.16 | 57 | 7182 | Rate Constraint in lbs/MMBtu | FALSE | L | Annual | Constraint Shadow Price | US2019$/Ton | 0 | 0 | 0 | 0 | 0 | 0 | 0 | 0
BART NOX Annual- Big Stone 1- v5.16 | 58 | 7161 | Rate Constraint in lbs/MMBtu | FALSE | L | Annual | Seasons Included | Seasons | Winter, WintShld, Summer | Winter, WintShld, Summer | Winter, WintShld, Summer | Winter, WintShld, Summer | Winter, WintShld, Summer | Winter, WintShld, Summer | Winter, WintShld, Summer | Winter, WintShld, Summer
BART NOX Annual- Big Stone 1- v5.16 | 58 | 7161 | Rate Constraint in lbs/MMBtu | FALSE | L | Annual | Standard NOX | lb/MMBtu | 0.1 | 0.1 | 0.1 | 0.1 | 0.1 | 0.1 | 0.1 | 0.1
BART NOX Annual- Big Stone 1- v5.16 | 58 | 7161 | Rate Constraint in lbs/MMBtu | FALSE | L | Annual | Emissions at Affected Plants NOX | Thousand Tons | 1.2341 | 1.1778 | 1.0565 | 1.1534 | 1.2292 | 1.2212 | 1.0355 | 0
BART NOX Annual- Big Stone 1- v5.16 | 58 | 7161 | Rate Constraint in lbs/MMBtu | FALSE | L | Annual | Allowances Purchased NOX | Thousand Tons | 0 | 0 | 0 | 0 | 0 | 0 | 0 | 0
BART NOX Annual- Big Stone 1- v5.16 | 58 | 7161 | Rate Constraint in lbs/MMBtu | FALSE | L | Annual | Allowances Sold NOX | Thousand Tons | 0 | 0 | 0 | 0 | 0 | 0 | 0 | 0
BART NOX Annual- Big Stone 1- v5.16 | 58 | 7161 | Rate Constraint in lbs/MMBtu | FALSE | L | Annual | Allowances Banked | Thousand Tons | 0 | 0 | 0 | 0 | 0 | 0 | 0 | 0
BART NOX Annual- Big Stone 1- v5.16 | 58 | 7161 | Rate Constraint in lbs/MMBtu | FALSE | L | Annual | Allowances Withdrawn (1:1) | Thousand Tons | 0 | 0 | 0 | 0 | 0 | 0 | 0 | 0
BART NOX Annual- Big Stone 1- v5.16 | 58 | 7161 | Rate Constraint in lbs/MMBtu | FALSE | L | Annual | Allowances Withdrawn (n:1) | Thousand Tons | 0 | 0 | 0 | 0 | 0 | 0 | 0 | 0
BART NOX Annual- Big Stone 1- v5.16 | 58 | 7161 | Rate Constraint in lbs/MMBtu | FALSE | L | Annual | Net Emissions Allowance Position | Thousand Tons | 1.2341 | 1.1778 | 1.0565 | 1.1534 | 1.2292 | 1.2212 | 1.0355 | 0
BART NOX Annual- Big Stone 1- v5.16 | 58 | 7161 | Rate Constraint in lbs/MMBtu | FALSE | L | Annual | Fuel Consumed | TBtu | 32.6176 | 31.131 | 27.9246 | 30.4849 | 32.4876 | 32.2765 | 27.3685 | 0
BART NOX Annual- Big Stone 1- v5.16 | 58 | 7161 | Rate Constraint in lbs/MMBtu | FALSE | L | Annual | Rate | lb/MMBtu | 0.07567 | 0.07567 | 0.07567 | 0.07567 | 0.07567 | 0.07567 | 0.07567 | 0
BART NOX Annual- Big Stone 1- v5.16 | 58 | 7161 | Rate Constraint in lbs/MMBtu | FALSE | L | Annual | Generation | TWh | 3.2857 | 3.1359 | 2.8129 | 3.0708 | 3.2726 | 3.2513 | 2.7569 | 0
BART NOX Annual- Big Stone 1- v5.16 | 58 | 7161 | Rate Constraint in lbs/MMBtu | FALSE | L | Annual | Qualifying Generation | TWh | 3.1884 | 3.0431 | 2.7297 | 2.9799 | 3.1757 | 3.1551 | 2.6753 | 0
BART NOX Annual- Big Stone 1- v5.16 | 58 | 7161 | Rate Constraint in lbs/MMBtu | FALSE | L | Annual | Rate | lb/MWh | 0.7741 | 0.7741 | 0.7741 | 0.7741 | 0.7741 | 0.7741 | 0.7741 | 0
BART NOX Annual- Big Stone 1- v5.16 | 58 | 7161 | Rate Constraint in lbs/MMBtu | FALSE | L | Annual | Constraint Shadow Price | US2019$/Ton | 0 | 0 | 0 | 0 | 0 | 0 | 0 | 0
BART NOX Annual- Bowline Point 1- v6.17 | 59 | 7193 | Rate Constraint in lbs/MMBtu | FALSE | L | Annual | Seasons Included | Seasons | Winter, WintShld, Summer | Winter, WintShld, Summer | Winter, WintShld, Summer | Winter, WintShld, Summer | Winter, WintShld, Summer | Winter, WintShld, Summer | Winter, WintShld, Summer | Winter, WintShld, Summer
BART NOX Annual- Bowline Point 1- v6.17 | 59 | 7193 | Rate Constraint in lbs/MMBtu | FALSE | L | Annual | Standard NOX | lb/MMBtu | 0.15 | 0.15 | 0.15 | 0.15 | 0.15 | 0.15 | 0.15 | 0.15
BART NOX Annual- Bowline Point 1- v6.17 | 59 | 7193 | Rate Constraint in lbs/MMBtu | FALSE | L | Annual | Emissions at Affected Plants NOX | Thousand Tons | 0 | 0 | 0 | 0 | 0 | 0 | 0 | 0
BART NOX Annual- Bowline Point 1- v6.17 | 59 | 7193 | Rate Constraint in lbs/MMBtu | FALSE | L | Annual | Allowances Purchased NOX | Thousand Tons | 0 | 0 | 0 | 0 | 0 | 0 | 0 | 0
BART NOX Annual- Bowline Point 1- v6.17 | 59 | 7193 | Rate Constraint in lbs/MMBtu | FALSE | L | Annual | Allowances Sold NOX | Thousand Tons | 0 | 0 | 0 | 0 | 0 | 0 | 0 | 0
BART NOX Annual- Bowline Point 1- v6.17 | 59 | 7193 | Rate Constraint in lbs/MMBtu | FALSE | L | Annual | Allowances Banked | Thousand Tons | 0 | 0 | 0 | 0 | 0 | 0 | 0 | 0
BART NOX Annual- Bowline Point 1- v6.17 | 59 | 7193 | Rate Constraint in lbs/MMBtu | FALSE | L | Annual | Allowances Withdrawn (1:1) | Thousand Tons | 0 | 0 | 0 | 0 | 0 | 0 | 0 | 0
BART NOX Annual- Bowline Point 1- v6.17 | 59 | 7193 | Rate Constraint in lbs/MMBtu | FALSE | L | Annual | Allowances Withdrawn (n:1) | Thousand Tons | 0 | 0 | 0 | 0 | 0 | 0 | 0 | 0
BART NOX Annual- Bowline Point 1- v6.17 | 59 | 7193 | Rate Constraint in lbs/MMBtu | FALSE | L | Annual | Net Emissions Allowance Position | Thousand Tons | 0 | 0 | 0 | 0 | 0 | 0 | 0 | 0
BART NOX Annual- Bowline Point 1- v6.17 | 59 | 7193 | Rate Constraint in lbs/MMBtu | FALSE | L | Annual | Fuel Consumed | TBtu | 0 | 0 | 0 | 0 | 0 | 0 | 0 | 0
BART NOX Annual- Bowline Point 1- v6.17 | 59 | 7193 | Rate Constraint in lbs/MMBtu | FALSE | L | Annual | Rate | lb/MMBtu | 0 | 0 | 0 | 0 | 0 | 0 | 0 | 0
BART NOX Annual- Bowline Point 1- v6.17 | 59 | 7193 | Rate Constraint in lbs/MMBtu | FALSE | L | Annual | Generation | TWh | 0 | 0 | 0 | 0 | 0 | 0 | 0 | 0
BART NOX Annual- Bowline Point 1- v6.17 | 59 | 7193 | Rate Constraint in lbs/MMBtu | FALSE | L | Annual | Qualifying Generation | TWh | 0 | 0 | 0 | 0 | 0 | 0 | 0 | 0
BART NOX Annual- Bowline Point 1- v6.17 | 59 | 7193 | Rate Constraint in lbs/MMBtu | FALSE | L | Annual | Rate | lb/MWh | 0 | 0 | 0 | 0 | 0 | 0 | 0 | 0
BART NOX Annual- Bowline Point 1- v6.17 | 59 | 7193 | Rate Constraint in lbs/MMBtu | FALSE | L | Annual | Constraint Shadow Price | US2019$/Ton | 0 | 0 | 0 | 0 | 0 | 0 | 0 | 0
BART NOX Annual- Bowline Point 2- v6.17 | 60 | 7194 | Rate Constraint in lbs/MMBtu | FALSE | L | Annual | Seasons Included | Seasons | Winter, WintShld, Summer | Winter, WintShld, Summer | Winter, WintShld, Summer | Winter, WintShld, Summer | Winter, WintShld, Summer | Winter, WintShld, Summer | Winter, WintShld, Summer | Winter, WintShld, Summer
BART NOX Annual- Bowline Point 2- v6.17 | 60 | 7194 | Rate Constraint in lbs/MMBtu | FALSE | L | Annual | Standard NOX | lb/MMBtu | 0.15 | 0.15 | 0.15 | 0.15 | 0.15 | 0.15 | 0.15 | 0.15
BART NOX Annual- Bowline Point 2- v6.17 | 60 | 7194 | Rate Constraint in lbs/MMBtu | FALSE | L | Annual | Emissions at Affected Plants NOX | Thousand Tons | 0 | 0 | 0 | 0 | 0 | 0 | 0 | 0
BART NOX Annual- Bowline Point 2- v6.17 | 60 | 7194 | Rate Constraint in lbs/MMBtu | FALSE | L | Annual | Allowances Purchased NOX | Thousand Tons | 0 | 0 | 0 | 0 | 0 | 0 | 0 | 0
BART NOX Annual- Bowline Point 2- v6.17 | 60 | 7194 | Rate Constraint in lbs/MMBtu | FALSE | L | Annual | Allowances Sold NOX | Thousand Tons | 0 | 0 | 0 | 0 | 0 | 0 | 0 | 0
BART NOX Annual- Bowline Point 2- v6.17 | 60 | 7194 | Rate Constraint in lbs/MMBtu | FALSE | L | Annual | Allowances Banked | Thousand Tons | 0 | 0 | 0 | 0 | 0 | 0 | 0 | 0
BART NOX Annual- Bowline Point 2- v6.17 | 60 | 7194 | Rate Constraint in lbs/MMBtu | FALSE | L | Annual | Allowances Withdrawn (1:1) | Thousand Tons | 0 | 0 | 0 | 0 | 0 | 0 | 0 | 0
BART NOX Annual- Bowline Point 2- v6.17 | 60 | 7194 | Rate Constraint in lbs/MMBtu | FALSE | L | Annual | Allowances Withdrawn (n:1) | Thousand Tons | 0 | 0 | 0 | 0 | 0 | 0 | 0 | 0
BART NOX Annual- Bowline Point 2- v6.17 | 60 | 7194 | Rate Constraint in lbs/MMBtu | FALSE | L | Annual | Net Emissions Allowance Position | Thousand Tons | 0 | 0 | 0 | 0 | 0 | 0 | 0 | 0
BART NOX Annual- Bowline Point 2- v6.17 | 60 | 7194 | Rate Constraint in lbs/MMBtu | FALSE | L | Annual | Fuel Consumed | TBtu | 0 | 0 | 0 | 0 | 0 | 0 | 0 | 0
BART NOX Annual- Bowline Point 2- v6.17 | 60 | 7194 | Rate Constraint in lbs/MMBtu | FALSE | L | Annual | Rate | lb/MMBtu | 0 | 0 | 0 | 0 | 0 | 0 | 0 | 0
BART NOX Annual- Bowline Point 2- v6.17 | 60 | 7194 | Rate Constraint in lbs/MMBtu | FALSE | L | Annual | Generation | TWh | 0 | 0 | 0 | 0 | 0 | 0 | 0 | 0
BART NOX Annual- Bowline Point 2- v6.17 | 60 | 7194 | Rate Constraint in lbs/MMBtu | FALSE | L | Annual | Qualifying Generation | TWh | 0 | 0 | 0 | 0 | 0 | 0 | 0 | 0
BART NOX Annual- Bowline Point 2- v6.17 | 60 | 7194 | Rate Constraint in lbs/MMBtu | FALSE | L | Annual | Rate | lb/MWh | 0 | 0 | 0 | 0 | 0 | 0 | 0 | 0
BART NOX Annual- Bowline Point 2- v6.17 | 60 | 7194 | Rate Constraint in lbs/MMBtu | FALSE | L | Annual | Constraint Shadow Price | US2019$/Ton | 0 | 0 | 0 | 0 | 0 | 0 | 0 | 0
BART NOX Annual- E F Barrett- v5.16 | 62 | 7186 | Rate Constraint in lbs/MMBtu | FALSE | L | Annual | Seasons Included | Seasons | Winter, WintShld, Summer | Winter, WintShld, Summer | Winter, WintShld, Summer | Winter, WintShld, Summer | Winter, WintShld, Summer | Winter, WintShld, Summer | Winter, WintShld, Summer | Winter, WintShld, Summer
BART NOX Annual- E F Barrett- v5.16 | 62 | 7186 | Rate Constraint in lbs/MMBtu | FALSE | L | Annual | Standard NOX | lb/MMBtu | 0.1 | 0.1 | 0.1 | 0.1 | 0.1 | 0.1 | 0.1 | 0.1
BART NOX Annual- E F Barrett- v5.16 | 62 | 7186 | Rate Constraint in lbs/MMBtu | FALSE | L | Annual | Emissions at Affected Plants NOX | Thousand Tons | 0.11286 | 0 | 0 | 0 | 0 | 0 | 0 | 0
BART NOX Annual- E F Barrett- v5.16 | 62 | 7186 | Rate Constraint in lbs/MMBtu | FALSE | L | Annual | Allowances Purchased NOX | Thousand Tons | 0 | 0 | 0 | 0 | 0 | 0 | 0 | 0
BART NOX Annual- E F Barrett- v5.16 | 62 | 7186 | Rate Constraint in lbs/MMBtu | FALSE | L | Annual | Allowances Sold NOX | Thousand Tons | 0 | 0 | 0 | 0 | 0 | 0 | 0 | 0
BART NOX Annual- E F Barrett- v5.16 | 62 | 7186 | Rate Constraint in lbs/MMBtu | FALSE | L | Annual | Allowances Banked | Thousand Tons | 0 | 0 | 0 | 0 | 0 | 0 | 0 | 0
BART NOX Annual- E F Barrett- v5.16 | 62 | 7186 | Rate Constraint in lbs/MMBtu | FALSE | L | Annual | Allowances Withdrawn (1:1) | Thousand Tons | 0 | 0 | 0 | 0 | 0 | 0 | 0 | 0
BART NOX Annual- E F Barrett- v5.16 | 62 | 7186 | Rate Constraint in lbs/MMBtu | FALSE | L | Annual | Allowances Withdrawn (n:1) | Thousand Tons | 0 | 0 | 0 | 0 | 0 | 0 | 0 | 0
BART NOX Annual- E F Barrett- v5.16 | 62 | 7186 | Rate Constraint in lbs/MMBtu | FALSE | L | Annual | Net Emissions Allowance Position | Thousand Tons | 0.11286 | 0 | 0 | 0 | 0 | 0 | 0 | 0
BART NOX Annual- E F Barrett- v5.16 | 62 | 7186 | Rate Constraint in lbs/MMBtu | FALSE | L | Annual | Fuel Consumed | TBtu | 4.4564 | 0 | 0 | 0 | 0 | 0 | 0 | 0
BART NOX Annual- E F Barrett- v5.16 | 62 | 7186 | Rate Constraint in lbs/MMBtu | FALSE | L | Annual | Rate | lb/MMBtu | 0.05065 | 0 | 0 | 0 | 0 | 0 | 0 | 0
BART NOX Annual- E F Barrett- v5.16 | 62 | 7186 | Rate Constraint in lbs/MMBtu | FALSE | L | Annual | Generation | TWh | 0.40359 | 0 | 0 | 0 | 0 | 0 | 0 | 0
BART NOX Annual- E F Barrett- v5.16 | 62 | 7186 | Rate Constraint in lbs/MMBtu | FALSE | L | Annual | Qualifying Generation | TWh | 0.40359 | 0 | 0 | 0 | 0 | 0 | 0 | 0
BART NOX Annual- E F Barrett- v5.16 | 62 | 7186 | Rate Constraint in lbs/MMBtu | FALSE | L | Annual | Rate | lb/MWh | 0.55928 | 0 | 0 | 0 | 0 | 0 | 0 | 0
BART NOX Annual- E F Barrett- v5.16 | 62 | 7186 | Rate Constraint in lbs/MMBtu | FALSE | L | Annual | Constraint Shadow Price | US2019$/Ton | 0 | 0 | 0 | 0 | 0 | 0 | 0 | 0
BART NOX Annual- Hunter 1- v5.16 | 63 | 7175 | Rate Constraint in lbs/MMBtu | FALSE | L | Annual | Seasons Included | Seasons | Winter, WintShld, Summer | Winter, WintShld, Summer | Winter, WintShld, Summer | Winter, WintShld, Summer | Winter, WintShld, Summer | Winter, WintShld, Summer | Winter, WintShld, Summer | Winter, WintShld, Summer
BART NOX Annual- Hunter 1- v5.16 | 63 | 7175 | Rate Constraint in lbs/MMBtu | FALSE | L | Annual | Standard NOX | lb/MMBtu | 0.26 | 0.26 | 0.26 | 0.26 | 0.26 | 0.26 | 0.26 | 0.26
BART NOX Annual- Hunter 1- v5.16 | 63 | 7175 | Rate Constraint in lbs/MMBtu | FALSE | L | Annual | Emissions at Affected Plants NOX | Thousand Tons | 3.4529 | 3.4529 | 3.2845 | 0.83899 | 0.83899 | 0.83899 | 0 | 0
BART NOX Annual- Hunter 1- v5.16 | 63 | 7175 | Rate Constraint in lbs/MMBtu | FALSE | L | Annual | Allowances Purchased NOX | Thousand Tons | 0 | 0 | 0 | 0 | 0 | 0 | 0 | 0
BART NOX Annual- Hunter 1- v5.16 | 63 | 7175 | Rate Constraint in lbs/MMBtu | FALSE | L | Annual | Allowances Sold NOX | Thousand Tons | 0 | 0 | 0 | 0 | 0 | 0 | 0 | 0
BART NOX Annual- Hunter 1- v5.16 | 63 | 7175 | Rate Constraint in lbs/MMBtu | FALSE | L | Annual | Allowances Banked | Thousand Tons | 0 | 0 | 0 | 0 | 0 | 0 | 0 | 0
BART NOX Annual- Hunter 1- v5.16 | 63 | 7175 | Rate Constraint in lbs/MMBtu | FALSE | L | Annual | Allowances Withdrawn (1:1) | Thousand Tons | 0 | 0 | 0 | 0 | 0 | 0 | 0 | 0
BART NOX Annual- Hunter 1- v5.16 | 63 | 7175 | Rate Constraint in lbs/MMBtu | FALSE | L | Annual | Allowances Withdrawn (n:1) | Thousand Tons | 0 | 0 | 0 | 0 | 0 | 0 | 0 | 0
BART NOX Annual- Hunter 1- v5.16 | 63 | 7175 | Rate Constraint in lbs/MMBtu | FALSE | L | Annual | Net Emissions Allowance Position | Thousand Tons | 3.4529 | 3.4529 | 3.2845 | 0.83899 | 0.83899 | 0.83899 | 0 | 0
BART NOX Annual- Hunter 1- v5.16 | 63 | 7175 | Rate Constraint in lbs/MMBtu | FALSE | L | Annual | Fuel Consumed | TBtu | 33.5596 | 33.5596 | 31.922 | 33.5596 | 33.5596 | 33.5596 | 0 | 0
BART NOX Annual- Hunter 1- v5.16 | 63 | 7175 | Rate Constraint in lbs/MMBtu | FALSE | L | Annual | Rate | lb/MMBtu | 0.20578 | 0.20578 | 0.20578 | 0.05 | 0.05 | 0.05 | 0 | 0
BART NOX Annual- Hunter 1- v5.16 | 63 | 7175 | Rate Constraint in lbs/MMBtu | FALSE | L | Annual | Generation | TWh | 3.2649 | 3.2649 | 3.1056 | 3.2464 | 3.2464 | 3.2464 | 0 | 0
BART NOX Annual- Hunter 1- v5.16 | 63 | 7175 | Rate Constraint in lbs/MMBtu | FALSE | L | Annual | Qualifying Generation | TWh | 3.2649 | 3.2649 | 3.1056 | 3.2464 | 3.2464 | 3.2464 | 0 | 0
BART NOX Annual- Hunter 1- v5.16 | 63 | 7175 | Rate Constraint in lbs/MMBtu | FALSE | L | Annual | Rate | lb/MWh | 2.1152 | 2.1152 | 2.1152 | 0.51688 | 0.51688 | 0.51688 | 0 | 0
BART NOX Annual- Hunter 1- v5.16 | 63 | 7175 | Rate Constraint in lbs/MMBtu | FALSE | L | Annual | Constraint Shadow Price | US2019$/Ton | 0 | 0 | 0 | 0 | 0 | 0 | 0 | 0
BART NOX Annual- Hunter 2- v5.16 | 64 | 7176 | Rate Constraint in lbs/MMBtu | FALSE | L | Annual | Seasons Included | Seasons | Winter, WintShld, Summer | Winter, WintShld, Summer | Winter, WintShld, Summer | Winter, WintShld, Summer | Winter, WintShld, Summer | Winter, WintShld, Summer | Winter, WintShld, Summer | Winter, WintShld, Summer
BART NOX Annual- Hunter 2- v5.16 | 64 | 7176 | Rate Constraint in lbs/MMBtu | FALSE | L | Annual | Standard NOX | lb/MMBtu | 0.26 | 0.26 | 0.26 | 0.26 | 0.26 | 0.26 | 0.26 | 0.26
BART NOX Annual- Hunter 2- v5.16 | 64 | 7176 | Rate Constraint in lbs/MMBtu | FALSE | L | Annual | Emissions at Affected Plants NOX | Thousand Tons | 3.0664 | 3.0664 | 3.0664 | 0.76335 | 0.76335 | 0.76335 | 0 | 0
BART NOX Annual- Hunter 2- v5.16 | 64 | 7176 | Rate Constraint in lbs/MMBtu | FALSE | L | Annual | Allowances Purchased NOX | Thousand Tons | 0 | 0 | 0 | 0 | 0 | 0 | 0 | 0
BART NOX Annual- Hunter 2- v5.16 | 64 | 7176 | Rate Constraint in lbs/MMBtu | FALSE | L | Annual | Allowances Sold NOX | Thousand Tons | 0 | 0 | 0 | 0 | 0 | 0 | 0 | 0
BART NOX Annual- Hunter 2- v5.16 | 64 | 7176 | Rate Constraint in lbs/MMBtu | FALSE | L | Annual | Allowances Banked | Thousand Tons | 0 | 0 | 0 | 0 | 0 | 0 | 0 | 0
BART NOX Annual- Hunter 2- v5.16 | 64 | 7176 | Rate Constraint in lbs/MMBtu | FALSE | L | Annual | Allowances Withdrawn (1:1) | Thousand Tons | 0 | 0 | 0 | 0 | 0 | 0 | 0 | 0
BART NOX Annual- Hunter 2- v5.16 | 64 | 7176 | Rate Constraint in lbs/MMBtu | FALSE | L | Annual | Allowances Withdrawn (n:1) | Thousand Tons | 0 | 0 | 0 | 0 | 0 | 0 | 0 | 0
BART NOX Annual- Hunter 2- v5.16 | 64 | 7176 | Rate Constraint in lbs/MMBtu | FALSE | L | Annual | Net Emissions Allowance Position | Thousand Tons | 3.0664 | 3.0664 | 3.0664 | 0.76335 | 0.76335 | 0.76335 | 0 | 0
BART NOX Annual- Hunter 2- v5.16 | 64 | 7176 | Rate Constraint in lbs/MMBtu | FALSE | L | Annual | Fuel Consumed | TBtu | 30.534 | 30.534 | 30.534 | 30.534 | 30.534 | 30.534 | 0 | 0
BART NOX Annual- Hunter 2- v5.16 | 64 | 7176 | Rate Constraint in lbs/MMBtu | FALSE | L | Annual | Rate | lb/MMBtu | 0.20085 | 0.20085 | 0.20085 | 0.05 | 0.05 | 0.05 | 0 | 0
BART NOX Annual- Hunter 2- v5.16 | 64 | 7176 | Rate Constraint in lbs/MMBtu | FALSE | L | Annual | Generation | TWh | 2.9807 | 2.9807 | 2.9807 | 2.9638 | 2.9638 | 2.9638 | 0 | 0
BART NOX Annual- Hunter 2- v5.16 | 64 | 7176 | Rate Constraint in lbs/MMBtu | FALSE | L | Annual | Qualifying Generation | TWh | 2.9807 | 2.9807 | 2.9807 | 2.9638 | 2.9638 | 2.9638 | 0 | 0
BART NOX Annual- Hunter 2- v5.16 | 64 | 7176 | Rate Constraint in lbs/MMBtu | FALSE | L | Annual | Rate | lb/MWh | 2.0575 | 2.0575 | 2.0575 | 0.51511 | 0.51511 | 0.51511 | 0 | 0
BART NOX Annual- Hunter 2- v5.16 | 64 | 7176 | Rate Constraint in lbs/MMBtu | FALSE | L | Annual | Constraint Shadow Price | US2019$/Ton | 0 | 0 | 0 | 0 | 0 | 0 | 0 | 0
BART NOX Annual- Hunter 3- v6.17 | 65 | 7177 | Rate Constraint in lbs/MMBtu | FALSE | L | Annual | Seasons Included | Seasons | Winter, WintShld, Summer | Winter, WintShld, Summer | Winter, WintShld, Summer | Winter, WintShld, Summer | Winter, WintShld, Summer | Winter, WintShld, Summer | Winter, WintShld, Summer | Winter, WintShld, Summer
BART NOX Annual- Hunter 3- v6.17 | 65 | 7177 | Rate Constraint in lbs/MMBtu | FALSE | L | Annual | Standard NOX | lb/MMBtu | 0.34 | 0.34 | 0.34 | 0.34 | 0.34 | 0.34 | 0.34 | 0.34
BART NOX Annual- Hunter 3- v6.17 | 65 | 7177 | Rate Constraint in lbs/MMBtu | FALSE | L | Annual | Emissions at Affected Plants NOX | Thousand Tons | 4.6378 | 4.6378 | 4.6378 | 0.80959 | 0.80959 | 0.80959 | 0 | 0
BART NOX Annual- Hunter 3- v6.17 | 65 | 7177 | Rate Constraint in lbs/MMBtu | FALSE | L | Annual | Allowances Purchased NOX | Thousand Tons | 0 | 0 | 0 | 0 | 0 | 0 | 0 | 0
BART NOX Annual- Hunter 3- v6.17 | 65 | 7177 | Rate Constraint in lbs/MMBtu | FALSE | L | Annual | Allowances Sold NOX | Thousand Tons | 0 | 0 | 0 | 0 | 0 | 0 | 0 | 0
BART NOX Annual- Hunter 3- v6.17 | 65 | 7177 | Rate Constraint in lbs/MMBtu | FALSE | L | Annual | Allowances Banked | Thousand Tons | 0 | 0 | 0 | 0 | 0 | 0 | 0 | 0
BART NOX Annual- Hunter 3- v6.17 | 65 | 7177 | Rate Constraint in lbs/MMBtu | FALSE | L | Annual | Allowances Withdrawn (1:1) | Thousand Tons | 0 | 0 | 0 | 0 | 0 | 0 | 0 | 0
BART NOX Annual- Hunter 3- v6.17 | 65 | 7177 | Rate Constraint in lbs/MMBtu | FALSE | L | Annual | Allowances Withdrawn (n:1) | Thousand Tons | 0 | 0 | 0 | 0 | 0 | 0 | 0 | 0
BART NOX Annual- Hunter 3- v6.17 | 65 | 7177 | Rate Constraint in lbs/MMBtu | FALSE | L | Annual | Net Emissions Allowance Position | Thousand Tons | 4.6378 | 4.6378 | 4.6378 | 0.80959 | 0.80959 | 0.80959 | 0 | 0
BART NOX Annual- Hunter 3- v6.17 | 65 | 7177 | Rate Constraint in lbs/MMBtu | FALSE | L | Annual | Fuel Consumed | TBtu | 32.3836 | 32.3836 | 32.3836 | 32.3836 | 32.3836 | 32.3836 | 0 | 0
BART NOX Annual- Hunter 3- v6.17 | 65 | 7177 | Rate Constraint in lbs/MMBtu | FALSE | L | Annual | Rate | lb/MMBtu | 0.28643 | 0.28643 | 0.28643 | 0.05 | 0.05 | 0.05 | 0 | 0
BART NOX Annual- Hunter 3- v6.17 | 65 | 7177 | Rate Constraint in lbs/MMBtu | FALSE | L | Annual | Generation | TWh | 3.1886 | 3.1886 | 3.1886 | 3.1706 | 3.1706 | 3.1706 | 0 | 0
BART NOX Annual- Hunter 3- v6.17 | 65 | 7177 | Rate Constraint in lbs/MMBtu | FALSE | L | Annual | Qualifying Generation | TWh | 3.1886 | 3.1886 | 3.1886 | 3.1706 | 3.1706 | 3.1706 | 0 | 0
BART NOX Annual- Hunter 3- v6.17 | 65 | 7177 | Rate Constraint in lbs/MMBtu | FALSE | L | Annual | Rate | lb/MWh | 2.909 | 2.909 | 2.909 | 0.51068 | 0.51068 | 0.51068 | 0 | 0
BART NOX Annual- Hunter 3- v6.17 | 65 | 7177 | Rate Constraint in lbs/MMBtu | FALSE | L | Annual | Constraint Shadow Price | US2019$/Ton | 0 | 0 | 0 | 0 | 0 | 0 | 0 | 0
BART NOX Annual- Huntington 1- v5.16 | 66 | 7178 | Rate Constraint in lbs/MMBtu | FALSE | L | Annual | Seasons Included | Seasons | Winter, WintShld, Summer | Winter, WintShld, Summer | Winter, WintShld, Summer | Winter, WintShld, Summer | Winter, WintShld, Summer | Winter, WintShld, Summer | Winter, WintShld, Summer | Winter, WintShld, Summer
BART NOX Annual- Huntington 1- v5.16 | 66 | 7178 | Rate Constraint in lbs/MMBtu | FALSE | L | Annual | Standard NOX | lb/MMBtu | 0.26 | 0.26 | 0.26 | 0.26 | 0.26 | 0.26 | 0.26 | 0.26
BART NOX Annual- Huntington 1- v5.16 | 66 | 7178 | Rate Constraint in lbs/MMBtu | FALSE | L | Annual | Emissions at Affected Plants NOX | Thousand Tons | 3.2933 | 3.2933 | 3.2933 | 0.6872 | 0.6872 | 0 | 0 | 0
BART NOX Annual- Huntington 1- v5.16 | 66 | 7178 | Rate Constraint in lbs/MMBtu | FALSE | L | Annual | Allowances Purchased NOX | Thousand Tons | 0 | 0 | 0 | 0 | 0 | 0 | 0 | 0
BART NOX Annual- Huntington 1- v5.16 | 66 | 7178 | Rate Constraint in lbs/MMBtu | FALSE | L | Annual | Allowances Sold NOX | Thousand Tons | 0 | 0 | 0 | 0 | 0 | 0 | 0 | 0
BART NOX Annual- Huntington 1- v5.16 | 66 | 7178 | Rate Constraint in lbs/MMBtu | FALSE | L | Annual | Allowances Banked | Thousand Tons | 0 | 0 | 0 | 0 | 0 | 0 | 0 | 0
BART NOX Annual- Huntington 1- v5.16 | 66 | 7178 | Rate Constraint in lbs/MMBtu | FALSE | L | Annual | Allowances Withdrawn (1:1) | Thousand Tons | 0 | 0 | 0 | 0 | 0 | 0 | 0 | 0
BART NOX Annual- Huntington 1- v5.16 | 66 | 7178 | Rate Constraint in lbs/MMBtu | FALSE | L | Annual | Allowances Withdrawn (n:1) | Thousand Tons | 0 | 0 | 0 | 0 | 0 | 0 | 0 | 0
BART NOX Annual- Huntington 1- v5.16 | 66 | 7178 | Rate Constraint in lbs/MMBtu | FALSE | L | Annual | Net Emissions Allowance Position | Thousand Tons | 3.2933 | 3.2933 | 3.2933 | 0.6872 | 0.6872 | 0 | 0 | 0
BART NOX Annual- Huntington 1- v5.16 | 66 | 7178 | Rate Constraint in lbs/MMBtu | FALSE | L | Annual | Fuel Consumed | TBtu | 32.7173 | 32.7173 | 32.7173 | 27.4881 | 27.4881 | 0 | 0 | 0
BART NOX Annual- Huntington 1- v5.16 | 66 | 7178 | Rate Constraint in lbs/MMBtu | FALSE | L | Annual | Rate | lb/MMBtu | 0.20132 | 0.20132 | 0.20132 | 0.05 | 0.05 | 0 | 0 | 0
BART NOX Annual- Huntington 1- v5.16 | 66 | 7178 | Rate Constraint in lbs/MMBtu | FALSE | L | Annual | Generation | TWh | 3.1817 | 3.1817 | 3.1817 | 2.658 | 2.658 | 0 | 0 | 0
BART NOX Annual- Huntington 1- v5.16 | 66 | 7178 | Rate Constraint in lbs/MMBtu | FALSE | L | Annual | Qualifying Generation | TWh | 3.1817 | 3.1817 | 3.1817 | 2.658 | 2.658 | 0 | 0 | 0
BART NOX Annual- Huntington 1- v5.16 | 66 | 7178 | Rate Constraint in lbs/MMBtu | FALSE | L | Annual | Rate | lb/MWh | 2.0702 | 2.0702 | 2.0702 | 0.51708 | 0.51708 | 0 | 0 | 0
BART NOX Annual- Huntington 1- v5.16 | 66 | 7178 | Rate Constraint in lbs/MMBtu | FALSE | L | Annual | Constraint Shadow Price | US2019$/Ton | 0 | 0 | 0 | 0 | 0 | 0 | 0 | 0
BART NOX Annual- Huntington 2- v5.16 | 67 | 7179 | Rate Constraint in lbs/MMBtu | FALSE | L | Annual | Seasons Included | Seasons | Winter, WintShld, Summer | Winter, WintShld, Summer | Winter, WintShld, Summer | Winter, WintShld, Summer | Winter, WintShld, Summer | Winter, WintShld, Summer | Winter, WintShld, Summer | Winter, WintShld, Summer
BART NOX Annual- Huntington 2- v5.16 | 67 | 7179 | Rate Constraint in lbs/MMBtu | FALSE | L | Annual | Standard NOX | lb/MMBtu | 0.26 | 0.26 | 0.26 | 0.26 | 0.26 | 0.26 | 0.26 | 0.26
BART NOX Annual- Huntington 2- v5.16 | 67 | 7179 | Rate Constraint in lbs/MMBtu | FALSE | L | Annual | Emissions at Affected Plants NOX | Thousand Tons | 3.1712 | 3.1712 | 1.7654 | 0 | 0 | 0 | 0 | 0
BART NOX Annual- Huntington 2- v5.16 | 67 | 7179 | Rate Constraint in lbs/MMBtu | FALSE | L | Annual | Allowances Purchased NOX | Thousand Tons | 0 | 0 | 0 | 0 | 0 | 0 | 0 | 0
BART NOX Annual- Huntington 2- v5.16 | 67 | 7179 | Rate Constraint in lbs/MMBtu | FALSE | L | Annual | Allowances Sold NOX | Thousand Tons | 0 | 0 | 0 | 0 | 0 | 0 | 0 | 0
BART NOX Annual- Huntington 2- v5.16 | 67 | 7179 | Rate Constraint in lbs/MMBtu | FALSE | L | Annual | Allowances Banked | Thousand Tons | 0 | 0 | 0 | 0 | 0 | 0 | 0 | 0
BART NOX Annual- Huntington 2- v5.16 | 67 | 7179 | Rate Constraint in lbs/MMBtu | FALSE | L | Annual | Allowances Withdrawn (1:1) | Thousand Tons | 0 | 0 | 0 | 0 | 0 | 0 | 0 | 0
BART NOX Annual- Huntington 2- v5.16 | 67 | 7179 | Rate Constraint in lbs/MMBtu | FALSE | L | Annual | Allowances Withdrawn (n:1) | Thousand Tons | 0 | 0 | 0 | 0 | 0 | 0 | 0 | 0
BART NOX Annual- Huntington 2- v5.16 | 67 | 7179 | Rate Constraint in lbs/MMBtu | FALSE | L | Annual | Net Emissions Allowance Position | Thousand Tons | 3.1712 | 3.1712 | 1.7654 | 0 | 0 | 0 | 0 | 0
BART NOX Annual- Huntington 2- v5.16 | 67 | 7179 | Rate Constraint in lbs/MMBtu | FALSE | L | Annual | Fuel Consumed | TBtu | 32.2068 | 32.2068 | 17.9297 | 0 | 0 | 0 | 0 | 0
BART NOX Annual- Huntington 2- v5.16 | 67 | 7179 | Rate Constraint in lbs/MMBtu | FALSE | L | Annual | Rate | lb/MMBtu | 0.19693 | 0.19693 | 0.19693 | 0 | 0 | 0 | 0 | 0
BART NOX Annual- Huntington 2- v5.16 | 67 | 7179 | Rate Constraint in lbs/MMBtu | FALSE | L | Annual | Generation | TWh | 3.1193 | 3.1193 | 1.7365 | 0 | 0 | 0 | 0 | 0
BART NOX Annual- Huntington 2- v5.16 | 67 | 7179 | Rate Constraint in lbs/MMBtu | FALSE | L | Annual | Qualifying Generation | TWh | 3.1193 | 3.1193 | 1.7365 | 0 | 0 | 0 | 0 | 0
BART NOX Annual- Huntington 2- v5.16 | 67 | 7179 | Rate Constraint in lbs/MMBtu | FALSE | L | Annual | Rate | lb/MWh | 2.0333 | 2.0333 | 2.0333 | 0 | 0 | 0 | 0 | 0
BART NOX Annual- Huntington 2- v5.16 | 67 | 7179 | Rate Constraint in lbs/MMBtu | FALSE | L | Annual | Constraint Shadow Price | US2019$/Ton | 0 | 0 | 0 | 0 | 0 | 0 | 0 | 0
BART NOX Annual- Northport 1- v5.16 | 68 | 7187 | Rate Constraint in lbs/MMBtu | FALSE | L | Annual | Seasons Included | Seasons | Winter, WintShld, Summer | Winter, WintShld, Summer | Winter, WintShld, Summer | Winter, WintShld, Summer | Winter, WintShld, Summer | Winter, WintShld, Summer | Winter, WintShld, Summer | Winter, WintShld, Summer
BART NOX Annual- Northport 1- v5.16 | 68 | 7187 | Rate Constraint in lbs/MMBtu | FALSE | L | Annual | Standard NOX | lb/MMBtu | 0.1 | 0.1 | 0.1 | 0.1 | 0.1 | 0.1 | 0.1 | 0.1
BART NOX Annual- Northport 1- v5.16 | 68 | 7187 | Rate Constraint in lbs/MMBtu | FALSE | L | Annual | Emissions at Affected Plants NOX | Thousand Tons | 0.14046 | 0.11229 | 0 | 0 | 0 | 0 | 0 | 0
BART NOX Annual- Northport 1- v5.16 | 68 | 7187 | Rate Constraint in lbs/MMBtu | FALSE | L | Annual | Allowances Purchased NOX | Thousand Tons | 0 | 0 | 0 | 0 | 0 | 0 | 0 | 0
BART NOX Annual- Northport 1- v5.16 | 68 | 7187 | Rate Constraint in lbs/MMBtu | FALSE | L | Annual | Allowances Sold NOX | Thousand Tons | 0 | 0 | 0 | 0 | 0 | 0 | 0 | 0
BART NOX Annual- Northport 1- v5.16 | 68 | 7187 | Rate Constraint in lbs/MMBtu | FALSE | L | Annual | Allowances Banked | Thousand Tons | 0 | 0 | 0 | 0 | 0 | 0 | 0 | 0
BART NOX Annual- Northport 1- v5.16 | 68 | 7187 | Rate Constraint in lbs/MMBtu | FALSE | L | Annual | Allowances Withdrawn (1:1) | Thousand Tons | 0 | 0 | 0 | 0 | 0 | 0 | 0 | 0
BART NOX Annual- Northport 1- v5.16 | 68 | 7187 | Rate Constraint in lbs/MMBtu | FALSE | L | Annual | Allowances Withdrawn (n:1) | Thousand Tons | 0 | 0 | 0 | 0 | 0 | 0 | 0 | 0
BART NOX Annual- Northport 1- v5.16 | 68 | 7187 | Rate Constraint in lbs/MMBtu | FALSE | L | Annual | Net Emissions Allowance Position | Thousand Tons | 0.14046 | 0.11229 | 0 | 0 | 0 | 0 | 0 | 0
BART NOX Annual- Northport 1- v5.16 | 68 | 7187 | Rate Constraint in lbs/MMBtu | FALSE | L | Annual | Fuel Consumed | TBtu | 4.3541 | 3.4808 | 0 | 0 | 0 | 0 | 0 | 0
BART NOX Annual- Northport 1- v5.16 | 68 | 7187 | Rate Constraint in lbs/MMBtu | FALSE | L | Annual | Rate | lb/MMBtu | 0.06452 | 0.06452 | 0 | 0 | 0 | 0 | 0 | 0
BART NOX Annual- Northport 1- v5.16 | 68 | 7187 | Rate Constraint in lbs/MMBtu | FALSE | L | Annual | Generation | TWh | 0.40567 | 0.3243 | 0 | 0 | 0 | 0 | 0 | 0
BART NOX Annual- Northport 1- v5.16 | 68 | 7187 | Rate Constraint in lbs/MMBtu | FALSE | L | Annual | Qualifying Generation | TWh | 0.40567 | 0.3243 | 0 | 0 | 0 | 0 | 0 | 0
BART NOX Annual- Northport 1- v5.16 | 68 | 7187 | Rate Constraint in lbs/MMBtu | FALSE | L | Annual | Rate | lb/MWh | 0.69249 | 0.69249 | 0 | 0 | 0 | 0 | 0 | 0
BART NOX Annual- Northport 1- v5.16 | 68 | 7187 | Rate Constraint in lbs/MMBtu | FALSE | L | Annual | Constraint Shadow Price | US2019$/Ton | 0 | 0 | 0 | 0 | 0 | 0 | 0 | 0
BART NOX Annual- Northport 2- v5.16 | 69 | 7188 | Rate Constraint in lbs/MMBtu | FALSE | L | Annual | Seasons Included | Seasons | Winter, WintShld, Summer | Winter, WintShld, Summer | Winter, WintShld, Summer | Winter, WintShld, Summer | Winter, WintShld, Summer | Winter, WintShld, Summer | Winter, WintShld, Summer | Winter, WintShld, Summer
BART NOX Annual- Northport 2- v5.16 | 69 | 7188 | Rate Constraint in lbs/MMBtu | FALSE | L | Annual | Standard NOX | lb/MMBtu | 0.1 | 0.1 | 0.1 | 0.1 | 0.1 | 0.1 | 0.1 | 0.1
BART NOX Annual- Northport 2- v5.16 | 69 | 7188 | Rate Constraint in lbs/MMBtu | FALSE | L | Annual | Emissions at Affected Plants NOX | Thousand Tons | 0.13401 | 0.10713 | 0.073517 | 0 | 0 | 0 | 0 | 0
BART NOX Annual- Northport 2- v5.16 | 69 | 7188 | Rate Constraint in lbs/MMBtu | FALSE | L | Annual | Allowances Purchased NOX | Thousand Tons | 0 | 0 | 0 | 0 | 0 | 0 | 0 | 0
BART NOX Annual- Northport 2- v5.16 | 69 | 7188 | Rate Constraint in lbs/MMBtu | FALSE | L | Annual | Allowances Sold NOX | Thousand Tons | 0 | 0 | 0 | 0 | 0 | 0 | 0 | 0
BART NOX Annual- Northport 2- v5.16 | 69 | 7188 | Rate Constraint in lbs/MMBtu | FALSE | L | Annual | Allowances Banked | Thousand Tons | 0 | 0 | 0 | 0 | 0 | 0 | 0 | 0
BART NOX Annual- Northport 2- v5.16 | 69 | 7188 | Rate Constraint in lbs/MMBtu | FALSE | L | Annual | Allowances Withdrawn (1:1) | Thousand Tons | 0 | 0 | 0 | 0 | 0 | 0 | 0 | 0
BART NOX Annual- Northport 2- v5.16 | 69 | 7188 | Rate Constraint in lbs/MMBtu | FALSE | L | Annual | Allowances Withdrawn (n:1) | Thousand Tons | 0 | 0 | 0 | 0 | 0 | 0 | 0 | 0
BART NOX Annual- Northport 2- v5.16 | 69 | 7188 | Rate Constraint in lbs/MMBtu | FALSE | L | Annual | Net Emissions Allowance Position | Thousand Tons | 0.13401 | 0.10713 | 0.073517 | 0 | 0 | 0 | 0 | 0
BART NOX Annual- Northport 2- v5.16 | 69 | 7188 | Rate Constraint in lbs/MMBtu | FALSE | L | Annual | Fuel Consumed | TBtu | 4.3679 | 3.4918 | 2.3962 | 0 | 0 | 0 | 0 | 0
BART NOX Annual- Northport 2- v5.16 | 69 | 7188 | Rate Constraint in lbs/MMBtu | FALSE | L | Annual | Rate | lb/MMBtu | 0.06136 | 0.06136 | 0.06136 | 0 | 0 | 0 | 0 | 0
BART NOX Annual- Northport 2- v5.16 | 69 | 7188 | Rate Constraint in lbs/MMBtu | FALSE | L | Annual | Generation | TWh | 0.40466 | 0.32349 | 0.222 | 0 | 0 | 0 | 0 | 0
BART NOX Annual- Northport 2- v5.16 | 69 | 7188 | Rate Constraint in lbs/MMBtu | FALSE | L | Annual | Qualifying Generation | TWh | 0.40466 | 0.32349 | 0.222 | 0 | 0 | 0 | 0 | 0
BART NOX Annual- Northport 2- v5.16 | 69 | 7188 | Rate Constraint in lbs/MMBtu | FALSE | L | Annual | Rate | lb/MWh | 0.66232 | 0.66232 | 0.66232 | 0 | 0 | 0 | 0 | 0
BART NOX Annual- Northport 2- v5.16 | 69 | 7188 | Rate Constraint in lbs/MMBtu | FALSE | L | Annual | Constraint Shadow Price | US2019$/Ton | 0 | 0 | 0 | 0 | 0 | 0 | 0 | 0
BART NOX Annual- Northport 3- v5.16 | 70 | 7189 | Rate Constraint in lbs/MMBtu | FALSE | L | Annual | Seasons Included | Seasons | Winter, WintShld, Summer | Winter, WintShld, Summer | Winter, WintShld, Summer | Winter, WintShld, Summer | Winter, WintShld, Summer | Winter, WintShld, Summer | Winter, WintShld, Summer | Winter, WintShld, Summer
BART NOX Annual- Northport 3- v5.16 | 70 | 7189 | Rate Constraint in lbs/MMBtu | FALSE | L | Annual | Standard NOX | lb/MMBtu | 0.1 | 0.1 | 0.1 | 0.1 | 0.1 | 0.1 | 0.1 | 0.1
BART NOX Annual- Northport 3- v5.16 | 70 | 7189 | Rate Constraint in lbs/MMBtu | FALSE | L | Annual | Emissions at Affected Plants NOX | Thousand Tons | 0.13601 | 0.10873 | 0.074613 | 0 | 0 | 0 | 0 | 0
BART NOX Annual- Northport 3- v5.16 | 70 | 7189 | Rate Constraint in lbs/MMBtu | FALSE | L | Annual | Allowances Purchased NOX | Thousand Tons | 0 | 0 | 0 | 0 | 0 | 0 | 0 | 0
BART NOX Annual- Northport 3- v5.16 | 70 | 7189 | Rate Constraint in lbs/MMBtu | FALSE | L | Annual | Allowances Sold NOX | Thousand Tons | 0 | 0 | 0 | 0 | 0 | 0 | 0 | 0
BART NOX Annual- Northport 3- v5.16 | 70 | 7189 | Rate Constraint in lbs/MMBtu | FALSE | L | Annual | Allowances Banked | Thousand Tons | 0 | 0 | 0 | 0 | 0 | 0 | 0 | 0
BART NOX Annual- Northport 3- v5.16 | 70 | 7189 | Rate Constraint in lbs/MMBtu | FALSE | L | Annual | Allowances Withdrawn (1:1) | Thousand Tons | 0 | 0 | 0 | 0 | 0 | 0 | 0 | 0
BART NOX Annual- Northport 3- v5.16 | 70 | 7189 | Rate Constraint in lbs/MMBtu | FALSE | L | Annual | Allowances Withdrawn (n:1) | Thousand Tons | 0 | 0 | 0 | 0 | 0 | 0 | 0 | 0
BART NOX Annual- Northport 3- v5.16 | 70 | 7189 | Rate Constraint in lbs/MMBtu | FALSE | L | Annual | Net Emissions Allowance Position | Thousand Tons | 0.13601 | 0.10873 | 0.074613 | 0 | 0 | 0 | 0 | 0
BART NOX Annual- Northport 3- v5.16 | 70 | 7189 | Rate Constraint in lbs/MMBtu | FALSE | L | Annual | Fuel Consumed | TBtu | 4.2349 | 3.3855 | 2.3233 | 0 | 0 | 0 | 0 | 0
BART NOX Annual- Northport 3- v5.16 | 70 | 7189 | Rate Constraint in lbs/MMBtu | FALSE | L | Annual | Rate | lb/MMBtu | 0.06423 | 0.06423 | 0.06423 | 0 | 0 | 0 | 0 | 0
BART NOX Annual- Northport 3- v5.16 | 70 | 7189 | Rate Constraint in lbs/MMBtu | FALSE | L | Annual | Generation | TWh | 0.39553 | 0.3162 | 0.21699 | 0 | 0 | 0 | 0 | 0
BART NOX Annual- Northport 3- v5.16 | 70 | 7189 | Rate Constraint in lbs/MMBtu | FALSE | L | Annual | Qualifying Generation | TWh | 0.39553 | 0.3162 | 0.21699 | 0 | 0 | 0 | 0 | 0
BART NOX Annual- Northport 3- v5.16 | 70 | 7189 | Rate Constraint in lbs/MMBtu | FALSE | L | Annual | Rate | lb/MWh | 0.68771 | 0.68771 | 0.68771 | 0 | 0 | 0 | 0 | 0
BART NOX Annual- Northport 3- v5.16 | 70 | 7189 | Rate Constraint in lbs/MMBtu | FALSE | L | Annual | Constraint Shadow Price | US2019$/Ton | 0 | 0 | 0 | 0 | 0 | 0 | 0 | 0
BART NOX Annual- Northport 4- v5.16 | 71 | 7190 | Rate Constraint in lbs/MMBtu | FALSE | L | Annual | Seasons Included | Seasons | Winter, WintShld, Summer | Winter, WintShld, Summer | Winter, WintShld, Summer | Winter, WintShld, Summer | Winter, WintShld, Summer | Winter, WintShld, Summer | Winter, WintShld, Summer | Winter, WintShld, Summer
BART NOX Annual- Northport 4- v5.16 | 71 | 7190 | Rate Constraint in lbs/MMBtu | FALSE | L | Annual | Standard NOX | lb/MMBtu | 0.1 | 0.1 | 0.1 | 0.1 | 0.1 | 0.1 | 0.1 | 0.1
BART NOX Annual- Northport 4- v5.16 | 71 | 7190 | Rate Constraint in lbs/MMBtu | FALSE | L | Annual | Emissions at Affected Plants NOX | Thousand Tons | 0.10492 | 0.089982 | 0.19784 | 0.070627 | 0 | 0 | 0 | 0
BART NOX Annual- Northport 4- v5.16 | 71 | 7190 | Rate Constraint in lbs/MMBtu | FALSE | L | Annual | Allowances Purchased NOX | Thousand Tons | 0 | 0 | 0 | 0 | 0 | 0 | 0 | 0
BART NOX Annual- Northport 4- v5.16 | 71 | 7190 | Rate Constraint in lbs/MMBtu | FALSE | L | Annual | Allowances Sold NOX | Thousand Tons | 0 | 0 | 0 | 0 | 0 | 0 | 0 | 0
BART NOX Annual- Northport 4- v5.16 | 71 | 7190 | Rate Constraint in lbs/MMBtu | FALSE | L | Annual | Allowances Banked | Thousand Tons | 0 | 0 | 0 | 0 | 0 | 0 | 0 | 0
BART NOX Annual- Northport 4- v5.16 | 71 | 7190 | Rate Constraint in lbs/MMBtu | FALSE | L | Annual | Allowances Withdrawn (1:1) | Thousand Tons | 0 | 0 | 0 | 0 | 0 | 0 | 0 | 0
BART NOX Annual- Northport 4- v5.16 | 71 | 7190 | Rate Constraint in lbs/MMBtu | FALSE | L | Annual | Allowances Withdrawn (n:1) | Thousand Tons | 0 | 0 | 0 | 0 | 0 | 0 | 0 | 0
BART NOX Annual- Northport 4- v5.16 | 71 | 7190 | Rate Constraint in lbs/MMBtu | FALSE | L | Annual | Net Emissions Allowance Position | Thousand Tons | 0.10492 | 0.089982 | 0.19784 | 0.070627 | 0 | 0 | 0 | 0
BART NOX Annual- Northport 4- v5.16 | 71 | 7190 | Rate Constraint in lbs/MMBtu | FALSE | L | Annual | Fuel Consumed | TBtu | 4.2161 | 3.6159 | 7.9502 | 2.8382 | 0 | 0 | 0 | 0
BART NOX Annual- Northport 4- v5.16 | 71 | 7190 | Rate Constraint in lbs/MMBtu | FALSE | L | Annual | Rate | lb/MMBtu | 0.04977 | 0.04977 | 0.04977 | 0.04977 | 0 | 0 | 0 | 0
BART NOX Annual- Northport 4- v5.16 | 71 | 7190 | Rate Constraint in lbs/MMBtu | FALSE | L | Annual | Generation | TWh | 0.39756 | 0.34096 | 0.74967 | 0.26762 | 0 | 0 | 0 | 0
BART NOX Annual- Northport 4- v5.16 | 71 | 7190 | Rate Constraint in lbs/MMBtu | FALSE | L | Annual | Qualifying Generation | TWh | 0.39756 | 0.34096 | 0.74967 | 0.26762 | 0 | 0 | 0 | 0
BART NOX Annual- Northport 4- v5.16 | 71 | 7190 | Rate Constraint in lbs/MMBtu | FALSE | L | Annual | Rate | lb/MWh | 0.52781 | 0.52781 | 0.52781 | 0.52781 | 0 | 0 | 0 | 0
BART NOX Annual- Northport 4- v5.16 | 71 | 7190 | Rate Constraint in lbs/MMBtu | FALSE | L | Annual | Constraint Shadow Price | US2019$/Ton | 0 | 0 | 0 | 0 | 0 | 0 | 0 | 0
BART NOX Annual- Ravenswood 1- v5.16 | 72 | 7183 | Rate Constraint in lbs/MMBtu | FALSE | L | Annual | Seasons Included | Seasons | Winter, WintShld, Summer | Winter, WintShld, Summer | Winter, WintShld, Summer | Winter, WintShld, Summer | Winter, WintShld, Summer | Winter, WintShld, Summer | Winter, WintShld, Summer | Winter, WintShld, Summer
BART NOX Annual- Ravenswood 1- v5.16 | 72 | 7183 | Rate Constraint in lbs/MMBtu | FALSE | L | Annual | Standard NOX | lb/MMBtu | 0.15 | 0.15 | 0.15 | 0.15 | 0.15 | 0.15 | 0.15 | 0.15
BART NOX Annual- Ravenswood 1- v5.16 | 72 | 7183 | Rate Constraint in lbs/MMBtu | FALSE | L | Annual | Emissions at Affected Plants NOX | Thousand Tons | 0.099191 | 0.012647 | 0 | 0 | 0 | 0 | 0 | 0
BART NOX Annual- Ravenswood 1- v5.16 | 72 | 7183 | Rate Constraint in lbs/MMBtu | FALSE | L | Annual | Allowances Purchased NOX | Thousand Tons | 0 | 0 | 0 | 0 | 0 | 0 | 0 | 0
BART NOX Annual- Ravenswood 1- v5.16 | 72 | 7183 | Rate Constraint in lbs/MMBtu | FALSE | L | Annual | Allowances Sold NOX | Thousand Tons | 0 | 0 | 0 | 0 | 0 | 0 | 0 | 0
BART NOX Annual- Ravenswood 1- v5.16 | 72 | 7183 | Rate Constraint in lbs/MMBtu | FALSE | L | Annual | Allowances Banked | Thousand Tons | 0 | 0 | 0 | 0 | 0 | 0 | 0 | 0
BART NOX Annual- Ravenswood 1- v5.16 | 72 | 7183 | Rate Constraint in lbs/MMBtu | FALSE | L | Annual | Allowances Withdrawn (1:1) | Thousand Tons | 0 | 0 | 0 | 0 | 0 | 0 | 0 | 0
BART NOX Annual- Ravenswood 1- v5.16 | 72 | 7183 | Rate Constraint in lbs/MMBtu | FALSE | L | Annual | Allowances Withdrawn (n:1) | Thousand Tons | 0 | 0 | 0 | 0 | 0 | 0 | 0 | 0
BART NOX Annual- Ravenswood 1- v5.16 | 72 | 7183 | Rate Constraint in lbs/MMBtu | FALSE | L | Annual | Net Emissions Allowance Position | Thousand Tons | 0.099191 | 0.012647 | 0 | 0 | 0 | 0 | 0 | 0
BART NOX Annual- Ravenswood 1- v5.16 | 72 | 7183 | Rate Constraint in lbs/MMBtu | FALSE | L | Annual | Fuel Consumed | TBtu | 3.0896 | 0.39394 | 0 | 0 | 0 | 0 | 0 | 0
BART NOX Annual- Ravenswood 1- v5.16 | 72 | 7183 | Rate Constraint in lbs/MMBtu | FALSE | L | Annual | Rate | lb/MMBtu | 0.06421 | 0.06421 | 0 | 0 | 0 | 0 | 0 | 0
BART NOX Annual- Ravenswood 1- v5.16 | 72 | 7183 | Rate Constraint in lbs/MMBtu | FALSE | L | Annual | Generation | TWh | 0.28049 | 0.035764 | 0 | 0 | 0 | 0 | 0 | 0
BART NOX Annual- Ravenswood 1- v5.16 | 72 | 7183 | Rate Constraint in lbs/MMBtu | FALSE | L | Annual | Qualifying Generation | TWh | 0.28049 | 0.035764 | 0 | 0 | 0 | 0 | 0 | 0
BART NOX Annual- Ravenswood 1- v5.16 | 72 | 7183 | Rate Constraint in lbs/MMBtu | FALSE | L | Annual | Rate | lb/MWh | 0.70727 | 0.70727 | 0 | 0 | 0 | 0 | 0 | 0
BART NOX Annual- Ravenswood 1- v5.16 | 72 | 7183 | Rate Constraint in lbs/MMBtu | FALSE | L | Annual | Constraint Shadow Price | US2019$/Ton | 0 | 0 | 0 | 0 | 0 | 0 | 0 | 0
BART NOX Annual- Ravenswood 2- v5.16 | 73 | 7184 | Rate Constraint in lbs/MMBtu | FALSE | L | Annual | Seasons Included | Seasons | Winter, WintShld, Summer | Winter, WintShld, Summer | Winter, WintShld, Summer | Winter, WintShld, Summer | Winter, WintShld, Summer | Winter, WintShld, Summer | Winter, WintShld, Summer | Winter, WintShld, Summer
BART NOX Annual- Ravenswood 2- v5.16 | 73 | 7184 | Rate Constraint in lbs/MMBtu | FALSE | L | Annual | Standard NOX | lb/MMBtu | 0.15 | 0.15 | 0.15 | 0.15 | 0.15 | 0.15 | 0.15 | 0.15
BART NOX Annual- Ravenswood 2- v5.16 | 73 | 7184 | Rate Constraint in lbs/MMBtu | FALSE | L | Annual | Emissions at Affected Plants NOX | Thousand Tons | 0.086849 | 0 | 0 | 0 | 0 | 0 | 0 | 0
BART NOX Annual- Ravenswood 2- v5.16 | 73 | 7184 | Rate Constraint in lbs/MMBtu | FALSE | L | Annual | Allowances Purchased NOX | Thousand Tons | 0 | 0 | 0 | 0 | 0 | 0 | 0 | 0
BART NOX Annual- Ravenswood 2- v5.16 | 73 | 7184 | Rate Constraint in lbs/MMBtu | FALSE | L | Annual | Allowances Sold NOX | Thousand Tons | 0 | 0 | 0 | 0 | 0 | 0 | 0 | 0
BART NOX Annual- Ravenswood 2- v5.16 | 73 | 7184 | Rate Constraint in lbs/MMBtu | FALSE | L | Annual | Allowances Banked | Thousand Tons | 0 | 0 | 0 | 0 | 0 | 0 | 0 | 0
BART NOX Annual- Ravenswood 2- v5.16 | 73 | 7184 | Rate Constraint in lbs/MMBtu | FALSE | L | Annual | Allowances Withdrawn (1:1) | Thousand Tons | 0 | 0 | 0 | 0 | 0 | 0 | 0 | 0
BART NOX Annual- Ravenswood 2- v5.16 | 73 | 7184 | Rate Constraint in lbs/MMBtu | FALSE | L | Annual | Allowances Withdrawn (n:1) | Thousand Tons | 0 | 0 | 0 | 0 | 0 | 0 | 0 | 0
BART NOX Annual- Ravenswood 2- v5.16 | 73 | 7184 | Rate Constraint in lbs/MMBtu | FALSE | L | Annual | Net Emissions Allowance Position | Thousand Tons | 0.086849 | 0 | 0 | 0 | 0 | 0 | 0 | 0
BART NOX Annual- Ravenswood 2- v5.16 | 73 | 7184 | Rate Constraint in lbs/MMBtu | FALSE | L | Annual | Fuel Consumed | TBtu | 2.584 | 0 | 0 | 0 | 0 | 0 | 0 | 0
BART NOX Annual- Ravenswood 2- v5.16 | 73 | 7184 | Rate Constraint in lbs/MMBtu | FALSE | L | Annual | Rate | lb/MMBtu | 0.06722 | 0 | 0 | 0 | 0 | 0 | 0 | 0
BART NOX Annual- Ravenswood 2- v5.16 | 73 | 7184 | Rate Constraint in lbs/MMBtu | FALSE | L | Annual | Generation | TWh | 0.23421 | 0 | 0 | 0 | 0 | 0 | 0 | 0
BART NOX Annual- Ravenswood 2- v5.16 | 73 | 7184 | Rate Constraint in lbs/MMBtu | FALSE | L | Annual | Qualifying Generation | TWh | 0.23421 | 0 | 0 | 0 | 0 | 0 | 0 | 0
BART NOX Annual- Ravenswood 2- v5.16 | 73 | 7184 | Rate Constraint in lbs/MMBtu | FALSE | L | Annual | Rate | lb/MWh | 0.74164 | 0 | 0 | 0 | 0 | 0 | 0 | 0
BART NOX Annual- Ravenswood 2- v5.16 | 73 | 7184 | Rate Constraint in lbs/MMBtu | FALSE | L | Annual | Constraint Shadow Price | US2019$/Ton | 0 | 0 | 0 | 0 | 0 | 0 | 0 | 0
BART NOX Annual- Ravenswood 3- v5.16 | 74 | 7185 | Rate Constraint in lbs/MMBtu | FALSE | L | Annual | Seasons Included | Seasons | Winter, WintShld, Summer | Winter, WintShld, Summer | Winter, WintShld, Summer | Winter, WintShld, Summer | Winter, WintShld, Summer | Winter, WintShld, Summer | Winter, WintShld, Summer | Winter, WintShld, Summer
BART NOX Annual- Ravenswood 3- v5.16 | 74 | 7185 | Rate Constraint in lbs/MMBtu | FALSE | L | Annual | Standard NOX | lb/MMBtu | 0.15 | 0.15 | 0.15 | 0.15 | 0.15 | 0.15 | 0.15 | 0.15
BART NOX Annual- Ravenswood 3- v5.16 | 74 | 7185 | Rate Constraint in lbs/MMBtu | FALSE | L | Annual | Emissions at Affected Plants NOX | Thousand Tons | 0.23689 | 0.23689 | 0 | 0 | 0 | 0 | 0 | 0
BART NOX Annual- Ravenswood 3- v5.16 | 74 | 7185 | Rate Constraint in lbs/MMBtu | FALSE | L | Annual | Allowances Purchased NOX | Thousand Tons | 0 | 0 | 0 | 0 | 0 | 0 | 0 | 0
BART NOX Annual- Ravenswood 3- v5.16 | 74 | 7185 | Rate Constraint in lbs/MMBtu | FALSE | L | Annual | Allowances Sold NOX | Thousand Tons | 0 | 0 | 0 | 0 | 0 | 0 | 0 | 0
BART NOX Annual- Ravenswood 3- v5.16 | 74 | 7185 | Rate Constraint in lbs/MMBtu | FALSE | L | Annual | Allowances Banked | Thousand Tons | 0 | 0 | 0 | 0 | 0 | 0 | 0 | 0
BART NOX Annual- Ravenswood 3- v5.16 | 74 | 7185 | Rate Constraint in lbs/MMBtu | FALSE | L | Annual | Allowances Withdrawn (1:1) | Thousand Tons | 0 | 0 | 0 | 0 | 0 | 0 | 0 | 0
BART NOX Annual- Ravenswood 3- v5.16 | 74 | 7185 | Rate Constraint in lbs/MMBtu | FALSE | L | Annual | Allowances Withdrawn (n:1) | Thousand Tons | 0 | 0 | 0 | 0 | 0 | 0 | 0 | 0
BART NOX Annual- Ravenswood 3- v5.16 | 74 | 7185 | Rate Constraint in lbs/MMBtu | FALSE | L | Annual | Net Emissions Allowance Position | Thousand Tons | 0.23689 | 0.23689 | 0 | 0 | 0 | 0 | 0 | 0
BART NOX Annual- Ravenswood 3- v5.16 | 74 | 7185 | Rate Constraint in lbs/MMBtu | FALSE | L | Annual | Fuel Consumed | TBtu | 6.7576 | 6.7576 | 0 | 0 | 0 | 0 | 0 | 0
BART NOX Annual- Ravenswood 3- v5.16 | 74 | 7185 | Rate Constraint in lbs/MMBtu | FALSE | L | Annual | Rate | lb/MMBtu | 0.07011 | 0.07011 | 0 | 0 | 0 | 0 | 0 | 0
BART NOX Annual- Ravenswood 3- v5.16 | 74 | 7185 | Rate Constraint in lbs/MMBtu | FALSE | L | Annual | Generation | TWh | 0.6126 | 0.6126 | 0 | 0 | 0 | 0 | 0 | 0
BART NOX Annual- Ravenswood 3- v5.16 | 74 | 7185 | Rate Constraint in lbs/MMBtu | FALSE | L | Annual | Qualifying Generation | TWh | 0.6126 | 0.6126 | 0 | 0 | 0 | 0 | 0 | 0
BART NOX Annual- Ravenswood 3- v5.16 | 74 | 7185 | Rate Constraint in lbs/MMBtu | FALSE | L | Annual | Rate | lb/MWh | 0.77338 | 0.77338 | 0 | 0 | 0 | 0 | 0 | 0
BART NOX Annual- Ravenswood 3- v5.16 | 74 | 7185 | Rate Constraint in lbs/MMBtu | FALSE | L | Annual | Constraint Shadow Price | US2019$/Ton | 0 | 0 | 0 | 0 | 0 | 0 | 0 | 0
BART NOX Annual- Transalta Centralia 1,2- v5.16 | 75 | 7174 | Rate Constraint in lbs/MMBtu | FALSE | L | Annual | Seasons Included | Seasons | Winter, WintShld, Summer | Winter, WintShld, Summer | Winter, WintShld, Summer | Winter, WintShld, Summer | Winter, WintShld, Summer | Winter, WintShld, Summer | Winter, WintShld, Summer | Winter, WintShld, Summer
BART NOX Annual- Transalta Centralia 1,2- v5.16 | 75 | 7174 | Rate Constraint in lbs/MMBtu | FALSE | L | Annual | Standard NOX | lb/MMBtu | 0.21 | 0.21 | 0.21 | 0.21 | 0.21 | 0.21 | 0.21 | 0.21
BART NOX Annual- Transalta Centralia 1,2- v5.16 | 75 | 7174 | Rate Constraint in lbs/MMBtu | FALSE | L | Annual | Emissions at Affected Plants NOX | Thousand Tons | 3.2254 | 0 | 0 | 0 | 0 | 0 | 0 | 0
BART NOX Annual- Transalta Centralia 1,2- v5.16 | 75 | 7174 | Rate Constraint in lbs/MMBtu | FALSE | L | Annual | Allowances Purchased NOX | Thousand Tons | 0 | 0 | 0 | 0 | 0 | 0 | 0 | 0
BART NOX Annual- Transalta Centralia 1,2- v5.16 | 75 | 7174 | Rate Constraint in lbs/MMBtu | FALSE | L | Annual | Allowances Sold NOX | Thousand Tons | 0 | 0 | 0 | 0 | 0 | 0 | 0 | 0
BART NOX Annual- Transalta Centralia 1,2- v5.16 | 75 | 7174 | Rate Constraint in lbs/MMBtu | FALSE | L | Annual | Allowances Banked | Thousand Tons | 0 | 0 | 0 | 0 | 0 | 0 | 0 | 0
BART NOX Annual- Transalta Centralia 1,2- v5.16 | 75 | 7174 | Rate Constraint in lbs/MMBtu | FALSE | L | Annual | Allowances Withdrawn (1:1) | Thousand Tons | 0 | 0 | 0 | 0 | 0 | 0 | 0 | 0
BART NOX Annual- Transalta Centralia 1,2- v5.16 | 75 | 7174 | Rate Constraint in lbs/MMBtu | FALSE | L | Annual | Allowances Withdrawn (n:1) | Thousand Tons | 0 | 0 | 0 | 0 | 0 | 0 | 0 | 0
BART NOX Annual- Transalta Centralia 1,2- v5.16 | 75 | 7174 | Rate Constraint in lbs/MMBtu | FALSE | L | Annual | Net Emissions Allowance Position | Thousand Tons | 3.2254 | 0 | 0 | 0 | 0 | 0 | 0 | 0
BART NOX Annual- Transalta Centralia 1,2- v5.16 | 75 | 7174 | Rate Constraint in lbs/MMBtu | FALSE | L | Annual | Fuel Consumed | TBtu | 31.4748 | 0 | 0 | 0 | 0 | 0 | 0 | 0
BART NOX Annual- Transalta Centralia 1,2- v5.16 | 75 | 7174 | Rate Constraint in lbs/MMBtu | FALSE | L | Annual | Rate | lb/MMBtu | 0.20495 | 0 | 0 | 0 | 0 | 0 | 0 | 0
BART NOX Annual- Transalta Centralia 1,2- v5.16 | 75 | 7174 | Rate Constraint in lbs/MMBtu | FALSE | L | Annual | Generation | TWh | 2.8274 | 0 | 0 | 0 | 0 | 0 | 0 | 0
BART NOX Annual- Transalta Centralia 1,2- v5.16 | 75 | 7174 | Rate Constraint in lbs/MMBtu | FALSE | L | Annual | Qualifying Generation | TWh | 2.8274 | 0 | 0 | 0 | 0 | 0 | 0 | 0
BART NOX Annual- Transalta Centralia 1,2- v5.16 | 75 | 7174 | Rate Constraint in lbs/MMBtu | FALSE | L | Annual | Rate | lb/MWh | 2.2815 | 0 | 0 | 0 | 0 | 0 | 0 | 0
BART NOX Annual- Transalta Centralia 1,2- v5.16 | 75 | 7174 | Rate Constraint in lbs/MMBtu | FALSE | L | Annual | Constraint Shadow Price | US2019$/Ton | 0 | 0 | 0 | 0 | 0 | 0 | 0 | 0
BART NOX Annual-Apache Station 2 -v5.13 | 76 | 7138 | Rate Constraint in lbs/MMBtu | FALSE | L | Annual | Seasons Included | Seasons | Winter, WintShld, Summer | Winter, WintShld, Summer | Winter, WintShld, Summer | Winter, WintShld, Summer | Winter, WintShld, Summer | Winter, WintShld, Summer | Winter, WintShld, Summer | Winter, WintShld, Summer
BART NOX Annual-Apache Station 2 -v5.13 | 76 | 7138 | Rate Constraint in lbs/MMBtu | FALSE | L | Annual | Standard NOX | lb/MMBtu | 0.085 | 0.085 | 0.085 | 0.085 | 0.085 | 0.085 | 0.085 | 0.085
BART NOX Annual-Apache Station 2 -v5.13 | 76 | 7138 | Rate Constraint in lbs/MMBtu | FALSE | L | Annual | Emissions at Affected Plants NOX | Thousand Tons | 0 | 0 | 0 | 0 | 0 | 0 | 0 | 0
BART NOX Annual-Apache Station 2 -v5.13 | 76 | 7138 | Rate Constraint in lbs/MMBtu | FALSE | L | Annual | Allowances Purchased NOX | Thousand Tons | 0 | 0 | 0 | 0 | 0 | 0 | 0 | 0
BART NOX Annual-Apache Station 2 -v5.13 | 76 | 7138 | Rate Constraint in lbs/MMBtu | FALSE | L | Annual | Allowances Sold NOX | Thousand Tons | 0 | 0 | 0 | 0 | 0 | 0 | 0 | 0
BART NOX Annual-Apache Station 2 -v5.13 | 76 | 7138 | Rate Constraint in lbs/MMBtu | FALSE | L | Annual | Allowances Banked | Thousand Tons | 0 | 0 | 0 | 0 | 0 | 0 | 0 | 0
BART NOX Annual-Apache Station 2 -v5.13 | 76 | 7138 | Rate Constraint in lbs/MMBtu | FALSE | L | Annual | Allowances Withdrawn (1:1) | Thousand Tons | 0 | 0 | 0 | 0 | 0 | 0 | 0 | 0
BART NOX Annual-Apache Station 2 -v5.13 | 76 | 7138 | Rate Constraint in lbs/MMBtu | FALSE | L | Annual | Allowances Withdrawn (n:1) | Thousand Tons | 0 | 0 | 0 | 0 | 0 | 0 | 0 | 0
BART NOX Annual-Apache Station 2 -v5.13 | 76 | 7138 | Rate Constraint in lbs/MMBtu | FALSE | L | Annual | Net Emissions Allowance Position | Thousand Tons | 0 | 0 | 0 | 0 | 0 | 0 | 0 | 0
BART NOX Annual-Apache Station 2 -v5.13 | 76 | 7138 | Rate Constraint in lbs/MMBtu | FALSE | L | Annual | Fuel Consumed | TBtu | 0 | 0 | 0 | 0 | 0 | 0 | 0 | 0
BART NOX Annual-Apache Station 2 -v5.13 | 76 | 7138 | Rate Constraint in lbs/MMBtu | FALSE | L | Annual | Rate | lb/MMBtu | 0 | 0 | 0 | 0 | 0 | 0 | 0 | 0
BART NOX Annual-Apache Station 2 -v5.13 | 76 | 7138 | Rate Constraint in lbs/MMBtu | FALSE | L | Annual | Generation | TWh | 0 | 0 | 0 | 0 | 0 | 0 | 0 | 0
BART NOX Annual-Apache Station 2 -v5.13 | 76 | 7138 | Rate Constraint in lbs/MMBtu | FALSE | L | Annual | Qualifying Generation | TWh | 0 | 0 | 0 | 0 | 0 | 0 | 0 | 0
BART NOX Annual-Apache Station 2 -v5.13 | 76 | 7138 | Rate Constraint in lbs/MMBtu | FALSE | L | Annual | Rate | lb/MWh | 0 | 0 | 0 | 0 | 0 | 0 | 0 | 0
BART NOX Annual-Apache Station 2 -v5.13 | 76 | 7138 | Rate Constraint in lbs/MMBtu | FALSE | L | Annual | Constraint Shadow Price | US2019$/Ton | 0 | 0 | 0 | 0 | 0 | 0 | 0 | 0
BART NOX Annual-Apache Station 3 -v5.13 | 77 | 7139 | Rate Constraint in lbs/MMBtu | FALSE | L | Annual | Seasons Included | Seasons | Winter, WintShld, Summer | Winter, WintShld, Summer | Winter, WintShld, Summer | Winter, WintShld, Summer | Winter, WintShld, Summer | Winter, WintShld, Summer | Winter, WintShld, Summer | Winter, WintShld, Summer
BART NOX Annual-Apache Station 3 -v5.13 | 77 | 7139 | Rate Constraint in lbs/MMBtu | FALSE | L | Annual | Standard NOX | lb/MMBtu | 0.23 | 0.23 | 0.23 | 0.23 | 0.23 | 0.23 | 0.23 | 0.23
BART NOX Annual-Apache Station 3 -v5.13 | 77 | 7139 | Rate Constraint in lbs/MMBtu | FALSE | L | Annual | Emissions at Affected Plants NOX | Thousand Tons | 1.3049 | 0.31049 | 0.15964 | 0.15964 | 0.15964 | 0.24483 | 0.24483 | 0.15964
BART NOX Annual-Apache Station 3 -v5.13 | 77 | 7139 | Rate Constraint in lbs/MMBtu | FALSE | L | Annual | Allowances Purchased NOX | Thousand Tons | 0 | 0 | 0 | 0 | 0 | 0 | 0 | 0
BART NOX Annual-Apache Station 3 -v5.13 | 77 | 7139 | Rate Constraint in lbs/MMBtu | FALSE | L | Annual | Allowances Sold NOX | Thousand Tons | 0 | 0 | 0 | 0 | 0 | 0 | 0 | 0
BART NOX Annual-Apache Station 3 -v5.13 | 77 | 7139 | Rate Constraint in lbs/MMBtu | FALSE | L | Annual | Allowances Banked | Thousand Tons | 0 | 0 | 0 | 0 | 0 | 0 | 0 | 0
BART NOX Annual-Apache Station 3 -v5.13 | 77 | 7139 | Rate Constraint in lbs/MMBtu | FALSE | L | Annual | Allowances Withdrawn (1:1) | Thousand Tons | 0 | 0 | 0 | 0 | 0 | 0 | 0 | 0
BART NOX Annual-Apache Station 3 -v5.13 | 77 | 7139 | Rate Constraint in lbs/MMBtu | FALSE | L | Annual | Allowances Withdrawn (n:1) | Thousand Tons | 0 | 0 | 0 | 0 | 0 | 0 | 0 | 0
BART NOX Annual-Apache Station 3 -v5.13 | 77 | 7139 | Rate Constraint in lbs/MMBtu | FALSE | L | Annual | Net Emissions Allowance Position | Thousand Tons | 1.3049 | 0.31049 | 0.15964 | 0.15964 | 0.15964 | 0.24483 | 0.24483 | 0.15964
BART NOX Annual-Apache Station 3 -v5.13 | 77 | 7139 | Rate Constraint in lbs/MMBtu | FALSE | L | Annual | Fuel Consumed | TBtu | 14.0807 | 3.3503 | 1.7226 | 1.7226 | 1.7226 | 2.6418 | 2.6418 | 1.7226
BART NOX Annual-Apache Station 3 -v5.13 | 77 | 7139 | Rate Constraint in lbs/MMBtu | FALSE | L | Annual | Rate | lb/MMBtu | 0.18535 | 0.18535 | 0.18535 | 0.18535 | 0.18535 | 0.18535 | 0.18535 | 0.18535
BART NOX Annual-Apache Station 3 -v5.13 | 77 | 7139 | Rate Constraint in lbs/MMBtu | FALSE | L | Annual | Generation | TWh | 1.2531 | 0.29815 | 0.1533 | 0.1533 | 0.1533 | 0.2351 | 0.2351 | 0.1533
BART NOX Annual-Apache Station 3 -v5.13 | 77 | 7139 | Rate Constraint in lbs/MMBtu | FALSE | L | Annual | Qualifying Generation | TWh | 1.2531 | 0.29815 | 0.1533 | 0.1533 | 0.1533 | 0.2351 | 0.2351 | 0.1533
BART NOX Annual-Apache Station 3 -v5.13 | 77 | 7139 | Rate Constraint in lbs/MMBtu | FALSE | L | Annual | Rate | lb/MWh | 2.0828 | 2.0828 | 2.0828 | 2.0828 | 2.0828 | 2.0828 | 2.0828 | 2.0828
BART NOX Annual-Apache Station 3 -v5.13 | 77 | 7139 | Rate Constraint in lbs/MMBtu | FALSE | L | Annual | Constraint Shadow Price | US2019$/Ton | 0 | 0 | 0 | 0 | 0 | 0 | 0 | 0
BART NOX Annual-Big Cajun 2 -v5.14 | 78 | 7160 | Rate Constraint in lbs/MMBtu | FALSE | L | Annual | Seasons Included | Seasons | Winter, WintShld, Summer | Winter, WintShld, Summer | Winter, WintShld, Summer | Winter, WintShld, Summer | Winter, WintShld, Summer | Winter, WintShld, Summer | Winter, WintShld, Summer | Winter, WintShld, Summer
BART NOX Annual-Big Cajun 2 -v5.14 | 78 | 7160 | Rate Constraint in lbs/MMBtu | FALSE | L | Annual | Standard NOX | lb/MMBtu | 0.15 | 0.15 | 0.15 | 0.15 | 0.15 | 0.15 | 0.15 | 0.15
BART NOX Annual-Big Cajun 2 -v5.14 | 78 | 7160 | Rate Constraint in lbs/MMBtu | FALSE | L | Annual | Emissions at Affected Plants NOX | Thousand Tons | 2.2401 | 0 | 0 | 0 | 0 | 0 | 0 | 0
BART NOX Annual-Big Cajun 2 -v5.14 | 78 | 7160 | Rate Constraint in lbs/MMBtu | FALSE | L | Annual | Allowances Purchased NOX | Thousand Tons | 0 | 0 | 0 | 0 | 0 | 0 | 0 | 0
BART NOX Annual-Big Cajun 2 -v5.14 | 78 | 7160 | Rate Constraint in lbs/MMBtu | FALSE | L | Annual | Allowances Sold NOX | Thousand Tons | 0 | 0 | 0 | 0 | 0 | 0 | 0 | 0
BART NOX Annual-Big Cajun 2 -v5.14 | 78 | 7160 | Rate Constraint in lbs/MMBtu | FALSE | L | Annual | Allowances Banked | Thousand Tons | 0 | 0 | 0 | 0 | 0 | 0 | 0 | 0
BART NOX Annual-Big Cajun 2 -v5.14 | 78 | 7160 | Rate Constraint in lbs/MMBtu | FALSE | L | Annual | Allowances Withdrawn (1:1) | Thousand Tons | 0 | 0 | 0 | 0 | 0 | 0 | 0 | 0
BART NOX Annual-Big Cajun 2 -v5.14 | 78 | 7160 | Rate Constraint in lbs/MMBtu | FALSE | L | Annual | Allowances Withdrawn (n:1) | Thousand Tons | 0 | 0 | 0 | 0 | 0 | 0 | 0 | 0
BART NOX Annual-Big Cajun 2 -v5.14 | 78 | 7160 | Rate Constraint in lbs/MMBtu | FALSE | L | Annual | Net Emissions Allowance Position | Thousand Tons | 2.2401 | 0 | 0 | 0 | 0 | 0 | 0 | 0
BART NOX Annual-Big Cajun 2 -v5.14 | 78 | 7160 | Rate Constraint in lbs/MMBtu | FALSE | L | Annual | Fuel Consumed | TBtu | 35.8958 | 0 | 0 | 0 | 0 | 0 | 0 | 0
BART NOX Annual-Big Cajun 2 -v5.14 | 78 | 7160 | Rate Constraint in lbs/MMBtu | FALSE | L | Annual | Rate | lb/MMBtu | 0.12481 | 0 | 0 | 0 | 0 | 0 | 0 | 0
BART NOX Annual-Big Cajun 2 -v5.14 | 78 | 7160 | Rate Constraint in lbs/MMBtu | FALSE | L | Annual | Generation | TWh | 3.439 | 0 | 0 | 0 | 0 | 0 | 0 | 0
BART NOX Annual-Big Cajun 2 -v5.14 | 78 | 7160 | Rate Constraint in lbs/MMBtu | FALSE | L | Annual | Qualifying Generation | TWh | 3.439 | 0 | 0 | 0 | 0 | 0 | 0 | 0
BART NOX Annual-Big Cajun 2 -v5.14 | 78 | 7160 | Rate Constraint in lbs/MMBtu | FALSE | L | Annual | Rate | lb/MWh | 1.3028 | 0 | 0 | 0 | 0 | 0 | 0 | 0
BART NOX Annual-Big Cajun 2 -v5.14 | 78 | 7160 | Rate Constraint in lbs/MMBtu | FALSE | L | Annual | Constraint Shadow Price | US2019$/Ton | 0 | 0 | 0 | 0 | 0 | 0 | 0 | 0
BART NOX Annual-Campbell 2 -v5.14 | 79 | 7162 | Rate Constraint in lbs/MMBtu | FALSE | L | Annual | Seasons Included | Seasons | Winter, WintShld, Summer | Winter, WintShld, Summer | Winter, WintShld, Summer | Winter, WintShld, Summer | Winter, WintShld, Summer | Winter, WintShld, Summer | Winter, WintShld, Summer | Winter, WintShld, Summer
BART NOX Annual-Campbell 2 -v5.14 | 79 | 7162 | Rate Constraint in lbs/MMBtu | FALSE | L | Annual | Standard NOX | lb/MMBtu | 0.08 | 0.08 | 0.08 | 0.08 | 0.08 | 0.08 | 0.08 | 0.08
BART NOX Annual-Campbell 2 -v5.14 | 79 | 7162 | Rate Constraint in lbs/MMBtu | FALSE | L | Annual | Emissions at Affected Plants NOX | Thousand Tons | 0.59484 | 0 | 0 | 0 | 0 | 0 | 0 | 0
BART NOX Annual-Campbell 2 -v5.14 | 79 | 7162 | Rate Constraint in lbs/MMBtu | FALSE | L | Annual | Allowances Purchased NOX | Thousand Tons | 0 | 0 | 0 | 0 | 0 | 0 | 0 | 0
BART NOX Annual-Campbell 2 -v5.14 | 79 | 7162 | Rate Constraint in lbs/MMBtu | FALSE | L | Annual | Allowances Sold NOX | Thousand Tons | 0 | 0 | 0 | 0 | 0 | 0 | 0 | 0
BART NOX Annual-Campbell 2 -v5.14 | 79 | 7162 | Rate Constraint in lbs/MMBtu | FALSE | L | Annual | Allowances Banked | Thousand Tons | 0 | 0 | 0 | 0 | 0 | 0 | 0 | 0
BART NOX Annual-Campbell 2 -v5.14 | 79 | 7162 | Rate Constraint in lbs/MMBtu | FALSE | L | Annual | Allowances Withdrawn (1:1) | Thousand Tons | 0 | 0 | 0 | 0 | 0 | 0 | 0 | 0
BART NOX Annual-Campbell 2 -v5.14 | 79 | 7162 | Rate Constraint in lbs/MMBtu | FALSE | L | Annual | Allowances Withdrawn (n:1) | Thousand Tons | 0 | 0 | 0 | 0 | 0 | 0 | 0 | 0
BART NOX Annual-Campbell 2 -v5.14 | 79 | 7162 | Rate Constraint in lbs/MMBtu | FALSE | L | Annual | Net Emissions Allowance Position | Thousand Tons | 0.59484 | 0 | 0 | 0 | 0 | 0 | 0 | 0
BART NOX Annual-Campbell 2 -v5.14 | 79 | 7162 | Rate Constraint in lbs/MMBtu | FALSE | L | Annual | Fuel Consumed | TBtu | 25.0565 | 0 | 0 | 0 | 0 | 0 | 0 | 0
BART NOX Annual-Campbell 2 -v5.14 | 79 | 7162 | Rate Constraint in lbs/MMBtu | FALSE | L | Annual | Rate | lb/MMBtu | 0.04748 | 0 | 0 | 0 | 0 | 0 | 0 | 0
BART NOX Annual-Campbell 2 -v5.14 | 79 | 7162 | Rate Constraint in lbs/MMBtu | FALSE | L | Annual | Generation | TWh | 2.4028 | 0 | 0 | 0 | 0 | 0 | 0 | 0
BART NOX Annual-Campbell 2 -v5.14 | 79 | 7162 | Rate Constraint in lbs/MMBtu | FALSE | L | Annual | Qualifying Generation | TWh | 2.4028 | 0 | 0 | 0 | 0 | 0 | 0 | 0
BART NOX Annual-Campbell 2 -v5.14 | 79 | 7162 | Rate Constraint in lbs/MMBtu | FALSE | L | Annual | Rate | lb/MWh | 0.49512 | 0 | 0 | 0 | 0 | 0 | 0 | 0
BART NOX Annual-Campbell 2 -v5.14 | 79 | 7162 | Rate Constraint in lbs/MMBtu | FALSE | L | Annual | Constraint Shadow Price | US2019$/Ton | 0 | 0 | 0 | 0 | 0 | 0 | 0 | 0
BART NOX Annual-Campbell 3 -v5.14 | 80 | 7163 | Rate Constraint in lbs/MMBtu | FALSE | L | Annual | Seasons Included | Seasons | Winter, WintShld, Summer | Winter, WintShld, Summer | Winter, WintShld, Summer | Winter, WintShld, Summer | Winter, WintShld, Summer | Winter, WintShld, Summer | Winter, WintShld, Summer | Winter, WintShld, Summer
BART NOX Annual-Campbell 3 -v5.14 | 80 | 7163 | Rate Constraint in lbs/MMBtu | FALSE | L | Annual | Standard NOX | lb/MMBtu | 0.08 | 0.08 | 0.08 | 0.08 | 0.08 | 0.08 | 0.08 | 0.08
BART NOX Annual-Campbell 3 -v5.14 | 80 | 7163 | Rate Constraint in lbs/MMBtu | FALSE | L | Annual | Emissions at Affected Plants NOX | Thousand Tons | 1.5134 | 0 | 0 | 0 | 0 | 0 | 0 | 0
BART NOX Annual-Campbell 3 -v5.14 | 80 | 7163 | Rate Constraint in lbs/MMBtu | FALSE | L | Annual | Allowances Purchased NOX | Thousand Tons | 0 | 0 | 0 | 0 | 0 | 0 | 0 | 0
BART NOX Annual-Campbell 3 -v5.14 | 80 | 7163 | Rate Constraint in lbs/MMBtu | FALSE | L | Annual | Allowances Sold NOX | Thousand Tons | 0 | 0 | 0 | 0 | 0 | 0 | 0 | 0
BART NOX Annual-Campbell 3 -v5.14 | 80 | 7163 | Rate Constraint in lbs/MMBtu | FALSE | L | Annual | Allowances Banked | Thousand Tons | 0 | 0 | 0 | 0 | 0 | 0 | 0 | 0
BART NOX Annual-Campbell 3 -v5.14 | 80 | 7163 | Rate Constraint in lbs/MMBtu | FALSE | L | Annual | Allowances Withdrawn (1:1) | Thousand Tons | 0 | 0 | 0 | 0 | 0 | 0 | 0 | 0
BART NOX Annual-Campbell 3 -v5.14 | 80 | 7163 | Rate Constraint in lbs/MMBtu | FALSE | L | Annual | Allowances Withdrawn (n:1) | Thousand Tons | 0 | 0 | 0 | 0 | 0 | 0 | 0 | 0
BART NOX Annual-Campbell 3 -v5.14 | 80 | 7163 | Rate Constraint in lbs/MMBtu | FALSE | L | Annual | Net Emissions Allowance Position | Thousand Tons | 1.5134 | 0 | 0 | 0 | 0 | 0 | 0 | 0
BART NOX Annual-Campbell 3 -v5.14 | 80 | 7163 | Rate Constraint in lbs/MMBtu | FALSE | L | Annual | Fuel Consumed | TBtu | 59.6521 | 0 | 0 | 0 | 0 | 0 | 0 | 0
BART NOX Annual-Campbell 3 -v5.14 | 80 | 7163 | Rate Constraint in lbs/MMBtu | FALSE | L | Annual | Rate | lb/MMBtu | 0.05074 | 0 | 0 | 0 | 0 | 0 | 0 | 0
BART NOX Annual-Campbell 3 -v5.14 | 80 | 7163 | Rate Constraint in lbs/MMBtu | FALSE | L | Annual | Generation | TWh | 5.8118 | 0 | 0 | 0 | 0 | 0 | 0 | 0
BART NOX Annual-Campbell 3 -v5.14 | 80 | 7163 | Rate Constraint in lbs/MMBtu | FALSE | L | Annual | Qualifying Generation | TWh | 5.8118 | 0 | 0 | 0 | 0 | 0 | 0 | 0
BART NOX Annual-Campbell 3 -v5.14 | 80 | 7163 | Rate Constraint in lbs/MMBtu | FALSE | L | Annual | Rate | lb/MWh | 0.5208 | 0 | 0 | 0 | 0 | 0 | 0 | 0
BART NOX Annual-Campbell 3 -v5.14 | 80 | 7163 | Rate Constraint in lbs/MMBtu | FALSE | L | Annual | Constraint Shadow Price | US2019$/Ton | 0 | 0 | 0 | 0 | 0 | 0 | 0 | 0
BART NOX AnnualCap- Oswego Harbor 5- v5.16 | 81 | 7191 | Rate Constraint in MTons | FALSE | L | Annual | Seasons Included | Seasons | Winter, WintShld, Summer | Winter, WintShld, Summer | Winter, WintShld, Summer | Winter, WintShld, Summer | Winter, WintShld, Summer | Winter, WintShld, Summer | Winter, WintShld, Summer | Winter, WintShld, Summer
BART NOX AnnualCap- Oswego Harbor 5- v5.16 | 81 | 7191 | Rate Constraint in MTons | FALSE | L | Annual | Standard NOX | Thousand Tons | 0.383 | 0.383 | 0.383 | 0.383 | 0.383 | 0.383 | 0.383 | 0.383
BART NOX AnnualCap- Oswego Harbor 5- v5.16 | 81 | 7191 | Rate Constraint in MTons | FALSE | L | Annual | Emissions at Affected Plants NOX | Thousand Tons | 0 | 0 | 0 | 0 | 0 | 0 | 0 | 0
BART NOX AnnualCap- Oswego Harbor 5- v5.16 | 81 | 7191 | Rate Constraint in MTons | FALSE | L | Annual | Allowances Purchased NOX | Thousand Tons | 0 | 0 | 0 | 0 | 0 | 0 | 0 | 0
BART NOX AnnualCap- Oswego Harbor 5- v5.16 | 81 | 7191 | Rate Constraint in MTons | FALSE | L | Annual | Allowances Sold NOX | Thousand Tons | 0 | 0 | 0 | 0 | 0 | 0 | 0 | 0
BART NOX AnnualCap- Oswego Harbor 5- v5.16 | 81 | 7191 | Rate Constraint in MTons | FALSE | L | Annual | Allowances Banked | Thousand Tons | 0 | 0 | 0 | 0 | 0 | 0 | 0 | 0
BART NOX AnnualCap- Oswego Harbor 5- v5.16 | 81 | 7191 | Rate Constraint in MTons | FALSE | L | Annual | Allowances Withdrawn (1:1) | Thousand Tons | 0 | 0 | 0 | 0 | 0 | 0 | 0 | 0
BART NOX AnnualCap- Oswego Harbor 5- v5.16 | 81 | 7191 | Rate Constraint in MTons | FALSE | L | Annual | Allowances Withdrawn (n:1) | Thousand Tons | 0 | 0 | 0 | 0 | 0 | 0 | 0 | 0
BART NOX AnnualCap- Oswego Harbor 5- v5.16 | 81 | 7191 | Rate Constraint in MTons | FALSE | L | Annual | Net Emissions Allowance Position | Thousand Tons | 0 | 0 | 0 | 0 | 0 | 0 | 0 | 0
BART NOX AnnualCap- Oswego Harbor 5- v5.16 | 81 | 7191 | Rate Constraint in MTons | FALSE | L | Annual | Fuel Consumed | TBtu | 0 | 0 | 0 | 0 | 0 | 0 | 0 | 0
BART NOX AnnualCap- Oswego Harbor 5- v5.16 | 81 | 7191 | Rate Constraint in MTons | FALSE | L | Annual | Rate | lb/MMBtu | 0 | 0 | 0 | 0 | 0 | 0 | 0 | 0
BART NOX AnnualCap- Oswego Harbor 5- v5.16 | 81 | 7191 | Rate Constraint in MTons | FALSE | L | Annual | Generation | TWh | 0 | 0 | 0 | 0 | 0 | 0 | 0 | 0
BART NOX AnnualCap- Oswego Harbor 5- v5.16 | 81 | 7191 | Rate Constraint in MTons | FALSE | L | Annual | Qualifying Generation | TWh | 0 | 0 | 0 | 0 | 0 | 0 | 0 | 0
BART NOX AnnualCap- Oswego Harbor 5- v5.16 | 81 | 7191 | Rate Constraint in MTons | FALSE | L | Annual | Rate | lb/MWh | 0 | 0 | 0 | 0 | 0 | 0 | 0 | 0
BART NOX AnnualCap- Oswego Harbor 5- v5.16 | 81 | 7191 | Rate Constraint in MTons | FALSE | L | Annual | Constraint Shadow Price | US2019$/Ton | 0 | 0 | 0 | 0 | 0 | 0 | 0 | 0
BART NOX AnnualCap- Oswego Harbor 6- v5.16 | 82 | 7192 | Rate Constraint in MTons | FALSE | L | Annual | Seasons Included | Seasons | Winter, WintShld, Summer | Winter, WintShld, Summer | Winter, WintShld, Summer | Winter, WintShld, Summer | Winter, WintShld, Summer | Winter, WintShld, Summer | Winter, WintShld, Summer | Winter, WintShld, Summer
BART NOX AnnualCap- Oswego Harbor 6- v5.16 | 82 | 7192 | Rate Constraint in MTons | FALSE | L | Annual | Standard NOX | Thousand Tons | 0.665 | 0.665 | 0.665 | 0.665 | 0.665 | 0.665 | 0.665 | 0.665
BART NOX AnnualCap- Oswego Harbor 6- v5.16 | 82 | 7192 | Rate Constraint in MTons | FALSE | L | Annual | Emissions at Affected Plants NOX | Thousand Tons | 0 | 0 | 0 | 0 | 0 | 0 | 0 | 0
BART NOX AnnualCap- Oswego Harbor 6- v5.16 | 82 | 7192 | Rate Constraint in MTons | FALSE | L | Annual | Allowances Purchased NOX | Thousand Tons | 0 | 0 | 0 | 0 | 0 | 0 | 0 | 0
BART NOX AnnualCap- Oswego Harbor 6- v5.16 | 82 | 7192 | Rate Constraint in MTons | FALSE | L | Annual | Allowances Sold NOX | Thousand Tons | 0 | 0 | 0 | 0 | 0 | 0 | 0 | 0
BART NOX AnnualCap- Oswego Harbor 6- v5.16 | 82 | 7192 | Rate Constraint in MTons | FALSE | L | Annual | Allowances Banked | Thousand Tons | 0 | 0 | 0 | 0 | 0 | 0 | 0 | 0
BART NOX AnnualCap- Oswego Harbor 6- v5.16 | 82 | 7192 | Rate Constraint in MTons | FALSE | L | Annual | Allowances Withdrawn (1:1) | Thousand Tons | 0 | 0 | 0 | 0 | 0 | 0 | 0 | 0
BART NOX AnnualCap- Oswego Harbor 6- v5.16 | 82 | 7192 | Rate Constraint in MTons | FALSE | L | Annual | Allowances Withdrawn (n:1) | Thousand Tons | 0 | 0 | 0 | 0 | 0 | 0 | 0 | 0
BART NOX AnnualCap- Oswego Harbor 6- v5.16 | 82 | 7192 | Rate Constraint in MTons | FALSE | L | Annual | Net Emissions Allowance Position | Thousand Tons | 0 | 0 | 0 | 0 | 0 | 0 | 0 | 0
BART NOX AnnualCap- Oswego Harbor 6- v5.16 | 82 | 7192 | Rate Constraint in MTons | FALSE | L | Annual | Fuel Consumed | TBtu | 0 | 0 | 0 | 0 | 0 | 0 | 0 | 0
BART NOX AnnualCap- Oswego Harbor 6- v5.16 | 82 | 7192 | Rate Constraint in MTons | FALSE | L | Annual | Rate | lb/MMBtu | 0 | 0 | 0 | 0 | 0 | 0 | 0 | 0
BART NOX AnnualCap- Oswego Harbor 6- v5.16 | 82 | 7192 | Rate Constraint in MTons | FALSE | L | Annual | Generation | TWh | 0 | 0 | 0 | 0 | 0 | 0 | 0 | 0
BART NOX AnnualCap- Oswego Harbor 6- v5.16 | 82 | 7192 | Rate Constraint in MTons | FALSE | L | Annual | Qualifying Generation | TWh | 0 | 0 | 0 | 0 | 0 | 0 | 0 | 0
BART NOX AnnualCap- Oswego Harbor 6- v5.16 | 82 | 7192 | Rate Constraint in MTons | FALSE | L | Annual | Rate | lb/MWh | 0 | 0 | 0 | 0 | 0 | 0 | 0 | 0
BART NOX AnnualCap- Oswego Harbor 6- v5.16 | 82 | 7192 | Rate Constraint in MTons | FALSE | L | Annual | Constraint Shadow Price | US2019$/Ton | 0 | 0 | 0 | 0 | 0 | 0 | 0 | 0
BART NOX Annual-Cherokee 4 -v5.13 | 83 | 7140 | Rate Constraint in lbs/MMBtu | FALSE | L | Annual | Seasons Included | Seasons | Winter, WintShld, Summer | Winter, WintShld, Summer | Winter, WintShld, Summer | Winter, WintShld, Summer | Winter, WintShld, Summer | Winter, WintShld, Summer | Winter, WintShld, Summer | Winter, WintShld, Summer
BART NOX Annual-Cherokee 4 -v5.13 | 83 | 7140 | Rate Constraint in lbs/MMBtu | FALSE | L | Annual | Standard NOX | lb/MMBtu | 0.12 | 0.12 | 0.12 | 0.12 | 0.12 | 0.12 | 0.12 | 0.12
BART NOX Annual-Cherokee 4 -v5.13 | 83 | 7140 | Rate Constraint in lbs/MMBtu | FALSE | L | Annual | Emissions at Affected Plants NOX | Thousand Tons | 0 | 0 | 0 | 0 | 0 | 0 | 0 | 0
BART NOX Annual-Cherokee 4 -v5.13 | 83 | 7140 | Rate Constraint in lbs/MMBtu | FALSE | L | Annual | Allowances Purchased NOX | Thousand Tons | 0 | 0 | 0 | 0 | 0 | 0 | 0 | 0
BART NOX Annual-Cherokee 4 -v5.13 | 83 | 7140 | Rate Constraint in lbs/MMBtu | FALSE | L | Annual | Allowances Sold NOX | Thousand Tons | 0 | 0 | 0 | 0 | 0 | 0 | 0 | 0
BART NOX Annual-Cherokee 4 -v5.13 | 83 | 7140 | Rate Constraint in lbs/MMBtu | FALSE | L | Annual | Allowances Banked | Thousand Tons | 0 | 0 | 0 | 0 | 0 | 0 | 0 | 0
BART NOX Annual-Cherokee 4 -v5.13 | 83 | 7140 | Rate Constraint in lbs/MMBtu | FALSE | L | Annual | Allowances Withdrawn (1:1) | Thousand Tons | 0 | 0 | 0 | 0 | 0 | 0 | 0 | 0
BART NOX Annual-Cherokee 4 -v5.13 | 83 | 7140 | Rate Constraint in lbs/MMBtu | FALSE | L | Annual | Allowances Withdrawn (n:1) | Thousand Tons | 0 | 0 | 0 | 0 | 0 | 0 | 0 | 0
BART NOX Annual-Cherokee 4 -v5.13 | 83 | 7140 | Rate Constraint in lbs/MMBtu | FALSE | L | Annual | Net Emissions Allowance Position | Thousand Tons | 0 | 0 | 0 | 0 | 0 | 0 | 0 | 0
BART NOX Annual-Cherokee 4 -v5.13 | 83 | 7140 | Rate Constraint in lbs/MMBtu | FALSE | L | Annual | Fuel Consumed | TBtu | 0 | 0 | 0 | 0 | 0 | 0 | 0 | 0
BART NOX Annual-Cherokee 4 -v5.13 | 83 | 7140 | Rate Constraint in lbs/MMBtu | FALSE | L | Annual | Rate | lb/MMBtu | 0 | 0 | 0 | 0 | 0 | 0 | 0 | 0
BART NOX Annual-Cherokee 4 -v5.13 | 83 | 7140 | Rate Constraint in lbs/MMBtu | FALSE | L | Annual | Generation | TWh | 0 | 0 | 0 | 0 | 0 | 0 | 0 | 0
BART NOX Annual-Cherokee 4 -v5.13 | 83 | 7140 | Rate Constraint in lbs/MMBtu | FALSE | L | Annual | Qualifying Generation | TWh | 0 | 0 | 0 | 0 | 0 | 0 | 0 | 0
BART NOX Annual-Cherokee 4 -v5.13 | 83 | 7140 | Rate Constraint in lbs/MMBtu | FALSE | L | Annual | Rate | lb/MWh | 0 | 0 | 0 | 0 | 0 | 0 | 0 | 0
BART NOX Annual-Cherokee 4 -v5.13 | 83 | 7140 | Rate Constraint in lbs/MMBtu | FALSE | L | Annual | Constraint Shadow Price | US2019$/Ton | 0 | 0 | 0 | 0 | 0 | 0 | 0 | 0
BART NOX Annual-Cholla 3 -v6.17 | 84 | 7141 | Rate Constraint in lbs/MMBtu | FALSE | L | Annual | Seasons Included | Seasons | Winter, WintShld, Summer | Winter, WintShld, Summer | Winter, WintShld, Summer | Winter, WintShld, Summer | Winter, WintShld, Summer | Winter, WintShld, Summer | Winter, WintShld, Summer | Winter, WintShld, Summer
BART NOX Annual-Cholla 3 -v6.17 | 84 | 7141 | Rate Constraint in lbs/MMBtu | FALSE | L | Annual | Standard NOX | lb/MMBtu | 0.22 | 0.22 | 0.08 | 0.08 | 0.08 | 0.08 | 0.08 | 0.08
BART NOX Annual-Cholla 3 -v6.17 | 84 | 7141 | Rate Constraint in lbs/MMBtu | FALSE | L | Annual | Emissions at Affected Plants NOX | Thousand Tons | 1.9292 | 0 | 0 | 0 | 0 | 0 | 0 | 0
BART NOX Annual-Cholla 3 -v6.17 | 84 | 7141 | Rate Constraint in lbs/MMBtu | FALSE | L | Annual | Allowances Purchased NOX | Thousand Tons | 0 | 0 | 0 | 0 | 0 | 0 | 0 | 0
BART NOX Annual-Cholla 3 -v6.17 | 84 | 7141 | Rate Constraint in lbs/MMBtu | FALSE | L | Annual | Allowances Sold NOX | Thousand Tons | 0 | 0 | 0 | 0 | 0 | 0 | 0 | 0
BART NOX Annual-Cholla 3 -v6.17 | 84 | 7141 | Rate Constraint in lbs/MMBtu | FALSE | L | Annual | Allowances Banked | Thousand Tons | 0 | 0 | 0 | 0 | 0 | 0 | 0 | 0
BART NOX Annual-Cholla 3 -v6.17 | 84 | 7141 | Rate Constraint in lbs/MMBtu | FALSE | L | Annual | Allowances Withdrawn (1:1) | Thousand Tons | 0 | 0 | 0 | 0 | 0 | 0 | 0 | 0
BART NOX Annual-Cholla 3 -v6.17 | 84 | 7141 | Rate Constraint in lbs/MMBtu | FALSE | L | Annual | Allowances Withdrawn (n:1) | Thousand Tons | 0 | 0 | 0 | 0 | 0 | 0 | 0 | 0
BART NOX Annual-Cholla 3 -v6.17 | 84 | 7141 | Rate Constraint in lbs/MMBtu | FALSE | L | Annual | Net Emissions Allowance Position | Thousand Tons | 1.9292 | 0 | 0 | 0 | 0 | 0 | 0 | 0
BART NOX Annual-Cholla 3 -v6.17 | 84 | 7141 | Rate Constraint in lbs/MMBtu | FALSE | L | Annual | Fuel Consumed | TBtu | 20.2353 | 0 | 0 | 0 | 0 | 0 | 0 | 0
BART NOX Annual-Cholla 3 -v6.17 | 84 | 7141 | Rate Constraint in lbs/MMBtu | FALSE | L | Annual | Rate | lb/MMBtu | 0.19068 | 0 | 0 | 0 | 0 | 0 | 0 | 0
BART NOX Annual-Cholla 3 -v6.17 | 84 | 7141 | Rate Constraint in lbs/MMBtu | FALSE | L | Annual | Generation | TWh | 1.8351 | 0 | 0 | 0 | 0 | 0 | 0 | 0
BART NOX Annual-Cholla 3 -v6.17 | 84 | 7141 | Rate Constraint in lbs/MMBtu | FALSE | L | Annual | Qualifying Generation | TWh | 1.8351 | 0 | 0 | 0 | 0 | 0 | 0 | 0
BART NOX Annual-Cholla 3 -v6.17 | 84 | 7141 | Rate Constraint in lbs/MMBtu | FALSE | L | Annual | Rate | lb/MWh | 2.1026 | 0 | 0 | 0 | 0 | 0 | 0 | 0
BART NOX Annual-Cholla 3 -v6.17 | 84 | 7141 | Rate Constraint in lbs/MMBtu | FALSE | L | Annual | Constraint Shadow Price | US2019$/Ton | 0 | 0 | 0 | 0 | 0 | 0 | 0 | 0
BART NOX Annual-Cholla 4 -v6.17 | 85 | 7142 | Rate Constraint in lbs/MMBtu | FALSE | L | Annual | Seasons Included | Seasons | Winter, WintShld, Summer | Winter, WintShld, Summer | Winter, WintShld, Summer | Winter, WintShld, Summer | Winter, WintShld, Summer | Winter, WintShld, Summer | Winter, WintShld, Summer | Winter, WintShld, Summer
BART NOX Annual-Cholla 4 -v6.17 | 85 | 7142 | Rate Constraint in lbs/MMBtu | FALSE | L | Annual | Standard NOX | lb/MMBtu | 0.22 | 0.22 | 0.08 | 0.08 | 0.08 | 0.08 | 0.08 | 0.08
BART NOX Annual-Cholla 4 -v6.17 | 85 | 7142 | Rate Constraint in lbs/MMBtu | FALSE | L | Annual | Emissions at Affected Plants NOX | Thousand Tons | 0 | 0 | 0 | 0 | 0 | 0 | 0 | 0
BART NOX Annual-Cholla 4 -v6.17 | 85 | 7142 | Rate Constraint in lbs/MMBtu | FALSE | L | Annual | Allowances Purchased NOX | Thousand Tons | 0 | 0 | 0 | 0 | 0 | 0 | 0 | 0
BART NOX Annual-Cholla 4 -v6.17 | 85 | 7142 | Rate Constraint in lbs/MMBtu | FALSE | L | Annual | Allowances Sold NOX | Thousand Tons | 0 | 0 | 0 | 0 | 0 | 0 | 0 | 0
BART NOX Annual-Cholla 4 -v6.17 | 85 | 7142 | Rate Constraint in lbs/MMBtu | FALSE | L | Annual | Allowances Banked | Thousand Tons | 0 | 0 | 0 | 0 | 0 | 0 | 0 | 0
BART NOX Annual-Cholla 4 -v6.17 | 85 | 7142 | Rate Constraint in lbs/MMBtu | FALSE | L | Annual | Allowances Withdrawn (1:1) | Thousand Tons | 0 | 0 | 0 | 0 | 0 | 0 | 0 | 0
BART NOX Annual-Cholla 4 -v6.17 | 85 | 7142 | Rate Constraint in lbs/MMBtu | FALSE | L | Annual | Allowances Withdrawn (n:1) | Thousand Tons | 0 | 0 | 0 | 0 | 0 | 0 | 0 | 0
BART NOX Annual-Cholla 4 -v6.17 | 85 | 7142 | Rate Constraint in lbs/MMBtu | FALSE | L | Annual | Net Emissions Allowance Position | Thousand Tons | 0 | 0 | 0 | 0 | 0 | 0 | 0 | 0
BART NOX Annual-Cholla 4 -v6.17 | 85 | 7142 | Rate Constraint in lbs/MMBtu | FALSE | L | Annual | Fuel Consumed | TBtu | 0 | 0 | 0 | 0 | 0 | 0 | 0 | 0
BART NOX Annual-Cholla 4 -v6.17 | 85 | 7142 | Rate Constraint in lbs/MMBtu | FALSE | L | Annual | Rate | lb/MMBtu | 0 | 0 | 0 | 0 | 0 | 0 | 0 | 0
BART NOX Annual-Cholla 4 -v6.17 | 85 | 7142 | Rate Constraint in lbs/MMBtu | FALSE | L | Annual | Generation | TWh | 0 | 0 | 0 | 0 | 0 | 0 | 0 | 0
BART NOX Annual-Cholla 4 -v6.17 | 85 | 7142 | Rate Constraint in lbs/MMBtu | FALSE | L | Annual | Qualifying Generation | TWh | 0 | 0 | 0 | 0 | 0 | 0 | 0 | 0
BART NOX Annual-Cholla 4 -v6.17 | 85 | 7142 | Rate Constraint in lbs/MMBtu | FALSE | L | Annual | Rate | lb/MWh | 0 | 0 | 0 | 0 | 0 | 0 | 0 | 0
BART NOX Annual-Cholla 4 -v6.17 | 85 | 7142 | Rate Constraint in lbs/MMBtu | FALSE | L | Annual | Constraint Shadow Price | US2019$/Ton | 0 | 0 | 0 | 0 | 0 | 0 | 0 | 0
BART NOX Annual-Comanche 2 -v5.13 | 86 | 7127 | Rate Constraint in lbs/MMBtu | FALSE | L | Annual | Seasons Included | Seasons | Winter, WintShld, Summer | Winter, WintShld, Summer | Winter, WintShld, Summer | Winter, WintShld, Summer | Winter, WintShld, Summer | Winter, WintShld, Summer | Winter, WintShld, Summer | Winter, WintShld, Summer
BART NOX Annual-Comanche 2 -v5.13 | 86 | 7127 | Rate Constraint in lbs/MMBtu | FALSE | L | Annual | Standard NOX | lb/MMBtu | 0.2 | 0.2 | 0.2 | 0.2 | 0.2 | 0.2 | 0.2 | 0.2
BART NOX Annual-Comanche 2 -v5.13 | 86 | 7127 | Rate Constraint in lbs/MMBtu | FALSE | L | Annual | Emissions at Affected Plants NOX | Thousand Tons | 1.99 | 0 | 0 | 0 | 0 | 0 | 0 | 0
BART NOX Annual-Comanche 2 -v5.13 | 86 | 7127 | Rate Constraint in lbs/MMBtu | FALSE | L | Annual | Allowances Purchased NOX | Thousand Tons | 0 | 0 | 0 | 0 | 0 | 0 | 0 | 0
BART NOX Annual-Comanche 2 -v5.13 | 86 | 7127 | Rate Constraint in lbs/MMBtu | FALSE | L | Annual | Allowances Sold NOX | Thousand Tons | 0 | 0 | 0 | 0 | 0 | 0 | 0 | 0
BART NOX Annual-Comanche 2 -v5.13 | 86 | 7127 | Rate Constraint in lbs/MMBtu | FALSE | L | Annual | Allowances Banked | Thousand Tons | 0 | 0 | 0 | 0 | 0 | 0 | 0 | 0
BART NOX Annual-Comanche 2 -v5.13 | 86 | 7127 | Rate Constraint in lbs/MMBtu | FALSE | L | Annual | Allowances Withdrawn (1:1) | Thousand Tons | 0 | 0 | 0 | 0 | 0 | 0 | 0 | 0
BART NOX Annual-Comanche 2 -v5.13 | 86 | 7127 | Rate Constraint in lbs/MMBtu | FALSE | L | Annual | Allowances Withdrawn (n:1) | Thousand Tons | 0 | 0 | 0 | 0 | 0 | 0 | 0 | 0
BART NOX Annual-Comanche 2 -v5.13 | 86 | 7127 | Rate Constraint in lbs/MMBtu | FALSE | L | Annual | Net Emissions Allowance Position | Thousand Tons | 1.99 | 0 | 0 | 0 | 0 | 0 | 0 | 0
BART NOX Annual-Comanche 2 -v5.13 | 86 | 7127 | Rate Constraint in lbs/MMBtu | FALSE | L | Annual | Fuel Consumed | TBtu | 25.0018 | 0 | 0 | 0 | 0 | 0 | 0 | 0
BART NOX Annual-Comanche 2 -v5.13 | 86 | 7127 | Rate Constraint in lbs/MMBtu | FALSE | L | Annual | Rate | lb/MMBtu | 0.15919 | 0 | 0 | 0 | 0 | 0 | 0 | 0
BART NOX Annual-Comanche 2 -v5.13 | 86 | 7127 | Rate Constraint in lbs/MMBtu | FALSE | L | Annual | Generation | TWh | 2.3131 | 0 | 0 | 0 | 0 | 0 | 0 | 0
BART NOX Annual-Comanche 2 -v5.13 | 86 | 7127 | Rate Constraint in lbs/MMBtu | FALSE | L | Annual | Qualifying Generation | TWh | 2.3131 | 0 | 0 | 0 | 0 | 0 | 0 | 0
BART NOX Annual-Comanche 2 -v5.13 | 86 | 7127 | Rate Constraint in lbs/MMBtu | FALSE | L | Annual | Rate | lb/MWh | 1.7207 | 0 | 0 | 0 | 0 | 0 | 0 | 0
BART NOX Annual-Comanche 2 -v5.13 | 86 | 7127 | Rate Constraint in lbs/MMBtu | FALSE | L | Annual | Constraint Shadow Price | US2019$/Ton | 0 | 0 | 0 | 0 | 0 | 0 | 0 | 0
BART NOX Annual-Craig C2 -v5.13 | 88 | 7128 | Rate Constraint in lbs/MMBtu | FALSE | L | Annual | Seasons Included | Seasons | Winter, WintShld, Summer | Winter, WintShld, Summer | Winter, WintShld, Summer | Winter, WintShld, Summer | Winter, WintShld, Summer | Winter, WintShld, Summer | Winter, WintShld, Summer | Winter, WintShld, Summer
BART NOX Annual-Craig C2 -v5.13 | 88 | 7128 | Rate Constraint in lbs/MMBtu | FALSE | L | Annual | Standard NOX | lb/MMBtu | 0.08 | 0.08 | 0.08 | 0.08 | 0.08 | 0.08 | 0.08 | 0.08
BART NOX Annual-Craig C2 -v5.13 | 88 | 7128 | Rate Constraint in lbs/MMBtu | FALSE | L | Annual | Emissions at Affected Plants NOX | Thousand Tons | 0.91498 | 0.91498 | 0.022317 | 0.022317 | 0.022317 | 0.022317 | 0.022317 | 0.022317
BART NOX Annual-Craig C2 -v5.13 | 88 | 7128 | Rate Constraint in lbs/MMBtu | FALSE | L | Annual | Allowances Purchased NOX | Thousand Tons | 0 | 0 | 0 | 0 | 0 | 0 | 0 | 0
BART NOX Annual-Craig C2 -v5.13 | 88 | 7128 | Rate Constraint in lbs/MMBtu | FALSE | L | Annual | Allowances Sold NOX | Thousand Tons | 0 | 0 | 0 | 0 | 0 | 0 | 0 | 0
BART NOX Annual-Craig C2 -v5.13 | 88 | 7128 | Rate Constraint in lbs/MMBtu | FALSE | L | Annual | Allowances Banked | Thousand Tons | 0 | 0 | 0 | 0 | 0 | 0 | 0 | 0
BART NOX Annual-Craig C2 -v5.13 | 88 | 7128 | Rate Constraint in lbs/MMBtu | FALSE | L | Annual | Allowances Withdrawn (1:1) | Thousand Tons | 0 | 0 | 0 | 0 | 0 | 0 | 0 | 0
BART NOX Annual-Craig C2 -v5.13 | 88 | 7128 | Rate Constraint in lbs/MMBtu | FALSE | L | Annual | Allowances Withdrawn (n:1) | Thousand Tons | 0 | 0 | 0 | 0 | 0 | 0 | 0 | 0
BART NOX Annual-Craig C2 -v5.13 | 88 | 7128 | Rate Constraint in lbs/MMBtu | FALSE | L | Annual | Net Emissions Allowance Position | Thousand Tons | 0.91498 | 0.91498 | 0.022317 | 0.022317 | 0.022317 | 0.022317 | 0.022317 | 0.022317
BART NOX Annual-Craig C2 -v5.13 | 88 | 7128 | Rate Constraint in lbs/MMBtu | FALSE | L | Annual | Fuel Consumed | TBtu | 29.1024 | 29.1024 | 0.70982 | 0.70982 | 0.70982 | 0.70982 | 0.70982 | 0.70982
BART NOX Annual-Craig C2 -v5.13 | 88 | 7128 | Rate Constraint in lbs/MMBtu | FALSE | L | Annual | Rate | lb/MMBtu | 0.06288 | 0.06288 | 0.06288 | 0.06288 | 0.06288 | 0.06288 | 0.06288 | 0.06288
BART NOX Annual-Craig C2 -v5.13 | 88 | 7128 | Rate Constraint in lbs/MMBtu | FALSE | L | Annual | Generation | TWh | 2.842 | 2.842 | 0.069318 | 0.069318 | 0.069318 | 0.069318 | 0.069318 | 0.069318
BART NOX Annual-Craig C2 -v5.13 | 88 | 7128 | Rate Constraint in lbs/MMBtu | FALSE | L | Annual | Qualifying Generation | TWh | 2.842 | 2.842 | 0.069318 | 0.069318 | 0.069318 | 0.069318 | 0.069318 | 0.069318
BART NOX Annual-Craig C2 -v5.13 | 88 | 7128 | Rate Constraint in lbs/MMBtu | FALSE | L | Annual | Rate | lb/MWh | 0.64389 | 0.64389 | 0.64389 | 0.64389 | 0.64389 | 0.64389 | 0.64389 | 0.64389
BART NOX Annual-Craig C2 -v5.13 | 88 | 7128 | Rate Constraint in lbs/MMBtu | FALSE | L | Annual | Constraint Shadow Price | US2019$/Ton | 0 | 0 | 0 | 0 | 0 | 0 | 0 | 0
BART NOX Annual-Dave Johnston 4 -v5.14 | 89 | 7164 | Rate Constraint in lbs/MMBtu | FALSE | L | Annual | Seasons Included | Seasons | Winter, WintShld, Summer | Winter, WintShld, Summer | Winter, WintShld, Summer | Winter, WintShld, Summer | Winter, WintShld, Summer | Winter, WintShld, Summer | Winter, WintShld, Summer | Winter, WintShld, Summer
BART NOX Annual-Dave Johnston 4 -v5.14 | 89 | 7164 | Rate Constraint in lbs/MMBtu | FALSE | L | Annual | Standard NOX | lb/MMBtu | 0.15 | 0.15 | 0.15 | 0.15 | 0.15 | 0.15 | 0.15 | 0.15
BART NOX Annual-Dave Johnston 4 -v5.14 | 89 | 7164 | Rate Constraint in lbs/MMBtu | FALSE | L | Annual | Emissions at Affected Plants NOX | Thousand Tons | 1.7209 | 0 | 0 | 0 | 0 | 0 | 0 | 0
BART NOX Annual-Dave Johnston 4 -v5.14 | 89 | 7164 | Rate Constraint in lbs/MMBtu | FALSE | L | Annual | Allowances Purchased NOX | Thousand Tons | 0 | 0 | 0 | 0 | 0 | 0 | 0 | 0
BART NOX Annual-Dave Johnston 4 -v5.14 | 89 | 7164 | Rate Constraint in lbs/MMBtu | FALSE | L | Annual | Allowances Sold NOX | Thousand Tons | 0 | 0 | 0 | 0 | 0 | 0 | 0 | 0
BART NOX Annual-Dave Johnston 4 -v5.14 | 89 | 7164 | Rate Constraint in lbs/MMBtu | FALSE | L | Annual | Allowances Banked | Thousand Tons | 0 | 0 | 0 | 0 | 0 | 0 | 0 | 0
BART NOX Annual-Dave Johnston 4 -v5.14 | 89 | 7164 | Rate Constraint in lbs/MMBtu | FALSE | L | Annual | Allowances Withdrawn (1:1) | Thousand Tons | 0 | 0 | 0 | 0 | 0 | 0 | 0 | 0
BART NOX Annual-Dave Johnston 4 -v5.14 | 89 | 7164 | Rate Constraint in lbs/MMBtu | FALSE | L | Annual | Allowances Withdrawn (n:1) | Thousand Tons | 0 | 0 | 0 | 0 | 0 | 0 | 0 | 0
BART NOX Annual-Dave Johnston 4 -v5.14 | 89 | 7164 | Rate Constraint in lbs/MMBtu | FALSE | L | Annual | Net Emissions Allowance Position | Thousand Tons | 1.7209 | 0 | 0 | 0 | 0 | 0 | 0 | 0
BART NOX Annual-Dave Johnston 4 -v5.14 | 89 | 7164 | Rate Constraint in lbs/MMBtu | FALSE | L | Annual | Fuel Consumed | TBtu | 25.8408 | 0 | 0 | 0 | 0 | 0 | 0 | 0
BART NOX Annual-Dave Johnston 4 -v5.14 | 89 | 7164 | Rate Constraint in lbs/MMBtu | FALSE | L | Annual | Rate | lb/MMBtu | 0.13319 | 0 | 0 | 0 | 0 | 0 | 0 | 0
BART NOX Annual-Dave Johnston 4 -v5.14 | 89 | 7164 | Rate Constraint in lbs/MMBtu | FALSE | L | Annual | Generation | TWh | 2.2785 | 0 | 0 | 0 | 0 | 0 | 0 | 0
BART NOX Annual-Dave Johnston 4 -v5.14 | 89 | 7164 | Rate Constraint in lbs/MMBtu | FALSE | L | Annual | Qualifying Generation | TWh | 2.2785 | 0 | 0 | 0 | 0 | 0 | 0 | 0
BART NOX Annual-Dave Johnston 4 -v5.14 | 89 | 7164 | Rate Constraint in lbs/MMBtu | FALSE | L | Annual | Rate | lb/MWh | 1.5105 | 0 | 0 | 0 | 0 | 0 | 0 | 0
BART NOX Annual-Dave Johnston 4 -v5.14 | 89 | 7164 | Rate Constraint in lbs/MMBtu | FALSE | L | Annual | Constraint Shadow Price | US2019$/Ton | 0 | 0 | 0 | 0 | 0 | 0 | 0 | 0
BART NOX Annual-Four Corners 4 -v5.14 | 90 | 7129 | Rate Constraint in lbs/MMBtu | FALSE | L | Annual | Seasons Included | Seasons | Winter, WintShld, Summer | Winter, WintShld, Summer | Winter, WintShld, Summer | Winter, WintShld, Summer | Winter, WintShld, Summer | Winter, WintShld, Summer | Winter, WintShld, Summer | Winter, WintShld, Summer
BART NOX Annual-Four Corners 4 -v5.14 | 90 | 7129 | Rate Constraint in lbs/MMBtu | FALSE | L | Annual | Standard NOX | lb/MMBtu | 0.098 | 0.098 | 0.098 | 0.098 | 0.098 | 0.098 | 0.098 | 0.098
BART NOX Annual-Four Corners 4 -v5.14 | 90 | 7129 | Rate Constraint in lbs/MMBtu | FALSE | L | Annual | Emissions at Affected Plants NOX | Thousand Tons | 1.385 | 1.0539 | 1.0539 | 1.0539 | 0.020115 | 0.020115 | 0.020115 | 0.020115
BART NOX Annual-Four Corners 4 -v5.14 | 90 | 7129 | Rate Constraint in lbs/MMBtu | FALSE | L | Annual | Allowances Purchased NOX | Thousand Tons | 0 | 0 | 0 | 0 | 0 | 0 | 0 | 0
BART NOX Annual-Four Corners 4 -v5.14 | 90 | 7129 | Rate Constraint in lbs/MMBtu | FALSE | L | Annual | Allowances Sold NOX | Thousand Tons | 0 | 0 | 0 | 0 | 0 | 0 | 0 | 0
BART NOX Annual-Four Corners 4 -v5.14 | 90 | 7129 | Rate Constraint in lbs/MMBtu | FALSE | L | Annual | Allowances Banked | Thousand Tons | 0 | 0 | 0 | 0 | 0 | 0 | 0 | 0
BART NOX Annual-Four Corners 4 -v5.14 | 90 | 7129 | Rate Constraint in lbs/MMBtu | FALSE | L | Annual | Allowances Withdrawn (1:1) | Thousand Tons | 0 | 0 | 0 | 0 | 0 | 0 | 0 | 0
BART NOX Annual-Four Corners 4 -v5.14 | 90 | 7129 | Rate Constraint in lbs/MMBtu | FALSE | L | Annual | Allowances Withdrawn (n:1) | Thousand Tons | 0 | 0 | 0 | 0 | 0 | 0 | 0 | 0
BART NOX Annual-Four Corners 4 -v5.14 | 90 | 7129 | Rate Constraint in lbs/MMBtu | FALSE | L | Annual | Net Emissions Allowance Position | Thousand Tons | 1.385 | 1.0539 | 1.0539 | 1.0539 | 0.020115 | 0.020115 | 0.020115 | 0.020115
BART NOX Annual-Four Corners 4 -v5.14 | 90 | 7129 | Rate Constraint in lbs/MMBtu | FALSE | L | Annual | Fuel Consumed | TBtu | 47.6025 | 36.2225 | 36.2225 | 36.2225 | 0.69134 | 0.69134 | 0.69134 | 0.69134
BART NOX Annual-Four Corners 4 -v5.14 | 90 | 7129 | Rate Constraint in lbs/MMBtu | FALSE | L | Annual | Rate | lb/MMBtu | 0.05819 | 0.05819 | 0.05819 | 0.05819 | 0.05819 | 0.05819 | 0.05819 | 0.05819
BART NOX Annual-Four Corners 4 -v5.14 | 90 | 7129 | Rate Constraint in lbs/MMBtu | FALSE | L | Annual | Generation | TWh | 4.8718 | 3.7071 | 3.6933 | 3.6933 | 0.056932 | 0.056932 | 0.056932 | 0.056932
BART NOX Annual-Four Corners 4 -v5.14 | 90 | 7129 | Rate Constraint in lbs/MMBtu | FALSE | L | Annual | Qualifying Generation | TWh | 4.8718 | 3.7071 | 3.6933 | 3.6933 | 0.056932 | 0.056932 | 0.056932 | 0.056932
BART NOX Annual-Four Corners 4 -v5.14 | 90 | 7129 | Rate Constraint in lbs/MMBtu | FALSE | L | Annual | Rate | lb/MWh | 0.56857 | 0.56857 | 0.5707 | 0.5707 | 0.70662 | 0.70662 | 0.70662 | 0.70662
BART NOX Annual-Four Corners 4 -v5.14 | 90 | 7129 | Rate Constraint in lbs/MMBtu | FALSE | L | Annual | Constraint Shadow Price | US2019$/Ton | 0 | 0 | 0 | 0 | 0 | 0 | 0 | 0
BART NOX Annual-Four Corners 5 -v5.14 | 91 | 7130 | Rate Constraint in lbs/MMBtu | FALSE | L | Annual | Seasons Included | Seasons | Winter, WintShld, Summer | Winter, WintShld, Summer | Winter, WintShld, Summer | Winter, WintShld, Summer | Winter, WintShld, Summer | Winter, WintShld, Summer | Winter, WintShld, Summer | Winter, WintShld, Summer
BART NOX Annual-Four Corners 5 -v5.14 | 91 | 7130 | Rate Constraint in lbs/MMBtu | FALSE | L | Annual | Standard NOX | lb/MMBtu | 0.098 | 0.098 | 0.098 | 0.098 | 0.098 | 0.098 | 0.098 | 0.098
BART NOX Annual-Four Corners 5 -v5.14 | 91 | 7130 | Rate Constraint in lbs/MMBtu | FALSE | L | Annual | Emissions at Affected Plants NOX | Thousand Tons | 1.6367 | 1.7183 | 1.7183 | 1.7183 | 0 | 0 | 0 | 0
BART NOX Annual-Four Corners 5 -v5.14 | 91 | 7130 | Rate Constraint in lbs/MMBtu | FALSE | L | Annual | Allowances Purchased NOX | Thousand Tons | 0 | 0 | 0 | 0 | 0 | 0 | 0 | 0
BART NOX Annual-Four Corners 5 -v5.14 | 91 | 7130 | Rate Constraint in lbs/MMBtu | FALSE | L | Annual | Allowances Sold NOX | Thousand Tons | 0 | 0 | 0 | 0 | 0 | 0 | 0 | 0
BART NOX Annual-Four Corners 5 -v5.14 | 91 | 7130 | Rate Constraint in lbs/MMBtu | FALSE | L | Annual | Allowances Banked | Thousand Tons | 0 | 0 | 0 | 0 | 0 | 0 | 0 | 0
BART NOX Annual-Four Corners 5 -v5.14 | 91 | 7130 | Rate Constraint in lbs/MMBtu | FALSE | L | Annual | Allowances Withdrawn (1:1) | Thousand Tons | 0 | 0 | 0 | 0 | 0 | 0 | 0 | 0
BART NOX Annual-Four Corners 5 -v5.14 | 91 | 7130 | Rate Constraint in lbs/MMBtu | FALSE | L | Annual | Allowances Withdrawn (n:1) | Thousand Tons | 0 | 0 | 0 | 0 | 0 | 0 | 0 | 0
BART NOX Annual-Four Corners 5 -v5.14 | 91 | 7130 | Rate Constraint in lbs/MMBtu | FALSE | L | Annual | Net Emissions Allowance Position | Thousand Tons | 1.6367 | 1.7183 | 1.7183 | 1.7183 | 0 | 0 | 0 | 0
BART NOX Annual-Four Corners 5 -v5.14 | 91 | 7130 | Rate Constraint in lbs/MMBtu | FALSE | L | Annual | Fuel Consumed | TBtu | 50.6811 | 53.2061 | 53.2061 | 53.2061 | 0 | 0 | 0 | 0
BART NOX Annual-Four Corners 5 -v5.14 | 91 | 7130 | Rate Constraint in lbs/MMBtu | FALSE | L | Annual | Rate | lb/MMBtu | 0.06459 | 0.06459 | 0.06459 | 0.06459 | 0 | 0 | 0 | 0
BART NOX Annual-Four Corners 5 -v5.14 | 91 | 7130 | Rate Constraint in lbs/MMBtu | FALSE | L | Annual | Generation | TWh | 5.1895 | 5.4481 | 5.4481 | 5.4481 | 0 | 0 | 0 | 0
BART NOX Annual-Four Corners 5 -v5.14 | 91 | 7130 | Rate Constraint in lbs/MMBtu | FALSE | L | Annual | Qualifying Generation | TWh | 5.1895 | 5.4481 | 5.4481 | 5.4481 | 0 | 0 | 0 | 0
BART NOX Annual-Four Corners 5 -v5.14 | 91 | 7130 | Rate Constraint in lbs/MMBtu | FALSE | L | Annual | Rate | lb/MWh | 0.63079 | 0.63079 | 0.63079 | 0.63079 | 0 | 0 | 0 | 0
BART NOX Annual-Four Corners 5 -v5.14 | 91 | 7130 | Rate Constraint in lbs/MMBtu | FALSE | L | Annual | Constraint Shadow Price | US2019$/Ton | 0 | 0 | 0 | 0 | 0 | 0 | 0 | 0
BART NOX Annual-Gerald Gentleman 1 -v5.14 | 92 | 7131 | Rate Constraint in lbs/MMBtu | FALSE | L | Annual | Seasons Included | Seasons | Winter, WintShld, Summer | Winter, WintShld, Summer | Winter, WintShld, Summer | Winter, WintShld, Summer | Winter, WintShld, Summer | Winter, WintShld, Summer | Winter, WintShld, Summer | Winter, WintShld, Summer
BART NOX Annual-Gerald Gentleman 1 -v5.14 | 92 | 7131 | Rate Constraint in lbs/MMBtu | FALSE | L | Annual | Standard NOX | lb/MMBtu | 0.23 | 0.23 | 0.23 | 0.23 | 0.23 | 0.23 | 0.23 | 0.23
BART NOX Annual-Gerald Gentleman 1 -v5.14 | 92 | 7131 | Rate Constraint in lbs/MMBtu | FALSE | L | Annual | Emissions at Affected Plants NOX | Thousand Tons | 4.866 | 4.866 | 4.866 | 4.866 | 4.866 | 4.866 | 4.866 | 4.866
BART NOX Annual-Gerald Gentleman 1 -v5.14 | 92 | 7131 | Rate Constraint in lbs/MMBtu | FALSE | L | Annual | Allowances Purchased NOX | Thousand Tons | 0 | 0 | 0 | 0 | 0 | 0 | 0 | 0
BART NOX Annual-Gerald Gentleman 1 -v5.14 | 92 | 7131 | Rate Constraint in lbs/MMBtu | FALSE | L | Annual | Allowances Sold NOX | Thousand Tons | 0 | 0 | 0 | 0 | 0 | 0 | 0 | 0
BART NOX Annual-Gerald Gentleman 1 -v5.14 | 92 | 7131 | Rate Constraint in lbs/MMBtu | FALSE | L | Annual | Allowances Banked | Thousand Tons | 0 | 0 | 0 | 0 | 0 | 0 | 0 | 0
BART NOX Annual-Gerald Gentleman 1 -v5.14 | 92 | 7131 | Rate Constraint in lbs/MMBtu | FALSE | L | Annual | Allowances Withdrawn (1:1) | Thousand Tons | 0 | 0 | 0 | 0 | 0 | 0 | 0 | 0
BART NOX Annual-Gerald Gentleman 1 -v5.14 | 92 | 7131 | Rate Constraint in lbs/MMBtu | FALSE | L | Annual | Allowances Withdrawn (n:1) | Thousand Tons | 0 | 0 | 0 | 0 | 0 | 0 | 0 | 0
BART NOX Annual-Gerald Gentleman 1 -v5.14 | 92 | 7131 | Rate Constraint in lbs/MMBtu | FALSE | L | Annual | Net Emissions Allowance Position | Thousand Tons | 4.866 | 4.866 | 4.866 | 4.866 | 4.866 | 4.866 | 4.866 | 4.866
BART NOX Annual-Gerald Gentleman 1 -v5.14 | 92 | 7131 | Rate Constraint in lbs/MMBtu | FALSE | L | Annual | Fuel Consumed | TBtu | 47.2447 | 47.2447 | 47.2447 | 47.2447 | 47.2447 | 47.2447 | 47.2447 | 47.2447
BART NOX Annual-Gerald Gentleman 1 -v5.14 | 92 | 7131 | Rate Constraint in lbs/MMBtu | FALSE | L | Annual | Rate | lb/MMBtu | 0.20599 | 0.20599 | 0.20599 | 0.20599 | 0.20599 | 0.20599 | 0.20599 | 0.20599
BART NOX Annual-Gerald Gentleman 1 -v5.14 | 92 | 7131 | Rate Constraint in lbs/MMBtu | FALSE | L | Annual | Generation | TWh | 4.7052 | 4.7052 | 4.7052 | 4.7052 | 4.7052 | 4.7052 | 4.7052 | 4.7052
BART NOX Annual-Gerald Gentleman 1 -v5.14 | 92 | 7131 | Rate Constraint in lbs/MMBtu | FALSE | L | Annual | Qualifying Generation | TWh | 4.7052 | 4.7052 | 4.7052 | 4.7052 | 4.7052 | 4.7052 | 4.7052 | 4.7052
BART NOX Annual-Gerald Gentleman 1 -v5.14 | 92 | 7131 | Rate Constraint in lbs/MMBtu | FALSE | L | Annual | Rate | lb/MWh | 2.0683 | 2.0683 | 2.0683 | 2.0683 | 2.0683 | 2.0683 | 2.0683 | 2.0683
BART NOX Annual-Gerald Gentleman 1 -v5.14 | 92 | 7131 | Rate Constraint in lbs/MMBtu | FALSE | L | Annual | Constraint Shadow Price | US2019$/Ton | 0 | 0 | 0 | 0 | 0 | 0 | 0 | 0
BART NOX Annual-Gerald Gentleman 2 -v5.14 | 93 | 7132 | Rate Constraint in lbs/MMBtu | FALSE | L | Annual | Seasons Included | Seasons | Winter, WintShld, Summer | Winter, WintShld, Summer | Winter, WintShld, Summer | Winter, WintShld, Summer | Winter, WintShld, Summer | Winter, WintShld, Summer | Winter, WintShld, Summer | Winter, WintShld, Summer
BART NOX Annual-Gerald Gentleman 2 -v5.14 | 93 | 7132 | Rate Constraint in lbs/MMBtu | FALSE | L | Annual | Standard NOX | lb/MMBtu | 0.23 | 0.23 | 0.23 | 0.23 | 0.23 | 0.23 | 0.23 | 0.23
BART NOX Annual-Gerald Gentleman 2 -v5.14 | 93 | 7132 | Rate Constraint in lbs/MMBtu | FALSE | L | Annual | Emissions at Affected Plants NOX | Thousand Tons | 3.9319 | 3.9319 | 3.9319 | 3.9319 | 3.9319 | 3.9319 | 3.9319 | 3.9319
BART NOX Annual-Gerald Gentleman 2 -v5.14 | 93 | 7132 | Rate Constraint in lbs/MMBtu | FALSE | L | Annual | Allowances Purchased NOX | Thousand Tons | 0 | 0 | 0 | 0 | 0 | 0 | 0 | 0
BART NOX Annual-Gerald Gentleman 2 -v5.14 | 93 | 7132 | Rate Constraint in lbs/MMBtu | FALSE | L | Annual | Allowances Sold NOX | Thousand Tons | 0 | 0 | 0 | 0 | 0 | 0 | 0 | 0
BART NOX Annual-Gerald Gentleman 2 -v5.14 | 93 | 7132 | Rate Constraint in lbs/MMBtu | FALSE | L | Annual | Allowances Banked | Thousand Tons | 0 | 0 | 0 | 0 | 0 | 0 | 0 | 0
BART NOX Annual-Gerald Gentleman 2 -v5.14 | 93 | 7132 | Rate Constraint in lbs/MMBtu | FALSE | L | Annual | Allowances Withdrawn (1:1) | Thousand Tons | 0 | 0 | 0 | 0 | 0 | 0 | 0 | 0
BART NOX Annual-Gerald Gentleman 2 -v5.14 | 93 | 7132 | Rate Constraint in lbs/MMBtu | FALSE | L | Annual | Allowances Withdrawn (n:1) | Thousand Tons | 0 | 0 | 0 | 0 | 0 | 0 | 0 | 0
BART NOX Annual-Gerald Gentleman 2 -v5.14 | 93 | 7132 | Rate Constraint in lbs/MMBtu | FALSE | L | Annual | Net Emissions Allowance Position | Thousand Tons | 3.9319 | 3.9319 | 3.9319 | 3.9319 | 3.9319 | 3.9319 | 3.9319 | 3.9319
BART NOX Annual-Gerald Gentleman 2 -v5.14 | 93 | 7132 | Rate Constraint in lbs/MMBtu | FALSE | L | Annual | Fuel Consumed | TBtu | 49.865 | 49.865 | 49.865 | 49.865 | 49.865 | 49.865 | 49.865 | 49.865
BART NOX Annual-Gerald Gentleman 2 -v5.14 | 93 | 7132 | Rate Constraint in lbs/MMBtu | FALSE | L | Annual | Rate | lb/MMBtu | 0.1577 | 0.1577 | 0.1577 | 0.1577 | 0.1577 | 0.1577 | 0.1577 | 0.1577
BART NOX Annual-Gerald Gentleman 2 -v5.14 | 93 | 7132 | Rate Constraint in lbs/MMBtu | FALSE | L | Annual | Generation | TWh | 4.9528 | 4.9528 | 4.9528 | 4.9528 | 4.9528 | 4.9528 | 4.9528 | 4.9528
BART NOX Annual-Gerald Gentleman 2 -v5.14 | 93 | 7132 | Rate Constraint in lbs/MMBtu | FALSE | L | Annual | Qualifying Generation | TWh | 4.9528 | 4.9528 | 4.9528 | 4.9528 | 4.9528 | 4.9528 | 4.9528 | 4.9528
BART NOX Annual-Gerald Gentleman 2 -v5.14 | 93 | 7132 | Rate Constraint in lbs/MMBtu | FALSE | L | Annual | Rate | lb/MWh | 1.5877 | 1.5877 | 1.5877 | 1.5877 | 1.5877 | 1.5877 | 1.5877 | 1.5877
BART NOX Annual-Gerald Gentleman 2 -v5.14 | 93 | 7132 | Rate Constraint in lbs/MMBtu | FALSE | L | Annual | Constraint Shadow Price | US2019$/Ton | 0 | 0 | 0 | 0 | 0 | 0 | 0 | 0
BART NOX Annual-Hayden H1 -v5.13 | 94 | 7133 | Rate Constraint in lbs/MMBtu | FALSE | L | Annual | Seasons Included | Seasons | Winter, WintShld, Summer | Winter, WintShld, Summer | Winter, WintShld, Summer | Winter, WintShld, Summer | Winter, WintShld, Summer | Winter, WintShld, Summer | Winter, WintShld, Summer | Winter, WintShld, Summer
BART NOX Annual-Hayden H1 -v5.13 | 94 | 7133 | Rate Constraint in lbs/MMBtu | FALSE | L | Annual | Standard NOX | lb/MMBtu | 0.08 | 0.08 | 0.08 | 0.08 | 0.08 | 0.08 | 0.08 | 0.08
BART NOX Annual-Hayden H1 -v5.13 | 94 | 7133 | Rate Constraint in lbs/MMBtu | FALSE | L | Annual | Emissions at Affected Plants NOX | Thousand Tons | 0.30453 | 0 | 0 | 0 | 0 | 0 | 0 | 0
BART NOX Annual-Hayden H1 -v5.13 | 94 | 7133 | Rate Constraint in lbs/MMBtu | FALSE | L | Annual | Allowances Purchased NOX | Thousand Tons | 0 | 0 | 0 | 0 | 0 | 0 | 0 | 0
BART NOX Annual-Hayden H1 -v5.13 | 94 | 7133 | Rate Constraint in lbs/MMBtu | FALSE | L | Annual | Allowances Sold NOX | Thousand Tons | 0 | 0 | 0 | 0 | 0 | 0 | 0 | 0
BART NOX Annual-Hayden H1 -v5.13 | 94 | 7133 | Rate Constraint in lbs/MMBtu | FALSE | L | Annual | Allowances Banked | Thousand Tons | 0 | 0 | 0 | 0 | 0 | 0 | 0 | 0
BART NOX Annual-Hayden H1 -v5.13 | 94 | 7133 | Rate Constraint in lbs/MMBtu | FALSE | L | Annual | Allowances Withdrawn (1:1) | Thousand Tons | 0 | 0 | 0 | 0 | 0 | 0 | 0 | 0
BART NOX Annual-Hayden H1 -v5.13 | 94 | 7133 | Rate Constraint in lbs/MMBtu | FALSE | L | Annual | Allowances Withdrawn (n:1) | Thousand Tons | 0 | 0 | 0 | 0 | 0 | 0 | 0 | 0
BART NOX Annual-Hayden H1 -v5.13 | 94 | 7133 | Rate Constraint in lbs/MMBtu | FALSE | L | Annual | Net Emissions Allowance Position | Thousand Tons | 0.30453 | 0 | 0 | 0 | 0 | 0 | 0 | 0
BART NOX Annual-Hayden H1 -v5.13 | 94 | 7133 | Rate Constraint in lbs/MMBtu | FALSE | L | Annual | Fuel Consumed | TBtu | 12.7391 | 0 | 0 | 0 | 0 | 0 | 0 | 0
BART NOX Annual-Hayden H1 -v5.13 | 94 | 7133 | Rate Constraint in lbs/MMBtu | FALSE | L | Annual | Rate | lb/MMBtu | 0.04781 | 0 | 0 | 0 | 0 | 0 | 0 | 0
BART NOX Annual-Hayden H1 -v5.13 | 94 | 7133 | Rate Constraint in lbs/MMBtu | FALSE | L | Annual | Generation | TWh | 1.1677 | 0 | 0 | 0 | 0 | 0 | 0 | 0
BART NOX Annual-Hayden H1 -v5.13 | 94 | 7133 | Rate Constraint in lbs/MMBtu | FALSE | L | Annual | Qualifying Generation | TWh | 1.1677 | 0 | 0 | 0 | 0 | 0 | 0 | 0
BART NOX Annual-Hayden H1 -v5.13 | 94 | 7133 | Rate Constraint in lbs/MMBtu | FALSE | L | Annual | Rate | lb/MWh | 0.52161 | 0 | 0 | 0 | 0 | 0 | 0 | 0
BART NOX Annual-Hayden H1 -v5.13 | 94 | 7133 | Rate Constraint in lbs/MMBtu | FALSE | L | Annual | Constraint Shadow Price | US2019$/Ton | 0 | 0 | 0 | 0 | 0 | 0 | 0 | 0
BART NOX Annual-Hayden H2 -v5.13 | 95 | 7134 | Rate Constraint in lbs/MMBtu | FALSE | L | Annual | Seasons Included | Seasons | Winter, WintShld, Summer | Winter, WintShld, Summer | Winter, WintShld, Summer | Winter, WintShld, Summer | Winter, WintShld, Summer | Winter, WintShld, Summer | Winter, WintShld, Summer | Winter, WintShld, Summer
BART NOX Annual-Hayden H2 -v5.13 | 95 | 7134 | Rate Constraint in lbs/MMBtu | FALSE | L | Annual | Standard NOX | lb/MMBtu | 0.07 | 0.07 | 0.07 | 0.07 | 0.07 | 0.07 | 0.07 | 0.07
BART NOX Annual-Hayden H2 -v5.13 | 95 | 7134 | Rate Constraint in lbs/MMBtu | FALSE | L | Annual | Emissions at Affected Plants NOX | Thousand Tons | 0.48243 | 0 | 0 | 0 | 0 | 0 | 0 | 0
BART NOX Annual-Hayden H2 -v5.13 | 95 | 7134 | Rate Constraint in lbs/MMBtu | FALSE | L | Annual | Allowances Purchased NOX | Thousand Tons | 0 | 0 | 0 | 0 | 0 | 0 | 0 | 0
BART NOX Annual-Hayden H2 -v5.13 | 95 | 7134 | Rate Constraint in lbs/MMBtu | FALSE | L | Annual | Allowances Sold NOX | Thousand Tons | 0 | 0 | 0 | 0 | 0 | 0 | 0 | 0
BART NOX Annual-Hayden H2 -v5.13 | 95 | 7134 | Rate Constraint in lbs/MMBtu | FALSE | L | Annual | Allowances Banked | Thousand Tons | 0 | 0 | 0 | 0 | 0 | 0 | 0 | 0
BART NOX Annual-Hayden H2 -v5.13 | 95 | 7134 | Rate Constraint in lbs/MMBtu | FALSE | L | Annual | Allowances Withdrawn (1:1) | Thousand Tons | 0 | 0 | 0 | 0 | 0 | 0 | 0 | 0
BART NOX Annual-Hayden H2 -v5.13 | 95 | 7134 | Rate Constraint in lbs/MMBtu | FALSE | L | Annual | Allowances Withdrawn (n:1) | Thousand Tons | 0 | 0 | 0 | 0 | 0 | 0 | 0 | 0
BART NOX Annual-Hayden H2 -v5.13 | 95 | 7134 | Rate Constraint in lbs/MMBtu | FALSE | L | Annual | Net Emissions Allowance Position | Thousand Tons | 0.48243 | 0 | 0 | 0 | 0 | 0 | 0 | 0
BART NOX Annual-Hayden H2 -v5.13 | 95 | 7134 | Rate Constraint in lbs/MMBtu | FALSE | L | Annual | Fuel Consumed | TBtu | 18.2809 | 0 | 0 | 0 | 0 | 0 | 0 | 0
BART NOX Annual-Hayden H2 -v5.13 | 95 | 7134 | Rate Constraint in lbs/MMBtu | FALSE | L | Annual | Rate | lb/MMBtu | 0.05278 | 0 | 0 | 0 | 0 | 0 | 0 | 0
BART NOX Annual-Hayden H2 -v5.13 | 95 | 7134 | Rate Constraint in lbs/MMBtu | FALSE | L | Annual | Generation | TWh | 1.6761 | 0 | 0 | 0 | 0 | 0 | 0 | 0
BART NOX Annual-Hayden H2 -v5.13 | 95 | 7134 | Rate Constraint in lbs/MMBtu | FALSE | L | Annual | Qualifying Generation | TWh | 1.6761 | 0 | 0 | 0 | 0 | 0 | 0 | 0
BART NOX Annual-Hayden H2 -v5.13 | 95 | 7134 | Rate Constraint in lbs/MMBtu | FALSE | L | Annual | Rate | lb/MWh | 0.57567 | 0 | 0 | 0 | 0 | 0 | 0 | 0
BART NOX Annual-Hayden H2 -v5.13 | 95 | 7134 | Rate Constraint in lbs/MMBtu | FALSE | L | Annual | Constraint Shadow Price | US2019$/Ton | 0 | 0 | 0 | 0 | 0 | 0 | 0 | 0
BART NOX Annual-Jeffrey Energy Center 1 -v5.13 | 96 | 7145 | Rate Constraint in lbs/MMBtu | FALSE | L | Annual | Seasons Included | Seasons | Winter, WintShld, Summer | Winter, WintShld, Summer | Winter, WintShld, Summer | Winter, WintShld, Summer | Winter, WintShld, Summer | Winter, WintShld, Summer | Winter, WintShld, Summer | Winter, WintShld, Summer
BART NOX Annual-Jeffrey Energy Center 1 -v5.13 | 96 | 7145 | Rate Constraint in lbs/MMBtu | FALSE | L | Annual | Standard NOX | lb/MMBtu | 0.15 | 0.15 | 0.15 | 0.15 | 0.15 | 0.15 | 0.15 | 0.15
BART NOX Annual-Jeffrey Energy Center 1 -v5.13 | 96 | 7145 | Rate Constraint in lbs/MMBtu | FALSE | L | Annual | Emissions at Affected Plants NOX | Thousand Tons | 1.0806 | 1.018 | 0.67232 | 0.63958 | 0.80398 | 0 | 0 | 0
BART NOX Annual-Jeffrey Energy Center 1 -v5.13 | 96 | 7145 | Rate Constraint in lbs/MMBtu | FALSE | L | Annual | Allowances Purchased NOX | Thousand Tons | 0 | 0 | 0 | 0 | 0 | 0 | 0 | 0
BART NOX Annual-Jeffrey Energy Center 1 -v5.13 | 96 | 7145 | Rate Constraint in lbs/MMBtu | FALSE | L | Annual | Allowances Sold NOX | Thousand Tons | 0 | 0 | 0 | 0 | 0 | 0 | 0 | 0
BART NOX Annual-Jeffrey Energy Center 1 -v5.13 | 96 | 7145 | Rate Constraint in lbs/MMBtu | FALSE | L | Annual | Allowances Banked | Thousand Tons | 0 | 0 | 0 | 0 | 0 | 0 | 0 | 0
BART NOX Annual-Jeffrey Energy Center 1 -v5.13 | 96 | 7145 | Rate Constraint in lbs/MMBtu | FALSE | L | Annual | Allowances Withdrawn (1:1) | Thousand Tons | 0 | 0 | 0 | 0 | 0 | 0 | 0 | 0
BART NOX Annual-Jeffrey Energy Center 1 -v5.13 | 96 | 7145 | Rate Constraint in lbs/MMBtu | FALSE | L | Annual | Allowances Withdrawn (n:1) | Thousand Tons | 0 | 0 | 0 | 0 | 0 | 0 | 0 | 0
BART NOX Annual-Jeffrey Energy Center 1 -v5.13 | 96 | 7145 | Rate Constraint in lbs/MMBtu | FALSE | L | Annual | Net Emissions Allowance Position | Thousand Tons | 1.0806 | 1.018 | 0.67232 | 0.63958 | 0.80398 | 0 | 0 | 0
BART NOX Annual-Jeffrey Energy Center 1 -v5.13 | 96 | 7145 | Rate Constraint in lbs/MMBtu | FALSE | L | Annual | Fuel Consumed | TBtu | 54.1404 | 51.0001 | 33.6835 | 32.043 | 40.2796 | 0 | 0 | 0
BART NOX Annual-Jeffrey Energy Center 1 -v5.13 | 96 | 7145 | Rate Constraint in lbs/MMBtu | FALSE | L | Annual | Rate | lb/MMBtu | 0.03992 | 0.03992 | 0.03992 | 0.03992 | 0.03992 | 0 | 0 | 0
BART NOX Annual-Jeffrey Energy Center 1 -v5.13 | 96 | 7145 | Rate Constraint in lbs/MMBtu | FALSE | L | Annual | Generation | TWh | 4.9263 | 4.6406 | 3.0649 | 2.9156 | 3.6651 | 0 | 0 | 0
BART NOX Annual-Jeffrey Energy Center 1 -v5.13 | 96 | 7145 | Rate Constraint in lbs/MMBtu | FALSE | L | Annual | Qualifying Generation | TWh | 4.9263 | 4.6406 | 3.0649 | 2.9156 | 3.6651 | 0 | 0 | 0
BART NOX Annual-Jeffrey Energy Center 1 -v5.13 | 96 | 7145 | Rate Constraint in lbs/MMBtu | FALSE | L | Annual | Rate | lb/MWh | 0.43872 | 0.43872 | 0.43872 | 0.43872 | 0.43872 | 0 | 0 | 0
BART NOX Annual-Jeffrey Energy Center 1 -v5.13 | 96 | 7145 | Rate Constraint in lbs/MMBtu | FALSE | L | Annual | Constraint Shadow Price | US2019$/Ton | 0 | 0 | 0 | 0 | 0 | 0 | 0 | 0
BART NOX Annual-Jeffrey Energy Center 2 -v5.13 | 97 | 7146 | Rate Constraint in lbs/MMBtu | FALSE | L | Annual | Seasons Included | Seasons | Winter, WintShld, Summer | Winter, WintShld, Summer | Winter, WintShld, Summer | Winter, WintShld, Summer | Winter, WintShld, Summer | Winter, WintShld, Summer | Winter, WintShld, Summer | Winter, WintShld, Summer
BART NOX Annual-Jeffrey Energy Center 2 -v5.13 | 97 | 7146 | Rate Constraint in lbs/MMBtu | FALSE | L | Annual | Standard NOX | lb/MMBtu | 0.15 | 0.15 | 0.15 | 0.15 | 0.15 | 0.15 | 0.15 | 0.15
BART NOX Annual-Jeffrey Energy Center 2 -v5.13 | 97 | 7146 | Rate Constraint in lbs/MMBtu | FALSE | L | Annual | Emissions at Affected Plants NOX | Thousand Tons | 1.7992 | 1.8103 | 1.7113 | 1.8103 | 1.8103 | 0 | 0 | 0
BART NOX Annual-Jeffrey Energy Center 2 -v5.13 | 97 | 7146 | Rate Constraint in lbs/MMBtu | FALSE | L | Annual | Allowances Purchased NOX | Thousand Tons | 0 | 0 | 0 | 0 | 0 | 0 | 0 | 0
BART NOX Annual-Jeffrey Energy Center 2 -v5.13 | 97 | 7146 | Rate Constraint in lbs/MMBtu | FALSE | L | Annual | Allowances Sold NOX | Thousand Tons | 0 | 0 | 0 | 0 | 0 | 0 | 0 | 0
BART NOX Annual-Jeffrey Energy Center 2 -v5.13 | 97 | 7146 | Rate Constraint in lbs/MMBtu | FALSE | L | Annual | Allowances Banked | Thousand Tons | 0 | 0 | 0 | 0 | 0 | 0 | 0 | 0
BART NOX Annual-Jeffrey Energy Center 2 -v5.13 | 97 | 7146 | Rate Constraint in lbs/MMBtu | FALSE | L | Annual | Allowances Withdrawn (1:1) | Thousand Tons | 0 | 0 | 0 | 0 | 0 | 0 | 0 | 0
BART NOX Annual-Jeffrey Energy Center 2 -v5.13 | 97 | 7146 | Rate Constraint in lbs/MMBtu | FALSE | L | Annual | Allowances Withdrawn (n:1) | Thousand Tons | 0 | 0 | 0 | 0 | 0 | 0 | 0 | 0
BART NOX Annual-Jeffrey Energy Center 2 -v5.13 | 97 | 7146 | Rate Constraint in lbs/MMBtu | FALSE | L | Annual | Net Emissions Allowance Position | Thousand Tons | 1.7992 | 1.8103 | 1.7113 | 1.8103 | 1.8103 | 0 | 0 | 0
BART NOX Annual-Jeffrey Energy Center 2 -v5.13 | 97 | 7146 | Rate Constraint in lbs/MMBtu | FALSE | L | Annual | Fuel Consumed | TBtu | 35.9844 | 36.2068 | 34.2263 | 36.2068 | 36.2068 | 0 | 0 | 0
BART NOX Annual-Jeffrey Energy Center 2 -v5.13 | 97 | 7146 | Rate Constraint in lbs/MMBtu | FALSE | L | Annual | Rate | lb/MMBtu | 0.1 | 0.1 | 0.1 | 0.1 | 0.1 | 0 | 0 | 0
BART NOX Annual-Jeffrey Energy Center 2 -v5.13 | 97 | 7146 | Rate Constraint in lbs/MMBtu | FALSE | L | Annual | Generation | TWh | 3.227 | 3.2469 | 3.0693 | 3.2469 | 3.2469 | 0 | 0 | 0
BART NOX Annual-Jeffrey Energy Center 2 -v5.13 | 97 | 7146 | Rate Constraint in lbs/MMBtu | FALSE | L | Annual | Qualifying Generation | TWh | 3.227 | 3.2469 | 3.0693 | 3.2469 | 3.2469 | 0 | 0 | 0
BART NOX Annual-Jeffrey Energy Center 2 -v5.13 | 97 | 7146 | Rate Constraint in lbs/MMBtu | FALSE | L | Annual | Rate | lb/MWh | 1.1151 | 1.1151 | 1.1151 | 1.1151 | 1.1151 | 0 | 0 | 0
BART NOX Annual-Jeffrey Energy Center 2 -v5.13 | 97 | 7146 | Rate Constraint in lbs/MMBtu | FALSE | L | Annual | Constraint Shadow Price | US2019$/Ton | 0 | 0 | 0 | 0 | 0 | 0 | 0 | 0
BART NOX Annual-Jim Bridger 1 -v5.14 | 98 | 7165 | Rate Constraint in lbs/MMBtu | FALSE | L | Annual | Seasons Included | Seasons | Winter, WintShld, Summer | Winter, WintShld, Summer | Winter, WintShld, Summer | Winter, WintShld, Summer | Winter, WintShld, Summer | Winter, WintShld, Summer | Winter, WintShld, Summer | Winter, WintShld, Summer
BART NOX Annual-Jim Bridger 1 -v5.14 | 98 | 7165 | Rate Constraint in lbs/MMBtu | FALSE | L | Annual | Standard NOX | lb/MMBtu | 0.07 | 0.07 | 0.07 | 0.07 | 0.07 | 0.07 | 0.07 | 0.07
BART NOX Annual-Jim Bridger 1 -v5.14 | 98 | 7165 | Rate Constraint in lbs/MMBtu | FALSE | L | Annual | Emissions at Affected Plants NOX | Thousand Tons | 0 | 0 | 0 | 0 | 0 | 0 | 0 | 0
BART NOX Annual-Jim Bridger 1 -v5.14 | 98 | 7165 | Rate Constraint in lbs/MMBtu | FALSE | L | Annual | Allowances Purchased NOX | Thousand Tons | 0 | 0 | 0 | 0 | 0 | 0 | 0 | 0
BART NOX Annual-Jim Bridger 1 -v5.14 | 98 | 7165 | Rate Constraint in lbs/MMBtu | FALSE | L | Annual | Allowances Sold NOX | Thousand Tons | 0 | 0 | 0 | 0 | 0 | 0 | 0 | 0
BART NOX Annual-Jim Bridger 1 -v5.14 | 98 | 7165 | Rate Constraint in lbs/MMBtu | FALSE | L | Annual | Allowances Banked | Thousand Tons | 0 | 0 | 0 | 0 | 0 | 0 | 0 | 0
BART NOX Annual-Jim Bridger 1 -v5.14 | 98 | 7165 | Rate Constraint in lbs/MMBtu | FALSE | L | Annual | Allowances Withdrawn (1:1) | Thousand Tons | 0 | 0 | 0 | 0 | 0 | 0 | 0 | 0
BART NOX Annual-Jim Bridger 1 -v5.14 | 98 | 7165 | Rate Constraint in lbs/MMBtu | FALSE | L | Annual | Allowances Withdrawn (n:1) | Thousand Tons | 0 | 0 | 0 | 0 | 0 | 0 | 0 | 0
BART NOX Annual-Jim Bridger 1 -v5.14 | 98 | 7165 | Rate Constraint in lbs/MMBtu | FALSE | L | Annual | Net Emissions Allowance Position | Thousand Tons | 0 | 0 | 0 | 0 | 0 | 0 | 0 | 0
BART NOX Annual-Jim Bridger 1 -v5.14 | 98 | 7165 | Rate Constraint in lbs/MMBtu | FALSE | L | Annual | Fuel Consumed | TBtu | 0 | 0 | 0 | 0 | 0 | 0 | 0 | 0
BART NOX Annual-Jim Bridger 1 -v5.14 | 98 | 7165 | Rate Constraint in lbs/MMBtu | FALSE | L | Annual | Rate | lb/MMBtu | 0 | 0 | 0 | 0 | 0 | 0 | 0 | 0
BART NOX Annual-Jim Bridger 1 -v5.14 | 98 | 7165 | Rate Constraint in lbs/MMBtu | FALSE | L | Annual | Generation | TWh | 0 | 0 | 0 | 0 | 0 | 0 | 0 | 0
BART NOX Annual-Jim Bridger 1 -v5.14 | 98 | 7165 | Rate Constraint in lbs/MMBtu | FALSE | L | Annual | Qualifying Generation | TWh | 0 | 0 | 0 | 0 | 0 | 0 | 0 | 0
BART NOX Annual-Jim Bridger 1 -v5.14 | 98 | 7165 | Rate Constraint in lbs/MMBtu | FALSE | L | Annual | Rate | lb/MWh | 0 | 0 | 0 | 0 | 0 | 0 | 0 | 0
BART NOX Annual-Jim Bridger 1 -v5.14 | 98 | 7165 | Rate Constraint in lbs/MMBtu | FALSE | L | Annual | Constraint Shadow Price | US2019$/Ton | 6648349.941 | 50953.7803 | 17963.5402 | 74021.2486 | 0 | 47110.2776 | 59313.952 | 32042.7757
BART NOX Annual-Jim Bridger 2 -v5.14 | 99 | 7166 | Rate Constraint in lbs/MMBtu | FALSE | L | Annual | Seasons Included | Seasons | Winter, WintShld, Summer | Winter, WintShld, Summer | Winter, WintShld, Summer | Winter, WintShld, Summer | Winter, WintShld, Summer | Winter, WintShld, Summer | Winter, WintShld, Summer | Winter, WintShld, Summer
BART NOX Annual-Jim Bridger 2 -v5.14 | 99 | 7166 | Rate Constraint in lbs/MMBtu | FALSE | L | Annual | Standard NOX | lb/MMBtu | 0.07 | 0.07 | 0.07 | 0.07 | 0.07 | 0.07 | 0.07 | 0.07
BART NOX Annual-Jim Bridger 2 -v5.14 | 99 | 7166 | Rate Constraint in lbs/MMBtu | FALSE | L | Annual | Emissions at Affected Plants NOX | Thousand Tons | 0 | 0 | 0 | 0 | 0 | 0 | 0 | 0
BART NOX Annual-Jim Bridger 2 -v5.14 | 99 | 7166 | Rate Constraint in lbs/MMBtu | FALSE | L | Annual | Allowances Purchased NOX | Thousand Tons | 0 | 0 | 0 | 0 | 0 | 0 | 0 | 0
BART NOX Annual-Jim Bridger 2 -v5.14 | 99 | 7166 | Rate Constraint in lbs/MMBtu | FALSE | L | Annual | Allowances Sold NOX | Thousand Tons | 0 | 0 | 0 | 0 | 0 | 0 | 0 | 0
BART NOX Annual-Jim Bridger 2 -v5.14 | 99 | 7166 | Rate Constraint in lbs/MMBtu | FALSE | L | Annual | Allowances Banked | Thousand Tons | 0 | 0 | 0 | 0 | 0 | 0 | 0 | 0
BART NOX Annual-Jim Bridger 2 -v5.14 | 99 | 7166 | Rate Constraint in lbs/MMBtu | FALSE | L | Annual | Allowances Withdrawn (1:1) | Thousand Tons | 0 | 0 | 0 | 0 | 0 | 0 | 0 | 0
BART NOX Annual-Jim Bridger 2 -v5.14 | 99 | 7166 | Rate Constraint in lbs/MMBtu | FALSE | L | Annual | Allowances Withdrawn (n:1) | Thousand Tons | 0 | 0 | 0 | 0 | 0 | 0 | 0 | 0
BART NOX Annual-Jim Bridger 2 -v5.14 | 99 | 7166 | Rate Constraint in lbs/MMBtu | FALSE | L | Annual | Net Emissions Allowance Position | Thousand Tons | 0 | 0 | 0 | 0 | 0 | 0 | 0 | 0
BART NOX Annual-Jim Bridger 2 -v5.14 | 99 | 7166 | Rate Constraint in lbs/MMBtu | FALSE | L | Annual | Fuel Consumed | TBtu | 0 | 0 | 0 | 0 | 0 | 0 | 0 | 0
BART NOX Annual-Jim Bridger 2 -v5.14 | 99 | 7166 | Rate Constraint in lbs/MMBtu | FALSE | L | Annual | Rate | lb/MMBtu | 0 | 0 | 0 | 0 | 0 | 0 | 0 | 0
BART NOX Annual-Jim Bridger 2 -v5.14 | 99 | 7166 | Rate Constraint in lbs/MMBtu | FALSE | L | Annual | Generation | TWh | 0 | 0 | 0 | 0 | 0 | 0 | 0 | 0
BART NOX Annual-Jim Bridger 2 -v5.14 | 99 | 7166 | Rate Constraint in lbs/MMBtu | FALSE | L | Annual | Qualifying Generation | TWh | 0 | 0 | 0 | 0 | 0 | 0 | 0 | 0
BART NOX Annual-Jim Bridger 2 -v5.14 | 99 | 7166 | Rate Constraint in lbs/MMBtu | FALSE | L | Annual | Rate | lb/MWh | 0 | 0 | 0 | 0 | 0 | 0 | 0 | 0
BART NOX Annual-Jim Bridger 2 -v5.14 | 99 | 7166 | Rate Constraint in lbs/MMBtu | FALSE | L | Annual | Constraint Shadow Price | US2019$/Ton | 6631383.081 | 74489.62 | 41729.3037 | 74075.0225 | 39188.0952 | 50118.3422 | 48441.7049 | 39275.2996
BART NOX Annual-Jim Bridger 3 -v5.14 | 100 | 7167 | Rate Constraint in lbs/MMBtu | FALSE | L | Annual | Seasons Included | Seasons | Winter, WintShld, Summer | Winter, WintShld, Summer | Winter, WintShld, Summer | Winter, WintShld, Summer | Winter, WintShld, Summer | Winter, WintShld, Summer | Winter, WintShld, Summer | Winter, WintShld, Summer
BART NOX Annual-Jim Bridger 3 -v5.14 | 100 | 7167 | Rate Constraint in lbs/MMBtu | FALSE | L | Annual | Standard NOX | lb/MMBtu | 0.07 | 0.07 | 0.07 | 0.07 | 0.07 | 0.07 | 0.07 | 0.07
BART NOX Annual-Jim Bridger 3 -v5.14 | 100 | 7167 | Rate Constraint in lbs/MMBtu | FALSE | L | Annual | Emissions at Affected Plants NOX | Thousand Tons | 0.97885 | 0.4848 | 0.22351 | 0.22917 | 0.22917 | 0 | 0 | 0
BART NOX Annual-Jim Bridger 3 -v5.14 | 100 | 7167 | Rate Constraint in lbs/MMBtu | FALSE | L | Annual | Allowances Purchased NOX | Thousand Tons | 0 | 0 | 0 | 0 | 0 | 0 | 0 | 0
BART NOX Annual-Jim Bridger 3 -v5.14 | 100 | 7167 | Rate Constraint in lbs/MMBtu | FALSE | L | Annual | Allowances Sold NOX | Thousand Tons | 0 | 0 | 0 | 0 | 0 | 0 | 0 | 0
BART NOX Annual-Jim Bridger 3 -v5.14 | 100 | 7167 | Rate Constraint in lbs/MMBtu | FALSE | L | Annual | Allowances Banked | Thousand Tons | 0 | 0 | 0 | 0 | 0 | 0 | 0 | 0
BART NOX Annual-Jim Bridger 3 -v5.14 | 100 | 7167 | Rate Constraint in lbs/MMBtu | FALSE | L | Annual | Allowances Withdrawn (1:1) | Thousand Tons | 0 | 0 | 0 | 0 | 0 | 0 | 0 | 0
BART NOX Annual-Jim Bridger 3 -v5.14 | 100 | 7167 | Rate Constraint in lbs/MMBtu | FALSE | L | Annual | Allowances Withdrawn (n:1) | Thousand Tons | 0 | 0 | 0 | 0 | 0 | 0 | 0 | 0
BART NOX Annual-Jim Bridger 3 -v5.14 | 100 | 7167 | Rate Constraint in lbs/MMBtu | FALSE | L | Annual | Net Emissions Allowance Position | Thousand Tons | 0.97885 | 0.4848 | 0.22351 | 0.22917 | 0.22917 | 0 | 0 | 0
BART NOX Annual-Jim Bridger 3 -v5.14 | 100 | 7167 | Rate Constraint in lbs/MMBtu | FALSE | L | Annual | Fuel Consumed | TBtu | 37.852 | 18.7469 | 8.6429 | 8.8621 | 8.8621 | 0 | 0 | 0
BART NOX Annual-Jim Bridger 3 -v5.14 | 100 | 7167 | Rate Constraint in lbs/MMBtu | FALSE | L | Annual | Rate | lb/MMBtu | 0.05172 | 0.05172 | 0.05172 | 0.05172 | 0.05172 | 0 | 0 | 0
BART NOX Annual-Jim Bridger 3 -v5.14 | 100 | 7167 | Rate Constraint in lbs/MMBtu | FALSE | L | Annual | Generation | TWh | 3.6253 | 1.7955 | 0.82779 | 0.84878 | 0.84878 | 0 | 0 | 0
BART NOX Annual-Jim Bridger 3 -v5.14 | 100 | 7167 | Rate Constraint in lbs/MMBtu | FALSE | L | Annual | Qualifying Generation | TWh | 3.6253 | 1.7955 | 0.82779 | 0.84878 | 0.84878 | 0 | 0 | 0
BART NOX Annual-Jim Bridger 3 -v5.14 | 100 | 7167 | Rate Constraint in lbs/MMBtu | FALSE | L | Annual | Rate | lb/MWh | 0.54001 | 0.54001 | 0.54001 | 0.54001 | 0.54001 | 0 | 0 | 0
BART NOX Annual-Jim Bridger 3 -v5.14 | 100 | 7167 | Rate Constraint in lbs/MMBtu | FALSE | L | Annual | Constraint Shadow Price | US2019$/Ton | 0 | 0 | 0 | 0 | 0 | 0 | 0 | 0
BART NOX Annual-Jim Bridger 4 -v5.14 | 101 | 7168 | Rate Constraint in lbs/MMBtu | FALSE | L | Annual | Seasons Included | Seasons | Winter, WintShld, Summer | Winter, WintShld, Summer | Winter, WintShld, Summer | Winter, WintShld, Summer | Winter, WintShld, Summer | Winter, WintShld, Summer | Winter, WintShld, Summer | Winter, WintShld, Summer
BART NOX Annual-Jim Bridger 4 -v5.14 | 101 | 7168 | Rate Constraint in lbs/MMBtu | FALSE | L | Annual | Standard NOX | lb/MMBtu | 0.07 | 0.07 | 0.07 | 0.07 | 0.07 | 0.07 | 0.07 | 0.07
BART NOX Annual-Jim Bridger 4 -v5.14 | 101 | 7168 | Rate Constraint in lbs/MMBtu | FALSE | L | Annual | Emissions at Affected Plants NOX | Thousand Tons | 1.0483 | 0.019717 | 0.021228 | 0.021784 | 0.021784 | 0 | 0 | 0
BART NOX Annual-Jim Bridger 4 -v5.14 | 101 | 7168 | Rate Constraint in lbs/MMBtu | FALSE | L | Annual | Allowances Purchased NOX | Thousand Tons | 0 | 0 | 0 | 0 | 0 | 0 | 0 | 0
BART NOX Annual-Jim Bridger 4 -v5.14 | 101 | 7168 | Rate Constraint in lbs/MMBtu | FALSE | L | Annual | Allowances Sold NOX | Thousand Tons | 0 | 0 | 0 | 0 | 0 | 0 | 0 | 0
BART NOX Annual-Jim Bridger 4 -v5.14 | 101 | 7168 | Rate Constraint in lbs/MMBtu | FALSE | L | Annual | Allowances Banked | Thousand Tons | 0 | 0 | 0 | 0 | 0 | 0 | 0 | 0
BART NOX Annual-Jim Bridger 4 -v5.14 | 101 | 7168 | Rate Constraint in lbs/MMBtu | FALSE | L | Annual | Allowances Withdrawn (1:1) | Thousand Tons | 0 | 0 | 0 | 0 | 0 | 0 | 0 | 0
BART NOX Annual-Jim Bridger 4 -v5.14 | 101 | 7168 | Rate Constraint in lbs/MMBtu | FALSE | L | Annual | Allowances Withdrawn (n:1) | Thousand Tons | 0 | 0 | 0 | 0 | 0 | 0 | 0 | 0
BART NOX Annual-Jim Bridger 4 -v5.14 | 101 | 7168 | Rate Constraint in lbs/MMBtu | FALSE | L | Annual | Net Emissions Allowance Position | Thousand Tons | 1.0483 | 0.019717 | 0.021228 | 0.021784 | 0.021784 | 0 | 0 | 0
BART NOX Annual-Jim Bridger 4 -v5.14 | 101 | 7168 | Rate Constraint in lbs/MMBtu | FALSE | L | Annual | Fuel Consumed | TBtu | 38.4468 | 0.72315 | 0.77857 | 0.79899 | 0.79899 | 0 | 0 | 0
BART NOX Annual-Jim Bridger 4 -v5.14 | 101 | 7168 | Rate Constraint in lbs/MMBtu | FALSE | L | Annual | Rate | lb/MMBtu | 0.05453 | 0.05453 | 0.05453 | 0.05453 | 0.05453 | 0 | 0 | 0
BART NOX Annual-Jim Bridger 4 -v5.14 | 101 | 7168 | Rate Constraint in lbs/MMBtu | FALSE | L | Annual | Generation | TWh | 3.6738 | 0.069102 | 0.074397 | 0.076349 | 0.076349 | 0 | 0 | 0
BART NOX Annual-Jim Bridger 4 -v5.14 | 101 | 7168 | Rate Constraint in lbs/MMBtu | FALSE | L | Annual | Qualifying Generation | TWh | 3.6738 | 0.069102 | 0.074397 | 0.076349 | 0.076349 | 0 | 0 | 0
BART NOX Annual-Jim Bridger 4 -v5.14 | 101 | 7168 | Rate Constraint in lbs/MMBtu | FALSE | L | Annual | Rate | lb/MWh | 0.57066 | 0.57066 | 0.57066 | 0.57066 | 0.57066 | 0 | 0 | 0
BART NOX Annual-Jim Bridger 4 -v5.14 | 101 | 7168 | Rate Constraint in lbs/MMBtu | FALSE | L | Annual | Constraint Shadow Price | US2019$/Ton | 0 | 0 | 0 | 0 | 0 | 0 | 0 | 0
BART NOX Annual-La Cygne 1 & 2 -v5.13 | 102 | 7147 | Rate Constraint in lbs/MMBtu | FALSE | L | Annual | Seasons Included | Seasons | Winter, WintShld, Summer | Winter, WintShld, Summer | Winter, WintShld, Summer | Winter, WintShld, Summer | Winter, WintShld, Summer | Winter, WintShld, Summer | Winter, WintShld, Summer | Winter, WintShld, Summer
BART NOX Annual-La Cygne 1 & 2 -v5.13 | 102 | 7147 | Rate Constraint in lbs/MMBtu | FALSE | L | Annual | Standard NOX | lb/MMBtu | 0.13 | 0.13 | 0.13 | 0.13 | 0.13 | 0.13 | 0.13 | 0.13
BART NOX Annual-La Cygne 1 & 2 -v5.13 | 102 | 7147 | Rate Constraint in lbs/MMBtu | FALSE | L | Annual | Emissions at Affected Plants NOX | Thousand Tons | 4.6477 | 2.3527 | 1.9313 | 2.1947 | 2.1947 | 0 | 0 | 0
BART NOX Annual-La Cygne 1 & 2 -v5.13 | 102 | 7147 | Rate Constraint in lbs/MMBtu | FALSE | L | Annual | Allowances Purchased NOX | Thousand Tons | 0 | 0 | 0 | 0 | 0 | 0 | 0 | 0
BART NOX Annual-La Cygne 1 & 2 -v5.13 | 102 | 7147 | Rate Constraint in lbs/MMBtu | FALSE | L | Annual | Allowances Sold NOX | Thousand Tons | 0 | 0 | 0 | 0 | 0 | 0 | 0 | 0
BART NOX Annual-La Cygne 1 & 2 -v5.13 | 102 | 7147 | Rate Constraint in lbs/MMBtu | FALSE | L | Annual | Allowances Banked | Thousand Tons | 0 | 0 | 0 | 0 | 0 | 0 | 0 | 0
BART NOX Annual-La Cygne 1 & 2 -v5.13 | 102 | 7147 | Rate Constraint in lbs/MMBtu | FALSE | L | Annual | Allowances Withdrawn (1:1) | Thousand Tons | 0 | 0 | 0 | 0 | 0 | 0 | 0 | 0
BART NOX Annual-La Cygne 1 & 2 -v5.13 | 102 | 7147 | Rate Constraint in lbs/MMBtu | FALSE | L | Annual | Allowances Withdrawn (n:1) | Thousand Tons | 0 | 0 | 0 | 0 | 0 | 0 | 0 | 0
BART NOX Annual-La Cygne 1 & 2 -v5.13 | 102 | 7147 | Rate Constraint in lbs/MMBtu | FALSE | L | Annual | Net Emissions Allowance Position | Thousand Tons | 4.6477 | 2.3527 | 1.9313 | 2.1947 | 2.1947 | 0 | 0 | 0
BART NOX Annual-La Cygne 1 & 2 -v5.13 | 102 | 7147 | Rate Constraint in lbs/MMBtu | FALSE | L | Annual | Fuel Consumed | TBtu | 101.3482 | 48.9841 | 40.2105 | 45.6934 | 45.6934 | 0 | 0 | 0
BART NOX Annual-La Cygne 1 & 2 -v5.13 | 102 | 7147 | Rate Constraint in lbs/MMBtu | FALSE | L | Annual | Rate | lb/MMBtu | 0.091718 | 0.09606 | 0.09606 | 0.09606 | 0.09606 | 0 | 0 | 0
BART NOX Annual-La Cygne 1 & 2 -v5.13 | 102 | 7147 | Rate Constraint in lbs/MMBtu | FALSE | L | Annual | Generation | TWh | 9.6055 | 4.6839 | 3.845 | 4.3693 | 4.3693 | 0 | 0 | 0
BART NOX Annual-La Cygne 1 & 2 -v5.13 | 102 | 7147 | Rate Constraint in lbs/MMBtu | FALSE | L | Annual | Qualifying Generation | TWh | 9.6055 | 4.6839 | 3.845 | 4.3693 | 4.3693 | 0 | 0 | 0
BART NOX Annual-La Cygne 1 & 2 -v5.13 | 102 | 7147 | Rate Constraint in lbs/MMBtu | FALSE | L | Annual | Rate | lb/MWh | 0.96772 | 1.0046 | 1.0046 | 1.0046 | 1.0046 | 0 | 0 | 0
BART NOX Annual-La Cygne 1 & 2 -v5.13 | 102 | 7147 | Rate Constraint in lbs/MMBtu | FALSE | L | Annual | Constraint Shadow Price | US2019$/Ton | 0 | 0 | 0 | 0 | 0 | 0 | 0 | 0
BART NOX Annual-Laramie 1 -v5.14 | 103 | 7169 | Rate Constraint in lbs/MMBtu | FALSE | L | Annual | Seasons Included | Seasons | Winter, WintShld, Summer | Winter, WintShld, Summer | Winter, WintShld, Summer | Winter, WintShld, Summer | Winter, WintShld, Summer | Winter, WintShld, Summer | Winter, WintShld, Summer | Winter, WintShld, Summer
BART NOX Annual-Laramie 1 -v5.14 | 103 | 7169 | Rate Constraint in lbs/MMBtu | FALSE | L | Annual | Standard NOX | lb/MMBtu | 0.06 | 0.06 | 0.06 | 0.06 | 0.06 | 0.06 | 0.06 | 0.06
BART NOX Annual-Laramie 1 -v5.14 | 103 | 7169 | Rate Constraint in lbs/MMBtu | FALSE | L | Annual | Emissions at Affected Plants NOX | Thousand Tons | 1.211 | 1.211 | 0.55078 | 0.55518 | 0.57442 | 0.99221 | 0.99221 | 0.82302
BART NOX Annual-Laramie 1 -v5.14 | 103 | 7169 | Rate Constraint in lbs/MMBtu | FALSE | L | Annual | Allowances Purchased NOX | Thousand Tons | 0 | 0 | 0 | 0 | 0 | 0 | 0 | 0
BART NOX Annual-Laramie 1 -v5.14 | 103 | 7169 | Rate Constraint in lbs/MMBtu | FALSE | L | Annual | Allowances Sold NOX | Thousand Tons | 0 | 0 | 0 | 0 | 0 | 0 | 0 | 0
BART NOX Annual-Laramie 1 -v5.14 | 103 | 7169 | Rate Constraint in lbs/MMBtu | FALSE | L | Annual | Allowances Banked | Thousand Tons | 0 | 0 | 0 | 0 | 0 | 0 | 0 | 0
BART NOX Annual-Laramie 1 -v5.14 | 103 | 7169 | Rate Constraint in lbs/MMBtu | FALSE | L | Annual | Allowances Withdrawn (1:1) | Thousand Tons | 0 | 0 | 0 | 0 | 0 | 0 | 0 | 0
BART NOX Annual-Laramie 1 -v5.14 | 103 | 7169 | Rate Constraint in lbs/MMBtu | FALSE | L | Annual | Allowances Withdrawn (n:1) | Thousand Tons | 0 | 0 | 0 | 0 | 0 | 0 | 0 | 0
BART NOX Annual-Laramie 1 -v5.14 | 103 | 7169 | Rate Constraint in lbs/MMBtu | FALSE | L | Annual | Net Emissions Allowance Position | Thousand Tons | 1.211 | 1.211 | 0.55078 | 0.55518 | 0.57442 | 0.99221 | 0.99221 | 0.82302
BART NOX Annual-Laramie 1 -v5.14 | 103 | 7169 | Rate Constraint in lbs/MMBtu | FALSE | L | Annual | Fuel Consumed | TBtu | 40.3725 | 40.3725 | 18.3623 | 18.509 | 19.1504 | 33.0792 | 33.0792 | 27.4385
BART NOX Annual-Laramie 1 -v5.14 | 103 | 7169 | Rate Constraint in lbs/MMBtu | FALSE | L | Annual | Rate | lb/MMBtu | 0.05999 | 0.05999 | 0.05999 | 0.05999 | 0.05999 | 0.05999 | 0.05999 | 0.05999
BART NOX Annual-Laramie 1 -v5.14 | 103 | 7169 | Rate Constraint in lbs/MMBtu | FALSE | L | Annual | Generation | TWh | 3.9511 | 3.9511 | 1.7971 | 1.8114 | 1.8742 | 3.2373 | 3.2373 | 2.6853
BART NOX Annual-Laramie 1 -v5.14 | 103 | 7169 | Rate Constraint in lbs/MMBtu | FALSE | L | Annual | Qualifying Generation | TWh | 3.9511 | 3.9511 | 1.7971 | 1.8114 | 1.8742 | 3.2373 | 3.2373 | 2.6853
BART NOX Annual-Laramie 1 -v5.14 | 103 | 7169 | Rate Constraint in lbs/MMBtu | FALSE | L | Annual | Rate | lb/MWh | 0.61298 | 0.61298 | 0.61298 | 0.61298 | 0.61298 | 0.61298 | 0.61298 | 0.61298
BART NOX Annual-Laramie 1 -v5.14 | 103 | 7169 | Rate Constraint in lbs/MMBtu | FALSE | L | Annual | Constraint Shadow Price | US2019$/Ton | 0 | 0 | 0 | 0 | 0 | 0 | 0 | 0
BART NOX Annual-Laramie 2 -v5.14 | 104 | 7170 | Rate Constraint in lbs/MMBtu | FALSE | L | Annual | Seasons Included | Seasons | Winter, WintShld, Summer | Winter, WintShld, Summer | Winter, WintShld, Summer | Winter, WintShld, Summer | Winter, WintShld, Summer | Winter, WintShld, Summer | Winter, WintShld, Summer | Winter, WintShld, Summer
BART NOX Annual-Laramie 2 -v5.14 | 104 | 7170 | Rate Constraint in lbs/MMBtu | FALSE | L | Annual | Standard NOX | lb/MMBtu | 0.15 | 0.15 | 0.15 | 0.15 | 0.15 | 0.15 | 0.15 | 0.15
BART NOX Annual-Laramie 2 -v5.14 | 104 | 7170 | Rate Constraint in lbs/MMBtu | FALSE | L | Annual | Emissions at Affected Plants NOX | Thousand Tons | 2.833 | 2.833 | 1.4771 | 1.4965 | 2.1681 | 2.3212 | 2.3219 | 2.2348
BART NOX Annual-Laramie 2 -v5.14 | 104 | 7170 | Rate Constraint in lbs/MMBtu | FALSE | L | Annual | Allowances Purchased NOX | Thousand Tons | 0 | 0 | 0 | 0 | 0 | 0 | 0 | 0
BART NOX Annual-Laramie 2 -v5.14 | 104 | 7170 | Rate Constraint in lbs/MMBtu | FALSE | L | Annual | Allowances Sold NOX | Thousand Tons | 0 | 0 | 0 | 0 | 0 | 0 | 0 | 0
BART NOX Annual-Laramie 2 -v5.14 | 104 | 7170 | Rate Constraint in lbs/MMBtu | FALSE | L | Annual | Allowances Banked | Thousand Tons | 0 | 0 | 0 | 0 | 0 | 0 | 0 | 0
BART NOX Annual-Laramie 2 -v5.14 | 104 | 7170 | Rate Constraint in lbs/MMBtu | FALSE | L | Annual | Allowances Withdrawn (1:1) | Thousand Tons | 0 | 0 | 0 | 0 | 0 | 0 | 0 | 0
BART NOX Annual-Laramie 2 -v5.14 | 104 | 7170 | Rate Constraint in lbs/MMBtu | FALSE | L | Annual | Allowances Withdrawn (n:1) | Thousand Tons | 0 | 0 | 0 | 0 | 0 | 0 | 0 | 0
BART NOX Annual-Laramie 2 -v5.14 | 104 | 7170 | Rate Constraint in lbs/MMBtu | FALSE | L | Annual | Net Emissions Allowance Position | Thousand Tons | 2.833 | 2.833 | 1.4771 | 1.4965 | 2.1681 | 2.3212 | 2.3219 | 2.2348
BART NOX Annual-Laramie 2 -v5.14 | 104 | 7170 | Rate Constraint in lbs/MMBtu | FALSE | L | Annual | Fuel Consumed | TBtu | 40.1592 | 40.1592 | 20.9388 | 21.213 | 30.7337 | 32.9044 | 32.9132 | 31.6792
BART NOX Annual-Laramie 2 -v5.14 | 104 | 7170 | Rate Constraint in lbs/MMBtu | FALSE | L | Annual | Rate | lb/MMBtu | 0.14109 | 0.14109 | 0.14109 | 0.14109 | 0.14109 | 0.14109 | 0.14109 | 0.14109
BART NOX Annual-Laramie 2 -v5.14 | 104 | 7170 | Rate Constraint in lbs/MMBtu | FALSE | L | Annual | Generation | TWh | 3.9511 | 3.9511 | 2.0601 | 2.0871 | 3.0238 | 3.2373 | 3.2382 | 3.1168
BART NOX Annual-Laramie 2 -v5.14 | 104 | 7170 | Rate Constraint in lbs/MMBtu | FALSE | L | Annual | Qualifying Generation | TWh | 3.9511 | 3.9511 | 2.0601 | 2.0871 | 3.0238 | 3.2373 | 3.2382 | 3.1168
BART NOX Annual-Laramie 2 -v5.14 | 104 | 7170 | Rate Constraint in lbs/MMBtu | FALSE | L | Annual | Rate | lb/MWh | 1.434 | 1.434 | 1.434 | 1.434 | 1.434 | 1.434 | 1.434 | 1.434
BART NOX Annual-Laramie 2 -v5.14 | 104 | 7170 | Rate Constraint in lbs/MMBtu | FALSE | L | Annual | Constraint Shadow Price | US2019$/Ton | 0 | 0 | 0 | 0 | 0 | 0 | 0 | 0
BART NOX Annual-Laramie 3 -v5.14 | 105 | 7195 | Rate Constraint in lbs/MMBtu | FALSE | L | Annual | Seasons Included | Seasons | Winter, WintShld, Summer | Winter, WintShld, Summer | Winter, WintShld, Summer | Winter, WintShld, Summer | Winter, WintShld, Summer | Winter, WintShld, Summer | Winter, WintShld, Summer | Winter, WintShld, Summer
BART NOX Annual-Laramie 3 -v5.14 | 105 | 7195 | Rate Constraint in lbs/MMBtu | FALSE | L | Annual | Standard NOX | lb/MMBtu | 0.15 | 0.15 | 0.15 | 0.15 | 0.15 | 0.15 | 0.15 | 0.15
BART NOX Annual-Laramie 3 -v5.14 | 105 | 7195 | Rate Constraint in lbs/MMBtu | FALSE | L | Annual | Emissions at Affected Plants NOX | Thousand Tons | 2.8678 | 2.8678 | 1.949 | 2.4667 | 2.4667 | 2.5588 | 2.5135 | 2.4813
BART NOX Annual-Laramie 3 -v5.14 | 105 | 7195 | Rate Constraint in lbs/MMBtu | FALSE | L | Annual | Allowances Purchased NOX | Thousand Tons | 0 | 0 | 0 | 0 | 0 | 0 | 0 | 0
BART NOX Annual-Laramie 3 -v5.14 | 105 | 7195 | Rate Constraint in lbs/MMBtu | FALSE | L | Annual | Allowances Sold NOX | Thousand Tons | 0 | 0 | 0 | 0 | 0 | 0 | 0 | 0
BART NOX Annual-Laramie 3 -v5.14 | 105 | 7195 | Rate Constraint in lbs/MMBtu | FALSE | L | Annual | Allowances Banked | Thousand Tons | 0 | 0 | 0 | 0 | 0 | 0 | 0 | 0
BART NOX Annual-Laramie 3 -v5.14 | 105 | 7195 | Rate Constraint in lbs/MMBtu | FALSE | L | Annual | Allowances Withdrawn (1:1) | Thousand Tons | 0 | 0 | 0 | 0 | 0 | 0 | 0 | 0
BART NOX Annual-Laramie 3 -v5.14 | 105 | 7195 | Rate Constraint in lbs/MMBtu | FALSE | L | Annual | Allowances Withdrawn (n:1) | Thousand Tons | 0 | 0 | 0 | 0 | 0 | 0 | 0 | 0
BART NOX Annual-Laramie 3 -v5.14 | 105 | 7195 | Rate Constraint in lbs/MMBtu | FALSE | L | Annual | Net Emissions Allowance Position | Thousand Tons | 2.8678 | 2.8678 | 1.949 | 2.4667 | 2.4667 | 2.5588 | 2.5135 | 2.4813
BART NOX Annual-Laramie 3 -v5.14 | 105 | 7195 | Rate Constraint in lbs/MMBtu | FALSE | L | Annual | Fuel Consumed | TBtu | 40.0525 | 40.0525 | 27.221 | 34.4508 | 34.4508 | 35.7375 | 35.105 | 34.6553
BART NOX Annual-Laramie 3 -v5.14 | 105 | 7195 | Rate Constraint in lbs/MMBtu | FALSE | L | Annual | Rate | lb/MMBtu | 0.1432 | 0.1432 | 0.1432 | 0.1432 | 0.1432 | 0.1432 | 0.1432 | 0.1432
BART NOX Annual-Laramie 3 -v5.14 | 105 | 7195 | Rate Constraint in lbs/MMBtu | FALSE | L | Annual | Generation | TWh | 3.9511 | 3.9511 | 2.6853 | 3.3985 | 3.3985 | 3.5254 | 3.4631 | 3.4187
BART NOX Annual-Laramie 3 -v5.14 | 105 | 7195 | Rate Constraint in lbs/MMBtu | FALSE | L | Annual | Qualifying Generation | TWh | 3.9511 | 3.9511 | 2.6853 | 3.3985 | 3.3985 | 3.5254 | 3.4631 | 3.4187
BART NOX Annual-Laramie 3 -v5.14 | 105 | 7195 | Rate Constraint in lbs/MMBtu | FALSE | L | Annual | Rate | lb/MWh | 1.4516 | 1.4516 | 1.4516 | 1.4516 | 1.4516 | 1.4516 | 1.4516 | 1.4516
BART NOX Annual-Laramie 3 -v5.14 | 105 | 7195 | Rate Constraint in lbs/MMBtu | FALSE | L | Annual | Constraint Shadow Price | US2019$/Ton | 0 | 0 | 0 | 0 | 0 | 0 | 0 | 0
BART NOX Annual-Lawrence 4 -v5.14 | 106 | 7180 | Rate Constraint in lbs/MMBtu | FALSE | L | Annual | Seasons Included | Seasons | Winter, WintShld, Summer | Winter, WintShld, Summer | Winter, WintShld, Summer | Winter, WintShld, Summer | Winter, WintShld, Summer | Winter, WintShld, Summer | Winter, WintShld, Summer | Winter, WintShld, Summer
BART NOX Annual-Lawrence 4 -v5.14 | 106 | 7180 | Rate Constraint in lbs/MMBtu | FALSE | L | Annual | Standard NOX | lb/MMBtu | 0.18 | 0.18 | 0.18 | 0.18 | 0.18 | 0.18 | 0.18 | 0.18
BART NOX Annual-Lawrence 4 -v5.14 | 106 | 7180 | Rate Constraint in lbs/MMBtu | FALSE | L | Annual | Emissions at Affected Plants NOX | Thousand Tons | 0 | 0 | 0 | 0 | 0 | 0 | 0 | 0
BART NOX Annual-Lawrence 4 -v5.14 | 106 | 7180 | Rate Constraint in lbs/MMBtu | FALSE | L | Annual | Allowances Purchased NOX | Thousand Tons | 0 | 0 | 0 | 0 | 0 | 0 | 0 | 0
BART NOX Annual-Lawrence 4 -v5.14 | 106 | 7180 | Rate Constraint in lbs/MMBtu | FALSE | L | Annual | Allowances Sold NOX | Thousand Tons | 0 | 0 | 0 | 0 | 0 | 0 | 0 | 0
BART NOX Annual-Lawrence 4 -v5.14 | 106 | 7180 | Rate Constraint in lbs/MMBtu | FALSE | L | Annual | Allowances Banked | Thousand Tons | 0 | 0 | 0 | 0 | 0 | 0 | 0 | 0
BART NOX Annual-Lawrence 4 -v5.14 | 106 | 7180 | Rate Constraint in lbs/MMBtu | FALSE | L | Annual | Allowances Withdrawn (1:1) | Thousand Tons | 0 | 0 | 0 | 0 | 0 | 0 | 0 | 0
BART NOX Annual-Lawrence 4 -v5.14 | 106 | 7180 | Rate Constraint in lbs/MMBtu | FALSE | L | Annual | Allowances Withdrawn (n:1) | Thousand Tons | 0 | 0 | 0 | 0 | 0 | 0 | 0 | 0
BART NOX Annual-Lawrence 4 -v5.14 | 106 | 7180 | Rate Constraint in lbs/MMBtu | FALSE | L | Annual | Net Emissions Allowance Position | Thousand Tons | 0 | 0 | 0 | 0 | 0 | 0 | 0 | 0
BART NOX Annual-Lawrence 4 -v5.14 | 106 | 7180 | Rate Constraint in lbs/MMBtu | FALSE | L | Annual | Fuel Consumed | TBtu | 0 | 0 | 0 | 0 | 0 | 0 | 0 | 0
BART NOX Annual-Lawrence 4 -v5.14 | 106 | 7180 | Rate Constraint in lbs/MMBtu | FALSE | L | Annual | Rate | lb/MMBtu | 0 | 0 | 0 | 0 | 0 | 0 | 0 | 0
BART NOX Annual-Lawrence 4 -v5.14 | 106 | 7180 | Rate Constraint in lbs/MMBtu | FALSE | L | Annual | Generation | TWh | 0 | 0 | 0 | 0 | 0 | 0 | 0 | 0
BART NOX Annual-Lawrence 4 -v5.14 | 106 | 7180 | Rate Constraint in lbs/MMBtu | FALSE | L | Annual | Qualifying Generation | TWh | 0 | 0 | 0 | 0 | 0 | 0 | 0 | 0
BART NOX Annual-Lawrence 4 -v5.14 | 106 | 7180 | Rate Constraint in lbs/MMBtu | FALSE | L | Annual | Rate | lb/MWh | 0 | 0 | 0 | 0 | 0 | 0 | 0 | 0
BART NOX Annual-Lawrence 4 -v5.14 | 106 | 7180 | Rate Constraint in lbs/MMBtu | FALSE | L | Annual | Constraint Shadow Price | US2019$/Ton | 0 | 0 | 0 | 0 | 0 | 0 | 0 | 0
BART NOX Annual-Lawrence 5 -v5.14 | 107 | 7181 | Rate Constraint in lbs/MMBtu | FALSE | L | Annual | Seasons Included | Seasons | Winter, WintShld, Summer | Winter, WintShld, Summer | Winter, WintShld, Summer | Winter, WintShld, Summer | Winter, WintShld, Summer | Winter, WintShld, Summer | Winter, WintShld, Summer | Winter, WintShld, Summer
BART NOX Annual-Lawrence 5 -v5.14 | 107 | 7181 | Rate Constraint in lbs/MMBtu | FALSE | L | Annual | Standard NOX | lb/MMBtu | 0.15 | 0.15 | 0.15 | 0.15 | 0.15 | 0.15 | 0.15 | 0.15
BART NOX Annual-Lawrence 5 -v5.14 | 107 | 7181 | Rate Constraint in lbs/MMBtu | FALSE | L | Annual | Emissions at Affected Plants NOX | Thousand Tons | 0 | 0 | 0 | 0 | 0 | 0 | 0 | 0
BART NOX Annual-Lawrence 5 -v5.14 | 107 | 7181 | Rate Constraint in lbs/MMBtu | FALSE | L | Annual | Allowances Purchased NOX | Thousand Tons | 0 | 0 | 0 | 0 | 0 | 0 | 0 | 0
BART NOX Annual-Lawrence 5 -v5.14 | 107 | 7181 | Rate Constraint in lbs/MMBtu | FALSE | L | Annual | Allowances Sold NOX | Thousand Tons | 0 | 0 | 0 | 0 | 0 | 0 | 0 | 0
BART NOX Annual-Lawrence 5 -v5.14 | 107 | 7181 | Rate Constraint in lbs/MMBtu | FALSE | L | Annual | Allowances Banked | Thousand Tons | 0 | 0 | 0 | 0 | 0 | 0 | 0 | 0
BART NOX Annual-Lawrence 5 -v5.14 | 107 | 7181 | Rate Constraint in lbs/MMBtu | FALSE | L | Annual | Allowances Withdrawn (1:1) | Thousand Tons | 0 | 0 | 0 | 0 | 0 | 0 | 0 | 0
BART NOX Annual-Lawrence 5 -v5.14 | 107 | 7181 | Rate Constraint in lbs/MMBtu | FALSE | L | Annual | Allowances Withdrawn (n:1) | Thousand Tons | 0 | 0 | 0 | 0 | 0 | 0 | 0 | 0
BART NOX Annual-Lawrence 5 -v5.14 | 107 | 7181 | Rate Constraint in lbs/MMBtu | FALSE | L | Annual | Net Emissions Allowance Position | Thousand Tons | 0 | 0 | 0 | 0 | 0 | 0 | 0 | 0
BART NOX Annual-Lawrence 5 -v5.14 | 107 | 7181 | Rate Constraint in lbs/MMBtu | FALSE | L | Annual | Fuel Consumed | TBtu | 0 | 0 | 0 | 0 | 0 | 0 | 0 | 0
BART NOX Annual-Lawrence 5 -v5.14 | 107 | 7181 | Rate Constraint in lbs/MMBtu | FALSE | L | Annual | Rate | lb/MMBtu | 0 | 0 | 0 | 0 | 0 | 0 | 0 | 0
BART NOX Annual-Lawrence 5 -v5.14 | 107 | 7181 | Rate Constraint in lbs/MMBtu | FALSE | L | Annual | Generation | TWh | 0 | 0 | 0 | 0 | 0 | 0 | 0 | 0
BART NOX Annual-Lawrence 5 -v5.14 | 107 | 7181 | Rate Constraint in lbs/MMBtu | FALSE | L | Annual | Qualifying Generation | TWh | 0 | 0 | 0 | 0 | 0 | 0 | 0 | 0
BART NOX Annual-Lawrence 5 -v5.14 | 107 | 7181 | Rate Constraint in lbs/MMBtu | FALSE | L | Annual | Rate | lb/MWh | 0 | 0 | 0 | 0 | 0 | 0 | 0 | 0
BART NOX Annual-Lawrence 5 -v5.14 | 107 | 7181 | Rate Constraint in lbs/MMBtu | FALSE | L | Annual | Constraint Shadow Price | US2019$/Ton | 0 | 0 | 0 | 0 | 0 | 0 | 0 | 0
BART NOX Annual-Leland Olds 1 -v5.13 | 108 | 7148 | Rate Constraint in lbs/MMBtu | FALSE | L | Annual | Seasons Included | Seasons | Winter, WintShld, Summer | Winter, WintShld, Summer | Winter, WintShld, Summer | Winter, WintShld, Summer | Winter, WintShld, Summer | Winter, WintShld, Summer | Winter, WintShld, Summer | Winter, WintShld, Summer
BART NOX Annual-Leland Olds 1 -v5.13 | 108 | 7148 | Rate Constraint in lbs/MMBtu | FALSE | L | Annual | Standard NOX | lb/MMBtu | 0.19 | 0.19 | 0.19 | 0.19 | 0.19 | 0.19 | 0.19 | 0.19
BART NOX Annual-Leland Olds 1 -v5.13 | 108 | 7148 | Rate Constraint in lbs/MMBtu | FALSE | L | Annual | Emissions at Affected Plants NOX | Thousand Tons | 1.2599 | 1.2599 | 0.85353 | 1.0898 | 1.0898 | 1.2599 | 0.85624 | 0
BART NOX Annual-Leland Olds 1 -v5.13 | 108 | 7148 | Rate Constraint in lbs/MMBtu | FALSE | L | Annual | Allowances Purchased NOX | Thousand Tons | 0 | 0 | 0 | 0 | 0 | 0 | 0 | 0
BART NOX Annual-Leland Olds 1 -v5.13 | 108 | 7148 | Rate Constraint in lbs/MMBtu | FALSE | L | Annual | Allowances Sold NOX | Thousand Tons | 0 | 0 | 0 | 0 | 0 | 0 | 0 | 0
BART NOX Annual-Leland Olds 1 -v5.13 | 108 | 7148 | Rate Constraint in lbs/MMBtu | FALSE | L | Annual | Allowances Banked | Thousand Tons | 0 | 0 | 0 | 0 | 0 | 0 | 0 | 0
BART NOX Annual-Leland Olds 1 -v5.13 | 108 | 7148 | Rate Constraint in lbs/MMBtu | FALSE | L | Annual | Allowances Withdrawn (1:1) | Thousand Tons | 0 | 0 | 0 | 0 | 0 | 0 | 0 | 0
BART NOX Annual-Leland Olds 1 -v5.13 | 108 | 7148 | Rate Constraint in lbs/MMBtu | FALSE | L | Annual | Allowances Withdrawn (n:1) | Thousand Tons | 0 | 0 | 0 | 0 | 0 | 0 | 0 | 0
BART NOX Annual-Leland Olds 1 -v5.13 | 108 | 7148 | Rate Constraint in lbs/MMBtu | FALSE | L | Annual | Net Emissions Allowance Position | Thousand Tons | 1.2599 | 1.2599 | 0.85353 | 1.0898 | 1.0898 | 1.2599 | 0.85624 | 0
BART NOX Annual-Leland Olds 1 -v5.13 | 108 | 7148 | Rate Constraint in lbs/MMBtu | FALSE | L | Annual | Fuel Consumed | TBtu | 17.8152 | 17.8152 | 12.0691 | 15.4103 | 15.4103 | 17.8152 | 12.1074 | 0
BART NOX Annual-Leland Olds 1 -v5.13 | 108 | 7148 | Rate Constraint in lbs/MMBtu | FALSE | L | Annual | Rate | lb/MMBtu | 0.14144 | 0.14144 | 0.14144 | 0.14144 | 0.14144 | 0.14144 | 0.14144 | 0
BART NOX Annual-Leland Olds 1 -v5.13 | 108 | 7148 | Rate Constraint in lbs/MMBtu | FALSE | L | Annual | Generation | TWh | 1.5033 | 1.5033 | 1.0184 | 1.3003 | 1.3003 | 1.5033 | 1.0216 | 0
BART NOX Annual-Leland Olds 1 -v5.13 | 108 | 7148 | Rate Constraint in lbs/MMBtu | FALSE | L | Annual | Qualifying Generation | TWh | 1.5033 | 1.5033 | 1.0184 | 1.3003 | 1.3003 | 1.5033 | 1.0216 | 0
BART NOX Annual-Leland Olds 1 -v5.13 | 108 | 7148 | Rate Constraint in lbs/MMBtu | FALSE | L | Annual | Rate | lb/MWh | 1.6762 | 1.6762 | 1.6762 | 1.6762 | 1.6762 | 1.6762 | 1.6762 | 0
BART NOX Annual-Leland Olds 1 -v5.13 | 108 | 7148 | Rate Constraint in lbs/MMBtu | FALSE | L | Annual | Constraint Shadow Price | US2019$/Ton | 0 | 0 | 0 | 0 | 0 | 0 | 0 | 0
BART NOX Annual-Leland Olds 2 -v5.13 | 109 | 7149 | Rate Constraint in lbs/MMBtu | FALSE | L | Annual | Seasons Included | Seasons | Winter, WintShld, Summer | Winter, WintShld, Summer | Winter, WintShld, Summer | Winter, WintShld, Summer | Winter, WintShld, Summer | Winter, WintShld, Summer | Winter, WintShld, Summer | Winter, WintShld, Summer
BART NOX Annual-Leland Olds 2 -v5.13 | 109 | 7149 | Rate Constraint in lbs/MMBtu | FALSE | L | Annual | Standard NOX | lb/MMBtu | 0.35 | 0.35 | 0.35 | 0.35 | 0.35 | 0.35 | 0.35 | 0.35
BART NOX Annual-Leland Olds 2 -v5.13 | 109 | 7149 | Rate Constraint in lbs/MMBtu | FALSE | L | Annual | Emissions at Affected Plants NOX | Thousand Tons | 5.2318 | 5.2318 | 4.5427 | 4.6013 | 5.2318 | 5.2318 | 4.4518 | 3.4011
BART NOX Annual-Leland Olds 2 -v5.13 | 109 | 7149 | Rate Constraint in lbs/MMBtu | FALSE | L | Annual | Allowances Purchased NOX | Thousand Tons | 0 | 0 | 0 | 0 | 0 | 0 | 0 | 0
BART NOX Annual-Leland Olds 2 -v5.13 | 109 | 7149 | Rate Constraint in lbs/MMBtu | FALSE | L | Annual | Allowances Sold NOX | Thousand Tons | 0 | 0 | 0 | 0 | 0 | 0 | 0 | 0
BART NOX Annual-Leland Olds 2 -v5.13 | 109 | 7149 | Rate Constraint in lbs/MMBtu | FALSE | L | Annual | Allowances Banked | Thousand Tons | 0 | 0 | 0 | 0 | 0 | 0 | 0 | 0
BART NOX Annual-Leland Olds 2 -v5.13 | 109 | 7149 | Rate Constraint in lbs/MMBtu | FALSE | L | Annual | Allowances Withdrawn (1:1) | Thousand Tons | 0 | 0 | 0 | 0 | 0 | 0 | 0 | 0
BART NOX Annual-Leland Olds 2 -v5.13 | 109 | 7149 | Rate Constraint in lbs/MMBtu | FALSE | L | Annual | Allowances Withdrawn (n:1) | Thousand Tons | 0 | 0 | 0 | 0 | 0 | 0 | 0 | 0
BART NOX Annual-Leland Olds 2 -v5.13 | 109 | 7149 | Rate Constraint in lbs/MMBtu | FALSE | L | Annual | Net Emissions Allowance Position | Thousand Tons | 5.2318 | 5.2318 | 4.5427 | 4.6013 | 5.2318 | 5.2318 | 4.4518 | 3.4011
BART NOX Annual-Leland Olds 2 -v5.13 | 109 | 7149 | Rate Constraint in lbs/MMBtu | FALSE | L | Annual | Fuel Consumed | TBtu | 36.2477 | 36.2477 | 31.4735 | 31.8791 | 36.2477 | 36.2477 | 30.8432 | 23.5643
BART NOX Annual-Leland Olds 2 -v5.13 | 109 | 7149 | Rate Constraint in lbs/MMBtu | FALSE | L | Annual | Rate | lb/MMBtu | 0.28867 | 0.28867 | 0.28867 | 0.28867 | 0.28867 | 0.28867 | 0.28867 | 0.28867
BART NOX Annual-Leland Olds 2 -v5.13 | 109 | 7149 | Rate Constraint in lbs/MMBtu | FALSE | L | Annual | Generation | TWh | 3.0846 | 3.0846 | 2.6784 | 2.7129 | 3.0846 | 3.0846 | 2.6247 | 2.0053
BART NOX Annual-Leland Olds 2 -v5.13 | 109 | 7149 | Rate Constraint in lbs/MMBtu | FALSE | L | Annual | Qualifying Generation | TWh | 3.0846 | 3.0846 | 2.6784 | 2.7129 | 3.0846 | 3.0846 | 2.6247 | 2.0053
BART NOX Annual-Leland Olds 2 -v5.13 | 109 | 7149 | Rate Constraint in lbs/MMBtu | FALSE | L | Annual | Rate | lb/MWh | 3.3922 | 3.3922 | 3.3922 | 3.3922 | 3.3922 | 3.3922 | 3.3922 | 3.3922
BART NOX Annual-Leland Olds 2 -v5.13 | 109 | 7149 | Rate Constraint in lbs/MMBtu | FALSE | L | Annual | Constraint Shadow Price | US2019$/Ton | 0 | 0 | 0 | 0 | 0 | 0 | 0 | 0
BART NOX Annual-Martin Drake 6 -v5.13 | 110 | 7135 | Rate Constraint in lbs/MMBtu | FALSE | L | Annual | Seasons Included | Seasons | Winter, WintShld, Summer | Winter, WintShld, Summer | Winter, WintShld, Summer | Winter, WintShld, Summer | Winter, WintShld, Summer | Winter, WintShld, Summer | Winter, WintShld, Summer | Winter, WintShld, Summer
BART NOX Annual-Martin Drake 6 -v5.13 | 110 | 7135 | Rate Constraint in lbs/MMBtu | FALSE | L | Annual | Standard NOX | lb/MMBtu | 0.31 | 0.31 | 0.31 | 0.31 | 0.31 | 0.31 | 0.31 | 0.31
BART NOX Annual-Martin Drake 6 -v5.13 | 110 | 7135 | Rate Constraint in lbs/MMBtu | FALSE | L | Annual | Emissions at Affected Plants NOX | Thousand Tons | 0 | 0 | 0 | 0 | 0 | 0 | 0 | 0
BART NOX Annual-Martin Drake 6 -v5.13 | 110 | 7135 | Rate Constraint in lbs/MMBtu | FALSE | L | Annual | Allowances Purchased NOX | Thousand Tons | 0 | 0 | 0 | 0 | 0 | 0 | 0 | 0
BART NOX Annual-Martin Drake 6 -v5.13 | 110 | 7135 | Rate Constraint in lbs/MMBtu | FALSE | L | Annual | Allowances Sold NOX | Thousand Tons | 0 | 0 | 0 | 0 | 0 | 0 | 0 | 0
BART NOX Annual-Martin Drake 6 -v5.13 | 110 | 7135 | Rate Constraint in lbs/MMBtu | FALSE | L | Annual | Allowances Banked | Thousand Tons | 0 | 0 | 0 | 0 | 0 | 0 | 0 | 0
BART NOX Annual-Martin Drake 6 -v5.13 | 110 | 7135 | Rate Constraint in lbs/MMBtu | FALSE | L | Annual | Allowances Withdrawn (1:1) | Thousand Tons | 0 | 0 | 0 | 0 | 0 | 0 | 0 | 0
BART NOX Annual-Martin Drake 6 -v5.13 | 110 | 7135 | Rate Constraint in lbs/MMBtu | FALSE | L | Annual | Allowances Withdrawn (n:1) | Thousand Tons | 0 | 0 | 0 | 0 | 0 | 0 | 0 | 0
BART NOX Annual-Martin Drake 6 -v5.13 | 110 | 7135 | Rate Constraint in lbs/MMBtu | FALSE | L | Annual | Net Emissions Allowance Position | Thousand Tons | 0 | 0 | 0 | 0 | 0 | 0 | 0 | 0
BART NOX Annual-Martin Drake 6 -v5.13 | 110 | 7135 | Rate Constraint in lbs/MMBtu | FALSE | L | Annual | Fuel Consumed | TBtu | 0 | 0 | 0 | 0 | 0 | 0 | 0 | 0
BART NOX Annual-Martin Drake 6 -v5.13 | 110 | 7135 | Rate Constraint in lbs/MMBtu | FALSE | L | Annual | Rate | lb/MMBtu | 0 | 0 | 0 | 0 | 0 | 0 | 0 | 0
BART NOX Annual-Martin Drake 6 -v5.13 | 110 | 7135 | Rate Constraint in lbs/MMBtu | FALSE | L | Annual | Generation | TWh | 0 | 0 | 0 | 0 | 0 | 0 | 0 | 0
BART NOX Annual-Martin Drake 6 -v5.13 | 110 | 7135 | Rate Constraint in lbs/MMBtu | FALSE | L | Annual | Qualifying Generation | TWh | 0 | 0 | 0 | 0 | 0 | 0 | 0 | 0
BART NOX Annual-Martin Drake 6 -v5.13 | 110 | 7135 | Rate Constraint in lbs/MMBtu | FALSE | L | Annual | Rate | lb/MWh | 0 | 0 | 0 | 0 | 0 | 0 | 0 | 0
BART NOX Annual-Martin Drake 6 -v5.13 | 110 | 7135 | Rate Constraint in lbs/MMBtu | FALSE | L | Annual | Constraint Shadow Price | US2019$/Ton | 0 | 0 | 0 | 0 | 0 | 0 | 0 | 0
BART NOX Annual-Martin Drake 7 -v5.13 | 111 | 7136 | Rate Constraint in lbs/MMBtu | FALSE | L | Annual | Seasons Included | Seasons | Winter, WintShld, Summer | Winter, WintShld, Summer | Winter, WintShld, Summer | Winter, WintShld, Summer | Winter, WintShld, Summer | Winter, WintShld, Summer | Winter, WintShld, Summer | Winter, WintShld, Summer
BART NOX Annual-Martin Drake 7 -v5.13 | 111 | 7136 | Rate Constraint in lbs/MMBtu | FALSE | L | Annual | Standard NOX | lb/MMBtu | 0.29 | 0.29 | 0.29 | 0.29 | 0.29 | 0.29 | 0.29 | 0.29
BART NOX Annual-Martin Drake 7 -v5.13 | 111 | 7136 | Rate Constraint in lbs/MMBtu | FALSE | L | Annual | Emissions at Affected Plants NOX | Thousand Tons | 0 | 0 | 0 | 0 | 0 | 0 | 0 | 0
BART NOX Annual-Martin Drake 7 -v5.13 | 111 | 7136 | Rate Constraint in lbs/MMBtu | FALSE | L | Annual | Allowances Purchased NOX | Thousand Tons | 0 | 0 | 0 | 0 | 0 | 0 | 0 | 0
BART NOX Annual-Martin Drake 7 -v5.13 | 111 | 7136 | Rate Constraint in lbs/MMBtu | FALSE | L | Annual | Allowances Sold NOX | Thousand Tons | 0 | 0 | 0 | 0 | 0 | 0 | 0 | 0
BART NOX Annual-Martin Drake 7 -v5.13 | 111 | 7136 | Rate Constraint in lbs/MMBtu | FALSE | L | Annual | Allowances Banked | Thousand Tons | 0 | 0 | 0 | 0 | 0 | 0 | 0 | 0
BART NOX Annual-Martin Drake 7 -v5.13 | 111 | 7136 | Rate Constraint in lbs/MMBtu | FALSE | L | Annual | Allowances Withdrawn (1:1) | Thousand Tons | 0 | 0 | 0 | 0 | 0 | 0 | 0 | 0
BART NOX Annual-Martin Drake 7 -v5.13 | 111 | 7136 | Rate Constraint in lbs/MMBtu | FALSE | L | Annual | Allowances Withdrawn (n:1) | Thousand Tons | 0 | 0 | 0 | 0 | 0 | 0 | 0 | 0
BART NOX Annual-Martin Drake 7 -v5.13 | 111 | 7136 | Rate Constraint in lbs/MMBtu | FALSE | L | Annual | Net Emissions Allowance Position | Thousand Tons | 0 | 0 | 0 | 0 | 0 | 0 | 0 | 0
BART NOX Annual-Martin Drake 7 -v5.13 | 111 | 7136 | Rate Constraint in lbs/MMBtu | FALSE | L | Annual | Fuel Consumed | TBtu | 0 | 0 | 0 | 0 | 0 | 0 | 0 | 0
BART NOX Annual-Martin Drake 7 -v5.13 | 111 | 7136 | Rate Constraint in lbs/MMBtu | FALSE | L | Annual | Rate | lb/MMBtu | 0 | 0 | 0 | 0 | 0 | 0 | 0 | 0
BART NOX Annual-Martin Drake 7 -v5.13 | 111 | 7136 | Rate Constraint in lbs/MMBtu | FALSE | L | Annual | Generation | TWh | 0 | 0 | 0 | 0 | 0 | 0 | 0 | 0
BART NOX Annual-Martin Drake 7 -v5.13 | 111 | 7136 | Rate Constraint in lbs/MMBtu | FALSE | L | Annual | Qualifying Generation | TWh | 0 | 0 | 0 | 0 | 0 | 0 | 0 | 0
BART NOX Annual-Martin Drake 7 -v5.13 | 111 | 7136 | Rate Constraint in lbs/MMBtu | FALSE | L | Annual | Rate | lb/MWh | 0 | 0 | 0 | 0 | 0 | 0 | 0 | 0
BART NOX Annual-Martin Drake 7 -v5.13 | 111 | 7136 | Rate Constraint in lbs/MMBtu | FALSE | L | Annual | Constraint Shadow Price | US2019$/Ton | 0 | 0 | 0 | 0 | 0 | 0 | 0 | 0
BART NOX Annual-Merrimack 2 -v5.13 | 112 | 7150 | Rate Constraint in lbs/MMBtu | FALSE | L | Annual | Seasons Included | Seasons | Winter, WintShld, Summer | Winter, WintShld, Summer | Winter, WintShld, Summer | Winter, WintShld, Summer | Winter, WintShld, Summer | Winter, WintShld, Summer | Winter, WintShld, Summer | Winter, WintShld, Summer
BART NOX Annual-Merrimack 2 -v5.13 | 112 | 7150 | Rate Constraint in lbs/MMBtu | FALSE | L | Annual | Standard NOX | lb/MMBtu | 0.3 | 0.3 | 0.3 | 0.3 | 0.3 | 0.3 | 0.3 | 0.3
BART NOX Annual-Merrimack 2 -v5.13 | 112 | 7150 | Rate Constraint in lbs/MMBtu | FALSE | L | Annual | Emissions at Affected Plants NOX | Thousand Tons | 0.48737 | 0.2069 | 0.2069 | 0.2069 | 0.2069 | 0.2069 | 0.2069 | 0.2069
BART NOX Annual-Merrimack 2 -v5.13 | 112 | 7150 | Rate Constraint in lbs/MMBtu | FALSE | L | Annual | Allowances Purchased NOX | Thousand Tons | 0 | 0 | 0 | 0 | 0 | 0 | 0 | 0
BART NOX Annual-Merrimack 2 -v5.13 | 112 | 7150 | Rate Constraint in lbs/MMBtu | FALSE | L | Annual | Allowances Sold NOX | Thousand Tons | 0 | 0 | 0 | 0 | 0 | 0 | 0 | 0
BART NOX Annual-Merrimack 2 -v5.13 | 112 | 7150 | Rate Constraint in lbs/MMBtu | FALSE | L | Annual | Allowances Banked | Thousand Tons | 0 | 0 | 0 | 0 | 0 | 0 | 0 | 0
BART NOX Annual-Merrimack 2 -v5.13 | 112 | 7150 | Rate Constraint in lbs/MMBtu | FALSE | L | Annual | Allowances Withdrawn (1:1) | Thousand Tons | 0 | 0 | 0 | 0 | 0 | 0 | 0 | 0
BART NOX Annual-Merrimack 2 -v5.13 | 112 | 7150 | Rate Constraint in lbs/MMBtu | FALSE | L | Annual | Allowances Withdrawn (n:1) | Thousand Tons | 0 | 0 | 0 | 0 | 0 | 0 | 0 | 0
BART NOX Annual-Merrimack 2 -v5.13 | 112 | 7150 | Rate Constraint in lbs/MMBtu | FALSE | L | Annual | Net Emissions Allowance Position | Thousand Tons | 0.48737 | 0.2069 | 0.2069 | 0.2069 | 0.2069 | 0.2069 | 0.2069 | 0.2069
BART NOX Annual-Merrimack 2 -v5.13 | 112 | 7150 | Rate Constraint in lbs/MMBtu | FALSE | L | Annual | Fuel Consumed | TBtu | 13.925 | 5.9115 | 5.9115 | 5.9115 | 5.9115 | 5.9115 | 5.9115 | 5.9115
BART NOX Annual-Merrimack 2 -v5.13 | 112 | 7150 | Rate Constraint in lbs/MMBtu | FALSE | L | Annual | Rate | lb/MMBtu | 0.07 | 0.07 | 0.07 | 0.07 | 0.07 | 0.07 | 0.07 | 0.07
BART NOX Annual-Merrimack 2 -v5.13 | 112 | 7150 | Rate Constraint in lbs/MMBtu | FALSE | L | Annual | Generation | TWh | 1.2673 | 0.538 | 0.538 | 0.538 | 0.538 | 0.538 | 0.538 | 0.538
BART NOX Annual-Merrimack 2 -v5.13 | 112 | 7150 | Rate Constraint in lbs/MMBtu | FALSE | L | Annual | Qualifying Generation | TWh | 1.2673 | 0.538 | 0.538 | 0.538 | 0.538 | 0.538 | 0.538 | 0.538
BART NOX Annual-Merrimack 2 -v5.13 | 112 | 7150 | Rate Constraint in lbs/MMBtu | FALSE | L | Annual | Rate | lb/MWh | 0.76916 | 0.76916 | 0.76916 | 0.76916 | 0.76916 | 0.76916 | 0.76916 | 0.76916
BART NOX Annual-Merrimack 2 -v5.13 | 112 | 7150 | Rate Constraint in lbs/MMBtu | FALSE | L | Annual | Constraint Shadow Price | US2019$/Ton | 0 | 0 | 0 | 0 | 0 | 0 | 0 | 0
BART NOX Annual-Milton R Young B1 -v5.13 | 113 | 7151 | Rate Constraint in lbs/MMBtu | FALSE | L | Annual | Seasons Included | Seasons | Winter, WintShld, Summer | Winter, WintShld, Summer | Winter, WintShld, Summer | Winter, WintShld, Summer | Winter, WintShld, Summer | Winter, WintShld, Summer | Winter, WintShld, Summer | Winter, WintShld, Summer
BART NOX Annual-Milton R Young B1 -v5.13 | 113 | 7151 | Rate Constraint in lbs/MMBtu | FALSE | L | Annual | Standard NOX | lb/MMBtu | 0.36 | 0.36 | 0.36 | 0.36 | 0.36 | 0.36 | 0.36 | 0.36
BART NOX Annual-Milton R Young B1 -v5.13 | 113 | 7151 | Rate Constraint in lbs/MMBtu | FALSE | L | Annual | Emissions at Affected Plants NOX | Thousand Tons | 2.6799 | 2.6239 | 2.3496 | 2.451 | 2.451 | 0 | 0 | 0
BART NOX Annual-Milton R Young B1 -v5.13 | 113 | 7151 | Rate Constraint in lbs/MMBtu | FALSE | L | Annual | Allowances Purchased NOX | Thousand Tons | 0 | 0 | 0 | 0 | 0 | 0 | 0 | 0
BART NOX Annual-Milton R Young B1 -v5.13 | 113 | 7151 | Rate Constraint in lbs/MMBtu | FALSE | L | Annual | Allowances Sold NOX | Thousand Tons | 0 | 0 | 0 | 0 | 0 | 0 | 0 | 0
BART NOX Annual-Milton R Young B1 -v5.13 | 113 | 7151 | Rate Constraint in lbs/MMBtu | FALSE | L | Annual | Allowances Banked | Thousand Tons | 0 | 0 | 0 | 0 | 0 | 0 | 0 | 0
BART NOX Annual-Milton R Young B1 -v5.13 | 113 | 7151 | Rate Constraint in lbs/MMBtu | FALSE | L | Annual | Allowances Withdrawn (1:1) | Thousand Tons | 0 | 0 | 0 | 0 | 0 | 0 | 0 | 0
BART NOX Annual-Milton R Young B1 -v5.13 | 113 | 7151 | Rate Constraint in lbs/MMBtu | FALSE | L | Annual | Allowances Withdrawn (n:1) | Thousand Tons | 0 | 0 | 0 | 0 | 0 | 0 | 0 | 0
BART NOX Annual-Milton R Young B1 -v5.13 | 113 | 7151 | Rate Constraint in lbs/MMBtu | FALSE | L | Annual | Net Emissions Allowance Position | Thousand Tons | 2.6799 | 2.6239 | 2.3496 | 2.451 | 2.451 | 0 | 0 | 0
BART NOX Annual-Milton R Young B1 -v5.13 | 113 | 7151 | Rate Constraint in lbs/MMBtu | FALSE | L | Annual | Fuel Consumed | TBtu | 20.0568 | 19.6381 | 17.5846 | 18.3438 | 18.3438 | 0 | 0 | 0
BART NOX Annual-Milton R Young B1 -v5.13 | 113 | 7151 | Rate Constraint in lbs/MMBtu | FALSE | L | Annual | Rate | lb/MMBtu | 0.26723 | 0.26723 | 0.26723 | 0.26723 | 0.26723 | 0 | 0 | 0
BART NOX Annual-Milton R Young B1 -v5.13 | 113 | 7151 | Rate Constraint in lbs/MMBtu | FALSE | L | Annual | Generation | TWh | 1.7244 | 1.6884 | 1.5119 | 1.5771 | 1.5771 | 0 | 0 | 0
BART NOX Annual-Milton R Young B1 -v5.13 | 113 | 7151 | Rate Constraint in lbs/MMBtu | FALSE | L | Annual | Qualifying Generation | TWh | 1.7244 | 1.6884 | 1.5119 | 1.5771 | 1.5771 | 0 | 0 | 0
BART NOX Annual-Milton R Young B1 -v5.13 | 113 | 7151 | Rate Constraint in lbs/MMBtu | FALSE | L | Annual | Rate | lb/MWh | 3.1082 | 3.1082 | 3.1082 | 3.1082 | 3.1082 | 0 | 0 | 0
BART NOX Annual-Milton R Young B1 -v5.13 | 113 | 7151 | Rate Constraint in lbs/MMBtu | FALSE | L | Annual | Constraint Shadow Price | US2019$/Ton | 0 | 0 | 0 | 0 | 0 | 0 | 0 | 0
BART NOX Annual-Milton R Young B2 -v5.13 | 114 | 7152 | Rate Constraint in lbs/MMBtu | FALSE | L | Annual | Seasons Included | Seasons | Winter, WintShld, Summer | Winter, WintShld, Summer | Winter, WintShld, Summer | Winter, WintShld, Summer | Winter, WintShld, Summer | Winter, WintShld, Summer | Winter, WintShld, Summer | Winter, WintShld, Summer
BART NOX Annual-Milton R Young B2 -v5.13 | 114 | 7152 | Rate Constraint in lbs/MMBtu | FALSE | L | Annual | Standard NOX | lb/MMBtu | 0.35 | 0.35 | 0.35 | 0.35 | 0.35 | 0.35 | 0.35 | 0.35
BART NOX Annual-Milton R Young B2 -v5.13 | 114 | 7152 | Rate Constraint in lbs/MMBtu | FALSE | L | Annual | Emissions at Affected Plants NOX | Thousand Tons | 5.2521 | 5.0473 | 4.0075 | 4.5961 | 4.7897 | 4.7062 | 1.9936 | 0
BART NOX Annual-Milton R Young B2 -v5.13 | 114 | 7152 | Rate Constraint in lbs/MMBtu | FALSE | L | Annual | Allowances Purchased NOX | Thousand Tons | 0 | 0 | 0 | 0 | 0 | 0 | 0 | 0
BART NOX Annual-Milton R Young B2 -v5.13 | 114 | 7152 | Rate Constraint in lbs/MMBtu | FALSE | L | Annual | Allowances Sold NOX | Thousand Tons | 0 | 0 | 0 | 0 | 0 | 0 | 0 | 0
BART NOX Annual-Milton R Young B2 -v5.13 | 114 | 7152 | Rate Constraint in lbs/MMBtu | FALSE | L | Annual | Allowances Banked | Thousand Tons | 0 | 0 | 0 | 0 | 0 | 0 | 0 | 0
BART NOX Annual-Milton R Young B2 -v5.13 | 114 | 7152 | Rate Constraint in lbs/MMBtu | FALSE | L | Annual | Allowances Withdrawn (1:1) | Thousand Tons | 0 | 0 | 0 | 0 | 0 | 0 | 0 | 0
BART NOX Annual-Milton R Young B2 -v5.13 | 114 | 7152 | Rate Constraint in lbs/MMBtu | FALSE | L | Annual | Allowances Withdrawn (n:1) | Thousand Tons | 0 | 0 | 0 | 0 | 0 | 0 | 0 | 0
BART NOX Annual-Milton R Young B2 -v5.13 | 114 | 7152 | Rate Constraint in lbs/MMBtu | FALSE | L | Annual | Net Emissions Allowance Position | Thousand Tons | 5.2521 | 5.0473 | 4.0075 | 4.5961 | 4.7897 | 4.7062 | 1.9936 | 0
BART NOX Annual-Milton R Young B2 -v5.13 | 114 | 7152 | Rate Constraint in lbs/MMBtu | FALSE | L | Annual | Fuel Consumed | TBtu | 37.0481 | 35.6035 | 28.2686 | 32.4206 | 33.7861 | 33.1973 | 14.063 | 0
BART NOX Annual-Milton R Young B2 -v5.13 | 114 | 7152 | Rate Constraint in lbs/MMBtu | FALSE | L | Annual | Rate | lb/MMBtu | 0.28353 | 0.28353 | 0.28353 | 0.28353 | 0.28353 | 0.28353 | 0.28353 | 0
BART NOX Annual-Milton R Young B2 -v5.13 | 114 | 7152 | Rate Constraint in lbs/MMBtu | FALSE | L | Annual | Generation | TWh | 3.2524 | 3.1256 | 2.4817 | 2.8462 | 2.966 | 2.9143 | 1.2346 | 0
BART NOX Annual-Milton R Young B2 -v5.13 | 114 | 7152 | Rate Constraint in lbs/MMBtu | FALSE | L | Annual | Qualifying Generation | TWh | 3.2524 | 3.1256 | 2.4817 | 2.8462 | 2.966 | 2.9143 | 1.2346 | 0
BART NOX Annual-Milton R Young B2 -v5.13 | 114 | 7152 | Rate Constraint in lbs/MMBtu | FALSE | L | Annual | Rate | lb/MWh | 3.2297 | 3.2297 | 3.2297 | 3.2297 | 3.2297 | 3.2297 | 3.2297 | 0
BART NOX Annual-Milton R Young B2 -v5.13 | 114 | 7152 | Rate Constraint in lbs/MMBtu | FALSE | L | Annual | Constraint Shadow Price | US2019$/Ton | 0 | 0 | 0 | 0 | 0 | 0 | 0 | 0
BART NOX Annual-Muskogee 4 -v6.17 | 115 | 7153 | Rate Constraint in lbs/MMBtu | FALSE | L | Annual | Seasons Included | Seasons | Winter, WintShld, Summer | Winter, WintShld, Summer | Winter, WintShld, Summer | Winter, WintShld, Summer | Winter, WintShld, Summer | Winter, WintShld, Summer | Winter, WintShld, Summer | Winter, WintShld, Summer
BART NOX Annual-Muskogee 4 -v6.17 | 115 | 7153 | Rate Constraint in lbs/MMBtu | FALSE | L | Annual | Standard NOX | lb/MMBtu | 0.15 | 0.15 | 0.15 | 0.15 | 0.15 | 0.15 | 0.15 | 0.15
BART NOX Annual-Muskogee 4 -v6.17 | 115 | 7153 | Rate Constraint in lbs/MMBtu | FALSE | L | Annual | Emissions at Affected Plants NOX | Thousand Tons | 0 | 0 | 0 | 0 | 0 | 0 | 0 | 0
BART NOX Annual-Muskogee 4 -v6.17 | 115 | 7153 | Rate Constraint in lbs/MMBtu | FALSE | L | Annual | Allowances Purchased NOX | Thousand Tons | 0 | 0 | 0 | 0 | 0 | 0 | 0 | 0
BART NOX Annual-Muskogee 4 -v6.17 | 115 | 7153 | Rate Constraint in lbs/MMBtu | FALSE | L | Annual | Allowances Sold NOX | Thousand Tons | 0 | 0 | 0 | 0 | 0 | 0 | 0 | 0
BART NOX Annual-Muskogee 4 -v6.17 | 115 | 7153 | Rate Constraint in lbs/MMBtu | FALSE | L | Annual | Allowances Banked | Thousand Tons | 0 | 0 | 0 | 0 | 0 | 0 | 0 | 0
BART NOX Annual-Muskogee 4 -v6.17 | 115 | 7153 | Rate Constraint in lbs/MMBtu | FALSE | L | Annual | Allowances Withdrawn (1:1) | Thousand Tons | 0 | 0 | 0 | 0 | 0 | 0 | 0 | 0
BART NOX Annual-Muskogee 4 -v6.17 | 115 | 7153 | Rate Constraint in lbs/MMBtu | FALSE | L | Annual | Allowances Withdrawn (n:1) | Thousand Tons | 0 | 0 | 0 | 0 | 0 | 0 | 0 | 0
BART NOX Annual-Muskogee 4 -v6.17 | 115 | 7153 | Rate Constraint in lbs/MMBtu | FALSE | L | Annual | Net Emissions Allowance Position | Thousand Tons | 0 | 0 | 0 | 0 | 0 | 0 | 0 | 0
BART NOX Annual-Muskogee 4 -v6.17 | 115 | 7153 | Rate Constraint in lbs/MMBtu | FALSE | L | Annual | Fuel Consumed | TBtu | 0 | 0 | 0 | 0 | 0 | 0 | 0 | 0
BART NOX Annual-Muskogee 4 -v6.17 | 115 | 7153 | Rate Constraint in lbs/MMBtu | FALSE | L | Annual | Rate | lb/MMBtu | 0 | 0 | 0 | 0 | 0 | 0 | 0 | 0
BART NOX Annual-Muskogee 4 -v6.17 | 115 | 7153 | Rate Constraint in lbs/MMBtu | FALSE | L | Annual | Generation | TWh | 0 | 0 | 0 | 0 | 0 | 0 | 0 | 0
BART NOX Annual-Muskogee 4 -v6.17 | 115 | 7153 | Rate Constraint in lbs/MMBtu | FALSE | L | Annual | Qualifying Generation | TWh | 0 | 0 | 0 | 0 | 0 | 0 | 0 | 0
BART NOX Annual-Muskogee 4 -v6.17 | 115 | 7153 | Rate Constraint in lbs/MMBtu | FALSE | L | Annual | Rate | lb/MWh | 0 | 0 | 0 | 0 | 0 | 0 | 0 | 0
BART NOX Annual-Muskogee 4 -v6.17 | 115 | 7153 | Rate Constraint in lbs/MMBtu | FALSE | L | Annual | Constraint Shadow Price | US2019$/Ton | 0 | 0 | 0 | 0 | 0 | 0 | 0 | 0
BART NOX Annual-Muskogee 5 -v6.17 | 116 | 7154 | Rate Constraint in lbs/MMBtu | FALSE | L | Annual | Seasons Included | Seasons | Winter, WintShld, Summer | Winter, WintShld, Summer | Winter, WintShld, Summer | Winter, WintShld, Summer | Winter, WintShld, Summer | Winter, WintShld, Summer | Winter, WintShld, Summer | Winter, WintShld, Summer
BART NOX Annual-Muskogee 5 -v6.17 | 116 | 7154 | Rate Constraint in lbs/MMBtu | FALSE | L | Annual | Standard NOX | lb/MMBtu | 0.15 | 0.15 | 0.15 | 0.15 | 0.15 | 0.15 | 0.15 | 0.15
BART NOX Annual-Muskogee 5 -v6.17 | 116 | 7154 | Rate Constraint in lbs/MMBtu | FALSE | L | Annual | Emissions at Affected Plants NOX | Thousand Tons | 0 | 0 | 0 | 0 | 0 | 0 | 0 | 0
BART NOX Annual-Muskogee 5 -v6.17 | 116 | 7154 | Rate Constraint in lbs/MMBtu | FALSE | L | Annual | Allowances Purchased NOX | Thousand Tons | 0 | 0 | 0 | 0 | 0 | 0 | 0 | 0
BART NOX Annual-Muskogee 5 -v6.17 | 116 | 7154 | Rate Constraint in lbs/MMBtu | FALSE | L | Annual | Allowances Sold NOX | Thousand Tons | 0 | 0 | 0 | 0 | 0 | 0 | 0 | 0
BART NOX Annual-Muskogee 5 -v6.17 | 116 | 7154 | Rate Constraint in lbs/MMBtu | FALSE | L | Annual | Allowances Banked | Thousand Tons | 0 | 0 | 0 | 0 | 0 | 0 | 0 | 0
BART NOX Annual-Muskogee 5 -v6.17 | 116 | 7154 | Rate Constraint in lbs/MMBtu | FALSE | L | Annual | Allowances Withdrawn (1:1) | Thousand Tons | 0 | 0 | 0 | 0 | 0 | 0 | 0 | 0
BART NOX Annual-Muskogee 5 -v6.17 | 116 | 7154 | Rate Constraint in lbs/MMBtu | FALSE | L | Annual | Allowances Withdrawn (n:1) | Thousand Tons | 0 | 0 | 0 | 0 | 0 | 0 | 0 | 0
BART NOX Annual-Muskogee 5 -v6.17 | 116 | 7154 | Rate Constraint in lbs/MMBtu | FALSE | L | Annual | Net Emissions Allowance Position | Thousand Tons | 0 | 0 | 0 | 0 | 0 | 0 | 0 | 0
BART NOX Annual-Muskogee 5 -v6.17 | 116 | 7154 | Rate Constraint in lbs/MMBtu | FALSE | L | Annual | Fuel Consumed | TBtu | 0 | 0 | 0 | 0 | 0 | 0 | 0 | 0
BART NOX Annual-Muskogee 5 -v6.17 | 116 | 7154 | Rate Constraint in lbs/MMBtu | FALSE | L | Annual | Rate | lb/MMBtu | 0 | 0 | 0 | 0 | 0 | 0 | 0 | 0
BART NOX Annual-Muskogee 5 -v6.17 | 116 | 7154 | Rate Constraint in lbs/MMBtu | FALSE | L | Annual | Generation | TWh | 0 | 0 | 0 | 0 | 0 | 0 | 0 | 0
BART NOX Annual-Muskogee 5 -v6.17 | 116 | 7154 | Rate Constraint in lbs/MMBtu | FALSE | L | Annual | Qualifying Generation | TWh | 0 | 0 | 0 | 0 | 0 | 0 | 0 | 0
BART NOX Annual-Muskogee 5 -v6.17 | 116 | 7154 | Rate Constraint in lbs/MMBtu | FALSE | L | Annual | Rate | lb/MWh | 0 | 0 | 0 | 0 | 0 | 0 | 0 | 0
BART NOX Annual-Muskogee 5 -v6.17 | 116 | 7154 | Rate Constraint in lbs/MMBtu | FALSE | L | Annual | Constraint Shadow Price | US2019$/Ton | 0 | 0 | 0 | 0 | 0 | 0 | 0 | 0
BART NOX Annual-Naughton 1 -v5.14 | 117 | 7171 | Rate Constraint in lbs/MMBtu | FALSE | L | Annual | Seasons Included | Seasons | Winter, WintShld, Summer | Winter, WintShld, Summer | Winter, WintShld, Summer | Winter, WintShld, Summer | Winter, WintShld, Summer | Winter, WintShld, Summer | Winter, WintShld, Summer | Winter, WintShld, Summer
BART NOX Annual-Naughton 1 -v5.14 | 117 | 7171 | Rate Constraint in lbs/MMBtu | FALSE | L | Annual | Standard NOX | lb/MMBtu | 0.26 | 0.26 | 0.26 | 0.26 | 0.26 | 0.26 | 0.26 | 0.26
BART NOX Annual-Naughton 1 -v5.14 | 117 | 7171 | Rate Constraint in lbs/MMBtu | FALSE | L | Annual | Emissions at Affected Plants NOX | Thousand Tons | 0.90111 | 0 | 0 | 0 | 0 | 0 | 0 | 0
BART NOX Annual-Naughton 1 -v5.14 | 117 | 7171 | Rate Constraint in lbs/MMBtu | FALSE | L | Annual | Allowances Purchased NOX | Thousand Tons | 0 | 0 | 0 | 0 | 0 | 0 | 0 | 0
BART NOX Annual-Naughton 1 -v5.14 | 117 | 7171 | Rate Constraint in lbs/MMBtu | FALSE | L | Annual | Allowances Sold NOX | Thousand Tons | 0 | 0 | 0 | 0 | 0 | 0 | 0 | 0
BART NOX Annual-Naughton 1 -v5.14 | 117 | 7171 | Rate Constraint in lbs/MMBtu | FALSE | L | Annual | Allowances Banked | Thousand Tons | 0 | 0 | 0 | 0 | 0 | 0 | 0 | 0
BART NOX Annual-Naughton 1 -v5.14 | 117 | 7171 | Rate Constraint in lbs/MMBtu | FALSE | L | Annual | Allowances Withdrawn (1:1) | Thousand Tons | 0 | 0 | 0 | 0 | 0 | 0 | 0 | 0
BART NOX Annual-Naughton 1 -v5.14 | 117 | 7171 | Rate Constraint in lbs/MMBtu | FALSE | L | Annual | Allowances Withdrawn (n:1) | Thousand Tons | 0 | 0 | 0 | 0 | 0 | 0 | 0 | 0
BART NOX Annual-Naughton 1 -v5.14 | 117 | 7171 | Rate Constraint in lbs/MMBtu | FALSE | L | Annual | Net Emissions Allowance Position | Thousand Tons | 0.90111 | 0 | 0 | 0 | 0 | 0 | 0 | 0
BART NOX Annual-Naughton 1 -v5.14 | 117 | 7171 | Rate Constraint in lbs/MMBtu | FALSE | L | Annual | Fuel Consumed | TBtu | 12.2683 | 0 | 0 | 0 | 0 | 0 | 0 | 0
BART NOX Annual-Naughton 1 -v5.14 | 117 | 7171 | Rate Constraint in lbs/MMBtu | FALSE | L | Annual | Rate | lb/MMBtu | 0.1469 | 0 | 0 | 0 | 0 | 0 | 0 | 0
BART NOX Annual-Naughton 1 -v5.14 | 117 | 7171 | Rate Constraint in lbs/MMBtu | FALSE | L | Annual | Generation | TWh | 1.117 | 0 | 0 | 0 | 0 | 0 | 0 | 0
BART NOX Annual-Naughton 1 -v5.14 | 117 | 7171 | Rate Constraint in lbs/MMBtu | FALSE | L | Annual | Qualifying Generation | TWh | 1.117 | 0 | 0 | 0 | 0 | 0 | 0 | 0
BART NOX Annual-Naughton 1 -v5.14 | 117 | 7171 | Rate Constraint in lbs/MMBtu | FALSE | L | Annual | Rate | lb/MWh | 1.6134 | 0 | 0 | 0 | 0 | 0 | 0 | 0
BART NOX Annual-Naughton 1 -v5.14 | 117 | 7171 | Rate Constraint in lbs/MMBtu | FALSE | L | Annual | Constraint Shadow Price | US2019$/Ton | 0 | 0 | 0 | 0 | 0 | 0 | 0 | 0
BART NOX Annual-Naughton 2 -v5.14 | 118 | 7172 | Rate Constraint in lbs/MMBtu | FALSE | L | Annual | Seasons Included | Seasons | Winter, WintShld, Summer | Winter, WintShld, Summer | Winter, WintShld, Summer | Winter, WintShld, Summer | Winter, WintShld, Summer | Winter, WintShld, Summer | Winter, WintShld, Summer | Winter, WintShld, Summer
BART NOX Annual-Naughton 2 -v5.14 | 118 | 7172 | Rate Constraint in lbs/MMBtu | FALSE | L | Annual | Standard NOX | lb/MMBtu | 0.26 | 0.26 | 0.26 | 0.26 | 0.26 | 0.26 | 0.26 | 0.26
BART NOX Annual-Naughton 2 -v5.14 | 118 | 7172 | Rate Constraint in lbs/MMBtu | FALSE | L | Annual | Emissions at Affected Plants NOX | Thousand Tons | 1.0953 | 0 | 0 | 0 | 0 | 0 | 0 | 0
BART NOX Annual-Naughton 2 -v5.14 | 118 | 7172 | Rate Constraint in lbs/MMBtu | FALSE | L | Annual | Allowances Purchased NOX | Thousand Tons | 0 | 0 | 0 | 0 | 0 | 0 | 0 | 0
BART NOX Annual-Naughton 2 -v5.14 | 118 | 7172 | Rate Constraint in lbs/MMBtu | FALSE | L | Annual | Allowances Sold NOX | Thousand Tons | 0 | 0 | 0 | 0 | 0 | 0 | 0 | 0
BART NOX Annual-Naughton 2 -v5.14 | 118 | 7172 | Rate Constraint in lbs/MMBtu | FALSE | L | Annual | Allowances Banked | Thousand Tons | 0 | 0 | 0 | 0 | 0 | 0 | 0 | 0
BART NOX Annual-Naughton 2 -v5.14 | 118 | 7172 | Rate Constraint in lbs/MMBtu | FALSE | L | Annual | Allowances Withdrawn (1:1) | Thousand Tons | 0 | 0 | 0 | 0 | 0 | 0 | 0 | 0
BART NOX Annual-Naughton 2 -v5.14 | 118 | 7172 | Rate Constraint in lbs/MMBtu | FALSE | L | Annual | Allowances Withdrawn (n:1) | Thousand Tons | 0 | 0 | 0 | 0 | 0 | 0 | 0 | 0
BART NOX Annual-Naughton 2 -v5.14 | 118 | 7172 | Rate Constraint in lbs/MMBtu | FALSE | L | Annual | Net Emissions Allowance Position | Thousand Tons | 1.0953 | 0 | 0 | 0 | 0 | 0 | 0 | 0
BART NOX Annual-Naughton 2 -v5.14 | 118 | 7172 | Rate Constraint in lbs/MMBtu | FALSE | L | Annual | Fuel Consumed | TBtu | 14.9119 | 0 | 0 | 0 | 0 | 0 | 0 | 0
BART NOX Annual-Naughton 2 -v5.14 | 118 | 7172 | Rate Constraint in lbs/MMBtu | FALSE | L | Annual | Rate | lb/MMBtu | 0.1469 | 0 | 0 | 0 | 0 | 0 | 0 | 0
BART NOX Annual-Naughton 2 -v5.14 | 118 | 7172 | Rate Constraint in lbs/MMBtu | FALSE | L | Annual | Generation | TWh | 1.3611 | 0 | 0 | 0 | 0 | 0 | 0 | 0
BART NOX Annual-Naughton 2 -v5.14 | 118 | 7172 | Rate Constraint in lbs/MMBtu | FALSE | L | Annual | Qualifying Generation | TWh | 1.3611 | 0 | 0 | 0 | 0 | 0 | 0 | 0
BART NOX Annual-Naughton 2 -v5.14 | 118 | 7172 | Rate Constraint in lbs/MMBtu | FALSE | L | Annual | Rate | lb/MWh | 1.6094 | 0 | 0 | 0 | 0 | 0 | 0 | 0
BART NOX Annual-Naughton 2 -v5.14 | 118 | 7172 | Rate Constraint in lbs/MMBtu | FALSE | L | Annual | Constraint Shadow Price | US2019$/Ton | 0 | 0 | 0 | 0 | 0 | 0 | 0 | 0
BART NOX Annual-Naughton 3 -v5.14 | 119 | 7173 | Rate Constraint in lbs/MMBtu | FALSE | L | Annual | Seasons Included | Seasons | Winter, WintShld, Summer | Winter, WintShld, Summer | Winter, WintShld, Summer | Winter, WintShld, Summer | Winter, WintShld, Summer | Winter, WintShld, Summer | Winter, WintShld, Summer | Winter, WintShld, Summer
BART NOX Annual-Naughton 3 -v5.14 | 119 | 7173 | Rate Constraint in lbs/MMBtu | FALSE | L | Annual | Standard NOX | lb/MMBtu | 0.12 | 0.12 | 0.12 | 0.12 | 0.12 | 0.12 | 0.12 | 0.12
BART NOX Annual-Naughton 3 -v5.14 | 119 | 7173 | Rate Constraint in lbs/MMBtu | FALSE | L | Annual | Emissions at Affected Plants NOX | Thousand Tons | 0 | 0 | 0 | 0 | 0 | 0 | 0 | 0
BART NOX Annual-Naughton 3 -v5.14 | 119 | 7173 | Rate Constraint in lbs/MMBtu | FALSE | L | Annual | Allowances Purchased NOX | Thousand Tons | 0 | 0 | 0 | 0 | 0 | 0 | 0 | 0
BART NOX Annual-Naughton 3 -v5.14 | 119 | 7173 | Rate Constraint in lbs/MMBtu | FALSE | L | Annual | Allowances Sold NOX | Thousand Tons | 0 | 0 | 0 | 0 | 0 | 0 | 0 | 0
BART NOX Annual-Naughton 3 -v5.14 | 119 | 7173 | Rate Constraint in lbs/MMBtu | FALSE | L | Annual | Allowances Banked | Thousand Tons | 0 | 0 | 0 | 0 | 0 | 0 | 0 | 0
BART NOX Annual-Naughton 3 -v5.14 | 119 | 7173 | Rate Constraint in lbs/MMBtu | FALSE | L | Annual | Allowances Withdrawn (1:1) | Thousand Tons | 0 | 0 | 0 | 0 | 0 | 0 | 0 | 0
BART NOX Annual-Naughton 3 -v5.14 | 119 | 7173 | Rate Constraint in lbs/MMBtu | FALSE | L | Annual | Allowances Withdrawn (n:1) | Thousand Tons | 0 | 0 | 0 | 0 | 0 | 0 | 0 | 0
BART NOX Annual-Naughton 3 -v5.14 | 119 | 7173 | Rate Constraint in lbs/MMBtu | FALSE | L | Annual | Net Emissions Allowance Position | Thousand Tons | 0 | 0 | 0 | 0 | 0 | 0 | 0 | 0
BART NOX Annual-Naughton 3 -v5.14 | 119 | 7173 | Rate Constraint in lbs/MMBtu | FALSE | L | Annual | Fuel Consumed | TBtu | 0 | 0 | 0 | 0 | 0 | 0 | 0 | 0
BART NOX Annual-Naughton 3 -v5.14 | 119 | 7173 | Rate Constraint in lbs/MMBtu | FALSE | L | Annual | Rate | lb/MMBtu | 0 | 0 | 0 | 0 | 0 | 0 | 0 | 0
BART NOX Annual-Naughton 3 -v5.14 | 119 | 7173 | Rate Constraint in lbs/MMBtu | FALSE | L | Annual | Generation | TWh | 0 | 0 | 0 | 0 | 0 | 0 | 0 | 0
BART NOX Annual-Naughton 3 -v5.14 | 119 | 7173 | Rate Constraint in lbs/MMBtu | FALSE | L | Annual | Qualifying Generation | TWh | 0 | 0 | 0 | 0 | 0 | 0 | 0 | 0
BART NOX Annual-Naughton 3 -v5.14 | 119 | 7173 | Rate Constraint in lbs/MMBtu | FALSE | L | Annual | Rate | lb/MWh | 0 | 0 | 0 | 0 | 0 | 0 | 0 | 0
BART NOX Annual-Naughton 3 -v5.14 | 119 | 7173 | Rate Constraint in lbs/MMBtu | FALSE | L | Annual | Constraint Shadow Price | US2019$/Ton | 106683.649 | 713.9752 | 0 | 8586.0569 | 2669.0496 | 0 | 0 | 13131.686
BART NOX Annual-Nebraska City 1 -v5.14 | 120 | 7137 | Rate Constraint in lbs/MMBtu | FALSE | L | Annual | Seasons Included | Seasons | Winter, WintShld, Summer | Winter, WintShld, Summer | Winter, WintShld, Summer | Winter, WintShld, Summer | Winter, WintShld, Summer | Winter, WintShld, Summer | Winter, WintShld, Summer | Winter, WintShld, Summer
BART NOX Annual-Nebraska City 1 -v5.14 | 120 | 7137 | Rate Constraint in lbs/MMBtu | FALSE | L | Annual | Standard NOX | lb/MMBtu | 0.23 | 0.23 | 0.23 | 0.23 | 0.23 | 0.23 | 0.23 | 0.23
BART NOX Annual-Nebraska City 1 -v5.14 | 120 | 7137 | Rate Constraint in lbs/MMBtu | FALSE | L | Annual | Emissions at Affected Plants NOX | Thousand Tons | 4.2569 | 4.2569 | 4.2569 | 4.2569 | 4.2569 | 4.2569 | 4.2569 | 4.2569
BART NOX Annual-Nebraska City 1 -v5.14 | 120 | 7137 | Rate Constraint in lbs/MMBtu | FALSE | L | Annual | Allowances Purchased NOX | Thousand Tons | 0 | 0 | 0 | 0 | 0 | 0 | 0 | 0
BART NOX Annual-Nebraska City 1 -v5.14 | 120 | 7137 | Rate Constraint in lbs/MMBtu | FALSE | L | Annual | Allowances Sold NOX | Thousand Tons | 0 | 0 | 0 | 0 | 0 | 0 | 0 | 0
BART NOX Annual-Nebraska City 1 -v5.14 | 120 | 7137 | Rate Constraint in lbs/MMBtu | FALSE | L | Annual | Allowances Banked | Thousand Tons | 0 | 0 | 0 | 0 | 0 | 0 | 0 | 0
BART NOX Annual-Nebraska City 1 -v5.14 | 120 | 7137 | Rate Constraint in lbs/MMBtu | FALSE | L | Annual | Allowances Withdrawn (1:1) | Thousand Tons | 0 | 0 | 0 | 0 | 0 | 0 | 0 | 0
BART NOX Annual-Nebraska City 1 -v5.14 | 120 | 7137 | Rate Constraint in lbs/MMBtu | FALSE | L | Annual | Allowances Withdrawn (n:1) | Thousand Tons | 0 | 0 | 0 | 0 | 0 | 0 | 0 | 0
BART NOX Annual-Nebraska City 1 -v5.14 | 120 | 7137 | Rate Constraint in lbs/MMBtu | FALSE | L | Annual | Net Emissions Allowance Position | Thousand Tons | 4.2569 | 4.2569 | 4.2569 | 4.2569 | 4.2569 | 4.2569 | 4.2569 | 4.2569
BART NOX Annual-Nebraska City 1 -v5.14 | 120 | 7137 | Rate Constraint in lbs/MMBtu | FALSE | L | Annual | Fuel Consumed | TBtu | 45.4313 | 45.4313 | 45.4313 | 45.4313 | 45.4313 | 45.4313 | 45.4313 | 45.4313
BART NOX Annual-Nebraska City 1 -v5.14 | 120 | 7137 | Rate Constraint in lbs/MMBtu | FALSE | L | Annual | Rate | lb/MMBtu | 0.1874 | 0.1874 | 0.1874 | 0.1874 | 0.1874 | 0.1874 | 0.1874 | 0.1874
BART NOX Annual-Nebraska City 1 -v5.14 | 120 | 7137 | Rate Constraint in lbs/MMBtu | FALSE | L | Annual | Generation | TWh | 4.6273 | 4.6273 | 4.6273 | 4.6273 | 4.6273 | 4.6273 | 4.6273 | 4.6273
BART NOX Annual-Nebraska City 1 -v5.14 | 120 | 7137 | Rate Constraint in lbs/MMBtu | FALSE | L | Annual | Qualifying Generation | TWh | 4.6273 | 4.6273 | 4.6273 | 4.6273 | 4.6273 | 4.6273 | 4.6273 | 4.6273
BART NOX Annual-Nebraska City 1 -v5.14 | 120 | 7137 | Rate Constraint in lbs/MMBtu | FALSE | L | Annual | Rate | lb/MWh | 1.8399 | 1.8399 | 1.8399 | 1.8399 | 1.8399 | 1.8399 | 1.8399 | 1.8399
BART NOX Annual-Nebraska City 1 -v5.14 | 120 | 7137 | Rate Constraint in lbs/MMBtu | FALSE | L | Annual | Constraint Shadow Price | US2019$/Ton | 0 | 0 | 0 | 0 | 0 | 0 | 0 | 0
BART NOX Annual-Northeastern 3313 -v5.13 | 121 | 7159 | Rate Constraint in lbs/MMBtu | FALSE | L | Annual | Seasons Included | Seasons | Winter, WintShld, Summer | Winter, WintShld, Summer | Winter, WintShld, Summer | Winter, WintShld, Summer | Winter, WintShld, Summer | Winter, WintShld, Summer | Winter, WintShld, Summer | Winter, WintShld, Summer
BART NOX Annual-Northeastern 3313 -v5.13 | 121 | 7159 | Rate Constraint in lbs/MMBtu | FALSE | L | Annual | Standard NOX | lb/MMBtu | 0.23 | 0.23 | 0.23 | 0.23 | 0.23 | 0.23 | 0.23 | 0.23
BART NOX Annual-Northeastern 3313 -v5.13 | 121 | 7159 | Rate Constraint in lbs/MMBtu | FALSE | L | Annual | Emissions at Affected Plants NOX | Thousand Tons | 1.3234 | 0 | 0 | 0 | 0 | 0 | 0 | 0
BART NOX Annual-Northeastern 3313 -v5.13 | 121 | 7159 | Rate Constraint in lbs/MMBtu | FALSE | L | Annual | Allowances Purchased NOX | Thousand Tons | 0 | 0 | 0 | 0 | 0 | 0 | 0 | 0
BART NOX Annual-Northeastern 3313 -v5.13 | 121 | 7159 | Rate Constraint in lbs/MMBtu | FALSE | L | Annual | Allowances Sold NOX | Thousand Tons | 0 | 0 | 0 | 0 | 0 | 0 | 0 | 0
BART NOX Annual-Northeastern 3313 -v5.13 | 121 | 7159 | Rate Constraint in lbs/MMBtu | FALSE | L | Annual | Allowances Banked | Thousand Tons | 0 | 0 | 0 | 0 | 0 | 0 | 0 | 0
BART NOX Annual-Northeastern 3313 -v5.13 | 121 | 7159 | Rate Constraint in lbs/MMBtu | FALSE | L | Annual | Allowances Withdrawn (1:1) | Thousand Tons | 0 | 0 | 0 | 0 | 0 | 0 | 0 | 0
BART NOX Annual-Northeastern 3313 -v5.13 | 121 | 7159 | Rate Constraint in lbs/MMBtu | FALSE | L | Annual | Allowances Withdrawn (n:1) | Thousand Tons | 0 | 0 | 0 | 0 | 0 | 0 | 0 | 0
BART NOX Annual-Northeastern 3313 -v5.13 | 121 | 7159 | Rate Constraint in lbs/MMBtu | FALSE | L | Annual | Net Emissions Allowance Position | Thousand Tons | 1.3234 | 0 | 0 | 0 | 0 | 0 | 0 | 0
BART NOX Annual-Northeastern 3313 -v5.13 | 121 | 7159 | Rate Constraint in lbs/MMBtu | FALSE | L | Annual | Fuel Consumed | TBtu | 22.3744 | 0 | 0 | 0 | 0 | 0 | 0 | 0
BART NOX Annual-Northeastern 3313 -v5.13 | 121 | 7159 | Rate Constraint in lbs/MMBtu | FALSE | L | Annual | Rate | lb/MMBtu | 0.1183 | 0 | 0 | 0 | 0 | 0 | 0 | 0
BART NOX Annual-Northeastern 3313 -v5.13 | 121 | 7159 | Rate Constraint in lbs/MMBtu | FALSE | L | Annual | Generation | TWh | 2.1611 | 0 | 0 | 0 | 0 | 0 | 0 | 0
BART NOX Annual-Northeastern 3313 -v5.13 | 121 | 7159 | Rate Constraint in lbs/MMBtu | FALSE | L | Annual | Qualifying Generation | TWh | 2.1611 | 0 | 0 | 0 | 0 | 0 | 0 | 0
BART NOX Annual-Northeastern 3313 -v5.13 | 121 | 7159 | Rate Constraint in lbs/MMBtu | FALSE | L | Annual | Rate | lb/MWh | 1.2248 | 0 | 0 | 0 | 0 | 0 | 0 | 0
BART NOX Annual-Northeastern 3313 -v5.13 | 121 | 7159 | Rate Constraint in lbs/MMBtu | FALSE | L | Annual | Constraint Shadow Price | US2019$/Ton | 0 | 0 | 0 | 0 | 0 | 0 | 0 | 0
BART NOX Annual-Pawnee 1 -v5.13 | 122 | 7155 | Rate Constraint in lbs/MMBtu | FALSE | L | Annual | Seasons Included | Seasons | Winter, WintShld, Summer | Winter, WintShld, Summer | Winter, WintShld, Summer | Winter, WintShld, Summer | Winter, WintShld, Summer | Winter, WintShld, Summer | Winter, WintShld, Summer | Winter, WintShld, Summer
BART NOX Annual-Pawnee 1 -v5.13 | 122 | 7155 | Rate Constraint in lbs/MMBtu | FALSE | L | Annual | Standard NOX | lb/MMBtu | 0.07 | 0.07 | 0.07 | 0.07 | 0.07 | 0.07 | 0.07 | 0.07
BART NOX Annual-Pawnee 1 -v5.13 | 122 | 7155 | Rate Constraint in lbs/MMBtu | FALSE | L | Annual | Emissions at Affected Plants NOX | Thousand Tons | 1.0156 | 1.0156 | 0.0080441 | 0.0080441 | 0.0080441 | 0.0080441 | 0.0080441 | 0.0080441
BART NOX Annual-Pawnee 1 -v5.13 | 122 | 7155 | Rate Constraint in lbs/MMBtu | FALSE | L | Annual | Allowances Purchased NOX | Thousand Tons | 0 | 0 | 0 | 0 | 0 | 0 | 0 | 0
BART NOX Annual-Pawnee 1 -v5.13 | 122 | 7155 | Rate Constraint in lbs/MMBtu | FALSE | L | Annual | Allowances Sold NOX | Thousand Tons | 0 | 0 | 0 | 0 | 0 | 0 | 0 | 0
BART NOX Annual-Pawnee 1 -v5.13 | 122 | 7155 | Rate Constraint in lbs/MMBtu | FALSE | L | Annual | Allowances Banked | Thousand Tons | 0 | 0 | 0 | 0 | 0 | 0 | 0 | 0
BART NOX Annual-Pawnee 1 -v5.13 | 122 | 7155 | Rate Constraint in lbs/MMBtu | FALSE | L | Annual | Allowances Withdrawn (1:1) | Thousand Tons | 0 | 0 | 0 | 0 | 0 | 0 | 0 | 0
BART NOX Annual-Pawnee 1 -v5.13 | 122 | 7155 | Rate Constraint in lbs/MMBtu | FALSE | L | Annual | Allowances Withdrawn (n:1) | Thousand Tons | 0 | 0 | 0 | 0 | 0 | 0 | 0 | 0
BART NOX Annual-Pawnee 1 -v5.13 | 122 | 7155 | Rate Constraint in lbs/MMBtu | FALSE | L | Annual | Net Emissions Allowance Position | Thousand Tons | 1.0156 | 1.0156 | 0.0080441 | 0.0080441 | 0.0080441 | 0.0080441 | 0.0080441 | 0.0080441
BART NOX Annual-Pawnee 1 -v5.13 | 122 | 7155 | Rate Constraint in lbs/MMBtu | FALSE | L | Annual | Fuel Consumed | TBtu | 37.6975 | 37.6975 | 0.29859 | 0.29859 | 0.29859 | 0.29859 | 0.29859 | 0.29859
BART NOX Annual-Pawnee 1 -v5.13 | 122 | 7155 | Rate Constraint in lbs/MMBtu | FALSE | L | Annual | Rate | lb/MMBtu | 0.05388 | 0.05388 | 0.05388 | 0.05388 | 0.05388 | 0.05388 | 0.05388 | 0.05388
BART NOX Annual-Pawnee 1 -v5.13 | 122 | 7155 | Rate Constraint in lbs/MMBtu | FALSE | L | Annual | Generation | TWh | 3.5006 | 3.5006 | 0.027727 | 0.027727 | 0.027727 | 0.027727 | 0.027727 | 0.027727
BART NOX Annual-Pawnee 1 -v5.13 | 122 | 7155 | Rate Constraint in lbs/MMBtu | FALSE | L | Annual | Qualifying Generation | TWh | 3.5006 | 3.5006 | 0.027727 | 0.027727 | 0.027727 | 0.027727 | 0.027727 | 0.027727
BART NOX Annual-Pawnee 1 -v5.13 | 122 | 7155 | Rate Constraint in lbs/MMBtu | FALSE | L | Annual | Rate | lb/MWh | 0.58023 | 0.58023 | 0.58023 | 0.58023 | 0.58023 | 0.58023 | 0.58023 | 0.58023
BART NOX Annual-Pawnee 1 -v5.13 | 122 | 7155 | Rate Constraint in lbs/MMBtu | FALSE | L | Annual | Constraint Shadow Price | US2019$/Ton | 0 | 0 | 0 | 0 | 0 | 0 | 0 | 0
BART NOX Annual-Ray D Nixon 1 -v5.13 | 123 | 7156 | Rate Constraint in lbs/MMBtu | FALSE | L | Annual | Seasons Included | Seasons | Winter, WintShld, Summer | Winter, WintShld, Summer | Winter, WintShld, Summer | Winter, WintShld, Summer | Winter, WintShld, Summer | Winter, WintShld, Summer | Winter, WintShld, Summer | Winter, WintShld, Summer
BART NOX Annual-Ray D Nixon 1 -v5.13 | 123 | 7156 | Rate Constraint in lbs/MMBtu | FALSE | L | Annual | Standard NOX | lb/MMBtu | 0.21 | 0.21 | 0.21 | 0.21 | 0.21 | 0.21 | 0.21 | 0.21
BART NOX Annual-Ray D Nixon 1 -v5.13 | 123 | 7156 | Rate Constraint in lbs/MMBtu | FALSE | L | Annual | Emissions at Affected Plants NOX | Thousand Tons | 1.199 | 1.199 | 1.199 | 0.057646 | 0.057646 | 0.057646 | 0.057646 | 0.057646
BART NOX Annual-Ray D Nixon 1 -v5.13 | 123 | 7156 | Rate Constraint in lbs/MMBtu | FALSE | L | Annual | Allowances Purchased NOX | Thousand Tons | 0 | 0 | 0 | 0 | 0 | 0 | 0 | 0
BART NOX Annual-Ray D Nixon 1 -v5.13 | 123 | 7156 | Rate Constraint in lbs/MMBtu | FALSE | L | Annual | Allowances Sold NOX | Thousand Tons | 0 | 0 | 0 | 0 | 0 | 0 | 0 | 0
BART NOX Annual-Ray D Nixon 1 -v5.13 | 123 | 7156 | Rate Constraint in lbs/MMBtu | FALSE | L | Annual | Allowances Banked | Thousand Tons | 0 | 0 | 0 | 0 | 0 | 0 | 0 | 0
BART NOX Annual-Ray D Nixon 1 -v5.13 | 123 | 7156 | Rate Constraint in lbs/MMBtu | FALSE | L | Annual | Allowances Withdrawn (1:1) | Thousand Tons | 0 | 0 | 0 | 0 | 0 | 0 | 0 | 0
BART NOX Annual-Ray D Nixon 1 -v5.13 | 123 | 7156 | Rate Constraint in lbs/MMBtu | FALSE | L | Annual | Allowances Withdrawn (n:1) | Thousand Tons | 0 | 0 | 0 | 0 | 0 | 0 | 0 | 0
BART NOX Annual-Ray D Nixon 1 -v5.13 | 123 | 7156 | Rate Constraint in lbs/MMBtu | FALSE | L | Annual | Net Emissions Allowance Position | Thousand Tons | 1.199 | 1.199 | 1.199 | 0.057646 | 0.057646 | 0.057646 | 0.057646 | 0.057646
BART NOX Annual-Ray D Nixon 1 -v5.13 | 123 | 7156 | Rate Constraint in lbs/MMBtu | FALSE | L | Annual | Fuel Consumed | TBtu | 14.7283 | 14.7283 | 14.7283 | 0.70809 | 0.70809 | 0.70809 | 0.70809 | 0.70809
BART NOX Annual-Ray D Nixon 1 -v5.13 | 123 | 7156 | Rate Constraint in lbs/MMBtu | FALSE | L | Annual | Rate | lb/MMBtu | 0.16282 | 0.16282 | 0.16282 | 0.16282 | 0.16282 | 0.16282 | 0.16282 | 0.16282
BART NOX Annual-Ray D Nixon 1 -v5.13 | 123 | 7156 | Rate Constraint in lbs/MMBtu | FALSE | L | Annual | Generation | TWh | 1.4085 | 1.4085 | 1.4085 | 0.067715 | 0.067715 | 0.067715 | 0.067715 | 0.067715
BART NOX Annual-Ray D Nixon 1 -v5.13 | 123 | 7156 | Rate Constraint in lbs/MMBtu | FALSE | L | Annual | Qualifying Generation | TWh | 1.4085 | 1.4085 | 1.4085 | 0.067715 | 0.067715 | 0.067715 | 0.067715 | 0.067715
BART NOX Annual-Ray D Nixon 1 -v5.13 | 123 | 7156 | Rate Constraint in lbs/MMBtu | FALSE | L | Annual | Rate | lb/MWh | 1.7026 | 1.7026 | 1.7026 | 1.7026 | 1.7026 | 1.7026 | 1.7026 | 1.7026
BART NOX Annual-Ray D Nixon 1 -v5.13 | 123 | 7156 | Rate Constraint in lbs/MMBtu | FALSE | L | Annual | Constraint Shadow Price | US2019$/Ton | 0 | 0 | 0 | 0 | 0 | 0 | 0 | 0
BART NOX Annual-Sooner 1 -v5.13 | 124 | 7157 | Rate Constraint in lbs/MMBtu | FALSE | L | Annual | Seasons Included | Seasons | Winter, WintShld, Summer | Winter, WintShld, Summer | Winter, WintShld, Summer | Winter, WintShld, Summer | Winter, WintShld, Summer | Winter, WintShld, Summer | Winter, WintShld, Summer | Winter, WintShld, Summer
BART NOX Annual-Sooner 1 -v5.13 | 124 | 7157 | Rate Constraint in lbs/MMBtu | FALSE | L | Annual | Standard NOX | lb/MMBtu | 0.15 | 0.15 | 0.15 | 0.15 | 0.15 | 0.15 | 0.15 | 0.15
BART NOX Annual-Sooner 1 -v5.13 | 124 | 7157 | Rate Constraint in lbs/MMBtu | FALSE | L | Annual | Emissions at Affected Plants NOX | Thousand Tons | 2.0401 | 1.4227 | 0.98583 | 0 | 0 | 0 | 0 | 0
BART NOX Annual-Sooner 1 -v5.13 | 124 | 7157 | Rate Constraint in lbs/MMBtu | FALSE | L | Annual | Allowances Purchased NOX | Thousand Tons | 0 | 0 | 0 | 0 | 0 | 0 | 0 | 0
BART NOX Annual-Sooner 1 -v5.13 | 124 | 7157 | Rate Constraint in lbs/MMBtu | FALSE | L | Annual | Allowances Sold NOX | Thousand Tons | 0 | 0 | 0 | 0 | 0 | 0 | 0 | 0
BART NOX Annual-Sooner 1 -v5.13 | 124 | 7157 | Rate Constraint in lbs/MMBtu | FALSE | L | Annual | Allowances Banked | Thousand Tons | 0 | 0 | 0 | 0 | 0 | 0 | 0 | 0
BART NOX Annual-Sooner 1 -v5.13 | 124 | 7157 | Rate Constraint in lbs/MMBtu | FALSE | L | Annual | Allowances Withdrawn (1:1) | Thousand Tons | 0 | 0 | 0 | 0 | 0 | 0 | 0 | 0
BART NOX Annual-Sooner 1 -v5.13 | 124 | 7157 | Rate Constraint in lbs/MMBtu | FALSE | L | Annual | Allowances Withdrawn (n:1) | Thousand Tons | 0 | 0 | 0 | 0 | 0 | 0 | 0 | 0
BART NOX Annual-Sooner 1 -v5.13 | 124 | 7157 | Rate Constraint in lbs/MMBtu | FALSE | L | Annual | Net Emissions Allowance Position | Thousand Tons | 2.0401 | 1.4227 | 0.98583 | 0 | 0 | 0 | 0 | 0
BART NOX Annual-Sooner 1 -v5.13 | 124 | 7157 | Rate Constraint in lbs/MMBtu | FALSE | L | Annual | Fuel Consumed | TBtu | 33.1134 | 23.0913 | 16.0011 | 0 | 0 | 0 | 0 | 0
BART NOX Annual-Sooner 1 -v5.13 | 124 | 7157 | Rate Constraint in lbs/MMBtu | FALSE | L | Annual | Rate | lb/MMBtu | 0.12322 | 0.12322 | 0.12322 | 0 | 0 | 0 | 0 | 0
BART NOX Annual-Sooner 1 -v5.13 | 124 | 7157 | Rate Constraint in lbs/MMBtu | FALSE | L | Annual | Generation | TWh | 3.1177 | 2.1741 | 1.5066 | 0 | 0 | 0 | 0 | 0
BART NOX Annual-Sooner 1 -v5.13 | 124 | 7157 | Rate Constraint in lbs/MMBtu | FALSE | L | Annual | Qualifying Generation | TWh | 3.1177 | 2.1741 | 1.5066 | 0 | 0 | 0 | 0 | 0
BART NOX Annual-Sooner 1 -v5.13 | 124 | 7157 | Rate Constraint in lbs/MMBtu | FALSE | L | Annual | Rate | lb/MWh | 1.3087 | 1.3087 | 1.3087 | 0 | 0 | 0 | 0 | 0
BART NOX Annual-Sooner 1 -v5.13 | 124 | 7157 | Rate Constraint in lbs/MMBtu | FALSE | L | Annual | Constraint Shadow Price | US2019$/Ton | 0 | 0 | 0 | 0 | 0 | 0 | 0 | 0
BART NOX Annual-Sooner 2 -v5.13 | 125 | 7158 | Rate Constraint in lbs/MMBtu | FALSE | L | Annual | Seasons Included | Seasons | Winter, WintShld, Summer | Winter, WintShld, Summer | Winter, WintShld, Summer | Winter, WintShld, Summer | Winter, WintShld, Summer | Winter, WintShld, Summer | Winter, WintShld, Summer | Winter, WintShld, Summer
BART NOX Annual-Sooner 2 -v5.13 | 125 | 7158 | Rate Constraint in lbs/MMBtu | FALSE | L | Annual | Standard NOX | lb/MMBtu | 0.15 | 0.15 | 0.15 | 0.15 | 0.15 | 0.15 | 0.15 | 0.15
BART NOX Annual-Sooner 2 -v5.13 | 125 | 7158 | Rate Constraint in lbs/MMBtu | FALSE | L | Annual | Emissions at Affected Plants NOX | Thousand Tons | 2.1329 | 1.8038 | 1.0006 | 0 | 0 | 0 | 0 | 0
BART NOX Annual-Sooner 2 -v5.13 | 125 | 7158 | Rate Constraint in lbs/MMBtu | FALSE | L | Annual | Allowances Purchased NOX | Thousand Tons | 0 | 0 | 0 | 0 | 0 | 0 | 0 | 0
BART NOX Annual-Sooner 2 -v5.13 | 125 | 7158 | Rate Constraint in lbs/MMBtu | FALSE | L | Annual | Allowances Sold NOX | Thousand Tons | 0 | 0 | 0 | 0 | 0 | 0 | 0 | 0
BART NOX Annual-Sooner 2 -v5.13 | 125 | 7158 | Rate Constraint in lbs/MMBtu | FALSE | L | Annual | Allowances Banked | Thousand Tons | 0 | 0 | 0 | 0 | 0 | 0 | 0 | 0
BART NOX Annual-Sooner 2 -v5.13 | 125 | 7158 | Rate Constraint in lbs/MMBtu | FALSE | L | Annual | Allowances Withdrawn (1:1) | Thousand Tons | 0 | 0 | 0 | 0 | 0 | 0 | 0 | 0
BART NOX Annual-Sooner 2 -v5.13 | 125 | 7158 | Rate Constraint in lbs/MMBtu | FALSE | L | Annual | Allowances Withdrawn (n:1) | Thousand Tons | 0 | 0 | 0 | 0 | 0 | 0 | 0 | 0
BART NOX Annual-Sooner 2 -v5.13 | 125 | 7158 | Rate Constraint in lbs/MMBtu | FALSE | L | Annual | Net Emissions Allowance Position | Thousand Tons | 2.1329 | 1.8038 | 1.0006 | 0 | 0 | 0 | 0 | 0
BART NOX Annual-Sooner 2 -v5.13 | 125 | 7158 | Rate Constraint in lbs/MMBtu | FALSE | L | Annual | Fuel Consumed | TBtu | 32.9709 | 27.8833 | 15.4683 | 0 | 0 | 0 | 0 | 0
BART NOX Annual-Sooner 2 -v5.13 | 125 | 7158 | Rate Constraint in lbs/MMBtu | FALSE | L | Annual | Rate | lb/MMBtu | 0.12938 | 0.12938 | 0.12938 | 0 | 0 | 0 | 0 | 0
BART NOX Annual-Sooner 2 -v5.13 | 125 | 7158 | Rate Constraint in lbs/MMBtu | FALSE | L | Annual | Generation | TWh | 3.1464 | 2.6609 | 1.4761 | 0 | 0 | 0 | 0 | 0
BART NOX Annual-Sooner 2 -v5.13 | 125 | 7158 | Rate Constraint in lbs/MMBtu | FALSE | L | Annual | Qualifying Generation | TWh | 3.1464 | 2.6609 | 1.4761 | 0 | 0 | 0 | 0 | 0
BART NOX Annual-Sooner 2 -v5.13 | 125 | 7158 | Rate Constraint in lbs/MMBtu | FALSE | L | Annual | Rate | lb/MWh | 1.3558 | 1.3558 | 1.3558 | 0 | 0 | 0 | 0 | 0
BART NOX Annual-Sooner 2 -v5.13 | 125 | 7158 | Rate Constraint in lbs/MMBtu | FALSE | L | Annual | Constraint Shadow Price | US2019$/Ton | 0 | 0 | 0 | 0 | 0 | 0 | 0 | 0
BART NOX Annual-Wyodak - v6.20 | 126 | 7647 | Rate Constraint in lbs/MMBtu | FALSE | L | Annual | Seasons Included | Seasons | Winter, WintShld, Summer | Winter, WintShld, Summer | Winter, WintShld, Summer | Winter, WintShld, Summer | Winter, WintShld, Summer | Winter, WintShld, Summer | Winter, WintShld, Summer | Winter, WintShld, Summer
BART NOX Annual-Wyodak - v6.20 | 126 | 7647 | Rate Constraint in lbs/MMBtu | FALSE | L | Annual | Standard NOX | lb/MMBtu | 0.23 | 0.23 | 0.23 | 0.23 | 0.23 | 0.23 | 0.23 | 0.23
BART NOX Annual-Wyodak - v6.20 | 126 | 7647 | Rate Constraint in lbs/MMBtu | FALSE | L | Annual | Emissions at Affected Plants NOX | Thousand Tons | 3.1696 | 3.1696 | 3.1696 | 3.1696 | 3.1696 | 0 | 0 | 0
BART NOX Annual-Wyodak - v6.20 | 126 | 7647 | Rate Constraint in lbs/MMBtu | FALSE | L | Annual | Allowances Purchased NOX | Thousand Tons | 0 | 0 | 0 | 0 | 0 | 0 | 0 | 0
BART NOX Annual-Wyodak - v6.20 | 126 | 7647 | Rate Constraint in lbs/MMBtu | FALSE | L | Annual | Allowances Sold NOX | Thousand Tons | 0 | 0 | 0 | 0 | 0 | 0 | 0 | 0
BART NOX Annual-Wyodak - v6.20 | 126 | 7647 | Rate Constraint in lbs/MMBtu | FALSE | L | Annual | Allowances Banked | Thousand Tons | 0 | 0 | 0 | 0 | 0 | 0 | 0 | 0
BART NOX Annual-Wyodak - v6.20 | 126 | 7647 | Rate Constraint in lbs/MMBtu | FALSE | L | Annual | Allowances Withdrawn (1:1) | Thousand Tons | 0 | 0 | 0 | 0 | 0 | 0 | 0 | 0
BART NOX Annual-Wyodak - v6.20 | 126 | 7647 | Rate Constraint in lbs/MMBtu | FALSE | L | Annual | Allowances Withdrawn (n:1) | Thousand Tons | 0 | 0 | 0 | 0 | 0 | 0 | 0 | 0
BART NOX Annual-Wyodak - v6.20 | 126 | 7647 | Rate Constraint in lbs/MMBtu | FALSE | L | Annual | Net Emissions Allowance Position | Thousand Tons | 3.1696 | 3.1696 | 3.1696 | 3.1696 | 3.1696 | 0 | 0 | 0
BART NOX Annual-Wyodak - v6.20 | 126 | 7647 | Rate Constraint in lbs/MMBtu | FALSE | L | Annual | Fuel Consumed | TBtu | 28.0147 | 28.0147 | 28.0147 | 28.0147 | 28.0147 | 0 | 0 | 0
BART NOX Annual-Wyodak - v6.20 | 126 | 7647 | Rate Constraint in lbs/MMBtu | FALSE | L | Annual | Rate | lb/MMBtu | 0.22628 | 0.22628 | 0.22628 | 0.22628 | 0.22628 | 0 | 0 | 0
BART NOX Annual-Wyodak - v6.20 | 126 | 7647 | Rate Constraint in lbs/MMBtu | FALSE | L | Annual | Generation | TWh | 2.2923 | 2.2923 | 2.2923 | 2.2923 | 2.2923 | 0 | 0 | 0
BART NOX Annual-Wyodak - v6.20 | 126 | 7647 | Rate Constraint in lbs/MMBtu | FALSE | L | Annual | Qualifying Generation | TWh | 2.2923 | 2.2923 | 2.2923 | 2.2923 | 2.2923 | 0 | 0 | 0
BART NOX Annual-Wyodak - v6.20 | 126 | 7647 | Rate Constraint in lbs/MMBtu | FALSE | L | Annual | Rate | lb/MWh | 2.7654 | 2.7654 | 2.7654 | 2.7654 | 2.7654 | 0 | 0 | 0
BART NOX Annual-Wyodak - v6.20 | 126 | 7647 | Rate Constraint in lbs/MMBtu | FALSE | L | Annual | Constraint Shadow Price | US2019$/Ton | 0 | 0 | 0 | 0 | 0 | 0 | 0 | 0
BART NOX Cap-Craig C1 -v6.20 | 127 | 7657 | Rate Constraint in MTons | FALSE | L | Annual | Seasons Included | Seasons | Winter, WintShld, Summer | Winter, WintShld, Summer | Winter, WintShld, Summer | Winter, WintShld, Summer | Winter, WintShld, Summer | Winter, WintShld, Summer | Winter, WintShld, Summer | Winter, WintShld, Summer
BART NOX Cap-Craig C1 -v6.20 | 127 | 7657 | Rate Constraint in MTons | FALSE | L | Annual | Standard NOX | Thousand Tons | 4.065 | 4.065 | 4.065 | 4.065 | 4.065 | 4.065 | 4.065 | 4.065
BART NOX Cap-Craig C1 -v6.20 | 127 | 7657 | Rate Constraint in MTons | FALSE | L | Annual | Emissions at Affected Plants NOX | Thousand Tons | 0.026742 | 0.026742 | 0.026742 | 0.026742 | 0.026742 | 0.026742 | 0.026742 | 0.026742
BART NOX Cap-Craig C1 -v6.20 | 127 | 7657 | Rate Constraint in MTons | FALSE | L | Annual | Allowances Purchased NOX | Thousand Tons | 0 | 0 | 0 | 0 | 0 | 0 | 0 | 0
BART NOX Cap-Craig C1 -v6.20 | 127 | 7657 | Rate Constraint in MTons | FALSE | L | Annual | Allowances Sold NOX | Thousand Tons | 0 | 0 | 0 | 0 | 0 | 0 | 0 | 0
BART NOX Cap-Craig C1 -v6.20 | 127 | 7657 | Rate Constraint in MTons | FALSE | L | Annual | Allowances Banked | Thousand Tons | 0 | 0 | 0 | 0 | 0 | 0 | 0 | 0
BART NOX Cap-Craig C1 -v6.20 | 127 | 7657 | Rate Constraint in MTons | FALSE | L | Annual | Allowances Withdrawn (1:1) | Thousand Tons | 0 | 0 | 0 | 0 | 0 | 0 | 0 | 0
BART NOX Cap-Craig C1 -v6.20 | 127 | 7657 | Rate Constraint in MTons | FALSE | L | Annual | Allowances Withdrawn (n:1) | Thousand Tons | 0 | 0 | 0 | 0 | 0 | 0 | 0 | 0
BART NOX Cap-Craig C1 -v6.20 | 127 | 7657 | Rate Constraint in MTons | FALSE | L | Annual | Net Emissions Allowance Position | Thousand Tons | 0.026742 | 0.026742 | 0.026742 | 0.026742 | 0.026742 | 0.026742 | 0.026742 | 0.026742
BART NOX Cap-Craig C1 -v6.20 | 127 | 7657 | Rate Constraint in MTons | FALSE | L | Annual | Fuel Consumed | TBtu | 0.2122 | 0.2122 | 0.2122 | 0.2122 | 0.2122 | 0.2122 | 0.2122 | 0.2122
BART NOX Cap-Craig C1 -v6.20 | 127 | 7657 | Rate Constraint in MTons | FALSE | L | Annual | Rate | lb/MMBtu | 0.25205 | 0.25205 | 0.25205 | 0.25205 | 0.25205 | 0.25205 | 0.25205 | 0.25205
BART NOX Cap-Craig C1 -v6.20 | 127 | 7657 | Rate Constraint in MTons | FALSE | L | Annual | Generation | TWh | 0.020795 | 0.020795 | 0.020795 | 0.020795 | 0.020795 | 0.020795 | 0.020795 | 0.020795
BART NOX Cap-Craig C1 -v6.20 | 127 | 7657 | Rate Constraint in MTons | FALSE | L | Annual | Qualifying Generation | TWh | 0.020795 | 0.020795 | 0.020795 | 0.020795 | 0.020795 | 0.020795 | 0.020795 | 0.020795
BART NOX Cap-Craig C1 -v6.20 | 127 | 7657 | Rate Constraint in MTons | FALSE | L | Annual | Rate | lb/MWh | 2.5719 | 2.5719 | 2.5719 | 2.5719 | 2.5719 | 2.5719 | 2.5719 | 2.5719
BART NOX Cap-Craig C1 -v6.20 | 127 | 7657 | Rate Constraint in MTons | FALSE | L | Annual | Constraint Shadow Price | US2019$/Ton | 0 | 0 | 0 | 0 | 0 | 0 | 0 | 0
BART SO2 Annual- Arthur Kill- v5.16 | 128 | 7243 | Rate Constraint in lbs/MMBtu | FALSE | L | Annual | Seasons Included | Seasons | Winter, WintShld, Summer | Winter, WintShld, Summer | Winter, WintShld, Summer | Winter, WintShld, Summer | Winter, WintShld, Summer | Winter, WintShld, Summer | Winter, WintShld, Summer | Winter, WintShld, Summer
BART SO2 Annual- Arthur Kill- v5.16 | 128 | 7243 | Rate Constraint in lbs/MMBtu | FALSE | L | Annual | Standard SO2 | lb/MMBtu | 0.15 | 0.15 | 0.15 | 0.15 | 0.15 | 0.15 | 0.15 | 0.15
BART SO2 Annual- Arthur Kill- v5.16 | 128 | 7243 | Rate Constraint in lbs/MMBtu | FALSE | L | Annual | Emissions at Affected Plants SO2 | Thousand Tons | 0 | 0 | 0 | 0 | 0 | 0 | 0 | 0
BART SO2 Annual- Arthur Kill- v5.16 | 128 | 7243 | Rate Constraint in lbs/MMBtu | FALSE | L | Annual | Allowances Purchased SO2 | Thousand Tons | 0 | 0 | 0 | 0 | 0 | 0 | 0 | 0
BART SO2 Annual- Arthur Kill- v5.16 | 128 | 7243 | Rate Constraint in lbs/MMBtu | FALSE | L | Annual | Allowances Sold SO2 | Thousand Tons | 0 | 0 | 0 | 0 | 0 | 0 | 0 | 0
BART SO2 Annual- Arthur Kill- v5.16 | 128 | 7243 | Rate Constraint in lbs/MMBtu | FALSE | L | Annual | Allowances Banked | Thousand Tons | 0 | 0 | 0 | 0 | 0 | 0 | 0 | 0
BART SO2 Annual- Arthur Kill- v5.16 | 128 | 7243 | Rate Constraint in lbs/MMBtu | FALSE | L | Annual | Allowances Withdrawn (1:1) | Thousand Tons | 0 | 0 | 0 | 0 | 0 | 0 | 0 | 0
BART SO2 Annual- Arthur Kill- v5.16 | 128 | 7243 | Rate Constraint in lbs/MMBtu | FALSE | L | Annual | Allowances Withdrawn (n:1) | Thousand Tons | 0 | 0 | 0 | 0 | 0 | 0 | 0 | 0
BART SO2 Annual- Arthur Kill- v5.16 | 128 | 7243 | Rate Constraint in lbs/MMBtu | FALSE | L | Annual | Net Emissions Allowance Position | Thousand Tons | 0 | 0 | 0 | 0 | 0 | 0 | 0 | 0
BART SO2 Annual- Arthur Kill- v5.16 | 128 | 7243 | Rate Constraint in lbs/MMBtu | FALSE | L | Annual | Fuel Consumed | TBtu | 3.6936 | 3.6936 | 3.6936 | 0 | 0 | 0 | 0 | 0
BART SO2 Annual- Arthur Kill- v5.16 | 128 | 7243 | Rate Constraint in lbs/MMBtu | FALSE | L | Annual | Rate | lb/MMBtu | 0 | 0 | 0 | 0 | 0 | 0 | 0 | 0
BART SO2 Annual- Arthur Kill- v5.16 | 128 | 7243 | Rate Constraint in lbs/MMBtu | FALSE | L | Annual | Generation | TWh | 0.32899 | 0.32899 | 0.32899 | 0 | 0 | 0 | 0 | 0
BART SO2 Annual- Arthur Kill- v5.16 | 128 | 7243 | Rate Constraint in lbs/MMBtu | FALSE | L | Annual | Qualifying Generation | TWh | 0.32899 | 0.32899 | 0.32899 | 0 | 0 | 0 | 0 | 0
BART SO2 Annual- Arthur Kill- v5.16 | 128 | 7243 | Rate Constraint in lbs/MMBtu | FALSE | L | Annual | Rate | lb/MWh | 0 | 0 | 0 | 0 | 0 | 0 | 0 | 0
BART SO2 Annual- Arthur Kill- v5.16 | 128 | 7243 | Rate Constraint in lbs/MMBtu | FALSE | L | Annual | Constraint Shadow Price | US2019$/Ton | 0 | 0 | 0 | 0 | 0 | 0 | 0 | 0
BART SO2 Annual- Big Stone 1- v5.16 | 129 | 7234 | Rate Constraint in lbs/MMBtu | FALSE | L | Annual | Seasons Included | Seasons | Winter, WintShld, Summer | Winter, WintShld, Summer | Winter, WintShld, Summer | Winter, WintShld, Summer | Winter, WintShld, Summer | Winter, WintShld, Summer | Winter, WintShld, Summer | Winter, WintShld, Summer
BART SO2 Annual- Big Stone 1- v5.16 | 129 | 7234 | Rate Constraint in lbs/MMBtu | FALSE | L | Annual | Standard SO2 | lb/MMBtu | 0.09 | 0.09 | 0.09 | 0.09 | 0.09 | 0.09 | 0.09 | 0.09
BART SO2 Annual- Big Stone 1- v5.16 | 129 | 7234 | Rate Constraint in lbs/MMBtu | FALSE | L | Annual | Emissions at Affected Plants SO2 | Thousand Tons | 1.1466 | 1.0943 | 0.98159 | 1.0716 | 1.142 | 1.1346 | 0.96204 | 0
BART SO2 Annual- Big Stone 1- v5.16 | 129 | 7234 | Rate Constraint in lbs/MMBtu | FALSE | L | Annual | Allowances Purchased SO2 | Thousand Tons | 0 | 0 | 0 | 0 | 0 | 0 | 0 | 0
BART SO2 Annual- Big Stone 1- v5.16 | 129 | 7234 | Rate Constraint in lbs/MMBtu | FALSE | L | Annual | Allowances Sold SO2 | Thousand Tons | 0 | 0 | 0 | 0 | 0 | 0 | 0 | 0
BART SO2 Annual- Big Stone 1- v5.16 | 129 | 7234 | Rate Constraint in lbs/MMBtu | FALSE | L | Annual | Allowances Banked | Thousand Tons | 0 | 0 | 0 | 0 | 0 | 0 | 0 | 0
BART SO2 Annual- Big Stone 1- v5.16 | 129 | 7234 | Rate Constraint in lbs/MMBtu | FALSE | L | Annual | Allowances Withdrawn (1:1) | Thousand Tons | 0 | 0 | 0 | 0 | 0 | 0 | 0 | 0
BART SO2 Annual- Big Stone 1- v5.16 | 129 | 7234 | Rate Constraint in lbs/MMBtu | FALSE | L | Annual | Allowances Withdrawn (n:1) | Thousand Tons | 0 | 0 | 0 | 0 | 0 | 0 | 0 | 0
BART SO2 Annual- Big Stone 1- v5.16 | 129 | 7234 | Rate Constraint in lbs/MMBtu | FALSE | L | Annual | Net Emissions Allowance Position | Thousand Tons | 1.1466 | 1.0943 | 0.98159 | 1.0716 | 1.142 | 1.1346 | 0.96204 | 0
BART SO2 Annual- Big Stone 1- v5.16 | 129 | 7234 | Rate Constraint in lbs/MMBtu | FALSE | L | Annual | Fuel Consumed | TBtu | 32.6176 | 31.131 | 27.9246 | 30.4849 | 32.4876 | 32.2765 | 27.3685 | 0
BART SO2 Annual- Big Stone 1- v5.16 | 129 | 7234 | Rate Constraint in lbs/MMBtu | FALSE | L | Annual | Rate | lb/MMBtu | 0.070303 | 0.070303 | 0.070303 | 0.070303 | 0.070303 | 0.070303 | 0.070303 | 0
BART SO2 Annual- Big Stone 1- v5.16 | 129 | 7234 | Rate Constraint in lbs/MMBtu | FALSE | L | Annual | Generation | TWh | 3.2857 | 3.1359 | 2.8129 | 3.0708 | 3.2726 | 3.2513 | 2.7569 | 0
BART SO2 Annual- Big Stone 1- v5.16 | 129 | 7234 | Rate Constraint in lbs/MMBtu | FALSE | L | Annual | Qualifying Generation | TWh | 3.1884 | 3.0431 | 2.7297 | 2.9799 | 3.1757 | 3.1551 | 2.6753 | 0
BART SO2 Annual- Big Stone 1- v5.16 | 129 | 7234 | Rate Constraint in lbs/MMBtu | FALSE | L | Annual | Rate | lb/MWh | 0.7192 | 0.7192 | 0.7192 | 0.7192 | 0.7192 | 0.7192 | 0.7192 | 0
BART SO2 Annual- Big Stone 1- v5.16 | 129 | 7234 | Rate Constraint in lbs/MMBtu | FALSE | L | Annual | Constraint Shadow Price | US2019$/Ton | 0 | 0 | 0 | 0 | 0 | 0 | 0 | 0
BART SO2 Annual Cap-Deerhaven B2 -v5.13 | 130 | 7233 | Rate Constraint in MTons | FALSE | L | Annual | Seasons Included | Seasons | Winter, WintShld, Summer | Winter, WintShld, Summer | Winter, WintShld, Summer | Winter, WintShld, Summer | Winter, WintShld, Summer | Winter, WintShld, Summer | Winter, WintShld, Summer | Winter, WintShld, Summer
BART SO2 Annual Cap-Deerhaven B2 -v5.13 | 130 | 7233 | Rate Constraint in MTons | FALSE | L | Annual | Standard SO2 | Thousand Tons | 5.5 | 5.5 | 5.5 | 5.5 | 5.5 | 5.5 | 5.5 | 5.5
BART SO2 Annual Cap-Deerhaven B2 -v5.13 | 130 | 7233 | Rate Constraint in MTons | FALSE | L | Annual | Emissions at Affected Plants SO2 | Thousand Tons | 0 | 0 | 0 | 0 | 0 | 0 | 0 | 0
BART SO2 Annual Cap-Deerhaven B2 -v5.13 | 130 | 7233 | Rate Constraint in MTons | FALSE | L | Annual | Allowances Purchased SO2 | Thousand Tons | 0 | 0 | 0 | 0 | 0 | 0 | 0 | 0
BART SO2 Annual Cap-Deerhaven B2 -v5.13 | 130 | 7233 | Rate Constraint in MTons | FALSE | L | Annual | Allowances Sold SO2 | Thousand Tons | 0 | 0 | 0 | 0 | 0 | 0 | 0 | 0
BART SO2 Annual Cap-Deerhaven B2 -v5.13 | 130 | 7233 | Rate Constraint in MTons | FALSE | L | Annual | Allowances Banked | Thousand Tons | 0 | 0 | 0 | 0 | 0 | 0 | 0 | 0
BART SO2 Annual Cap-Deerhaven B2 -v5.13 | 130 | 7233 | Rate Constraint in MTons | FALSE | L | Annual | Allowances Withdrawn (1:1) | Thousand Tons | 0 | 0 | 0 | 0 | 0 | 0 | 0 | 0
BART SO2 Annual Cap-Deerhaven B2 -v5.13 | 130 | 7233 | Rate Constraint in MTons | FALSE | L | Annual | Allowances Withdrawn (n:1) | Thousand Tons | 0 | 0 | 0 | 0 | 0 | 0 | 0 | 0
BART SO2 Annual Cap-Deerhaven B2 -v5.13 | 130 | 7233 | Rate Constraint in MTons | FALSE | L | Annual | Net Emissions Allowance Position | Thousand Tons | 0 | 0 | 0 | 0 | 0 | 0 | 0 | 0
BART SO2 Annual Cap-Deerhaven B2 -v5.13 | 130 | 7233 | Rate Constraint in MTons | FALSE | L | Annual | Fuel Consumed | TBtu | 0 | 0 | 0 | 0 | 0 | 0 | 0 | 0
BART SO2 Annual Cap-Deerhaven B2 -v5.13 | 130 | 7233 | Rate Constraint in MTons | FALSE | L | Annual | Rate | lb/MMBtu | 0 | 0 | 0 | 0 | 0 | 0 | 0 | 0
BART SO2 Annual Cap-Deerhaven B2 -v5.13 | 130 | 7233 | Rate Constraint in MTons | FALSE | L | Annual | Generation | TWh | 0 | 0 | 0 | 0 | 0 | 0 | 0 | 0
BART SO2 Annual Cap-Deerhaven B2 -v5.13 | 130 | 7233 | Rate Constraint in MTons | FALSE | L | Annual | Qualifying Generation | TWh | 0 | 0 | 0 | 0 | 0 | 0 | 0 | 0
BART SO2 Annual Cap-Deerhaven B2 -v5.13 | 130 | 7233 | Rate Constraint in MTons | FALSE | L | Annual | Rate | lb/MWh | 0 | 0 | 0 | 0 | 0 | 0 | 0 | 0
BART SO2 Annual Cap-Deerhaven B2 -v5.13 | 130 | 7233 | Rate Constraint in MTons | FALSE | L | Annual | Constraint Shadow Price | US2019$/Ton | 0 | 0 | 0 | 0 | 0 | 0 | 0 | 0
BART SO2 Annual Cap-Northside 1-3 -v5.13 | 131 | 7232 | Rate Constraint in MTons | FALSE | L | Annual | Seasons Included | Seasons | Winter, WintShld, Summer | Winter, WintShld, Summer | Winter, WintShld, Summer | Winter, WintShld, Summer | Winter, WintShld, Summer | Winter, WintShld, Summer | Winter, WintShld, Summer | Winter, WintShld, Summer
BART SO2 Annual Cap-Northside 1-3 -v5.13 | 131 | 7232 | Rate Constraint in MTons | FALSE | L | Annual | Standard SO2 | Thousand Tons | 3.6 | 3.6 | 3.6 | 3.6 | 3.6 | 3.6 | 3.6 | 3.6
BART SO2 Annual Cap-Northside 1-3 -v5.13 | 131 | 7232 | Rate Constraint in MTons | FALSE | L | Annual | Emissions at Affected Plants SO2 | Thousand Tons | 3.6 | 3.6 | 3.6 | 3.6 | 3.6 | 3.6 | 3.6 | 3.6
BART SO2 Annual Cap-Northside 1-3 -v5.13 | 131 | 7232 | Rate Constraint in MTons | FALSE | L | Annual | Allowances Purchased SO2 | Thousand Tons | 0 | 0 | 0 | 0 | 0 | 0 | 0 | 0
BART SO2 Annual Cap-Northside 1-3 -v5.13 | 131 | 7232 | Rate Constraint in MTons | FALSE | L | Annual | Allowances Sold SO2 | Thousand Tons | 0 | 0 | 0 | 0 | 0 | 0 | 0 | 0
BART SO2 Annual Cap-Northside 1-3 -v5.13 | 131 | 7232 | Rate Constraint in MTons | FALSE | L | Annual | Allowances Banked | Thousand Tons | 0 | 0 | 0 | 0 | 0 | 0 | 0 | 0
BART SO2 Annual Cap-Northside 1-3 -v5.13 | 131 | 7232 | Rate Constraint in MTons | FALSE | L | Annual | Allowances Withdrawn (1:1) | Thousand Tons | 0 | 0 | 0 | 0 | 0 | 0 | 0 | 0
BART SO2 Annual Cap-Northside 1-3 -v5.13 | 131 | 7232 | Rate Constraint in MTons | FALSE | L | Annual | Allowances Withdrawn (n:1) | Thousand Tons | 0 | 0 | 0 | 0 | 0 | 0 | 0 | 0
BART SO2 Annual Cap-Northside 1-3 -v5.13 | 131 | 7232 | Rate Constraint in MTons | FALSE | L | Annual | Net Emissions Allowance Position | Thousand Tons | 3.6 | 3.6 | 3.6 | 3.6 | 3.6 | 3.6 | 3.6 | 3.6
BART SO2 Annual Cap-Northside 1-3 -v5.13 | 131 | 7232 | Rate Constraint in MTons | FALSE | L | Annual | Fuel Consumed | TBtu | 6.2338 | 6.2338 | 6.2338 | 6.2338 | 6.2338 | 6.2338 | 6.4828 | 6.2338
BART SO2 Annual Cap-Northside 1-3 -v5.13 | 131 | 7232 | Rate Constraint in MTons | FALSE | L | Annual | Rate | lb/MMBtu | 1.155 | 1.155 | 1.155 | 1.155 | 1.155 | 1.155 | 1.1106 | 1.155
BART SO2 Annual Cap-Northside 1-3 -v5.13 | 131 | 7232 | Rate Constraint in MTons | FALSE | L | Annual | Generation | TWh | 0.60073 | 0.60073 | 0.60073 | 0.60073 | 0.60073 | 0.60073 | 0.62473 | 0.60073
BART SO2 Annual Cap-Northside 1-3 -v5.13 | 131 | 7232 | Rate Constraint in MTons | FALSE | L | Annual | Qualifying Generation | TWh | 0.60073 | 0.60073 | 0.60073 | 0.60073 | 0.60073 | 0.60073 | 0.62473 | 0.60073
BART SO2 Annual Cap-Northside 1-3 -v5.13 | 131 | 7232 | Rate Constraint in MTons | FALSE | L | Annual | Rate | lb/MWh | 11.9854 | 11.9854 | 11.9854 | 11.9854 | 11.9854 | 11.9854 | 11.525 | 11.9854
BART SO2 Annual Cap-Northside 1-3 -v5.13 | 131 | 7232 | Rate Constraint in MTons | FALSE | L | Annual | Constraint Shadow Price | US2019$/Ton | 3057.391 | 1409.1358 | 881.4758 | 1387.825 | 1432.3083 | 1951.8684 | 2137.1441 | 1307.4456
BART SO2 Annual- Coal Creek 1- v6.17 | 132 | 7212 | Rate Constraint in lbs/MMBtu | FALSE | L | Annual | Seasons Included | Seasons | Winter, WintShld, Summer | Winter, WintShld, Summer | Winter, WintShld, Summer | Winter, WintShld, Summer | Winter, WintShld, Summer | Winter, WintShld, Summer | Winter, WintShld, Summer | Winter, WintShld, Summer
BART SO2 Annual- Coal Creek 1- v6.17 | 132 | 7212 | Rate Constraint in lbs/MMBtu | FALSE | L | Annual | Standard SO2 | lb/MMBtu | 0.15 | 0.15 | 0.15 | 0.15 | 0.15 | 0.15 | 0.15 | 0.15
BART SO2 Annual- Coal Creek 1- v6.17 | 132 | 7212 | Rate Constraint in lbs/MMBtu | FALSE | L | Annual | Emissions at Affected Plants SO2 | Thousand Tons | 2.9678 | 2.9678 | 2.9678 | 2.9678 | 2.9678 | 2.9678 | 2.9451 | 2.8104
BART SO2 Annual- Coal Creek 1- v6.17 | 132 | 7212 | Rate Constraint in lbs/MMBtu | FALSE | L | Annual | Allowances Purchased SO2 | Thousand Tons | 0 | 0 | 0 | 0 | 0 | 0 | 0 | 0
BART SO2 Annual- Coal Creek 1- v6.17 | 132 | 7212 | Rate Constraint in lbs/MMBtu | FALSE | L | Annual | Allowances Sold SO2 | Thousand Tons | 0 | 0 | 0 | 0 | 0 | 0 | 0 | 0
BART SO2 Annual- Coal Creek 1- v6.17 | 132 | 7212 | Rate Constraint in lbs/MMBtu | FALSE | L | Annual | Allowances Banked | Thousand Tons | 0 | 0 | 0 | 0 | 0 | 0 | 0 | 0
BART SO2 Annual- Coal Creek 1- v6.17 | 132 | 7212 | Rate Constraint in lbs/MMBtu | FALSE | L | Annual | Allowances Withdrawn (1:1) | Thousand Tons | 0 | 0 | 0 | 0 | 0 | 0 | 0 | 0
BART SO2 Annual- Coal Creek 1- v6.17 | 132 | 7212 | Rate Constraint in lbs/MMBtu | FALSE | L | Annual | Allowances Withdrawn (n:1) | Thousand Tons | 0 | 0 | 0 | 0 | 0 | 0 | 0 | 0
BART SO2 Annual- Coal Creek 1- v6.17 | 132 | 7212 | Rate Constraint in lbs/MMBtu | FALSE | L | Annual | Net Emissions Allowance Position | Thousand Tons | 2.9678 | 2.9678 | 2.9678 | 2.9678 | 2.9678 | 2.9678 | 2.9451 | 2.8104
BART SO2 Annual- Coal Creek 1- v6.17 | 132 | 7212 | Rate Constraint in lbs/MMBtu | FALSE | L | Annual | Fuel Consumed | TBtu | 40.5015 | 40.5015 | 40.5015 | 40.5015 | 40.5015 | 40.5015 | 40.1923 | 38.3537
BART SO2 Annual- Coal Creek 1- v6.17 | 132 | 7212 | Rate Constraint in lbs/MMBtu | FALSE | L | Annual | Rate | lb/MMBtu | 0.14655 | 0.14655 | 0.14655 | 0.14655 | 0.14655 | 0.14655 | 0.14655 | 0.14655
BART SO2 Annual- Coal Creek 1- v6.17 | 132 | 7212 | Rate Constraint in lbs/MMBtu | FALSE | L | Annual | Generation | TWh | 4.1765 | 4.1765 | 4.1765 | 4.1765 | 4.1765 | 4.1765 | 4.1446 | 3.955
BART SO2 Annual- Coal Creek 1- v6.17 | 132 | 7212 | Rate Constraint in lbs/MMBtu | FALSE | L | Annual | Qualifying Generation | TWh | 4.0705 | 4.0705 | 4.0705 | 4.0705 | 4.0705 | 4.0705 | 4.0394 | 3.8546
BART SO2 Annual- Coal Creek 1- v6.17 | 132 | 7212 | Rate Constraint in lbs/MMBtu | FALSE | L | Annual | Rate | lb/MWh | 1.4582 | 1.4582 | 1.4582 | 1.4582 | 1.4582 | 1.4582 | 1.4582 | 1.4582
BART SO2 Annual- Coal Creek 1- v6.17 | 132 | 7212 | Rate Constraint in lbs/MMBtu | FALSE | L | Annual | Constraint Shadow Price | US2019$/Ton | 0 | 0 | 0 | 0 | 0 | 0 | 0 | 0
BART SO2 Annual- Coal Creek 2- v6.17 | 133 | 7213 | Rate Constraint in lbs/MMBtu | FALSE | L | Annual | Seasons Included | Seasons | Winter, WintShld, Summer | Winter, WintShld, Summer | Winter, WintShld, Summer | Winter, WintShld, Summer | Winter, WintShld, Summer | Winter, WintShld, Summer | Winter, WintShld, Summer | Winter, WintShld, Summer
BART SO2 Annual- Coal Creek 2- v6.17 | 133 | 7213 | Rate Constraint in lbs/MMBtu | FALSE | L | Annual | Standard SO2 | lb/MMBtu | 0.15 | 0.15 | 0.15 | 0.15 | 0.15 | 0.15 | 0.15 | 0.15
BART SO2 Annual- Coal Creek 2- v6.17 | 133 | 7213 | Rate Constraint in lbs/MMBtu | FALSE | L | Annual | Emissions at Affected Plants SO2 | Thousand Tons | 2.9626 | 2.9626 | 2.9626 | 2.9626 | 2.9626 | 2.9626 | 2.9266 | 2.8055
BART SO2 Annual- Coal Creek 2- v6.17 | 133 | 7213 | Rate Constraint in lbs/MMBtu | FALSE | L | Annual | Allowances Purchased SO2 | Thousand Tons | 0 | 0 | 0 | 0 | 0 | 0 | 0 | 0
BART SO2 Annual- Coal Creek 2- v6.17 | 133 | 7213 | Rate Constraint in lbs/MMBtu | FALSE | L | Annual | Allowances Sold SO2 | Thousand Tons | 0 | 0 | 0 | 0 | 0 | 0 | 0 | 0
BART SO2 Annual- Coal Creek 2- v6.17 | 133 | 7213 | Rate Constraint in lbs/MMBtu | FALSE | L | Annual | Allowances Banked | Thousand Tons | 0 | 0 | 0 | 0 | 0 | 0 | 0 | 0
BART SO2 Annual- Coal Creek 2- v6.17 | 133 | 7213 | Rate Constraint in lbs/MMBtu | FALSE | L | Annual | Allowances Withdrawn (1:1) | Thousand Tons | 0 | 0 | 0 | 0 | 0 | 0 | 0 | 0
BART SO2 Annual- Coal Creek 2- v6.17 | 133 | 7213 | Rate Constraint in lbs/MMBtu | FALSE | L | Annual | Allowances Withdrawn (n:1) | Thousand Tons | 0 | 0 | 0 | 0 | 0 | 0 | 0 | 0
BART SO2 Annual- Coal Creek 2- v6.17 | 133 | 7213 | Rate Constraint in lbs/MMBtu | FALSE | L | Annual | Net Emissions Allowance Position | Thousand Tons | 2.9626 | 2.9626 | 2.9626 | 2.9626 | 2.9626 | 2.9626 | 2.9266 | 2.8055
BART SO2 Annual- Coal Creek 2- v6.17 | 133 | 7213 | Rate Constraint in lbs/MMBtu | FALSE | L | Annual | Fuel Consumed | TBtu | 40.6579 | 40.6579 | 40.6579 | 40.6579 | 40.6579 | 40.6579 | 40.1632 | 38.5019
BART SO2 Annual- Coal Creek 2- v6.17 | 133 | 7213 | Rate Constraint in lbs/MMBtu | FALSE | L | Annual | Rate | lb/MMBtu | 0.14573 | 0.14573 | 0.14573 | 0.14573 | 0.14573 | 0.14573 | 0.14573 | 0.14573
BART SO2 Annual- Coal Creek 2- v6.17 | 133 | 7213 | Rate Constraint in lbs/MMBtu | FALSE | L | Annual | Generation | TWh | 4.1692 | 4.1692 | 4.1692 | 4.1692 | 4.1692 | 4.1692 | 4.1184 | 3.9481
BART SO2 Annual- Coal Creek 2- v6.17 | 133 | 7213 | Rate Constraint in lbs/MMBtu | FALSE | L | Annual | Qualifying Generation | TWh | 4.0862 | 4.0862 | 4.0862 | 4.0862 | 4.0862 | 4.0862 | 4.0365 | 3.8695
BART SO2 Annual- Coal Creek 2- v6.17 | 133 | 7213 | Rate Constraint in lbs/MMBtu | FALSE | L | Annual | Rate | lb/MWh | 1.45 | 1.45 | 1.45 | 1.45 | 1.45 | 1.45 | 1.45 | 1.45
BART SO2 Annual- Coal Creek 2- v6.17 | 133 | 7213 | Rate Constraint in lbs/MMBtu | FALSE | L | Annual | Constraint Shadow Price | US2019$/Ton | 0 | 0 | 0 | 0 | 0 | 0 | 0 | 0
BART SO2 Annual- Comanche 1,2- v5.16 | 134 | 7199 | Rate Constraint in lbs/MMBtu | FALSE | L | Annual | Seasons Included | Seasons | Winter, WintShld, Summer | Winter, WintShld, Summer | Winter, WintShld, Summer | Winter, WintShld, Summer | Winter, WintShld, Summer | Winter, WintShld, Summer | Winter, WintShld, Summer | Winter, WintShld, Summer
BART SO2 Annual- Comanche 1,2- v5.16 | 134 | 7199 | Rate Constraint in lbs/MMBtu | FALSE | L | Annual | Standard SO2 | lb/MMBtu | 0.1 | 0.1 | 0.1 | 0.1 | 0.1 | 0.1 | 0.1 | 0.1
BART SO2 Annual- Comanche 1,2- v5.16 | 134 | 7199 | Rate Constraint in lbs/MMBtu | FALSE | L | Annual | Emissions at Affected Plants SO2 | Thousand Tons | 0.94766 | 0 | 0 | 0 | 0 | 0 | 0 | 0
BART SO2 Annual- Comanche 1,2- v5.16 | 134 | 7199 | Rate Constraint in lbs/MMBtu | FALSE | L | Annual | Allowances Purchased SO2 | Thousand Tons | 0 | 0 | 0 | 0 | 0 | 0 | 0 | 0
BART SO2 Annual- Comanche 1,2- v5.16 | 134 | 7199 | Rate Constraint in lbs/MMBtu | FALSE | L | Annual | Allowances Sold SO2 | Thousand Tons | 0 | 0 | 0 | 0 | 0 | 0 | 0 | 0
BART SO2 Annual- Comanche 1,2- v5.16 | 134 | 7199 | Rate Constraint in lbs/MMBtu | FALSE | L | Annual | Allowances Banked | Thousand Tons | 0 | 0 | 0 | 0 | 0 | 0 | 0 | 0
BART SO2 Annual- Comanche 1,2- v5.16 | 134 | 7199 | Rate Constraint in lbs/MMBtu | FALSE | L | Annual | Allowances Withdrawn (1:1) | Thousand Tons | 0 | 0 | 0 | 0 | 0 | 0 | 0 | 0
BART SO2 Annual- Comanche 1,2- v5.16 | 134 | 7199 | Rate Constraint in lbs/MMBtu | FALSE | L | Annual | Allowances Withdrawn (n:1) | Thousand Tons | 0 | 0 | 0 | 0 | 0 | 0 | 0 | 0
BART SO2 Annual- Comanche 1,2- v5.16 | 134 | 7199 | Rate Constraint in lbs/MMBtu | FALSE | L | Annual | Net Emissions Allowance Position | Thousand Tons | 0.94766 | 0 | 0 | 0 | 0 | 0 | 0 | 0
BART SO2 Annual- Comanche 1,2- v5.16 | 134 | 7199 | Rate Constraint in lbs/MMBtu | FALSE | L | Annual | Fuel Consumed | TBtu | 25.0018 | 0 | 0 | 0 | 0 | 0 | 0 | 0
BART SO2 Annual- Comanche 1,2- v5.16 | 134 | 7199 | Rate Constraint in lbs/MMBtu | FALSE | L | Annual | Rate | lb/MMBtu | 0.075808 | 0 | 0 | 0 | 0 | 0 | 0 | 0
BART SO2 Annual- Comanche 1,2- v5.16 | 134 | 7199 | Rate Constraint in lbs/MMBtu | FALSE | L | Annual | Generation | TWh | 2.3131 | 0 | 0 | 0 | 0 | 0 | 0 | 0
BART SO2 Annual- Comanche 1,2- v5.16 | 134 | 7199 | Rate Constraint in lbs/MMBtu | FALSE | L | Annual | Qualifying Generation | TWh | 2.3131 | 0 | 0 | 0 | 0 | 0 | 0 | 0
BART SO2 Annual- Comanche 1,2- v5.16 | 134 | 7199 | Rate Constraint in lbs/MMBtu | FALSE | L | Annual | Rate | lb/MWh | 0.81941 | 0 | 0 | 0 | 0 | 0 | 0 | 0
BART SO2 Annual- Comanche 1,2- v5.16 | 134 | 7199 | Rate Constraint in lbs/MMBtu | FALSE | L | Annual | Constraint Shadow Price | US2019$/Ton | 0 | 0 | 0 | 0 | 0 | 0 | 0 | 0
BART SO2 Annual- Comanche 2- v5.16 | 135 | 7198 | Rate Constraint in lbs/MMBtu | FALSE | L | Annual | Seasons Included | Seasons | Winter, WintShld, Summer | Winter, WintShld, Summer | Winter, WintShld, Summer | Winter, WintShld, Summer | Winter, WintShld, Summer | Winter, WintShld, Summer | Winter, WintShld, Summer | Winter, WintShld, Summer
BART SO2 Annual- Comanche 2- v5.16 | 135 | 7198 | Rate Constraint in lbs/MMBtu | FALSE | L | Annual | Standard SO2 | lb/MMBtu | 0.12 | 0.12 | 0.12 | 0.12 | 0.12 | 0.12 | 0.12 | 0.12
BART SO2 Annual- Comanche 2- v5.16 | 135 | 7198 | Rate Constraint in lbs/MMBtu | FALSE | L | Annual | Emissions at Affected Plants SO2 | Thousand Tons | 0.94766 | 0 | 0 | 0 | 0 | 0 | 0 | 0
BART SO2 Annual- Comanche 2- v5.16 | 135 | 7198 | Rate Constraint in lbs/MMBtu | FALSE | L | Annual | Allowances Purchased SO2 | Thousand Tons | 0 | 0 | 0 | 0 | 0 | 0 | 0 | 0
BART SO2 Annual- Comanche 2- v5.16 | 135 | 7198 | Rate Constraint in lbs/MMBtu | FALSE | L | Annual | Allowances Sold SO2 | Thousand Tons | 0 | 0 | 0 | 0 | 0 | 0 | 0 | 0
BART SO2 Annual- Comanche 2- v5.16 | 135 | 7198 | Rate Constraint in lbs/MMBtu | FALSE | L | Annual | Allowances Banked | Thousand Tons | 0 | 0 | 0 | 0 | 0 | 0 | 0 | 0
BART SO2 Annual- Comanche 2- v5.16 | 135 | 7198 | Rate Constraint in lbs/MMBtu | FALSE | L | Annual | Allowances Withdrawn (1:1) | Thousand Tons | 0 | 0 | 0 | 0 | 0 | 0 | 0 | 0
BART SO2 Annual- Comanche 2- v5.16 | 135 | 7198 | Rate Constraint in lbs/MMBtu | FALSE | L | Annual | Allowances Withdrawn (n:1) | Thousand Tons | 0 | 0 | 0 | 0 | 0 | 0 | 0 | 0
BART SO2 Annual- Comanche 2- v5.16 | 135 | 7198 | Rate Constraint in lbs/MMBtu | FALSE | L | Annual | Net Emissions Allowance Position | Thousand Tons | 0.94766 | 0 | 0 | 0 | 0 | 0 | 0 | 0
BART SO2 Annual- Comanche 2- v5.16 | 135 | 7198 | Rate Constraint in lbs/MMBtu | FALSE | L | Annual | Fuel Consumed | TBtu | 25.0018 | 0 | 0 | 0 | 0 | 0 | 0 | 0
BART SO2 Annual- Comanche 2- v5.16 | 135 | 7198 | Rate Constraint in lbs/MMBtu | FALSE | L | Annual | Rate | lb/MMBtu | 0.075808 | 0 | 0 | 0 | 0 | 0 | 0 | 0
BART SO2 Annual- Comanche 2- v5.16 | 135 | 7198 | Rate Constraint in lbs/MMBtu | FALSE | L | Annual | Generation | TWh | 2.3131 | 0 | 0 | 0 | 0 | 0 | 0 | 0
BART SO2 Annual- Comanche 2- v5.16 | 135 | 7198 | Rate Constraint in lbs/MMBtu | FALSE | L | Annual | Qualifying Generation | TWh | 2.3131 | 0 | 0 | 0 | 0 | 0 | 0 | 0
BART SO2 Annual- Comanche 2- v5.16 | 135 | 7198 | Rate Constraint in lbs/MMBtu | FALSE | L | Annual | Rate | lb/MWh | 0.81941 | 0 | 0 | 0 | 0 | 0 | 0 | 0
BART SO2 Annual- Comanche 2- v5.16 | 135 | 7198 | Rate Constraint in lbs/MMBtu | FALSE | L | Annual | Constraint Shadow Price | US2019$/Ton | 0 | 0 | 0 | 0 | 0 | 0 | 0 | 0
BART SO2 Annual- Flint Creek- v6.20 | 136 | 7643 | Rate Constraint in lbs/MMBtu | FALSE | L | Annual | Seasons Included | Seasons | Winter, WintShld, Summer | Winter, WintShld, Summer | Winter, WintShld, Summer | Winter, WintShld, Summer | Winter, WintShld, Summer | Winter, WintShld, Summer | Winter, WintShld, Summer | Winter, WintShld, Summer
BART SO2 Annual- Flint Creek- v6.20 | 136 | 7643 | Rate Constraint in lbs/MMBtu | FALSE | L | Annual | Standard SO2 | lb/MMBtu | 0.06 | 0.06 | 0.06 | 0.06 | 0.06 | 0.06 | 0.06 | 0.06
BART SO2 Annual- Flint Creek- v6.20 | 136 | 7643 | Rate Constraint in lbs/MMBtu | FALSE | L | Annual | Emissions at Affected Plants SO2 | Thousand Tons | 0.93643 | 0.58367 | 0.17383 | 0 | 0 | 0 | 0 | 0
BART SO2 Annual- Flint Creek- v6.20 | 136 | 7643 | Rate Constraint in lbs/MMBtu | FALSE | L | Annual | Allowances Purchased SO2 | Thousand Tons | 0 | 0 | 0 | 0 | 0 | 0 | 0 | 0
BART SO2 Annual- Flint Creek- v6.20 | 136 | 7643 | Rate Constraint in lbs/MMBtu | FALSE | L | Annual | Allowances Sold SO2 | Thousand Tons | 0 | 0 | 0 | 0 | 0 | 0 | 0 | 0
BART SO2 Annual- Flint Creek- v6.20 | 136 | 7643 | Rate Constraint in lbs/MMBtu | FALSE | L | Annual | Allowances Banked | Thousand Tons | 0 | 0 | 0 | 0 | 0 | 0 | 0 | 0
BART SO2 Annual- Flint Creek- v6.20 | 136 | 7643 | Rate Constraint in lbs/MMBtu | FALSE | L | Annual | Allowances Withdrawn (1:1) | Thousand Tons | 0 | 0 | 0 | 0 | 0 | 0 | 0 | 0
BART SO2 Annual- Flint Creek- v6.20 | 136 | 7643 | Rate Constraint in lbs/MMBtu | FALSE | L | Annual | Allowances Withdrawn (n:1) | Thousand Tons | 0 | 0 | 0 | 0 | 0 | 0 | 0 | 0
BART SO2 Annual- Flint Creek- v6.20 | 136 | 7643 | Rate Constraint in lbs/MMBtu | FALSE | L | Annual | Net Emissions Allowance Position | Thousand Tons | 0.93643 | 0.58367 | 0.17383 | 0 | 0 | 0 | 0 | 0
BART SO2 Annual- Flint Creek- v6.20 | 136 | 7643 | Rate Constraint in lbs/MMBtu | FALSE | L | Annual | Fuel Consumed | TBtu | 31.2145 | 19.4556 | 6.0588 | 0 | 0 | 0 | 0 | 0
BART SO2 Annual- Flint Creek- v6.20 | 136 | 7643 | Rate Constraint in lbs/MMBtu | FALSE | L | Annual | Rate | lb/MMBtu | 0.06 | 0.06 | 0.05738 | 0 | 0 | 0 | 0 | 0
BART SO2 Annual- Flint Creek- v6.20 | 136 | 7643 | Rate Constraint in lbs/MMBtu | FALSE | L | Annual | Generation | TWh | 2.9367 | 1.8304 | 0.57003 | 0 | 0 | 0 | 0 | 0
BART SO2 Annual- Flint Creek- v6.20 | 136 | 7643 | Rate Constraint in lbs/MMBtu | FALSE | L | Annual | Qualifying Generation | TWh | 2.9367 | 1.8304 | 0.57003 | 0 | 0 | 0 | 0 | 0
BART SO2 Annual- Flint Creek- v6.20 | 136 | 7643 | Rate Constraint in lbs/MMBtu | FALSE | L | Annual | Rate | lb/MWh | 0.63774 | 0.63774 | 0.60989 | 0 | 0 | 0 | 0 | 0
BART SO2 Annual- Flint Creek- v6.20 | 136 | 7643 | Rate Constraint in lbs/MMBtu | FALSE | L | Annual | Constraint Shadow Price | US2019$/Ton | 314.642 | 26.0706 | 0 | 0 | 0 | 231.4101 | 625.6257 | 1150.0006
BART SO2 Annual- Hayden 1- v5.16 | 137 | 7202 | Rate Constraint in lbs/MMBtu | FALSE | L | Annual | Seasons Included | Seasons | Winter, WintShld, Summer | Winter, WintShld, Summer | Winter, WintShld, Summer | Winter, WintShld, Summer | Winter, WintShld, Summer | Winter, WintShld, Summer | Winter, WintShld, Summer | Winter, WintShld, Summer
BART SO2 Annual- Hayden 1- v5.16 | 137 | 7202 | Rate Constraint in lbs/MMBtu | FALSE | L | Annual | Standard SO2 | lb/MMBtu | 0.13 | 0.13 | 0.13 | 0.13 | 0.13 | 0.13 | 0.13 | 0.13
BART SO2 Annual- Hayden 1- v5.16 | 137 | 7202 | Rate Constraint in lbs/MMBtu | FALSE | L | Annual | Emissions at Affected Plants SO2 | Thousand Tons | 0.78492 | 0 | 0 | 0 | 0 | 0 | 0 | 0
BART SO2 Annual- Hayden 1- v5.16 | 137 | 7202 | Rate Constraint in lbs/MMBtu | FALSE | L | Annual | Allowances Purchased SO2 | Thousand Tons | 0 | 0 | 0 | 0 | 0 | 0 | 0 | 0
BART SO2 Annual- Hayden 1- v5.16 | 137 | 7202 | Rate Constraint in lbs/MMBtu | FALSE | L | Annual | Allowances Sold SO2 | Thousand Tons | 0 | 0 | 0 | 0 | 0 | 0 | 0 | 0
BART SO2 Annual- Hayden 1- v5.16 | 137 | 7202 | Rate Constraint in lbs/MMBtu | FALSE | L | Annual | Allowances Banked | Thousand Tons | 0 | 0 | 0 | 0 | 0 | 0 | 0 | 0
BART SO2 Annual- Hayden 1- v5.16 | 137 | 7202 | Rate Constraint in lbs/MMBtu | FALSE | L | Annual | Allowances Withdrawn (1:1) | Thousand Tons | 0 | 0 | 0 | 0 | 0 | 0 | 0 | 0
BART SO2 Annual- Hayden 1- v5.16 | 137 | 7202 | Rate Constraint in lbs/MMBtu | FALSE | L | Annual | Allowances Withdrawn (n:1) | Thousand Tons | 0 | 0 | 0 | 0 | 0 | 0 | 0 | 0
BART SO2 Annual- Hayden 1- v5.16 | 137 | 7202 | Rate Constraint in lbs/MMBtu | FALSE | L | Annual | Net Emissions Allowance Position | Thousand Tons | 0.78492 | 0 | 0 | 0 | 0 | 0 | 0 | 0
BART SO2 Annual- Hayden 1- v5.16 | 137 | 7202 | Rate Constraint in lbs/MMBtu | FALSE | L | Annual | Fuel Consumed | TBtu | 12.7391 | 0 | 0 | 0 | 0 | 0 | 0 | 0
BART SO2 Annual- Hayden 1- v5.16 | 137 | 7202 | Rate Constraint in lbs/MMBtu | FALSE | L | Annual | Rate | lb/MMBtu | 0.12323 | 0 | 0 | 0 | 0 | 0 | 0 | 0
BART SO2 Annual- Hayden 1- v5.16 | 137 | 7202 | Rate Constraint in lbs/MMBtu | FALSE | L | Annual | Generation | TWh | 1.1677 | 0 | 0 | 0 | 0 | 0 | 0 | 0
BART SO2 Annual- Hayden 1- v5.16 | 137 | 7202 | Rate Constraint in lbs/MMBtu | FALSE | L | Annual | Qualifying Generation | TWh | 1.1677 | 0 | 0 | 0 | 0 | 0 | 0 | 0
BART SO2 Annual- Hayden 1- v5.16 | 137 | 7202 | Rate Constraint in lbs/MMBtu | FALSE | L | Annual | Rate | lb/MWh | 1.3444 | 0 | 0 | 0 | 0 | 0 | 0 | 0
BART SO2 Annual- Hayden 1- v5.16 | 137 | 7202 | Rate Constraint in lbs/MMBtu | FALSE | L | Annual | Constraint Shadow Price | US2019$/Ton | 0 | 0 | 0 | 0 | 0 | 0 | 0 | 0
BART SO2 Annual- Hayden 2- v5.16 | 138 | 7203 | Rate Constraint in lbs/MMBtu | FALSE | L | Annual | Seasons Included | Seasons | Winter, WintShld, Summer | Winter, WintShld, Summer | Winter, WintShld, Summer | Winter, WintShld, Summer | Winter, WintShld, Summer | Winter, WintShld, Summer | Winter, WintShld, Summer | Winter, WintShld, Summer
BART SO2 Annual- Hayden 2- v5.16 | 138 | 7203 | Rate Constraint in lbs/MMBtu | FALSE | L | Annual | Standard SO2 | lb/MMBtu | 0.13 | 0.13 | 0.13 | 0.13 | 0.13 | 0.13 | 0.13 | 0.13
BART SO2 Annual- Hayden 2- v5.16 | 138 | 7203 | Rate Constraint in lbs/MMBtu | FALSE | L | Annual | Emissions at Affected Plants SO2 | Thousand Tons | 1.1264 | 0 | 0 | 0 | 0 | 0 | 0 | 0
BART SO2 Annual- Hayden 2- v5.16 | 138 | 7203 | Rate Constraint in lbs/MMBtu | FALSE | L | Annual | Allowances Purchased SO2 | Thousand Tons | 0 | 0 | 0 | 0 | 0 | 0 | 0 | 0
BART SO2 Annual- Hayden 2- v5.16 | 138 | 7203 | Rate Constraint in lbs/MMBtu | FALSE | L | Annual | Allowances Sold SO2 | Thousand Tons | 0 | 0 | 0 | 0 | 0 | 0 | 0 | 0
BART SO2 Annual- Hayden 2- v5.16 | 138 | 7203 | Rate Constraint in lbs/MMBtu | FALSE | L | Annual | Allowances Banked | Thousand Tons | 0 | 0 | 0 | 0 | 0 | 0 | 0 | 0
BART SO2 Annual- Hayden 2- v5.16 | 138 | 7203 | Rate Constraint in lbs/MMBtu | FALSE | L | Annual | Allowances Withdrawn (1:1) | Thousand Tons | 0 | 0 | 0 | 0 | 0 | 0 | 0 | 0
BART SO2 Annual- Hayden 2- v5.16 | 138 | 7203 | Rate Constraint in lbs/MMBtu | FALSE | L | Annual | Allowances Withdrawn (n:1) | Thousand Tons | 0 | 0 | 0 | 0 | 0 | 0 | 0 | 0
BART SO2 Annual- Hayden 2- v5.16 | 138 | 7203 | Rate Constraint in lbs/MMBtu | FALSE | L | Annual | Net Emissions Allowance Position | Thousand Tons | 1.1264 | 0 | 0 | 0 | 0 | 0 | 0 | 0
BART SO2 Annual- Hayden 2- v5.16 | 138 | 7203 | Rate Constraint in lbs/MMBtu | FALSE | L | Annual | Fuel Consumed | TBtu | 18.2809 | 0 | 0 | 0 | 0 | 0 | 0 | 0
BART SO2 Annual- Hayden 2- v5.16 | 138 | 7203 | Rate Constraint in lbs/MMBtu | FALSE | L | Annual | Rate | lb/MMBtu | 0.12323 | 0 | 0 | 0 | 0 | 0 | 0 | 0
BART SO2 Annual- Hayden 2- v5.16 | 138 | 7203 | Rate Constraint in lbs/MMBtu | FALSE | L | Annual | Generation | TWh | 1.6761 | 0 | 0 | 0 | 0 | 0 | 0 | 0
BART SO2 Annual- Hayden 2- v5.16 | 138 | 7203 | Rate Constraint in lbs/MMBtu | FALSE | L | Annual | Qualifying Generation | TWh | 1.6761 | 0 | 0 | 0 | 0 | 0 | 0 | 0
BART SO2 Annual- Hayden 2- v5.16 | 138 | 7203 | Rate Constraint in lbs/MMBtu | FALSE | L | Annual | Rate | lb/MWh | 1.3441 | 0 | 0 | 0 | 0 | 0 | 0 | 0
BART SO2 Annual- Hayden 2- v5.16 | 138 | 7203 | Rate Constraint in lbs/MMBtu | FALSE | L | Annual | Constraint Shadow Price | US2019$/Ton | 0 | 0 | 0 | 0 | 0 | 0 | 0 | 0
BART SO2 Annual- Martin Drake 6- v5.16 | 139 | 7204 | Rate Constraint in lbs/MMBtu | FALSE | L | Annual | Seasons Included | Seasons | Winter, WintShld, Summer | Winter, WintShld, Summer | Winter, WintShld, Summer | Winter, WintShld, Summer | Winter, WintShld, Summer | Winter, WintShld, Summer | Winter, WintShld, Summer | Winter, WintShld, Summer
BART SO2 Annual- Martin Drake 6- v5.16 | 139 | 7204 | Rate Constraint in lbs/MMBtu | FALSE | L | Annual | Standard SO2 | lb/MMBtu | 0.13 | 0.13 | 0.13 | 0.13 | 0.13 | 0.13 | 0.13 | 0.13
BART SO2 Annual- Martin Drake 6- v5.16 | 139 | 7204 | Rate Constraint in lbs/MMBtu | FALSE | L | Annual | Emissions at Affected Plants SO2 | Thousand Tons | 0 | 0 | 0 | 0 | 0 | 0 | 0 | 0
BART SO2 Annual- Martin Drake 6- v5.16 | 139 | 7204 | Rate Constraint in lbs/MMBtu | FALSE | L | Annual | Allowances Purchased SO2 | Thousand Tons | 0 | 0 | 0 | 0 | 0 | 0 | 0 | 0
BART SO2 Annual- Martin Drake 6- v5.16 | 139 | 7204 | Rate Constraint in lbs/MMBtu | FALSE | L | Annual | Allowances Sold SO2 | Thousand Tons | 0 | 0 | 0 | 0 | 0 | 0 | 0 | 0
BART SO2 Annual- Martin Drake 6- v5.16 | 139 | 7204 | Rate Constraint in lbs/MMBtu | FALSE | L | Annual | Allowances Banked | Thousand Tons | 0 | 0 | 0 | 0 | 0 | 0 | 0 | 0
BART SO2 Annual- Martin Drake 6- v5.16 | 139 | 7204 | Rate Constraint in lbs/MMBtu | FALSE | L | Annual | Allowances Withdrawn (1:1) | Thousand Tons | 0 | 0 | 0 | 0 | 0 | 0 | 0 | 0
BART SO2 Annual- Martin Drake 6- v5.16 | 139 | 7204 | Rate Constraint in lbs/MMBtu | FALSE | L | Annual | Allowances Withdrawn (n:1) | Thousand Tons | 0 | 0 | 0 | 0 | 0 | 0 | 0 | 0
BART SO2 Annual- Martin Drake 6- v5.16 | 139 | 7204 | Rate Constraint in lbs/MMBtu | FALSE | L | Annual | Net Emissions Allowance Position | Thousand Tons | 0 | 0 | 0 | 0 | 0 | 0 | 0 | 0
BART SO2 Annual- Martin Drake 6- v5.16 | 139 | 7204 | Rate Constraint in lbs/MMBtu | FALSE | L | Annual | Fuel Consumed | TBtu | 0 | 0 | 0 | 0 | 0 | 0 | 0 | 0
BART SO2 Annual- Martin Drake 6- v5.16 | 139 | 7204 | Rate Constraint in lbs/MMBtu | FALSE | L | Annual | Rate | lb/MMBtu | 0 | 0 | 0 | 0 | 0 | 0 | 0 | 0
BART SO2 Annual- Martin Drake 6- v5.16 | 139 | 7204 | Rate Constraint in lbs/MMBtu | FALSE | L | Annual | Generation | TWh | 0 | 0 | 0 | 0 | 0 | 0 | 0 | 0
BART SO2 Annual- Martin Drake 6- v5.16 | 139 | 7204 | Rate Constraint in lbs/MMBtu | FALSE | L | Annual | Qualifying Generation | TWh | 0 | 0 | 0 | 0 | 0 | 0 | 0 | 0
BART SO2 Annual- Martin Drake 6- v5.16 | 139 | 7204 | Rate Constraint in lbs/MMBtu | FALSE | L | Annual | Rate | lb/MWh | 0 | 0 | 0 | 0 | 0 | 0 | 0 | 0
BART SO2 Annual- Martin Drake 6- v5.16 | 139 | 7204 | Rate Constraint in lbs/MMBtu | FALSE | L | Annual | Constraint Shadow Price | US2019$/Ton | 0 | 0 | 0 | 0 | 0 | 0 | 0 | 0
BART SO2 Annual- Martin Drake 7- v5.16 | 140 | 7205 | Rate Constraint in lbs/MMBtu | FALSE | L | Annual | Seasons Included | Seasons | Winter, WintShld, Summer | Winter, WintShld, Summer | Winter, WintShld, Summer | Winter, WintShld, Summer | Winter, WintShld, Summer | Winter, WintShld, Summer | Winter, WintShld, Summer | Winter, WintShld, Summer
BART SO2 Annual- Martin Drake 7- v5.16 | 140 | 7205 | Rate Constraint in lbs/MMBtu | FALSE | L | Annual | Standard SO2 | lb/MMBtu | 0.13 | 0.13 | 0.13 | 0.13 | 0.13 | 0.13 | 0.13 | 0.13
BART SO2 Annual- Martin Drake 7- v5.16 | 140 | 7205 | Rate Constraint in lbs/MMBtu | FALSE | L | Annual | Emissions at Affected Plants SO2 | Thousand Tons | 0 | 0 | 0 | 0 | 0 | 0 | 0 | 0
BART SO2 Annual- Martin Drake 7- v5.16 | 140 | 7205 | Rate Constraint in lbs/MMBtu | FALSE | L | Annual | Allowances Purchased SO2 | Thousand Tons | 0 | 0 | 0 | 0 | 0 | 0 | 0 | 0
BART SO2 Annual- Martin Drake 7- v5.16 | 140 | 7205 | Rate Constraint in lbs/MMBtu | FALSE | L | Annual | Allowances Sold SO2 | Thousand Tons | 0 | 0 | 0 | 0 | 0 | 0 | 0 | 0
BART SO2 Annual- Martin Drake 7- v5.16 | 140 | 7205 | Rate Constraint in lbs/MMBtu | FALSE | L | Annual | Allowances Banked | Thousand Tons | 0 | 0 | 0 | 0 | 0 | 0 | 0 | 0
BART SO2 Annual- Martin Drake 7- v5.16 | 140 | 7205 | Rate Constraint in lbs/MMBtu | FALSE | L | Annual | Allowances Withdrawn (1:1) | Thousand Tons | 0 | 0 | 0 | 0 | 0 | 0 | 0 | 0
BART SO2 Annual- Martin Drake 7- v5.16 | 140 | 7205 | Rate Constraint in lbs/MMBtu | FALSE | L | Annual | Allowances Withdrawn (n:1) | Thousand Tons | 0 | 0 | 0 | 0 | 0 | 0 | 0 | 0
BART SO2 Annual- Martin Drake 7- v5.16 | 140 | 7205 | Rate Constraint in lbs/MMBtu | FALSE | L | Annual | Net Emissions Allowance Position | Thousand Tons | 0 | 0 | 0 | 0 | 0 | 0 | 0 | 0
BART SO2 Annual- Martin Drake 7- v5.16 | 140 | 7205 | Rate Constraint in lbs/MMBtu | FALSE | L | Annual | Fuel Consumed | TBtu | 0 | 0 | 0 | 0 | 0 | 0 | 0 | 0
BART SO2 Annual- Martin Drake 7- v5.16 | 140 | 7205 | Rate Constraint in lbs/MMBtu | FALSE | L | Annual | Rate | lb/MMBtu | 0 | 0 | 0 | 0 | 0 | 0 | 0 | 0
BART SO2 Annual- Martin Drake 7- v5.16 | 140 | 7205 | Rate Constraint in lbs/MMBtu | FALSE | L | Annual | Generation | TWh | 0 | 0 | 0 | 0 | 0 | 0 | 0 | 0
BART SO2 Annual- Martin Drake 7- v5.16 | 140 | 7205 | Rate Constraint in lbs/MMBtu | FALSE | L | Annual | Qualifying Generation | TWh | 0 | 0 | 0 | 0 | 0 | 0 | 0 | 0
BART SO2 Annual- Martin Drake 7- v5.16 | 140 | 7205 | Rate Constraint in lbs/MMBtu | FALSE | L | Annual | Rate | lb/MWh | 0 | 0 | 0 | 0 | 0 | 0 | 0 | 0
BART SO2 Annual- Martin Drake 7- v5.16 | 140 | 7205 | Rate Constraint in lbs/MMBtu | FALSE | L | Annual | Constraint Shadow Price | US2019$/Ton | 0 | 0 | 0 | 0 | 0 | 0 | 0 | 0
BART SO2 Annual- Nebraska City- v6.17 | 141 | 7206 | Rate Constraint in lbs/MMBtu | FALSE | L | Annual | Seasons Included | Seasons | Winter, WintShld, Summer | Winter, WintShld, Summer | Winter, WintShld, Summer | Winter, WintShld, Summer | Winter, WintShld, Summer | Winter, WintShld, Summer | Winter, WintShld, Summer | Winter, WintShld, Summer
BART SO2 Annual- Nebraska City- v6.17 | 141 | 7206 | Rate Constraint in lbs/MMBtu | FALSE | L | Annual | Standard SO2 | lb/MMBtu | 1.2 | 1.2 | 1.2 | 1.2 | 1.2 | 1.2 | 1.2 | 1.2
BART SO2 Annual- Nebraska City- v6.17 | 141 | 7206 | Rate Constraint in lbs/MMBtu | FALSE | L | Annual | Emissions at Affected Plants SO2 | Thousand Tons | 11.8648 | 11.8648 | 11.8648 | 11.8648 | 11.8648 | 11.8648 | 11.8648 | 12.492
BART SO2 Annual- Nebraska City- v6.17 | 141 | 7206 | Rate Constraint in lbs/MMBtu | FALSE | L | Annual | Allowances Purchased SO2 | Thousand Tons | 0 | 0 | 0 | 0 | 0 | 0 | 0 | 0
BART SO2 Annual- Nebraska City- v6.17 | 141 | 7206 | Rate Constraint in lbs/MMBtu | FALSE | L | Annual | Allowances Sold SO2 | Thousand Tons | 0 | 0 | 0 | 0 | 0 | 0 | 0 | 0
BART SO2 Annual- Nebraska City- v6.17 | 141 | 7206 | Rate Constraint in lbs/MMBtu | FALSE | L | Annual | Allowances Banked | Thousand Tons | 0 | 0 | 0 | 0 | 0 | 0 | 0 | 0
BART SO2 Annual- Nebraska City- v6.17 | 141 | 7206 | Rate Constraint in lbs/MMBtu | FALSE | L | Annual | Allowances Withdrawn (1:1) | Thousand Tons | 0 | 0 | 0 | 0 | 0 | 0 | 0 | 0
BART SO2 Annual- Nebraska City- v6.17 | 141 | 7206 | Rate Constraint in lbs/MMBtu | FALSE | L | Annual | Allowances Withdrawn (n:1) | Thousand Tons | 0 | 0 | 0 | 0 | 0 | 0 | 0 | 0
BART SO2 Annual- Nebraska City- v6.17 | 141 | 7206 | Rate Constraint in lbs/MMBtu | FALSE | L | Annual | Net Emissions Allowance Position | Thousand Tons | 11.8648 | 11.8648 | 11.8648 | 11.8648 | 11.8648 | 11.8648 | 11.8648 | 12.492
BART SO2 Annual- Nebraska City- v6.17 | 141 | 7206 | Rate Constraint in lbs/MMBtu | FALSE | L | Annual | Fuel Consumed | TBtu | 45.4313 | 45.4313 | 45.4313 | 45.4313 | 45.4313 | 45.4313 | 45.4313 | 45.4313
BART SO2 Annual- Nebraska City- v6.17 | 141 | 7206 | Rate Constraint in lbs/MMBtu | FALSE | L | Annual | Rate | lb/MMBtu | 0.52232 | 0.52232 | 0.52232 | 0.52232 | 0.52232 | 0.52232 | 0.52232 | 0.54993
BART SO2 Annual- Nebraska City- v6.17 | 141 | 7206 | Rate Constraint in lbs/MMBtu | FALSE | L | Annual | Generation | TWh | 4.6273 | 4.6273 | 4.6273 | 4.6273 | 4.6273 | 4.6273 | 4.6273 | 4.6273
BART SO2 Annual- Nebraska City- v6.17 | 141 | 7206 | Rate Constraint in lbs/MMBtu | FALSE | L | Annual | Qualifying Generation | TWh | 4.6273 | 4.6273 | 4.6273 | 4.6273 | 4.6273 | 4.6273 | 4.6273 | 4.6273
BART SO2 Annual- Nebraska City- v6.17 | 141 | 7206 | Rate Constraint in lbs/MMBtu | FALSE | L | Annual | Rate | lb/MWh | 5.1281 | 5.1281 | 5.1281 | 5.1281 | 5.1281 | 5.1281 | 5.1281 | 5.3992
BART SO2 Annual- Nebraska City- v6.17 | 141 | 7206 | Rate Constraint in lbs/MMBtu | FALSE | L | Annual | Constraint Shadow Price | US2019$/Ton | 0 | 0 | 0 | 0 | 0 | 0 | 0 | 0
BART SO2 Annual- Oswego Harbor 5- v5.16 | 142 | 7244 | Rate Constraint in lbs/MMBtu | FALSE | L | Annual | Seasons Included | Seasons | Winter, WintShld, Summer | Winter, WintShld, Summer | Winter, WintShld, Summer | Winter, WintShld, Summer | Winter, WintShld, Summer | Winter, WintShld, Summer | Winter, WintShld, Summer | Winter, WintShld, Summer
BART SO2 Annual- Oswego Harbor 5- v5.16 | 142 | 7244 | Rate Constraint in lbs/MMBtu | FALSE | L | Annual | Standard SO2 | lb/MMBtu | 0.8 | 0.8 | 0.8 | 0.8 | 0.8 | 0.8 | 0.8 | 0.8
BART SO2 Annual- Oswego Harbor 5- v5.16 | 142 | 7244 | Rate Constraint in lbs/MMBtu | FALSE | L | Annual | Emissions at Affected Plants SO2 | Thousand Tons | 0 | 0 | 0 | 0 | 0 | 0 | 0 | 0
BART SO2 Annual- Oswego Harbor 5- v5.16 | 142 | 7244 | Rate Constraint in lbs/MMBtu | FALSE | L | Annual | Allowances Purchased SO2 | Thousand Tons | 0 | 0 | 0 | 0 | 0 | 0 | 0 | 0
BART SO2 Annual- Oswego Harbor 5- v5.16 | 142 | 7244 | Rate Constraint in lbs/MMBtu | FALSE | L | Annual | Allowances Sold SO2 | Thousand Tons | 0 | 0 | 0 | 0 | 0 | 0 | 0 | 0
BART SO2 Annual- Oswego Harbor 5- v5.16 | 142 | 7244 | Rate Constraint in lbs/MMBtu | FALSE | L | Annual | Allowances Banked | Thousand Tons | 0 | 0 | 0 | 0 | 0 | 0 | 0 | 0
BART SO2 Annual- Oswego Harbor 5- v5.16 | 142 | 7244 | Rate Constraint in lbs/MMBtu | FALSE | L | Annual | Allowances Withdrawn (1:1) | Thousand Tons | 0 | 0 | 0 | 0 | 0 | 0 | 0 | 0
BART SO2 Annual- Oswego Harbor 5- v5.16 | 142 | 7244 | Rate Constraint in lbs/MMBtu | FALSE | L | Annual | Allowances Withdrawn (n:1) | Thousand Tons | 0 | 0 | 0 | 0 | 0 | 0 | 0 | 0
BART SO2 Annual- Oswego Harbor 5- v5.16 | 142 | 7244 | Rate Constraint in lbs/MMBtu | FALSE | L | Annual | Net Emissions Allowance Position | Thousand Tons | 0 | 0 | 0 | 0 | 0 | 0 | 0 | 0
BART SO2 Annual- Oswego Harbor 5- v5.16 | 142 | 7244 | Rate Constraint in lbs/MMBtu | FALSE | L | Annual | Fuel Consumed | TBtu | 0 | 0 | 0 | 0 | 0 | 0 | 0 | 0
BART SO2 Annual- Oswego Harbor 5- v5.16 | 142 | 7244 | Rate Constraint in lbs/MMBtu | FALSE | L | Annual | Rate | lb/MMBtu | 0 | 0 | 0 | 0 | 0 | 0 | 0 | 0
BART SO2 Annual- Oswego Harbor 5- v5.16 | 142 | 7244 | Rate Constraint in lbs/MMBtu | FALSE | L | Annual | Generation | TWh | 0 | 0 | 0 | 0 | 0 | 0 | 0 | 0
BART SO2 Annual- Oswego Harbor 5- v5.16 | 142 | 7244 | Rate Constraint in lbs/MMBtu | FALSE | L | Annual | Qualifying Generation | TWh | 0 | 0 | 0 | 0 | 0 | 0 | 0 | 0
BART SO2 Annual- Oswego Harbor 5- v5.16 | 142 | 7244 | Rate Constraint in lbs/MMBtu | FALSE | L | Annual | Rate | lb/MWh | 0 | 0 | 0 | 0 | 0 | 0 | 0 | 0
BART SO2 Annual- Oswego Harbor 5- v5.16 | 142 | 7244 | Rate Constraint in lbs/MMBtu | FALSE | L | Annual | Constraint Shadow Price | US2019$/Ton | 0 | 0 | 0 | 0 | 0 | 0 | 0 | 0
BART SO2 Annual- Oswego Harbor 6- v6.17 | 143 | 7245 | Rate Constraint in lbs/MMBtu | FALSE | L | Annual | Seasons Included | Seasons | Winter, WintShld, Summer | Winter, WintShld, Summer | Winter, WintShld, Summer | Winter, WintShld, Summer | Winter, WintShld, Summer | Winter, WintShld, Summer | Winter, WintShld, Summer | Winter, WintShld, Summer
BART SO2 Annual- Oswego Harbor 6- v6.17 | 143 | 7245 | Rate Constraint in lbs/MMBtu | FALSE | L | Annual | Standard SO2 | lb/MMBtu | 0.8 | 0.8 | 0.8 | 0.8 | 0.8 | 0.8 | 0.8 | 0.8
BART SO2 Annual- Oswego Harbor 6- v6.17 | 143 | 7245 | Rate Constraint in lbs/MMBtu | FALSE | L | Annual | Emissions at Affected Plants SO2 | Thousand Tons | 0 | 0 | 0 | 0 | 0 | 0 | 0 | 0
BART SO2 Annual- Oswego Harbor 6- v6.17 | 143 | 7245 | Rate Constraint in lbs/MMBtu | FALSE | L | Annual | Allowances Purchased SO2 | Thousand Tons | 0 | 0 | 0 | 0 | 0 | 0 | 0 | 0
BART SO2 Annual- Oswego Harbor 6- v6.17 | 143 | 7245 | Rate Constraint in lbs/MMBtu | FALSE | L | Annual | Allowances Sold SO2 | Thousand Tons | 0 | 0 | 0 | 0 | 0 | 0 | 0 | 0
BART SO2 Annual- Oswego Harbor 6- v6.17 | 143 | 7245 | Rate Constraint in lbs/MMBtu | FALSE | L | Annual | Allowances Banked | Thousand Tons | 0 | 0 | 0 | 0 | 0 | 0 | 0 | 0
BART SO2 Annual- Oswego Harbor 6- v6.17 | 143 | 7245 | Rate Constraint in lbs/MMBtu | FALSE | L | Annual | Allowances Withdrawn (1:1) | Thousand Tons | 0 | 0 | 0 | 0 | 0 | 0 | 0 | 0
BART SO2 Annual- Oswego Harbor 6- v6.17 | 143 | 7245 | Rate Constraint in lbs/MMBtu | FALSE | L | Annual | Allowances Withdrawn (n:1) | Thousand Tons | 0 | 0 | 0 | 0 | 0 | 0 | 0 | 0
BART SO2 Annual- Oswego Harbor 6- v6.17 | 143 | 7245 | Rate Constraint in lbs/MMBtu | FALSE | L | Annual | Net Emissions Allowance Position | Thousand Tons | 0 | 0 | 0 | 0 | 0 | 0 | 0 | 0
BART SO2 Annual- Oswego Harbor 6- v6.17 | 143 | 7245 | Rate Constraint in lbs/MMBtu | FALSE | L | Annual | Fuel Consumed | TBtu | 0 | 0 | 0 | 0 | 0 | 0 | 0 | 0
BART SO2 Annual- Oswego Harbor 6- v6.17 | 143 | 7245 | Rate Constraint in lbs/MMBtu | FALSE | L | Annual | Rate | lb/MMBtu | 0 | 0 | 0 | 0 | 0 | 0 | 0 | 0
BART SO2 Annual- Oswego Harbor 6- v6.17 | 143 | 7245 | Rate Constraint in lbs/MMBtu | FALSE | L | Annual | Generation | TWh | 0 | 0 | 0 | 0 | 0 | 0 | 0 | 0
BART SO2 Annual- Oswego Harbor 6- v6.17 | 143 | 7245 | Rate Constraint in lbs/MMBtu | FALSE | L | Annual | Qualifying Generation | TWh | 0 | 0 | 0 | 0 | 0 | 0 | 0 | 0
BART SO2 Annual- Oswego Harbor 6- v6.17 | 143 | 7245 | Rate Constraint in lbs/MMBtu | FALSE | L | Annual | Rate | lb/MWh | 0 | 0 | 0 | 0 | 0 | 0 | 0 | 0
BART SO2 Annual- Oswego Harbor 6- v6.17 | 143 | 7245 | Rate Constraint in lbs/MMBtu | FALSE | L | Annual | Constraint Shadow Price | US2019$/Ton | 0 | 0 | 0 | 0 | 0 | 0 | 0 | 0
BART SO2 Annual Rate-Seminole 1&2 -v5.13 | 144 | 7231 | Rate Constraint in lbs/MMBtu | FALSE | L | Annual | Seasons Included | Seasons | Winter, WintShld, Summer | Winter, WintShld, Summer | Winter, WintShld, Summer | Winter, WintShld, Summer | Winter, WintShld, Summer | Winter, WintShld, Summer | Winter, WintShld, Summer | Winter, WintShld, Summer
BART SO2 Annual Rate-Seminole 1&2 -v5.13 | 144 | 7231 | Rate Constraint in lbs/MMBtu | FALSE | L | Annual | Standard SO2 | lb/MMBtu | 0.25 | 0.25 | 0.25 | 0.25 | 0.25 | 0.25 | 0.25 | 0.25
BART SO2 Annual Rate-Seminole 1&2 -v5.13 | 144 | 7231 | Rate Constraint in lbs/MMBtu | FALSE | L | Annual | Emissions at Affected Plants SO2 | Thousand Tons | 2.0608 | 0 | 0 | 0 | 0 | 0 | 0 | 0
BART SO2 Annual Rate-Seminole 1&2 -v5.13 | 144 | 7231 | Rate Constraint in lbs/MMBtu | FALSE | L | Annual | Allowances Purchased SO2 | Thousand Tons | 0 | 0 | 0 | 0 | 0 | 0 | 0 | 0
BART SO2 Annual Rate-Seminole 1&2 -v5.13 | 144 | 7231 | Rate Constraint in lbs/MMBtu | FALSE | L | Annual | Allowances Sold SO2 | Thousand Tons | 0 | 0 | 0 | 0 | 0 | 0 | 0 | 0
BART SO2 Annual Rate-Seminole 1&2 -v5.13 | 144 | 7231 | Rate Constraint in lbs/MMBtu | FALSE | L | Annual | Allowances Banked | Thousand Tons | 0 | 0 | 0 | 0 | 0 | 0 | 0 | 0
BART SO2 Annual Rate-Seminole 1&2 -v5.13 | 144 | 7231 | Rate Constraint in lbs/MMBtu | FALSE | L | Annual | Allowances Withdrawn (1:1) | Thousand Tons | 0 | 0 | 0 | 0 | 0 | 0 | 0 | 0
BART SO2 Annual Rate-Seminole 1&2 -v5.13 | 144 | 7231 | Rate Constraint in lbs/MMBtu | FALSE | L | Annual | Allowances Withdrawn (n:1) | Thousand Tons | 0 | 0 | 0 | 0 | 0 | 0 | 0 | 0
BART SO2 Annual Rate-Seminole 1&2 -v5.13 | 144 | 7231 | Rate Constraint in lbs/MMBtu | FALSE | L | Annual | Net Emissions Allowance Position | Thousand Tons | 2.0608 | 0 | 0 | 0 | 0 | 0 | 0 | 0
BART SO2 Annual Rate-Seminole 1&2 -v5.13 | 144 | 7231 | Rate Constraint in lbs/MMBtu | FALSE | L | Annual | Fuel Consumed | TBtu | 37.6749 | 0 | 0 | 0 | 0 | 0 | 0 | 0
BART SO2 Annual Rate-Seminole 1&2 -v5.13 | 144 | 7231 | Rate Constraint in lbs/MMBtu | FALSE | L | Annual | Rate | lb/MMBtu | 0.1094 | 0 | 0 | 0 | 0 | 0 | 0 | 0
BART SO2 Annual Rate-Seminole 1&2 -v5.13 | 144 | 7231 | Rate Constraint in lbs/MMBtu | FALSE | L | Annual | Generation | TWh | 3.8167 | 0 | 0 | 0 | 0 | 0 | 0 | 0
BART SO2 Annual Rate-Seminole 1&2 -v5.13 | 144 | 7231 | Rate Constraint in lbs/MMBtu | FALSE | L | Annual | Qualifying Generation | TWh | 3.8167 | 0 | 0 | 0 | 0 | 0 | 0 | 0
BART SO2 Annual Rate-Seminole 1&2 -v5.13 | 144 | 7231 | Rate Constraint in lbs/MMBtu | FALSE | L | Annual | Rate | lb/MWh | 1.0799 | 0 | 0 | 0 | 0 | 0 | 0 | 0
BART SO2 Annual Rate-Seminole 1&2 -v5.13 | 144 | 7231 | Rate Constraint in lbs/MMBtu | FALSE | L | Annual | Constraint Shadow Price | US2019$/Ton | 0 | 0 | 0 | 0 | 0 | 0 | 0 | 0
BART SO2 Annual- Roseton 1- v5.16 | 145 | 7247 | Rate Constraint in lbs/MMBtu | FALSE | L | Annual | Seasons Included | Seasons | Winter, WintShld, Summer | Winter, WintShld, Summer | Winter, WintShld, Summer | Winter, WintShld, Summer | Winter, WintShld, Summer | Winter, WintShld, Summer | Winter, WintShld, Summer | Winter, WintShld, Summer
BART SO2 Annual- Roseton 1- v5.16 | 145 | 7247 | Rate Constraint in lbs/MMBtu | FALSE | L | Annual | Standard SO2 | lb/MMBtu | 0.55 | 0.55 | 0.55 | 0.55 | 0.55 | 0.55 | 0.55 | 0.55
BART SO2 Annual- Roseton 1- v5.16 | 145 | 7247 | Rate Constraint in lbs/MMBtu | FALSE | L | Annual | Emissions at Affected Plants SO2 | Thousand Tons | 0 | 0 | 0 | 0 | 0 | 0 | 0 | 0
BART SO2 Annual- Roseton 1- v5.16 | 145 | 7247 | Rate Constraint in lbs/MMBtu | FALSE | L | Annual | Allowances Purchased SO2 | Thousand Tons | 0 | 0 | 0 | 0 | 0 | 0 | 0 | 0
BART SO2 Annual- Roseton 1- v5.16 | 145 | 7247 | Rate Constraint in lbs/MMBtu | FALSE | L | Annual | Allowances Sold SO2 | Thousand Tons | 0 | 0 | 0 | 0 | 0 | 0 | 0 | 0
BART SO2 Annual- Roseton 1- v5.16 | 145 | 7247 | Rate Constraint in lbs/MMBtu | FALSE | L | Annual | Allowances Banked | Thousand Tons | 0 | 0 | 0 | 0 | 0 | 0 | 0 | 0
BART SO2 Annual- Roseton 1- v5.16 | 145 | 7247 | Rate Constraint in lbs/MMBtu | FALSE | L | Annual | Allowances Withdrawn (1:1) | Thousand Tons | 0 | 0 | 0 | 0 | 0 | 0 | 0 | 0
BART SO2 Annual- Roseton 1- v5.16 | 145 | 7247 | Rate Constraint in lbs/MMBtu | FALSE | L | Annual | Allowances Withdrawn (n:1) | Thousand Tons | 0 | 0 | 0 | 0 | 0 | 0 | 0 | 0
BART SO2 Annual- Roseton 1- v5.16 | 145 | 7247 | Rate Constraint in lbs/MMBtu | FALSE | L | Annual | Net Emissions Allowance Position | Thousand Tons | 0 | 0 | 0 | 0 | 0 | 0 | 0 | 0
BART SO2 Annual- Roseton 1- v5.16 | 145 | 7247 | Rate Constraint in lbs/MMBtu | FALSE | L | Annual | Fuel Consumed | TBtu | 0 | 0 | 0 | 0 | 0 | 0 | 0 | 0
BART SO2 Annual- Roseton 1- v5.16 | 145 | 7247 | Rate Constraint in lbs/MMBtu | FALSE | L | Annual | Rate | lb/MMBtu | 0 | 0 | 0 | 0 | 0 | 0 | 0 | 0
BART SO2 Annual- Roseton 1- v5.16 | 145 | 7247 | Rate Constraint in lbs/MMBtu | FALSE | L | Annual | Generation | TWh | 0 | 0 | 0 | 0 | 0 | 0 | 0 | 0
BART SO2 Annual- Roseton 1- v5.16 | 145 | 7247 | Rate Constraint in lbs/MMBtu | FALSE | L | Annual | Qualifying Generation | TWh | 0 | 0 | 0 | 0 | 0 | 0 | 0 | 0
BART SO2 Annual- Roseton 1- v5.16 | 145 | 7247 | Rate Constraint in lbs/MMBtu | FALSE | L | Annual | Rate | lb/MWh | 0 | 0 | 0 | 0 | 0 | 0 | 0 | 0
BART SO2 Annual- Roseton 1- v5.16 | 145 | 7247 | Rate Constraint in lbs/MMBtu | FALSE | L | Annual | Constraint Shadow Price | US2019$/Ton | 0 | 0 | 1189.821 | 0 | 0 | 0 | 0 | 0
BART SO2 Annual- Roseton 2- v5.16 | 146 | 7248 | Rate Constraint in lbs/MMBtu | FALSE | L | Annual | Seasons Included | Seasons | Winter, WintShld, Summer | Winter, WintShld, Summer | Winter, WintShld, Summer | Winter, WintShld, Summer | Winter, WintShld, Summer | Winter, WintShld, Summer | Winter, WintShld, Summer | Winter, WintShld, Summer
BART SO2 Annual- Roseton 2- v5.16 | 146 | 7248 | Rate Constraint in lbs/MMBtu | FALSE | L | Annual | Standard SO2 | lb/MMBtu | 0.55 | 0.55 | 0.55 | 0.55 | 0.55 | 0.55 | 0.55 | 0.55
BART SO2 Annual- Roseton 2- v5.16 | 146 | 7248 | Rate Constraint in lbs/MMBtu | FALSE | L | Annual | Emissions at Affected Plants SO2 | Thousand Tons | 0 | 0 | 0 | 0 | 0 | 0 | 0 | 0
BART SO2 Annual- Roseton 2- v5.16 | 146 | 7248 | Rate Constraint in lbs/MMBtu | FALSE | L | Annual | Allowances Purchased SO2 | Thousand Tons | 0 | 0 | 0 | 0 | 0 | 0 | 0 | 0
BART SO2 Annual- Roseton 2- v5.16 | 146 | 7248 | Rate Constraint in lbs/MMBtu | FALSE | L | Annual | Allowances Sold SO2 | Thousand Tons | 0 | 0 | 0 | 0 | 0 | 0 | 0 | 0
BART SO2 Annual- Roseton 2- v5.16 | 146 | 7248 | Rate Constraint in lbs/MMBtu | FALSE | L | Annual | Allowances Banked | Thousand Tons | 0 | 0 | 0 | 0 | 0 | 0 | 0 | 0
BART SO2 Annual- Roseton 2- v5.16 | 146 | 7248 | Rate Constraint in lbs/MMBtu | FALSE | L | Annual | Allowances Withdrawn (1:1) | Thousand Tons | 0 | 0 | 0 | 0 | 0 | 0 | 0 | 0
BART SO2 Annual- Roseton 2- v5.16 | 146 | 7248 | Rate Constraint in lbs/MMBtu | FALSE | L | Annual | Allowances Withdrawn (n:1) | Thousand Tons | 0 | 0 | 0 | 0 | 0 | 0 | 0 | 0
BART SO2 Annual- Roseton 2- v5.16 | 146 | 7248 | Rate Constraint in lbs/MMBtu | FALSE | L | Annual | Net Emissions Allowance Position | Thousand Tons | 0 | 0 | 0 | 0 | 0 | 0 | 0 | 0
BART SO2 Annual- Roseton 2- v5.16 | 146 | 7248 | Rate Constraint in lbs/MMBtu | FALSE | L | Annual | Fuel Consumed | TBtu | 0 | 0 | 0 | 0 | 0 | 0 | 0 | 0
BART SO2 Annual- Roseton 2- v5.16 | 146 | 7248 | Rate Constraint in lbs/MMBtu | FALSE | L | Annual | Rate | lb/MMBtu | 0 | 0 | 0 | 0 | 0 | 0 | 0 | 0
BART SO2 Annual- Roseton 2- v5.16 | 146 | 7248 | Rate Constraint in lbs/MMBtu | FALSE | L | Annual | Generation | TWh | 0 | 0 | 0 | 0 | 0 | 0 | 0 | 0
BART SO2 Annual- Roseton 2- v5.16 | 146 | 7248 | Rate Constraint in lbs/MMBtu | FALSE | L | Annual | Qualifying Generation | TWh | 0 | 0 | 0 | 0 | 0 | 0 | 0 | 0
BART SO2 Annual- Roseton 2- v5.16 | 146 | 7248 | Rate Constraint in lbs/MMBtu | FALSE | L | Annual | Rate | lb/MWh | 0 | 0 | 0 | 0 | 0 | 0 | 0 | 0
BART SO2 Annual- Roseton 2- v5.16 | 146 | 7248 | Rate Constraint in lbs/MMBtu | FALSE | L | Annual | Constraint Shadow Price | US2019$/Ton | 0 | 0 | 1178.5017 | 0 | 0 | 0 | 0 | 0
BART SO2 Annual- Sherburne County 1- v5.16 | 147 | 7240 | Rate Constraint in lbs/MMBtu | FALSE | L | Annual | Seasons Included | Seasons | Winter, WintShld, Summer | Winter, WintShld, Summer | Winter, WintShld, Summer | Winter, WintShld, Summer | Winter, WintShld, Summer | Winter, WintShld, Summer | Winter, WintShld, Summer | Winter, WintShld, Summer
BART SO2 Annual- Sherburne County 1- v5.16 | 147 | 7240 | Rate Constraint in lbs/MMBtu | FALSE | L | Annual | Standard SO2 | lb/MMBtu | 0.05 | 0.05 | 0.05 | 0.05 | 0.05 | 0.05 | 0.05 | 0.05
BART SO2 Annual- Sherburne County 1- v5.16 | 147 | 7240 | Rate Constraint in lbs/MMBtu | FALSE | L | Annual | Emissions at Affected Plants SO2 | Thousand Tons | 0.47363 | 0 | 0 | 0 | 0 | 0 | 0 | 0
BART SO2 Annual- Sherburne County 1- v5.16 | 147 | 7240 | Rate Constraint in lbs/MMBtu | FALSE | L | Annual | Allowances Purchased SO2 | Thousand Tons | 0 | 0 | 0 | 0 | 0 | 0 | 0 | 0
BART SO2 Annual- Sherburne County 1- v5.16 | 147 | 7240 | Rate Constraint in lbs/MMBtu | FALSE | L | Annual | Allowances Sold SO2 | Thousand Tons | 0 | 0 | 0 | 0 | 0 | 0 | 0 | 0
BART SO2 Annual- Sherburne County 1- v5.16 | 147 | 7240 | Rate Constraint in lbs/MMBtu | FALSE | L | Annual | Allowances Banked | Thousand Tons | 0 | 0 | 0 | 0 | 0 | 0 | 0 | 0
BART SO2 Annual- Sherburne County 1- v5.16 | 147 | 7240 | Rate Constraint in lbs/MMBtu | FALSE | L | Annual | Allowances Withdrawn (1:1) | Thousand Tons | 0 | 0 | 0 | 0 | 0 | 0 | 0 | 0
BART SO2 Annual- Sherburne County 1- v5.16 | 147 | 7240 | Rate Constraint in lbs/MMBtu | FALSE | L | Annual | Allowances Withdrawn (n:1) | Thousand Tons | 0 | 0 | 0 | 0 | 0 | 0 | 0 | 0
BART SO2 Annual- Sherburne County 1- v5.16 | 147 | 7240 | Rate Constraint in lbs/MMBtu | FALSE | L | Annual | Net Emissions Allowance Position | Thousand Tons | 0.47363 | 0 | 0 | 0 | 0 | 0 | 0 | 0
BART SO2 Annual- Sherburne County 1- v5.16 | 147 | 7240 | Rate Constraint in lbs/MMBtu | FALSE | L | Annual | Fuel Consumed | TBtu | 47.3419 | 0 | 0 | 0 | 0 | 0 | 0 | 0
BART SO2 Annual- Sherburne County 1- v5.16 | 147 | 7240 | Rate Constraint in lbs/MMBtu | FALSE | L | Annual | Rate | lb/MMBtu | 0.020009 | 0 | 0 | 0 | 0 | 0 | 0 | 0
BART SO2 Annual- Sherburne County 1- v5.16 | 147 | 7240 | Rate Constraint in lbs/MMBtu | FALSE | L | Annual | Generation | TWh | 4.8113 | 0 | 0 | 0 | 0 | 0 | 0 | 0
BART SO2 Annual- Sherburne County 1- v5.16 | 147 | 7240 | Rate Constraint in lbs/MMBtu | FALSE | L | Annual | Qualifying Generation | TWh | 4.7083 | 0 | 0 | 0 | 0 | 0 | 0 | 0
BART SO2 Annual- Sherburne County 1- v5.16 | 147 | 7240 | Rate Constraint in lbs/MMBtu | FALSE | L | Annual | Rate | lb/MWh | 0.20119 | 0 | 0 | 0 | 0 | 0 | 0 | 0
BART SO2 Annual- Sherburne County 1- v5.16 | 147 | 7240 | Rate Constraint in lbs/MMBtu | FALSE | L | Annual | Constraint Shadow Price | US2019$/Ton | 0 | 0 | 0 | 0 | 0 | 0 | 0 | 0
BART SO2 Annual- Sherburne County 3- v5.16 | 148 | 7246 | Rate Constraint in lbs/MMBtu | FALSE | L | Annual | Seasons Included | Seasons | Winter, WintShld, Summer | Winter, WintShld, Summer | Winter, WintShld, Summer | Winter, WintShld, Summer | Winter, WintShld, Summer | Winter, WintShld, Summer | Winter, WintShld, Summer | Winter, WintShld, Summer
BART SO2 Annual- Sherburne County 3- v5.16 | 148 | 7246 | Rate Constraint in lbs/MMBtu | FALSE | L | Annual | Standard SO2 | lb/MMBtu | 0.29 | 0.29 | 0.29 | 0.29 | 0.29 | 0.29 | 0.29 | 0.29
BART SO2 Annual- Sherburne County 3- v5.16 | 148 | 7246 | Rate Constraint in lbs/MMBtu | FALSE | L | Annual | Emissions at Affected Plants SO2 | Thousand Tons | 5.0412 | 4.6405 | 4.7278 | 0 | 0 | 0 | 0 | 0
BART SO2 Annual- Sherburne County 3- v5.16 | 148 | 7246 | Rate Constraint in lbs/MMBtu | FALSE | L | Annual | Allowances Purchased SO2 | Thousand Tons | 0 | 0 | 0 | 0 | 0 | 0 | 0 | 0
BART SO2 Annual- Sherburne County 3- v5.16 | 148 | 7246 | Rate Constraint in lbs/MMBtu | FALSE | L | Annual | Allowances Sold SO2 | Thousand Tons | 0 | 0 | 0 | 0 | 0 | 0 | 0 | 0
BART SO2 Annual- Sherburne County 3- v5.16 | 148 | 7246 | Rate Constraint in lbs/MMBtu | FALSE | L | Annual | Allowances Banked | Thousand Tons | 0 | 0 | 0 | 0 | 0 | 0 | 0 | 0
BART SO2 Annual- Sherburne County 3- v5.16 | 148 | 7246 | Rate Constraint in lbs/MMBtu | FALSE | L | Annual | Allowances Withdrawn (1:1) | Thousand Tons | 0 | 0 | 0 | 0 | 0 | 0 | 0 | 0
BART SO2 Annual- Sherburne County 3- v5.16 | 148 | 7246 | Rate Constraint in lbs/MMBtu | FALSE | L | Annual | Allowances Withdrawn (n:1) | Thousand Tons | 0 | 0 | 0 | 0 | 0 | 0 | 0 | 0
BART SO2 Annual- Sherburne County 3- v5.16 | 148 | 7246 | Rate Constraint in lbs/MMBtu | FALSE | L | Annual | Net Emissions Allowance Position | Thousand Tons | 5.0412 | 4.6405 | 4.7278 | 0 | 0 | 0 | 0 | 0
BART SO2 Annual- Sherburne County 3- v5.16 | 148 | 7246 | Rate Constraint in lbs/MMBtu | FALSE | L | Annual | Fuel Consumed | TBtu | 60.8625 | 56.0241 | 57.0784 | 0 | 0 | 0 | 0 | 0
BART SO2 Annual- Sherburne County 3- v5.16 | 148 | 7246 | Rate Constraint in lbs/MMBtu | FALSE | L | Annual | Rate | lb/MMBtu | 0.16566 | 0.16566 | 0.16566 | 0 | 0 | 0 | 0 | 0
BART SO2 Annual- Sherburne County 3- v5.16 | 148 | 7246 | Rate Constraint in lbs/MMBtu | FALSE | L | Annual | Generation | TWh | 6.0753 | 5.5923 | 5.6976 | 0 | 0 | 0 | 0 | 0
BART SO2 Annual- Sherburne County 3- v5.16 | 148 | 7246 | Rate Constraint in lbs/MMBtu | FALSE | L | Annual | Qualifying Generation | TWh | 6.0753 | 5.5923 | 5.6976 | 0 | 0 | 0 | 0 | 0
BART SO2 Annual- Sherburne County 3- v5.16 | 148 | 7246 | Rate Constraint in lbs/MMBtu | FALSE | L | Annual | Rate | lb/MWh | 1.6596 | 1.6596 | 1.6596 | 0 | 0 | 0 | 0 | 0
BART SO2 Annual- Sherburne County 3- v5.16 | 148 | 7246 | Rate Constraint in lbs/MMBtu | FALSE | L | Annual | Constraint Shadow Price | US2019$/Ton | 0 | 0 | 0 | 0 | 0 | 0 | 0 | 0
BART SO2 Annual- Transalta Centralia 1,2- v5.16 | 149 | 7239 | Rate Constraint in MTons | FALSE | L | Annual | Seasons Included | Seasons | Winter, WintShld, Summer | Winter, WintShld, Summer | Winter, WintShld, Summer | Winter, WintShld, Summer | Winter, WintShld, Summer | Winter, WintShld, Summer | Winter, WintShld, Summer | Winter, WintShld, Summer
BART SO2 Annual- Transalta Centralia 1,2- v5.16 | 149 | 7239 | Rate Constraint in MTons | FALSE | L | Annual | Standard SO2 | Thousand Tons | 10 | 10 | 10 | 10 | 10 | 10 | 10 | 10
BART SO2 Annual- Transalta Centralia 1,2- v5.16 | 149 | 7239 | Rate Constraint in MTons | FALSE | L | Annual | Emissions at Affected Plants SO2 | Thousand Tons | 0.84706 | 0 | 0 | 0 | 0 | 0 | 0 | 0
BART SO2 Annual- Transalta Centralia 1,2- v5.16 | 149 | 7239 | Rate Constraint in MTons | FALSE | L | Annual | Allowances Purchased SO2 | Thousand Tons | 0 | 0 | 0 | 0 | 0 | 0 | 0 | 0
BART SO2 Annual- Transalta Centralia 1,2- v5.16 | 149 | 7239 | Rate Constraint in MTons | FALSE | L | Annual | Allowances Sold SO2 | Thousand Tons | 0 | 0 | 0 | 0 | 0 | 0 | 0 | 0
BART SO2 Annual- Transalta Centralia 1,2- v5.16 | 149 | 7239 | Rate Constraint in MTons | FALSE | L | Annual | Allowances Banked | Thousand Tons | 0 | 0 | 0 | 0 | 0 | 0 | 0 | 0
BART SO2 Annual- Transalta Centralia 1,2- v5.16 | 149 | 7239 | Rate Constraint in MTons | FALSE | L | Annual | Allowances Withdrawn (1:1) | Thousand Tons | 0 | 0 | 0 | 0 | 0 | 0 | 0 | 0
BART SO2 Annual- Transalta Centralia 1,2- v5.16 | 149 | 7239 | Rate Constraint in MTons | FALSE | L | Annual | Allowances Withdrawn (n:1) | Thousand Tons | 0 | 0 | 0 | 0 | 0 | 0 | 0 | 0
BART SO2 Annual- Transalta Centralia 1,2- v5.16 | 149 | 7239 | Rate Constraint in MTons | FALSE | L | Annual | Net Emissions Allowance Position | Thousand Tons | 0.84706 | 0 | 0 | 0 | 0 | 0 | 0 | 0
BART SO2 Annual- Transalta Centralia 1,2- v5.16 | 149 | 7239 | Rate Constraint in MTons | FALSE | L | Annual | Fuel Consumed | TBtu | 31.4748 | 0 | 0 | 0 | 0 | 0 | 0 | 0
BART SO2 Annual- Transalta Centralia 1,2- v5.16 | 149 | 7239 | Rate Constraint in MTons | FALSE | L | Annual | Rate | lb/MMBtu | 0.053825 | 0 | 0 | 0 | 0 | 0 | 0 | 0
BART SO2 Annual- Transalta Centralia 1,2- v5.16 | 149 | 7239 | Rate Constraint in MTons | FALSE | L | Annual | Generation | TWh | 2.8274 | 0 | 0 | 0 | 0 | 0 | 0 | 0
BART SO2 Annual- Transalta Centralia 1,2- v5.16 | 149 | 7239 | Rate Constraint in MTons | FALSE | L | Annual | Qualifying Generation | TWh | 2.8274 | 0 | 0 | 0 | 0 | 0 | 0 | 0
BART SO2 Annual- Transalta Centralia 1,2- v5.16 | 149 | 7239 | Rate Constraint in MTons | FALSE | L | Annual | Rate | lb/MWh | 0.59917 | 0 | 0 | 0 | 0 | 0 | 0 | 0
BART SO2 Annual- Transalta Centralia 1,2- v5.16 | 149 | 7239 | Rate Constraint in MTons | FALSE | L | Annual | Constraint Shadow Price | US2019$/Ton | 0 | 0 | 0 | 0 | 0 | 0 | 0 | 0
BART SO2 Annual- White Bluff 1- v6.20 | 150 | 7641 | Rate Constraint in lbs/MMBtu | FALSE | L | Annual | Seasons Included | Seasons | Winter, WintShld, Summer | Winter, WintShld, Summer | Winter, WintShld, Summer | Winter, WintShld, Summer | Winter, WintShld, Summer | Winter, WintShld, Summer | Winter, WintShld, Summer | Winter, WintShld, Summer
BART SO2 Annual- White Bluff 1- v6.20 | 150 | 7641 | Rate Constraint in lbs/MMBtu | FALSE | L | Annual | Standard SO2 | lb/MMBtu | 0.6 | 0.6 | 0.6 | 0.6 | 0.6 | 0.6 | 0.6 | 0.6
BART SO2 Annual- White Bluff 1- v6.20 | 150 | 7641 | Rate Constraint in lbs/MMBtu | FALSE | L | Annual | Emissions at Affected Plants SO2 | Thousand Tons | 15.3165 | 15.3165 | 12.1573 | 0 | 0 | 0 | 0 | 0
BART SO2 Annual- White Bluff 1- v6.20 | 150 | 7641 | Rate Constraint in lbs/MMBtu | FALSE | L | Annual | Allowances Purchased SO2 | Thousand Tons | 0 | 0 | 0 | 0 | 0 | 0 | 0 | 0
BART SO2 Annual- White Bluff 1- v6.20 | 150 | 7641 | Rate Constraint in lbs/MMBtu | FALSE | L | Annual | Allowances Sold SO2 | Thousand Tons | 0 | 0 | 0 | 0 | 0 | 0 | 0 | 0
BART SO2 Annual- White Bluff 1- v6.20 | 150 | 7641 | Rate Constraint in lbs/MMBtu | FALSE | L | Annual | Allowances Banked | Thousand Tons | 0 | 0 | 0 | 0 | 0 | 0 | 0 | 0
BART SO2 Annual- White Bluff 1- v6.20 | 150 | 7641 | Rate Constraint in lbs/MMBtu | FALSE | L | Annual | Allowances Withdrawn (1:1) | Thousand Tons | 0 | 0 | 0 | 0 | 0 | 0 | 0 | 0
BART SO2 Annual- White Bluff 1- v6.20 | 150 | 7641 | Rate Constraint in lbs/MMBtu | FALSE | L | Annual | Allowances Withdrawn (n:1) | Thousand Tons | 0 | 0 | 0 | 0 | 0 | 0 | 0 | 0
BART SO2 Annual- White Bluff 1- v6.20 | 150 | 7641 | Rate Constraint in lbs/MMBtu | FALSE | L | Annual | Net Emissions Allowance Position | Thousand Tons | 15.3165 | 15.3165 | 12.1573 | 0 | 0 | 0 | 0 | 0
BART SO2 Annual- White Bluff 1- v6.20 | 150 | 7641 | Rate Constraint in lbs/MMBtu | FALSE | L | Annual | Fuel Consumed | TBtu | 58.6482 | 58.6482 | 46.5511 | 0 | 0 | 0 | 0 | 0
BART SO2 Annual- White Bluff 1- v6.20 | 150 | 7641 | Rate Constraint in lbs/MMBtu | FALSE | L | Annual | Rate | lb/MMBtu | 0.52232 | 0.52232 | 0.52232 | 0 | 0 | 0 | 0 | 0
BART SO2 Annual- White Bluff 1- v6.20 | 150 | 7641 | Rate Constraint in lbs/MMBtu | FALSE | L | Annual | Generation | TWh | 5.6731 | 5.6731 | 4.5029 | 0 | 0 | 0 | 0 | 0
BART SO2 Annual- White Bluff 1- v6.20 | 150 | 7641 | Rate Constraint in lbs/MMBtu | FALSE | L | Annual | Qualifying Generation | TWh | 5.6731 | 5.6731 | 4.5029 | 0 | 0 | 0 | 0 | 0
BART SO2 Annual- White Bluff 1- v6.20 | 150 | 7641 | Rate Constraint in lbs/MMBtu | FALSE | L | Annual | Rate | lb/MWh | 5.3997 | 5.3997 | 5.3997 | 0 | 0 | 0 | 0 | 0
BART SO2 Annual- White Bluff 1- v6.20 | 150 | 7641 | Rate Constraint in lbs/MMBtu | FALSE | L | Annual | Constraint Shadow Price | US2019$/Ton | 0 | 0 | 0 | 0 | 0 | 0 | 0 | 0
BART SO2 Annual- White Bluff 2- v6.20 | 151 | 7642 | Rate Constraint in lbs/MMBtu | FALSE | L | Annual | Seasons Included | Seasons | Winter, WintShld, Summer | Winter, WintShld, Summer | Winter, WintShld, Summer | Winter, WintShld, Summer | Winter, WintShld, Summer | Winter, WintShld, Summer | Winter, WintShld, Summer | Winter, WintShld, Summer
BART SO2 Annual- White Bluff 2- v6.20 | 151 | 7642 | Rate Constraint in lbs/MMBtu | FALSE | L | Annual | Standard SO2 | lb/MMBtu | 0.6 | 0.6 | 0.6 | 0.6 | 0.6 | 0.6 | 0.6 | 0.6
BART SO2 Annual- White Bluff 2- v6.20 | 151 | 7642 | Rate Constraint in lbs/MMBtu | FALSE | L | Annual | Emissions at Affected Plants SO2 | Thousand Tons | 15.1394 | 15.1394 | 13.4606 | 0 | 0 | 0 | 0 | 0
BART SO2 Annual- White Bluff 2- v6.20 | 151 | 7642 | Rate Constraint in lbs/MMBtu | FALSE | L | Annual | Allowances Purchased SO2 | Thousand Tons | 0 | 0 | 0 | 0 | 0 | 0 | 0 | 0
BART SO2 Annual- White Bluff 2- v6.20 | 151 | 7642 | Rate Constraint in lbs/MMBtu | FALSE | L | Annual | Allowances Sold SO2 | Thousand Tons | 0 | 0 | 0 | 0 | 0 | 0 | 0 | 0
BART SO2 Annual- White Bluff 2- v6.20 | 151 | 7642 | Rate Constraint in lbs/MMBtu | FALSE | L | Annual | Allowances Banked | Thousand Tons | 0 | 0 | 0 | 0 | 0 | 0 | 0 | 0
BART SO2 Annual- White Bluff 2- v6.20 | 151 | 7642 | Rate Constraint in lbs/MMBtu | FALSE | L | Annual | Allowances Withdrawn (1:1) | Thousand Tons | 0 | 0 | 0 | 0 | 0 | 0 | 0 | 0
BART SO2 Annual- White Bluff 2- v6.20 | 151 | 7642 | Rate Constraint in lbs/MMBtu | FALSE | L | Annual | Allowances Withdrawn (n:1) | Thousand Tons | 0 | 0 | 0 | 0 | 0 | 0 | 0 | 0
BART SO2 Annual- White Bluff 2- v6.20 | 151 | 7642 | Rate Constraint in lbs/MMBtu | FALSE | L | Annual | Net Emissions Allowance Position | Thousand Tons | 15.1394 | 15.1394 | 13.4606 | 0 | 0 | 0 | 0 | 0
BART SO2 Annual- White Bluff 2- v6.20 | 151 | 7642 | Rate Constraint in lbs/MMBtu | FALSE | L | Annual | Fuel Consumed | TBtu | 57.9701 | 57.9701 | 51.5418 | 0 | 0 | 0 | 0 | 0
BART SO2 Annual- White Bluff 2- v6.20 | 151 | 7642 | Rate Constraint in lbs/MMBtu | FALSE | L | Annual | Rate | lb/MMBtu | 0.52232 | 0.52232 | 0.52232 | 0 | 0 | 0 | 0 | 0
BART SO2 Annual- White Bluff 2- v6.20 | 151 | 7642 | Rate Constraint in lbs/MMBtu | FALSE | L | Annual | Generation | TWh | 5.68 | 5.68 | 5.0501 | 0 | 0 | 0 | 0 | 0
BART SO2 Annual- White Bluff 2- v6.20 | 151 | 7642 | Rate Constraint in lbs/MMBtu | FALSE | L | Annual | Qualifying Generation | TWh | 5.68 | 5.68 | 5.0501 | 0 | 0 | 0 | 0 | 0
BART SO2 Annual- White Bluff 2- v6.20 | 151 | 7642 | Rate Constraint in lbs/MMBtu | FALSE | L | Annual | Rate | lb/MWh | 5.3308 | 5.3308 | 5.3308 | 0 | 0 | 0 | 0 | 0
BART SO2 Annual- White Bluff 2- v6.20 | 151 | 7642 | Rate Constraint in lbs/MMBtu | FALSE | L | Annual | Constraint Shadow Price | US2019$/Ton | 0 | 0 | 0 | 0 | 0 | 0 | 0 | 0
BART SO2 Annual-Apache Station 2 -v5.13 | 152 | 7207 | Rate Constraint in lbs/MMBtu | FALSE | L | Annual | Seasons Included | Seasons | Winter, WintShld, Summer | Winter, WintShld, Summer | Winter, WintShld, Summer | Winter, WintShld, Summer | Winter, WintShld, Summer | Winter, WintShld, Summer | Winter, WintShld, Summer | Winter, WintShld, Summer
BART SO2 Annual-Apache Station 2 -v5.13 | 152 | 7207 | Rate Constraint in lbs/MMBtu | FALSE | L | Annual | Standard SO2 | lb/MMBtu | 0.00064 | 0.00064 | 0.00064 | 0.00064 | 0.00064 | 0.00064 | 0.00064 | 0.00064
BART SO2 Annual-Apache Station 2 -v5.13 | 152 | 7207 | Rate Constraint in lbs/MMBtu | FALSE | L | Annual | Emissions at Affected Plants SO2 | Thousand Tons | 0 | 0 | 0 | 0 | 0 | 0 | 0 | 0
BART SO2 Annual-Apache Station 2 -v5.13 | 152 | 7207 | Rate Constraint in lbs/MMBtu | FALSE | L | Annual | Allowances Purchased SO2 | Thousand Tons | 0 | 0 | 0 | 0 | 0 | 0 | 0 | 0
BART SO2 Annual-Apache Station 2 -v5.13 | 152 | 7207 | Rate Constraint in lbs/MMBtu | FALSE | L | Annual | Allowances Sold SO2 | Thousand Tons | 0 | 0 | 0 | 0 | 0 | 0 | 0 | 0
BART SO2 Annual-Apache Station 2 -v5.13 | 152 | 7207 | Rate Constraint in lbs/MMBtu | FALSE | L | Annual | Allowances Banked | Thousand Tons | 0 | 0 | 0 | 0 | 0 | 0 | 0 | 0
BART SO2 Annual-Apache Station 2 -v5.13 | 152 | 7207 | Rate Constraint in lbs/MMBtu | FALSE | L | Annual | Allowances Withdrawn (1:1) | Thousand Tons | 0 | 0 | 0 | 0 | 0 | 0 | 0 | 0
BART SO2 Annual-Apache Station 2 -v5.13 | 152 | 7207 | Rate Constraint in lbs/MMBtu | FALSE | L | Annual | Allowances Withdrawn (n:1) | Thousand Tons | 0 | 0 | 0 | 0 | 0 | 0 | 0 | 0
BART SO2 Annual-Apache Station 2 -v5.13 | 152 | 7207 | Rate Constraint in lbs/MMBtu | FALSE | L | Annual | Net Emissions Allowance Position | Thousand Tons | 0 | 0 | 0 | 0 | 0 | 0 | 0 | 0
BART SO2 Annual-Apache Station 2 -v5.13 | 152 | 7207 | Rate Constraint in lbs/MMBtu | FALSE | L | Annual | Fuel Consumed | TBtu | 0 | 0 | 0 | 0 | 0 | 0 | 0 | 0
BART SO2 Annual-Apache Station 2 -v5.13 | 152 | 7207 | Rate Constraint in lbs/MMBtu | FALSE | L | Annual | Rate | lb/MMBtu | 0 | 0 | 0 | 0 | 0 | 0 | 0 | 0
BART SO2 Annual-Apache Station 2 -v5.13 | 152 | 7207 | Rate Constraint in lbs/MMBtu | FALSE | L | Annual | Generation | TWh | 0 | 0 | 0 | 0 | 0 | 0 | 0 | 0
BART SO2 Annual-Apache Station 2 -v5.13 | 152 | 7207 | Rate Constraint in lbs/MMBtu | FALSE | L | Annual | Qualifying Generation | TWh | 0 | 0 | 0 | 0 | 0 | 0 | 0 | 0
BART SO2 Annual-Apache Station 2 -v5.13 | 152 | 7207 | Rate Constraint in lbs/MMBtu | FALSE | L | Annual | Rate | lb/MWh | 0 | 0 | 0 | 0 | 0 | 0 | 0 | 0
BART SO2 Annual-Apache Station 2 -v5.13 | 152 | 7207 | Rate Constraint in lbs/MMBtu | FALSE | L | Annual | Constraint Shadow Price | US2019$/Ton | 0 | 0 | 0 | 0 | 0 | 0 | 0 | 0
BART SO2 Annual-Apache Station 3 -v5.13 | 153 | 7208 | Rate Constraint in lbs/MMBtu | FALSE | L | Annual | Seasons Included | Seasons | Winter, WintShld, Summer | Winter, WintShld, Summer | Winter, WintShld, Summer | Winter, WintShld, Summer | Winter, WintShld, Summer | Winter, WintShld, Summer | Winter, WintShld, Summer | Winter, WintShld, Summer
BART SO2 Annual-Apache Station 3 -v5.13 | 153 | 7208 | Rate Constraint in lbs/MMBtu | FALSE | L | Annual | Standard SO2 | lb/MMBtu | 0.15 | 0.15 | 0.15 | 0.15 | 0.15 | 0.15 | 0.15 | 0.15
BART SO2 Annual-Apache Station 3 -v5.13 | 153 | 7208 | Rate Constraint in lbs/MMBtu | FALSE | L | Annual | Emissions at Affected Plants SO2 | Thousand Tons | 0.55159 | 0.13124 | 0.067482 | 0.067482 | 0.067482 | 0.10349 | 0.10349 | 0.067482
BART SO2 Annual-Apache Station 3 -v5.13 | 153 | 7208 | Rate Constraint in lbs/MMBtu | FALSE | L | Annual | Allowances Purchased SO2 | Thousand Tons | 0 | 0 | 0 | 0 | 0 | 0 | 0 | 0
BART SO2 Annual-Apache Station 3 -v5.13 | 153 | 7208 | Rate Constraint in lbs/MMBtu | FALSE | L | Annual | Allowances Sold SO2 | Thousand Tons | 0 | 0 | 0 | 0 | 0 | 0 | 0 | 0
BART SO2 Annual-Apache Station 3 -v5.13 | 153 | 7208 | Rate Constraint in lbs/MMBtu | FALSE | L | Annual | Allowances Banked | Thousand Tons | 0 | 0 | 0 | 0 | 0 | 0 | 0 | 0
BART SO2 Annual-Apache Station 3 -v5.13 | 153 | 7208 | Rate Constraint in lbs/MMBtu | FALSE | L | Annual | Allowances Withdrawn (1:1) | Thousand Tons | 0 | 0 | 0 | 0 | 0 | 0 | 0 | 0
BART SO2 Annual-Apache Station 3 -v5.13 | 153 | 7208 | Rate Constraint in lbs/MMBtu | FALSE | L | Annual | Allowances Withdrawn (n:1) | Thousand Tons | 0 | 0 | 0 | 0 | 0 | 0 | 0 | 0
BART SO2 Annual-Apache Station 3 -v5.13 | 153 | 7208 | Rate Constraint in lbs/MMBtu | FALSE | L | Annual | Net Emissions Allowance Position | Thousand Tons | 0.55159 | 0.13124 | 0.067482 | 0.067482 | 0.067482 | 0.10349 | 0.10349 | 0.067482
BART SO2 Annual-Apache Station 3 -v5.13 | 153 | 7208 | Rate Constraint in lbs/MMBtu | FALSE | L | Annual | Fuel Consumed | TBtu | 14.0807 | 3.3503 | 1.7226 | 1.7226 | 1.7226 | 2.6418 | 2.6418 | 1.7226
BART SO2 Annual-Apache Station 3 -v5.13 | 153 | 7208 | Rate Constraint in lbs/MMBtu | FALSE | L | Annual | Rate | lb/MMBtu | 0.078348 | 0.078348 | 0.078348 | 0.078348 | 0.078348 | 0.078348 | 0.078348 | 0.078348
BART SO2 Annual-Apache Station 3 -v5.13 | 153 | 7208 | Rate Constraint in lbs/MMBtu | FALSE | L | Annual | Generation | TWh | 1.2531 | 0.29815 | 0.1533 | 0.1533 | 0.1533 | 0.2351 | 0.2351 | 0.1533
BART SO2 Annual-Apache Station 3 -v5.13 | 153 | 7208 | Rate Constraint in lbs/MMBtu | FALSE | L | Annual | Qualifying Generation | TWh | 1.2531 | 0.29815 | 0.1533 | 0.1533 | 0.1533 | 0.2351 | 0.2351 | 0.1533
BART SO2 Annual-Apache Station 3 -v5.13 | 153 | 7208 | Rate Constraint in lbs/MMBtu | FALSE | L | Annual | Rate | lb/MWh | 0.88039 | 0.88039 | 0.88039 | 0.88039 | 0.88039 | 0.88039 | 0.88039 | 0.88039
BART SO2 Annual-Apache Station 3 -v5.13 | 153 | 7208 | Rate Constraint in lbs/MMBtu | FALSE | L | Annual | Constraint Shadow Price | US2019$/Ton | 0 | 0 | 0 | 0 | 0 | 0 | 0 | 0
BART SO2 Annual-Campbell 1 -v5.14 | 154 | 7235 | Rate Constraint in lbs/MMBtu | FALSE | L | Annual | Seasons Included | Seasons | Winter, WintShld, Summer | Winter, WintShld, Summer | Winter, WintShld, Summer | Winter, WintShld, Summer | Winter, WintShld, Summer | Winter, WintShld, Summer | Winter, WintShld, Summer | Winter, WintShld, Summer
BART SO2 Annual-Campbell 1 -v5.14 | 154 | 7235 | Rate Constraint in lbs/MMBtu | FALSE | L | Annual | Standard SO2 | lb/MMBtu | 0.29 | 0.29 | 0.29 | 0.29 | 0.29 | 0.29 | 0.29 | 0.29
BART SO2 Annual-Campbell 1 -v5.14 | 154 | 7235 | Rate Constraint in lbs/MMBtu | FALSE | L | Annual | Emissions at Affected Plants SO2 | Thousand Tons | 2.6223 | 0 | 0 | 0 | 0 | 0 | 0 | 0
BART SO2 Annual-Campbell 1 -v5.14 | 154 | 7235 | Rate Constraint in lbs/MMBtu | FALSE | L | Annual | Allowances Purchased SO2 | Thousand Tons | 0 | 0 | 0 | 0 | 0 | 0 | 0 | 0
BART SO2 Annual-Campbell 1 -v5.14 | 154 | 7235 | Rate Constraint in lbs/MMBtu | FALSE | L | Annual | Allowances Sold SO2 | Thousand Tons | 0 | 0 | 0 | 0 | 0 | 0 | 0 | 0
BART SO2 Annual-Campbell 1 -v5.14 | 154 | 7235 | Rate Constraint in lbs/MMBtu | FALSE | L | Annual | Allowances Banked | Thousand Tons | 0 | 0 | 0 | 0 | 0 | 0 | 0 | 0
BART SO2 Annual-Campbell 1 -v5.14 | 154 | 7235 | Rate Constraint in lbs/MMBtu | FALSE | L | Annual | Allowances Withdrawn (1:1) | Thousand Tons | 0 | 0 | 0 | 0 | 0 | 0 | 0 | 0
BART SO2 Annual-Campbell 1 -v5.14 | 154 | 7235 | Rate Constraint in lbs/MMBtu | FALSE | L | Annual | Allowances Withdrawn (n:1) | Thousand Tons | 0 | 0 | 0 | 0 | 0 | 0 | 0 | 0
BART SO2 Annual-Campbell 1 -v5.14 | 154 | 7235 | Rate Constraint in lbs/MMBtu | FALSE | L | Annual | Net Emissions Allowance Position | Thousand Tons | 2.6223 | 0 | 0 | 0 | 0 | 0 | 0 | 0
BART SO2 Annual-Campbell 1 -v5.14 | 154 | 7235 | Rate Constraint in lbs/MMBtu | FALSE | L | Annual | Fuel Consumed | TBtu | 18.2168 | 0 | 0 | 0 | 0 | 0 | 0 | 0
BART SO2 Annual-Campbell 1 -v5.14 | 154 | 7235 | Rate Constraint in lbs/MMBtu | FALSE | L | Annual | Rate | lb/MMBtu | 0.2879 | 0 | 0 | 0 | 0 | 0 | 0 | 0
BART SO2 Annual-Campbell 1 -v5.14 | 154 | 7235 | Rate Constraint in lbs/MMBtu | FALSE | L | Annual | Generation | TWh | 1.7606 | 0 | 0 | 0 | 0 | 0 | 0 | 0
BART SO2 Annual-Campbell 1 -v5.14 | 154 | 7235 | Rate Constraint in lbs/MMBtu | FALSE | L | Annual | Qualifying Generation | TWh | 1.7606 | 0 | 0 | 0 | 0 | 0 | 0 | 0
BART SO2 Annual-Campbell 1 -v5.14 | 154 | 7235 | Rate Constraint in lbs/MMBtu | FALSE | L | Annual | Rate | lb/MWh | 2.9789 | 0 | 0 | 0 | 0 | 0 | 0 | 0
BART SO2 Annual-Campbell 1 -v5.14 | 154 | 7235 | Rate Constraint in lbs/MMBtu | FALSE | L | Annual | Constraint Shadow Price | US2019$/Ton | 0 | 7150.2495 | 3606.2563 | 1742.5823 | 2514.8837 | 4949.6076 | 3384.7538 | 1430.7173
BART SO2 Annual-Campbell 2 -v5.14 | 155 | 7236 | Rate Constraint in lbs/MMBtu | FALSE | L | Annual | Seasons Included | Seasons | Winter, WintShld, Summer | Winter, WintShld, Summer | Winter, WintShld, Summer | Winter, WintShld, Summer | Winter, WintShld, Summer | Winter, WintShld, Summer | Winter, WintShld, Summer | Winter, WintShld, Summer
BART SO2 Annual-Campbell 2 -v5.14 | 155 | 7236 | Rate Constraint in lbs/MMBtu | FALSE | L | Annual | Standard SO2 | lb/MMBtu | 0.32 | 0.32 | 0.32 | 0.32 | 0.32 | 0.32 | 0.32 | 0.32
BART SO2 Annual-Campbell 2 -v5.14 | 155 | 7236 | Rate Constraint in lbs/MMBtu | FALSE | L | Annual | Emissions at Affected Plants SO2 | Thousand Tons | 3.6776 | 0 | 0 | 0 | 0 | 0 | 0 | 0
BART SO2 Annual-Campbell 2 -v5.14 | 155 | 7236 | Rate Constraint in lbs/MMBtu | FALSE | L | Annual | Allowances Purchased SO2 | Thousand Tons | 0 | 0 | 0 | 0 | 0 | 0 | 0 | 0
BART SO2 Annual-Campbell 2 -v5.14 | 155 | 7236 | Rate Constraint in lbs/MMBtu | FALSE | L | Annual | Allowances Sold SO2 | Thousand Tons | 0 | 0 | 0 | 0 | 0 | 0 | 0 | 0
BART SO2 Annual-Campbell 2 -v5.14 | 155 | 7236 | Rate Constraint in lbs/MMBtu | FALSE | L | Annual | Allowances Banked | Thousand Tons | 0 | 0 | 0 | 0 | 0 | 0 | 0 | 0
BART SO2 Annual-Campbell 2 -v5.14 | 155 | 7236 | Rate Constraint in lbs/MMBtu | FALSE | L | Annual | Allowances Withdrawn (1:1) | Thousand Tons | 0 | 0 | 0 | 0 | 0 | 0 | 0 | 0
BART SO2 Annual-Campbell 2 -v5.14 | 155 | 7236 | Rate Constraint in lbs/MMBtu | FALSE | L | Annual | Allowances Withdrawn (n:1) | Thousand Tons | 0 | 0 | 0 | 0 | 0 | 0 | 0 | 0
BART SO2 Annual-Campbell 2 -v5.14 | 155 | 7236 | Rate Constraint in lbs/MMBtu | FALSE | L | Annual | Net Emissions Allowance Position | Thousand Tons | 3.6776 | 0 | 0 | 0 | 0 | 0 | 0 | 0
BART SO2 Annual-Campbell 2 -v5.14 | 155 | 7236 | Rate Constraint in lbs/MMBtu | FALSE | L | Annual | Fuel Consumed | TBtu | 25.0565 | 0 | 0 | 0 | 0 | 0 | 0 | 0
BART SO2 Annual-Campbell 2 -v5.14 | 155 | 7236 | Rate Constraint in lbs/MMBtu | FALSE | L | Annual | Rate | lb/MMBtu | 0.29354 | 0 | 0 | 0 | 0 | 0 | 0 | 0
BART SO2 Annual-Campbell 2 -v5.14 | 155 | 7236 | Rate Constraint in lbs/MMBtu | FALSE | L | Annual | Generation | TWh | 2.4028 | 0 | 0 | 0 | 0 | 0 | 0 | 0
BART SO2 Annual-Campbell 2 -v5.14 | 155 | 7236 | Rate Constraint in lbs/MMBtu | FALSE | L | Annual | Qualifying Generation | TWh | 2.4028 | 0 | 0 | 0 | 0 | 0 | 0 | 0
BART SO2 Annual-Campbell 2 -v5.14 | 155 | 7236 | Rate Constraint in lbs/MMBtu | FALSE | L | Annual | Rate | lb/MWh | 3.0611 | 0 | 0 | 0 | 0 | 0 | 0 | 0
BART SO2 Annual-Campbell 2 -v5.14 | 155 | 7236 | Rate Constraint in lbs/MMBtu | FALSE | L | Annual | Constraint Shadow Price | US2019$/Ton | 0 | 7379.6514 | 0 | 1750.0205 | 0 | 0 | 6800.2213 | 0
BART SO2 Annual-Campbell 3 -v5.14 | 156 | 7237 | Rate Constraint in lbs/MMBtu | FALSE | L | Annual | Seasons Included | Seasons | Winter, WintShld, Summer | Winter, WintShld, Summer | Winter, WintShld, Summer | Winter, WintShld, Summer | Winter, WintShld, Summer | Winter, WintShld, Summer | Winter, WintShld, Summer | Winter, WintShld, Summer
BART SO2 Annual-Campbell 3 -v5.14 | 156 | 7237 | Rate Constraint in lbs/MMBtu | FALSE | L | Annual | Standard SO2 | lb/MMBtu | 0.07 | 0.07 | 0.07 | 0.07 | 0.07 | 0.07 | 0.07 | 0.07
BART SO2 Annual-Campbell 3 -v5.14 | 156 | 7237 | Rate Constraint in lbs/MMBtu | FALSE | L | Annual | Emissions at Affected Plants SO2 | Thousand Tons | 1.4854 | 0 | 0 | 0 | 0 | 0 | 0 | 0
BART SO2 Annual-Campbell 3 -v5.14 | 156 | 7237 | Rate Constraint in lbs/MMBtu | FALSE | L | Annual | Allowances Purchased SO2 | Thousand Tons | 0 | 0 | 0 | 0 | 0 | 0 | 0 | 0
BART SO2 Annual-Campbell 3 -v5.14 | 156 | 7237 | Rate Constraint in lbs/MMBtu | FALSE | L | Annual | Allowances Sold SO2 | Thousand Tons | 0 | 0 | 0 | 0 | 0 | 0 | 0 | 0
BART SO2 Annual-Campbell 3 -v5.14 | 156 | 7237 | Rate Constraint in lbs/MMBtu | FALSE | L | Annual | Allowances Banked | Thousand Tons | 0 | 0 | 0 | 0 | 0 | 0 | 0 | 0
BART SO2 Annual-Campbell 3 -v5.14 | 156 | 7237 | Rate Constraint in lbs/MMBtu | FALSE | L | Annual | Allowances Withdrawn (1:1) | Thousand Tons | 0 | 0 | 0 | 0 | 0 | 0 | 0 | 0
BART SO2 Annual-Campbell 3 -v5.14 | 156 | 7237 | Rate Constraint in lbs/MMBtu | FALSE | L | Annual | Allowances Withdrawn (n:1) | Thousand Tons | 0 | 0 | 0 | 0 | 0 | 0 | 0 | 0
BART SO2 Annual-Campbell 3 -v5.14 | 156 | 7237 | Rate Constraint in lbs/MMBtu | FALSE | L | Annual | Net Emissions Allowance Position | Thousand Tons | 1.4854 | 0 | 0 | 0 | 0 | 0 | 0 | 0
BART SO2 Annual-Campbell 3 -v5.14 | 156 | 7237 | Rate Constraint in lbs/MMBtu | FALSE | L | Annual | Fuel Consumed | TBtu | 59.6521 | 0 | 0 | 0 | 0 | 0 | 0 | 0
BART SO2 Annual-Campbell 3 -v5.14 | 156 | 7237 | Rate Constraint in lbs/MMBtu | FALSE | L | Annual | Rate | lb/MMBtu | 0.049802 | 0 | 0 | 0 | 0 | 0 | 0 | 0
BART SO2 Annual-Campbell 3 -v5.14 | 156 | 7237 | Rate Constraint in lbs/MMBtu | FALSE | L | Annual | Generation | TWh | 5.8118 | 0 | 0 | 0 | 0 | 0 | 0 | 0
BART SO2 Annual-Campbell 3 -v5.14 | 156 | 7237 | Rate Constraint in lbs/MMBtu | FALSE | L | Annual | Qualifying Generation | TWh | 5.8118 | 0 | 0 | 0 | 0 | 0 | 0 | 0
BART SO2 Annual-Campbell 3 -v5.14 | 156 | 7237 | Rate Constraint in lbs/MMBtu | FALSE | L | Annual | Rate | lb/MWh | 0.51116 | 0 | 0 | 0 | 0 | 0 | 0 | 0
BART SO2 Annual-Campbell 3 -v5.14 | 156 | 7237 | Rate Constraint in lbs/MMBtu | FALSE | L | Annual | Constraint Shadow Price | US2019$/Ton | 0 | 0 | 42102.9051 | 47567.5563 | 0 | 0 | 0 | 0
BART SO2 Annual-Cherokee 4 -v5.13 | 157 | 7209 | Rate Constraint in MTons | FALSE | L | Annual | Seasons Included | Seasons | Winter, WintShld, Summer | Winter, WintShld, Summer | Winter, WintShld, Summer | Winter, WintShld, Summer | Winter, WintShld, Summer | Winter, WintShld, Summer | Winter, WintShld, Summer | Winter, WintShld, Summer
BART SO2 Annual-Cherokee 4 -v5.13 | 157 | 7209 | Rate Constraint in MTons | FALSE | L | Annual | Standard SO2 | Thousand Tons | 0.00781 | 0.00781 | 0.00781 | 0.00781 | 0.00781 | 0.00781 | 0.00781 | 0.00781
BART SO2 Annual-Cherokee 4 -v5.13 | 157 | 7209 | Rate Constraint in MTons | FALSE | L | Annual | Emissions at Affected Plants SO2 | Thousand Tons | 0 | 0 | 0 | 0 | 0 | 0 | 0 | 0
BART SO2 Annual-Cherokee 4 -v5.13 | 157 | 7209 | Rate Constraint in MTons | FALSE | L | Annual | Allowances Purchased SO2 | Thousand Tons | 0 | 0 | 0 | 0 | 0 | 0 | 0 | 0
BART SO2 Annual-Cherokee 4 -v5.13 | 157 | 7209 | Rate Constraint in MTons | FALSE | L | Annual | Allowances Sold SO2 | Thousand Tons | 0 | 0 | 0 | 0 | 0 | 0 | 0 | 0
BART SO2 Annual-Cherokee 4 -v5.13 | 157 | 7209 | Rate Constraint in MTons | FALSE | L | Annual | Allowances Banked | Thousand Tons | 0 | 0 | 0 | 0 | 0 | 0 | 0 | 0
BART SO2 Annual-Cherokee 4 -v5.13 | 157 | 7209 | Rate Constraint in MTons | FALSE | L | Annual | Allowances Withdrawn (1:1) | Thousand Tons | 0 | 0 | 0 | 0 | 0 | 0 | 0 | 0
BART SO2 Annual-Cherokee 4 -v5.13 | 157 | 7209 | Rate Constraint in MTons | FALSE | L | Annual | Allowances Withdrawn (n:1) | Thousand Tons | 0 | 0 | 0 | 0 | 0 | 0 | 0 | 0
BART SO2 Annual-Cherokee 4 -v5.13 | 157 | 7209 | Rate Constraint in MTons | FALSE | L | Annual | Net Emissions Allowance Position | Thousand Tons | 0 | 0 | 0 | 0 | 0 | 0 | 0 | 0
BART SO2 Annual-Cherokee 4 -v5.13 | 157 | 7209 | Rate Constraint in MTons | FALSE | L | Annual | Fuel Consumed | TBtu | 0 | 0 | 0 | 0 | 0 | 0 | 0 | 0
BART SO2 Annual-Cherokee 4 -v5.13 | 157 | 7209 | Rate Constraint in MTons | FALSE | L | Annual | Rate | lb/MMBtu | 0 | 0 | 0 | 0 | 0 | 0 | 0 | 0
BART SO2 Annual-Cherokee 4 -v5.13 | 157 | 7209 | Rate Constraint in MTons | FALSE | L | Annual | Generation | TWh | 0 | 0 | 0 | 0 | 0 | 0 | 0 | 0
BART SO2 Annual-Cherokee 4 -v5.13 | 157 | 7209 | Rate Constraint in MTons | FALSE | L | Annual | Qualifying Generation | TWh | 0 | 0 | 0 | 0 | 0 | 0 | 0 | 0
BART SO2 Annual-Cherokee 4 -v5.13 | 157 | 7209 | Rate Constraint in MTons | FALSE | L | Annual | Rate | lb/MWh | 0 | 0 | 0 | 0 | 0 | 0 | 0 | 0
BART SO2 Annual-Cherokee 4 -v5.13 | 157 | 7209 | Rate Constraint in MTons | FALSE | L | Annual | Constraint Shadow Price | US2019$/Ton | 0 | 0 | 0 | 0 | 0 | 0 | 0 | 0
BART SO2 Annual-Cholla 3 -v5.13 | 158 | 7210 | Rate Constraint in lbs/MMBtu | FALSE | L | Annual | Seasons Included | Seasons | Winter, WintShld, Summer | Winter, WintShld, Summer | Winter, WintShld, Summer | Winter, WintShld, Summer | Winter, WintShld, Summer | Winter, WintShld, Summer | Winter, WintShld, Summer | Winter, WintShld, Summer
BART SO2 Annual-Cholla 3 -v5.13 | 158 | 7210 | Rate Constraint in lbs/MMBtu | FALSE | L | Annual | Standard SO2 | lb/MMBtu | 0.15 | 0.0006 | 0.0006 | 0.0006 | 0.0006 | 0.0006 | 0.0006 | 0.0006
BART SO2 Annual-Cholla 3 -v5.13 | 158 | 7210 | Rate Constraint in lbs/MMBtu | FALSE | L | Annual | Emissions at Affected Plants SO2 | Thousand Tons | 1.154 | 0 | 0 | 0 | 0 | 0 | 0 | 0
BART SO2 Annual-Cholla 3 -v5.13 | 158 | 7210 | Rate Constraint in lbs/MMBtu | FALSE | L | Annual | Allowances Purchased SO2 | Thousand Tons | 0 | 0 | 0 | 0 | 0 | 0 | 0 | 0
BART SO2 Annual-Cholla 3 -v5.13 | 158 | 7210 | Rate Constraint in lbs/MMBtu | FALSE | L | Annual | Allowances Sold SO2 | Thousand Tons | 0 | 0 | 0 | 0 | 0 | 0 | 0 | 0
BART SO2 Annual-Cholla 3 -v5.13 | 158 | 7210 | Rate Constraint in lbs/MMBtu | FALSE | L | Annual | Allowances Banked | Thousand Tons | 0 | 0 | 0 | 0 | 0 | 0 | 0 | 0
BART SO2 Annual-Cholla 3 -v5.13 | 158 | 7210 | Rate Constraint in lbs/MMBtu | FALSE | L | Annual | Allowances Withdrawn (1:1) | Thousand Tons | 0 | 0 | 0 | 0 | 0 | 0 | 0 | 0
BART SO2 Annual-Cholla 3 -v5.13 | 158 | 7210 | Rate Constraint in lbs/MMBtu | FALSE | L | Annual | Allowances Withdrawn (n:1) | Thousand Tons | 0 | 0 | 0 | 0 | 0 | 0 | 0 | 0
BART SO2 Annual-Cholla 3 -v5.13 | 158 | 7210 | Rate Constraint in lbs/MMBtu | FALSE | L | Annual | Net Emissions Allowance Position | Thousand Tons | 1.154 | 0 | 0 | 0 | 0 | 0 | 0 | 0
BART SO2 Annual-Cholla 3 -v5.13 | 158 | 7210 | Rate Constraint in lbs/MMBtu | FALSE | L | Annual | Fuel Consumed | TBtu | 20.2353 | 0 | 0 | 0 | 0 | 0 | 0 | 0
BART SO2 Annual-Cholla 3 -v5.13 | 158 | 7210 | Rate Constraint in lbs/MMBtu | FALSE | L | Annual | Rate | lb/MMBtu | 0.11406 | 0 | 0 | 0 | 0 | 0 | 0 | 0
BART SO2 Annual-Cholla 3 -v5.13 | 158 | 7210 | Rate Constraint in lbs/MMBtu | FALSE | L | Annual | Generation | TWh | 1.8351 | 0 | 0 | 0 | 0 | 0 | 0 | 0
BART SO2 Annual-Cholla 3 -v5.13 | 158 | 7210 | Rate Constraint in lbs/MMBtu | FALSE | L | Annual | Qualifying Generation | TWh | 1.8351 | 0 | 0 | 0 | 0 | 0 | 0 | 0
BART SO2 Annual-Cholla 3 -v5.13 | 158 | 7210 | Rate Constraint in lbs/MMBtu | FALSE | L | Annual | Rate | lb/MWh | 1.2577 | 0 | 0 | 0 | 0 | 0 | 0 | 0
BART SO2 Annual-Cholla 3 -v5.13 | 158 | 7210 | Rate Constraint in lbs/MMBtu | FALSE | L | Annual | Constraint Shadow Price | US2019$/Ton | 0 | 119779.6438 | 102279.7724 | 120459.5746 | 120588.2202 | 141039.3451 | 132618.357 | 98520.4001
BART SO2 Annual-Cholla 4 -v5.13 | 159 | 7211 | Rate Constraint in lbs/MMBtu | FALSE | L | Annual | Seasons Included | Seasons | Winter, WintShld, Summer | Winter, WintShld, Summer | Winter, WintShld, Summer | Winter, WintShld, Summer | Winter, WintShld, Summer | Winter, WintShld, Summer | Winter, WintShld, Summer | Winter, WintShld, Summer
BART SO2 Annual-Cholla 4 -v5.13 | 159 | 7211 | Rate Constraint in lbs/MMBtu | FALSE | L | Annual | Standard SO2 | lb/MMBtu | 0.15 | 0.0006 | 0.0006 | 0.0006 | 0.0006 | 0.0006 | 0.0006 | 0.0006
BART SO2 Annual-Cholla 4 -v5.13 | 159 | 7211 | Rate Constraint in lbs/MMBtu | FALSE | L | Annual | Emissions at Affected Plants SO2 | Thousand Tons | 0 | 0 | 0 | 0 | 0 | 0 | 0 | 0
BART SO2 Annual-Cholla 4 -v5.13 | 159 | 7211 | Rate Constraint in lbs/MMBtu | FALSE | L | Annual | Allowances Purchased SO2 | Thousand Tons | 0 | 0 | 0 | 0 | 0 | 0 | 0 | 0
BART SO2 Annual-Cholla 4 -v5.13 | 159 | 7211 | Rate Constraint in lbs/MMBtu | FALSE | L | Annual | Allowances Sold SO2 | Thousand Tons | 0 | 0 | 0 | 0 | 0 | 0 | 0 | 0
BART SO2 Annual-Cholla 4 -v5.13 | 159 | 7211 | Rate Constraint in lbs/MMBtu | FALSE | L | Annual | Allowances Banked | Thousand Tons | 0 | 0 | 0 | 0 | 0 | 0 | 0 | 0
BART SO2 Annual-Cholla 4 -v5.13 | 159 | 7211 | Rate Constraint in lbs/MMBtu | FALSE | L | Annual | Allowances Withdrawn (1:1) | Thousand Tons | 0 | 0 | 0 | 0 | 0 | 0 | 0 | 0
BART SO2 Annual-Cholla 4 -v5.13 | 159 | 7211 | Rate Constraint in lbs/MMBtu | FALSE | L | Annual | Allowances Withdrawn (n:1) | Thousand Tons | 0 | 0 | 0 | 0 | 0 | 0 | 0 | 0
BART SO2 Annual-Cholla 4 -v5.13 | 159 | 7211 | Rate Constraint in lbs/MMBtu | FALSE | L | Annual | Net Emissions Allowance Position | Thousand Tons | 0 | 0 | 0 | 0 | 0 | 0 | 0 | 0
BART SO2 Annual-Cholla 4 -v5.13 | 159 | 7211 | Rate Constraint in lbs/MMBtu | FALSE | L | Annual | Fuel Consumed | TBtu | 0 | 0 | 0 | 0 | 0 | 0 | 0 | 0
BART SO2 Annual-Cholla 4 -v5.13 | 159 | 7211 | Rate Constraint in lbs/MMBtu | FALSE | L | Annual | Rate | lb/MMBtu | 0 | 0 | 0 | 0 | 0 | 0 | 0 | 0
BART SO2 Annual-Cholla 4 -v5.13 | 159 | 7211 | Rate Constraint in lbs/MMBtu | FALSE | L | Annual | Generation | TWh | 0 | 0 | 0 | 0 | 0 | 0 | 0 | 0
BART SO2 Annual-Cholla 4 -v5.13 | 159 | 7211 | Rate Constraint in lbs/MMBtu | FALSE | L | Annual | Qualifying Generation | TWh | 0 | 0 | 0 | 0 | 0 | 0 | 0 | 0
BART SO2 Annual-Cholla 4 -v5.13 | 159 | 7211 | Rate Constraint in lbs/MMBtu | FALSE | L | Annual | Rate | lb/MWh | 0 | 0 | 0 | 0 | 0 | 0 | 0 | 0
BART SO2 Annual-Cholla 4 -v5.13 | 159 | 7211 | Rate Constraint in lbs/MMBtu | FALSE | L | Annual | Constraint Shadow Price | US2019$/Ton | 0 | 0 | 0 | 0 | 0 | 0 | 0 | 0
BART SO2 Annual-Coronado U1B -v5.13 | 160 | 7214 | Rate Constraint in lbs/MMBtu | FALSE | L | Annual | Seasons Included | Seasons | Winter, WintShld, Summer | Winter, WintShld, Summer | Winter, WintShld, Summer | Winter, WintShld, Summer | Winter, WintShld, Summer | Winter, WintShld, Summer | Winter, WintShld, Summer | Winter, WintShld, Summer
BART SO2 Annual-Coronado U1B -v5.13 | 160 | 7214 | Rate Constraint in lbs/MMBtu | FALSE | L | Annual | Standard SO2 | lb/MMBtu | 0.06 | 0.06 | 0.06 | 0.06 | 0.06 | 0.06 | 0.06 | 0.06
BART SO2 Annual-Coronado U1B -v5.13 | 160 | 7214 | Rate Constraint in lbs/MMBtu | FALSE | L | Annual | Emissions at Affected Plants SO2 | Thousand Tons | 0.26477 | 0.0041806 | 0.0038015 | 0.0041806 | 0 | 0 | 0 | 0
BART SO2 Annual-Coronado U1B -v5.13 | 160 | 7214 | Rate Constraint in lbs/MMBtu | FALSE | L | Annual | Allowances Purchased SO2 | Thousand Tons | 0 | 0 | 0 | 0 | 0 | 0 | 0 | 0
BART SO2 Annual-Coronado U1B -v5.13 | 160 | 7214 | Rate Constraint in lbs/MMBtu | FALSE | L | Annual | Allowances Sold SO2 | Thousand Tons | 0 | 0 | 0 | 0 | 0 | 0 | 0 | 0
BART SO2 Annual-Coronado U1B -v5.13 | 160 | 7214 | Rate Constraint in lbs/MMBtu | FALSE | L | Annual | Allowances Banked | Thousand Tons | 0 | 0 | 0 | 0 | 0 | 0 | 0 | 0
BART SO2 Annual-Coronado U1B -v5.13 | 160 | 7214 | Rate Constraint in lbs/MMBtu | FALSE | L | Annual | Allowances Withdrawn (1:1) | Thousand Tons | 0 | 0 | 0 | 0 | 0 | 0 | 0 | 0
BART SO2 Annual-Coronado U1B -v5.13 | 160 | 7214 | Rate Constraint in lbs/MMBtu | FALSE | L | Annual | Allowances Withdrawn (n:1) | Thousand Tons | 0 | 0 | 0 | 0 | 0 | 0 | 0 | 0
BART SO2 Annual-Coronado U1B -v5.13 | 160 | 7214 | Rate Constraint in lbs/MMBtu | FALSE | L | Annual | Net Emissions Allowance Position | Thousand Tons | 0.26477 | 0.0041806 | 0.0038015 | 0.0041806 | 0 | 0 | 0 | 0
BART SO2 Annual-Coronado U1B -v5.13 | 160 | 7214 | Rate Constraint in lbs/MMBtu | FALSE | L | Annual | Fuel Consumed | TBtu | 27.8565 | 0.43984 | 0.39995 | 0.43984 | 0 | 0 | 0 | 0
BART SO2 Annual-Coronado U1B -v5.13 | 160 | 7214 | Rate Constraint in lbs/MMBtu | FALSE | L | Annual | Rate | lb/MMBtu | 0.01901 | 0.01901 | 0.01901 | 0.01901 | 0 | 0 | 0 | 0
BART SO2 Annual-Coronado U1B -v5.13 | 160 | 7214 | Rate Constraint in lbs/MMBtu | FALSE | L | Annual | Generation | TWh | 2.6238 | 0.041428 | 0.037671 | 0.041428 | 0 | 0 | 0 | 0
BART SO2 Annual-Coronado U1B -v5.13 | 160 | 7214 | Rate Constraint in lbs/MMBtu | FALSE | L | Annual | Qualifying Generation | TWh | 2.6238 | 0.041428 | 0.037671 | 0.041428 | 0 | 0 | 0 | 0
BART SO2 Annual-Coronado U1B -v5.13 | 160 | 7214 | Rate Constraint in lbs/MMBtu | FALSE | L | Annual | Rate | lb/MWh | 0.20182 | 0.20182 | 0.20182 | 0.20182 | 0 | 0 | 0 | 0
BART SO2 Annual-Coronado U1B -v5.13 | 160 | 7214 | Rate Constraint in lbs/MMBtu | FALSE | L | Annual | Constraint Shadow Price | US2019$/Ton | 0 | 0 | 0 | 0 | 0 | 0 | 0 | 0
BART SO2 Annual-Coronado U2B -v5.13 | 161 | 7215 | Rate Constraint in lbs/MMBtu | FALSE | L | Annual | Seasons Included | Seasons | Winter, WintShld, Summer | Winter, WintShld, Summer | Winter, WintShld, Summer | Winter, WintShld, Summer | Winter, WintShld, Summer | Winter, WintShld, Summer | Winter, WintShld, Summer | Winter, WintShld, Summer
BART SO2 Annual-Coronado U2B -v5.13 | 161 | 7215 | Rate Constraint in lbs/MMBtu | FALSE | L | Annual | Standard SO2 | lb/MMBtu | 0.06 | 0.06 | 0.06 | 0.06 | 0.06 | 0.06 | 0.06 | 0.06
BART SO2 Annual-Coronado U2B -v5.13 | 161 | 7215 | Rate Constraint in lbs/MMBtu | FALSE | L | Annual | Emissions at Affected Plants SO2 | Thousand Tons | 0.26802 | 0 | 0 | 0 | 0 | 0 | 0 | 0
BART SO2 Annual-Coronado U2B -v5.13 | 161 | 7215 | Rate Constraint in lbs/MMBtu | FALSE | L | Annual | Allowances Purchased SO2 | Thousand Tons | 0 | 0 | 0 | 0 | 0 | 0 | 0 | 0
BART SO2 Annual-Coronado U2B -v5.13 | 161 | 7215 | Rate Constraint in lbs/MMBtu | FALSE | L | Annual | Allowances Sold SO2 | Thousand Tons | 0 | 0 | 0 | 0 | 0 | 0 | 0 | 0
BART SO2 Annual-Coronado U2B -v5.13 | 161 | 7215 | Rate Constraint in lbs/MMBtu | FALSE | L | Annual | Allowances Banked | Thousand Tons | 0 | 0 | 0 | 0 | 0 | 0 | 0 | 0
BART SO2 Annual-Coronado U2B -v5.13 | 161 | 7215 | Rate Constraint in lbs/MMBtu | FALSE | L | Annual | Allowances Withdrawn (1:1) | Thousand Tons | 0 | 0 | 0 | 0 | 0 | 0 | 0 | 0
BART SO2 Annual-Coronado U2B -v5.13 | 161 | 7215 | Rate Constraint in lbs/MMBtu | FALSE | L | Annual | Allowances Withdrawn (n:1) | Thousand Tons | 0 | 0 | 0 | 0 | 0 | 0 | 0 | 0
BART SO2 Annual-Coronado U2B -v5.13 | 161 | 7215 | Rate Constraint in lbs/MMBtu | FALSE | L | Annual | Net Emissions Allowance Position | Thousand Tons | 0.26802 | 0 | 0 | 0 | 0 | 0 | 0 | 0
BART SO2 Annual-Coronado U2B -v5.13 | 161 | 7215 | Rate Constraint in lbs/MMBtu | FALSE | L | Annual | Fuel Consumed | TBtu | 28.1983 | 0 | 0 | 0 | 0 | 0 | 0 | 0
BART SO2 Annual-Coronado U2B -v5.13 | 161 | 7215 | Rate Constraint in lbs/MMBtu | FALSE | L | Annual | Rate | lb/MMBtu | 0.01901 | 0 | 0 | 0 | 0 | 0 | 0 | 0
BART SO2 Annual-Coronado U2B -v5.13 | 161 | 7215 | Rate Constraint in lbs/MMBtu | FALSE | L | Annual | Generation | TWh | 2.6376 | 0 | 0 | 0 | 0 | 0 | 0 | 0
BART SO2 Annual-Coronado U2B -v5.13 | 161 | 7215 | Rate Constraint in lbs/MMBtu | FALSE | L | Annual | Qualifying Generation | TWh | 2.6376 | 0 | 0 | 0 | 0 | 0 | 0 | 0
BART SO2 Annual-Coronado U2B -v5.13 | 161 | 7215 | Rate Constraint in lbs/MMBtu | FALSE | L | Annual | Rate | lb/MWh | 0.20323 | 0 | 0 | 0 | 0 | 0 | 0 | 0
BART SO2 Annual-Coronado U2B -v5.13 | 161 | 7215 | Rate Constraint in lbs/MMBtu | FALSE | L | Annual | Constraint Shadow Price | US2019$/Ton | 0 | 0 | 0 | 0 | 0 | 0 | 0 | 0
BART SO2 Annual-Craig C1 -v5.14 | 162 | 7200 | Rate Constraint in lbs/MMBtu | FALSE | L | Annual | Seasons Included | Seasons | Winter, WintShld, Summer | Winter, WintShld, Summer | Winter, WintShld, Summer | Winter, WintShld, Summer | Winter, WintShld, Summer | Winter, WintShld, Summer | Winter, WintShld, Summer | Winter, WintShld, Summer
BART SO2 Annual-Craig C1 -v5.14 | 162 | 7200 | Rate Constraint in lbs/MMBtu | FALSE | L | Annual | Standard SO2 | lb/MMBtu | 0.11 | 0.11 | 0.11 | 0.11 | 0.11 | 0.11 | 0.11 | 0.11
BART SO2 Annual-Craig C1 -v5.14 | 162 | 7200 | Rate Constraint in lbs/MMBtu | FALSE | L | Annual | Emissions at Affected Plants SO2 | Thousand Tons | 0.0049233 | 0.0036229 | 0.0036229 | 0.0036229 | 0.0036229 | 0.0049679 | 0.0049679 | 0.0049679
BART SO2 Annual-Craig C1 -v5.14 | 162 | 7200 | Rate Constraint in lbs/MMBtu | FALSE | L | Annual | Allowances Purchased SO2 | Thousand Tons | 0 | 0 | 0 | 0 | 0 | 0 | 0 | 0
BART SO2 Annual-Craig C1 -v5.14 | 162 | 7200 | Rate Constraint in lbs/MMBtu | FALSE | L | Annual | Allowances Sold SO2 | Thousand Tons | 0 | 0 | 0 | 0 | 0 | 0 | 0 | 0
BART SO2 Annual-Craig C1 -v5.14 | 162 | 7200 | Rate Constraint in lbs/MMBtu | FALSE | L | Annual | Allowances Banked | Thousand Tons | 0 | 0 | 0 | 0 | 0 | 0 | 0 | 0
BART SO2 Annual-Craig C1 -v5.14 | 162 | 7200 | Rate Constraint in lbs/MMBtu | FALSE | L | Annual | Allowances Withdrawn (1:1) | Thousand Tons | 0 | 0 | 0 | 0 | 0 | 0 | 0 | 0
BART SO2 Annual-Craig C1 -v5.14 | 162 | 7200 | Rate Constraint in lbs/MMBtu | FALSE | L | Annual | Allowances Withdrawn (n:1) | Thousand Tons | 0 | 0 | 0 | 0 | 0 | 0 | 0 | 0
BART SO2 Annual-Craig C1 -v5.14 | 162 | 7200 | Rate Constraint in lbs/MMBtu | FALSE | L | Annual | Net Emissions Allowance Position | Thousand Tons | 0.0049233 | 0.0036229 | 0.0036229 | 0.0036229 | 0.0036229 | 0.0049679 | 0.0049679 | 0.0049679
BART SO2 Annual-Craig C1 -v5.14 | 162 | 7200 | Rate Constraint in lbs/MMBtu | FALSE | L | Annual | Fuel Consumed | TBtu | 0.2122 | 0.2122 | 0.2122 | 0.2122 | 0.2122 | 0.2122 | 0.2122 | 0.2122
BART SO2 Annual-Craig C1 -v5.14 | 162 | 7200 | Rate Constraint in lbs/MMBtu | FALSE | L | Annual | Rate | lb/MMBtu | 0.046403 | 0.034147 | 0.034147 | 0.034147 | 0.034147 | 0.046823 | 0.046823 | 0.046823
BART SO2 Annual-Craig C1 -v5.14 | 162 | 7200 | Rate Constraint in lbs/MMBtu | FALSE | L | Annual | Generation | TWh | 0.020795 | 0.020795 | 0.020795 | 0.020795 | 0.020795 | 0.020795 | 0.020795 | 0.020795
BART SO2 Annual-Craig C1 -v5.14 | 162 | 7200 | Rate Constraint in lbs/MMBtu | FALSE | L | Annual | Qualifying Generation | TWh | 0.020795 | 0.020795 | 0.020795 | 0.020795 | 0.020795 | 0.020795 | 0.020795 | 0.020795
BART SO2 Annual-Craig C1 -v5.14 | 162 | 7200 | Rate Constraint in lbs/MMBtu | FALSE | L | Annual | Rate | lb/MWh | 0.4735 | 0.34843 | 0.34843 | 0.34843 | 0.34843 | 0.47779 | 0.47779 | 0.47779
BART SO2 Annual-Craig C1 -v5.14 | 162 | 7200 | Rate Constraint in lbs/MMBtu | FALSE | L | Annual | Constraint Shadow Price | US2019$/Ton | 0 | 0 | 0 | 0 | 0 | 0 | 0 | 0
BART SO2 Annual-Craig C2 -v5.14 | 163 | 7201 | Rate Constraint in lbs/MMBtu | FALSE | L | Annual | Seasons Included | Seasons | Winter, WintShld, Summer | Winter, WintShld, Summer | Winter, WintShld, Summer | Winter, WintShld, Summer | Winter, WintShld, Summer | Winter, WintShld, Summer | Winter, WintShld, Summer | Winter, WintShld, Summer
BART SO2 Annual-Craig C2 -v5.14 | 163 | 7201 | Rate Constraint in lbs/MMBtu | FALSE | L | Annual | Standard SO2 | lb/MMBtu | 0.11 | 0.11 | 0.11 | 0.11 | 0.11 | 0.11 | 0.11 | 0.11
BART SO2 Annual-Craig C2 -v5.14 | 163 | 7201 | Rate Constraint in lbs/MMBtu | FALSE | L | Annual | Emissions at Affected Plants SO2 | Thousand Tons | 0.67522 | 0.52919 | 0.010933 | 0.010933 | 0.010933 | 0.016618 | 0.016618 | 0.016618
BART SO2 Annual-Craig C2 -v5.14 | 163 | 7201 | Rate Constraint in lbs/MMBtu | FALSE | L | Annual | Allowances Purchased SO2 | Thousand Tons | 0 | 0 | 0 | 0 | 0 | 0 | 0 | 0
BART SO2 Annual-Craig C2 -v5.14 | 163 | 7201 | Rate Constraint in lbs/MMBtu | FALSE | L | Annual | Allowances Sold SO2 | Thousand Tons | 0 | 0 | 0 | 0 | 0 | 0 | 0 | 0
BART SO2 Annual-Craig C2 -v5.14 | 163 | 7201 | Rate Constraint in lbs/MMBtu | FALSE | L | Annual | Allowances Banked | Thousand Tons | 0 | 0 | 0 | 0 | 0 | 0 | 0 | 0
BART SO2 Annual-Craig C2 -v5.14 | 163 | 7201 | Rate Constraint in lbs/MMBtu | FALSE | L | Annual | Allowances Withdrawn (1:1) | Thousand Tons | 0 | 0 | 0 | 0 | 0 | 0 | 0 | 0
BART SO2 Annual-Craig C2 -v5.14 | 163 | 7201 | Rate Constraint in lbs/MMBtu | FALSE | L | Annual | Allowances Withdrawn (n:1) | Thousand Tons | 0 | 0 | 0 | 0 | 0 | 0 | 0 | 0
BART SO2 Annual-Craig C2 -v5.14 | 163 | 7201 | Rate Constraint in lbs/MMBtu | FALSE | L | Annual | Net Emissions Allowance Position | Thousand Tons | 0.67522 | 0.52919 | 0.010933 | 0.010933 | 0.010933 | 0.016618 | 0.016618 | 0.016618
BART SO2 Annual-Craig C2 -v5.14 | 163 | 7201 | Rate Constraint in lbs/MMBtu | FALSE | L | Annual | Fuel Consumed | TBtu | 29.1024 | 29.1024 | 0.70982 | 0.70982 | 0.70982 | 0.70982 | 0.70982 | 0.70982
BART SO2 Annual-Craig C2 -v5.14 | 163 | 7201 | Rate Constraint in lbs/MMBtu | FALSE | L | Annual | Rate | lb/MMBtu | 0.046403 | 0.036368 | 0.030804 | 0.030804 | 0.030804 | 0.046823 | 0.046823 | 0.046823
BART SO2 Annual-Craig C2 -v5.14 | 163 | 7201 | Rate Constraint in lbs/MMBtu | FALSE | L | Annual | Generation | TWh | 2.842 | 2.842 | 0.069318 | 0.069318 | 0.069318 | 0.069318 | 0.069318 | 0.069318
BART SO2 Annual-Craig C2 -v5.14 | 163 | 7201 | Rate Constraint in lbs/MMBtu | FALSE | L | Annual | Qualifying Generation | TWh | 2.842 | 2.842 | 0.069318 | 0.069318 | 0.069318 | 0.069318 | 0.069318 | 0.069318
BART SO2 Annual-Craig C2 -v5.14 | 163 | 7201 | Rate Constraint in lbs/MMBtu | FALSE | L | Annual | Rate | lb/MWh | 0.47517 | 0.3724 | 0.31544 | 0.31544 | 0.31544 | 0.47947 | 0.47947 | 0.47947
BART SO2 Annual-Craig C2 -v5.14 | 163 | 7201 | Rate Constraint in lbs/MMBtu | FALSE | L | Annual | Constraint Shadow Price | US2019$/Ton | 0 | 0 | 0 | 0 | 0 | 0 | 0 | 0
BART SO2 Annual-Jeffrey Energy Center 1 -v5.13 | 164 | 7216 | Rate Constraint in lbs/MMBtu | FALSE | L | Annual | Seasons Included | Seasons | Winter, WintShld, Summer | Winter, WintShld, Summer | Winter, WintShld, Summer | Winter, WintShld, Summer | Winter, WintShld, Summer | Winter, WintShld, Summer | Winter, WintShld, Summer | Winter, WintShld, Summer
BART SO2 Annual-Jeffrey Energy Center 1 -v5.13 | 164 | 7216 | Rate Constraint in lbs/MMBtu | FALSE | L | Annual | Standard SO2 | lb/MMBtu | 0.15 | 0.15 | 0.15 | 0.15 | 0.15 | 0.15 | 0.15 | 0.15
BART SO2 Annual-Jeffrey Energy Center 1 -v5.13 | 164 | 7216 | Rate Constraint in lbs/MMBtu | FALSE | L | Annual | Emissions at Affected Plants SO2 | Thousand Tons | 0.6444 | 0.60703 | 0.40092 | 0.38139 | 0.47942 | 0 | 0 | 0
BART SO2 Annual-Jeffrey Energy Center 1 -v5.13 | 164 | 7216 | Rate Constraint in lbs/MMBtu | FALSE | L | Annual | Allowances Purchased SO2 | Thousand Tons | 0 | 0 | 0 | 0 | 0 | 0 | 0 | 0
BART SO2 Annual-Jeffrey Energy Center 1 -v5.13 | 164 | 7216 | Rate Constraint in lbs/MMBtu | FALSE | L | Annual | Allowances Sold SO2 | Thousand Tons | 0 | 0 | 0 | 0 | 0 | 0 | 0 | 0
BART SO2 Annual-Jeffrey Energy Center 1 -v5.13 | 164 | 7216 | Rate Constraint in lbs/MMBtu | FALSE | L | Annual | Allowances Banked | Thousand Tons | 0 | 0 | 0 | 0 | 0 | 0 | 0 | 0
BART SO2 Annual-Jeffrey Energy Center 1 -v5.13 | 164 | 7216 | Rate Constraint in lbs/MMBtu | FALSE | L | Annual | Allowances Withdrawn (1:1) | Thousand Tons | 0 | 0 | 0 | 0 | 0 | 0 | 0 | 0
BART SO2 Annual-Jeffrey Energy Center 1 -v5.13 | 164 | 7216 | Rate Constraint in lbs/MMBtu | FALSE | L | Annual | Allowances Withdrawn (n:1) | Thousand Tons | 0 | 0 | 0 | 0 | 0 | 0 | 0 | 0
BART SO2 Annual-Jeffrey Energy Center 1 -v5.13 | 164 | 7216 | Rate Constraint in lbs/MMBtu | FALSE | L | Annual | Net Emissions Allowance Position | Thousand Tons | 0.6444 | 0.60703 | 0.40092 | 0.38139 | 0.47942 | 0 | 0 | 0
BART SO2 Annual-Jeffrey Energy Center 1 -v5.13 | 164 | 7216 | Rate Constraint in lbs/MMBtu | FALSE | L | Annual | Fuel Consumed | TBtu | 54.1404 | 51.0001 | 33.6835 | 32.043 | 40.2796 | 0 | 0 | 0
BART SO2 Annual-Jeffrey Energy Center 1 -v5.13 | 164 | 7216 | Rate Constraint in lbs/MMBtu | FALSE | L | Annual | Rate | lb/MMBtu | 0.023805 | 0.023805 | 0.023805 | 0.023805 | 0.023805 | 0 | 0 | 0
BART SO2 Annual-Jeffrey Energy Center 1 -v5.13 | 164 | 7216 | Rate Constraint in lbs/MMBtu | FALSE | L | Annual | Generation | TWh | 4.9263 | 4.6406 | 3.0649 | 2.9156 | 3.6651 | 0 | 0 | 0
BART SO2 Annual-Jeffrey Energy Center 1 -v5.13 | 164 | 7216 | Rate Constraint in lbs/MMBtu | FALSE | L | Annual | Qualifying Generation | TWh | 4.9263 | 4.6406 | 3.0649 | 2.9156 | 3.6651 | 0 | 0 | 0
BART SO2 Annual-Jeffrey Energy Center 1 -v5.13 | 164 | 7216 | Rate Constraint in lbs/MMBtu | FALSE | L | Annual | Rate | lb/MWh | 0.26162 | 0.26162 | 0.26162 | 0.26162 | 0.26162 | 0 | 0 | 0
BART SO2 Annual-Jeffrey Energy Center 1 -v5.13 | 164 | 7216 | Rate Constraint in lbs/MMBtu | FALSE | L | Annual | Constraint Shadow Price | US2019$/Ton | 0 | 0 | 0 | 0 | 0 | 0 | 0 | 0
BART SO2 Annual-Jeffrey Energy Center 2 -v5.13 | 165 | 7217 | Rate Constraint in lbs/MMBtu | FALSE | L | Annual | Seasons Included | Seasons | Winter, WintShld, Summer | Winter, WintShld, Summer | Winter, WintShld, Summer | Winter, WintShld, Summer | Winter, WintShld, Summer | Winter, WintShld, Summer | Winter, WintShld, Summer | Winter, WintShld, Summer
BART SO2 Annual-Jeffrey Energy Center 2 -v5.13 | 165 | 7217 | Rate Constraint in lbs/MMBtu | FALSE | L | Annual | Standard SO2 | lb/MMBtu | 0.15 | 0.15 | 0.15 | 0.15 | 0.15 | 0.15 | 0.15 | 0.15
BART SO2 Annual-Jeffrey Energy Center 2 -v5.13 | 165 | 7217 | Rate Constraint in lbs/MMBtu | FALSE | L | Annual | Emissions at Affected Plants SO2 | Thousand Tons | 0.36388 | 0.36613 | 0.3461 | 0.36613 | 0.36613 | 0 | 0 | 0
BART SO2 Annual-Jeffrey Energy Center 2 -v5.13 | 165 | 7217 | Rate Constraint in lbs/MMBtu | FALSE | L | Annual | Allowances Purchased SO2 | Thousand Tons | 0 | 0 | 0 | 0 | 0 | 0 | 0 | 0
BART SO2 Annual-Jeffrey Energy Center 2 -v5.13 | 165 | 7217 | Rate Constraint in lbs/MMBtu | FALSE | L | Annual | Allowances Sold SO2 | Thousand Tons | 0 | 0 | 0 | 0 | 0 | 0 | 0 | 0
BART SO2 Annual-Jeffrey Energy Center 2 -v5.13 | 165 | 7217 | Rate Constraint in lbs/MMBtu | FALSE | L | Annual | Allowances Banked | Thousand Tons | 0 | 0 | 0 | 0 | 0 | 0 | 0 | 0
BART SO2 Annual-Jeffrey Energy Center 2 -v5.13 | 165 | 7217 | Rate Constraint in lbs/MMBtu | FALSE | L | Annual | Allowances Withdrawn (1:1) | Thousand Tons | 0 | 0 | 0 | 0 | 0 | 0 | 0 | 0
BART SO2 Annual-Jeffrey Energy Center 2 -v5.13 | 165 | 7217 | Rate Constraint in lbs/MMBtu | FALSE | L | Annual | Allowances Withdrawn (n:1) | Thousand Tons | 0 | 0 | 0 | 0 | 0 | 0 | 0 | 0
BART SO2 Annual-Jeffrey Energy Center 2 -v5.13 | 165 | 7217 | Rate Constraint in lbs/MMBtu | FALSE | L | Annual | Net Emissions Allowance Position | Thousand Tons | 0.36388 | 0.36613 | 0.3461 | 0.36613 | 0.36613 | 0 | 0 | 0
BART SO2 Annual-Jeffrey Energy Center 2 -v5.13 | 165 | 7217 | Rate Constraint in lbs/MMBtu | FALSE | L | Annual | Fuel Consumed | TBtu | 35.9844 | 36.2068 | 34.2263 | 36.2068 | 36.2068 | 0 | 0 | 0
BART SO2 Annual-Jeffrey Energy Center 2 -v5.13 | 165 | 7217 | Rate Constraint in lbs/MMBtu | FALSE | L | Annual | Rate | lb/MMBtu | 0.020224 | 0.020224 | 0.020224 | 0.020224 | 0.020224 | 0 | 0 | 0
BART SO2 Annual-Jeffrey Energy Center 2 -v5.13 | 165 | 7217 | Rate Constraint in lbs/MMBtu | FALSE | L | Annual | Generation | TWh | 3.227 | 3.2469 | 3.0693 | 3.2469 | 3.2469 | 0 | 0 | 0
BART SO2 Annual-Jeffrey Energy Center 2 -v5.13 | 165 | 7217 | Rate Constraint in lbs/MMBtu | FALSE | L | Annual | Qualifying Generation | TWh | 3.227 | 3.2469 | 3.0693 | 3.2469 | 3.2469 | 0 | 0 | 0
BART SO2 Annual-Jeffrey Energy Center 2 -v5.13 | 165 | 7217 | Rate Constraint in lbs/MMBtu | FALSE | L | Annual | Rate | lb/MWh | 0.22552 | 0.22552 | 0.22552 | 0.22552 | 0.22552 | 0 | 0 | 0
BART SO2 Annual-Jeffrey Energy Center 2 -v5.13 | 165 | 7217 | Rate Constraint in lbs/MMBtu | FALSE | L | Annual | Constraint Shadow Price | US2019$/Ton | 0 | 0 | 0 | 0 | 0 | 0 | 0 | 0
BART SO2 Annual-La Cygne 1 -v5.13 | 166 | 7218 | Rate Constraint in lbs/MMBtu | FALSE | L | Annual | Seasons Included | Seasons | Winter, WintShld, Summer | Winter, WintShld, Summer | Winter, WintShld, Summer | Winter, WintShld, Summer | Winter, WintShld, Summer | Winter, WintShld, Summer | Winter, WintShld, Summer | Winter, WintShld, Summer
BART SO2 Annual-La Cygne 1 -v5.13 | 166 | 7218 | Rate Constraint in lbs/MMBtu | FALSE | L | Annual | Standard SO2 | lb/MMBtu | 0.15 | 0.15 | 0.15 | 0.15 | 0.15 | 0.15 | 0.15 | 0.15
BART SO2 Annual-La Cygne 1 -v5.13 | 166 | 7218 | Rate Constraint in lbs/MMBtu | FALSE | L | Annual | Emissions at Affected Plants SO2 | Thousand Tons | 0.62957 | 0 | 0 | 0 | 0 | 0 | 0 | 0
BART SO2 Annual-La Cygne 1 -v5.13 | 166 | 7218 | Rate Constraint in lbs/MMBtu | FALSE | L | Annual | Allowances Purchased SO2 | Thousand Tons | 0 | 0 | 0 | 0 | 0 | 0 | 0 | 0
BART SO2 Annual-La Cygne 1 -v5.13 | 166 | 7218 | Rate Constraint in lbs/MMBtu | FALSE | L | Annual | Allowances Sold SO2 | Thousand Tons | 0 | 0 | 0 | 0 | 0 | 0 | 0 | 0
BART SO2 Annual-La Cygne 1 -v5.13 | 166 | 7218 | Rate Constraint in lbs/MMBtu | FALSE | L | Annual | Allowances Banked | Thousand Tons | 0 | 0 | 0 | 0 | 0 | 0 | 0 | 0
BART SO2 Annual-La Cygne 1 -v5.13 | 166 | 7218 | Rate Constraint in lbs/MMBtu | FALSE | L | Annual | Allowances Withdrawn (1:1) | Thousand Tons | 0 | 0 | 0 | 0 | 0 | 0 | 0 | 0
BART SO2 Annual-La Cygne 1 -v5.13 | 166 | 7218 | Rate Constraint in lbs/MMBtu | FALSE | L | Annual | Allowances Withdrawn (n:1) | Thousand Tons | 0 | 0 | 0 | 0 | 0 | 0 | 0 | 0
BART SO2 Annual-La Cygne 1 -v5.13 | 166 | 7218 | Rate Constraint in lbs/MMBtu | FALSE | L | Annual | Net Emissions Allowance Position | Thousand Tons | 0.62957 | 0 | 0 | 0 | 0 | 0 | 0 | 0
BART SO2 Annual-La Cygne 1 -v5.13 | 166 | 7218 | Rate Constraint in lbs/MMBtu | FALSE | L | Annual | Fuel Consumed | TBtu | 53.9304 | 0 | 0 | 0 | 0 | 0 | 0 | 0
BART SO2 Annual-La Cygne 1 -v5.13 | 166 | 7218 | Rate Constraint in lbs/MMBtu | FALSE | L | Annual | Rate | lb/MMBtu | 0.023348 | 0 | 0 | 0 | 0 | 0 | 0 | 0
BART SO2 Annual-La Cygne 1 -v5.13 | 166 | 7218 | Rate Constraint in lbs/MMBtu | FALSE | L | Annual | Generation | TWh | 5.0713 | 0 | 0 | 0 | 0 | 0 | 0 | 0
BART SO2 Annual-La Cygne 1 -v5.13 | 166 | 7218 | Rate Constraint in lbs/MMBtu | FALSE | L | Annual | Qualifying Generation | TWh | 5.0713 | 0 | 0 | 0 | 0 | 0 | 0 | 0
BART SO2 Annual-La Cygne 1 -v5.13 | 166 | 7218 | Rate Constraint in lbs/MMBtu | FALSE | L | Annual | Rate | lb/MWh | 0.24829 | 0 | 0 | 0 | 0 | 0 | 0 | 0
BART SO2 Annual-La Cygne 1 -v5.13 | 166 | 7218 | Rate Constraint in lbs/MMBtu | FALSE | L | Annual | Constraint Shadow Price | US2019$/Ton | 0 | 0 | 0 | 0 | 0 | 0 | 0 | 0
BART SO2 Annual-La Cygne 2 -v5.13 | 167 | 7219 | Rate Constraint in lbs/MMBtu | FALSE | L | Annual | Seasons Included | Seasons | Winter, WintShld, Summer | Winter, WintShld, Summer | Winter, WintShld, Summer | Winter, WintShld, Summer | Winter, WintShld, Summer | Winter, WintShld, Summer | Winter, WintShld, Summer | Winter, WintShld, Summer
BART SO2 Annual-La Cygne 2 -v5.13 | 167 | 7219 | Rate Constraint in lbs/MMBtu | FALSE | L | Annual | Standard SO2 | lb/MMBtu | 0.15 | 0.15 | 0.15 | 0.15 | 0.15 | 0.15 | 0.15 | 0.15
BART SO2 Annual-La Cygne 2 -v5.13 | 167 | 7219 | Rate Constraint in lbs/MMBtu | FALSE | L | Annual | Emissions at Affected Plants SO2 | Thousand Tons | 0.44405 | 0.45872 | 0.37656 | 0.4279 | 0.4279 | 0 | 0 | 0
BART SO2 Annual-La Cygne 2 -v5.13 | 167 | 7219 | Rate Constraint in lbs/MMBtu | FALSE | L | Annual | Allowances Purchased SO2 | Thousand Tons | 0 | 0 | 0 | 0 | 0 | 0 | 0 | 0
BART SO2 Annual-La Cygne 2 -v5.13 | 167 | 7219 | Rate Constraint in lbs/MMBtu | FALSE | L | Annual | Allowances Sold SO2 | Thousand Tons | 0 | 0 | 0 | 0 | 0 | 0 | 0 | 0
BART SO2 Annual-La Cygne 2 -v5.13 | 167 | 7219 | Rate Constraint in lbs/MMBtu | FALSE | L | Annual | Allowances Banked | Thousand Tons | 0 | 0 | 0 | 0 | 0 | 0 | 0 | 0
BART SO2 Annual-La Cygne 2 -v5.13 | 167 | 7219 | Rate Constraint in lbs/MMBtu | FALSE | L | Annual | Allowances Withdrawn (1:1) | Thousand Tons | 0 | 0 | 0 | 0 | 0 | 0 | 0 | 0
BART SO2 Annual-La Cygne 2 -v5.13 | 167 | 7219 | Rate Constraint in lbs/MMBtu | FALSE | L | Annual | Allowances Withdrawn (n:1) | Thousand Tons | 0 | 0 | 0 | 0 | 0 | 0 | 0 | 0
BART SO2 Annual-La Cygne 2 -v5.13 | 167 | 7219 | Rate Constraint in lbs/MMBtu | FALSE | L | Annual | Net Emissions Allowance Position | Thousand Tons | 0.44405 | 0.45872 | 0.37656 | 0.4279 | 0.4279 | 0 | 0 | 0
BART SO2 Annual-La Cygne 2 -v5.13 | 167 | 7219 | Rate Constraint in lbs/MMBtu | FALSE | L | Annual | Fuel Consumed | TBtu | 47.4178 | 48.9841 | 40.2105 | 45.6934 | 45.6934 | 0 | 0 | 0
BART SO2 Annual-La Cygne 2 -v5.13 | 167 | 7219 | Rate Constraint in lbs/MMBtu | FALSE | L | Annual | Rate | lb/MMBtu | 0.018729 | 0.018729 | 0.018729 | 0.018729 | 0.018729 | 0 | 0 | 0
BART SO2 Annual-La Cygne 2 -v5.13 | 167 | 7219 | Rate Constraint in lbs/MMBtu | FALSE | L | Annual | Generation | TWh | 4.5342 | 4.6839 | 3.845 | 4.3693 | 4.3693 | 0 | 0 | 0
BART SO2 Annual-La Cygne 2 -v5.13 | 167 | 7219 | Rate Constraint in lbs/MMBtu | FALSE | L | Annual | Qualifying Generation | TWh | 4.5342 | 4.6839 | 3.845 | 4.3693 | 4.3693 | 0 | 0 | 0
BART SO2 Annual-La Cygne 2 -v5.13 | 167 | 7219 | Rate Constraint in lbs/MMBtu | FALSE | L | Annual | Rate | lb/MWh | 0.19587 | 0.19587 | 0.19587 | 0.19587 | 0.19587 | 0 | 0 | 0
BART SO2 Annual-La Cygne 2 -v5.13 | 167 | 7219 | Rate Constraint in lbs/MMBtu | FALSE | L | Annual | Constraint Shadow Price | US2019$/Ton | 0 | 0 | 0 | 0 | 0 | 0 | 0 | 0
BART SO2 Annual-Lawrence 4 -v5.14 | 168 | 7241 | Rate Constraint in lbs/MMBtu | FALSE | L | Annual | Seasons Included | Seasons | Winter, WintShld, Summer | Winter, WintShld, Summer | Winter, WintShld, Summer | Winter, WintShld, Summer | Winter, WintShld, Summer | Winter, WintShld, Summer | Winter, WintShld, Summer | Winter, WintShld, Summer
BART SO2 Annual-Lawrence 4 -v5.14 | 168 | 7241 | Rate Constraint in lbs/MMBtu | FALSE | L | Annual | Standard SO2 | lb/MMBtu | 0.15 | 0.15 | 0.15 | 0.15 | 0.15 | 0.15 | 0.15 | 0.15
BART SO2 Annual-Lawrence 4 -v5.14 | 168 | 7241 | Rate Constraint in lbs/MMBtu | FALSE | L | Annual | Emissions at Affected Plants SO2 | Thousand Tons | 0 | 0 | 0 | 0 | 0 | 0 | 0 | 0
BART SO2 Annual-Lawrence 4 -v5.14 | 168 | 7241 | Rate Constraint in lbs/MMBtu | FALSE | L | Annual | Allowances Purchased SO2 | Thousand Tons | 0 | 0 | 0 | 0 | 0 | 0 | 0 | 0
BART SO2 Annual-Lawrence 4 -v5.14 | 168 | 7241 | Rate Constraint in lbs/MMBtu | FALSE | L | Annual | Allowances Sold SO2 | Thousand Tons | 0 | 0 | 0 | 0 | 0 | 0 | 0 | 0
BART SO2 Annual-Lawrence 4 -v5.14 | 168 | 7241 | Rate Constraint in lbs/MMBtu | FALSE | L | Annual | Allowances Banked | Thousand Tons | 0 | 0 | 0 | 0 | 0 | 0 | 0 | 0
BART SO2 Annual-Lawrence 4 -v5.14 | 168 | 7241 | Rate Constraint in lbs/MMBtu | FALSE | L | Annual | Allowances Withdrawn (1:1) | Thousand Tons | 0 | 0 | 0 | 0 | 0 | 0 | 0 | 0
BART SO2 Annual-Lawrence 4 -v5.14 | 168 | 7241 | Rate Constraint in lbs/MMBtu | FALSE | L | Annual | Allowances Withdrawn (n:1) | Thousand Tons | 0 | 0 | 0 | 0 | 0 | 0 | 0 | 0
BART SO2 Annual-Lawrence 4 -v5.14 | 168 | 7241 | Rate Constraint in lbs/MMBtu | FALSE | L | Annual | Net Emissions Allowance Position | Thousand Tons | 0 | 0 | 0 | 0 | 0 | 0 | 0 | 0
BART SO2 Annual-Lawrence 4 -v5.14 | 168 | 7241 | Rate Constraint in lbs/MMBtu | FALSE | L | Annual | Fuel Consumed | TBtu | 0 | 0 | 0 | 0 | 0 | 0 | 0 | 0
BART SO2 Annual-Lawrence 4 -v5.14 | 168 | 7241 | Rate Constraint in lbs/MMBtu | FALSE | L | Annual | Rate | lb/MMBtu | 0 | 0 | 0 | 0 | 0 | 0 | 0 | 0
BART SO2 Annual-Lawrence 4 -v5.14 | 168 | 7241 | Rate Constraint in lbs/MMBtu | FALSE | L | Annual | Generation | TWh | 0 | 0 | 0 | 0 | 0 | 0 | 0 | 0
BART SO2 Annual-Lawrence 4 -v5.14 | 168 | 7241 | Rate Constraint in lbs/MMBtu | FALSE | L | Annual | Qualifying Generation | TWh | 0 | 0 | 0 | 0 | 0 | 0 | 0 | 0
BART SO2 Annual-Lawrence 4 -v5.14 | 168 | 7241 | Rate Constraint in lbs/MMBtu | FALSE | L | Annual | Rate | lb/MWh | 0 | 0 | 0 | 0 | 0 | 0 | 0 | 0
BART SO2 Annual-Lawrence 4 -v5.14 | 168 | 7241 | Rate Constraint in lbs/MMBtu | FALSE | L | Annual | Constraint Shadow Price | US2019$/Ton | 0 | 0 | 0 | 0 | 0 | 0 | 0 | 0
BART SO2 Annual-Lawrence 5 -v5.14 | 169 | 7242 | Rate Constraint in lbs/MMBtu | FALSE | L | Annual | Seasons Included | Seasons | Winter, WintShld, Summer | Winter, WintShld, Summer | Winter, WintShld, Summer | Winter, WintShld, Summer | Winter, WintShld, Summer | Winter, WintShld, Summer | Winter, WintShld, Summer | Winter, WintShld, Summer
BART SO2 Annual-Lawrence 5 -v5.14 | 169 | 7242 | Rate Constraint in lbs/MMBtu | FALSE | L | Annual | Standard SO2 | lb/MMBtu | 0.15 | 0.15 | 0.15 | 0.15 | 0.15 | 0.15 | 0.15 | 0.15
BART SO2 Annual-Lawrence 5 -v5.14 | 169 | 7242 | Rate Constraint in lbs/MMBtu | FALSE | L | Annual | Emissions at Affected Plants SO2 | Thousand Tons | 0 | 0 | 0 | 0 | 0 | 0 | 0 | 0
BART SO2 Annual-Lawrence 5 -v5.14 | 169 | 7242 | Rate Constraint in lbs/MMBtu | FALSE | L | Annual | Allowances Purchased SO2 | Thousand Tons | 0 | 0 | 0 | 0 | 0 | 0 | 0 | 0
BART SO2 Annual-Lawrence 5 -v5.14 | 169 | 7242 | Rate Constraint in lbs/MMBtu | FALSE | L | Annual | Allowances Sold SO2 | Thousand Tons | 0 | 0 | 0 | 0 | 0 | 0 | 0 | 0
BART SO2 Annual-Lawrence 5 -v5.14 | 169 | 7242 | Rate Constraint in lbs/MMBtu | FALSE | L | Annual | Allowances Banked | Thousand Tons | 0 | 0 | 0 | 0 | 0 | 0 | 0 | 0
BART SO2 Annual-Lawrence 5 -v5.14 | 169 | 7242 | Rate Constraint in lbs/MMBtu | FALSE | L | Annual | Allowances Withdrawn (1:1) | Thousand Tons | 0 | 0 | 0 | 0 | 0 | 0 | 0 | 0
BART SO2 Annual-Lawrence 5 -v5.14 | 169 | 7242 | Rate Constraint in lbs/MMBtu | FALSE | L | Annual | Allowances Withdrawn (n:1) | Thousand Tons | 0 | 0 | 0 | 0 | 0 | 0 | 0 | 0
BART SO2 Annual-Lawrence 5 -v5.14 | 169 | 7242 | Rate Constraint in lbs/MMBtu | FALSE | L | Annual | Net Emissions Allowance Position | Thousand Tons | 0 | 0 | 0 | 0 | 0 | 0 | 0 | 0
BART SO2 Annual-Lawrence 5 -v5.14 | 169 | 7242 | Rate Constraint in lbs/MMBtu | FALSE | L | Annual | Fuel Consumed | TBtu | 0 | 0 | 0 | 0 | 0 | 0 | 0 | 0
BART SO2 Annual-Lawrence 5 -v5.14 | 169 | 7242 | Rate Constraint in lbs/MMBtu | FALSE | L | Annual | Rate | lb/MMBtu | 0 | 0 | 0 | 0 | 0 | 0 | 0 | 0
BART SO2 Annual-Lawrence 5 -v5.14 | 169 | 7242 | Rate Constraint in lbs/MMBtu | FALSE | L | Annual | Generation | TWh | 0 | 0 | 0 | 0 | 0 | 0 | 0 | 0
BART SO2 Annual-Lawrence 5 -v5.14 | 169 | 7242 | Rate Constraint in lbs/MMBtu | FALSE | L | Annual | Qualifying Generation | TWh | 0 | 0 | 0 | 0 | 0 | 0 | 0 | 0
BART SO2 Annual-Lawrence 5 -v5.14 | 169 | 7242 | Rate Constraint in lbs/MMBtu | FALSE | L | Annual | Rate | lb/MWh | 0 | 0 | 0 | 0 | 0 | 0 | 0 | 0
BART SO2 Annual-Lawrence 5 -v5.14 | 169 | 7242 | Rate Constraint in lbs/MMBtu | FALSE | L | Annual | Constraint Shadow Price | US2019$/Ton | 0 | 0 | 0 | 0 | 0 | 0 | 0 | 0
BART SO2 Annual-Leland Olds 1 -v5.13 | 170 | 7220 | Rate Constraint in lbs/MMBtu | FALSE | L | Annual | Seasons Included | Seasons | Winter, WintShld, Summer | Winter, WintShld, Summer | Winter, WintShld, Summer | Winter, WintShld, Summer | Winter, WintShld, Summer | Winter, WintShld, Summer | Winter, WintShld, Summer | Winter, WintShld, Summer
BART SO2 Annual-Leland Olds 1 -v5.13 | 170 | 7220 | Rate Constraint in lbs/MMBtu | FALSE | L | Annual | Standard SO2 | lb/MMBtu | 0.15 | 0.15 | 0.15 | 0.15 | 0.15 | 0.15 | 0.15 | 0.15
BART SO2 Annual-Leland Olds 1 -v5.13 | 170 | 7220 | Rate Constraint in lbs/MMBtu | FALSE | L | Annual | Emissions at Affected Plants SO2 | Thousand Tons | 0.63615 | 0.53446 | 0.36207 | 0.46231 | 0.46231 | 0.53446 | 0.36322 | 0
BART SO2 Annual-Leland Olds 1 -v5.13 | 170 | 7220 | Rate Constraint in lbs/MMBtu | FALSE | L | Annual | Allowances Purchased SO2 | Thousand Tons | 0 | 0 | 0 | 0 | 0 | 0 | 0 | 0
BART SO2 Annual-Leland Olds 1 -v5.13 | 170 | 7220 | Rate Constraint in lbs/MMBtu | FALSE | L | Annual | Allowances Sold SO2 | Thousand Tons | 0 | 0 | 0 | 0 | 0 | 0 | 0 | 0
BART SO2 Annual-Leland Olds 1 -v5.13 | 170 | 7220 | Rate Constraint in lbs/MMBtu | FALSE | L | Annual | Allowances Banked | Thousand Tons | 0 | 0 | 0 | 0 | 0 | 0 | 0 | 0
BART SO2 Annual-Leland Olds 1 -v5.13 | 170 | 7220 | Rate Constraint in lbs/MMBtu | FALSE | L | Annual | Allowances Withdrawn (1:1) | Thousand Tons | 0 | 0 | 0 | 0 | 0 | 0 | 0 | 0
BART SO2 Annual-Leland Olds 1 -v5.13 | 170 | 7220 | Rate Constraint in lbs/MMBtu | FALSE | L | Annual | Allowances Withdrawn (n:1) | Thousand Tons | 0 | 0 | 0 | 0 | 0 | 0 | 0 | 0
BART SO2 Annual-Leland Olds 1 -v5.13 | 170 | 7220 | Rate Constraint in lbs/MMBtu | FALSE | L | Annual | Net Emissions Allowance Position | Thousand Tons | 0.63615 | 0.53446 | 0.36207 | 0.46231 | 0.46231 | 0.53446 | 0.36322 | 0
BART SO2 Annual-Leland Olds 1 -v5.13 | 170 | 7220 | Rate Constraint in lbs/MMBtu | FALSE | L | Annual | Fuel Consumed | TBtu | 17.8152 | 17.8152 | 12.0691 | 15.4103 | 15.4103 | 17.8152 | 12.1074 | 0
BART SO2 Annual-Leland Olds 1 -v5.13 | 170 | 7220 | Rate Constraint in lbs/MMBtu | FALSE | L | Annual | Rate | lb/MMBtu | 0.071417 | 0.06 | 0.06 | 0.06 | 0.06 | 0.06 | 0.06 | 0
BART SO2 Annual-Leland Olds 1 -v5.13 | 170 | 7220 | Rate Constraint in lbs/MMBtu | FALSE | L | Annual | Generation | TWh | 1.5033 | 1.5033 | 1.0184 | 1.3003 | 1.3003 | 1.5033 | 1.0216 | 0
BART SO2 Annual-Leland Olds 1 -v5.13 | 170 | 7220 | Rate Constraint in lbs/MMBtu | FALSE | L | Annual | Qualifying Generation | TWh | 1.5033 | 1.5033 | 1.0184 | 1.3003 | 1.3003 | 1.5033 | 1.0216 | 0
BART SO2 Annual-Leland Olds 1 -v5.13 | 170 | 7220 | Rate Constraint in lbs/MMBtu | FALSE | L | Annual | Rate | lb/MWh | 0.84636 | 0.71106 | 0.71106 | 0.71106 | 0.71106 | 0.71106 | 0.71106 | 0
BART SO2 Annual-Leland Olds 1 -v5.13 | 170 | 7220 | Rate Constraint in lbs/MMBtu | FALSE | L | Annual | Constraint Shadow Price | US2019$/Ton | 0 | 0 | 0 | 0 | 0 | 0 | 0 | 0
BART SO2 Annual-Leland Olds 2 -v5.13 | 171 | 7221 | Rate Constraint in lbs/MMBtu | FALSE | L | Annual | Seasons Included | Seasons | Winter, WintShld, Summer | Winter, WintShld, Summer | Winter, WintShld, Summer | Winter, WintShld, Summer | Winter, WintShld, Summer | Winter, WintShld, Summer | Winter, WintShld, Summer | Winter, WintShld, Summer
BART SO2 Annual-Leland Olds 2 -v5.13 | 171 | 7221 | Rate Constraint in lbs/MMBtu | FALSE | L | Annual | Standard SO2 | lb/MMBtu | 0.15 | 0.15 | 0.15 | 0.15 | 0.15 | 0.15 | 0.15 | 0.15
BART SO2 Annual-Leland Olds 2 -v5.13 | 171 | 7221 | Rate Constraint in lbs/MMBtu | FALSE | L | Annual | Emissions at Affected Plants SO2 | Thousand Tons | 1.1934 | 1.0874 | 0.94421 | 0.95637 | 1.0874 | 1.0874 | 0.9253 | 0.70693
BART SO2 Annual-Leland Olds 2 -v5.13 | 171 | 7221 | Rate Constraint in lbs/MMBtu | FALSE | L | Annual | Allowances Purchased SO2 | Thousand Tons | 0 | 0 | 0 | 0 | 0 | 0 | 0 | 0
BART SO2 Annual-Leland Olds 2 -v5.13 | 171 | 7221 | Rate Constraint in lbs/MMBtu | FALSE | L | Annual | Allowances Sold SO2 | Thousand Tons | 0 | 0 | 0 | 0 | 0 | 0 | 0 | 0
BART SO2 Annual-Leland Olds 2 -v5.13 | 171 | 7221 | Rate Constraint in lbs/MMBtu | FALSE | L | Annual | Allowances Banked | Thousand Tons | 0 | 0 | 0 | 0 | 0 | 0 | 0 | 0
BART SO2 Annual-Leland Olds 2 -v5.13 | 171 | 7221 | Rate Constraint in lbs/MMBtu | FALSE | L | Annual | Allowances Withdrawn (1:1) | Thousand Tons | 0 | 0 | 0 | 0 | 0 | 0 | 0 | 0
BART SO2 Annual-Leland Olds 2 -v5.13 | 171 | 7221 | Rate Constraint in lbs/MMBtu | FALSE | L | Annual | Allowances Withdrawn (n:1) | Thousand Tons | 0 | 0 | 0 | 0 | 0 | 0 | 0 | 0
BART SO2 Annual-Leland Olds 2 -v5.13 | 171 | 7221 | Rate Constraint in lbs/MMBtu | FALSE | L | Annual | Net Emissions Allowance Position | Thousand Tons | 1.1934 | 1.0874 | 0.94421 | 0.95637 | 1.0874 | 1.0874 | 0.9253 | 0.70693
BART SO2 Annual-Leland Olds 2 -v5.13 | 171 | 7221 | Rate Constraint in lbs/MMBtu | FALSE | L | Annual | Fuel Consumed | TBtu | 36.2477 | 36.2477 | 31.4735 | 31.8791 | 36.2477 | 36.2477 | 30.8432 | 23.5643
BART SO2 Annual-Leland Olds 2 -v5.13 | 171 | 7221 | Rate Constraint in lbs/MMBtu | FALSE | L | Annual | Rate | lb/MMBtu | 0.065846 | 0.06 | 0.06 | 0.06 | 0.06 | 0.06 | 0.06 | 0.06
BART SO2 Annual-Leland Olds 2 -v5.13 | 171 | 7221 | Rate Constraint in lbs/MMBtu | FALSE | L | Annual | Generation | TWh | 3.0846 | 3.0846 | 2.6784 | 2.7129 | 3.0846 | 3.0846 | 2.6247 | 2.0053
BART SO2 Annual-Leland Olds 2 -v5.13 | 171 | 7221 | Rate Constraint in lbs/MMBtu | FALSE | L | Annual | Qualifying Generation | TWh | 3.0846 | 3.0846 | 2.6784 | 2.7129 | 3.0846 | 3.0846 | 2.6247 | 2.0053
BART SO2 Annual-Leland Olds 2 -v5.13 | 171 | 7221 | Rate Constraint in lbs/MMBtu | FALSE | L | Annual | Rate | lb/MWh | 0.77376 | 0.70506 | 0.70506 | 0.70506 | 0.70506 | 0.70506 | 0.70506 | 0.70506
BART SO2 Annual-Leland Olds 2 -v5.13 | 171 | 7221 | Rate Constraint in lbs/MMBtu | FALSE | L | Annual | Constraint Shadow Price | US2019$/Ton | 0 | 0 | 0 | 0 | 0 | 0 | 0 | 0
BART SO2 Annual-Milton R Young B1 -v5.13 | 172 | 7222 | Rate Constraint in lbs/MMBtu | FALSE | L | Annual | Seasons Included | Seasons | Winter, WintShld, Summer | Winter, WintShld, Summer | Winter, WintShld, Summer | Winter, WintShld, Summer | Winter, WintShld, Summer | Winter, WintShld, Summer | Winter, WintShld, Summer | Winter, WintShld, Summer
BART SO2 Annual-Milton R Young B1 -v5.13 | 172 | 7222 | Rate Constraint in lbs/MMBtu | FALSE | L | Annual | Standard SO2 | lb/MMBtu | 0.15 | 0.15 | 0.15 | 0.15 | 0.15 | 0.15 | 0.15 | 0.15
BART SO2 Annual-Milton R Young B1 -v5.13 | 172 | 7222 | Rate Constraint in lbs/MMBtu | FALSE | L | Annual | Emissions at Affected Plants SO2 | Thousand Tons | 0.69232 | 0.67787 | 0.60699 | 0.63319 | 0.63319 | 0 | 0 | 0
BART SO2 Annual-Milton R Young B1 -v5.13 | 172 | 7222 | Rate Constraint in lbs/MMBtu | FALSE | L | Annual | Allowances Purchased SO2 | Thousand Tons | 0 | 0 | 0 | 0 | 0 | 0 | 0 | 0
BART SO2 Annual-Milton R Young B1 -v5.13 | 172 | 7222 | Rate Constraint in lbs/MMBtu | FALSE | L | Annual | Allowances Sold SO2 | Thousand Tons | 0 | 0 | 0 | 0 | 0 | 0 | 0 | 0
BART SO2 Annual-Milton R Young B1 -v5.13 | 172 | 7222 | Rate Constraint in lbs/MMBtu | FALSE | L | Annual | Allowances Banked | Thousand Tons | 0 | 0 | 0 | 0 | 0 | 0 | 0 | 0
BART SO2 Annual-Milton R Young B1 -v5.13 | 172 | 7222 | Rate Constraint in lbs/MMBtu | FALSE | L | Annual | Allowances Withdrawn (1:1) | Thousand Tons | 0 | 0 | 0 | 0 | 0 | 0 | 0 | 0
BART SO2 Annual-Milton R Young B1 -v5.13 | 172 | 7222 | Rate Constraint in lbs/MMBtu | FALSE | L | Annual | Allowances Withdrawn (n:1) | Thousand Tons | 0 | 0 | 0 | 0 | 0 | 0 | 0 | 0
BART SO2 Annual-Milton R Young B1 -v5.13 | 172 | 7222 | Rate Constraint in lbs/MMBtu | FALSE | L | Annual | Net Emissions Allowance Position | Thousand Tons | 0.69232 | 0.67787 | 0.60699 | 0.63319 | 0.63319 | 0 | 0 | 0
BART SO2 Annual-Milton R Young B1 -v5.13 | 172 | 7222 | Rate Constraint in lbs/MMBtu | FALSE | L | Annual | Fuel Consumed | TBtu | 20.0568 | 19.6381 | 17.5846 | 18.3438 | 18.3438 | 0 | 0 | 0
BART SO2 Annual-Milton R Young B1 -v5.13 | 172 | 7222 | Rate Constraint in lbs/MMBtu | FALSE | L | Annual | Rate | lb/MMBtu | 0.069036 | 0.069036 | 0.069036 | 0.069036 | 0.069036 | 0 | 0 | 0
BART SO2 Annual-Milton R Young B1 -v5.13 | 172 | 7222 | Rate Constraint in lbs/MMBtu | FALSE | L | Annual | Generation | TWh | 1.7244 | 1.6884 | 1.5119 | 1.5771 | 1.5771 | 0 | 0 | 0
BART SO2 Annual-Milton R Young B1 -v5.13 | 172 | 7222 | Rate Constraint in lbs/MMBtu | FALSE | L | Annual | Qualifying Generation | TWh | 1.7244 | 1.6884 | 1.5119 | 1.5771 | 1.5771 | 0 | 0 | 0
BART SO2 Annual-Milton R Young B1 -v5.13 | 172 | 7222 | Rate Constraint in lbs/MMBtu | FALSE | L | Annual | Rate | lb/MWh | 0.80296 | 0.80296 | 0.80296 | 0.80296 | 0.80296 | 0 | 0 | 0
BART SO2 Annual-Milton R Young B1 -v5.13 | 172 | 7222 | Rate Constraint in lbs/MMBtu | FALSE | L | Annual | Constraint Shadow Price | US2019$/Ton | 0 | 0 | 0 | 0 | 0 | 0 | 0 | 0
BART SO2 Annual-Milton R Young B2 -v5.13 | 173 | 7223 | Rate Constraint in lbs/MMBtu | FALSE | L | Annual | Seasons Included | Seasons | Winter, WintShld, Summer | Winter, WintShld, Summer | Winter, WintShld, Summer | Winter, WintShld, Summer | Winter, WintShld, Summer | Winter, WintShld, Summer | Winter, WintShld, Summer | Winter, WintShld, Summer
BART SO2 Annual-Milton R Young B2 -v5.13 | 173 | 7223 | Rate Constraint in lbs/MMBtu | FALSE | L | Annual | Standard SO2 | lb/MMBtu | 0.15 | 0.15 | 0.15 | 0.15 | 0.15 | 0.15 | 0.15 | 0.15
BART SO2 Annual-Milton R Young B2 -v5.13 | 173 | 7223 | Rate Constraint in lbs/MMBtu | FALSE | L | Annual | Emissions at Affected Plants SO2 | Thousand Tons | 1.367 | 1.3137 | 1.0431 | 1.1963 | 1.2467 | 1.2249 | 0.51891 | 0
BART SO2 Annual-Milton R Young B2 -v5.13 | 173 | 7223 | Rate Constraint in lbs/MMBtu | FALSE | L | Annual | Allowances Purchased SO2 | Thousand Tons | 0 | 0 | 0 | 0 | 0 | 0 | 0 | 0
BART SO2 Annual-Milton R Young B2 -v5.13 | 173 | 7223 | Rate Constraint in lbs/MMBtu | FALSE | L | Annual | Allowances Sold SO2 | Thousand Tons | 0 | 0 | 0 | 0 | 0 | 0 | 0 | 0
BART SO2 Annual-Milton R Young B2 -v5.13 | 173 | 7223 | Rate Constraint in lbs/MMBtu | FALSE | L | Annual | Allowances Banked | Thousand Tons | 0 | 0 | 0 | 0 | 0 | 0 | 0 | 0
BART SO2 Annual-Milton R Young B2 -v5.13 | 173 | 7223 | Rate Constraint in lbs/MMBtu | FALSE | L | Annual | Allowances Withdrawn (1:1) | Thousand Tons | 0 | 0 | 0 | 0 | 0 | 0 | 0 | 0
BART SO2 Annual-Milton R Young B2 -v5.13 | 173 | 7223 | Rate Constraint in lbs/MMBtu | FALSE | L | Annual | Allowances Withdrawn (n:1) | Thousand Tons | 0 | 0 | 0 | 0 | 0 | 0 | 0 | 0
BART SO2 Annual-Milton R Young B2 -v5.13 | 173 | 7223 | Rate Constraint in lbs/MMBtu | FALSE | L | Annual | Net Emissions Allowance Position | Thousand Tons | 1.367 | 1.3137 | 1.0431 | 1.1963 | 1.2467 | 1.2249 | 0.51891 | 0
BART SO2 Annual-Milton R Young B2 -v5.13 | 173 | 7223 | Rate Constraint in lbs/MMBtu | FALSE | L | Annual | Fuel Consumed | TBtu | 37.0481 | 35.6035 | 28.2686 | 32.4206 | 33.7861 | 33.1973 | 14.063 | 0
BART SO2 Annual-Milton R Young B2 -v5.13 | 173 | 7223 | Rate Constraint in lbs/MMBtu | FALSE | L | Annual | Rate | lb/MMBtu | 0.073797 | 0.073797 | 0.073797 | 0.073797 | 0.073797 | 0.073797 | 0.073797 | 0
BART SO2 Annual-Milton R Young B2 -v5.13 | 173 | 7223 | Rate Constraint in lbs/MMBtu | FALSE | L | Annual | Generation | TWh | 3.2524 | 3.1256 | 2.4817 | 2.8462 | 2.966 | 2.9143 | 1.2346 | 0
BART SO2 Annual-Milton R Young B2 -v5.13 | 173 | 7223 | Rate Constraint in lbs/MMBtu | FALSE | L | Annual | Qualifying Generation | TWh | 3.2524 | 3.1256 | 2.4817 | 2.8462 | 2.966 | 2.9143 | 1.2346 | 0
BART SO2 Annual-Milton R Young B2 -v5.13 | 173 | 7223 | Rate Constraint in lbs/MMBtu | FALSE | L | Annual | Rate | lb/MWh | 0.84062 | 0.84062 | 0.84062 | 0.84062 | 0.84062 | 0.84062 | 0.84062 | 0
BART SO2 Annual-Milton R Young B2 -v5.13 | 173 | 7223 | Rate Constraint in lbs/MMBtu | FALSE | L | Annual | Constraint Shadow Price | US2019$/Ton | 0 | 0 | 0 | 0 | 0 | 0 | 0 | 0
BART SO2 Annual-Muskogee 4 -v5.13 | 174 | 7224 | Rate Constraint in lbs/MMBtu | FALSE | L | Annual | Seasons Included | Seasons | Winter, WintShld, Summer | Winter, WintShld, Summer | Winter, WintShld, Summer | Winter, WintShld, Summer | Winter, WintShld, Summer | Winter, WintShld, Summer | Winter, WintShld, Summer | Winter, WintShld, Summer
BART SO2 Annual-Muskogee 4 -v5.13 | 174 | 7224 | Rate Constraint in lbs/MMBtu | FALSE | L | Annual | Standard SO2 | lb/MMBtu | 0.06 | 0.06 | 0.06 | 0.06 | 0.06 | 0.06 | 0.06 | 0.06
BART SO2 Annual-Muskogee 4 -v5.13 | 174 | 7224 | Rate Constraint in lbs/MMBtu | FALSE | L | Annual | Emissions at Affected Plants SO2 | Thousand Tons | 0 | 0 | 0 | 0 | 0 | 0 | 0 | 0
BART SO2 Annual-Muskogee 4 -v5.13 | 174 | 7224 | Rate Constraint in lbs/MMBtu | FALSE | L | Annual | Allowances Purchased SO2 | Thousand Tons | 0 | 0 | 0 | 0 | 0 | 0 | 0 | 0
BART SO2 Annual-Muskogee 4 -v5.13 | 174 | 7224 | Rate Constraint in lbs/MMBtu | FALSE | L | Annual | Allowances Sold SO2 | Thousand Tons | 0 | 0 | 0 | 0 | 0 | 0 | 0 | 0
BART SO2 Annual-Muskogee 4 -v5.13 | 174 | 7224 | Rate Constraint in lbs/MMBtu | FALSE | L | Annual | Allowances Banked | Thousand Tons | 0 | 0 | 0 | 0 | 0 | 0 | 0 | 0
BART SO2 Annual-Muskogee 4 -v5.13 | 174 | 7224 | Rate Constraint in lbs/MMBtu | FALSE | L | Annual | Allowances Withdrawn (1:1) | Thousand Tons | 0 | 0 | 0 | 0 | 0 | 0 | 0 | 0
BART SO2 Annual-Muskogee 4 -v5.13 | 174 | 7224 | Rate Constraint in lbs/MMBtu | FALSE | L | Annual | Allowances Withdrawn (n:1) | Thousand Tons | 0 | 0 | 0 | 0 | 0 | 0 | 0 | 0
BART SO2 Annual-Muskogee 4 -v5.13 | 174 | 7224 | Rate Constraint in lbs/MMBtu | FALSE | L | Annual | Net Emissions Allowance Position | Thousand Tons | 0 | 0 | 0 | 0 | 0 | 0 | 0 | 0
BART SO2 Annual-Muskogee 4 -v5.13 | 174 | 7224 | Rate Constraint in lbs/MMBtu | FALSE | L | Annual | Fuel Consumed | TBtu | 0 | 0 | 0 | 0 | 0 | 0 | 0 | 0
BART SO2 Annual-Muskogee 4 -v5.13 | 174 | 7224 | Rate Constraint in lbs/MMBtu | FALSE | L | Annual | Rate | lb/MMBtu | 0 | 0 | 0 | 0 | 0 | 0 | 0 | 0
BART SO2 Annual-Muskogee 4 -v5.13 | 174 | 7224 | Rate Constraint in lbs/MMBtu | FALSE | L | Annual | Generation | TWh | 0 | 0 | 0 | 0 | 0 | 0 | 0 | 0
BART SO2 Annual-Muskogee 4 -v5.13 | 174 | 7224 | Rate Constraint in lbs/MMBtu | FALSE | L | Annual | Qualifying Generation | TWh | 0 | 0 | 0 | 0 | 0 | 0 | 0 | 0
BART SO2 Annual-Muskogee 4 -v5.13 | 174 | 7224 | Rate Constraint in lbs/MMBtu | FALSE | L | Annual | Rate | lb/MWh | 0 | 0 | 0 | 0 | 0 | 0 | 0 | 0
BART SO2 Annual-Muskogee 4 -v5.13 | 174 | 7224 | Rate Constraint in lbs/MMBtu | FALSE | L | Annual | Constraint Shadow Price | US2019$/Ton | 62551.723 | 37315.3962 | 17249.8317 | 20251.1412 | 23349.8545 | 26389.9683 | 4508.9732 | 31157.5876
BART SO2 Annual-Muskogee 5 -v5.13 | 175 | 7225 | Rate Constraint in lbs/MMBtu | FALSE | L | Annual | Seasons Included | Seasons | Winter, WintShld, Summer | Winter, WintShld, Summer | Winter, WintShld, Summer | Winter, WintShld, Summer | Winter, WintShld, Summer | Winter, WintShld, Summer | Winter, WintShld, Summer | Winter, WintShld, Summer
BART SO2 Annual-Muskogee 5 -v5.13 | 175 | 7225 | Rate Constraint in lbs/MMBtu | FALSE | L | Annual | Standard SO2 | lb/MMBtu | 0.06 | 0.06 | 0.06 | 0.06 | 0.06 | 0.06 | 0.06 | 0.06
BART SO2 Annual-Muskogee 5 -v5.13 | 175 | 7225 | Rate Constraint in lbs/MMBtu | FALSE | L | Annual | Emissions at Affected Plants SO2 | Thousand Tons | 0 | 0 | 0 | 0 | 0 | 0 | 0 | 0
BART SO2 Annual-Muskogee 5 -v5.13 | 175 | 7225 | Rate Constraint in lbs/MMBtu | FALSE | L | Annual | Allowances Purchased SO2 | Thousand Tons | 0 | 0 | 0 | 0 | 0 | 0 | 0 | 0
BART SO2 Annual-Muskogee 5 -v5.13 | 175 | 7225 | Rate Constraint in lbs/MMBtu | FALSE | L | Annual | Allowances Sold SO2 | Thousand Tons | 0 | 0 | 0 | 0 | 0 | 0 | 0 | 0
BART SO2 Annual-Muskogee 5 -v5.13 | 175 | 7225 | Rate Constraint in lbs/MMBtu | FALSE | L | Annual | Allowances Banked | Thousand Tons | 0 | 0 | 0 | 0 | 0 | 0 | 0 | 0
BART SO2 Annual-Muskogee 5 -v5.13 | 175 | 7225 | Rate Constraint in lbs/MMBtu | FALSE | L | Annual | Allowances Withdrawn (1:1) | Thousand Tons | 0 | 0 | 0 | 0 | 0 | 0 | 0 | 0
BART SO2 Annual-Muskogee 5 -v5.13 | 175 | 7225 | Rate Constraint in lbs/MMBtu | FALSE | L | Annual | Allowances Withdrawn (n:1) | Thousand Tons | 0 | 0 | 0 | 0 | 0 | 0 | 0 | 0
BART SO2 Annual-Muskogee 5 -v5.13 | 175 | 7225 | Rate Constraint in lbs/MMBtu | FALSE | L | Annual | Net Emissions Allowance Position | Thousand Tons | 0 | 0 | 0 | 0 | 0 | 0 | 0 | 0
BART SO2 Annual-Muskogee 5 -v5.13 | 175 | 7225 | Rate Constraint in lbs/MMBtu | FALSE | L | Annual | Fuel Consumed | TBtu | 0 | 0 | 0 | 0 | 0 | 0 | 0 | 0
BART SO2 Annual-Muskogee 5 -v5.13 | 175 | 7225 | Rate Constraint in lbs/MMBtu | FALSE | L | Annual | Rate | lb/MMBtu | 0 | 0 | 0 | 0 | 0 | 0 | 0 | 0
BART SO2 Annual-Muskogee 5 -v5.13 | 175 | 7225 | Rate Constraint in lbs/MMBtu | FALSE | L | Annual | Generation | TWh | 0 | 0 | 0 | 0 | 0 | 0 | 0 | 0
BART SO2 Annual-Muskogee 5 -v5.13 | 175 | 7225 | Rate Constraint in lbs/MMBtu | FALSE | L | Annual | Qualifying Generation | TWh | 0 | 0 | 0 | 0 | 0 | 0 | 0 | 0
BART SO2 Annual-Muskogee 5 -v5.13 | 175 | 7225 | Rate Constraint in lbs/MMBtu | FALSE | L | Annual | Rate | lb/MWh | 0 | 0 | 0 | 0 | 0 | 0 | 0 | 0
BART SO2 Annual-Muskogee 5 -v5.13 | 175 | 7225 | Rate Constraint in lbs/MMBtu | FALSE | L | Annual | Constraint Shadow Price | US2019$/Ton | 62467.841 | 37251.9002 | 17194.558 | 20193.8187 | 23290.7219 | 26321.1391 | 28441.5978 | 31094.0964
BART SO2 Annual-Nelson -v6.20 | 176 | 7238 | Rate Constraint in lbs/MMBtu | FALSE | L | Annual | Seasons Included | Seasons | Winter, WintShld, Summer | Winter, WintShld, Summer | Winter, WintShld, Summer | Winter, WintShld, Summer | Winter, WintShld, Summer | Winter, WintShld, Summer | Winter, WintShld, Summer | Winter, WintShld, Summer
BART SO2 Annual-Nelson -v6.20 | 176 | 7238 | Rate Constraint in lbs/MMBtu | FALSE | L | Annual | Standard SO2 | lb/MMBtu | 0.6 | 0.6 | 0.6 | 0.6 | 0.6 | 0.6 | 0.6 | 0.6
BART SO2 Annual-Nelson -v6.20 | 176 | 7238 | Rate Constraint in lbs/MMBtu | FALSE | L | Annual | Emissions at Affected Plants SO2 | Thousand Tons | 11.8026 | 0 | 0 | 0 | 0 | 0 | 0 | 0
BART SO2 Annual-Nelson -v6.20 | 176 | 7238 | Rate Constraint in lbs/MMBtu | FALSE | L | Annual | Allowances Purchased SO2 | Thousand Tons | 0 | 0 | 0 | 0 | 0 | 0 | 0 | 0
BART SO2 Annual-Nelson -v6.20 | 176 | 7238 | Rate Constraint in lbs/MMBtu | FALSE | L | Annual | Allowances Sold SO2 | Thousand Tons | 0 | 0 | 0 | 0 | 0 | 0 | 0 | 0
BART SO2 Annual-Nelson -v6.20 | 176 | 7238 | Rate Constraint in lbs/MMBtu | FALSE | L | Annual | Allowances Banked | Thousand Tons | 0 | 0 | 0 | 0 | 0 | 0 | 0 | 0
BART SO2 Annual-Nelson -v6.20 | 176 | 7238 | Rate Constraint in lbs/MMBtu | FALSE | L | Annual | Allowances Withdrawn (1:1) | Thousand Tons | 0 | 0 | 0 | 0 | 0 | 0 | 0 | 0
BART SO2 Annual-Nelson -v6.20 | 176 | 7238 | Rate Constraint in lbs/MMBtu | FALSE | L | Annual | Allowances Withdrawn (n:1) | Thousand Tons | 0 | 0 | 0 | 0 | 0 | 0 | 0 | 0
BART SO2 Annual-Nelson -v6.20 | 176 | 7238 | Rate Constraint in lbs/MMBtu | FALSE | L | Annual | Net Emissions Allowance Position | Thousand Tons | 11.8026 | 0 | 0 | 0 | 0 | 0 | 0 | 0
BART SO2 Annual-Nelson -v6.20 | 176 | 7238 | Rate Constraint in lbs/MMBtu | FALSE | L | Annual | Fuel Consumed | TBtu | 45.1932 | 0 | 0 | 0 | 0 | 0 | 0 | 0
BART SO2 Annual-Nelson -v6.20 | 176 | 7238 | Rate Constraint in lbs/MMBtu | FALSE | L | Annual | Rate | lb/MMBtu | 0.52232 | 0 | 0 | 0 | 0 | 0 | 0 | 0
BART SO2 Annual-Nelson -v6.20 | 176 | 7238 | Rate Constraint in lbs/MMBtu | FALSE | L | Annual | Generation | TWh | 3.8125 | 0 | 0 | 0 | 0 | 0 | 0 | 0
BART SO2 Annual-Nelson -v6.20 | 176 | 7238 | Rate Constraint in lbs/MMBtu | FALSE | L | Annual | Qualifying Generation | TWh | 3.8125 | 0 | 0 | 0 | 0 | 0 | 0 | 0
BART SO2 Annual-Nelson -v6.20 | 176 | 7238 | Rate Constraint in lbs/MMBtu | FALSE | L | Annual | Rate | lb/MWh | 6.1916 | 0 | 0 | 0 | 0 | 0 | 0 | 0
BART SO2 Annual-Nelson -v6.20 | 176 | 7238 | Rate Constraint in lbs/MMBtu | FALSE | L | Annual | Constraint Shadow Price | US2019$/Ton | 0 | 0 | 0 | 0 | 0 | 0 | 0 | 0
BART SO2 Annual-Northeastern 3313 -v5.13 | 177 | 7230 | Rate Constraint in lbs/MMBtu | FALSE | L | Annual | Seasons Included | Seasons | Winter, WintShld, Summer | Winter, WintShld, Summer | Winter, WintShld, Summer | Winter, WintShld, Summer | Winter, WintShld, Summer | Winter, WintShld, Summer | Winter, WintShld, Summer | Winter, WintShld, Summer
BART SO2 Annual-Northeastern 3313 -v5.13 | 177 | 7230 | Rate Constraint in lbs/MMBtu | FALSE | L | Annual | Standard SO2 | lb/MMBtu | 0.4 | 0.4 | 0.13333 | 0 | 0 | 0 | 0 | 0
BART SO2 Annual-Northeastern 3313 -v5.13 | 177 | 7230 | Rate Constraint in lbs/MMBtu | FALSE | L | Annual | Emissions at Affected Plants SO2 | Thousand Tons | 4.4749 | 0 | 0 | 0 | 0 | 0 | 0 | 0
BART SO2 Annual-Northeastern 3313 -v5.13 | 177 | 7230 | Rate Constraint in lbs/MMBtu | FALSE | L | Annual | Allowances Purchased SO2 | Thousand Tons | 0 | 0 | 0 | 0 | 0 | 0 | 0 | 0
BART SO2 Annual-Northeastern 3313 -v5.13 | 177 | 7230 | Rate Constraint in lbs/MMBtu | FALSE | L | Annual | Allowances Sold SO2 | Thousand Tons | 0 | 0 | 0 | 0 | 0 | 0 | 0 | 0
BART SO2 Annual-Northeastern 3313 -v5.13 | 177 | 7230 | Rate Constraint in lbs/MMBtu | FALSE | L | Annual | Allowances Banked | Thousand Tons | 0 | 0 | 0 | 0 | 0 | 0 | 0 | 0
BART SO2 Annual-Northeastern 3313 -v5.13 | 177 | 7230 | Rate Constraint in lbs/MMBtu | FALSE | L | Annual | Allowances Withdrawn (1:1) | Thousand Tons | 0 | 0 | 0 | 0 | 0 | 0 | 0 | 0
BART SO2 Annual-Northeastern 3313 -v5.13 | 177 | 7230 | Rate Constraint in lbs/MMBtu | FALSE | L | Annual | Allowances Withdrawn (n:1) | Thousand Tons | 0 | 0 | 0 | 0 | 0 | 0 | 0 | 0
BART SO2 Annual-Northeastern 3313 -v5.13 | 177 | 7230 | Rate Constraint in lbs/MMBtu | FALSE | L | Annual | Net Emissions Allowance Position | Thousand Tons | 4.4749 | 0 | 0 | 0 | 0 | 0 | 0 | 0
BART SO2 Annual-Northeastern 3313 -v5.13 | 177 | 7230 | Rate Constraint in lbs/MMBtu | FALSE | L | Annual | Fuel Consumed | TBtu | 22.3744 | 0 | 0 | 0 | 0 | 0 | 0 | 0
BART SO2 Annual-Northeastern 3313 -v5.13 | 177 | 7230 | Rate Constraint in lbs/MMBtu | FALSE | L | Annual | Rate | lb/MMBtu | 0.4 | 0 | 0 | 0 | 0 | 0 | 0 | 0
BART SO2 Annual-Northeastern 3313 -v5.13 | 177 | 7230 | Rate Constraint in lbs/MMBtu | FALSE | L | Annual | Generation | TWh | 2.1611 | 0 | 0 | 0 | 0 | 0 | 0 | 0
BART SO2 Annual-Northeastern 3313 -v5.13 | 177 | 7230 | Rate Constraint in lbs/MMBtu | FALSE | L | Annual | Qualifying Generation | TWh | 2.1611 | 0 | 0 | 0 | 0 | 0 | 0 | 0
BART SO2 Annual-Northeastern 3313 -v5.13 | 177 | 7230 | Rate Constraint in lbs/MMBtu | FALSE | L | Annual | Rate | lb/MWh | 4.1412 | 0 | 0 | 0 | 0 | 0 | 0 | 0
BART SO2 Annual-Northeastern 3313 -v5.13 | 177 | 7230 | Rate Constraint in lbs/MMBtu | FALSE | L | Annual | Constraint Shadow Price | US2019$/Ton | 145.128 | 107.2133 | 12269.184 | 248281.0045 | 21643.0598 | 25146.7023 | 17520.7033 | 26174.5951
BART SO2 Annual-Pawnee 1 -v5.13 | 178 | 7226 | Rate Constraint in lbs/MMBtu | FALSE | L | Annual | Seasons Included | Seasons | Winter, WintShld, Summer | Winter, WintShld, Summer | Winter, WintShld, Summer | Winter, WintShld, Summer | Winter, WintShld, Summer | Winter, WintShld, Summer | Winter, WintShld, Summer | Winter, WintShld, Summer
BART SO2 Annual-Pawnee 1 -v5.13 | 178 | 7226 | Rate Constraint in lbs/MMBtu | FALSE | L | Annual | Standard SO2 | lb/MMBtu | 0.12 | 0.12 | 0.12 | 0.12 | 0.12 | 0.12 | 0.12 | 0.12
BART SO2 Annual-Pawnee 1 -v5.13 | 178 | 7226 | Rate Constraint in lbs/MMBtu | FALSE | L | Annual | Emissions at Affected Plants SO2 | Thousand Tons | 1.7651 | 1.5079 | 0.011944 | 0.011944 | 0.011944 | 0.013981 | 0.013981 | 0.013981
BART SO2 Annual-Pawnee 1 -v5.13 | 178 | 7226 | Rate Constraint in lbs/MMBtu | FALSE | L | Annual | Allowances Purchased SO2 | Thousand Tons | 0 | 0 | 0 | 0 | 0 | 0 | 0 | 0
BART SO2 Annual-Pawnee 1 -v5.13 | 178 | 7226 | Rate Constraint in lbs/MMBtu | FALSE | L | Annual | Allowances Sold SO2 | Thousand Tons | 0 | 0 | 0 | 0 | 0 | 0 | 0 | 0
BART SO2 Annual-Pawnee 1 -v5.13 | 178 | 7226 | Rate Constraint in lbs/MMBtu | FALSE | L | Annual | Allowances Banked | Thousand Tons | 0 | 0 | 0 | 0 | 0 | 0 | 0 | 0
BART SO2 Annual-Pawnee 1 -v5.13 | 178 | 7226 | Rate Constraint in lbs/MMBtu | FALSE | L | Annual | Allowances Withdrawn (1:1) | Thousand Tons | 0 | 0 | 0 | 0 | 0 | 0 | 0 | 0
BART SO2 Annual-Pawnee 1 -v5.13 | 178 | 7226 | Rate Constraint in lbs/MMBtu | FALSE | L | Annual | Allowances Withdrawn (n:1) | Thousand Tons | 0 | 0 | 0 | 0 | 0 | 0 | 0 | 0
BART SO2 Annual-Pawnee 1 -v5.13 | 178 | 7226 | Rate Constraint in lbs/MMBtu | FALSE | L | Annual | Net Emissions Allowance Position | Thousand Tons | 1.7651 | 1.5079 | 0.011944 | 0.011944 | 0.011944 | 0.013981 | 0.013981 | 0.013981
BART SO2 Annual-Pawnee 1 -v5.13 | 178 | 7226 | Rate Constraint in lbs/MMBtu | FALSE | L | Annual | Fuel Consumed | TBtu | 37.6975 | 37.6975 | 0.29859 | 0.29859 | 0.29859 | 0.29859 | 0.29859 | 0.29859
BART SO2 Annual-Pawnee 1 -v5.13 | 178 | 7226 | Rate Constraint in lbs/MMBtu | FALSE | L | Annual | Rate | lb/MMBtu | 0.093647 | 0.08 | 0.08 | 0.08 | 0.08 | 0.093647 | 0.093647 | 0.093647
BART SO2 Annual-Pawnee 1 -v5.13 | 178 | 7226 | Rate Constraint in lbs/MMBtu | FALSE | L | Annual | Generation | TWh | 3.5006 | 3.5006 | 0.027727 | 0.027727 | 0.027727 | 0.027727 | 0.027727 | 0.027727
BART SO2 Annual-Pawnee 1 -v5.13 | 178 | 7226 | Rate Constraint in lbs/MMBtu | FALSE | L | Annual | Qualifying Generation | TWh | 3.5006 | 3.5006 | 0.027727 | 0.027727 | 0.027727 | 0.027727 | 0.027727 | 0.027727
BART SO2 Annual-Pawnee 1 -v5.13 | 178 | 7226 | Rate Constraint in lbs/MMBtu | FALSE | L | Annual | Rate | lb/MWh | 1.0085 | 0.86152 | 0.86152 | 0.86152 | 0.86152 | 1.0085 | 1.0085 | 1.0085
BART SO2 Annual-Pawnee 1 -v5.13 | 178 | 7226 | Rate Constraint in lbs/MMBtu | FALSE | L | Annual | Constraint Shadow Price | US2019$/Ton | 0 | 0 | 0 | 0 | 0 | 0 | 0 | 0
BART SO2 Annual-Ray D Nixon 1 -v5.13 | 179 | 7227 | Rate Constraint in lbs/MMBtu | FALSE | L | Annual | Seasons Included | Seasons | Winter, WintShld, Summer | Winter, WintShld, Summer | Winter, WintShld, Summer | Winter, WintShld, Summer | Winter, WintShld, Summer | Winter, WintShld, Summer | Winter, WintShld, Summer | Winter, WintShld, Summer
BART SO2 Annual-Ray D Nixon 1 -v5.13 | 179 | 7227 | Rate Constraint in lbs/MMBtu | FALSE | L | Annual | Standard SO2 | lb/MMBtu | 0.11 | 0.11 | 0.11 | 0.11 | 0.11 | 0.11 | 0.11 | 0.11
BART SO2 Annual-Ray D Nixon 1 -v5.13 | 179 | 7227 | Rate Constraint in lbs/MMBtu | FALSE | L | Annual | Emissions at Affected Plants SO2 | Thousand Tons | 0.68963 | 0.68963 | 0.52591 | 0.025284 | 0.033155 | 0.033155 | 0.033155 | 0.033155
BART SO2 Annual-Ray D Nixon 1 -v5.13 | 179 | 7227 | Rate Constraint in lbs/MMBtu | FALSE | L | Annual | Allowances Purchased SO2 | Thousand Tons | 0 | 0 | 0 | 0 | 0 | 0 | 0 | 0
BART SO2 Annual-Ray D Nixon 1 -v5.13 | 179 | 7227 | Rate Constraint in lbs/MMBtu | FALSE | L | Annual | Allowances Sold SO2 | Thousand Tons | 0 | 0 | 0 | 0 | 0 | 0 | 0 | 0
BART SO2 Annual-Ray D Nixon 1 -v5.13 | 179 | 7227 | Rate Constraint in lbs/MMBtu | FALSE | L | Annual | Allowances Banked | Thousand Tons | 0 | 0 | 0 | 0 | 0 | 0 | 0 | 0
BART SO2 Annual-Ray D Nixon 1 -v5.13 | 179 | 7227 | Rate Constraint in lbs/MMBtu | FALSE | L | Annual | Allowances Withdrawn (1:1) | Thousand Tons | 0 | 0 | 0 | 0 | 0 | 0 | 0 | 0
BART SO2 Annual-Ray D Nixon 1 -v5.13 | 179 | 7227 | Rate Constraint in lbs/MMBtu | FALSE | L | Annual | Allowances Withdrawn (n:1) | Thousand Tons | 0 | 0 | 0 | 0 | 0 | 0 | 0 | 0
BART SO2 Annual-Ray D Nixon 1 -v5.13 | 179 | 7227 | Rate Constraint in lbs/MMBtu | FALSE | L | Annual | Net Emissions Allowance Position | Thousand Tons | 0.68963 | 0.68963 | 0.52591 | 0.025284 | 0.033155 | 0.033155 | 0.033155 | 0.033155
BART SO2 Annual-Ray D Nixon 1 -v5.13 | 179 | 7227 | Rate Constraint in lbs/MMBtu | FALSE | L | Annual | Fuel Consumed | TBtu | 14.7283 | 14.7283 | 14.7283 | 0.70809 | 0.70809 | 0.70809 | 0.70809 | 0.70809
BART SO2 Annual-Ray D Nixon 1 -v5.13 | 179 | 7227 | Rate Constraint in lbs/MMBtu | FALSE | L | Annual | Rate | lb/MMBtu | 0.093647 | 0.093647 | 0.071415 | 0.071415 | 0.093647 | 0.093647 | 0.093647 | 0.093647
BART SO2 Annual-Ray D Nixon 1 -v5.13 | 179 | 7227 | Rate Constraint in lbs/MMBtu | FALSE | L | Annual | Generation | TWh | 1.4085 | 1.4085 | 1.4085 | 0.067715 | 0.067715 | 0.067715 | 0.067715 | 0.067715
BART SO2 Annual-Ray D Nixon 1 -v5.13 | 179 | 7227 | Rate Constraint in lbs/MMBtu | FALSE | L | Annual | Qualifying Generation | TWh | 1.4085 | 1.4085 | 1.4085 | 0.067715 | 0.067715 | 0.067715 | 0.067715 | 0.067715
BART SO2 Annual-Ray D Nixon 1 -v5.13 | 179 | 7227 | Rate Constraint in lbs/MMBtu | FALSE | L | Annual | Rate | lb/MWh | 0.97926 | 0.97926 | 0.74678 | 0.74678 | 0.97926 | 0.97926 | 0.97926 | 0.97926
BART SO2 Annual-Ray D Nixon 1 -v5.13 | 179 | 7227 | Rate Constraint in lbs/MMBtu | FALSE | L | Annual | Constraint Shadow Price | US2019$/Ton | 0 | 0 | 0 | 0 | 0 | 0 | 0 | 0
BART SO2 Annual-Sooner 1 -v5.13 | 180 | 7228 | Rate Constraint in lbs/MMBtu | FALSE | L | Annual | Seasons Included | Seasons | Winter, WintShld, Summer | Winter, WintShld, Summer | Winter, WintShld, Summer | Winter, WintShld, Summer | Winter, WintShld, Summer | Winter, WintShld, Summer | Winter, WintShld, Summer | Winter, WintShld, Summer
BART SO2 Annual-Sooner 1 -v5.13 | 180 | 7228 | Rate Constraint in lbs/MMBtu | FALSE | L | Annual | Standard SO2 | lb/MMBtu | 0.06 | 0.06 | 0.06 | 0.06 | 0.06 | 0.06 | 0.06 | 0.06
BART SO2 Annual-Sooner 1 -v5.13 | 180 | 7228 | Rate Constraint in lbs/MMBtu | FALSE | L | Annual | Emissions at Affected Plants SO2 | Thousand Tons | 0.49259 | 0.3435 | 0.23803 | 0 | 0 | 0 | 0 | 0
BART SO2 Annual-Sooner 1 -v5.13 | 180 | 7228 | Rate Constraint in lbs/MMBtu | FALSE | L | Annual | Allowances Purchased SO2 | Thousand Tons | 0 | 0 | 0 | 0 | 0 | 0 | 0 | 0
BART SO2 Annual-Sooner 1 -v5.13 | 180 | 7228 | Rate Constraint in lbs/MMBtu | FALSE | L | Annual | Allowances Sold SO2 | Thousand Tons | 0 | 0 | 0 | 0 | 0 | 0 | 0 | 0
BART SO2 Annual-Sooner 1 -v5.13 | 180 | 7228 | Rate Constraint in lbs/MMBtu | FALSE | L | Annual | Allowances Banked | Thousand Tons | 0 | 0 | 0 | 0 | 0 | 0 | 0 | 0
BART SO2 Annual-Sooner 1 -v5.13 | 180 | 7228 | Rate Constraint in lbs/MMBtu | FALSE | L | Annual | Allowances Withdrawn (1:1) | Thousand Tons | 0 | 0 | 0 | 0 | 0 | 0 | 0 | 0
BART SO2 Annual-Sooner 1 -v5.13 | 180 | 7228 | Rate Constraint in lbs/MMBtu | FALSE | L | Annual | Allowances Withdrawn (n:1) | Thousand Tons | 0 | 0 | 0 | 0 | 0 | 0 | 0 | 0
BART SO2 Annual-Sooner 1 -v5.13 | 180 | 7228 | Rate Constraint in lbs/MMBtu | FALSE | L | Annual | Net Emissions Allowance Position | Thousand Tons | 0.49259 | 0.3435 | 0.23803 | 0 | 0 | 0 | 0 | 0
BART SO2 Annual-Sooner 1 -v5.13 | 180 | 7228 | Rate Constraint in lbs/MMBtu | FALSE | L | Annual | Fuel Consumed | TBtu | 33.1134 | 23.0913 | 16.0011 | 0 | 0 | 0 | 0 | 0
BART SO2 Annual-Sooner 1 -v5.13 | 180 | 7228 | Rate Constraint in lbs/MMBtu | FALSE | L | Annual | Rate | lb/MMBtu | 0.029751 | 0.029751 | 0.029751 | 0 | 0 | 0 | 0 | 0
BART SO2 Annual-Sooner 1 -v5.13 | 180 | 7228 | Rate Constraint in lbs/MMBtu | FALSE | L | Annual | Generation | TWh | 3.1177 | 2.1741 | 1.5066 | 0 | 0 | 0 | 0 | 0
BART SO2 Annual-Sooner 1 -v5.13 | 180 | 7228 | Rate Constraint in lbs/MMBtu | FALSE | L | Annual | Qualifying Generation | TWh | 3.1177 | 2.1741 | 1.5066 | 0 | 0 | 0 | 0 | 0
BART SO2 Annual-Sooner 1 -v5.13 | 180 | 7228 | Rate Constraint in lbs/MMBtu | FALSE | L | Annual | Rate | lb/MWh | 0.31599 | 0.31599 | 0.31599 | 0 | 0 | 0 | 0 | 0
BART SO2 Annual-Sooner 1 -v5.13 | 180 | 7228 | Rate Constraint in lbs/MMBtu | FALSE | L | Annual | Constraint Shadow Price | US2019$/Ton | 0 | 0 | 0 | 0 | 0 | 0 | 0 | 0
BART SO2 Annual-Sooner 2 -v5.13 | 181 | 7229 | Rate Constraint in lbs/MMBtu | FALSE | L | Annual | Seasons Included | Seasons | Winter, WintShld, Summer | Winter, WintShld, Summer | Winter, WintShld, Summer | Winter, WintShld, Summer | Winter, WintShld, Summer | Winter, WintShld, Summer | Winter, WintShld, Summer | Winter, WintShld, Summer
BART SO2 Annual-Sooner 2 -v5.13 | 181 | 7229 | Rate Constraint in lbs/MMBtu | FALSE | L | Annual | Standard SO2 | lb/MMBtu | 0.06 | 0.06 | 0.06 | 0.06 | 0.06 | 0.06 | 0.06 | 0.06
BART SO2 Annual-Sooner 2 -v5.13 | 181 | 7229 | Rate Constraint in lbs/MMBtu | FALSE | L | Annual | Emissions at Affected Plants SO2 | Thousand Tons | 0.45564 | 0.38533 | 0.21377 | 0 | 0 | 0 | 0 | 0
BART SO2 Annual-Sooner 2 -v5.13 | 181 | 7229 | Rate Constraint in lbs/MMBtu | FALSE | L | Annual | Allowances Purchased SO2 | Thousand Tons | 0 | 0 | 0 | 0 | 0 | 0 | 0 | 0
BART SO2 Annual-Sooner 2 -v5.13 | 181 | 7229 | Rate Constraint in lbs/MMBtu | FALSE | L | Annual | Allowances Sold SO2 | Thousand Tons | 0 | 0 | 0 | 0 | 0 | 0 | 0 | 0
BART SO2 Annual-Sooner 2 -v5.13 | 181 | 7229 | Rate Constraint in lbs/MMBtu | FALSE | L | Annual | Allowances Banked | Thousand Tons | 0 | 0 | 0 | 0 | 0 | 0 | 0 | 0
BART SO2 Annual-Sooner 2 -v5.13 | 181 | 7229 | Rate Constraint in lbs/MMBtu | FALSE | L | Annual | Allowances Withdrawn (1:1) | Thousand Tons | 0 | 0 | 0 | 0 | 0 | 0 | 0 | 0
BART SO2 Annual-Sooner 2 -v5.13 | 181 | 7229 | Rate Constraint in lbs/MMBtu | FALSE | L | Annual | Allowances Withdrawn (n:1) | Thousand Tons | 0 | 0 | 0 | 0 | 0 | 0 | 0 | 0
BART SO2 Annual-Sooner 2 -v5.13 | 181 | 7229 | Rate Constraint in lbs/MMBtu | FALSE | L | Annual | Net Emissions Allowance Position | Thousand Tons | 0.45564 | 0.38533 | 0.21377 | 0 | 0 | 0 | 0 | 0
BART SO2 Annual-Sooner 2 -v5.13 | 181 | 7229 | Rate Constraint in lbs/MMBtu | FALSE | L | Annual | Fuel Consumed | TBtu | 32.9709 | 27.8833 | 15.4683 | 0 | 0 | 0 | 0 | 0
BART SO2 Annual-Sooner 2 -v5.13 | 181 | 7229 | Rate Constraint in lbs/MMBtu | FALSE | L | Annual | Rate | lb/MMBtu | 0.027639 | 0.027639 | 0.027639 | 0 | 0 | 0 | 0 | 0
BART SO2 Annual-Sooner 2 -v5.13 | 181 | 7229 | Rate Constraint in lbs/MMBtu | FALSE | L | Annual | Generation | TWh | 3.1464 | 2.6609 | 1.4761 | 0 | 0 | 0 | 0 | 0
BART SO2 Annual-Sooner 2 -v5.13 | 181 | 7229 | Rate Constraint in lbs/MMBtu | FALSE | L | Annual | Qualifying Generation | TWh | 3.1464 | 2.6609 | 1.4761 | 0 | 0 | 0 | 0 | 0
BART SO2 Annual-Sooner 2 -v5.13 | 181 | 7229 | Rate Constraint in lbs/MMBtu | FALSE | L | Annual | Rate | lb/MWh | 0.28963 | 0.28963 | 0.28963 | 0 | 0 | 0 | 0 | 0
BART SO2 Annual-Sooner 2 -v5.13 | 181 | 7229 | Rate Constraint in lbs/MMBtu | FALSE | L | Annual | Constraint Shadow Price | US2019$/Ton | 0 | 0 | 0 | 0 | 0 | 0 | 0 | 0
BART SO2 Cap-Coronado U1B&U2B -v6.20 | 182 | 7656 | Rate Constraint in MTons | FALSE | L | Annual | Seasons Included | Seasons | Winter, WintShld, Summer | Winter, WintShld, Summer | Winter, WintShld, Summer | Winter, WintShld, Summer | Winter, WintShld, Summer | Winter, WintShld, Summer | Winter, WintShld, Summer | Winter, WintShld, Summer
BART SO2 Cap-Coronado U1B&U2B -v6.20 | 182 | 7656 | Rate Constraint in MTons | FALSE | L | Annual | Standard SO2 | Thousand Tons | 1.97 | 1.97 | 1.97 | 1.97 | 1.97 | 1.97 | 1.97 | 1.97
BART SO2 Cap-Coronado U1B&U2B -v6.20 | 182 | 7656 | Rate Constraint in MTons | FALSE | L | Annual | Emissions at Affected Plants SO2 | Thousand Tons | 0.53279 | 0.0041806 | 0.0038015 | 0.0041806 | 0 | 0 | 0 | 0
BART SO2 Cap-Coronado U1B&U2B -v6.20 | 182 | 7656 | Rate Constraint in MTons | FALSE | L | Annual | Allowances Purchased SO2 | Thousand Tons | 0 | 0 | 0 | 0 | 0 | 0 | 0 | 0
BART SO2 Cap-Coronado U1B&U2B -v6.20 | 182 | 7656 | Rate Constraint in MTons | FALSE | L | Annual | Allowances Sold SO2 | Thousand Tons | 0 | 0 | 0 | 0 | 0 | 0 | 0 | 0
BART SO2 Cap-Coronado U1B&U2B -v6.20 | 182 | 7656 | Rate Constraint in MTons | FALSE | L | Annual | Allowances Banked | Thousand Tons | 0 | 0 | 0 | 0 | 0 | 0 | 0 | 0
BART SO2 Cap-Coronado U1B&U2B -v6.20 | 182 | 7656 | Rate Constraint in MTons | FALSE | L | Annual | Allowances Withdrawn (1:1) | Thousand Tons | 0 | 0 | 0 | 0 | 0 | 0 | 0 | 0
BART SO2 Cap-Coronado U1B&U2B -v6.20 | 182 | 7656 | Rate Constraint in MTons | FALSE | L | Annual | Allowances Withdrawn (n:1) | Thousand Tons | 0 | 0 | 0 | 0 | 0 | 0 | 0 | 0
BART SO2 Cap-Coronado U1B&U2B -v6.20 | 182 | 7656 | Rate Constraint in MTons | FALSE | L | Annual | Net Emissions Allowance Position | Thousand Tons | 0.53279 | 0.0041806 | 0.0038015 | 0.0041806 | 0 | 0 | 0 | 0
BART SO2 Cap-Coronado U1B&U2B -v6.20 | 182 | 7656 | Rate Constraint in MTons | FALSE | L | Annual | Fuel Consumed | TBtu | 56.0547 | 0.43984 | 0.39995 | 0.43984 | 0 | 0 | 0 | 0
BART SO2 Cap-Coronado U1B&U2B -v6.20 | 182 | 7656 | Rate Constraint in MTons | FALSE | L | Annual | Rate | lb/MMBtu | 0.01901 | 0.01901 | 0.01901 | 0.01901 | 0 | 0 | 0 | 0
BART SO2 Cap-Coronado U1B&U2B -v6.20 | 182 | 7656 | Rate Constraint in MTons | FALSE | L | Annual | Generation | TWh | 5.2613 | 0.041428 | 0.037671 | 0.041428 | 0 | 0 | 0 | 0
BART SO2 Cap-Coronado U1B&U2B -v6.20 | 182 | 7656 | Rate Constraint in MTons | FALSE | L | Annual | Qualifying Generation | TWh | 5.2613 | 0.041428 | 0.037671 | 0.041428 | 0 | 0 | 0 | 0
BART SO2 Cap-Coronado U1B&U2B -v6.20 | 182 | 7656 | Rate Constraint in MTons | FALSE | L | Annual | Rate | lb/MWh | 0.20253 | 0.20182 | 0.20182 | 0.20182 | 0 | 0 | 0 | 0
BART SO2 Cap-Coronado U1B&U2B -v6.20 | 182 | 7656 | Rate Constraint in MTons | FALSE | L | Annual | Constraint Shadow Price | US2019$/Ton | 0 | 0 | 0 | 0 | 0 | 0 | 0 | 0
Black RiverGen MER Rate Limit v3.1 | 183 | 7517 | Rate Constraint in lbs/MMBtu | FALSE | L | Annual | Seasons Included | Seasons | Winter, WintShld, Summer | Winter, WintShld, Summer | Winter, WintShld, Summer | Winter, WintShld, Summer | Winter, WintShld, Summer | Winter, WintShld, Summer | Winter, WintShld, Summer | Winter, WintShld, Summer
Black RiverGen MER Rate Limit v3.1 | 183 | 7517 | Rate Constraint in lbs/MMBtu | FALSE | L | Annual | Standard MER | lb/MMBtu | 6e-07 | 6e-07 | 6e-07 | 6e-07 | 6e-07 | 6e-07 | 6e-07 | 6e-07
Black RiverGen MER Rate Limit v3.1 | 183 | 7517 | Rate Constraint in lbs/MMBtu | FALSE | L | Annual | Emissions at Affected Plants MER | lbs | 1.017 | 0 | 0 | 0 | 0 | 0 | 0 | 0
Black RiverGen MER Rate Limit v3.1 | 183 | 7517 | Rate Constraint in lbs/MMBtu | FALSE | L | Annual | Allowances Purchased MER | lbs | 0 | 0 | 0 | 0 | 0 | 0 | 0 | 0
Black RiverGen MER Rate Limit v3.1 | 183 | 7517 | Rate Constraint in lbs/MMBtu | FALSE | L | Annual | Allowances Sold MER | lbs | 0 | 0 | 0 | 0 | 0 | 0 | 0 | 0
Black RiverGen MER Rate Limit v3.1 | 183 | 7517 | Rate Constraint in lbs/MMBtu | FALSE | L | Annual | Allowances Banked | lbs | 0 | 0 | 0 | 0 | 0 | 0 | 0 | 0
Black RiverGen MER Rate Limit v3.1 | 183 | 7517 | Rate Constraint in lbs/MMBtu | FALSE | L | Annual | Allowances Withdrawn (1:1) | lbs | 0 | 0 | 0 | 0 | 0 | 0 | 0 | 0
Black RiverGen MER Rate Limit v3.1 | 183 | 7517 | Rate Constraint in lbs/MMBtu | FALSE | L | Annual | Allowances Withdrawn (n:1) | lbs | 0 | 0 | 0 | 0 | 0 | 0 | 0 | 0
Black RiverGen MER Rate Limit v3.1 | 183 | 7517 | Rate Constraint in lbs/MMBtu | FALSE | L | Annual | Net Emissions Allowance Position | lbs | 1.017 | 0 | 0 | 0 | 0 | 0 | 0 | 0
Black RiverGen MER Rate Limit v3.1 | 183 | 7517 | Rate Constraint in lbs/MMBtu | FALSE | L | Annual | Fuel Consumed | TBtu | 4.1495 | 0 | 0 | 0 | 0 | 0 | 0 | 0
Black RiverGen MER Rate Limit v3.1 | 183 | 7517 | Rate Constraint in lbs/MMBtu | FALSE | L | Annual | Rate | lb/MMBtu | 2.451e-07 | 0 | 0 | 0 | 0 | 0 | 0 | 0
Black RiverGen MER Rate Limit v3.1 | 183 | 7517 | Rate Constraint in lbs/MMBtu | FALSE | L | Annual | Generation | TWh | 0.23118 | 0 | 0 | 0 | 0 | 0 | 0 | 0
Black RiverGen MER Rate Limit v3.1 | 183 | 7517 | Rate Constraint in lbs/MMBtu | FALSE | L | Annual | Qualifying Generation | TWh | 0.23118 | 0 | 0 | 0 | 0 | 0 | 0 | 0
Black RiverGen MER Rate Limit v3.1 | 183 | 7517 | Rate Constraint in lbs/MMBtu | FALSE | L | Annual | Rate | lb/MWh | 4.3993e-06 | 0 | 0 | 0 | 0 | 0 | 0 | 0
Black RiverGen MER Rate Limit v3.1 | 183 | 7517 | Rate Constraint in lbs/MMBtu | FALSE | L | Annual | Constraint Shadow Price | US2019$/Lb | 0 | 0 | 0 | 0 | 0 | 0 | 0 | 0
CA AB 32- CO2 Constraint- v.5.13 | 184 | 7281 | Rate Constraint in MTons | FALSE | L | Annual | Seasons Included | Seasons | Winter, WintShld, Summer | Winter, WintShld, Summer | Winter, WintShld, Summer | Winter, WintShld, Summer | Winter, WintShld, Summer | Winter, WintShld, Summer | Winter, WintShld, Summer | Winter, WintShld, Summer
CA AB 32- CO2 Constraint- v.5.13 | 184 | 7281 | Rate Constraint in MTons | FALSE | L | Annual | Standard CO2 | Thousand Tons | 0 | 0 | 0 | 0 | 0 | 0 | 0 | 0
CA AB 32- CO2 Constraint- v.5.13 | 184 | 7281 | Rate Constraint in MTons | FALSE | L | Annual | Emissions at Affected Plants CO2 | Thousand Tons | 46026.8773 | 53619.4501 | 53734.7318 | 39059.1588 | 24537.5722 | 14344.6903 | 6484.1371 | 5804.7008
CA AB 32- CO2 Constraint- v.5.13 | 184 | 7281 | Rate Constraint in MTons | FALSE | L | Annual | Allowances Purchased CO2 | Thousand Tons | -46026.8773 | -53619.4501 | -53734.7318 | -39059.1588 | -24537.5722 | -14344.6903 | -6484.1371 | -5804.7008
CA AB 32- CO2 Constraint- v.5.13 | 184 | 7281 | Rate Constraint in MTons | FALSE | L | Annual | Allowances Sold CO2 | Thousand Tons | 0 | 0 | 0 | 0 | 0 | 0 | 0 | 0
CA AB 32- CO2 Constraint- v.5.13 | 184 | 7281 | Rate Constraint in MTons | FALSE | L | Annual | Allowances Banked | Thousand Tons | 0 | 0 | 0 | 0 | 0 | 0 | 0 | 0
CA AB 32- CO2 Constraint- v.5.13 | 184 | 7281 | Rate Constraint in MTons | FALSE | L | Annual | Allowances Withdrawn (1:1) | Thousand Tons | 0 | 0 | 0 | 0 | 0 | 0 | 0 | 0
CA AB 32- CO2 Constraint- v.5.13 | 184 | 7281 | Rate Constraint in MTons | FALSE | L | Annual | Allowances Withdrawn (n:1) | Thousand Tons | 0 | 0 | 0 | 0 | 0 | 0 | 0 | 0
CA AB 32- CO2 Constraint- v.5.13 | 184 | 7281 | Rate Constraint in MTons | FALSE | L | Annual | Net Emissions Allowance Position | Thousand Tons | -7.3828e-06 | -6.0753e-06 | 1.3369e-06 | 3.4531e-06 | 9.5734e-06 | 6.324e-07 | -9.5559e-07 | 2.6243e-07
CA AB 32- CO2 Constraint- v.5.13 | 184 | 7281 | Rate Constraint in MTons | FALSE | L | Annual | Fuel Consumed | TBtu | 740.874 | 871.4815 | 953.3682 | 786.7818 | 580.9582 | 412.851 | 216.9787 | 168.8261
CA AB 32- CO2 Constraint- v.5.13 | 184 | 7281 | Rate Constraint in MTons | FALSE | L | Annual | Rate | lb/MMBtu | 124.2502 | 123.0536 | 112.7261 | 99.2884 | 84.4728 | 69.4909 | 59.7675 | 68.7654
CA AB 32- CO2 Constraint- v.5.13 | 184 | 7281 | Rate Constraint in MTons | FALSE | L | Annual | Generation | TWh | 99.0639 | 116.4058 | 124.5586 | 104.3032 | 81.2547 | 63.631 | 45.7126 | 37.926
CA AB 32- CO2 Constraint- v.5.13 | 184 | 7281 | Rate Constraint in MTons | FALSE | L | Annual | Qualifying Generation | TWh | 99.0639 | 116.4058 | 124.5586 | 103.4667 | 76.7142 | 52.707 | 27.1575 | 20.9535
CA AB 32- CO2 Constraint- v.5.13 | 184 | 7281 | Rate Constraint in MTons | FALSE | L | Annual | Rate | lb/MWh | 929.2363 | 921.2502 | 862.8022 | 755.0096 | 639.7138 | 544.3186 | 477.5201 | 554.055
CA AB 32- CO2 Constraint- v.5.13 | 184 | 7281 | Rate Constraint in MTons | FALSE | L | Annual | Constraint Shadow Price | US2019$/Ton | 14.086 | 14.0858 | 14.0858 | 64.5043 | 71.6711 | 71.6714 | 71.6714 | 71.6714
CA NOx Annual v5.14 | 185 | 7279 | Rate Constraint in MTons | FALSE | L | Annual | Seasons Included | Seasons | Winter, WintShld, Summer | Winter, WintShld, Summer | Winter, WintShld, Summer | Winter, WintShld, Summer | Winter, WintShld, Summer | Winter, WintShld, Summer | Winter, WintShld, Summer | Winter, WintShld, Summer
CA NOx Annual v5.14 | 185 | 7279 | Rate Constraint in MTons | FALSE | L | Annual | Standard NOX | Thousand Tons | 9.676 | 9.676 | 9.676 | 9.676 | 9.676 | 9.676 | 9.676 | 9.676
CA NOx Annual v5.14 | 185 | 7279 | Rate Constraint in MTons | FALSE | L | Annual | Emissions at Affected Plants NOX | Thousand Tons | 0.33661 | 0.42253 | 0.67504 | 0.3603 | 0.28547 | 0.24548 | 0.061001 | 0.060338
CA NOx Annual v5.14 | 185 | 7279 | Rate Constraint in MTons | FALSE | L | Annual | Allowances Purchased NOX | Thousand Tons | 0 | 0 | 0 | 0 | 0 | 0 | 0 | 0
CA NOx Annual v5.14 | 185 | 7279 | Rate Constraint in MTons | FALSE | L | Annual | Allowances Sold NOX | Thousand Tons | 0 | 0 | 0 | 0 | 0 | 0 | 0 | 0
CA NOx Annual v5.14 | 185 | 7279 | Rate Constraint in MTons | FALSE | L | Annual | Allowances Banked | Thousand Tons | 0 | 0 | 0 | 0 | 0 | 0 | 0 | 0
CA NOx Annual v5.14 | 185 | 7279 | Rate Constraint in MTons | FALSE | L | Annual | Allowances Withdrawn (1:1) | Thousand Tons | 0 | 0 | 0 | 0 | 0 | 0 | 0 | 0
CA NOx Annual v5.14 | 185 | 7279 | Rate Constraint in MTons | FALSE | L | Annual | Allowances Withdrawn (n:1) | Thousand Tons | 0 | 0 | 0 | 0 | 0 | 0 | 0 | 0
CA NOx Annual v5.14 | 185 | 7279 | Rate Constraint in MTons | FALSE | L | Annual | Net Emissions Allowance Position | Thousand Tons | 0.33661 | 0.42253 | 0.67504 | 0.3603 | 0.28547 | 0.24548 | 0.061001 | 0.060338
CA NOx Annual v5.14 | 185 | 7279 | Rate Constraint in MTons | FALSE | L | Annual | Fuel Consumed | TBtu | 58.9675 | 75.5824 | 98.9274 | 80.7847 | 71.8984 | 63.6511 | 15.7318 | 15.6434
CA NOx Annual v5.14 | 185 | 7279 | Rate Constraint in MTons | FALSE | L | Annual | Rate | lb/MMBtu | 0.011417 | 0.011181 | 0.013647 | 0.0089199 | 0.0079408 | 0.0077133 | 0.0077551 | 0.0077142
CA NOx Annual v5.14 | 185 | 7279 | Rate Constraint in MTons | FALSE | L | Annual | Generation | TWh | 7.9066 | 10.1812 | 11.9906 | 9.8619 | 8.8137 | 7.8414 | 1.9249 | 1.9166
CA NOx Annual v5.14 | 185 | 7279 | Rate Constraint in MTons | FALSE | L | Annual | Qualifying Generation | TWh | 7.9066 | 10.1812 | 11.9906 | 9.8619 | 8.8137 | 7.8414 | 1.9249 | 1.9166
CA NOx Annual v5.14 | 185 | 7279 | Rate Constraint in MTons | FALSE | L | Annual | Rate | lb/MWh | 0.085146 | 0.083003 | 0.11259 | 0.073068 | 0.064778 | 0.062611 | 0.063383 | 0.062965
CA NOx Annual v5.14 | 185 | 7279 | Rate Constraint in MTons | FALSE | L | Annual | Constraint Shadow Price | US2019$/Ton | 0 | 0 | 0 | 0 | 0 | 0 | 0 | 0
CA SO2 Annual v5.14 | 186 | 7280 | Rate Constraint in MTons | FALSE | L | Annual | Seasons Included | Seasons | Winter, WintShld, Summer | Winter, WintShld, Summer | Winter, WintShld, Summer | Winter, WintShld, Summer | Winter, WintShld, Summer | Winter, WintShld, Summer | Winter, WintShld, Summer | Winter, WintShld, Summer
CA SO2 Annual v5.14 | 186 | 7280 | Rate Constraint in MTons | FALSE | L | Annual | Standard SO2 | Thousand Tons | 2.219 | 2.219 | 2.219 | 2.219 | 2.219 | 2.219 | 2.219 | 2.219
CA SO2 Annual v5.14 | 186 | 7280 | Rate Constraint in MTons | FALSE | L | Annual | Emissions at Affected Plants SO2 | Thousand Tons | 0 | 0 | 0 | 0 | 0 | 0 | 0 | 0
CA SO2 Annual v5.14 | 186 | 7280 | Rate Constraint in MTons | FALSE | L | Annual | Allowances Purchased SO2 | Thousand Tons | 0 | 0 | 0 | 0 | 0 | 0 | 0 | 0
CA SO2 Annual v5.14 | 186 | 7280 | Rate Constraint in MTons | FALSE | L | Annual | Allowances Sold SO2 | Thousand Tons | 0 | 0 | 0 | 0 | 0 | 0 | 0 | 0
CA SO2 Annual v5.14 | 186 | 7280 | Rate Constraint in MTons | FALSE | L | Annual | Allowances Banked | Thousand Tons | 0 | 0 | 0 | 0 | 0 | 0 | 0 | 0
CA SO2 Annual v5.14 | 186 | 7280 | Rate Constraint in MTons | FALSE | L | Annual | Allowances Withdrawn (1:1) | Thousand Tons | 0 | 0 | 0 | 0 | 0 | 0 | 0 | 0
CA SO2 Annual v5.14 | 186 | 7280 | Rate Constraint in MTons | FALSE | L | Annual | Allowances Withdrawn (n:1) | Thousand Tons | 0 | 0 | 0 | 0 | 0 | 0 | 0 | 0
CA SO2 Annual v5.14 | 186 | 7280 | Rate Constraint in MTons | FALSE | L | Annual | Net Emissions Allowance Position | Thousand Tons | 0 | 0 | 0 | 0 | 0 | 0 | 0 | 0
CA SO2 Annual v5.14 | 186 | 7280 | Rate Constraint in MTons | FALSE | L | Annual | Fuel Consumed | TBtu | 0.037754 | 0.037754 | 1.1692 | 0.86014 | 0.20765 | 0.037754 | 0 | 0
CA SO2 Annual v5.14 | 186 | 7280 | Rate Constraint in MTons | FALSE | L | Annual | Rate | lb/MMBtu | 0 | 0 | 0 | 0 | 0 | 0 | 0 | 0
CA SO2 Annual v5.14 | 186 | 7280 | Rate Constraint in MTons | FALSE | L | Annual | Generation | TWh | 0.0035136 | 0.0035136 | 0.10881 | 0.080051 | 0.019325 | 0.0035136 | 0 | 0
CA SO2 Annual v5.14 | 186 | 7280 | Rate Constraint in MTons | FALSE | L | Annual | Qualifying Generation | TWh | 0.0035136 | 0.0035136 | 0.10881 | 0.080051 | 0.019325 | 0.0035136 | 0 | 0
CA SO2 Annual v5.14 | 186 | 7280 | Rate Constraint in MTons | FALSE | L | Annual | Rate | lb/MWh | 0 | 0 | 0 | 0 | 0 | 0 | 0 | 0
CA SO2 Annual v5.14 | 186 | 7280 | Rate Constraint in MTons | FALSE | L | Annual | Constraint Shadow Price | US2019$/Ton | 0 | 0 | 0 | 0 | 0 | 0 | 0 | 0
CO Hg Rate Annual - Comanche 1,2 & 3 v5.14 | 187 | 7283 | Rate Constraint in lbs/MWh | FALSE | L | Annual | Seasons Included | Seasons | Winter, WintShld, Summer | Winter, WintShld, Summer | Winter, WintShld, Summer | Winter, WintShld, Summer | Winter, WintShld, Summer | Winter, WintShld, Summer | Winter, WintShld, Summer | Winter, WintShld, Summer
CO Hg Rate Annual - Comanche 1,2 & 3 v5.14 | 187 | 7283 | Rate Constraint in lbs/MWh | FALSE | L | Annual | Standard MER | lb/MWh | 1.3e-05 | 1.3e-05 | 1.3e-05 | 1.3e-05 | 1.3e-05 | 1.3e-05 | 1.3e-05 | 1.3e-05
CO Hg Rate Annual - Comanche 1,2 & 3 v5.14 | 187 | 7283 | Rate Constraint in lbs/MWh | FALSE | L | Annual | Emissions at Affected Plants MER | lbs | 45.1725 | 31.1433 | 31.1433 | 31.1433 | 31.1433 | 0.41524 | 0.41524 | 0.41959
CO Hg Rate Annual - Comanche 1,2 & 3 v5.14 | 187 | 7283 | Rate Constraint in lbs/MWh | FALSE | L | Annual | Allowances Purchased MER | lbs | 0 | 0 | 0 | 0 | 0 | 0 | 0 | 0
CO Hg Rate Annual - Comanche 1,2 & 3 v5.14 | 187 | 7283 | Rate Constraint in lbs/MWh | FALSE | L | Annual | Allowances Sold MER | lbs | 0 | 0 | 0 | 0 | 0 | 0 | 0 | 0
CO Hg Rate Annual - Comanche 1,2 & 3 v5.14 | 187 | 7283 | Rate Constraint in lbs/MWh | FALSE | L | Annual | Allowances Banked | lbs | 0 | 0 | 0 | 0 | 0 | 0 | 0 | 0
CO Hg Rate Annual - Comanche 1,2 & 3 v5.14 | 187 | 7283 | Rate Constraint in lbs/MWh | FALSE | L | Annual | Allowances Withdrawn (1:1) | lbs | 0 | 0 | 0 | 0 | 0 | 0 | 0 | 0
CO Hg Rate Annual - Comanche 1,2 & 3 v5.14 | 187 | 7283 | Rate Constraint in lbs/MWh | FALSE | L | Annual | Allowances Withdrawn (n:1) | lbs | 0 | 0 | 0 | 0 | 0 | 0 | 0 | 0
CO Hg Rate Annual - Comanche 1,2 & 3 v5.14 | 187 | 7283 | Rate Constraint in lbs/MWh | FALSE | L | Annual | Net Emissions Allowance Position | lbs | 45.1725 | 31.1433 | 31.1433 | 31.1433 | 31.1433 | 0.41524 | 0.41524 | 0.41959
CO Hg Rate Annual - Comanche 1,2 & 3 v5.14 | 187 | 7283 | Rate Constraint in lbs/MWh | FALSE | L | Annual | Fuel Consumed | TBtu | 80.5034 | 55.5016 | 55.5016 | 55.5016 | 55.5016 | 0.74002 | 0.74002 | 0.67094
CO Hg Rate Annual - Comanche 1,2 & 3 v5.14 | 187 | 7283 | Rate Constraint in lbs/MWh | FALSE | L | Annual | Rate | lb/MMBtu | 5.6112e-07 | 5.6112e-07 | 5.6112e-07 | 5.6112e-07 | 5.6112e-07 | 5.6112e-07 | 5.6112e-07 | 6.2537e-07
CO Hg Rate Annual - Comanche 1,2 & 3 v5.14 | 187 | 7283 | Rate Constraint in lbs/MWh | FALSE | L | Annual | Generation | TWh | 7.6196 | 5.3066 | 5.3066 | 5.3066 | 5.3066 | 0.070755 | 0.070755 | 0.064149
CO Hg Rate Annual - Comanche 1,2 & 3 v5.14 | 187 | 7283 | Rate Constraint in lbs/MWh | FALSE | L | Annual | Qualifying Generation | TWh | 7.6196 | 5.3066 | 5.3066 | 5.3066 | 5.3066 | 0.070755 | 0.070755 | 0.064149
CO Hg Rate Annual - Comanche 1,2 & 3 v5.14 | 187 | 7283 | Rate Constraint in lbs/MWh | FALSE | L | Annual | Constraint Shadow Price | US2019$/Lb | 0 | 0 | 0 | 0 | 0 | 0 | 0 | 0
CO Hg Rule - MER Removal Annual v3.1 | 188 | 7282 | MACT Fuel Choice Floor in lbs/MMBtu | FALSE | L | Annual | Seasons Included | Seasons | Winter, WintShld, Summer | Winter, WintShld, Summer | Winter, WintShld, Summer | Winter, WintShld, Summer | Winter, WintShld, Summer | Winter, WintShld, Summer | Winter, WintShld, Summer | Winter, WintShld, Summer
CO Hg Rule - MER Removal Annual v3.1 | 188 | 7282 | MACT Fuel Choice Floor in lbs/MMBtu | FALSE | L | Annual | Emission Floor | lbs/MMBtu | 8.248e-07 | 8.248e-07 | 8.248e-07 | 8.248e-07 | 8.248e-07 | 8.248e-07 | 8.248e-07 | 8.248e-07
CO Hg Rule - MER Removal Annual v3.1 | 188 | 7282 | MACT Fuel Choice Floor in lbs/MMBtu | FALSE | L | Annual | Emissions at Affected Plants MER | lbs | 105.989 | 90.0281 | 67.0004 | 32.2256 | 32.2711 | 1.6214 | 1.6214 | 1.6257
CO Hg Rule - MER Removal Annual v3.1 | 188 | 7282 | MACT Fuel Choice Floor in lbs/MMBtu | FALSE | L | Annual | Allowances Purchased MER | lbs | 0 | 0 | 0 | 0 | 0 | 0 | 0 | 0
CO Hg Rule - MER Removal Annual v3.1 | 188 | 7282 | MACT Fuel Choice Floor in lbs/MMBtu | FALSE | L | Annual | Allowances Sold MER | lbs | 0 | 0 | 0 | 0 | 0 | 0 | 0 | 0
CO Hg Rule - MER Removal Annual v3.1 | 188 | 7282 | MACT Fuel Choice Floor in lbs/MMBtu | FALSE | L | Annual | Allowances Banked | lbs | 0 | 0 | 0 | 0 | 0 | 0 | 0 | 0
CO Hg Rule - MER Removal Annual v3.1 | 188 | 7282 | MACT Fuel Choice Floor in lbs/MMBtu | FALSE | L | Annual | Allowances Withdrawn (1:1) | lbs | 0 | 0 | 0 | 0 | 0 | 0 | 0 | 0
CO Hg Rule - MER Removal Annual v3.1 | 188 | 7282 | MACT Fuel Choice Floor in lbs/MMBtu | FALSE | L | Annual | Allowances Withdrawn (n:1) | lbs | 0 | 0 | 0 | 0 | 0 | 0 | 0 | 0
CO Hg Rule - MER Removal Annual v3.1 | 188 | 7282 | MACT Fuel Choice Floor in lbs/MMBtu | FALSE | L | Annual | Net Emissions Allowance Position | lbs | 105.989 | 90.0281 | 67.0004 | 32.2256 | 32.2711 | 1.6214 | 1.6214 | 1.6257
CO Hg Rule - MER Removal Annual v3.1 | 188 | 7282 | MACT Fuel Choice Floor in lbs/MMBtu | FALSE | L | Annual | Fuel Consumed | TBtu | 243.4944 | 187.4726 | 121.6811 | 57.4303 | 57.4303 | 2.6687 | 2.6687 | 2.5996
CO Hg Rule - MER Removal Annual v3.1 | 188 | 7282 | MACT Fuel Choice Floor in lbs/MMBtu | FALSE | L | Annual | Rate | lb/MMBtu | 4.3528e-07 | 4.8022e-07 | 5.5062e-07 | 5.6112e-07 | 5.6192e-07 | 6.0756e-07 | 6.0756e-07 | 6.2537e-07
CO Hg Rule - MER Removal Annual v3.1 | 188 | 7282 | MACT Fuel Choice Floor in lbs/MMBtu | FALSE | L | Annual | Generation | TWh | 23.2367 | 18.0799 | 11.8344 | 5.4921 | 5.4921 | 0.25631 | 0.25631 | 0.2497
CO Hg Rule - MER Removal Annual v3.1 | 188 | 7282 | MACT Fuel Choice Floor in lbs/MMBtu | FALSE | L | Annual | Qualifying Generation | TWh | 23.2367 | 18.0799 | 11.8344 | 5.4921 | 5.4921 | 0.25631 | 0.25631 | 0.2497
CO Hg Rule - MER Removal Annual v3.1 | 188 | 7282 | MACT Fuel Choice Floor in lbs/MMBtu | FALSE | L | Annual | Constraint Shadow Price | US2019$/Lb | 0 | 0 | 0 | 0 | 0 | 0 | 0 | 0
CO NOX Rate Annual - Craig 1,3 v5.14 | 189 | 7284 | Rate Constraint in lbs/MMBtu | FALSE | L | Annual | Seasons Included | Seasons | Winter, WintShld, Summer | Winter, WintShld, Summer | Winter, WintShld, Summer | Winter, WintShld, Summer | Winter, WintShld, Summer | Winter, WintShld, Summer | Winter, WintShld, Summer | Winter, WintShld, Summer
CO NOX Rate Annual - Craig 1,3 v5.14 | 189 | 7284 | Rate Constraint in lbs/MMBtu | FALSE | L | Annual | Standard NOX | lb/MMBtu | 0.28 | 0.28 | 0.28 | 0.28 | 0.28 | 0.28 | 0.28 | 0.28
CO NOX Rate Annual - Craig 1,3 v5.14 | 189 | 7284 | Rate Constraint in lbs/MMBtu | FALSE | L | Annual | Emissions at Affected Plants NOX | Thousand Tons | 3.6372 | 3.6372 | 3.6372 | 0.026742 | 0.026742 | 0.026742 | 0.026742 | 0.026742
CO NOX Rate Annual - Craig 1,3 v5.14 | 189 | 7284 | Rate Constraint in lbs/MMBtu | FALSE | L | Annual | Allowances Purchased NOX | Thousand Tons | 0 | 0 | 0 | 0 | 0 | 0 | 0 | 0
CO NOX Rate Annual - Craig 1,3 v5.14 | 189 | 7284 | Rate Constraint in lbs/MMBtu | FALSE | L | Annual | Allowances Sold NOX | Thousand Tons | 0 | 0 | 0 | 0 | 0 | 0 | 0 | 0
CO NOX Rate Annual - Craig 1,3 v5.14 | 189 | 7284 | Rate Constraint in lbs/MMBtu | FALSE | L | Annual | Allowances Banked | Thousand Tons | 0 | 0 | 0 | 0 | 0 | 0 | 0 | 0
CO NOX Rate Annual - Craig 1,3 v5.14 | 189 | 7284 | Rate Constraint in lbs/MMBtu | FALSE | L | Annual | Allowances Withdrawn (1:1) | Thousand Tons | 0 | 0 | 0 | 0 | 0 | 0 | 0 | 0
CO NOX Rate Annual - Craig 1,3 v5.14 | 189 | 7284 | Rate Constraint in lbs/MMBtu | FALSE | L | Annual | Allowances Withdrawn (n:1) | Thousand Tons | 0 | 0 | 0 | 0 | 0 | 0 | 0 | 0
CO NOX Rate Annual - Craig 1,3 v5.14 | 189 | 7284 | Rate Constraint in lbs/MMBtu | FALSE | L | Annual | Net Emissions Allowance Position | Thousand Tons | 3.6372 | 3.6372 | 3.6372 | 0.026742 | 0.026742 | 0.026742 | 0.026742 | 0.026742
CO NOX Rate Annual - Craig 1,3 v5.14 | 189 | 7284 | Rate Constraint in lbs/MMBtu | FALSE | L | Annual | Fuel Consumed | TBtu | 31.3101 | 31.3101 | 31.3101 | 0.2122 | 0.2122 | 0.2122 | 0.2122 | 0.2122
CO NOX Rate Annual - Craig 1,3 v5.14 | 189 | 7284 | Rate Constraint in lbs/MMBtu | FALSE | L | Annual | Rate | lb/MMBtu | 0.23233 | 0.23233 | 0.23233 | 0.25205 | 0.25205 | 0.25205 | 0.25205 | 0.25205
CO NOX Rate Annual - Craig 1,3 v5.14 | 189 | 7284 | Rate Constraint in lbs/MMBtu | FALSE | L | Annual | Generation | TWh | 3.1262 | 3.1262 | 3.1262 | 0.020795 | 0.020795 | 0.020795 | 0.020795 | 0.020795
CO NOX Rate Annual - Craig 1,3 v5.14 | 189 | 7284 | Rate Constraint in lbs/MMBtu | FALSE | L | Annual | Qualifying Generation | TWh | 3.1262 | 3.1262 | 3.1262 | 0.020795 | 0.020795 | 0.020795 | 0.020795 | 0.020795
CO NOX Rate Annual - Craig 1,3 v5.14 | 189 | 7284 | Rate Constraint in lbs/MMBtu | FALSE | L | Annual | Rate | lb/MWh | 2.3269 | 2.3269 | 2.3269 | 2.5719 | 2.5719 | 2.5719 | 2.5719 | 2.5719
CO NOX Rate Annual - Craig 1,3 v5.14 | 189 | 7284 | Rate Constraint in lbs/MMBtu | FALSE | L | Annual | Constraint Shadow Price | US2019$/Ton | 0 | 0 | 0 | 0 | 0 | 0 | 0 | 0
CO NOX Rate Annual - Craig 2 v5.14 | 190 | 7285 | Rate Constraint in lbs/MMBtu | FALSE | L | Annual | Seasons Included | Seasons | Winter, WintShld, Summer | Winter, WintShld, Summer | Winter, WintShld, Summer | Winter, WintShld, Summer | Winter, WintShld, Summer | Winter, WintShld, Summer | Winter, WintShld, Summer | Winter, WintShld, Summer
CO NOX Rate Annual - Craig 2 v5.14 | 190 | 7285 | Rate Constraint in lbs/MMBtu | FALSE | L | Annual | Standard NOX | lb/MMBtu | 0.08 | 0.08 | 0.08 | 0.08 | 0.08 | 0.08 | 0.08 | 0.08
CO NOX Rate Annual - Craig 2 v5.14 | 190 | 7285 | Rate Constraint in lbs/MMBtu | FALSE | L | Annual | Emissions at Affected Plants NOX | Thousand Tons | 0.91498 | 0.91498 | 0.022317 | 0.022317 | 0.022317 | 0.022317 | 0.022317 | 0.022317
CO NOX Rate Annual - Craig 2 v5.14 | 190 | 7285 | Rate Constraint in lbs/MMBtu | FALSE | L | Annual | Allowances Purchased NOX | Thousand Tons | 0 | 0 | 0 | 0 | 0 | 0 | 0 | 0
CO NOX Rate Annual - Craig 2 v5.14 | 190 | 7285 | Rate Constraint in lbs/MMBtu | FALSE | L | Annual | Allowances Sold NOX | Thousand Tons | 0 | 0 | 0 | 0 | 0 | 0 | 0 | 0
CO NOX Rate Annual - Craig 2 v5.14 | 190 | 7285 | Rate Constraint in lbs/MMBtu | FALSE | L | Annual | Allowances Banked | Thousand Tons | 0 | 0 | 0 | 0 | 0 | 0 | 0 | 0
CO NOX Rate Annual - Craig 2 v5.14 | 190 | 7285 | Rate Constraint in lbs/MMBtu | FALSE | L | Annual | Allowances Withdrawn (1:1) | Thousand Tons | 0 | 0 | 0 | 0 | 0 | 0 | 0 | 0
CO NOX Rate Annual - Craig 2 v5.14 | 190 | 7285 | Rate Constraint in lbs/MMBtu | FALSE | L | Annual | Allowances Withdrawn (n:1) | Thousand Tons | 0 | 0 | 0 | 0 | 0 | 0 | 0 | 0
CO NOX Rate Annual - Craig 2 v5.14 | 190 | 7285 | Rate Constraint in lbs/MMBtu | FALSE | L | Annual | Net Emissions Allowance Position | Thousand Tons | 0.91498 | 0.91498 | 0.022317 | 0.022317 | 0.022317 | 0.022317 | 0.022317 | 0.022317
CO NOX Rate Annual - Craig 2 v5.14 | 190 | 7285 | Rate Constraint in lbs/MMBtu | FALSE | L | Annual | Fuel Consumed | TBtu | 29.1024 | 29.1024 | 0.70982 | 0.70982 | 0.70982 | 0.70982 | 0.70982 | 0.70982
CO NOX Rate Annual - Craig 2 v5.14 | 190 | 7285 | Rate Constraint in lbs/MMBtu | FALSE | L | Annual | Rate | lb/MMBtu | 0.06288 | 0.06288 | 0.06288 | 0.06288 | 0.06288 | 0.06288 | 0.06288 | 0.06288
CO NOX Rate Annual - Craig 2 v5.14 | 190 | 7285 | Rate Constraint in lbs/MMBtu | FALSE | L | Annual | Generation | TWh | 2.842 | 2.842 | 0.069318 | 0.069318 | 0.069318 | 0.069318 | 0.069318 | 0.069318
CO NOX Rate Annual - Craig 2 v5.14 | 190 | 7285 | Rate Constraint in lbs/MMBtu | FALSE | L | Annual | Qualifying Generation | TWh | 2.842 | 2.842 | 0.069318 | 0.069318 | 0.069318 | 0.069318 | 0.069318 | 0.069318
CO NOX Rate Annual - Craig 2 v5.14 | 190 | 7285 | Rate Constraint in lbs/MMBtu | FALSE | L | Annual | Rate | lb/MWh | 0.64389 | 0.64389 | 0.64389 | 0.64389 | 0.64389 | 0.64389 | 0.64389 | 0.64389
CO NOX Rate Annual - Craig 2 v5.14 | 190 | 7285 | Rate Constraint in lbs/MMBtu | FALSE | L | Annual | Constraint Shadow Price | US2019$/Ton | 0 | 0 | 0 | 0 | 0 | 0 | 0 | 0
CSAPR- NOX Annual- AL | 191 | 7069 | Rate Constraint in MTons | FALSE | L | Annual | Seasons Included | Seasons | Winter, WintShld, Summer | Winter, WintShld, Summer | Winter, WintShld, Summer | Winter, WintShld, Summer | Winter, WintShld, Summer | Winter, WintShld, Summer | Winter, WintShld, Summer | Winter, WintShld, Summer
CSAPR- NOX Annual- AL | 191 | 7069 | Rate Constraint in MTons | FALSE | L | Annual | Standard NOX | Thousand Tons | 84.9152 | 84.9152 | 84.9152 | 84.9152 | 84.9152 | 84.9152 | 84.9152 | 84.9152
CSAPR- NOX Annual- AL | 191 | 7069 | Rate Constraint in MTons | FALSE | L | Annual | Emissions at Affected Plants NOX | Thousand Tons | 12.5589 | 11.201 | 8.1066 | 8.6192 | 10.9707 | 9.5713 | 8.6256 | 7.9461
CSAPR- NOX Annual- AL | 191 | 7069 | Rate Constraint in MTons | FALSE | L | Annual | Allowances Purchased NOX | Thousand Tons | 0 | 0 | 0 | 0 | 0 | 0 | 0 | 0
CSAPR- NOX Annual- AL | 191 | 7069 | Rate Constraint in MTons | FALSE | L | Annual | Allowances Sold NOX | Thousand Tons | 0 | 0 | 0 | 0 | 0 | 0 | 0 | 0
CSAPR- NOX Annual- AL | 191 | 7069 | Rate Constraint in MTons | FALSE | L | Annual | Allowances Banked | Thousand Tons | 0 | 0 | 0 | 0 | 0 | 0 | 0 | 0
CSAPR- NOX Annual- AL | 191 | 7069 | Rate Constraint in MTons | FALSE | L | Annual | Allowances Withdrawn (1:1) | Thousand Tons | 0 | 0 | 0 | 0 | 0 | 0 | 0 | 0
CSAPR- NOX Annual- AL | 191 | 7069 | Rate Constraint in MTons | FALSE | L | Annual | Allowances Withdrawn (n:1) | Thousand Tons | 0 | 0 | 0 | 0 | 0 | 0 | 0 | 0
CSAPR- NOX Annual- AL | 191 | 7069 | Rate Constraint in MTons | FALSE | L | Annual | Net Emissions Allowance Position | Thousand Tons | 12.5589 | 11.201 | 8.1066 | 8.6192 | 10.9707 | 9.5713 | 8.6256 | 7.9461
CSAPR- NOX Annual- AL | 191 | 7069 | Rate Constraint in MTons | FALSE | L | Annual | Fuel Consumed | TBtu | 603.3833 | 704.8641 | 697.4782 | 723.7496 | 769.5372 | 745.0609 | 747.1204 | 758.9335
CSAPR- NOX Annual- AL | 191 | 7069 | Rate Constraint in MTons | FALSE | L | Annual | Rate | lb/MMBtu | 0.041628 | 0.031782 | 0.023246 | 0.023818 | 0.028512 | 0.025693 | 0.02309 | 0.02094
CSAPR- NOX Annual- AL | 191 | 7069 | Rate Constraint in MTons | FALSE | L | Annual | Generation | TWh | 73.7681 | 89.9855 | 93.7222 | 99.2197 | 104.7835 | 118.1655 | 138.0528 | 167.5936
CSAPR- NOX Annual- AL | 191 | 7069 | Rate Constraint in MTons | FALSE | L | Annual | Qualifying Generation | TWh | 73.7681 | 89.9855 | 92.4889 | 95.0744 | 98.8605 | 96.654 | 99.246 | 102.84
CSAPR- NOX Annual- AL | 191 | 7069 | Rate Constraint in MTons | FALSE | L | Annual | Rate | lb/MWh | 0.3405 | 0.24895 | 0.1753 | 0.18131 | 0.22194 | 0.19805 | 0.17382 | 0.15453
CSAPR- NOX Annual- AL | 191 | 7069 | Rate Constraint in MTons | FALSE | L | Annual | Constraint Shadow Price | US2019$/Ton | 0 | 0 | 0 | 0 | 0 | 0 | 0 | 0
CSAPR- NOX Annual- GA | 192 | 7070 | Rate Constraint in MTons | FALSE | L | Annual | Seasons Included | Seasons | Winter, WintShld, Summer | Winter, WintShld, Summer | Winter, WintShld, Summer | Winter, WintShld, Summer | Winter, WintShld, Summer | Winter, WintShld, Summer | Winter, WintShld, Summer | Winter, WintShld, Summer
CSAPR- NOX Annual- GA | 192 | 7070 | Rate Constraint in MTons | FALSE | L | Annual | Standard NOX | Thousand Tons | 63.4108 | 63.4108 | 63.4108 | 63.4108 | 63.4108 | 63.4108 | 63.4108 | 63.4108
CSAPR- NOX Annual- GA | 192 | 7070 | Rate Constraint in MTons | FALSE | L | Annual | Emissions at Affected Plants NOX | Thousand Tons | 26.8657 | 8.7199 | 6.6346 | 7.7598 | 7.1275 | 5.8224 | 6.0742 | 5.5048
CSAPR- NOX Annual- GA | 192 | 7070 | Rate Constraint in MTons | FALSE | L | Annual | Allowances Purchased NOX | Thousand Tons | 0 | 0 | 0 | 0 | 0 | 0 | 0 | 0
CSAPR- NOX Annual- GA | 192 | 7070 | Rate Constraint in MTons | FALSE | L | Annual | Allowances Sold NOX | Thousand Tons | 0 | 0 | 0 | 0 | 0 | 0 | 0 | 0
CSAPR- NOX Annual- GA | 192 | 7070 | Rate Constraint in MTons | FALSE | L | Annual | Allowances Banked | Thousand Tons | 0 | 0 | 0 | 0 | 0 | 0 | 0 | 0
CSAPR- NOX Annual- GA | 192 | 7070 | Rate Constraint in MTons | FALSE | L | Annual | Allowances Withdrawn (1:1) | Thousand Tons | 0 | 0 | 0 | 0 | 0 | 0 | 0 | 0
CSAPR- NOX Annual- GA | 192 | 7070 | Rate Constraint in MTons | FALSE | L | Annual | Allowances Withdrawn (n:1) | Thousand Tons | 0 | 0 | 0 | 0 | 0 | 0 | 0 | 0
CSAPR- NOX Annual- GA | 192 | 7070 | Rate Constraint in MTons | FALSE | L | Annual | Net Emissions Allowance Position | Thousand Tons | 26.8657 | 8.7199 | 6.6346 | 7.7598 | 7.1275 | 5.8224 | 6.0742 | 5.5048
CSAPR- NOX Annual- GA | 192 | 7070 | Rate Constraint in MTons | FALSE | L | Annual | Fuel Consumed | TBtu | 705.4352 | 503.3376 | 497.5993 | 520.8889 | 520.0813 | 514.4958 | 581.0474 | 624.7637
CSAPR- NOX Annual- GA | 192 | 7070 | Rate Constraint in MTons | FALSE | L | Annual | Rate | lb/MMBtu | 0.076168 | 0.034648 | 0.026666 | 0.029794 | 0.027409 | 0.022633 | 0.020908 | 0.017622
CSAPR- NOX Annual- GA | 192 | 7070 | Rate Constraint in MTons | FALSE | L | Annual | Generation | TWh | 82.5217 | 67.8285 | 88.1229 | 99.3308 | 136.236 | 149.1213 | 175.8098 | 221.9223
CSAPR- NOX Annual- GA | 192 | 7070 | Rate Constraint in MTons | FALSE | L | Annual | Qualifying Generation | TWh | 82.089 | 65.276 | 66.2561 | 68.26 | 68.0098 | 68.7748 | 79.7475 | 87.2056
CSAPR- NOX Annual- GA | 192 | 7070 | Rate Constraint in MTons | FALSE | L | Annual | Rate | lb/MWh | 0.65455 | 0.26717 | 0.20027 | 0.22736 | 0.2096 | 0.16932 | 0.15234 | 0.12625
CSAPR- NOX Annual- GA | 192 | 7070 | Rate Constraint in MTons | FALSE | L | Annual | Constraint Shadow Price | US2019$/Ton | 0 | 0 | 0 | 0 | 0 | 0 | 0 | 0
CSAPR- NOX Annual- IA | 193 | 7071 | Rate Constraint in MTons | FALSE | L | Annual | Seasons Included | Seasons | Winter, WintShld, Summer | Winter, WintShld, Summer | Winter, WintShld, Summer | Winter, WintShld, Summer | Winter, WintShld, Summer | Winter, WintShld, Summer | Winter, WintShld, Summer | Winter, WintShld, Summer
CSAPR- NOX Annual- IA | 193 | 7071 | Rate Constraint in MTons | FALSE | L | Annual | Standard NOX | Thousand Tons | 44.2476 | 44.2476 | 44.2476 | 44.2476 | 44.2476 | 44.2476 | 44.2476 | 44.2476
CSAPR- NOX Annual- IA | 193 | 7071 | Rate Constraint in MTons | FALSE | L | Annual | Emissions at Affected Plants NOX | Thousand Tons | 23.7767 | 22.4721 | 20.4855 | 22.3517 | 22.5476 | 22.789 | 21.2086 | 16.1734
CSAPR- NOX Annual- IA | 193 | 7071 | Rate Constraint in MTons | FALSE | L | Annual | Allowances Purchased NOX | Thousand Tons | 0 | 0 | 0 | 0 | 0 | 0 | 0 | 0
CSAPR- NOX Annual- IA | 193 | 7071 | Rate Constraint in MTons | FALSE | L | Annual | Allowances Sold NOX | Thousand Tons | 0 | 0 | 0 | 0 | 0 | 0 | 0 | 0
CSAPR- NOX Annual- IA | 193 | 7071 | Rate Constraint in MTons | FALSE | L | Annual | Allowances Banked | Thousand Tons | 0 | 0 | 0 | 0 | 0 | 0 | 0 | 0
CSAPR- NOX Annual- IA | 193 | 7071 | Rate Constraint in MTons | FALSE | L | Annual | Allowances Withdrawn (1:1) | Thousand Tons | 0 | 0 | 0 | 0 | 0 | 0 | 0 | 0
CSAPR- NOX Annual- IA | 193 | 7071 | Rate Constraint in MTons | FALSE | L | Annual | Allowances Withdrawn (n:1) | Thousand Tons | 0 | 0 | 0 | 0 | 0 | 0 | 0 | 0
CSAPR- NOX Annual- IA | 193 | 7071 | Rate Constraint in MTons | FALSE | L | Annual | Net Emissions Allowance Position | Thousand Tons | 23.7767 | 22.4721 | 20.4855 | 22.3517 | 22.5476 | 22.789 | 21.2086 | 16.1734
CSAPR- NOX Annual- IA | 193 | 7071 | Rate Constraint in MTons | FALSE | L | Annual | Fuel Consumed | TBtu | 349.0606 | 345.7411 | 355.2661 | 385.9322 | 389.8832 | 387.2059 | 378.7577 | 285.3034
CSAPR- NOX Annual- IA | 193 | 7071 | Rate Constraint in MTons | FALSE | L | Annual | Rate | lb/MMBtu | 0.13623 | 0.12999 | 0.11532 | 0.11583 | 0.11566 | 0.11771 | 0.11199 | 0.11338
CSAPR- NOX Annual- IA | 193 | 7071 | Rate Constraint in MTons | FALSE | L | Annual | Generation | TWh | 35.5932 | 35.8026 | 39.5967 | 45.7877 | 48.9317 | 48.8056 | 48.7863 | 34.3236
CSAPR- NOX Annual- IA | 193 | 7071 | Rate Constraint in MTons | FALSE | L | Annual | Qualifying Generation | TWh | 35.5932 | 35.8026 | 38.2274 | 41.3469 | 41.7501 | 41.3371 | 40.4776 | 30.3706
CSAPR- NOX Annual- IA | 193 | 7071 | Rate Constraint in MTons | FALSE | L | Annual | Rate | lb/MWh | 1.336 | 1.2553 | 1.0718 | 1.0812 | 1.0801 | 1.1026 | 1.0479 | 1.0651
CSAPR- NOX Annual- IA | 193 | 7071 | Rate Constraint in MTons | FALSE | L | Annual | Constraint Shadow Price | US2019$/Ton | 0 | 0 | 0 | 0 | 0 | 0 | 0 | 0
CSAPR- NOX Annual- IL | 194 | 7072 | Rate Constraint in MTons | FALSE | L | Annual | Seasons Included | Seasons | Winter, WintShld, Summer | Winter, WintShld, Summer | Winter, WintShld, Summer | Winter, WintShld, Summer | Winter, WintShld, Summer | Winter, WintShld, Summer | Winter, WintShld, Summer | Winter, WintShld, Summer
CSAPR- NOX Annual- IL | 194 | 7072 | Rate Constraint in MTons | FALSE | L | Annual | Standard NOX | Thousand Tons | 56.489 | 56.489 | 56.489 | 56.489 | 56.489 | 56.489 | 56.489 | 56.489
CSAPR- NOX Annual- IL | 194 | 7072 | Rate Constraint in MTons | FALSE | L | Annual | Emissions at Affected Plants NOX | Thousand Tons | 12.7212 | 7.9349 | 6.0504 | 5.6569 | 3.9084 | 3.8204 | 0.27799 | 0.075429
CSAPR- NOX Annual- IL | 194 | 7072 | Rate Constraint in MTons | FALSE | L | Annual | Allowances Purchased NOX | Thousand Tons | 0 | 0 | 0 | 0 | 0 | 0 | 0 | 0
CSAPR- NOX Annual- IL | 194 | 7072 | Rate Constraint in MTons | FALSE | L | Annual | Allowances Sold NOX | Thousand Tons | 0 | 0 | 0 | 0 | 0 | 0 | 0 | 0
CSAPR- NOX Annual- IL | 194 | 7072 | Rate Constraint in MTons | FALSE | L | Annual | Allowances Banked | Thousand Tons | 0 | 0 | 0 | 0 | 0 | 0 | 0 | 0
CSAPR- NOX Annual- IL | 194 | 7072 | Rate Constraint in MTons | FALSE | L | Annual | Allowances Withdrawn (1:1) | Thousand Tons | 0 | 0 | 0 | 0 | 0 | 0 | 0 | 0
CSAPR- NOX Annual- IL | 194 | 7072 | Rate Constraint in MTons | FALSE | L | Annual | Allowances Withdrawn (n:1) | Thousand Tons | 0 | 0 | 0 | 0 | 0 | 0 | 0 | 0
CSAPR- NOX Annual- IL | 194 | 7072 | Rate Constraint in MTons | FALSE | L | Annual | Net Emissions Allowance Position | Thousand Tons | 12.7212 | 7.9349 | 6.0504 | 5.6569 | 3.9084 | 3.8204 | 0.27799 | 0.075429
CSAPR- NOX Annual- IL | 194 | 7072 | Rate Constraint in MTons | FALSE | L | Annual | Fuel Consumed | TBtu | 415.4601 | 324.4342 | 356.8869 | 343.7949 | 250.8854 | 245.4598 | 12.4 | 4.1989
CSAPR- NOX Annual- IL | 194 | 7072 | Rate Constraint in MTons | FALSE | L | Annual | Rate | lb/MMBtu | 0.061239 | 0.048915 | 0.033907 | 0.032909 | 0.031157 | 0.031128 | 0.044836 | 0.035928
CSAPR- NOX Annual- IL | 194 | 7072 | Rate Constraint in MTons | FALSE | L | Annual | Generation | TWh | 45.6432 | 39.3061 | 48.1117 | 53.3809 | 47.2563 | 54.9933 | 30.836 | 43.4033
CSAPR- NOX Annual- IL | 194 | 7072 | Rate Constraint in MTons | FALSE | L | Annual | Qualifying Generation | TWh | 45.6432 | 39.3061 | 45.5757 | 44.0648 | 33.181 | 32.5142 | 1.1965 | 0.44202
CSAPR- NOX Annual- IL | 194 | 7072 | Rate Constraint in MTons | FALSE | L | Annual | Rate | lb/MWh | 0.55742 | 0.40375 | 0.26551 | 0.25675 | 0.23558 | 0.235 | 0.46468 | 0.34129
CSAPR- NOX Annual- IL | 194 | 7072 | Rate Constraint in MTons | FALSE | L | Annual | Constraint Shadow Price | US2019$/Ton | 0 | 0 | 0 | 0 | 0 | 0 | 0 | 0
CSAPR- NOX Annual- IN | 195 | 7073 | Rate Constraint in MTons | FALSE | L | Annual | Seasons Included | Seasons | Winter, WintShld, Summer | Winter, WintShld, Summer | Winter, WintShld, Summer | Winter, WintShld, Summer | Winter, WintShld, Summer | Winter, WintShld, Summer | Winter, WintShld, Summer | Winter, WintShld, Summer
CSAPR- NOX Annual- IN | 195 | 7073 | Rate Constraint in MTons | FALSE | L | Annual | Standard NOX | Thousand Tons | 127.9403 | 127.9403 | 127.9403 | 127.9403 | 127.9403 | 127.9403 | 127.9403 | 127.9403
CSAPR- NOX Annual- IN | 195 | 7073 | Rate Constraint in MTons | FALSE | L | Annual | Emissions at Affected Plants NOX | Thousand Tons | 52.0819 | 38.4719 | 31.2644 | 26.751 | 22.7922 | 18.5444 | 16.8471 | 7.3564
CSAPR- NOX Annual- IN | 195 | 7073 | Rate Constraint in MTons | FALSE | L | Annual | Allowances Purchased NOX | Thousand Tons | 0 | 0 | 0 | 0 | 0 | 0 | 0 | 0
CSAPR- NOX Annual- IN | 195 | 7073 | Rate Constraint in MTons | FALSE | L | Annual | Allowances Sold NOX | Thousand Tons | 0 | 0 | 0 | 0 | 0 | 0 | 0 | 0
CSAPR- NOX Annual- IN | 195 | 7073 | Rate Constraint in MTons | FALSE | L | Annual | Allowances Banked | Thousand Tons | 0 | 0 | 0 | 0 | 0 | 0 | 0 | 0
CSAPR- NOX Annual- IN | 195 | 7073 | Rate Constraint in MTons | FALSE | L | Annual | Allowances Withdrawn (1:1) | Thousand Tons | 0 | 0 | 0 | 0 | 0 | 0 | 0 | 0
CSAPR- NOX Annual- IN | 195 | 7073 | Rate Constraint in MTons | FALSE | L | Annual | Allowances Withdrawn (n:1) | Thousand Tons | 0 | 0 | 0 | 0 | 0 | 0 | 0 | 0
CSAPR- NOX Annual- IN | 195 | 7073 | Rate Constraint in MTons | FALSE | L | Annual | Net Emissions Allowance Position | Thousand Tons | 52.0819 | 38.4719 | 31.2644 | 26.751 | 22.7922 | 18.5444 | 16.8471 | 7.3564
CSAPR- NOX Annual- IN | 195 | 7073 | Rate Constraint in MTons | FALSE | L | Annual | Fuel Consumed | TBtu | 854.2797 | 687.8116 | 632.1813 | 615.9956 | 630.2194 | 686.2981 | 698.9213 | 534.641
CSAPR- NOX Annual- IN | 195 | 7073 | Rate Constraint in MTons | FALSE | L | Annual | Rate | lb/MMBtu | 0.12193 | 0.11187 | 0.09891 | 0.086854 | 0.072331 | 0.054042 | 0.048209 | 0.027519
CSAPR- NOX Annual- IN | 195 | 7073 | Rate Constraint in MTons | FALSE | L | Annual | Generation | TWh | 86.2501 | 71.8661 | 68.2321 | 66.9736 | 76.7415 | 102.2194 | 125.4947 | 114.9461
CSAPR- NOX Annual- IN | 195 | 7073 | Rate Constraint in MTons | FALSE | L | Annual | Qualifying Generation | TWh | 86.2501 | 71.8661 | 68.0812 | 66.5955 | 72.4222 | 87.1423 | 90.964 | 74.2047
CSAPR- NOX Annual- IN | 195 | 7073 | Rate Constraint in MTons | FALSE | L | Annual | Rate | lb/MWh | 1.2077 | 1.0707 | 0.91845 | 0.80339 | 0.62943 | 0.42561 | 0.37041 | 0.19827
CSAPR- NOX Annual- IN | 195 | 7073 | Rate Constraint in MTons | FALSE | L | Annual | Constraint Shadow Price | US2019$/Ton | 0 | 0 | 0 | 0 | 0 | 0 | 0 | 0
CSAPR- NOX Annual- KS | 196 | 7074 | Rate Constraint in MTons | FALSE | L | Annual | Seasons Included | Seasons | Winter, WintShld, Summer | Winter, WintShld, Summer | Winter, WintShld, Summer | Winter, WintShld, Summer | Winter, WintShld, Summer | Winter, WintShld, Summer | Winter, WintShld, Summer | Winter, WintShld, Summer
CSAPR- NOX Annual- KS | 196 | 7074 | Rate Constraint in MTons | FALSE | L | Annual | Standard NOX | Thousand Tons | 36.9977 | 36.9977 | 36.9977 | 36.9977 | 36.9977 | 36.9977 | 36.9977 | 36.9977
CSAPR- NOX Annual- KS | 196 | 7074 | Rate Constraint in MTons | FALSE | L | Annual | Emissions at Affected Plants NOX | Thousand Tons | 12.3045 | 9.3486 | 7.7552 | 8.1968 | 8.449 | 4.6654 | 3.474 | 2.5678
CSAPR- NOX Annual- KS | 196 | 7074 | Rate Constraint in MTons | FALSE | L | Annual | Allowances Purchased NOX | Thousand Tons | 0 | 0 | 0 | 0 | 0 | 0 | 0 | 0
CSAPR- NOX Annual- KS | 196 | 7074 | Rate Constraint in MTons | FALSE | L | Annual | Allowances Sold NOX | Thousand Tons | 0 | 0 | 0 | 0 | 0 | 0 | 0 | 0
CSAPR- NOX Annual- KS | 196 | 7074 | Rate Constraint in MTons | FALSE | L | Annual | Allowances Banked | Thousand Tons | 0 | 0 | 0 | 0 | 0 | 0 | 0 | 0
CSAPR- NOX Annual- KS | 196 | 7074 | Rate Constraint in MTons | FALSE | L | Annual | Allowances Withdrawn (1:1) | Thousand Tons | 0 | 0 | 0 | 0 | 0 | 0 | 0 | 0
CSAPR- NOX Annual- KS | 196 | 7074 | Rate Constraint in MTons | FALSE | L | Annual | Allowances Withdrawn (n:1) | Thousand Tons | 0 | 0 | 0 | 0 | 0 | 0 | 0 | 0
CSAPR- NOX Annual- KS | 196 | 7074 | Rate Constraint in MTons | FALSE | L | Annual | Net Emissions Allowance Position | Thousand Tons | 12.3045 | 9.3486 | 7.7552 | 8.1968 | 8.449 | 4.6654 | 3.474 | 2.5678
CSAPR- NOX Annual- KS | 196 | 7074 | Rate Constraint in MTons | FALSE | L | Annual | Fuel Consumed | TBtu | 246.2168 | 186.3654 | 153.5487 | 157.1188 | 166.0906 | 64.7048 | 56.6523 | 44.0594
CSAPR- NOX Annual- KS | 196 | 7074 | Rate Constraint in MTons | FALSE | L | Annual | Rate | lb/MMBtu | 0.099949 | 0.10033 | 0.10101 | 0.10434 | 0.10174 | 0.14421 | 0.12264 | 0.11656
CSAPR- NOX Annual- KS | 196 | 7074 | Rate Constraint in MTons | FALSE | L | Annual | Generation | TWh | 22.7166 | 17.184 | 14.552 | 14.8688 | 16.1194 | 9.0533 | 8.2262 | 6.2695
CSAPR- NOX Annual- KS | 196 | 7074 | Rate Constraint in MTons | FALSE | L | Annual | Qualifying Generation | TWh | 22.7166 | 17.184 | 14.319 | 14.6576 | 15.4756 | 6.1955 | 5.5293 | 4.3477
CSAPR- NOX Annual- KS | 196 | 7074 | Rate Constraint in MTons | FALSE | L | Annual | Rate | lb/MWh | 1.0833 | 1.0881 | 1.0832 | 1.1184 | 1.0919 | 1.5061 | 1.2566 | 1.1812
CSAPR- NOX Annual- KS | 196 | 7074 | Rate Constraint in MTons | FALSE | L | Annual | Constraint Shadow Price | US2019$/Ton | 0 | 0 | 0 | 0 | 0 | 0 | 0 | 0
CSAPR- NOX Annual- KY | 197 | 7075 | Rate Constraint in MTons | FALSE | L | Annual | Seasons Included | Seasons | Winter, WintShld, Summer | Winter, WintShld, Summer | Winter, WintShld, Summer | Winter, WintShld, Summer | Winter, WintShld, Summer | Winter, WintShld, Summer | Winter, WintShld, Summer | Winter, WintShld, Summer
CSAPR- NOX Annual- KY | 197 | 7075 | Rate Constraint in MTons | FALSE | L | Annual | Standard NOX | Thousand Tons | 91.1408 | 91.1408 | 91.1408 | 91.1408 | 91.1408 | 91.1408 | 91.1408 | 91.1408
CSAPR- NOX Annual- KY | 197 | 7075 | Rate Constraint in MTons | FALSE | L | Annual | Emissions at Affected Plants NOX | Thousand Tons | 30.294 | 27.3606 | 25.01 | 13.403 | 10.7141 | 10.8232 | 7.9187 | 5.8797
CSAPR- NOX Annual- KY | 197 | 7075 | Rate Constraint in MTons | FALSE | L | Annual | Allowances Purchased NOX | Thousand Tons | 0 | 0 | 0 | 0 | 0 | 0 | 0 | 0
CSAPR- NOX Annual- KY | 197 | 7075 | Rate Constraint in MTons | FALSE | L | Annual | Allowances Sold NOX | Thousand Tons | 0 | 0 | 0 | 0 | 0 | 0 | 0 | 0
CSAPR- NOX Annual- KY | 197 | 7075 | Rate Constraint in MTons | FALSE | L | Annual | Allowances Banked | Thousand Tons | 0 | 0 | 0 | 0 | 0 | 0 | 0 | 0
CSAPR- NOX Annual- KY | 197 | 7075 | Rate Constraint in MTons | FALSE | L | Annual | Allowances Withdrawn (1:1) | Thousand Tons | 0 | 0 | 0 | 0 | 0 | 0 | 0 | 0
CSAPR- NOX Annual- KY | 197 | 7075 | Rate Constraint in MTons | FALSE | L | Annual | Allowances Withdrawn (n:1) | Thousand Tons | 0 | 0 | 0 | 0 | 0 | 0 | 0 | 0
CSAPR- NOX Annual- KY | 197 | 7075 | Rate Constraint in MTons | FALSE | L | Annual | Net Emissions Allowance Position | Thousand Tons | 30.294 | 27.3606 | 25.01 | 13.403 | 10.7141 | 10.8232 | 7.9187 | 5.8797
CSAPR- NOX Annual- KY | 197 | 7075 | Rate Constraint in MTons | FALSE | L | Annual | Fuel Consumed | TBtu | 575.8706 | 556.2002 | 523.3192 | 438.8785 | 470.3729 | 502.2205 | 471.6836 | 460.9727
CSAPR- NOX Annual- KY | 197 | 7075 | Rate Constraint in MTons | FALSE | L | Annual | Rate | lb/MMBtu | 0.10521 | 0.098384 | 0.095582 | 0.061079 | 0.045556 | 0.043101 | 0.033576 | 0.02551
CSAPR- NOX Annual- KY | 197 | 7075 | Rate Constraint in MTons | FALSE | L | Annual | Generation | TWh | 57.2968 | 56.7868 | 57.5525 | 54.1681 | 80.7827 | 126.1187 | 156.5314 | 177.3111
CSAPR- NOX Annual- KY | 197 | 7075 | Rate Constraint in MTons | FALSE | L | Annual | Qualifying Generation | TWh | 57.2968 | 56.7868 | 53.8347 | 46.3394 | 55.5563 | 60.4563 | 61.7632 | 64.3739
CSAPR- NOX Annual- KY | 197 | 7075 | Rate Constraint in MTons | FALSE | L | Annual | Rate | lb/MWh | 1.0574 | 0.96363 | 0.92914 | 0.57847 | 0.3857 | 0.35805 | 0.25642 | 0.18267
CSAPR- NOX Annual- KY | 197 | 7075 | Rate Constraint in MTons | FALSE | L | Annual | Constraint Shadow Price | US2019$/Ton | 0 | 0 | 0 | 0 | 0 | 0 | 0 | 0
CSAPR- NOX Annual- MD | 198 | 7076 | Rate Constraint in MTons | FALSE | L | Annual | Seasons Included | Seasons | Winter, WintShld, Summer | Winter, WintShld, Summer | Winter, WintShld, Summer | Winter, WintShld, Summer | Winter, WintShld, Summer | Winter, WintShld, Summer | Winter, WintShld, Summer | Winter, WintShld, Summer
CSAPR- NOX Annual- MD | 198 | 7076 | Rate Constraint in MTons | FALSE | L | Annual | Standard NOX | Thousand Tons | 19.5573 | 19.5573 | 19.5573 | 19.5573 | 19.5573 | 19.5573 | 19.5573 | 19.5573
CSAPR- NOX Annual- MD | 198 | 7076 | Rate Constraint in MTons | FALSE | L | Annual | Emissions at Affected Plants NOX | Thousand Tons | 0.94329 | 0.55572 | 0.77217 | 0.75902 | 0.75581 | 1.0185 | 1.1539 | 1.0944
CSAPR- NOX Annual- MD | 198 | 7076 | Rate Constraint in MTons | FALSE | L | Annual | Allowances Purchased NOX | Thousand Tons | 0 | 0 | 0 | 0 | 0 | 0 | 0 | 0
CSAPR- NOX Annual- MD | 198 | 7076 | Rate Constraint in MTons | FALSE | L | Annual | Allowances Sold NOX | Thousand Tons | 0 | 0 | 0 | 0 | 0 | 0 | 0 | 0
CSAPR- NOX Annual- MD | 198 | 7076 | Rate Constraint in MTons | FALSE | L | Annual | Allowances Banked | Thousand Tons | 0 | 0 | 0 | 0 | 0 | 0 | 0 | 0
CSAPR- NOX Annual- MD | 198 | 7076 | Rate Constraint in MTons | FALSE | L | Annual | Allowances Withdrawn (1:1) | Thousand Tons | 0 | 0 | 0 | 0 | 0 | 0 | 0 | 0
CSAPR- NOX Annual- MD | 198 | 7076 | Rate Constraint in MTons | FALSE | L | Annual | Allowances Withdrawn (n:1) | Thousand Tons | 0 | 0 | 0 | 0 | 0 | 0 | 0 | 0
CSAPR- NOX Annual- MD | 198 | 7076 | Rate Constraint in MTons | FALSE | L | Annual | Net Emissions Allowance Position | Thousand Tons | 0.94329 | 0.55572 | 0.77217 | 0.75902 | 0.75581 | 1.0185 | 1.1539 | 1.0944
CSAPR- NOX Annual- MD | 198 | 7076 | Rate Constraint in MTons | FALSE | L | Annual | Fuel Consumed | TBtu | 113.5634 | 123.4772 | 167.9217 | 165.3601 | 165.8793 | 187.7351 | 196.7421 | 206.0861
CSAPR- NOX Annual- MD | 198 | 7076 | Rate Constraint in MTons | FALSE | L | Annual | Rate | lb/MMBtu | 0.016613 | 0.0090011 | 0.0091967 | 0.0091802 | 0.0091127 | 0.01085 | 0.01173 | 0.010621
CSAPR- NOX Annual- MD | 198 | 7076 | Rate Constraint in MTons | FALSE | L | Annual | Generation | TWh | 15.4483 | 16.978 | 22.8572 | 22.5808 | 22.6339 | 26.3624 | 28.2055 | 97.4248
CSAPR- NOX Annual- MD | 198 | 7076 | Rate Constraint in MTons | FALSE | L | Annual | Qualifying Generation | TWh | 15.4468 | 16.9739 | 22.8495 | 22.5738 | 22.6267 | 25.0575 | 26.062 | 27.723
CSAPR- NOX Annual- MD | 198 | 7076 | Rate Constraint in MTons | FALSE | L | Annual | Rate | lb/MWh | 0.12213 | 0.065479 | 0.067587 | 0.067248 | 0.066807 | 0.08129 | 0.088552 | 0.078954
CSAPR- NOX Annual- MD | 198 | 7076 | Rate Constraint in MTons | FALSE | L | Annual | Constraint Shadow Price | US2019$/Ton | 0 | 0 | 0 | 0 | 0 | 0 | 0 | 0
CSAPR- NOX Annual- MI | 199 | 7077 | Rate Constraint in MTons | FALSE | L | Annual | Seasons Included | Seasons | Winter, WintShld, Summer | Winter, WintShld, Summer | Winter, WintShld, Summer | Winter, WintShld, Summer | Winter, WintShld, Summer | Winter, WintShld, Summer | Winter, WintShld, Summer | Winter, WintShld, Summer
CSAPR- NOX Annual- MI | 199 | 7077 | Rate Constraint in MTons | FALSE | L | Annual | Standard NOX | Thousand Tons | 74.3872 | 74.3872 | 74.3872 | 74.3872 | 74.3872 | 74.3872 | 74.3872 | 74.3872
CSAPR- NOX Annual- MI | 199 | 7077 | Rate Constraint in MTons | FALSE | L | Annual | Emissions at Affected Plants NOX | Thousand Tons | 22.9136 | 20.615 | 20.7004 | 13.7621 | 13.6422 | 6.9928 | 7.1877 | 7.5405
CSAPR- NOX Annual- MI | 199 | 7077 | Rate Constraint in MTons | FALSE | L | Annual | Allowances Purchased NOX | Thousand Tons | 0 | 0 | 0 | 0 | 0 | 0 | 0 | 0
CSAPR- NOX Annual- MI | 199 | 7077 | Rate Constraint in MTons | FALSE | L | Annual | Allowances Sold NOX | Thousand Tons | 0 | 0 | 0 | 0 | 0 | 0 | 0 | 0
CSAPR- NOX Annual- MI | 199 | 7077 | Rate Constraint in MTons | FALSE | L | Annual | Allowances Banked | Thousand Tons | 0 | 0 | 0 | 0 | 0 | 0 | 0 | 0
CSAPR- NOX Annual- MI | 199 | 7077 | Rate Constraint in MTons | FALSE | L | Annual | Allowances Withdrawn (1:1) | Thousand Tons | 0 | 0 | 0 | 0 | 0 | 0 | 0 | 0
CSAPR- NOX Annual- MI | 199 | 7077 | Rate Constraint in MTons | FALSE | L | Annual | Allowances Withdrawn (n:1) | Thousand Tons | 0 | 0 | 0 | 0 | 0 | 0 | 0 | 0
CSAPR- NOX Annual- MI | 199 | 7077 | Rate Constraint in MTons | FALSE | L | Annual | Net Emissions Allowance Position | Thousand Tons | 22.9136 | 20.615 | 20.7004 | 13.7621 | 13.6422 | 6.9928 | 7.1877 | 7.5405
CSAPR- NOX Annual- MI | 199 | 7077 | Rate Constraint in MTons | FALSE | L | Annual | Fuel Consumed | TBtu | 662.5042 | 601.1017 | 621.3724 | 546.7984 | 548.4027 | 338.3374 | 349.3051 | 378.2446
CSAPR- NOX Annual- MI | 199 | 7077 | Rate Constraint in MTons | FALSE | L | Annual | Rate | lb/MMBtu | 0.069173 | 0.068591 | 0.066628 | 0.050337 | 0.049753 | 0.041336 | 0.041154 | 0.039871
CSAPR- NOX Annual- MI | 199 | 7077 | Rate Constraint in MTons | FALSE | L | Annual | Generation | TWh | 76.7681 | 72.3845 | 77.462 | 70.6178 | 74.6659 | 64.1147 | 87.539 | 97.9911
CSAPR- NOX Annual- MI | 199 | 7077 | Rate Constraint in MTons | FALSE | L | Annual | Qualifying Generation | TWh | 76.7681 | 72.3845 | 76.3374 | 69.09 | 68.7567 | 47.3142 | 48.9575 | 52.9083
CSAPR- NOX Annual- MI | 199 | 7077 | Rate Constraint in MTons | FALSE | L | Annual | Rate | lb/MWh | 0.59696 | 0.5696 | 0.54234 | 0.39838 | 0.39683 | 0.29559 | 0.29363 | 0.28504
CSAPR- NOX Annual- MI | 199 | 7077 | Rate Constraint in MTons | FALSE | L | Annual | Constraint Shadow Price | US2019$/Ton | 0 | 0 | 0 | 0 | 0 | 0 | 0 | 0
CSAPR- NOX Annual- MN | 200 | 7078 | Rate Constraint in MTons | FALSE | L | Annual | Seasons Included | Seasons | Winter, WintShld, Summer | Winter, WintShld, Summer | Winter, WintShld, Summer | Winter, WintShld, Summer | Winter, WintShld, Summer | Winter, WintShld, Summer | Winter, WintShld, Summer | Winter, WintShld, Summer
CSAPR- NOX Annual- MN | 200 | 7078 | Rate Constraint in MTons | FALSE | L | Annual | Standard NOX | Thousand Tons | 34.895 | 34.895 | 34.895 | 34.895 | 34.895 | 34.895 | 34.895 | 34.895
CSAPR- NOX Annual- MN | 200 | 7078 | Rate Constraint in MTons | FALSE | L | Annual | Emissions at Affected Plants NOX | Thousand Tons | 12.5048 | 8.3086 | 6.7369 | 3.0499 | 1.3943 | 1.2324 | 1.1735 | 1.0347
CSAPR- NOX Annual- MN | 200 | 7078 | Rate Constraint in MTons | FALSE | L | Annual | Allowances Purchased NOX | Thousand Tons | 0 | 0 | 0 | 0 | 0 | 0 | 0 | 0
CSAPR- NOX Annual- MN | 200 | 7078 | Rate Constraint in MTons | FALSE | L | Annual | Allowances Sold NOX | Thousand Tons | 0 | 0 | 0 | 0 | 0 | 0 | 0 | 0
CSAPR- NOX Annual- MN | 200 | 7078 | Rate Constraint in MTons | FALSE | L | Annual | Allowances Banked | Thousand Tons | 0 | 0 | 0 | 0 | 0 | 0 | 0 | 0
CSAPR- NOX Annual- MN | 200 | 7078 | Rate Constraint in MTons | FALSE | L | Annual | Allowances Withdrawn (1:1) | Thousand Tons | 0 | 0 | 0 | 0 | 0 | 0 | 0 | 0
CSAPR- NOX Annual- MN | 200 | 7078 | Rate Constraint in MTons | FALSE | L | Annual | Allowances Withdrawn (n:1) | Thousand Tons | 0 | 0 | 0 | 0 | 0 | 0 | 0 | 0
CSAPR- NOX Annual- MN | 200 | 7078 | Rate Constraint in MTons | FALSE | L | Annual | Net Emissions Allowance Position | Thousand Tons | 12.5048 | 8.3086 | 6.7369 | 3.0499 | 1.3943 | 1.2324 | 1.1735 | 1.0347
CSAPR- NOX Annual- MN | 200 | 7078 | Rate Constraint in MTons | FALSE | L | Annual | Fuel Consumed | TBtu | 230.8825 | 169.6177 | 173.425 | 108.9187 | 86.9332 | 65.8899 | 60.5002 | 43.4168
CSAPR- NOX Annual- MN | 200 | 7078 | Rate Constraint in MTons | FALSE | L | Annual | Rate | lb/MMBtu | 0.10832 | 0.097969 | 0.077692 | 0.056003 | 0.032077 | 0.037408 | 0.038792 | 0.047664
CSAPR- NOX Annual- MN | 200 | 7078 | Rate Constraint in MTons | FALSE | L | Annual | Generation | TWh | 23.0646 | 17.2376 | 19.6749 | 13.2258 | 11.5891 | 8.7434 | 8.1418 | 9.2316
CSAPR- NOX Annual- MN | 200 | 7078 | Rate Constraint in MTons | FALSE | L | Annual | Qualifying Generation | TWh | 23.0646 | 17.2376 | 19.45 | 13.0127 | 11.3956 | 8.5955 | 7.9882 | 5.6292
CSAPR- NOX Annual- MN | 200 | 7078 | Rate Constraint in MTons | FALSE | L | Annual | Rate | lb/MWh | 1.0843 | 0.96401 | 0.69274 | 0.46876 | 0.2447 | 0.28676 | 0.2938 | 0.36762
CSAPR- NOX Annual- MN | 200 | 7078 | Rate Constraint in MTons | FALSE | L | Annual | Constraint Shadow Price | US2019$/Ton | 0 | 0 | 0 | 0 | 0 | 0 | 0 | 0
CSAPR- NOX Annual- MO | 201 | 7079 | Rate Constraint in MTons | FALSE | L | Annual | Seasons Included | Seasons | Winter, WintShld, Summer | Winter, WintShld, Summer | Winter, WintShld, Summer | Winter, WintShld, Summer | Winter, WintShld, Summer | Winter, WintShld, Summer | Winter, WintShld, Summer | Winter, WintShld, Summer
CSAPR- NOX Annual- MO | 201 | 7079 | Rate Constraint in MTons | FALSE | L | Annual | Standard NOX | Thousand Tons | 57.5167 | 57.5167 | 57.5167 | 57.5167 | 57.5167 | 57.5167 | 57.5167 | 57.5167
CSAPR- NOX Annual- MO | 201 | 7079 | Rate Constraint in MTons | FALSE | L | Annual | Emissions at Affected Plants NOX | Thousand Tons | 49.428 | 44.4909 | 40.9821 | 35.1994 | 35.4649 | 31.1983 | 27.7184 | 23.9356
CSAPR- NOX Annual- MO | 201 | 7079 | Rate Constraint in MTons | FALSE | L | Annual | Allowances Purchased NOX | Thousand Tons | 0 | 0 | 0 | 0 | 0 | 0 | 0 | 0
CSAPR- NOX Annual- MO | 201 | 7079 | Rate Constraint in MTons | FALSE | L | Annual | Allowances Sold NOX | Thousand Tons | 0 | 0 | 0 | 0 | 0 | 0 | 0 | 0
CSAPR- NOX Annual- MO | 201 | 7079 | Rate Constraint in MTons | FALSE | L | Annual | Allowances Banked | Thousand Tons | 0 | 0 | 0 | 0 | 0 | 0 | 0 | 0
CSAPR- NOX Annual- MO | 201 | 7079 | Rate Constraint in MTons | FALSE | L | Annual | Allowances Withdrawn (1:1) | Thousand Tons | 0 | 0 | 0 | 0 | 0 | 0 | 0 | 0
CSAPR- NOX Annual- MO | 201 | 7079 | Rate Constraint in MTons | FALSE | L | Annual | Allowances Withdrawn (n:1) | Thousand Tons | 0 | 0 | 0 | 0 | 0 | 0 | 0 | 0
CSAPR- NOX Annual- MO | 201 | 7079 | Rate Constraint in MTons | FALSE | L | Annual | Net Emissions Allowance Position | Thousand Tons | 49.428 | 44.4909 | 40.9821 | 35.1994 | 35.4649 | 31.1983 | 27.7184 | 23.9356
CSAPR- NOX Annual- MO | 201 | 7079 | Rate Constraint in MTons | FALSE | L | Annual | Fuel Consumed | TBtu | 680.5444 | 583.3157 | 565.3116 | 566.555 | 594.7201 | 488.8423 | 402.3834 | 297.633
CSAPR- NOX Annual- MO | 201 | 7079 | Rate Constraint in MTons | FALSE | L | Annual | Rate | lb/MMBtu | 0.14526 | 0.15254 | 0.14499 | 0.12426 | 0.11927 | 0.12764 | 0.13777 | 0.16084
CSAPR- NOX Annual- MO | 201 | 7079 | Rate Constraint in MTons | FALSE | L | Annual | Generation | TWh | 66.9828 | 57.7771 | 57.5454 | 58.403 | 61.8552 | 54.6074 | 46.3914 | 34.0095
CSAPR- NOX Annual- MO | 201 | 7079 | Rate Constraint in MTons | FALSE | L | Annual | Qualifying Generation | TWh | 66.9828 | 57.7771 | 57.1667 | 57.7986 | 60.6006 | 50.3702 | 42.0197 | 31.0413
CSAPR- NOX Annual- MO | 201 | 7079 | Rate Constraint in MTons | FALSE | L | Annual | Rate | lb/MWh | 1.4758 | 1.5401 | 1.4338 | 1.218 | 1.1704 | 1.2388 | 1.3193 | 1.5422
CSAPR- NOX Annual- MO | 201 | 7079 | Rate Constraint in MTons | FALSE | L | Annual | Constraint Shadow Price | US2019$/Ton | 0 | 0 | 0 | 0 | 0 | 0 | 0 | 0
CSAPR- NOX Annual- NC | 202 | 7080 | Rate Constraint in MTons | FALSE | L | Annual | Seasons Included | Seasons | Winter, WintShld, Summer | Winter, WintShld, Summer | Winter, WintShld, Summer | Winter, WintShld, Summer | Winter, WintShld, Summer | Winter, WintShld, Summer | Winter, WintShld, Summer | Winter, WintShld, Summer
CSAPR- NOX Annual- NC | 202 | 7080 | Rate Constraint in MTons | FALSE | L | Annual | Standard NOX | Thousand Tons | 49.0325 | 49.0325 | 49.0325 | 49.0325 | 49.0325 | 49.0325 | 49.0325 | 49.0325
CSAPR- NOX Annual- NC | 202 | 7080 | Rate Constraint in MTons | FALSE | L | Annual | Emissions at Affected Plants NOX | Thousand Tons | 36.7723 | 24.76 | 11.3357 | 12.7675 | 10.0348 | 7.9768 | 6.956 | 5.5951
CSAPR- NOX Annual- NC | 202 | 7080 | Rate Constraint in MTons | FALSE | L | Annual | Allowances Purchased NOX | Thousand Tons | 0 | 0 | 0 | 0 | 0 | 0 | 0 | 0
CSAPR- NOX Annual- NC | 202 | 7080 | Rate Constraint in MTons | FALSE | L | Annual | Allowances Sold NOX | Thousand Tons | 0 | 0 | 0 | 0 | 0 | 0 | 0 | 0
CSAPR- NOX Annual- NC | 202 | 7080 | Rate Constraint in MTons | FALSE | L | Annual | Allowances Banked | Thousand Tons | 0 | 0 | 0 | 0 | 0 | 0 | 0 | 0
CSAPR- NOX Annual- NC | 202 | 7080 | Rate Constraint in MTons | FALSE | L | Annual | Allowances Withdrawn (1:1) | Thousand Tons | 0 | 0 | 0 | 0 | 0 | 0 | 0 | 0
CSAPR- NOX Annual- NC | 202 | 7080 | Rate Constraint in MTons | FALSE | L | Annual | Allowances Withdrawn (n:1) | Thousand Tons | 0 | 0 | 0 | 0 | 0 | 0 | 0 | 0
CSAPR- NOX Annual- NC | 202 | 7080 | Rate Constraint in MTons | FALSE | L | Annual | Net Emissions Allowance Position | Thousand Tons | 36.7723 | 24.76 | 11.3357 | 12.7675 | 10.0348 | 7.9768 | 6.956 | 5.5951
CSAPR- NOX Annual- NC | 202 | 7080 | Rate Constraint in MTons | FALSE | L | Annual | Fuel Consumed | TBtu | 672.2172 | 632.2367 | 562.6163 | 609.157 | 666.5203 | 624.3128 | 572.3339 | 532.5062
CSAPR- NOX Annual- NC | 202 | 7080 | Rate Constraint in MTons | FALSE | L | Annual | Rate | lb/MMBtu | 0.10941 | 0.078325 | 0.040296 | 0.041918 | 0.030111 | 0.025554 | 0.024307 | 0.021014
CSAPR- NOX Annual- NC | 202 | 7080 | Rate Constraint in MTons | FALSE | L | Annual | Generation | TWh | 76.3452 | 76.46 | 80.7449 | 91.5056 | 123.3782 | 124.4953 | 124.5753 | 145.7352
CSAPR- NOX Annual- NC | 202 | 7080 | Rate Constraint in MTons | FALSE | L | Annual | Qualifying Generation | TWh | 76.158 | 75.3554 | 70.4529 | 75.2738 | 89.872 | 83.6469 | 77.8341 | 75.5102
CSAPR- NOX Annual- NC | 202 | 7080 | Rate Constraint in MTons | FALSE | L | Annual | Rate | lb/MWh | 0.96569 | 0.65715 | 0.32179 | 0.33923 | 0.22331 | 0.19073 | 0.17874 | 0.14819
CSAPR- NOX Annual- NC | 202 | 7080 | Rate Constraint in MTons | FALSE | L | Annual | Constraint Shadow Price | US2019$/Ton | 0 | 0 | 0 | 0 | 0 | 0 | 0 | 0
CSAPR- NOX Annual- NE | 203 | 7081 | Rate Constraint in MTons | FALSE | L | Annual | Seasons Included | Seasons | Winter, WintShld, Summer | Winter, WintShld, Summer | Winter, WintShld, Summer | Winter, WintShld, Summer | Winter, WintShld, Summer | Winter, WintShld, Summer | Winter, WintShld, Summer | Winter, WintShld, Summer
CSAPR- NOX Annual- NE | 203 | 7081 | Rate Constraint in MTons | FALSE | L | Annual | Standard NOX | Thousand Tons | 35.446 | 35.446 | 35.446 | 35.446 | 35.446 | 35.446 | 35.446 | 35.446
CSAPR- NOX Annual- NE | 203 | 7081 | Rate Constraint in MTons | FALSE | L | Annual | Emissions at Affected Plants NOX | Thousand Tons | 25.3305 | 21.3236 | 21.0895 | 21.24 | 21.2995 | 21.5636 | 21.2331 | 19.3911
CSAPR- NOX Annual- NE | 203 | 7081 | Rate Constraint in MTons | FALSE | L | Annual | Allowances Purchased NOX | Thousand Tons | 0 | 0 | 0 | 0 | 0 | 0 | 0 | 0
CSAPR- NOX Annual- NE | 203 | 7081 | Rate Constraint in MTons | FALSE | L | Annual | Allowances Sold NOX | Thousand Tons | 0 | 0 | 0 | 0 | 0 | 0 | 0 | 0
CSAPR- NOX Annual- NE | 203 | 7081 | Rate Constraint in MTons | FALSE | L | Annual | Allowances Banked | Thousand Tons | 0 | 0 | 0 | 0 | 0 | 0 | 0 | 0
CSAPR- NOX Annual- NE | 203 | 7081 | Rate Constraint in MTons | FALSE | L | Annual | Allowances Withdrawn (1:1) | Thousand Tons | 0 | 0 | 0 | 0 | 0 | 0 | 0 | 0
CSAPR- NOX Annual- NE | 203 | 7081 | Rate Constraint in MTons | FALSE | L | Annual | Allowances Withdrawn (n:1) | Thousand Tons | 0 | 0 | 0 | 0 | 0 | 0 | 0 | 0
CSAPR- NOX Annual- NE | 203 | 7081 | Rate Constraint in MTons | FALSE | L | Annual | Net Emissions Allowance Position | Thousand Tons | 25.3305 | 21.3236 | 21.0895 | 21.24 | 21.2995 | 21.5636 | 21.2331 | 19.3911
CSAPR- NOX Annual- NE | 203 | 7081 | Rate Constraint in MTons | FALSE | L | Annual | Fuel Consumed | TBtu | 280.8687 | 254.0092 | 250.9869 | 253.2288 | 253.8789 | 257.6533 | 254.0072 | 233.228
CSAPR- NOX Annual- NE | 203 | 7081 | Rate Constraint in MTons | FALSE | L | Annual | Rate | lb/MMBtu | 0.18037 | 0.1679 | 0.16805 | 0.16775 | 0.16779 | 0.16738 | 0.16718 | 0.16628
CSAPR- NOX Annual- NE | 203 | 7081 | Rate Constraint in MTons | FALSE | L | Annual | Generation | TWh | 26.9208 | 24.4437 | 24.352 | 24.5366 | 24.5823 | 27.5819 | 28.2459 | 26.1754
CSAPR- NOX Annual- NE | 203 | 7081 | Rate Constraint in MTons | FALSE | L | Annual | Qualifying Generation | TWh | 26.9208 | 24.4437 | 24.1995 | 24.4028 | 24.4397 | 24.7951 | 24.4925 | 22.6611
CSAPR- NOX Annual- NE | 203 | 7081 | Rate Constraint in MTons | FALSE | L | Annual | Rate | lb/MWh | 1.8819 | 1.7447 | 1.743 | 1.7408 | 1.743 | 1.7393 | 1.7338 | 1.7114
CSAPR- NOX Annual- NE | 203 | 7081 | Rate Constraint in MTons | FALSE | L | Annual | Constraint Shadow Price | US2019$/Ton | 0 | 0 | 0 | 0 | 0 | 0 | 0 | 0
CSAPR- NOX Annual- NJ | 204 | 7082 | Rate Constraint in MTons | FALSE | L | Annual | Seasons Included | Seasons | Winter, WintShld, Summer | Winter, WintShld, Summer | Winter, WintShld, Summer | Winter, WintShld, Summer | Winter, WintShld, Summer | Winter, WintShld, Summer | Winter, WintShld, Summer | Winter, WintShld, Summer
CSAPR- NOX Annual- NJ | 204 | 7082 | Rate Constraint in MTons | FALSE | L | Annual | Standard NOX | Thousand Tons | 9.3751 | 9.3751 | 9.3751 | 9.3751 | 9.3751 | 9.3751 | 9.3751 | 9.3751
CSAPR- NOX Annual- NJ | 204 | 7082 | Rate Constraint in MTons | FALSE | L | Annual | Emissions at Affected Plants NOX | Thousand Tons | 1.0111 | 1.1703 | 1.8219 | 1.7229 | 1.6356 | 1.7057 | 1.8408 | 1.8285
CSAPR- NOX Annual- NJ | 204 | 7082 | Rate Constraint in MTons | FALSE | L | Annual | Allowances Purchased NOX | Thousand Tons | 0 | 0 | 0 | 0 | 0 | 0 | 0 | 0
CSAPR- NOX Annual- NJ | 204 | 7082 | Rate Constraint in MTons | FALSE | L | Annual | Allowances Sold NOX | Thousand Tons | 0 | 0 | 0 | 0 | 0 | 0 | 0 | 0
CSAPR- NOX Annual- NJ | 204 | 7082 | Rate Constraint in MTons | FALSE | L | Annual | Allowances Banked | Thousand Tons | 0 | 0 | 0 | 0 | 0 | 0 | 0 | 0
CSAPR- NOX Annual- NJ | 204 | 7082 | Rate Constraint in MTons | FALSE | L | Annual | Allowances Withdrawn (1:1) | Thousand Tons | 0 | 0 | 0 | 0 | 0 | 0 | 0 | 0
CSAPR- NOX Annual- NJ | 204 | 7082 | Rate Constraint in MTons | FALSE | L | Annual | Allowances Withdrawn (n:1) | Thousand Tons | 0 | 0 | 0 | 0 | 0 | 0 | 0 | 0
CSAPR- NOX Annual- NJ | 204 | 7082 | Rate Constraint in MTons | FALSE | L | Annual | Net Emissions Allowance Position | Thousand Tons | 1.0111 | 1.1703 | 1.8219 | 1.7229 | 1.6356 | 1.7057 | 1.8408 | 1.8285
CSAPR- NOX Annual- NJ | 204 | 7082 | Rate Constraint in MTons | FALSE | L | Annual | Fuel Consumed | TBtu | 150.8111 | 180.7722 | 293.9025 | 293.3336 | 278.401 | 305.1122 | 322.9867 | 325.0062
CSAPR- NOX Annual- NJ | 204 | 7082 | Rate Constraint in MTons | FALSE | L | Annual | Rate | lb/MMBtu | 0.013408 | 0.012948 | 0.012398 | 0.011747 | 0.01175 | 0.011181 | 0.011398 | 0.011252
CSAPR- NOX Annual- NJ | 204 | 7082 | Rate Constraint in MTons | FALSE | L | Annual | Generation | TWh | 22.1959 | 26.433 | 41.9353 | 41.9268 | 39.3013 | 42.6708 | 45.2281 | 46.287
CSAPR- NOX Annual- NJ | 204 | 7082 | Rate Constraint in MTons | FALSE | L | Annual | Qualifying Generation | TWh | 21.9381 | 26.1535 | 41.6099 | 41.6163 | 39.135 | 42.652 | 45.0992 | 45.2928
CSAPR- NOX Annual- NJ | 204 | 7082 | Rate Constraint in MTons | FALSE | L | Annual | Rate | lb/MWh | 0.092174 | 0.089494 | 0.087569 | 0.0828 | 0.083586 | 0.079983 | 0.081632 | 0.080741
CSAPR- NOX Annual- NJ | 204 | 7082 | Rate Constraint in MTons | FALSE | L | Annual | Constraint Shadow Price | US2019$/Ton | 0 | 0 | 0 | 0 | 0 | 0 | 0 | 0
CSAPR- NOX Annual- NY | 205 | 7083 | Rate Constraint in MTons | FALSE | L | Annual | Seasons Included | Seasons | Winter, WintShld, Summer | Winter, WintShld, Summer | Winter, WintShld, Summer | Winter, WintShld, Summer | Winter, WintShld, Summer | Winter, WintShld, Summer | Winter, WintShld, Summer | Winter, WintShld, Summer
CSAPR- NOX Annual- NY | 205 | 7083 | Rate Constraint in MTons | FALSE | L | Annual | Standard NOX | Thousand Tons | 25.632 | 25.632 | 25.632 | 25.632 | 25.632 | 25.632 | 25.632 | 25.632
CSAPR- NOX Annual- NY | 205 | 7083 | Rate Constraint in MTons | FALSE | L | Annual | Emissions at Affected Plants NOX | Thousand Tons | 3.9542 | 3.3689 | 3.5688 | 3.3859 | 2.5583 | 0.54368 | 0.55587 | 0.59275
CSAPR- NOX Annual- NY | 205 | 7083 | Rate Constraint in MTons | FALSE | L | Annual | Allowances Purchased NOX | Thousand Tons | 0 | 0 | 0 | 0 | 0 | 0 | 0 | 0
CSAPR- NOX Annual- NY | 205 | 7083 | Rate Constraint in MTons | FALSE | L | Annual | Allowances Sold NOX | Thousand Tons | 0 | 0 | 0 | 0 | 0 | 0 | 0 | 0
CSAPR- NOX Annual- NY | 205 | 7083 | Rate Constraint in MTons | FALSE | L | Annual | Allowances Banked | Thousand Tons | 0 | 0 | 0 | 0 | 0 | 0 | 0 | 0
CSAPR- NOX Annual- NY | 205 | 7083 | Rate Constraint in MTons | FALSE | L | Annual | Allowances Withdrawn (1:1) | Thousand Tons | 0 | 0 | 0 | 0 | 0 | 0 | 0 | 0
CSAPR- NOX Annual- NY | 205 | 7083 | Rate Constraint in MTons | FALSE | L | Annual | Allowances Withdrawn (n:1) | Thousand Tons | 0 | 0 | 0 | 0 | 0 | 0 | 0 | 0
CSAPR- NOX Annual- NY | 205 | 7083 | Rate Constraint in MTons | FALSE | L | Annual | Net Emissions Allowance Position | Thousand Tons | 3.9542 | 3.3689 | 3.5688 | 3.3859 | 2.5583 | 0.54368 | 0.55587 | 0.59275
CSAPR- NOX Annual- NY | 205 | 7083 | Rate Constraint in MTons | FALSE | L | Annual | Fuel Consumed | TBtu | 398.4952 | 338.4285 | 365.2279 | 370.6049 | 282.2027 | 70.2419 | 74.1756 | 78.8155
CSAPR- NOX Annual- NY | 205 | 7083 | Rate Constraint in MTons | FALSE | L | Annual | Rate | lb/MMBtu | 0.019846 | 0.019909 | 0.019543 | 0.018272 | 0.018131 | 0.01548 | 0.014988 | 0.015042
CSAPR- NOX Annual- NY | 205 | 7083 | Rate Constraint in MTons | FALSE | L | Annual | Generation | TWh | 53.7338 | 46.0533 | 49.8232 | 51.3079 | 39.5538 | 10.0302 | 10.4705 | 11.0551
CSAPR- NOX Annual- NY | 205 | 7083 | Rate Constraint in MTons | FALSE | L | Annual | Qualifying Generation | TWh | 53.6843 | 45.9996 | 49.7607 | 51.2482 | 39.5219 | 10.0266 | 10.4457 | 10.918
CSAPR- NOX Annual- NY | 205 | 7083 | Rate Constraint in MTons | FALSE | L | Annual | Rate | lb/MWh | 0.14731 | 0.14648 | 0.14344 | 0.13214 | 0.12946 | 0.10845 | 0.10643 | 0.10858
CSAPR- NOX Annual- NY | 205 | 7083 | Rate Constraint in MTons | FALSE | L | Annual | Constraint Shadow Price | US2019$/Ton | 0 | 0 | 0 | 0 | 0 | 0 | 0 | 0
CSAPR- NOX Annual- OH | 206 | 7084 | Rate Constraint in MTons | FALSE | L | Annual | Seasons Included | Seasons | Winter, WintShld, Summer | Winter, WintShld, Summer | Winter, WintShld, Summer | Winter, WintShld, Summer | Winter, WintShld, Summer | Winter, WintShld, Summer | Winter, WintShld, Summer | Winter, WintShld, Summer
CSAPR- NOX Annual- OH | 206 | 7084 | Rate Constraint in MTons | FALSE | L | Annual | Standard NOX | Thousand Tons | 106.5044 | 106.5044 | 106.5044 | 106.5044 | 106.5044 | 106.5044 | 106.5044 | 106.5044
CSAPR- NOX Annual- OH | 206 | 7084 | Rate Constraint in MTons | FALSE | L | Annual | Emissions at Affected Plants NOX | Thousand Tons | 35.0603 | 32.5008 | 16.6972 | 17.6018 | 18.9893 | 21.4944 | 15.6833 | 10.361
CSAPR- NOX Annual- OH | 206 | 7084 | Rate Constraint in MTons | FALSE | L | Annual | Allowances Purchased NOX | Thousand Tons | 0 | 0 | 0 | 0 | 0 | 0 | 0 | 0
CSAPR- NOX Annual- OH | 206 | 7084 | Rate Constraint in MTons | FALSE | L | Annual | Allowances Sold NOX | Thousand Tons | 0 | 0 | 0 | 0 | 0 | 0 | 0 | 0
CSAPR- NOX Annual- OH | 206 | 7084 | Rate Constraint in MTons | FALSE | L | Annual | Allowances Banked | Thousand Tons | 0 | 0 | 0 | 0 | 0 | 0 | 0 | 0
CSAPR- NOX Annual- OH | 206 | 7084 | Rate Constraint in MTons | FALSE | L | Annual | Allowances Withdrawn (1:1) | Thousand Tons | 0 | 0 | 0 | 0 | 0 | 0 | 0 | 0
CSAPR- NOX Annual- OH | 206 | 7084 | Rate Constraint in MTons | FALSE | L | Annual | Allowances Withdrawn (n:1) | Thousand Tons | 0 | 0 | 0 | 0 | 0 | 0 | 0 | 0
CSAPR- NOX Annual- OH | 206 | 7084 | Rate Constraint in MTons | FALSE | L | Annual | Net Emissions Allowance Position | Thousand Tons | 35.0603 | 32.5008 | 16.6972 | 17.6018 | 18.9893 | 21.4944 | 15.6833 | 10.361
CSAPR- NOX Annual- OH | 206 | 7084 | Rate Constraint in MTons | FALSE | L | Annual | Fuel Consumed | TBtu | 984.5734 | 983.1771 | 822.9121 | 851.0781 | 894.1898 | 1046.2919 | 1092.5825 | 961.3742
CSAPR- NOX Annual- OH | 206 | 7084 | Rate Constraint in MTons | FALSE | L | Annual | Rate | lb/MMBtu | 0.071219 | 0.066114 | 0.040581 | 0.041364 | 0.042473 | 0.041087 | 0.028709 | 0.021555
CSAPR- NOX Annual- OH | 206 | 7084 | Rate Constraint in MTons | FALSE | L | Annual | Generation | TWh | 115.446 | 116.9406 | 104.2241 | 107.8949 | 114.4352 | 142.7843 | 170.6653 | 163.0619
CSAPR- NOX Annual- OH | 206 | 7084 | Rate Constraint in MTons | FALSE | L | Annual | Qualifying Generation | TWh | 115.446 | 116.9406 | 104.0857 | 106.9415 | 111.0921 | 130.6018 | 142.9116 | 130.9203
CSAPR- NOX Annual- OH | 206 | 7084 | Rate Constraint in MTons | FALSE | L | Annual | Rate | lb/MWh | 0.60739 | 0.55585 | 0.32084 | 0.32919 | 0.34187 | 0.32916 | 0.21948 | 0.15828
CSAPR- NOX Annual- OH | 206 | 7084 | Rate Constraint in MTons | FALSE | L | Annual | Constraint Shadow Price | US2019$/Ton | 0 | 0 | 0 | 0 | 0 | 0 | 0 | 0
CSAPR- NOX Annual- PA | 207 | 7085 | Rate Constraint in MTons | FALSE | L | Annual | Seasons Included | Seasons | Winter, WintShld, Summer | Winter, WintShld, Summer | Winter, WintShld, Summer | Winter, WintShld, Summer | Winter, WintShld, Summer | Winter, WintShld, Summer | Winter, WintShld, Summer | Winter, WintShld, Summer
CSAPR- NOX Annual- PA | 207 | 7085 | Rate Constraint in MTons | FALSE | L | Annual | Standard NOX | Thousand Tons | 140.6489 | 140.6489 | 140.6489 | 140.6489 | 140.6489 | 140.6489 | 140.6489 | 140.6489
CSAPR- NOX Annual- PA | 207 | 7085 | Rate Constraint in MTons | FALSE | L | Annual | Emissions at Affected Plants NOX | Thousand Tons | 26.3731 | 6.5802 | 11.3564 | 11.1424 | 8.8705 | 8.6486 | 8.7331 | 8.4665
CSAPR- NOX Annual- PA | 207 | 7085 | Rate Constraint in MTons | FALSE | L | Annual | Allowances Purchased NOX | Thousand Tons | 0 | 0 | 0 | 0 | 0 | 0 | 0 | 0
CSAPR- NOX Annual- PA | 207 | 7085 | Rate Constraint in MTons | FALSE | L | Annual | Allowances Sold NOX | Thousand Tons | 0 | 0 | 0 | 0 | 0 | 0 | 0 | 0
CSAPR- NOX Annual- PA | 207 | 7085 | Rate Constraint in MTons | FALSE | L | Annual | Allowances Banked | Thousand Tons | 0 | 0 | 0 | 0 | 0 | 0 | 0 | 0
CSAPR- NOX Annual- PA | 207 | 7085 | Rate Constraint in MTons | FALSE | L | Annual | Allowances Withdrawn (1:1) | Thousand Tons | 0 | 0 | 0 | 0 | 0 | 0 | 0 | 0
CSAPR- NOX Annual- PA | 207 | 7085 | Rate Constraint in MTons | FALSE | L | Annual | Allowances Withdrawn (n:1) | Thousand Tons | 0 | 0 | 0 | 0 | 0 | 0 | 0 | 0
CSAPR- NOX Annual- PA | 207 | 7085 | Rate Constraint in MTons | FALSE | L | Annual | Net Emissions Allowance Position | Thousand Tons | 26.3731 | 6.5802 | 11.3564 | 11.1424 | 8.8705 | 8.6486 | 8.7331 | 8.4665
CSAPR- NOX Annual- PA | 207 | 7085 | Rate Constraint in MTons | FALSE | L | Annual | Fuel Consumed | TBtu | 1281.7507 | 982.7507 | 1156.2796 | 1159.1287 | 1107.5711 | 1116.2806 | 1169.6321 | 1275.5848
CSAPR- NOX Annual- PA | 207 | 7085 | Rate Constraint in MTons | FALSE | L | Annual | Rate | lb/MMBtu | 0.041152 | 0.013391 | 0.019643 | 0.019225 | 0.016018 | 0.015495 | 0.014933 | 0.013275
CSAPR- NOX Annual- PA | 207 | 7085 | Rate Constraint in MTons | FALSE | L | Annual | Generation | TWh | 162.2597 | 135.0583 | 154.6972 | 159.6013 | 159.2259 | 185.4115 | 223.3945 | 298.4678
CSAPR- NOX Annual- PA | 207 | 7085 | Rate Constraint in MTons | FALSE | L | Annual | Qualifying Generation | TWh | 162.2597 | 135.0583 | 153.8151 | 154.1632 | 149.6118 | 150.8461 | 157.0712 | 171.6389
CSAPR- NOX Annual- PA | 207 | 7085 | Rate Constraint in MTons | FALSE | L | Annual | Rate | lb/MWh | 0.32507 | 0.097442 | 0.14766 | 0.14455 | 0.11858 | 0.11467 | 0.1112 | 0.098655
CSAPR- NOX Annual- PA | 207 | 7085 | Rate Constraint in MTons | FALSE | L | Annual | Constraint Shadow Price | US2019$/Ton | 0 | 0 | 0 | 0 | 0 | 0 | 0 | 0
CSAPR- NOX Annual- SC | 208 | 7086 | Rate Constraint in MTons | FALSE | L | Annual | Seasons Included | Seasons | Winter, WintShld, Summer | Winter, WintShld, Summer | Winter, WintShld, Summer | Winter, WintShld, Summer | Winter, WintShld, Summer | Winter, WintShld, Summer | Winter, WintShld, Summer | Winter, WintShld, Summer
CSAPR- NOX Annual- SC | 208 | 7086 | Rate Constraint in MTons | FALSE | L | Annual | Standard NOX | Thousand Tons | 38.3476 | 38.3476 | 38.3476 | 38.3476 | 38.3476 | 38.3476 | 38.3476 | 38.3476
CSAPR- NOX Annual- SC | 208 | 7086 | Rate Constraint in MTons | FALSE | L | Annual | Emissions at Affected Plants NOX | Thousand Tons | 13.8956 | 13.2643 | 9.2797 | 7.3274 | 6.5148 | 6.5709 | 5.4727 | 5.5306
CSAPR- NOX Annual- SC | 208 | 7086 | Rate Constraint in MTons | FALSE | L | Annual | Allowances Purchased NOX | Thousand Tons | 0 | 0 | 0 | 0 | 0 | 0 | 0 | 0
CSAPR- NOX Annual- SC | 208 | 7086 | Rate Constraint in MTons | FALSE | L | Annual | Allowances Sold NOX | Thousand Tons | 0 | 0 | 0 | 0 | 0 | 0 | 0 | 0
CSAPR- NOX Annual- SC | 208 | 7086 | Rate Constraint in MTons | FALSE | L | Annual | Allowances Banked | Thousand Tons | 0 | 0 | 0 | 0 | 0 | 0 | 0 | 0
CSAPR- NOX Annual- SC | 208 | 7086 | Rate Constraint in MTons | FALSE | L | Annual | Allowances Withdrawn (1:1) | Thousand Tons | 0 | 0 | 0 | 0 | 0 | 0 | 0 | 0
CSAPR- NOX Annual- SC | 208 | 7086 | Rate Constraint in MTons | FALSE | L | Annual | Allowances Withdrawn (n:1) | Thousand Tons | 0 | 0 | 0 | 0 | 0 | 0 | 0 | 0
CSAPR- NOX Annual- SC | 208 | 7086 | Rate Constraint in MTons | FALSE | L | Annual | Net Emissions Allowance Position | Thousand Tons | 13.8956 | 13.2643 | 9.2797 | 7.3274 | 6.5148 | 6.5709 | 5.4727 | 5.5306
CSAPR- NOX Annual- SC | 208 | 7086 | Rate Constraint in MTons | FALSE | L | Annual | Fuel Consumed | TBtu | 384.4509 | 401.9158 | 456.0794 | 433.5951 | 464.9092 | 455.6513 | 407.8046 | 422.1171
CSAPR- NOX Annual- SC | 208 | 7086 | Rate Constraint in MTons | FALSE | L | Annual | Rate | lb/MMBtu | 0.072288 | 0.066005 | 0.040693 | 0.033799 | 0.028026 | 0.028842 | 0.02684 | 0.026204
CSAPR- NOX Annual- SC | 208 | 7086 | Rate Constraint in MTons | FALSE | L | Annual | Generation | TWh | 42.327 | 46.3338 | 63.5021 | 64.8757 | 94.5302 | 91.472 | 88.315 | 99.6861
CSAPR- NOX Annual- SC | 208 | 7086 | Rate Constraint in MTons | FALSE | L | Annual | Qualifying Generation | TWh | 42.0813 | 44.8847 | 51.9428 | 50.1096 | 59.9026 | 57.726 | 53.0845 | 56.6173
CSAPR- NOX Annual- SC | 208 | 7086 | Rate Constraint in MTons | FALSE | L | Annual | Rate | lb/MWh | 0.66041 | 0.59104 | 0.3573 | 0.29246 | 0.21751 | 0.22766 | 0.20619 | 0.19537
CSAPR- NOX Annual- SC | 208 | 7086 | Rate Constraint in MTons | FALSE | L | Annual | Constraint Shadow Price | US2019$/Ton | 0 | 0 | 0 | 0 | 0 | 0 | 0 | 0
CSAPR- NOX Annual- TN | 209 | 7087 | Rate Constraint in MTons | FALSE | L | Annual | Seasons Included | Seasons | Winter, WintShld, Summer | Winter, WintShld, Summer | Winter, WintShld, Summer | Winter, WintShld, Summer | Winter, WintShld, Summer | Winter, WintShld, Summer | Winter, WintShld, Summer | Winter, WintShld, Summer
CSAPR- NOX Annual- TN | 209 | 7087 | Rate Constraint in MTons | FALSE | L | Annual | Standard NOX | Thousand Tons | 22.8177 | 22.8177 | 22.8177 | 22.8177 | 22.8177 | 22.8177 | 22.8177 | 22.8177
CSAPR- NOX Annual- TN | 209 | 7087 | Rate Constraint in MTons | FALSE | L | Annual | Emissions at Affected Plants NOX | Thousand Tons | 13.0753 | 3.7772 | 3.2325 | 1.6602 | 0.98389 | 1.0603 | 1.1155 | 1.453
CSAPR- NOX Annual- TN | 209 | 7087 | Rate Constraint in MTons | FALSE | L | Annual | Allowances Purchased NOX | Thousand Tons | 0 | 0 | 0 | 0 | 0 | 0 | 0 | 0
CSAPR- NOX Annual- TN | 209 | 7087 | Rate Constraint in MTons | FALSE | L | Annual | Allowances Sold NOX | Thousand Tons | 0 | 0 | 0 | 0 | 0 | 0 | 0 | 0
CSAPR- NOX Annual- TN | 209 | 7087 | Rate Constraint in MTons | FALSE | L | Annual | Allowances Banked | Thousand Tons | 0 | 0 | 0 | 0 | 0 | 0 | 0 | 0
CSAPR- NOX Annual- TN | 209 | 7087 | Rate Constraint in MTons | FALSE | L | Annual | Allowances Withdrawn (1:1) | Thousand Tons | 0 | 0 | 0 | 0 | 0 | 0 | 0 | 0
CSAPR- NOX Annual- TN | 209 | 7087 | Rate Constraint in MTons | FALSE | L | Annual | Allowances Withdrawn (n:1) | Thousand Tons | 0 | 0 | 0 | 0 | 0 | 0 | 0 | 0
CSAPR- NOX Annual- TN | 209 | 7087 | Rate Constraint in MTons | FALSE | L | Annual | Net Emissions Allowance Position | Thousand Tons | 13.0753 | 3.7772 | 3.2325 | 1.6602 | 0.98389 | 1.0603 | 1.1155 | 1.453
CSAPR- NOX Annual- TN | 209 | 7087 | Rate Constraint in MTons | FALSE | L | Annual | Fuel Consumed | TBtu | 447.3388 | 215.278 | 205.8766 | 186.9766 | 173.5387 | 190.1499 | 203.8978 | 266.1046
CSAPR- NOX Annual- TN | 209 | 7087 | Rate Constraint in MTons | FALSE | L | Annual | Rate | lb/MMBtu | 0.058458 | 0.035091 | 0.031402 | 0.017758 | 0.011339 | 0.011152 | 0.010942 | 0.01092
CSAPR- NOX Annual- TN | 209 | 7087 | Rate Constraint in MTons | FALSE | L | Annual | Generation | TWh | 46.3538 | 25.9556 | 26.1433 | 25.8823 | 25.7772 | 32.8355 | 37.2903 | 55.0062
CSAPR- NOX Annual- TN | 209 | 7087 | Rate Constraint in MTons | FALSE | L | Annual | Qualifying Generation | TWh | 46.3538 | 25.9556 | 25.4725 | 23.6277 | 22.5558 | 25.9826 | 28.28 | 38.0623
CSAPR- NOX Annual- TN | 209 | 7087 | Rate Constraint in MTons | FALSE | L | Annual | Rate | lb/MWh | 0.56415 | 0.29105 | 0.2538 | 0.14053 | 0.08724 | 0.081614 | 0.078892 | 0.076347
CSAPR- NOX Annual- TN | 209 | 7087 | Rate Constraint in MTons | FALSE | L | Annual | Constraint Shadow Price | US2019$/Ton | 0 | 0 | 0 | 0 | 0 | 0 | 0 | 0
CSAPR- NOX Annual- VA | 210 | 7088 | Rate Constraint in MTons | FALSE | L | Annual | Seasons Included | Seasons | Winter, WintShld, Summer | Winter, WintShld, Summer | Winter, WintShld, Summer | Winter, WintShld, Summer | Winter, WintShld, Summer | Winter, WintShld, Summer | Winter, WintShld, Summer | Winter, WintShld, Summer
CSAPR- NOX Annual- VA | 210 | 7088 | Rate Constraint in MTons | FALSE | L | Annual | Standard NOX | Thousand Tons | 39.2256 | 39.2256 | 39.2256 | 39.2256 | 39.2256 | 39.2256 | 39.2256 | 39.2256
CSAPR- NOX Annual- VA | 210 | 7088 | Rate Constraint in MTons | FALSE | L | Annual | Emissions at Affected Plants NOX | Thousand Tons | 3.0357 | 2.4183 | 3.9604 | 3.5157 | 2.962 | 3.2334 | 1.3003 | 0.4717
CSAPR- NOX Annual- VA | 210 | 7088 | Rate Constraint in MTons | FALSE | L | Annual | Allowances Purchased NOX | Thousand Tons | 0 | 0 | 0 | 0 | 0 | 0 | 0 | 0
CSAPR- NOX Annual- VA | 210 | 7088 | Rate Constraint in MTons | FALSE | L | Annual | Allowances Sold NOX | Thousand Tons | 0 | 0 | 0 | 0 | 0 | 0 | 0 | 0
CSAPR- NOX Annual- VA | 210 | 7088 | Rate Constraint in MTons | FALSE | L | Annual | Allowances Banked | Thousand Tons | 0 | 0 | 0 | 0 | 0 | 0 | 0 | 0
CSAPR- NOX Annual- VA | 210 | 7088 | Rate Constraint in MTons | FALSE | L | Annual | Allowances Withdrawn (1:1) | Thousand Tons | 0 | 0 | 0 | 0 | 0 | 0 | 0 | 0
CSAPR- NOX Annual- VA | 210 | 7088 | Rate Constraint in MTons | FALSE | L | Annual | Allowances Withdrawn (n:1) | Thousand Tons | 0 | 0 | 0 | 0 | 0 | 0 | 0 | 0
CSAPR- NOX Annual- VA | 210 | 7088 | Rate Constraint in MTons | FALSE | L | Annual | Net Emissions Allowance Position | Thousand Tons | 3.0357 | 2.4183 | 3.9604 | 3.5157 | 2.962 | 3.2334 | 1.3003 | 0.4717
CSAPR- NOX Annual- VA | 210 | 7088 | Rate Constraint in MTons | FALSE | L | Annual | Fuel Consumed | TBtu | 312.0508 | 365.6754 | 463.6116 | 454.4607 | 440.9148 | 431.3512 | 279.2058 | 85.7642
CSAPR- NOX Annual- VA | 210 | 7088 | Rate Constraint in MTons | FALSE | L | Annual | Rate | lb/MMBtu | 0.019457 | 0.013227 | 0.017085 | 0.015472 | 0.013436 | 0.014992 | 0.0093142 | 0.011
CSAPR- NOX Annual- VA | 210 | 7088 | Rate Constraint in MTons | FALSE | L | Annual | Generation | TWh | 42.2119 | 50.2909 | 64.8106 | 67.5701 | 71.7606 | 89.5044 | 95.3016 | 155.2317
CSAPR- NOX Annual- VA | 210 | 7088 | Rate Constraint in MTons | FALSE | L | Annual | Qualifying Generation | TWh | 42.2119 | 50.2909 | 63.3034 | 62.2987 | 60.7483 | 58.8129 | 38.7801 | 12.1364
CSAPR- NOX Annual- VA | 210 | 7088 | Rate Constraint in MTons | FALSE | L | Annual | Rate | lb/MWh | 0.14383 | 0.096174 | 0.12513 | 0.11286 | 0.097516 | 0.10996 | 0.067059 | 0.077734
CSAPR- NOX Annual- VA | 210 | 7088 | Rate Constraint in MTons | FALSE | L | Annual | Constraint Shadow Price | US2019$/Ton | 0 | 0 | 0 | 0 | 0 | 0 | 0 | 0
CSAPR- NOX Annual- WI | 211 | 7089 | Rate Constraint in MTons | FALSE | L | Annual | Seasons Included | Seasons | Winter, WintShld, Summer | Winter, WintShld, Summer | Winter, WintShld, Summer | Winter, WintShld, Summer | Winter, WintShld, Summer | Winter, WintShld, Summer | Winter, WintShld, Summer | Winter, WintShld, Summer
CSAPR- NOX Annual- WI | 211 | 7089 | Rate Constraint in MTons | FALSE | L | Annual | Standard NOX | Thousand Tons | 38.7878 | 38.7878 | 38.7878 | 38.7878 | 38.7878 | 38.7878 | 38.7878 | 38.7878
CSAPR- NOX Annual- WI | 211 | 7089 | Rate Constraint in MTons | FALSE | L | Annual | Emissions at Affected Plants NOX | Thousand Tons | 11.4693 | 5.2197 | 4.511 | 4.8474 | 3.0342 | 2.9389 | 2.6932 | 1.9205
CSAPR- NOX Annual- WI | 211 | 7089 | Rate Constraint in MTons | FALSE | L | Annual | Allowances Purchased NOX | Thousand Tons | 0 | 0 | 0 | 0 | 0 | 0 | 0 | 0
CSAPR- NOX Annual- WI | 211 | 7089 | Rate Constraint in MTons | FALSE | L | Annual | Allowances Sold NOX | Thousand Tons | 0 | 0 | 0 | 0 | 0 | 0 | 0 | 0
CSAPR- NOX Annual- WI | 211 | 7089 | Rate Constraint in MTons | FALSE | L | Annual | Allowances Banked | Thousand Tons | 0 | 0 | 0 | 0 | 0 | 0 | 0 | 0
CSAPR- NOX Annual- WI | 211 | 7089 | Rate Constraint in MTons | FALSE | L | Annual | Allowances Withdrawn (1:1) | Thousand Tons | 0 | 0 | 0 | 0 | 0 | 0 | 0 | 0
CSAPR- NOX Annual- WI | 211 | 7089 | Rate Constraint in MTons | FALSE | L | Annual | Allowances Withdrawn (n:1) | Thousand Tons | 0 | 0 | 0 | 0 | 0 | 0 | 0 | 0
CSAPR- NOX Annual- WI | 211 | 7089 | Rate Constraint in MTons | FALSE | L | Annual | Net Emissions Allowance Position | Thousand Tons | 11.4693 | 5.2197 | 4.511 | 4.8474 | 3.0342 | 2.9389 | 2.6932 | 1.9205
CSAPR- NOX Annual- WI | 211 | 7089 | Rate Constraint in MTons | FALSE | L | Annual | Fuel Consumed | TBtu | 390.6574 | 247.3778 | 291.5763 | 302.3002 | 258.4131 | 256.1477 | 246.9317 | 202.3006
CSAPR- NOX Annual- WI | 211 | 7089 | Rate Constraint in MTons | FALSE | L | Annual | Rate | lb/MMBtu | 0.058718 | 0.0422 | 0.030942 | 0.03207 | 0.023483 | 0.022947 | 0.021813 | 0.018987
CSAPR- NOX Annual- WI | 211 | 7089 | Rate Constraint in MTons | FALSE | L | Annual | Generation | TWh | 40.2642 | 28.8818 | 36.6077 | 37.4697 | 33.1689 | 32.7846 | 31.4556 | 26.3544
CSAPR- NOX Annual- WI | 211 | 7089 | Rate Constraint in MTons | FALSE | L | Annual | Qualifying Generation | TWh | 40.2642 | 28.8818 | 36.2479 | 37.1596 | 32.7563 | 32.3794 | 31.3299 | 26.264
CSAPR- NOX Annual- WI | 211 | 7089 | Rate Constraint in MTons | FALSE | L | Annual | Rate | lb/MWh | 0.5697 | 0.36145 | 0.2489 | 0.26089 | 0.18526 | 0.18153 | 0.17193 | 0.14625
CSAPR- NOX Annual- WI | 211 | 7089 | Rate Constraint in MTons | FALSE | L | Annual | Constraint Shadow Price | US2019$/Ton | 0 | 0 | 0 | 0 | 0 | 0 | 0 | 0
CSAPR- NOX Annual- WV | 212 | 7090 | Rate Constraint in MTons | FALSE | L | Annual | Seasons Included | Seasons | Winter, WintShld, Summer | Winter, WintShld, Summer | Winter, WintShld, Summer | Winter, WintShld, Summer | Winter, WintShld, Summer | Winter, WintShld, Summer | Winter, WintShld, Summer | Winter, WintShld, Summer
CSAPR- NOX Annual- WV | 212 | 7090 | Rate Constraint in MTons | FALSE | L | Annual | Standard NOX | Thousand Tons | 64.4068 | 64.4068 | 64.4068 | 64.4068 | 64.4068 | 64.4068 | 64.4068 | 64.4068
CSAPR- NOX Annual- WV | 212 | 7090 | Rate Constraint in MTons | FALSE | L | Annual | Emissions at Affected Plants NOX | Thousand Tons | 37.8871 | 36.5154 | 26.0389 | 22.4038 | 24.448 | 3.9766 | 3.5944 | 3.5536
CSAPR- NOX Annual- WV | 212 | 7090 | Rate Constraint in MTons | FALSE | L | Annual | Allowances Purchased NOX | Thousand Tons | 0 | 0 | 0 | 0 | 0 | 0 | 0 | 0
CSAPR- NOX Annual- WV | 212 | 7090 | Rate Constraint in MTons | FALSE | L | Annual | Allowances Sold NOX | Thousand Tons | 0 | 0 | 0 | 0 | 0 | 0 | 0 | 0
CSAPR- NOX Annual- WV | 212 | 7090 | Rate Constraint in MTons | FALSE | L | Annual | Allowances Banked | Thousand Tons | 0 | 0 | 0 | 0 | 0 | 0 | 0 | 0
CSAPR- NOX Annual- WV | 212 | 7090 | Rate Constraint in MTons | FALSE | L | Annual | Allowances Withdrawn (1:1) | Thousand Tons | 0 | 0 | 0 | 0 | 0 | 0 | 0 | 0
CSAPR- NOX Annual- WV | 212 | 7090 | Rate Constraint in MTons | FALSE | L | Annual | Allowances Withdrawn (n:1) | Thousand Tons | 0 | 0 | 0 | 0 | 0 | 0 | 0 | 0
CSAPR- NOX Annual- WV | 212 | 7090 | Rate Constraint in MTons | FALSE | L | Annual | Net Emissions Allowance Position | Thousand Tons | 37.8871 | 36.5154 | 26.0389 | 22.4038 | 24.448 | 3.9766 | 3.5944 | 3.5536
CSAPR- NOX Annual- WV | 212 | 7090 | Rate Constraint in MTons | FALSE | L | Annual | Fuel Consumed | TBtu | 733.816 | 707.1823 | 551.1525 | 538.8691 | 598.5867 | 140.6452 | 147.3303 | 402.8055
CSAPR- NOX Annual- WV | 212 | 7090 | Rate Constraint in MTons | FALSE | L | Annual | Rate | lb/MMBtu | 0.10326 | 0.10327 | 0.094489 | 0.083151 | 0.081686 | 0.056548 | 0.048794 | 0.017644
CSAPR- NOX Annual- WV | 212 | 7090 | Rate Constraint in MTons | FALSE | L | Annual | Generation | TWh | 73.4716 | 70.8601 | 55.2841 | 54.3081 | 63.4297 | 27.5585 | 48.3656 | 121.7187
CSAPR- NOX Annual- WV | 212 | 7090 | Rate Constraint in MTons | FALSE | L | Annual | Qualifying Generation | TWh | 73.4716 | 70.8601 | 55.2841 | 54.1272 | 60.1133 | 14.5733 | 16.6811 | 55.7483
CSAPR- NOX Annual- WV | 212 | 7090 | Rate Constraint in MTons | FALSE | L | Annual | Rate | lb/MWh | 1.0313 | 1.0306 | 0.942 | 0.82782 | 0.8134 | 0.54574 | 0.43096 | 0.12749
CSAPR- NOX Annual- WV | 212 | 7090 | Rate Constraint in MTons | FALSE | L | Annual | Constraint Shadow Price | US2019$/Ton | 0 | 0 | 0 | 0 | 0 | 0 | 0 | 0
CSAPR Rule Constraint- NOX Annual | 213 | 7091 | Rate Constraint in MTons | FALSE | L | Annual | Seasons Included | Seasons | Winter, WintShld, Summer | Winter, WintShld, Summer | Winter, WintShld, Summer | Winter, WintShld, Summer | Winter, WintShld, Summer | Winter, WintShld, Summer | Winter, WintShld, Summer | Winter, WintShld, Summer
CSAPR Rule Constraint- NOX Annual | 213 | 7091 | Rate Constraint in MTons | FALSE | L | Annual | Standard NOX | Thousand Tons | 1069.256 | 1069.256 | 1069.256 | 1069.256 | 1069.256 | 1069.256 | 1069.256 | 1069.256
CSAPR Rule Constraint- NOX Annual | 213 | 7091 | Rate Constraint in MTons | FALSE | L | Annual | Emissions at Affected Plants NOX | Thousand Tons | 464.257 | 350.3779 | 287.3904 | 253.1237 | 239.0976 | 196.1909 | 170.8379 | 138.2733
CSAPR Rule Constraint- NOX Annual | 213 | 7091 | Rate Constraint in MTons | FALSE | L | Annual | Allowances Purchased NOX | Thousand Tons | 0 | 0 | 0 | 0 | 0 | 0 | 0 | 0
CSAPR Rule Constraint- NOX Annual | 213 | 7091 | Rate Constraint in MTons | FALSE | L | Annual | Allowances Sold NOX | Thousand Tons | 0 | 0 | 0 | 0 | 0 | 0 | 0 | 0
CSAPR Rule Constraint- NOX Annual | 213 | 7091 | Rate Constraint in MTons | FALSE | L | Annual | Allowances Banked | Thousand Tons | 0 | 0 | 0 | 0 | 0 | 0 | 0 | 0
CSAPR Rule Constraint- NOX Annual | 213 | 7091 | Rate Constraint in MTons | FALSE | L | Annual | Allowances Withdrawn (1:1) | Thousand Tons | 0 | 0 | 0 | 0 | 0 | 0 | 0 | 0
CSAPR Rule Constraint- NOX Annual | 213 | 7091 | Rate Constraint in MTons | FALSE | L | Annual | Allowances Withdrawn (n:1) | Thousand Tons | 0 | 0 | 0 | 0 | 0 | 0 | 0 | 0
CSAPR Rule Constraint- NOX Annual | 213 | 7091 | Rate Constraint in MTons | FALSE | L | Annual | Net Emissions Allowance Position | Thousand Tons | 464.257 | 350.3779 | 287.3904 | 253.1237 | 239.0976 | 196.1909 | 170.8379 | 138.2733
CSAPR Rule Constraint- NOX Annual | 213 | 7091 | Rate Constraint in MTons | FALSE | L | Annual | Fuel Consumed | TBtu | 11474.2311 | 10095.07 | 10164.5323 | 10026.7234 | 10012.1316 | 9120.0888 | 8726.4016 | 8423.8601
CSAPR Rule Constraint- NOX Annual | 213 | 7091 | Rate Constraint in MTons | FALSE | L | Annual | Rate | lb/MMBtu | 0.080922 | 0.069416 | 0.056548 | 0.05049 | 0.047762 | 0.043024 | 0.039154 | 0.032829
CSAPR Rule Constraint- NOX Annual | 213 | 7091 | Rate Constraint in MTons | FALSE | L | Annual | Generation | TWh | 1286.4104 | 1185.4085 | 1231.2152 | 1220.7461 | 1240.1002 | 1163.1262 | 1139.1709 | 1139.7249
CSAPR Rule Constraint- NOX Annual | 213 | 7091 | Rate Constraint in MTons | FALSE | L | Annual | Qualifying Generation | TWh | 1286.4089 | 1185.4044 | 1230.7611 | 1219.7823 | 1238.3839 | 1156.4542 | 1129.9616 | 1126.8559
CSAPR Rule Constraint- NOX Annual | 213 | 7091 | Rate Constraint in MTons | FALSE | L | Annual | Rate | lb/MWh | 0.72179 | 0.59115 | 0.46701 | 0.41503 | 0.38614 | 0.3393 | 0.30238 | 0.24541
CSAPR Rule Constraint- NOX Annual | 213 | 7091 | Rate Constraint in MTons | FALSE | L | Annual | Constraint Shadow Price | US2019$/Ton | 0 | 0 | 0 | 0 | 0 | 0 | 0 | 0
CSAPR Rule Constraint- SO2 Annual- Region1 | 214 | 7092 | Rate Constraint in MTons | FALSE | L | Annual | Seasons Included | Seasons | Winter, WintShld, Summer | Winter, WintShld, Summer | Winter, WintShld, Summer | Winter, WintShld, Summer | Winter, WintShld, Summer | Winter, WintShld, Summer | Winter, WintShld, Summer | Winter, WintShld, Summer
CSAPR Rule Constraint- SO2 Annual- Region1 | 214 | 7092 | Rate Constraint in MTons | FALSE | L | Annual | Standard SO2 | Thousand Tons | 1372.631 | 1372.631 | 1372.631 | 1372.631 | 1372.631 | 1372.631 | 1372.631 | 1372.631
CSAPR Rule Constraint- SO2 Annual- Region1 | 214 | 7092 | Rate Constraint in MTons | FALSE | L | Annual | Emissions at Affected Plants SO2 | Thousand Tons | 557.1375 | 419.5747 | 282.2414 | 243.241 | 284.2899 | 203.1489 | 142.1354 | 106.696
CSAPR Rule Constraint- SO2 Annual- Region1 | 214 | 7092 | Rate Constraint in MTons | FALSE | L | Annual | Allowances Purchased SO2 | Thousand Tons | 0 | 0 | 0 | 0 | 0 | 0 | 0 | 0
CSAPR Rule Constraint- SO2 Annual- Region1 | 214 | 7092 | Rate Constraint in MTons | FALSE | L | Annual | Allowances Sold SO2 | Thousand Tons | 0 | 0 | 0 | 0 | 0 | 0 | 0 | 0
CSAPR Rule Constraint- SO2 Annual- Region1 | 214 | 7092 | Rate Constraint in MTons | FALSE | L | Annual | Allowances Banked | Thousand Tons | 0 | 0 | 0 | 0 | 0 | 0 | 0 | 0
CSAPR Rule Constraint- SO2 Annual- Region1 | 214 | 7092 | Rate Constraint in MTons | FALSE | L | Annual | Allowances Withdrawn (1:1) | Thousand Tons | 0 | 0 | 0 | 0 | 0 | 0 | 0 | 0
CSAPR Rule Constraint- SO2 Annual- Region1 | 214 | 7092 | Rate Constraint in MTons | FALSE | L | Annual | Allowances Withdrawn (n:1) | Thousand Tons | 0 | 0 | 0 | 0 | 0 | 0 | 0 | 0
CSAPR Rule Constraint- SO2 Annual- Region1 | 214 | 7092 | Rate Constraint in MTons | FALSE | L | Annual | Net Emissions Allowance Position | Thousand Tons | 557.1375 | 419.5747 | 282.2414 | 243.241 | 284.2899 | 203.1489 | 142.1354 | 106.696
CSAPR Rule Constraint- SO2 Annual- Region1 | 214 | 7092 | Rate Constraint in MTons | FALSE | L | Annual | Fuel Consumed | TBtu | 9022.9936 | 7874.9603 | 7935.4147 | 7829.2235 | 7750.7012 | 7016.6327 | 6619.2696 | 6297.3415
CSAPR Rule Constraint- SO2 Annual- Region1 | 214 | 7092 | Rate Constraint in MTons | FALSE | L | Annual | Rate | lb/MMBtu | 0.12349 | 0.10656 | 0.071135 | 0.062137 | 0.073358 | 0.057905 | 0.042946 | 0.033886
CSAPR Rule Constraint- SO2 Annual- Region1 | 214 | 7092 | Rate Constraint in MTons | FALSE | L | Annual | Generation | TWh | 1015.9573 | 927.5016 | 972.0626 | 967.7599 | 990.1591 | 928.5446 | 897.2062 | 895.8714
CSAPR Rule Constraint- SO2 Annual- Region1 | 214 | 7092 | Rate Constraint in MTons | FALSE | L | Annual | Qualifying Generation | TWh | 1015.7686 | 926.3929 | 962.1048 | 954.2653 | 960.3002 | 893.7134 | 859.8736 | 847.555
CSAPR Rule Constraint- SO2 Annual- Region1 | 214 | 7092 | Rate Constraint in MTons | FALSE | L | Annual | Rate | lb/MWh | 1.097 | 0.90582 | 0.58672 | 0.5098 | 0.59209 | 0.45462 | 0.3306 | 0.25177
CSAPR Rule Constraint- SO2 Annual- Region1 | 214 | 7092 | Rate Constraint in MTons | FALSE | L | Annual | Constraint Shadow Price | US2019$/Ton | 0 | 0 | 0 | 0 | 0 | 0 | 0 | 0
CSAPR Rule Constraint- SO2 Annual- Region2 | 215 | 7093 | Rate Constraint in MTons | FALSE | L | Annual | Seasons Included | Seasons | Winter, WintShld, Summer | Winter, WintShld, Summer | Winter, WintShld, Summer | Winter, WintShld, Summer | Winter, WintShld, Summer | Winter, WintShld, Summer | Winter, WintShld, Summer | Winter, WintShld, Summer
CSAPR Rule Constraint- SO2 Annual- Region2 | 215 | 7093 | Rate Constraint in MTons | FALSE | L | Annual | Standard SO2 | Thousand Tons | 597.579 | 597.579 | 597.579 | 597.579 | 597.579 | 597.579 | 597.579 | 597.579
CSAPR Rule Constraint- SO2 Annual- Region2 | 215 | 7093 | Rate Constraint in MTons | FALSE | L | Annual | Emissions at Affected Plants SO2 | Thousand Tons | 128.4588 | 89.9285 | 75.4238 | 69.037 | 63.9717 | 63.7368 | 71.3928 | 69.3472
CSAPR Rule Constraint- SO2 Annual- Region2 | 215 | 7093 | Rate Constraint in MTons | FALSE | L | Annual | Allowances Purchased SO2 | Thousand Tons | 0 | 0 | 0 | 0 | 0 | 0 | 0 | 0
CSAPR Rule Constraint- SO2 Annual- Region2 | 215 | 7093 | Rate Constraint in MTons | FALSE | L | Annual | Allowances Sold SO2 | Thousand Tons | 0 | 0 | 0 | 0 | 0 | 0 | 0 | 0
CSAPR Rule Constraint- SO2 Annual- Region2 | 215 | 7093 | Rate Constraint in MTons | FALSE | L | Annual | Allowances Banked | Thousand Tons | 0 | 0 | 0 | 0 | 0 | 0 | 0 | 0
CSAPR Rule Constraint- SO2 Annual- Region2 | 215 | 7093 | Rate Constraint in MTons | FALSE | L | Annual | Allowances Withdrawn (1:1) | Thousand Tons | 0 | 0 | 0 | 0 | 0 | 0 | 0 | 0
CSAPR Rule Constraint- SO2 Annual- Region2 | 215 | 7093 | Rate Constraint in MTons | FALSE | L | Annual | Allowances Withdrawn (n:1) | Thousand Tons | 0 | 0 | 0 | 0 | 0 | 0 | 0 | 0
CSAPR Rule Constraint- SO2 Annual- Region2 | 215 | 7093 | Rate Constraint in MTons | FALSE | L | Annual | Net Emissions Allowance Position | Thousand Tons | 128.4588 | 89.9285 | 75.4238 | 69.037 | 63.9717 | 63.7368 | 71.3928 | 69.3472
CSAPR Rule Constraint- SO2 Annual- Region2 | 215 | 7093 | Rate Constraint in MTons | FALSE | L | Annual | Fuel Consumed | TBtu | 2451.2375 | 2220.1097 | 2229.1176 | 2197.4999 | 2261.4304 | 2103.4561 | 2107.132 | 2126.5186
CSAPR Rule Constraint- SO2 Annual- Region2 | 215 | 7093 | Rate Constraint in MTons | FALSE | L | Annual | Rate | lb/MMBtu | 0.10481 | 0.081013 | 0.067671 | 0.062832 | 0.056576 | 0.060602 | 0.067763 | 0.065221
CSAPR Rule Constraint- SO2 Annual- Region2 | 215 | 7093 | Rate Constraint in MTons | FALSE | L | Annual | Generation | TWh | 270.8859 | 260.4599 | 281.9003 | 284.8414 | 319.4496 | 314.1183 | 328.8965 | 364.7012
CSAPR Rule Constraint- SO2 Annual- Region2 | 215 | 7093 | Rate Constraint in MTons | FALSE | L | Annual | Qualifying Generation | TWh | 270.6404 | 259.0115 | 268.6563 | 265.517 | 278.0838 | 262.7408 | 270.088 | 279.3009
CSAPR Rule Constraint- SO2 Annual- Region2 | 215 | 7093 | Rate Constraint in MTons | FALSE | L | Annual | Rate | lb/MWh | 0.9493 | 0.6944 | 0.56149 | 0.52002 | 0.46009 | 0.48517 | 0.52866 | 0.49658
CSAPR Rule Constraint- SO2 Annual- Region2 | 215 | 7093 | Rate Constraint in MTons | FALSE | L | Annual | Constraint Shadow Price | US2019$/Ton | 0 | 0 | 0 | 0 | 0 | 0 | 0 | 0
CSAPR- SO2 Annual- AL | 216 | 7094 | Rate Constraint in MTons | FALSE | L | Annual | Seasons Included | Seasons | Winter, WintShld, Summer | Winter, WintShld, Summer | Winter, WintShld, Summer | Winter, WintShld, Summer | Winter, WintShld, Summer | Winter, WintShld, Summer | Winter, WintShld, Summer | Winter, WintShld, Summer
CSAPR- SO2 Annual- AL | 216 | 7094 | Rate Constraint in MTons | FALSE | L | Annual | Standard SO2 | Thousand Tons | 251.6444 | 251.6444 | 251.6444 | 251.6444 | 251.6444 | 251.6444 | 251.6444 | 251.6444
CSAPR- SO2 Annual- AL | 216 | 7094 | Rate Constraint in MTons | FALSE | L | Annual | Emissions at Affected Plants SO2 | Thousand Tons | 18.5792 | 7.8414 | 1.4601 | 1.9103 | 2.3885 | 2.5719 | 3.8753 | 3.2664
CSAPR- SO2 Annual- AL | 216 | 7094 | Rate Constraint in MTons | FALSE | L | Annual | Allowances Purchased SO2 | Thousand Tons | 0 | 0 | 0 | 0 | 0 | 0 | 0 | 0
CSAPR- SO2 Annual- AL | 216 | 7094 | Rate Constraint in MTons | FALSE | L | Annual | Allowances Sold SO2 | Thousand Tons | 0 | 0 | 0 | 0 | 0 | 0 | 0 | 0
CSAPR- SO2 Annual- AL | 216 | 7094 | Rate Constraint in MTons | FALSE | L | Annual | Allowances Banked | Thousand Tons | 0 | 0 | 0 | 0 | 0 | 0 | 0 | 0
CSAPR- SO2 Annual- AL | 216 | 7094 | Rate Constraint in MTons | FALSE | L | Annual | Allowances Withdrawn (1:1) | Thousand Tons | 0 | 0 | 0 | 0 | 0 | 0 | 0 | 0
CSAPR- SO2 Annual- AL | 216 | 7094 | Rate Constraint in MTons | FALSE | L | Annual | Allowances Withdrawn (n:1) | Thousand Tons | 0 | 0 | 0 | 0 | 0 | 0 | 0 | 0
CSAPR- SO2 Annual- AL | 216 | 7094 | Rate Constraint in MTons | FALSE | L | Annual | Net Emissions Allowance Position | Thousand Tons | 18.5792 | 7.8414 | 1.4601 | 1.9103 | 2.3885 | 2.5719 | 3.8753 | 3.2664
CSAPR- SO2 Annual- AL | 216 | 7094 | Rate Constraint in MTons | FALSE | L | Annual | Fuel Consumed | TBtu | 603.3833 | 704.8641 | 697.4782 | 723.7496 | 769.5372 | 745.0609 | 747.1204 | 758.9335
CSAPR- SO2 Annual- AL | 216 | 7094 | Rate Constraint in MTons | FALSE | L | Annual | Rate | lb/MMBtu | 0.061584 | 0.022249 | 0.0041869 | 0.0052789 | 0.0062075 | 0.0069037 | 0.010374 | 0.0086079
CSAPR- SO2 Annual- AL | 216 | 7094 | Rate Constraint in MTons | FALSE | L | Annual | Generation | TWh | 73.7681 | 89.9855 | 93.7222 | 99.2197 | 104.7835 | 118.1655 | 138.0528 | 167.5936
CSAPR- SO2 Annual- AL | 216 | 7094 | Rate Constraint in MTons | FALSE | L | Annual | Qualifying Generation | TWh | 73.7681 | 89.9855 | 92.4889 | 95.0744 | 98.8605 | 96.654 | 99.246 | 102.84
CSAPR- SO2 Annual- AL | 216 | 7094 | Rate Constraint in MTons | FALSE | L | Annual | Rate | lb/MWh | 0.50372 | 0.17428 | 0.031574 | 0.040185 | 0.04832 | 0.053218 | 0.078095 | 0.063524
CSAPR- SO2 Annual- AL | 216 | 7094 | Rate Constraint in MTons | FALSE | L | Annual | Constraint Shadow Price | US2019$/Ton | 0 | 0 | 0 | 0 | 0 | 0 | 0 | 0
CSAPR- SO2 Annual- GA | 217 | 7095 | Rate Constraint in MTons | FALSE | L | Annual | Seasons Included | Seasons | Winter, WintShld, Summer | Winter, WintShld, Summer | Winter, WintShld, Summer | Winter, WintShld, Summer | Winter, WintShld, Summer | Winter, WintShld, Summer | Winter, WintShld, Summer | Winter, WintShld, Summer
CSAPR- SO2 Annual- GA | 217 | 7095 | Rate Constraint in MTons | FALSE | L | Annual | Standard SO2 | Thousand Tons | 159.9667 | 159.9667 | 159.9667 | 159.9667 | 159.9667 | 159.9667 | 159.9667 | 159.9667
CSAPR- SO2 Annual- GA | 217 | 7095 | Rate Constraint in MTons | FALSE | L | Annual | Emissions at Affected Plants SO2 | Thousand Tons | 19.1324 | 5.8746 | 3.0657 | 3.9558 | 1.5704 | 1.332 | 1.5279 | 1.2071
CSAPR- SO2 Annual- GA | 217 | 7095 | Rate Constraint in MTons | FALSE | L | Annual | Allowances Purchased SO2 | Thousand Tons | 0 | 0 | 0 | 0 | 0 | 0 | 0 | 0
CSAPR- SO2 Annual- GA | 217 | 7095 | Rate Constraint in MTons | FALSE | L | Annual | Allowances Sold SO2 | Thousand Tons | 0 | 0 | 0 | 0 | 0 | 0 | 0 | 0
CSAPR- SO2 Annual- GA | 217 | 7095 | Rate Constraint in MTons | FALSE | L | Annual | Allowances Banked | Thousand Tons | 0 | 0 | 0 | 0 | 0 | 0 | 0 | 0
CSAPR- SO2 Annual- GA | 217 | 7095 | Rate Constraint in MTons | FALSE | L | Annual | Allowances Withdrawn (1:1) | Thousand Tons | 0 | 0 | 0 | 0 | 0 | 0 | 0 | 0
CSAPR- SO2 Annual- GA | 217 | 7095 | Rate Constraint in MTons | FALSE | L | Annual | Allowances Withdrawn (n:1) | Thousand Tons | 0 | 0 | 0 | 0 | 0 | 0 | 0 | 0
CSAPR- SO2 Annual- GA | 217 | 7095 | Rate Constraint in MTons | FALSE | L | Annual | Net Emissions Allowance Position | Thousand Tons | 19.1324 | 5.8746 | 3.0657 | 3.9558 | 1.5704 | 1.332 | 1.5279 | 1.2071
CSAPR- SO2 Annual- GA | 217 | 7095 | Rate Constraint in MTons | FALSE | L | Annual | Fuel Consumed | TBtu | 705.4352 | 503.3376 | 497.5993 | 520.8889 | 520.0813 | 514.4958 | 581.0474 | 624.7637
CSAPR- SO2 Annual- GA | 217 | 7095 | Rate Constraint in MTons | FALSE | L | Annual | Rate | lb/MMBtu | 0.054243 | 0.023342 | 0.012322 | 0.015189 | 0.0060392 | 0.005178 | 0.0052592 | 0.0038642
CSAPR- SO2 Annual- GA | 217 | 7095 | Rate Constraint in MTons | FALSE | L | Annual | Generation | TWh | 82.5217 | 67.8285 | 88.1229 | 99.3308 | 136.236 | 149.1213 | 175.8098 | 221.9223
CSAPR- SO2 Annual- GA | 217 | 7095 | Rate Constraint in MTons | FALSE | L | Annual | Qualifying Generation | TWh | 82.089 | 65.276 | 66.2561 | 68.26 | 68.0098 | 68.7748 | 79.7475 | 87.2056
CSAPR- SO2 Annual- GA | 217 | 7095 | Rate Constraint in MTons | FALSE | L | Annual | Rate | lb/MWh | 0.46614 | 0.17999 | 0.092542 | 0.11591 | 0.046182 | 0.038736 | 0.038319 | 0.027684
CSAPR- SO2 Annual- GA | 217 | 7095 | Rate Constraint in MTons | FALSE | L | Annual | Constraint Shadow Price | US2019$/Ton | 0 | 0 | 0 | 0 | 0 | 0 | 0 | 0
CSAPR- SO2 Annual- IA | 218 | 7096 | Rate Constraint in MTons | FALSE | L | Annual | Seasons Included | Seasons | Winter, WintShld, Summer | Winter, WintShld, Summer | Winter, WintShld, Summer | Winter, WintShld, Summer | Winter, WintShld, Summer | Winter, WintShld, Summer | Winter, WintShld, Summer | Winter, WintShld, Summer
CSAPR- SO2 Annual- IA | 218 | 7096 | Rate Constraint in MTons | FALSE | L | Annual | Standard SO2 | Thousand Tons | 88.7171 | 88.7171 | 88.7171 | 88.7171 | 88.7171 | 88.7171 | 88.7171 | 88.7171
CSAPR- SO2 Annual- IA | 218 | 7096 | Rate Constraint in MTons | FALSE | L | Annual | Emissions at Affected Plants SO2 | Thousand Tons | 12.5764 | 11.4516 | 10.3879 | 11.3113 | 11.4136 | 11.4984 | 11.2492 | 8.888
CSAPR- SO2 Annual- IA | 218 | 7096 | Rate Constraint in MTons | FALSE | L | Annual | Allowances Purchased SO2 | Thousand Tons | 0 | 0 | 0 | 0 | 0 | 0 | 0 | 0
CSAPR- SO2 Annual- IA | 218 | 7096 | Rate Constraint in MTons | FALSE | L | Annual | Allowances Sold SO2 | Thousand Tons | 0 | 0 | 0 | 0 | 0 | 0 | 0 | 0
CSAPR- SO2 Annual- IA | 218 | 7096 | Rate Constraint in MTons | FALSE | L | Annual | Allowances Banked | Thousand Tons | 0 | 0 | 0 | 0 | 0 | 0 | 0 | 0
CSAPR- SO2 Annual- IA | 218 | 7096 | Rate Constraint in MTons | FALSE | L | Annual | Allowances Withdrawn (1:1) | Thousand Tons | 0 | 0 | 0 | 0 | 0 | 0 | 0 | 0
CSAPR- SO2 Annual- IA | 218 | 7096 | Rate Constraint in MTons | FALSE | L | Annual | Allowances Withdrawn (n:1) | Thousand Tons | 0 | 0 | 0 | 0 | 0 | 0 | 0 | 0
CSAPR- SO2 Annual- IA | 218 | 7096 | Rate Constraint in MTons | FALSE | L | Annual | Net Emissions Allowance Position | Thousand Tons | 12.5764 | 11.4516 | 10.3879 | 11.3113 | 11.4136 | 11.4984 | 11.2492 | 8.888
CSAPR- SO2 Annual- IA | 218 | 7096 | Rate Constraint in MTons | FALSE | L | Annual | Fuel Consumed | TBtu | 349.0606 | 345.7411 | 355.2661 | 385.9322 | 389.8832 | 387.2059 | 378.7577 | 285.3034
CSAPR- SO2 Annual- IA | 218 | 7096 | Rate Constraint in MTons | FALSE | L | Annual | Rate | lb/MMBtu | 0.072059 | 0.066244 | 0.05848 | 0.058618 | 0.058549 | 0.059392 | 0.0594 | 0.062306
CSAPR- SO2 Annual- IA | 218 | 7096 | Rate Constraint in MTons | FALSE | L | Annual | Generation | TWh | 35.5932 | 35.8026 | 39.5967 | 45.7877 | 48.9317 | 48.8056 | 48.7863 | 34.3236
CSAPR- SO2 Annual- IA | 218 | 7096 | Rate Constraint in MTons | FALSE | L | Annual | Qualifying Generation | TWh | 35.5932 | 35.8026 | 38.2274 | 41.3469 | 41.7501 | 41.3371 | 40.4776 | 30.3706
CSAPR- SO2 Annual- IA | 218 | 7096 | Rate Constraint in MTons | FALSE | L | Annual | Rate | lb/MWh | 0.70667 | 0.63971 | 0.54348 | 0.54714 | 0.54676 | 0.55632 | 0.55582 | 0.5853
CSAPR- SO2 Annual- IA | 218 | 7096 | Rate Constraint in MTons | FALSE | L | Annual | Constraint Shadow Price | US2019$/Ton | 0 | 0 | 0 | 0 | 0 | 0 | 0 | 0
CSAPR- SO2 Annual- IL | 219 | 7097 | Rate Constraint in MTons | FALSE | L | Annual | Seasons Included | Seasons | Winter, WintShld, Summer | Winter, WintShld, Summer | Winter, WintShld, Summer | Winter, WintShld, Summer | Winter, WintShld, Summer | Winter, WintShld, Summer | Winter, WintShld, Summer | Winter, WintShld, Summer
CSAPR- SO2 Annual- IL | 219 | 7097 | Rate Constraint in MTons | FALSE | L | Annual | Standard SO2 | Thousand Tons | 146.4651 | 146.4651 | 146.4651 | 146.4651 | 146.4651 | 146.4651 | 146.4651 | 146.4651
CSAPR- SO2 Annual- IL | 219 | 7097 | Rate Constraint in MTons | FALSE | L | Annual | Emissions at Affected Plants SO2 | Thousand Tons | 26.0375 | 15.1587 | 8.6963 | 6.8494 | 3.5074 | 3.5174 | 0.37852 | 0.10366
CSAPR- SO2 Annual- IL | 219 | 7097 | Rate Constraint in MTons | FALSE | L | Annual | Allowances Purchased SO2 | Thousand Tons | 0 | 0 | 0 | 0 | 0 | 0 | 0 | 0
CSAPR- SO2 Annual- IL | 219 | 7097 | Rate Constraint in MTons | FALSE | L | Annual | Allowances Sold SO2 | Thousand Tons | 0 | 0 | 0 | 0 | 0 | 0 | 0 | 0
CSAPR- SO2 Annual- IL | 219 | 7097 | Rate Constraint in MTons | FALSE | L | Annual | Allowances Banked | Thousand Tons | 0 | 0 | 0 | 0 | 0 | 0 | 0 | 0
CSAPR- SO2 Annual- IL | 219 | 7097 | Rate Constraint in MTons | FALSE | L | Annual | Allowances Withdrawn (1:1) | Thousand Tons | 0 | 0 | 0 | 0 | 0 | 0 | 0 | 0
CSAPR- SO2 Annual- IL | 219 | 7097 | Rate Constraint in MTons | FALSE | L | Annual | Allowances Withdrawn (n:1) | Thousand Tons | 0 | 0 | 0 | 0 | 0 | 0 | 0 | 0
CSAPR- SO2 Annual- IL | 219 | 7097 | Rate Constraint in MTons | FALSE | L | Annual | Net Emissions Allowance Position | Thousand Tons | 26.0375 | 15.1587 | 8.6963 | 6.8494 | 3.5074 | 3.5174 | 0.37852 | 0.10366
CSAPR- SO2 Annual- IL | 219 | 7097 | Rate Constraint in MTons | FALSE | L | Annual | Fuel Consumed | TBtu | 415.4601 | 324.4342 | 356.8869 | 343.7949 | 250.8854 | 245.4598 | 12.4 | 4.1989
CSAPR- SO2 Annual- IL | 219 | 7097 | Rate Constraint in MTons | FALSE | L | Annual | Rate | lb/MMBtu | 0.12534 | 0.093447 | 0.048734 | 0.039846 | 0.02796 | 0.028659 | 0.061051 | 0.049373
CSAPR- SO2 Annual- IL | 219 | 7097 | Rate Constraint in MTons | FALSE | L | Annual | Generation | TWh | 45.6432 | 39.3061 | 48.1117 | 53.3809 | 47.2563 | 54.9933 | 30.836 | 43.4033
CSAPR- SO2 Annual- IL | 219 | 7097 | Rate Constraint in MTons | FALSE | L | Annual | Qualifying Generation | TWh | 45.6432 | 39.3061 | 45.5757 | 44.0648 | 33.181 | 32.5142 | 1.1965 | 0.44202
CSAPR- SO2 Annual- IL | 219 | 7097 | Rate Constraint in MTons | FALSE | L | Annual | Rate | lb/MWh | 1.1409 | 0.77131 | 0.38162 | 0.31088 | 0.21141 | 0.21636 | 0.63273 | 0.46901
CSAPR- SO2 Annual- IL | 219 | 7097 | Rate Constraint in MTons | FALSE | L | Annual | Constraint Shadow Price | US2019$/Ton | 0 | 0 | 0 | 0 | 0 | 0 | 0 | 0
CSAPR- SO2 Annual- IN | 220 | 7098 | Rate Constraint in MTons | FALSE | L | Annual | Seasons Included | Seasons | Winter, WintShld, Summer | Winter, WintShld, Summer | Winter, WintShld, Summer | Winter, WintShld, Summer | Winter, WintShld, Summer | Winter, WintShld, Summer | Winter, WintShld, Summer | Winter, WintShld, Summer
CSAPR- SO2 Annual- IN | 220 | 7098 | Rate Constraint in MTons | FALSE | L | Annual | Standard SO2 | Thousand Tons | 196.4098 | 196.4098 | 196.4098 | 196.4098 | 196.4098 | 196.4098 | 196.4098 | 196.4098
CSAPR- SO2 Annual- IN | 220 | 7098 | Rate Constraint in MTons | FALSE | L | Annual | Emissions at Affected Plants SO2 | Thousand Tons | 65.1741 | 41.0996 | 29.8205 | 27.8369 | 22.2907 | 13.6933 | 9.1788 | 3.3395
CSAPR- SO2 Annual- IN | 220 | 7098 | Rate Constraint in MTons | FALSE | L | Annual | Allowances Purchased SO2 | Thousand Tons | 0 | 0 | 0 | 0 | 0 | 0 | 0 | 0
CSAPR- SO2 Annual- IN | 220 | 7098 | Rate Constraint in MTons | FALSE | L | Annual | Allowances Sold SO2 | Thousand Tons | 0 | 0 | 0 | 0 | 0 | 0 | 0 | 0
CSAPR- SO2 Annual- IN | 220 | 7098 | Rate Constraint in MTons | FALSE | L | Annual | Allowances Banked | Thousand Tons | 0 | 0 | 0 | 0 | 0 | 0 | 0 | 0
CSAPR- SO2 Annual- IN | 220 | 7098 | Rate Constraint in MTons | FALSE | L | Annual | Allowances Withdrawn (1:1) | Thousand Tons | 0 | 0 | 0 | 0 | 0 | 0 | 0 | 0
CSAPR- SO2 Annual- IN | 220 | 7098 | Rate Constraint in MTons | FALSE | L | Annual | Allowances Withdrawn (n:1) | Thousand Tons | 0 | 0 | 0 | 0 | 0 | 0 | 0 | 0
CSAPR- SO2 Annual- IN | 220 | 7098 | Rate Constraint in MTons | FALSE | L | Annual | Net Emissions Allowance Position | Thousand Tons | 65.1741 | 41.0996 | 29.8205 | 27.8369 | 22.2907 | 13.6933 | 9.1788 | 3.3395
CSAPR- SO2 Annual- IN | 220 | 7098 | Rate Constraint in MTons | FALSE | L | Annual | Fuel Consumed | TBtu | 854.2797 | 687.8116 | 632.1813 | 615.9956 | 630.2194 | 686.2981 | 698.9213 | 534.641
CSAPR- SO2 Annual- IN | 220 | 7098 | Rate Constraint in MTons | FALSE | L | Annual | Rate | lb/MMBtu | 0.15258 | 0.11951 | 0.094341 | 0.09038 | 0.07074 | 0.039905 | 0.026266 | 0.012492
CSAPR- SO2 Annual- IN | 220 | 7098 | Rate Constraint in MTons | FALSE | L | Annual | Generation | TWh | 86.2501 | 71.8661 | 68.2321 | 66.9736 | 76.7415 | 102.2194 | 125.4947 | 114.9461
CSAPR- SO2 Annual- IN | 220 | 7098 | Rate Constraint in MTons | FALSE | L | Annual | Qualifying Generation | TWh | 86.2501 | 71.8661 | 68.0812 | 66.5955 | 72.4222 | 87.1423 | 90.964 | 74.2047
CSAPR- SO2 Annual- IN | 220 | 7098 | Rate Constraint in MTons | FALSE | L | Annual | Rate | lb/MWh | 1.5113 | 1.1438 | 0.87603 | 0.836 | 0.61558 | 0.31427 | 0.20181 | 0.090007
CSAPR- SO2 Annual- IN | 220 | 7098 | Rate Constraint in MTons | FALSE | L | Annual | Constraint Shadow Price | US2019$/Ton | 0 | 0 | 0 | 0 | 0 | 0 | 0 | 0
CSAPR- SO2 Annual- KS | 221 | 7099 | Rate Constraint in MTons | FALSE | L | Annual | Seasons Included | Seasons | Winter, WintShld, Summer | Winter, WintShld, Summer | Winter, WintShld, Summer | Winter, WintShld, Summer | Winter, WintShld, Summer | Winter, WintShld, Summer | Winter, WintShld, Summer | Winter, WintShld, Summer
CSAPR- SO2 Annual- KS | 221 | 7099 | Rate Constraint in MTons | FALSE | L | Annual | Standard SO2 | Thousand Tons | 49.5364 | 49.5364 | 49.5364 | 49.5364 | 49.5364 | 49.5364 | 49.5364 | 49.5364
CSAPR- SO2 Annual- KS | 221 | 7099 | Rate Constraint in MTons | FALSE | L | Annual | Emissions at Affected Plants SO2 | Thousand Tons | 4.245 | 3.3364 | 2.6819 | 2.8718 | 3.0113 | 2.1545 | 1.6557 | 1.1586
CSAPR- SO2 Annual- KS | 221 | 7099 | Rate Constraint in MTons | FALSE | L | Annual | Allowances Purchased SO2 | Thousand Tons | 0 | 0 | 0 | 0 | 0 | 0 | 0 | 0
CSAPR- SO2 Annual- KS | 221 | 7099 | Rate Constraint in MTons | FALSE | L | Annual | Allowances Sold SO2 | Thousand Tons | 0 | 0 | 0 | 0 | 0 | 0 | 0 | 0
CSAPR- SO2 Annual- KS | 221 | 7099 | Rate Constraint in MTons | FALSE | L | Annual | Allowances Banked | Thousand Tons | 0 | 0 | 0 | 0 | 0 | 0 | 0 | 0
CSAPR- SO2 Annual- KS | 221 | 7099 | Rate Constraint in MTons | FALSE | L | Annual | Allowances Withdrawn (1:1) | Thousand Tons | 0 | 0 | 0 | 0 | 0 | 0 | 0 | 0
CSAPR- SO2 Annual- KS | 221 | 7099 | Rate Constraint in MTons | FALSE | L | Annual | Allowances Withdrawn (n:1) | Thousand Tons | 0 | 0 | 0 | 0 | 0 | 0 | 0 | 0
CSAPR- SO2 Annual- KS | 221 | 7099 | Rate Constraint in MTons | FALSE | L | Annual | Net Emissions Allowance Position | Thousand Tons | 4.245 | 3.3364 | 2.6819 | 2.8718 | 3.0113 | 2.1545 | 1.6557 | 1.1586
CSAPR- SO2 Annual- KS | 221 | 7099 | Rate Constraint in MTons | FALSE | L | Annual | Fuel Consumed | TBtu | 246.2168 | 186.3654 | 153.5487 | 157.1188 | 166.0906 | 64.7048 | 56.6523 | 44.0594
CSAPR- SO2 Annual- KS | 221 | 7099 | Rate Constraint in MTons | FALSE | L | Annual | Rate | lb/MMBtu | 0.034481 | 0.035804 | 0.034932 | 0.036556 | 0.036261 | 0.066595 | 0.058453 | 0.052593
CSAPR- SO2 Annual- KS | 221 | 7099 | Rate Constraint in MTons | FALSE | L | Annual | Generation | TWh | 22.7166 | 17.184 | 14.552 | 14.8688 | 16.1194 | 9.0533 | 8.2262 | 6.2695
CSAPR- SO2 Annual- KS | 221 | 7099 | Rate Constraint in MTons | FALSE | L | Annual | Qualifying Generation | TWh | 22.7166 | 17.184 | 14.319 | 14.6576 | 15.4756 | 6.1955 | 5.5293 | 4.3477
CSAPR- SO2 Annual- KS | 221 | 7099 | Rate Constraint in MTons | FALSE | L | Annual | Rate | lb/MWh | 0.37373 | 0.38831 | 0.37459 | 0.39186 | 0.38917 | 0.6955 | 0.5989 | 0.53297
CSAPR- SO2 Annual- KS | 221 | 7099 | Rate Constraint in MTons | FALSE | L | Annual | Constraint Shadow Price | US2019$/Ton | 0 | 0 | 0 | 0 | 0 | 0 | 0 | 0
CSAPR- SO2 Annual- KY | 222 | 7100 | Rate Constraint in MTons | FALSE | L | Annual | Seasons Included | Seasons | Winter, WintShld, Summer | Winter, WintShld, Summer | Winter, WintShld, Summer | Winter, WintShld, Summer | Winter, WintShld, Summer | Winter, WintShld, Summer | Winter, WintShld, Summer | Winter, WintShld, Summer
CSAPR- SO2 Annual- KY | 222 | 7100 | Rate Constraint in MTons | FALSE | L | Annual | Standard SO2 | Thousand Tons | 125.4151 | 125.4151 | 125.4151 | 125.4151 | 125.4151 | 125.4151 | 125.4151 | 125.4151
CSAPR- SO2 Annual- KY | 222 | 7100 | Rate Constraint in MTons | FALSE | L | Annual | Emissions at Affected Plants SO2 | Thousand Tons | 44.4387 | 42.2456 | 26.0794 | 8.5534 | 7.2499 | 6.8071 | 3.9671 | 2.216
CSAPR- SO2 Annual- KY | 222 | 7100 | Rate Constraint in MTons | FALSE | L | Annual | Allowances Purchased SO2 | Thousand Tons | 0 | 0 | 0 | 0 | 0 | 0 | 0 | 0
CSAPR- SO2 Annual- KY | 222 | 7100 | Rate Constraint in MTons | FALSE | L | Annual | Allowances Sold SO2 | Thousand Tons | 0 | 0 | 0 | 0 | 0 | 0 | 0 | 0
CSAPR- SO2 Annual- KY | 222 | 7100 | Rate Constraint in MTons | FALSE | L | Annual | Allowances Banked | Thousand Tons | 0 | 0 | 0 | 0 | 0 | 0 | 0 | 0
CSAPR- SO2 Annual- KY | 222 | 7100 | Rate Constraint in MTons | FALSE | L | Annual | Allowances Withdrawn (1:1) | Thousand Tons | 0 | 0 | 0 | 0 | 0 | 0 | 0 | 0
CSAPR- SO2 Annual- KY | 222 | 7100 | Rate Constraint in MTons | FALSE | L | Annual | Allowances Withdrawn (n:1) | Thousand Tons | 0 | 0 | 0 | 0 | 0 | 0 | 0 | 0
CSAPR- SO2 Annual- KY | 222 | 7100 | Rate Constraint in MTons | FALSE | L | Annual | Net Emissions Allowance Position | Thousand Tons | 44.4387 | 42.2456 | 26.0794 | 8.5534 | 7.2499 | 6.8071 | 3.9671 | 2.216
CSAPR- SO2 Annual- KY | 222 | 7100 | Rate Constraint in MTons | FALSE | L | Annual | Fuel Consumed | TBtu | 575.8706 | 556.2002 | 523.3192 | 438.8785 | 470.3729 | 502.2205 | 471.6836 | 460.9727
CSAPR- SO2 Annual- KY | 222 | 7100 | Rate Constraint in MTons | FALSE | L | Annual | Rate | lb/MMBtu | 0.15434 | 0.15191 | 0.099669 | 0.038979 | 0.030826 | 0.027108 | 0.016821 | 0.0096143
CSAPR- SO2 Annual- KY | 222 | 7100 | Rate Constraint in MTons | FALSE | L | Annual | Generation | TWh | 57.2968 | 56.7868 | 57.5525 | 54.1681 | 80.7827 | 126.1187 | 156.5314 | 177.3111
CSAPR- SO2 Annual- KY | 222 | 7100 | Rate Constraint in MTons | FALSE | L | Annual | Qualifying Generation | TWh | 57.2968 | 56.7868 | 53.8347 | 46.3394 | 55.5563 | 60.4563 | 61.7632 | 64.3739
CSAPR- SO2 Annual- KY | 222 | 7100 | Rate Constraint in MTons | FALSE | L | Annual | Rate | lb/MWh | 1.5512 | 1.4879 | 0.96887 | 0.36917 | 0.26099 | 0.22519 | 0.12846 | 0.068846
CSAPR- SO2 Annual- KY | 222 | 7100 | Rate Constraint in MTons | FALSE | L | Annual | Constraint Shadow Price | US2019$/Ton | 0 | 0 | 0 | 0 | 0 | 0 | 0 | 0
CSAPR- SO2 Annual- MD | 223 | 7101 | Rate Constraint in MTons | FALSE | L | Annual | Seasons Included | Seasons | Winter, WintShld, Summer | Winter, WintShld, Summer | Winter, WintShld, Summer | Winter, WintShld, Summer | Winter, WintShld, Summer | Winter, WintShld, Summer | Winter, WintShld, Summer | Winter, WintShld, Summer
CSAPR- SO2 Annual- MD | 223 | 7101 | Rate Constraint in MTons | FALSE | L | Annual | Standard SO2 | Thousand Tons | 33.2795 | 33.2795 | 33.2795 | 33.2795 | 33.2795 | 33.2795 | 33.2795 | 33.2795
CSAPR- SO2 Annual- MD | 223 | 7101 | Rate Constraint in MTons | FALSE | L | Annual | Emissions at Affected Plants SO2 | Thousand Tons | 1.1891 | 0.36153 | 0.23541 | 0.27156 | 0.27156 | 0.49978 | 0.67549 | 0.49978
CSAPR- SO2 Annual- MD | 223 | 7101 | Rate Constraint in MTons | FALSE | L | Annual | Allowances Purchased SO2 | Thousand Tons | 0 | 0 | 0 | 0 | 0 | 0 | 0 | 0
CSAPR- SO2 Annual- MD | 223 | 7101 | Rate Constraint in MTons | FALSE | L | Annual | Allowances Sold SO2 | Thousand Tons | 0 | 0 | 0 | 0 | 0 | 0 | 0 | 0
CSAPR- SO2 Annual- MD | 223 | 7101 | Rate Constraint in MTons | FALSE | L | Annual | Allowances Banked | Thousand Tons | 0 | 0 | 0 | 0 | 0 | 0 | 0 | 0
CSAPR- SO2 Annual- MD | 223 | 7101 | Rate Constraint in MTons | FALSE | L | Annual | Allowances Withdrawn (1:1) | Thousand Tons | 0 | 0 | 0 | 0 | 0 | 0 | 0 | 0
CSAPR- SO2 Annual- MD | 223 | 7101 | Rate Constraint in MTons | FALSE | L | Annual | Allowances Withdrawn (n:1) | Thousand Tons | 0 | 0 | 0 | 0 | 0 | 0 | 0 | 0
CSAPR- SO2 Annual- MD | 223 | 7101 | Rate Constraint in MTons | FALSE | L | Annual | Net Emissions Allowance Position | Thousand Tons | 1.1891 | 0.36153 | 0.23541 | 0.27156 | 0.27156 | 0.49978 | 0.67549 | 0.49978
CSAPR- SO2 Annual- MD | 223 | 7101 | Rate Constraint in MTons | FALSE | L | Annual | Fuel Consumed | TBtu | 113.5634 | 123.4772 | 167.9217 | 165.3601 | 165.8793 | 187.7351 | 196.7421 | 206.0861
CSAPR- SO2 Annual- MD | 223 | 7101 | Rate Constraint in MTons | FALSE | L | Annual | Rate | lb/MMBtu | 0.020942 | 0.0058558 | 0.0028038 | 0.0032845 | 0.0032742 | 0.0053243 | 0.0068668 | 0.0048502
CSAPR- SO2 Annual- MD | 223 | 7101 | Rate Constraint in MTons | FALSE | L | Annual | Generation | TWh | 15.4483 | 16.978 | 22.8572 | 22.5808 | 22.6339 | 26.3624 | 28.2055 | 97.4248
CSAPR- SO2 Annual- MD | 223 | 7101 | Rate Constraint in MTons | FALSE | L | Annual | Qualifying Generation | TWh | 15.4468 | 16.9739 | 22.8495 | 22.5738 | 22.6267 | 25.0575 | 26.062 | 27.723
CSAPR- SO2 Annual- MD | 223 | 7101 | Rate Constraint in MTons | FALSE | L | Annual | Rate | lb/MWh | 0.15396 | 0.042598 | 0.020606 | 0.02406 | 0.024003 | 0.03989 | 0.051837 | 0.036055
CSAPR- SO2 Annual- MD | 223 | 7101 | Rate Constraint in MTons | FALSE | L | Annual | Constraint Shadow Price | US2019$/Ton | 0 | 0 | 0 | 0 | 0 | 0 | 0 | 0
CSAPR- SO2 Annual- MI | 224 | 7102 | Rate Constraint in MTons | FALSE | L | Annual | Seasons Included | Seasons | Winter, WintShld, Summer | Winter, WintShld, Summer | Winter, WintShld, Summer | Winter, WintShld, Summer | Winter, WintShld, Summer | Winter, WintShld, Summer | Winter, WintShld, Summer | Winter, WintShld, Summer
CSAPR- SO2 Annual- MI | 224 | 7102 | Rate Constraint in MTons | FALSE | L | Annual | Standard SO2 | Thousand Tons | 169.9141 | 169.9141 | 169.9141 | 169.9141 | 169.9141 | 169.9141 | 169.9141 | 169.9141
CSAPR- SO2 Annual- MI | 224 | 7102 | Rate Constraint in MTons | FALSE | L | Annual | Emissions at Affected Plants SO2 | Thousand Tons | 43.758 | 33.038 | 30.9108 | 13.3995 | 13.5112 | 0.25368 | 0.25368 | 0.25368
CSAPR- SO2 Annual- MI | 224 | 7102 | Rate Constraint in MTons | FALSE | L | Annual | Allowances Purchased SO2 | Thousand Tons | 0 | 0 | 0 | 0 | 0 | 0 | 0 | 0
CSAPR- SO2 Annual- MI | 224 | 7102 | Rate Constraint in MTons | FALSE | L | Annual | Allowances Sold SO2 | Thousand Tons | 0 | 0 | 0 | 0 | 0 | 0 | 0 | 0
CSAPR- SO2 Annual- MI | 224 | 7102 | Rate Constraint in MTons | FALSE | L | Annual | Allowances Banked | Thousand Tons | 0 | 0 | 0 | 0 | 0 | 0 | 0 | 0
CSAPR- SO2 Annual- MI | 224 | 7102 | Rate Constraint in MTons | FALSE | L | Annual | Allowances Withdrawn (1:1) | Thousand Tons | 0 | 0 | 0 | 0 | 0 | 0 | 0 | 0
CSAPR- SO2 Annual- MI | 224 | 7102 | Rate Constraint in MTons | FALSE | L | Annual | Allowances Withdrawn (n:1) | Thousand Tons | 0 | 0 | 0 | 0 | 0 | 0 | 0 | 0
CSAPR- SO2 Annual- MI | 224 | 7102 | Rate Constraint in MTons | FALSE | L | Annual | Net Emissions Allowance Position | Thousand Tons | 43.758 | 33.038 | 30.9108 | 13.3995 | 13.5112 | 0.25368 | 0.25368 | 0.25368
CSAPR- SO2 Annual- MI | 224 | 7102 | Rate Constraint in MTons | FALSE | L | Annual | Fuel Consumed | TBtu | 662.5042 | 601.1017 | 621.3724 | 546.7984 | 548.4027 | 338.3374 | 349.3051 | 378.2446
CSAPR- SO2 Annual- MI | 224 | 7102 | Rate Constraint in MTons | FALSE | L | Annual | Rate | lb/MMBtu | 0.1321 | 0.10992 | 0.099492 | 0.049011 | 0.049275 | 0.0014996 | 0.0014525 | 0.0013414
CSAPR- SO2 Annual- MI | 224 | 7102 | Rate Constraint in MTons | FALSE | L | Annual | Generation | TWh | 76.7681 | 72.3845 | 77.462 | 70.6178 | 74.6659 | 64.1147 | 87.539 | 97.9911
CSAPR- SO2 Annual- MI | 224 | 7102 | Rate Constraint in MTons | FALSE | L | Annual | Qualifying Generation | TWh | 76.7681 | 72.3845 | 76.3374 | 69.09 | 68.7567 | 47.3142 | 48.9575 | 52.9083
CSAPR- SO2 Annual- MI | 224 | 7102 | Rate Constraint in MTons | FALSE | L | Annual | Rate | lb/MWh | 1.14 | 0.91285 | 0.80985 | 0.38788 | 0.39301 | 0.010723 | 0.010363 | 0.0095896
CSAPR- SO2 Annual- MI | 224 | 7102 | Rate Constraint in MTons | FALSE | L | Annual | Constraint Shadow Price | US2019$/Ton | 0 | 0 | 0 | 0 | 0 | 0 | 0 | 0
CSAPR- SO2 Annual- MN | 225 | 7103 | Rate Constraint in MTons | FALSE | L | Annual | Seasons Included | Seasons | Winter, WintShld, Summer | Winter, WintShld, Summer | Winter, WintShld, Summer | Winter, WintShld, Summer | Winter, WintShld, Summer | Winter, WintShld, Summer | Winter, WintShld, Summer | Winter, WintShld, Summer
CSAPR- SO2 Annual- MN | 225 | 7103 | Rate Constraint in MTons | FALSE | L | Annual | Standard SO2 | Thousand Tons | 49.5376 | 49.5376 | 49.5376 | 49.5376 | 49.5376 | 49.5376 | 49.5376 | 49.5376
CSAPR- SO2 Annual- MN | 225 | 7103 | Rate Constraint in MTons | FALSE | L | Annual | Emissions at Affected Plants SO2 | Thousand Tons | 10.3407 | 8.9599 | 7.7586 | 2.9368 | 2.2188 | 2.2191 | 2.1963 | 2.123
CSAPR- SO2 Annual- MN | 225 | 7103 | Rate Constraint in MTons | FALSE | L | Annual | Allowances Purchased SO2 | Thousand Tons | 0 | 0 | 0 | 0 | 0 | 0 | 0 | 0
CSAPR- SO2 Annual- MN | 225 | 7103 | Rate Constraint in MTons | FALSE | L | Annual | Allowances Sold SO2 | Thousand Tons | 0 | 0 | 0 | 0 | 0 | 0 | 0 | 0
CSAPR- SO2 Annual- MN | 225 | 7103 | Rate Constraint in MTons | FALSE | L | Annual | Allowances Banked | Thousand Tons | 0 | 0 | 0 | 0 | 0 | 0 | 0 | 0
CSAPR- SO2 Annual- MN | 225 | 7103 | Rate Constraint in MTons | FALSE | L | Annual | Allowances Withdrawn (1:1) | Thousand Tons | 0 | 0 | 0 | 0 | 0 | 0 | 0 | 0
CSAPR- SO2 Annual- MN | 225 | 7103 | Rate Constraint in MTons | FALSE | L | Annual | Allowances Withdrawn (n:1) | Thousand Tons | 0 | 0 | 0 | 0 | 0 | 0 | 0 | 0
CSAPR- SO2 Annual- MN | 225 | 7103 | Rate Constraint in MTons | FALSE | L | Annual | Net Emissions Allowance Position | Thousand Tons | 10.3407 | 8.9599 | 7.7586 | 2.9368 | 2.2188 | 2.2191 | 2.1963 | 2.123
CSAPR- SO2 Annual- MN | 225 | 7103 | Rate Constraint in MTons | FALSE | L | Annual | Fuel Consumed | TBtu | 230.8825 | 169.6177 | 173.425 | 108.9187 | 86.9332 | 65.8899 | 60.5002 | 43.4168
CSAPR- SO2 Annual- MN | 225 | 7103 | Rate Constraint in MTons | FALSE | L | Annual | Rate | lb/MMBtu | 0.089576 | 0.10565 | 0.089475 | 0.053926 | 0.051047 | 0.067358 | 0.072604 | 0.097796
CSAPR- SO2 Annual- MN | 225 | 7103 | Rate Constraint in MTons | FALSE | L | Annual | Generation | TWh | 23.0646 | 17.2376 | 19.6749 | 13.2258 | 11.5891 | 8.7434 | 8.1418 | 9.2316
CSAPR- SO2 Annual- MN | 225 | 7103 | Rate Constraint in MTons | FALSE | L | Annual | Qualifying Generation | TWh | 23.0646 | 17.2376 | 19.45 | 13.0127 | 11.3956 | 8.5955 | 7.9882 | 5.6292
CSAPR- SO2 Annual- MN | 225 | 7103 | Rate Constraint in MTons | FALSE | L | Annual | Rate | lb/MWh | 0.89668 | 1.0396 | 0.7978 | 0.45137 | 0.38942 | 0.51634 | 0.54988 | 0.75428
CSAPR- SO2 Annual- MN | 225 | 7103 | Rate Constraint in MTons | FALSE | L | Annual | Constraint Shadow Price | US2019$/Ton | 0 | 0 | 0 | 0 | 0 | 0 | 0 | 0
CSAPR- SO2 Annual- MO | 226 | 7104 | Rate Constraint in MTons | FALSE | L | Annual | Seasons Included | Seasons | Winter, WintShld, Summer | Winter, WintShld, Summer | Winter, WintShld, Summer | Winter, WintShld, Summer | Winter, WintShld, Summer | Winter, WintShld, Summer | Winter, WintShld, Summer | Winter, WintShld, Summer
CSAPR- SO2 Annual- MO | 226 | 7104 | Rate Constraint in MTons | FALSE | L | Annual | Standard SO2 | Thousand Tons | 195.8104 | 195.8104 | 195.8104 | 195.8104 | 195.8104 | 195.8104 | 195.8104 | 195.8104
CSAPR- SO2 Annual- MO | 226 | 7104 | Rate Constraint in MTons | FALSE | L | Annual | Emissions at Affected Plants SO2 | Thousand Tons | 190.4471 | 147.9575 | 96.0705 | 96.268 | 142.506 | 106.4839 | 64.3477 | 58.3851
CSAPR- SO2 Annual- MO | 226 | 7104 | Rate Constraint in MTons | FALSE | L | Annual | Allowances Purchased SO2 | Thousand Tons | 0 | 0 | 0 | 0 | 0 | 0 | 0 | 0
CSAPR- SO2 Annual- MO | 226 | 7104 | Rate Constraint in MTons | FALSE | L | Annual | Allowances Sold SO2 | Thousand Tons | 0 | 0 | 0 | 0 | 0 | 0 | 0 | 0
CSAPR- SO2 Annual- MO | 226 | 7104 | Rate Constraint in MTons | FALSE | L | Annual | Allowances Banked | Thousand Tons | 0 | 0 | 0 | 0 | 0 | 0 | 0 | 0
CSAPR- SO2 Annual- MO | 226 | 7104 | Rate Constraint in MTons | FALSE | L | Annual | Allowances Withdrawn (1:1) | Thousand Tons | 0 | 0 | 0 | 0 | 0 | 0 | 0 | 0
CSAPR- SO2 Annual- MO | 226 | 7104 | Rate Constraint in MTons | FALSE | L | Annual | Allowances Withdrawn (n:1) | Thousand Tons | 0 | 0 | 0 | 0 | 0 | 0 | 0 | 0
CSAPR- SO2 Annual- MO | 226 | 7104 | Rate Constraint in MTons | FALSE | L | Annual | Net Emissions Allowance Position | Thousand Tons | 190.4471 | 147.9575 | 96.0705 | 96.268 | 142.506 | 106.4839 | 64.3477 | 58.3851
CSAPR- SO2 Annual- MO | 226 | 7104 | Rate Constraint in MTons | FALSE | L | Annual | Fuel Consumed | TBtu | 680.5444 | 583.3157 | 565.3116 | 566.555 | 594.7201 | 488.8423 | 402.3834 | 297.633
CSAPR- SO2 Annual- MO | 226 | 7104 | Rate Constraint in MTons | FALSE | L | Annual | Rate | lb/MMBtu | 0.55969 | 0.5073 | 0.33989 | 0.33984 | 0.47924 | 0.43566 | 0.31983 | 0.39233
CSAPR- SO2 Annual- MO | 226 | 7104 | Rate Constraint in MTons | FALSE | L | Annual | Generation | TWh | 66.9828 | 57.7771 | 57.5454 | 58.403 | 61.8552 | 54.6074 | 46.3914 | 34.0095
CSAPR- SO2 Annual- MO | 226 | 7104 | Rate Constraint in MTons | FALSE | L | Annual | Qualifying Generation | TWh | 66.9828 | 57.7771 | 57.1667 | 57.7986 | 60.6006 | 50.3702 | 42.0197 | 31.0413
CSAPR- SO2 Annual- MO | 226 | 7104 | Rate Constraint in MTons | FALSE | L | Annual | Rate | lb/MWh | 5.6864 | 5.1217 | 3.3611 | 3.3312 | 4.7031 | 4.2281 | 3.0627 | 3.7618
CSAPR- SO2 Annual- MO | 226 | 7104 | Rate Constraint in MTons | FALSE | L | Annual | Constraint Shadow Price | US2019$/Ton | 0 | 0 | 0 | 0 | 0 | 0 | 0 | 0
CSAPR- SO2 Annual- NC | 227 | 7105 | Rate Constraint in MTons | FALSE | L | Annual | Seasons Included | Seasons | Winter, WintShld, Summer | Winter, WintShld, Summer | Winter, WintShld, Summer | Winter, WintShld, Summer | Winter, WintShld, Summer | Winter, WintShld, Summer | Winter, WintShld, Summer | Winter, WintShld, Summer
CSAPR- SO2 Annual- NC | 227 | 7105 | Rate Constraint in MTons | FALSE | L | Annual | Standard SO2 | Thousand Tons | 67.9916 | 67.9916 | 67.9916 | 67.9916 | 67.9916 | 67.9916 | 67.9916 | 67.9916
CSAPR- SO2 Annual- NC | 227 | 7105 | Rate Constraint in MTons | FALSE | L | Annual | Emissions at Affected Plants SO2 | Thousand Tons | 24.4738 | 18.4717 | 4.5417 | 5.1616 | 3.8834 | 3.3417 | 2.8316 | 1.1059
CSAPR- SO2 Annual- NC | 227 | 7105 | Rate Constraint in MTons | FALSE | L | Annual | Allowances Purchased SO2 | Thousand Tons | 0 | 0 | 0 | 0 | 0 | 0 | 0 | 0
CSAPR- SO2 Annual- NC | 227 | 7105 | Rate Constraint in MTons | FALSE | L | Annual | Allowances Sold SO2 | Thousand Tons | 0 | 0 | 0 | 0 | 0 | 0 | 0 | 0
CSAPR- SO2 Annual- NC | 227 | 7105 | Rate Constraint in MTons | FALSE | L | Annual | Allowances Banked | Thousand Tons | 0 | 0 | 0 | 0 | 0 | 0 | 0 | 0
CSAPR- SO2 Annual- NC | 227 | 7105 | Rate Constraint in MTons | FALSE | L | Annual | Allowances Withdrawn (1:1) | Thousand Tons | 0 | 0 | 0 | 0 | 0 | 0 | 0 | 0
CSAPR- SO2 Annual- NC | 227 | 7105 | Rate Constraint in MTons | FALSE | L | Annual | Allowances Withdrawn (n:1) | Thousand Tons | 0 | 0 | 0 | 0 | 0 | 0 | 0 | 0
CSAPR- SO2 Annual- NC | 227 | 7105 | Rate Constraint in MTons | FALSE | L | Annual | Net Emissions Allowance Position | Thousand Tons | 24.4738 | 18.4717 | 4.5417 | 5.1616 | 3.8834 | 3.3417 | 2.8316 | 1.1059
CSAPR- SO2 Annual- NC | 227 | 7105 | Rate Constraint in MTons | FALSE | L | Annual | Fuel Consumed | TBtu | 672.2172 | 632.2367 | 562.6163 | 609.157 | 666.5203 | 624.3128 | 572.3339 | 532.5062
CSAPR- SO2 Annual- NC | 227 | 7105 | Rate Constraint in MTons | FALSE | L | Annual | Rate | lb/MMBtu | 0.072815 | 0.058433 | 0.016145 | 0.016947 | 0.011653 | 0.010705 | 0.0098949 | 0.0041534
CSAPR- SO2 Annual- NC | 227 | 7105 | Rate Constraint in MTons | FALSE | L | Annual | Generation | TWh | 76.3452 | 76.46 | 80.7449 | 91.5056 | 123.3782 | 124.4953 | 124.5753 | 145.7352
CSAPR- SO2 Annual- NC | 227 | 7105 | Rate Constraint in MTons | FALSE | L | Annual | Qualifying Generation | TWh | 76.158 | 75.3554 | 70.4529 | 75.2738 | 89.872 | 83.6469 | 77.8341 | 75.5102
CSAPR- SO2 Annual- NC | 227 | 7105 | Rate Constraint in MTons | FALSE | L | Annual | Rate | lb/MWh | 0.64271 | 0.49026 | 0.12893 | 0.13714 | 0.086421 | 0.079899 | 0.07276 | 0.02929
CSAPR- SO2 Annual- NC | 227 | 7105 | Rate Constraint in MTons | FALSE | L | Annual | Constraint Shadow Price | US2019$/Ton | 0 | 0 | 0 | 0 | 0 | 0 | 0 | 0
CSAPR- SO2 Annual- NE | 228 | 7106 | Rate Constraint in MTons | FALSE | L | Annual | Seasons Included | Seasons | Winter, WintShld, Summer | Winter, WintShld, Summer | Winter, WintShld, Summer | Winter, WintShld, Summer | Winter, WintShld, Summer | Winter, WintShld, Summer | Winter, WintShld, Summer | Winter, WintShld, Summer
CSAPR- SO2 Annual- NE | 228 | 7106 | Rate Constraint in MTons | FALSE | L | Annual | Standard SO2 | Thousand Tons | 80.4312 | 80.4312 | 80.4312 | 80.4312 | 80.4312 | 80.4312 | 80.4312 | 80.4312
CSAPR- SO2 Annual- NE | 228 | 7106 | Rate Constraint in MTons | FALSE | L | Annual | Emissions at Affected Plants SO2 | Thousand Tons | 58.3722 | 47.3675 | 47.2114 | 47.2938 | 47.3599 | 47.4325 | 55.8629 | 55.4506
CSAPR- SO2 Annual- NE | 228 | 7106 | Rate Constraint in MTons | FALSE | L | Annual | Allowances Purchased SO2 | Thousand Tons | 0 | 0 | 0 | 0 | 0 | 0 | 0 | 0
CSAPR- SO2 Annual- NE | 228 | 7106 | Rate Constraint in MTons | FALSE | L | Annual | Allowances Sold SO2 | Thousand Tons | 0 | 0 | 0 | 0 | 0 | 0 | 0 | 0
CSAPR- SO2 Annual- NE | 228 | 7106 | Rate Constraint in MTons | FALSE | L | Annual | Allowances Banked | Thousand Tons | 0 | 0 | 0 | 0 | 0 | 0 | 0 | 0
CSAPR- SO2 Annual- NE | 228 | 7106 | Rate Constraint in MTons | FALSE | L | Annual | Allowances Withdrawn (1:1) | Thousand Tons | 0 | 0 | 0 | 0 | 0 | 0 | 0 | 0
CSAPR- SO2 Annual- NE | 228 | 7106 | Rate Constraint in MTons | FALSE | L | Annual | Allowances Withdrawn (n:1) | Thousand Tons | 0 | 0 | 0 | 0 | 0 | 0 | 0 | 0
CSAPR- SO2 Annual- NE | 228 | 7106 | Rate Constraint in MTons | FALSE | L | Annual | Net Emissions Allowance Position | Thousand Tons | 58.3722 | 47.3675 | 47.2114 | 47.2938 | 47.3599 | 47.4325 | 55.8629 | 55.4506
CSAPR- SO2 Annual- NE | 228 | 7106 | Rate Constraint in MTons | FALSE | L | Annual | Fuel Consumed | TBtu | 280.8687 | 254.0092 | 250.9869 | 253.2288 | 253.8789 | 257.6533 | 254.0072 | 233.228
CSAPR- SO2 Annual- NE | 228 | 7106 | Rate Constraint in MTons | FALSE | L | Annual | Rate | lb/MMBtu | 0.41565 | 0.37296 | 0.37621 | 0.37353 | 0.37309 | 0.36819 | 0.43985 | 0.47551
CSAPR- SO2 Annual- NE | 228 | 7106 | Rate Constraint in MTons | FALSE | L | Annual | Generation | TWh | 26.9208 | 24.4437 | 24.352 | 24.5366 | 24.5823 | 27.5819 | 28.2459 | 26.1754
CSAPR- SO2 Annual- NE | 228 | 7106 | Rate Constraint in MTons | FALSE | L | Annual | Qualifying Generation | TWh | 26.9208 | 24.4437 | 24.1995 | 24.4028 | 24.4397 | 24.7951 | 24.4925 | 22.6611
CSAPR- SO2 Annual- NE | 228 | 7106 | Rate Constraint in MTons | FALSE | L | Annual | Rate | lb/MWh | 4.3366 | 3.8756 | 3.9018 | 3.8761 | 3.8757 | 3.826 | 4.5616 | 4.8939
CSAPR- SO2 Annual- NE | 228 | 7106 | Rate Constraint in MTons | FALSE | L | Annual | Constraint Shadow Price | US2019$/Ton | 0 | 0 | 0 | 0 | 0 | 0 | 0 | 0
CSAPR- SO2 Annual- NJ | 229 | 7107 | Rate Constraint in MTons | FALSE | L | Annual | Seasons Included | Seasons | Winter, WintShld, Summer | Winter, WintShld, Summer | Winter, WintShld, Summer | Winter, WintShld, Summer | Winter, WintShld, Summer | Winter, WintShld, Summer | Winter, WintShld, Summer | Winter, WintShld, Summer
CSAPR- SO2 Annual- NJ | 229 | 7107 | Rate Constraint in MTons | FALSE | L | Annual | Standard SO2 | Thousand Tons | 6.5773 | 6.5773 | 6.5773 | 6.5773 | 6.5773 | 6.5773 | 6.5773 | 6.5773
CSAPR- SO2 Annual- NJ | 229 | 7107 | Rate Constraint in MTons | FALSE | L | Annual | Emissions at Affected Plants SO2 | Thousand Tons | 0 | 0 | 0 | 0 | 0 | 0 | 0 | 0
CSAPR- SO2 Annual- NJ | 229 | 7107 | Rate Constraint in MTons | FALSE | L | Annual | Allowances Purchased SO2 | Thousand Tons | 0 | 0 | 0 | 0 | 0 | 0 | 0 | 0
CSAPR- SO2 Annual- NJ | 229 | 7107 | Rate Constraint in MTons | FALSE | L | Annual | Allowances Sold SO2 | Thousand Tons | 0 | 0 | 0 | 0 | 0 | 0 | 0 | 0
CSAPR- SO2 Annual- NJ | 229 | 7107 | Rate Constraint in MTons | FALSE | L | Annual | Allowances Banked | Thousand Tons | 0 | 0 | 0 | 0 | 0 | 0 | 0 | 0
CSAPR- SO2 Annual- NJ | 229 | 7107 | Rate Constraint in MTons | FALSE | L | Annual | Allowances Withdrawn (1:1) | Thousand Tons | 0 | 0 | 0 | 0 | 0 | 0 | 0 | 0
CSAPR- SO2 Annual- NJ | 229 | 7107 | Rate Constraint in MTons | FALSE | L | Annual | Allowances Withdrawn (n:1) | Thousand Tons | 0 | 0 | 0 | 0 | 0 | 0 | 0 | 0
CSAPR- SO2 Annual- NJ | 229 | 7107 | Rate Constraint in MTons | FALSE | L | Annual | Net Emissions Allowance Position | Thousand Tons | 0 | 0 | 0 | 0 | 0 | 0 | 0 | 0
CSAPR- SO2 Annual- NJ | 229 | 7107 | Rate Constraint in MTons | FALSE | L | Annual | Fuel Consumed | TBtu | 150.8111 | 180.7722 | 293.9025 | 293.3336 | 278.401 | 305.1122 | 322.9867 | 325.0062
CSAPR- SO2 Annual- NJ | 229 | 7107 | Rate Constraint in MTons | FALSE | L | Annual | Rate | lb/MMBtu | 0 | 0 | 0 | 0 | 0 | 0 | 0 | 0
CSAPR- SO2 Annual- NJ | 229 | 7107 | Rate Constraint in MTons | FALSE | L | Annual | Generation | TWh | 22.1959 | 26.433 | 41.9353 | 41.9268 | 39.3013 | 42.6708 | 45.2281 | 46.287
CSAPR- SO2 Annual- NJ | 229 | 7107 | Rate Constraint in MTons | FALSE | L | Annual | Qualifying Generation | TWh | 21.9381 | 26.1535 | 41.6099 | 41.6163 | 39.135 | 42.652 | 45.0992 | 45.2928
CSAPR- SO2 Annual- NJ | 229 | 7107 | Rate Constraint in MTons | FALSE | L | Annual | Rate | lb/MWh | 0 | 0 | 0 | 0 | 0 | 0 | 0 | 0
CSAPR- SO2 Annual- NJ | 229 | 7107 | Rate Constraint in MTons | FALSE | L | Annual | Constraint Shadow Price | US2019$/Ton | 0 | 0 | 0 | 0 | 0 | 0 | 0 | 0
CSAPR- SO2 Annual- NY | 230 | 7108 | Rate Constraint in MTons | FALSE | L | Annual | Seasons Included | Seasons | Winter, WintShld, Summer | Winter, WintShld, Summer | Winter, WintShld, Summer | Winter, WintShld, Summer | Winter, WintShld, Summer | Winter, WintShld, Summer | Winter, WintShld, Summer | Winter, WintShld, Summer
CSAPR- SO2 Annual- NY | 230 | 7108 | Rate Constraint in MTons | FALSE | L | Annual | Standard SO2 | Thousand Tons | 32.5161 | 32.5161 | 32.5161 | 32.5161 | 32.5161 | 32.5161 | 32.5161 | 32.5161
CSAPR- SO2 Annual- NY | 230 | 7108 | Rate Constraint in MTons | FALSE | L | Annual | Emissions at Affected Plants SO2 | Thousand Tons | 0 | 0 | 0 | 0 | 0 | 0 | 0 | 0
CSAPR- SO2 Annual- NY | 230 | 7108 | Rate Constraint in MTons | FALSE | L | Annual | Allowances Purchased SO2 | Thousand Tons | 0 | 0 | 0 | 0 | 0 | 0 | 0 | 0
CSAPR- SO2 Annual- NY | 230 | 7108 | Rate Constraint in MTons | FALSE | L | Annual | Allowances Sold SO2 | Thousand Tons | 0 | 0 | 0 | 0 | 0 | 0 | 0 | 0
CSAPR- SO2 Annual- NY | 230 | 7108 | Rate Constraint in MTons | FALSE | L | Annual | Allowances Banked | Thousand Tons | 0 | 0 | 0 | 0 | 0 | 0 | 0 | 0
CSAPR- SO2 Annual- NY | 230 | 7108 | Rate Constraint in MTons | FALSE | L | Annual | Allowances Withdrawn (1:1) | Thousand Tons | 0 | 0 | 0 | 0 | 0 | 0 | 0 | 0
CSAPR- SO2 Annual- NY | 230 | 7108 | Rate Constraint in MTons | FALSE | L | Annual | Allowances Withdrawn (n:1) | Thousand Tons | 0 | 0 | 0 | 0 | 0 | 0 | 0 | 0
CSAPR- SO2 Annual- NY | 230 | 7108 | Rate Constraint in MTons | FALSE | L | Annual | Net Emissions Allowance Position | Thousand Tons | 0 | 0 | 0 | 0 | 0 | 0 | 0 | 0
CSAPR- SO2 Annual- NY | 230 | 7108 | Rate Constraint in MTons | FALSE | L | Annual | Fuel Consumed | TBtu | 398.4952 | 338.4285 | 365.2279 | 370.6049 | 282.2027 | 70.2419 | 74.1756 | 78.8155
CSAPR- SO2 Annual- NY | 230 | 7108 | Rate Constraint in MTons | FALSE | L | Annual | Rate | lb/MMBtu | 0 | 0 | 0 | 0 | 0 | 0 | 0 | 0
CSAPR- SO2 Annual- NY | 230 | 7108 | Rate Constraint in MTons | FALSE | L | Annual | Generation | TWh | 53.7338 | 46.0533 | 49.8232 | 51.3079 | 39.5538 | 10.0302 | 10.4705 | 11.0551
CSAPR- SO2 Annual- NY | 230 | 7108 | Rate Constraint in MTons | FALSE | L | Annual | Qualifying Generation | TWh | 53.6843 | 45.9996 | 49.7607 | 51.2482 | 39.5219 | 10.0266 | 10.4457 | 10.918
CSAPR- SO2 Annual- NY | 230 | 7108 | Rate Constraint in MTons | FALSE | L | Annual | Rate | lb/MWh | 0 | 0 | 0 | 0 | 0 | 0 | 0 | 0
CSAPR- SO2 Annual- NY | 230 | 7108 | Rate Constraint in MTons | FALSE | L | Annual | Constraint Shadow Price | US2019$/Ton | 0 | 0 | 0 | 0 | 0 | 0 | 0 | 0
CSAPR- SO2 Annual- OH | 231 | 7109 | Rate Constraint in MTons | FALSE | L | Annual | Seasons Included | Seasons | Winter, WintShld, Summer | Winter, WintShld, Summer | Winter, WintShld, Summer | Winter, WintShld, Summer | Winter, WintShld, Summer | Winter, WintShld, Summer | Winter, WintShld, Summer | Winter, WintShld, Summer
CSAPR- SO2 Annual- OH | 231 | 7109 | Rate Constraint in MTons | FALSE | L | Annual | Standard SO2 | Thousand Tons | 167.8432 | 167.8432 | 167.8432 | 167.8432 | 167.8432 | 167.8432 | 167.8432 | 167.8432
CSAPR- SO2 Annual- OH | 231 | 7109 | Rate Constraint in MTons | FALSE | L | Annual | Emissions at Affected Plants SO2 | Thousand Tons | 56.651 | 51.4471 | 27.8563 | 29.4104 | 34.6724 | 39.8636 | 34.5816 | 19.3658
CSAPR- SO2 Annual- OH | 231 | 7109 | Rate Constraint in MTons | FALSE | L | Annual | Allowances Purchased SO2 | Thousand Tons | 0 | 0 | 0 | 0 | 0 | 0 | 0 | 0
CSAPR- SO2 Annual- OH | 231 | 7109 | Rate Constraint in MTons | FALSE | L | Annual | Allowances Sold SO2 | Thousand Tons | 0 | 0 | 0 | 0 | 0 | 0 | 0 | 0
CSAPR- SO2 Annual- OH | 231 | 7109 | Rate Constraint in MTons | FALSE | L | Annual | Allowances Banked | Thousand Tons | 0 | 0 | 0 | 0 | 0 | 0 | 0 | 0
CSAPR- SO2 Annual- OH | 231 | 7109 | Rate Constraint in MTons | FALSE | L | Annual | Allowances Withdrawn (1:1) | Thousand Tons | 0 | 0 | 0 | 0 | 0 | 0 | 0 | 0
CSAPR- SO2 Annual- OH | 231 | 7109 | Rate Constraint in MTons | FALSE | L | Annual | Allowances Withdrawn (n:1) | Thousand Tons | 0 | 0 | 0 | 0 | 0 | 0 | 0 | 0
CSAPR- SO2 Annual- OH | 231 | 7109 | Rate Constraint in MTons | FALSE | L | Annual | Net Emissions Allowance Position | Thousand Tons | 56.651 | 51.4471 | 27.8563 | 29.4104 | 34.6724 | 39.8636 | 34.5816 | 19.3658
CSAPR- SO2 Annual- OH | 231 | 7109 | Rate Constraint in MTons | FALSE | L | Annual | Fuel Consumed | TBtu | 984.5734 | 983.1771 | 822.9121 | 851.0781 | 894.1898 | 1046.2919 | 1092.5825 | 961.3742
CSAPR- SO2 Annual- OH | 231 | 7109 | Rate Constraint in MTons | FALSE | L | Annual | Rate | lb/MMBtu | 0.11508 | 0.10465 | 0.067702 | 0.069113 | 0.07755 | 0.0762 | 0.063303 | 0.040288
CSAPR- SO2 Annual- OH | 231 | 7109 | Rate Constraint in MTons | FALSE | L | Annual | Generation | TWh | 115.446 | 116.9406 | 104.2241 | 107.8949 | 114.4352 | 142.7843 | 170.6653 | 163.0619
CSAPR- SO2 Annual- OH | 231 | 7109 | Rate Constraint in MTons | FALSE | L | Annual | Qualifying Generation | TWh | 115.446 | 116.9406 | 104.0857 | 106.9415 | 111.0921 | 130.6018 | 142.9116 | 130.9203
CSAPR- SO2 Annual- OH | 231 | 7109 | Rate Constraint in MTons | FALSE | L | Annual | Rate | lb/MWh | 0.98143 | 0.87988 | 0.53526 | 0.55003 | 0.62421 | 0.61046 | 0.48396 | 0.29584
CSAPR- SO2 Annual- OH | 231 | 7109 | Rate Constraint in MTons | FALSE | L | Annual | Constraint Shadow Price | US2019$/Ton | 0 | 0 | 0 | 0 | 0 | 0 | 0 | 0
CSAPR- SO2 Annual- PA | 232 | 7110 | Rate Constraint in MTons | FALSE | L | Annual | Seasons Included | Seasons | Winter, WintShld, Summer | Winter, WintShld, Summer | Winter, WintShld, Summer | Winter, WintShld, Summer | Winter, WintShld, Summer | Winter, WintShld, Summer | Winter, WintShld, Summer | Winter, WintShld, Summer
CSAPR- SO2 Annual- PA | 232 | 7110 | Rate Constraint in MTons | FALSE | L | Annual | Standard SO2 | Thousand Tons | 132.1848 | 132.1848 | 132.1848 | 132.1848 | 132.1848 | 132.1848 | 132.1848 | 132.1848
CSAPR- SO2 Annual- PA | 232 | 7110 | Rate Constraint in MTons | FALSE | L | Annual | Emissions at Affected Plants SO2 | Thousand Tons | 27.5825 | 8.7366 | 9.7084 | 9.7125 | 9.5521 | 10.2103 | 8.9507 | 9.7227
CSAPR- SO2 Annual- PA | 232 | 7110 | Rate Constraint in MTons | FALSE | L | Annual | Allowances Purchased SO2 | Thousand Tons | 0 | 0 | 0 | 0 | 0 | 0 | 0 | 0
CSAPR- SO2 Annual- PA | 232 | 7110 | Rate Constraint in MTons | FALSE | L | Annual | Allowances Sold SO2 | Thousand Tons | 0 | 0 | 0 | 0 | 0 | 0 | 0 | 0
CSAPR- SO2 Annual- PA | 232 | 7110 | Rate Constraint in MTons | FALSE | L | Annual | Allowances Banked | Thousand Tons | 0 | 0 | 0 | 0 | 0 | 0 | 0 | 0
CSAPR- SO2 Annual- PA | 232 | 7110 | Rate Constraint in MTons | FALSE | L | Annual | Allowances Withdrawn (1:1) | Thousand Tons | 0 | 0 | 0 | 0 | 0 | 0 | 0 | 0
CSAPR- SO2 Annual- PA | 232 | 7110 | Rate Constraint in MTons | FALSE | L | Annual | Allowances Withdrawn (n:1) | Thousand Tons | 0 | 0 | 0 | 0 | 0 | 0 | 0 | 0
CSAPR- SO2 Annual- PA | 232 | 7110 | Rate Constraint in MTons | FALSE | L | Annual | Net Emissions Allowance Position | Thousand Tons | 27.5825 | 8.7366 | 9.7084 | 9.7125 | 9.5521 | 10.2103 | 8.9507 | 9.7227
CSAPR- SO2 Annual- PA | 232 | 7110 | Rate Constraint in MTons | FALSE | L | Annual | Fuel Consumed | TBtu | 1281.7507 | 982.7507 | 1156.2796 | 1159.1287 | 1107.5711 | 1116.2806 | 1169.6321 | 1275.5848
CSAPR- SO2 Annual- PA | 232 | 7110 | Rate Constraint in MTons | FALSE | L | Annual | Rate | lb/MMBtu | 0.043039 | 0.01778 | 0.016793 | 0.016758 | 0.017249 | 0.018293 | 0.015305 | 0.015244
CSAPR- SO2 Annual- PA | 232 | 7110 | Rate Constraint in MTons | FALSE | L | Annual | Generation | TWh | 162.2597 | 135.0583 | 154.6972 | 159.6013 | 159.2259 | 185.4115 | 223.3945 | 298.4678
CSAPR- SO2 Annual- PA | 232 | 7110 | Rate Constraint in MTons | FALSE | L | Annual | Qualifying Generation | TWh | 162.2597 | 135.0583 | 153.8151 | 154.1632 | 149.6118 | 150.8461 | 157.0712 | 171.6389
CSAPR- SO2 Annual- PA | 232 | 7110 | Rate Constraint in MTons | FALSE | L | Annual | Rate | lb/MWh | 0.33998 | 0.12937 | 0.12623 | 0.126 | 0.12769 | 0.13537 | 0.11397 | 0.11329
CSAPR- SO2 Annual- PA | 232 | 7110 | Rate Constraint in MTons | FALSE | L | Annual | Constraint Shadow Price | US2019$/Ton | 0 | 0 | 0 | 0 | 0 | 0 | 0 | 0
CSAPR- SO2 Annual- SC | 233 | 7111 | Rate Constraint in MTons | FALSE | L | Annual | Seasons Included | Seasons | Winter, WintShld, Summer | Winter, WintShld, Summer | Winter, WintShld, Summer | Winter, WintShld, Summer | Winter, WintShld, Summer | Winter, WintShld, Summer | Winter, WintShld, Summer | Winter, WintShld, Summer
CSAPR- SO2 Annual- SC | 233 | 7111 | Rate Constraint in MTons | FALSE | L | Annual | Standard SO2 | Thousand Tons | 114.0269 | 114.0269 | 114.0269 | 114.0269 | 114.0269 | 114.0269 | 114.0269 | 114.0269
CSAPR- SO2 Annual- SC | 233 | 7111 | Rate Constraint in MTons | FALSE | L | Annual | Emissions at Affected Plants SO2 | Thousand Tons | 17.7892 | 16.5488 | 13.2461 | 10.0685 | 7.4227 | 8.0268 | 6.2747 | 6.1415
CSAPR- SO2 Annual- SC | 233 | 7111 | Rate Constraint in MTons | FALSE | L | Annual | Allowances Purchased SO2 | Thousand Tons | 0 | 0 | 0 | 0 | 0 | 0 | 0 | 0
CSAPR- SO2 Annual- SC | 233 | 7111 | Rate Constraint in MTons | FALSE | L | Annual | Allowances Sold SO2 | Thousand Tons | 0 | 0 | 0 | 0 | 0 | 0 | 0 | 0
CSAPR- SO2 Annual- SC | 233 | 7111 | Rate Constraint in MTons | FALSE | L | Annual | Allowances Banked | Thousand Tons | 0 | 0 | 0 | 0 | 0 | 0 | 0 | 0
CSAPR- SO2 Annual- SC | 233 | 7111 | Rate Constraint in MTons | FALSE | L | Annual | Allowances Withdrawn (1:1) | Thousand Tons | 0 | 0 | 0 | 0 | 0 | 0 | 0 | 0
CSAPR- SO2 Annual- SC | 233 | 7111 | Rate Constraint in MTons | FALSE | L | Annual | Allowances Withdrawn (n:1) | Thousand Tons | 0 | 0 | 0 | 0 | 0 | 0 | 0 | 0
CSAPR- SO2 Annual- SC | 233 | 7111 | Rate Constraint in MTons | FALSE | L | Annual | Net Emissions Allowance Position | Thousand Tons | 17.7892 | 16.5488 | 13.2461 | 10.0685 | 7.4227 | 8.0268 | 6.2747 | 6.1415
CSAPR- SO2 Annual- SC | 233 | 7111 | Rate Constraint in MTons | FALSE | L | Annual | Fuel Consumed | TBtu | 384.4509 | 401.9158 | 456.0794 | 433.5951 | 464.9092 | 455.6513 | 407.8046 | 422.1171
CSAPR- SO2 Annual- SC | 233 | 7111 | Rate Constraint in MTons | FALSE | L | Annual | Rate | lb/MMBtu | 0.092544 | 0.082349 | 0.058087 | 0.046442 | 0.031932 | 0.035232 | 0.030773 | 0.029098
CSAPR- SO2 Annual- SC | 233 | 7111 | Rate Constraint in MTons | FALSE | L | Annual | Generation | TWh | 42.327 | 46.3338 | 63.5021 | 64.8757 | 94.5302 | 91.472 | 88.315 | 99.6861
CSAPR- SO2 Annual- SC | 233 | 7111 | Rate Constraint in MTons | FALSE | L | Annual | Qualifying Generation | TWh | 42.0813 | 44.8847 | 51.9428 | 50.1096 | 59.9026 | 57.726 | 53.0845 | 56.6173
CSAPR- SO2 Annual- SC | 233 | 7111 | Rate Constraint in MTons | FALSE | L | Annual | Rate | lb/MWh | 0.84547 | 0.73739 | 0.51003 | 0.40186 | 0.24783 | 0.2781 | 0.2364 | 0.21695
CSAPR- SO2 Annual- SC | 233 | 7111 | Rate Constraint in MTons | FALSE | L | Annual | Constraint Shadow Price | US2019$/Ton | 0 | 0 | 0 | 0 | 0 | 0 | 0 | 0
CSAPR- SO2 Annual- TN | 234 | 7112 | Rate Constraint in MTons | FALSE | L | Annual | Seasons Included | Seasons | Winter, WintShld, Summer | Winter, WintShld, Summer | Winter, WintShld, Summer | Winter, WintShld, Summer | Winter, WintShld, Summer | Winter, WintShld, Summer | Winter, WintShld, Summer | Winter, WintShld, Summer
CSAPR- SO2 Annual- TN | 234 | 7112 | Rate Constraint in MTons | FALSE | L | Annual | Standard SO2 | Thousand Tons | 69.4229 | 69.4229 | 69.4229 | 69.4229 | 69.4229 | 69.4229 | 69.4229 | 69.4229
CSAPR- SO2 Annual- TN | 234 | 7112 | Rate Constraint in MTons | FALSE | L | Annual | Emissions at Affected Plants SO2 | Thousand Tons | 11.7919 | 3.1669 | 2.7775 | 0.64679 | 0.0089404 | 0.0083681 | 0.0083681 | 0.0066716
CSAPR- SO2 Annual- TN | 234 | 7112 | Rate Constraint in MTons | FALSE | L | Annual | Allowances Purchased SO2 | Thousand Tons | 0 | 0 | 0 | 0 | 0 | 0 | 0 | 0
CSAPR- SO2 Annual- TN | 234 | 7112 | Rate Constraint in MTons | FALSE | L | Annual | Allowances Sold SO2 | Thousand Tons | 0 | 0 | 0 | 0 | 0 | 0 | 0 | 0
CSAPR- SO2 Annual- TN | 234 | 7112 | Rate Constraint in MTons | FALSE | L | Annual | Allowances Banked | Thousand Tons | 0 | 0 | 0 | 0 | 0 | 0 | 0 | 0
CSAPR- SO2 Annual- TN | 234 | 7112 | Rate Constraint in MTons | FALSE | L | Annual | Allowances Withdrawn (1:1) | Thousand Tons | 0 | 0 | 0 | 0 | 0 | 0 | 0 | 0
CSAPR- SO2 Annual- TN | 234 | 7112 | Rate Constraint in MTons | FALSE | L | Annual | Allowances Withdrawn (n:1) | Thousand Tons | 0 | 0 | 0 | 0 | 0 | 0 | 0 | 0
CSAPR- SO2 Annual- TN | 234 | 7112 | Rate Constraint in MTons | FALSE | L | Annual | Net Emissions Allowance Position | Thousand Tons | 11.7919 | 3.1669 | 2.7775 | 0.64679 | 0.0089404 | 0.0083681 | 0.0083681 | 0.0066716
CSAPR- SO2 Annual- TN | 234 | 7112 | Rate Constraint in MTons | FALSE | L | Annual | Fuel Consumed | TBtu | 447.3388 | 215.278 | 205.8766 | 186.9766 | 173.5387 | 190.1499 | 203.8978 | 266.1046
CSAPR- SO2 Annual- TN | 234 | 7112 | Rate Constraint in MTons | FALSE | L | Annual | Rate | lb/MMBtu | 0.05272 | 0.029422 | 0.026982 | 0.0069184 | 0.00010304 | 8.8016e-05 | 8.2081e-05 | 5.0143e-05
CSAPR- SO2 Annual- TN | 234 | 7112 | Rate Constraint in MTons | FALSE | L | Annual | Generation | TWh | 46.3538 | 25.9556 | 26.1433 | 25.8823 | 25.7772 | 32.8355 | 37.2903 | 55.0062
CSAPR- SO2 Annual- TN | 234 | 7112 | Rate Constraint in MTons | FALSE | L | Annual | Qualifying Generation | TWh | 46.3538 | 25.9556 | 25.4725 | 23.6277 | 22.5558 | 25.9826 | 28.28 | 38.0623
CSAPR- SO2 Annual- TN | 234 | 7112 | Rate Constraint in MTons | FALSE | L | Annual | Rate | lb/MWh | 0.50878 | 0.24403 | 0.21807 | 0.054749 | 0.00079274 | 0.00064413 | 0.0005918 | 0.00035056
CSAPR- SO2 Annual- TN | 234 | 7112 | Rate Constraint in MTons | FALSE | L | Annual | Constraint Shadow Price | US2019$/Ton | 0 | 0 | 0 | 0 | 0 | 0 | 0 | 0
CSAPR- SO2 Annual- VA | 235 | 7113 | Rate Constraint in MTons | FALSE | L | Annual | Seasons Included | Seasons | Winter, WintShld, Summer | Winter, WintShld, Summer | Winter, WintShld, Summer | Winter, WintShld, Summer | Winter, WintShld, Summer | Winter, WintShld, Summer | Winter, WintShld, Summer | Winter, WintShld, Summer
CSAPR- SO2 Annual- VA | 235 | 7113 | Rate Constraint in MTons | FALSE | L | Annual | Standard SO2 | Thousand Tons | 41.3673 | 41.3673 | 41.3673 | 41.3673 | 41.3673 | 41.3673 | 41.3673 | 41.3673
CSAPR- SO2 Annual- VA | 235 | 7113 | Rate Constraint in MTons | FALSE | L | Annual | Emissions at Affected Plants SO2 | Thousand Tons | 0.80324 | 0.17076 | 0.10681 | 0.082962 | 0.082962 | 0.17076 | 0.072066 | 0
CSAPR- SO2 Annual- VA | 235 | 7113 | Rate Constraint in MTons | FALSE | L | Annual | Allowances Purchased SO2 | Thousand Tons | 0 | 0 | 0 | 0 | 0 | 0 | 0 | 0
CSAPR- SO2 Annual- VA | 235 | 7113 | Rate Constraint in MTons | FALSE | L | Annual | Allowances Sold SO2 | Thousand Tons | 0 | 0 | 0 | 0 | 0 | 0 | 0 | 0
CSAPR- SO2 Annual- VA | 235 | 7113 | Rate Constraint in MTons | FALSE | L | Annual | Allowances Banked | Thousand Tons | 0 | 0 | 0 | 0 | 0 | 0 | 0 | 0
CSAPR- SO2 Annual- VA | 235 | 7113 | Rate Constraint in MTons | FALSE | L | Annual | Allowances Withdrawn (1:1) | Thousand Tons | 0 | 0 | 0 | 0 | 0 | 0 | 0 | 0
CSAPR- SO2 Annual- VA | 235 | 7113 | Rate Constraint in MTons | FALSE | L | Annual | Allowances Withdrawn (n:1) | Thousand Tons | 0 | 0 | 0 | 0 | 0 | 0 | 0 | 0
CSAPR- SO2 Annual- VA | 235 | 7113 | Rate Constraint in MTons | FALSE | L | Annual | Net Emissions Allowance Position | Thousand Tons | 0.80324 | 0.17076 | 0.10681 | 0.082962 | 0.082962 | 0.17076 | 0.072066 | 0
CSAPR- SO2 Annual- VA | 235 | 7113 | Rate Constraint in MTons | FALSE | L | Annual | Fuel Consumed | TBtu | 312.0508 | 365.6754 | 463.6116 | 454.4607 | 440.9148 | 431.3512 | 279.2058 | 85.7642
CSAPR- SO2 Annual- VA | 235 | 7113 | Rate Constraint in MTons | FALSE | L | Annual | Rate | lb/MMBtu | 0.0051481 | 0.00093396 | 0.00046078 | 0.0003651 | 0.00037632 | 0.00079176 | 0.00051622 | 0
CSAPR- SO2 Annual- VA | 235 | 7113 | Rate Constraint in MTons | FALSE | L | Annual | Generation | TWh | 42.2119 | 50.2909 | 64.8106 | 67.5701 | 71.7606 | 89.5044 | 95.3016 | 155.2317
CSAPR- SO2 Annual- VA | 235 | 7113 | Rate Constraint in MTons | FALSE | L | Annual | Qualifying Generation | TWh | 42.2119 | 50.2909 | 63.3034 | 62.2987 | 60.7483 | 58.8129 | 38.7801 | 12.1364
CSAPR- SO2 Annual- VA | 235 | 7113 | Rate Constraint in MTons | FALSE | L | Annual | Rate | lb/MWh | 0.038057 | 0.006791 | 0.0033746 | 0.0026634 | 0.0027313 | 0.005807 | 0.0037166 | 0
CSAPR- SO2 Annual- VA | 235 | 7113 | Rate Constraint in MTons | FALSE | L | Annual | Constraint Shadow Price | US2019$/Ton | 0 | 0 | 0 | 0 | 0 | 0 | 0 | 0
CSAPR- SO2 Annual- WI | 236 | 7114 | Rate Constraint in MTons | FALSE | L | Annual | Seasons Included | Seasons | Winter, WintShld, Summer | Winter, WintShld, Summer | Winter, WintShld, Summer | Winter, WintShld, Summer | Winter, WintShld, Summer | Winter, WintShld, Summer | Winter, WintShld, Summer | Winter, WintShld, Summer
CSAPR- SO2 Annual- WI | 236 | 7114 | Rate Constraint in MTons | FALSE | L | Annual | Standard SO2 | Thousand Tons | 56.5019 | 56.5019 | 56.5019 | 56.5019 | 56.5019 | 56.5019 | 56.5019 | 56.5019
CSAPR- SO2 Annual- WI | 236 | 7114 | Rate Constraint in MTons | FALSE | L | Annual | Emissions at Affected Plants SO2 | Thousand Tons | 6.3775 | 2.5621 | 1.7879 | 2.0779 | 1.7734 | 1.7003 | 1.4465 | 1.109
CSAPR- SO2 Annual- WI | 236 | 7114 | Rate Constraint in MTons | FALSE | L | Annual | Allowances Purchased SO2 | Thousand Tons | 0 | 0 | 0 | 0 | 0 | 0 | 0 | 0
CSAPR- SO2 Annual- WI | 236 | 7114 | Rate Constraint in MTons | FALSE | L | Annual | Allowances Sold SO2 | Thousand Tons | 0 | 0 | 0 | 0 | 0 | 0 | 0 | 0
CSAPR- SO2 Annual- WI | 236 | 7114 | Rate Constraint in MTons | FALSE | L | Annual | Allowances Banked | Thousand Tons | 0 | 0 | 0 | 0 | 0 | 0 | 0 | 0
CSAPR- SO2 Annual- WI | 236 | 7114 | Rate Constraint in MTons | FALSE | L | Annual | Allowances Withdrawn (1:1) | Thousand Tons | 0 | 0 | 0 | 0 | 0 | 0 | 0 | 0
CSAPR- SO2 Annual- WI | 236 | 7114 | Rate Constraint in MTons | FALSE | L | Annual | Allowances Withdrawn (n:1) | Thousand Tons | 0 | 0 | 0 | 0 | 0 | 0 | 0 | 0
CSAPR- SO2 Annual- WI | 236 | 7114 | Rate Constraint in MTons | FALSE | L | Annual | Net Emissions Allowance Position | Thousand Tons | 6.3775 | 2.5621 | 1.7879 | 2.0779 | 1.7734 | 1.7003 | 1.4465 | 1.109
CSAPR- SO2 Annual- WI | 236 | 7114 | Rate Constraint in MTons | FALSE | L | Annual | Fuel Consumed | TBtu | 390.6574 | 247.3778 | 291.5763 | 302.3002 | 258.4131 | 256.1477 | 246.9317 | 202.3006
CSAPR- SO2 Annual- WI | 236 | 7114 | Rate Constraint in MTons | FALSE | L | Annual | Rate | lb/MMBtu | 0.03265 | 0.020714 | 0.012263 | 0.013747 | 0.013725 | 0.013276 | 0.011715 | 0.010964
CSAPR- SO2 Annual- WI | 236 | 7114 | Rate Constraint in MTons | FALSE | L | Annual | Generation | TWh | 40.2642 | 28.8818 | 36.6077 | 37.4697 | 33.1689 | 32.7846 | 31.4556 | 26.3544
CSAPR- SO2 Annual- WI | 236 | 7114 | Rate Constraint in MTons | FALSE | L | Annual | Qualifying Generation | TWh | 40.2642 | 28.8818 | 36.2479 | 37.1596 | 32.7563 | 32.3794 | 31.3299 | 26.264
CSAPR- SO2 Annual- WI | 236 | 7114 | Rate Constraint in MTons | FALSE | L | Annual | Rate | lb/MWh | 0.31678 | 0.17742 | 0.098647 | 0.11184 | 0.10828 | 0.10502 | 0.092337 | 0.084452
CSAPR- SO2 Annual- WI | 236 | 7114 | Rate Constraint in MTons | FALSE | L | Annual | Constraint Shadow Price | US2019$/Ton | 0 | 0 | 0 | 0 | 0 | 0 | 0 | 0
CSAPR- SO2 Annual- WV | 237 | 7115 | Rate Constraint in MTons | FALSE | L | Annual | Seasons Included | Seasons | Winter, WintShld, Summer | Winter, WintShld, Summer | Winter, WintShld, Summer | Winter, WintShld, Summer | Winter, WintShld, Summer | Winter, WintShld, Summer | Winter, WintShld, Summer | Winter, WintShld, Summer
CSAPR- SO2 Annual- WV | 237 | 7115 | Rate Constraint in MTons | FALSE | L | Annual | Standard SO2 | Thousand Tons | 89.2882 | 89.2882 | 89.2882 | 89.2882 | 89.2882 | 89.2882 | 89.2882 | 89.2882
CSAPR- SO2 Annual- WV | 237 | 7115 | Rate Constraint in MTons | FALSE | L | Annual | Emissions at Affected Plants SO2 | Thousand Tons | 45.8367 | 43.707 | 33.262 | 31.6587 | 33.5663 | 5.1004 | 4.1941 | 1.7003
CSAPR- SO2 Annual- WV | 237 | 7115 | Rate Constraint in MTons | FALSE | L | Annual | Allowances Purchased SO2 | Thousand Tons | 0 | 0 | 0 | 0 | 0 | 0 | 0 | 0
CSAPR- SO2 Annual- WV | 237 | 7115 | Rate Constraint in MTons | FALSE | L | Annual | Allowances Sold SO2 | Thousand Tons | 0 | 0 | 0 | 0 | 0 | 0 | 0 | 0
CSAPR- SO2 Annual- WV | 237 | 7115 | Rate Constraint in MTons | FALSE | L | Annual | Allowances Banked | Thousand Tons | 0 | 0 | 0 | 0 | 0 | 0 | 0 | 0
CSAPR- SO2 Annual- WV | 237 | 7115 | Rate Constraint in MTons | FALSE | L | Annual | Allowances Withdrawn (1:1) | Thousand Tons | 0 | 0 | 0 | 0 | 0 | 0 | 0 | 0
CSAPR- SO2 Annual- WV | 237 | 7115 | Rate Constraint in MTons | FALSE | L | Annual | Allowances Withdrawn (n:1) | Thousand Tons | 0 | 0 | 0 | 0 | 0 | 0 | 0 | 0
CSAPR- SO2 Annual- WV | 237 | 7115 | Rate Constraint in MTons | FALSE | L | Annual | Net Emissions Allowance Position | Thousand Tons | 45.8367 | 43.707 | 33.262 | 31.6587 | 33.5663 | 5.1004 | 4.1941 | 1.7003
CSAPR- SO2 Annual- WV | 237 | 7115 | Rate Constraint in MTons | FALSE | L | Annual | Fuel Consumed | TBtu | 733.816 | 707.1823 | 551.1525 | 538.8691 | 598.5867 | 140.6452 | 147.3303 | 402.8055
CSAPR- SO2 Annual- WV | 237 | 7115 | Rate Constraint in MTons | FALSE | L | Annual | Rate | lb/MMBtu | 0.12493 | 0.12361 | 0.1207 | 0.1175 | 0.11215 | 0.072529 | 0.056934 | 0.0084423
CSAPR- SO2 Annual- WV | 237 | 7115 | Rate Constraint in MTons | FALSE | L | Annual | Generation | TWh | 73.4716 | 70.8601 | 55.2841 | 54.3081 | 63.4297 | 27.5585 | 48.3656 | 121.7187
CSAPR- SO2 Annual- WV | 237 | 7115 | Rate Constraint in MTons | FALSE | L | Annual | Qualifying Generation | TWh | 73.4716 | 70.8601 | 55.2841 | 54.1272 | 60.1133 | 14.5733 | 16.6811 | 55.7483
CSAPR- SO2 Annual- WV | 237 | 7115 | Rate Constraint in MTons | FALSE | L | Annual | Rate | lb/MWh | 1.2477 | 1.2336 | 1.2033 | 1.1698 | 1.1168 | 0.69997 | 0.50286 | 0.060999
CSAPR- SO2 Annual- WV | 237 | 7115 | Rate Constraint in MTons | FALSE | L | Annual | Constraint Shadow Price | US2019$/Ton | 0 | 0 | 0 | 0 | 0 | 0 | 0 | 0
CT Fac. Spec. - MER Rate Annual v3.1 | 238 | 7562 | MACT Fuel Choice Floor in lbs/MMBtu | FALSE | L | Annual | Seasons Included | Seasons | Winter, WintShld, Summer | Winter, WintShld, Summer | Winter, WintShld, Summer | Winter, WintShld, Summer | Winter, WintShld, Summer | Winter, WintShld, Summer | Winter, WintShld, Summer | Winter, WintShld, Summer
CT Fac. Spec. - MER Rate Annual v3.1 | 238 | 7562 | MACT Fuel Choice Floor in lbs/MMBtu | FALSE | L | Annual | Emission Floor | lbs/MMBtu | 6e-07 | 6e-07 | 6e-07 | 6e-07 | 6e-07 | 6e-07 | 6e-07 | 6e-07
CT Fac. Spec. - MER Rate Annual v3.1 | 238 | 7562 | MACT Fuel Choice Floor in lbs/MMBtu | FALSE | L | Annual | Emissions at Affected Plants MER | lbs | 0 | 0 | 0 | 0 | 0 | 0 | 0 | 0
CT Fac. Spec. - MER Rate Annual v3.1 | 238 | 7562 | MACT Fuel Choice Floor in lbs/MMBtu | FALSE | L | Annual | Allowances Purchased MER | lbs | 0 | 0 | 0 | 0 | 0 | 0 | 0 | 0
CT Fac. Spec. - MER Rate Annual v3.1 | 238 | 7562 | MACT Fuel Choice Floor in lbs/MMBtu | FALSE | L | Annual | Allowances Sold MER | lbs | 0 | 0 | 0 | 0 | 0 | 0 | 0 | 0
CT Fac. Spec. - MER Rate Annual v3.1 | 238 | 7562 | MACT Fuel Choice Floor in lbs/MMBtu | FALSE | L | Annual | Allowances Banked | lbs | 0 | 0 | 0 | 0 | 0 | 0 | 0 | 0
CT Fac. Spec. - MER Rate Annual v3.1 | 238 | 7562 | MACT Fuel Choice Floor in lbs/MMBtu | FALSE | L | Annual | Allowances Withdrawn (1:1) | lbs | 0 | 0 | 0 | 0 | 0 | 0 | 0 | 0
CT Fac. Spec. - MER Rate Annual v3.1 | 238 | 7562 | MACT Fuel Choice Floor in lbs/MMBtu | FALSE | L | Annual | Allowances Withdrawn (n:1) | lbs | 0 | 0 | 0 | 0 | 0 | 0 | 0 | 0
CT Fac. Spec. - MER Rate Annual v3.1 | 238 | 7562 | MACT Fuel Choice Floor in lbs/MMBtu | FALSE | L | Annual | Net Emissions Allowance Position | lbs | 0 | 0 | 0 | 0 | 0 | 0 | 0 | 0
CT Fac. Spec. - MER Rate Annual v3.1 | 238 | 7562 | MACT Fuel Choice Floor in lbs/MMBtu | FALSE | L | Annual | Fuel Consumed | TBtu | 0 | 0 | 0 | 0 | 0 | 0 | 0 | 0
CT Fac. Spec. - MER Rate Annual v3.1 | 238 | 7562 | MACT Fuel Choice Floor in lbs/MMBtu | FALSE | L | Annual | Rate | lb/MMBtu | 0 | 0 | 0 | 0 | 0 | 0 | 0 | 0
CT Fac. Spec. - MER Rate Annual v3.1 | 238 | 7562 | MACT Fuel Choice Floor in lbs/MMBtu | FALSE | L | Annual | Generation | TWh | 0 | 0 | 0 | 0 | 0 | 0 | 0 | 0
CT Fac. Spec. - MER Rate Annual v3.1 | 238 | 7562 | MACT Fuel Choice Floor in lbs/MMBtu | FALSE | L | Annual | Qualifying Generation | TWh | 0 | 0 | 0 | 0 | 0 | 0 | 0 | 0
CT Fac. Spec. - MER Rate Annual v3.1 | 238 | 7562 | MACT Fuel Choice Floor in lbs/MMBtu | FALSE | L | Annual | Constraint Shadow Price | US2019$/Lb | 0 | 0 | 0 | 0 | 0 | 0 | 0 | 0
CT Fac. Spec. - NOX Rate Winter v.4.10 Final, Unit 2230 and retrofits | 239 | 7286 | Rate Constraint in lbs/MMBtu | FALSE | L | Annual | Seasons Included | Seasons | Winter, WintShld | Winter, WintShld | Winter, WintShld | Winter, WintShld | Winter, WintShld | Winter, WintShld | Winter, WintShld | Winter, WintShld
CT Fac. Spec. - NOX Rate Winter v.4.10 Final, Unit 2230 and retrofits | 239 | 7286 | Rate Constraint in lbs/MMBtu | FALSE | L | Annual | Standard NOX | lb/MMBtu | 0.15 | 0.15 | 0.15 | 0.15 | 0.15 | 0.15 | 0.15 | 0.15
CT Fac. Spec. - NOX Rate Winter v.4.10 Final, Unit 2230 and retrofits | 239 | 7286 | Rate Constraint in lbs/MMBtu | FALSE | L | Annual | Emissions at Affected Plants NOX | Thousand Tons | 0 | 0 | 0 | 0 | 0 | 0 | 0 | 0
CT Fac. Spec. - NOX Rate Winter v.4.10 Final, Unit 2230 and retrofits | 239 | 7286 | Rate Constraint in lbs/MMBtu | FALSE | L | Annual | Allowances Purchased NOX | Thousand Tons | 0 | 0 | 0 | 0 | 0 | 0 | 0 | 0
CT Fac. Spec. - NOX Rate Winter v.4.10 Final, Unit 2230 and retrofits | 239 | 7286 | Rate Constraint in lbs/MMBtu | FALSE | L | Annual | Allowances Sold NOX | Thousand Tons | 0 | 0 | 0 | 0 | 0 | 0 | 0 | 0
CT Fac. Spec. - NOX Rate Winter v.4.10 Final, Unit 2230 and retrofits | 239 | 7286 | Rate Constraint in lbs/MMBtu | FALSE | L | Annual | Allowances Banked | Thousand Tons | 0 | 0 | 0 | 0 | 0 | 0 | 0 | 0
CT Fac. Spec. - NOX Rate Winter v.4.10 Final, Unit 2230 and retrofits | 239 | 7286 | Rate Constraint in lbs/MMBtu | FALSE | L | Annual | Allowances Withdrawn (1:1) | Thousand Tons | 0 | 0 | 0 | 0 | 0 | 0 | 0 | 0
CT Fac. Spec. - NOX Rate Winter v.4.10 Final, Unit 2230 and retrofits | 239 | 7286 | Rate Constraint in lbs/MMBtu | FALSE | L | Annual | Allowances Withdrawn (n:1) | Thousand Tons | 0 | 0 | 0 | 0 | 0 | 0 | 0 | 0
CT Fac. Spec. - NOX Rate Winter v.4.10 Final, Unit 2230 and retrofits | 239 | 7286 | Rate Constraint in lbs/MMBtu | FALSE | L | Annual | Net Emissions Allowance Position | Thousand Tons | 0 | 0 | 0 | 0 | 0 | 0 | 0 | 0
CT Fac. Spec. - NOX Rate Winter v.4.10 Final, Unit 2230 and retrofits | 239 | 7286 | Rate Constraint in lbs/MMBtu | FALSE | L | Annual | Fuel Consumed | TBtu | 0 | 0 | 0 | 0 | 0 | 0 | 0 | 0
CT Fac. Spec. - NOX Rate Winter v.4.10 Final, Unit 2230 and retrofits | 239 | 7286 | Rate Constraint in lbs/MMBtu | FALSE | L | Annual | Rate | lb/MMBtu | 0 | 0 | 0 | 0 | 0 | 0 | 0 | 0
CT Fac. Spec. - NOX Rate Winter v.4.10 Final, Unit 2230 and retrofits | 239 | 7286 | Rate Constraint in lbs/MMBtu | FALSE | L | Annual | Generation | TWh | 0 | 0 | 0 | 0 | 0 | 0 | 0 | 0
CT Fac. Spec. - NOX Rate Winter v.4.10 Final, Unit 2230 and retrofits | 239 | 7286 | Rate Constraint in lbs/MMBtu | FALSE | L | Annual | Qualifying Generation | TWh | 0 | 0 | 0 | 0 | 0 | 0 | 0 | 0
CT Fac. Spec. - NOX Rate Winter v.4.10 Final, Unit 2230 and retrofits | 239 | 7286 | Rate Constraint in lbs/MMBtu | FALSE | L | Annual | Rate | lb/MWh | 0 | 0 | 0 | 0 | 0 | 0 | 0 | 0
CT Fac. Spec. - NOX Rate Winter v.4.10 Final, Unit 2230 and retrofits | 239 | 7286 | Rate Constraint in lbs/MMBtu | FALSE | L | Annual | Constraint Shadow Price | US2019$/Ton | 0 | 0 | 0 | 0 | 0 | 0 | 0 | 0
CT Fac. Spec. - NOX Rate Winter v.4.10 Final, Unit 2231 and retrofits | 240 | 7286 | Rate Constraint in lbs/MMBtu | FALSE | L | Annual | Seasons Included | Seasons | Winter, WintShld | Winter, WintShld | Winter, WintShld | Winter, WintShld | Winter, WintShld | Winter, WintShld | Winter, WintShld | Winter, WintShld
CT Fac. Spec. - NOX Rate Winter v.4.10 Final, Unit 2231 and retrofits | 240 | 7286 | Rate Constraint in lbs/MMBtu | FALSE | L | Annual | Standard NOX | lb/MMBtu | 0.15 | 0.15 | 0.15 | 0.15 | 0.15 | 0.15 | 0.15 | 0.15
CT Fac. Spec. - NOX Rate Winter v.4.10 Final, Unit 2231 and retrofits | 240 | 7286 | Rate Constraint in lbs/MMBtu | FALSE | L | Annual | Emissions at Affected Plants NOX | Thousand Tons | 0 | 0 | 0 | 0 | 0 | 0 | 0 | 0
CT Fac. Spec. - NOX Rate Winter v.4.10 Final, Unit 2231 and retrofits | 240 | 7286 | Rate Constraint in lbs/MMBtu | FALSE | L | Annual | Allowances Purchased NOX | Thousand Tons | 0 | 0 | 0 | 0 | 0 | 0 | 0 | 0
CT Fac. Spec. - NOX Rate Winter v.4.10 Final, Unit 2231 and retrofits | 240 | 7286 | Rate Constraint in lbs/MMBtu | FALSE | L | Annual | Allowances Sold NOX | Thousand Tons | 0 | 0 | 0 | 0 | 0 | 0 | 0 | 0
CT Fac. Spec. - NOX Rate Winter v.4.10 Final, Unit 2231 and retrofits | 240 | 7286 | Rate Constraint in lbs/MMBtu | FALSE | L | Annual | Allowances Banked | Thousand Tons | 0 | 0 | 0 | 0 | 0 | 0 | 0 | 0
CT Fac. Spec. - NOX Rate Winter v.4.10 Final, Unit 2231 and retrofits | 240 | 7286 | Rate Constraint in lbs/MMBtu | FALSE | L | Annual | Allowances Withdrawn (1:1) | Thousand Tons | 0 | 0 | 0 | 0 | 0 | 0 | 0 | 0
CT Fac. Spec. - NOX Rate Winter v.4.10 Final, Unit 2231 and retrofits | 240 | 7286 | Rate Constraint in lbs/MMBtu | FALSE | L | Annual | Allowances Withdrawn (n:1) | Thousand Tons | 0 | 0 | 0 | 0 | 0 | 0 | 0 | 0
CT Fac. Spec. - NOX Rate Winter v.4.10 Final, Unit 2231 and retrofits | 240 | 7286 | Rate Constraint in lbs/MMBtu | FALSE | L | Annual | Net Emissions Allowance Position | Thousand Tons | 0 | 0 | 0 | 0 | 0 | 0 | 0 | 0
CT Fac. Spec. - NOX Rate Winter v.4.10 Final, Unit 2231 and retrofits | 240 | 7286 | Rate Constraint in lbs/MMBtu | FALSE | L | Annual | Fuel Consumed | TBtu | 0 | 0 | 0 | 0 | 0 | 0 | 0 | 0
CT Fac. Spec. - NOX Rate Winter v.4.10 Final, Unit 2231 and retrofits | 240 | 7286 | Rate Constraint in lbs/MMBtu | FALSE | L | Annual | Rate | lb/MMBtu | 0 | 0 | 0 | 0 | 0 | 0 | 0 | 0
CT Fac. Spec. - NOX Rate Winter v.4.10 Final, Unit 2231 and retrofits | 240 | 7286 | Rate Constraint in lbs/MMBtu | FALSE | L | Annual | Generation | TWh | 0 | 0 | 0 | 0 | 0 | 0 | 0 | 0
CT Fac. Spec. - NOX Rate Winter v.4.10 Final, Unit 2231 and retrofits | 240 | 7286 | Rate Constraint in lbs/MMBtu | FALSE | L | Annual | Qualifying Generation | TWh | 0 | 0 | 0 | 0 | 0 | 0 | 0 | 0
CT Fac. Spec. - NOX Rate Winter v.4.10 Final, Unit 2231 and retrofits | 240 | 7286 | Rate Constraint in lbs/MMBtu | FALSE | L | Annual | Rate | lb/MWh | 0 | 0 | 0 | 0 | 0 | 0 | 0 | 0
CT Fac. Spec. - NOX Rate Winter v.4.10 Final, Unit 2231 and retrofits | 240 | 7286 | Rate Constraint in lbs/MMBtu | FALSE | L | Annual | Constraint Shadow Price | US2019$/Ton | 0 | 0 | 0 | 0 | 0 | 0 | 0 | 0
CT Fac. Spec. - NOX Rate Winter v.4.10 Final, Unit 2351 and retrofits | 241 | 7286 | Rate Constraint in lbs/MMBtu | FALSE | L | Annual | Seasons Included | Seasons | Winter, WintShld | Winter, WintShld | Winter, WintShld | Winter, WintShld | Winter, WintShld | Winter, WintShld | Winter, WintShld | Winter, WintShld
CT Fac. Spec. - NOX Rate Winter v.4.10 Final, Unit 2351 and retrofits | 241 | 7286 | Rate Constraint in lbs/MMBtu | FALSE | L | Annual | Standard NOX | lb/MMBtu | 0.15 | 0.15 | 0.15 | 0.15 | 0.15 | 0.15 | 0.15 | 0.15
CT Fac. Spec. - NOX Rate Winter v.4.10 Final, Unit 2351 and retrofits | 241 | 7286 | Rate Constraint in lbs/MMBtu | FALSE | L | Annual | Emissions at Affected Plants NOX | Thousand Tons | 0 | 0 | 0 | 0 | 0 | 0 | 0 | 0
CT Fac. Spec. - NOX Rate Winter v.4.10 Final, Unit 2351 and retrofits | 241 | 7286 | Rate Constraint in lbs/MMBtu | FALSE | L | Annual | Allowances Purchased NOX | Thousand Tons | 0 | 0 | 0 | 0 | 0 | 0 | 0 | 0
CT Fac. Spec. - NOX Rate Winter v.4.10 Final, Unit 2351 and retrofits | 241 | 7286 | Rate Constraint in lbs/MMBtu | FALSE | L | Annual | Allowances Sold NOX | Thousand Tons | 0 | 0 | 0 | 0 | 0 | 0 | 0 | 0
CT Fac. Spec. - NOX Rate Winter v.4.10 Final, Unit 2351 and retrofits | 241 | 7286 | Rate Constraint in lbs/MMBtu | FALSE | L | Annual | Allowances Banked | Thousand Tons | 0 | 0 | 0 | 0 | 0 | 0 | 0 | 0
CT Fac. Spec. - NOX Rate Winter v.4.10 Final, Unit 2351 and retrofits | 241 | 7286 | Rate Constraint in lbs/MMBtu | FALSE | L | Annual | Allowances Withdrawn (1:1) | Thousand Tons | 0 | 0 | 0 | 0 | 0 | 0 | 0 | 0
CT Fac. Spec. - NOX Rate Winter v.4.10 Final, Unit 2351 and retrofits | 241 | 7286 | Rate Constraint in lbs/MMBtu | FALSE | L | Annual | Allowances Withdrawn (n:1) | Thousand Tons | 0 | 0 | 0 | 0 | 0 | 0 | 0 | 0
CT Fac. Spec. - NOX Rate Winter v.4.10 Final, Unit 2351 and retrofits | 241 | 7286 | Rate Constraint in lbs/MMBtu | FALSE | L | Annual | Net Emissions Allowance Position | Thousand Tons | 0 | 0 | 0 | 0 | 0 | 0 | 0 | 0
CT Fac. Spec. - NOX Rate Winter v.4.10 Final, Unit 2351 and retrofits | 241 | 7286 | Rate Constraint in lbs/MMBtu | FALSE | L | Annual | Fuel Consumed | TBtu | 0 | 0 | 0 | 0 | 0 | 0 | 0 | 0
CT Fac. Spec. - NOX Rate Winter v.4.10 Final, Unit 2351 and retrofits | 241 | 7286 | Rate Constraint in lbs/MMBtu | FALSE | L | Annual | Rate | lb/MMBtu | 0 | 0 | 0 | 0 | 0 | 0 | 0 | 0
CT Fac. Spec. - NOX Rate Winter v.4.10 Final, Unit 2351 and retrofits | 241 | 7286 | Rate Constraint in lbs/MMBtu | FALSE | L | Annual | Generation | TWh | 0 | 0 | 0 | 0 | 0 | 0 | 0 | 0
CT Fac. Spec. - NOX Rate Winter v.4.10 Final, Unit 2351 and retrofits | 241 | 7286 | Rate Constraint in lbs/MMBtu | FALSE | L | Annual | Qualifying Generation | TWh | 0 | 0 | 0 | 0 | 0 | 0 | 0 | 0
CT Fac. Spec. - NOX Rate Winter v.4.10 Final, Unit 2351 and retrofits | 241 | 7286 | Rate Constraint in lbs/MMBtu | FALSE | L | Annual | Rate | lb/MWh | 0 | 0 | 0 | 0 | 0 | 0 | 0 | 0
CT Fac. Spec. - NOX Rate Winter v.4.10 Final, Unit 2351 and retrofits | 241 | 7286 | Rate Constraint in lbs/MMBtu | FALSE | L | Annual | Constraint Shadow Price | US2019$/Ton | 0 | 0 | 0 | 0 | 0 | 0 | 0 | 0
CT Fac. Spec. - NOX Rate Winter v.4.10 Final, Unit 2352 and retrofits | 242 | 7286 | Rate Constraint in lbs/MMBtu | FALSE | L | Annual | Seasons Included | Seasons | Winter, WintShld | Winter, WintShld | Winter, WintShld | Winter, WintShld | Winter, WintShld | Winter, WintShld | Winter, WintShld | Winter, WintShld
CT Fac. Spec. - NOX Rate Winter v.4.10 Final, Unit 2352 and retrofits | 242 | 7286 | Rate Constraint in lbs/MMBtu | FALSE | L | Annual | Standard NOX | lb/MMBtu | 0.15 | 0.15 | 0.15 | 0.15 | 0.15 | 0.15 | 0.15 | 0.15
CT Fac. Spec. - NOX Rate Winter v.4.10 Final, Unit 2352 and retrofits | 242 | 7286 | Rate Constraint in lbs/MMBtu | FALSE | L | Annual | Emissions at Affected Plants NOX | Thousand Tons | 0 | 0 | 0 | 0 | 0 | 0 | 0 | 0
CT Fac. Spec. - NOX Rate Winter v.4.10 Final, Unit 2352 and retrofits | 242 | 7286 | Rate Constraint in lbs/MMBtu | FALSE | L | Annual | Allowances Purchased NOX | Thousand Tons | 0 | 0 | 0 | 0 | 0 | 0 | 0 | 0
CT Fac. Spec. - NOX Rate Winter v.4.10 Final, Unit 2352 and retrofits | 242 | 7286 | Rate Constraint in lbs/MMBtu | FALSE | L | Annual | Allowances Sold NOX | Thousand Tons | 0 | 0 | 0 | 0 | 0 | 0 | 0 | 0
CT Fac. Spec. - NOX Rate Winter v.4.10 Final, Unit 2352 and retrofits | 242 | 7286 | Rate Constraint in lbs/MMBtu | FALSE | L | Annual | Allowances Banked | Thousand Tons | 0 | 0 | 0 | 0 | 0 | 0 | 0 | 0
CT Fac. Spec. - NOX Rate Winter v.4.10 Final, Unit 2352 and retrofits | 242 | 7286 | Rate Constraint in lbs/MMBtu | FALSE | L | Annual | Allowances Withdrawn (1:1) | Thousand Tons | 0 | 0 | 0 | 0 | 0 | 0 | 0 | 0
CT Fac. Spec. - NOX Rate Winter v.4.10 Final, Unit 2352 and retrofits | 242 | 7286 | Rate Constraint in lbs/MMBtu | FALSE | L | Annual | Allowances Withdrawn (n:1) | Thousand Tons | 0 | 0 | 0 | 0 | 0 | 0 | 0 | 0
CT Fac. Spec. - NOX Rate Winter v.4.10 Final, Unit 2352 and retrofits | 242 | 7286 | Rate Constraint in lbs/MMBtu | FALSE | L | Annual | Net Emissions Allowance Position | Thousand Tons | 0 | 0 | 0 | 0 | 0 | 0 | 0 | 0
CT Fac. Spec. - NOX Rate Winter v.4.10 Final, Unit 2352 and retrofits | 242 | 7286 | Rate Constraint in lbs/MMBtu | FALSE | L | Annual | Fuel Consumed | TBtu | 0 | 0 | 0 | 0 | 0 | 0 | 0 | 0
CT Fac. Spec. - NOX Rate Winter v.4.10 Final, Unit 2352 and retrofits | 242 | 7286 | Rate Constraint in lbs/MMBtu | FALSE | L | Annual | Rate | lb/MMBtu | 0 | 0 | 0 | 0 | 0 | 0 | 0 | 0
CT Fac. Spec. - NOX Rate Winter v.4.10 Final, Unit 2352 and retrofits | 242 | 7286 | Rate Constraint in lbs/MMBtu | FALSE | L | Annual | Generation | TWh | 0 | 0 | 0 | 0 | 0 | 0 | 0 | 0
CT Fac. Spec. - NOX Rate Winter v.4.10 Final, Unit 2352 and retrofits | 242 | 7286 | Rate Constraint in lbs/MMBtu | FALSE | L | Annual | Qualifying Generation | TWh | 0 | 0 | 0 | 0 | 0 | 0 | 0 | 0
CT Fac. Spec. - NOX Rate Winter v.4.10 Final, Unit 2352 and retrofits | 242 | 7286 | Rate Constraint in lbs/MMBtu | FALSE | L | Annual | Rate | lb/MWh | 0 | 0 | 0 | 0 | 0 | 0 | 0 | 0
CT Fac. Spec. - NOX Rate Winter v.4.10 Final, Unit 2352 and retrofits | 242 | 7286 | Rate Constraint in lbs/MMBtu | FALSE | L | Annual | Constraint Shadow Price | US2019$/Ton | 0 | 0 | 0 | 0 | 0 | 0 | 0 | 0
CT Fac. Spec. - NOX Rate Winter v.4.10 Final, Unit 2353 and retrofits | 243 | 7286 | Rate Constraint in lbs/MMBtu | FALSE | L | Annual | Seasons Included | Seasons | Winter, WintShld | Winter, WintShld | Winter, WintShld | Winter, WintShld | Winter, WintShld | Winter, WintShld | Winter, WintShld | Winter, WintShld
CT Fac. Spec. - NOX Rate Winter v.4.10 Final, Unit 2353 and retrofits | 243 | 7286 | Rate Constraint in lbs/MMBtu | FALSE | L | Annual | Standard NOX | lb/MMBtu | 0.15 | 0.15 | 0.15 | 0.15 | 0.15 | 0.15 | 0.15 | 0.15
CT Fac. Spec. - NOX Rate Winter v.4.10 Final, Unit 2353 and retrofits | 243 | 7286 | Rate Constraint in lbs/MMBtu | FALSE | L | Annual | Emissions at Affected Plants NOX | Thousand Tons | 0 | 0 | 0 | 0 | 0 | 0 | 0 | 0
CT Fac. Spec. - NOX Rate Winter v.4.10 Final, Unit 2353 and retrofits | 243 | 7286 | Rate Constraint in lbs/MMBtu | FALSE | L | Annual | Allowances Purchased NOX | Thousand Tons | 0 | 0 | 0 | 0 | 0 | 0 | 0 | 0
CT Fac. Spec. - NOX Rate Winter v.4.10 Final, Unit 2353 and retrofits | 243 | 7286 | Rate Constraint in lbs/MMBtu | FALSE | L | Annual | Allowances Sold NOX | Thousand Tons | 0 | 0 | 0 | 0 | 0 | 0 | 0 | 0
CT Fac. Spec. - NOX Rate Winter v.4.10 Final, Unit 2353 and retrofits | 243 | 7286 | Rate Constraint in lbs/MMBtu | FALSE | L | Annual | Allowances Banked | Thousand Tons | 0 | 0 | 0 | 0 | 0 | 0 | 0 | 0
CT Fac. Spec. - NOX Rate Winter v.4.10 Final, Unit 2353 and retrofits | 243 | 7286 | Rate Constraint in lbs/MMBtu | FALSE | L | Annual | Allowances Withdrawn (1:1) | Thousand Tons | 0 | 0 | 0 | 0 | 0 | 0 | 0 | 0
CT Fac. Spec. - NOX Rate Winter v.4.10 Final, Unit 2353 and retrofits | 243 | 7286 | Rate Constraint in lbs/MMBtu | FALSE | L | Annual | Allowances Withdrawn (n:1) | Thousand Tons | 0 | 0 | 0 | 0 | 0 | 0 | 0 | 0
CT Fac. Spec. - NOX Rate Winter v.4.10 Final, Unit 2353 and retrofits | 243 | 7286 | Rate Constraint in lbs/MMBtu | FALSE | L | Annual | Net Emissions Allowance Position | Thousand Tons | 0 | 0 | 0 | 0 | 0 | 0 | 0 | 0
CT Fac. Spec. - NOX Rate Winter v.4.10 Final, Unit 2353 and retrofits | 243 | 7286 | Rate Constraint in lbs/MMBtu | FALSE | L | Annual | Fuel Consumed | TBtu | 0 | 0 | 0 | 0 | 0 | 0 | 0 | 0
CT Fac. Spec. - NOX Rate Winter v.4.10 Final, Unit 2353 and retrofits | 243 | 7286 | Rate Constraint in lbs/MMBtu | FALSE | L | Annual | Rate | lb/MMBtu | 0 | 0 | 0 | 0 | 0 | 0 | 0 | 0
CT Fac. Spec. - NOX Rate Winter v.4.10 Final, Unit 2353 and retrofits | 243 | 7286 | Rate Constraint in lbs/MMBtu | FALSE | L | Annual | Generation | TWh | 0 | 0 | 0 | 0 | 0 | 0 | 0 | 0
CT Fac. Spec. - NOX Rate Winter v.4.10 Final, Unit 2353 and retrofits | 243 | 7286 | Rate Constraint in lbs/MMBtu | FALSE | L | Annual | Qualifying Generation | TWh | 0 | 0 | 0 | 0 | 0 | 0 | 0 | 0
CT Fac. Spec. - NOX Rate Winter v.4.10 Final, Unit 2353 and retrofits | 243 | 7286 | Rate Constraint in lbs/MMBtu | FALSE | L | Annual | Rate | lb/MWh | 0 | 0 | 0 | 0 | 0 | 0 | 0 | 0
CT Fac. Spec. - NOX Rate Winter v.4.10 Final, Unit 2353 and retrofits | 243 | 7286 | Rate Constraint in lbs/MMBtu | FALSE | L | Annual | Constraint Shadow Price | US2019$/Ton | 0 | 0 | 0 | 0 | 0 | 0 | 0 | 0
CT Fac. Spec. - NOX Rate Winter v.4.10 Final, Unit 2354 and retrofits | 244 | 7286 | Rate Constraint in lbs/MMBtu | FALSE | L | Annual | Seasons Included | Seasons | Winter, WintShld | Winter, WintShld | Winter, WintShld | Winter, WintShld | Winter, WintShld | Winter, WintShld | Winter, WintShld | Winter, WintShld
CT Fac. Spec. - NOX Rate Winter v.4.10 Final, Unit 2354 and retrofits | 244 | 7286 | Rate Constraint in lbs/MMBtu | FALSE | L | Annual | Standard NOX | lb/MMBtu | 0.15 | 0.15 | 0.15 | 0.15 | 0.15 | 0.15 | 0.15 | 0.15
CT Fac. Spec. - NOX Rate Winter v.4.10 Final, Unit 2354 and retrofits | 244 | 7286 | Rate Constraint in lbs/MMBtu | FALSE | L | Annual | Emissions at Affected Plants NOX | Thousand Tons | 0 | 0 | 0 | 0 | 0 | 0 | 0 | 0
CT Fac. Spec. - NOX Rate Winter v.4.10 Final, Unit 2354 and retrofits | 244 | 7286 | Rate Constraint in lbs/MMBtu | FALSE | L | Annual | Allowances Purchased NOX | Thousand Tons | 0 | 0 | 0 | 0 | 0 | 0 | 0 | 0
CT Fac. Spec. - NOX Rate Winter v.4.10 Final, Unit 2354 and retrofits | 244 | 7286 | Rate Constraint in lbs/MMBtu | FALSE | L | Annual | Allowances Sold NOX | Thousand Tons | 0 | 0 | 0 | 0 | 0 | 0 | 0 | 0
CT Fac. Spec. - NOX Rate Winter v.4.10 Final, Unit 2354 and retrofits | 244 | 7286 | Rate Constraint in lbs/MMBtu | FALSE | L | Annual | Allowances Banked | Thousand Tons | 0 | 0 | 0 | 0 | 0 | 0 | 0 | 0
CT Fac. Spec. - NOX Rate Winter v.4.10 Final, Unit 2354 and retrofits | 244 | 7286 | Rate Constraint in lbs/MMBtu | FALSE | L | Annual | Allowances Withdrawn (1:1) | Thousand Tons | 0 | 0 | 0 | 0 | 0 | 0 | 0 | 0
CT Fac. Spec. - NOX Rate Winter v.4.10 Final, Unit 2354 and retrofits | 244 | 7286 | Rate Constraint in lbs/MMBtu | FALSE | L | Annual | Allowances Withdrawn (n:1) | Thousand Tons | 0 | 0 | 0 | 0 | 0 | 0 | 0 | 0
CT Fac. Spec. - NOX Rate Winter v.4.10 Final, Unit 2354 and retrofits | 244 | 7286 | Rate Constraint in lbs/MMBtu | FALSE | L | Annual | Net Emissions Allowance Position | Thousand Tons | 0 | 0 | 0 | 0 | 0 | 0 | 0 | 0
CT Fac. Spec. - NOX Rate Winter v.4.10 Final, Unit 2354 and retrofits | 244 | 7286 | Rate Constraint in lbs/MMBtu | FALSE | L | Annual | Fuel Consumed | TBtu | 0 | 0 | 0 | 0 | 0 | 0 | 0 | 0
CT Fac. Spec. - NOX Rate Winter v.4.10 Final, Unit 2354 and retrofits | 244 | 7286 | Rate Constraint in lbs/MMBtu | FALSE | L | Annual | Rate | lb/MMBtu | 0 | 0 | 0 | 0 | 0 | 0 | 0 | 0
CT Fac. Spec. - NOX Rate Winter v.4.10 Final, Unit 2354 and retrofits | 244 | 7286 | Rate Constraint in lbs/MMBtu | FALSE | L | Annual | Generation | TWh | 0 | 0 | 0 | 0 | 0 | 0 | 0 | 0
CT Fac. Spec. - NOX Rate Winter v.4.10 Final, Unit 2354 and retrofits | 244 | 7286 | Rate Constraint in lbs/MMBtu | FALSE | L | Annual | Qualifying Generation | TWh | 0 | 0 | 0 | 0 | 0 | 0 | 0 | 0
CT Fac. Spec. - NOX Rate Winter v.4.10 Final, Unit 2354 and retrofits | 244 | 7286 | Rate Constraint in lbs/MMBtu | FALSE | L | Annual | Rate | lb/MWh | 0 | 0 | 0 | 0 | 0 | 0 | 0 | 0
CT Fac. Spec. - NOX Rate Winter v.4.10 Final, Unit 2354 and retrofits | 244 | 7286 | Rate Constraint in lbs/MMBtu | FALSE | L | Annual | Constraint Shadow Price | US2019$/Ton | 0 | 0 | 0 | 0 | 0 | 0 | 0 | 0
CT Fac. Spec. - SO2 Rate Annual Non-Title IV v3.1, Unit 48 and retrofits | 245 | 7288 | Rate Constraint in lbs/MMBtu | FALSE | L | Annual | Seasons Included | Seasons | Winter, WintShld, Summer | Winter, WintShld, Summer | Winter, WintShld, Summer | Winter, WintShld, Summer | Winter, WintShld, Summer | Winter, WintShld, Summer | Winter, WintShld, Summer | Winter, WintShld, Summer
CT Fac. Spec. - SO2 Rate Annual Non-Title IV v3.1, Unit 48 and retrofits | 245 | 7288 | Rate Constraint in lbs/MMBtu | FALSE | L | Annual | Standard SO2 | lb/MMBtu | 0.55 | 0.55 | 0.55 | 0.55 | 0.55 | 0.55 | 0.55 | 0.55
CT Fac. Spec. - SO2 Rate Annual Non-Title IV v3.1, Unit 48 and retrofits | 245 | 7288 | Rate Constraint in lbs/MMBtu | FALSE | L | Annual | Emissions at Affected Plants SO2 | Thousand Tons | 0.016121 | 0 | 0 | 0 | 0 | 0 | 0 | 0
CT Fac. Spec. - SO2 Rate Annual Non-Title IV v3.1, Unit 48 and retrofits | 245 | 7288 | Rate Constraint in lbs/MMBtu | FALSE | L | Annual | Allowances Purchased SO2 | Thousand Tons | 0 | 0 | 0 | 0 | 0 | 0 | 0 | 0
CT Fac. Spec. - SO2 Rate Annual Non-Title IV v3.1, Unit 48 and retrofits | 245 | 7288 | Rate Constraint in lbs/MMBtu | FALSE | L | Annual | Allowances Sold SO2 | Thousand Tons | 0 | 0 | 0 | 0 | 0 | 0 | 0 | 0
CT Fac. Spec. - SO2 Rate Annual Non-Title IV v3.1, Unit 48 and retrofits | 245 | 7288 | Rate Constraint in lbs/MMBtu | FALSE | L | Annual | Allowances Banked | Thousand Tons | 0 | 0 | 0 | 0 | 0 | 0 | 0 | 0
CT Fac. Spec. - SO2 Rate Annual Non-Title IV v3.1, Unit 48 and retrofits | 245 | 7288 | Rate Constraint in lbs/MMBtu | FALSE | L | Annual | Allowances Withdrawn (1:1) | Thousand Tons | 0 | 0 | 0 | 0 | 0 | 0 | 0 | 0
CT Fac. Spec. - SO2 Rate Annual Non-Title IV v3.1, Unit 48 and retrofits | 245 | 7288 | Rate Constraint in lbs/MMBtu | FALSE | L | Annual | Allowances Withdrawn (n:1) | Thousand Tons | 0 | 0 | 0 | 0 | 0 | 0 | 0 | 0
CT Fac. Spec. - SO2 Rate Annual Non-Title IV v3.1, Unit 48 and retrofits | 245 | 7288 | Rate Constraint in lbs/MMBtu | FALSE | L | Annual | Net Emissions Allowance Position | Thousand Tons | 0.016121 | 0 | 0 | 0 | 0 | 0 | 0 | 0
CT Fac. Spec. - SO2 Rate Annual Non-Title IV v3.1, Unit 48 and retrofits | 245 | 7288 | Rate Constraint in lbs/MMBtu | FALSE | L | Annual | Fuel Consumed | TBtu | 4.0302 | 0 | 0 | 0 | 0 | 0 | 0 | 0
CT Fac. Spec. - SO2 Rate Annual Non-Title IV v3.1, Unit 48 and retrofits | 245 | 7288 | Rate Constraint in lbs/MMBtu | FALSE | L | Annual | Rate | lb/MMBtu | 0.008 | 0 | 0 | 0 | 0 | 0 | 0 | 0
CT Fac. Spec. - SO2 Rate Annual Non-Title IV v3.1, Unit 48 and retrofits | 245 | 7288 | Rate Constraint in lbs/MMBtu | FALSE | L | Annual | Generation | TWh | 0.27629 | 0 | 0 | 0 | 0 | 0 | 0 | 0
CT Fac. Spec. - SO2 Rate Annual Non-Title IV v3.1, Unit 48 and retrofits | 245 | 7288 | Rate Constraint in lbs/MMBtu | FALSE | L | Annual | Qualifying Generation | TWh | 0.27629 | 0 | 0 | 0 | 0 | 0 | 0 | 0
CT Fac. Spec. - SO2 Rate Annual Non-Title IV v3.1, Unit 48 and retrofits | 245 | 7288 | Rate Constraint in lbs/MMBtu | FALSE | L | Annual | Rate | lb/MWh | 0.1167 | 0 | 0 | 0 | 0 | 0 | 0 | 0
CT Fac. Spec. - SO2 Rate Annual Non-Title IV v3.1, Unit 48 and retrofits | 245 | 7288 | Rate Constraint in lbs/MMBtu | FALSE | L | Annual | Constraint Shadow Price | US2019$/Ton | 0 | 0 | 0 | 0 | 0 | 0 | 0 | 0
CT Fac. Spec. - SO2 Rate Annual v3.1, Unit 2230 and retrofits | 246 | 7287 | Rate Constraint in lbs/MMBtu | FALSE | L | Annual | Seasons Included | Seasons | Winter, WintShld, Summer | Winter, WintShld, Summer | Winter, WintShld, Summer | Winter, WintShld, Summer | Winter, WintShld, Summer | Winter, WintShld, Summer | Winter, WintShld, Summer | Winter, WintShld, Summer
CT Fac. Spec. - SO2 Rate Annual v3.1, Unit 2230 and retrofits | 246 | 7287 | Rate Constraint in lbs/MMBtu | FALSE | L | Annual | Standard SO2 | lb/MMBtu | 0.33 | 0.33 | 0.33 | 0.33 | 0.33 | 0.33 | 0.33 | 0.33
CT Fac. Spec. - SO2 Rate Annual v3.1, Unit 2230 and retrofits | 246 | 7287 | Rate Constraint in lbs/MMBtu | FALSE | L | Annual | Emissions at Affected Plants SO2 | Thousand Tons | 0 | 0 | 0 | 0 | 0 | 0 | 0 | 0
CT Fac. Spec. - SO2 Rate Annual v3.1, Unit 2230 and retrofits | 246 | 7287 | Rate Constraint in lbs/MMBtu | FALSE | L | Annual | Allowances Purchased SO2 | Thousand Tons | 0 | 0 | 0 | 0 | 0 | 0 | 0 | 0
CT Fac. Spec. - SO2 Rate Annual v3.1, Unit 2230 and retrofits | 246 | 7287 | Rate Constraint in lbs/MMBtu | FALSE | L | Annual | Allowances Sold SO2 | Thousand Tons | 0 | 0 | 0 | 0 | 0 | 0 | 0 | 0
CT Fac. Spec. - SO2 Rate Annual v3.1, Unit 2230 and retrofits | 246 | 7287 | Rate Constraint in lbs/MMBtu | FALSE | L | Annual | Allowances Banked | Thousand Tons | 0 | 0 | 0 | 0 | 0 | 0 | 0 | 0
CT Fac. Spec. - SO2 Rate Annual v3.1, Unit 2230 and retrofits | 246 | 7287 | Rate Constraint in lbs/MMBtu | FALSE | L | Annual | Allowances Withdrawn (1:1) | Thousand Tons | 0 | 0 | 0 | 0 | 0 | 0 | 0 | 0
CT Fac. Spec. - SO2 Rate Annual v3.1, Unit 2230 and retrofits | 246 | 7287 | Rate Constraint in lbs/MMBtu | FALSE | L | Annual | Allowances Withdrawn (n:1) | Thousand Tons | 0 | 0 | 0 | 0 | 0 | 0 | 0 | 0
CT Fac. Spec. - SO2 Rate Annual v3.1, Unit 2230 and retrofits | 246 | 7287 | Rate Constraint in lbs/MMBtu | FALSE | L | Annual | Net Emissions Allowance Position | Thousand Tons | 0 | 0 | 0 | 0 | 0 | 0 | 0 | 0
CT Fac. Spec. - SO2 Rate Annual v3.1, Unit 2230 and retrofits | 246 | 7287 | Rate Constraint in lbs/MMBtu | FALSE | L | Annual | Fuel Consumed | TBtu | 0 | 0 | 0 | 0 | 0 | 0 | 0 | 0
CT Fac. Spec. - SO2 Rate Annual v3.1, Unit 2230 and retrofits | 246 | 7287 | Rate Constraint in lbs/MMBtu | FALSE | L | Annual | Rate | lb/MMBtu | 0 | 0 | 0 | 0 | 0 | 0 | 0 | 0
CT Fac. Spec. - SO2 Rate Annual v3.1, Unit 2230 and retrofits | 246 | 7287 | Rate Constraint in lbs/MMBtu | FALSE | L | Annual | Generation | TWh | 0 | 0 | 0 | 0 | 0 | 0 | 0 | 0
CT Fac. Spec. - SO2 Rate Annual v3.1, Unit 2230 and retrofits | 246 | 7287 | Rate Constraint in lbs/MMBtu | FALSE | L | Annual | Qualifying Generation | TWh | 0 | 0 | 0 | 0 | 0 | 0 | 0 | 0
CT Fac. Spec. - SO2 Rate Annual v3.1, Unit 2230 and retrofits | 246 | 7287 | Rate Constraint in lbs/MMBtu | FALSE | L | Annual | Rate | lb/MWh | 0 | 0 | 0 | 0 | 0 | 0 | 0 | 0
CT Fac. Spec. - SO2 Rate Annual v3.1, Unit 2230 and retrofits | 246 | 7287 | Rate Constraint in lbs/MMBtu | FALSE | L | Annual | Constraint Shadow Price | US2019$/Ton | 0 | 0 | 0 | 0 | 0 | 0 | 0 | 0
CT Fac. Spec. - SO2 Rate Annual v3.1, Unit 2231 and retrofits | 247 | 7287 | Rate Constraint in lbs/MMBtu | FALSE | L | Annual | Seasons Included | Seasons | Winter, WintShld, Summer | Winter, WintShld, Summer | Winter, WintShld, Summer | Winter, WintShld, Summer | Winter, WintShld, Summer | Winter, WintShld, Summer | Winter, WintShld, Summer | Winter, WintShld, Summer
CT Fac. Spec. - SO2 Rate Annual v3.1, Unit 2231 and retrofits | 247 | 7287 | Rate Constraint in lbs/MMBtu | FALSE | L | Annual | Standard SO2 | lb/MMBtu | 0.33 | 0.33 | 0.33 | 0.33 | 0.33 | 0.33 | 0.33 | 0.33
CT Fac. Spec. - SO2 Rate Annual v3.1, Unit 2231 and retrofits | 247 | 7287 | Rate Constraint in lbs/MMBtu | FALSE | L | Annual | Emissions at Affected Plants SO2 | Thousand Tons | 0 | 0 | 0 | 0 | 0 | 0 | 0 | 0
CT Fac. Spec. - SO2 Rate Annual v3.1, Unit 2231 and retrofits | 247 | 7287 | Rate Constraint in lbs/MMBtu | FALSE | L | Annual | Allowances Purchased SO2 | Thousand Tons | 0 | 0 | 0 | 0 | 0 | 0 | 0 | 0
CT Fac. Spec. - SO2 Rate Annual v3.1, Unit 2231 and retrofits | 247 | 7287 | Rate Constraint in lbs/MMBtu | FALSE | L | Annual | Allowances Sold SO2 | Thousand Tons | 0 | 0 | 0 | 0 | 0 | 0 | 0 | 0
CT Fac. Spec. - SO2 Rate Annual v3.1, Unit 2231 and retrofits | 247 | 7287 | Rate Constraint in lbs/MMBtu | FALSE | L | Annual | Allowances Banked | Thousand Tons | 0 | 0 | 0 | 0 | 0 | 0 | 0 | 0
CT Fac. Spec. - SO2 Rate Annual v3.1, Unit 2231 and retrofits | 247 | 7287 | Rate Constraint in lbs/MMBtu | FALSE | L | Annual | Allowances Withdrawn (1:1) | Thousand Tons | 0 | 0 | 0 | 0 | 0 | 0 | 0 | 0
CT Fac. Spec. - SO2 Rate Annual v3.1, Unit 2231 and retrofits | 247 | 7287 | Rate Constraint in lbs/MMBtu | FALSE | L | Annual | Allowances Withdrawn (n:1) | Thousand Tons | 0 | 0 | 0 | 0 | 0 | 0 | 0 | 0
CT Fac. Spec. - SO2 Rate Annual v3.1, Unit 2231 and retrofits | 247 | 7287 | Rate Constraint in lbs/MMBtu | FALSE | L | Annual | Net Emissions Allowance Position | Thousand Tons | 0 | 0 | 0 | 0 | 0 | 0 | 0 | 0
CT Fac. Spec. - SO2 Rate Annual v3.1, Unit 2231 and retrofits | 247 | 7287 | Rate Constraint in lbs/MMBtu | FALSE | L | Annual | Fuel Consumed | TBtu | 0 | 0 | 0 | 0 | 0 | 0 | 0 | 0
CT Fac. Spec. - SO2 Rate Annual v3.1, Unit 2231 and retrofits | 247 | 7287 | Rate Constraint in lbs/MMBtu | FALSE | L | Annual | Rate | lb/MMBtu | 0 | 0 | 0 | 0 | 0 | 0 | 0 | 0
CT Fac. Spec. - SO2 Rate Annual v3.1, Unit 2231 and retrofits | 247 | 7287 | Rate Constraint in lbs/MMBtu | FALSE | L | Annual | Generation | TWh | 0 | 0 | 0 | 0 | 0 | 0 | 0 | 0
CT Fac. Spec. - SO2 Rate Annual v3.1, Unit 2231 and retrofits | 247 | 7287 | Rate Constraint in lbs/MMBtu | FALSE | L | Annual | Qualifying Generation | TWh | 0 | 0 | 0 | 0 | 0 | 0 | 0 | 0
CT Fac. Spec. - SO2 Rate Annual v3.1, Unit 2231 and retrofits | 247 | 7287 | Rate Constraint in lbs/MMBtu | FALSE | L | Annual | Rate | lb/MWh | 0 | 0 | 0 | 0 | 0 | 0 | 0 | 0
CT Fac. Spec. - SO2 Rate Annual v3.1, Unit 2231 and retrofits | 247 | 7287 | Rate Constraint in lbs/MMBtu | FALSE | L | Annual | Constraint Shadow Price | US2019$/Ton | 0 | 0 | 0 | 0 | 0 | 0 | 0 | 0
CT Fac. Spec. - SO2 Rate Annual v3.1, Unit 2351 and retrofits | 248 | 7287 | Rate Constraint in lbs/MMBtu | FALSE | L | Annual | Seasons Included | Seasons | Winter, WintShld, Summer | Winter, WintShld, Summer | Winter, WintShld, Summer | Winter, WintShld, Summer | Winter, WintShld, Summer | Winter, WintShld, Summer | Winter, WintShld, Summer | Winter, WintShld, Summer
CT Fac. Spec. - SO2 Rate Annual v3.1, Unit 2351 and retrofits | 248 | 7287 | Rate Constraint in lbs/MMBtu | FALSE | L | Annual | Standard SO2 | lb/MMBtu | 0.33 | 0.33 | 0.33 | 0.33 | 0.33 | 0.33 | 0.33 | 0.33
CT Fac. Spec. - SO2 Rate Annual v3.1, Unit 2351 and retrofits | 248 | 7287 | Rate Constraint in lbs/MMBtu | FALSE | L | Annual | Emissions at Affected Plants SO2 | Thousand Tons | 0 | 0 | 0 | 0 | 0 | 0 | 0 | 0
CT Fac. Spec. - SO2 Rate Annual v3.1, Unit 2351 and retrofits | 248 | 7287 | Rate Constraint in lbs/MMBtu | FALSE | L | Annual | Allowances Purchased SO2 | Thousand Tons | 0 | 0 | 0 | 0 | 0 | 0 | 0 | 0
CT Fac. Spec. - SO2 Rate Annual v3.1, Unit 2351 and retrofits | 248 | 7287 | Rate Constraint in lbs/MMBtu | FALSE | L | Annual | Allowances Sold SO2 | Thousand Tons | 0 | 0 | 0 | 0 | 0 | 0 | 0 | 0
CT Fac. Spec. - SO2 Rate Annual v3.1, Unit 2351 and retrofits | 248 | 7287 | Rate Constraint in lbs/MMBtu | FALSE | L | Annual | Allowances Banked | Thousand Tons | 0 | 0 | 0 | 0 | 0 | 0 | 0 | 0
CT Fac. Spec. - SO2 Rate Annual v3.1, Unit 2351 and retrofits | 248 | 7287 | Rate Constraint in lbs/MMBtu | FALSE | L | Annual | Allowances Withdrawn (1:1) | Thousand Tons | 0 | 0 | 0 | 0 | 0 | 0 | 0 | 0
CT Fac. Spec. - SO2 Rate Annual v3.1, Unit 2351 and retrofits | 248 | 7287 | Rate Constraint in lbs/MMBtu | FALSE | L | Annual | Allowances Withdrawn (n:1) | Thousand Tons | 0 | 0 | 0 | 0 | 0 | 0 | 0 | 0
CT Fac. Spec. - SO2 Rate Annual v3.1, Unit 2351 and retrofits | 248 | 7287 | Rate Constraint in lbs/MMBtu | FALSE | L | Annual | Net Emissions Allowance Position | Thousand Tons | 0 | 0 | 0 | 0 | 0 | 0 | 0 | 0
CT Fac. Spec. - SO2 Rate Annual v3.1, Unit 2351 and retrofits | 248 | 7287 | Rate Constraint in lbs/MMBtu | FALSE | L | Annual | Fuel Consumed | TBtu | 0 | 0 | 0 | 0 | 0 | 0 | 0 | 0
CT Fac. Spec. - SO2 Rate Annual v3.1, Unit 2351 and retrofits | 248 | 7287 | Rate Constraint in lbs/MMBtu | FALSE | L | Annual | Rate | lb/MMBtu | 0 | 0 | 0 | 0 | 0 | 0 | 0 | 0
CT Fac. Spec. - SO2 Rate Annual v3.1, Unit 2351 and retrofits | 248 | 7287 | Rate Constraint in lbs/MMBtu | FALSE | L | Annual | Generation | TWh | 0 | 0 | 0 | 0 | 0 | 0 | 0 | 0
CT Fac. Spec. - SO2 Rate Annual v3.1, Unit 2351 and retrofits | 248 | 7287 | Rate Constraint in lbs/MMBtu | FALSE | L | Annual | Qualifying Generation | TWh | 0 | 0 | 0 | 0 | 0 | 0 | 0 | 0
CT Fac. Spec. - SO2 Rate Annual v3.1, Unit 2351 and retrofits | 248 | 7287 | Rate Constraint in lbs/MMBtu | FALSE | L | Annual | Rate | lb/MWh | 0 | 0 | 0 | 0 | 0 | 0 | 0 | 0
CT Fac. Spec. - SO2 Rate Annual v3.1, Unit 2351 and retrofits | 248 | 7287 | Rate Constraint in lbs/MMBtu | FALSE | L | Annual | Constraint Shadow Price | US2019$/Ton | 2840.609 | 0 | 0 | 0 | 0 | 0 | 0 | 1069.5468
CT Fac. Spec. - SO2 Rate Annual v3.1, Unit 2352 and retrofits | 249 | 7287 | Rate Constraint in lbs/MMBtu | FALSE | L | Annual | Seasons Included | Seasons | Winter, WintShld, Summer | Winter, WintShld, Summer | Winter, WintShld, Summer | Winter, WintShld, Summer | Winter, WintShld, Summer | Winter, WintShld, Summer | Winter, WintShld, Summer | Winter, WintShld, Summer
CT Fac. Spec. - SO2 Rate Annual v3.1, Unit 2352 and retrofits | 249 | 7287 | Rate Constraint in lbs/MMBtu | FALSE | L | Annual | Standard SO2 | lb/MMBtu | 0.33 | 0.33 | 0.33 | 0.33 | 0.33 | 0.33 | 0.33 | 0.33
CT Fac. Spec. - SO2 Rate Annual v3.1, Unit 2352 and retrofits | 249 | 7287 | Rate Constraint in lbs/MMBtu | FALSE | L | Annual | Emissions at Affected Plants SO2 | Thousand Tons | 0 | 0 | 0 | 0 | 0 | 0 | 0 | 0
CT Fac. Spec. - SO2 Rate Annual v3.1, Unit 2352 and retrofits | 249 | 7287 | Rate Constraint in lbs/MMBtu | FALSE | L | Annual | Allowances Purchased SO2 | Thousand Tons | 0 | 0 | 0 | 0 | 0 | 0 | 0 | 0
CT Fac. Spec. - SO2 Rate Annual v3.1, Unit 2352 and retrofits | 249 | 7287 | Rate Constraint in lbs/MMBtu | FALSE | L | Annual | Allowances Sold SO2 | Thousand Tons | 0 | 0 | 0 | 0 | 0 | 0 | 0 | 0
CT Fac. Spec. - SO2 Rate Annual v3.1, Unit 2352 and retrofits | 249 | 7287 | Rate Constraint in lbs/MMBtu | FALSE | L | Annual | Allowances Banked | Thousand Tons | 0 | 0 | 0 | 0 | 0 | 0 | 0 | 0
CT Fac. Spec. - SO2 Rate Annual v3.1, Unit 2352 and retrofits | 249 | 7287 | Rate Constraint in lbs/MMBtu | FALSE | L | Annual | Allowances Withdrawn (1:1) | Thousand Tons | 0 | 0 | 0 | 0 | 0 | 0 | 0 | 0
CT Fac. Spec. - SO2 Rate Annual v3.1, Unit 2352 and retrofits | 249 | 7287 | Rate Constraint in lbs/MMBtu | FALSE | L | Annual | Allowances Withdrawn (n:1) | Thousand Tons | 0 | 0 | 0 | 0 | 0 | 0 | 0 | 0
CT Fac. Spec. - SO2 Rate Annual v3.1, Unit 2352 and retrofits | 249 | 7287 | Rate Constraint in lbs/MMBtu | FALSE | L | Annual | Net Emissions Allowance Position | Thousand Tons | 0 | 0 | 0 | 0 | 0 | 0 | 0 | 0
CT Fac. Spec. - SO2 Rate Annual v3.1, Unit 2352 and retrofits | 249 | 7287 | Rate Constraint in lbs/MMBtu | FALSE | L | Annual | Fuel Consumed | TBtu | 0 | 0 | 0 | 0 | 0 | 0 | 0 | 0
CT Fac. Spec. - SO2 Rate Annual v3.1, Unit 2352 and retrofits | 249 | 7287 | Rate Constraint in lbs/MMBtu | FALSE | L | Annual | Rate | lb/MMBtu | 0 | 0 | 0 | 0 | 0 | 0 | 0 | 0
CT Fac. Spec. - SO2 Rate Annual v3.1, Unit 2352 and retrofits | 249 | 7287 | Rate Constraint in lbs/MMBtu | FALSE | L | Annual | Generation | TWh | 0 | 0 | 0 | 0 | 0 | 0 | 0 | 0
CT Fac. Spec. - SO2 Rate Annual v3.1, Unit 2352 and retrofits | 249 | 7287 | Rate Constraint in lbs/MMBtu | FALSE | L | Annual | Qualifying Generation | TWh | 0 | 0 | 0 | 0 | 0 | 0 | 0 | 0
CT Fac. Spec. - SO2 Rate Annual v3.1, Unit 2352 and retrofits | 249 | 7287 | Rate Constraint in lbs/MMBtu | FALSE | L | Annual | Rate | lb/MWh | 0 | 0 | 0 | 0 | 0 | 0 | 0 | 0
CT Fac. Spec. - SO2 Rate Annual v3.1, Unit 2352 and retrofits | 249 | 7287 | Rate Constraint in lbs/MMBtu | FALSE | L | Annual | Constraint Shadow Price | US2019$/Ton | 0 | 0 | 0 | 0 | 0 | 0 | 0 | 0
CT Fac. Spec. - SO2 Rate Annual v3.1, Unit 2353 and retrofits | 250 | 7287 | Rate Constraint in lbs/MMBtu | FALSE | L | Annual | Seasons Included | Seasons | Winter, WintShld, Summer | Winter, WintShld, Summer | Winter, WintShld, Summer | Winter, WintShld, Summer | Winter, WintShld, Summer | Winter, WintShld, Summer | Winter, WintShld, Summer | Winter, WintShld, Summer
CT Fac. Spec. - SO2 Rate Annual v3.1, Unit 2353 and retrofits | 250 | 7287 | Rate Constraint in lbs/MMBtu | FALSE | L | Annual | Standard SO2 | lb/MMBtu | 0.33 | 0.33 | 0.33 | 0.33 | 0.33 | 0.33 | 0.33 | 0.33
CT Fac. Spec. - SO2 Rate Annual v3.1, Unit 2353 and retrofits | 250 | 7287 | Rate Constraint in lbs/MMBtu | FALSE | L | Annual | Emissions at Affected Plants SO2 | Thousand Tons | 0 | 0 | 0 | 0 | 0 | 0 | 0 | 0
CT Fac. Spec. - SO2 Rate Annual v3.1, Unit 2353 and retrofits | 250 | 7287 | Rate Constraint in lbs/MMBtu | FALSE | L | Annual | Allowances Purchased SO2 | Thousand Tons | 0 | 0 | 0 | 0 | 0 | 0 | 0 | 0
CT Fac. Spec. - SO2 Rate Annual v3.1, Unit 2353 and retrofits | 250 | 7287 | Rate Constraint in lbs/MMBtu | FALSE | L | Annual | Allowances Sold SO2 | Thousand Tons | 0 | 0 | 0 | 0 | 0 | 0 | 0 | 0
CT Fac. Spec. - SO2 Rate Annual v3.1, Unit 2353 and retrofits | 250 | 7287 | Rate Constraint in lbs/MMBtu | FALSE | L | Annual | Allowances Banked | Thousand Tons | 0 | 0 | 0 | 0 | 0 | 0 | 0 | 0
CT Fac. Spec. - SO2 Rate Annual v3.1, Unit 2353 and retrofits | 250 | 7287 | Rate Constraint in lbs/MMBtu | FALSE | L | Annual | Allowances Withdrawn (1:1) | Thousand Tons | 0 | 0 | 0 | 0 | 0 | 0 | 0 | 0
CT Fac. Spec. - SO2 Rate Annual v3.1, Unit 2353 and retrofits | 250 | 7287 | Rate Constraint in lbs/MMBtu | FALSE | L | Annual | Allowances Withdrawn (n:1) | Thousand Tons | 0 | 0 | 0 | 0 | 0 | 0 | 0 | 0
CT Fac. Spec. - SO2 Rate Annual v3.1, Unit 2353 and retrofits | 250 | 7287 | Rate Constraint in lbs/MMBtu | FALSE | L | Annual | Net Emissions Allowance Position | Thousand Tons | 0 | 0 | 0 | 0 | 0 | 0 | 0 | 0
CT Fac. Spec. - SO2 Rate Annual v3.1, Unit 2353 and retrofits | 250 | 7287 | Rate Constraint in lbs/MMBtu | FALSE | L | Annual | Fuel Consumed | TBtu | 0 | 0 | 0 | 0 | 0 | 0 | 0 | 0
CT Fac. Spec. - SO2 Rate Annual v3.1, Unit 2353 and retrofits | 250 | 7287 | Rate Constraint in lbs/MMBtu | FALSE | L | Annual | Rate | lb/MMBtu | 0 | 0 | 0 | 0 | 0 | 0 | 0 | 0
CT Fac. Spec. - SO2 Rate Annual v3.1, Unit 2353 and retrofits | 250 | 7287 | Rate Constraint in lbs/MMBtu | FALSE | L | Annual | Generation | TWh | 0 | 0 | 0 | 0 | 0 | 0 | 0 | 0
CT Fac. Spec. - SO2 Rate Annual v3.1, Unit 2353 and retrofits | 250 | 7287 | Rate Constraint in lbs/MMBtu | FALSE | L | Annual | Qualifying Generation | TWh | 0 | 0 | 0 | 0 | 0 | 0 | 0 | 0
CT Fac. Spec. - SO2 Rate Annual v3.1, Unit 2353 and retrofits | 250 | 7287 | Rate Constraint in lbs/MMBtu | FALSE | L | Annual | Rate | lb/MWh | 0 | 0 | 0 | 0 | 0 | 0 | 0 | 0
CT Fac. Spec. - SO2 Rate Annual v3.1, Unit 2353 and retrofits | 250 | 7287 | Rate Constraint in lbs/MMBtu | FALSE | L | Annual | Constraint Shadow Price | US2019$/Ton | 0 | 0 | 0 | 0 | 0 | 0 | 0 | 0
CT Fac. Spec. - SO2 Rate Annual v3.1, Unit 2354 and retrofits | 251 | 7287 | Rate Constraint in lbs/MMBtu | FALSE | L | Annual | Seasons Included | Seasons | Winter, WintShld, Summer | Winter, WintShld, Summer | Winter, WintShld, Summer | Winter, WintShld, Summer | Winter, WintShld, Summer | Winter, WintShld, Summer | Winter, WintShld, Summer | Winter, WintShld, Summer
CT Fac. Spec. - SO2 Rate Annual v3.1, Unit 2354 and retrofits | 251 | 7287 | Rate Constraint in lbs/MMBtu | FALSE | L | Annual | Standard SO2 | lb/MMBtu | 0.33 | 0.33 | 0.33 | 0.33 | 0.33 | 0.33 | 0.33 | 0.33
CT Fac. Spec. - SO2 Rate Annual v3.1, Unit 2354 and retrofits | 251 | 7287 | Rate Constraint in lbs/MMBtu | FALSE | L | Annual | Emissions at Affected Plants SO2 | Thousand Tons | 0 | 0 | 0 | 0 | 0 | 0 | 0 | 0
CT Fac. Spec. - SO2 Rate Annual v3.1, Unit 2354 and retrofits | 251 | 7287 | Rate Constraint in lbs/MMBtu | FALSE | L | Annual | Allowances Purchased SO2 | Thousand Tons | 0 | 0 | 0 | 0 | 0 | 0 | 0 | 0
CT Fac. Spec. - SO2 Rate Annual v3.1, Unit 2354 and retrofits | 251 | 7287 | Rate Constraint in lbs/MMBtu | FALSE | L | Annual | Allowances Sold SO2 | Thousand Tons | 0 | 0 | 0 | 0 | 0 | 0 | 0 | 0
CT Fac. Spec. - SO2 Rate Annual v3.1, Unit 2354 and retrofits | 251 | 7287 | Rate Constraint in lbs/MMBtu | FALSE | L | Annual | Allowances Banked | Thousand Tons | 0 | 0 | 0 | 0 | 0 | 0 | 0 | 0
CT Fac. Spec. - SO2 Rate Annual v3.1, Unit 2354 and retrofits | 251 | 7287 | Rate Constraint in lbs/MMBtu | FALSE | L | Annual | Allowances Withdrawn (1:1) | Thousand Tons | 0 | 0 | 0 | 0 | 0 | 0 | 0 | 0
CT Fac. Spec. - SO2 Rate Annual v3.1, Unit 2354 and retrofits | 251 | 7287 | Rate Constraint in lbs/MMBtu | FALSE | L | Annual | Allowances Withdrawn (n:1) | Thousand Tons | 0 | 0 | 0 | 0 | 0 | 0 | 0 | 0
CT Fac. Spec. - SO2 Rate Annual v3.1, Unit 2354 and retrofits | 251 | 7287 | Rate Constraint in lbs/MMBtu | FALSE | L | Annual | Net Emissions Allowance Position | Thousand Tons | 0 | 0 | 0 | 0 | 0 | 0 | 0 | 0
CT Fac. Spec. - SO2 Rate Annual v3.1, Unit 2354 and retrofits | 251 | 7287 | Rate Constraint in lbs/MMBtu | FALSE | L | Annual | Fuel Consumed | TBtu | 0 | 0 | 0 | 0 | 0 | 0 | 0 | 0
CT Fac. Spec. - SO2 Rate Annual v3.1, Unit 2354 and retrofits | 251 | 7287 | Rate Constraint in lbs/MMBtu | FALSE | L | Annual | Rate | lb/MMBtu | 0 | 0 | 0 | 0 | 0 | 0 | 0 | 0
CT Fac. Spec. - SO2 Rate Annual v3.1, Unit 2354 and retrofits | 251 | 7287 | Rate Constraint in lbs/MMBtu | FALSE | L | Annual | Generation | TWh | 0 | 0 | 0 | 0 | 0 | 0 | 0 | 0
CT Fac. Spec. - SO2 Rate Annual v3.1, Unit 2354 and retrofits | 251 | 7287 | Rate Constraint in lbs/MMBtu | FALSE | L | Annual | Qualifying Generation | TWh | 0 | 0 | 0 | 0 | 0 | 0 | 0 | 0
CT Fac. Spec. - SO2 Rate Annual v3.1, Unit 2354 and retrofits | 251 | 7287 | Rate Constraint in lbs/MMBtu | FALSE | L | Annual | Rate | lb/MWh | 0 | 0 | 0 | 0 | 0 | 0 | 0 | 0
CT Fac. Spec. - SO2 Rate Annual v3.1, Unit 2354 and retrofits | 251 | 7287 | Rate Constraint in lbs/MMBtu | FALSE | L | Annual | Constraint Shadow Price | US2019$/Ton | 0 | 0 | 0 | 0 | 0 | 0 | 0 | 0
DE Facility Specific - Hg Annual Reduction v3.1 | 252 | 7301 | MACT Fuel Choice Floor in lbs/MMBtu | FALSE | L | Annual | Seasons Included | Seasons | Winter, WintShld, Summer | Winter, WintShld, Summer | Winter, WintShld, Summer | Winter, WintShld, Summer | Winter, WintShld, Summer | Winter, WintShld, Summer | Winter, WintShld, Summer | Winter, WintShld, Summer
DE Facility Specific - Hg Annual Reduction v3.1 | 252 | 7301 | MACT Fuel Choice Floor in lbs/MMBtu | FALSE | L | Annual | Emission Floor | lbs/MMBtu | 6e-07 | 6e-07 | 6e-07 | 6e-07 | 6e-07 | 6e-07 | 6e-07 | 6e-07
DE Facility Specific - Hg Annual Reduction v3.1 | 252 | 7301 | MACT Fuel Choice Floor in lbs/MMBtu | FALSE | L | Annual | Emissions at Affected Plants MER | lbs | 0 | 0 | 0 | 0 | 0 | 0 | 0 | 0
DE Facility Specific - Hg Annual Reduction v3.1 | 252 | 7301 | MACT Fuel Choice Floor in lbs/MMBtu | FALSE | L | Annual | Allowances Purchased MER | lbs | 0 | 0 | 0 | 0 | 0 | 0 | 0 | 0
DE Facility Specific - Hg Annual Reduction v3.1 | 252 | 7301 | MACT Fuel Choice Floor in lbs/MMBtu | FALSE | L | Annual | Allowances Sold MER | lbs | 0 | 0 | 0 | 0 | 0 | 0 | 0 | 0
DE Facility Specific - Hg Annual Reduction v3.1 | 252 | 7301 | MACT Fuel Choice Floor in lbs/MMBtu | FALSE | L | Annual | Allowances Banked | lbs | 0 | 0 | 0 | 0 | 0 | 0 | 0 | 0
DE Facility Specific - Hg Annual Reduction v3.1 | 252 | 7301 | MACT Fuel Choice Floor in lbs/MMBtu | FALSE | L | Annual | Allowances Withdrawn (1:1) | lbs | 0 | 0 | 0 | 0 | 0 | 0 | 0 | 0
DE Facility Specific - Hg Annual Reduction v3.1 | 252 | 7301 | MACT Fuel Choice Floor in lbs/MMBtu | FALSE | L | Annual | Allowances Withdrawn (n:1) | lbs | 0 | 0 | 0 | 0 | 0 | 0 | 0 | 0
DE Facility Specific - Hg Annual Reduction v3.1 | 252 | 7301 | MACT Fuel Choice Floor in lbs/MMBtu | FALSE | L | Annual | Net Emissions Allowance Position | lbs | 0 | 0 | 0 | 0 | 0 | 0 | 0 | 0
DE Facility Specific - Hg Annual Reduction v3.1 | 252 | 7301 | MACT Fuel Choice Floor in lbs/MMBtu | FALSE | L | Annual | Fuel Consumed | TBtu | 0 | 0 | 0 | 0 | 0 | 0 | 0 | 0
DE Facility Specific - Hg Annual Reduction v3.1 | 252 | 7301 | MACT Fuel Choice Floor in lbs/MMBtu | FALSE | L | Annual | Rate | lb/MMBtu | 0 | 0 | 0 | 0 | 0 | 0 | 0 | 0
DE Facility Specific - Hg Annual Reduction v3.1 | 252 | 7301 | MACT Fuel Choice Floor in lbs/MMBtu | FALSE | L | Annual | Generation | TWh | 0 | 0 | 0 | 0 | 0 | 0 | 0 | 0
DE Facility Specific - Hg Annual Reduction v3.1 | 252 | 7301 | MACT Fuel Choice Floor in lbs/MMBtu | FALSE | L | Annual | Qualifying Generation | TWh | 0 | 0 | 0 | 0 | 0 | 0 | 0 | 0
DE Facility Specific - Hg Annual Reduction v3.1 | 252 | 7301 | MACT Fuel Choice Floor in lbs/MMBtu | FALSE | L | Annual | Constraint Shadow Price | US2019$/Lb | 0 | 0 | 0 | 0 | 0 | 0 | 0 | 0
DE Facility Specific - NOx Annual Rate v3.1, Unit 2225 and retrofits | 253 | 7289 | Rate Constraint in lbs/MMBtu | FALSE | L | Annual | Seasons Included | Seasons | Winter, WintShld, Summer | Winter, WintShld, Summer | Winter, WintShld, Summer | Winter, WintShld, Summer | Winter, WintShld, Summer | Winter, WintShld, Summer | Winter, WintShld, Summer | Winter, WintShld, Summer
DE Facility Specific - NOx Annual Rate v3.1, Unit 2225 and retrofits | 253 | 7289 | Rate Constraint in lbs/MMBtu | FALSE | L | Annual | Standard NOX | lb/MMBtu | 0.125 | 0.125 | 0.125 | 0.125 | 0.125 | 0.125 | 0.125 | 0.125
DE Facility Specific - NOx Annual Rate v3.1, Unit 2225 and retrofits | 253 | 7289 | Rate Constraint in lbs/MMBtu | FALSE | L | Annual | Emissions at Affected Plants NOX | Thousand Tons | 0 | 0 | 0 | 0 | 0 | 0 | 0 | 0
DE Facility Specific - NOx Annual Rate v3.1, Unit 2225 and retrofits | 253 | 7289 | Rate Constraint in lbs/MMBtu | FALSE | L | Annual | Allowances Purchased NOX | Thousand Tons | 0 | 0 | 0 | 0 | 0 | 0 | 0 | 0
DE Facility Specific - NOx Annual Rate v3.1, Unit 2225 and retrofits | 253 | 7289 | Rate Constraint in lbs/MMBtu | FALSE | L | Annual | Allowances Sold NOX | Thousand Tons | 0 | 0 | 0 | 0 | 0 | 0 | 0 | 0
DE Facility Specific - NOx Annual Rate v3.1, Unit 2225 and retrofits | 253 | 7289 | Rate Constraint in lbs/MMBtu | FALSE | L | Annual | Allowances Banked | Thousand Tons | 0 | 0 | 0 | 0 | 0 | 0 | 0 | 0
DE Facility Specific - NOx Annual Rate v3.1, Unit 2225 and retrofits | 253 | 7289 | Rate Constraint in lbs/MMBtu | FALSE | L | Annual | Allowances Withdrawn (1:1) | Thousand Tons | 0 | 0 | 0 | 0 | 0 | 0 | 0 | 0
DE Facility Specific - NOx Annual Rate v3.1, Unit 2225 and retrofits | 253 | 7289 | Rate Constraint in lbs/MMBtu | FALSE | L | Annual | Allowances Withdrawn (n:1) | Thousand Tons | 0 | 0 | 0 | 0 | 0 | 0 | 0 | 0
DE Facility Specific - NOx Annual Rate v3.1, Unit 2225 and retrofits | 253 | 7289 | Rate Constraint in lbs/MMBtu | FALSE | L | Annual | Net Emissions Allowance Position | Thousand Tons | 0 | 0 | 0 | 0 | 0 | 0 | 0 | 0
DE Facility Specific - NOx Annual Rate v3.1, Unit 2225 and retrofits | 253 | 7289 | Rate Constraint in lbs/MMBtu | FALSE | L | Annual | Fuel Consumed | TBtu | 0 | 0 | 0 | 0 | 0 | 0 | 0 | 0
DE Facility Specific - NOx Annual Rate v3.1, Unit 2225 and retrofits | 253 | 7289 | Rate Constraint in lbs/MMBtu | FALSE | L | Annual | Rate | lb/MMBtu | 0 | 0 | 0 | 0 | 0 | 0 | 0 | 0
DE Facility Specific - NOx Annual Rate v3.1, Unit 2225 and retrofits | 253 | 7289 | Rate Constraint in lbs/MMBtu | FALSE | L | Annual | Generation | TWh | 0 | 0 | 0 | 0 | 0 | 0 | 0 | 0
DE Facility Specific - NOx Annual Rate v3.1, Unit 2225 and retrofits | 253 | 7289 | Rate Constraint in lbs/MMBtu | FALSE | L | Annual | Qualifying Generation | TWh | 0 | 0 | 0 | 0 | 0 | 0 | 0 | 0
DE Facility Specific - NOx Annual Rate v3.1, Unit 2225 and retrofits | 253 | 7289 | Rate Constraint in lbs/MMBtu | FALSE | L | Annual | Rate | lb/MWh | 0 | 0 | 0 | 0 | 0 | 0 | 0 | 0
DE Facility Specific - NOx Annual Rate v3.1, Unit 2225 and retrofits | 253 | 7289 | Rate Constraint in lbs/MMBtu | FALSE | L | Annual | Constraint Shadow Price | US2019$/Ton | 0 | 0 | 0 | 0 | 0 | 0 | 0 | 0
DE Facility Specific - NOx Annual Rate v3.1, Unit 2648 and retrofits | 254 | 7289 | Rate Constraint in lbs/MMBtu | FALSE | L | Annual | Seasons Included | Seasons | Winter, WintShld, Summer | Winter, WintShld, Summer | Winter, WintShld, Summer | Winter, WintShld, Summer | Winter, WintShld, Summer | Winter, WintShld, Summer | Winter, WintShld, Summer | Winter, WintShld, Summer
DE Facility Specific - NOx Annual Rate v3.1, Unit 2648 and retrofits | 254 | 7289 | Rate Constraint in lbs/MMBtu | FALSE | L | Annual | Standard NOX | lb/MMBtu | 0.125 | 0.125 | 0.125 | 0.125 | 0.125 | 0.125 | 0.125 | 0.125
DE Facility Specific - NOx Annual Rate v3.1, Unit 2648 and retrofits | 254 | 7289 | Rate Constraint in lbs/MMBtu | FALSE | L | Annual | Emissions at Affected Plants NOX | Thousand Tons | 0 | 0 | 0 | 0 | 0 | 0 | 0 | 0
DE Facility Specific - NOx Annual Rate v3.1, Unit 2648 and retrofits | 254 | 7289 | Rate Constraint in lbs/MMBtu | FALSE | L | Annual | Allowances Purchased NOX | Thousand Tons | 0 | 0 | 0 | 0 | 0 | 0 | 0 | 0
DE Facility Specific - NOx Annual Rate v3.1, Unit 2648 and retrofits | 254 | 7289 | Rate Constraint in lbs/MMBtu | FALSE | L | Annual | Allowances Sold NOX | Thousand Tons | 0 | 0 | 0 | 0 | 0 | 0 | 0 | 0
DE Facility Specific - NOx Annual Rate v3.1, Unit 2648 and retrofits | 254 | 7289 | Rate Constraint in lbs/MMBtu | FALSE | L | Annual | Allowances Banked | Thousand Tons | 0 | 0 | 0 | 0 | 0 | 0 | 0 | 0
DE Facility Specific - NOx Annual Rate v3.1, Unit 2648 and retrofits | 254 | 7289 | Rate Constraint in lbs/MMBtu | FALSE | L | Annual | Allowances Withdrawn (1:1) | Thousand Tons | 0 | 0 | 0 | 0 | 0 | 0 | 0 | 0
DE Facility Specific - NOx Annual Rate v3.1, Unit 2648 and retrofits | 254 | 7289 | Rate Constraint in lbs/MMBtu | FALSE | L | Annual | Allowances Withdrawn (n:1) | Thousand Tons | 0 | 0 | 0 | 0 | 0 | 0 | 0 | 0
DE Facility Specific - NOx Annual Rate v3.1, Unit 2648 and retrofits | 254 | 7289 | Rate Constraint in lbs/MMBtu | FALSE | L | Annual | Net Emissions Allowance Position | Thousand Tons | 0 | 0 | 0 | 0 | 0 | 0 | 0 | 0
DE Facility Specific - NOx Annual Rate v3.1, Unit 2648 and retrofits | 254 | 7289 | Rate Constraint in lbs/MMBtu | FALSE | L | Annual | Fuel Consumed | TBtu | 0 | 0 | 0 | 0 | 0 | 0 | 0 | 0
DE Facility Specific - NOx Annual Rate v3.1, Unit 2648 and retrofits | 254 | 7289 | Rate Constraint in lbs/MMBtu | FALSE | L | Annual | Rate | lb/MMBtu | 0 | 0 | 0 | 0 | 0 | 0 | 0 | 0
DE Facility Specific - NOx Annual Rate v3.1, Unit 2648 and retrofits | 254 | 7289 | Rate Constraint in lbs/MMBtu | FALSE | L | Annual | Generation | TWh | 0 | 0 | 0 | 0 | 0 | 0 | 0 | 0
DE Facility Specific - NOx Annual Rate v3.1, Unit 2648 and retrofits | 254 | 7289 | Rate Constraint in lbs/MMBtu | FALSE | L | Annual | Qualifying Generation | TWh | 0 | 0 | 0 | 0 | 0 | 0 | 0 | 0
DE Facility Specific - NOx Annual Rate v3.1, Unit 2648 and retrofits | 254 | 7289 | Rate Constraint in lbs/MMBtu | FALSE | L | Annual | Rate | lb/MWh | 0 | 0 | 0 | 0 | 0 | 0 | 0 | 0
DE Facility Specific - NOx Annual Rate v3.1, Unit 2648 and retrofits | 254 | 7289 | Rate Constraint in lbs/MMBtu | FALSE | L | Annual | Constraint Shadow Price | US2019$/Ton | 0 | 0 | 0 | 0 | 0 | 0 | 0 | 0
DE Facility Specific - SO2 Annual Rate v3.1, Unit 2225 and retrofits | 255 | 7295 | Rate Constraint in lbs/MMBtu | FALSE | L | Annual | Seasons Included | Seasons | Winter, WintShld, Summer | Winter, WintShld, Summer | Winter, WintShld, Summer | Winter, WintShld, Summer | Winter, WintShld, Summer | Winter, WintShld, Summer | Winter, WintShld, Summer | Winter, WintShld, Summer
DE Facility Specific - SO2 Annual Rate v3.1, Unit 2225 and retrofits | 255 | 7295 | Rate Constraint in lbs/MMBtu | FALSE | L | Annual | Standard SO2 | lb/MMBtu | 0.26 | 0.26 | 0.26 | 0.26 | 0.26 | 0.26 | 0.26 | 0.26
DE Facility Specific - SO2 Annual Rate v3.1, Unit 2225 and retrofits | 255 | 7295 | Rate Constraint in lbs/MMBtu | FALSE | L | Annual | Emissions at Affected Plants SO2 | Thousand Tons | 0 | 0 | 0 | 0 | 0 | 0 | 0 | 0
DE Facility Specific - SO2 Annual Rate v3.1, Unit 2225 and retrofits | 255 | 7295 | Rate Constraint in lbs/MMBtu | FALSE | L | Annual | Allowances Purchased SO2 | Thousand Tons | 0 | 0 | 0 | 0 | 0 | 0 | 0 | 0
DE Facility Specific - SO2 Annual Rate v3.1, Unit 2225 and retrofits | 255 | 7295 | Rate Constraint in lbs/MMBtu | FALSE | L | Annual | Allowances Sold SO2 | Thousand Tons | 0 | 0 | 0 | 0 | 0 | 0 | 0 | 0
DE Facility Specific - SO2 Annual Rate v3.1, Unit 2225 and retrofits | 255 | 7295 | Rate Constraint in lbs/MMBtu | FALSE | L | Annual | Allowances Banked | Thousand Tons | 0 | 0 | 0 | 0 | 0 | 0 | 0 | 0
DE Facility Specific - SO2 Annual Rate v3.1, Unit 2225 and retrofits | 255 | 7295 | Rate Constraint in lbs/MMBtu | FALSE | L | Annual | Allowances Withdrawn (1:1) | Thousand Tons | 0 | 0 | 0 | 0 | 0 | 0 | 0 | 0
DE Facility Specific - SO2 Annual Rate v3.1, Unit 2225 and retrofits | 255 | 7295 | Rate Constraint in lbs/MMBtu | FALSE | L | Annual | Allowances Withdrawn (n:1) | Thousand Tons | 0 | 0 | 0 | 0 | 0 | 0 | 0 | 0
DE Facility Specific - SO2 Annual Rate v3.1, Unit 2225 and retrofits | 255 | 7295 | Rate Constraint in lbs/MMBtu | FALSE | L | Annual | Net Emissions Allowance Position | Thousand Tons | 0 | 0 | 0 | 0 | 0 | 0 | 0 | 0
DE Facility Specific - SO2 Annual Rate v3.1, Unit 2225 and retrofits | 255 | 7295 | Rate Constraint in lbs/MMBtu | FALSE | L | Annual | Fuel Consumed | TBtu | 0 | 0 | 0 | 0 | 0 | 0 | 0 | 0
DE Facility Specific - SO2 Annual Rate v3.1, Unit 2225 and retrofits | 255 | 7295 | Rate Constraint in lbs/MMBtu | FALSE | L | Annual | Rate | lb/MMBtu | 0 | 0 | 0 | 0 | 0 | 0 | 0 | 0
DE Facility Specific - SO2 Annual Rate v3.1, Unit 2225 and retrofits | 255 | 7295 | Rate Constraint in lbs/MMBtu | FALSE | L | Annual | Generation | TWh | 0 | 0 | 0 | 0 | 0 | 0 | 0 | 0
DE Facility Specific - SO2 Annual Rate v3.1, Unit 2225 and retrofits | 255 | 7295 | Rate Constraint in lbs/MMBtu | FALSE | L | Annual | Qualifying Generation | TWh | 0 | 0 | 0 | 0 | 0 | 0 | 0 | 0
DE Facility Specific - SO2 Annual Rate v3.1, Unit 2225 and retrofits | 255 | 7295 | Rate Constraint in lbs/MMBtu | FALSE | L | Annual | Rate | lb/MWh | 0 | 0 | 0 | 0 | 0 | 0 | 0 | 0
DE Facility Specific - SO2 Annual Rate v3.1, Unit 2225 and retrofits | 255 | 7295 | Rate Constraint in lbs/MMBtu | FALSE | L | Annual | Constraint Shadow Price | US2019$/Ton | 0 | 0 | 0 | 0 | 0 | 0 | 0 | 0
DE Facility Specific - SO2 Annual Rate v3.1, Unit 2648 and retrofits | 256 | 7295 | Rate Constraint in lbs/MMBtu | FALSE | L | Annual | Seasons Included | Seasons | Winter, WintShld, Summer | Winter, WintShld, Summer | Winter, WintShld, Summer | Winter, WintShld, Summer | Winter, WintShld, Summer | Winter, WintShld, Summer | Winter, WintShld, Summer | Winter, WintShld, Summer
DE Facility Specific - SO2 Annual Rate v3.1, Unit 2648 and retrofits | 256 | 7295 | Rate Constraint in lbs/MMBtu | FALSE | L | Annual | Standard SO2 | lb/MMBtu | 0.26 | 0.26 | 0.26 | 0.26 | 0.26 | 0.26 | 0.26 | 0.26
DE Facility Specific - SO2 Annual Rate v3.1, Unit 2648 and retrofits | 256 | 7295 | Rate Constraint in lbs/MMBtu | FALSE | L | Annual | Emissions at Affected Plants SO2 | Thousand Tons | 0 | 0 | 0 | 0 | 0 | 0 | 0 | 0
DE Facility Specific - SO2 Annual Rate v3.1, Unit 2648 and retrofits | 256 | 7295 | Rate Constraint in lbs/MMBtu | FALSE | L | Annual | Allowances Purchased SO2 | Thousand Tons | 0 | 0 | 0 | 0 | 0 | 0 | 0 | 0
DE Facility Specific - SO2 Annual Rate v3.1, Unit 2648 and retrofits | 256 | 7295 | Rate Constraint in lbs/MMBtu | FALSE | L | Annual | Allowances Sold SO2 | Thousand Tons | 0 | 0 | 0 | 0 | 0 | 0 | 0 | 0
DE Facility Specific - SO2 Annual Rate v3.1, Unit 2648 and retrofits | 256 | 7295 | Rate Constraint in lbs/MMBtu | FALSE | L | Annual | Allowances Banked | Thousand Tons | 0 | 0 | 0 | 0 | 0 | 0 | 0 | 0
DE Facility Specific - SO2 Annual Rate v3.1, Unit 2648 and retrofits | 256 | 7295 | Rate Constraint in lbs/MMBtu | FALSE | L | Annual | Allowances Withdrawn (1:1) | Thousand Tons | 0 | 0 | 0 | 0 | 0 | 0 | 0 | 0
DE Facility Specific - SO2 Annual Rate v3.1, Unit 2648 and retrofits | 256 | 7295 | Rate Constraint in lbs/MMBtu | FALSE | L | Annual | Allowances Withdrawn (n:1) | Thousand Tons | 0 | 0 | 0 | 0 | 0 | 0 | 0 | 0
DE Facility Specific - SO2 Annual Rate v3.1, Unit 2648 and retrofits | 256 | 7295 | Rate Constraint in lbs/MMBtu | FALSE | L | Annual | Net Emissions Allowance Position | Thousand Tons | 0 | 0 | 0 | 0 | 0 | 0 | 0 | 0
DE Facility Specific - SO2 Annual Rate v3.1, Unit 2648 and retrofits | 256 | 7295 | Rate Constraint in lbs/MMBtu | FALSE | L | Annual | Fuel Consumed | TBtu | 0 | 0 | 0 | 0 | 0 | 0 | 0 | 0
DE Facility Specific - SO2 Annual Rate v3.1, Unit 2648 and retrofits | 256 | 7295 | Rate Constraint in lbs/MMBtu | FALSE | L | Annual | Rate | lb/MMBtu | 0 | 0 | 0 | 0 | 0 | 0 | 0 | 0
DE Facility Specific - SO2 Annual Rate v3.1, Unit 2648 and retrofits | 256 | 7295 | Rate Constraint in lbs/MMBtu | FALSE | L | Annual | Generation | TWh | 0 | 0 | 0 | 0 | 0 | 0 | 0 | 0
DE Facility Specific - SO2 Annual Rate v3.1, Unit 2648 and retrofits | 256 | 7295 | Rate Constraint in lbs/MMBtu | FALSE | L | Annual | Qualifying Generation | TWh | 0 | 0 | 0 | 0 | 0 | 0 | 0 | 0
DE Facility Specific - SO2 Annual Rate v3.1, Unit 2648 and retrofits | 256 | 7295 | Rate Constraint in lbs/MMBtu | FALSE | L | Annual | Rate | lb/MWh | 0 | 0 | 0 | 0 | 0 | 0 | 0 | 0
DE Facility Specific - SO2 Annual Rate v3.1, Unit 2648 and retrofits | 256 | 7295 | Rate Constraint in lbs/MMBtu | FALSE | L | Annual | Constraint Shadow Price | US2019$/Ton | 0 | 0 | 0 | 0 | 0 | 0 | 0 | 0
DE Unit Level EdMoore3 - MER Cap Annual v3.1 | 257 | 7302 | Rate Constraint in MTons | FALSE | L | Annual | Seasons Included | Seasons | Winter, WintShld, Summer | Winter, WintShld, Summer | Winter, WintShld, Summer | Winter, WintShld, Summer | Winter, WintShld, Summer | Winter, WintShld, Summer | Winter, WintShld, Summer | Winter, WintShld, Summer
DE Unit Level EdMoore3 - MER Cap Annual v3.1 | 257 | 7302 | Rate Constraint in MTons | FALSE | L | Annual | Standard MER | lbs | 6.6 | 6.6 | 6.6 | 6.6 | 6.6 | 6.6 | 6.6 | 6.6
DE Unit Level EdMoore3 - MER Cap Annual v3.1 | 257 | 7302 | Rate Constraint in MTons | FALSE | L | Annual | Emissions at Affected Plants MER | lbs | 0 | 0 | 0 | 0 | 0 | 0 | 0 | 0
DE Unit Level EdMoore3 - MER Cap Annual v3.1 | 257 | 7302 | Rate Constraint in MTons | FALSE | L | Annual | Allowances Purchased MER | lbs | 0 | 0 | 0 | 0 | 0 | 0 | 0 | 0
DE Unit Level EdMoore3 - MER Cap Annual v3.1 | 257 | 7302 | Rate Constraint in MTons | FALSE | L | Annual | Allowances Sold MER | lbs | 0 | 0 | 0 | 0 | 0 | 0 | 0 | 0
DE Unit Level EdMoore3 - MER Cap Annual v3.1 | 257 | 7302 | Rate Constraint in MTons | FALSE | L | Annual | Allowances Banked | lbs | 0 | 0 | 0 | 0 | 0 | 0 | 0 | 0
DE Unit Level EdMoore3 - MER Cap Annual v3.1 | 257 | 7302 | Rate Constraint in MTons | FALSE | L | Annual | Allowances Withdrawn (1:1) | lbs | 0 | 0 | 0 | 0 | 0 | 0 | 0 | 0
DE Unit Level EdMoore3 - MER Cap Annual v3.1 | 257 | 7302 | Rate Constraint in MTons | FALSE | L | Annual | Allowances Withdrawn (n:1) | lbs | 0 | 0 | 0 | 0 | 0 | 0 | 0 | 0
DE Unit Level EdMoore3 - MER Cap Annual v3.1 | 257 | 7302 | Rate Constraint in MTons | FALSE | L | Annual | Net Emissions Allowance Position | lbs | 0 | 0 | 0 | 0 | 0 | 0 | 0 | 0
DE Unit Level EdMoore3 - MER Cap Annual v3.1 | 257 | 7302 | Rate Constraint in MTons | FALSE | L | Annual | Fuel Consumed | TBtu | 0 | 0 | 0 | 0 | 0 | 0 | 0 | 0
DE Unit Level EdMoore3 - MER Cap Annual v3.1 | 257 | 7302 | Rate Constraint in MTons | FALSE | L | Annual | Rate | lb/MMBtu | 0 | 0 | 0 | 0 | 0 | 0 | 0 | 0
DE Unit Level EdMoore3 - MER Cap Annual v3.1 | 257 | 7302 | Rate Constraint in MTons | FALSE | L | Annual | Generation | TWh | 0 | 0 | 0 | 0 | 0 | 0 | 0 | 0
DE Unit Level EdMoore3 - MER Cap Annual v3.1 | 257 | 7302 | Rate Constraint in MTons | FALSE | L | Annual | Qualifying Generation | TWh | 0 | 0 | 0 | 0 | 0 | 0 | 0 | 0
DE Unit Level EdMoore3 - MER Cap Annual v3.1 | 257 | 7302 | Rate Constraint in MTons | FALSE | L | Annual | Rate | lb/MWh | 0 | 0 | 0 | 0 | 0 | 0 | 0 | 0
DE Unit Level EdMoore3 - MER Cap Annual v3.1 | 257 | 7302 | Rate Constraint in MTons | FALSE | L | Annual | Constraint Shadow Price | US2019$/Lb | 0 | 0 | 0 | 0 | 0 | 0 | 0 | 0
DE Unit Level EdMoore3 - NOX Cap Annual v3.1 | 258 | 7290 | Rate Constraint in MTons | FALSE | L | Annual | Seasons Included | Seasons | Winter, WintShld, Summer | Winter, WintShld, Summer | Winter, WintShld, Summer | Winter, WintShld, Summer | Winter, WintShld, Summer | Winter, WintShld, Summer | Winter, WintShld, Summer | Winter, WintShld, Summer
DE Unit Level EdMoore3 - NOX Cap Annual v3.1 | 258 | 7290 | Rate Constraint in MTons | FALSE | L | Annual | Standard NOX | Thousand Tons | 0.773 | 0.773 | 0.773 | 0.773 | 0.773 | 0.773 | 0.773 | 0.773
DE Unit Level EdMoore3 - NOX Cap Annual v3.1 | 258 | 7290 | Rate Constraint in MTons | FALSE | L | Annual | Emissions at Affected Plants NOX | Thousand Tons | 0 | 0 | 0 | 0 | 0 | 0 | 0 | 0
DE Unit Level EdMoore3 - NOX Cap Annual v3.1 | 258 | 7290 | Rate Constraint in MTons | FALSE | L | Annual | Allowances Purchased NOX | Thousand Tons | 0 | 0 | 0 | 0 | 0 | 0 | 0 | 0
DE Unit Level EdMoore3 - NOX Cap Annual v3.1 | 258 | 7290 | Rate Constraint in MTons | FALSE | L | Annual | Allowances Sold NOX | Thousand Tons | 0 | 0 | 0 | 0 | 0 | 0 | 0 | 0
DE Unit Level EdMoore3 - NOX Cap Annual v3.1 | 258 | 7290 | Rate Constraint in MTons | FALSE | L | Annual | Allowances Banked | Thousand Tons | 0 | 0 | 0 | 0 | 0 | 0 | 0 | 0
DE Unit Level EdMoore3 - NOX Cap Annual v3.1 | 258 | 7290 | Rate Constraint in MTons | FALSE | L | Annual | Allowances Withdrawn (1:1) | Thousand Tons | 0 | 0 | 0 | 0 | 0 | 0 | 0 | 0
DE Unit Level EdMoore3 - NOX Cap Annual v3.1 | 258 | 7290 | Rate Constraint in MTons | FALSE | L | Annual | Allowances Withdrawn (n:1) | Thousand Tons | 0 | 0 | 0 | 0 | 0 | 0 | 0 | 0
DE Unit Level EdMoore3 - NOX Cap Annual v3.1 | 258 | 7290 | Rate Constraint in MTons | FALSE | L | Annual | Net Emissions Allowance Position | Thousand Tons | 0 | 0 | 0 | 0 | 0 | 0 | 0 | 0
DE Unit Level EdMoore3 - NOX Cap Annual v3.1 | 258 | 7290 | Rate Constraint in MTons | FALSE | L | Annual | Fuel Consumed | TBtu | 0 | 0 | 0 | 0 | 0 | 0 | 0 | 0
DE Unit Level EdMoore3 - NOX Cap Annual v3.1 | 258 | 7290 | Rate Constraint in MTons | FALSE | L | Annual | Rate | lb/MMBtu | 0 | 0 | 0 | 0 | 0 | 0 | 0 | 0
DE Unit Level EdMoore3 - NOX Cap Annual v3.1 | 258 | 7290 | Rate Constraint in MTons | FALSE | L | Annual | Generation | TWh | 0 | 0 | 0 | 0 | 0 | 0 | 0 | 0
DE Unit Level EdMoore3 - NOX Cap Annual v3.1 | 258 | 7290 | Rate Constraint in MTons | FALSE | L | Annual | Qualifying Generation | TWh | 0 | 0 | 0 | 0 | 0 | 0 | 0 | 0
DE Unit Level EdMoore3 - NOX Cap Annual v3.1 | 258 | 7290 | Rate Constraint in MTons | FALSE | L | Annual | Rate | lb/MWh | 0 | 0 | 0 | 0 | 0 | 0 | 0 | 0
DE Unit Level EdMoore3 - NOX Cap Annual v3.1 | 258 | 7290 | Rate Constraint in MTons | FALSE | L | Annual | Constraint Shadow Price | US2019$/Ton | 0 | 0 | 0 | 0 | 0 | 0 | 0 | 0
DE Unit Level EdMoore3 - SO2 Cap Annual v3.1 | 259 | 7296 | Rate Constraint in MTons | FALSE | L | Annual | Seasons Included | Seasons | Winter, WintShld, Summer | Winter, WintShld, Summer | Winter, WintShld, Summer | Winter, WintShld, Summer | Winter, WintShld, Summer | Winter, WintShld, Summer | Winter, WintShld, Summer | Winter, WintShld, Summer
DE Unit Level EdMoore3 - SO2 Cap Annual v3.1 | 259 | 7296 | Rate Constraint in MTons | FALSE | L | Annual | Standard SO2 | Thousand Tons | 1.391 | 1.391 | 1.391 | 1.391 | 1.391 | 1.391 | 1.391 | 1.391
DE Unit Level EdMoore3 - SO2 Cap Annual v3.1 | 259 | 7296 | Rate Constraint in MTons | FALSE | L | Annual | Emissions at Affected Plants SO2 | Thousand Tons | 0 | 0 | 0 | 0 | 0 | 0 | 0 | 0
DE Unit Level EdMoore3 - SO2 Cap Annual v3.1 | 259 | 7296 | Rate Constraint in MTons | FALSE | L | Annual | Allowances Purchased SO2 | Thousand Tons | 0 | 0 | 0 | 0 | 0 | 0 | 0 | 0
DE Unit Level EdMoore3 - SO2 Cap Annual v3.1 | 259 | 7296 | Rate Constraint in MTons | FALSE | L | Annual | Allowances Sold SO2 | Thousand Tons | 0 | 0 | 0 | 0 | 0 | 0 | 0 | 0
DE Unit Level EdMoore3 - SO2 Cap Annual v3.1 | 259 | 7296 | Rate Constraint in MTons | FALSE | L | Annual | Allowances Banked | Thousand Tons | 0 | 0 | 0 | 0 | 0 | 0 | 0 | 0
DE Unit Level EdMoore3 - SO2 Cap Annual v3.1 | 259 | 7296 | Rate Constraint in MTons | FALSE | L | Annual | Allowances Withdrawn (1:1) | Thousand Tons | 0 | 0 | 0 | 0 | 0 | 0 | 0 | 0
DE Unit Level EdMoore3 - SO2 Cap Annual v3.1 | 259 | 7296 | Rate Constraint in MTons | FALSE | L | Annual | Allowances Withdrawn (n:1) | Thousand Tons | 0 | 0 | 0 | 0 | 0 | 0 | 0 | 0
DE Unit Level EdMoore3 - SO2 Cap Annual v3.1 | 259 | 7296 | Rate Constraint in MTons | FALSE | L | Annual | Net Emissions Allowance Position | Thousand Tons | 0 | 0 | 0 | 0 | 0 | 0 | 0 | 0
DE Unit Level EdMoore3 - SO2 Cap Annual v3.1 | 259 | 7296 | Rate Constraint in MTons | FALSE | L | Annual | Fuel Consumed | TBtu | 0 | 0 | 0 | 0 | 0 | 0 | 0 | 0
DE Unit Level EdMoore3 - SO2 Cap Annual v3.1 | 259 | 7296 | Rate Constraint in MTons | FALSE | L | Annual | Rate | lb/MMBtu | 0 | 0 | 0 | 0 | 0 | 0 | 0 | 0
DE Unit Level EdMoore3 - SO2 Cap Annual v3.1 | 259 | 7296 | Rate Constraint in MTons | FALSE | L | Annual | Generation | TWh | 0 | 0 | 0 | 0 | 0 | 0 | 0 | 0
DE Unit Level EdMoore3 - SO2 Cap Annual v3.1 | 259 | 7296 | Rate Constraint in MTons | FALSE | L | Annual | Qualifying Generation | TWh | 0 | 0 | 0 | 0 | 0 | 0 | 0 | 0
DE Unit Level EdMoore3 - SO2 Cap Annual v3.1 | 259 | 7296 | Rate Constraint in MTons | FALSE | L | Annual | Rate | lb/MWh | 0 | 0 | 0 | 0 | 0 | 0 | 0 | 0
DE Unit Level EdMoore3 - SO2 Cap Annual v3.1 | 259 | 7296 | Rate Constraint in MTons | FALSE | L | Annual | Constraint Shadow Price | US2019$/Ton | 0 | 0 | 0 | 0 | 0 | 0 | 0 | 0
DE Unit Level EdMoore4 - MER Cap Annual v3.1 | 260 | 7303 | Rate Constraint in MTons | FALSE | L | Annual | Seasons Included | Seasons | Winter, WintShld, Summer | Winter, WintShld, Summer | Winter, WintShld, Summer | Winter, WintShld, Summer | Winter, WintShld, Summer | Winter, WintShld, Summer | Winter, WintShld, Summer | Winter, WintShld, Summer
DE Unit Level EdMoore4 - MER Cap Annual v3.1 | 260 | 7303 | Rate Constraint in MTons | FALSE | L | Annual | Standard MER | lbs | 11.4 | 11.4 | 11.4 | 11.4 | 11.4 | 11.4 | 11.4 | 11.4
DE Unit Level EdMoore4 - MER Cap Annual v3.1 | 260 | 7303 | Rate Constraint in MTons | FALSE | L | Annual | Emissions at Affected Plants MER | lbs | 0 | 0 | 0 | 0 | 0 | 0 | 0 | 0
DE Unit Level EdMoore4 - MER Cap Annual v3.1 | 260 | 7303 | Rate Constraint in MTons | FALSE | L | Annual | Allowances Purchased MER | lbs | 0 | 0 | 0 | 0 | 0 | 0 | 0 | 0
DE Unit Level EdMoore4 - MER Cap Annual v3.1 | 260 | 7303 | Rate Constraint in MTons | FALSE | L | Annual | Allowances Sold MER | lbs | 0 | 0 | 0 | 0 | 0 | 0 | 0 | 0
DE Unit Level EdMoore4 - MER Cap Annual v3.1 | 260 | 7303 | Rate Constraint in MTons | FALSE | L | Annual | Allowances Banked | lbs | 0 | 0 | 0 | 0 | 0 | 0 | 0 | 0
DE Unit Level EdMoore4 - MER Cap Annual v3.1 | 260 | 7303 | Rate Constraint in MTons | FALSE | L | Annual | Allowances Withdrawn (1:1) | lbs | 0 | 0 | 0 | 0 | 0 | 0 | 0 | 0
DE Unit Level EdMoore4 - MER Cap Annual v3.1 | 260 | 7303 | Rate Constraint in MTons | FALSE | L | Annual | Allowances Withdrawn (n:1) | lbs | 0 | 0 | 0 | 0 | 0 | 0 | 0 | 0
DE Unit Level EdMoore4 - MER Cap Annual v3.1 | 260 | 7303 | Rate Constraint in MTons | FALSE | L | Annual | Net Emissions Allowance Position | lbs | 0 | 0 | 0 | 0 | 0 | 0 | 0 | 0
DE Unit Level EdMoore4 - MER Cap Annual v3.1 | 260 | 7303 | Rate Constraint in MTons | FALSE | L | Annual | Fuel Consumed | TBtu | 0 | 0 | 0 | 0 | 0 | 0 | 0 | 0
DE Unit Level EdMoore4 - MER Cap Annual v3.1 | 260 | 7303 | Rate Constraint in MTons | FALSE | L | Annual | Rate | lb/MMBtu | 0 | 0 | 0 | 0 | 0 | 0 | 0 | 0
DE Unit Level EdMoore4 - MER Cap Annual v3.1 | 260 | 7303 | Rate Constraint in MTons | FALSE | L | Annual | Generation | TWh | 0 | 0 | 0 | 0 | 0 | 0 | 0 | 0
DE Unit Level EdMoore4 - MER Cap Annual v3.1 | 260 | 7303 | Rate Constraint in MTons | FALSE | L | Annual | Qualifying Generation | TWh | 0 | 0 | 0 | 0 | 0 | 0 | 0 | 0
DE Unit Level EdMoore4 - MER Cap Annual v3.1 | 260 | 7303 | Rate Constraint in MTons | FALSE | L | Annual | Rate | lb/MWh | 0 | 0 | 0 | 0 | 0 | 0 | 0 | 0
DE Unit Level EdMoore4 - MER Cap Annual v3.1 | 260 | 7303 | Rate Constraint in MTons | FALSE | L | Annual | Constraint Shadow Price | US2019$/Lb | 0 | 0 | 0 | 0 | 0 | 0 | 0 | 0
DE Unit Level EdMoore4 - NOX Cap Annual v3.1 | 261 | 7291 | Rate Constraint in MTons | FALSE | L | Annual | Seasons Included | Seasons | Winter, WintShld, Summer | Winter, WintShld, Summer | Winter, WintShld, Summer | Winter, WintShld, Summer | Winter, WintShld, Summer | Winter, WintShld, Summer | Winter, WintShld, Summer | Winter, WintShld, Summer
DE Unit Level EdMoore4 - NOX Cap Annual v3.1 | 261 | 7291 | Rate Constraint in MTons | FALSE | L | Annual | Standard NOX | Thousand Tons | 1.339 | 1.339 | 1.339 | 1.339 | 1.339 | 1.339 | 1.339 | 1.339
DE Unit Level EdMoore4 - NOX Cap Annual v3.1 | 261 | 7291 | Rate Constraint in MTons | FALSE | L | Annual | Emissions at Affected Plants NOX | Thousand Tons | 0 | 0 | 0 | 0 | 0 | 0 | 0 | 0
DE Unit Level EdMoore4 - NOX Cap Annual v3.1 | 261 | 7291 | Rate Constraint in MTons | FALSE | L | Annual | Allowances Purchased NOX | Thousand Tons | 0 | 0 | 0 | 0 | 0 | 0 | 0 | 0
DE Unit Level EdMoore4 - NOX Cap Annual v3.1 | 261 | 7291 | Rate Constraint in MTons | FALSE | L | Annual | Allowances Sold NOX | Thousand Tons | 0 | 0 | 0 | 0 | 0 | 0 | 0 | 0
DE Unit Level EdMoore4 - NOX Cap Annual v3.1 | 261 | 7291 | Rate Constraint in MTons | FALSE | L | Annual | Allowances Banked | Thousand Tons | 0 | 0 | 0 | 0 | 0 | 0 | 0 | 0
DE Unit Level EdMoore4 - NOX Cap Annual v3.1 | 261 | 7291 | Rate Constraint in MTons | FALSE | L | Annual | Allowances Withdrawn (1:1) | Thousand Tons | 0 | 0 | 0 | 0 | 0 | 0 | 0 | 0
DE Unit Level EdMoore4 - NOX Cap Annual v3.1 | 261 | 7291 | Rate Constraint in MTons | FALSE | L | Annual | Allowances Withdrawn (n:1) | Thousand Tons | 0 | 0 | 0 | 0 | 0 | 0 | 0 | 0
DE Unit Level EdMoore4 - NOX Cap Annual v3.1 | 261 | 7291 | Rate Constraint in MTons | FALSE | L | Annual | Net Emissions Allowance Position | Thousand Tons | 0 | 0 | 0 | 0 | 0 | 0 | 0 | 0
DE Unit Level EdMoore4 - NOX Cap Annual v3.1 | 261 | 7291 | Rate Constraint in MTons | FALSE | L | Annual | Fuel Consumed | TBtu | 0 | 0 | 0 | 0 | 0 | 0 | 0 | 0
DE Unit Level EdMoore4 - NOX Cap Annual v3.1 | 261 | 7291 | Rate Constraint in MTons | FALSE | L | Annual | Rate | lb/MMBtu | 0 | 0 | 0 | 0 | 0 | 0 | 0 | 0
DE Unit Level EdMoore4 - NOX Cap Annual v3.1 | 261 | 7291 | Rate Constraint in MTons | FALSE | L | Annual | Generation | TWh | 0 | 0 | 0 | 0 | 0 | 0 | 0 | 0
DE Unit Level EdMoore4 - NOX Cap Annual v3.1 | 261 | 7291 | Rate Constraint in MTons | FALSE | L | Annual | Qualifying Generation | TWh | 0 | 0 | 0 | 0 | 0 | 0 | 0 | 0
DE Unit Level EdMoore4 - NOX Cap Annual v3.1 | 261 | 7291 | Rate Constraint in MTons | FALSE | L | Annual | Rate | lb/MWh | 0 | 0 | 0 | 0 | 0 | 0 | 0 | 0
DE Unit Level EdMoore4 - NOX Cap Annual v3.1 | 261 | 7291 | Rate Constraint in MTons | FALSE | L | Annual | Constraint Shadow Price | US2019$/Ton | 0 | 0 | 0 | 0 | 0 | 0 | 0 | 0
DE Unit Level EdMoore4 - SO2 Cap Annual v3.1 | 262 | 7297 | Rate Constraint in MTons | FALSE | L | Annual | Seasons Included | Seasons | Winter, WintShld, Summer | Winter, WintShld, Summer | Winter, WintShld, Summer | Winter, WintShld, Summer | Winter, WintShld, Summer | Winter, WintShld, Summer | Winter, WintShld, Summer | Winter, WintShld, Summer
DE Unit Level EdMoore4 - SO2 Cap Annual v3.1 | 262 | 7297 | Rate Constraint in MTons | FALSE | L | Annual | Standard SO2 | Thousand Tons | 2.41 | 2.41 | 2.41 | 2.41 | 2.41 | 2.41 | 2.41 | 2.41
DE Unit Level EdMoore4 - SO2 Cap Annual v3.1 | 262 | 7297 | Rate Constraint in MTons | FALSE | L | Annual | Emissions at Affected Plants SO2 | Thousand Tons | 0 | 0 | 0 | 0 | 0 | 0 | 0 | 0
DE Unit Level EdMoore4 - SO2 Cap Annual v3.1 | 262 | 7297 | Rate Constraint in MTons | FALSE | L | Annual | Allowances Purchased SO2 | Thousand Tons | 0 | 0 | 0 | 0 | 0 | 0 | 0 | 0
DE Unit Level EdMoore4 - SO2 Cap Annual v3.1 | 262 | 7297 | Rate Constraint in MTons | FALSE | L | Annual | Allowances Sold SO2 | Thousand Tons | 0 | 0 | 0 | 0 | 0 | 0 | 0 | 0
DE Unit Level EdMoore4 - SO2 Cap Annual v3.1 | 262 | 7297 | Rate Constraint in MTons | FALSE | L | Annual | Allowances Banked | Thousand Tons | 0 | 0 | 0 | 0 | 0 | 0 | 0 | 0
DE Unit Level EdMoore4 - SO2 Cap Annual v3.1 | 262 | 7297 | Rate Constraint in MTons | FALSE | L | Annual | Allowances Withdrawn (1:1) | Thousand Tons | 0 | 0 | 0 | 0 | 0 | 0 | 0 | 0
DE Unit Level EdMoore4 - SO2 Cap Annual v3.1 | 262 | 7297 | Rate Constraint in MTons | FALSE | L | Annual | Allowances Withdrawn (n:1) | Thousand Tons | 0 | 0 | 0 | 0 | 0 | 0 | 0 | 0
DE Unit Level EdMoore4 - SO2 Cap Annual v3.1 | 262 | 7297 | Rate Constraint in MTons | FALSE | L | Annual | Net Emissions Allowance Position | Thousand Tons | 0 | 0 | 0 | 0 | 0 | 0 | 0 | 0
DE Unit Level EdMoore4 - SO2 Cap Annual v3.1 | 262 | 7297 | Rate Constraint in MTons | FALSE | L | Annual | Fuel Consumed | TBtu | 0 | 0 | 0 | 0 | 0 | 0 | 0 | 0
DE Unit Level EdMoore4 - SO2 Cap Annual v3.1 | 262 | 7297 | Rate Constraint in MTons | FALSE | L | Annual | Rate | lb/MMBtu | 0 | 0 | 0 | 0 | 0 | 0 | 0 | 0
DE Unit Level EdMoore4 - SO2 Cap Annual v3.1 | 262 | 7297 | Rate Constraint in MTons | FALSE | L | Annual | Generation | TWh | 0 | 0 | 0 | 0 | 0 | 0 | 0 | 0
DE Unit Level EdMoore4 - SO2 Cap Annual v3.1 | 262 | 7297 | Rate Constraint in MTons | FALSE | L | Annual | Qualifying Generation | TWh | 0 | 0 | 0 | 0 | 0 | 0 | 0 | 0
DE Unit Level EdMoore4 - SO2 Cap Annual v3.1 | 262 | 7297 | Rate Constraint in MTons | FALSE | L | Annual | Rate | lb/MWh | 0 | 0 | 0 | 0 | 0 | 0 | 0 | 0
DE Unit Level EdMoore4 - SO2 Cap Annual v3.1 | 262 | 7297 | Rate Constraint in MTons | FALSE | L | Annual | Constraint Shadow Price | US2019$/Ton | 0 | 0 | 0 | 0 | 0 | 0 | 0 | 0
DE Unit Level EdMoore5 - NOX Cap Annual v3.1 | 263 | 7292 | Rate Constraint in MTons | FALSE | L | Annual | Seasons Included | Seasons | Winter, WintShld, Summer | Winter, WintShld, Summer | Winter, WintShld, Summer | Winter, WintShld, Summer | Winter, WintShld, Summer | Winter, WintShld, Summer | Winter, WintShld, Summer | Winter, WintShld, Summer
DE Unit Level EdMoore5 - NOX Cap Annual v3.1 | 263 | 7292 | Rate Constraint in MTons | FALSE | L | Annual | Standard NOX | Thousand Tons | 1.348 | 1.348 | 1.348 | 1.348 | 1.348 | 1.348 | 1.348 | 1.348
DE Unit Level EdMoore5 - NOX Cap Annual v3.1 | 263 | 7292 | Rate Constraint in MTons | FALSE | L | Annual | Emissions at Affected Plants NOX | Thousand Tons | 0 | 0 | 0 | 0 | 0 | 0 | 0 | 0
DE Unit Level EdMoore5 - NOX Cap Annual v3.1 | 263 | 7292 | Rate Constraint in MTons | FALSE | L | Annual | Allowances Purchased NOX | Thousand Tons | 0 | 0 | 0 | 0 | 0 | 0 | 0 | 0
DE Unit Level EdMoore5 - NOX Cap Annual v3.1 | 263 | 7292 | Rate Constraint in MTons | FALSE | L | Annual | Allowances Sold NOX | Thousand Tons | 0 | 0 | 0 | 0 | 0 | 0 | 0 | 0
DE Unit Level EdMoore5 - NOX Cap Annual v3.1 | 263 | 7292 | Rate Constraint in MTons | FALSE | L | Annual | Allowances Banked | Thousand Tons | 0 | 0 | 0 | 0 | 0 | 0 | 0 | 0
DE Unit Level EdMoore5 - NOX Cap Annual v3.1 | 263 | 7292 | Rate Constraint in MTons | FALSE | L | Annual | Allowances Withdrawn (1:1) | Thousand Tons | 0 | 0 | 0 | 0 | 0 | 0 | 0 | 0
DE Unit Level EdMoore5 - NOX Cap Annual v3.1 | 263 | 7292 | Rate Constraint in MTons | FALSE | L | Annual | Allowances Withdrawn (n:1) | Thousand Tons | 0 | 0 | 0 | 0 | 0 | 0 | 0 | 0
DE Unit Level EdMoore5 - NOX Cap Annual v3.1 | 263 | 7292 | Rate Constraint in MTons | FALSE | L | Annual | Net Emissions Allowance Position | Thousand Tons | 0 | 0 | 0 | 0 | 0 | 0 | 0 | 0
DE Unit Level EdMoore5 - NOX Cap Annual v3.1 | 263 | 7292 | Rate Constraint in MTons | FALSE | L | Annual | Fuel Consumed | TBtu | 0 | 0 | 0 | 0 | 0 | 0 | 0 | 0
DE Unit Level EdMoore5 - NOX Cap Annual v3.1 | 263 | 7292 | Rate Constraint in MTons | FALSE | L | Annual | Rate | lb/MMBtu | 0 | 0 | 0 | 0 | 0 | 0 | 0 | 0
DE Unit Level EdMoore5 - NOX Cap Annual v3.1 | 263 | 7292 | Rate Constraint in MTons | FALSE | L | Annual | Generation | TWh | 0 | 0 | 0 | 0 | 0 | 0 | 0 | 0
DE Unit Level EdMoore5 - NOX Cap Annual v3.1 | 263 | 7292 | Rate Constraint in MTons | FALSE | L | Annual | Qualifying Generation | TWh | 0 | 0 | 0 | 0 | 0 | 0 | 0 | 0
DE Unit Level EdMoore5 - NOX Cap Annual v3.1 | 263 | 7292 | Rate Constraint in MTons | FALSE | L | Annual | Rate | lb/MWh | 0 | 0 | 0 | 0 | 0 | 0 | 0 | 0
DE Unit Level EdMoore5 - NOX Cap Annual v3.1 | 263 | 7292 | Rate Constraint in MTons | FALSE | L | Annual | Constraint Shadow Price | US2019$/Ton | 0 | 0 | 0 | 0 | 0 | 0 | 0 | 0
DE Unit Level EdMoore5 - SO2 Cap Annual v3.1 | 264 | 7298 | Rate Constraint in MTons | FALSE | L | Annual | Seasons Included | Seasons | Winter, WintShld, Summer | Winter, WintShld, Summer | Winter, WintShld, Summer | Winter, WintShld, Summer | Winter, WintShld, Summer | Winter, WintShld, Summer | Winter, WintShld, Summer | Winter, WintShld, Summer
DE Unit Level EdMoore5 - SO2 Cap Annual v3.1 | 264 | 7298 | Rate Constraint in MTons | FALSE | L | Annual | Standard SO2 | Thousand Tons | 2.427 | 2.427 | 2.427 | 2.427 | 2.427 | 2.427 | 2.427 | 2.427
DE Unit Level EdMoore5 - SO2 Cap Annual v3.1 | 264 | 7298 | Rate Constraint in MTons | FALSE | L | Annual | Emissions at Affected Plants SO2 | Thousand Tons | 0 | 0 | 0 | 0 | 0 | 0 | 0 | 0
DE Unit Level EdMoore5 - SO2 Cap Annual v3.1 | 264 | 7298 | Rate Constraint in MTons | FALSE | L | Annual | Allowances Purchased SO2 | Thousand Tons | 0 | 0 | 0 | 0 | 0 | 0 | 0 | 0
DE Unit Level EdMoore5 - SO2 Cap Annual v3.1 | 264 | 7298 | Rate Constraint in MTons | FALSE | L | Annual | Allowances Sold SO2 | Thousand Tons | 0 | 0 | 0 | 0 | 0 | 0 | 0 | 0
DE Unit Level EdMoore5 - SO2 Cap Annual v3.1 | 264 | 7298 | Rate Constraint in MTons | FALSE | L | Annual | Allowances Banked | Thousand Tons | 0 | 0 | 0 | 0 | 0 | 0 | 0 | 0
DE Unit Level EdMoore5 - SO2 Cap Annual v3.1 | 264 | 7298 | Rate Constraint in MTons | FALSE | L | Annual | Allowances Withdrawn (1:1) | Thousand Tons | 0 | 0 | 0 | 0 | 0 | 0 | 0 | 0
DE Unit Level EdMoore5 - SO2 Cap Annual v3.1 | 264 | 7298 | Rate Constraint in MTons | FALSE | L | Annual | Allowances Withdrawn (n:1) | Thousand Tons | 0 | 0 | 0 | 0 | 0 | 0 | 0 | 0
DE Unit Level EdMoore5 - SO2 Cap Annual v3.1 | 264 | 7298 | Rate Constraint in MTons | FALSE | L | Annual | Net Emissions Allowance Position | Thousand Tons | 0 | 0 | 0 | 0 | 0 | 0 | 0 | 0
DE Unit Level EdMoore5 - SO2 Cap Annual v3.1 | 264 | 7298 | Rate Constraint in MTons | FALSE | L | Annual | Fuel Consumed | TBtu | 0 | 0 | 0 | 0 | 0 | 0 | 0 | 0
DE Unit Level EdMoore5 - SO2 Cap Annual v3.1 | 264 | 7298 | Rate Constraint in MTons | FALSE | L | Annual | Rate | lb/MMBtu | 0 | 0 | 0 | 0 | 0 | 0 | 0 | 0
DE Unit Level EdMoore5 - SO2 Cap Annual v3.1 | 264 | 7298 | Rate Constraint in MTons | FALSE | L | Annual | Generation | TWh | 0 | 0 | 0 | 0 | 0 | 0 | 0 | 0
DE Unit Level EdMoore5 - SO2 Cap Annual v3.1 | 264 | 7298 | Rate Constraint in MTons | FALSE | L | Annual | Qualifying Generation | TWh | 0 | 0 | 0 | 0 | 0 | 0 | 0 | 0
DE Unit Level EdMoore5 - SO2 Cap Annual v3.1 | 264 | 7298 | Rate Constraint in MTons | FALSE | L | Annual | Rate | lb/MWh | 0 | 0 | 0 | 0 | 0 | 0 | 0 | 0
DE Unit Level EdMoore5 - SO2 Cap Annual v3.1 | 264 | 7298 | Rate Constraint in MTons | FALSE | L | Annual | Constraint Shadow Price | US2019$/Ton | 0 | 0 | 0 | 0 | 0 | 0 | 0 | 0
DE Unit Level IndRiver4 - MER Cap Annual v3.1 | 265 | 7304 | Rate Constraint in MTons | FALSE | L | Annual | Seasons Included | Seasons | Winter, WintShld, Summer | Winter, WintShld, Summer | Winter, WintShld, Summer | Winter, WintShld, Summer | Winter, WintShld, Summer | Winter, WintShld, Summer | Winter, WintShld, Summer | Winter, WintShld, Summer
DE Unit Level IndRiver4 - MER Cap Annual v3.1 | 265 | 7304 | Rate Constraint in MTons | FALSE | L | Annual | Standard MER | lbs | 17.4 | 17.4 | 17.4 | 17.4 | 17.4 | 17.4 | 17.4 | 17.4
DE Unit Level IndRiver4 - MER Cap Annual v3.1 | 265 | 7304 | Rate Constraint in MTons | FALSE | L | Annual | Emissions at Affected Plants MER | lbs | 0 | 0 | 0 | 0 | 0 | 0 | 0 | 0
DE Unit Level IndRiver4 - MER Cap Annual v3.1 | 265 | 7304 | Rate Constraint in MTons | FALSE | L | Annual | Allowances Purchased MER | lbs | 0 | 0 | 0 | 0 | 0 | 0 | 0 | 0
DE Unit Level IndRiver4 - MER Cap Annual v3.1 | 265 | 7304 | Rate Constraint in MTons | FALSE | L | Annual | Allowances Sold MER | lbs | 0 | 0 | 0 | 0 | 0 | 0 | 0 | 0
DE Unit Level IndRiver4 - MER Cap Annual v3.1 | 265 | 7304 | Rate Constraint in MTons | FALSE | L | Annual | Allowances Banked | lbs | 0 | 0 | 0 | 0 | 0 | 0 | 0 | 0
DE Unit Level IndRiver4 - MER Cap Annual v3.1 | 265 | 7304 | Rate Constraint in MTons | FALSE | L | Annual | Allowances Withdrawn (1:1) | lbs | 0 | 0 | 0 | 0 | 0 | 0 | 0 | 0
DE Unit Level IndRiver4 - MER Cap Annual v3.1 | 265 | 7304 | Rate Constraint in MTons | FALSE | L | Annual | Allowances Withdrawn (n:1) | lbs | 0 | 0 | 0 | 0 | 0 | 0 | 0 | 0
DE Unit Level IndRiver4 - MER Cap Annual v3.1 | 265 | 7304 | Rate Constraint in MTons | FALSE | L | Annual | Net Emissions Allowance Position | lbs | 0 | 0 | 0 | 0 | 0 | 0 | 0 | 0
DE Unit Level IndRiver4 - MER Cap Annual v3.1 | 265 | 7304 | Rate Constraint in MTons | FALSE | L | Annual | Fuel Consumed | TBtu | 0 | 0 | 0 | 0 | 0 | 0 | 0 | 0
DE Unit Level IndRiver4 - MER Cap Annual v3.1 | 265 | 7304 | Rate Constraint in MTons | FALSE | L | Annual | Rate | lb/MMBtu | 0 | 0 | 0 | 0 | 0 | 0 | 0 | 0
DE Unit Level IndRiver4 - MER Cap Annual v3.1 | 265 | 7304 | Rate Constraint in MTons | FALSE | L | Annual | Generation | TWh | 0 | 0 | 0 | 0 | 0 | 0 | 0 | 0
DE Unit Level IndRiver4 - MER Cap Annual v3.1 | 265 | 7304 | Rate Constraint in MTons | FALSE | L | Annual | Qualifying Generation | TWh | 0 | 0 | 0 | 0 | 0 | 0 | 0 | 0
DE Unit Level IndRiver4 - MER Cap Annual v3.1 | 265 | 7304 | Rate Constraint in MTons | FALSE | L | Annual | Rate | lb/MWh | 0 | 0 | 0 | 0 | 0 | 0 | 0 | 0
DE Unit Level IndRiver4 - MER Cap Annual v3.1 | 265 | 7304 | Rate Constraint in MTons | FALSE | L | Annual | Constraint Shadow Price | US2019$/Lb | 0 | 0 | 0 | 0 | 0 | 0 | 0 | 0
DE Unit Level IndRiver4 - NOX Cap Annual v3.1 | 266 | 7293 | Rate Constraint in MTons | FALSE | L | Annual | Seasons Included | Seasons | Winter, WintShld, Summer | Winter, WintShld, Summer | Winter, WintShld, Summer | Winter, WintShld, Summer | Winter, WintShld, Summer | Winter, WintShld, Summer | Winter, WintShld, Summer | Winter, WintShld, Summer
DE Unit Level IndRiver4 - NOX Cap Annual v3.1 | 266 | 7293 | Rate Constraint in MTons | FALSE | L | Annual | Standard NOX | Thousand Tons | 2.032 | 2.032 | 2.032 | 2.032 | 2.032 | 2.032 | 2.032 | 2.032
DE Unit Level IndRiver4 - NOX Cap Annual v3.1 | 266 | 7293 | Rate Constraint in MTons | FALSE | L | Annual | Emissions at Affected Plants NOX | Thousand Tons | 0 | 0 | 0 | 0 | 0 | 0 | 0 | 0
DE Unit Level IndRiver4 - NOX Cap Annual v3.1 | 266 | 7293 | Rate Constraint in MTons | FALSE | L | Annual | Allowances Purchased NOX | Thousand Tons | 0 | 0 | 0 | 0 | 0 | 0 | 0 | 0
DE Unit Level IndRiver4 - NOX Cap Annual v3.1 | 266 | 7293 | Rate Constraint in MTons | FALSE | L | Annual | Allowances Sold NOX | Thousand Tons | 0 | 0 | 0 | 0 | 0 | 0 | 0 | 0
DE Unit Level IndRiver4 - NOX Cap Annual v3.1 | 266 | 7293 | Rate Constraint in MTons | FALSE | L | Annual | Allowances Banked | Thousand Tons | 0 | 0 | 0 | 0 | 0 | 0 | 0 | 0
DE Unit Level IndRiver4 - NOX Cap Annual v3.1 | 266 | 7293 | Rate Constraint in MTons | FALSE | L | Annual | Allowances Withdrawn (1:1) | Thousand Tons | 0 | 0 | 0 | 0 | 0 | 0 | 0 | 0
DE Unit Level IndRiver4 - NOX Cap Annual v3.1 | 266 | 7293 | Rate Constraint in MTons | FALSE | L | Annual | Allowances Withdrawn (n:1) | Thousand Tons | 0 | 0 | 0 | 0 | 0 | 0 | 0 | 0
DE Unit Level IndRiver4 - NOX Cap Annual v3.1 | 266 | 7293 | Rate Constraint in MTons | FALSE | L | Annual | Net Emissions Allowance Position | Thousand Tons | 0 | 0 | 0 | 0 | 0 | 0 | 0 | 0
DE Unit Level IndRiver4 - NOX Cap Annual v3.1 | 266 | 7293 | Rate Constraint in MTons | FALSE | L | Annual | Fuel Consumed | TBtu | 0 | 0 | 0 | 0 | 0 | 0 | 0 | 0
DE Unit Level IndRiver4 - NOX Cap Annual v3.1 | 266 | 7293 | Rate Constraint in MTons | FALSE | L | Annual | Rate | lb/MMBtu | 0 | 0 | 0 | 0 | 0 | 0 | 0 | 0
DE Unit Level IndRiver4 - NOX Cap Annual v3.1 | 266 | 7293 | Rate Constraint in MTons | FALSE | L | Annual | Generation | TWh | 0 | 0 | 0 | 0 | 0 | 0 | 0 | 0
DE Unit Level IndRiver4 - NOX Cap Annual v3.1 | 266 | 7293 | Rate Constraint in MTons | FALSE | L | Annual | Qualifying Generation | TWh | 0 | 0 | 0 | 0 | 0 | 0 | 0 | 0
DE Unit Level IndRiver4 - NOX Cap Annual v3.1 | 266 | 7293 | Rate Constraint in MTons | FALSE | L | Annual | Rate | lb/MWh | 0 | 0 | 0 | 0 | 0 | 0 | 0 | 0
DE Unit Level IndRiver4 - NOX Cap Annual v3.1 | 266 | 7293 | Rate Constraint in MTons | FALSE | L | Annual | Constraint Shadow Price | US2019$/Ton | 0 | 0 | 0 | 0 | 0 | 0 | 0 | 0
DE Unit Level IndRiver4 - SO2 Cap Annual v3.1 | 267 | 7299 | Rate Constraint in MTons | FALSE | L | Annual | Seasons Included | Seasons | Winter, WintShld, Summer | Winter, WintShld, Summer | Winter, WintShld, Summer | Winter, WintShld, Summer | Winter, WintShld, Summer | Winter, WintShld, Summer | Winter, WintShld, Summer | Winter, WintShld, Summer
DE Unit Level IndRiver4 - SO2 Cap Annual v3.1 | 267 | 7299 | Rate Constraint in MTons | FALSE | L | Annual | Standard SO2 | Thousand Tons | 3.657 | 3.657 | 3.657 | 3.657 | 3.657 | 3.657 | 3.657 | 3.657
DE Unit Level IndRiver4 - SO2 Cap Annual v3.1 | 267 | 7299 | Rate Constraint in MTons | FALSE | L | Annual | Emissions at Affected Plants SO2 | Thousand Tons | 0 | 0 | 0 | 0 | 0 | 0 | 0 | 0
DE Unit Level IndRiver4 - SO2 Cap Annual v3.1 | 267 | 7299 | Rate Constraint in MTons | FALSE | L | Annual | Allowances Purchased SO2 | Thousand Tons | 0 | 0 | 0 | 0 | 0 | 0 | 0 | 0
DE Unit Level IndRiver4 - SO2 Cap Annual v3.1 | 267 | 7299 | Rate Constraint in MTons | FALSE | L | Annual | Allowances Sold SO2 | Thousand Tons | 0 | 0 | 0 | 0 | 0 | 0 | 0 | 0
DE Unit Level IndRiver4 - SO2 Cap Annual v3.1 | 267 | 7299 | Rate Constraint in MTons | FALSE | L | Annual | Allowances Banked | Thousand Tons | 0 | 0 | 0 | 0 | 0 | 0 | 0 | 0
DE Unit Level IndRiver4 - SO2 Cap Annual v3.1 | 267 | 7299 | Rate Constraint in MTons | FALSE | L | Annual | Allowances Withdrawn (1:1) | Thousand Tons | 0 | 0 | 0 | 0 | 0 | 0 | 0 | 0
DE Unit Level IndRiver4 - SO2 Cap Annual v3.1 | 267 | 7299 | Rate Constraint in MTons | FALSE | L | Annual | Allowances Withdrawn (n:1) | Thousand Tons | 0 | 0 | 0 | 0 | 0 | 0 | 0 | 0
DE Unit Level IndRiver4 - SO2 Cap Annual v3.1 | 267 | 7299 | Rate Constraint in MTons | FALSE | L | Annual | Net Emissions Allowance Position | Thousand Tons | 0 | 0 | 0 | 0 | 0 | 0 | 0 | 0
DE Unit Level IndRiver4 - SO2 Cap Annual v3.1 | 267 | 7299 | Rate Constraint in MTons | FALSE | L | Annual | Fuel Consumed | TBtu | 0 | 0 | 0 | 0 | 0 | 0 | 0 | 0
DE Unit Level IndRiver4 - SO2 Cap Annual v3.1 | 267 | 7299 | Rate Constraint in MTons | FALSE | L | Annual | Rate | lb/MMBtu | 0 | 0 | 0 | 0 | 0 | 0 | 0 | 0
DE Unit Level IndRiver4 - SO2 Cap Annual v3.1 | 267 | 7299 | Rate Constraint in MTons | FALSE | L | Annual | Generation | TWh | 0 | 0 | 0 | 0 | 0 | 0 | 0 | 0
DE Unit Level IndRiver4 - SO2 Cap Annual v3.1 | 267 | 7299 | Rate Constraint in MTons | FALSE | L | Annual | Qualifying Generation | TWh | 0 | 0 | 0 | 0 | 0 | 0 | 0 | 0
DE Unit Level IndRiver4 - SO2 Cap Annual v3.1 | 267 | 7299 | Rate Constraint in MTons | FALSE | L | Annual | Rate | lb/MWh | 0 | 0 | 0 | 0 | 0 | 0 | 0 | 0
DE Unit Level IndRiver4 - SO2 Cap Annual v3.1 | 267 | 7299 | Rate Constraint in MTons | FALSE | L | Annual | Constraint Shadow Price | US2019$/Ton | 0 | 0 | 0 | 0 | 0 | 0 | 0 | 0
DE Unit Level McKee3 - NOX Cap Annual v3.1 | 268 | 7294 | Rate Constraint in MTons | FALSE | L | Annual | Seasons Included | Seasons | Winter, WintShld, Summer | Winter, WintShld, Summer | Winter, WintShld, Summer | Winter, WintShld, Summer | Winter, WintShld, Summer | Winter, WintShld, Summer | Winter, WintShld, Summer | Winter, WintShld, Summer
DE Unit Level McKee3 - NOX Cap Annual v3.1 | 268 | 7294 | Rate Constraint in MTons | FALSE | L | Annual | Standard NOX | Thousand Tons | 0.244 | 0.244 | 0.244 | 0.244 | 0.244 | 0.244 | 0.244 | 0.244
DE Unit Level McKee3 - NOX Cap Annual v3.1 | 268 | 7294 | Rate Constraint in MTons | FALSE | L | Annual | Emissions at Affected Plants NOX | Thousand Tons | 0 | 0 | 0 | 0 | 0 | 0 | 0 | 0
DE Unit Level McKee3 - NOX Cap Annual v3.1 | 268 | 7294 | Rate Constraint in MTons | FALSE | L | Annual | Allowances Purchased NOX | Thousand Tons | 0 | 0 | 0 | 0 | 0 | 0 | 0 | 0
DE Unit Level McKee3 - NOX Cap Annual v3.1 | 268 | 7294 | Rate Constraint in MTons | FALSE | L | Annual | Allowances Sold NOX | Thousand Tons | 0 | 0 | 0 | 0 | 0 | 0 | 0 | 0
DE Unit Level McKee3 - NOX Cap Annual v3.1 | 268 | 7294 | Rate Constraint in MTons | FALSE | L | Annual | Allowances Banked | Thousand Tons | 0 | 0 | 0 | 0 | 0 | 0 | 0 | 0
DE Unit Level McKee3 - NOX Cap Annual v3.1 | 268 | 7294 | Rate Constraint in MTons | FALSE | L | Annual | Allowances Withdrawn (1:1) | Thousand Tons | 0 | 0 | 0 | 0 | 0 | 0 | 0 | 0
DE Unit Level McKee3 - NOX Cap Annual v3.1 | 268 | 7294 | Rate Constraint in MTons | FALSE | L | Annual | Allowances Withdrawn (n:1) | Thousand Tons | 0 | 0 | 0 | 0 | 0 | 0 | 0 | 0
DE Unit Level McKee3 - NOX Cap Annual v3.1 | 268 | 7294 | Rate Constraint in MTons | FALSE | L | Annual | Net Emissions Allowance Position | Thousand Tons | 0 | 0 | 0 | 0 | 0 | 0 | 0 | 0
DE Unit Level McKee3 - NOX Cap Annual v3.1 | 268 | 7294 | Rate Constraint in MTons | FALSE | L | Annual | Fuel Consumed | TBtu | 0 | 0 | 0 | 0 | 0 | 0 | 0 | 0
DE Unit Level McKee3 - NOX Cap Annual v3.1 | 268 | 7294 | Rate Constraint in MTons | FALSE | L | Annual | Rate | lb/MMBtu | 0 | 0 | 0 | 0 | 0 | 0 | 0 | 0
DE Unit Level McKee3 - NOX Cap Annual v3.1 | 268 | 7294 | Rate Constraint in MTons | FALSE | L | Annual | Generation | TWh | 0 | 0 | 0 | 0 | 0 | 0 | 0 | 0
DE Unit Level McKee3 - NOX Cap Annual v3.1 | 268 | 7294 | Rate Constraint in MTons | FALSE | L | Annual | Qualifying Generation | TWh | 0 | 0 | 0 | 0 | 0 | 0 | 0 | 0
DE Unit Level McKee3 - NOX Cap Annual v3.1 | 268 | 7294 | Rate Constraint in MTons | FALSE | L | Annual | Rate | lb/MWh | 0 | 0 | 0 | 0 | 0 | 0 | 0 | 0
DE Unit Level McKee3 - NOX Cap Annual v3.1 | 268 | 7294 | Rate Constraint in MTons | FALSE | L | Annual | Constraint Shadow Price | US2019$/Ton | 0 | 0 | 0 | 0 | 0 | 0 | 0 | 0
DE Unit Level McKee3 - SO2 Cap Annual v3.1 | 269 | 7300 | Rate Constraint in MTons | FALSE | L | Annual | Seasons Included | Seasons | Winter, WintShld, Summer | Winter, WintShld, Summer | Winter, WintShld, Summer | Winter, WintShld, Summer | Winter, WintShld, Summer | Winter, WintShld, Summer | Winter, WintShld, Summer | Winter, WintShld, Summer
DE Unit Level McKee3 - SO2 Cap Annual v3.1 | 269 | 7300 | Rate Constraint in MTons | FALSE | L | Annual | Standard SO2 | Thousand Tons | 0.439 | 0.439 | 0.439 | 0.439 | 0.439 | 0.439 | 0.439 | 0.439
DE Unit Level McKee3 - SO2 Cap Annual v3.1 | 269 | 7300 | Rate Constraint in MTons | FALSE | L | Annual | Emissions at Affected Plants SO2 | Thousand Tons | 0 | 0 | 0 | 0 | 0 | 0 | 0 | 0
DE Unit Level McKee3 - SO2 Cap Annual v3.1 | 269 | 7300 | Rate Constraint in MTons | FALSE | L | Annual | Allowances Purchased SO2 | Thousand Tons | 0 | 0 | 0 | 0 | 0 | 0 | 0 | 0
DE Unit Level McKee3 - SO2 Cap Annual v3.1 | 269 | 7300 | Rate Constraint in MTons | FALSE | L | Annual | Allowances Sold SO2 | Thousand Tons | 0 | 0 | 0 | 0 | 0 | 0 | 0 | 0
DE Unit Level McKee3 - SO2 Cap Annual v3.1 | 269 | 7300 | Rate Constraint in MTons | FALSE | L | Annual | Allowances Banked | Thousand Tons | 0 | 0 | 0 | 0 | 0 | 0 | 0 | 0
DE Unit Level McKee3 - SO2 Cap Annual v3.1 | 269 | 7300 | Rate Constraint in MTons | FALSE | L | Annual | Allowances Withdrawn (1:1) | Thousand Tons | 0 | 0 | 0 | 0 | 0 | 0 | 0 | 0
DE Unit Level McKee3 - SO2 Cap Annual v3.1 | 269 | 7300 | Rate Constraint in MTons | FALSE | L | Annual | Allowances Withdrawn (n:1) | Thousand Tons | 0 | 0 | 0 | 0 | 0 | 0 | 0 | 0
DE Unit Level McKee3 - SO2 Cap Annual v3.1 | 269 | 7300 | Rate Constraint in MTons | FALSE | L | Annual | Net Emissions Allowance Position | Thousand Tons | 0 | 0 | 0 | 0 | 0 | 0 | 0 | 0
DE Unit Level McKee3 - SO2 Cap Annual v3.1 | 269 | 7300 | Rate Constraint in MTons | FALSE | L | Annual | Fuel Consumed | TBtu | 0 | 0 | 0 | 0 | 0 | 0 | 0 | 0
DE Unit Level McKee3 - SO2 Cap Annual v3.1 | 269 | 7300 | Rate Constraint in MTons | FALSE | L | Annual | Rate | lb/MMBtu | 0 | 0 | 0 | 0 | 0 | 0 | 0 | 0
DE Unit Level McKee3 - SO2 Cap Annual v3.1 | 269 | 7300 | Rate Constraint in MTons | FALSE | L | Annual | Generation | TWh | 0 | 0 | 0 | 0 | 0 | 0 | 0 | 0
DE Unit Level McKee3 - SO2 Cap Annual v3.1 | 269 | 7300 | Rate Constraint in MTons | FALSE | L | Annual | Qualifying Generation | TWh | 0 | 0 | 0 | 0 | 0 | 0 | 0 | 0
DE Unit Level McKee3 - SO2 Cap Annual v3.1 | 269 | 7300 | Rate Constraint in MTons | FALSE | L | Annual | Rate | lb/MWh | 0 | 0 | 0 | 0 | 0 | 0 | 0 | 0
DE Unit Level McKee3 - SO2 Cap Annual v3.1 | 269 | 7300 | Rate Constraint in MTons | FALSE | L | Annual | Constraint Shadow Price | US2019$/Ton | 0 | 0 | 0 | 0 | 0 | 0 | 0 | 0
Dummy Delaware NOx Constraint v4.0 | 270 | 7644 | Rate Constraint in MTons | FALSE | L | Annual | Seasons Included | Seasons | Winter, WintShld, Summer | Winter, WintShld, Summer | Winter, WintShld, Summer | Winter, WintShld, Summer | Winter, WintShld, Summer | Winter, WintShld, Summer | Winter, WintShld, Summer | Winter, WintShld, Summer
Dummy Delaware NOx Constraint v4.0 | 270 | 7644 | Rate Constraint in MTons | FALSE | L | Annual | Standard NOX | Thousand Tons | 99999 | 99999 | 99999 | 99999 | 99999 | 99999 | 99999 | 99999
Dummy Delaware NOx Constraint v4.0 | 270 | 7644 | Rate Constraint in MTons | FALSE | L | Annual | Emissions at Affected Plants NOX | Thousand Tons | 0.0034501 | 0.0046738 | 0.010675 | 0.0074551 | 0.0092624 | 0.013792 | 0.017241 | 0.015048
Dummy Delaware NOx Constraint v4.0 | 270 | 7644 | Rate Constraint in MTons | FALSE | L | Annual | Allowances Purchased NOX | Thousand Tons | 0 | 0 | 0 | 0 | 0 | 0 | 0 | 0
Dummy Delaware NOx Constraint v4.0 | 270 | 7644 | Rate Constraint in MTons | FALSE | L | Annual | Allowances Sold NOX | Thousand Tons | 0 | 0 | 0 | 0 | 0 | 0 | 0 | 0
Dummy Delaware NOx Constraint v4.0 | 270 | 7644 | Rate Constraint in MTons | FALSE | L | Annual | Allowances Banked | Thousand Tons | 0 | 0 | 0 | 0 | 0 | 0 | 0 | 0
Dummy Delaware NOx Constraint v4.0 | 270 | 7644 | Rate Constraint in MTons | FALSE | L | Annual | Allowances Withdrawn (1:1) | Thousand Tons | 0 | 0 | 0 | 0 | 0 | 0 | 0 | 0
Dummy Delaware NOx Constraint v4.0 | 270 | 7644 | Rate Constraint in MTons | FALSE | L | Annual | Allowances Withdrawn (n:1) | Thousand Tons | 0 | 0 | 0 | 0 | 0 | 0 | 0 | 0
Dummy Delaware NOx Constraint v4.0 | 270 | 7644 | Rate Constraint in MTons | FALSE | L | Annual | Net Emissions Allowance Position | Thousand Tons | 0.0034501 | 0.0046738 | 0.010675 | 0.0074551 | 0.0092624 | 0.013792 | 0.017241 | 0.015048
Dummy Delaware NOx Constraint v4.0 | 270 | 7644 | Rate Constraint in MTons | FALSE | L | Annual | Fuel Consumed | TBtu | 0.58285 | 0.68961 | 1.9431 | 1.4972 | 1.7487 | 2.5756 | 3.445 | 3.4054
Dummy Delaware NOx Constraint v4.0 | 270 | 7644 | Rate Constraint in MTons | FALSE | L | Annual | Rate | lb/MMBtu | 0.011839 | 0.013555 | 0.010987 | 0.0099588 | 0.010593 | 0.01071 | 0.01001 | 0.0088379
Dummy Delaware NOx Constraint v4.0 | 270 | 7644 | Rate Constraint in MTons | FALSE | L | Annual | Generation | TWh | 0.071303 | 0.084221 | 0.24655 | 0.19439 | 0.2279 | 0.32679 | 0.42671 | 0.42462
Dummy Delaware NOx Constraint v4.0 | 270 | 7644 | Rate Constraint in MTons | FALSE | L | Annual | Qualifying Generation | TWh | 0.071303 | 0.084221 | 0.24655 | 0.19439 | 0.2279 | 0.32679 | 0.42671 | 0.42462
Dummy Delaware NOx Constraint v4.0 | 270 | 7644 | Rate Constraint in MTons | FALSE | L | Annual | Rate | lb/MWh | 0.096773 | 0.11099 | 0.086592 | 0.076703 | 0.081283 | 0.084412 | 0.08081 | 0.070878
Dummy Delaware NOx Constraint v4.0 | 270 | 7644 | Rate Constraint in MTons | FALSE | L | Annual | Constraint Shadow Price | US2019$/Ton | 0 | 0 | 0 | 0 | 0 | 0 | 0 | 0
Dummy Hg Summer for Mode v5.20 | 271 | 7645 | Rate Constraint in MTons | FALSE | L | Annual | Seasons Included | Seasons | Summer | Summer | Summer | Summer | Summer | Summer | Summer | Summer
Dummy Hg Summer for Mode v5.20 | 271 | 7645 | Rate Constraint in MTons | FALSE | L | Annual | Standard MER | lbs | 199998000000 | 199998000000 | 199998000000 | 199998000000 | 199998000000 | 199998000000 | 199998000000 | 199998000000
Dummy Hg Summer for Mode v5.20 | 271 | 7645 | Rate Constraint in MTons | FALSE | L | Annual | Emissions at Affected Plants MER | lbs | 2476.5221 | 1864.2108 | 1390.7557 | 1359.5902 | 1358.2828 | 1247.601 | 1200.136 | 1097.2003
Dummy Hg Summer for Mode v5.20 | 271 | 7645 | Rate Constraint in MTons | FALSE | L | Annual | Allowances Purchased MER | lbs | 0 | 0 | 0 | 0 | 0 | 0 | 0 | 0
Dummy Hg Summer for Mode v5.20 | 271 | 7645 | Rate Constraint in MTons | FALSE | L | Annual | Allowances Sold MER | lbs | 0 | 0 | 0 | 0 | 0 | 0 | 0 | 0
Dummy Hg Summer for Mode v5.20 | 271 | 7645 | Rate Constraint in MTons | FALSE | L | Annual | Allowances Banked | lbs | 0 | 0 | 0 | 0 | 0 | 0 | 0 | 0
Dummy Hg Summer for Mode v5.20 | 271 | 7645 | Rate Constraint in MTons | FALSE | L | Annual | Allowances Withdrawn (1:1) | lbs | 0 | 0 | 0 | 0 | 0 | 0 | 0 | 0
Dummy Hg Summer for Mode v5.20 | 271 | 7645 | Rate Constraint in MTons | FALSE | L | Annual | Allowances Withdrawn (n:1) | lbs | 0 | 0 | 0 | 0 | 0 | 0 | 0 | 0
Dummy Hg Summer for Mode v5.20 | 271 | 7645 | Rate Constraint in MTons | FALSE | L | Annual | Net Emissions Allowance Position | lbs | 2476.5221 | 1864.2108 | 1390.7557 | 1359.5902 | 1358.2828 | 1247.601 | 1200.136 | 1097.2003
Dummy Hg Summer for Mode v5.20 | 271 | 7645 | Rate Constraint in MTons | FALSE | L | Annual | Fuel Consumed | TBtu | 6744.7609 | 6300.8848 | 6132.2671 | 6129.5779 | 5969.5526 | 5390.127 | 5109.913 | 4435.9442
Dummy Hg Summer for Mode v5.20 | 271 | 7645 | Rate Constraint in MTons | FALSE | L | Annual | Rate | lb/MMBtu | 3.6718e-07 | 2.9586e-07 | 2.2679e-07 | 2.2181e-07 | 2.2754e-07 | 2.3146e-07 | 2.3486e-07 | 2.4734e-07
Dummy Hg Summer for Mode v5.20 | 271 | 7645 | Rate Constraint in MTons | FALSE | L | Annual | Generation | TWh | 784.1738 | 765.3491 | 774.819 | 775.3169 | 755.9014 | 688.0414 | 655.8235 | 572.3182
Dummy Hg Summer for Mode v5.20 | 271 | 7645 | Rate Constraint in MTons | FALSE | L | Annual | Qualifying Generation | TWh | 784.1738 | 765.3491 | 774.819 | 775.3169 | 755.9014 | 688.0414 | 655.8235 | 572.3182
Dummy Hg Summer for Mode v5.20 | 271 | 7645 | Rate Constraint in MTons | FALSE | L | Annual | Rate | lb/MWh | 3.1581e-06 | 2.4358e-06 | 1.7949e-06 | 1.7536e-06 | 1.7969e-06 | 1.8133e-06 | 1.83e-06 | 1.9171e-06
Dummy Hg Summer for Mode v5.20 | 271 | 7645 | Rate Constraint in MTons | FALSE | L | Annual | Constraint Shadow Price | US2019$/Lb | 0 | 0 | 0 | 0 | 0 | 0 | 0 | 0
Dummy Hg Winter for Mode v5.20 | 272 | 7646 | Rate Constraint in MTons | FALSE | L | Annual | Seasons Included | Seasons | Winter, WintShld | Winter, WintShld | Winter, WintShld | Winter, WintShld | Winter, WintShld | Winter, WintShld | Winter, WintShld | Winter, WintShld
Dummy Hg Winter for Mode v5.20 | 272 | 7646 | Rate Constraint in MTons | FALSE | L | Annual | Standard MER | lbs | 199998000000 | 199998000000 | 199998000000 | 199998000000 | 199998000000 | 199998000000 | 199998000000 | 199998000000
Dummy Hg Winter for Mode v5.20 | 272 | 7646 | Rate Constraint in MTons | FALSE | L | Annual | Emissions at Affected Plants MER | lbs | 3149.653 | 2276.3366 | 1869.6216 | 1768.8629 | 1651.0211 | 1414.6275 | 1284.2668 | 1055.6374
Dummy Hg Winter for Mode v5.20 | 272 | 7646 | Rate Constraint in MTons | FALSE | L | Annual | Allowances Purchased MER | lbs | 0 | 0 | 0 | 0 | 0 | 0 | 0 | 0
Dummy Hg Winter for Mode v5.20 | 272 | 7646 | Rate Constraint in MTons | FALSE | L | Annual | Allowances Sold MER | lbs | 0 | 0 | 0 | 0 | 0 | 0 | 0 | 0
Dummy Hg Winter for Mode v5.20 | 272 | 7646 | Rate Constraint in MTons | FALSE | L | Annual | Allowances Banked | lbs | 0 | 0 | 0 | 0 | 0 | 0 | 0 | 0
Dummy Hg Winter for Mode v5.20 | 272 | 7646 | Rate Constraint in MTons | FALSE | L | Annual | Allowances Withdrawn (1:1) | lbs | 0 | 0 | 0 | 0 | 0 | 0 | 0 | 0
Dummy Hg Winter for Mode v5.20 | 272 | 7646 | Rate Constraint in MTons | FALSE | L | Annual | Allowances Withdrawn (n:1) | lbs | 0 | 0 | 0 | 0 | 0 | 0 | 0 | 0
Dummy Hg Winter for Mode v5.20 | 272 | 7646 | Rate Constraint in MTons | FALSE | L | Annual | Net Emissions Allowance Position | lbs | 3149.653 | 2276.3366 | 1869.6216 | 1768.8629 | 1651.0211 | 1414.6275 | 1284.2668 | 1055.6374
Dummy Hg Winter for Mode v5.20 | 272 | 7646 | Rate Constraint in MTons | FALSE | L | Annual | Fuel Consumed | TBtu | 7577.7871 | 6936.148 | 7163.0581 | 7111.2144 | 6673.048 | 5805.4626 | 5165.1172 | 4140.3356
Dummy Hg Winter for Mode v5.20 | 272 | 7646 | Rate Constraint in MTons | FALSE | L | Annual | Rate | lb/MMBtu | 4.1564e-07 | 3.2818e-07 | 2.6101e-07 | 2.4874e-07 | 2.4742e-07 | 2.4367e-07 | 2.4864e-07 | 2.5496e-07
Dummy Hg Winter for Mode v5.20 | 272 | 7646 | Rate Constraint in MTons | FALSE | L | Annual | Generation | TWh | 866.5868 | 836.1003 | 899.7949 | 896.7129 | 846.1031 | 748.5349 | 672.0236 | 547.8978
Dummy Hg Winter for Mode v5.20 | 272 | 7646 | Rate Constraint in MTons | FALSE | L | Annual | Qualifying Generation | TWh | 866.5868 | 836.1003 | 899.7949 | 896.7129 | 846.1031 | 748.5349 | 672.0236 | 547.8978
Dummy Hg Winter for Mode v5.20 | 272 | 7646 | Rate Constraint in MTons | FALSE | L | Annual | Rate | lb/MWh | 3.6345e-06 | 2.7226e-06 | 2.0778e-06 | 1.9726e-06 | 1.9513e-06 | 1.8899e-06 | 1.911e-06 | 1.9267e-06
Dummy Hg Winter for Mode v5.20 | 272 | 7646 | Rate Constraint in MTons | FALSE | L | Annual | Constraint Shadow Price | US2019$/Lb | 0 | 0 | 0 | 0 | 0 | 0 | 0 | 0
Dummy OS Hg Constraint-v620 Based TRC2 | 273 | 7766 | Rate Constraint in MTons | FALSE | L | Annual | Seasons Included | Seasons | Summer | Summer | Summer | Summer | Summer | Summer | Summer | Summer
Dummy OS Hg Constraint-v620 Based TRC2 | 273 | 7766 | Rate Constraint in MTons | FALSE | L | Annual | Standard MER | lbs | 199998000000 | 199998000000 | 199998000000 | 199998000000 | 199998000000 | 199998000000 | 199998000000 | 199998000000
Dummy OS Hg Constraint-v620 Based TRC2 | 273 | 7766 | Rate Constraint in MTons | FALSE | L | Annual | Emissions at Affected Plants MER | lbs | 217.8667 | 145.964 | 100.9092 | 25.5302 | 20.3267 | 38.5789 | 33.3391 | 22.0639
Dummy OS Hg Constraint-v620 Based TRC2 | 273 | 7766 | Rate Constraint in MTons | FALSE | L | Annual | Allowances Purchased MER | lbs | 0 | 0 | 0 | 0 | 0 | 0 | 0 | 0
Dummy OS Hg Constraint-v620 Based TRC2 | 273 | 7766 | Rate Constraint in MTons | FALSE | L | Annual | Allowances Sold MER | lbs | 0 | 0 | 0 | 0 | 0 | 0 | 0 | 0
Dummy OS Hg Constraint-v620 Based TRC2 | 273 | 7766 | Rate Constraint in MTons | FALSE | L | Annual | Allowances Banked | lbs | 0 | 0 | 0 | 0 | 0 | 0 | 0 | 0
Dummy OS Hg Constraint-v620 Based TRC2 | 273 | 7766 | Rate Constraint in MTons | FALSE | L | Annual | Allowances Withdrawn (1:1) | lbs | 0 | 0 | 0 | 0 | 0 | 0 | 0 | 0
Dummy OS Hg Constraint-v620 Based TRC2 | 273 | 7766 | Rate Constraint in MTons | FALSE | L | Annual | Allowances Withdrawn (n:1) | lbs | 0 | 0 | 0 | 0 | 0 | 0 | 0 | 0
Dummy OS Hg Constraint-v620 Based TRC2 | 273 | 7766 | Rate Constraint in MTons | FALSE | L | Annual | Net Emissions Allowance Position | lbs | 217.8667 | 145.964 | 100.9092 | 25.5302 | 20.3267 | 38.5789 | 33.3391 | 22.0639
Dummy OS Hg Constraint-v620 Based TRC2 | 273 | 7766 | Rate Constraint in MTons | FALSE | L | Annual | Fuel Consumed | TBtu | 290.1419 | 203.1314 | 137.9596 | 50.5312 | 32.6745 | 54.0677 | 45.6253 | 37.5732
Dummy OS Hg Constraint-v620 Based TRC2 | 273 | 7766 | Rate Constraint in MTons | FALSE | L | Annual | Rate | lb/MMBtu | 7.509e-07 | 7.1857e-07 | 7.3144e-07 | 5.0524e-07 | 6.221e-07 | 7.1353e-07 | 7.3072e-07 | 5.8722e-07
Dummy OS Hg Constraint-v620 Based TRC2 | 273 | 7766 | Rate Constraint in MTons | FALSE | L | Annual | Generation | TWh | 27.0538 | 19.1442 | 12.71 | 4.6194 | 2.9907 | 5.0596 | 4.2342 | 3.4915
Dummy OS Hg Constraint-v620 Based TRC2 | 273 | 7766 | Rate Constraint in MTons | FALSE | L | Annual | Qualifying Generation | TWh | 27.0538 | 19.1442 | 12.71 | 4.6194 | 2.9907 | 5.0596 | 4.2342 | 3.4915
Dummy OS Hg Constraint-v620 Based TRC2 | 273 | 7766 | Rate Constraint in MTons | FALSE | L | Annual | Rate | lb/MWh | 8.0531e-06 | 7.6244e-06 | 7.9393e-06 | 5.5267e-06 | 6.7966e-06 | 7.6248e-06 | 7.8738e-06 | 6.3193e-06
Dummy OS Hg Constraint-v620 Based TRC2 | 273 | 7766 | Rate Constraint in MTons | FALSE | L | Annual | Constraint Shadow Price | US2019$/Lb | 0 | 0 | 0 | 0 | 0 | 0 | 0 | 0
Dummy OS NOx Constraint-v620 Based TRC13 | 274 | 7765 | Rate Constraint in MTons | FALSE | L | Annual | Seasons Included | Seasons | Summer | Summer | Summer | Summer | Summer | Summer | Summer | Summer
Dummy OS NOx Constraint-v620 Based TRC13 | 274 | 7765 | Rate Constraint in MTons | FALSE | L | Annual | Standard NOX | Thousand Tons | 99999 | 99999 | 99999 | 99999 | 99999 | 99999 | 99999 | 99999
Dummy OS NOx Constraint-v620 Based TRC13 | 274 | 7765 | Rate Constraint in MTons | FALSE | L | Annual | Emissions at Affected Plants NOX | Thousand Tons | 177.1968 | 132.0963 | 110.8965 | 77.8932 | 77.6094 | 63.8438 | 54.4737 | 44.5057
Dummy OS NOx Constraint-v620 Based TRC13 | 274 | 7765 | Rate Constraint in MTons | FALSE | L | Annual | Allowances Purchased NOX | Thousand Tons | 0 | 0 | 0 | 0 | 0 | 0 | 0 | 0
Dummy OS NOx Constraint-v620 Based TRC13 | 274 | 7765 | Rate Constraint in MTons | FALSE | L | Annual | Allowances Sold NOX | Thousand Tons | 0 | 0 | 0 | 0 | 0 | 0 | 0 | 0
Dummy OS NOx Constraint-v620 Based TRC13 | 274 | 7765 | Rate Constraint in MTons | FALSE | L | Annual | Allowances Banked | Thousand Tons | 0 | 0 | 0 | 0 | 0 | 0 | 0 | 0
Dummy OS NOx Constraint-v620 Based TRC13 | 274 | 7765 | Rate Constraint in MTons | FALSE | L | Annual | Allowances Withdrawn (1:1) | Thousand Tons | 0 | 0 | 0 | 0 | 0 | 0 | 0 | 0
Dummy OS NOx Constraint-v620 Based TRC13 | 274 | 7765 | Rate Constraint in MTons | FALSE | L | Annual | Allowances Withdrawn (n:1) | Thousand Tons | 0 | 0 | 0 | 0 | 0 | 0 | 0 | 0
Dummy OS NOx Constraint-v620 Based TRC13 | 274 | 7765 | Rate Constraint in MTons | FALSE | L | Annual | Net Emissions Allowance Position | Thousand Tons | 177.1968 | 132.0963 | 110.8965 | 77.8932 | 77.6094 | 63.8438 | 54.4737 | 44.5057
Dummy OS NOx Constraint-v620 Based TRC13 | 274 | 7765 | Rate Constraint in MTons | FALSE | L | Annual | Fuel Consumed | TBtu | 5286.2216 | 4836.311 | 4898.1113 | 4667.6686 | 4716.7173 | 4224.7035 | 3878.3558 | 3270.7567
Dummy OS NOx Constraint-v620 Based TRC13 | 274 | 7765 | Rate Constraint in MTons | FALSE | L | Annual | Rate | lb/MMBtu | 0.067041 | 0.054627 | 0.045281 | 0.033376 | 0.032908 | 0.030224 | 0.028091 | 0.027214
Dummy OS NOx Constraint-v620 Based TRC13 | 274 | 7765 | Rate Constraint in MTons | FALSE | L | Annual | Generation | TWh | 604.7601 | 581.2274 | 612.1869 | 592.1758 | 599.1912 | 543.8992 | 507.1321 | 432.0089
Dummy OS NOx Constraint-v620 Based TRC13 | 274 | 7765 | Rate Constraint in MTons | FALSE | L | Annual | Qualifying Generation | TWh | 604.7601 | 581.2274 | 612.1869 | 592.1758 | 599.1912 | 543.8992 | 507.1321 | 432.0089
Dummy OS NOx Constraint-v620 Based TRC13 | 274 | 7765 | Rate Constraint in MTons | FALSE | L | Annual | Rate | lb/MWh | 0.58601 | 0.45454 | 0.3623 | 0.26307 | 0.25905 | 0.23476 | 0.21483 | 0.20604
Dummy OS NOx Constraint-v620 Based TRC13 | 274 | 7765 | Rate Constraint in MTons | FALSE | L | Annual | Constraint Shadow Price | US2019$/Ton | 0 | 0 | 0 | 0 | 0 | 0 | 0 | 0
Dummy OS NOx Constraint-v620 Based TRC4 | 275 | 7767 | Rate Constraint in MTons | FALSE | L | Annual | Seasons Included | Seasons |  |  |  | Summer | Summer | Summer | Summer | Summer
Dummy OS NOx Constraint-v620 Based TRC4 | 275 | 7767 | Rate Constraint in MTons | FALSE | L | Annual | Standard NOX | Thousand Tons | 0 | 0 | 0 | 99999 | 99999 | 99999 | 99999 | 99999
Dummy OS NOx Constraint-v620 Based TRC4 | 275 | 7767 | Rate Constraint in MTons | FALSE | L | Annual | Emissions at Affected Plants NOX | Thousand Tons | 0 | 0 | 0 | 4.2976 | 4.7712 | 3.7923 | 1.7314 | 1.5717
Dummy OS NOx Constraint-v620 Based TRC4 | 275 | 7767 | Rate Constraint in MTons | FALSE | L | Annual | Allowances Purchased NOX | Thousand Tons | 0 | 0 | 0 | 0 | 0 | 0 | 0 | 0
Dummy OS NOx Constraint-v620 Based TRC4 | 275 | 7767 | Rate Constraint in MTons | FALSE | L | Annual | Allowances Sold NOX | Thousand Tons | 0 | 0 | 0 | 0 | 0 | 0 | 0 | 0
Dummy OS NOx Constraint-v620 Based TRC4 | 275 | 7767 | Rate Constraint in MTons | FALSE | L | Annual | Allowances Banked | Thousand Tons | 0 | 0 | 0 | 0 | 0 | 0 | 0 | 0
Dummy OS NOx Constraint-v620 Based TRC4 | 275 | 7767 | Rate Constraint in MTons | FALSE | L | Annual | Allowances Withdrawn (1:1) | Thousand Tons | 0 | 0 | 0 | 0 | 0 | 0 | 0 | 0
Dummy OS NOx Constraint-v620 Based TRC4 | 275 | 7767 | Rate Constraint in MTons | FALSE | L | Annual | Allowances Withdrawn (n:1) | Thousand Tons | 0 | 0 | 0 | 0 | 0 | 0 | 0 | 0
Dummy OS NOx Constraint-v620 Based TRC4 | 275 | 7767 | Rate Constraint in MTons | FALSE | L | Annual | Net Emissions Allowance Position | Thousand Tons | 0 | 0 | 0 | 4.2976 | 4.7712 | 3.7923 | 1.7314 | 1.5717
Dummy OS NOx Constraint-v620 Based TRC4 | 275 | 7767 | Rate Constraint in MTons | FALSE | L | Annual | Fuel Consumed | TBtu | 0 | 0 | 0 | 171.1054 | 190.0526 | 150.8957 | 68.4606 | 62.0714
Dummy OS NOx Constraint-v620 Based TRC4 | 275 | 7767 | Rate Constraint in MTons | FALSE | L | Annual | Rate | lb/MMBtu | 0 | 0 | 0 | 0.050233 | 0.05021 | 0.050264 | 0.050582 | 0.050642
Dummy OS NOx Constraint-v620 Based TRC4 | 275 | 7767 | Rate Constraint in MTons | FALSE | L | Annual | Generation | TWh | 0 | 0 | 0 | 16.2012 | 17.9218 | 14.092 | 6.1538 | 5.5594
Dummy OS NOx Constraint-v620 Based TRC4 | 275 | 7767 | Rate Constraint in MTons | FALSE | L | Annual | Qualifying Generation | TWh | 0 | 0 | 0 | 16.2012 | 17.9218 | 14.092 | 6.1538 | 5.5594
Dummy OS NOx Constraint-v620 Based TRC4 | 275 | 7767 | Rate Constraint in MTons | FALSE | L | Annual | Rate | lb/MWh | 0 | 0 | 0 | 0.53052 | 0.53245 | 0.53822 | 0.56272 | 0.56542
Dummy OS NOx Constraint-v620 Based TRC4 | 275 | 7767 | Rate Constraint in MTons | FALSE | L | Annual | Constraint Shadow Price | US2019$/Ton | 0 | 0 | 0 | 0 | 0 | 0 | 0 | 0
IA Riverside NOX Rate Annual v5.14 | 276 | 7272 | Rate Constraint in lbs/MMBtu | FALSE | L | Annual | Seasons Included | Seasons | Winter, WintShld, Summer | Winter, WintShld, Summer | Winter, WintShld, Summer | Winter, WintShld, Summer | Winter, WintShld, Summer | Winter, WintShld, Summer | Winter, WintShld, Summer | Winter, WintShld, Summer
IA Riverside NOX Rate Annual v5.14 | 276 | 7272 | Rate Constraint in lbs/MMBtu | FALSE | L | Annual | Standard NOX | lb/MMBtu | 0.16 | 0.16 | 0.16 | 0.16 | 0.16 | 0.16 | 0.16 | 0.16
IA Riverside NOX Rate Annual v5.14 | 276 | 7272 | Rate Constraint in lbs/MMBtu | FALSE | L | Annual | Emissions at Affected Plants NOX | Thousand Tons | 0 | 0 | 0 | 0 | 0 | 0 | 0 | 0
IA Riverside NOX Rate Annual v5.14 | 276 | 7272 | Rate Constraint in lbs/MMBtu | FALSE | L | Annual | Allowances Purchased NOX | Thousand Tons | 0 | 0 | 0 | 0 | 0 | 0 | 0 | 0
IA Riverside NOX Rate Annual v5.14 | 276 | 7272 | Rate Constraint in lbs/MMBtu | FALSE | L | Annual | Allowances Sold NOX | Thousand Tons | 0 | 0 | 0 | 0 | 0 | 0 | 0 | 0
IA Riverside NOX Rate Annual v5.14 | 276 | 7272 | Rate Constraint in lbs/MMBtu | FALSE | L | Annual | Allowances Banked | Thousand Tons | 0 | 0 | 0 | 0 | 0 | 0 | 0 | 0
IA Riverside NOX Rate Annual v5.14 | 276 | 7272 | Rate Constraint in lbs/MMBtu | FALSE | L | Annual | Allowances Withdrawn (1:1) | Thousand Tons | 0 | 0 | 0 | 0 | 0 | 0 | 0 | 0
IA Riverside NOX Rate Annual v5.14 | 276 | 7272 | Rate Constraint in lbs/MMBtu | FALSE | L | Annual | Allowances Withdrawn (n:1) | Thousand Tons | 0 | 0 | 0 | 0 | 0 | 0 | 0 | 0
IA Riverside NOX Rate Annual v5.14 | 276 | 7272 | Rate Constraint in lbs/MMBtu | FALSE | L | Annual | Net Emissions Allowance Position | Thousand Tons | 0 | 0 | 0 | 0 | 0 | 0 | 0 | 0
IA Riverside NOX Rate Annual v5.14 | 276 | 7272 | Rate Constraint in lbs/MMBtu | FALSE | L | Annual | Fuel Consumed | TBtu | 0 | 0 | 0 | 0 | 0 | 0 | 0 | 0
IA Riverside NOX Rate Annual v5.14 | 276 | 7272 | Rate Constraint in lbs/MMBtu | FALSE | L | Annual | Rate | lb/MMBtu | 0 | 0 | 0 | 0 | 0 | 0 | 0 | 0
IA Riverside NOX Rate Annual v5.14 | 276 | 7272 | Rate Constraint in lbs/MMBtu | FALSE | L | Annual | Generation | TWh | 0 | 0 | 0 | 0 | 0 | 0 | 0 | 0
IA Riverside NOX Rate Annual v5.14 | 276 | 7272 | Rate Constraint in lbs/MMBtu | FALSE | L | Annual | Qualifying Generation | TWh | 0 | 0 | 0 | 0 | 0 | 0 | 0 | 0
IA Riverside NOX Rate Annual v5.14 | 276 | 7272 | Rate Constraint in lbs/MMBtu | FALSE | L | Annual | Rate | lb/MWh | 0 | 0 | 0 | 0 | 0 | 0 | 0 | 0
IA Riverside NOX Rate Annual v5.14 | 276 | 7272 | Rate Constraint in lbs/MMBtu | FALSE | L | Annual | Constraint Shadow Price | US2019$/Ton | 0 | 0 | 0 | 0 | 0 | 0 | 0 | 0
IA Riverside SO2 Rate Annual v5.14 | 277 | 7273 | Rate Constraint in lbs/MMBtu | FALSE | L | Annual | Seasons Included | Seasons | Winter, WintShld, Summer | Winter, WintShld, Summer | Winter, WintShld, Summer | Winter, WintShld, Summer | Winter, WintShld, Summer | Winter, WintShld, Summer | Winter, WintShld, Summer | Winter, WintShld, Summer
IA Riverside SO2 Rate Annual v5.14 | 277 | 7273 | Rate Constraint in lbs/MMBtu | FALSE | L | Annual | Standard SO2 | lb/MMBtu | 0.006 | 0.006 | 0.006 | 0.006 | 0.006 | 0.006 | 0.006 | 0.006
IA Riverside SO2 Rate Annual v5.14 | 277 | 7273 | Rate Constraint in lbs/MMBtu | FALSE | L | Annual | Emissions at Affected Plants SO2 | Thousand Tons | 0 | 0 | 0 | 0 | 0 | 0 | 0 | 0
IA Riverside SO2 Rate Annual v5.14 | 277 | 7273 | Rate Constraint in lbs/MMBtu | FALSE | L | Annual | Allowances Purchased SO2 | Thousand Tons | 0 | 0 | 0 | 0 | 0 | 0 | 0 | 0
IA Riverside SO2 Rate Annual v5.14 | 277 | 7273 | Rate Constraint in lbs/MMBtu | FALSE | L | Annual | Allowances Sold SO2 | Thousand Tons | 0 | 0 | 0 | 0 | 0 | 0 | 0 | 0
IA Riverside SO2 Rate Annual v5.14 | 277 | 7273 | Rate Constraint in lbs/MMBtu | FALSE | L | Annual | Allowances Banked | Thousand Tons | 0 | 0 | 0 | 0 | 0 | 0 | 0 | 0
IA Riverside SO2 Rate Annual v5.14 | 277 | 7273 | Rate Constraint in lbs/MMBtu | FALSE | L | Annual | Allowances Withdrawn (1:1) | Thousand Tons | 0 | 0 | 0 | 0 | 0 | 0 | 0 | 0
IA Riverside SO2 Rate Annual v5.14 | 277 | 7273 | Rate Constraint in lbs/MMBtu | FALSE | L | Annual | Allowances Withdrawn (n:1) | Thousand Tons | 0 | 0 | 0 | 0 | 0 | 0 | 0 | 0
IA Riverside SO2 Rate Annual v5.14 | 277 | 7273 | Rate Constraint in lbs/MMBtu | FALSE | L | Annual | Net Emissions Allowance Position | Thousand Tons | 0 | 0 | 0 | 0 | 0 | 0 | 0 | 0
IA Riverside SO2 Rate Annual v5.14 | 277 | 7273 | Rate Constraint in lbs/MMBtu | FALSE | L | Annual | Fuel Consumed | TBtu | 0 | 0 | 0 | 0 | 0 | 0 | 0 | 0
IA Riverside SO2 Rate Annual v5.14 | 277 | 7273 | Rate Constraint in lbs/MMBtu | FALSE | L | Annual | Rate | lb/MMBtu | 0 | 0 | 0 | 0 | 0 | 0 | 0 | 0
IA Riverside SO2 Rate Annual v5.14 | 277 | 7273 | Rate Constraint in lbs/MMBtu | FALSE | L | Annual | Generation | TWh | 0 | 0 | 0 | 0 | 0 | 0 | 0 | 0
IA Riverside SO2 Rate Annual v5.14 | 277 | 7273 | Rate Constraint in lbs/MMBtu | FALSE | L | Annual | Qualifying Generation | TWh | 0 | 0 | 0 | 0 | 0 | 0 | 0 | 0
IA Riverside SO2 Rate Annual v5.14 | 277 | 7273 | Rate Constraint in lbs/MMBtu | FALSE | L | Annual | Rate | lb/MWh | 0 | 0 | 0 | 0 | 0 | 0 | 0 | 0
IA Riverside SO2 Rate Annual v5.14 | 277 | 7273 | Rate Constraint in lbs/MMBtu | FALSE | L | Annual | Constraint Shadow Price | US2019$/Ton | 0 | 0 | 0 | 0 | 0 | 0 | 0 | 0
IL Climate ParentID 1082- CO2 Cap Annual v6.20 | 278 | 7721 | Rate Constraint in MTons | FALSE | L | Annual | Seasons Included | Seasons | Winter, WintShld, Summer | Winter, WintShld, Summer | Winter, WintShld, Summer | Winter, WintShld, Summer | Winter, WintShld, Summer | Winter, WintShld, Summer | Winter, WintShld, Summer | Winter, WintShld, Summer
IL Climate ParentID 1082- CO2 Cap Annual v6.20 | 278 | 7721 | Rate Constraint in MTons | FALSE | L | Annual | Standard CO2 | Thousand Tons | 0 | 0 | 0 | 0 | 16.0643 | 16.0643 | 16.0643 | 16.0643
IL Climate ParentID 1082- CO2 Cap Annual v6.20 | 278 | 7721 | Rate Constraint in MTons | FALSE | L | Annual | Emissions at Affected Plants CO2 | Thousand Tons | 0 | 0 | 0 | 0 | 16.0643 | 16.0643 | 0 | 0
IL Climate ParentID 1082- CO2 Cap Annual v6.20 | 278 | 7721 | Rate Constraint in MTons | FALSE | L | Annual | Allowances Purchased CO2 | Thousand Tons | 0 | 0 | 0 | 0 | 0 | 0 | 0 | 0
IL Climate ParentID 1082- CO2 Cap Annual v6.20 | 278 | 7721 | Rate Constraint in MTons | FALSE | L | Annual | Allowances Sold CO2 | Thousand Tons | 0 | 0 | 0 | 0 | 0 | 0 | 0 | 0
IL Climate ParentID 1082- CO2 Cap Annual v6.20 | 278 | 7721 | Rate Constraint in MTons | FALSE | L | Annual | Allowances Banked | Thousand Tons | 0 | 0 | 0 | 0 | 0 | 0 | 0 | 0
IL Climate ParentID 1082- CO2 Cap Annual v6.20 | 278 | 7721 | Rate Constraint in MTons | FALSE | L | Annual | Allowances Withdrawn (1:1) | Thousand Tons | 0 | 0 | 0 | 0 | 0 | 0 | 0 | 0
IL Climate ParentID 1082- CO2 Cap Annual v6.20 | 278 | 7721 | Rate Constraint in MTons | FALSE | L | Annual | Allowances Withdrawn (n:1) | Thousand Tons | 0 | 0 | 0 | 0 | 0 | 0 | 0 | 0
IL Climate ParentID 1082- CO2 Cap Annual v6.20 | 278 | 7721 | Rate Constraint in MTons | FALSE | L | Annual | Net Emissions Allowance Position | Thousand Tons | 0 | 0 | 0 | 0 | 16.0643 | 16.0643 | 0 | 0
IL Climate ParentID 1082- CO2 Cap Annual v6.20 | 278 | 7721 | Rate Constraint in MTons | FALSE | L | Annual | Fuel Consumed | TBtu | 0 | 0 | 0 | 0 | 0.27442 | 0.27442 | 0 | 0
IL Climate ParentID 1082- CO2 Cap Annual v6.20 | 278 | 7721 | Rate Constraint in MTons | FALSE | L | Annual | Rate | lb/MMBtu | 0 | 0 | 0 | 0 | 117.08 | 117.08 | 0 | 0
IL Climate ParentID 1082- CO2 Cap Annual v6.20 | 278 | 7721 | Rate Constraint in MTons | FALSE | L | Annual | Generation | TWh | 0 | 0 | 0 | 0 | 0.024048 | 0.024048 | 0 | 0
IL Climate ParentID 1082- CO2 Cap Annual v6.20 | 278 | 7721 | Rate Constraint in MTons | FALSE | L | Annual | Qualifying Generation | TWh | 0 | 0 | 0 | 0 | 0.024048 | 0.024048 | 0 | 0
IL Climate ParentID 1082- CO2 Cap Annual v6.20 | 278 | 7721 | Rate Constraint in MTons | FALSE | L | Annual | Rate | lb/MWh | 0 | 0 | 0 | 0 | 1335.9999 | 1335.9999 | 0 | 0
IL Climate ParentID 1082- CO2 Cap Annual v6.20 | 278 | 7721 | Rate Constraint in MTons | FALSE | L | Annual | Constraint Shadow Price | US2019$/Ton | 0 | 0 | 0 | 0 | 4.8287 | 2.9705 | 0 | 0
IL Climate ParentID 1087- CO2 Cap Annual v6.20 | 279 | 7722 | Rate Constraint in MTons | FALSE | L | Annual | Seasons Included | Seasons | Winter, WintShld, Summer | Winter, WintShld, Summer | Winter, WintShld, Summer | Winter, WintShld, Summer | Winter, WintShld, Summer | Winter, WintShld, Summer | Winter, WintShld, Summer | Winter, WintShld, Summer
IL Climate ParentID 1087- CO2 Cap Annual v6.20 | 279 | 7722 | Rate Constraint in MTons | FALSE | L | Annual | Standard CO2 | Thousand Tons | 0 | 0 | 0 | 0 | 0.84671 | 0.84671 | 0.84671 | 0.84671
IL Climate ParentID 1087- CO2 Cap Annual v6.20 | 279 | 7722 | Rate Constraint in MTons | FALSE | L | Annual | Emissions at Affected Plants CO2 | Thousand Tons | 0 | 0 | 0 | 0 | 0.84671 | 0.84671 | 0 | 0
IL Climate ParentID 1087- CO2 Cap Annual v6.20 | 279 | 7722 | Rate Constraint in MTons | FALSE | L | Annual | Allowances Purchased CO2 | Thousand Tons | 0 | 0 | 0 | 0 | 0 | 0 | 0 | 0
IL Climate ParentID 1087- CO2 Cap Annual v6.20 | 279 | 7722 | Rate Constraint in MTons | FALSE | L | Annual | Allowances Sold CO2 | Thousand Tons | 0 | 0 | 0 | 0 | 0 | 0 | 0 | 0
IL Climate ParentID 1087- CO2 Cap Annual v6.20 | 279 | 7722 | Rate Constraint in MTons | FALSE | L | Annual | Allowances Banked | Thousand Tons | 0 | 0 | 0 | 0 | 0 | 0 | 0 | 0
IL Climate ParentID 1087- CO2 Cap Annual v6.20 | 279 | 7722 | Rate Constraint in MTons | FALSE | L | Annual | Allowances Withdrawn (1:1) | Thousand Tons | 0 | 0 | 0 | 0 | 0 | 0 | 0 | 0
IL Climate ParentID 1087- CO2 Cap Annual v6.20 | 279 | 7722 | Rate Constraint in MTons | FALSE | L | Annual | Allowances Withdrawn (n:1) | Thousand Tons | 0 | 0 | 0 | 0 | 0 | 0 | 0 | 0
IL Climate ParentID 1087- CO2 Cap Annual v6.20 | 279 | 7722 | Rate Constraint in MTons | FALSE | L | Annual | Net Emissions Allowance Position | Thousand Tons | 0 | 0 | 0 | 0 | 0.84671 | 0.84671 | 0 | 0
IL Climate ParentID 1087- CO2 Cap Annual v6.20 | 279 | 7722 | Rate Constraint in MTons | FALSE | L | Annual | Fuel Consumed | TBtu | 0 | 0 | 0 | 0 | 0.014464 | 0.014464 | 0 | 0
IL Climate ParentID 1087- CO2 Cap Annual v6.20 | 279 | 7722 | Rate Constraint in MTons | FALSE | L | Annual | Rate | lb/MMBtu | 0 | 0 | 0 | 0 | 117.08 | 117.08 | 0 | 0
IL Climate ParentID 1087- CO2 Cap Annual v6.20 | 279 | 7722 | Rate Constraint in MTons | FALSE | L | Annual | Generation | TWh | 0 | 0 | 0 | 0 | 0.0012675 | 0.0012675 | 0 | 0
IL Climate ParentID 1087- CO2 Cap Annual v6.20 | 279 | 7722 | Rate Constraint in MTons | FALSE | L | Annual | Qualifying Generation | TWh | 0 | 0 | 0 | 0 | 0.0012675 | 0.0012675 | 0 | 0
IL Climate ParentID 1087- CO2 Cap Annual v6.20 | 279 | 7722 | Rate Constraint in MTons | FALSE | L | Annual | Rate | lb/MWh | 0 | 0 | 0 | 0 | 1335.9999 | 1335.9999 | 0 | 0
IL Climate ParentID 1087- CO2 Cap Annual v6.20 | 279 | 7722 | Rate Constraint in MTons | FALSE | L | Annual | Constraint Shadow Price | US2019$/Ton | 0 | 0 | 0 | 0 | 4.8364 | 3.3434 | 0 | 0
IL Climate ParentID 1583- CO2 Cap Annual v6.20 | 280 | 7723 | Rate Constraint in MTons | FALSE | L | Annual | Seasons Included | Seasons | Winter, WintShld, Summer | Winter, WintShld, Summer | Winter, WintShld, Summer | Winter, WintShld, Summer | Winter, WintShld, Summer | Winter, WintShld, Summer | Winter, WintShld, Summer | Winter, WintShld, Summer
IL Climate ParentID 1583- CO2 Cap Annual v6.20 | 280 | 7723 | Rate Constraint in MTons | FALSE | L | Annual | Standard CO2 | Thousand Tons | 0 | 0 | 0 | 0 | 129.2208 | 129.2208 | 129.2208 | 129.2208
IL Climate ParentID 1583- CO2 Cap Annual v6.20 | 280 | 7723 | Rate Constraint in MTons | FALSE | L | Annual | Emissions at Affected Plants CO2 | Thousand Tons | 0 | 0 | 0 | 0 | 129.2208 | 129.2208 | 0 | 0
IL Climate ParentID 1583- CO2 Cap Annual v6.20 | 280 | 7723 | Rate Constraint in MTons | FALSE | L | Annual | Allowances Purchased CO2 | Thousand Tons | 0 | 0 | 0 | 0 | 0 | 0 | 0 | 0
IL Climate ParentID 1583- CO2 Cap Annual v6.20 | 280 | 7723 | Rate Constraint in MTons | FALSE | L | Annual | Allowances Sold CO2 | Thousand Tons | 0 | 0 | 0 | 0 | 0 | 0 | 0 | 0
IL Climate ParentID 1583- CO2 Cap Annual v6.20 | 280 | 7723 | Rate Constraint in MTons | FALSE | L | Annual | Allowances Banked | Thousand Tons | 0 | 0 | 0 | 0 | 0 | 0 | 0 | 0
IL Climate ParentID 1583- CO2 Cap Annual v6.20 | 280 | 7723 | Rate Constraint in MTons | FALSE | L | Annual | Allowances Withdrawn (1:1) | Thousand Tons | 0 | 0 | 0 | 0 | 0 | 0 | 0 | 0
IL Climate ParentID 1583- CO2 Cap Annual v6.20 | 280 | 7723 | Rate Constraint in MTons | FALSE | L | Annual | Allowances Withdrawn (n:1) | Thousand Tons | 0 | 0 | 0 | 0 | 0 | 0 | 0 | 0
IL Climate ParentID 1583- CO2 Cap Annual v6.20 | 280 | 7723 | Rate Constraint in MTons | FALSE | L | Annual | Net Emissions Allowance Position | Thousand Tons | 0 | 0 | 0 | 0 | 129.2208 | 129.2208 | 0 | 0
IL Climate ParentID 1583- CO2 Cap Annual v6.20 | 280 | 7723 | Rate Constraint in MTons | FALSE | L | Annual | Fuel Consumed | TBtu | 0 | 0 | 0 | 0 | 2.2074 | 2.2074 | 0 | 0
IL Climate ParentID 1583- CO2 Cap Annual v6.20 | 280 | 7723 | Rate Constraint in MTons | FALSE | L | Annual | Rate | lb/MMBtu | 0 | 0 | 0 | 0 | 117.08 | 117.08 | 0 | 0
IL Climate ParentID 1583- CO2 Cap Annual v6.20 | 280 | 7723 | Rate Constraint in MTons | FALSE | L | Annual | Generation | TWh | 0 | 0 | 0 | 0 | 0.30094 | 0.30094 | 0 | 0
IL Climate ParentID 1583- CO2 Cap Annual v6.20 | 280 | 7723 | Rate Constraint in MTons | FALSE | L | Annual | Qualifying Generation | TWh | 0 | 0 | 0 | 0 | 0.30094 | 0.30094 | 0 | 0
IL Climate ParentID 1583- CO2 Cap Annual v6.20 | 280 | 7723 | Rate Constraint in MTons | FALSE | L | Annual | Rate | lb/MWh | 0 | 0 | 0 | 0 | 858.7818 | 858.7818 | 0 | 0
IL Climate ParentID 1583- CO2 Cap Annual v6.20 | 280 | 7723 | Rate Constraint in MTons | FALSE | L | Annual | Constraint Shadow Price | US2019$/Ton | 0 | 0 | 0 | 0 | 10.386 | 12.1773 | 0 | 0
IL Climate ParentID 1584- CO2 Cap Annual v6.20 | 281 | 7724 | Rate Constraint in MTons | FALSE | L | Annual | Seasons Included | Seasons | Winter, WintShld, Summer | Winter, WintShld, Summer | Winter, WintShld, Summer | Winter, WintShld, Summer | Winter, WintShld, Summer | Winter, WintShld, Summer | Winter, WintShld, Summer | Winter, WintShld, Summer
IL Climate ParentID 1584- CO2 Cap Annual v6.20 | 281 | 7724 | Rate Constraint in MTons | FALSE | L | Annual | Standard CO2 | Thousand Tons | 0 | 0 | 0 | 0 | 789.6032 | 789.6032 | 789.6032 | 789.6032
IL Climate ParentID 1584- CO2 Cap Annual v6.20 | 281 | 7724 | Rate Constraint in MTons | FALSE | L | Annual | Emissions at Affected Plants CO2 | Thousand Tons | 0 | 0 | 0 | 0 | 789.6032 | 789.6032 | 0 | 0
IL Climate ParentID 1584- CO2 Cap Annual v6.20 | 281 | 7724 | Rate Constraint in MTons | FALSE | L | Annual | Allowances Purchased CO2 | Thousand Tons | 0 | 0 | 0 | 0 | 0 | 0 | 0 | 0
IL Climate ParentID 1584- CO2 Cap Annual v6.20 | 281 | 7724 | Rate Constraint in MTons | FALSE | L | Annual | Allowances Sold CO2 | Thousand Tons | 0 | 0 | 0 | 0 | 0 | 0 | 0 | 0
IL Climate ParentID 1584- CO2 Cap Annual v6.20 | 281 | 7724 | Rate Constraint in MTons | FALSE | L | Annual | Allowances Banked | Thousand Tons | 0 | 0 | 0 | 0 | 0 | 0 | 0 | 0
IL Climate ParentID 1584- CO2 Cap Annual v6.20 | 281 | 7724 | Rate Constraint in MTons | FALSE | L | Annual | Allowances Withdrawn (1:1) | Thousand Tons | 0 | 0 | 0 | 0 | 0 | 0 | 0 | 0
IL Climate ParentID 1584- CO2 Cap Annual v6.20 | 281 | 7724 | Rate Constraint in MTons | FALSE | L | Annual | Allowances Withdrawn (n:1) | Thousand Tons | 0 | 0 | 0 | 0 | 0 | 0 | 0 | 0
IL Climate ParentID 1584- CO2 Cap Annual v6.20 | 281 | 7724 | Rate Constraint in MTons | FALSE | L | Annual | Net Emissions Allowance Position | Thousand Tons | 0 | 0 | 0 | 0 | 789.6032 | 789.6032 | 0 | 0
IL Climate ParentID 1584- CO2 Cap Annual v6.20 | 281 | 7724 | Rate Constraint in MTons | FALSE | L | Annual | Fuel Consumed | TBtu | 0 | 0 | 0 | 0 | 13.4883 | 13.4883 | 0 | 0
IL Climate ParentID 1584- CO2 Cap Annual v6.20 | 281 | 7724 | Rate Constraint in MTons | FALSE | L | Annual | Rate | lb/MMBtu | 0 | 0 | 0 | 0 | 117.08 | 117.08 | 0 | 0
IL Climate ParentID 1584- CO2 Cap Annual v6.20 | 281 | 7724 | Rate Constraint in MTons | FALSE | L | Annual | Generation | TWh | 0 | 0 | 0 | 0 | 1.8396 | 1.8396 | 0 | 0
IL Climate ParentID 1584- CO2 Cap Annual v6.20 | 281 | 7724 | Rate Constraint in MTons | FALSE | L | Annual | Qualifying Generation | TWh | 0 | 0 | 0 | 0 | 1.8396 | 1.8396 | 0 | 0
IL Climate ParentID 1584- CO2 Cap Annual v6.20 | 281 | 7724 | Rate Constraint in MTons | FALSE | L | Annual | Rate | lb/MWh | 0 | 0 | 0 | 0 | 858.4306 | 858.4306 | 0 | 0
IL Climate ParentID 1584- CO2 Cap Annual v6.20 | 281 | 7724 | Rate Constraint in MTons | FALSE | L | Annual | Constraint Shadow Price | US2019$/Ton | 0 | 0 | 0 | 0 | 7.5173 | 7.9672 | 0 | 0
IL Climate ParentID 1585- CO2 Cap Annual v6.20 | 282 | 7725 | Rate Constraint in MTons | FALSE | L | Annual | Seasons Included | Seasons | Winter, WintShld, Summer | Winter, WintShld, Summer | Winter, WintShld, Summer | Winter, WintShld, Summer | Winter, WintShld, Summer | Winter, WintShld, Summer | Winter, WintShld, Summer | Winter, WintShld, Summer
IL Climate ParentID 1585- CO2 Cap Annual v6.20 | 282 | 7725 | Rate Constraint in MTons | FALSE | L | Annual | Standard CO2 | Thousand Tons | 0 | 0 | 0 | 0 | 122.4545 | 122.4545 | 122.4545 | 122.4545
IL Climate ParentID 1585- CO2 Cap Annual v6.20 | 282 | 7725 | Rate Constraint in MTons | FALSE | L | Annual | Emissions at Affected Plants CO2 | Thousand Tons | 0 | 0 | 0 | 0 | 122.4545 | 122.4545 | 0 | 0
IL Climate ParentID 1585- CO2 Cap Annual v6.20 | 282 | 7725 | Rate Constraint in MTons | FALSE | L | Annual | Allowances Purchased CO2 | Thousand Tons | 0 | 0 | 0 | 0 | 0 | 0 | 0 | 0
IL Climate ParentID 1585- CO2 Cap Annual v6.20 | 282 | 7725 | Rate Constraint in MTons | FALSE | L | Annual | Allowances Sold CO2 | Thousand Tons | 0 | 0 | 0 | 0 | 0 | 0 | 0 | 0
IL Climate ParentID 1585- CO2 Cap Annual v6.20 | 282 | 7725 | Rate Constraint in MTons | FALSE | L | Annual | Allowances Banked | Thousand Tons | 0 | 0 | 0 | 0 | 0 | 0 | 0 | 0
IL Climate ParentID 1585- CO2 Cap Annual v6.20 | 282 | 7725 | Rate Constraint in MTons | FALSE | L | Annual | Allowances Withdrawn (1:1) | Thousand Tons | 0 | 0 | 0 | 0 | 0 | 0 | 0 | 0
IL Climate ParentID 1585- CO2 Cap Annual v6.20 | 282 | 7725 | Rate Constraint in MTons | FALSE | L | Annual | Allowances Withdrawn (n:1) | Thousand Tons | 0 | 0 | 0 | 0 | 0 | 0 | 0 | 0
IL Climate ParentID 1585- CO2 Cap Annual v6.20 | 282 | 7725 | Rate Constraint in MTons | FALSE | L | Annual | Net Emissions Allowance Position | Thousand Tons | 0 | 0 | 0 | 0 | 122.4545 | 122.4545 | 0 | 0
IL Climate ParentID 1585- CO2 Cap Annual v6.20 | 282 | 7725 | Rate Constraint in MTons | FALSE | L | Annual | Fuel Consumed | TBtu | 0 | 0 | 0 | 0 | 2.0918 | 2.0918 | 0 | 0
IL Climate ParentID 1585- CO2 Cap Annual v6.20 | 282 | 7725 | Rate Constraint in MTons | FALSE | L | Annual | Rate | lb/MMBtu | 0 | 0 | 0 | 0 | 117.08 | 117.08 | 0 | 0
IL Climate ParentID 1585- CO2 Cap Annual v6.20 | 282 | 7725 | Rate Constraint in MTons | FALSE | L | Annual | Generation | TWh | 0 | 0 | 0 | 0 | 0.28518 | 0.28518 | 0 | 0
IL Climate ParentID 1585- CO2 Cap Annual v6.20 | 282 | 7725 | Rate Constraint in MTons | FALSE | L | Annual | Qualifying Generation | TWh | 0 | 0 | 0 | 0 | 0.28518 | 0.28518 | 0 | 0
IL Climate ParentID 1585- CO2 Cap Annual v6.20 | 282 | 7725 | Rate Constraint in MTons | FALSE | L | Annual | Rate | lb/MWh | 0 | 0 | 0 | 0 | 858.7818 | 858.7818 | 0 | 0
IL Climate ParentID 1585- CO2 Cap Annual v6.20 | 282 | 7725 | Rate Constraint in MTons | FALSE | L | Annual | Constraint Shadow Price | US2019$/Ton | 0 | 0 | 0 | 0 | 14.0839 | 15.2316 | 0 | 0
IL Climate ParentID 1586- CO2 Cap Annual v6.20 | 283 | 7726 | Rate Constraint in MTons | FALSE | L | Annual | Seasons Included | Seasons | Winter, WintShld, Summer | Winter, WintShld, Summer | Winter, WintShld, Summer | Winter, WintShld, Summer | Winter, WintShld, Summer | Winter, WintShld, Summer | Winter, WintShld, Summer | Winter, WintShld, Summer
IL Climate ParentID 1586- CO2 Cap Annual v6.20 | 283 | 7726 | Rate Constraint in MTons | FALSE | L | Annual | Standard CO2 | Thousand Tons | 0 | 0 | 0 | 0 | 1517.1052 | 1517.1052 | 1517.1052 | 1517.1052
IL Climate ParentID 1586- CO2 Cap Annual v6.20 | 283 | 7726 | Rate Constraint in MTons | FALSE | L | Annual | Emissions at Affected Plants CO2 | Thousand Tons | 0 | 0 | 0 | 0 | 1517.1052 | 1517.1052 | 0 | 0
IL Climate ParentID 1586- CO2 Cap Annual v6.20 | 283 | 7726 | Rate Constraint in MTons | FALSE | L | Annual | Allowances Purchased CO2 | Thousand Tons | 0 | 0 | 0 | 0 | 0 | 0 | 0 | 0
IL Climate ParentID 1586- CO2 Cap Annual v6.20 | 283 | 7726 | Rate Constraint in MTons | FALSE | L | Annual | Allowances Sold CO2 | Thousand Tons | 0 | 0 | 0 | 0 | 0 | 0 | 0 | 0
IL Climate ParentID 1586- CO2 Cap Annual v6.20 | 283 | 7726 | Rate Constraint in MTons | FALSE | L | Annual | Allowances Banked | Thousand Tons | 0 | 0 | 0 | 0 | 0 | 0 | 0 | 0
IL Climate ParentID 1586- CO2 Cap Annual v6.20 | 283 | 7726 | Rate Constraint in MTons | FALSE | L | Annual | Allowances Withdrawn (1:1) | Thousand Tons | 0 | 0 | 0 | 0 | 0 | 0 | 0 | 0
IL Climate ParentID 1586- CO2 Cap Annual v6.20 | 283 | 7726 | Rate Constraint in MTons | FALSE | L | Annual | Allowances Withdrawn (n:1) | Thousand Tons | 0 | 0 | 0 | 0 | 0 | 0 | 0 | 0
IL Climate ParentID 1586- CO2 Cap Annual v6.20 | 283 | 7726 | Rate Constraint in MTons | FALSE | L | Annual | Net Emissions Allowance Position | Thousand Tons | 0 | 0 | 0 | 0 | 1517.1052 | 1517.1052 | 0 | 0
IL Climate ParentID 1586- CO2 Cap Annual v6.20 | 283 | 7726 | Rate Constraint in MTons | FALSE | L | Annual | Fuel Consumed | TBtu | 0 | 0 | 0 | 0 | 25.9157 | 25.9157 | 0 | 0
IL Climate ParentID 1586- CO2 Cap Annual v6.20 | 283 | 7726 | Rate Constraint in MTons | FALSE | L | Annual | Rate | lb/MMBtu | 0 | 0 | 0 | 0 | 117.08 | 117.08 | 0 | 0
IL Climate ParentID 1586- CO2 Cap Annual v6.20 | 283 | 7726 | Rate Constraint in MTons | FALSE | L | Annual | Generation | TWh | 0 | 0 | 0 | 0 | 3.4407 | 3.4407 | 0 | 0
IL Climate ParentID 1586- CO2 Cap Annual v6.20 | 283 | 7726 | Rate Constraint in MTons | FALSE | L | Annual | Qualifying Generation | TWh | 0 | 0 | 0 | 0 | 3.4407 | 3.4407 | 0 | 0
IL Climate ParentID 1586- CO2 Cap Annual v6.20 | 283 | 7726 | Rate Constraint in MTons | FALSE | L | Annual | Rate | lb/MWh | 0 | 0 | 0 | 0 | 881.8466 | 881.8466 | 0 | 0
IL Climate ParentID 1586- CO2 Cap Annual v6.20 | 283 | 7726 | Rate Constraint in MTons | FALSE | L | Annual | Constraint Shadow Price | US2019$/Ton | 0 | 0 | 0 | 0 | 6.06 | 6.3228 | 0 | 0
IL Climate ParentID 1706- CO2 Cap Annual v6.20 | 284 | 7727 | Rate Constraint in MTons | FALSE | L | Annual | Seasons Included | Seasons | Winter, WintShld, Summer | Winter, WintShld, Summer | Winter, WintShld, Summer | Winter, WintShld, Summer | Winter, WintShld, Summer | Winter, WintShld, Summer | Winter, WintShld, Summer | Winter, WintShld, Summer
IL Climate ParentID 1706- CO2 Cap Annual v6.20 | 284 | 7727 | Rate Constraint in MTons | FALSE | L | Annual | Standard CO2 | Thousand Tons | 0 | 0 | 0 | 0 | 336.292 | 336.292 | 336.292 | 336.292
IL Climate ParentID 1706- CO2 Cap Annual v6.20 | 284 | 7727 | Rate Constraint in MTons | FALSE | L | Annual | Emissions at Affected Plants CO2 | Thousand Tons | 0 | 0 | 0 | 0 | 336.292 | 336.292 | 0 | 0
IL Climate ParentID 1706- CO2 Cap Annual v6.20 | 284 | 7727 | Rate Constraint in MTons | FALSE | L | Annual | Allowances Purchased CO2 | Thousand Tons | 0 | 0 | 0 | 0 | 0 | 0 | 0 | 0
IL Climate ParentID 1706- CO2 Cap Annual v6.20 | 284 | 7727 | Rate Constraint in MTons | FALSE | L | Annual | Allowances Sold CO2 | Thousand Tons | 0 | 0 | 0 | 0 | 0 | 0 | 0 | 0
IL Climate ParentID 1706- CO2 Cap Annual v6.20 | 284 | 7727 | Rate Constraint in MTons | FALSE | L | Annual | Allowances Banked | Thousand Tons | 0 | 0 | 0 | 0 | 0 | 0 | 0 | 0
IL Climate ParentID 1706- CO2 Cap Annual v6.20 | 284 | 7727 | Rate Constraint in MTons | FALSE | L | Annual | Allowances Withdrawn (1:1) | Thousand Tons | 0 | 0 | 0 | 0 | 0 | 0 | 0 | 0
IL Climate ParentID 1706- CO2 Cap Annual v6.20 | 284 | 7727 | Rate Constraint in MTons | FALSE | L | Annual | Allowances Withdrawn (n:1) | Thousand Tons | 0 | 0 | 0 | 0 | 0 | 0 | 0 | 0
IL Climate ParentID 1706- CO2 Cap Annual v6.20 | 284 | 7727 | Rate Constraint in MTons | FALSE | L | Annual | Net Emissions Allowance Position | Thousand Tons | 0 | 0 | 0 | 0 | 336.292 | 336.292 | 0 | 0
IL Climate ParentID 1706- CO2 Cap Annual v6.20 | 284 | 7727 | Rate Constraint in MTons | FALSE | L | Annual | Fuel Consumed | TBtu | 0 | 0 | 0 | 0 | 5.7447 | 5.7447 | 0 | 0
IL Climate ParentID 1706- CO2 Cap Annual v6.20 | 284 | 7727 | Rate Constraint in MTons | FALSE | L | Annual | Rate | lb/MMBtu | 0 | 0 | 0 | 0 | 117.08 | 117.08 | 0 | 0
IL Climate ParentID 1706- CO2 Cap Annual v6.20 | 284 | 7727 | Rate Constraint in MTons | FALSE | L | Annual | Generation | TWh | 0 | 0 | 0 | 0 | 0.74761 | 0.74761 | 0 | 0
IL Climate ParentID 1706- CO2 Cap Annual v6.20 | 284 | 7727 | Rate Constraint in MTons | FALSE | L | Annual | Qualifying Generation | TWh | 0 | 0 | 0 | 0 | 0.74761 | 0.74761 | 0 | 0
IL Climate ParentID 1706- CO2 Cap Annual v6.20 | 284 | 7727 | Rate Constraint in MTons | FALSE | L | Annual | Rate | lb/MWh | 0 | 0 | 0 | 0 | 899.6427 | 899.6427 | 0 | 0
IL Climate ParentID 1706- CO2 Cap Annual v6.20 | 284 | 7727 | Rate Constraint in MTons | FALSE | L | Annual | Constraint Shadow Price | US2019$/Ton | 0 | 0 | 0 | 0 | 20.092 | 20.1535 | 0 | 0
IL Climate ParentID 1707- CO2 Cap Annual v6.20 | 285 | 7728 | Rate Constraint in MTons | FALSE | L | Annual | Seasons Included | Seasons | Winter, WintShld, Summer | Winter, WintShld, Summer | Winter, WintShld, Summer | Winter, WintShld, Summer | Winter, WintShld, Summer | Winter, WintShld, Summer | Winter, WintShld, Summer | Winter, WintShld, Summer
IL Climate ParentID 1707- CO2 Cap Annual v6.20 | 285 | 7728 | Rate Constraint in MTons | FALSE | L | Annual | Standard CO2 | Thousand Tons | 0 | 0 | 0 | 0 | 246.9432 | 246.9432 | 246.9432 | 246.9432
IL Climate ParentID 1707- CO2 Cap Annual v6.20 | 285 | 7728 | Rate Constraint in MTons | FALSE | L | Annual | Emissions at Affected Plants CO2 | Thousand Tons | 0 | 0 | 0 | 0 | 0 | 0 | 0 | 0
IL Climate ParentID 1707- CO2 Cap Annual v6.20 | 285 | 7728 | Rate Constraint in MTons | FALSE | L | Annual | Allowances Purchased CO2 | Thousand Tons | 0 | 0 | 0 | 0 | 0 | 0 | 0 | 0
IL Climate ParentID 1707- CO2 Cap Annual v6.20 | 285 | 7728 | Rate Constraint in MTons | FALSE | L | Annual | Allowances Sold CO2 | Thousand Tons | 0 | 0 | 0 | 0 | 0 | 0 | 0 | 0
IL Climate ParentID 1707- CO2 Cap Annual v6.20 | 285 | 7728 | Rate Constraint in MTons | FALSE | L | Annual | Allowances Banked | Thousand Tons | 0 | 0 | 0 | 0 | 0 | 0 | 0 | 0
IL Climate ParentID 1707- CO2 Cap Annual v6.20 | 285 | 7728 | Rate Constraint in MTons | FALSE | L | Annual | Allowances Withdrawn (1:1) | Thousand Tons | 0 | 0 | 0 | 0 | 0 | 0 | 0 | 0
IL Climate ParentID 1707- CO2 Cap Annual v6.20 | 285 | 7728 | Rate Constraint in MTons | FALSE | L | Annual | Allowances Withdrawn (n:1) | Thousand Tons | 0 | 0 | 0 | 0 | 0 | 0 | 0 | 0
IL Climate ParentID 1707- CO2 Cap Annual v6.20 | 285 | 7728 | Rate Constraint in MTons | FALSE | L | Annual | Net Emissions Allowance Position | Thousand Tons | 0 | 0 | 0 | 0 | 0 | 0 | 0 | 0
IL Climate ParentID 1707- CO2 Cap Annual v6.20 | 285 | 7728 | Rate Constraint in MTons | FALSE | L | Annual | Fuel Consumed | TBtu | 0 | 0 | 0 | 0 | 0 | 0 | 0 | 0
IL Climate ParentID 1707- CO2 Cap Annual v6.20 | 285 | 7728 | Rate Constraint in MTons | FALSE | L | Annual | Rate | lb/MMBtu | 0 | 0 | 0 | 0 | 0 | 0 | 0 | 0
IL Climate ParentID 1707- CO2 Cap Annual v6.20 | 285 | 7728 | Rate Constraint in MTons | FALSE | L | Annual | Generation | TWh | 0 | 0 | 0 | 0 | 0 | 0 | 0 | 0
IL Climate ParentID 1707- CO2 Cap Annual v6.20 | 285 | 7728 | Rate Constraint in MTons | FALSE | L | Annual | Qualifying Generation | TWh | 0 | 0 | 0 | 0 | 0 | 0 | 0 | 0
IL Climate ParentID 1707- CO2 Cap Annual v6.20 | 285 | 7728 | Rate Constraint in MTons | FALSE | L | Annual | Rate | lb/MWh | 0 | 0 | 0 | 0 | 0 | 0 | 0 | 0
IL Climate ParentID 1707- CO2 Cap Annual v6.20 | 285 | 7728 | Rate Constraint in MTons | FALSE | L | Annual | Constraint Shadow Price | US2019$/Ton | 0 | 0 | 0 | 0 | 0 | 0 | 0 | 0
IL Climate ParentID 2216- CO2 Cap Annual v6.20 | 286 | 7729 | Rate Constraint in MTons | FALSE | L | Annual | Seasons Included | Seasons | Winter, WintShld, Summer | Winter, WintShld, Summer | Winter, WintShld, Summer | Winter, WintShld, Summer | Winter, WintShld, Summer | Winter, WintShld, Summer | Winter, WintShld, Summer | Winter, WintShld, Summer
IL Climate ParentID 2216- CO2 Cap Annual v6.20 | 286 | 7729 | Rate Constraint in MTons | FALSE | L | Annual | Standard CO2 | Thousand Tons | 0 | 0 | 0 | 0 | 72.5534 | 72.5534 | 72.5534 | 72.5534
IL Climate ParentID 2216- CO2 Cap Annual v6.20 | 286 | 7729 | Rate Constraint in MTons | FALSE | L | Annual | Emissions at Affected Plants CO2 | Thousand Tons | 0 | 0 | 0 | 0 | 0 | 0 | 0 | 0
IL Climate ParentID 2216- CO2 Cap Annual v6.20 | 286 | 7729 | Rate Constraint in MTons | FALSE | L | Annual | Allowances Purchased CO2 | Thousand Tons | 0 | 0 | 0 | 0 | 0 | 0 | 0 | 0
IL Climate ParentID 2216- CO2 Cap Annual v6.20 | 286 | 7729 | Rate Constraint in MTons | FALSE | L | Annual | Allowances Sold CO2 | Thousand Tons | 0 | 0 | 0 | 0 | 0 | 0 | 0 | 0
IL Climate ParentID 2216- CO2 Cap Annual v6.20 | 286 | 7729 | Rate Constraint in MTons | FALSE | L | Annual | Allowances Banked | Thousand Tons | 0 | 0 | 0 | 0 | 0 | 0 | 0 | 0
IL Climate ParentID 2216- CO2 Cap Annual v6.20 | 286 | 7729 | Rate Constraint in MTons | FALSE | L | Annual | Allowances Withdrawn (1:1) | Thousand Tons | 0 | 0 | 0 | 0 | 0 | 0 | 0 | 0
IL Climate ParentID 2216- CO2 Cap Annual v6.20 | 286 | 7729 | Rate Constraint in MTons | FALSE | L | Annual | Allowances Withdrawn (n:1) | Thousand Tons | 0 | 0 | 0 | 0 | 0 | 0 | 0 | 0
IL Climate ParentID 2216- CO2 Cap Annual v6.20 | 286 | 7729 | Rate Constraint in MTons | FALSE | L | Annual | Net Emissions Allowance Position | Thousand Tons | 0 | 0 | 0 | 0 | 0 | 0 | 0 | 0
IL Climate ParentID 2216- CO2 Cap Annual v6.20 | 286 | 7729 | Rate Constraint in MTons | FALSE | L | Annual | Fuel Consumed | TBtu | 0 | 0 | 0 | 0 | 0 | 0 | 0 | 0
IL Climate ParentID 2216- CO2 Cap Annual v6.20 | 286 | 7729 | Rate Constraint in MTons | FALSE | L | Annual | Rate | lb/MMBtu | 0 | 0 | 0 | 0 | 0 | 0 | 0 | 0
IL Climate ParentID 2216- CO2 Cap Annual v6.20 | 286 | 7729 | Rate Constraint in MTons | FALSE | L | Annual | Generation | TWh | 0 | 0 | 0 | 0 | 0 | 0 | 0 | 0
IL Climate ParentID 2216- CO2 Cap Annual v6.20 | 286 | 7729 | Rate Constraint in MTons | FALSE | L | Annual | Qualifying Generation | TWh | 0 | 0 | 0 | 0 | 0 | 0 | 0 | 0
IL Climate ParentID 2216- CO2 Cap Annual v6.20 | 286 | 7729 | Rate Constraint in MTons | FALSE | L | Annual | Rate | lb/MWh | 0 | 0 | 0 | 0 | 0 | 0 | 0 | 0
IL Climate ParentID 2216- CO2 Cap Annual v6.20 | 286 | 7729 | Rate Constraint in MTons | FALSE | L | Annual | Constraint Shadow Price | US2019$/Ton | 0 | 0 | 0 | 0 | 0 | 0 | 0 | 0
IL Climate ParentID 2217- CO2 Cap Annual v6.20 | 287 | 7730 | Rate Constraint in MTons | FALSE | L | Annual | Seasons Included | Seasons | Winter, WintShld, Summer | Winter, WintShld, Summer | Winter, WintShld, Summer | Winter, WintShld, Summer | Winter, WintShld, Summer | Winter, WintShld, Summer | Winter, WintShld, Summer | Winter, WintShld, Summer
IL Climate ParentID 2217- CO2 Cap Annual v6.20 | 287 | 7730 | Rate Constraint in MTons | FALSE | L | Annual | Standard CO2 | Thousand Tons | 0 | 0 | 0 | 0 | 85.1224 | 85.1224 | 85.1224 | 85.1224
IL Climate ParentID 2217- CO2 Cap Annual v6.20 | 287 | 7730 | Rate Constraint in MTons | FALSE | L | Annual | Emissions at Affected Plants CO2 | Thousand Tons | 0 | 0 | 0 | 0 | 0 | 0 | 0 | 0
IL Climate ParentID 2217- CO2 Cap Annual v6.20 | 287 | 7730 | Rate Constraint in MTons | FALSE | L | Annual | Allowances Purchased CO2 | Thousand Tons | 0 | 0 | 0 | 0 | 0 | 0 | 0 | 0
IL Climate ParentID 2217- CO2 Cap Annual v6.20 | 287 | 7730 | Rate Constraint in MTons | FALSE | L | Annual | Allowances Sold CO2 | Thousand Tons | 0 | 0 | 0 | 0 | 0 | 0 | 0 | 0
IL Climate ParentID 2217- CO2 Cap Annual v6.20 | 287 | 7730 | Rate Constraint in MTons | FALSE | L | Annual | Allowances Banked | Thousand Tons | 0 | 0 | 0 | 0 | 0 | 0 | 0 | 0
IL Climate ParentID 2217- CO2 Cap Annual v6.20 | 287 | 7730 | Rate Constraint in MTons | FALSE | L | Annual | Allowances Withdrawn (1:1) | Thousand Tons | 0 | 0 | 0 | 0 | 0 | 0 | 0 | 0
IL Climate ParentID 2217- CO2 Cap Annual v6.20 | 287 | 7730 | Rate Constraint in MTons | FALSE | L | Annual | Allowances Withdrawn (n:1) | Thousand Tons | 0 | 0 | 0 | 0 | 0 | 0 | 0 | 0
IL Climate ParentID 2217- CO2 Cap Annual v6.20 | 287 | 7730 | Rate Constraint in MTons | FALSE | L | Annual | Net Emissions Allowance Position | Thousand Tons | 0 | 0 | 0 | 0 | 0 | 0 | 0 | 0
IL Climate ParentID 2217- CO2 Cap Annual v6.20 | 287 | 7730 | Rate Constraint in MTons | FALSE | L | Annual | Fuel Consumed | TBtu | 0 | 0 | 0 | 0 | 0 | 0 | 0 | 0
IL Climate ParentID 2217- CO2 Cap Annual v6.20 | 287 | 7730 | Rate Constraint in MTons | FALSE | L | Annual | Rate | lb/MMBtu | 0 | 0 | 0 | 0 | 0 | 0 | 0 | 0
IL Climate ParentID 2217- CO2 Cap Annual v6.20 | 287 | 7730 | Rate Constraint in MTons | FALSE | L | Annual | Generation | TWh | 0 | 0 | 0 | 0 | 0 | 0 | 0 | 0
IL Climate ParentID 2217- CO2 Cap Annual v6.20 | 287 | 7730 | Rate Constraint in MTons | FALSE | L | Annual | Qualifying Generation | TWh | 0 | 0 | 0 | 0 | 0 | 0 | 0 | 0
IL Climate ParentID 2217- CO2 Cap Annual v6.20 | 287 | 7730 | Rate Constraint in MTons | FALSE | L | Annual | Rate | lb/MWh | 0 | 0 | 0 | 0 | 0 | 0 | 0 | 0
IL Climate ParentID 2217- CO2 Cap Annual v6.20 | 287 | 7730 | Rate Constraint in MTons | FALSE | L | Annual | Constraint Shadow Price | US2019$/Ton | 0 | 0 | 0 | 0 | 0 | 0 | 0 | 0
IL Climate ParentID 2218- CO2 Cap Annual v6.20 | 288 | 7731 | Rate Constraint in MTons | FALSE | L | Annual | Seasons Included | Seasons | Winter, WintShld, Summer | Winter, WintShld, Summer | Winter, WintShld, Summer | Winter, WintShld, Summer | Winter, WintShld, Summer | Winter, WintShld, Summer | Winter, WintShld, Summer | Winter, WintShld, Summer
IL Climate ParentID 2218- CO2 Cap Annual v6.20 | 288 | 7731 | Rate Constraint in MTons | FALSE | L | Annual | Standard CO2 | Thousand Tons | 0 | 0 | 0 | 0 | 89.2382 | 89.2382 | 89.2382 | 89.2382
IL Climate ParentID 2218- CO2 Cap Annual v6.20 | 288 | 7731 | Rate Constraint in MTons | FALSE | L | Annual | Emissions at Affected Plants CO2 | Thousand Tons | 0 | 0 | 0 | 0 | 0 | 0 | 0 | 0
IL Climate ParentID 2218- CO2 Cap Annual v6.20 | 288 | 7731 | Rate Constraint in MTons | FALSE | L | Annual | Allowances Purchased CO2 | Thousand Tons | 0 | 0 | 0 | 0 | 0 | 0 | 0 | 0
IL Climate ParentID 2218- CO2 Cap Annual v6.20 | 288 | 7731 | Rate Constraint in MTons | FALSE | L | Annual | Allowances Sold CO2 | Thousand Tons | 0 | 0 | 0 | 0 | 0 | 0 | 0 | 0
IL Climate ParentID 2218- CO2 Cap Annual v6.20 | 288 | 7731 | Rate Constraint in MTons | FALSE | L | Annual | Allowances Banked | Thousand Tons | 0 | 0 | 0 | 0 | 0 | 0 | 0 | 0
IL Climate ParentID 2218- CO2 Cap Annual v6.20 | 288 | 7731 | Rate Constraint in MTons | FALSE | L | Annual | Allowances Withdrawn (1:1) | Thousand Tons | 0 | 0 | 0 | 0 | 0 | 0 | 0 | 0
IL Climate ParentID 2218- CO2 Cap Annual v6.20 | 288 | 7731 | Rate Constraint in MTons | FALSE | L | Annual | Allowances Withdrawn (n:1) | Thousand Tons | 0 | 0 | 0 | 0 | 0 | 0 | 0 | 0
IL Climate ParentID 2218- CO2 Cap Annual v6.20 | 288 | 7731 | Rate Constraint in MTons | FALSE | L | Annual | Net Emissions Allowance Position | Thousand Tons | 0 | 0 | 0 | 0 | 0 | 0 | 0 | 0
IL Climate ParentID 2218- CO2 Cap Annual v6.20 | 288 | 7731 | Rate Constraint in MTons | FALSE | L | Annual | Fuel Consumed | TBtu | 0 | 0 | 0 | 0 | 0 | 0 | 0 | 0
IL Climate ParentID 2218- CO2 Cap Annual v6.20 | 288 | 7731 | Rate Constraint in MTons | FALSE | L | Annual | Rate | lb/MMBtu | 0 | 0 | 0 | 0 | 0 | 0 | 0 | 0
IL Climate ParentID 2218- CO2 Cap Annual v6.20 | 288 | 7731 | Rate Constraint in MTons | FALSE | L | Annual | Generation | TWh | 0 | 0 | 0 | 0 | 0 | 0 | 0 | 0
IL Climate ParentID 2218- CO2 Cap Annual v6.20 | 288 | 7731 | Rate Constraint in MTons | FALSE | L | Annual | Qualifying Generation | TWh | 0 | 0 | 0 | 0 | 0 | 0 | 0 | 0
IL Climate ParentID 2218- CO2 Cap Annual v6.20 | 288 | 7731 | Rate Constraint in MTons | FALSE | L | Annual | Rate | lb/MWh | 0 | 0 | 0 | 0 | 0 | 0 | 0 | 0
IL Climate ParentID 2218- CO2 Cap Annual v6.20 | 288 | 7731 | Rate Constraint in MTons | FALSE | L | Annual | Constraint Shadow Price | US2019$/Ton | 0 | 0 | 0 | 0 | 0 | 0 | 0 | 0
IL Climate ParentID 2219- CO2 Cap Annual v6.20 | 289 | 7732 | Rate Constraint in MTons | FALSE | L | Annual | Seasons Included | Seasons | Winter, WintShld, Summer | Winter, WintShld, Summer | Winter, WintShld, Summer | Winter, WintShld, Summer | Winter, WintShld, Summer | Winter, WintShld, Summer | Winter, WintShld, Summer | Winter, WintShld, Summer
IL Climate ParentID 2219- CO2 Cap Annual v6.20 | 289 | 7732 | Rate Constraint in MTons | FALSE | L | Annual | Standard CO2 | Thousand Tons | 0 | 0 | 0 | 0 | 78.6449 | 78.6449 | 78.6449 | 78.6449
IL Climate ParentID 2219- CO2 Cap Annual v6.20 | 289 | 7732 | Rate Constraint in MTons | FALSE | L | Annual | Emissions at Affected Plants CO2 | Thousand Tons | 0 | 0 | 0 | 0 | 0 | 0 | 0 | 0
IL Climate ParentID 2219- CO2 Cap Annual v6.20 | 289 | 7732 | Rate Constraint in MTons | FALSE | L | Annual | Allowances Purchased CO2 | Thousand Tons | 0 | 0 | 0 | 0 | 0 | 0 | 0 | 0
IL Climate ParentID 2219- CO2 Cap Annual v6.20 | 289 | 7732 | Rate Constraint in MTons | FALSE | L | Annual | Allowances Sold CO2 | Thousand Tons | 0 | 0 | 0 | 0 | 0 | 0 | 0 | 0
IL Climate ParentID 2219- CO2 Cap Annual v6.20 | 289 | 7732 | Rate Constraint in MTons | FALSE | L | Annual | Allowances Banked | Thousand Tons | 0 | 0 | 0 | 0 | 0 | 0 | 0 | 0
IL Climate ParentID 2219- CO2 Cap Annual v6.20 | 289 | 7732 | Rate Constraint in MTons | FALSE | L | Annual | Allowances Withdrawn (1:1) | Thousand Tons | 0 | 0 | 0 | 0 | 0 | 0 | 0 | 0
IL Climate ParentID 2219- CO2 Cap Annual v6.20 | 289 | 7732 | Rate Constraint in MTons | FALSE | L | Annual | Allowances Withdrawn (n:1) | Thousand Tons | 0 | 0 | 0 | 0 | 0 | 0 | 0 | 0
IL Climate ParentID 2219- CO2 Cap Annual v6.20 | 289 | 7732 | Rate Constraint in MTons | FALSE | L | Annual | Net Emissions Allowance Position | Thousand Tons | 0 | 0 | 0 | 0 | 0 | 0 | 0 | 0
IL Climate ParentID 2219- CO2 Cap Annual v6.20 | 289 | 7732 | Rate Constraint in MTons | FALSE | L | Annual | Fuel Consumed | TBtu | 0 | 0 | 0 | 0 | 0 | 0 | 0 | 0
IL Climate ParentID 2219- CO2 Cap Annual v6.20 | 289 | 7732 | Rate Constraint in MTons | FALSE | L | Annual | Rate | lb/MMBtu | 0 | 0 | 0 | 0 | 0 | 0 | 0 | 0
IL Climate ParentID 2219- CO2 Cap Annual v6.20 | 289 | 7732 | Rate Constraint in MTons | FALSE | L | Annual | Generation | TWh | 0 | 0 | 0 | 0 | 0 | 0 | 0 | 0
IL Climate ParentID 2219- CO2 Cap Annual v6.20 | 289 | 7732 | Rate Constraint in MTons | FALSE | L | Annual | Qualifying Generation | TWh | 0 | 0 | 0 | 0 | 0 | 0 | 0 | 0
IL Climate ParentID 2219- CO2 Cap Annual v6.20 | 289 | 7732 | Rate Constraint in MTons | FALSE | L | Annual | Rate | lb/MWh | 0 | 0 | 0 | 0 | 0 | 0 | 0 | 0
IL Climate ParentID 2219- CO2 Cap Annual v6.20 | 289 | 7732 | Rate Constraint in MTons | FALSE | L | Annual | Constraint Shadow Price | US2019$/Ton | 0 | 0 | 0 | 0 | 0 | 0 | 0 | 0
IL Climate ParentID 2220- CO2 Cap Annual v6.20 | 290 | 7733 | Rate Constraint in MTons | FALSE | L | Annual | Seasons Included | Seasons | Winter, WintShld, Summer | Winter, WintShld, Summer | Winter, WintShld, Summer | Winter, WintShld, Summer | Winter, WintShld, Summer | Winter, WintShld, Summer | Winter, WintShld, Summer | Winter, WintShld, Summer
IL Climate ParentID 2220- CO2 Cap Annual v6.20 | 290 | 7733 | Rate Constraint in MTons | FALSE | L | Annual | Standard CO2 | Thousand Tons | 0 | 0 | 0 | 0 | 5.2842 | 5.2842 | 5.2842 | 5.2842
IL Climate ParentID 2220- CO2 Cap Annual v6.20 | 290 | 7733 | Rate Constraint in MTons | FALSE | L | Annual | Emissions at Affected Plants CO2 | Thousand Tons | 0 | 0 | 0 | 0 | 0 | 0 | 0 | 0
IL Climate ParentID 2220- CO2 Cap Annual v6.20 | 290 | 7733 | Rate Constraint in MTons | FALSE | L | Annual | Allowances Purchased CO2 | Thousand Tons | 0 | 0 | 0 | 0 | 0 | 0 | 0 | 0
IL Climate ParentID 2220- CO2 Cap Annual v6.20 | 290 | 7733 | Rate Constraint in MTons | FALSE | L | Annual | Allowances Sold CO2 | Thousand Tons | 0 | 0 | 0 | 0 | 0 | 0 | 0 | 0
IL Climate ParentID 2220- CO2 Cap Annual v6.20 | 290 | 7733 | Rate Constraint in MTons | FALSE | L | Annual | Allowances Banked | Thousand Tons | 0 | 0 | 0 | 0 | 0 | 0 | 0 | 0
IL Climate ParentID 2220- CO2 Cap Annual v6.20 | 290 | 7733 | Rate Constraint in MTons | FALSE | L | Annual | Allowances Withdrawn (1:1) | Thousand Tons | 0 | 0 | 0 | 0 | 0 | 0 | 0 | 0
IL Climate ParentID 2220- CO2 Cap Annual v6.20 | 290 | 7733 | Rate Constraint in MTons | FALSE | L | Annual | Allowances Withdrawn (n:1) | Thousand Tons | 0 | 0 | 0 | 0 | 0 | 0 | 0 | 0
IL Climate ParentID 2220- CO2 Cap Annual v6.20 | 290 | 7733 | Rate Constraint in MTons | FALSE | L | Annual | Net Emissions Allowance Position | Thousand Tons | 0 | 0 | 0 | 0 | 0 | 0 | 0 | 0
IL Climate ParentID 2220- CO2 Cap Annual v6.20 | 290 | 7733 | Rate Constraint in MTons | FALSE | L | Annual | Fuel Consumed | TBtu | 0 | 0 | 0 | 0 | 0 | 0 | 0 | 0
IL Climate ParentID 2220- CO2 Cap Annual v6.20 | 290 | 7733 | Rate Constraint in MTons | FALSE | L | Annual | Rate | lb/MMBtu | 0 | 0 | 0 | 0 | 0 | 0 | 0 | 0
IL Climate ParentID 2220- CO2 Cap Annual v6.20 | 290 | 7733 | Rate Constraint in MTons | FALSE | L | Annual | Generation | TWh | 0 | 0 | 0 | 0 | 0 | 0 | 0 | 0
IL Climate ParentID 2220- CO2 Cap Annual v6.20 | 290 | 7733 | Rate Constraint in MTons | FALSE | L | Annual | Qualifying Generation | TWh | 0 | 0 | 0 | 0 | 0 | 0 | 0 | 0
IL Climate ParentID 2220- CO2 Cap Annual v6.20 | 290 | 7733 | Rate Constraint in MTons | FALSE | L | Annual | Rate | lb/MWh | 0 | 0 | 0 | 0 | 0 | 0 | 0 | 0
IL Climate ParentID 2220- CO2 Cap Annual v6.20 | 290 | 7733 | Rate Constraint in MTons | FALSE | L | Annual | Constraint Shadow Price | US2019$/Ton | 0 | 0 | 0 | 0 | 0 | 0 | 0 | 0
IL Climate ParentID 2571- CO2 Cap Annual v6.20 | 291 | 7734 | Rate Constraint in MTons | FALSE | L | Annual | Seasons Included | Seasons | Winter, WintShld, Summer | Winter, WintShld, Summer | Winter, WintShld, Summer | Winter, WintShld, Summer | Winter, WintShld, Summer | Winter, WintShld, Summer | Winter, WintShld, Summer | Winter, WintShld, Summer
IL Climate ParentID 2571- CO2 Cap Annual v6.20 | 291 | 7734 | Rate Constraint in MTons | FALSE | L | Annual | Standard CO2 | Thousand Tons | 0 | 0 | 0 | 0 | 555.3467 | 555.3467 | 555.3467 | 555.3467
IL Climate ParentID 2571- CO2 Cap Annual v6.20 | 291 | 7734 | Rate Constraint in MTons | FALSE | L | Annual | Emissions at Affected Plants CO2 | Thousand Tons | 0 | 0 | 0 | 0 | 555.3467 | 555.3467 | 555.3467 | 0
IL Climate ParentID 2571- CO2 Cap Annual v6.20 | 291 | 7734 | Rate Constraint in MTons | FALSE | L | Annual | Allowances Purchased CO2 | Thousand Tons | 0 | 0 | 0 | 0 | 0 | 0 | 0 | 0
IL Climate ParentID 2571- CO2 Cap Annual v6.20 | 291 | 7734 | Rate Constraint in MTons | FALSE | L | Annual | Allowances Sold CO2 | Thousand Tons | 0 | 0 | 0 | 0 | 0 | 0 | 0 | 0
IL Climate ParentID 2571- CO2 Cap Annual v6.20 | 291 | 7734 | Rate Constraint in MTons | FALSE | L | Annual | Allowances Banked | Thousand Tons | 0 | 0 | 0 | 0 | 0 | 0 | 0 | 0
IL Climate ParentID 2571- CO2 Cap Annual v6.20 | 291 | 7734 | Rate Constraint in MTons | FALSE | L | Annual | Allowances Withdrawn (1:1) | Thousand Tons | 0 | 0 | 0 | 0 | 0 | 0 | 0 | 0
IL Climate ParentID 2571- CO2 Cap Annual v6.20 | 291 | 7734 | Rate Constraint in MTons | FALSE | L | Annual | Allowances Withdrawn (n:1) | Thousand Tons | 0 | 0 | 0 | 0 | 0 | 0 | 0 | 0
IL Climate ParentID 2571- CO2 Cap Annual v6.20 | 291 | 7734 | Rate Constraint in MTons | FALSE | L | Annual | Net Emissions Allowance Position | Thousand Tons | 0 | 0 | 0 | 0 | 555.3467 | 555.3467 | 555.3467 | 0
IL Climate ParentID 2571- CO2 Cap Annual v6.20 | 291 | 7734 | Rate Constraint in MTons | FALSE | L | Annual | Fuel Consumed | TBtu | 0 | 0 | 0 | 0 | 5.39 | 5.39 | 5.39 | 0
IL Climate ParentID 2571- CO2 Cap Annual v6.20 | 291 | 7734 | Rate Constraint in MTons | FALSE | L | Annual | Rate | lb/MMBtu | 0 | 0 | 0 | 0 | 206.0663 | 206.0663 | 206.0663 | 0
IL Climate ParentID 2571- CO2 Cap Annual v6.20 | 291 | 7734 | Rate Constraint in MTons | FALSE | L | Annual | Generation | TWh | 0 | 0 | 0 | 0 | 0.47074 | 0.47074 | 0.47074 | 0
IL Climate ParentID 2571- CO2 Cap Annual v6.20 | 291 | 7734 | Rate Constraint in MTons | FALSE | L | Annual | Qualifying Generation | TWh | 0 | 0 | 0 | 0 | 0.47074 | 0.47074 | 0.47074 | 0
IL Climate ParentID 2571- CO2 Cap Annual v6.20 | 291 | 7734 | Rate Constraint in MTons | FALSE | L | Annual | Rate | lb/MWh | 0 | 0 | 0 | 0 | 2359.4589 | 2359.4589 | 2359.4589 | 0
IL Climate ParentID 2571- CO2 Cap Annual v6.20 | 291 | 7734 | Rate Constraint in MTons | FALSE | L | Annual | Constraint Shadow Price | US2019$/Ton | 0 | 0 | 0 | 0 | 5.5196 | 7.6025 | 6.3906 | 0
IL Climate ParentID 311- CO2 Cap Annual v6.20 | 292 | 7696 | Rate Constraint in MTons | FALSE | L | Annual | Seasons Included | Seasons | Winter, WintShld, Summer | Winter, WintShld, Summer | Winter, WintShld, Summer | Winter, WintShld, Summer | Winter, WintShld, Summer | Winter, WintShld, Summer | Winter, WintShld, Summer | Winter, WintShld, Summer
IL Climate ParentID 311- CO2 Cap Annual v6.20 | 292 | 7696 | Rate Constraint in MTons | FALSE | L | Annual | Standard CO2 | Thousand Tons | 0 | 0 | 0 | 0 | 194.7601 | 194.7601 | 194.7601 | 194.7601
IL Climate ParentID 311- CO2 Cap Annual v6.20 | 292 | 7696 | Rate Constraint in MTons | FALSE | L | Annual | Emissions at Affected Plants CO2 | Thousand Tons | 0 | 0 | 0 | 0 | 56.0255 | 28.472 | 0 | 0
IL Climate ParentID 311- CO2 Cap Annual v6.20 | 292 | 7696 | Rate Constraint in MTons | FALSE | L | Annual | Allowances Purchased CO2 | Thousand Tons | 0 | 0 | 0 | 0 | 0 | 0 | 0 | 0
IL Climate ParentID 311- CO2 Cap Annual v6.20 | 292 | 7696 | Rate Constraint in MTons | FALSE | L | Annual | Allowances Sold CO2 | Thousand Tons | 0 | 0 | 0 | 0 | 0 | 0 | 0 | 0
IL Climate ParentID 311- CO2 Cap Annual v6.20 | 292 | 7696 | Rate Constraint in MTons | FALSE | L | Annual | Allowances Banked | Thousand Tons | 0 | 0 | 0 | 0 | 0 | 0 | 0 | 0
IL Climate ParentID 311- CO2 Cap Annual v6.20 | 292 | 7696 | Rate Constraint in MTons | FALSE | L | Annual | Allowances Withdrawn (1:1) | Thousand Tons | 0 | 0 | 0 | 0 | 0 | 0 | 0 | 0
IL Climate ParentID 311- CO2 Cap Annual v6.20 | 292 | 7696 | Rate Constraint in MTons | FALSE | L | Annual | Allowances Withdrawn (n:1) | Thousand Tons | 0 | 0 | 0 | 0 | 0 | 0 | 0 | 0
IL Climate ParentID 311- CO2 Cap Annual v6.20 | 292 | 7696 | Rate Constraint in MTons | FALSE | L | Annual | Net Emissions Allowance Position | Thousand Tons | 0 | 0 | 0 | 0 | 56.0255 | 28.472 | 0 | 0
IL Climate ParentID 311- CO2 Cap Annual v6.20 | 292 | 7696 | Rate Constraint in MTons | FALSE | L | Annual | Fuel Consumed | TBtu | 0 | 0 | 0 | 0 | 0.95705 | 0.48637 | 0 | 0
IL Climate ParentID 311- CO2 Cap Annual v6.20 | 292 | 7696 | Rate Constraint in MTons | FALSE | L | Annual | Rate | lb/MMBtu | 0 | 0 | 0 | 0 | 117.08 | 117.08 | 0 | 0
IL Climate ParentID 311- CO2 Cap Annual v6.20 | 292 | 7696 | Rate Constraint in MTons | FALSE | L | Annual | Generation | TWh | 0 | 0 | 0 | 0 | 0.089069 | 0.045265 | 0 | 0
IL Climate ParentID 311- CO2 Cap Annual v6.20 | 292 | 7696 | Rate Constraint in MTons | FALSE | L | Annual | Qualifying Generation | TWh | 0 | 0 | 0 | 0 | 0.089069 | 0.045265 | 0 | 0
IL Climate ParentID 311- CO2 Cap Annual v6.20 | 292 | 7696 | Rate Constraint in MTons | FALSE | L | Annual | Rate | lb/MWh | 0 | 0 | 0 | 0 | 1258.0246 | 1258.0246 | 0 | 0
IL Climate ParentID 311- CO2 Cap Annual v6.20 | 292 | 7696 | Rate Constraint in MTons | FALSE | L | Annual | Constraint Shadow Price | US2019$/Ton | 0 | 0 | 0 | 0 | 0 | 0 | 0 | 0
IL Climate ParentID 320- CO2 Cap Annual v6.20 | 293 | 7697 | Rate Constraint in MTons | FALSE | L | Annual | Seasons Included | Seasons | Winter, WintShld, Summer | Winter, WintShld, Summer | Winter, WintShld, Summer | Winter, WintShld, Summer | Winter, WintShld, Summer | Winter, WintShld, Summer | Winter, WintShld, Summer | Winter, WintShld, Summer
IL Climate ParentID 320- CO2 Cap Annual v6.20 | 293 | 7697 | Rate Constraint in MTons | FALSE | L | Annual | Standard CO2 | Thousand Tons | 0 | 0 | 0 | 0 | 112.2207 | 112.2207 | 112.2207 | 112.2207
IL Climate ParentID 320- CO2 Cap Annual v6.20 | 293 | 7697 | Rate Constraint in MTons | FALSE | L | Annual | Emissions at Affected Plants CO2 | Thousand Tons | 0 | 0 | 0 | 0 | 75.6157 | 19.5964 | 0 | 0
IL Climate ParentID 320- CO2 Cap Annual v6.20 | 293 | 7697 | Rate Constraint in MTons | FALSE | L | Annual | Allowances Purchased CO2 | Thousand Tons | 0 | 0 | 0 | 0 | 0 | 0 | 0 | 0
IL Climate ParentID 320- CO2 Cap Annual v6.20 | 293 | 7697 | Rate Constraint in MTons | FALSE | L | Annual | Allowances Sold CO2 | Thousand Tons | 0 | 0 | 0 | 0 | 0 | 0 | 0 | 0
IL Climate ParentID 320- CO2 Cap Annual v6.20 | 293 | 7697 | Rate Constraint in MTons | FALSE | L | Annual | Allowances Banked | Thousand Tons | 0 | 0 | 0 | 0 | 0 | 0 | 0 | 0
IL Climate ParentID 320- CO2 Cap Annual v6.20 | 293 | 7697 | Rate Constraint in MTons | FALSE | L | Annual | Allowances Withdrawn (1:1) | Thousand Tons | 0 | 0 | 0 | 0 | 0 | 0 | 0 | 0
IL Climate ParentID 320- CO2 Cap Annual v6.20 | 293 | 7697 | Rate Constraint in MTons | FALSE | L | Annual | Allowances Withdrawn (n:1) | Thousand Tons | 0 | 0 | 0 | 0 | 0 | 0 | 0 | 0
IL Climate ParentID 320- CO2 Cap Annual v6.20 | 293 | 7697 | Rate Constraint in MTons | FALSE | L | Annual | Net Emissions Allowance Position | Thousand Tons | 0 | 0 | 0 | 0 | 75.6157 | 19.5964 | 0 | 0
IL Climate ParentID 320- CO2 Cap Annual v6.20 | 293 | 7697 | Rate Constraint in MTons | FALSE | L | Annual | Fuel Consumed | TBtu | 0 | 0 | 0 | 0 | 1.2917 | 0.33475 | 0 | 0
IL Climate ParentID 320- CO2 Cap Annual v6.20 | 293 | 7697 | Rate Constraint in MTons | FALSE | L | Annual | Rate | lb/MMBtu | 0 | 0 | 0 | 0 | 117.08 | 117.08 | 0 | 0
IL Climate ParentID 320- CO2 Cap Annual v6.20 | 293 | 7697 | Rate Constraint in MTons | FALSE | L | Annual | Generation | TWh | 0 | 0 | 0 | 0 | 0.1137 | 0.029465 | 0 | 0
IL Climate ParentID 320- CO2 Cap Annual v6.20 | 293 | 7697 | Rate Constraint in MTons | FALSE | L | Annual | Qualifying Generation | TWh | 0 | 0 | 0 | 0 | 0.1137 | 0.029465 | 0 | 0
IL Climate ParentID 320- CO2 Cap Annual v6.20 | 293 | 7697 | Rate Constraint in MTons | FALSE | L | Annual | Rate | lb/MWh | 0 | 0 | 0 | 0 | 1330.1459 | 1330.1459 | 0 | 0
IL Climate ParentID 320- CO2 Cap Annual v6.20 | 293 | 7697 | Rate Constraint in MTons | FALSE | L | Annual | Constraint Shadow Price | US2019$/Ton | 0 | 0 | 0 | 0 | 0 | 0 | 0 | 0
IL Climate ParentID 321- CO2 Cap Annual v6.20 | 294 | 7698 | Rate Constraint in MTons | FALSE | L | Annual | Seasons Included | Seasons | Winter, WintShld, Summer | Winter, WintShld, Summer | Winter, WintShld, Summer | Winter, WintShld, Summer | Winter, WintShld, Summer | Winter, WintShld, Summer | Winter, WintShld, Summer | Winter, WintShld, Summer
IL Climate ParentID 321- CO2 Cap Annual v6.20 | 294 | 7698 | Rate Constraint in MTons | FALSE | L | Annual | Standard CO2 | Thousand Tons | 0 | 0 | 0 | 0 | 212.9442 | 212.9442 | 212.9442 | 212.9442
IL Climate ParentID 321- CO2 Cap Annual v6.20 | 294 | 7698 | Rate Constraint in MTons | FALSE | L | Annual | Emissions at Affected Plants CO2 | Thousand Tons | 0 | 0 | 0 | 0 | 99.9653 | 99.9653 | 0 | 0
IL Climate ParentID 321- CO2 Cap Annual v6.20 | 294 | 7698 | Rate Constraint in MTons | FALSE | L | Annual | Allowances Purchased CO2 | Thousand Tons | 0 | 0 | 0 | 0 | 0 | 0 | 0 | 0
IL Climate ParentID 321- CO2 Cap Annual v6.20 | 294 | 7698 | Rate Constraint in MTons | FALSE | L | Annual | Allowances Sold CO2 | Thousand Tons | 0 | 0 | 0 | 0 | 0 | 0 | 0 | 0
IL Climate ParentID 321- CO2 Cap Annual v6.20 | 294 | 7698 | Rate Constraint in MTons | FALSE | L | Annual | Allowances Banked | Thousand Tons | 0 | 0 | 0 | 0 | 0 | 0 | 0 | 0
IL Climate ParentID 321- CO2 Cap Annual v6.20 | 294 | 7698 | Rate Constraint in MTons | FALSE | L | Annual | Allowances Withdrawn (1:1) | Thousand Tons | 0 | 0 | 0 | 0 | 0 | 0 | 0 | 0
IL Climate ParentID 321- CO2 Cap Annual v6.20 | 294 | 7698 | Rate Constraint in MTons | FALSE | L | Annual | Allowances Withdrawn (n:1) | Thousand Tons | 0 | 0 | 0 | 0 | 0 | 0 | 0 | 0
IL Climate ParentID 321- CO2 Cap Annual v6.20 | 294 | 7698 | Rate Constraint in MTons | FALSE | L | Annual | Net Emissions Allowance Position | Thousand Tons | 0 | 0 | 0 | 0 | 99.9653 | 99.9653 | 0 | 0
IL Climate ParentID 321- CO2 Cap Annual v6.20 | 294 | 7698 | Rate Constraint in MTons | FALSE | L | Annual | Fuel Consumed | TBtu | 0 | 0 | 0 | 0 | 1.7076 | 1.7076 | 0 | 0
IL Climate ParentID 321- CO2 Cap Annual v6.20 | 294 | 7698 | Rate Constraint in MTons | FALSE | L | Annual | Rate | lb/MMBtu | 0 | 0 | 0 | 0 | 117.08 | 117.08 | 0 | 0
IL Climate ParentID 321- CO2 Cap Annual v6.20 | 294 | 7698 | Rate Constraint in MTons | FALSE | L | Annual | Generation | TWh | 0 | 0 | 0 | 0 | 0.1582 | 0.1582 | 0 | 0
IL Climate ParentID 321- CO2 Cap Annual v6.20 | 294 | 7698 | Rate Constraint in MTons | FALSE | L | Annual | Qualifying Generation | TWh | 0 | 0 | 0 | 0 | 0.1582 | 0.1582 | 0 | 0
IL Climate ParentID 321- CO2 Cap Annual v6.20 | 294 | 7698 | Rate Constraint in MTons | FALSE | L | Annual | Rate | lb/MWh | 0 | 0 | 0 | 0 | 1263.7819 | 1263.7819 | 0 | 0
IL Climate ParentID 321- CO2 Cap Annual v6.20 | 294 | 7698 | Rate Constraint in MTons | FALSE | L | Annual | Constraint Shadow Price | US2019$/Ton | 0 | 0 | 0 | 0 | 0 | 0 | 0 | 0
IL Climate ParentID 322- CO2 Cap Annual v6.20 | 295 | 7699 | Rate Constraint in MTons | FALSE | L | Annual | Seasons Included | Seasons | Winter, WintShld, Summer | Winter, WintShld, Summer | Winter, WintShld, Summer | Winter, WintShld, Summer | Winter, WintShld, Summer | Winter, WintShld, Summer | Winter, WintShld, Summer | Winter, WintShld, Summer
IL Climate ParentID 322- CO2 Cap Annual v6.20 | 295 | 7699 | Rate Constraint in MTons | FALSE | L | Annual | Standard CO2 | Thousand Tons | 0 | 0 | 0 | 0 | 4.4657 | 4.4657 | 4.4657 | 4.4657
IL Climate ParentID 322- CO2 Cap Annual v6.20 | 295 | 7699 | Rate Constraint in MTons | FALSE | L | Annual | Emissions at Affected Plants CO2 | Thousand Tons | 0 | 0 | 0 | 0 | 4.4657 | 4.4657 | 0 | 0
IL Climate ParentID 322- CO2 Cap Annual v6.20 | 295 | 7699 | Rate Constraint in MTons | FALSE | L | Annual | Allowances Purchased CO2 | Thousand Tons | 0 | 0 | 0 | 0 | 0 | 0 | 0 | 0
IL Climate ParentID 322- CO2 Cap Annual v6.20 | 295 | 7699 | Rate Constraint in MTons | FALSE | L | Annual | Allowances Sold CO2 | Thousand Tons | 0 | 0 | 0 | 0 | 0 | 0 | 0 | 0
IL Climate ParentID 322- CO2 Cap Annual v6.20 | 295 | 7699 | Rate Constraint in MTons | FALSE | L | Annual | Allowances Banked | Thousand Tons | 0 | 0 | 0 | 0 | 0 | 0 | 0 | 0
IL Climate ParentID 322- CO2 Cap Annual v6.20 | 295 | 7699 | Rate Constraint in MTons | FALSE | L | Annual | Allowances Withdrawn (1:1) | Thousand Tons | 0 | 0 | 0 | 0 | 0 | 0 | 0 | 0
IL Climate ParentID 322- CO2 Cap Annual v6.20 | 295 | 7699 | Rate Constraint in MTons | FALSE | L | Annual | Allowances Withdrawn (n:1) | Thousand Tons | 0 | 0 | 0 | 0 | 0 | 0 | 0 | 0
IL Climate ParentID 322- CO2 Cap Annual v6.20 | 295 | 7699 | Rate Constraint in MTons | FALSE | L | Annual | Net Emissions Allowance Position | Thousand Tons | 0 | 0 | 0 | 0 | 4.4657 | 4.4657 | 0 | 0
IL Climate ParentID 322- CO2 Cap Annual v6.20 | 295 | 7699 | Rate Constraint in MTons | FALSE | L | Annual | Fuel Consumed | TBtu | 0 | 0 | 0 | 0 | 0.076284 | 0.076284 | 0 | 0
IL Climate ParentID 322- CO2 Cap Annual v6.20 | 295 | 7699 | Rate Constraint in MTons | FALSE | L | Annual | Rate | lb/MMBtu | 0 | 0 | 0 | 0 | 117.08 | 117.08 | 0 | 0
IL Climate ParentID 322- CO2 Cap Annual v6.20 | 295 | 7699 | Rate Constraint in MTons | FALSE | L | Annual | Generation | TWh | 0 | 0 | 0 | 0 | 0.0070995 | 0.0070995 | 0 | 0
IL Climate ParentID 322- CO2 Cap Annual v6.20 | 295 | 7699 | Rate Constraint in MTons | FALSE | L | Annual | Qualifying Generation | TWh | 0 | 0 | 0 | 0 | 0.0070995 | 0.0070995 | 0 | 0
IL Climate ParentID 322- CO2 Cap Annual v6.20 | 295 | 7699 | Rate Constraint in MTons | FALSE | L | Annual | Rate | lb/MWh | 0 | 0 | 0 | 0 | 1258.0246 | 1258.0246 | 0 | 0
IL Climate ParentID 322- CO2 Cap Annual v6.20 | 295 | 7699 | Rate Constraint in MTons | FALSE | L | Annual | Constraint Shadow Price | US2019$/Ton | 0 | 0 | 0 | 0 | 6.4994 | 3.0935 | 0 | 0
IL Climate ParentID 323- CO2 Cap Annual v6.20 | 296 | 7700 | Rate Constraint in MTons | FALSE | L | Annual | Seasons Included | Seasons | Winter, WintShld, Summer | Winter, WintShld, Summer | Winter, WintShld, Summer | Winter, WintShld, Summer | Winter, WintShld, Summer | Winter, WintShld, Summer | Winter, WintShld, Summer | Winter, WintShld, Summer
IL Climate ParentID 323- CO2 Cap Annual v6.20 | 296 | 7700 | Rate Constraint in MTons | FALSE | L | Annual | Standard CO2 | Thousand Tons | 0 | 0 | 0 | 0 | 48.0539 | 48.0539 | 48.0539 | 48.0539
IL Climate ParentID 323- CO2 Cap Annual v6.20 | 296 | 7700 | Rate Constraint in MTons | FALSE | L | Annual | Emissions at Affected Plants CO2 | Thousand Tons | 0 | 0 | 0 | 0 | 31.9798 | 16.252 | 0 | 0
IL Climate ParentID 323- CO2 Cap Annual v6.20 | 296 | 7700 | Rate Constraint in MTons | FALSE | L | Annual | Allowances Purchased CO2 | Thousand Tons | 0 | 0 | 0 | 0 | 0 | 0 | 0 | 0
IL Climate ParentID 323- CO2 Cap Annual v6.20 | 296 | 7700 | Rate Constraint in MTons | FALSE | L | Annual | Allowances Sold CO2 | Thousand Tons | 0 | 0 | 0 | 0 | 0 | 0 | 0 | 0
IL Climate ParentID 323- CO2 Cap Annual v6.20 | 296 | 7700 | Rate Constraint in MTons | FALSE | L | Annual | Allowances Banked | Thousand Tons | 0 | 0 | 0 | 0 | 0 | 0 | 0 | 0
IL Climate ParentID 323- CO2 Cap Annual v6.20 | 296 | 7700 | Rate Constraint in MTons | FALSE | L | Annual | Allowances Withdrawn (1:1) | Thousand Tons | 0 | 0 | 0 | 0 | 0 | 0 | 0 | 0
IL Climate ParentID 323- CO2 Cap Annual v6.20 | 296 | 7700 | Rate Constraint in MTons | FALSE | L | Annual | Allowances Withdrawn (n:1) | Thousand Tons | 0 | 0 | 0 | 0 | 0 | 0 | 0 | 0
IL Climate ParentID 323- CO2 Cap Annual v6.20 | 296 | 7700 | Rate Constraint in MTons | FALSE | L | Annual | Net Emissions Allowance Position | Thousand Tons | 0 | 0 | 0 | 0 | 31.9798 | 16.252 | 0 | 0
IL Climate ParentID 323- CO2 Cap Annual v6.20 | 296 | 7700 | Rate Constraint in MTons | FALSE | L | Annual | Fuel Consumed | TBtu | 0 | 0 | 0 | 0 | 0.54629 | 0.27762 | 0 | 0
IL Climate ParentID 323- CO2 Cap Annual v6.20 | 296 | 7700 | Rate Constraint in MTons | FALSE | L | Annual | Rate | lb/MMBtu | 0 | 0 | 0 | 0 | 117.08 | 117.08 | 0 | 0
IL Climate ParentID 323- CO2 Cap Annual v6.20 | 296 | 7700 | Rate Constraint in MTons | FALSE | L | Annual | Generation | TWh | 0 | 0 | 0 | 0 | 0.049733 | 0.025274 | 0 | 0
IL Climate ParentID 323- CO2 Cap Annual v6.20 | 296 | 7700 | Rate Constraint in MTons | FALSE | L | Annual | Qualifying Generation | TWh | 0 | 0 | 0 | 0 | 0.049733 | 0.025274 | 0 | 0
IL Climate ParentID 323- CO2 Cap Annual v6.20 | 296 | 7700 | Rate Constraint in MTons | FALSE | L | Annual | Rate | lb/MWh | 0 | 0 | 0 | 0 | 1286.0649 | 1286.0649 | 0 | 0
IL Climate ParentID 323- CO2 Cap Annual v6.20 | 296 | 7700 | Rate Constraint in MTons | FALSE | L | Annual | Constraint Shadow Price | US2019$/Ton | 0 | 0 | 0 | 0 | 0 | 0 | 0 | 0
IL Climate ParentID 324- CO2 Cap Annual v6.20 | 297 | 7701 | Rate Constraint in MTons | FALSE | L | Annual | Seasons Included | Seasons | Winter, WintShld, Summer | Winter, WintShld, Summer | Winter, WintShld, Summer | Winter, WintShld, Summer | Winter, WintShld, Summer | Winter, WintShld, Summer | Winter, WintShld, Summer | Winter, WintShld, Summer
IL Climate ParentID 324- CO2 Cap Annual v6.20 | 297 | 7701 | Rate Constraint in MTons | FALSE | L | Annual | Standard CO2 | Thousand Tons | 0 | 0 | 0 | 0 | 28.5974 | 28.5974 | 28.5974 | 28.5974
IL Climate ParentID 324- CO2 Cap Annual v6.20 | 297 | 7701 | Rate Constraint in MTons | FALSE | L | Annual | Emissions at Affected Plants CO2 | Thousand Tons | 0 | 0 | 0 | 0 | 27.3939 | 24.8376 | 0 | 0
IL Climate ParentID 324- CO2 Cap Annual v6.20 | 297 | 7701 | Rate Constraint in MTons | FALSE | L | Annual | Allowances Purchased CO2 | Thousand Tons | 0 | 0 | 0 | 0 | 0 | 0 | 0 | 0
IL Climate ParentID 324- CO2 Cap Annual v6.20 | 297 | 7701 | Rate Constraint in MTons | FALSE | L | Annual | Allowances Sold CO2 | Thousand Tons | 0 | 0 | 0 | 0 | 0 | 0 | 0 | 0
IL Climate ParentID 324- CO2 Cap Annual v6.20 | 297 | 7701 | Rate Constraint in MTons | FALSE | L | Annual | Allowances Banked | Thousand Tons | 0 | 0 | 0 | 0 | 0 | 0 | 0 | 0
IL Climate ParentID 324- CO2 Cap Annual v6.20 | 297 | 7701 | Rate Constraint in MTons | FALSE | L | Annual | Allowances Withdrawn (1:1) | Thousand Tons | 0 | 0 | 0 | 0 | 0 | 0 | 0 | 0
IL Climate ParentID 324- CO2 Cap Annual v6.20 | 297 | 7701 | Rate Constraint in MTons | FALSE | L | Annual | Allowances Withdrawn (n:1) | Thousand Tons | 0 | 0 | 0 | 0 | 0 | 0 | 0 | 0
IL Climate ParentID 324- CO2 Cap Annual v6.20 | 297 | 7701 | Rate Constraint in MTons | FALSE | L | Annual | Net Emissions Allowance Position | Thousand Tons | 0 | 0 | 0 | 0 | 27.3939 | 24.8376 | 0 | 0
IL Climate ParentID 324- CO2 Cap Annual v6.20 | 297 | 7701 | Rate Constraint in MTons | FALSE | L | Annual | Fuel Consumed | TBtu | 0 | 0 | 0 | 0 | 0.46795 | 0.42429 | 0 | 0
IL Climate ParentID 324- CO2 Cap Annual v6.20 | 297 | 7701 | Rate Constraint in MTons | FALSE | L | Annual | Rate | lb/MMBtu | 0 | 0 | 0 | 0 | 117.08 | 117.08 | 0 | 0
IL Climate ParentID 324- CO2 Cap Annual v6.20 | 297 | 7701 | Rate Constraint in MTons | FALSE | L | Annual | Generation | TWh | 0 | 0 | 0 | 0 | 0.043551 | 0.039487 | 0 | 0
IL Climate ParentID 324- CO2 Cap Annual v6.20 | 297 | 7701 | Rate Constraint in MTons | FALSE | L | Annual | Qualifying Generation | TWh | 0 | 0 | 0 | 0 | 0.043551 | 0.039487 | 0 | 0
IL Climate ParentID 324- CO2 Cap Annual v6.20 | 297 | 7701 | Rate Constraint in MTons | FALSE | L | Annual | Rate | lb/MWh | 0 | 0 | 0 | 0 | 1258.0246 | 1258.0246 | 0 | 0
IL Climate ParentID 324- CO2 Cap Annual v6.20 | 297 | 7701 | Rate Constraint in MTons | FALSE | L | Annual | Constraint Shadow Price | US2019$/Ton | 0 | 0 | 0 | 0 | 0 | 0 | 0 | 0
IL Climate ParentID 325- CO2 Cap Annual v6.20 | 298 | 7702 | Rate Constraint in MTons | FALSE | L | Annual | Seasons Included | Seasons | Winter, WintShld, Summer | Winter, WintShld, Summer | Winter, WintShld, Summer | Winter, WintShld, Summer | Winter, WintShld, Summer | Winter, WintShld, Summer | Winter, WintShld, Summer | Winter, WintShld, Summer
IL Climate ParentID 325- CO2 Cap Annual v6.20 | 298 | 7702 | Rate Constraint in MTons | FALSE | L | Annual | Standard CO2 | Thousand Tons | 0 | 0 | 0 | 0 | 19.5472 | 19.5472 | 19.5472 | 19.5472
IL Climate ParentID 325- CO2 Cap Annual v6.20 | 298 | 7702 | Rate Constraint in MTons | FALSE | L | Annual | Emissions at Affected Plants CO2 | Thousand Tons | 0 | 0 | 0 | 0 | 0 | 0 | 0 | 0
IL Climate ParentID 325- CO2 Cap Annual v6.20 | 298 | 7702 | Rate Constraint in MTons | FALSE | L | Annual | Allowances Purchased CO2 | Thousand Tons | 0 | 0 | 0 | 0 | 0 | 0 | 0 | 0
IL Climate ParentID 325- CO2 Cap Annual v6.20 | 298 | 7702 | Rate Constraint in MTons | FALSE | L | Annual | Allowances Sold CO2 | Thousand Tons | 0 | 0 | 0 | 0 | 0 | 0 | 0 | 0
IL Climate ParentID 325- CO2 Cap Annual v6.20 | 298 | 7702 | Rate Constraint in MTons | FALSE | L | Annual | Allowances Banked | Thousand Tons | 0 | 0 | 0 | 0 | 0 | 0 | 0 | 0
IL Climate ParentID 325- CO2 Cap Annual v6.20 | 298 | 7702 | Rate Constraint in MTons | FALSE | L | Annual | Allowances Withdrawn (1:1) | Thousand Tons | 0 | 0 | 0 | 0 | 0 | 0 | 0 | 0
IL Climate ParentID 325- CO2 Cap Annual v6.20 | 298 | 7702 | Rate Constraint in MTons | FALSE | L | Annual | Allowances Withdrawn (n:1) | Thousand Tons | 0 | 0 | 0 | 0 | 0 | 0 | 0 | 0
IL Climate ParentID 325- CO2 Cap Annual v6.20 | 298 | 7702 | Rate Constraint in MTons | FALSE | L | Annual | Net Emissions Allowance Position | Thousand Tons | 0 | 0 | 0 | 0 | 0 | 0 | 0 | 0
IL Climate ParentID 325- CO2 Cap Annual v6.20 | 298 | 7702 | Rate Constraint in MTons | FALSE | L | Annual | Fuel Consumed | TBtu | 0 | 0 | 0 | 0 | 0 | 0 | 0 | 0
IL Climate ParentID 325- CO2 Cap Annual v6.20 | 298 | 7702 | Rate Constraint in MTons | FALSE | L | Annual | Rate | lb/MMBtu | 0 | 0 | 0 | 0 | 0 | 0 | 0 | 0
IL Climate ParentID 325- CO2 Cap Annual v6.20 | 298 | 7702 | Rate Constraint in MTons | FALSE | L | Annual | Generation | TWh | 0 | 0 | 0 | 0 | 0 | 0 | 0 | 0
IL Climate ParentID 325- CO2 Cap Annual v6.20 | 298 | 7702 | Rate Constraint in MTons | FALSE | L | Annual | Qualifying Generation | TWh | 0 | 0 | 0 | 0 | 0 | 0 | 0 | 0
IL Climate ParentID 325- CO2 Cap Annual v6.20 | 298 | 7702 | Rate Constraint in MTons | FALSE | L | Annual | Rate | lb/MWh | 0 | 0 | 0 | 0 | 0 | 0 | 0 | 0
IL Climate ParentID 325- CO2 Cap Annual v6.20 | 298 | 7702 | Rate Constraint in MTons | FALSE | L | Annual | Constraint Shadow Price | US2019$/Ton | 0 | 0 | 0 | 0 | 0 | 0 | 0 | 0
IL Climate ParentID 326- CO2 Cap Annual v6.20 | 299 | 7703 | Rate Constraint in MTons | FALSE | L | Annual | Seasons Included | Seasons | Winter, WintShld, Summer | Winter, WintShld, Summer | Winter, WintShld, Summer | Winter, WintShld, Summer | Winter, WintShld, Summer | Winter, WintShld, Summer | Winter, WintShld, Summer | Winter, WintShld, Summer
IL Climate ParentID 326- CO2 Cap Annual v6.20 | 299 | 7703 | Rate Constraint in MTons | FALSE | L | Annual | Standard CO2 | Thousand Tons | 0 | 0 | 0 | 0 | 63.1947 | 63.1947 | 63.1947 | 63.1947
IL Climate ParentID 326- CO2 Cap Annual v6.20 | 299 | 7703 | Rate Constraint in MTons | FALSE | L | Annual | Emissions at Affected Plants CO2 | Thousand Tons | 0 | 0 | 0 | 0 | 0 | 0 | 0 | 0
IL Climate ParentID 326- CO2 Cap Annual v6.20 | 299 | 7703 | Rate Constraint in MTons | FALSE | L | Annual | Allowances Purchased CO2 | Thousand Tons | 0 | 0 | 0 | 0 | 0 | 0 | 0 | 0
IL Climate ParentID 326- CO2 Cap Annual v6.20 | 299 | 7703 | Rate Constraint in MTons | FALSE | L | Annual | Allowances Sold CO2 | Thousand Tons | 0 | 0 | 0 | 0 | 0 | 0 | 0 | 0
IL Climate ParentID 326- CO2 Cap Annual v6.20 | 299 | 7703 | Rate Constraint in MTons | FALSE | L | Annual | Allowances Banked | Thousand Tons | 0 | 0 | 0 | 0 | 0 | 0 | 0 | 0
IL Climate ParentID 326- CO2 Cap Annual v6.20 | 299 | 7703 | Rate Constraint in MTons | FALSE | L | Annual | Allowances Withdrawn (1:1) | Thousand Tons | 0 | 0 | 0 | 0 | 0 | 0 | 0 | 0
IL Climate ParentID 326- CO2 Cap Annual v6.20 | 299 | 7703 | Rate Constraint in MTons | FALSE | L | Annual | Allowances Withdrawn (n:1) | Thousand Tons | 0 | 0 | 0 | 0 | 0 | 0 | 0 | 0
IL Climate ParentID 326- CO2 Cap Annual v6.20 | 299 | 7703 | Rate Constraint in MTons | FALSE | L | Annual | Net Emissions Allowance Position | Thousand Tons | 0 | 0 | 0 | 0 | 0 | 0 | 0 | 0
IL Climate ParentID 326- CO2 Cap Annual v6.20 | 299 | 7703 | Rate Constraint in MTons | FALSE | L | Annual | Fuel Consumed | TBtu | 0 | 0 | 0 | 0 | 0 | 0 | 0 | 0
IL Climate ParentID 326- CO2 Cap Annual v6.20 | 299 | 7703 | Rate Constraint in MTons | FALSE | L | Annual | Rate | lb/MMBtu | 0 | 0 | 0 | 0 | 0 | 0 | 0 | 0
IL Climate ParentID 326- CO2 Cap Annual v6.20 | 299 | 7703 | Rate Constraint in MTons | FALSE | L | Annual | Generation | TWh | 0 | 0 | 0 | 0 | 0 | 0 | 0 | 0
IL Climate ParentID 326- CO2 Cap Annual v6.20 | 299 | 7703 | Rate Constraint in MTons | FALSE | L | Annual | Qualifying Generation | TWh | 0 | 0 | 0 | 0 | 0 | 0 | 0 | 0
IL Climate ParentID 326- CO2 Cap Annual v6.20 | 299 | 7703 | Rate Constraint in MTons | FALSE | L | Annual | Rate | lb/MWh | 0 | 0 | 0 | 0 | 0 | 0 | 0 | 0
IL Climate ParentID 326- CO2 Cap Annual v6.20 | 299 | 7703 | Rate Constraint in MTons | FALSE | L | Annual | Constraint Shadow Price | US2019$/Ton | 0 | 0 | 0 | 0 | 0 | 0 | 0 | 0
IL Climate ParentID 327- CO2 Cap Annual v6.20 | 300 | 7704 | Rate Constraint in MTons | FALSE | L | Annual | Seasons Included | Seasons | Winter, WintShld, Summer | Winter, WintShld, Summer | Winter, WintShld, Summer | Winter, WintShld, Summer | Winter, WintShld, Summer | Winter, WintShld, Summer | Winter, WintShld, Summer | Winter, WintShld, Summer
IL Climate ParentID 327- CO2 Cap Annual v6.20 | 300 | 7704 | Rate Constraint in MTons | FALSE | L | Annual | Standard CO2 | Thousand Tons | 0 | 0 | 0 | 0 | 21.1592 | 21.1592 | 21.1592 | 21.1592
IL Climate ParentID 327- CO2 Cap Annual v6.20 | 300 | 7704 | Rate Constraint in MTons | FALSE | L | Annual | Emissions at Affected Plants CO2 | Thousand Tons | 0 | 0 | 0 | 0 | 0 | 0 | 0 | 0
IL Climate ParentID 327- CO2 Cap Annual v6.20 | 300 | 7704 | Rate Constraint in MTons | FALSE | L | Annual | Allowances Purchased CO2 | Thousand Tons | 0 | 0 | 0 | 0 | 0 | 0 | 0 | 0
IL Climate ParentID 327- CO2 Cap Annual v6.20 | 300 | 7704 | Rate Constraint in MTons | FALSE | L | Annual | Allowances Sold CO2 | Thousand Tons | 0 | 0 | 0 | 0 | 0 | 0 | 0 | 0
IL Climate ParentID 327- CO2 Cap Annual v6.20 | 300 | 7704 | Rate Constraint in MTons | FALSE | L | Annual | Allowances Banked | Thousand Tons | 0 | 0 | 0 | 0 | 0 | 0 | 0 | 0
IL Climate ParentID 327- CO2 Cap Annual v6.20 | 300 | 7704 | Rate Constraint in MTons | FALSE | L | Annual | Allowances Withdrawn (1:1) | Thousand Tons | 0 | 0 | 0 | 0 | 0 | 0 | 0 | 0
IL Climate ParentID 327- CO2 Cap Annual v6.20 | 300 | 7704 | Rate Constraint in MTons | FALSE | L | Annual | Allowances Withdrawn (n:1) | Thousand Tons | 0 | 0 | 0 | 0 | 0 | 0 | 0 | 0
IL Climate ParentID 327- CO2 Cap Annual v6.20 | 300 | 7704 | Rate Constraint in MTons | FALSE | L | Annual | Net Emissions Allowance Position | Thousand Tons | 0 | 0 | 0 | 0 | 0 | 0 | 0 | 0
IL Climate ParentID 327- CO2 Cap Annual v6.20 | 300 | 7704 | Rate Constraint in MTons | FALSE | L | Annual | Fuel Consumed | TBtu | 0 | 0 | 0 | 0 | 0 | 0 | 0 | 0
IL Climate ParentID 327- CO2 Cap Annual v6.20 | 300 | 7704 | Rate Constraint in MTons | FALSE | L | Annual | Rate | lb/MMBtu | 0 | 0 | 0 | 0 | 0 | 0 | 0 | 0
IL Climate ParentID 327- CO2 Cap Annual v6.20 | 300 | 7704 | Rate Constraint in MTons | FALSE | L | Annual | Generation | TWh | 0 | 0 | 0 | 0 | 0 | 0 | 0 | 0
IL Climate ParentID 327- CO2 Cap Annual v6.20 | 300 | 7704 | Rate Constraint in MTons | FALSE | L | Annual | Qualifying Generation | TWh | 0 | 0 | 0 | 0 | 0 | 0 | 0 | 0
IL Climate ParentID 327- CO2 Cap Annual v6.20 | 300 | 7704 | Rate Constraint in MTons | FALSE | L | Annual | Rate | lb/MWh | 0 | 0 | 0 | 0 | 0 | 0 | 0 | 0
IL Climate ParentID 327- CO2 Cap Annual v6.20 | 300 | 7704 | Rate Constraint in MTons | FALSE | L | Annual | Constraint Shadow Price | US2019$/Ton | 0 | 0 | 0 | 0 | 0 | 0 | 0 | 0
IL Climate ParentID 328- CO2 Cap Annual v6.20 | 301 | 7705 | Rate Constraint in MTons | FALSE | L | Annual | Seasons Included | Seasons | Winter, WintShld, Summer | Winter, WintShld, Summer | Winter, WintShld, Summer | Winter, WintShld, Summer | Winter, WintShld, Summer | Winter, WintShld, Summer | Winter, WintShld, Summer | Winter, WintShld, Summer
IL Climate ParentID 328- CO2 Cap Annual v6.20 | 301 | 7705 | Rate Constraint in MTons | FALSE | L | Annual | Standard CO2 | Thousand Tons | 0 | 0 | 0 | 0 | 4.9553 | 4.9553 | 4.9553 | 4.9553
IL Climate ParentID 328- CO2 Cap Annual v6.20 | 301 | 7705 | Rate Constraint in MTons | FALSE | L | Annual | Emissions at Affected Plants CO2 | Thousand Tons | 0 | 0 | 0 | 0 | 0 | 0 | 0 | 0
IL Climate ParentID 328- CO2 Cap Annual v6.20 | 301 | 7705 | Rate Constraint in MTons | FALSE | L | Annual | Allowances Purchased CO2 | Thousand Tons | 0 | 0 | 0 | 0 | 0 | 0 | 0 | 0
IL Climate ParentID 328- CO2 Cap Annual v6.20 | 301 | 7705 | Rate Constraint in MTons | FALSE | L | Annual | Allowances Sold CO2 | Thousand Tons | 0 | 0 | 0 | 0 | 0 | 0 | 0 | 0
IL Climate ParentID 328- CO2 Cap Annual v6.20 | 301 | 7705 | Rate Constraint in MTons | FALSE | L | Annual | Allowances Banked | Thousand Tons | 0 | 0 | 0 | 0 | 0 | 0 | 0 | 0
IL Climate ParentID 328- CO2 Cap Annual v6.20 | 301 | 7705 | Rate Constraint in MTons | FALSE | L | Annual | Allowances Withdrawn (1:1) | Thousand Tons | 0 | 0 | 0 | 0 | 0 | 0 | 0 | 0
IL Climate ParentID 328- CO2 Cap Annual v6.20 | 301 | 7705 | Rate Constraint in MTons | FALSE | L | Annual | Allowances Withdrawn (n:1) | Thousand Tons | 0 | 0 | 0 | 0 | 0 | 0 | 0 | 0
IL Climate ParentID 328- CO2 Cap Annual v6.20 | 301 | 7705 | Rate Constraint in MTons | FALSE | L | Annual | Net Emissions Allowance Position | Thousand Tons | 0 | 0 | 0 | 0 | 0 | 0 | 0 | 0
IL Climate ParentID 328- CO2 Cap Annual v6.20 | 301 | 7705 | Rate Constraint in MTons | FALSE | L | Annual | Fuel Consumed | TBtu | 0 | 0 | 0 | 0 | 0 | 0 | 0 | 0
IL Climate ParentID 328- CO2 Cap Annual v6.20 | 301 | 7705 | Rate Constraint in MTons | FALSE | L | Annual | Rate | lb/MMBtu | 0 | 0 | 0 | 0 | 0 | 0 | 0 | 0
IL Climate ParentID 328- CO2 Cap Annual v6.20 | 301 | 7705 | Rate Constraint in MTons | FALSE | L | Annual | Generation | TWh | 0 | 0 | 0 | 0 | 0 | 0 | 0 | 0
IL Climate ParentID 328- CO2 Cap Annual v6.20 | 301 | 7705 | Rate Constraint in MTons | FALSE | L | Annual | Qualifying Generation | TWh | 0 | 0 | 0 | 0 | 0 | 0 | 0 | 0
IL Climate ParentID 328- CO2 Cap Annual v6.20 | 301 | 7705 | Rate Constraint in MTons | FALSE | L | Annual | Rate | lb/MWh | 0 | 0 | 0 | 0 | 0 | 0 | 0 | 0
IL Climate ParentID 328- CO2 Cap Annual v6.20 | 301 | 7705 | Rate Constraint in MTons | FALSE | L | Annual | Constraint Shadow Price | US2019$/Ton | 0 | 0 | 0 | 0 | 0 | 0 | 0 | 0
IL Climate ParentID 329- CO2 Cap Annual v6.20 | 302 | 7706 | Rate Constraint in MTons | FALSE | L | Annual | Seasons Included | Seasons | Winter, WintShld, Summer | Winter, WintShld, Summer | Winter, WintShld, Summer | Winter, WintShld, Summer | Winter, WintShld, Summer | Winter, WintShld, Summer | Winter, WintShld, Summer | Winter, WintShld, Summer
IL Climate ParentID 329- CO2 Cap Annual v6.20 | 302 | 7706 | Rate Constraint in MTons | FALSE | L | Annual | Standard CO2 | Thousand Tons | 0 | 0 | 0 | 0 | 24.3959 | 24.3959 | 24.3959 | 24.3959
IL Climate ParentID 329- CO2 Cap Annual v6.20 | 302 | 7706 | Rate Constraint in MTons | FALSE | L | Annual | Emissions at Affected Plants CO2 | Thousand Tons | 0 | 0 | 0 | 0 | 0 | 0 | 0 | 0
IL Climate ParentID 329- CO2 Cap Annual v6.20 | 302 | 7706 | Rate Constraint in MTons | FALSE | L | Annual | Allowances Purchased CO2 | Thousand Tons | 0 | 0 | 0 | 0 | 0 | 0 | 0 | 0
IL Climate ParentID 329- CO2 Cap Annual v6.20 | 302 | 7706 | Rate Constraint in MTons | FALSE | L | Annual | Allowances Sold CO2 | Thousand Tons | 0 | 0 | 0 | 0 | 0 | 0 | 0 | 0
IL Climate ParentID 329- CO2 Cap Annual v6.20 | 302 | 7706 | Rate Constraint in MTons | FALSE | L | Annual | Allowances Banked | Thousand Tons | 0 | 0 | 0 | 0 | 0 | 0 | 0 | 0
IL Climate ParentID 329- CO2 Cap Annual v6.20 | 302 | 7706 | Rate Constraint in MTons | FALSE | L | Annual | Allowances Withdrawn (1:1) | Thousand Tons | 0 | 0 | 0 | 0 | 0 | 0 | 0 | 0
IL Climate ParentID 329- CO2 Cap Annual v6.20 | 302 | 7706 | Rate Constraint in MTons | FALSE | L | Annual | Allowances Withdrawn (n:1) | Thousand Tons | 0 | 0 | 0 | 0 | 0 | 0 | 0 | 0
IL Climate ParentID 329- CO2 Cap Annual v6.20 | 302 | 7706 | Rate Constraint in MTons | FALSE | L | Annual | Net Emissions Allowance Position | Thousand Tons | 0 | 0 | 0 | 0 | 0 | 0 | 0 | 0
IL Climate ParentID 329- CO2 Cap Annual v6.20 | 302 | 7706 | Rate Constraint in MTons | FALSE | L | Annual | Fuel Consumed | TBtu | 0 | 0 | 0 | 0 | 0 | 0 | 0 | 0
IL Climate ParentID 329- CO2 Cap Annual v6.20 | 302 | 7706 | Rate Constraint in MTons | FALSE | L | Annual | Rate | lb/MMBtu | 0 | 0 | 0 | 0 | 0 | 0 | 0 | 0
IL Climate ParentID 329- CO2 Cap Annual v6.20 | 302 | 7706 | Rate Constraint in MTons | FALSE | L | Annual | Generation | TWh | 0 | 0 | 0 | 0 | 0 | 0 | 0 | 0
IL Climate ParentID 329- CO2 Cap Annual v6.20 | 302 | 7706 | Rate Constraint in MTons | FALSE | L | Annual | Qualifying Generation | TWh | 0 | 0 | 0 | 0 | 0 | 0 | 0 | 0
IL Climate ParentID 329- CO2 Cap Annual v6.20 | 302 | 7706 | Rate Constraint in MTons | FALSE | L | Annual | Rate | lb/MWh | 0 | 0 | 0 | 0 | 0 | 0 | 0 | 0
IL Climate ParentID 329- CO2 Cap Annual v6.20 | 302 | 7706 | Rate Constraint in MTons | FALSE | L | Annual | Constraint Shadow Price | US2019$/Ton | 0 | 0 | 0 | 0 | 0 | 0 | 0 | 0
IL Climate ParentID 330- CO2 Cap Annual v6.20 | 303 | 7707 | Rate Constraint in MTons | FALSE | L | Annual | Seasons Included | Seasons | Winter, WintShld, Summer | Winter, WintShld, Summer | Winter, WintShld, Summer | Winter, WintShld, Summer | Winter, WintShld, Summer | Winter, WintShld, Summer | Winter, WintShld, Summer | Winter, WintShld, Summer
IL Climate ParentID 330- CO2 Cap Annual v6.20 | 303 | 7707 | Rate Constraint in MTons | FALSE | L | Annual | Standard CO2 | Thousand Tons | 0 | 0 | 0 | 0 | 99.3289 | 99.3289 | 99.3289 | 99.3289
IL Climate ParentID 330- CO2 Cap Annual v6.20 | 303 | 7707 | Rate Constraint in MTons | FALSE | L | Annual | Emissions at Affected Plants CO2 | Thousand Tons | 0 | 0 | 0 | 0 | 0 | 0 | 0 | 0
IL Climate ParentID 330- CO2 Cap Annual v6.20 | 303 | 7707 | Rate Constraint in MTons | FALSE | L | Annual | Allowances Purchased CO2 | Thousand Tons | 0 | 0 | 0 | 0 | 0 | 0 | 0 | 0
IL Climate ParentID 330- CO2 Cap Annual v6.20 | 303 | 7707 | Rate Constraint in MTons | FALSE | L | Annual | Allowances Sold CO2 | Thousand Tons | 0 | 0 | 0 | 0 | 0 | 0 | 0 | 0
IL Climate ParentID 330- CO2 Cap Annual v6.20 | 303 | 7707 | Rate Constraint in MTons | FALSE | L | Annual | Allowances Banked | Thousand Tons | 0 | 0 | 0 | 0 | 0 | 0 | 0 | 0
IL Climate ParentID 330- CO2 Cap Annual v6.20 | 303 | 7707 | Rate Constraint in MTons | FALSE | L | Annual | Allowances Withdrawn (1:1) | Thousand Tons | 0 | 0 | 0 | 0 | 0 | 0 | 0 | 0
IL Climate ParentID 330- CO2 Cap Annual v6.20 | 303 | 7707 | Rate Constraint in MTons | FALSE | L | Annual | Allowances Withdrawn (n:1) | Thousand Tons | 0 | 0 | 0 | 0 | 0 | 0 | 0 | 0
IL Climate ParentID 330- CO2 Cap Annual v6.20 | 303 | 7707 | Rate Constraint in MTons | FALSE | L | Annual | Net Emissions Allowance Position | Thousand Tons | 0 | 0 | 0 | 0 | 0 | 0 | 0 | 0
IL Climate ParentID 330- CO2 Cap Annual v6.20 | 303 | 7707 | Rate Constraint in MTons | FALSE | L | Annual | Fuel Consumed | TBtu | 0 | 0 | 0 | 0 | 0 | 0 | 0 | 0
IL Climate ParentID 330- CO2 Cap Annual v6.20 | 303 | 7707 | Rate Constraint in MTons | FALSE | L | Annual | Rate | lb/MMBtu | 0 | 0 | 0 | 0 | 0 | 0 | 0 | 0
IL Climate ParentID 330- CO2 Cap Annual v6.20 | 303 | 7707 | Rate Constraint in MTons | FALSE | L | Annual | Generation | TWh | 0 | 0 | 0 | 0 | 0 | 0 | 0 | 0
IL Climate ParentID 330- CO2 Cap Annual v6.20 | 303 | 7707 | Rate Constraint in MTons | FALSE | L | Annual | Qualifying Generation | TWh | 0 | 0 | 0 | 0 | 0 | 0 | 0 | 0
IL Climate ParentID 330- CO2 Cap Annual v6.20 | 303 | 7707 | Rate Constraint in MTons | FALSE | L | Annual | Rate | lb/MWh | 0 | 0 | 0 | 0 | 0 | 0 | 0 | 0
IL Climate ParentID 330- CO2 Cap Annual v6.20 | 303 | 7707 | Rate Constraint in MTons | FALSE | L | Annual | Constraint Shadow Price | US2019$/Ton | 0 | 0 | 0 | 0 | 0 | 0 | 0 | 0
IL Climate ParentID 331- CO2 Cap Annual v6.20 | 304 | 7708 | Rate Constraint in MTons | FALSE | L | Annual | Seasons Included | Seasons | Winter, WintShld, Summer | Winter, WintShld, Summer | Winter, WintShld, Summer | Winter, WintShld, Summer | Winter, WintShld, Summer | Winter, WintShld, Summer | Winter, WintShld, Summer | Winter, WintShld, Summer
IL Climate ParentID 331- CO2 Cap Annual v6.20 | 304 | 7708 | Rate Constraint in MTons | FALSE | L | Annual | Standard CO2 | Thousand Tons | 0 | 0 | 0 | 0 | 43.4235 | 43.4235 | 43.4235 | 43.4235
IL Climate ParentID 331- CO2 Cap Annual v6.20 | 304 | 7708 | Rate Constraint in MTons | FALSE | L | Annual | Emissions at Affected Plants CO2 | Thousand Tons | 0 | 0 | 0 | 0 | 6.0174 | 0 | 0 | 0
IL Climate ParentID 331- CO2 Cap Annual v6.20 | 304 | 7708 | Rate Constraint in MTons | FALSE | L | Annual | Allowances Purchased CO2 | Thousand Tons | 0 | 0 | 0 | 0 | 0 | 0 | 0 | 0
IL Climate ParentID 331- CO2 Cap Annual v6.20 | 304 | 7708 | Rate Constraint in MTons | FALSE | L | Annual | Allowances Sold CO2 | Thousand Tons | 0 | 0 | 0 | 0 | 0 | 0 | 0 | 0
IL Climate ParentID 331- CO2 Cap Annual v6.20 | 304 | 7708 | Rate Constraint in MTons | FALSE | L | Annual | Allowances Banked | Thousand Tons | 0 | 0 | 0 | 0 | 0 | 0 | 0 | 0
IL Climate ParentID 331- CO2 Cap Annual v6.20 | 304 | 7708 | Rate Constraint in MTons | FALSE | L | Annual | Allowances Withdrawn (1:1) | Thousand Tons | 0 | 0 | 0 | 0 | 0 | 0 | 0 | 0
IL Climate ParentID 331- CO2 Cap Annual v6.20 | 304 | 7708 | Rate Constraint in MTons | FALSE | L | Annual | Allowances Withdrawn (n:1) | Thousand Tons | 0 | 0 | 0 | 0 | 0 | 0 | 0 | 0
IL Climate ParentID 331- CO2 Cap Annual v6.20 | 304 | 7708 | Rate Constraint in MTons | FALSE | L | Annual | Net Emissions Allowance Position | Thousand Tons | 0 | 0 | 0 | 0 | 6.0174 | 0 | 0 | 0
IL Climate ParentID 331- CO2 Cap Annual v6.20 | 304 | 7708 | Rate Constraint in MTons | FALSE | L | Annual | Fuel Consumed | TBtu | 0 | 0 | 0 | 0 | 0.10279 | 0 | 0 | 0
IL Climate ParentID 331- CO2 Cap Annual v6.20 | 304 | 7708 | Rate Constraint in MTons | FALSE | L | Annual | Rate | lb/MMBtu | 0 | 0 | 0 | 0 | 117.08 | 0 | 0 | 0
IL Climate ParentID 331- CO2 Cap Annual v6.20 | 304 | 7708 | Rate Constraint in MTons | FALSE | L | Annual | Generation | TWh | 0 | 0 | 0 | 0 | 0.0086936 | 0 | 0 | 0
IL Climate ParentID 331- CO2 Cap Annual v6.20 | 304 | 7708 | Rate Constraint in MTons | FALSE | L | Annual | Qualifying Generation | TWh | 0 | 0 | 0 | 0 | 0.0086936 | 0 | 0 | 0
IL Climate ParentID 331- CO2 Cap Annual v6.20 | 304 | 7708 | Rate Constraint in MTons | FALSE | L | Annual | Rate | lb/MWh | 0 | 0 | 0 | 0 | 1384.3344 | 0 | 0 | 0
IL Climate ParentID 331- CO2 Cap Annual v6.20 | 304 | 7708 | Rate Constraint in MTons | FALSE | L | Annual | Constraint Shadow Price | US2019$/Ton | 0 | 0 | 0 | 0 | 0 | 0 | 0 | 0
IL Climate ParentID 336- CO2 Cap Annual v6.20 | 305 | 7709 | Rate Constraint in MTons | FALSE | L | Annual | Seasons Included | Seasons | Winter, WintShld, Summer | Winter, WintShld, Summer | Winter, WintShld, Summer | Winter, WintShld, Summer | Winter, WintShld, Summer | Winter, WintShld, Summer | Winter, WintShld, Summer | Winter, WintShld, Summer
IL Climate ParentID 336- CO2 Cap Annual v6.20 | 305 | 7709 | Rate Constraint in MTons | FALSE | L | Annual | Standard CO2 | Thousand Tons | 0 | 0 | 0 | 0 | 190.9653 | 190.9653 | 190.9653 | 190.9653
IL Climate ParentID 336- CO2 Cap Annual v6.20 | 305 | 7709 | Rate Constraint in MTons | FALSE | L | Annual | Emissions at Affected Plants CO2 | Thousand Tons | 0 | 0 | 0 | 0 | 25.3727 | 8.7304 | 0 | 0
IL Climate ParentID 336- CO2 Cap Annual v6.20 | 305 | 7709 | Rate Constraint in MTons | FALSE | L | Annual | Allowances Purchased CO2 | Thousand Tons | 0 | 0 | 0 | 0 | 0 | 0 | 0 | 0
IL Climate ParentID 336- CO2 Cap Annual v6.20 | 305 | 7709 | Rate Constraint in MTons | FALSE | L | Annual | Allowances Sold CO2 | Thousand Tons | 0 | 0 | 0 | 0 | 0 | 0 | 0 | 0
IL Climate ParentID 336- CO2 Cap Annual v6.20 | 305 | 7709 | Rate Constraint in MTons | FALSE | L | Annual | Allowances Banked | Thousand Tons | 0 | 0 | 0 | 0 | 0 | 0 | 0 | 0
IL Climate ParentID 336- CO2 Cap Annual v6.20 | 305 | 7709 | Rate Constraint in MTons | FALSE | L | Annual | Allowances Withdrawn (1:1) | Thousand Tons | 0 | 0 | 0 | 0 | 0 | 0 | 0 | 0
IL Climate ParentID 336- CO2 Cap Annual v6.20 | 305 | 7709 | Rate Constraint in MTons | FALSE | L | Annual | Allowances Withdrawn (n:1) | Thousand Tons | 0 | 0 | 0 | 0 | 0 | 0 | 0 | 0
IL Climate ParentID 336- CO2 Cap Annual v6.20 | 305 | 7709 | Rate Constraint in MTons | FALSE | L | Annual | Net Emissions Allowance Position | Thousand Tons | 0 | 0 | 0 | 0 | 25.3727 | 8.7304 | 0 | 0
IL Climate ParentID 336- CO2 Cap Annual v6.20 | 305 | 7709 | Rate Constraint in MTons | FALSE | L | Annual | Fuel Consumed | TBtu | 0 | 0 | 0 | 0 | 0.43342 | 0.14914 | 0 | 0
IL Climate ParentID 336- CO2 Cap Annual v6.20 | 305 | 7709 | Rate Constraint in MTons | FALSE | L | Annual | Rate | lb/MMBtu | 0 | 0 | 0 | 0 | 117.08 | 117.08 | 0 | 0
IL Climate ParentID 336- CO2 Cap Annual v6.20 | 305 | 7709 | Rate Constraint in MTons | FALSE | L | Annual | Generation | TWh | 0 | 0 | 0 | 0 | 0.038404 | 0.013214 | 0 | 0
IL Climate ParentID 336- CO2 Cap Annual v6.20 | 305 | 7709 | Rate Constraint in MTons | FALSE | L | Annual | Qualifying Generation | TWh | 0 | 0 | 0 | 0 | 0.038404 | 0.013214 | 0 | 0
IL Climate ParentID 336- CO2 Cap Annual v6.20 | 305 | 7709 | Rate Constraint in MTons | FALSE | L | Annual | Rate | lb/MWh | 0 | 0 | 0 | 0 | 1321.3649 | 1321.3649 | 0 | 0
IL Climate ParentID 336- CO2 Cap Annual v6.20 | 305 | 7709 | Rate Constraint in MTons | FALSE | L | Annual | Constraint Shadow Price | US2019$/Ton | 0 | 0 | 0 | 0 | 0 | 0 | 0 | 0
IL Climate ParentID 3563- CO2 Cap Annual v6.20 | 306 | 7735 | Rate Constraint in MTons | FALSE | L | Annual | Seasons Included | Seasons | Winter, WintShld, Summer | Winter, WintShld, Summer | Winter, WintShld, Summer | Winter, WintShld, Summer | Winter, WintShld, Summer | Winter, WintShld, Summer | Winter, WintShld, Summer | Winter, WintShld, Summer
IL Climate ParentID 3563- CO2 Cap Annual v6.20 | 306 | 7735 | Rate Constraint in MTons | FALSE | L | Annual | Standard CO2 | Thousand Tons | 0 | 0 | 0 | 0 | 3726.0581 | 3726.0581 | 3726.0581 | 3726.0581
IL Climate ParentID 3563- CO2 Cap Annual v6.20 | 306 | 7735 | Rate Constraint in MTons | FALSE | L | Annual | Emissions at Affected Plants CO2 | Thousand Tons | 0 | 0 | 0 | 0 | 3726.0581 | 3726.0581 | 0 | 0
IL Climate ParentID 3563- CO2 Cap Annual v6.20 | 306 | 7735 | Rate Constraint in MTons | FALSE | L | Annual | Allowances Purchased CO2 | Thousand Tons | 0 | 0 | 0 | 0 | 0 | 0 | 0 | 0
IL Climate ParentID 3563- CO2 Cap Annual v6.20 | 306 | 7735 | Rate Constraint in MTons | FALSE | L | Annual | Allowances Sold CO2 | Thousand Tons | 0 | 0 | 0 | 0 | 0 | 0 | 0 | 0
IL Climate ParentID 3563- CO2 Cap Annual v6.20 | 306 | 7735 | Rate Constraint in MTons | FALSE | L | Annual | Allowances Banked | Thousand Tons | 0 | 0 | 0 | 0 | 0 | 0 | 0 | 0
IL Climate ParentID 3563- CO2 Cap Annual v6.20 | 306 | 7735 | Rate Constraint in MTons | FALSE | L | Annual | Allowances Withdrawn (1:1) | Thousand Tons | 0 | 0 | 0 | 0 | 0 | 0 | 0 | 0
IL Climate ParentID 3563- CO2 Cap Annual v6.20 | 306 | 7735 | Rate Constraint in MTons | FALSE | L | Annual | Allowances Withdrawn (n:1) | Thousand Tons | 0 | 0 | 0 | 0 | 0 | 0 | 0 | 0
IL Climate ParentID 3563- CO2 Cap Annual v6.20 | 306 | 7735 | Rate Constraint in MTons | FALSE | L | Annual | Net Emissions Allowance Position | Thousand Tons | 0 | 0 | 0 | 0 | 3726.0581 | 3726.0581 | 0 | 0
IL Climate ParentID 3563- CO2 Cap Annual v6.20 | 306 | 7735 | Rate Constraint in MTons | FALSE | L | Annual | Fuel Consumed | TBtu | 0 | 0 | 0 | 0 | 36.1637 | 36.1637 | 0 | 0
IL Climate ParentID 3563- CO2 Cap Annual v6.20 | 306 | 7735 | Rate Constraint in MTons | FALSE | L | Annual | Rate | lb/MMBtu | 0 | 0 | 0 | 0 | 206.0663 | 206.0663 | 0 | 0
IL Climate ParentID 3563- CO2 Cap Annual v6.20 | 306 | 7735 | Rate Constraint in MTons | FALSE | L | Annual | Generation | TWh | 0 | 0 | 0 | 0 | 3.8509 | 3.8509 | 0 | 0
IL Climate ParentID 3563- CO2 Cap Annual v6.20 | 306 | 7735 | Rate Constraint in MTons | FALSE | L | Annual | Qualifying Generation | TWh | 0 | 0 | 0 | 0 | 3.8509 | 3.8509 | 0 | 0
IL Climate ParentID 3563- CO2 Cap Annual v6.20 | 306 | 7735 | Rate Constraint in MTons | FALSE | L | Annual | Rate | lb/MWh | 0 | 0 | 0 | 0 | 1935.1684 | 1935.1684 | 0 | 0
IL Climate ParentID 3563- CO2 Cap Annual v6.20 | 306 | 7735 | Rate Constraint in MTons | FALSE | L | Annual | Constraint Shadow Price | US2019$/Ton | 0 | 0 | 0 | 0 | 9.2348 | 10.1013 | 0 | 0
IL Climate ParentID 3564- CO2 Cap Annual v6.20 | 307 | 7736 | Rate Constraint in MTons | FALSE | L | Annual | Seasons Included | Seasons | Winter, WintShld, Summer | Winter, WintShld, Summer | Winter, WintShld, Summer | Winter, WintShld, Summer | Winter, WintShld, Summer | Winter, WintShld, Summer | Winter, WintShld, Summer | Winter, WintShld, Summer
IL Climate ParentID 3564- CO2 Cap Annual v6.20 | 307 | 7736 | Rate Constraint in MTons | FALSE | L | Annual | Standard CO2 | Thousand Tons | 0 | 0 | 0 | 0 | 3621.2811 | 3621.2811 | 3621.2811 | 3621.2811
IL Climate ParentID 3564- CO2 Cap Annual v6.20 | 307 | 7736 | Rate Constraint in MTons | FALSE | L | Annual | Emissions at Affected Plants CO2 | Thousand Tons | 0 | 0 | 0 | 0 | 3621.2811 | 3621.2811 | 66.7832 | 66.7832
IL Climate ParentID 3564- CO2 Cap Annual v6.20 | 307 | 7736 | Rate Constraint in MTons | FALSE | L | Annual | Allowances Purchased CO2 | Thousand Tons | 0 | 0 | 0 | 0 | 0 | 0 | 0 | 0
IL Climate ParentID 3564- CO2 Cap Annual v6.20 | 307 | 7736 | Rate Constraint in MTons | FALSE | L | Annual | Allowances Sold CO2 | Thousand Tons | 0 | 0 | 0 | 0 | 0 | 0 | 0 | 0
IL Climate ParentID 3564- CO2 Cap Annual v6.20 | 307 | 7736 | Rate Constraint in MTons | FALSE | L | Annual | Allowances Banked | Thousand Tons | 0 | 0 | 0 | 0 | 0 | 0 | 0 | 0
IL Climate ParentID 3564- CO2 Cap Annual v6.20 | 307 | 7736 | Rate Constraint in MTons | FALSE | L | Annual | Allowances Withdrawn (1:1) | Thousand Tons | 0 | 0 | 0 | 0 | 0 | 0 | 0 | 0
IL Climate ParentID 3564- CO2 Cap Annual v6.20 | 307 | 7736 | Rate Constraint in MTons | FALSE | L | Annual | Allowances Withdrawn (n:1) | Thousand Tons | 0 | 0 | 0 | 0 | 0 | 0 | 0 | 0
IL Climate ParentID 3564- CO2 Cap Annual v6.20 | 307 | 7736 | Rate Constraint in MTons | FALSE | L | Annual | Net Emissions Allowance Position | Thousand Tons | 0 | 0 | 0 | 0 | 3621.2811 | 3621.2811 | 66.7832 | 66.7832
IL Climate ParentID 3564- CO2 Cap Annual v6.20 | 307 | 7736 | Rate Constraint in MTons | FALSE | L | Annual | Fuel Consumed | TBtu | 0 | 0 | 0 | 0 | 35.1468 | 35.1468 | 0.64817 | 0.64817
IL Climate ParentID 3564- CO2 Cap Annual v6.20 | 307 | 7736 | Rate Constraint in MTons | FALSE | L | Annual | Rate | lb/MMBtu | 0 | 0 | 0 | 0 | 206.0663 | 206.0663 | 206.0663 | 206.0663
IL Climate ParentID 3564- CO2 Cap Annual v6.20 | 307 | 7736 | Rate Constraint in MTons | FALSE | L | Annual | Generation | TWh | 0 | 0 | 0 | 0 | 3.7606 | 3.7606 | 0.069353 | 0.069353
IL Climate ParentID 3564- CO2 Cap Annual v6.20 | 307 | 7736 | Rate Constraint in MTons | FALSE | L | Annual | Qualifying Generation | TWh | 0 | 0 | 0 | 0 | 3.7606 | 3.7606 | 0.069353 | 0.069353
IL Climate ParentID 3564- CO2 Cap Annual v6.20 | 307 | 7736 | Rate Constraint in MTons | FALSE | L | Annual | Rate | lb/MWh | 0 | 0 | 0 | 0 | 1925.8954 | 1925.8954 | 1925.8954 | 1925.8954
IL Climate ParentID 3564- CO2 Cap Annual v6.20 | 307 | 7736 | Rate Constraint in MTons | FALSE | L | Annual | Constraint Shadow Price | US2019$/Ton | 0 | 0 | 0 | 0 | 9.3452 | 10.2172 | 0 | 0
IL Climate ParentID 3789- CO2 Cap Annual v6.20 | 308 | 7737 | Rate Constraint in MTons | FALSE | L | Annual | Seasons Included | Seasons | Winter, WintShld, Summer | Winter, WintShld, Summer | Winter, WintShld, Summer | Winter, WintShld, Summer | Winter, WintShld, Summer | Winter, WintShld, Summer | Winter, WintShld, Summer | Winter, WintShld, Summer
IL Climate ParentID 3789- CO2 Cap Annual v6.20 | 308 | 7737 | Rate Constraint in MTons | FALSE | L | Annual | Standard CO2 | Thousand Tons | 0 | 0 | 0 | 0 | 128.792 | 128.792 | 128.792 | 128.792
IL Climate ParentID 3789- CO2 Cap Annual v6.20 | 308 | 7737 | Rate Constraint in MTons | FALSE | L | Annual | Emissions at Affected Plants CO2 | Thousand Tons | 0 | 0 | 0 | 0 | 0 | 0 | 0 | 0
IL Climate ParentID 3789- CO2 Cap Annual v6.20 | 308 | 7737 | Rate Constraint in MTons | FALSE | L | Annual | Allowances Purchased CO2 | Thousand Tons | 0 | 0 | 0 | 0 | 0 | 0 | 0 | 0
IL Climate ParentID 3789- CO2 Cap Annual v6.20 | 308 | 7737 | Rate Constraint in MTons | FALSE | L | Annual | Allowances Sold CO2 | Thousand Tons | 0 | 0 | 0 | 0 | 0 | 0 | 0 | 0
IL Climate ParentID 3789- CO2 Cap Annual v6.20 | 308 | 7737 | Rate Constraint in MTons | FALSE | L | Annual | Allowances Banked | Thousand Tons | 0 | 0 | 0 | 0 | 0 | 0 | 0 | 0
IL Climate ParentID 3789- CO2 Cap Annual v6.20 | 308 | 7737 | Rate Constraint in MTons | FALSE | L | Annual | Allowances Withdrawn (1:1) | Thousand Tons | 0 | 0 | 0 | 0 | 0 | 0 | 0 | 0
IL Climate ParentID 3789- CO2 Cap Annual v6.20 | 308 | 7737 | Rate Constraint in MTons | FALSE | L | Annual | Allowances Withdrawn (n:1) | Thousand Tons | 0 | 0 | 0 | 0 | 0 | 0 | 0 | 0
IL Climate ParentID 3789- CO2 Cap Annual v6.20 | 308 | 7737 | Rate Constraint in MTons | FALSE | L | Annual | Net Emissions Allowance Position | Thousand Tons | 0 | 0 | 0 | 0 | 0 | 0 | 0 | 0
IL Climate ParentID 3789- CO2 Cap Annual v6.20 | 308 | 7737 | Rate Constraint in MTons | FALSE | L | Annual | Fuel Consumed | TBtu | 0 | 0 | 0 | 0 | 0 | 0 | 0 | 0
IL Climate ParentID 3789- CO2 Cap Annual v6.20 | 308 | 7737 | Rate Constraint in MTons | FALSE | L | Annual | Rate | lb/MMBtu | 0 | 0 | 0 | 0 | 0 | 0 | 0 | 0
IL Climate ParentID 3789- CO2 Cap Annual v6.20 | 308 | 7737 | Rate Constraint in MTons | FALSE | L | Annual | Generation | TWh | 0 | 0 | 0 | 0 | 0 | 0 | 0 | 0
IL Climate ParentID 3789- CO2 Cap Annual v6.20 | 308 | 7737 | Rate Constraint in MTons | FALSE | L | Annual | Qualifying Generation | TWh | 0 | 0 | 0 | 0 | 0 | 0 | 0 | 0
IL Climate ParentID 3789- CO2 Cap Annual v6.20 | 308 | 7737 | Rate Constraint in MTons | FALSE | L | Annual | Rate | lb/MWh | 0 | 0 | 0 | 0 | 0 | 0 | 0 | 0
IL Climate ParentID 3789- CO2 Cap Annual v6.20 | 308 | 7737 | Rate Constraint in MTons | FALSE | L | Annual | Constraint Shadow Price | US2019$/Ton | 0 | 0 | 0 | 0 | 0 | 0 | 0 | 0
IL Climate ParentID 3790- CO2 Cap Annual v6.20 | 309 | 7738 | Rate Constraint in MTons | FALSE | L | Annual | Seasons Included | Seasons | Winter, WintShld, Summer | Winter, WintShld, Summer | Winter, WintShld, Summer | Winter, WintShld, Summer | Winter, WintShld, Summer | Winter, WintShld, Summer | Winter, WintShld, Summer | Winter, WintShld, Summer
IL Climate ParentID 3790- CO2 Cap Annual v6.20 | 309 | 7738 | Rate Constraint in MTons | FALSE | L | Annual | Standard CO2 | Thousand Tons | 0 | 0 | 0 | 0 | 100.1698 | 100.1698 | 100.1698 | 100.1698
IL Climate ParentID 3790- CO2 Cap Annual v6.20 | 309 | 7738 | Rate Constraint in MTons | FALSE | L | Annual | Emissions at Affected Plants CO2 | Thousand Tons | 0 | 0 | 0 | 0 | 0 | 0 | 0 | 0
IL Climate ParentID 3790- CO2 Cap Annual v6.20 | 309 | 7738 | Rate Constraint in MTons | FALSE | L | Annual | Allowances Purchased CO2 | Thousand Tons | 0 | 0 | 0 | 0 | 0 | 0 | 0 | 0
IL Climate ParentID 3790- CO2 Cap Annual v6.20 | 309 | 7738 | Rate Constraint in MTons | FALSE | L | Annual | Allowances Sold CO2 | Thousand Tons | 0 | 0 | 0 | 0 | 0 | 0 | 0 | 0
IL Climate ParentID 3790- CO2 Cap Annual v6.20 | 309 | 7738 | Rate Constraint in MTons | FALSE | L | Annual | Allowances Banked | Thousand Tons | 0 | 0 | 0 | 0 | 0 | 0 | 0 | 0
IL Climate ParentID 3790- CO2 Cap Annual v6.20 | 309 | 7738 | Rate Constraint in MTons | FALSE | L | Annual | Allowances Withdrawn (1:1) | Thousand Tons | 0 | 0 | 0 | 0 | 0 | 0 | 0 | 0
IL Climate ParentID 3790- CO2 Cap Annual v6.20 | 309 | 7738 | Rate Constraint in MTons | FALSE | L | Annual | Allowances Withdrawn (n:1) | Thousand Tons | 0 | 0 | 0 | 0 | 0 | 0 | 0 | 0
IL Climate ParentID 3790- CO2 Cap Annual v6.20 | 309 | 7738 | Rate Constraint in MTons | FALSE | L | Annual | Net Emissions Allowance Position | Thousand Tons | 0 | 0 | 0 | 0 | 0 | 0 | 0 | 0
IL Climate ParentID 3790- CO2 Cap Annual v6.20 | 309 | 7738 | Rate Constraint in MTons | FALSE | L | Annual | Fuel Consumed | TBtu | 0 | 0 | 0 | 0 | 0 | 0 | 0 | 0
IL Climate ParentID 3790- CO2 Cap Annual v6.20 | 309 | 7738 | Rate Constraint in MTons | FALSE | L | Annual | Rate | lb/MMBtu | 0 | 0 | 0 | 0 | 0 | 0 | 0 | 0
IL Climate ParentID 3790- CO2 Cap Annual v6.20 | 309 | 7738 | Rate Constraint in MTons | FALSE | L | Annual | Generation | TWh | 0 | 0 | 0 | 0 | 0 | 0 | 0 | 0
IL Climate ParentID 3790- CO2 Cap Annual v6.20 | 309 | 7738 | Rate Constraint in MTons | FALSE | L | Annual | Qualifying Generation | TWh | 0 | 0 | 0 | 0 | 0 | 0 | 0 | 0
IL Climate ParentID 3790- CO2 Cap Annual v6.20 | 309 | 7738 | Rate Constraint in MTons | FALSE | L | Annual | Rate | lb/MWh | 0 | 0 | 0 | 0 | 0 | 0 | 0 | 0
IL Climate ParentID 3790- CO2 Cap Annual v6.20 | 309 | 7738 | Rate Constraint in MTons | FALSE | L | Annual | Constraint Shadow Price | US2019$/Ton | 0 | 0 | 0 | 0 | 0 | 0 | 0 | 0
IL Climate ParentID 3791- CO2 Cap Annual v6.20 | 310 | 7739 | Rate Constraint in MTons | FALSE | L | Annual | Seasons Included | Seasons | Winter, WintShld, Summer | Winter, WintShld, Summer | Winter, WintShld, Summer | Winter, WintShld, Summer | Winter, WintShld, Summer | Winter, WintShld, Summer | Winter, WintShld, Summer | Winter, WintShld, Summer
IL Climate ParentID 3791- CO2 Cap Annual v6.20 | 310 | 7739 | Rate Constraint in MTons | FALSE | L | Annual | Standard CO2 | Thousand Tons | 0 | 0 | 0 | 0 | 351.7674 | 351.7674 | 351.7674 | 351.7674
IL Climate ParentID 3791- CO2 Cap Annual v6.20 | 310 | 7739 | Rate Constraint in MTons | FALSE | L | Annual | Emissions at Affected Plants CO2 | Thousand Tons | 0 | 0 | 0 | 0 | 0 | 0 | 0 | 0
IL Climate ParentID 3791- CO2 Cap Annual v6.20 | 310 | 7739 | Rate Constraint in MTons | FALSE | L | Annual | Allowances Purchased CO2 | Thousand Tons | 0 | 0 | 0 | 0 | 0 | 0 | 0 | 0
IL Climate ParentID 3791- CO2 Cap Annual v6.20 | 310 | 7739 | Rate Constraint in MTons | FALSE | L | Annual | Allowances Sold CO2 | Thousand Tons | 0 | 0 | 0 | 0 | 0 | 0 | 0 | 0
IL Climate ParentID 3791- CO2 Cap Annual v6.20 | 310 | 7739 | Rate Constraint in MTons | FALSE | L | Annual | Allowances Banked | Thousand Tons | 0 | 0 | 0 | 0 | 0 | 0 | 0 | 0
IL Climate ParentID 3791- CO2 Cap Annual v6.20 | 310 | 7739 | Rate Constraint in MTons | FALSE | L | Annual | Allowances Withdrawn (1:1) | Thousand Tons | 0 | 0 | 0 | 0 | 0 | 0 | 0 | 0
IL Climate ParentID 3791- CO2 Cap Annual v6.20 | 310 | 7739 | Rate Constraint in MTons | FALSE | L | Annual | Allowances Withdrawn (n:1) | Thousand Tons | 0 | 0 | 0 | 0 | 0 | 0 | 0 | 0
IL Climate ParentID 3791- CO2 Cap Annual v6.20 | 310 | 7739 | Rate Constraint in MTons | FALSE | L | Annual | Net Emissions Allowance Position | Thousand Tons | 0 | 0 | 0 | 0 | 0 | 0 | 0 | 0
IL Climate ParentID 3791- CO2 Cap Annual v6.20 | 310 | 7739 | Rate Constraint in MTons | FALSE | L | Annual | Fuel Consumed | TBtu | 0 | 0 | 0 | 0 | 0 | 0 | 0 | 0
IL Climate ParentID 3791- CO2 Cap Annual v6.20 | 310 | 7739 | Rate Constraint in MTons | FALSE | L | Annual | Rate | lb/MMBtu | 0 | 0 | 0 | 0 | 0 | 0 | 0 | 0
IL Climate ParentID 3791- CO2 Cap Annual v6.20 | 310 | 7739 | Rate Constraint in MTons | FALSE | L | Annual | Generation | TWh | 0 | 0 | 0 | 0 | 0 | 0 | 0 | 0
IL Climate ParentID 3791- CO2 Cap Annual v6.20 | 310 | 7739 | Rate Constraint in MTons | FALSE | L | Annual | Qualifying Generation | TWh | 0 | 0 | 0 | 0 | 0 | 0 | 0 | 0
IL Climate ParentID 3791- CO2 Cap Annual v6.20 | 310 | 7739 | Rate Constraint in MTons | FALSE | L | Annual | Rate | lb/MWh | 0 | 0 | 0 | 0 | 0 | 0 | 0 | 0
IL Climate ParentID 3791- CO2 Cap Annual v6.20 | 310 | 7739 | Rate Constraint in MTons | FALSE | L | Annual | Constraint Shadow Price | US2019$/Ton | 0 | 0 | 0 | 0 | 0 | 0 | 0 | 0
IL Climate ParentID 450- CO2 Cap Annual v6.20 | 311 | 7710 | Rate Constraint in MTons | FALSE | L | Annual | Seasons Included | Seasons | Winter, WintShld, Summer | Winter, WintShld, Summer | Winter, WintShld, Summer | Winter, WintShld, Summer | Winter, WintShld, Summer | Winter, WintShld, Summer | Winter, WintShld, Summer | Winter, WintShld, Summer
IL Climate ParentID 450- CO2 Cap Annual v6.20 | 311 | 7710 | Rate Constraint in MTons | FALSE | L | Annual | Standard CO2 | Thousand Tons | 0 | 0 | 0 | 0 | 29.8709 | 29.8709 | 29.8709 | 29.8709
IL Climate ParentID 450- CO2 Cap Annual v6.20 | 311 | 7710 | Rate Constraint in MTons | FALSE | L | Annual | Emissions at Affected Plants CO2 | Thousand Tons | 0 | 0 | 0 | 0 | 29.8709 | 29.3813 | 0 | 0
IL Climate ParentID 450- CO2 Cap Annual v6.20 | 311 | 7710 | Rate Constraint in MTons | FALSE | L | Annual | Allowances Purchased CO2 | Thousand Tons | 0 | 0 | 0 | 0 | 0 | 0 | 0 | 0
IL Climate ParentID 450- CO2 Cap Annual v6.20 | 311 | 7710 | Rate Constraint in MTons | FALSE | L | Annual | Allowances Sold CO2 | Thousand Tons | 0 | 0 | 0 | 0 | 0 | 0 | 0 | 0
IL Climate ParentID 450- CO2 Cap Annual v6.20 | 311 | 7710 | Rate Constraint in MTons | FALSE | L | Annual | Allowances Banked | Thousand Tons | 0 | 0 | 0 | 0 | 0 | 0 | 0 | 0
IL Climate ParentID 450- CO2 Cap Annual v6.20 | 311 | 7710 | Rate Constraint in MTons | FALSE | L | Annual | Allowances Withdrawn (1:1) | Thousand Tons | 0 | 0 | 0 | 0 | 0 | 0 | 0 | 0
IL Climate ParentID 450- CO2 Cap Annual v6.20 | 311 | 7710 | Rate Constraint in MTons | FALSE | L | Annual | Allowances Withdrawn (n:1) | Thousand Tons | 0 | 0 | 0 | 0 | 0 | 0 | 0 | 0
IL Climate ParentID 450- CO2 Cap Annual v6.20 | 311 | 7710 | Rate Constraint in MTons | FALSE | L | Annual | Net Emissions Allowance Position | Thousand Tons | 0 | 0 | 0 | 0 | 29.8709 | 29.3813 | 0 | 0
IL Climate ParentID 450- CO2 Cap Annual v6.20 | 311 | 7710 | Rate Constraint in MTons | FALSE | L | Annual | Fuel Consumed | TBtu | 0 | 0 | 0 | 0 | 0.51026 | 0.5019 | 0 | 0
IL Climate ParentID 450- CO2 Cap Annual v6.20 | 311 | 7710 | Rate Constraint in MTons | FALSE | L | Annual | Rate | lb/MMBtu | 0 | 0 | 0 | 0 | 117.08 | 117.08 | 0 | 0
IL Climate ParentID 450- CO2 Cap Annual v6.20 | 311 | 7710 | Rate Constraint in MTons | FALSE | L | Annual | Generation | TWh | 0 | 0 | 0 | 0 | 0.047489 | 0.04671 | 0 | 0
IL Climate ParentID 450- CO2 Cap Annual v6.20 | 311 | 7710 | Rate Constraint in MTons | FALSE | L | Annual | Qualifying Generation | TWh | 0 | 0 | 0 | 0 | 0.047489 | 0.04671 | 0 | 0
IL Climate ParentID 450- CO2 Cap Annual v6.20 | 311 | 7710 | Rate Constraint in MTons | FALSE | L | Annual | Rate | lb/MWh | 0 | 0 | 0 | 0 | 1258.0246 | 1258.0246 | 0 | 0
IL Climate ParentID 450- CO2 Cap Annual v6.20 | 311 | 7710 | Rate Constraint in MTons | FALSE | L | Annual | Constraint Shadow Price | US2019$/Ton | 0 | 0 | 0 | 0 | 4.8681 | 0 | 0 | 0
IL Climate ParentID 451- CO2 Cap Annual v6.20 | 312 | 7711 | Rate Constraint in MTons | FALSE | L | Annual | Seasons Included | Seasons | Winter, WintShld, Summer | Winter, WintShld, Summer | Winter, WintShld, Summer | Winter, WintShld, Summer | Winter, WintShld, Summer | Winter, WintShld, Summer | Winter, WintShld, Summer | Winter, WintShld, Summer
IL Climate ParentID 451- CO2 Cap Annual v6.20 | 312 | 7711 | Rate Constraint in MTons | FALSE | L | Annual | Standard CO2 | Thousand Tons | 0 | 0 | 0 | 0 | 28.5997 | 28.5997 | 28.5997 | 28.5997
IL Climate ParentID 451- CO2 Cap Annual v6.20 | 312 | 7711 | Rate Constraint in MTons | FALSE | L | Annual | Emissions at Affected Plants CO2 | Thousand Tons | 0 | 0 | 0 | 0 | 27.837 | 16.9084 | 0 | 0
IL Climate ParentID 451- CO2 Cap Annual v6.20 | 312 | 7711 | Rate Constraint in MTons | FALSE | L | Annual | Allowances Purchased CO2 | Thousand Tons | 0 | 0 | 0 | 0 | 0 | 0 | 0 | 0
IL Climate ParentID 451- CO2 Cap Annual v6.20 | 312 | 7711 | Rate Constraint in MTons | FALSE | L | Annual | Allowances Sold CO2 | Thousand Tons | 0 | 0 | 0 | 0 | 0 | 0 | 0 | 0
IL Climate ParentID 451- CO2 Cap Annual v6.20 | 312 | 7711 | Rate Constraint in MTons | FALSE | L | Annual | Allowances Banked | Thousand Tons | 0 | 0 | 0 | 0 | 0 | 0 | 0 | 0
IL Climate ParentID 451- CO2 Cap Annual v6.20 | 312 | 7711 | Rate Constraint in MTons | FALSE | L | Annual | Allowances Withdrawn (1:1) | Thousand Tons | 0 | 0 | 0 | 0 | 0 | 0 | 0 | 0
IL Climate ParentID 451- CO2 Cap Annual v6.20 | 312 | 7711 | Rate Constraint in MTons | FALSE | L | Annual | Allowances Withdrawn (n:1) | Thousand Tons | 0 | 0 | 0 | 0 | 0 | 0 | 0 | 0
IL Climate ParentID 451- CO2 Cap Annual v6.20 | 312 | 7711 | Rate Constraint in MTons | FALSE | L | Annual | Net Emissions Allowance Position | Thousand Tons | 0 | 0 | 0 | 0 | 27.837 | 16.9084 | 0 | 0
IL Climate ParentID 451- CO2 Cap Annual v6.20 | 312 | 7711 | Rate Constraint in MTons | FALSE | L | Annual | Fuel Consumed | TBtu | 0 | 0 | 0 | 0 | 0.47552 | 0.28884 | 0 | 0
IL Climate ParentID 451- CO2 Cap Annual v6.20 | 312 | 7711 | Rate Constraint in MTons | FALSE | L | Annual | Rate | lb/MMBtu | 0 | 0 | 0 | 0 | 117.08 | 117.08 | 0 | 0
IL Climate ParentID 451- CO2 Cap Annual v6.20 | 312 | 7711 | Rate Constraint in MTons | FALSE | L | Annual | Generation | TWh | 0 | 0 | 0 | 0 | 0.043902 | 0.026666 | 0 | 0
IL Climate ParentID 451- CO2 Cap Annual v6.20 | 312 | 7711 | Rate Constraint in MTons | FALSE | L | Annual | Qualifying Generation | TWh | 0 | 0 | 0 | 0 | 0.043902 | 0.026666 | 0 | 0
IL Climate ParentID 451- CO2 Cap Annual v6.20 | 312 | 7711 | Rate Constraint in MTons | FALSE | L | Annual | Rate | lb/MWh | 0 | 0 | 0 | 0 | 1268.152 | 1268.152 | 0 | 0
IL Climate ParentID 451- CO2 Cap Annual v6.20 | 312 | 7711 | Rate Constraint in MTons | FALSE | L | Annual | Constraint Shadow Price | US2019$/Ton | 0 | 0 | 0 | 0 | 0 | 0 | 0 | 0
IL Climate ParentID 452- CO2 Cap Annual v6.20 | 313 | 7712 | Rate Constraint in MTons | FALSE | L | Annual | Seasons Included | Seasons | Winter, WintShld, Summer | Winter, WintShld, Summer | Winter, WintShld, Summer | Winter, WintShld, Summer | Winter, WintShld, Summer | Winter, WintShld, Summer | Winter, WintShld, Summer | Winter, WintShld, Summer
IL Climate ParentID 452- CO2 Cap Annual v6.20 | 313 | 7712 | Rate Constraint in MTons | FALSE | L | Annual | Standard CO2 | Thousand Tons | 0 | 0 | 0 | 0 | 70.0018 | 70.0018 | 70.0018 | 70.0018
IL Climate ParentID 452- CO2 Cap Annual v6.20 | 313 | 7712 | Rate Constraint in MTons | FALSE | L | Annual | Emissions at Affected Plants CO2 | Thousand Tons | 0 | 0 | 0 | 0 | 51.4332 | 31.2409 | 0 | 0
IL Climate ParentID 452- CO2 Cap Annual v6.20 | 313 | 7712 | Rate Constraint in MTons | FALSE | L | Annual | Allowances Purchased CO2 | Thousand Tons | 0 | 0 | 0 | 0 | 0 | 0 | 0 | 0
IL Climate ParentID 452- CO2 Cap Annual v6.20 | 313 | 7712 | Rate Constraint in MTons | FALSE | L | Annual | Allowances Sold CO2 | Thousand Tons | 0 | 0 | 0 | 0 | 0 | 0 | 0 | 0
IL Climate ParentID 452- CO2 Cap Annual v6.20 | 313 | 7712 | Rate Constraint in MTons | FALSE | L | Annual | Allowances Banked | Thousand Tons | 0 | 0 | 0 | 0 | 0 | 0 | 0 | 0
IL Climate ParentID 452- CO2 Cap Annual v6.20 | 313 | 7712 | Rate Constraint in MTons | FALSE | L | Annual | Allowances Withdrawn (1:1) | Thousand Tons | 0 | 0 | 0 | 0 | 0 | 0 | 0 | 0
IL Climate ParentID 452- CO2 Cap Annual v6.20 | 313 | 7712 | Rate Constraint in MTons | FALSE | L | Annual | Allowances Withdrawn (n:1) | Thousand Tons | 0 | 0 | 0 | 0 | 0 | 0 | 0 | 0
IL Climate ParentID 452- CO2 Cap Annual v6.20 | 313 | 7712 | Rate Constraint in MTons | FALSE | L | Annual | Net Emissions Allowance Position | Thousand Tons | 0 | 0 | 0 | 0 | 51.4332 | 31.2409 | 0 | 0
IL Climate ParentID 452- CO2 Cap Annual v6.20 | 313 | 7712 | Rate Constraint in MTons | FALSE | L | Annual | Fuel Consumed | TBtu | 0 | 0 | 0 | 0 | 0.8786 | 0.53367 | 0 | 0
IL Climate ParentID 452- CO2 Cap Annual v6.20 | 313 | 7712 | Rate Constraint in MTons | FALSE | L | Annual | Rate | lb/MMBtu | 0 | 0 | 0 | 0 | 117.08 | 117.08 | 0 | 0
IL Climate ParentID 452- CO2 Cap Annual v6.20 | 313 | 7712 | Rate Constraint in MTons | FALSE | L | Annual | Generation | TWh | 0 | 0 | 0 | 0 | 0.081768 | 0.049667 | 0 | 0
IL Climate ParentID 452- CO2 Cap Annual v6.20 | 313 | 7712 | Rate Constraint in MTons | FALSE | L | Annual | Qualifying Generation | TWh | 0 | 0 | 0 | 0 | 0.081768 | 0.049667 | 0 | 0
IL Climate ParentID 452- CO2 Cap Annual v6.20 | 313 | 7712 | Rate Constraint in MTons | FALSE | L | Annual | Rate | lb/MWh | 0 | 0 | 0 | 0 | 1258.0246 | 1258.0246 | 0 | 0
IL Climate ParentID 452- CO2 Cap Annual v6.20 | 313 | 7712 | Rate Constraint in MTons | FALSE | L | Annual | Constraint Shadow Price | US2019$/Ton | 0 | 0 | 0 | 0 | 0 | 0 | 0 | 0
IL Climate ParentID 453- CO2 Cap Annual v6.20 | 314 | 7713 | Rate Constraint in MTons | FALSE | L | Annual | Seasons Included | Seasons | Winter, WintShld, Summer | Winter, WintShld, Summer | Winter, WintShld, Summer | Winter, WintShld, Summer | Winter, WintShld, Summer | Winter, WintShld, Summer | Winter, WintShld, Summer | Winter, WintShld, Summer
IL Climate ParentID 453- CO2 Cap Annual v6.20 | 314 | 7713 | Rate Constraint in MTons | FALSE | L | Annual | Standard CO2 | Thousand Tons | 0 | 0 | 0 | 0 | 0.28801 | 0.28801 | 0.28801 | 0.28801
IL Climate ParentID 453- CO2 Cap Annual v6.20 | 314 | 7713 | Rate Constraint in MTons | FALSE | L | Annual | Emissions at Affected Plants CO2 | Thousand Tons | 0 | 0 | 0 | 0 | 0.28801 | 0.28801 | 0 | 0
IL Climate ParentID 453- CO2 Cap Annual v6.20 | 314 | 7713 | Rate Constraint in MTons | FALSE | L | Annual | Allowances Purchased CO2 | Thousand Tons | 0 | 0 | 0 | 0 | 0 | 0 | 0 | 0
IL Climate ParentID 453- CO2 Cap Annual v6.20 | 314 | 7713 | Rate Constraint in MTons | FALSE | L | Annual | Allowances Sold CO2 | Thousand Tons | 0 | 0 | 0 | 0 | 0 | 0 | 0 | 0
IL Climate ParentID 453- CO2 Cap Annual v6.20 | 314 | 7713 | Rate Constraint in MTons | FALSE | L | Annual | Allowances Banked | Thousand Tons | 0 | 0 | 0 | 0 | 0 | 0 | 0 | 0
IL Climate ParentID 453- CO2 Cap Annual v6.20 | 314 | 7713 | Rate Constraint in MTons | FALSE | L | Annual | Allowances Withdrawn (1:1) | Thousand Tons | 0 | 0 | 0 | 0 | 0 | 0 | 0 | 0
IL Climate ParentID 453- CO2 Cap Annual v6.20 | 314 | 7713 | Rate Constraint in MTons | FALSE | L | Annual | Allowances Withdrawn (n:1) | Thousand Tons | 0 | 0 | 0 | 0 | 0 | 0 | 0 | 0
IL Climate ParentID 453- CO2 Cap Annual v6.20 | 314 | 7713 | Rate Constraint in MTons | FALSE | L | Annual | Net Emissions Allowance Position | Thousand Tons | 0 | 0 | 0 | 0 | 0.28801 | 0.28801 | 0 | 0
IL Climate ParentID 453- CO2 Cap Annual v6.20 | 314 | 7713 | Rate Constraint in MTons | FALSE | L | Annual | Fuel Consumed | TBtu | 0 | 0 | 0 | 0 | 0.0049199 | 0.0049199 | 0 | 0
IL Climate ParentID 453- CO2 Cap Annual v6.20 | 314 | 7713 | Rate Constraint in MTons | FALSE | L | Annual | Rate | lb/MMBtu | 0 | 0 | 0 | 0 | 117.08 | 117.08 | 0 | 0
IL Climate ParentID 453- CO2 Cap Annual v6.20 | 314 | 7713 | Rate Constraint in MTons | FALSE | L | Annual | Generation | TWh | 0 | 0 | 0 | 0 | 0.00045788 | 0.00045788 | 0 | 0
IL Climate ParentID 453- CO2 Cap Annual v6.20 | 314 | 7713 | Rate Constraint in MTons | FALSE | L | Annual | Qualifying Generation | TWh | 0 | 0 | 0 | 0 | 0.00045788 | 0.00045788 | 0 | 0
IL Climate ParentID 453- CO2 Cap Annual v6.20 | 314 | 7713 | Rate Constraint in MTons | FALSE | L | Annual | Rate | lb/MWh | 0 | 0 | 0 | 0 | 1258.0246 | 1258.0246 | 0 | 0
IL Climate ParentID 453- CO2 Cap Annual v6.20 | 314 | 7713 | Rate Constraint in MTons | FALSE | L | Annual | Constraint Shadow Price | US2019$/Ton | 0 | 0 | 0 | 0 | 13.0454 | 13.9063 | 0 | 0
IL Climate ParentID 455- CO2 Cap Annual v6.20 | 315 | 7714 | Rate Constraint in MTons | FALSE | L | Annual | Seasons Included | Seasons | Winter, WintShld, Summer | Winter, WintShld, Summer | Winter, WintShld, Summer | Winter, WintShld, Summer | Winter, WintShld, Summer | Winter, WintShld, Summer | Winter, WintShld, Summer | Winter, WintShld, Summer
IL Climate ParentID 455- CO2 Cap Annual v6.20 | 315 | 7714 | Rate Constraint in MTons | FALSE | L | Annual | Standard CO2 | Thousand Tons | 0 | 0 | 0 | 0 | 6.7789 | 6.7789 | 6.7789 | 6.7789
IL Climate ParentID 455- CO2 Cap Annual v6.20 | 315 | 7714 | Rate Constraint in MTons | FALSE | L | Annual | Emissions at Affected Plants CO2 | Thousand Tons | 0 | 0 | 0 | 0 | 0 | 0 | 0 | 0
IL Climate ParentID 455- CO2 Cap Annual v6.20 | 315 | 7714 | Rate Constraint in MTons | FALSE | L | Annual | Allowances Purchased CO2 | Thousand Tons | 0 | 0 | 0 | 0 | 0 | 0 | 0 | 0
IL Climate ParentID 455- CO2 Cap Annual v6.20 | 315 | 7714 | Rate Constraint in MTons | FALSE | L | Annual | Allowances Sold CO2 | Thousand Tons | 0 | 0 | 0 | 0 | 0 | 0 | 0 | 0
IL Climate ParentID 455- CO2 Cap Annual v6.20 | 315 | 7714 | Rate Constraint in MTons | FALSE | L | Annual | Allowances Banked | Thousand Tons | 0 | 0 | 0 | 0 | 0 | 0 | 0 | 0
IL Climate ParentID 455- CO2 Cap Annual v6.20 | 315 | 7714 | Rate Constraint in MTons | FALSE | L | Annual | Allowances Withdrawn (1:1) | Thousand Tons | 0 | 0 | 0 | 0 | 0 | 0 | 0 | 0
IL Climate ParentID 455- CO2 Cap Annual v6.20 | 315 | 7714 | Rate Constraint in MTons | FALSE | L | Annual | Allowances Withdrawn (n:1) | Thousand Tons | 0 | 0 | 0 | 0 | 0 | 0 | 0 | 0
IL Climate ParentID 455- CO2 Cap Annual v6.20 | 315 | 7714 | Rate Constraint in MTons | FALSE | L | Annual | Net Emissions Allowance Position | Thousand Tons | 0 | 0 | 0 | 0 | 0 | 0 | 0 | 0
IL Climate ParentID 455- CO2 Cap Annual v6.20 | 315 | 7714 | Rate Constraint in MTons | FALSE | L | Annual | Fuel Consumed | TBtu | 0 | 0 | 0 | 0 | 0 | 0 | 0 | 0
IL Climate ParentID 455- CO2 Cap Annual v6.20 | 315 | 7714 | Rate Constraint in MTons | FALSE | L | Annual | Rate | lb/MMBtu | 0 | 0 | 0 | 0 | 0 | 0 | 0 | 0
IL Climate ParentID 455- CO2 Cap Annual v6.20 | 315 | 7714 | Rate Constraint in MTons | FALSE | L | Annual | Generation | TWh | 0 | 0 | 0 | 0 | 0 | 0 | 0 | 0
IL Climate ParentID 455- CO2 Cap Annual v6.20 | 315 | 7714 | Rate Constraint in MTons | FALSE | L | Annual | Qualifying Generation | TWh | 0 | 0 | 0 | 0 | 0 | 0 | 0 | 0
IL Climate ParentID 455- CO2 Cap Annual v6.20 | 315 | 7714 | Rate Constraint in MTons | FALSE | L | Annual | Rate | lb/MWh | 0 | 0 | 0 | 0 | 0 | 0 | 0 | 0
IL Climate ParentID 455- CO2 Cap Annual v6.20 | 315 | 7714 | Rate Constraint in MTons | FALSE | L | Annual | Constraint Shadow Price | US2019$/Ton | 0 | 0 | 0 | 0 | 0 | 0 | 0 | 0
IL Climate ParentID 456- CO2 Cap Annual v6.20 | 316 | 7715 | Rate Constraint in MTons | FALSE | L | Annual | Seasons Included | Seasons | Winter, WintShld, Summer | Winter, WintShld, Summer | Winter, WintShld, Summer | Winter, WintShld, Summer | Winter, WintShld, Summer | Winter, WintShld, Summer | Winter, WintShld, Summer | Winter, WintShld, Summer
IL Climate ParentID 456- CO2 Cap Annual v6.20 | 316 | 7715 | Rate Constraint in MTons | FALSE | L | Annual | Standard CO2 | Thousand Tons | 0 | 0 | 0 | 0 | 2.0526 | 2.0526 | 2.0526 | 2.0526
IL Climate ParentID 456- CO2 Cap Annual v6.20 | 316 | 7715 | Rate Constraint in MTons | FALSE | L | Annual | Emissions at Affected Plants CO2 | Thousand Tons | 0 | 0 | 0 | 0 | 0 | 0 | 0 | 0
IL Climate ParentID 456- CO2 Cap Annual v6.20 | 316 | 7715 | Rate Constraint in MTons | FALSE | L | Annual | Allowances Purchased CO2 | Thousand Tons | 0 | 0 | 0 | 0 | 0 | 0 | 0 | 0
IL Climate ParentID 456- CO2 Cap Annual v6.20 | 316 | 7715 | Rate Constraint in MTons | FALSE | L | Annual | Allowances Sold CO2 | Thousand Tons | 0 | 0 | 0 | 0 | 0 | 0 | 0 | 0
IL Climate ParentID 456- CO2 Cap Annual v6.20 | 316 | 7715 | Rate Constraint in MTons | FALSE | L | Annual | Allowances Banked | Thousand Tons | 0 | 0 | 0 | 0 | 0 | 0 | 0 | 0
IL Climate ParentID 456- CO2 Cap Annual v6.20 | 316 | 7715 | Rate Constraint in MTons | FALSE | L | Annual | Allowances Withdrawn (1:1) | Thousand Tons | 0 | 0 | 0 | 0 | 0 | 0 | 0 | 0
IL Climate ParentID 456- CO2 Cap Annual v6.20 | 316 | 7715 | Rate Constraint in MTons | FALSE | L | Annual | Allowances Withdrawn (n:1) | Thousand Tons | 0 | 0 | 0 | 0 | 0 | 0 | 0 | 0
IL Climate ParentID 456- CO2 Cap Annual v6.20 | 316 | 7715 | Rate Constraint in MTons | FALSE | L | Annual | Net Emissions Allowance Position | Thousand Tons | 0 | 0 | 0 | 0 | 0 | 0 | 0 | 0
IL Climate ParentID 456- CO2 Cap Annual v6.20 | 316 | 7715 | Rate Constraint in MTons | FALSE | L | Annual | Fuel Consumed | TBtu | 0 | 0 | 0 | 0 | 0 | 0 | 0 | 0
IL Climate ParentID 456- CO2 Cap Annual v6.20 | 316 | 7715 | Rate Constraint in MTons | FALSE | L | Annual | Rate | lb/MMBtu | 0 | 0 | 0 | 0 | 0 | 0 | 0 | 0
IL Climate ParentID 456- CO2 Cap Annual v6.20 | 316 | 7715 | Rate Constraint in MTons | FALSE | L | Annual | Generation | TWh | 0 | 0 | 0 | 0 | 0 | 0 | 0 | 0
IL Climate ParentID 456- CO2 Cap Annual v6.20 | 316 | 7715 | Rate Constraint in MTons | FALSE | L | Annual | Qualifying Generation | TWh | 0 | 0 | 0 | 0 | 0 | 0 | 0 | 0
IL Climate ParentID 456- CO2 Cap Annual v6.20 | 316 | 7715 | Rate Constraint in MTons | FALSE | L | Annual | Rate | lb/MWh | 0 | 0 | 0 | 0 | 0 | 0 | 0 | 0
IL Climate ParentID 456- CO2 Cap Annual v6.20 | 316 | 7715 | Rate Constraint in MTons | FALSE | L | Annual | Constraint Shadow Price | US2019$/Ton | 0 | 0 | 0 | 0 | 0 | 0 | 0 | 0
IL Climate ParentID 463- CO2 Cap Annual v6.20 | 317 | 7716 | Rate Constraint in MTons | FALSE | L | Annual | Seasons Included | Seasons | Winter, WintShld, Summer | Winter, WintShld, Summer | Winter, WintShld, Summer | Winter, WintShld, Summer | Winter, WintShld, Summer | Winter, WintShld, Summer | Winter, WintShld, Summer | Winter, WintShld, Summer
IL Climate ParentID 463- CO2 Cap Annual v6.20 | 317 | 7716 | Rate Constraint in MTons | FALSE | L | Annual | Standard CO2 | Thousand Tons | 0 | 0 | 0 | 0 | 4.0397 | 4.0397 | 4.0397 | 4.0397
IL Climate ParentID 463- CO2 Cap Annual v6.20 | 317 | 7716 | Rate Constraint in MTons | FALSE | L | Annual | Emissions at Affected Plants CO2 | Thousand Tons | 0 | 0 | 0 | 0 | 4.0397 | 3.988 | 0 | 0
IL Climate ParentID 463- CO2 Cap Annual v6.20 | 317 | 7716 | Rate Constraint in MTons | FALSE | L | Annual | Allowances Purchased CO2 | Thousand Tons | 0 | 0 | 0 | 0 | 0 | 0 | 0 | 0
IL Climate ParentID 463- CO2 Cap Annual v6.20 | 317 | 7716 | Rate Constraint in MTons | FALSE | L | Annual | Allowances Sold CO2 | Thousand Tons | 0 | 0 | 0 | 0 | 0 | 0 | 0 | 0
IL Climate ParentID 463- CO2 Cap Annual v6.20 | 317 | 7716 | Rate Constraint in MTons | FALSE | L | Annual | Allowances Banked | Thousand Tons | 0 | 0 | 0 | 0 | 0 | 0 | 0 | 0
IL Climate ParentID 463- CO2 Cap Annual v6.20 | 317 | 7716 | Rate Constraint in MTons | FALSE | L | Annual | Allowances Withdrawn (1:1) | Thousand Tons | 0 | 0 | 0 | 0 | 0 | 0 | 0 | 0
IL Climate ParentID 463- CO2 Cap Annual v6.20 | 317 | 7716 | Rate Constraint in MTons | FALSE | L | Annual | Allowances Withdrawn (n:1) | Thousand Tons | 0 | 0 | 0 | 0 | 0 | 0 | 0 | 0
IL Climate ParentID 463- CO2 Cap Annual v6.20 | 317 | 7716 | Rate Constraint in MTons | FALSE | L | Annual | Net Emissions Allowance Position | Thousand Tons | 0 | 0 | 0 | 0 | 4.0397 | 3.988 | 0 | 0
IL Climate ParentID 463- CO2 Cap Annual v6.20 | 317 | 7716 | Rate Constraint in MTons | FALSE | L | Annual | Fuel Consumed | TBtu | 0 | 0 | 0 | 0 | 0.069007 | 0.068124 | 0 | 0
IL Climate ParentID 463- CO2 Cap Annual v6.20 | 317 | 7716 | Rate Constraint in MTons | FALSE | L | Annual | Rate | lb/MMBtu | 0 | 0 | 0 | 0 | 117.08 | 117.08 | 0 | 0
IL Climate ParentID 463- CO2 Cap Annual v6.20 | 317 | 7716 | Rate Constraint in MTons | FALSE | L | Annual | Generation | TWh | 0 | 0 | 0 | 0 | 0.0062888 | 0.0062083 | 0 | 0
IL Climate ParentID 463- CO2 Cap Annual v6.20 | 317 | 7716 | Rate Constraint in MTons | FALSE | L | Annual | Qualifying Generation | TWh | 0 | 0 | 0 | 0 | 0.0062888 | 0.0062083 | 0 | 0
IL Climate ParentID 463- CO2 Cap Annual v6.20 | 317 | 7716 | Rate Constraint in MTons | FALSE | L | Annual | Rate | lb/MWh | 0 | 0 | 0 | 0 | 1284.7188 | 1284.7188 | 0 | 0
IL Climate ParentID 463- CO2 Cap Annual v6.20 | 317 | 7716 | Rate Constraint in MTons | FALSE | L | Annual | Constraint Shadow Price | US2019$/Ton | 0 | 0 | 0 | 0 | 3.7861 | 0 | 0 | 0
IL Climate ParentID 465- CO2 Cap Annual v6.20 | 318 | 7717 | Rate Constraint in MTons | FALSE | L | Annual | Seasons Included | Seasons | Winter, WintShld, Summer | Winter, WintShld, Summer | Winter, WintShld, Summer | Winter, WintShld, Summer | Winter, WintShld, Summer | Winter, WintShld, Summer | Winter, WintShld, Summer | Winter, WintShld, Summer
IL Climate ParentID 465- CO2 Cap Annual v6.20 | 318 | 7717 | Rate Constraint in MTons | FALSE | L | Annual | Standard CO2 | Thousand Tons | 0 | 0 | 0 | 0 | 3.2636 | 3.2636 | 3.2636 | 3.2636
IL Climate ParentID 465- CO2 Cap Annual v6.20 | 318 | 7717 | Rate Constraint in MTons | FALSE | L | Annual | Emissions at Affected Plants CO2 | Thousand Tons | 0 | 0 | 0 | 0 | 0 | 0 | 0 | 0
IL Climate ParentID 465- CO2 Cap Annual v6.20 | 318 | 7717 | Rate Constraint in MTons | FALSE | L | Annual | Allowances Purchased CO2 | Thousand Tons | 0 | 0 | 0 | 0 | 0 | 0 | 0 | 0
IL Climate ParentID 465- CO2 Cap Annual v6.20 | 318 | 7717 | Rate Constraint in MTons | FALSE | L | Annual | Allowances Sold CO2 | Thousand Tons | 0 | 0 | 0 | 0 | 0 | 0 | 0 | 0
IL Climate ParentID 465- CO2 Cap Annual v6.20 | 318 | 7717 | Rate Constraint in MTons | FALSE | L | Annual | Allowances Banked | Thousand Tons | 0 | 0 | 0 | 0 | 0 | 0 | 0 | 0
IL Climate ParentID 465- CO2 Cap Annual v6.20 | 318 | 7717 | Rate Constraint in MTons | FALSE | L | Annual | Allowances Withdrawn (1:1) | Thousand Tons | 0 | 0 | 0 | 0 | 0 | 0 | 0 | 0
IL Climate ParentID 465- CO2 Cap Annual v6.20 | 318 | 7717 | Rate Constraint in MTons | FALSE | L | Annual | Allowances Withdrawn (n:1) | Thousand Tons | 0 | 0 | 0 | 0 | 0 | 0 | 0 | 0
IL Climate ParentID 465- CO2 Cap Annual v6.20 | 318 | 7717 | Rate Constraint in MTons | FALSE | L | Annual | Net Emissions Allowance Position | Thousand Tons | 0 | 0 | 0 | 0 | 0 | 0 | 0 | 0
IL Climate ParentID 465- CO2 Cap Annual v6.20 | 318 | 7717 | Rate Constraint in MTons | FALSE | L | Annual | Fuel Consumed | TBtu | 0 | 0 | 0 | 0 | 0 | 0 | 0 | 0
IL Climate ParentID 465- CO2 Cap Annual v6.20 | 318 | 7717 | Rate Constraint in MTons | FALSE | L | Annual | Rate | lb/MMBtu | 0 | 0 | 0 | 0 | 0 | 0 | 0 | 0
IL Climate ParentID 465- CO2 Cap Annual v6.20 | 318 | 7717 | Rate Constraint in MTons | FALSE | L | Annual | Generation | TWh | 0 | 0 | 0 | 0 | 0 | 0 | 0 | 0
IL Climate ParentID 465- CO2 Cap Annual v6.20 | 318 | 7717 | Rate Constraint in MTons | FALSE | L | Annual | Qualifying Generation | TWh | 0 | 0 | 0 | 0 | 0 | 0 | 0 | 0
IL Climate ParentID 465- CO2 Cap Annual v6.20 | 318 | 7717 | Rate Constraint in MTons | FALSE | L | Annual | Rate | lb/MWh | 0 | 0 | 0 | 0 | 0 | 0 | 0 | 0
IL Climate ParentID 465- CO2 Cap Annual v6.20 | 318 | 7717 | Rate Constraint in MTons | FALSE | L | Annual | Constraint Shadow Price | US2019$/Ton | 0 | 0 | 0 | 0 | 0 | 0 | 0 | 0
IL Climate ParentID 466- CO2 Cap Annual v6.20 | 319 | 7718 | Rate Constraint in MTons | FALSE | L | Annual | Seasons Included | Seasons | Winter, WintShld, Summer | Winter, WintShld, Summer | Winter, WintShld, Summer | Winter, WintShld, Summer | Winter, WintShld, Summer | Winter, WintShld, Summer | Winter, WintShld, Summer | Winter, WintShld, Summer
IL Climate ParentID 466- CO2 Cap Annual v6.20 | 319 | 7718 | Rate Constraint in MTons | FALSE | L | Annual | Standard CO2 | Thousand Tons | 0 | 0 | 0 | 0 | 3.9303 | 3.9303 | 3.9303 | 3.9303
IL Climate ParentID 466- CO2 Cap Annual v6.20 | 319 | 7718 | Rate Constraint in MTons | FALSE | L | Annual | Emissions at Affected Plants CO2 | Thousand Tons | 0 | 0 | 0 | 0 | 0 | 0 | 0 | 0
IL Climate ParentID 466- CO2 Cap Annual v6.20 | 319 | 7718 | Rate Constraint in MTons | FALSE | L | Annual | Allowances Purchased CO2 | Thousand Tons | 0 | 0 | 0 | 0 | 0 | 0 | 0 | 0
IL Climate ParentID 466- CO2 Cap Annual v6.20 | 319 | 7718 | Rate Constraint in MTons | FALSE | L | Annual | Allowances Sold CO2 | Thousand Tons | 0 | 0 | 0 | 0 | 0 | 0 | 0 | 0
IL Climate ParentID 466- CO2 Cap Annual v6.20 | 319 | 7718 | Rate Constraint in MTons | FALSE | L | Annual | Allowances Banked | Thousand Tons | 0 | 0 | 0 | 0 | 0 | 0 | 0 | 0
IL Climate ParentID 466- CO2 Cap Annual v6.20 | 319 | 7718 | Rate Constraint in MTons | FALSE | L | Annual | Allowances Withdrawn (1:1) | Thousand Tons | 0 | 0 | 0 | 0 | 0 | 0 | 0 | 0
IL Climate ParentID 466- CO2 Cap Annual v6.20 | 319 | 7718 | Rate Constraint in MTons | FALSE | L | Annual | Allowances Withdrawn (n:1) | Thousand Tons | 0 | 0 | 0 | 0 | 0 | 0 | 0 | 0
IL Climate ParentID 466- CO2 Cap Annual v6.20 | 319 | 7718 | Rate Constraint in MTons | FALSE | L | Annual | Net Emissions Allowance Position | Thousand Tons | 0 | 0 | 0 | 0 | 0 | 0 | 0 | 0
IL Climate ParentID 466- CO2 Cap Annual v6.20 | 319 | 7718 | Rate Constraint in MTons | FALSE | L | Annual | Fuel Consumed | TBtu | 0 | 0 | 0 | 0 | 0 | 0 | 0 | 0
IL Climate ParentID 466- CO2 Cap Annual v6.20 | 319 | 7718 | Rate Constraint in MTons | FALSE | L | Annual | Rate | lb/MMBtu | 0 | 0 | 0 | 0 | 0 | 0 | 0 | 0
IL Climate ParentID 466- CO2 Cap Annual v6.20 | 319 | 7718 | Rate Constraint in MTons | FALSE | L | Annual | Generation | TWh | 0 | 0 | 0 | 0 | 0 | 0 | 0 | 0
IL Climate ParentID 466- CO2 Cap Annual v6.20 | 319 | 7718 | Rate Constraint in MTons | FALSE | L | Annual | Qualifying Generation | TWh | 0 | 0 | 0 | 0 | 0 | 0 | 0 | 0
IL Climate ParentID 466- CO2 Cap Annual v6.20 | 319 | 7718 | Rate Constraint in MTons | FALSE | L | Annual | Rate | lb/MWh | 0 | 0 | 0 | 0 | 0 | 0 | 0 | 0
IL Climate ParentID 466- CO2 Cap Annual v6.20 | 319 | 7718 | Rate Constraint in MTons | FALSE | L | Annual | Constraint Shadow Price | US2019$/Ton | 0 | 0 | 0 | 0 | 0 | 0 | 0 | 0
IL Climate ParentID 467- CO2 Cap Annual v6.20 | 320 | 7719 | Rate Constraint in MTons | FALSE | L | Annual | Seasons Included | Seasons | Winter, WintShld, Summer | Winter, WintShld, Summer | Winter, WintShld, Summer | Winter, WintShld, Summer | Winter, WintShld, Summer | Winter, WintShld, Summer | Winter, WintShld, Summer | Winter, WintShld, Summer
IL Climate ParentID 467- CO2 Cap Annual v6.20 | 320 | 7719 | Rate Constraint in MTons | FALSE | L | Annual | Standard CO2 | Thousand Tons | 0 | 0 | 0 | 0 | 45.8853 | 45.8853 | 45.8853 | 45.8853
IL Climate ParentID 467- CO2 Cap Annual v6.20 | 320 | 7719 | Rate Constraint in MTons | FALSE | L | Annual | Emissions at Affected Plants CO2 | Thousand Tons | 0 | 0 | 0 | 0 | 13.248 | 3.8272 | 0 | 0
IL Climate ParentID 467- CO2 Cap Annual v6.20 | 320 | 7719 | Rate Constraint in MTons | FALSE | L | Annual | Allowances Purchased CO2 | Thousand Tons | 0 | 0 | 0 | 0 | 0 | 0 | 0 | 0
IL Climate ParentID 467- CO2 Cap Annual v6.20 | 320 | 7719 | Rate Constraint in MTons | FALSE | L | Annual | Allowances Sold CO2 | Thousand Tons | 0 | 0 | 0 | 0 | 0 | 0 | 0 | 0
IL Climate ParentID 467- CO2 Cap Annual v6.20 | 320 | 7719 | Rate Constraint in MTons | FALSE | L | Annual | Allowances Banked | Thousand Tons | 0 | 0 | 0 | 0 | 0 | 0 | 0 | 0
IL Climate ParentID 467- CO2 Cap Annual v6.20 | 320 | 7719 | Rate Constraint in MTons | FALSE | L | Annual | Allowances Withdrawn (1:1) | Thousand Tons | 0 | 0 | 0 | 0 | 0 | 0 | 0 | 0
IL Climate ParentID 467- CO2 Cap Annual v6.20 | 320 | 7719 | Rate Constraint in MTons | FALSE | L | Annual | Allowances Withdrawn (n:1) | Thousand Tons | 0 | 0 | 0 | 0 | 0 | 0 | 0 | 0
IL Climate ParentID 467- CO2 Cap Annual v6.20 | 320 | 7719 | Rate Constraint in MTons | FALSE | L | Annual | Net Emissions Allowance Position | Thousand Tons | 0 | 0 | 0 | 0 | 13.248 | 3.8272 | 0 | 0
IL Climate ParentID 467- CO2 Cap Annual v6.20 | 320 | 7719 | Rate Constraint in MTons | FALSE | L | Annual | Fuel Consumed | TBtu | 0 | 0 | 0 | 0 | 0.22631 | 0.065377 | 0 | 0
IL Climate ParentID 467- CO2 Cap Annual v6.20 | 320 | 7719 | Rate Constraint in MTons | FALSE | L | Annual | Rate | lb/MMBtu | 0 | 0 | 0 | 0 | 117.08 | 117.08 | 0 | 0
IL Climate ParentID 467- CO2 Cap Annual v6.20 | 320 | 7719 | Rate Constraint in MTons | FALSE | L | Annual | Generation | TWh | 0 | 0 | 0 | 0 | 0.018582 | 0.0053683 | 0 | 0
IL Climate ParentID 467- CO2 Cap Annual v6.20 | 320 | 7719 | Rate Constraint in MTons | FALSE | L | Annual | Qualifying Generation | TWh | 0 | 0 | 0 | 0 | 0.018582 | 0.0053683 | 0 | 0
IL Climate ParentID 467- CO2 Cap Annual v6.20 | 320 | 7719 | Rate Constraint in MTons | FALSE | L | Annual | Rate | lb/MWh | 0 | 0 | 0 | 0 | 1425.8588 | 1425.8588 | 0 | 0
IL Climate ParentID 467- CO2 Cap Annual v6.20 | 320 | 7719 | Rate Constraint in MTons | FALSE | L | Annual | Constraint Shadow Price | US2019$/Ton | 0 | 0 | 0 | 0 | 0 | 0 | 0 | 0
IL Climate ParentID 891- CO2 Cap Annual v6.20 | 321 | 7720 | Rate Constraint in MTons | FALSE | L | Annual | Seasons Included | Seasons | Winter, WintShld, Summer | Winter, WintShld, Summer | Winter, WintShld, Summer | Winter, WintShld, Summer | Winter, WintShld, Summer | Winter, WintShld, Summer | Winter, WintShld, Summer | Winter, WintShld, Summer
IL Climate ParentID 891- CO2 Cap Annual v6.20 | 321 | 7720 | Rate Constraint in MTons | FALSE | L | Annual | Standard CO2 | Thousand Tons | 0 | 0 | 0 | 0 | 4.9038 | 4.9038 | 4.9038 | 4.9038
IL Climate ParentID 891- CO2 Cap Annual v6.20 | 321 | 7720 | Rate Constraint in MTons | FALSE | L | Annual | Emissions at Affected Plants CO2 | Thousand Tons | 0 | 0 | 0 | 0 | 0 | 0 | 0 | 0
IL Climate ParentID 891- CO2 Cap Annual v6.20 | 321 | 7720 | Rate Constraint in MTons | FALSE | L | Annual | Allowances Purchased CO2 | Thousand Tons | 0 | 0 | 0 | 0 | 0 | 0 | 0 | 0
IL Climate ParentID 891- CO2 Cap Annual v6.20 | 321 | 7720 | Rate Constraint in MTons | FALSE | L | Annual | Allowances Sold CO2 | Thousand Tons | 0 | 0 | 0 | 0 | 0 | 0 | 0 | 0
IL Climate ParentID 891- CO2 Cap Annual v6.20 | 321 | 7720 | Rate Constraint in MTons | FALSE | L | Annual | Allowances Banked | Thousand Tons | 0 | 0 | 0 | 0 | 0 | 0 | 0 | 0
IL Climate ParentID 891- CO2 Cap Annual v6.20 | 321 | 7720 | Rate Constraint in MTons | FALSE | L | Annual | Allowances Withdrawn (1:1) | Thousand Tons | 0 | 0 | 0 | 0 | 0 | 0 | 0 | 0
IL Climate ParentID 891- CO2 Cap Annual v6.20 | 321 | 7720 | Rate Constraint in MTons | FALSE | L | Annual | Allowances Withdrawn (n:1) | Thousand Tons | 0 | 0 | 0 | 0 | 0 | 0 | 0 | 0
IL Climate ParentID 891- CO2 Cap Annual v6.20 | 321 | 7720 | Rate Constraint in MTons | FALSE | L | Annual | Net Emissions Allowance Position | Thousand Tons | 0 | 0 | 0 | 0 | 0 | 0 | 0 | 0
IL Climate ParentID 891- CO2 Cap Annual v6.20 | 321 | 7720 | Rate Constraint in MTons | FALSE | L | Annual | Fuel Consumed | TBtu | 0 | 0 | 0 | 0 | 0 | 0 | 0 | 0
IL Climate ParentID 891- CO2 Cap Annual v6.20 | 321 | 7720 | Rate Constraint in MTons | FALSE | L | Annual | Rate | lb/MMBtu | 0 | 0 | 0 | 0 | 0 | 0 | 0 | 0
IL Climate ParentID 891- CO2 Cap Annual v6.20 | 321 | 7720 | Rate Constraint in MTons | FALSE | L | Annual | Generation | TWh | 0 | 0 | 0 | 0 | 0 | 0 | 0 | 0
IL Climate ParentID 891- CO2 Cap Annual v6.20 | 321 | 7720 | Rate Constraint in MTons | FALSE | L | Annual | Qualifying Generation | TWh | 0 | 0 | 0 | 0 | 0 | 0 | 0 | 0
IL Climate ParentID 891- CO2 Cap Annual v6.20 | 321 | 7720 | Rate Constraint in MTons | FALSE | L | Annual | Rate | lb/MWh | 0 | 0 | 0 | 0 | 0 | 0 | 0 | 0
IL Climate ParentID 891- CO2 Cap Annual v6.20 | 321 | 7720 | Rate Constraint in MTons | FALSE | L | Annual | Constraint Shadow Price | US2019$/Ton | 0 | 0 | 0 | 0 | 0 | 0 | 0 | 0
IL CPS- Midwest MER Rate Annual v5.12 | 322 | 7317 | MACT Fuel Choice Floor in lbs/MMBtu | FALSE | L | Annual | Seasons Included | Seasons | Winter, WintShld, Summer | Winter, WintShld, Summer | Winter, WintShld, Summer | Winter, WintShld, Summer | Winter, WintShld, Summer | Winter, WintShld, Summer | Winter, WintShld, Summer | Winter, WintShld, Summer
IL CPS- Midwest MER Rate Annual v5.12 | 322 | 7317 | MACT Fuel Choice Floor in lbs/MMBtu | FALSE | L | Annual | Emission Floor | lbs/MMBtu | 7.4e-07 | 7.4e-07 | 7.4e-07 | 7.4e-07 | 7.4e-07 | 7.4e-07 | 7.4e-07 | 7.4e-07
IL CPS- Midwest MER Rate Annual v5.12 | 322 | 7317 | MACT Fuel Choice Floor in lbs/MMBtu | FALSE | L | Annual | Emissions at Affected Plants MER | lbs | 0 | 0 | 0 | 0 | 0 | 0 | 0 | 0
IL CPS- Midwest MER Rate Annual v5.12 | 322 | 7317 | MACT Fuel Choice Floor in lbs/MMBtu | FALSE | L | Annual | Allowances Purchased MER | lbs | 0 | 0 | 0 | 0 | 0 | 0 | 0 | 0
IL CPS- Midwest MER Rate Annual v5.12 | 322 | 7317 | MACT Fuel Choice Floor in lbs/MMBtu | FALSE | L | Annual | Allowances Sold MER | lbs | 0 | 0 | 0 | 0 | 0 | 0 | 0 | 0
IL CPS- Midwest MER Rate Annual v5.12 | 322 | 7317 | MACT Fuel Choice Floor in lbs/MMBtu | FALSE | L | Annual | Allowances Banked | lbs | 0 | 0 | 0 | 0 | 0 | 0 | 0 | 0
IL CPS- Midwest MER Rate Annual v5.12 | 322 | 7317 | MACT Fuel Choice Floor in lbs/MMBtu | FALSE | L | Annual | Allowances Withdrawn (1:1) | lbs | 0 | 0 | 0 | 0 | 0 | 0 | 0 | 0
IL CPS- Midwest MER Rate Annual v5.12 | 322 | 7317 | MACT Fuel Choice Floor in lbs/MMBtu | FALSE | L | Annual | Allowances Withdrawn (n:1) | lbs | 0 | 0 | 0 | 0 | 0 | 0 | 0 | 0
IL CPS- Midwest MER Rate Annual v5.12 | 322 | 7317 | MACT Fuel Choice Floor in lbs/MMBtu | FALSE | L | Annual | Net Emissions Allowance Position | lbs | 0 | 0 | 0 | 0 | 0 | 0 | 0 | 0
IL CPS- Midwest MER Rate Annual v5.12 | 322 | 7317 | MACT Fuel Choice Floor in lbs/MMBtu | FALSE | L | Annual | Fuel Consumed | TBtu | 0 | 0 | 0 | 0 | 0 | 0 | 0 | 0
IL CPS- Midwest MER Rate Annual v5.12 | 322 | 7317 | MACT Fuel Choice Floor in lbs/MMBtu | FALSE | L | Annual | Rate | lb/MMBtu | 0 | 0 | 0 | 0 | 0 | 0 | 0 | 0
IL CPS- Midwest MER Rate Annual v5.12 | 322 | 7317 | MACT Fuel Choice Floor in lbs/MMBtu | FALSE | L | Annual | Generation | TWh | 0 | 0 | 0 | 0 | 0 | 0 | 0 | 0
IL CPS- Midwest MER Rate Annual v5.12 | 322 | 7317 | MACT Fuel Choice Floor in lbs/MMBtu | FALSE | L | Annual | Qualifying Generation | TWh | 0 | 0 | 0 | 0 | 0 | 0 | 0 | 0
IL CPS- Midwest MER Rate Annual v5.12 | 322 | 7317 | MACT Fuel Choice Floor in lbs/MMBtu | FALSE | L | Annual | Constraint Shadow Price | US2019$/Lb | 0 | 0 | 0 | 0 | 0 | 0 | 0 | 0
IL CPS- Midwest NOX rate Annual v5.12 | 323 | 7308 | Rate Constraint in lbs/MMBtu | FALSE | L | Annual | Seasons Included | Seasons | Winter, WintShld, Summer | Winter, WintShld, Summer | Winter, WintShld, Summer | Winter, WintShld, Summer | Winter, WintShld, Summer | Winter, WintShld, Summer | Winter, WintShld, Summer | Winter, WintShld, Summer
IL CPS- Midwest NOX rate Annual v5.12 | 323 | 7308 | Rate Constraint in lbs/MMBtu | FALSE | L | Annual | Standard NOX | lb/MMBtu | 0.11 | 0.11 | 0.11 | 0.11 | 0.11 | 0.11 | 0.11 | 0.11
IL CPS- Midwest NOX rate Annual v5.12 | 323 | 7308 | Rate Constraint in lbs/MMBtu | FALSE | L | Annual | Emissions at Affected Plants NOX | Thousand Tons | 0 | 0 | 0 | 0 | 0 | 0 | 0 | 0
IL CPS- Midwest NOX rate Annual v5.12 | 323 | 7308 | Rate Constraint in lbs/MMBtu | FALSE | L | Annual | Allowances Purchased NOX | Thousand Tons | 0 | 0 | 0 | 0 | 0 | 0 | 0 | 0
IL CPS- Midwest NOX rate Annual v5.12 | 323 | 7308 | Rate Constraint in lbs/MMBtu | FALSE | L | Annual | Allowances Sold NOX | Thousand Tons | 0 | 0 | 0 | 0 | 0 | 0 | 0 | 0
IL CPS- Midwest NOX rate Annual v5.12 | 323 | 7308 | Rate Constraint in lbs/MMBtu | FALSE | L | Annual | Allowances Banked | Thousand Tons | 0 | 0 | 0 | 0 | 0 | 0 | 0 | 0
IL CPS- Midwest NOX rate Annual v5.12 | 323 | 7308 | Rate Constraint in lbs/MMBtu | FALSE | L | Annual | Allowances Withdrawn (1:1) | Thousand Tons | 0 | 0 | 0 | 0 | 0 | 0 | 0 | 0
IL CPS- Midwest NOX rate Annual v5.12 | 323 | 7308 | Rate Constraint in lbs/MMBtu | FALSE | L | Annual | Allowances Withdrawn (n:1) | Thousand Tons | 0 | 0 | 0 | 0 | 0 | 0 | 0 | 0
IL CPS- Midwest NOX rate Annual v5.12 | 323 | 7308 | Rate Constraint in lbs/MMBtu | FALSE | L | Annual | Net Emissions Allowance Position | Thousand Tons | 0 | 0 | 0 | 0 | 0 | 0 | 0 | 0
IL CPS- Midwest NOX rate Annual v5.12 | 323 | 7308 | Rate Constraint in lbs/MMBtu | FALSE | L | Annual | Fuel Consumed | TBtu | 0 | 0 | 0 | 0 | 0 | 0 | 0 | 0
IL CPS- Midwest NOX rate Annual v5.12 | 323 | 7308 | Rate Constraint in lbs/MMBtu | FALSE | L | Annual | Rate | lb/MMBtu | 0 | 0 | 0 | 0 | 0 | 0 | 0 | 0
IL CPS- Midwest NOX rate Annual v5.12 | 323 | 7308 | Rate Constraint in lbs/MMBtu | FALSE | L | Annual | Generation | TWh | 0 | 0 | 0 | 0 | 0 | 0 | 0 | 0
IL CPS- Midwest NOX rate Annual v5.12 | 323 | 7308 | Rate Constraint in lbs/MMBtu | FALSE | L | Annual | Qualifying Generation | TWh | 0 | 0 | 0 | 0 | 0 | 0 | 0 | 0
IL CPS- Midwest NOX rate Annual v5.12 | 323 | 7308 | Rate Constraint in lbs/MMBtu | FALSE | L | Annual | Rate | lb/MWh | 0 | 0 | 0 | 0 | 0 | 0 | 0 | 0
IL CPS- Midwest NOX rate Annual v5.12 | 323 | 7308 | Rate Constraint in lbs/MMBtu | FALSE | L | Annual | Constraint Shadow Price | US2019$/Ton | 0 | 40.7891 | 0 | 0 | 0 | 0 | 0 | 0
IL CPS- Midwest NOX rate Summer v5.12 | 324 | 7310 | Rate Constraint in lbs/MMBtu | FALSE | L | Annual | Seasons Included | Seasons | Summer | Summer | Summer | Summer | Summer | Summer | Summer | Summer
IL CPS- Midwest NOX rate Summer v5.12 | 324 | 7310 | Rate Constraint in lbs/MMBtu | FALSE | L | Annual | Standard NOX | lb/MMBtu | 0.11 | 0.11 | 0.11 | 0.11 | 0.11 | 0.11 | 0.11 | 0.11
IL CPS- Midwest NOX rate Summer v5.12 | 324 | 7310 | Rate Constraint in lbs/MMBtu | FALSE | L | Annual | Emissions at Affected Plants NOX | Thousand Tons | 0 | 0 | 0 | 0 | 0 | 0 | 0 | 0
IL CPS- Midwest NOX rate Summer v5.12 | 324 | 7310 | Rate Constraint in lbs/MMBtu | FALSE | L | Annual | Allowances Purchased NOX | Thousand Tons | 0 | 0 | 0 | 0 | 0 | 0 | 0 | 0
IL CPS- Midwest NOX rate Summer v5.12 | 324 | 7310 | Rate Constraint in lbs/MMBtu | FALSE | L | Annual | Allowances Sold NOX | Thousand Tons | 0 | 0 | 0 | 0 | 0 | 0 | 0 | 0
IL CPS- Midwest NOX rate Summer v5.12 | 324 | 7310 | Rate Constraint in lbs/MMBtu | FALSE | L | Annual | Allowances Banked | Thousand Tons | 0 | 0 | 0 | 0 | 0 | 0 | 0 | 0
IL CPS- Midwest NOX rate Summer v5.12 | 324 | 7310 | Rate Constraint in lbs/MMBtu | FALSE | L | Annual | Allowances Withdrawn (1:1) | Thousand Tons | 0 | 0 | 0 | 0 | 0 | 0 | 0 | 0
IL CPS- Midwest NOX rate Summer v5.12 | 324 | 7310 | Rate Constraint in lbs/MMBtu | FALSE | L | Annual | Allowances Withdrawn (n:1) | Thousand Tons | 0 | 0 | 0 | 0 | 0 | 0 | 0 | 0
IL CPS- Midwest NOX rate Summer v5.12 | 324 | 7310 | Rate Constraint in lbs/MMBtu | FALSE | L | Annual | Net Emissions Allowance Position | Thousand Tons | 0 | 0 | 0 | 0 | 0 | 0 | 0 | 0
IL CPS- Midwest NOX rate Summer v5.12 | 324 | 7310 | Rate Constraint in lbs/MMBtu | FALSE | L | Annual | Fuel Consumed | TBtu | 0 | 0 | 0 | 0 | 0 | 0 | 0 | 0
IL CPS- Midwest NOX rate Summer v5.12 | 324 | 7310 | Rate Constraint in lbs/MMBtu | FALSE | L | Annual | Rate | lb/MMBtu | 0 | 0 | 0 | 0 | 0 | 0 | 0 | 0
IL CPS- Midwest NOX rate Summer v5.12 | 324 | 7310 | Rate Constraint in lbs/MMBtu | FALSE | L | Annual | Generation | TWh | 0 | 0 | 0 | 0 | 0 | 0 | 0 | 0
IL CPS- Midwest NOX rate Summer v5.12 | 324 | 7310 | Rate Constraint in lbs/MMBtu | FALSE | L | Annual | Qualifying Generation | TWh | 0 | 0 | 0 | 0 | 0 | 0 | 0 | 0
IL CPS- Midwest NOX rate Summer v5.12 | 324 | 7310 | Rate Constraint in lbs/MMBtu | FALSE | L | Annual | Rate | lb/MWh | 0 | 0 | 0 | 0 | 0 | 0 | 0 | 0
IL CPS- Midwest NOX rate Summer v5.12 | 324 | 7310 | Rate Constraint in lbs/MMBtu | FALSE | L | Annual | Constraint Shadow Price | US2019$/Ton | 0 | 0 | 0 | 0 | 0 | 0 | 0 | 0
IL CPS- Midwest SO2 Rate Annual v5.12 | 325 | 7314 | Rate Constraint in lbs/MMBtu | FALSE | L | Annual | Seasons Included | Seasons | Winter, WintShld, Summer | Winter, WintShld, Summer | Winter, WintShld, Summer | Winter, WintShld, Summer | Winter, WintShld, Summer | Winter, WintShld, Summer | Winter, WintShld, Summer | Winter, WintShld, Summer
IL CPS- Midwest SO2 Rate Annual v5.12 | 325 | 7314 | Rate Constraint in lbs/MMBtu | FALSE | L | Annual | Standard SO2 | lb/MMBtu | 0.11 | 0.11 | 0.11 | 0.11 | 0.11 | 0.11 | 0.11 | 0.11
IL CPS- Midwest SO2 Rate Annual v5.12 | 325 | 7314 | Rate Constraint in lbs/MMBtu | FALSE | L | Annual | Emissions at Affected Plants SO2 | Thousand Tons | 0 | 0 | 0 | 0 | 0 | 0 | 0 | 0
IL CPS- Midwest SO2 Rate Annual v5.12 | 325 | 7314 | Rate Constraint in lbs/MMBtu | FALSE | L | Annual | Allowances Purchased SO2 | Thousand Tons | 0 | 0 | 0 | 0 | 0 | 0 | 0 | 0
IL CPS- Midwest SO2 Rate Annual v5.12 | 325 | 7314 | Rate Constraint in lbs/MMBtu | FALSE | L | Annual | Allowances Sold SO2 | Thousand Tons | 0 | 0 | 0 | 0 | 0 | 0 | 0 | 0
IL CPS- Midwest SO2 Rate Annual v5.12 | 325 | 7314 | Rate Constraint in lbs/MMBtu | FALSE | L | Annual | Allowances Banked | Thousand Tons | 0 | 0 | 0 | 0 | 0 | 0 | 0 | 0
IL CPS- Midwest SO2 Rate Annual v5.12 | 325 | 7314 | Rate Constraint in lbs/MMBtu | FALSE | L | Annual | Allowances Withdrawn (1:1) | Thousand Tons | 0 | 0 | 0 | 0 | 0 | 0 | 0 | 0
IL CPS- Midwest SO2 Rate Annual v5.12 | 325 | 7314 | Rate Constraint in lbs/MMBtu | FALSE | L | Annual | Allowances Withdrawn (n:1) | Thousand Tons | 0 | 0 | 0 | 0 | 0 | 0 | 0 | 0
IL CPS- Midwest SO2 Rate Annual v5.12 | 325 | 7314 | Rate Constraint in lbs/MMBtu | FALSE | L | Annual | Net Emissions Allowance Position | Thousand Tons | 0 | 0 | 0 | 0 | 0 | 0 | 0 | 0
IL CPS- Midwest SO2 Rate Annual v5.12 | 325 | 7314 | Rate Constraint in lbs/MMBtu | FALSE | L | Annual | Fuel Consumed | TBtu | 0 | 0 | 0 | 0 | 0 | 0 | 0 | 0
IL CPS- Midwest SO2 Rate Annual v5.12 | 325 | 7314 | Rate Constraint in lbs/MMBtu | FALSE | L | Annual | Rate | lb/MMBtu | 0 | 0 | 0 | 0 | 0 | 0 | 0 | 0
IL CPS- Midwest SO2 Rate Annual v5.12 | 325 | 7314 | Rate Constraint in lbs/MMBtu | FALSE | L | Annual | Generation | TWh | 0 | 0 | 0 | 0 | 0 | 0 | 0 | 0
IL CPS- Midwest SO2 Rate Annual v5.12 | 325 | 7314 | Rate Constraint in lbs/MMBtu | FALSE | L | Annual | Qualifying Generation | TWh | 0 | 0 | 0 | 0 | 0 | 0 | 0 | 0
IL CPS- Midwest SO2 Rate Annual v5.12 | 325 | 7314 | Rate Constraint in lbs/MMBtu | FALSE | L | Annual | Rate | lb/MWh | 0 | 0 | 0 | 0 | 0 | 0 | 0 | 0
IL CPS- Midwest SO2 Rate Annual v5.12 | 325 | 7314 | Rate Constraint in lbs/MMBtu | FALSE | L | Annual | Constraint Shadow Price | US2019$/Ton | 360572.867 | 21165.5449 | 13435.2874 | 19288.3801 | 13911.1159 | 15878.3586 | 10876.489 | 13109.7189
IL Fac. Spec. - NOX Rate Summer v3.1, Unit 2216 and retrofits | 326 | 7305 | Rate Constraint in lbs/MMBtu | FALSE | L | Annual | Seasons Included | Seasons | Summer | Summer | Summer | Summer | Summer | Summer | Summer | Summer
IL Fac. Spec. - NOX Rate Summer v3.1, Unit 2216 and retrofits | 326 | 7305 | Rate Constraint in lbs/MMBtu | FALSE | L | Annual | Standard NOX | lb/MMBtu | 0.25 | 0.25 | 0.25 | 0.25 | 0.25 | 0.25 | 0.25 | 0.25
IL Fac. Spec. - NOX Rate Summer v3.1, Unit 2216 and retrofits | 326 | 7305 | Rate Constraint in lbs/MMBtu | FALSE | L | Annual | Emissions at Affected Plants NOX | Thousand Tons | 0 | 0 | 0 | 0 | 0 | 0 | 0 | 0
IL Fac. Spec. - NOX Rate Summer v3.1, Unit 2216 and retrofits | 326 | 7305 | Rate Constraint in lbs/MMBtu | FALSE | L | Annual | Allowances Purchased NOX | Thousand Tons | 0 | 0 | 0 | 0 | 0 | 0 | 0 | 0
IL Fac. Spec. - NOX Rate Summer v3.1, Unit 2216 and retrofits | 326 | 7305 | Rate Constraint in lbs/MMBtu | FALSE | L | Annual | Allowances Sold NOX | Thousand Tons | 0 | 0 | 0 | 0 | 0 | 0 | 0 | 0
IL Fac. Spec. - NOX Rate Summer v3.1, Unit 2216 and retrofits | 326 | 7305 | Rate Constraint in lbs/MMBtu | FALSE | L | Annual | Allowances Banked | Thousand Tons | 0 | 0 | 0 | 0 | 0 | 0 | 0 | 0
IL Fac. Spec. - NOX Rate Summer v3.1, Unit 2216 and retrofits | 326 | 7305 | Rate Constraint in lbs/MMBtu | FALSE | L | Annual | Allowances Withdrawn (1:1) | Thousand Tons | 0 | 0 | 0 | 0 | 0 | 0 | 0 | 0
IL Fac. Spec. - NOX Rate Summer v3.1, Unit 2216 and retrofits | 326 | 7305 | Rate Constraint in lbs/MMBtu | FALSE | L | Annual | Allowances Withdrawn (n:1) | Thousand Tons | 0 | 0 | 0 | 0 | 0 | 0 | 0 | 0
IL Fac. Spec. - NOX Rate Summer v3.1, Unit 2216 and retrofits | 326 | 7305 | Rate Constraint in lbs/MMBtu | FALSE | L | Annual | Net Emissions Allowance Position | Thousand Tons | 0 | 0 | 0 | 0 | 0 | 0 | 0 | 0
IL Fac. Spec. - NOX Rate Summer v3.1, Unit 2216 and retrofits | 326 | 7305 | Rate Constraint in lbs/MMBtu | FALSE | L | Annual | Fuel Consumed | TBtu | 0 | 0 | 0 | 0 | 0 | 0 | 0 | 0
IL Fac. Spec. - NOX Rate Summer v3.1, Unit 2216 and retrofits | 326 | 7305 | Rate Constraint in lbs/MMBtu | FALSE | L | Annual | Rate | lb/MMBtu | 0 | 0 | 0 | 0 | 0 | 0 | 0 | 0
IL Fac. Spec. - NOX Rate Summer v3.1, Unit 2216 and retrofits | 326 | 7305 | Rate Constraint in lbs/MMBtu | FALSE | L | Annual | Generation | TWh | 0 | 0 | 0 | 0 | 0 | 0 | 0 | 0
IL Fac. Spec. - NOX Rate Summer v3.1, Unit 2216 and retrofits | 326 | 7305 | Rate Constraint in lbs/MMBtu | FALSE | L | Annual | Qualifying Generation | TWh | 0 | 0 | 0 | 0 | 0 | 0 | 0 | 0
IL Fac. Spec. - NOX Rate Summer v3.1, Unit 2216 and retrofits | 326 | 7305 | Rate Constraint in lbs/MMBtu | FALSE | L | Annual | Rate | lb/MWh | 0 | 0 | 0 | 0 | 0 | 0 | 0 | 0
IL Fac. Spec. - NOX Rate Summer v3.1, Unit 2216 and retrofits | 326 | 7305 | Rate Constraint in lbs/MMBtu | FALSE | L | Annual | Constraint Shadow Price | US2019$/Ton | 0 | 0 | 0 | 0 | 0 | 0 | 0 | 0
IL Fac. Spec. - NOX Rate Summer v3.1, Unit 2217 and retrofits | 327 | 7305 | Rate Constraint in lbs/MMBtu | FALSE | L | Annual | Seasons Included | Seasons | Summer | Summer | Summer | Summer | Summer | Summer | Summer | Summer
IL Fac. Spec. - NOX Rate Summer v3.1, Unit 2217 and retrofits | 327 | 7305 | Rate Constraint in lbs/MMBtu | FALSE | L | Annual | Standard NOX | lb/MMBtu | 0.25 | 0.25 | 0.25 | 0.25 | 0.25 | 0.25 | 0.25 | 0.25
IL Fac. Spec. - NOX Rate Summer v3.1, Unit 2217 and retrofits | 327 | 7305 | Rate Constraint in lbs/MMBtu | FALSE | L | Annual | Emissions at Affected Plants NOX | Thousand Tons | 0 | 0 | 0 | 0 | 0 | 0 | 0 | 0
IL Fac. Spec. - NOX Rate Summer v3.1, Unit 2217 and retrofits | 327 | 7305 | Rate Constraint in lbs/MMBtu | FALSE | L | Annual | Allowances Purchased NOX | Thousand Tons | 0 | 0 | 0 | 0 | 0 | 0 | 0 | 0
IL Fac. Spec. - NOX Rate Summer v3.1, Unit 2217 and retrofits | 327 | 7305 | Rate Constraint in lbs/MMBtu | FALSE | L | Annual | Allowances Sold NOX | Thousand Tons | 0 | 0 | 0 | 0 | 0 | 0 | 0 | 0
IL Fac. Spec. - NOX Rate Summer v3.1, Unit 2217 and retrofits | 327 | 7305 | Rate Constraint in lbs/MMBtu | FALSE | L | Annual | Allowances Banked | Thousand Tons | 0 | 0 | 0 | 0 | 0 | 0 | 0 | 0
IL Fac. Spec. - NOX Rate Summer v3.1, Unit 2217 and retrofits | 327 | 7305 | Rate Constraint in lbs/MMBtu | FALSE | L | Annual | Allowances Withdrawn (1:1) | Thousand Tons | 0 | 0 | 0 | 0 | 0 | 0 | 0 | 0
IL Fac. Spec. - NOX Rate Summer v3.1, Unit 2217 and retrofits | 327 | 7305 | Rate Constraint in lbs/MMBtu | FALSE | L | Annual | Allowances Withdrawn (n:1) | Thousand Tons | 0 | 0 | 0 | 0 | 0 | 0 | 0 | 0
IL Fac. Spec. - NOX Rate Summer v3.1, Unit 2217 and retrofits | 327 | 7305 | Rate Constraint in lbs/MMBtu | FALSE | L | Annual | Net Emissions Allowance Position | Thousand Tons | 0 | 0 | 0 | 0 | 0 | 0 | 0 | 0
IL Fac. Spec. - NOX Rate Summer v3.1, Unit 2217 and retrofits | 327 | 7305 | Rate Constraint in lbs/MMBtu | FALSE | L | Annual | Fuel Consumed | TBtu | 0 | 0 | 0 | 0 | 0 | 0 | 0 | 0
IL Fac. Spec. - NOX Rate Summer v3.1, Unit 2217 and retrofits | 327 | 7305 | Rate Constraint in lbs/MMBtu | FALSE | L | Annual | Rate | lb/MMBtu | 0 | 0 | 0 | 0 | 0 | 0 | 0 | 0
IL Fac. Spec. - NOX Rate Summer v3.1, Unit 2217 and retrofits | 327 | 7305 | Rate Constraint in lbs/MMBtu | FALSE | L | Annual | Generation | TWh | 0 | 0 | 0 | 0 | 0 | 0 | 0 | 0
IL Fac. Spec. - NOX Rate Summer v3.1, Unit 2217 and retrofits | 327 | 7305 | Rate Constraint in lbs/MMBtu | FALSE | L | Annual | Qualifying Generation | TWh | 0 | 0 | 0 | 0 | 0 | 0 | 0 | 0
IL Fac. Spec. - NOX Rate Summer v3.1, Unit 2217 and retrofits | 327 | 7305 | Rate Constraint in lbs/MMBtu | FALSE | L | Annual | Rate | lb/MWh | 0 | 0 | 0 | 0 | 0 | 0 | 0 | 0
IL Fac. Spec. - NOX Rate Summer v3.1, Unit 2217 and retrofits | 327 | 7305 | Rate Constraint in lbs/MMBtu | FALSE | L | Annual | Constraint Shadow Price | US2019$/Ton | 0 | 0 | 0 | 0 | 0 | 0 | 0 | 0
IL Fac. Spec. - NOX Rate Summer v3.1, Unit 2218 and retrofits | 328 | 7305 | Rate Constraint in lbs/MMBtu | FALSE | L | Annual | Seasons Included | Seasons | Summer | Summer | Summer | Summer | Summer | Summer | Summer | Summer
IL Fac. Spec. - NOX Rate Summer v3.1, Unit 2218 and retrofits | 328 | 7305 | Rate Constraint in lbs/MMBtu | FALSE | L | Annual | Standard NOX | lb/MMBtu | 0.25 | 0.25 | 0.25 | 0.25 | 0.25 | 0.25 | 0.25 | 0.25
IL Fac. Spec. - NOX Rate Summer v3.1, Unit 2218 and retrofits | 328 | 7305 | Rate Constraint in lbs/MMBtu | FALSE | L | Annual | Emissions at Affected Plants NOX | Thousand Tons | 0 | 0 | 0 | 0 | 0 | 0 | 0 | 0
IL Fac. Spec. - NOX Rate Summer v3.1, Unit 2218 and retrofits | 328 | 7305 | Rate Constraint in lbs/MMBtu | FALSE | L | Annual | Allowances Purchased NOX | Thousand Tons | 0 | 0 | 0 | 0 | 0 | 0 | 0 | 0
IL Fac. Spec. - NOX Rate Summer v3.1, Unit 2218 and retrofits | 328 | 7305 | Rate Constraint in lbs/MMBtu | FALSE | L | Annual | Allowances Sold NOX | Thousand Tons | 0 | 0 | 0 | 0 | 0 | 0 | 0 | 0
IL Fac. Spec. - NOX Rate Summer v3.1, Unit 2218 and retrofits | 328 | 7305 | Rate Constraint in lbs/MMBtu | FALSE | L | Annual | Allowances Banked | Thousand Tons | 0 | 0 | 0 | 0 | 0 | 0 | 0 | 0
IL Fac. Spec. - NOX Rate Summer v3.1, Unit 2218 and retrofits | 328 | 7305 | Rate Constraint in lbs/MMBtu | FALSE | L | Annual | Allowances Withdrawn (1:1) | Thousand Tons | 0 | 0 | 0 | 0 | 0 | 0 | 0 | 0
IL Fac. Spec. - NOX Rate Summer v3.1, Unit 2218 and retrofits | 328 | 7305 | Rate Constraint in lbs/MMBtu | FALSE | L | Annual | Allowances Withdrawn (n:1) | Thousand Tons | 0 | 0 | 0 | 0 | 0 | 0 | 0 | 0
IL Fac. Spec. - NOX Rate Summer v3.1, Unit 2218 and retrofits | 328 | 7305 | Rate Constraint in lbs/MMBtu | FALSE | L | Annual | Net Emissions Allowance Position | Thousand Tons | 0 | 0 | 0 | 0 | 0 | 0 | 0 | 0
IL Fac. Spec. - NOX Rate Summer v3.1, Unit 2218 and retrofits | 328 | 7305 | Rate Constraint in lbs/MMBtu | FALSE | L | Annual | Fuel Consumed | TBtu | 0 | 0 | 0 | 0 | 0 | 0 | 0 | 0
IL Fac. Spec. - NOX Rate Summer v3.1, Unit 2218 and retrofits | 328 | 7305 | Rate Constraint in lbs/MMBtu | FALSE | L | Annual | Rate | lb/MMBtu | 0 | 0 | 0 | 0 | 0 | 0 | 0 | 0
IL Fac. Spec. - NOX Rate Summer v3.1, Unit 2218 and retrofits | 328 | 7305 | Rate Constraint in lbs/MMBtu | FALSE | L | Annual | Generation | TWh | 0 | 0 | 0 | 0 | 0 | 0 | 0 | 0
IL Fac. Spec. - NOX Rate Summer v3.1, Unit 2218 and retrofits | 328 | 7305 | Rate Constraint in lbs/MMBtu | FALSE | L | Annual | Qualifying Generation | TWh | 0 | 0 | 0 | 0 | 0 | 0 | 0 | 0
IL Fac. Spec. - NOX Rate Summer v3.1, Unit 2218 and retrofits | 328 | 7305 | Rate Constraint in lbs/MMBtu | FALSE | L | Annual | Rate | lb/MWh | 0 | 0 | 0 | 0 | 0 | 0 | 0 | 0
IL Fac. Spec. - NOX Rate Summer v3.1, Unit 2218 and retrofits | 328 | 7305 | Rate Constraint in lbs/MMBtu | FALSE | L | Annual | Constraint Shadow Price | US2019$/Ton | 0 | 0 | 0 | 0 | 0 | 0 | 0 | 0
IL Fac. Spec. - NOX Rate Summer v3.1, Unit 2219 and retrofits | 329 | 7305 | Rate Constraint in lbs/MMBtu | FALSE | L | Annual | Seasons Included | Seasons | Summer | Summer | Summer | Summer | Summer | Summer | Summer | Summer
IL Fac. Spec. - NOX Rate Summer v3.1, Unit 2219 and retrofits | 329 | 7305 | Rate Constraint in lbs/MMBtu | FALSE | L | Annual | Standard NOX | lb/MMBtu | 0.25 | 0.25 | 0.25 | 0.25 | 0.25 | 0.25 | 0.25 | 0.25
IL Fac. Spec. - NOX Rate Summer v3.1, Unit 2219 and retrofits | 329 | 7305 | Rate Constraint in lbs/MMBtu | FALSE | L | Annual | Emissions at Affected Plants NOX | Thousand Tons | 0 | 0 | 0 | 0 | 0 | 0 | 0 | 0
IL Fac. Spec. - NOX Rate Summer v3.1, Unit 2219 and retrofits | 329 | 7305 | Rate Constraint in lbs/MMBtu | FALSE | L | Annual | Allowances Purchased NOX | Thousand Tons | 0 | 0 | 0 | 0 | 0 | 0 | 0 | 0
IL Fac. Spec. - NOX Rate Summer v3.1, Unit 2219 and retrofits | 329 | 7305 | Rate Constraint in lbs/MMBtu | FALSE | L | Annual | Allowances Sold NOX | Thousand Tons | 0 | 0 | 0 | 0 | 0 | 0 | 0 | 0
IL Fac. Spec. - NOX Rate Summer v3.1, Unit 2219 and retrofits | 329 | 7305 | Rate Constraint in lbs/MMBtu | FALSE | L | Annual | Allowances Banked | Thousand Tons | 0 | 0 | 0 | 0 | 0 | 0 | 0 | 0
IL Fac. Spec. - NOX Rate Summer v3.1, Unit 2219 and retrofits | 329 | 7305 | Rate Constraint in lbs/MMBtu | FALSE | L | Annual | Allowances Withdrawn (1:1) | Thousand Tons | 0 | 0 | 0 | 0 | 0 | 0 | 0 | 0
IL Fac. Spec. - NOX Rate Summer v3.1, Unit 2219 and retrofits | 329 | 7305 | Rate Constraint in lbs/MMBtu | FALSE | L | Annual | Allowances Withdrawn (n:1) | Thousand Tons | 0 | 0 | 0 | 0 | 0 | 0 | 0 | 0
IL Fac. Spec. - NOX Rate Summer v3.1, Unit 2219 and retrofits | 329 | 7305 | Rate Constraint in lbs/MMBtu | FALSE | L | Annual | Net Emissions Allowance Position | Thousand Tons | 0 | 0 | 0 | 0 | 0 | 0 | 0 | 0
IL Fac. Spec. - NOX Rate Summer v3.1, Unit 2219 and retrofits | 329 | 7305 | Rate Constraint in lbs/MMBtu | FALSE | L | Annual | Fuel Consumed | TBtu | 0 | 0 | 0 | 0 | 0 | 0 | 0 | 0
IL Fac. Spec. - NOX Rate Summer v3.1, Unit 2219 and retrofits | 329 | 7305 | Rate Constraint in lbs/MMBtu | FALSE | L | Annual | Rate | lb/MMBtu | 0 | 0 | 0 | 0 | 0 | 0 | 0 | 0
IL Fac. Spec. - NOX Rate Summer v3.1, Unit 2219 and retrofits | 329 | 7305 | Rate Constraint in lbs/MMBtu | FALSE | L | Annual | Generation | TWh | 0 | 0 | 0 | 0 | 0 | 0 | 0 | 0
IL Fac. Spec. - NOX Rate Summer v3.1, Unit 2219 and retrofits | 329 | 7305 | Rate Constraint in lbs/MMBtu | FALSE | L | Annual | Qualifying Generation | TWh | 0 | 0 | 0 | 0 | 0 | 0 | 0 | 0
IL Fac. Spec. - NOX Rate Summer v3.1, Unit 2219 and retrofits | 329 | 7305 | Rate Constraint in lbs/MMBtu | FALSE | L | Annual | Rate | lb/MWh | 0 | 0 | 0 | 0 | 0 | 0 | 0 | 0
IL Fac. Spec. - NOX Rate Summer v3.1, Unit 2219 and retrofits | 329 | 7305 | Rate Constraint in lbs/MMBtu | FALSE | L | Annual | Constraint Shadow Price | US2019$/Ton | 0 | 0 | 0 | 0 | 0 | 0 | 0 | 0
IL Fac. Spec. - NOX Rate Summer v3.1, Unit 2220 and retrofits | 330 | 7305 | Rate Constraint in lbs/MMBtu | FALSE | L | Annual | Seasons Included | Seasons | Summer | Summer | Summer | Summer | Summer | Summer | Summer | Summer
IL Fac. Spec. - NOX Rate Summer v3.1, Unit 2220 and retrofits | 330 | 7305 | Rate Constraint in lbs/MMBtu | FALSE | L | Annual | Standard NOX | lb/MMBtu | 0.25 | 0.25 | 0.25 | 0.25 | 0.25 | 0.25 | 0.25 | 0.25
IL Fac. Spec. - NOX Rate Summer v3.1, Unit 2220 and retrofits | 330 | 7305 | Rate Constraint in lbs/MMBtu | FALSE | L | Annual | Emissions at Affected Plants NOX | Thousand Tons | 0 | 0 | 0 | 0 | 0 | 0 | 0 | 0
IL Fac. Spec. - NOX Rate Summer v3.1, Unit 2220 and retrofits | 330 | 7305 | Rate Constraint in lbs/MMBtu | FALSE | L | Annual | Allowances Purchased NOX | Thousand Tons | 0 | 0 | 0 | 0 | 0 | 0 | 0 | 0
IL Fac. Spec. - NOX Rate Summer v3.1, Unit 2220 and retrofits | 330 | 7305 | Rate Constraint in lbs/MMBtu | FALSE | L | Annual | Allowances Sold NOX | Thousand Tons | 0 | 0 | 0 | 0 | 0 | 0 | 0 | 0
IL Fac. Spec. - NOX Rate Summer v3.1, Unit 2220 and retrofits | 330 | 7305 | Rate Constraint in lbs/MMBtu | FALSE | L | Annual | Allowances Banked | Thousand Tons | 0 | 0 | 0 | 0 | 0 | 0 | 0 | 0
IL Fac. Spec. - NOX Rate Summer v3.1, Unit 2220 and retrofits | 330 | 7305 | Rate Constraint in lbs/MMBtu | FALSE | L | Annual | Allowances Withdrawn (1:1) | Thousand Tons | 0 | 0 | 0 | 0 | 0 | 0 | 0 | 0
IL Fac. Spec. - NOX Rate Summer v3.1, Unit 2220 and retrofits | 330 | 7305 | Rate Constraint in lbs/MMBtu | FALSE | L | Annual | Allowances Withdrawn (n:1) | Thousand Tons | 0 | 0 | 0 | 0 | 0 | 0 | 0 | 0
IL Fac. Spec. - NOX Rate Summer v3.1, Unit 2220 and retrofits | 330 | 7305 | Rate Constraint in lbs/MMBtu | FALSE | L | Annual | Net Emissions Allowance Position | Thousand Tons | 0 | 0 | 0 | 0 | 0 | 0 | 0 | 0
IL Fac. Spec. - NOX Rate Summer v3.1, Unit 2220 and retrofits | 330 | 7305 | Rate Constraint in lbs/MMBtu | FALSE | L | Annual | Fuel Consumed | TBtu | 0 | 0 | 0 | 0 | 0 | 0 | 0 | 0
IL Fac. Spec. - NOX Rate Summer v3.1, Unit 2220 and retrofits | 330 | 7305 | Rate Constraint in lbs/MMBtu | FALSE | L | Annual | Rate | lb/MMBtu | 0 | 0 | 0 | 0 | 0 | 0 | 0 | 0
IL Fac. Spec. - NOX Rate Summer v3.1, Unit 2220 and retrofits | 330 | 7305 | Rate Constraint in lbs/MMBtu | FALSE | L | Annual | Generation | TWh | 0 | 0 | 0 | 0 | 0 | 0 | 0 | 0
IL Fac. Spec. - NOX Rate Summer v3.1, Unit 2220 and retrofits | 330 | 7305 | Rate Constraint in lbs/MMBtu | FALSE | L | Annual | Qualifying Generation | TWh | 0 | 0 | 0 | 0 | 0 | 0 | 0 | 0
IL Fac. Spec. - NOX Rate Summer v3.1, Unit 2220 and retrofits | 330 | 7305 | Rate Constraint in lbs/MMBtu | FALSE | L | Annual | Rate | lb/MWh | 0 | 0 | 0 | 0 | 0 | 0 | 0 | 0
IL Fac. Spec. - NOX Rate Summer v3.1, Unit 2220 and retrofits | 330 | 7305 | Rate Constraint in lbs/MMBtu | FALSE | L | Annual | Constraint Shadow Price | US2019$/Ton | 0 | 0 | 0 | 0 | 0 | 0 | 0 | 0
IL Fac. Spec. - NOX Rate Summer v3.1, Unit 2571 and retrofits | 331 | 7305 | Rate Constraint in lbs/MMBtu | FALSE | L | Annual | Seasons Included | Seasons | Summer | Summer | Summer | Summer | Summer | Summer | Summer | Summer
IL Fac. Spec. - NOX Rate Summer v3.1, Unit 2571 and retrofits | 331 | 7305 | Rate Constraint in lbs/MMBtu | FALSE | L | Annual | Standard NOX | lb/MMBtu | 0.25 | 0.25 | 0.25 | 0.25 | 0.25 | 0.25 | 0.25 | 0.25
IL Fac. Spec. - NOX Rate Summer v3.1, Unit 2571 and retrofits | 331 | 7305 | Rate Constraint in lbs/MMBtu | FALSE | L | Annual | Emissions at Affected Plants NOX | Thousand Tons | 0.21039 | 0.23683 | 0.20547 | 0.23683 | 0.05229 | 0.069419 | 0.10018 | 0
IL Fac. Spec. - NOX Rate Summer v3.1, Unit 2571 and retrofits | 331 | 7305 | Rate Constraint in lbs/MMBtu | FALSE | L | Annual | Allowances Purchased NOX | Thousand Tons | 0 | 0 | 0 | 0 | 0 | 0 | 0 | 0
IL Fac. Spec. - NOX Rate Summer v3.1, Unit 2571 and retrofits | 331 | 7305 | Rate Constraint in lbs/MMBtu | FALSE | L | Annual | Allowances Sold NOX | Thousand Tons | 0 | 0 | 0 | 0 | 0 | 0 | 0 | 0
IL Fac. Spec. - NOX Rate Summer v3.1, Unit 2571 and retrofits | 331 | 7305 | Rate Constraint in lbs/MMBtu | FALSE | L | Annual | Allowances Banked | Thousand Tons | 0 | 0 | 0 | 0 | 0 | 0 | 0 | 0
IL Fac. Spec. - NOX Rate Summer v3.1, Unit 2571 and retrofits | 331 | 7305 | Rate Constraint in lbs/MMBtu | FALSE | L | Annual | Allowances Withdrawn (1:1) | Thousand Tons | 0 | 0 | 0 | 0 | 0 | 0 | 0 | 0
IL Fac. Spec. - NOX Rate Summer v3.1, Unit 2571 and retrofits | 331 | 7305 | Rate Constraint in lbs/MMBtu | FALSE | L | Annual | Allowances Withdrawn (n:1) | Thousand Tons | 0 | 0 | 0 | 0 | 0 | 0 | 0 | 0
IL Fac. Spec. - NOX Rate Summer v3.1, Unit 2571 and retrofits | 331 | 7305 | Rate Constraint in lbs/MMBtu | FALSE | L | Annual | Net Emissions Allowance Position | Thousand Tons | 0.21039 | 0.23683 | 0.20547 | 0.23683 | 0.05229 | 0.069419 | 0.10018 | 0
IL Fac. Spec. - NOX Rate Summer v3.1, Unit 2571 and retrofits | 331 | 7305 | Rate Constraint in lbs/MMBtu | FALSE | L | Annual | Fuel Consumed | TBtu | 6.3506 | 7.1484 | 6.2019 | 7.1484 | 1.5783 | 2.0953 | 3.0237 | 0
IL Fac. Spec. - NOX Rate Summer v3.1, Unit 2571 and retrofits | 331 | 7305 | Rate Constraint in lbs/MMBtu | FALSE | L | Annual | Rate | lb/MMBtu | 0.06626 | 0.06626 | 0.06626 | 0.06626 | 0.06626 | 0.06626 | 0.06626 | 0
IL Fac. Spec. - NOX Rate Summer v3.1, Unit 2571 and retrofits | 331 | 7305 | Rate Constraint in lbs/MMBtu | FALSE | L | Annual | Generation | TWh | 0.55464 | 0.62432 | 0.54165 | 0.62432 | 0.13785 | 0.183 | 0.26408 | 0
IL Fac. Spec. - NOX Rate Summer v3.1, Unit 2571 and retrofits | 331 | 7305 | Rate Constraint in lbs/MMBtu | FALSE | L | Annual | Qualifying Generation | TWh | 0.55464 | 0.62432 | 0.54165 | 0.62432 | 0.13785 | 0.183 | 0.26408 | 0
IL Fac. Spec. - NOX Rate Summer v3.1, Unit 2571 and retrofits | 331 | 7305 | Rate Constraint in lbs/MMBtu | FALSE | L | Annual | Rate | lb/MWh | 0.75868 | 0.75868 | 0.75868 | 0.75868 | 0.75868 | 0.75868 | 0.75868 | 0
IL Fac. Spec. - NOX Rate Summer v3.1, Unit 2571 and retrofits | 331 | 7305 | Rate Constraint in lbs/MMBtu | FALSE | L | Annual | Constraint Shadow Price | US2019$/Ton | 0 | 0 | 0 | 0 | 0 | 0 | 0 | 0
IL Fac. Spec. - NOX Rate Summer v3.1, Unit 2646 and retrofits | 332 | 7305 | Rate Constraint in lbs/MMBtu | FALSE | L | Annual | Seasons Included | Seasons | Summer | Summer | Summer | Summer | Summer | Summer | Summer | Summer
IL Fac. Spec. - NOX Rate Summer v3.1, Unit 2646 and retrofits | 332 | 7305 | Rate Constraint in lbs/MMBtu | FALSE | L | Annual | Standard NOX | lb/MMBtu | 0.25 | 0.25 | 0.25 | 0.25 | 0.25 | 0.25 | 0.25 | 0.25
IL Fac. Spec. - NOX Rate Summer v3.1, Unit 2646 and retrofits | 332 | 7305 | Rate Constraint in lbs/MMBtu | FALSE | L | Annual | Emissions at Affected Plants NOX | Thousand Tons | 0.73049 | 0 | 0 | 0 | 0 | 0 | 0 | 0
IL Fac. Spec. - NOX Rate Summer v3.1, Unit 2646 and retrofits | 332 | 7305 | Rate Constraint in lbs/MMBtu | FALSE | L | Annual | Allowances Purchased NOX | Thousand Tons | 0 | 0 | 0 | 0 | 0 | 0 | 0 | 0
IL Fac. Spec. - NOX Rate Summer v3.1, Unit 2646 and retrofits | 332 | 7305 | Rate Constraint in lbs/MMBtu | FALSE | L | Annual | Allowances Sold NOX | Thousand Tons | 0 | 0 | 0 | 0 | 0 | 0 | 0 | 0
IL Fac. Spec. - NOX Rate Summer v3.1, Unit 2646 and retrofits | 332 | 7305 | Rate Constraint in lbs/MMBtu | FALSE | L | Annual | Allowances Banked | Thousand Tons | 0 | 0 | 0 | 0 | 0 | 0 | 0 | 0
IL Fac. Spec. - NOX Rate Summer v3.1, Unit 2646 and retrofits | 332 | 7305 | Rate Constraint in lbs/MMBtu | FALSE | L | Annual | Allowances Withdrawn (1:1) | Thousand Tons | 0 | 0 | 0 | 0 | 0 | 0 | 0 | 0
IL Fac. Spec. - NOX Rate Summer v3.1, Unit 2646 and retrofits | 332 | 7305 | Rate Constraint in lbs/MMBtu | FALSE | L | Annual | Allowances Withdrawn (n:1) | Thousand Tons | 0 | 0 | 0 | 0 | 0 | 0 | 0 | 0
IL Fac. Spec. - NOX Rate Summer v3.1, Unit 2646 and retrofits | 332 | 7305 | Rate Constraint in lbs/MMBtu | FALSE | L | Annual | Net Emissions Allowance Position | Thousand Tons | 0.73049 | 0 | 0 | 0 | 0 | 0 | 0 | 0
IL Fac. Spec. - NOX Rate Summer v3.1, Unit 2646 and retrofits | 332 | 7305 | Rate Constraint in lbs/MMBtu | FALSE | L | Annual | Fuel Consumed | TBtu | 18.2623 | 0 | 0 | 0 | 0 | 0 | 0 | 0
IL Fac. Spec. - NOX Rate Summer v3.1, Unit 2646 and retrofits | 332 | 7305 | Rate Constraint in lbs/MMBtu | FALSE | L | Annual | Rate | lb/MMBtu | 0.08 | 0 | 0 | 0 | 0 | 0 | 0 | 0
IL Fac. Spec. - NOX Rate Summer v3.1, Unit 2646 and retrofits | 332 | 7305 | Rate Constraint in lbs/MMBtu | FALSE | L | Annual | Generation | TWh | 1.77 | 0 | 0 | 0 | 0 | 0 | 0 | 0
IL Fac. Spec. - NOX Rate Summer v3.1, Unit 2646 and retrofits | 332 | 7305 | Rate Constraint in lbs/MMBtu | FALSE | L | Annual | Qualifying Generation | TWh | 1.77 | 0 | 0 | 0 | 0 | 0 | 0 | 0
IL Fac. Spec. - NOX Rate Summer v3.1, Unit 2646 and retrofits | 332 | 7305 | Rate Constraint in lbs/MMBtu | FALSE | L | Annual | Rate | lb/MWh | 0.82544 | 0 | 0 | 0 | 0 | 0 | 0 | 0
IL Fac. Spec. - NOX Rate Summer v3.1, Unit 2646 and retrofits | 332 | 7305 | Rate Constraint in lbs/MMBtu | FALSE | L | Annual | Constraint Shadow Price | US2019$/Ton | 0 | 0 | 0 | 0 | 0 | 0 | 0 | 0
IL Fac. Spec. - NOX Rate Summer v3.1, Unit 2647 and retrofits | 333 | 7305 | Rate Constraint in lbs/MMBtu | FALSE | L | Annual | Seasons Included | Seasons | Summer | Summer | Summer | Summer | Summer | Summer | Summer | Summer
IL Fac. Spec. - NOX Rate Summer v3.1, Unit 2647 and retrofits | 333 | 7305 | Rate Constraint in lbs/MMBtu | FALSE | L | Annual | Standard NOX | lb/MMBtu | 0.25 | 0.25 | 0.25 | 0.25 | 0.25 | 0.25 | 0.25 | 0.25
IL Fac. Spec. - NOX Rate Summer v3.1, Unit 2647 and retrofits | 333 | 7305 | Rate Constraint in lbs/MMBtu | FALSE | L | Annual | Emissions at Affected Plants NOX | Thousand Tons | 0.72727 | 0.005007 | 0.0039807 | 0.005007 | 0.005007 | 0.005007 | 0.005007 | 0.005007
IL Fac. Spec. - NOX Rate Summer v3.1, Unit 2647 and retrofits | 333 | 7305 | Rate Constraint in lbs/MMBtu | FALSE | L | Annual | Allowances Purchased NOX | Thousand Tons | 0 | 0 | 0 | 0 | 0 | 0 | 0 | 0
IL Fac. Spec. - NOX Rate Summer v3.1, Unit 2647 and retrofits | 333 | 7305 | Rate Constraint in lbs/MMBtu | FALSE | L | Annual | Allowances Sold NOX | Thousand Tons | 0 | 0 | 0 | 0 | 0 | 0 | 0 | 0
IL Fac. Spec. - NOX Rate Summer v3.1, Unit 2647 and retrofits | 333 | 7305 | Rate Constraint in lbs/MMBtu | FALSE | L | Annual | Allowances Banked | Thousand Tons | 0 | 0 | 0 | 0 | 0 | 0 | 0 | 0
IL Fac. Spec. - NOX Rate Summer v3.1, Unit 2647 and retrofits | 333 | 7305 | Rate Constraint in lbs/MMBtu | FALSE | L | Annual | Allowances Withdrawn (1:1) | Thousand Tons | 0 | 0 | 0 | 0 | 0 | 0 | 0 | 0
IL Fac. Spec. - NOX Rate Summer v3.1, Unit 2647 and retrofits | 333 | 7305 | Rate Constraint in lbs/MMBtu | FALSE | L | Annual | Allowances Withdrawn (n:1) | Thousand Tons | 0 | 0 | 0 | 0 | 0 | 0 | 0 | 0
IL Fac. Spec. - NOX Rate Summer v3.1, Unit 2647 and retrofits | 333 | 7305 | Rate Constraint in lbs/MMBtu | FALSE | L | Annual | Net Emissions Allowance Position | Thousand Tons | 0.72727 | 0.005007 | 0.0039807 | 0.005007 | 0.005007 | 0.005007 | 0.005007 | 0.005007
IL Fac. Spec. - NOX Rate Summer v3.1, Unit 2647 and retrofits | 333 | 7305 | Rate Constraint in lbs/MMBtu | FALSE | L | Annual | Fuel Consumed | TBtu | 18.1816 | 0.12517 | 0.099518 | 0.12517 | 0.12517 | 0.12517 | 0.12517 | 0.12517
IL Fac. Spec. - NOX Rate Summer v3.1, Unit 2647 and retrofits | 333 | 7305 | Rate Constraint in lbs/MMBtu | FALSE | L | Annual | Rate | lb/MMBtu | 0.08 | 0.08 | 0.08 | 0.08 | 0.08 | 0.08 | 0.08 | 0.08
IL Fac. Spec. - NOX Rate Summer v3.1, Unit 2647 and retrofits | 333 | 7305 | Rate Constraint in lbs/MMBtu | FALSE | L | Annual | Generation | TWh | 1.7853 | 0.012291 | 0.009772 | 0.012291 | 0.012291 | 0.012291 | 0.012291 | 0.012291
IL Fac. Spec. - NOX Rate Summer v3.1, Unit 2647 and retrofits | 333 | 7305 | Rate Constraint in lbs/MMBtu | FALSE | L | Annual | Qualifying Generation | TWh | 1.7853 | 0.012291 | 0.009772 | 0.012291 | 0.012291 | 0.012291 | 0.012291 | 0.012291
IL Fac. Spec. - NOX Rate Summer v3.1, Unit 2647 and retrofits | 333 | 7305 | Rate Constraint in lbs/MMBtu | FALSE | L | Annual | Rate | lb/MWh | 0.81472 | 0.81472 | 0.81472 | 0.81472 | 0.81472 | 0.81472 | 0.81472 | 0.81472
IL Fac. Spec. - NOX Rate Summer v3.1, Unit 2647 and retrofits | 333 | 7305 | Rate Constraint in lbs/MMBtu | FALSE | L | Annual | Constraint Shadow Price | US2019$/Ton | 0 | 0 | 0 | 0 | 0 | 0 | 0 | 0
IL Fac. Spec. - NOX Rate Summer v3.1, Unit 2706 and retrofits | 334 | 7305 | Rate Constraint in lbs/MMBtu | FALSE | L | Annual | Seasons Included | Seasons | Summer | Summer | Summer | Summer | Summer | Summer | Summer | Summer
IL Fac. Spec. - NOX Rate Summer v3.1, Unit 2706 and retrofits | 334 | 7305 | Rate Constraint in lbs/MMBtu | FALSE | L | Annual | Standard NOX | lb/MMBtu | 0.25 | 0.25 | 0.25 | 0.25 | 0.25 | 0.25 | 0.25 | 0.25
IL Fac. Spec. - NOX Rate Summer v3.1, Unit 2706 and retrofits | 334 | 7305 | Rate Constraint in lbs/MMBtu | FALSE | L | Annual | Emissions at Affected Plants NOX | Thousand Tons | 0 | 0 | 0 | 0 | 0 | 0 | 0 | 0
IL Fac. Spec. - NOX Rate Summer v3.1, Unit 2706 and retrofits | 334 | 7305 | Rate Constraint in lbs/MMBtu | FALSE | L | Annual | Allowances Purchased NOX | Thousand Tons | 0 | 0 | 0 | 0 | 0 | 0 | 0 | 0
IL Fac. Spec. - NOX Rate Summer v3.1, Unit 2706 and retrofits | 334 | 7305 | Rate Constraint in lbs/MMBtu | FALSE | L | Annual | Allowances Sold NOX | Thousand Tons | 0 | 0 | 0 | 0 | 0 | 0 | 0 | 0
IL Fac. Spec. - NOX Rate Summer v3.1, Unit 2706 and retrofits | 334 | 7305 | Rate Constraint in lbs/MMBtu | FALSE | L | Annual | Allowances Banked | Thousand Tons | 0 | 0 | 0 | 0 | 0 | 0 | 0 | 0
IL Fac. Spec. - NOX Rate Summer v3.1, Unit 2706 and retrofits | 334 | 7305 | Rate Constraint in lbs/MMBtu | FALSE | L | Annual | Allowances Withdrawn (1:1) | Thousand Tons | 0 | 0 | 0 | 0 | 0 | 0 | 0 | 0
IL Fac. Spec. - NOX Rate Summer v3.1, Unit 2706 and retrofits | 334 | 7305 | Rate Constraint in lbs/MMBtu | FALSE | L | Annual | Allowances Withdrawn (n:1) | Thousand Tons | 0 | 0 | 0 | 0 | 0 | 0 | 0 | 0
IL Fac. Spec. - NOX Rate Summer v3.1, Unit 2706 and retrofits | 334 | 7305 | Rate Constraint in lbs/MMBtu | FALSE | L | Annual | Net Emissions Allowance Position | Thousand Tons | 0 | 0 | 0 | 0 | 0 | 0 | 0 | 0
IL Fac. Spec. - NOX Rate Summer v3.1, Unit 2706 and retrofits | 334 | 7305 | Rate Constraint in lbs/MMBtu | FALSE | L | Annual | Fuel Consumed | TBtu | 0 | 0 | 0 | 0 | 0 | 0 | 0 | 0
IL Fac. Spec. - NOX Rate Summer v3.1, Unit 2706 and retrofits | 334 | 7305 | Rate Constraint in lbs/MMBtu | FALSE | L | Annual | Rate | lb/MMBtu | 0 | 0 | 0 | 0 | 0 | 0 | 0 | 0
IL Fac. Spec. - NOX Rate Summer v3.1, Unit 2706 and retrofits | 334 | 7305 | Rate Constraint in lbs/MMBtu | FALSE | L | Annual | Generation | TWh | 0 | 0 | 0 | 0 | 0 | 0 | 0 | 0
IL Fac. Spec. - NOX Rate Summer v3.1, Unit 2706 and retrofits | 334 | 7305 | Rate Constraint in lbs/MMBtu | FALSE | L | Annual | Qualifying Generation | TWh | 0 | 0 | 0 | 0 | 0 | 0 | 0 | 0
IL Fac. Spec. - NOX Rate Summer v3.1, Unit 2706 and retrofits | 334 | 7305 | Rate Constraint in lbs/MMBtu | FALSE | L | Annual | Rate | lb/MWh | 0 | 0 | 0 | 0 | 0 | 0 | 0 | 0
IL Fac. Spec. - NOX Rate Summer v3.1, Unit 2706 and retrofits | 334 | 7305 | Rate Constraint in lbs/MMBtu | FALSE | L | Annual | Constraint Shadow Price | US2019$/Ton | 0 | 0 | 0 | 0 | 0 | 0 | 0 | 0
IL Fac. Spec. - NOX Rate Summer v3.1, Unit 2718 and retrofits | 335 | 7305 | Rate Constraint in lbs/MMBtu | FALSE | L | Annual | Seasons Included | Seasons | Summer | Summer | Summer | Summer | Summer | Summer | Summer | Summer
IL Fac. Spec. - NOX Rate Summer v3.1, Unit 2718 and retrofits | 335 | 7305 | Rate Constraint in lbs/MMBtu | FALSE | L | Annual | Standard NOX | lb/MMBtu | 0.25 | 0.25 | 0.25 | 0.25 | 0.25 | 0.25 | 0.25 | 0.25
IL Fac. Spec. - NOX Rate Summer v3.1, Unit 2718 and retrofits | 335 | 7305 | Rate Constraint in lbs/MMBtu | FALSE | L | Annual | Emissions at Affected Plants NOX | Thousand Tons | 0 | 0 | 0 | 0 | 0 | 0 | 0 | 0
IL Fac. Spec. - NOX Rate Summer v3.1, Unit 2718 and retrofits | 335 | 7305 | Rate Constraint in lbs/MMBtu | FALSE | L | Annual | Allowances Purchased NOX | Thousand Tons | 0 | 0 | 0 | 0 | 0 | 0 | 0 | 0
IL Fac. Spec. - NOX Rate Summer v3.1, Unit 2718 and retrofits | 335 | 7305 | Rate Constraint in lbs/MMBtu | FALSE | L | Annual | Allowances Sold NOX | Thousand Tons | 0 | 0 | 0 | 0 | 0 | 0 | 0 | 0
IL Fac. Spec. - NOX Rate Summer v3.1, Unit 2718 and retrofits | 335 | 7305 | Rate Constraint in lbs/MMBtu | FALSE | L | Annual | Allowances Banked | Thousand Tons | 0 | 0 | 0 | 0 | 0 | 0 | 0 | 0
IL Fac. Spec. - NOX Rate Summer v3.1, Unit 2718 and retrofits | 335 | 7305 | Rate Constraint in lbs/MMBtu | FALSE | L | Annual | Allowances Withdrawn (1:1) | Thousand Tons | 0 | 0 | 0 | 0 | 0 | 0 | 0 | 0
IL Fac. Spec. - NOX Rate Summer v3.1, Unit 2718 and retrofits | 335 | 7305 | Rate Constraint in lbs/MMBtu | FALSE | L | Annual | Allowances Withdrawn (n:1) | Thousand Tons | 0 | 0 | 0 | 0 | 0 | 0 | 0 | 0
IL Fac. Spec. - NOX Rate Summer v3.1, Unit 2718 and retrofits | 335 | 7305 | Rate Constraint in lbs/MMBtu | FALSE | L | Annual | Net Emissions Allowance Position | Thousand Tons | 0 | 0 | 0 | 0 | 0 | 0 | 0 | 0
IL Fac. Spec. - NOX Rate Summer v3.1, Unit 2718 and retrofits | 335 | 7305 | Rate Constraint in lbs/MMBtu | FALSE | L | Annual | Fuel Consumed | TBtu | 0 | 0 | 0 | 0 | 0 | 0 | 0 | 0
IL Fac. Spec. - NOX Rate Summer v3.1, Unit 2718 and retrofits | 335 | 7305 | Rate Constraint in lbs/MMBtu | FALSE | L | Annual | Rate | lb/MMBtu | 0 | 0 | 0 | 0 | 0 | 0 | 0 | 0
IL Fac. Spec. - NOX Rate Summer v3.1, Unit 2718 and retrofits | 335 | 7305 | Rate Constraint in lbs/MMBtu | FALSE | L | Annual | Generation | TWh | 0 | 0 | 0 | 0 | 0 | 0 | 0 | 0
IL Fac. Spec. - NOX Rate Summer v3.1, Unit 2718 and retrofits | 335 | 7305 | Rate Constraint in lbs/MMBtu | FALSE | L | Annual | Qualifying Generation | TWh | 0 | 0 | 0 | 0 | 0 | 0 | 0 | 0
IL Fac. Spec. - NOX Rate Summer v3.1, Unit 2718 and retrofits | 335 | 7305 | Rate Constraint in lbs/MMBtu | FALSE | L | Annual | Rate | lb/MWh | 0 | 0 | 0 | 0 | 0 | 0 | 0 | 0
IL Fac. Spec. - NOX Rate Summer v3.1, Unit 2718 and retrofits | 335 | 7305 | Rate Constraint in lbs/MMBtu | FALSE | L | Annual | Constraint Shadow Price | US2019$/Ton | 0 | 0 | 0 | 0 | 0 | 0 | 0 | 0
IL Fac. Spec. - NOX Rate Summer v3.1, Unit 2721 and retrofits | 336 | 7305 | Rate Constraint in lbs/MMBtu | FALSE | L | Annual | Seasons Included | Seasons | Summer | Summer | Summer | Summer | Summer | Summer | Summer | Summer
IL Fac. Spec. - NOX Rate Summer v3.1, Unit 2721 and retrofits | 336 | 7305 | Rate Constraint in lbs/MMBtu | FALSE | L | Annual | Standard NOX | lb/MMBtu | 0.25 | 0.25 | 0.25 | 0.25 | 0.25 | 0.25 | 0.25 | 0.25
IL Fac. Spec. - NOX Rate Summer v3.1, Unit 2721 and retrofits | 336 | 7305 | Rate Constraint in lbs/MMBtu | FALSE | L | Annual | Emissions at Affected Plants NOX | Thousand Tons | 0 | 0 | 0 | 0 | 0 | 0 | 0 | 0
IL Fac. Spec. - NOX Rate Summer v3.1, Unit 2721 and retrofits | 336 | 7305 | Rate Constraint in lbs/MMBtu | FALSE | L | Annual | Allowances Purchased NOX | Thousand Tons | 0 | 0 | 0 | 0 | 0 | 0 | 0 | 0
IL Fac. Spec. - NOX Rate Summer v3.1, Unit 2721 and retrofits | 336 | 7305 | Rate Constraint in lbs/MMBtu | FALSE | L | Annual | Allowances Sold NOX | Thousand Tons | 0 | 0 | 0 | 0 | 0 | 0 | 0 | 0
IL Fac. Spec. - NOX Rate Summer v3.1, Unit 2721 and retrofits | 336 | 7305 | Rate Constraint in lbs/MMBtu | FALSE | L | Annual | Allowances Banked | Thousand Tons | 0 | 0 | 0 | 0 | 0 | 0 | 0 | 0
IL Fac. Spec. - NOX Rate Summer v3.1, Unit 2721 and retrofits | 336 | 7305 | Rate Constraint in lbs/MMBtu | FALSE | L | Annual | Allowances Withdrawn (1:1) | Thousand Tons | 0 | 0 | 0 | 0 | 0 | 0 | 0 | 0
IL Fac. Spec. - NOX Rate Summer v3.1, Unit 2721 and retrofits | 336 | 7305 | Rate Constraint in lbs/MMBtu | FALSE | L | Annual | Allowances Withdrawn (n:1) | Thousand Tons | 0 | 0 | 0 | 0 | 0 | 0 | 0 | 0
IL Fac. Spec. - NOX Rate Summer v3.1, Unit 2721 and retrofits | 336 | 7305 | Rate Constraint in lbs/MMBtu | FALSE | L | Annual | Net Emissions Allowance Position | Thousand Tons | 0 | 0 | 0 | 0 | 0 | 0 | 0 | 0
IL Fac. Spec. - NOX Rate Summer v3.1, Unit 2721 and retrofits | 336 | 7305 | Rate Constraint in lbs/MMBtu | FALSE | L | Annual | Fuel Consumed | TBtu | 0 | 0 | 0 | 0 | 0 | 0 | 0 | 0
IL Fac. Spec. - NOX Rate Summer v3.1, Unit 2721 and retrofits | 336 | 7305 | Rate Constraint in lbs/MMBtu | FALSE | L | Annual | Rate | lb/MMBtu | 0 | 0 | 0 | 0 | 0 | 0 | 0 | 0
IL Fac. Spec. - NOX Rate Summer v3.1, Unit 2721 and retrofits | 336 | 7305 | Rate Constraint in lbs/MMBtu | FALSE | L | Annual | Generation | TWh | 0 | 0 | 0 | 0 | 0 | 0 | 0 | 0
IL Fac. Spec. - NOX Rate Summer v3.1, Unit 2721 and retrofits | 336 | 7305 | Rate Constraint in lbs/MMBtu | FALSE | L | Annual | Qualifying Generation | TWh | 0 | 0 | 0 | 0 | 0 | 0 | 0 | 0
IL Fac. Spec. - NOX Rate Summer v3.1, Unit 2721 and retrofits | 336 | 7305 | Rate Constraint in lbs/MMBtu | FALSE | L | Annual | Rate | lb/MWh | 0 | 0 | 0 | 0 | 0 | 0 | 0 | 0
IL Fac. Spec. - NOX Rate Summer v3.1, Unit 2721 and retrofits | 336 | 7305 | Rate Constraint in lbs/MMBtu | FALSE | L | Annual | Constraint Shadow Price | US2019$/Ton | 0 | 0 | 0 | 0 | 0 | 0 | 0 | 0
IL Fac. Spec. - NOX Rate Summer v3.1, Unit 2722 and retrofits | 337 | 7305 | Rate Constraint in lbs/MMBtu | FALSE | L | Annual | Seasons Included | Seasons | Summer | Summer | Summer | Summer | Summer | Summer | Summer | Summer
IL Fac. Spec. - NOX Rate Summer v3.1, Unit 2722 and retrofits | 337 | 7305 | Rate Constraint in lbs/MMBtu | FALSE | L | Annual | Standard NOX | lb/MMBtu | 0.25 | 0.25 | 0.25 | 0.25 | 0.25 | 0.25 | 0.25 | 0.25
IL Fac. Spec. - NOX Rate Summer v3.1, Unit 2722 and retrofits | 337 | 7305 | Rate Constraint in lbs/MMBtu | FALSE | L | Annual | Emissions at Affected Plants NOX | Thousand Tons | 0 | 0 | 0 | 0 | 0 | 0 | 0 | 0
IL Fac. Spec. - NOX Rate Summer v3.1, Unit 2722 and retrofits | 337 | 7305 | Rate Constraint in lbs/MMBtu | FALSE | L | Annual | Allowances Purchased NOX | Thousand Tons | 0 | 0 | 0 | 0 | 0 | 0 | 0 | 0
IL Fac. Spec. - NOX Rate Summer v3.1, Unit 2722 and retrofits | 337 | 7305 | Rate Constraint in lbs/MMBtu | FALSE | L | Annual | Allowances Sold NOX | Thousand Tons | 0 | 0 | 0 | 0 | 0 | 0 | 0 | 0
IL Fac. Spec. - NOX Rate Summer v3.1, Unit 2722 and retrofits | 337 | 7305 | Rate Constraint in lbs/MMBtu | FALSE | L | Annual | Allowances Banked | Thousand Tons | 0 | 0 | 0 | 0 | 0 | 0 | 0 | 0
IL Fac. Spec. - NOX Rate Summer v3.1, Unit 2722 and retrofits | 337 | 7305 | Rate Constraint in lbs/MMBtu | FALSE | L | Annual | Allowances Withdrawn (1:1) | Thousand Tons | 0 | 0 | 0 | 0 | 0 | 0 | 0 | 0
IL Fac. Spec. - NOX Rate Summer v3.1, Unit 2722 and retrofits | 337 | 7305 | Rate Constraint in lbs/MMBtu | FALSE | L | Annual | Allowances Withdrawn (n:1) | Thousand Tons | 0 | 0 | 0 | 0 | 0 | 0 | 0 | 0
IL Fac. Spec. - NOX Rate Summer v3.1, Unit 2722 and retrofits | 337 | 7305 | Rate Constraint in lbs/MMBtu | FALSE | L | Annual | Net Emissions Allowance Position | Thousand Tons | 0 | 0 | 0 | 0 | 0 | 0 | 0 | 0
IL Fac. Spec. - NOX Rate Summer v3.1, Unit 2722 and retrofits | 337 | 7305 | Rate Constraint in lbs/MMBtu | FALSE | L | Annual | Fuel Consumed | TBtu | 0 | 0 | 0 | 0 | 0 | 0 | 0 | 0
IL Fac. Spec. - NOX Rate Summer v3.1, Unit 2722 and retrofits | 337 | 7305 | Rate Constraint in lbs/MMBtu | FALSE | L | Annual | Rate | lb/MMBtu | 0 | 0 | 0 | 0 | 0 | 0 | 0 | 0
IL Fac. Spec. - NOX Rate Summer v3.1, Unit 2722 and retrofits | 337 | 7305 | Rate Constraint in lbs/MMBtu | FALSE | L | Annual | Generation | TWh | 0 | 0 | 0 | 0 | 0 | 0 | 0 | 0
IL Fac. Spec. - NOX Rate Summer v3.1, Unit 2722 and retrofits | 337 | 7305 | Rate Constraint in lbs/MMBtu | FALSE | L | Annual | Qualifying Generation | TWh | 0 | 0 | 0 | 0 | 0 | 0 | 0 | 0
IL Fac. Spec. - NOX Rate Summer v3.1, Unit 2722 and retrofits | 337 | 7305 | Rate Constraint in lbs/MMBtu | FALSE | L | Annual | Rate | lb/MWh | 0 | 0 | 0 | 0 | 0 | 0 | 0 | 0
IL Fac. Spec. - NOX Rate Summer v3.1, Unit 2722 and retrofits | 337 | 7305 | Rate Constraint in lbs/MMBtu | FALSE | L | Annual | Constraint Shadow Price | US2019$/Ton | 0 | 0 | 0 | 0 | 0 | 0 | 0 | 0
IL Fac. Spec. - NOX Rate Summer v3.1, Unit 2723 and retrofits | 338 | 7305 | Rate Constraint in lbs/MMBtu | FALSE | L | Annual | Seasons Included | Seasons | Summer | Summer | Summer | Summer | Summer | Summer | Summer | Summer
IL Fac. Spec. - NOX Rate Summer v3.1, Unit 2723 and retrofits | 338 | 7305 | Rate Constraint in lbs/MMBtu | FALSE | L | Annual | Standard NOX | lb/MMBtu | 0.25 | 0.25 | 0.25 | 0.25 | 0.25 | 0.25 | 0.25 | 0.25
IL Fac. Spec. - NOX Rate Summer v3.1, Unit 2723 and retrofits | 338 | 7305 | Rate Constraint in lbs/MMBtu | FALSE | L | Annual | Emissions at Affected Plants NOX | Thousand Tons | 0 | 0 | 0 | 0 | 0 | 0 | 0 | 0
IL Fac. Spec. - NOX Rate Summer v3.1, Unit 2723 and retrofits | 338 | 7305 | Rate Constraint in lbs/MMBtu | FALSE | L | Annual | Allowances Purchased NOX | Thousand Tons | 0 | 0 | 0 | 0 | 0 | 0 | 0 | 0
IL Fac. Spec. - NOX Rate Summer v3.1, Unit 2723 and retrofits | 338 | 7305 | Rate Constraint in lbs/MMBtu | FALSE | L | Annual | Allowances Sold NOX | Thousand Tons | 0 | 0 | 0 | 0 | 0 | 0 | 0 | 0
IL Fac. Spec. - NOX Rate Summer v3.1, Unit 2723 and retrofits | 338 | 7305 | Rate Constraint in lbs/MMBtu | FALSE | L | Annual | Allowances Banked | Thousand Tons | 0 | 0 | 0 | 0 | 0 | 0 | 0 | 0
IL Fac. Spec. - NOX Rate Summer v3.1, Unit 2723 and retrofits | 338 | 7305 | Rate Constraint in lbs/MMBtu | FALSE | L | Annual | Allowances Withdrawn (1:1) | Thousand Tons | 0 | 0 | 0 | 0 | 0 | 0 | 0 | 0
IL Fac. Spec. - NOX Rate Summer v3.1, Unit 2723 and retrofits | 338 | 7305 | Rate Constraint in lbs/MMBtu | FALSE | L | Annual | Allowances Withdrawn (n:1) | Thousand Tons | 0 | 0 | 0 | 0 | 0 | 0 | 0 | 0
IL Fac. Spec. - NOX Rate Summer v3.1, Unit 2723 and retrofits | 338 | 7305 | Rate Constraint in lbs/MMBtu | FALSE | L | Annual | Net Emissions Allowance Position | Thousand Tons | 0 | 0 | 0 | 0 | 0 | 0 | 0 | 0
IL Fac. Spec. - NOX Rate Summer v3.1, Unit 2723 and retrofits | 338 | 7305 | Rate Constraint in lbs/MMBtu | FALSE | L | Annual | Fuel Consumed | TBtu | 0 | 0 | 0 | 0 | 0 | 0 | 0 | 0
IL Fac. Spec. - NOX Rate Summer v3.1, Unit 2723 and retrofits | 338 | 7305 | Rate Constraint in lbs/MMBtu | FALSE | L | Annual | Rate | lb/MMBtu | 0 | 0 | 0 | 0 | 0 | 0 | 0 | 0
IL Fac. Spec. - NOX Rate Summer v3.1, Unit 2723 and retrofits | 338 | 7305 | Rate Constraint in lbs/MMBtu | FALSE | L | Annual | Generation | TWh | 0 | 0 | 0 | 0 | 0 | 0 | 0 | 0
IL Fac. Spec. - NOX Rate Summer v3.1, Unit 2723 and retrofits | 338 | 7305 | Rate Constraint in lbs/MMBtu | FALSE | L | Annual | Qualifying Generation | TWh | 0 | 0 | 0 | 0 | 0 | 0 | 0 | 0
IL Fac. Spec. - NOX Rate Summer v3.1, Unit 2723 and retrofits | 338 | 7305 | Rate Constraint in lbs/MMBtu | FALSE | L | Annual | Rate | lb/MWh | 0 | 0 | 0 | 0 | 0 | 0 | 0 | 0
IL Fac. Spec. - NOX Rate Summer v3.1, Unit 2723 and retrofits | 338 | 7305 | Rate Constraint in lbs/MMBtu | FALSE | L | Annual | Constraint Shadow Price | US2019$/Ton | 0 | 0 | 0 | 0 | 0 | 0 | 0 | 0
IL Fac. Spec. - NOX Rate Summer v3.1, Unit 2724 and retrofits | 339 | 7305 | Rate Constraint in lbs/MMBtu | FALSE | L | Annual | Seasons Included | Seasons | Summer | Summer | Summer | Summer | Summer | Summer | Summer | Summer
IL Fac. Spec. - NOX Rate Summer v3.1, Unit 2724 and retrofits | 339 | 7305 | Rate Constraint in lbs/MMBtu | FALSE | L | Annual | Standard NOX | lb/MMBtu | 0.25 | 0.25 | 0.25 | 0.25 | 0.25 | 0.25 | 0.25 | 0.25
IL Fac. Spec. - NOX Rate Summer v3.1, Unit 2724 and retrofits | 339 | 7305 | Rate Constraint in lbs/MMBtu | FALSE | L | Annual | Emissions at Affected Plants NOX | Thousand Tons | 0 | 0 | 0 | 0 | 0 | 0 | 0 | 0
IL Fac. Spec. - NOX Rate Summer v3.1, Unit 2724 and retrofits | 339 | 7305 | Rate Constraint in lbs/MMBtu | FALSE | L | Annual | Allowances Purchased NOX | Thousand Tons | 0 | 0 | 0 | 0 | 0 | 0 | 0 | 0
IL Fac. Spec. - NOX Rate Summer v3.1, Unit 2724 and retrofits | 339 | 7305 | Rate Constraint in lbs/MMBtu | FALSE | L | Annual | Allowances Sold NOX | Thousand Tons | 0 | 0 | 0 | 0 | 0 | 0 | 0 | 0
IL Fac. Spec. - NOX Rate Summer v3.1, Unit 2724 and retrofits | 339 | 7305 | Rate Constraint in lbs/MMBtu | FALSE | L | Annual | Allowances Banked | Thousand Tons | 0 | 0 | 0 | 0 | 0 | 0 | 0 | 0
IL Fac. Spec. - NOX Rate Summer v3.1, Unit 2724 and retrofits | 339 | 7305 | Rate Constraint in lbs/MMBtu | FALSE | L | Annual | Allowances Withdrawn (1:1) | Thousand Tons | 0 | 0 | 0 | 0 | 0 | 0 | 0 | 0
IL Fac. Spec. - NOX Rate Summer v3.1, Unit 2724 and retrofits | 339 | 7305 | Rate Constraint in lbs/MMBtu | FALSE | L | Annual | Allowances Withdrawn (n:1) | Thousand Tons | 0 | 0 | 0 | 0 | 0 | 0 | 0 | 0
IL Fac. Spec. - NOX Rate Summer v3.1, Unit 2724 and retrofits | 339 | 7305 | Rate Constraint in lbs/MMBtu | FALSE | L | Annual | Net Emissions Allowance Position | Thousand Tons | 0 | 0 | 0 | 0 | 0 | 0 | 0 | 0
IL Fac. Spec. - NOX Rate Summer v3.1, Unit 2724 and retrofits | 339 | 7305 | Rate Constraint in lbs/MMBtu | FALSE | L | Annual | Fuel Consumed | TBtu | 0 | 0 | 0 | 0 | 0 | 0 | 0 | 0
IL Fac. Spec. - NOX Rate Summer v3.1, Unit 2724 and retrofits | 339 | 7305 | Rate Constraint in lbs/MMBtu | FALSE | L | Annual | Rate | lb/MMBtu | 0 | 0 | 0 | 0 | 0 | 0 | 0 | 0
IL Fac. Spec. - NOX Rate Summer v3.1, Unit 2724 and retrofits | 339 | 7305 | Rate Constraint in lbs/MMBtu | FALSE | L | Annual | Generation | TWh | 0 | 0 | 0 | 0 | 0 | 0 | 0 | 0
IL Fac. Spec. - NOX Rate Summer v3.1, Unit 2724 and retrofits | 339 | 7305 | Rate Constraint in lbs/MMBtu | FALSE | L | Annual | Qualifying Generation | TWh | 0 | 0 | 0 | 0 | 0 | 0 | 0 | 0
IL Fac. Spec. - NOX Rate Summer v3.1, Unit 2724 and retrofits | 339 | 7305 | Rate Constraint in lbs/MMBtu | FALSE | L | Annual | Rate | lb/MWh | 0 | 0 | 0 | 0 | 0 | 0 | 0 | 0
IL Fac. Spec. - NOX Rate Summer v3.1, Unit 2724 and retrofits | 339 | 7305 | Rate Constraint in lbs/MMBtu | FALSE | L | Annual | Constraint Shadow Price | US2019$/Ton | 0 | 0 | 0 | 0 | 0 | 0 | 0 | 0
IL Fac. Spec. - NOX Rate Summer v3.1, Unit 2725 and retrofits | 340 | 7305 | Rate Constraint in lbs/MMBtu | FALSE | L | Annual | Seasons Included | Seasons | Summer | Summer | Summer | Summer | Summer | Summer | Summer | Summer
IL Fac. Spec. - NOX Rate Summer v3.1, Unit 2725 and retrofits | 340 | 7305 | Rate Constraint in lbs/MMBtu | FALSE | L | Annual | Standard NOX | lb/MMBtu | 0.25 | 0.25 | 0.25 | 0.25 | 0.25 | 0.25 | 0.25 | 0.25
IL Fac. Spec. - NOX Rate Summer v3.1, Unit 2725 and retrofits | 340 | 7305 | Rate Constraint in lbs/MMBtu | FALSE | L | Annual | Emissions at Affected Plants NOX | Thousand Tons | 0 | 0 | 0 | 0 | 0 | 0 | 0 | 0
IL Fac. Spec. - NOX Rate Summer v3.1, Unit 2725 and retrofits | 340 | 7305 | Rate Constraint in lbs/MMBtu | FALSE | L | Annual | Allowances Purchased NOX | Thousand Tons | 0 | 0 | 0 | 0 | 0 | 0 | 0 | 0
IL Fac. Spec. - NOX Rate Summer v3.1, Unit 2725 and retrofits | 340 | 7305 | Rate Constraint in lbs/MMBtu | FALSE | L | Annual | Allowances Sold NOX | Thousand Tons | 0 | 0 | 0 | 0 | 0 | 0 | 0 | 0
IL Fac. Spec. - NOX Rate Summer v3.1, Unit 2725 and retrofits | 340 | 7305 | Rate Constraint in lbs/MMBtu | FALSE | L | Annual | Allowances Banked | Thousand Tons | 0 | 0 | 0 | 0 | 0 | 0 | 0 | 0
IL Fac. Spec. - NOX Rate Summer v3.1, Unit 2725 and retrofits | 340 | 7305 | Rate Constraint in lbs/MMBtu | FALSE | L | Annual | Allowances Withdrawn (1:1) | Thousand Tons | 0 | 0 | 0 | 0 | 0 | 0 | 0 | 0
IL Fac. Spec. - NOX Rate Summer v3.1, Unit 2725 and retrofits | 340 | 7305 | Rate Constraint in lbs/MMBtu | FALSE | L | Annual | Allowances Withdrawn (n:1) | Thousand Tons | 0 | 0 | 0 | 0 | 0 | 0 | 0 | 0
IL Fac. Spec. - NOX Rate Summer v3.1, Unit 2725 and retrofits | 340 | 7305 | Rate Constraint in lbs/MMBtu | FALSE | L | Annual | Net Emissions Allowance Position | Thousand Tons | 0 | 0 | 0 | 0 | 0 | 0 | 0 | 0
IL Fac. Spec. - NOX Rate Summer v3.1, Unit 2725 and retrofits | 340 | 7305 | Rate Constraint in lbs/MMBtu | FALSE | L | Annual | Fuel Consumed | TBtu | 0 | 0 | 0 | 0 | 0 | 0 | 0 | 0
IL Fac. Spec. - NOX Rate Summer v3.1, Unit 2725 and retrofits | 340 | 7305 | Rate Constraint in lbs/MMBtu | FALSE | L | Annual | Rate | lb/MMBtu | 0 | 0 | 0 | 0 | 0 | 0 | 0 | 0
IL Fac. Spec. - NOX Rate Summer v3.1, Unit 2725 and retrofits | 340 | 7305 | Rate Constraint in lbs/MMBtu | FALSE | L | Annual | Generation | TWh | 0 | 0 | 0 | 0 | 0 | 0 | 0 | 0
IL Fac. Spec. - NOX Rate Summer v3.1, Unit 2725 and retrofits | 340 | 7305 | Rate Constraint in lbs/MMBtu | FALSE | L | Annual | Qualifying Generation | TWh | 0 | 0 | 0 | 0 | 0 | 0 | 0 | 0
IL Fac. Spec. - NOX Rate Summer v3.1, Unit 2725 and retrofits | 340 | 7305 | Rate Constraint in lbs/MMBtu | FALSE | L | Annual | Rate | lb/MWh | 0 | 0 | 0 | 0 | 0 | 0 | 0 | 0
IL Fac. Spec. - NOX Rate Summer v3.1, Unit 2725 and retrofits | 340 | 7305 | Rate Constraint in lbs/MMBtu | FALSE | L | Annual | Constraint Shadow Price | US2019$/Ton | 0 | 0 | 0 | 0 | 0 | 0 | 0 | 0
IL Fac. Spec. - NOX Rate Summer v3.1, Unit 2726 and retrofits | 341 | 7305 | Rate Constraint in lbs/MMBtu | FALSE | L | Annual | Seasons Included | Seasons | Summer | Summer | Summer | Summer | Summer | Summer | Summer | Summer
IL Fac. Spec. - NOX Rate Summer v3.1, Unit 2726 and retrofits | 341 | 7305 | Rate Constraint in lbs/MMBtu | FALSE | L | Annual | Standard NOX | lb/MMBtu | 0.25 | 0.25 | 0.25 | 0.25 | 0.25 | 0.25 | 0.25 | 0.25
IL Fac. Spec. - NOX Rate Summer v3.1, Unit 2726 and retrofits | 341 | 7305 | Rate Constraint in lbs/MMBtu | FALSE | L | Annual | Emissions at Affected Plants NOX | Thousand Tons | 0 | 0 | 0 | 0 | 0 | 0 | 0 | 0
IL Fac. Spec. - NOX Rate Summer v3.1, Unit 2726 and retrofits | 341 | 7305 | Rate Constraint in lbs/MMBtu | FALSE | L | Annual | Allowances Purchased NOX | Thousand Tons | 0 | 0 | 0 | 0 | 0 | 0 | 0 | 0
IL Fac. Spec. - NOX Rate Summer v3.1, Unit 2726 and retrofits | 341 | 7305 | Rate Constraint in lbs/MMBtu | FALSE | L | Annual | Allowances Sold NOX | Thousand Tons | 0 | 0 | 0 | 0 | 0 | 0 | 0 | 0
IL Fac. Spec. - NOX Rate Summer v3.1, Unit 2726 and retrofits | 341 | 7305 | Rate Constraint in lbs/MMBtu | FALSE | L | Annual | Allowances Banked | Thousand Tons | 0 | 0 | 0 | 0 | 0 | 0 | 0 | 0
IL Fac. Spec. - NOX Rate Summer v3.1, Unit 2726 and retrofits | 341 | 7305 | Rate Constraint in lbs/MMBtu | FALSE | L | Annual | Allowances Withdrawn (1:1) | Thousand Tons | 0 | 0 | 0 | 0 | 0 | 0 | 0 | 0
IL Fac. Spec. - NOX Rate Summer v3.1, Unit 2726 and retrofits | 341 | 7305 | Rate Constraint in lbs/MMBtu | FALSE | L | Annual | Allowances Withdrawn (n:1) | Thousand Tons | 0 | 0 | 0 | 0 | 0 | 0 | 0 | 0
IL Fac. Spec. - NOX Rate Summer v3.1, Unit 2726 and retrofits | 341 | 7305 | Rate Constraint in lbs/MMBtu | FALSE | L | Annual | Net Emissions Allowance Position | Thousand Tons | 0 | 0 | 0 | 0 | 0 | 0 | 0 | 0
IL Fac. Spec. - NOX Rate Summer v3.1, Unit 2726 and retrofits | 341 | 7305 | Rate Constraint in lbs/MMBtu | FALSE | L | Annual | Fuel Consumed | TBtu | 0 | 0 | 0 | 0 | 0 | 0 | 0 | 0
IL Fac. Spec. - NOX Rate Summer v3.1, Unit 2726 and retrofits | 341 | 7305 | Rate Constraint in lbs/MMBtu | FALSE | L | Annual | Rate | lb/MMBtu | 0 | 0 | 0 | 0 | 0 | 0 | 0 | 0
IL Fac. Spec. - NOX Rate Summer v3.1, Unit 2726 and retrofits | 341 | 7305 | Rate Constraint in lbs/MMBtu | FALSE | L | Annual | Generation | TWh | 0 | 0 | 0 | 0 | 0 | 0 | 0 | 0
IL Fac. Spec. - NOX Rate Summer v3.1, Unit 2726 and retrofits | 341 | 7305 | Rate Constraint in lbs/MMBtu | FALSE | L | Annual | Qualifying Generation | TWh | 0 | 0 | 0 | 0 | 0 | 0 | 0 | 0
IL Fac. Spec. - NOX Rate Summer v3.1, Unit 2726 and retrofits | 341 | 7305 | Rate Constraint in lbs/MMBtu | FALSE | L | Annual | Rate | lb/MWh | 0 | 0 | 0 | 0 | 0 | 0 | 0 | 0
IL Fac. Spec. - NOX Rate Summer v3.1, Unit 2726 and retrofits | 341 | 7305 | Rate Constraint in lbs/MMBtu | FALSE | L | Annual | Constraint Shadow Price | US2019$/Ton | 0 | 0 | 0 | 0 | 0 | 0 | 0 | 0
IL Fac. Spec. - NOX Rate Summer v3.1, Unit 3246 and retrofits | 342 | 7305 | Rate Constraint in lbs/MMBtu | FALSE | L | Annual | Seasons Included | Seasons | Summer | Summer | Summer | Summer | Summer | Summer | Summer | Summer
IL Fac. Spec. - NOX Rate Summer v3.1, Unit 3246 and retrofits | 342 | 7305 | Rate Constraint in lbs/MMBtu | FALSE | L | Annual | Standard NOX | lb/MMBtu | 0.25 | 0.25 | 0.25 | 0.25 | 0.25 | 0.25 | 0.25 | 0.25
IL Fac. Spec. - NOX Rate Summer v3.1, Unit 3246 and retrofits | 342 | 7305 | Rate Constraint in lbs/MMBtu | FALSE | L | Annual | Emissions at Affected Plants NOX | Thousand Tons | 0 | 0 | 0 | 0 | 0 | 0 | 0 | 0
IL Fac. Spec. - NOX Rate Summer v3.1, Unit 3246 and retrofits | 342 | 7305 | Rate Constraint in lbs/MMBtu | FALSE | L | Annual | Allowances Purchased NOX | Thousand Tons | 0 | 0 | 0 | 0 | 0 | 0 | 0 | 0
IL Fac. Spec. - NOX Rate Summer v3.1, Unit 3246 and retrofits | 342 | 7305 | Rate Constraint in lbs/MMBtu | FALSE | L | Annual | Allowances Sold NOX | Thousand Tons | 0 | 0 | 0 | 0 | 0 | 0 | 0 | 0
IL Fac. Spec. - NOX Rate Summer v3.1, Unit 3246 and retrofits | 342 | 7305 | Rate Constraint in lbs/MMBtu | FALSE | L | Annual | Allowances Banked | Thousand Tons | 0 | 0 | 0 | 0 | 0 | 0 | 0 | 0
IL Fac. Spec. - NOX Rate Summer v3.1, Unit 3246 and retrofits | 342 | 7305 | Rate Constraint in lbs/MMBtu | FALSE | L | Annual | Allowances Withdrawn (1:1) | Thousand Tons | 0 | 0 | 0 | 0 | 0 | 0 | 0 | 0
IL Fac. Spec. - NOX Rate Summer v3.1, Unit 3246 and retrofits | 342 | 7305 | Rate Constraint in lbs/MMBtu | FALSE | L | Annual | Allowances Withdrawn (n:1) | Thousand Tons | 0 | 0 | 0 | 0 | 0 | 0 | 0 | 0
IL Fac. Spec. - NOX Rate Summer v3.1, Unit 3246 and retrofits | 342 | 7305 | Rate Constraint in lbs/MMBtu | FALSE | L | Annual | Net Emissions Allowance Position | Thousand Tons | 0 | 0 | 0 | 0 | 0 | 0 | 0 | 0
IL Fac. Spec. - NOX Rate Summer v3.1, Unit 3246 and retrofits | 342 | 7305 | Rate Constraint in lbs/MMBtu | FALSE | L | Annual | Fuel Consumed | TBtu | 0 | 0 | 0 | 0 | 0 | 0 | 0 | 0
IL Fac. Spec. - NOX Rate Summer v3.1, Unit 3246 and retrofits | 342 | 7305 | Rate Constraint in lbs/MMBtu | FALSE | L | Annual | Rate | lb/MMBtu | 0 | 0 | 0 | 0 | 0 | 0 | 0 | 0
IL Fac. Spec. - NOX Rate Summer v3.1, Unit 3246 and retrofits | 342 | 7305 | Rate Constraint in lbs/MMBtu | FALSE | L | Annual | Generation | TWh | 0 | 0 | 0 | 0 | 0 | 0 | 0 | 0
IL Fac. Spec. - NOX Rate Summer v3.1, Unit 3246 and retrofits | 342 | 7305 | Rate Constraint in lbs/MMBtu | FALSE | L | Annual | Qualifying Generation | TWh | 0 | 0 | 0 | 0 | 0 | 0 | 0 | 0
IL Fac. Spec. - NOX Rate Summer v3.1, Unit 3246 and retrofits | 342 | 7305 | Rate Constraint in lbs/MMBtu | FALSE | L | Annual | Rate | lb/MWh | 0 | 0 | 0 | 0 | 0 | 0 | 0 | 0
IL Fac. Spec. - NOX Rate Summer v3.1, Unit 3246 and retrofits | 342 | 7305 | Rate Constraint in lbs/MMBtu | FALSE | L | Annual | Constraint Shadow Price | US2019$/Ton | 0 | 0 | 0 | 0 | 0 | 0 | 0 | 0
IL Fac. Spec. - NOX Rate Summer v3.1, Unit 3247 and retrofits | 343 | 7305 | Rate Constraint in lbs/MMBtu | FALSE | L | Annual | Seasons Included | Seasons | Summer | Summer | Summer | Summer | Summer | Summer | Summer | Summer
IL Fac. Spec. - NOX Rate Summer v3.1, Unit 3247 and retrofits | 343 | 7305 | Rate Constraint in lbs/MMBtu | FALSE | L | Annual | Standard NOX | lb/MMBtu | 0.25 | 0.25 | 0.25 | 0.25 | 0.25 | 0.25 | 0.25 | 0.25
IL Fac. Spec. - NOX Rate Summer v3.1, Unit 3247 and retrofits | 343 | 7305 | Rate Constraint in lbs/MMBtu | FALSE | L | Annual | Emissions at Affected Plants NOX | Thousand Tons | 0 | 0 | 0 | 0 | 0 | 0 | 0 | 0
IL Fac. Spec. - NOX Rate Summer v3.1, Unit 3247 and retrofits | 343 | 7305 | Rate Constraint in lbs/MMBtu | FALSE | L | Annual | Allowances Purchased NOX | Thousand Tons | 0 | 0 | 0 | 0 | 0 | 0 | 0 | 0
IL Fac. Spec. - NOX Rate Summer v3.1, Unit 3247 and retrofits | 343 | 7305 | Rate Constraint in lbs/MMBtu | FALSE | L | Annual | Allowances Sold NOX | Thousand Tons | 0 | 0 | 0 | 0 | 0 | 0 | 0 | 0
IL Fac. Spec. - NOX Rate Summer v3.1, Unit 3247 and retrofits | 343 | 7305 | Rate Constraint in lbs/MMBtu | FALSE | L | Annual | Allowances Banked | Thousand Tons | 0 | 0 | 0 | 0 | 0 | 0 | 0 | 0
IL Fac. Spec. - NOX Rate Summer v3.1, Unit 3247 and retrofits | 343 | 7305 | Rate Constraint in lbs/MMBtu | FALSE | L | Annual | Allowances Withdrawn (1:1) | Thousand Tons | 0 | 0 | 0 | 0 | 0 | 0 | 0 | 0
IL Fac. Spec. - NOX Rate Summer v3.1, Unit 3247 and retrofits | 343 | 7305 | Rate Constraint in lbs/MMBtu | FALSE | L | Annual | Allowances Withdrawn (n:1) | Thousand Tons | 0 | 0 | 0 | 0 | 0 | 0 | 0 | 0
IL Fac. Spec. - NOX Rate Summer v3.1, Unit 3247 and retrofits | 343 | 7305 | Rate Constraint in lbs/MMBtu | FALSE | L | Annual | Net Emissions Allowance Position | Thousand Tons | 0 | 0 | 0 | 0 | 0 | 0 | 0 | 0
IL Fac. Spec. - NOX Rate Summer v3.1, Unit 3247 and retrofits | 343 | 7305 | Rate Constraint in lbs/MMBtu | FALSE | L | Annual | Fuel Consumed | TBtu | 0 | 0 | 0 | 0 | 0 | 0 | 0 | 0
IL Fac. Spec. - NOX Rate Summer v3.1, Unit 3247 and retrofits | 343 | 7305 | Rate Constraint in lbs/MMBtu | FALSE | L | Annual | Rate | lb/MMBtu | 0 | 0 | 0 | 0 | 0 | 0 | 0 | 0
IL Fac. Spec. - NOX Rate Summer v3.1, Unit 3247 and retrofits | 343 | 7305 | Rate Constraint in lbs/MMBtu | FALSE | L | Annual | Generation | TWh | 0 | 0 | 0 | 0 | 0 | 0 | 0 | 0
IL Fac. Spec. - NOX Rate Summer v3.1, Unit 3247 and retrofits | 343 | 7305 | Rate Constraint in lbs/MMBtu | FALSE | L | Annual | Qualifying Generation | TWh | 0 | 0 | 0 | 0 | 0 | 0 | 0 | 0
IL Fac. Spec. - NOX Rate Summer v3.1, Unit 3247 and retrofits | 343 | 7305 | Rate Constraint in lbs/MMBtu | FALSE | L | Annual | Rate | lb/MWh | 0 | 0 | 0 | 0 | 0 | 0 | 0 | 0
IL Fac. Spec. - NOX Rate Summer v3.1, Unit 3247 and retrofits | 343 | 7305 | Rate Constraint in lbs/MMBtu | FALSE | L | Annual | Constraint Shadow Price | US2019$/Ton | 0 | 0 | 0 | 0 | 0 | 0 | 0 | 0
IL Fac. Spec. - NOX Rate Summer v3.1, Unit 3248 and retrofits | 344 | 7305 | Rate Constraint in lbs/MMBtu | FALSE | L | Annual | Seasons Included | Seasons | Summer | Summer | Summer | Summer | Summer | Summer | Summer | Summer
IL Fac. Spec. - NOX Rate Summer v3.1, Unit 3248 and retrofits | 344 | 7305 | Rate Constraint in lbs/MMBtu | FALSE | L | Annual | Standard NOX | lb/MMBtu | 0.25 | 0.25 | 0.25 | 0.25 | 0.25 | 0.25 | 0.25 | 0.25
IL Fac. Spec. - NOX Rate Summer v3.1, Unit 3248 and retrofits | 344 | 7305 | Rate Constraint in lbs/MMBtu | FALSE | L | Annual | Emissions at Affected Plants NOX | Thousand Tons | 0 | 0 | 0 | 0 | 0 | 0 | 0 | 0
IL Fac. Spec. - NOX Rate Summer v3.1, Unit 3248 and retrofits | 344 | 7305 | Rate Constraint in lbs/MMBtu | FALSE | L | Annual | Allowances Purchased NOX | Thousand Tons | 0 | 0 | 0 | 0 | 0 | 0 | 0 | 0
IL Fac. Spec. - NOX Rate Summer v3.1, Unit 3248 and retrofits | 344 | 7305 | Rate Constraint in lbs/MMBtu | FALSE | L | Annual | Allowances Sold NOX | Thousand Tons | 0 | 0 | 0 | 0 | 0 | 0 | 0 | 0
IL Fac. Spec. - NOX Rate Summer v3.1, Unit 3248 and retrofits | 344 | 7305 | Rate Constraint in lbs/MMBtu | FALSE | L | Annual | Allowances Banked | Thousand Tons | 0 | 0 | 0 | 0 | 0 | 0 | 0 | 0
IL Fac. Spec. - NOX Rate Summer v3.1, Unit 3248 and retrofits | 344 | 7305 | Rate Constraint in lbs/MMBtu | FALSE | L | Annual | Allowances Withdrawn (1:1) | Thousand Tons | 0 | 0 | 0 | 0 | 0 | 0 | 0 | 0
IL Fac. Spec. - NOX Rate Summer v3.1, Unit 3248 and retrofits | 344 | 7305 | Rate Constraint in lbs/MMBtu | FALSE | L | Annual | Allowances Withdrawn (n:1) | Thousand Tons | 0 | 0 | 0 | 0 | 0 | 0 | 0 | 0
IL Fac. Spec. - NOX Rate Summer v3.1, Unit 3248 and retrofits | 344 | 7305 | Rate Constraint in lbs/MMBtu | FALSE | L | Annual | Net Emissions Allowance Position | Thousand Tons | 0 | 0 | 0 | 0 | 0 | 0 | 0 | 0
IL Fac. Spec. - NOX Rate Summer v3.1, Unit 3248 and retrofits | 344 | 7305 | Rate Constraint in lbs/MMBtu | FALSE | L | Annual | Fuel Consumed | TBtu | 0 | 0 | 0 | 0 | 0 | 0 | 0 | 0
IL Fac. Spec. - NOX Rate Summer v3.1, Unit 3248 and retrofits | 344 | 7305 | Rate Constraint in lbs/MMBtu | FALSE | L | Annual | Rate | lb/MMBtu | 0 | 0 | 0 | 0 | 0 | 0 | 0 | 0
IL Fac. Spec. - NOX Rate Summer v3.1, Unit 3248 and retrofits | 344 | 7305 | Rate Constraint in lbs/MMBtu | FALSE | L | Annual | Generation | TWh | 0 | 0 | 0 | 0 | 0 | 0 | 0 | 0
IL Fac. Spec. - NOX Rate Summer v3.1, Unit 3248 and retrofits | 344 | 7305 | Rate Constraint in lbs/MMBtu | FALSE | L | Annual | Qualifying Generation | TWh | 0 | 0 | 0 | 0 | 0 | 0 | 0 | 0
IL Fac. Spec. - NOX Rate Summer v3.1, Unit 3248 and retrofits | 344 | 7305 | Rate Constraint in lbs/MMBtu | FALSE | L | Annual | Rate | lb/MWh | 0 | 0 | 0 | 0 | 0 | 0 | 0 | 0
IL Fac. Spec. - NOX Rate Summer v3.1, Unit 3248 and retrofits | 344 | 7305 | Rate Constraint in lbs/MMBtu | FALSE | L | Annual | Constraint Shadow Price | US2019$/Ton | 0 | 0 | 0 | 0 | 0 | 0 | 0 | 0
IL Fac. Spec. - NOX Rate Summer v3.1, Unit 3249 and retrofits | 345 | 7305 | Rate Constraint in lbs/MMBtu | FALSE | L | Annual | Seasons Included | Seasons | Summer | Summer | Summer | Summer | Summer | Summer | Summer | Summer
IL Fac. Spec. - NOX Rate Summer v3.1, Unit 3249 and retrofits | 345 | 7305 | Rate Constraint in lbs/MMBtu | FALSE | L | Annual | Standard NOX | lb/MMBtu | 0.25 | 0.25 | 0.25 | 0.25 | 0.25 | 0.25 | 0.25 | 0.25
IL Fac. Spec. - NOX Rate Summer v3.1, Unit 3249 and retrofits | 345 | 7305 | Rate Constraint in lbs/MMBtu | FALSE | L | Annual | Emissions at Affected Plants NOX | Thousand Tons | 0 | 0 | 0 | 0 | 0 | 0 | 0 | 0
IL Fac. Spec. - NOX Rate Summer v3.1, Unit 3249 and retrofits | 345 | 7305 | Rate Constraint in lbs/MMBtu | FALSE | L | Annual | Allowances Purchased NOX | Thousand Tons | 0 | 0 | 0 | 0 | 0 | 0 | 0 | 0
IL Fac. Spec. - NOX Rate Summer v3.1, Unit 3249 and retrofits | 345 | 7305 | Rate Constraint in lbs/MMBtu | FALSE | L | Annual | Allowances Sold NOX | Thousand Tons | 0 | 0 | 0 | 0 | 0 | 0 | 0 | 0
IL Fac. Spec. - NOX Rate Summer v3.1, Unit 3249 and retrofits | 345 | 7305 | Rate Constraint in lbs/MMBtu | FALSE | L | Annual | Allowances Banked | Thousand Tons | 0 | 0 | 0 | 0 | 0 | 0 | 0 | 0
IL Fac. Spec. - NOX Rate Summer v3.1, Unit 3249 and retrofits | 345 | 7305 | Rate Constraint in lbs/MMBtu | FALSE | L | Annual | Allowances Withdrawn (1:1) | Thousand Tons | 0 | 0 | 0 | 0 | 0 | 0 | 0 | 0
IL Fac. Spec. - NOX Rate Summer v3.1, Unit 3249 and retrofits | 345 | 7305 | Rate Constraint in lbs/MMBtu | FALSE | L | Annual | Allowances Withdrawn (n:1) | Thousand Tons | 0 | 0 | 0 | 0 | 0 | 0 | 0 | 0
IL Fac. Spec. - NOX Rate Summer v3.1, Unit 3249 and retrofits | 345 | 7305 | Rate Constraint in lbs/MMBtu | FALSE | L | Annual | Net Emissions Allowance Position | Thousand Tons | 0 | 0 | 0 | 0 | 0 | 0 | 0 | 0
IL Fac. Spec. - NOX Rate Summer v3.1, Unit 3249 and retrofits | 345 | 7305 | Rate Constraint in lbs/MMBtu | FALSE | L | Annual | Fuel Consumed | TBtu | 0 | 0 | 0 | 0 | 0 | 0 | 0 | 0
IL Fac. Spec. - NOX Rate Summer v3.1, Unit 3249 and retrofits | 345 | 7305 | Rate Constraint in lbs/MMBtu | FALSE | L | Annual | Rate | lb/MMBtu | 0 | 0 | 0 | 0 | 0 | 0 | 0 | 0
IL Fac. Spec. - NOX Rate Summer v3.1, Unit 3249 and retrofits | 345 | 7305 | Rate Constraint in lbs/MMBtu | FALSE | L | Annual | Generation | TWh | 0 | 0 | 0 | 0 | 0 | 0 | 0 | 0
IL Fac. Spec. - NOX Rate Summer v3.1, Unit 3249 and retrofits | 345 | 7305 | Rate Constraint in lbs/MMBtu | FALSE | L | Annual | Qualifying Generation | TWh | 0 | 0 | 0 | 0 | 0 | 0 | 0 | 0
IL Fac. Spec. - NOX Rate Summer v3.1, Unit 3249 and retrofits | 345 | 7305 | Rate Constraint in lbs/MMBtu | FALSE | L | Annual | Rate | lb/MWh | 0 | 0 | 0 | 0 | 0 | 0 | 0 | 0
IL Fac. Spec. - NOX Rate Summer v3.1, Unit 3249 and retrofits | 345 | 7305 | Rate Constraint in lbs/MMBtu | FALSE | L | Annual | Constraint Shadow Price | US2019$/Ton | 0 | 0 | 0 | 0 | 0 | 0 | 0 | 0
IL Fac. Spec. - NOX Rate Summer v3.1, Unit 3250 and retrofits | 346 | 7305 | Rate Constraint in lbs/MMBtu | FALSE | L | Annual | Seasons Included | Seasons | Summer | Summer | Summer | Summer | Summer | Summer | Summer | Summer
IL Fac. Spec. - NOX Rate Summer v3.1, Unit 3250 and retrofits | 346 | 7305 | Rate Constraint in lbs/MMBtu | FALSE | L | Annual | Standard NOX | lb/MMBtu | 0.25 | 0.25 | 0.25 | 0.25 | 0.25 | 0.25 | 0.25 | 0.25
IL Fac. Spec. - NOX Rate Summer v3.1, Unit 3250 and retrofits | 346 | 7305 | Rate Constraint in lbs/MMBtu | FALSE | L | Annual | Emissions at Affected Plants NOX | Thousand Tons | 0 | 0 | 0 | 0 | 0 | 0 | 0 | 0
IL Fac. Spec. - NOX Rate Summer v3.1, Unit 3250 and retrofits | 346 | 7305 | Rate Constraint in lbs/MMBtu | FALSE | L | Annual | Allowances Purchased NOX | Thousand Tons | 0 | 0 | 0 | 0 | 0 | 0 | 0 | 0
IL Fac. Spec. - NOX Rate Summer v3.1, Unit 3250 and retrofits | 346 | 7305 | Rate Constraint in lbs/MMBtu | FALSE | L | Annual | Allowances Sold NOX | Thousand Tons | 0 | 0 | 0 | 0 | 0 | 0 | 0 | 0
IL Fac. Spec. - NOX Rate Summer v3.1, Unit 3250 and retrofits | 346 | 7305 | Rate Constraint in lbs/MMBtu | FALSE | L | Annual | Allowances Banked | Thousand Tons | 0 | 0 | 0 | 0 | 0 | 0 | 0 | 0
IL Fac. Spec. - NOX Rate Summer v3.1, Unit 3250 and retrofits | 346 | 7305 | Rate Constraint in lbs/MMBtu | FALSE | L | Annual | Allowances Withdrawn (1:1) | Thousand Tons | 0 | 0 | 0 | 0 | 0 | 0 | 0 | 0
IL Fac. Spec. - NOX Rate Summer v3.1, Unit 3250 and retrofits | 346 | 7305 | Rate Constraint in lbs/MMBtu | FALSE | L | Annual | Allowances Withdrawn (n:1) | Thousand Tons | 0 | 0 | 0 | 0 | 0 | 0 | 0 | 0
IL Fac. Spec. - NOX Rate Summer v3.1, Unit 3250 and retrofits | 346 | 7305 | Rate Constraint in lbs/MMBtu | FALSE | L | Annual | Net Emissions Allowance Position | Thousand Tons | 0 | 0 | 0 | 0 | 0 | 0 | 0 | 0
IL Fac. Spec. - NOX Rate Summer v3.1, Unit 3250 and retrofits | 346 | 7305 | Rate Constraint in lbs/MMBtu | FALSE | L | Annual | Fuel Consumed | TBtu | 0 | 0 | 0 | 0 | 0 | 0 | 0 | 0
IL Fac. Spec. - NOX Rate Summer v3.1, Unit 3250 and retrofits | 346 | 7305 | Rate Constraint in lbs/MMBtu | FALSE | L | Annual | Rate | lb/MMBtu | 0 | 0 | 0 | 0 | 0 | 0 | 0 | 0
IL Fac. Spec. - NOX Rate Summer v3.1, Unit 3250 and retrofits | 346 | 7305 | Rate Constraint in lbs/MMBtu | FALSE | L | Annual | Generation | TWh | 0 | 0 | 0 | 0 | 0 | 0 | 0 | 0
IL Fac. Spec. - NOX Rate Summer v3.1, Unit 3250 and retrofits | 346 | 7305 | Rate Constraint in lbs/MMBtu | FALSE | L | Annual | Qualifying Generation | TWh | 0 | 0 | 0 | 0 | 0 | 0 | 0 | 0
IL Fac. Spec. - NOX Rate Summer v3.1, Unit 3250 and retrofits | 346 | 7305 | Rate Constraint in lbs/MMBtu | FALSE | L | Annual | Rate | lb/MWh | 0 | 0 | 0 | 0 | 0 | 0 | 0 | 0
IL Fac. Spec. - NOX Rate Summer v3.1, Unit 3250 and retrofits | 346 | 7305 | Rate Constraint in lbs/MMBtu | FALSE | L | Annual | Constraint Shadow Price | US2019$/Ton | 0 | 0 | 0 | 0 | 0 | 0 | 0 | 0
IL Fac. Spec. - NOX Rate Summer v3.1, Unit 3266 and retrofits | 347 | 7305 | Rate Constraint in lbs/MMBtu | FALSE | L | Annual | Seasons Included | Seasons | Summer | Summer | Summer | Summer | Summer | Summer | Summer | Summer
IL Fac. Spec. - NOX Rate Summer v3.1, Unit 3266 and retrofits | 347 | 7305 | Rate Constraint in lbs/MMBtu | FALSE | L | Annual | Standard NOX | lb/MMBtu | 0.25 | 0.25 | 0.25 | 0.25 | 0.25 | 0.25 | 0.25 | 0.25
IL Fac. Spec. - NOX Rate Summer v3.1, Unit 3266 and retrofits | 347 | 7305 | Rate Constraint in lbs/MMBtu | FALSE | L | Annual | Emissions at Affected Plants NOX | Thousand Tons | 0 | 0 | 0 | 0 | 0 | 0 | 0 | 0
IL Fac. Spec. - NOX Rate Summer v3.1, Unit 3266 and retrofits | 347 | 7305 | Rate Constraint in lbs/MMBtu | FALSE | L | Annual | Allowances Purchased NOX | Thousand Tons | 0 | 0 | 0 | 0 | 0 | 0 | 0 | 0
IL Fac. Spec. - NOX Rate Summer v3.1, Unit 3266 and retrofits | 347 | 7305 | Rate Constraint in lbs/MMBtu | FALSE | L | Annual | Allowances Sold NOX | Thousand Tons | 0 | 0 | 0 | 0 | 0 | 0 | 0 | 0
IL Fac. Spec. - NOX Rate Summer v3.1, Unit 3266 and retrofits | 347 | 7305 | Rate Constraint in lbs/MMBtu | FALSE | L | Annual | Allowances Banked | Thousand Tons | 0 | 0 | 0 | 0 | 0 | 0 | 0 | 0
IL Fac. Spec. - NOX Rate Summer v3.1, Unit 3266 and retrofits | 347 | 7305 | Rate Constraint in lbs/MMBtu | FALSE | L | Annual | Allowances Withdrawn (1:1) | Thousand Tons | 0 | 0 | 0 | 0 | 0 | 0 | 0 | 0
IL Fac. Spec. - NOX Rate Summer v3.1, Unit 3266 and retrofits | 347 | 7305 | Rate Constraint in lbs/MMBtu | FALSE | L | Annual | Allowances Withdrawn (n:1) | Thousand Tons | 0 | 0 | 0 | 0 | 0 | 0 | 0 | 0
IL Fac. Spec. - NOX Rate Summer v3.1, Unit 3266 and retrofits | 347 | 7305 | Rate Constraint in lbs/MMBtu | FALSE | L | Annual | Net Emissions Allowance Position | Thousand Tons | 0 | 0 | 0 | 0 | 0 | 0 | 0 | 0
IL Fac. Spec. - NOX Rate Summer v3.1, Unit 3266 and retrofits | 347 | 7305 | Rate Constraint in lbs/MMBtu | FALSE | L | Annual | Fuel Consumed | TBtu | 0 | 0 | 0 | 0 | 0 | 0 | 0 | 0
IL Fac. Spec. - NOX Rate Summer v3.1, Unit 3266 and retrofits | 347 | 7305 | Rate Constraint in lbs/MMBtu | FALSE | L | Annual | Rate | lb/MMBtu | 0 | 0 | 0 | 0 | 0 | 0 | 0 | 0
IL Fac. Spec. - NOX Rate Summer v3.1, Unit 3266 and retrofits | 347 | 7305 | Rate Constraint in lbs/MMBtu | FALSE | L | Annual | Generation | TWh | 0 | 0 | 0 | 0 | 0 | 0 | 0 | 0
IL Fac. Spec. - NOX Rate Summer v3.1, Unit 3266 and retrofits | 347 | 7305 | Rate Constraint in lbs/MMBtu | FALSE | L | Annual | Qualifying Generation | TWh | 0 | 0 | 0 | 0 | 0 | 0 | 0 | 0
IL Fac. Spec. - NOX Rate Summer v3.1, Unit 3266 and retrofits | 347 | 7305 | Rate Constraint in lbs/MMBtu | FALSE | L | Annual | Rate | lb/MWh | 0 | 0 | 0 | 0 | 0 | 0 | 0 | 0
IL Fac. Spec. - NOX Rate Summer v3.1, Unit 3266 and retrofits | 347 | 7305 | Rate Constraint in lbs/MMBtu | FALSE | L | Annual | Constraint Shadow Price | US2019$/Ton | 0 | 0 | 0 | 0 | 0 | 0 | 0 | 0
IL Fac. Spec. - NOX Rate Summer v3.1, Unit 3267 and retrofits | 348 | 7305 | Rate Constraint in lbs/MMBtu | FALSE | L | Annual | Seasons Included | Seasons | Summer | Summer | Summer | Summer | Summer | Summer | Summer | Summer
IL Fac. Spec. - NOX Rate Summer v3.1, Unit 3267 and retrofits | 348 | 7305 | Rate Constraint in lbs/MMBtu | FALSE | L | Annual | Standard NOX | lb/MMBtu | 0.25 | 0.25 | 0.25 | 0.25 | 0.25 | 0.25 | 0.25 | 0.25
IL Fac. Spec. - NOX Rate Summer v3.1, Unit 3267 and retrofits | 348 | 7305 | Rate Constraint in lbs/MMBtu | FALSE | L | Annual | Emissions at Affected Plants NOX | Thousand Tons | 0 | 0 | 0 | 0 | 0 | 0 | 0 | 0
IL Fac. Spec. - NOX Rate Summer v3.1, Unit 3267 and retrofits | 348 | 7305 | Rate Constraint in lbs/MMBtu | FALSE | L | Annual | Allowances Purchased NOX | Thousand Tons | 0 | 0 | 0 | 0 | 0 | 0 | 0 | 0
IL Fac. Spec. - NOX Rate Summer v3.1, Unit 3267 and retrofits | 348 | 7305 | Rate Constraint in lbs/MMBtu | FALSE | L | Annual | Allowances Sold NOX | Thousand Tons | 0 | 0 | 0 | 0 | 0 | 0 | 0 | 0
IL Fac. Spec. - NOX Rate Summer v3.1, Unit 3267 and retrofits | 348 | 7305 | Rate Constraint in lbs/MMBtu | FALSE | L | Annual | Allowances Banked | Thousand Tons | 0 | 0 | 0 | 0 | 0 | 0 | 0 | 0
IL Fac. Spec. - NOX Rate Summer v3.1, Unit 3267 and retrofits | 348 | 7305 | Rate Constraint in lbs/MMBtu | FALSE | L | Annual | Allowances Withdrawn (1:1) | Thousand Tons | 0 | 0 | 0 | 0 | 0 | 0 | 0 | 0
IL Fac. Spec. - NOX Rate Summer v3.1, Unit 3267 and retrofits | 348 | 7305 | Rate Constraint in lbs/MMBtu | FALSE | L | Annual | Allowances Withdrawn (n:1) | Thousand Tons | 0 | 0 | 0 | 0 | 0 | 0 | 0 | 0
IL Fac. Spec. - NOX Rate Summer v3.1, Unit 3267 and retrofits | 348 | 7305 | Rate Constraint in lbs/MMBtu | FALSE | L | Annual | Net Emissions Allowance Position | Thousand Tons | 0 | 0 | 0 | 0 | 0 | 0 | 0 | 0
IL Fac. Spec. - NOX Rate Summer v3.1, Unit 3267 and retrofits | 348 | 7305 | Rate Constraint in lbs/MMBtu | FALSE | L | Annual | Fuel Consumed | TBtu | 0 | 0 | 0 | 0 | 0 | 0 | 0 | 0
IL Fac. Spec. - NOX Rate Summer v3.1, Unit 3267 and retrofits | 348 | 7305 | Rate Constraint in lbs/MMBtu | FALSE | L | Annual | Rate | lb/MMBtu | 0 | 0 | 0 | 0 | 0 | 0 | 0 | 0
IL Fac. Spec. - NOX Rate Summer v3.1, Unit 3267 and retrofits | 348 | 7305 | Rate Constraint in lbs/MMBtu | FALSE | L | Annual | Generation | TWh | 0 | 0 | 0 | 0 | 0 | 0 | 0 | 0
IL Fac. Spec. - NOX Rate Summer v3.1, Unit 3267 and retrofits | 348 | 7305 | Rate Constraint in lbs/MMBtu | FALSE | L | Annual | Qualifying Generation | TWh | 0 | 0 | 0 | 0 | 0 | 0 | 0 | 0
IL Fac. Spec. - NOX Rate Summer v3.1, Unit 3267 and retrofits | 348 | 7305 | Rate Constraint in lbs/MMBtu | FALSE | L | Annual | Rate | lb/MWh | 0 | 0 | 0 | 0 | 0 | 0 | 0 | 0
IL Fac. Spec. - NOX Rate Summer v3.1, Unit 3267 and retrofits | 348 | 7305 | Rate Constraint in lbs/MMBtu | FALSE | L | Annual | Constraint Shadow Price | US2019$/Ton | 0 | 0 | 0 | 0 | 0 | 0 | 0 | 0
IL Fac. Spec. - NOX Rate Summer v3.1, Unit 3268 and retrofits | 349 | 7305 | Rate Constraint in lbs/MMBtu | FALSE | L | Annual | Seasons Included | Seasons | Summer | Summer | Summer | Summer | Summer | Summer | Summer | Summer
IL Fac. Spec. - NOX Rate Summer v3.1, Unit 3268 and retrofits | 349 | 7305 | Rate Constraint in lbs/MMBtu | FALSE | L | Annual | Standard NOX | lb/MMBtu | 0.25 | 0.25 | 0.25 | 0.25 | 0.25 | 0.25 | 0.25 | 0.25
IL Fac. Spec. - NOX Rate Summer v3.1, Unit 3268 and retrofits | 349 | 7305 | Rate Constraint in lbs/MMBtu | FALSE | L | Annual | Emissions at Affected Plants NOX | Thousand Tons | 1.1237 | 1.1237 | 0 | 0 | 0 | 0 | 0 | 0
IL Fac. Spec. - NOX Rate Summer v3.1, Unit 3268 and retrofits | 349 | 7305 | Rate Constraint in lbs/MMBtu | FALSE | L | Annual | Allowances Purchased NOX | Thousand Tons | 0 | 0 | 0 | 0 | 0 | 0 | 0 | 0
IL Fac. Spec. - NOX Rate Summer v3.1, Unit 3268 and retrofits | 349 | 7305 | Rate Constraint in lbs/MMBtu | FALSE | L | Annual | Allowances Sold NOX | Thousand Tons | 0 | 0 | 0 | 0 | 0 | 0 | 0 | 0
IL Fac. Spec. - NOX Rate Summer v3.1, Unit 3268 and retrofits | 349 | 7305 | Rate Constraint in lbs/MMBtu | FALSE | L | Annual | Allowances Banked | Thousand Tons | 0 | 0 | 0 | 0 | 0 | 0 | 0 | 0
IL Fac. Spec. - NOX Rate Summer v3.1, Unit 3268 and retrofits | 349 | 7305 | Rate Constraint in lbs/MMBtu | FALSE | L | Annual | Allowances Withdrawn (1:1) | Thousand Tons | 0 | 0 | 0 | 0 | 0 | 0 | 0 | 0
IL Fac. Spec. - NOX Rate Summer v3.1, Unit 3268 and retrofits | 349 | 7305 | Rate Constraint in lbs/MMBtu | FALSE | L | Annual | Allowances Withdrawn (n:1) | Thousand Tons | 0 | 0 | 0 | 0 | 0 | 0 | 0 | 0
IL Fac. Spec. - NOX Rate Summer v3.1, Unit 3268 and retrofits | 349 | 7305 | Rate Constraint in lbs/MMBtu | FALSE | L | Annual | Net Emissions Allowance Position | Thousand Tons | 1.1237 | 1.1237 | 0 | 0 | 0 | 0 | 0 | 0
IL Fac. Spec. - NOX Rate Summer v3.1, Unit 3268 and retrofits | 349 | 7305 | Rate Constraint in lbs/MMBtu | FALSE | L | Annual | Fuel Consumed | TBtu | 19.1829 | 19.1829 | 0 | 0 | 0 | 0 | 0 | 0
IL Fac. Spec. - NOX Rate Summer v3.1, Unit 3268 and retrofits | 349 | 7305 | Rate Constraint in lbs/MMBtu | FALSE | L | Annual | Rate | lb/MMBtu | 0.11716 | 0.11716 | 0 | 0 | 0 | 0 | 0 | 0
IL Fac. Spec. - NOX Rate Summer v3.1, Unit 3268 and retrofits | 349 | 7305 | Rate Constraint in lbs/MMBtu | FALSE | L | Annual | Generation | TWh | 1.8283 | 1.8283 | 0 | 0 | 0 | 0 | 0 | 0
IL Fac. Spec. - NOX Rate Summer v3.1, Unit 3268 and retrofits | 349 | 7305 | Rate Constraint in lbs/MMBtu | FALSE | L | Annual | Qualifying Generation | TWh | 1.8283 | 1.8283 | 0 | 0 | 0 | 0 | 0 | 0
IL Fac. Spec. - NOX Rate Summer v3.1, Unit 3268 and retrofits | 349 | 7305 | Rate Constraint in lbs/MMBtu | FALSE | L | Annual | Rate | lb/MWh | 1.2292 | 1.2292 | 0 | 0 | 0 | 0 | 0 | 0
IL Fac. Spec. - NOX Rate Summer v3.1, Unit 3268 and retrofits | 349 | 7305 | Rate Constraint in lbs/MMBtu | FALSE | L | Annual | Constraint Shadow Price | US2019$/Ton | 0 | 0 | 0 | 0 | 0 | 0 | 0 | 0
IL Fac. Spec. - NOX Rate Summer v3.1, Unit 3537 and retrofits | 350 | 7305 | Rate Constraint in lbs/MMBtu | FALSE | L | Annual | Seasons Included | Seasons | Summer | Summer | Summer | Summer | Summer | Summer | Summer | Summer
IL Fac. Spec. - NOX Rate Summer v3.1, Unit 3537 and retrofits | 350 | 7305 | Rate Constraint in lbs/MMBtu | FALSE | L | Annual | Standard NOX | lb/MMBtu | 0.25 | 0.25 | 0.25 | 0.25 | 0.25 | 0.25 | 0.25 | 0.25
IL Fac. Spec. - NOX Rate Summer v3.1, Unit 3537 and retrofits | 350 | 7305 | Rate Constraint in lbs/MMBtu | FALSE | L | Annual | Emissions at Affected Plants NOX | Thousand Tons | 0.36939 | 0 | 0 | 0 | 0 | 0 | 0 | 0
IL Fac. Spec. - NOX Rate Summer v3.1, Unit 3537 and retrofits | 350 | 7305 | Rate Constraint in lbs/MMBtu | FALSE | L | Annual | Allowances Purchased NOX | Thousand Tons | 0 | 0 | 0 | 0 | 0 | 0 | 0 | 0
IL Fac. Spec. - NOX Rate Summer v3.1, Unit 3537 and retrofits | 350 | 7305 | Rate Constraint in lbs/MMBtu | FALSE | L | Annual | Allowances Sold NOX | Thousand Tons | 0 | 0 | 0 | 0 | 0 | 0 | 0 | 0
IL Fac. Spec. - NOX Rate Summer v3.1, Unit 3537 and retrofits | 350 | 7305 | Rate Constraint in lbs/MMBtu | FALSE | L | Annual | Allowances Banked | Thousand Tons | 0 | 0 | 0 | 0 | 0 | 0 | 0 | 0
IL Fac. Spec. - NOX Rate Summer v3.1, Unit 3537 and retrofits | 350 | 7305 | Rate Constraint in lbs/MMBtu | FALSE | L | Annual | Allowances Withdrawn (1:1) | Thousand Tons | 0 | 0 | 0 | 0 | 0 | 0 | 0 | 0
IL Fac. Spec. - NOX Rate Summer v3.1, Unit 3537 and retrofits | 350 | 7305 | Rate Constraint in lbs/MMBtu | FALSE | L | Annual | Allowances Withdrawn (n:1) | Thousand Tons | 0 | 0 | 0 | 0 | 0 | 0 | 0 | 0
IL Fac. Spec. - NOX Rate Summer v3.1, Unit 3537 and retrofits | 350 | 7305 | Rate Constraint in lbs/MMBtu | FALSE | L | Annual | Net Emissions Allowance Position | Thousand Tons | 0.36939 | 0 | 0 | 0 | 0 | 0 | 0 | 0
IL Fac. Spec. - NOX Rate Summer v3.1, Unit 3537 and retrofits | 350 | 7305 | Rate Constraint in lbs/MMBtu | FALSE | L | Annual | Fuel Consumed | TBtu | 13.2204 | 0 | 0 | 0 | 0 | 0 | 0 | 0
IL Fac. Spec. - NOX Rate Summer v3.1, Unit 3537 and retrofits | 350 | 7305 | Rate Constraint in lbs/MMBtu | FALSE | L | Annual | Rate | lb/MMBtu | 0.055883 | 0 | 0 | 0 | 0 | 0 | 0 | 0
IL Fac. Spec. - NOX Rate Summer v3.1, Unit 3537 and retrofits | 350 | 7305 | Rate Constraint in lbs/MMBtu | FALSE | L | Annual | Generation | TWh | 1.1985 | 0 | 0 | 0 | 0 | 0 | 0 | 0
IL Fac. Spec. - NOX Rate Summer v3.1, Unit 3537 and retrofits | 350 | 7305 | Rate Constraint in lbs/MMBtu | FALSE | L | Annual | Qualifying Generation | TWh | 1.1985 | 0 | 0 | 0 | 0 | 0 | 0 | 0
IL Fac. Spec. - NOX Rate Summer v3.1, Unit 3537 and retrofits | 350 | 7305 | Rate Constraint in lbs/MMBtu | FALSE | L | Annual | Rate | lb/MWh | 0.61645 | 0 | 0 | 0 | 0 | 0 | 0 | 0
IL Fac. Spec. - NOX Rate Summer v3.1, Unit 3537 and retrofits | 350 | 7305 | Rate Constraint in lbs/MMBtu | FALSE | L | Annual | Constraint Shadow Price | US2019$/Ton | 0 | 0 | 0 | 0 | 0 | 0 | 0 | 0
IL Fac. Spec. - NOX Rate Summer v3.1, Unit 3538 and retrofits | 351 | 7305 | Rate Constraint in lbs/MMBtu | FALSE | L | Annual | Seasons Included | Seasons | Summer | Summer | Summer | Summer | Summer | Summer | Summer | Summer
IL Fac. Spec. - NOX Rate Summer v3.1, Unit 3538 and retrofits | 351 | 7305 | Rate Constraint in lbs/MMBtu | FALSE | L | Annual | Standard NOX | lb/MMBtu | 0.25 | 0.25 | 0.25 | 0.25 | 0.25 | 0.25 | 0.25 | 0.25
IL Fac. Spec. - NOX Rate Summer v3.1, Unit 3538 and retrofits | 351 | 7305 | Rate Constraint in lbs/MMBtu | FALSE | L | Annual | Emissions at Affected Plants NOX | Thousand Tons | 0.35897 | 0 | 0 | 0 | 0 | 0 | 0 | 0
IL Fac. Spec. - NOX Rate Summer v3.1, Unit 3538 and retrofits | 351 | 7305 | Rate Constraint in lbs/MMBtu | FALSE | L | Annual | Allowances Purchased NOX | Thousand Tons | 0 | 0 | 0 | 0 | 0 | 0 | 0 | 0
IL Fac. Spec. - NOX Rate Summer v3.1, Unit 3538 and retrofits | 351 | 7305 | Rate Constraint in lbs/MMBtu | FALSE | L | Annual | Allowances Sold NOX | Thousand Tons | 0 | 0 | 0 | 0 | 0 | 0 | 0 | 0
IL Fac. Spec. - NOX Rate Summer v3.1, Unit 3538 and retrofits | 351 | 7305 | Rate Constraint in lbs/MMBtu | FALSE | L | Annual | Allowances Banked | Thousand Tons | 0 | 0 | 0 | 0 | 0 | 0 | 0 | 0
IL Fac. Spec. - NOX Rate Summer v3.1, Unit 3538 and retrofits | 351 | 7305 | Rate Constraint in lbs/MMBtu | FALSE | L | Annual | Allowances Withdrawn (1:1) | Thousand Tons | 0 | 0 | 0 | 0 | 0 | 0 | 0 | 0
IL Fac. Spec. - NOX Rate Summer v3.1, Unit 3538 and retrofits | 351 | 7305 | Rate Constraint in lbs/MMBtu | FALSE | L | Annual | Allowances Withdrawn (n:1) | Thousand Tons | 0 | 0 | 0 | 0 | 0 | 0 | 0 | 0
IL Fac. Spec. - NOX Rate Summer v3.1, Unit 3538 and retrofits | 351 | 7305 | Rate Constraint in lbs/MMBtu | FALSE | L | Annual | Net Emissions Allowance Position | Thousand Tons | 0.35897 | 0 | 0 | 0 | 0 | 0 | 0 | 0
IL Fac. Spec. - NOX Rate Summer v3.1, Unit 3538 and retrofits | 351 | 7305 | Rate Constraint in lbs/MMBtu | FALSE | L | Annual | Fuel Consumed | TBtu | 12.0338 | 0 | 0 | 0 | 0 | 0 | 0 | 0
IL Fac. Spec. - NOX Rate Summer v3.1, Unit 3538 and retrofits | 351 | 7305 | Rate Constraint in lbs/MMBtu | FALSE | L | Annual | Rate | lb/MMBtu | 0.05966 | 0 | 0 | 0 | 0 | 0 | 0 | 0
IL Fac. Spec. - NOX Rate Summer v3.1, Unit 3538 and retrofits | 351 | 7305 | Rate Constraint in lbs/MMBtu | FALSE | L | Annual | Generation | TWh | 1.1177 | 0 | 0 | 0 | 0 | 0 | 0 | 0
IL Fac. Spec. - NOX Rate Summer v3.1, Unit 3538 and retrofits | 351 | 7305 | Rate Constraint in lbs/MMBtu | FALSE | L | Annual | Qualifying Generation | TWh | 1.1177 | 0 | 0 | 0 | 0 | 0 | 0 | 0
IL Fac. Spec. - NOX Rate Summer v3.1, Unit 3538 and retrofits | 351 | 7305 | Rate Constraint in lbs/MMBtu | FALSE | L | Annual | Rate | lb/MWh | 0.64236 | 0 | 0 | 0 | 0 | 0 | 0 | 0
IL Fac. Spec. - NOX Rate Summer v3.1, Unit 3538 and retrofits | 351 | 7305 | Rate Constraint in lbs/MMBtu | FALSE | L | Annual | Constraint Shadow Price | US2019$/Ton | 0 | 0 | 0 | 0 | 0 | 0 | 0 | 0
IL Fac. Spec. - NOX Rate Summer v3.1, Unit 3563 and retrofits | 352 | 7305 | Rate Constraint in lbs/MMBtu | FALSE | L | Annual | Seasons Included | Seasons | Summer | Summer | Summer | Summer | Summer | Summer | Summer | Summer
IL Fac. Spec. - NOX Rate Summer v3.1, Unit 3563 and retrofits | 352 | 7305 | Rate Constraint in lbs/MMBtu | FALSE | L | Annual | Standard NOX | lb/MMBtu | 0.25 | 0.25 | 0.25 | 0.25 | 0.25 | 0.25 | 0.25 | 0.25
IL Fac. Spec. - NOX Rate Summer v3.1, Unit 3563 and retrofits | 352 | 7305 | Rate Constraint in lbs/MMBtu | FALSE | L | Annual | Emissions at Affected Plants NOX | Thousand Tons | 0.72137 | 0.72137 | 0.72137 | 0.72137 | 0.60252 | 0.61576 | 0 | 0
IL Fac. Spec. - NOX Rate Summer v3.1, Unit 3563 and retrofits | 352 | 7305 | Rate Constraint in lbs/MMBtu | FALSE | L | Annual | Allowances Purchased NOX | Thousand Tons | 0 | 0 | 0 | 0 | 0 | 0 | 0 | 0
IL Fac. Spec. - NOX Rate Summer v3.1, Unit 3563 and retrofits | 352 | 7305 | Rate Constraint in lbs/MMBtu | FALSE | L | Annual | Allowances Sold NOX | Thousand Tons | 0 | 0 | 0 | 0 | 0 | 0 | 0 | 0
IL Fac. Spec. - NOX Rate Summer v3.1, Unit 3563 and retrofits | 352 | 7305 | Rate Constraint in lbs/MMBtu | FALSE | L | Annual | Allowances Banked | Thousand Tons | 0 | 0 | 0 | 0 | 0 | 0 | 0 | 0
IL Fac. Spec. - NOX Rate Summer v3.1, Unit 3563 and retrofits | 352 | 7305 | Rate Constraint in lbs/MMBtu | FALSE | L | Annual | Allowances Withdrawn (1:1) | Thousand Tons | 0 | 0 | 0 | 0 | 0 | 0 | 0 | 0
IL Fac. Spec. - NOX Rate Summer v3.1, Unit 3563 and retrofits | 352 | 7305 | Rate Constraint in lbs/MMBtu | FALSE | L | Annual | Allowances Withdrawn (n:1) | Thousand Tons | 0 | 0 | 0 | 0 | 0 | 0 | 0 | 0
IL Fac. Spec. - NOX Rate Summer v3.1, Unit 3563 and retrofits | 352 | 7305 | Rate Constraint in lbs/MMBtu | FALSE | L | Annual | Net Emissions Allowance Position | Thousand Tons | 0.72137 | 0.72137 | 0.72137 | 0.72137 | 0.60252 | 0.61576 | 0 | 0
IL Fac. Spec. - NOX Rate Summer v3.1, Unit 3563 and retrofits | 352 | 7305 | Rate Constraint in lbs/MMBtu | FALSE | L | Annual | Fuel Consumed | TBtu | 23.5664 | 23.5664 | 23.5664 | 23.5664 | 19.6836 | 20.1162 | 0 | 0
IL Fac. Spec. - NOX Rate Summer v3.1, Unit 3563 and retrofits | 352 | 7305 | Rate Constraint in lbs/MMBtu | FALSE | L | Annual | Rate | lb/MMBtu | 0.06122 | 0.06122 | 0.06122 | 0.06122 | 0.06122 | 0.06122 | 0 | 0
IL Fac. Spec. - NOX Rate Summer v3.1, Unit 3563 and retrofits | 352 | 7305 | Rate Constraint in lbs/MMBtu | FALSE | L | Annual | Generation | TWh | 2.5095 | 2.5095 | 2.5095 | 2.5095 | 2.096 | 2.1421 | 0 | 0
IL Fac. Spec. - NOX Rate Summer v3.1, Unit 3563 and retrofits | 352 | 7305 | Rate Constraint in lbs/MMBtu | FALSE | L | Annual | Qualifying Generation | TWh | 2.5095 | 2.5095 | 2.5095 | 2.5095 | 2.096 | 2.1421 | 0 | 0
IL Fac. Spec. - NOX Rate Summer v3.1, Unit 3563 and retrofits | 352 | 7305 | Rate Constraint in lbs/MMBtu | FALSE | L | Annual | Rate | lb/MWh | 0.57492 | 0.57492 | 0.57492 | 0.57492 | 0.57492 | 0.57492 | 0 | 0
IL Fac. Spec. - NOX Rate Summer v3.1, Unit 3563 and retrofits | 352 | 7305 | Rate Constraint in lbs/MMBtu | FALSE | L | Annual | Constraint Shadow Price | US2019$/Ton | 0 | 0 | 0 | 0 | 0 | 0 | 0 | 0
IL Fac. Spec. - NOX Rate Summer v3.1, Unit 3564 and retrofits | 353 | 7305 | Rate Constraint in lbs/MMBtu | FALSE | L | Annual | Seasons Included | Seasons | Summer | Summer | Summer | Summer | Summer | Summer | Summer | Summer
IL Fac. Spec. - NOX Rate Summer v3.1, Unit 3564 and retrofits | 353 | 7305 | Rate Constraint in lbs/MMBtu | FALSE | L | Annual | Standard NOX | lb/MMBtu | 0.25 | 0.25 | 0.25 | 0.25 | 0.25 | 0.25 | 0.25 | 0.25
IL Fac. Spec. - NOX Rate Summer v3.1, Unit 3564 and retrofits | 353 | 7305 | Rate Constraint in lbs/MMBtu | FALSE | L | Annual | Emissions at Affected Plants NOX | Thousand Tons | 0.71486 | 0.71486 | 0.71486 | 0.71486 | 0.6102 | 0.6102 | 0.0087713 | 0.0087713
IL Fac. Spec. - NOX Rate Summer v3.1, Unit 3564 and retrofits | 353 | 7305 | Rate Constraint in lbs/MMBtu | FALSE | L | Annual | Allowances Purchased NOX | Thousand Tons | 0 | 0 | 0 | 0 | 0 | 0 | 0 | 0
IL Fac. Spec. - NOX Rate Summer v3.1, Unit 3564 and retrofits | 353 | 7305 | Rate Constraint in lbs/MMBtu | FALSE | L | Annual | Allowances Sold NOX | Thousand Tons | 0 | 0 | 0 | 0 | 0 | 0 | 0 | 0
IL Fac. Spec. - NOX Rate Summer v3.1, Unit 3564 and retrofits | 353 | 7305 | Rate Constraint in lbs/MMBtu | FALSE | L | Annual | Allowances Banked | Thousand Tons | 0 | 0 | 0 | 0 | 0 | 0 | 0 | 0
IL Fac. Spec. - NOX Rate Summer v3.1, Unit 3564 and retrofits | 353 | 7305 | Rate Constraint in lbs/MMBtu | FALSE | L | Annual | Allowances Withdrawn (1:1) | Thousand Tons | 0 | 0 | 0 | 0 | 0 | 0 | 0 | 0
IL Fac. Spec. - NOX Rate Summer v3.1, Unit 3564 and retrofits | 353 | 7305 | Rate Constraint in lbs/MMBtu | FALSE | L | Annual | Allowances Withdrawn (n:1) | Thousand Tons | 0 | 0 | 0 | 0 | 0 | 0 | 0 | 0
IL Fac. Spec. - NOX Rate Summer v3.1, Unit 3564 and retrofits | 353 | 7305 | Rate Constraint in lbs/MMBtu | FALSE | L | Annual | Net Emissions Allowance Position | Thousand Tons | 0.71486 | 0.71486 | 0.71486 | 0.71486 | 0.6102 | 0.6102 | 0.0087713 | 0.0087713
IL Fac. Spec. - NOX Rate Summer v3.1, Unit 3564 and retrofits | 353 | 7305 | Rate Constraint in lbs/MMBtu | FALSE | L | Annual | Fuel Consumed | TBtu | 23.4535 | 23.4535 | 23.4535 | 23.4535 | 20.0198 | 20.0198 | 0.28777 | 0.28777
IL Fac. Spec. - NOX Rate Summer v3.1, Unit 3564 and retrofits | 353 | 7305 | Rate Constraint in lbs/MMBtu | FALSE | L | Annual | Rate | lb/MMBtu | 0.06096 | 0.06096 | 0.06096 | 0.06096 | 0.06096 | 0.06096 | 0.06096 | 0.06096
IL Fac. Spec. - NOX Rate Summer v3.1, Unit 3564 and retrofits | 353 | 7305 | Rate Constraint in lbs/MMBtu | FALSE | L | Annual | Generation | TWh | 2.5095 | 2.5095 | 2.5095 | 2.5095 | 2.1421 | 2.1421 | 0.030791 | 0.030791
IL Fac. Spec. - NOX Rate Summer v3.1, Unit 3564 and retrofits | 353 | 7305 | Rate Constraint in lbs/MMBtu | FALSE | L | Annual | Qualifying Generation | TWh | 2.5095 | 2.5095 | 2.5095 | 2.5095 | 2.1421 | 2.1421 | 0.030791 | 0.030791
IL Fac. Spec. - NOX Rate Summer v3.1, Unit 3564 and retrofits | 353 | 7305 | Rate Constraint in lbs/MMBtu | FALSE | L | Annual | Rate | lb/MWh | 0.56973 | 0.56973 | 0.56973 | 0.56973 | 0.56973 | 0.56973 | 0.56973 | 0.56973
IL Fac. Spec. - NOX Rate Summer v3.1, Unit 3564 and retrofits | 353 | 7305 | Rate Constraint in lbs/MMBtu | FALSE | L | Annual | Constraint Shadow Price | US2019$/Ton | 0 | 0 | 0 | 0 | 0 | 0 | 0 | 0
IL Fac. Spec. - NOX Rate Summer v3.1, Unit 3607 and retrofits | 354 | 7305 | Rate Constraint in lbs/MMBtu | FALSE | L | Annual | Seasons Included | Seasons | Summer | Summer | Summer | Summer | Summer | Summer | Summer | Summer
IL Fac. Spec. - NOX Rate Summer v3.1, Unit 3607 and retrofits | 354 | 7305 | Rate Constraint in lbs/MMBtu | FALSE | L | Annual | Standard NOX | lb/MMBtu | 0.25 | 0.25 | 0.25 | 0.25 | 0.25 | 0.25 | 0.25 | 0.25
IL Fac. Spec. - NOX Rate Summer v3.1, Unit 3607 and retrofits | 354 | 7305 | Rate Constraint in lbs/MMBtu | FALSE | L | Annual | Emissions at Affected Plants NOX | Thousand Tons | 0.1349 | 0.16594 | 0.1349 | 0.0072644 | 0.0072644 | 0.008297 | 0.008297 | 0.0072644
IL Fac. Spec. - NOX Rate Summer v3.1, Unit 3607 and retrofits | 354 | 7305 | Rate Constraint in lbs/MMBtu | FALSE | L | Annual | Allowances Purchased NOX | Thousand Tons | 0 | 0 | 0 | 0 | 0 | 0 | 0 | 0
IL Fac. Spec. - NOX Rate Summer v3.1, Unit 3607 and retrofits | 354 | 7305 | Rate Constraint in lbs/MMBtu | FALSE | L | Annual | Allowances Sold NOX | Thousand Tons | 0 | 0 | 0 | 0 | 0 | 0 | 0 | 0
IL Fac. Spec. - NOX Rate Summer v3.1, Unit 3607 and retrofits | 354 | 7305 | Rate Constraint in lbs/MMBtu | FALSE | L | Annual | Allowances Banked | Thousand Tons | 0 | 0 | 0 | 0 | 0 | 0 | 0 | 0
IL Fac. Spec. - NOX Rate Summer v3.1, Unit 3607 and retrofits | 354 | 7305 | Rate Constraint in lbs/MMBtu | FALSE | L | Annual | Allowances Withdrawn (1:1) | Thousand Tons | 0 | 0 | 0 | 0 | 0 | 0 | 0 | 0
IL Fac. Spec. - NOX Rate Summer v3.1, Unit 3607 and retrofits | 354 | 7305 | Rate Constraint in lbs/MMBtu | FALSE | L | Annual | Allowances Withdrawn (n:1) | Thousand Tons | 0 | 0 | 0 | 0 | 0 | 0 | 0 | 0
IL Fac. Spec. - NOX Rate Summer v3.1, Unit 3607 and retrofits | 354 | 7305 | Rate Constraint in lbs/MMBtu | FALSE | L | Annual | Net Emissions Allowance Position | Thousand Tons | 0.1349 | 0.16594 | 0.1349 | 0.0072644 | 0.0072644 | 0.008297 | 0.008297 | 0.0072644
IL Fac. Spec. - NOX Rate Summer v3.1, Unit 3607 and retrofits | 354 | 7305 | Rate Constraint in lbs/MMBtu | FALSE | L | Annual | Fuel Consumed | TBtu | 3.5269 | 4.3383 | 3.5269 | 0.18992 | 0.18992 | 0.21691 | 0.21691 | 0.18992
IL Fac. Spec. - NOX Rate Summer v3.1, Unit 3607 and retrofits | 354 | 7305 | Rate Constraint in lbs/MMBtu | FALSE | L | Annual | Rate | lb/MMBtu | 0.0765 | 0.0765 | 0.0765 | 0.0765 | 0.0765 | 0.0765 | 0.0765 | 0.0765
IL Fac. Spec. - NOX Rate Summer v3.1, Unit 3607 and retrofits | 354 | 7305 | Rate Constraint in lbs/MMBtu | FALSE | L | Annual | Generation | TWh | 0.30703 | 0.37767 | 0.30703 | 0.016533 | 0.016533 | 0.018883 | 0.018883 | 0.016533
IL Fac. Spec. - NOX Rate Summer v3.1, Unit 3607 and retrofits | 354 | 7305 | Rate Constraint in lbs/MMBtu | FALSE | L | Annual | Qualifying Generation | TWh | 0.30703 | 0.37767 | 0.30703 | 0.016533 | 0.016533 | 0.018883 | 0.018883 | 0.016533
IL Fac. Spec. - NOX Rate Summer v3.1, Unit 3607 and retrofits | 354 | 7305 | Rate Constraint in lbs/MMBtu | FALSE | L | Annual | Rate | lb/MWh | 0.87876 | 0.87876 | 0.87876 | 0.87876 | 0.87876 | 0.87876 | 0.87876 | 0.87876
IL Fac. Spec. - NOX Rate Summer v3.1, Unit 3607 and retrofits | 354 | 7305 | Rate Constraint in lbs/MMBtu | FALSE | L | Annual | Constraint Shadow Price | US2019$/Ton | 0 | 0 | 0 | 0 | 0 | 0 | 0 | 0
IL Fac. Spec. - NOX Rate Summer v3.1, Unit 3789 and retrofits | 355 | 7305 | Rate Constraint in lbs/MMBtu | FALSE | L | Annual | Seasons Included | Seasons | Summer | Summer | Summer | Summer | Summer | Summer | Summer | Summer
IL Fac. Spec. - NOX Rate Summer v3.1, Unit 3789 and retrofits | 355 | 7305 | Rate Constraint in lbs/MMBtu | FALSE | L | Annual | Standard NOX | lb/MMBtu | 0.25 | 0.25 | 0.25 | 0.25 | 0.25 | 0.25 | 0.25 | 0.25
IL Fac. Spec. - NOX Rate Summer v3.1, Unit 3789 and retrofits | 355 | 7305 | Rate Constraint in lbs/MMBtu | FALSE | L | Annual | Emissions at Affected Plants NOX | Thousand Tons | 0 | 0 | 0 | 0 | 0 | 0 | 0 | 0
IL Fac. Spec. - NOX Rate Summer v3.1, Unit 3789 and retrofits | 355 | 7305 | Rate Constraint in lbs/MMBtu | FALSE | L | Annual | Allowances Purchased NOX | Thousand Tons | 0 | 0 | 0 | 0 | 0 | 0 | 0 | 0
IL Fac. Spec. - NOX Rate Summer v3.1, Unit 3789 and retrofits | 355 | 7305 | Rate Constraint in lbs/MMBtu | FALSE | L | Annual | Allowances Sold NOX | Thousand Tons | 0 | 0 | 0 | 0 | 0 | 0 | 0 | 0
IL Fac. Spec. - NOX Rate Summer v3.1, Unit 3789 and retrofits | 355 | 7305 | Rate Constraint in lbs/MMBtu | FALSE | L | Annual | Allowances Banked | Thousand Tons | 0 | 0 | 0 | 0 | 0 | 0 | 0 | 0
IL Fac. Spec. - NOX Rate Summer v3.1, Unit 3789 and retrofits | 355 | 7305 | Rate Constraint in lbs/MMBtu | FALSE | L | Annual | Allowances Withdrawn (1:1) | Thousand Tons | 0 | 0 | 0 | 0 | 0 | 0 | 0 | 0
IL Fac. Spec. - NOX Rate Summer v3.1, Unit 3789 and retrofits | 355 | 7305 | Rate Constraint in lbs/MMBtu | FALSE | L | Annual | Allowances Withdrawn (n:1) | Thousand Tons | 0 | 0 | 0 | 0 | 0 | 0 | 0 | 0
IL Fac. Spec. - NOX Rate Summer v3.1, Unit 3789 and retrofits | 355 | 7305 | Rate Constraint in lbs/MMBtu | FALSE | L | Annual | Net Emissions Allowance Position | Thousand Tons | 0 | 0 | 0 | 0 | 0 | 0 | 0 | 0
IL Fac. Spec. - NOX Rate Summer v3.1, Unit 3789 and retrofits | 355 | 7305 | Rate Constraint in lbs/MMBtu | FALSE | L | Annual | Fuel Consumed | TBtu | 0 | 0 | 0 | 0 | 0 | 0 | 0 | 0
IL Fac. Spec. - NOX Rate Summer v3.1, Unit 3789 and retrofits | 355 | 7305 | Rate Constraint in lbs/MMBtu | FALSE | L | Annual | Rate | lb/MMBtu | 0 | 0 | 0 | 0 | 0 | 0 | 0 | 0
IL Fac. Spec. - NOX Rate Summer v3.1, Unit 3789 and retrofits | 355 | 7305 | Rate Constraint in lbs/MMBtu | FALSE | L | Annual | Generation | TWh | 0 | 0 | 0 | 0 | 0 | 0 | 0 | 0
IL Fac. Spec. - NOX Rate Summer v3.1, Unit 3789 and retrofits | 355 | 7305 | Rate Constraint in lbs/MMBtu | FALSE | L | Annual | Qualifying Generation | TWh | 0 | 0 | 0 | 0 | 0 | 0 | 0 | 0
IL Fac. Spec. - NOX Rate Summer v3.1, Unit 3789 and retrofits | 355 | 7305 | Rate Constraint in lbs/MMBtu | FALSE | L | Annual | Rate | lb/MWh | 0 | 0 | 0 | 0 | 0 | 0 | 0 | 0
IL Fac. Spec. - NOX Rate Summer v3.1, Unit 3789 and retrofits | 355 | 7305 | Rate Constraint in lbs/MMBtu | FALSE | L | Annual | Constraint Shadow Price | US2019$/Ton | 0 | 0 | 0 | 0 | 0 | 0 | 0 | 0
IL Fac. Spec. - NOX Rate Summer v3.1, Unit 3790 and retrofits | 356 | 7305 | Rate Constraint in lbs/MMBtu | FALSE | L | Annual | Seasons Included | Seasons | Summer | Summer | Summer | Summer | Summer | Summer | Summer | Summer
IL Fac. Spec. - NOX Rate Summer v3.1, Unit 3790 and retrofits | 356 | 7305 | Rate Constraint in lbs/MMBtu | FALSE | L | Annual | Standard NOX | lb/MMBtu | 0.25 | 0.25 | 0.25 | 0.25 | 0.25 | 0.25 | 0.25 | 0.25
IL Fac. Spec. - NOX Rate Summer v3.1, Unit 3790 and retrofits | 356 | 7305 | Rate Constraint in lbs/MMBtu | FALSE | L | Annual | Emissions at Affected Plants NOX | Thousand Tons | 0 | 0 | 0 | 0 | 0 | 0 | 0 | 0
IL Fac. Spec. - NOX Rate Summer v3.1, Unit 3790 and retrofits | 356 | 7305 | Rate Constraint in lbs/MMBtu | FALSE | L | Annual | Allowances Purchased NOX | Thousand Tons | 0 | 0 | 0 | 0 | 0 | 0 | 0 | 0
IL Fac. Spec. - NOX Rate Summer v3.1, Unit 3790 and retrofits | 356 | 7305 | Rate Constraint in lbs/MMBtu | FALSE | L | Annual | Allowances Sold NOX | Thousand Tons | 0 | 0 | 0 | 0 | 0 | 0 | 0 | 0
IL Fac. Spec. - NOX Rate Summer v3.1, Unit 3790 and retrofits | 356 | 7305 | Rate Constraint in lbs/MMBtu | FALSE | L | Annual | Allowances Banked | Thousand Tons | 0 | 0 | 0 | 0 | 0 | 0 | 0 | 0
IL Fac. Spec. - NOX Rate Summer v3.1, Unit 3790 and retrofits | 356 | 7305 | Rate Constraint in lbs/MMBtu | FALSE | L | Annual | Allowances Withdrawn (1:1) | Thousand Tons | 0 | 0 | 0 | 0 | 0 | 0 | 0 | 0
IL Fac. Spec. - NOX Rate Summer v3.1, Unit 3790 and retrofits | 356 | 7305 | Rate Constraint in lbs/MMBtu | FALSE | L | Annual | Allowances Withdrawn (n:1) | Thousand Tons | 0 | 0 | 0 | 0 | 0 | 0 | 0 | 0
IL Fac. Spec. - NOX Rate Summer v3.1, Unit 3790 and retrofits | 356 | 7305 | Rate Constraint in lbs/MMBtu | FALSE | L | Annual | Net Emissions Allowance Position | Thousand Tons | 0 | 0 | 0 | 0 | 0 | 0 | 0 | 0
IL Fac. Spec. - NOX Rate Summer v3.1, Unit 3790 and retrofits | 356 | 7305 | Rate Constraint in lbs/MMBtu | FALSE | L | Annual | Fuel Consumed | TBtu | 0 | 0 | 0 | 0 | 0 | 0 | 0 | 0
IL Fac. Spec. - NOX Rate Summer v3.1, Unit 3790 and retrofits | 356 | 7305 | Rate Constraint in lbs/MMBtu | FALSE | L | Annual | Rate | lb/MMBtu | 0 | 0 | 0 | 0 | 0 | 0 | 0 | 0
IL Fac. Spec. - NOX Rate Summer v3.1, Unit 3790 and retrofits | 356 | 7305 | Rate Constraint in lbs/MMBtu | FALSE | L | Annual | Generation | TWh | 0 | 0 | 0 | 0 | 0 | 0 | 0 | 0
IL Fac. Spec. - NOX Rate Summer v3.1, Unit 3790 and retrofits | 356 | 7305 | Rate Constraint in lbs/MMBtu | FALSE | L | Annual | Qualifying Generation | TWh | 0 | 0 | 0 | 0 | 0 | 0 | 0 | 0
IL Fac. Spec. - NOX Rate Summer v3.1, Unit 3790 and retrofits | 356 | 7305 | Rate Constraint in lbs/MMBtu | FALSE | L | Annual | Rate | lb/MWh | 0 | 0 | 0 | 0 | 0 | 0 | 0 | 0
IL Fac. Spec. - NOX Rate Summer v3.1, Unit 3790 and retrofits | 356 | 7305 | Rate Constraint in lbs/MMBtu | FALSE | L | Annual | Constraint Shadow Price | US2019$/Ton | 0 | 0 | 0 | 0 | 0 | 0 | 0 | 0
IL Fac. Spec. - NOX Rate Summer v3.1, Unit 3791 and retrofits | 357 | 7305 | Rate Constraint in lbs/MMBtu | FALSE | L | Annual | Seasons Included | Seasons | Summer | Summer | Summer | Summer | Summer | Summer | Summer | Summer
IL Fac. Spec. - NOX Rate Summer v3.1, Unit 3791 and retrofits | 357 | 7305 | Rate Constraint in lbs/MMBtu | FALSE | L | Annual | Standard NOX | lb/MMBtu | 0.25 | 0.25 | 0.25 | 0.25 | 0.25 | 0.25 | 0.25 | 0.25
IL Fac. Spec. - NOX Rate Summer v3.1, Unit 3791 and retrofits | 357 | 7305 | Rate Constraint in lbs/MMBtu | FALSE | L | Annual | Emissions at Affected Plants NOX | Thousand Tons | 0 | 0 | 0 | 0 | 0 | 0 | 0 | 0
IL Fac. Spec. - NOX Rate Summer v3.1, Unit 3791 and retrofits | 357 | 7305 | Rate Constraint in lbs/MMBtu | FALSE | L | Annual | Allowances Purchased NOX | Thousand Tons | 0 | 0 | 0 | 0 | 0 | 0 | 0 | 0
IL Fac. Spec. - NOX Rate Summer v3.1, Unit 3791 and retrofits | 357 | 7305 | Rate Constraint in lbs/MMBtu | FALSE | L | Annual | Allowances Sold NOX | Thousand Tons | 0 | 0 | 0 | 0 | 0 | 0 | 0 | 0
IL Fac. Spec. - NOX Rate Summer v3.1, Unit 3791 and retrofits | 357 | 7305 | Rate Constraint in lbs/MMBtu | FALSE | L | Annual | Allowances Banked | Thousand Tons | 0 | 0 | 0 | 0 | 0 | 0 | 0 | 0
IL Fac. Spec. - NOX Rate Summer v3.1, Unit 3791 and retrofits | 357 | 7305 | Rate Constraint in lbs/MMBtu | FALSE | L | Annual | Allowances Withdrawn (1:1) | Thousand Tons | 0 | 0 | 0 | 0 | 0 | 0 | 0 | 0
IL Fac. Spec. - NOX Rate Summer v3.1, Unit 3791 and retrofits | 357 | 7305 | Rate Constraint in lbs/MMBtu | FALSE | L | Annual | Allowances Withdrawn (n:1) | Thousand Tons | 0 | 0 | 0 | 0 | 0 | 0 | 0 | 0
IL Fac. Spec. - NOX Rate Summer v3.1, Unit 3791 and retrofits | 357 | 7305 | Rate Constraint in lbs/MMBtu | FALSE | L | Annual | Net Emissions Allowance Position | Thousand Tons | 0 | 0 | 0 | 0 | 0 | 0 | 0 | 0
IL Fac. Spec. - NOX Rate Summer v3.1, Unit 3791 and retrofits | 357 | 7305 | Rate Constraint in lbs/MMBtu | FALSE | L | Annual | Fuel Consumed | TBtu | 0 | 0 | 0 | 0 | 0 | 0 | 0 | 0
IL Fac. Spec. - NOX Rate Summer v3.1, Unit 3791 and retrofits | 357 | 7305 | Rate Constraint in lbs/MMBtu | FALSE | L | Annual | Rate | lb/MMBtu | 0 | 0 | 0 | 0 | 0 | 0 | 0 | 0
IL Fac. Spec. - NOX Rate Summer v3.1, Unit 3791 and retrofits | 357 | 7305 | Rate Constraint in lbs/MMBtu | FALSE | L | Annual | Generation | TWh | 0 | 0 | 0 | 0 | 0 | 0 | 0 | 0
IL Fac. Spec. - NOX Rate Summer v3.1, Unit 3791 and retrofits | 357 | 7305 | Rate Constraint in lbs/MMBtu | FALSE | L | Annual | Qualifying Generation | TWh | 0 | 0 | 0 | 0 | 0 | 0 | 0 | 0
IL Fac. Spec. - NOX Rate Summer v3.1, Unit 3791 and retrofits | 357 | 7305 | Rate Constraint in lbs/MMBtu | FALSE | L | Annual | Rate | lb/MWh | 0 | 0 | 0 | 0 | 0 | 0 | 0 | 0
IL Fac. Spec. - NOX Rate Summer v3.1, Unit 3791 and retrofits | 357 | 7305 | Rate Constraint in lbs/MMBtu | FALSE | L | Annual | Constraint Shadow Price | US2019$/Ton | 0 | 0 | 0 | 0 | 0 | 0 | 0 | 0
IL Fac. Spec. - NOX Rate Summer v3.1, Unit 3792 and retrofits | 358 | 7305 | Rate Constraint in lbs/MMBtu | FALSE | L | Annual | Seasons Included | Seasons | Summer | Summer | Summer | Summer | Summer | Summer | Summer | Summer
IL Fac. Spec. - NOX Rate Summer v3.1, Unit 3792 and retrofits | 358 | 7305 | Rate Constraint in lbs/MMBtu | FALSE | L | Annual | Standard NOX | lb/MMBtu | 0.25 | 0.25 | 0.25 | 0.25 | 0.25 | 0.25 | 0.25 | 0.25
IL Fac. Spec. - NOX Rate Summer v3.1, Unit 3792 and retrofits | 358 | 7305 | Rate Constraint in lbs/MMBtu | FALSE | L | Annual | Emissions at Affected Plants NOX | Thousand Tons | 0 | 0 | 0 | 0 | 0 | 0 | 0 | 0
IL Fac. Spec. - NOX Rate Summer v3.1, Unit 3792 and retrofits | 358 | 7305 | Rate Constraint in lbs/MMBtu | FALSE | L | Annual | Allowances Purchased NOX | Thousand Tons | 0 | 0 | 0 | 0 | 0 | 0 | 0 | 0
IL Fac. Spec. - NOX Rate Summer v3.1, Unit 3792 and retrofits | 358 | 7305 | Rate Constraint in lbs/MMBtu | FALSE | L | Annual | Allowances Sold NOX | Thousand Tons | 0 | 0 | 0 | 0 | 0 | 0 | 0 | 0
IL Fac. Spec. - NOX Rate Summer v3.1, Unit 3792 and retrofits | 358 | 7305 | Rate Constraint in lbs/MMBtu | FALSE | L | Annual | Allowances Banked | Thousand Tons | 0 | 0 | 0 | 0 | 0 | 0 | 0 | 0
IL Fac. Spec. - NOX Rate Summer v3.1, Unit 3792 and retrofits | 358 | 7305 | Rate Constraint in lbs/MMBtu | FALSE | L | Annual | Allowances Withdrawn (1:1) | Thousand Tons | 0 | 0 | 0 | 0 | 0 | 0 | 0 | 0
IL Fac. Spec. - NOX Rate Summer v3.1, Unit 3792 and retrofits | 358 | 7305 | Rate Constraint in lbs/MMBtu | FALSE | L | Annual | Allowances Withdrawn (n:1) | Thousand Tons | 0 | 0 | 0 | 0 | 0 | 0 | 0 | 0
IL Fac. Spec. - NOX Rate Summer v3.1, Unit 3792 and retrofits | 358 | 7305 | Rate Constraint in lbs/MMBtu | FALSE | L | Annual | Net Emissions Allowance Position | Thousand Tons | 0 | 0 | 0 | 0 | 0 | 0 | 0 | 0
IL Fac. Spec. - NOX Rate Summer v3.1, Unit 3792 and retrofits | 358 | 7305 | Rate Constraint in lbs/MMBtu | FALSE | L | Annual | Fuel Consumed | TBtu | 0 | 0 | 0 | 0 | 0 | 0 | 0 | 0
IL Fac. Spec. - NOX Rate Summer v3.1, Unit 3792 and retrofits | 358 | 7305 | Rate Constraint in lbs/MMBtu | FALSE | L | Annual | Rate | lb/MMBtu | 0 | 0 | 0 | 0 | 0 | 0 | 0 | 0
IL Fac. Spec. - NOX Rate Summer v3.1, Unit 3792 and retrofits | 358 | 7305 | Rate Constraint in lbs/MMBtu | FALSE | L | Annual | Generation | TWh | 0 | 0 | 0 | 0 | 0 | 0 | 0 | 0
IL Fac. Spec. - NOX Rate Summer v3.1, Unit 3792 and retrofits | 358 | 7305 | Rate Constraint in lbs/MMBtu | FALSE | L | Annual | Qualifying Generation | TWh | 0 | 0 | 0 | 0 | 0 | 0 | 0 | 0
IL Fac. Spec. - NOX Rate Summer v3.1, Unit 3792 and retrofits | 358 | 7305 | Rate Constraint in lbs/MMBtu | FALSE | L | Annual | Rate | lb/MWh | 0 | 0 | 0 | 0 | 0 | 0 | 0 | 0
IL Fac. Spec. - NOX Rate Summer v3.1, Unit 3792 and retrofits | 358 | 7305 | Rate Constraint in lbs/MMBtu | FALSE | L | Annual | Constraint Shadow Price | US2019$/Ton | 0 | 0 | 0 | 0 | 0 | 0 | 0 | 0
IL Facility Average - NOX Rate Summer v3.1 | 359 | 7306 | Rate Constraint in lbs/MMBtu | FALSE | L | Annual | Seasons Included | Seasons | Summer | Summer | Summer | Summer | Summer | Summer | Summer | Summer
IL Facility Average - NOX Rate Summer v3.1 | 359 | 7306 | Rate Constraint in lbs/MMBtu | FALSE | L | Annual | Standard NOX | lb/MMBtu | 0.25 | 0.25 | 0.25 | 0.25 | 0.25 | 0.25 | 0.25 | 0.25
IL Facility Average - NOX Rate Summer v3.1 | 359 | 7306 | Rate Constraint in lbs/MMBtu | FALSE | L | Annual | Emissions at Affected Plants NOX | Thousand Tons | 5.3354 | 3.4879 | 2.6163 | 2.4314 | 1.777 | 1.7109 | 0.12796 | 0.026748
IL Facility Average - NOX Rate Summer v3.1 | 359 | 7306 | Rate Constraint in lbs/MMBtu | FALSE | L | Annual | Allowances Purchased NOX | Thousand Tons | 0 | 0 | 0 | 0 | 0 | 0 | 0 | 0
IL Facility Average - NOX Rate Summer v3.1 | 359 | 7306 | Rate Constraint in lbs/MMBtu | FALSE | L | Annual | Allowances Sold NOX | Thousand Tons | 0 | 0 | 0 | 0 | 0 | 0 | 0 | 0
IL Facility Average - NOX Rate Summer v3.1 | 359 | 7306 | Rate Constraint in lbs/MMBtu | FALSE | L | Annual | Allowances Banked | Thousand Tons | 0 | 0 | 0 | 0 | 0 | 0 | 0 | 0
IL Facility Average - NOX Rate Summer v3.1 | 359 | 7306 | Rate Constraint in lbs/MMBtu | FALSE | L | Annual | Allowances Withdrawn (1:1) | Thousand Tons | 0 | 0 | 0 | 0 | 0 | 0 | 0 | 0
IL Facility Average - NOX Rate Summer v3.1 | 359 | 7306 | Rate Constraint in lbs/MMBtu | FALSE | L | Annual | Allowances Withdrawn (n:1) | Thousand Tons | 0 | 0 | 0 | 0 | 0 | 0 | 0 | 0
IL Facility Average - NOX Rate Summer v3.1 | 359 | 7306 | Rate Constraint in lbs/MMBtu | FALSE | L | Annual | Net Emissions Allowance Position | Thousand Tons | 5.3354 | 3.4879 | 2.6163 | 2.4314 | 1.777 | 1.7109 | 0.12796 | 0.026748
IL Facility Average - NOX Rate Summer v3.1 | 359 | 7306 | Rate Constraint in lbs/MMBtu | FALSE | L | Annual | Fuel Consumed | TBtu | 155.6903 | 116.5444 | 128.7943 | 124.0761 | 78.9358 | 74.1736 | 3.7881 | 0.73735
IL Facility Average - NOX Rate Summer v3.1 | 359 | 7306 | Rate Constraint in lbs/MMBtu | FALSE | L | Annual | Rate | lb/MMBtu | 0.068539 | 0.059856 | 0.040628 | 0.039191 | 0.045024 | 0.046132 | 0.067558 | 0.072553
IL Facility Average - NOX Rate Summer v3.1 | 359 | 7306 | Rate Constraint in lbs/MMBtu | FALSE | L | Annual | Generation | TWh | 16.0095 | 12.9163 | 15.2659 | 14.852 | 9.3462 | 8.7947 | 0.35901 | 0.092573
IL Facility Average - NOX Rate Summer v3.1 | 359 | 7306 | Rate Constraint in lbs/MMBtu | FALSE | L | Annual | Qualifying Generation | TWh | 15.854 | 12.7099 | 14.9949 | 14.5809 | 9.0752 | 8.5237 | 0.34503 | 0.078602
IL Facility Average - NOX Rate Summer v3.1 | 359 | 7306 | Rate Constraint in lbs/MMBtu | FALSE | L | Annual | Rate | lb/MWh | 0.67307 | 0.54885 | 0.34896 | 0.3335 | 0.39162 | 0.40144 | 0.74171 | 0.6806
IL Facility Average - NOX Rate Summer v3.1 | 359 | 7306 | Rate Constraint in lbs/MMBtu | FALSE | L | Annual | Constraint Shadow Price | US2019$/Ton | 0 | 0 | 0 | 0 | 0 | 0 | 0 | 0
IL MPS- Ameren MER Rate Annual v5.12 | 360 | 7318 | MACT Fuel Choice Floor in lbs/MMBtu | FALSE | L | Annual | Seasons Included | Seasons | Winter, WintShld, Summer | Winter, WintShld, Summer | Winter, WintShld, Summer | Winter, WintShld, Summer | Winter, WintShld, Summer | Winter, WintShld, Summer | Winter, WintShld, Summer | Winter, WintShld, Summer
IL MPS- Ameren MER Rate Annual v5.12 | 360 | 7318 | MACT Fuel Choice Floor in lbs/MMBtu | FALSE | L | Annual | Emission Floor | lbs/MMBtu | 7.349e-07 | 7.349e-07 | 7.349e-07 | 7.349e-07 | 7.349e-07 | 7.349e-07 | 7.349e-07 | 7.349e-07
IL MPS- Ameren MER Rate Annual v5.12 | 360 | 7318 | MACT Fuel Choice Floor in lbs/MMBtu | FALSE | L | Annual | Emissions at Affected Plants MER | lbs | 27.0621 | 23.8752 | 0 | 0 | 0 | 0 | 0 | 0
IL MPS- Ameren MER Rate Annual v5.12 | 360 | 7318 | MACT Fuel Choice Floor in lbs/MMBtu | FALSE | L | Annual | Allowances Purchased MER | lbs | 0 | 0 | 0 | 0 | 0 | 0 | 0 | 0
IL MPS- Ameren MER Rate Annual v5.12 | 360 | 7318 | MACT Fuel Choice Floor in lbs/MMBtu | FALSE | L | Annual | Allowances Sold MER | lbs | 0 | 0 | 0 | 0 | 0 | 0 | 0 | 0
IL MPS- Ameren MER Rate Annual v5.12 | 360 | 7318 | MACT Fuel Choice Floor in lbs/MMBtu | FALSE | L | Annual | Allowances Banked | lbs | 0 | 0 | 0 | 0 | 0 | 0 | 0 | 0
IL MPS- Ameren MER Rate Annual v5.12 | 360 | 7318 | MACT Fuel Choice Floor in lbs/MMBtu | FALSE | L | Annual | Allowances Withdrawn (1:1) | lbs | 0 | 0 | 0 | 0 | 0 | 0 | 0 | 0
IL MPS- Ameren MER Rate Annual v5.12 | 360 | 7318 | MACT Fuel Choice Floor in lbs/MMBtu | FALSE | L | Annual | Allowances Withdrawn (n:1) | lbs | 0 | 0 | 0 | 0 | 0 | 0 | 0 | 0
IL MPS- Ameren MER Rate Annual v5.12 | 360 | 7318 | MACT Fuel Choice Floor in lbs/MMBtu | FALSE | L | Annual | Net Emissions Allowance Position | lbs | 27.0621 | 23.8752 | 0 | 0 | 0 | 0 | 0 | 0
IL MPS- Ameren MER Rate Annual v5.12 | 360 | 7318 | MACT Fuel Choice Floor in lbs/MMBtu | FALSE | L | Annual | Fuel Consumed | TBtu | 43.2734 | 42.5488 | 0 | 0 | 0 | 0 | 0 | 0
IL MPS- Ameren MER Rate Annual v5.12 | 360 | 7318 | MACT Fuel Choice Floor in lbs/MMBtu | FALSE | L | Annual | Rate | lb/MMBtu | 6.2537e-07 | 5.6112e-07 | 0 | 0 | 0 | 0 | 0 | 0
IL MPS- Ameren MER Rate Annual v5.12 | 360 | 7318 | MACT Fuel Choice Floor in lbs/MMBtu | FALSE | L | Annual | Generation | TWh | 4.1244 | 4.0554 | 0 | 0 | 0 | 0 | 0 | 0
IL MPS- Ameren MER Rate Annual v5.12 | 360 | 7318 | MACT Fuel Choice Floor in lbs/MMBtu | FALSE | L | Annual | Qualifying Generation | TWh | 4.1244 | 4.0554 | 0 | 0 | 0 | 0 | 0 | 0
IL MPS- Ameren MER Rate Annual v5.12 | 360 | 7318 | MACT Fuel Choice Floor in lbs/MMBtu | FALSE | L | Annual | Constraint Shadow Price | US2019$/Lb | 0 | 0 | 0 | 0 | 0 | 0 | 0 | 0
IL MPS- Dynegy MER Rate Annual v5.12 | 364 | 7316 | MACT Fuel Choice Floor in lbs/MMBtu | FALSE | L | Annual | Seasons Included | Seasons | Winter, WintShld, Summer | Winter, WintShld, Summer | Winter, WintShld, Summer | Winter, WintShld, Summer | Winter, WintShld, Summer | Winter, WintShld, Summer | Winter, WintShld, Summer | Winter, WintShld, Summer
IL MPS- Dynegy MER Rate Annual v5.12 | 364 | 7316 | MACT Fuel Choice Floor in lbs/MMBtu | FALSE | L | Annual | Emission Floor | lbs/MMBtu | 7.8e-07 | 7.8e-07 | 7.8e-07 | 7.8e-07 | 7.8e-07 | 7.8e-07 | 7.8e-07 | 7.8e-07
IL MPS- Dynegy MER Rate Annual v5.12 | 364 | 7316 | MACT Fuel Choice Floor in lbs/MMBtu | FALSE | L | Annual | Emissions at Affected Plants MER | lbs | 46.1309 | 0.15845 | 0.14405 | 0.15845 | 0.15845 | 0.15845 | 0.15845 | 0.13813
IL MPS- Dynegy MER Rate Annual v5.12 | 364 | 7316 | MACT Fuel Choice Floor in lbs/MMBtu | FALSE | L | Annual | Allowances Purchased MER | lbs | 0 | 0 | 0 | 0 | 0 | 0 | 0 | 0
IL MPS- Dynegy MER Rate Annual v5.12 | 364 | 7316 | MACT Fuel Choice Floor in lbs/MMBtu | FALSE | L | Annual | Allowances Sold MER | lbs | 0 | 0 | 0 | 0 | 0 | 0 | 0 | 0
IL MPS- Dynegy MER Rate Annual v5.12 | 364 | 7316 | MACT Fuel Choice Floor in lbs/MMBtu | FALSE | L | Annual | Allowances Banked | lbs | 0 | 0 | 0 | 0 | 0 | 0 | 0 | 0
IL MPS- Dynegy MER Rate Annual v5.12 | 364 | 7316 | MACT Fuel Choice Floor in lbs/MMBtu | FALSE | L | Annual | Allowances Withdrawn (1:1) | lbs | 0 | 0 | 0 | 0 | 0 | 0 | 0 | 0
IL MPS- Dynegy MER Rate Annual v5.12 | 364 | 7316 | MACT Fuel Choice Floor in lbs/MMBtu | FALSE | L | Annual | Allowances Withdrawn (n:1) | lbs | 0 | 0 | 0 | 0 | 0 | 0 | 0 | 0
IL MPS- Dynegy MER Rate Annual v5.12 | 364 | 7316 | MACT Fuel Choice Floor in lbs/MMBtu | FALSE | L | Annual | Net Emissions Allowance Position | lbs | 46.1309 | 0.15845 | 0.14405 | 0.15845 | 0.15845 | 0.15845 | 0.15845 | 0.13813
IL MPS- Dynegy MER Rate Annual v5.12 | 364 | 7316 | MACT Fuel Choice Floor in lbs/MMBtu | FALSE | L | Annual | Fuel Consumed | TBtu | 82.2115 | 0.28237 | 0.25672 | 0.28237 | 0.28237 | 0.28237 | 0.28237 | 0.24616
IL MPS- Dynegy MER Rate Annual v5.12 | 364 | 7316 | MACT Fuel Choice Floor in lbs/MMBtu | FALSE | L | Annual | Rate | lb/MMBtu | 5.6112e-07 | 5.6112e-07 | 5.6112e-07 | 5.6112e-07 | 5.6112e-07 | 5.6112e-07 | 5.6112e-07 | 5.6112e-07
IL MPS- Dynegy MER Rate Annual v5.12 | 364 | 7316 | MACT Fuel Choice Floor in lbs/MMBtu | FALSE | L | Annual | Generation | TWh | 8.0201 | 0.027727 | 0.025208 | 0.027727 | 0.027727 | 0.027727 | 0.027727 | 0.024171
IL MPS- Dynegy MER Rate Annual v5.12 | 364 | 7316 | MACT Fuel Choice Floor in lbs/MMBtu | FALSE | L | Annual | Qualifying Generation | TWh | 8.0201 | 0.027727 | 0.025208 | 0.027727 | 0.027727 | 0.027727 | 0.027727 | 0.024171
IL MPS- Dynegy MER Rate Annual v5.12 | 364 | 7316 | MACT Fuel Choice Floor in lbs/MMBtu | FALSE | L | Annual | Constraint Shadow Price | US2019$/Lb | 0 | 0 | 0 | 0 | 0 | 0 | 0 | 0
IL MPS- NOX Cap Annual v6.20 | 368 | 7650 | Rate Constraint in MTons | FALSE | L | Annual | Seasons Included | Seasons | Winter, WintShld, Summer | Winter, WintShld, Summer | Winter, WintShld, Summer | Winter, WintShld, Summer | Winter, WintShld, Summer | Winter, WintShld, Summer | Winter, WintShld, Summer | Winter, WintShld, Summer
IL MPS- NOX Cap Annual v6.20 | 368 | 7650 | Rate Constraint in MTons | FALSE | L | Annual | Standard NOX | Thousand Tons | 13.37 | 13.37 | 13.37 | 13.37 | 13.37 | 13.37 | 13.37 | 13.37
IL MPS- NOX Cap Annual v6.20 | 368 | 7650 | Rate Constraint in MTons | FALSE | L | Annual | Emissions at Affected Plants NOX | Thousand Tons | 5.9969 | 2.5044 | 0.010848 | 0.011874 | 0.011874 | 0.011874 | 0.011874 | 0.010292
IL MPS- NOX Cap Annual v6.20 | 368 | 7650 | Rate Constraint in MTons | FALSE | L | Annual | Allowances Purchased NOX | Thousand Tons | 0 | 0 | 0 | 0 | 0 | 0 | 0 | 0
IL MPS- NOX Cap Annual v6.20 | 368 | 7650 | Rate Constraint in MTons | FALSE | L | Annual | Allowances Sold NOX | Thousand Tons | 0 | 0 | 0 | 0 | 0 | 0 | 0 | 0
IL MPS- NOX Cap Annual v6.20 | 368 | 7650 | Rate Constraint in MTons | FALSE | L | Annual | Allowances Banked | Thousand Tons | 0 | 0 | 0 | 0 | 0 | 0 | 0 | 0
IL MPS- NOX Cap Annual v6.20 | 368 | 7650 | Rate Constraint in MTons | FALSE | L | Annual | Allowances Withdrawn (1:1) | Thousand Tons | 0 | 0 | 0 | 0 | 0 | 0 | 0 | 0
IL MPS- NOX Cap Annual v6.20 | 368 | 7650 | Rate Constraint in MTons | FALSE | L | Annual | Allowances Withdrawn (n:1) | Thousand Tons | 0 | 0 | 0 | 0 | 0 | 0 | 0 | 0
IL MPS- NOX Cap Annual v6.20 | 368 | 7650 | Rate Constraint in MTons | FALSE | L | Annual | Net Emissions Allowance Position | Thousand Tons | 5.9969 | 2.5044 | 0.010848 | 0.011874 | 0.011874 | 0.011874 | 0.011874 | 0.010292
IL MPS- NOX Cap Annual v6.20 | 368 | 7650 | Rate Constraint in MTons | FALSE | L | Annual | Fuel Consumed | TBtu | 125.4849 | 42.8312 | 0.25672 | 0.28237 | 0.28237 | 0.28237 | 0.28237 | 0.24616
IL MPS- NOX Cap Annual v6.20 | 368 | 7650 | Rate Constraint in MTons | FALSE | L | Annual | Rate | lb/MMBtu | 0.095579 | 0.11694 | 0.084513 | 0.084103 | 0.084103 | 0.084103 | 0.084103 | 0.083622
IL MPS- NOX Cap Annual v6.20 | 368 | 7650 | Rate Constraint in MTons | FALSE | L | Annual | Generation | TWh | 12.1445 | 4.0831 | 0.025208 | 0.027727 | 0.027727 | 0.027727 | 0.027727 | 0.024171
IL MPS- NOX Cap Annual v6.20 | 368 | 7650 | Rate Constraint in MTons | FALSE | L | Annual | Qualifying Generation | TWh | 12.1445 | 4.0831 | 0.025208 | 0.027727 | 0.027727 | 0.027727 | 0.027727 | 0.024171
IL MPS- NOX Cap Annual v6.20 | 368 | 7650 | Rate Constraint in MTons | FALSE | L | Annual | Rate | lb/MWh | 0.98759 | 1.2267 | 0.86068 | 0.8565 | 0.8565 | 0.8565 | 0.8565 | 0.85161
IL MPS- NOX Cap Annual v6.20 | 368 | 7650 | Rate Constraint in MTons | FALSE | L | Annual | Constraint Shadow Price | US2019$/Ton | 0 | 0 | 0 | 0 | 0 | 0 | 0 | 0
IL MPS- NOX Cap OzoneSeason v6.20 | 369 | 7651 | Rate Constraint in MTons | FALSE | L | Annual | Seasons Included | Seasons | Summer | Summer | Summer | Summer | Summer | Summer | Summer | Summer
IL MPS- NOX Cap OzoneSeason v6.20 | 369 | 7651 | Rate Constraint in MTons | FALSE | L | Annual | Standard NOX | Thousand Tons | 6.675 | 6.675 | 6.675 | 6.675 | 6.675 | 6.675 | 6.675 | 6.675
IL MPS- NOX Cap OzoneSeason v6.20 | 369 | 7651 | Rate Constraint in MTons | FALSE | L | Annual | Emissions at Affected Plants NOX | Thousand Tons | 2.5815 | 1.1287 | 0.0039807 | 0.005007 | 0.005007 | 0.005007 | 0.005007 | 0.005007
IL MPS- NOX Cap OzoneSeason v6.20 | 369 | 7651 | Rate Constraint in MTons | FALSE | L | Annual | Allowances Purchased NOX | Thousand Tons | 0 | 0 | 0 | 0 | 0 | 0 | 0 | 0
IL MPS- NOX Cap OzoneSeason v6.20 | 369 | 7651 | Rate Constraint in MTons | FALSE | L | Annual | Allowances Sold NOX | Thousand Tons | 0 | 0 | 0 | 0 | 0 | 0 | 0 | 0
IL MPS- NOX Cap OzoneSeason v6.20 | 369 | 7651 | Rate Constraint in MTons | FALSE | L | Annual | Allowances Banked | Thousand Tons | 0 | 0 | 0 | 0 | 0 | 0 | 0 | 0
IL MPS- NOX Cap OzoneSeason v6.20 | 369 | 7651 | Rate Constraint in MTons | FALSE | L | Annual | Allowances Withdrawn (1:1) | Thousand Tons | 0 | 0 | 0 | 0 | 0 | 0 | 0 | 0
IL MPS- NOX Cap OzoneSeason v6.20 | 369 | 7651 | Rate Constraint in MTons | FALSE | L | Annual | Allowances Withdrawn (n:1) | Thousand Tons | 0 | 0 | 0 | 0 | 0 | 0 | 0 | 0
IL MPS- NOX Cap OzoneSeason v6.20 | 369 | 7651 | Rate Constraint in MTons | FALSE | L | Annual | Net Emissions Allowance Position | Thousand Tons | 2.5815 | 1.1287 | 0.0039807 | 0.005007 | 0.005007 | 0.005007 | 0.005007 | 0.005007
IL MPS- NOX Cap OzoneSeason v6.20 | 369 | 7651 | Rate Constraint in MTons | FALSE | L | Annual | Fuel Consumed | TBtu | 55.6269 | 19.3081 | 0.099518 | 0.12517 | 0.12517 | 0.12517 | 0.12517 | 0.12517
IL MPS- NOX Cap OzoneSeason v6.20 | 369 | 7651 | Rate Constraint in MTons | FALSE | L | Annual | Rate | lb/MMBtu | 0.092815 | 0.11692 | 0.08 | 0.08 | 0.08 | 0.08 | 0.08 | 0.08
IL MPS- NOX Cap OzoneSeason v6.20 | 369 | 7651 | Rate Constraint in MTons | FALSE | L | Annual | Generation | TWh | 5.3836 | 1.8406 | 0.009772 | 0.012291 | 0.012291 | 0.012291 | 0.012291 | 0.012291
IL MPS- NOX Cap OzoneSeason v6.20 | 369 | 7651 | Rate Constraint in MTons | FALSE | L | Annual | Qualifying Generation | TWh | 5.3836 | 1.8406 | 0.009772 | 0.012291 | 0.012291 | 0.012291 | 0.012291 | 0.012291
IL MPS- NOX Cap OzoneSeason v6.20 | 369 | 7651 | Rate Constraint in MTons | FALSE | L | Annual | Rate | lb/MWh | 0.95902 | 1.2265 | 0.81472 | 0.81472 | 0.81472 | 0.81472 | 0.81472 | 0.81472
IL MPS- NOX Cap OzoneSeason v6.20 | 369 | 7651 | Rate Constraint in MTons | FALSE | L | Annual | Constraint Shadow Price | US2019$/Ton | 0 | 0 | 0 | 0 | 0 | 0 | 0 | 0
IL MPS- SO2 Cap Annual v6.20 | 370 | 7652 | Rate Constraint in MTons | FALSE | L | Annual | Seasons Included | Seasons | Winter, WintShld, Summer | Winter, WintShld, Summer | Winter, WintShld, Summer | Winter, WintShld, Summer | Winter, WintShld, Summer | Winter, WintShld, Summer | Winter, WintShld, Summer | Winter, WintShld, Summer
IL MPS- SO2 Cap Annual v6.20 | 370 | 7652 | Rate Constraint in MTons | FALSE | L | Annual | Standard SO2 | Thousand Tons | 34.34 | 34.34 | 34.34 | 34.34 | 34.34 | 34.34 | 34.34 | 34.34
IL MPS- SO2 Cap Annual v6.20 | 370 | 7652 | Rate Constraint in MTons | FALSE | L | Annual | Emissions at Affected Plants SO2 | Thousand Tons | 14.1284 | 6.1597 | 0.0093562 | 0.010291 | 0.010291 | 0.010291 | 0.010291 | 0.0089714
IL MPS- SO2 Cap Annual v6.20 | 370 | 7652 | Rate Constraint in MTons | FALSE | L | Annual | Allowances Purchased SO2 | Thousand Tons | 0 | 0 | 0 | 0 | 0 | 0 | 0 | 0
IL MPS- SO2 Cap Annual v6.20 | 370 | 7652 | Rate Constraint in MTons | FALSE | L | Annual | Allowances Sold SO2 | Thousand Tons | 0 | 0 | 0 | 0 | 0 | 0 | 0 | 0
IL MPS- SO2 Cap Annual v6.20 | 370 | 7652 | Rate Constraint in MTons | FALSE | L | Annual | Allowances Banked | Thousand Tons | 0 | 0 | 0 | 0 | 0 | 0 | 0 | 0
IL MPS- SO2 Cap Annual v6.20 | 370 | 7652 | Rate Constraint in MTons | FALSE | L | Annual | Allowances Withdrawn (1:1) | Thousand Tons | 0 | 0 | 0 | 0 | 0 | 0 | 0 | 0
IL MPS- SO2 Cap Annual v6.20 | 370 | 7652 | Rate Constraint in MTons | FALSE | L | Annual | Allowances Withdrawn (n:1) | Thousand Tons | 0 | 0 | 0 | 0 | 0 | 0 | 0 | 0
IL MPS- SO2 Cap Annual v6.20 | 370 | 7652 | Rate Constraint in MTons | FALSE | L | Annual | Net Emissions Allowance Position | Thousand Tons | 14.1284 | 6.1597 | 0.0093562 | 0.010291 | 0.010291 | 0.010291 | 0.010291 | 0.0089714
IL MPS- SO2 Cap Annual v6.20 | 370 | 7652 | Rate Constraint in MTons | FALSE | L | Annual | Fuel Consumed | TBtu | 125.4849 | 42.8312 | 0.25672 | 0.28237 | 0.28237 | 0.28237 | 0.28237 | 0.24616
IL MPS- SO2 Cap Annual v6.20 | 370 | 7652 | Rate Constraint in MTons | FALSE | L | Annual | Rate | lb/MMBtu | 0.22518 | 0.28763 | 0.072891 | 0.072891 | 0.072891 | 0.072891 | 0.072891 | 0.072891
IL MPS- SO2 Cap Annual v6.20 | 370 | 7652 | Rate Constraint in MTons | FALSE | L | Annual | Generation | TWh | 12.1445 | 4.0831 | 0.025208 | 0.027727 | 0.027727 | 0.027727 | 0.027727 | 0.024171
IL MPS- SO2 Cap Annual v6.20 | 370 | 7652 | Rate Constraint in MTons | FALSE | L | Annual | Qualifying Generation | TWh | 12.1445 | 4.0831 | 0.025208 | 0.027727 | 0.027727 | 0.027727 | 0.027727 | 0.024171
IL MPS- SO2 Cap Annual v6.20 | 370 | 7652 | Rate Constraint in MTons | FALSE | L | Annual | Rate | lb/MWh | 2.3267 | 3.0172 | 0.74232 | 0.74232 | 0.74232 | 0.74232 | 0.74232 | 0.74232
IL MPS- SO2 Cap Annual v6.20 | 370 | 7652 | Rate Constraint in MTons | FALSE | L | Annual | Constraint Shadow Price | US2019$/Ton | 0 | 0 | 0 | 0 | 0 | 0 | 0 | 0
Kansas Nearman Unit 1NOx Rate Annual v4.10 | 371 | 7320 | Rate Constraint in lbs/MMBtu | FALSE | L | Annual | Seasons Included | Seasons | Winter, WintShld, Summer | Winter, WintShld, Summer | Winter, WintShld, Summer | Winter, WintShld, Summer | Winter, WintShld, Summer | Winter, WintShld, Summer | Winter, WintShld, Summer | Winter, WintShld, Summer
Kansas Nearman Unit 1NOx Rate Annual v4.10 | 371 | 7320 | Rate Constraint in lbs/MMBtu | FALSE | L | Annual | Standard NOX | lb/MMBtu | 0.26 | 0.26 | 0.26 | 0.26 | 0.26 | 0.26 | 0.26 | 0.26
Kansas Nearman Unit 1NOx Rate Annual v4.10 | 371 | 7320 | Rate Constraint in lbs/MMBtu | FALSE | L | Annual | Emissions at Affected Plants NOX | Thousand Tons | 1.8228 | 1.2731 | 1.0449 | 1.144 | 1.2042 | 2.018 | 1.0955 | 1.0644
Kansas Nearman Unit 1NOx Rate Annual v4.10 | 371 | 7320 | Rate Constraint in lbs/MMBtu | FALSE | L | Annual | Allowances Purchased NOX | Thousand Tons | 0 | 0 | 0 | 0 | 0 | 0 | 0 | 0
Kansas Nearman Unit 1NOx Rate Annual v4.10 | 371 | 7320 | Rate Constraint in lbs/MMBtu | FALSE | L | Annual | Allowances Sold NOX | Thousand Tons | 0 | 0 | 0 | 0 | 0 | 0 | 0 | 0
Kansas Nearman Unit 1NOx Rate Annual v4.10 | 371 | 7320 | Rate Constraint in lbs/MMBtu | FALSE | L | Annual | Allowances Banked | Thousand Tons | 0 | 0 | 0 | 0 | 0 | 0 | 0 | 0
Kansas Nearman Unit 1NOx Rate Annual v4.10 | 371 | 7320 | Rate Constraint in lbs/MMBtu | FALSE | L | Annual | Allowances Withdrawn (1:1) | Thousand Tons | 0 | 0 | 0 | 0 | 0 | 0 | 0 | 0
Kansas Nearman Unit 1NOx Rate Annual v4.10 | 371 | 7320 | Rate Constraint in lbs/MMBtu | FALSE | L | Annual | Allowances Withdrawn (n:1) | Thousand Tons | 0 | 0 | 0 | 0 | 0 | 0 | 0 | 0
Kansas Nearman Unit 1NOx Rate Annual v4.10 | 371 | 7320 | Rate Constraint in lbs/MMBtu | FALSE | L | Annual | Net Emissions Allowance Position | Thousand Tons | 1.8228 | 1.2731 | 1.0449 | 1.144 | 1.2042 | 2.018 | 1.0955 | 1.0644
Kansas Nearman Unit 1NOx Rate Annual v4.10 | 371 | 7320 | Rate Constraint in lbs/MMBtu | FALSE | L | Annual | Fuel Consumed | TBtu | 16.7733 | 11.7143 | 9.615 | 10.5268 | 11.0811 | 18.569 | 10.0807 | 9.7946
Kansas Nearman Unit 1NOx Rate Annual v4.10 | 371 | 7320 | Rate Constraint in lbs/MMBtu | FALSE | L | Annual | Rate | lb/MMBtu | 0.21735 | 0.21735 | 0.21735 | 0.21735 | 0.21735 | 0.21735 | 0.21735 | 0.21735
Kansas Nearman Unit 1NOx Rate Annual v4.10 | 371 | 7320 | Rate Constraint in lbs/MMBtu | FALSE | L | Annual | Generation | TWh | 1.468 | 1.0252 | 0.8415 | 0.92131 | 0.96982 | 1.6252 | 0.88226 | 0.85722
Kansas Nearman Unit 1NOx Rate Annual v4.10 | 371 | 7320 | Rate Constraint in lbs/MMBtu | FALSE | L | Annual | Qualifying Generation | TWh | 1.468 | 1.0252 | 0.8415 | 0.92131 | 0.96982 | 1.6252 | 0.88226 | 0.85722
Kansas Nearman Unit 1NOx Rate Annual v4.10 | 371 | 7320 | Rate Constraint in lbs/MMBtu | FALSE | L | Annual | Rate | lb/MWh | 2.4834 | 2.4834 | 2.4834 | 2.4834 | 2.4834 | 2.4834 | 2.4834 | 2.4834
Kansas Nearman Unit 1NOx Rate Annual v4.10 | 371 | 7320 | Rate Constraint in lbs/MMBtu | FALSE | L | Annual | Constraint Shadow Price | US2019$/Ton | 0 | 0 | 0 | 0 | 0 | 0 | 0 | 0
Kansas Quindaro Unit 2 Nox Rate Annual v4.10 | 372 | 7319 | Rate Constraint in lbs/MMBtu | FALSE | L | Annual | Seasons Included | Seasons | Winter, WintShld, Summer | Winter, WintShld, Summer | Winter, WintShld, Summer | Winter, WintShld, Summer | Winter, WintShld, Summer | Winter, WintShld, Summer | Winter, WintShld, Summer | Winter, WintShld, Summer
Kansas Quindaro Unit 2 Nox Rate Annual v4.10 | 372 | 7319 | Rate Constraint in lbs/MMBtu | FALSE | L | Annual | Standard NOX | lb/MMBtu | 0.2 | 0.2 | 0.2 | 0.2 | 0.2 | 0.2 | 0.2 | 0.2
Kansas Quindaro Unit 2 Nox Rate Annual v4.10 | 372 | 7319 | Rate Constraint in lbs/MMBtu | FALSE | L | Annual | Emissions at Affected Plants NOX | Thousand Tons | 0.0022784 | 0.011582 | 0.011582 | 0.011582 | 0.011582 | 0 | 0 | 0
Kansas Quindaro Unit 2 Nox Rate Annual v4.10 | 372 | 7319 | Rate Constraint in lbs/MMBtu | FALSE | L | Annual | Allowances Purchased NOX | Thousand Tons | 0 | 0 | 0 | 0 | 0 | 0 | 0 | 0
Kansas Quindaro Unit 2 Nox Rate Annual v4.10 | 372 | 7319 | Rate Constraint in lbs/MMBtu | FALSE | L | Annual | Allowances Sold NOX | Thousand Tons | 0 | 0 | 0 | 0 | 0 | 0 | 0 | 0
Kansas Quindaro Unit 2 Nox Rate Annual v4.10 | 372 | 7319 | Rate Constraint in lbs/MMBtu | FALSE | L | Annual | Allowances Banked | Thousand Tons | 0 | 0 | 0 | 0 | 0 | 0 | 0 | 0
Kansas Quindaro Unit 2 Nox Rate Annual v4.10 | 372 | 7319 | Rate Constraint in lbs/MMBtu | FALSE | L | Annual | Allowances Withdrawn (1:1) | Thousand Tons | 0 | 0 | 0 | 0 | 0 | 0 | 0 | 0
Kansas Quindaro Unit 2 Nox Rate Annual v4.10 | 372 | 7319 | Rate Constraint in lbs/MMBtu | FALSE | L | Annual | Allowances Withdrawn (n:1) | Thousand Tons | 0 | 0 | 0 | 0 | 0 | 0 | 0 | 0
Kansas Quindaro Unit 2 Nox Rate Annual v4.10 | 372 | 7319 | Rate Constraint in lbs/MMBtu | FALSE | L | Annual | Net Emissions Allowance Position | Thousand Tons | 0.0022784 | 0.011582 | 0.011582 | 0.011582 | 0.011582 | 0 | 0 | 0
Kansas Quindaro Unit 2 Nox Rate Annual v4.10 | 372 | 7319 | Rate Constraint in lbs/MMBtu | FALSE | L | Annual | Fuel Consumed | TBtu | 0.031917 | 0.16224 | 0.16224 | 0.16224 | 0.16224 | 0 | 0 | 0
Kansas Quindaro Unit 2 Nox Rate Annual v4.10 | 372 | 7319 | Rate Constraint in lbs/MMBtu | FALSE | L | Annual | Rate | lb/MMBtu | 0.14277 | 0.14277 | 0.14277 | 0.14277 | 0.14277 | 0 | 0 | 0
Kansas Quindaro Unit 2 Nox Rate Annual v4.10 | 372 | 7319 | Rate Constraint in lbs/MMBtu | FALSE | L | Annual | Generation | TWh | 0.0026183 | 0.013309 | 0.013309 | 0.013309 | 0.013309 | 0 | 0 | 0
Kansas Quindaro Unit 2 Nox Rate Annual v4.10 | 372 | 7319 | Rate Constraint in lbs/MMBtu | FALSE | L | Annual | Qualifying Generation | TWh | 0.0026183 | 0.013309 | 0.013309 | 0.013309 | 0.013309 | 0 | 0 | 0
Kansas Quindaro Unit 2 Nox Rate Annual v4.10 | 372 | 7319 | Rate Constraint in lbs/MMBtu | FALSE | L | Annual | Rate | lb/MWh | 1.7404 | 1.7404 | 1.7404 | 1.7404 | 1.7404 | 0 | 0 | 0
Kansas Quindaro Unit 2 Nox Rate Annual v4.10 | 372 | 7319 | Rate Constraint in lbs/MMBtu | FALSE | L | Annual | Constraint Shadow Price | US2019$/Ton | 0 | 0 | 0 | 0 | 0 | 0 | 0 | 0
KS La Cygne NOX Rate Annual v5.14 | 373 | 7274 | Rate Constraint in lbs/MMBtu | FALSE | L | Annual | Seasons Included | Seasons | Winter, WintShld, Summer | Winter, WintShld, Summer | Winter, WintShld, Summer | Winter, WintShld, Summer | Winter, WintShld, Summer | Winter, WintShld, Summer | Winter, WintShld, Summer | Winter, WintShld, Summer
KS La Cygne NOX Rate Annual v5.14 | 373 | 7274 | Rate Constraint in lbs/MMBtu | FALSE | L | Annual | Standard NOX | lb/MMBtu | 0.13 | 0.13 | 0.13 | 0.13 | 0.13 | 0.13 | 0.13 | 0.13
KS La Cygne NOX Rate Annual v5.14 | 373 | 7274 | Rate Constraint in lbs/MMBtu | FALSE | L | Annual | Emissions at Affected Plants NOX | Thousand Tons | 4.6477 | 2.3527 | 1.9313 | 2.1947 | 2.1947 | 0 | 0 | 0
KS La Cygne NOX Rate Annual v5.14 | 373 | 7274 | Rate Constraint in lbs/MMBtu | FALSE | L | Annual | Allowances Purchased NOX | Thousand Tons | 0 | 0 | 0 | 0 | 0 | 0 | 0 | 0
KS La Cygne NOX Rate Annual v5.14 | 373 | 7274 | Rate Constraint in lbs/MMBtu | FALSE | L | Annual | Allowances Sold NOX | Thousand Tons | 0 | 0 | 0 | 0 | 0 | 0 | 0 | 0
KS La Cygne NOX Rate Annual v5.14 | 373 | 7274 | Rate Constraint in lbs/MMBtu | FALSE | L | Annual | Allowances Banked | Thousand Tons | 0 | 0 | 0 | 0 | 0 | 0 | 0 | 0
KS La Cygne NOX Rate Annual v5.14 | 373 | 7274 | Rate Constraint in lbs/MMBtu | FALSE | L | Annual | Allowances Withdrawn (1:1) | Thousand Tons | 0 | 0 | 0 | 0 | 0 | 0 | 0 | 0
KS La Cygne NOX Rate Annual v5.14 | 373 | 7274 | Rate Constraint in lbs/MMBtu | FALSE | L | Annual | Allowances Withdrawn (n:1) | Thousand Tons | 0 | 0 | 0 | 0 | 0 | 0 | 0 | 0
KS La Cygne NOX Rate Annual v5.14 | 373 | 7274 | Rate Constraint in lbs/MMBtu | FALSE | L | Annual | Net Emissions Allowance Position | Thousand Tons | 4.6477 | 2.3527 | 1.9313 | 2.1947 | 2.1947 | 0 | 0 | 0
KS La Cygne NOX Rate Annual v5.14 | 373 | 7274 | Rate Constraint in lbs/MMBtu | FALSE | L | Annual | Fuel Consumed | TBtu | 101.3482 | 48.9841 | 40.2105 | 45.6934 | 45.6934 | 0 | 0 | 0
KS La Cygne NOX Rate Annual v5.14 | 373 | 7274 | Rate Constraint in lbs/MMBtu | FALSE | L | Annual | Rate | lb/MMBtu | 0.091718 | 0.09606 | 0.09606 | 0.09606 | 0.09606 | 0 | 0 | 0
KS La Cygne NOX Rate Annual v5.14 | 373 | 7274 | Rate Constraint in lbs/MMBtu | FALSE | L | Annual | Generation | TWh | 9.6055 | 4.6839 | 3.845 | 4.3693 | 4.3693 | 0 | 0 | 0
KS La Cygne NOX Rate Annual v5.14 | 373 | 7274 | Rate Constraint in lbs/MMBtu | FALSE | L | Annual | Qualifying Generation | TWh | 9.6055 | 4.6839 | 3.845 | 4.3693 | 4.3693 | 0 | 0 | 0
KS La Cygne NOX Rate Annual v5.14 | 373 | 7274 | Rate Constraint in lbs/MMBtu | FALSE | L | Annual | Rate | lb/MWh | 0.96772 | 1.0046 | 1.0046 | 1.0046 | 1.0046 | 0 | 0 | 0
KS La Cygne NOX Rate Annual v5.14 | 373 | 7274 | Rate Constraint in lbs/MMBtu | FALSE | L | Annual | Constraint Shadow Price | US2019$/Ton | 0 | 0 | 0 | 0 | 0 | 0 | 0 | 0
KS La Cygne SO2 Rate Annual v5.14 | 374 | 7275 | Rate Constraint in lbs/MMBtu | FALSE | L | Annual | Seasons Included | Seasons | Winter, WintShld, Summer | Winter, WintShld, Summer | Winter, WintShld, Summer | Winter, WintShld, Summer | Winter, WintShld, Summer | Winter, WintShld, Summer | Winter, WintShld, Summer | Winter, WintShld, Summer
KS La Cygne SO2 Rate Annual v5.14 | 374 | 7275 | Rate Constraint in lbs/MMBtu | FALSE | L | Annual | Standard SO2 | lb/MMBtu | 0.1 | 0.1 | 0.1 | 0.1 | 0.1 | 0.1 | 0.1 | 0.1
KS La Cygne SO2 Rate Annual v5.14 | 374 | 7275 | Rate Constraint in lbs/MMBtu | FALSE | L | Annual | Emissions at Affected Plants SO2 | Thousand Tons | 1.0736 | 0.45872 | 0.37656 | 0.4279 | 0.4279 | 0 | 0 | 0
KS La Cygne SO2 Rate Annual v5.14 | 374 | 7275 | Rate Constraint in lbs/MMBtu | FALSE | L | Annual | Allowances Purchased SO2 | Thousand Tons | 0 | 0 | 0 | 0 | 0 | 0 | 0 | 0
KS La Cygne SO2 Rate Annual v5.14 | 374 | 7275 | Rate Constraint in lbs/MMBtu | FALSE | L | Annual | Allowances Sold SO2 | Thousand Tons | 0 | 0 | 0 | 0 | 0 | 0 | 0 | 0
KS La Cygne SO2 Rate Annual v5.14 | 374 | 7275 | Rate Constraint in lbs/MMBtu | FALSE | L | Annual | Allowances Banked | Thousand Tons | 0 | 0 | 0 | 0 | 0 | 0 | 0 | 0
KS La Cygne SO2 Rate Annual v5.14 | 374 | 7275 | Rate Constraint in lbs/MMBtu | FALSE | L | Annual | Allowances Withdrawn (1:1) | Thousand Tons | 0 | 0 | 0 | 0 | 0 | 0 | 0 | 0
KS La Cygne SO2 Rate Annual v5.14 | 374 | 7275 | Rate Constraint in lbs/MMBtu | FALSE | L | Annual | Allowances Withdrawn (n:1) | Thousand Tons | 0 | 0 | 0 | 0 | 0 | 0 | 0 | 0
KS La Cygne SO2 Rate Annual v5.14 | 374 | 7275 | Rate Constraint in lbs/MMBtu | FALSE | L | Annual | Net Emissions Allowance Position | Thousand Tons | 1.0736 | 0.45872 | 0.37656 | 0.4279 | 0.4279 | 0 | 0 | 0
KS La Cygne SO2 Rate Annual v5.14 | 374 | 7275 | Rate Constraint in lbs/MMBtu | FALSE | L | Annual | Fuel Consumed | TBtu | 101.3482 | 48.9841 | 40.2105 | 45.6934 | 45.6934 | 0 | 0 | 0
KS La Cygne SO2 Rate Annual v5.14 | 374 | 7275 | Rate Constraint in lbs/MMBtu | FALSE | L | Annual | Rate | lb/MMBtu | 0.021187 | 0.018729 | 0.018729 | 0.018729 | 0.018729 | 0 | 0 | 0
KS La Cygne SO2 Rate Annual v5.14 | 374 | 7275 | Rate Constraint in lbs/MMBtu | FALSE | L | Annual | Generation | TWh | 9.6055 | 4.6839 | 3.845 | 4.3693 | 4.3693 | 0 | 0 | 0
KS La Cygne SO2 Rate Annual v5.14 | 374 | 7275 | Rate Constraint in lbs/MMBtu | FALSE | L | Annual | Qualifying Generation | TWh | 9.6055 | 4.6839 | 3.845 | 4.3693 | 4.3693 | 0 | 0 | 0
KS La Cygne SO2 Rate Annual v5.14 | 374 | 7275 | Rate Constraint in lbs/MMBtu | FALSE | L | Annual | Rate | lb/MWh | 0.22354 | 0.19587 | 0.19587 | 0.19587 | 0.19587 | 0 | 0 | 0
KS La Cygne SO2 Rate Annual v5.14 | 374 | 7275 | Rate Constraint in lbs/MMBtu | FALSE | L | Annual | Constraint Shadow Price | US2019$/Ton | 0 | 0 | 0 | 0 | 0 | 0 | 0 | 0
KY Bluegrass - NOX Cap Annual v6.20 | 375 | 7695 | Rate Constraint in MTons | FALSE | L | Annual | Seasons Included | Seasons | Winter, WintShld, Summer | Winter, WintShld, Summer | Winter, WintShld, Summer | Winter, WintShld, Summer | Winter, WintShld, Summer | Winter, WintShld, Summer | Winter, WintShld, Summer | Winter, WintShld, Summer
KY Bluegrass - NOX Cap Annual v6.20 | 375 | 7695 | Rate Constraint in MTons | FALSE | L | Annual | Standard NOX | Thousand Tons | 0.095 | 0.095 | 0.095 | 0.095 | 0.095 | 0.095 | 0.095 | 0.095
KY Bluegrass - NOX Cap Annual v6.20 | 375 | 7695 | Rate Constraint in MTons | FALSE | L | Annual | Emissions at Affected Plants NOX | Thousand Tons | 0.0073944 | 0.027633 | 0.05977 | 0.031703 | 0.022717 | 0.012452 | 0.0011779 | 0
KY Bluegrass - NOX Cap Annual v6.20 | 375 | 7695 | Rate Constraint in MTons | FALSE | L | Annual | Allowances Purchased NOX | Thousand Tons | 0 | 0 | 0 | 0 | 0 | 0 | 0 | 0
KY Bluegrass - NOX Cap Annual v6.20 | 375 | 7695 | Rate Constraint in MTons | FALSE | L | Annual | Allowances Sold NOX | Thousand Tons | 0 | 0 | 0 | 0 | 0 | 0 | 0 | 0
KY Bluegrass - NOX Cap Annual v6.20 | 375 | 7695 | Rate Constraint in MTons | FALSE | L | Annual | Allowances Banked | Thousand Tons | 0 | 0 | 0 | 0 | 0 | 0 | 0 | 0
KY Bluegrass - NOX Cap Annual v6.20 | 375 | 7695 | Rate Constraint in MTons | FALSE | L | Annual | Allowances Withdrawn (1:1) | Thousand Tons | 0 | 0 | 0 | 0 | 0 | 0 | 0 | 0
KY Bluegrass - NOX Cap Annual v6.20 | 375 | 7695 | Rate Constraint in MTons | FALSE | L | Annual | Allowances Withdrawn (n:1) | Thousand Tons | 0 | 0 | 0 | 0 | 0 | 0 | 0 | 0
KY Bluegrass - NOX Cap Annual v6.20 | 375 | 7695 | Rate Constraint in MTons | FALSE | L | Annual | Net Emissions Allowance Position | Thousand Tons | 0.0073944 | 0.027633 | 0.05977 | 0.031703 | 0.022717 | 0.012452 | 0.0011779 | 0
KY Bluegrass - NOX Cap Annual v6.20 | 375 | 7695 | Rate Constraint in MTons | FALSE | L | Annual | Fuel Consumed | TBtu | 0.22116 | 0.82632 | 1.7854 | 0.94821 | 0.67943 | 0.37243 | 0.03523 | 0
KY Bluegrass - NOX Cap Annual v6.20 | 375 | 7695 | Rate Constraint in MTons | FALSE | L | Annual | Rate | lb/MMBtu | 0.06687 | 0.066881 | 0.066953 | 0.06687 | 0.06687 | 0.06687 | 0.06687 | 0
KY Bluegrass - NOX Cap Annual v6.20 | 375 | 7695 | Rate Constraint in MTons | FALSE | L | Annual | Generation | TWh | 0.019937 | 0.07449 | 0.16095 | 0.085478 | 0.061249 | 0.033573 | 0.0031759 | 0
KY Bluegrass - NOX Cap Annual v6.20 | 375 | 7695 | Rate Constraint in MTons | FALSE | L | Annual | Qualifying Generation | TWh | 0.019937 | 0.07449 | 0.16095 | 0.085478 | 0.061249 | 0.033573 | 0.0031759 | 0
KY Bluegrass - NOX Cap Annual v6.20 | 375 | 7695 | Rate Constraint in MTons | FALSE | L | Annual | Rate | lb/MWh | 0.74179 | 0.74192 | 0.74271 | 0.74179 | 0.74179 | 0.74179 | 0.74179 | 0
KY Bluegrass - NOX Cap Annual v6.20 | 375 | 7695 | Rate Constraint in MTons | FALSE | L | Annual | Constraint Shadow Price | US2019$/Ton | 0 | 0 | 0 | 0 | 0 | 0 | 0 | 0
KY Paddys Run - NOX Cap Annual v6.20 | 376 | 7693 | Rate Constraint in MTons | FALSE | L | Annual | Seasons Included | Seasons | Winter, WintShld, Summer | Winter, WintShld, Summer | Winter, WintShld, Summer | Winter, WintShld, Summer | Winter, WintShld, Summer | Winter, WintShld, Summer | Winter, WintShld, Summer | Winter, WintShld, Summer
KY Paddys Run - NOX Cap Annual v6.20 | 376 | 7693 | Rate Constraint in MTons | FALSE | L | Annual | Standard NOX | Thousand Tons | 0.1 | 0.1 | 0.1 | 0.1 | 0.1 | 0.1 | 0.1 | 0.1
KY Paddys Run - NOX Cap Annual v6.20 | 376 | 7693 | Rate Constraint in MTons | FALSE | L | Annual | Emissions at Affected Plants NOX | Thousand Tons | 0.034459 | 0.1 | 0.1 | 0.1 | 0.062278 | 0.046742 | 0.047364 | 0.012956
KY Paddys Run - NOX Cap Annual v6.20 | 376 | 7693 | Rate Constraint in MTons | FALSE | L | Annual | Allowances Purchased NOX | Thousand Tons | 0 | 0 | 0 | 0 | 0 | 0 | 0 | 0
KY Paddys Run - NOX Cap Annual v6.20 | 376 | 7693 | Rate Constraint in MTons | FALSE | L | Annual | Allowances Sold NOX | Thousand Tons | 0 | 0 | 0 | 0 | 0 | 0 | 0 | 0
KY Paddys Run - NOX Cap Annual v6.20 | 376 | 7693 | Rate Constraint in MTons | FALSE | L | Annual | Allowances Banked | Thousand Tons | 0 | 0 | 0 | 0 | 0 | 0 | 0 | 0
KY Paddys Run - NOX Cap Annual v6.20 | 376 | 7693 | Rate Constraint in MTons | FALSE | L | Annual | Allowances Withdrawn (1:1) | Thousand Tons | 0 | 0 | 0 | 0 | 0 | 0 | 0 | 0
KY Paddys Run - NOX Cap Annual v6.20 | 376 | 7693 | Rate Constraint in MTons | FALSE | L | Annual | Allowances Withdrawn (n:1) | Thousand Tons | 0 | 0 | 0 | 0 | 0 | 0 | 0 | 0
KY Paddys Run - NOX Cap Annual v6.20 | 376 | 7693 | Rate Constraint in MTons | FALSE | L | Annual | Net Emissions Allowance Position | Thousand Tons | 0.034459 | 0.1 | 0.1 | 0.1 | 0.062278 | 0.046742 | 0.047364 | 0.012956
KY Paddys Run - NOX Cap Annual v6.20 | 376 | 7693 | Rate Constraint in MTons | FALSE | L | Annual | Fuel Consumed | TBtu | 0.32204 | 1.3156 | 1.5481 | 1.7993 | 0.70633 | 0.51224 | 0.52799 | 0.14704
KY Paddys Run - NOX Cap Annual v6.20 | 376 | 7693 | Rate Constraint in MTons | FALSE | L | Annual | Rate | lb/MMBtu | 0.21401 | 0.15202 | 0.12919 | 0.11115 | 0.17634 | 0.1825 | 0.17941 | 0.17622
KY Paddys Run - NOX Cap Annual v6.20 | 376 | 7693 | Rate Constraint in MTons | FALSE | L | Annual | Generation | TWh | 0.028968 | 0.11834 | 0.13925 | 0.16186 | 0.063536 | 0.046077 | 0.047494 | 0.013227
KY Paddys Run - NOX Cap Annual v6.20 | 376 | 7693 | Rate Constraint in MTons | FALSE | L | Annual | Qualifying Generation | TWh | 0.028968 | 0.11834 | 0.13925 | 0.16186 | 0.063536 | 0.046077 | 0.047494 | 0.013227
KY Paddys Run - NOX Cap Annual v6.20 | 376 | 7693 | Rate Constraint in MTons | FALSE | L | Annual | Rate | lb/MWh | 2.3791 | 1.69 | 1.4362 | 1.2357 | 1.9604 | 2.0289 | 1.9945 | 1.959
KY Paddys Run - NOX Cap Annual v6.20 | 376 | 7693 | Rate Constraint in MTons | FALSE | L | Annual | Constraint Shadow Price | US2019$/Ton | 0 | 331.0308 | 687.5188 | 854.6384 | 0 | 0 | 0 | 0
LA Big Cajun 1 CT- NOx Summer v4.10 | 377 | 7519 | Rate Constraint in lbs/MMBtu | FALSE | L | Annual | Seasons Included | Seasons | Summer | Summer | Summer | Summer | Summer | Summer | Summer | Summer
LA Big Cajun 1 CT- NOx Summer v4.10 | 377 | 7519 | Rate Constraint in lbs/MMBtu | FALSE | L | Annual | Standard NOX | lb/MMBtu | 0.2 | 0.2 | 0.2 | 0.2 | 0.2 | 0.2 | 0.2 | 0.2
LA Big Cajun 1 CT- NOx Summer v4.10 | 377 | 7519 | Rate Constraint in lbs/MMBtu | FALSE | L | Annual | Emissions at Affected Plants NOX | Thousand Tons | 0.00017471 | 0.0031449 | 0.0055035 | 0 | 0.0025334 | 0 | 0 | 0
LA Big Cajun 1 CT- NOx Summer v4.10 | 377 | 7519 | Rate Constraint in lbs/MMBtu | FALSE | L | Annual | Allowances Purchased NOX | Thousand Tons | 0 | 0 | 0 | 0 | 0 | 0 | 0 | 0
LA Big Cajun 1 CT- NOx Summer v4.10 | 377 | 7519 | Rate Constraint in lbs/MMBtu | FALSE | L | Annual | Allowances Sold NOX | Thousand Tons | 0 | 0 | 0 | 0 | 0 | 0 | 0 | 0
LA Big Cajun 1 CT- NOx Summer v4.10 | 377 | 7519 | Rate Constraint in lbs/MMBtu | FALSE | L | Annual | Allowances Banked | Thousand Tons | 0 | 0 | 0 | 0 | 0 | 0 | 0 | 0
LA Big Cajun 1 CT- NOx Summer v4.10 | 377 | 7519 | Rate Constraint in lbs/MMBtu | FALSE | L | Annual | Allowances Withdrawn (1:1) | Thousand Tons | 0 | 0 | 0 | 0 | 0 | 0 | 0 | 0
LA Big Cajun 1 CT- NOx Summer v4.10 | 377 | 7519 | Rate Constraint in lbs/MMBtu | FALSE | L | Annual | Allowances Withdrawn (n:1) | Thousand Tons | 0 | 0 | 0 | 0 | 0 | 0 | 0 | 0
LA Big Cajun 1 CT- NOx Summer v4.10 | 377 | 7519 | Rate Constraint in lbs/MMBtu | FALSE | L | Annual | Net Emissions Allowance Position | Thousand Tons | 0.00017471 | 0.0031449 | 0.0055035 | 0 | 0.0025334 | 0 | 0 | 0
LA Big Cajun 1 CT- NOx Summer v4.10 | 377 | 7519 | Rate Constraint in lbs/MMBtu | FALSE | L | Annual | Fuel Consumed | TBtu | 0.0048108 | 0.086594 | 0.15154 | 0 | 0.069756 | 0 | 0 | 0
LA Big Cajun 1 CT- NOx Summer v4.10 | 377 | 7519 | Rate Constraint in lbs/MMBtu | FALSE | L | Annual | Rate | lb/MMBtu | 0.072635 | 0.072635 | 0.072635 | 0 | 0.072635 | 0 | 0 | 0
LA Big Cajun 1 CT- NOx Summer v4.10 | 377 | 7519 | Rate Constraint in lbs/MMBtu | FALSE | L | Annual | Generation | TWh | 0.00038034 | 0.0068462 | 0.011981 | 0 | 0.005515 | 0 | 0 | 0
LA Big Cajun 1 CT- NOx Summer v4.10 | 377 | 7519 | Rate Constraint in lbs/MMBtu | FALSE | L | Annual | Qualifying Generation | TWh | 0.00038034 | 0.0068462 | 0.011981 | 0 | 0.005515 | 0 | 0 | 0
LA Big Cajun 1 CT- NOx Summer v4.10 | 377 | 7519 | Rate Constraint in lbs/MMBtu | FALSE | L | Annual | Rate | lb/MWh | 0.91872 | 0.91872 | 0.91872 | 0 | 0.91872 | 0 | 0 | 0
LA Big Cajun 1 CT- NOx Summer v4.10 | 377 | 7519 | Rate Constraint in lbs/MMBtu | FALSE | L | Annual | Constraint Shadow Price | US2019$/Ton | 0 | 0 | 0 | 0 | 0 | 0 | 0 | 0
LA Big Cajun 1 OGS- NOx Summer v4.10 | 378 | 7520 | Rate Constraint in lbs/MMBtu | FALSE | L | Annual | Seasons Included | Seasons | Summer | Summer | Summer | Summer | Summer | Summer | Summer | Summer
LA Big Cajun 1 OGS- NOx Summer v4.10 | 378 | 7520 | Rate Constraint in lbs/MMBtu | FALSE | L | Annual | Standard NOX | lb/MMBtu | 0.1 | 0.1 | 0.1 | 0.1 | 0.1 | 0.1 | 0.1 | 0.1
LA Big Cajun 1 OGS- NOx Summer v4.10 | 378 | 7520 | Rate Constraint in lbs/MMBtu | FALSE | L | Annual | Emissions at Affected Plants NOX | Thousand Tons | 0 | 0 | 0 | 0 | 0 | 0 | 0 | 0
LA Big Cajun 1 OGS- NOx Summer v4.10 | 378 | 7520 | Rate Constraint in lbs/MMBtu | FALSE | L | Annual | Allowances Purchased NOX | Thousand Tons | 0 | 0 | 0 | 0 | 0 | 0 | 0 | 0
LA Big Cajun 1 OGS- NOx Summer v4.10 | 378 | 7520 | Rate Constraint in lbs/MMBtu | FALSE | L | Annual | Allowances Sold NOX | Thousand Tons | 0 | 0 | 0 | 0 | 0 | 0 | 0 | 0
LA Big Cajun 1 OGS- NOx Summer v4.10 | 378 | 7520 | Rate Constraint in lbs/MMBtu | FALSE | L | Annual | Allowances Banked | Thousand Tons | 0 | 0 | 0 | 0 | 0 | 0 | 0 | 0
LA Big Cajun 1 OGS- NOx Summer v4.10 | 378 | 7520 | Rate Constraint in lbs/MMBtu | FALSE | L | Annual | Allowances Withdrawn (1:1) | Thousand Tons | 0 | 0 | 0 | 0 | 0 | 0 | 0 | 0
LA Big Cajun 1 OGS- NOx Summer v4.10 | 378 | 7520 | Rate Constraint in lbs/MMBtu | FALSE | L | Annual | Allowances Withdrawn (n:1) | Thousand Tons | 0 | 0 | 0 | 0 | 0 | 0 | 0 | 0
LA Big Cajun 1 OGS- NOx Summer v4.10 | 378 | 7520 | Rate Constraint in lbs/MMBtu | FALSE | L | Annual | Net Emissions Allowance Position | Thousand Tons | 0 | 0 | 0 | 0 | 0 | 0 | 0 | 0
LA Big Cajun 1 OGS- NOx Summer v4.10 | 378 | 7520 | Rate Constraint in lbs/MMBtu | FALSE | L | Annual | Fuel Consumed | TBtu | 0 | 0 | 0 | 0 | 0 | 0 | 0 | 0
LA Big Cajun 1 OGS- NOx Summer v4.10 | 378 | 7520 | Rate Constraint in lbs/MMBtu | FALSE | L | Annual | Rate | lb/MMBtu | 0 | 0 | 0 | 0 | 0 | 0 | 0 | 0
LA Big Cajun 1 OGS- NOx Summer v4.10 | 378 | 7520 | Rate Constraint in lbs/MMBtu | FALSE | L | Annual | Generation | TWh | 0 | 0 | 0 | 0 | 0 | 0 | 0 | 0
LA Big Cajun 1 OGS- NOx Summer v4.10 | 378 | 7520 | Rate Constraint in lbs/MMBtu | FALSE | L | Annual | Qualifying Generation | TWh | 0 | 0 | 0 | 0 | 0 | 0 | 0 | 0
LA Big Cajun 1 OGS- NOx Summer v4.10 | 378 | 7520 | Rate Constraint in lbs/MMBtu | FALSE | L | Annual | Rate | lb/MWh | 0 | 0 | 0 | 0 | 0 | 0 | 0 | 0
LA Big Cajun 1 OGS- NOx Summer v4.10 | 378 | 7520 | Rate Constraint in lbs/MMBtu | FALSE | L | Annual | Constraint Shadow Price | US2019$/Ton | 0 | 0 | 0 | 0 | 0 | 0 | 0 | 0
LA Big Cajun 2- NOx Summer v4.10 | 379 | 7521 | Rate Constraint in lbs/MMBtu | FALSE | L | Annual | Seasons Included | Seasons | Summer | Summer | Summer | Summer | Summer | Summer | Summer | Summer
LA Big Cajun 2- NOx Summer v4.10 | 379 | 7521 | Rate Constraint in lbs/MMBtu | FALSE | L | Annual | Standard NOX | lb/MMBtu | 0.21 | 0.21 | 0.21 | 0.21 | 0.21 | 0.21 | 0.21 | 0.21
LA Big Cajun 2- NOx Summer v4.10 | 379 | 7521 | Rate Constraint in lbs/MMBtu | FALSE | L | Annual | Emissions at Affected Plants NOX | Thousand Tons | 2.0953 | 0.70212 | 0 | 0 | 0 | 0 | 0 | 0
LA Big Cajun 2- NOx Summer v4.10 | 379 | 7521 | Rate Constraint in lbs/MMBtu | FALSE | L | Annual | Allowances Purchased NOX | Thousand Tons | 0 | 0 | 0 | 0 | 0 | 0 | 0 | 0
LA Big Cajun 2- NOx Summer v4.10 | 379 | 7521 | Rate Constraint in lbs/MMBtu | FALSE | L | Annual | Allowances Sold NOX | Thousand Tons | 0 | 0 | 0 | 0 | 0 | 0 | 0 | 0
LA Big Cajun 2- NOx Summer v4.10 | 379 | 7521 | Rate Constraint in lbs/MMBtu | FALSE | L | Annual | Allowances Banked | Thousand Tons | 0 | 0 | 0 | 0 | 0 | 0 | 0 | 0
LA Big Cajun 2- NOx Summer v4.10 | 379 | 7521 | Rate Constraint in lbs/MMBtu | FALSE | L | Annual | Allowances Withdrawn (1:1) | Thousand Tons | 0 | 0 | 0 | 0 | 0 | 0 | 0 | 0
LA Big Cajun 2- NOx Summer v4.10 | 379 | 7521 | Rate Constraint in lbs/MMBtu | FALSE | L | Annual | Allowances Withdrawn (n:1) | Thousand Tons | 0 | 0 | 0 | 0 | 0 | 0 | 0 | 0
LA Big Cajun 2- NOx Summer v4.10 | 379 | 7521 | Rate Constraint in lbs/MMBtu | FALSE | L | Annual | Net Emissions Allowance Position | Thousand Tons | 2.0953 | 0.70212 | 0 | 0 | 0 | 0 | 0 | 0
LA Big Cajun 2- NOx Summer v4.10 | 379 | 7521 | Rate Constraint in lbs/MMBtu | FALSE | L | Annual | Fuel Consumed | TBtu | 33.9719 | 11.496 | 0 | 0 | 0 | 0 | 0 | 0
LA Big Cajun 2- NOx Summer v4.10 | 379 | 7521 | Rate Constraint in lbs/MMBtu | FALSE | L | Annual | Rate | lb/MMBtu | 0.12335 | 0.12215 | 0 | 0 | 0 | 0 | 0 | 0
LA Big Cajun 2- NOx Summer v4.10 | 379 | 7521 | Rate Constraint in lbs/MMBtu | FALSE | L | Annual | Generation | TWh | 3.2546 | 1.1014 | 0 | 0 | 0 | 0 | 0 | 0
LA Big Cajun 2- NOx Summer v4.10 | 379 | 7521 | Rate Constraint in lbs/MMBtu | FALSE | L | Annual | Qualifying Generation | TWh | 3.2546 | 1.1014 | 0 | 0 | 0 | 0 | 0 | 0
LA Big Cajun 2- NOx Summer v4.10 | 379 | 7521 | Rate Constraint in lbs/MMBtu | FALSE | L | Annual | Rate | lb/MWh | 1.2876 | 1.275 | 0 | 0 | 0 | 0 | 0 | 0
LA Big Cajun 2- NOx Summer v4.10 | 379 | 7521 | Rate Constraint in lbs/MMBtu | FALSE | L | Annual | Constraint Shadow Price | US2019$/Ton | 0 | 0 | 0 | 0 | 0 | 0 | 0 | 0
LA Carville Energy LLC -Nox Summer v5.12 | 380 | 7522 | Rate Constraint in lbs/MMBtu | FALSE | L | Annual | Seasons Included | Seasons | Summer | Summer | Summer | Summer | Summer | Summer | Summer | Summer
LA Carville Energy LLC -Nox Summer v5.12 | 380 | 7522 | Rate Constraint in lbs/MMBtu | FALSE | L | Annual | Standard NOX | lb/MMBtu | 0.2 | 0.2 | 0.2 | 0.2 | 0.2 | 0.2 | 0.2 | 0.2
LA Carville Energy LLC -Nox Summer v5.12 | 380 | 7522 | Rate Constraint in lbs/MMBtu | FALSE | L | Annual | Emissions at Affected Plants NOX | Thousand Tons | 0.18038 | 0.18038 | 0.18038 | 0.13597 | 0.18038 | 0.18038 | 0.18038 | 0.18038
LA Carville Energy LLC -Nox Summer v5.12 | 380 | 7522 | Rate Constraint in lbs/MMBtu | FALSE | L | Annual | Allowances Purchased NOX | Thousand Tons | 0 | 0 | 0 | 0 | 0 | 0 | 0 | 0
LA Carville Energy LLC -Nox Summer v5.12 | 380 | 7522 | Rate Constraint in lbs/MMBtu | FALSE | L | Annual | Allowances Sold NOX | Thousand Tons | 0 | 0 | 0 | 0 | 0 | 0 | 0 | 0
LA Carville Energy LLC -Nox Summer v5.12 | 380 | 7522 | Rate Constraint in lbs/MMBtu | FALSE | L | Annual | Allowances Banked | Thousand Tons | 0 | 0 | 0 | 0 | 0 | 0 | 0 | 0
LA Carville Energy LLC -Nox Summer v5.12 | 380 | 7522 | Rate Constraint in lbs/MMBtu | FALSE | L | Annual | Allowances Withdrawn (1:1) | Thousand Tons | 0 | 0 | 0 | 0 | 0 | 0 | 0 | 0
LA Carville Energy LLC -Nox Summer v5.12 | 380 | 7522 | Rate Constraint in lbs/MMBtu | FALSE | L | Annual | Allowances Withdrawn (n:1) | Thousand Tons | 0 | 0 | 0 | 0 | 0 | 0 | 0 | 0
LA Carville Energy LLC -Nox Summer v5.12 | 380 | 7522 | Rate Constraint in lbs/MMBtu | FALSE | L | Annual | Net Emissions Allowance Position | Thousand Tons | 0.18038 | 0.18038 | 0.18038 | 0.13597 | 0.18038 | 0.18038 | 0.18038 | 0.18038
LA Carville Energy LLC -Nox Summer v5.12 | 380 | 7522 | Rate Constraint in lbs/MMBtu | FALSE | L | Annual | Fuel Consumed | TBtu | 8.526 | 8.526 | 8.526 | 6.427 | 8.526 | 8.526 | 8.526 | 8.526
LA Carville Energy LLC -Nox Summer v5.12 | 380 | 7522 | Rate Constraint in lbs/MMBtu | FALSE | L | Annual | Rate | lb/MMBtu | 0.042312 | 0.042312 | 0.042312 | 0.042312 | 0.042312 | 0.042312 | 0.042312 | 0.042312
LA Carville Energy LLC -Nox Summer v5.12 | 380 | 7522 | Rate Constraint in lbs/MMBtu | FALSE | L | Annual | Generation | TWh | 1.717 | 1.717 | 1.717 | 1.2943 | 1.717 | 1.717 | 1.717 | 1.717
LA Carville Energy LLC -Nox Summer v5.12 | 380 | 7522 | Rate Constraint in lbs/MMBtu | FALSE | L | Annual | Qualifying Generation | TWh | 1.3011 | 1.3011 | 1.3011 | 0.98078 | 1.3011 | 1.3011 | 1.3011 | 1.3011
LA Carville Energy LLC -Nox Summer v5.12 | 380 | 7522 | Rate Constraint in lbs/MMBtu | FALSE | L | Annual | Rate | lb/MWh | 0.27727 | 0.27727 | 0.27727 | 0.27727 | 0.27727 | 0.27727 | 0.27727 | 0.27727
LA Carville Energy LLC -Nox Summer v5.12 | 380 | 7522 | Rate Constraint in lbs/MMBtu | FALSE | L | Annual | Constraint Shadow Price | US2019$/Ton | 0 | 0 | 0 | 0 | 0 | 0 | 0 | 0
LA Formosa Plastics High - NOx Summer v4.10 | 381 | 7523 | Rate Constraint in lbs/MMBtu | FALSE | L | Annual | Seasons Included | Seasons | Summer | Summer | Summer | Summer | Summer | Summer | Summer | Summer
LA Formosa Plastics High - NOx Summer v4.10 | 381 | 7523 | Rate Constraint in lbs/MMBtu | FALSE | L | Annual | Standard NOX | lb/MMBtu | 0.52663 | 0.52663 | 0.52663 | 0.52663 | 0.52663 | 0.52663 | 0.52663 | 0.52663
LA Formosa Plastics High - NOx Summer v4.10 | 381 | 7523 | Rate Constraint in lbs/MMBtu | FALSE | L | Annual | Emissions at Affected Plants NOX | Thousand Tons | 0.0037615 | 0.0091799 | 0.02095 | 0.02095 | 0.02095 | 0.02095 | 0.015712 | 0.015712
LA Formosa Plastics High - NOx Summer v4.10 | 381 | 7523 | Rate Constraint in lbs/MMBtu | FALSE | L | Annual | Allowances Purchased NOX | Thousand Tons | 0 | 0 | 0 | 0 | 0 | 0 | 0 | 0
LA Formosa Plastics High - NOx Summer v4.10 | 381 | 7523 | Rate Constraint in lbs/MMBtu | FALSE | L | Annual | Allowances Sold NOX | Thousand Tons | 0 | 0 | 0 | 0 | 0 | 0 | 0 | 0
LA Formosa Plastics High - NOx Summer v4.10 | 381 | 7523 | Rate Constraint in lbs/MMBtu | FALSE | L | Annual | Allowances Banked | Thousand Tons | 0 | 0 | 0 | 0 | 0 | 0 | 0 | 0
LA Formosa Plastics High - NOx Summer v4.10 | 381 | 7523 | Rate Constraint in lbs/MMBtu | FALSE | L | Annual | Allowances Withdrawn (1:1) | Thousand Tons | 0 | 0 | 0 | 0 | 0 | 0 | 0 | 0
LA Formosa Plastics High - NOx Summer v4.10 | 381 | 7523 | Rate Constraint in lbs/MMBtu | FALSE | L | Annual | Allowances Withdrawn (n:1) | Thousand Tons | 0 | 0 | 0 | 0 | 0 | 0 | 0 | 0
LA Formosa Plastics High - NOx Summer v4.10 | 381 | 7523 | Rate Constraint in lbs/MMBtu | FALSE | L | Annual | Net Emissions Allowance Position | Thousand Tons | 0.0037615 | 0.0091799 | 0.02095 | 0.02095 | 0.02095 | 0.02095 | 0.015712 | 0.015712
LA Formosa Plastics High - NOx Summer v4.10 | 381 | 7523 | Rate Constraint in lbs/MMBtu | FALSE | L | Annual | Fuel Consumed | TBtu | 0.028451 | 0.069434 | 0.15846 | 0.15846 | 0.15846 | 0.15846 | 0.11884 | 0.11884
LA Formosa Plastics High - NOx Summer v4.10 | 381 | 7523 | Rate Constraint in lbs/MMBtu | FALSE | L | Annual | Rate | lb/MMBtu | 0.26442 | 0.26442 | 0.26442 | 0.26442 | 0.26442 | 0.26442 | 0.26442 | 0.26442
LA Formosa Plastics High - NOx Summer v4.10 | 381 | 7523 | Rate Constraint in lbs/MMBtu | FALSE | L | Annual | Generation | TWh | 0.009026 | 0.022028 | 0.050271 | 0.050271 | 0.050271 | 0.050271 | 0.037703 | 0.037703
LA Formosa Plastics High - NOx Summer v4.10 | 381 | 7523 | Rate Constraint in lbs/MMBtu | FALSE | L | Annual | Qualifying Generation | TWh | 0.0034279 | 0.0083656 | 0.019092 | 0.019092 | 0.019092 | 0.019092 | 0.014319 | 0.014319
LA Formosa Plastics High - NOx Summer v4.10 | 381 | 7523 | Rate Constraint in lbs/MMBtu | FALSE | L | Annual | Rate | lb/MWh | 2.1947 | 2.1947 | 2.1947 | 2.1947 | 2.1947 | 2.1947 | 2.1947 | 2.1947
LA Formosa Plastics High - NOx Summer v4.10 | 381 | 7523 | Rate Constraint in lbs/MMBtu | FALSE | L | Annual | Constraint Shadow Price | US2019$/Ton | 0 | 0 | 0 | 0 | 0 | 0 | 0 | 0
LA Formosa Plastics Low - NOx Summer v4.10 | 382 | 7524 | Rate Constraint in lbs/MMBtu | FALSE | L | Annual | Seasons Included | Seasons | Summer | Summer | Summer | Summer | Summer | Summer | Summer | Summer
LA Formosa Plastics Low - NOx Summer v4.10 | 382 | 7524 | Rate Constraint in lbs/MMBtu | FALSE | L | Annual | Standard NOX | lb/MMBtu | 0.28506 | 0.28506 | 0.28506 | 0.28506 | 0.28506 | 0.28506 | 0.28506 | 0.28506
LA Formosa Plastics Low - NOx Summer v4.10 | 382 | 7524 | Rate Constraint in lbs/MMBtu | FALSE | L | Annual | Emissions at Affected Plants NOX | Thousand Tons | 0.0042343 | 0.011379 | 0.030771 | 0.0010482 | 0.022978 | 0.022385 | 0.022385 | 0.019213
LA Formosa Plastics Low - NOx Summer v4.10 | 382 | 7524 | Rate Constraint in lbs/MMBtu | FALSE | L | Annual | Allowances Purchased NOX | Thousand Tons | 0 | 0 | 0 | 0 | 0 | 0 | 0 | 0
LA Formosa Plastics Low - NOx Summer v4.10 | 382 | 7524 | Rate Constraint in lbs/MMBtu | FALSE | L | Annual | Allowances Sold NOX | Thousand Tons | 0 | 0 | 0 | 0 | 0 | 0 | 0 | 0
LA Formosa Plastics Low - NOx Summer v4.10 | 382 | 7524 | Rate Constraint in lbs/MMBtu | FALSE | L | Annual | Allowances Banked | Thousand Tons | 0 | 0 | 0 | 0 | 0 | 0 | 0 | 0
LA Formosa Plastics Low - NOx Summer v4.10 | 382 | 7524 | Rate Constraint in lbs/MMBtu | FALSE | L | Annual | Allowances Withdrawn (1:1) | Thousand Tons | 0 | 0 | 0 | 0 | 0 | 0 | 0 | 0
LA Formosa Plastics Low - NOx Summer v4.10 | 382 | 7524 | Rate Constraint in lbs/MMBtu | FALSE | L | Annual | Allowances Withdrawn (n:1) | Thousand Tons | 0 | 0 | 0 | 0 | 0 | 0 | 0 | 0
LA Formosa Plastics Low - NOx Summer v4.10 | 382 | 7524 | Rate Constraint in lbs/MMBtu | FALSE | L | Annual | Net Emissions Allowance Position | Thousand Tons | 0.0042343 | 0.011379 | 0.030771 | 0.0010482 | 0.022978 | 0.022385 | 0.022385 | 0.019213
LA Formosa Plastics Low - NOx Summer v4.10 | 382 | 7524 | Rate Constraint in lbs/MMBtu | FALSE | L | Annual | Fuel Consumed | TBtu | 0.11148 | 0.29957 | 0.81011 | 0.027597 | 0.60495 | 0.58933 | 0.58933 | 0.50582
LA Formosa Plastics Low - NOx Summer v4.10 | 382 | 7524 | Rate Constraint in lbs/MMBtu | FALSE | L | Annual | Rate | lb/MMBtu | 0.075968 | 0.075968 | 0.075968 | 0.075968 | 0.075968 | 0.075968 | 0.075968 | 0.075968
LA Formosa Plastics Low - NOx Summer v4.10 | 382 | 7524 | Rate Constraint in lbs/MMBtu | FALSE | L | Annual | Generation | TWh | 0.018263 | 0.049077 | 0.13272 | 0.004521 | 0.099106 | 0.096548 | 0.096548 | 0.082866
LA Formosa Plastics Low - NOx Summer v4.10 | 382 | 7524 | Rate Constraint in lbs/MMBtu | FALSE | L | Annual | Qualifying Generation | TWh | 0.012813 | 0.034433 | 0.093116 | 0.003172 | 0.069534 | 0.067739 | 0.067739 | 0.05814
LA Formosa Plastics Low - NOx Summer v4.10 | 382 | 7524 | Rate Constraint in lbs/MMBtu | FALSE | L | Annual | Rate | lb/MWh | 0.66092 | 0.66092 | 0.66092 | 0.66092 | 0.66092 | 0.66092 | 0.66092 | 0.66092
LA Formosa Plastics Low - NOx Summer v4.10 | 382 | 7524 | Rate Constraint in lbs/MMBtu | FALSE | L | Annual | Constraint Shadow Price | US2019$/Ton | 0 | 0 | 0 | 0 | 0 | 0 | 0 | 0
LA Geismar Cogen -Nox Summer v5.12 | 383 | 7525 | Rate Constraint in lbs/MMBtu | FALSE | L | Annual | Seasons Included | Seasons | Summer | Summer | Summer | Summer | Summer | Summer | Summer | Summer
LA Geismar Cogen -Nox Summer v5.12 | 383 | 7525 | Rate Constraint in lbs/MMBtu | FALSE | L | Annual | Standard NOX | lb/MMBtu | 0.2 | 0.2 | 0.2 | 0.2 | 0.2 | 0.2 | 0.2 | 0.2
LA Geismar Cogen -Nox Summer v5.12 | 383 | 7525 | Rate Constraint in lbs/MMBtu | FALSE | L | Annual | Emissions at Affected Plants NOX | Thousand Tons | 0.0043339 | 0 | 0 | 0 | 0 | 0 | 0 | 0
LA Geismar Cogen -Nox Summer v5.12 | 383 | 7525 | Rate Constraint in lbs/MMBtu | FALSE | L | Annual | Allowances Purchased NOX | Thousand Tons | 0 | 0 | 0 | 0 | 0 | 0 | 0 | 0
LA Geismar Cogen -Nox Summer v5.12 | 383 | 7525 | Rate Constraint in lbs/MMBtu | FALSE | L | Annual | Allowances Sold NOX | Thousand Tons | 0 | 0 | 0 | 0 | 0 | 0 | 0 | 0
LA Geismar Cogen -Nox Summer v5.12 | 383 | 7525 | Rate Constraint in lbs/MMBtu | FALSE | L | Annual | Allowances Banked | Thousand Tons | 0 | 0 | 0 | 0 | 0 | 0 | 0 | 0
LA Geismar Cogen -Nox Summer v5.12 | 383 | 7525 | Rate Constraint in lbs/MMBtu | FALSE | L | Annual | Allowances Withdrawn (1:1) | Thousand Tons | 0 | 0 | 0 | 0 | 0 | 0 | 0 | 0
LA Geismar Cogen -Nox Summer v5.12 | 383 | 7525 | Rate Constraint in lbs/MMBtu | FALSE | L | Annual | Allowances Withdrawn (n:1) | Thousand Tons | 0 | 0 | 0 | 0 | 0 | 0 | 0 | 0
LA Geismar Cogen -Nox Summer v5.12 | 383 | 7525 | Rate Constraint in lbs/MMBtu | FALSE | L | Annual | Net Emissions Allowance Position | Thousand Tons | 0.0043339 | 0 | 0 | 0 | 0 | 0 | 0 | 0
LA Geismar Cogen -Nox Summer v5.12 | 383 | 7525 | Rate Constraint in lbs/MMBtu | FALSE | L | Annual | Fuel Consumed | TBtu | 0.11915 | 0 | 0 | 0 | 0 | 0 | 0 | 0
LA Geismar Cogen -Nox Summer v5.12 | 383 | 7525 | Rate Constraint in lbs/MMBtu | FALSE | L | Annual | Rate | lb/MMBtu | 0.072747 | 0 | 0 | 0 | 0 | 0 | 0 | 0
LA Geismar Cogen -Nox Summer v5.12 | 383 | 7525 | Rate Constraint in lbs/MMBtu | FALSE | L | Annual | Generation | TWh | 0.020156 | 0 | 0 | 0 | 0 | 0 | 0 | 0
LA Geismar Cogen -Nox Summer v5.12 | 383 | 7525 | Rate Constraint in lbs/MMBtu | FALSE | L | Annual | Qualifying Generation | TWh | 0.013695 | 0 | 0 | 0 | 0 | 0 | 0 | 0
LA Geismar Cogen -Nox Summer v5.12 | 383 | 7525 | Rate Constraint in lbs/MMBtu | FALSE | L | Annual | Rate | lb/MWh | 0.6329 | 0 | 0 | 0 | 0 | 0 | 0 | 0
LA Geismar Cogen -Nox Summer v5.12 | 383 | 7525 | Rate Constraint in lbs/MMBtu | FALSE | L | Annual | Constraint Shadow Price | US2019$/Ton | 0 | 0 | 0 | 0 | 0 | 0 | 0 | 0
LA Georgia Gulf Plaquemine -Nox Summer v5.12 | 384 | 7526 | Rate Constraint in lbs/MMBtu | FALSE | L | Annual | Seasons Included | Seasons | Summer | Summer | Summer | Summer | Summer | Summer | Summer | Summer
LA Georgia Gulf Plaquemine -Nox Summer v5.12 | 384 | 7526 | Rate Constraint in lbs/MMBtu | FALSE | L | Annual | Standard NOX | lb/MMBtu | 0.2 | 0.2 | 0.2 | 0.2 | 0.2 | 0.2 | 0.2 | 0.2
LA Georgia Gulf Plaquemine -Nox Summer v5.12 | 384 | 7526 | Rate Constraint in lbs/MMBtu | FALSE | L | Annual | Emissions at Affected Plants NOX | Thousand Tons | 0.025908 | 0.060292 | 0.089161 | 0.0016463 | 0.1415 | 0.1415 | 0.053029 | 0.10536
LA Georgia Gulf Plaquemine -Nox Summer v5.12 | 384 | 7526 | Rate Constraint in lbs/MMBtu | FALSE | L | Annual | Allowances Purchased NOX | Thousand Tons | 0 | 0 | 0 | 0 | 0 | 0 | 0 | 0
LA Georgia Gulf Plaquemine -Nox Summer v5.12 | 384 | 7526 | Rate Constraint in lbs/MMBtu | FALSE | L | Annual | Allowances Sold NOX | Thousand Tons | 0 | 0 | 0 | 0 | 0 | 0 | 0 | 0
LA Georgia Gulf Plaquemine -Nox Summer v5.12 | 384 | 7526 | Rate Constraint in lbs/MMBtu | FALSE | L | Annual | Allowances Banked | Thousand Tons | 0 | 0 | 0 | 0 | 0 | 0 | 0 | 0
LA Georgia Gulf Plaquemine -Nox Summer v5.12 | 384 | 7526 | Rate Constraint in lbs/MMBtu | FALSE | L | Annual | Allowances Withdrawn (1:1) | Thousand Tons | 0 | 0 | 0 | 0 | 0 | 0 | 0 | 0
LA Georgia Gulf Plaquemine -Nox Summer v5.12 | 384 | 7526 | Rate Constraint in lbs/MMBtu | FALSE | L | Annual | Allowances Withdrawn (n:1) | Thousand Tons | 0 | 0 | 0 | 0 | 0 | 0 | 0 | 0
LA Georgia Gulf Plaquemine -Nox Summer v5.12 | 384 | 7526 | Rate Constraint in lbs/MMBtu | FALSE | L | Annual | Net Emissions Allowance Position | Thousand Tons | 0.025908 | 0.060292 | 0.089161 | 0.0016463 | 0.1415 | 0.1415 | 0.053029 | 0.10536
LA Georgia Gulf Plaquemine -Nox Summer v5.12 | 384 | 7526 | Rate Constraint in lbs/MMBtu | FALSE | L | Annual | Fuel Consumed | TBtu | 0.36014 | 0.83812 | 1.2394 | 0.022885 | 1.9669 | 1.9669 | 0.73714 | 1.4647
LA Georgia Gulf Plaquemine -Nox Summer v5.12 | 384 | 7526 | Rate Constraint in lbs/MMBtu | FALSE | L | Annual | Rate | lb/MMBtu | 0.14388 | 0.14388 | 0.14388 | 0.14388 | 0.14388 | 0.14388 | 0.14388 | 0.14388
LA Georgia Gulf Plaquemine -Nox Summer v5.12 | 384 | 7526 | Rate Constraint in lbs/MMBtu | FALSE | L | Annual | Generation | TWh | 0.060923 | 0.14178 | 0.20966 | 0.0038713 | 0.33273 | 0.33273 | 0.1247 | 0.24777
LA Georgia Gulf Plaquemine -Nox Summer v5.12 | 384 | 7526 | Rate Constraint in lbs/MMBtu | FALSE | L | Annual | Qualifying Generation | TWh | 0.041396 | 0.096335 | 0.14246 | 0.0026305 | 0.22608 | 0.22608 | 0.084729 | 0.16835
LA Georgia Gulf Plaquemine -Nox Summer v5.12 | 384 | 7526 | Rate Constraint in lbs/MMBtu | FALSE | L | Annual | Rate | lb/MWh | 1.2517 | 1.2517 | 1.2517 | 1.2517 | 1.2517 | 1.2517 | 1.2517 | 1.2517
LA Georgia Gulf Plaquemine -Nox Summer v5.12 | 384 | 7526 | Rate Constraint in lbs/MMBtu | FALSE | L | Annual | Constraint Shadow Price | US2019$/Ton | 0 | 0 | 0 | 0 | 0 | 0 | 0 | 0
LA Louisiana 1 - NOx Summer v4.10 | 385 | 7527 | Rate Constraint in lbs/MMBtu | FALSE | L | Annual | Seasons Included | Seasons | Summer | Summer | Summer | Summer | Summer | Summer | Summer | Summer
LA Louisiana 1 - NOx Summer v4.10 | 385 | 7527 | Rate Constraint in lbs/MMBtu | FALSE | L | Annual | Standard NOX | lb/MMBtu | 0.24144 | 0.24144 | 0.24144 | 0.24144 | 0.24144 | 0.24144 | 0.24144 | 0.24144
LA Louisiana 1 - NOx Summer v4.10 | 385 | 7527 | Rate Constraint in lbs/MMBtu | FALSE | L | Annual | Emissions at Affected Plants NOX | Thousand Tons | 0.097605 | 0.097605 | 0.097605 | 0.097605 | 0.097605 | 0.097605 | 0.097605 | 0.097605
LA Louisiana 1 - NOx Summer v4.10 | 385 | 7527 | Rate Constraint in lbs/MMBtu | FALSE | L | Annual | Allowances Purchased NOX | Thousand Tons | 0 | 0 | 0 | 0 | 0 | 0 | 0 | 0
LA Louisiana 1 - NOx Summer v4.10 | 385 | 7527 | Rate Constraint in lbs/MMBtu | FALSE | L | Annual | Allowances Sold NOX | Thousand Tons | 0 | 0 | 0 | 0 | 0 | 0 | 0 | 0
LA Louisiana 1 - NOx Summer v4.10 | 385 | 7527 | Rate Constraint in lbs/MMBtu | FALSE | L | Annual | Allowances Banked | Thousand Tons | 0 | 0 | 0 | 0 | 0 | 0 | 0 | 0
LA Louisiana 1 - NOx Summer v4.10 | 385 | 7527 | Rate Constraint in lbs/MMBtu | FALSE | L | Annual | Allowances Withdrawn (1:1) | Thousand Tons | 0 | 0 | 0 | 0 | 0 | 0 | 0 | 0
LA Louisiana 1 - NOx Summer v4.10 | 385 | 7527 | Rate Constraint in lbs/MMBtu | FALSE | L | Annual | Allowances Withdrawn (n:1) | Thousand Tons | 0 | 0 | 0 | 0 | 0 | 0 | 0 | 0
LA Louisiana 1 - NOx Summer v4.10 | 385 | 7527 | Rate Constraint in lbs/MMBtu | FALSE | L | Annual | Net Emissions Allowance Position | Thousand Tons | 0.097605 | 0.097605 | 0.097605 | 0.097605 | 0.097605 | 0.097605 | 0.097605 | 0.097605
LA Louisiana 1 - NOx Summer v4.10 | 385 | 7527 | Rate Constraint in lbs/MMBtu | FALSE | L | Annual | Fuel Consumed | TBtu | 0.98225 | 0.98225 | 0.98225 | 0.98225 | 0.98225 | 0.98225 | 0.98225 | 0.98225
LA Louisiana 1 - NOx Summer v4.10 | 385 | 7527 | Rate Constraint in lbs/MMBtu | FALSE | L | Annual | Rate | lb/MMBtu | 0.19874 | 0.19874 | 0.19874 | 0.19874 | 0.19874 | 0.19874 | 0.19874 | 0.19874
LA Louisiana 1 - NOx Summer v4.10 | 385 | 7527 | Rate Constraint in lbs/MMBtu | FALSE | L | Annual | Generation | TWh | 0.26702 | 0.26702 | 0.26702 | 0.26702 | 0.26702 | 0.26702 | 0.26702 | 0.26702
LA Louisiana 1 - NOx Summer v4.10 | 385 | 7527 | Rate Constraint in lbs/MMBtu | FALSE | L | Annual | Qualifying Generation | TWh | 0.21593 | 0.21593 | 0.21593 | 0.21593 | 0.21593 | 0.21593 | 0.21593 | 0.21593
LA Louisiana 1 - NOx Summer v4.10 | 385 | 7527 | Rate Constraint in lbs/MMBtu | FALSE | L | Annual | Rate | lb/MWh | 0.90406 | 0.90406 | 0.90406 | 0.90406 | 0.90406 | 0.90406 | 0.90406 | 0.90406
LA Louisiana 1 - NOx Summer v4.10 | 385 | 7527 | Rate Constraint in lbs/MMBtu | FALSE | L | Annual | Constraint Shadow Price | US2019$/Ton | 0 | 0 | 0 | 0 | 0 | 0 | 0 | 0
LA New Roads - NOx Summer v4.10 | 386 | 7528 | Rate Constraint in lbs/MMBtu | FALSE | L | Annual | Seasons Included | Seasons | Summer | Summer | Summer | Summer | Summer | Summer | Summer | Summer
LA New Roads - NOx Summer v4.10 | 386 | 7528 | Rate Constraint in lbs/MMBtu | FALSE | L | Annual | Standard NOX | lb/MMBtu | 0.2 | 0.2 | 0.2 | 0.2 | 0.2 | 0.2 | 0.2 | 0.2
LA New Roads - NOx Summer v4.10 | 386 | 7528 | Rate Constraint in lbs/MMBtu | FALSE | L | Annual | Emissions at Affected Plants NOX | Thousand Tons | 1.7108e-05 | 0.00030795 | 0.00053891 | 0.00065012 | 0.00024807 | 0 | 0 | 0
LA New Roads - NOx Summer v4.10 | 386 | 7528 | Rate Constraint in lbs/MMBtu | FALSE | L | Annual | Allowances Purchased NOX | Thousand Tons | 0 | 0 | 0 | 0 | 0 | 0 | 0 | 0
LA New Roads - NOx Summer v4.10 | 386 | 7528 | Rate Constraint in lbs/MMBtu | FALSE | L | Annual | Allowances Sold NOX | Thousand Tons | 0 | 0 | 0 | 0 | 0 | 0 | 0 | 0
LA New Roads - NOx Summer v4.10 | 386 | 7528 | Rate Constraint in lbs/MMBtu | FALSE | L | Annual | Allowances Banked | Thousand Tons | 0 | 0 | 0 | 0 | 0 | 0 | 0 | 0
LA New Roads - NOx Summer v4.10 | 386 | 7528 | Rate Constraint in lbs/MMBtu | FALSE | L | Annual | Allowances Withdrawn (1:1) | Thousand Tons | 0 | 0 | 0 | 0 | 0 | 0 | 0 | 0
LA New Roads - NOx Summer v4.10 | 386 | 7528 | Rate Constraint in lbs/MMBtu | FALSE | L | Annual | Allowances Withdrawn (n:1) | Thousand Tons | 0 | 0 | 0 | 0 | 0 | 0 | 0 | 0
LA New Roads - NOx Summer v4.10 | 386 | 7528 | Rate Constraint in lbs/MMBtu | FALSE | L | Annual | Net Emissions Allowance Position | Thousand Tons | 1.7108e-05 | 0.00030795 | 0.00053891 | 0.00065012 | 0.00024807 | 0 | 0 | 0
LA New Roads - NOx Summer v4.10 | 386 | 7528 | Rate Constraint in lbs/MMBtu | FALSE | L | Annual | Fuel Consumed | TBtu | 0.00017109 | 0.0030797 | 0.0053894 | 0.0065015 | 0.0024808 | 0 | 0 | 0
LA New Roads - NOx Summer v4.10 | 386 | 7528 | Rate Constraint in lbs/MMBtu | FALSE | L | Annual | Rate | lb/MMBtu | 0.19999 | 0.19999 | 0.19999 | 0.19999 | 0.19999 | 0 | 0 | 0
LA New Roads - NOx Summer v4.10 | 386 | 7528 | Rate Constraint in lbs/MMBtu | FALSE | L | Annual | Generation | TWh | 1.2947e-05 | 0.00023305 | 0.00040783 | 0.00049199 | 0.00018773 | 0 | 0 | 0
LA New Roads - NOx Summer v4.10 | 386 | 7528 | Rate Constraint in lbs/MMBtu | FALSE | L | Annual | Qualifying Generation | TWh | 1.2947e-05 | 0.00023305 | 0.00040783 | 0.00049199 | 0.00018773 | 0 | 0 | 0
LA New Roads - NOx Summer v4.10 | 386 | 7528 | Rate Constraint in lbs/MMBtu | FALSE | L | Annual | Rate | lb/MWh | 2.6428 | 2.6428 | 2.6428 | 2.6428 | 2.6428 | 0 | 0 | 0
LA New Roads - NOx Summer v4.10 | 386 | 7528 | Rate Constraint in lbs/MMBtu | FALSE | L | Annual | Constraint Shadow Price | US2019$/Ton | 0 | 0 | 0 | 0 | 0 | 0 | 0 | 0
LA Plaquemine Cogeneration Plant -Nox Summer v5.12 | 387 | 7529 | Rate Constraint in lbs/MMBtu | FALSE | L | Annual | Seasons Included | Seasons | Summer | Summer | Summer | Summer | Summer | Summer | Summer | Summer
LA Plaquemine Cogeneration Plant -Nox Summer v5.12 | 387 | 7529 | Rate Constraint in lbs/MMBtu | FALSE | L | Annual | Standard NOX | lb/MMBtu | 0.2 | 0.2 | 0.2 | 0.2 | 0.2 | 0.2 | 0.2 | 0.2
LA Plaquemine Cogeneration Plant -Nox Summer v5.12 | 387 | 7529 | Rate Constraint in lbs/MMBtu | FALSE | L | Annual | Emissions at Affected Plants NOX | Thousand Tons | 0.027672 | 0.057691 | 0.094926 | 0.092292 | 0.092292 | 0.092292 | 0.092292 | 0.05601
LA Plaquemine Cogeneration Plant -Nox Summer v5.12 | 387 | 7529 | Rate Constraint in lbs/MMBtu | FALSE | L | Annual | Allowances Purchased NOX | Thousand Tons | 0 | 0 | 0 | 0 | 0 | 0 | 0 | 0
LA Plaquemine Cogeneration Plant -Nox Summer v5.12 | 387 | 7529 | Rate Constraint in lbs/MMBtu | FALSE | L | Annual | Allowances Sold NOX | Thousand Tons | 0 | 0 | 0 | 0 | 0 | 0 | 0 | 0
LA Plaquemine Cogeneration Plant -Nox Summer v5.12 | 387 | 7529 | Rate Constraint in lbs/MMBtu | FALSE | L | Annual | Allowances Banked | Thousand Tons | 0 | 0 | 0 | 0 | 0 | 0 | 0 | 0
LA Plaquemine Cogeneration Plant -Nox Summer v5.12 | 387 | 7529 | Rate Constraint in lbs/MMBtu | FALSE | L | Annual | Allowances Withdrawn (1:1) | Thousand Tons | 0 | 0 | 0 | 0 | 0 | 0 | 0 | 0
LA Plaquemine Cogeneration Plant -Nox Summer v5.12 | 387 | 7529 | Rate Constraint in lbs/MMBtu | FALSE | L | Annual | Allowances Withdrawn (n:1) | Thousand Tons | 0 | 0 | 0 | 0 | 0 | 0 | 0 | 0
LA Plaquemine Cogeneration Plant -Nox Summer v5.12 | 387 | 7529 | Rate Constraint in lbs/MMBtu | FALSE | L | Annual | Net Emissions Allowance Position | Thousand Tons | 0.027672 | 0.057691 | 0.094926 | 0.092292 | 0.092292 | 0.092292 | 0.092292 | 0.05601
LA Plaquemine Cogeneration Plant -Nox Summer v5.12 | 387 | 7529 | Rate Constraint in lbs/MMBtu | FALSE | L | Annual | Fuel Consumed | TBtu | 4.101 | 8.5496 | 14.0678 | 13.6774 | 13.6774 | 13.6774 | 13.6774 | 8.3004
LA Plaquemine Cogeneration Plant -Nox Summer v5.12 | 387 | 7529 | Rate Constraint in lbs/MMBtu | FALSE | L | Annual | Rate | lb/MMBtu | 0.013496 | 0.013496 | 0.013496 | 0.013496 | 0.013496 | 0.013496 | 0.013496 | 0.013496
LA Plaquemine Cogeneration Plant -Nox Summer v5.12 | 387 | 7529 | Rate Constraint in lbs/MMBtu | FALSE | L | Annual | Generation | TWh | 0.59197 | 1.2341 | 2.0307 | 1.9743 | 1.9743 | 1.9743 | 1.9743 | 1.1982
LA Plaquemine Cogeneration Plant -Nox Summer v5.12 | 387 | 7529 | Rate Constraint in lbs/MMBtu | FALSE | L | Annual | Qualifying Generation | TWh | 0.52637 | 1.0974 | 1.8056 | 1.7555 | 1.7555 | 1.7555 | 1.7555 | 1.0654
LA Plaquemine Cogeneration Plant -Nox Summer v5.12 | 387 | 7529 | Rate Constraint in lbs/MMBtu | FALSE | L | Annual | Rate | lb/MWh | 0.10514 | 0.10514 | 0.10514 | 0.10514 | 0.10514 | 0.10514 | 0.10514 | 0.10514
LA Plaquemine Cogeneration Plant -Nox Summer v5.12 | 387 | 7529 | Rate Constraint in lbs/MMBtu | FALSE | L | Annual | Constraint Shadow Price | US2019$/Ton | 0 | 0 | 0 | 0 | 0 | 0 | 0 | 0
LA Shell Chemical - NOx Summer v4.10 | 388 | 7530 | Rate Constraint in lbs/MMBtu | FALSE | L | Annual | Seasons Included | Seasons | Summer | Summer | Summer | Summer | Summer | Summer | Summer | Summer
LA Shell Chemical - NOx Summer v4.10 | 388 | 7530 | Rate Constraint in lbs/MMBtu | FALSE | L | Annual | Standard NOX | lb/MMBtu | 0.29434 | 0.29434 | 0.29434 | 0.29434 | 0.29434 | 0.29434 | 0.29434 | 0.29434
LA Shell Chemical - NOx Summer v4.10 | 388 | 7530 | Rate Constraint in lbs/MMBtu | FALSE | L | Annual | Emissions at Affected Plants NOX | Thousand Tons | 0.01718 | 0.044636 | 0.11482 | 0 | 0.090137 | 0.087811 | 0.075367 | 0.067035
LA Shell Chemical - NOx Summer v4.10 | 388 | 7530 | Rate Constraint in lbs/MMBtu | FALSE | L | Annual | Allowances Purchased NOX | Thousand Tons | 0 | 0 | 0 | 0 | 0 | 0 | 0 | 0
LA Shell Chemical - NOx Summer v4.10 | 388 | 7530 | Rate Constraint in lbs/MMBtu | FALSE | L | Annual | Allowances Sold NOX | Thousand Tons | 0 | 0 | 0 | 0 | 0 | 0 | 0 | 0
LA Shell Chemical - NOx Summer v4.10 | 388 | 7530 | Rate Constraint in lbs/MMBtu | FALSE | L | Annual | Allowances Banked | Thousand Tons | 0 | 0 | 0 | 0 | 0 | 0 | 0 | 0
LA Shell Chemical - NOx Summer v4.10 | 388 | 7530 | Rate Constraint in lbs/MMBtu | FALSE | L | Annual | Allowances Withdrawn (1:1) | Thousand Tons | 0 | 0 | 0 | 0 | 0 | 0 | 0 | 0
LA Shell Chemical - NOx Summer v4.10 | 388 | 7530 | Rate Constraint in lbs/MMBtu | FALSE | L | Annual | Allowances Withdrawn (n:1) | Thousand Tons | 0 | 0 | 0 | 0 | 0 | 0 | 0 | 0
LA Shell Chemical - NOx Summer v4.10 | 388 | 7530 | Rate Constraint in lbs/MMBtu | FALSE | L | Annual | Net Emissions Allowance Position | Thousand Tons | 0.01718 | 0.044636 | 0.11482 | 0 | 0.090137 | 0.087811 | 0.075367 | 0.067035
LA Shell Chemical - NOx Summer v4.10 | 388 | 7530 | Rate Constraint in lbs/MMBtu | FALSE | L | Annual | Fuel Consumed | TBtu | 0.11674 | 0.3033 | 0.78022 | 0 | 0.61249 | 0.59668 | 0.51212 | 0.45551
LA Shell Chemical - NOx Summer v4.10 | 388 | 7530 | Rate Constraint in lbs/MMBtu | FALSE | L | Annual | Rate | lb/MMBtu | 0.29433 | 0.29433 | 0.29433 | 0 | 0.29433 | 0.29433 | 0.29433 | 0.29433
LA Shell Chemical - NOx Summer v4.10 | 388 | 7530 | Rate Constraint in lbs/MMBtu | FALSE | L | Annual | Generation | TWh | 0.019749 | 0.051308 | 0.13198 | 0 | 0.10361 | 0.10094 | 0.086633 | 0.077055
LA Shell Chemical - NOx Summer v4.10 | 388 | 7530 | Rate Constraint in lbs/MMBtu | FALSE | L | Annual | Qualifying Generation | TWh | 0.013419 | 0.034862 | 0.08968 | 0 | 0.070401 | 0.068584 | 0.058865 | 0.052357
LA Shell Chemical - NOx Summer v4.10 | 388 | 7530 | Rate Constraint in lbs/MMBtu | FALSE | L | Annual | Rate | lb/MWh | 2.5607 | 2.5607 | 2.5607 | 0 | 2.5607 | 2.5607 | 2.5607 | 2.5607
LA Shell Chemical - NOx Summer v4.10 | 388 | 7530 | Rate Constraint in lbs/MMBtu | FALSE | L | Annual | Constraint Shadow Price | US2019$/Ton | 0 | 0 | 0 | 0 | 0 | 0 | 0 | 0
Louisiana Coal Units - SO2 Rate Annual v3.1, Unit 2711 and retrofits | 389 | 7321 | Rate Constraint in lbs/MMBtu | FALSE | L | Annual | Seasons Included | Seasons | Winter, WintShld, Summer | Winter, WintShld, Summer | Winter, WintShld, Summer | Winter, WintShld, Summer | Winter, WintShld, Summer | Winter, WintShld, Summer | Winter, WintShld, Summer | Winter, WintShld, Summer
Louisiana Coal Units - SO2 Rate Annual v3.1, Unit 2711 and retrofits | 389 | 7321 | Rate Constraint in lbs/MMBtu | FALSE | L | Annual | Standard SO2 | lb/MMBtu | 1.2 | 1.2 | 1.2 | 1.2 | 1.2 | 1.2 | 1.2 | 1.2
Louisiana Coal Units - SO2 Rate Annual v3.1, Unit 2711 and retrofits | 389 | 7321 | Rate Constraint in lbs/MMBtu | FALSE | L | Annual | Emissions at Affected Plants SO2 | Thousand Tons | 9.4253 | 6.7386 | 0 | 0 | 0 | 0 | 0 | 0
Louisiana Coal Units - SO2 Rate Annual v3.1, Unit 2711 and retrofits | 389 | 7321 | Rate Constraint in lbs/MMBtu | FALSE | L | Annual | Allowances Purchased SO2 | Thousand Tons | 0 | 0 | 0 | 0 | 0 | 0 | 0 | 0
Louisiana Coal Units - SO2 Rate Annual v3.1, Unit 2711 and retrofits | 389 | 7321 | Rate Constraint in lbs/MMBtu | FALSE | L | Annual | Allowances Sold SO2 | Thousand Tons | 0 | 0 | 0 | 0 | 0 | 0 | 0 | 0
Louisiana Coal Units - SO2 Rate Annual v3.1, Unit 2711 and retrofits | 389 | 7321 | Rate Constraint in lbs/MMBtu | FALSE | L | Annual | Allowances Banked | Thousand Tons | 0 | 0 | 0 | 0 | 0 | 0 | 0 | 0
Louisiana Coal Units - SO2 Rate Annual v3.1, Unit 2711 and retrofits | 389 | 7321 | Rate Constraint in lbs/MMBtu | FALSE | L | Annual | Allowances Withdrawn (1:1) | Thousand Tons | 0 | 0 | 0 | 0 | 0 | 0 | 0 | 0
Louisiana Coal Units - SO2 Rate Annual v3.1, Unit 2711 and retrofits | 389 | 7321 | Rate Constraint in lbs/MMBtu | FALSE | L | Annual | Allowances Withdrawn (n:1) | Thousand Tons | 0 | 0 | 0 | 0 | 0 | 0 | 0 | 0
Louisiana Coal Units - SO2 Rate Annual v3.1, Unit 2711 and retrofits | 389 | 7321 | Rate Constraint in lbs/MMBtu | FALSE | L | Annual | Net Emissions Allowance Position | Thousand Tons | 9.4253 | 6.7386 | 0 | 0 | 0 | 0 | 0 | 0
Louisiana Coal Units - SO2 Rate Annual v3.1, Unit 2711 and retrofits | 389 | 7321 | Rate Constraint in lbs/MMBtu | FALSE | L | Annual | Fuel Consumed | TBtu | 41.9653 | 30.0031 | 0 | 0 | 0 | 0 | 0 | 0
Louisiana Coal Units - SO2 Rate Annual v3.1, Unit 2711 and retrofits | 389 | 7321 | Rate Constraint in lbs/MMBtu | FALSE | L | Annual | Rate | lb/MMBtu | 0.44919 | 0.44919 | 0 | 0 | 0 | 0 | 0 | 0
Louisiana Coal Units - SO2 Rate Annual v3.1, Unit 2711 and retrofits | 389 | 7321 | Rate Constraint in lbs/MMBtu | FALSE | L | Annual | Generation | TWh | 4.0204 | 2.8744 | 0 | 0 | 0 | 0 | 0 | 0
Louisiana Coal Units - SO2 Rate Annual v3.1, Unit 2711 and retrofits | 389 | 7321 | Rate Constraint in lbs/MMBtu | FALSE | L | Annual | Qualifying Generation | TWh | 4.0204 | 2.8744 | 0 | 0 | 0 | 0 | 0 | 0
Louisiana Coal Units - SO2 Rate Annual v3.1, Unit 2711 and retrofits | 389 | 7321 | Rate Constraint in lbs/MMBtu | FALSE | L | Annual | Rate | lb/MWh | 4.6887 | 4.6887 | 0 | 0 | 0 | 0 | 0 | 0
Louisiana Coal Units - SO2 Rate Annual v3.1, Unit 2711 and retrofits | 389 | 7321 | Rate Constraint in lbs/MMBtu | FALSE | L | Annual | Constraint Shadow Price | US2019$/Ton | 0 | 0 | 0 | 0 | 0 | 0 | 0 | 0
Louisiana Coal Units - SO2 Rate Annual v3.1, Unit 2742 and retrofits | 390 | 7321 | Rate Constraint in lbs/MMBtu | FALSE | L | Annual | Seasons Included | Seasons | Winter, WintShld, Summer | Winter, WintShld, Summer | Winter, WintShld, Summer | Winter, WintShld, Summer | Winter, WintShld, Summer | Winter, WintShld, Summer | Winter, WintShld, Summer | Winter, WintShld, Summer
Louisiana Coal Units - SO2 Rate Annual v3.1, Unit 2742 and retrofits | 390 | 7321 | Rate Constraint in lbs/MMBtu | FALSE | L | Annual | Standard SO2 | lb/MMBtu | 1.2 | 1.2 | 1.2 | 1.2 | 1.2 | 1.2 | 1.2 | 1.2
Louisiana Coal Units - SO2 Rate Annual v3.1, Unit 2742 and retrofits | 390 | 7321 | Rate Constraint in lbs/MMBtu | FALSE | L | Annual | Emissions at Affected Plants SO2 | Thousand Tons | 11.8026 | 0 | 0 | 0 | 0 | 0 | 0 | 0
Louisiana Coal Units - SO2 Rate Annual v3.1, Unit 2742 and retrofits | 390 | 7321 | Rate Constraint in lbs/MMBtu | FALSE | L | Annual | Allowances Purchased SO2 | Thousand Tons | 0 | 0 | 0 | 0 | 0 | 0 | 0 | 0
Louisiana Coal Units - SO2 Rate Annual v3.1, Unit 2742 and retrofits | 390 | 7321 | Rate Constraint in lbs/MMBtu | FALSE | L | Annual | Allowances Sold SO2 | Thousand Tons | 0 | 0 | 0 | 0 | 0 | 0 | 0 | 0
Louisiana Coal Units - SO2 Rate Annual v3.1, Unit 2742 and retrofits | 390 | 7321 | Rate Constraint in lbs/MMBtu | FALSE | L | Annual | Allowances Banked | Thousand Tons | 0 | 0 | 0 | 0 | 0 | 0 | 0 | 0
Louisiana Coal Units - SO2 Rate Annual v3.1, Unit 2742 and retrofits | 390 | 7321 | Rate Constraint in lbs/MMBtu | FALSE | L | Annual | Allowances Withdrawn (1:1) | Thousand Tons | 0 | 0 | 0 | 0 | 0 | 0 | 0 | 0
Louisiana Coal Units - SO2 Rate Annual v3.1, Unit 2742 and retrofits | 390 | 7321 | Rate Constraint in lbs/MMBtu | FALSE | L | Annual | Allowances Withdrawn (n:1) | Thousand Tons | 0 | 0 | 0 | 0 | 0 | 0 | 0 | 0
Louisiana Coal Units - SO2 Rate Annual v3.1, Unit 2742 and retrofits | 390 | 7321 | Rate Constraint in lbs/MMBtu | FALSE | L | Annual | Net Emissions Allowance Position | Thousand Tons | 11.8026 | 0 | 0 | 0 | 0 | 0 | 0 | 0
Louisiana Coal Units - SO2 Rate Annual v3.1, Unit 2742 and retrofits | 390 | 7321 | Rate Constraint in lbs/MMBtu | FALSE | L | Annual | Fuel Consumed | TBtu | 45.1932 | 0 | 0 | 0 | 0 | 0 | 0 | 0
Louisiana Coal Units - SO2 Rate Annual v3.1, Unit 2742 and retrofits | 390 | 7321 | Rate Constraint in lbs/MMBtu | FALSE | L | Annual | Rate | lb/MMBtu | 0.52232 | 0 | 0 | 0 | 0 | 0 | 0 | 0
Louisiana Coal Units - SO2 Rate Annual v3.1, Unit 2742 and retrofits | 390 | 7321 | Rate Constraint in lbs/MMBtu | FALSE | L | Annual | Generation | TWh | 3.8125 | 0 | 0 | 0 | 0 | 0 | 0 | 0
Louisiana Coal Units - SO2 Rate Annual v3.1, Unit 2742 and retrofits | 390 | 7321 | Rate Constraint in lbs/MMBtu | FALSE | L | Annual | Qualifying Generation | TWh | 3.8125 | 0 | 0 | 0 | 0 | 0 | 0 | 0
Louisiana Coal Units - SO2 Rate Annual v3.1, Unit 2742 and retrofits | 390 | 7321 | Rate Constraint in lbs/MMBtu | FALSE | L | Annual | Rate | lb/MWh | 6.1916 | 0 | 0 | 0 | 0 | 0 | 0 | 0
Louisiana Coal Units - SO2 Rate Annual v3.1, Unit 2742 and retrofits | 390 | 7321 | Rate Constraint in lbs/MMBtu | FALSE | L | Annual | Constraint Shadow Price | US2019$/Ton | 0 | 0 | 0 | 0 | 0 | 0 | 0 | 0
Louisiana Coal Units - SO2 Rate Annual v3.1, Unit 3258 and retrofits | 391 | 7321 | Rate Constraint in lbs/MMBtu | FALSE | L | Annual | Seasons Included | Seasons | Winter, WintShld, Summer | Winter, WintShld, Summer | Winter, WintShld, Summer | Winter, WintShld, Summer | Winter, WintShld, Summer | Winter, WintShld, Summer | Winter, WintShld, Summer | Winter, WintShld, Summer
Louisiana Coal Units - SO2 Rate Annual v3.1, Unit 3258 and retrofits | 391 | 7321 | Rate Constraint in lbs/MMBtu | FALSE | L | Annual | Standard SO2 | lb/MMBtu | 1.2 | 1.2 | 1.2 | 1.2 | 1.2 | 1.2 | 1.2 | 1.2
Louisiana Coal Units - SO2 Rate Annual v3.1, Unit 3258 and retrofits | 391 | 7321 | Rate Constraint in lbs/MMBtu | FALSE | L | Annual | Emissions at Affected Plants SO2 | Thousand Tons | 4.4651 | 0 | 0 | 0 | 0 | 0 | 0 | 0
Louisiana Coal Units - SO2 Rate Annual v3.1, Unit 3258 and retrofits | 391 | 7321 | Rate Constraint in lbs/MMBtu | FALSE | L | Annual | Allowances Purchased SO2 | Thousand Tons | 0 | 0 | 0 | 0 | 0 | 0 | 0 | 0
Louisiana Coal Units - SO2 Rate Annual v3.1, Unit 3258 and retrofits | 391 | 7321 | Rate Constraint in lbs/MMBtu | FALSE | L | Annual | Allowances Sold SO2 | Thousand Tons | 0 | 0 | 0 | 0 | 0 | 0 | 0 | 0
Louisiana Coal Units - SO2 Rate Annual v3.1, Unit 3258 and retrofits | 391 | 7321 | Rate Constraint in lbs/MMBtu | FALSE | L | Annual | Allowances Banked | Thousand Tons | 0 | 0 | 0 | 0 | 0 | 0 | 0 | 0
Louisiana Coal Units - SO2 Rate Annual v3.1, Unit 3258 and retrofits | 391 | 7321 | Rate Constraint in lbs/MMBtu | FALSE | L | Annual | Allowances Withdrawn (1:1) | Thousand Tons | 0 | 0 | 0 | 0 | 0 | 0 | 0 | 0
Louisiana Coal Units - SO2 Rate Annual v3.1, Unit 3258 and retrofits | 391 | 7321 | Rate Constraint in lbs/MMBtu | FALSE | L | Annual | Allowances Withdrawn (n:1) | Thousand Tons | 0 | 0 | 0 | 0 | 0 | 0 | 0 | 0
Louisiana Coal Units - SO2 Rate Annual v3.1, Unit 3258 and retrofits | 391 | 7321 | Rate Constraint in lbs/MMBtu | FALSE | L | Annual | Net Emissions Allowance Position | Thousand Tons | 4.4651 | 0 | 0 | 0 | 0 | 0 | 0 | 0
Louisiana Coal Units - SO2 Rate Annual v3.1, Unit 3258 and retrofits | 391 | 7321 | Rate Constraint in lbs/MMBtu | FALSE | L | Annual | Fuel Consumed | TBtu | 35.8958 | 0 | 0 | 0 | 0 | 0 | 0 | 0
Louisiana Coal Units - SO2 Rate Annual v3.1, Unit 3258 and retrofits | 391 | 7321 | Rate Constraint in lbs/MMBtu | FALSE | L | Annual | Rate | lb/MMBtu | 0.24878 | 0 | 0 | 0 | 0 | 0 | 0 | 0
Louisiana Coal Units - SO2 Rate Annual v3.1, Unit 3258 and retrofits | 391 | 7321 | Rate Constraint in lbs/MMBtu | FALSE | L | Annual | Generation | TWh | 3.439 | 0 | 0 | 0 | 0 | 0 | 0 | 0
Louisiana Coal Units - SO2 Rate Annual v3.1, Unit 3258 and retrofits | 391 | 7321 | Rate Constraint in lbs/MMBtu | FALSE | L | Annual | Qualifying Generation | TWh | 3.439 | 0 | 0 | 0 | 0 | 0 | 0 | 0
Louisiana Coal Units - SO2 Rate Annual v3.1, Unit 3258 and retrofits | 391 | 7321 | Rate Constraint in lbs/MMBtu | FALSE | L | Annual | Rate | lb/MWh | 2.5968 | 0 | 0 | 0 | 0 | 0 | 0 | 0
Louisiana Coal Units - SO2 Rate Annual v3.1, Unit 3258 and retrofits | 391 | 7321 | Rate Constraint in lbs/MMBtu | FALSE | L | Annual | Constraint Shadow Price | US2019$/Ton | 0 | 0 | 0 | 0 | 0 | 0 | 0 | 0
Louisiana Coal Units - SO2 Rate Annual v3.1, Unit 3259 and retrofits | 392 | 7321 | Rate Constraint in lbs/MMBtu | FALSE | L | Annual | Seasons Included | Seasons | Winter, WintShld, Summer | Winter, WintShld, Summer | Winter, WintShld, Summer | Winter, WintShld, Summer | Winter, WintShld, Summer | Winter, WintShld, Summer | Winter, WintShld, Summer | Winter, WintShld, Summer
Louisiana Coal Units - SO2 Rate Annual v3.1, Unit 3259 and retrofits | 392 | 7321 | Rate Constraint in lbs/MMBtu | FALSE | L | Annual | Standard SO2 | lb/MMBtu | 1.2 | 1.2 | 1.2 | 1.2 | 1.2 | 1.2 | 1.2 | 1.2
Louisiana Coal Units - SO2 Rate Annual v3.1, Unit 3259 and retrofits | 392 | 7321 | Rate Constraint in lbs/MMBtu | FALSE | L | Annual | Emissions at Affected Plants SO2 | Thousand Tons | 4.5662 | 1.9976 | 0 | 0 | 0 | 0 | 0 | 0
Louisiana Coal Units - SO2 Rate Annual v3.1, Unit 3259 and retrofits | 392 | 7321 | Rate Constraint in lbs/MMBtu | FALSE | L | Annual | Allowances Purchased SO2 | Thousand Tons | 0 | 0 | 0 | 0 | 0 | 0 | 0 | 0
Louisiana Coal Units - SO2 Rate Annual v3.1, Unit 3259 and retrofits | 392 | 7321 | Rate Constraint in lbs/MMBtu | FALSE | L | Annual | Allowances Sold SO2 | Thousand Tons | 0 | 0 | 0 | 0 | 0 | 0 | 0 | 0
Louisiana Coal Units - SO2 Rate Annual v3.1, Unit 3259 and retrofits | 392 | 7321 | Rate Constraint in lbs/MMBtu | FALSE | L | Annual | Allowances Banked | Thousand Tons | 0 | 0 | 0 | 0 | 0 | 0 | 0 | 0
Louisiana Coal Units - SO2 Rate Annual v3.1, Unit 3259 and retrofits | 392 | 7321 | Rate Constraint in lbs/MMBtu | FALSE | L | Annual | Allowances Withdrawn (1:1) | Thousand Tons | 0 | 0 | 0 | 0 | 0 | 0 | 0 | 0
Louisiana Coal Units - SO2 Rate Annual v3.1, Unit 3259 and retrofits | 392 | 7321 | Rate Constraint in lbs/MMBtu | FALSE | L | Annual | Allowances Withdrawn (n:1) | Thousand Tons | 0 | 0 | 0 | 0 | 0 | 0 | 0 | 0
Louisiana Coal Units - SO2 Rate Annual v3.1, Unit 3259 and retrofits | 392 | 7321 | Rate Constraint in lbs/MMBtu | FALSE | L | Annual | Net Emissions Allowance Position | Thousand Tons | 4.5662 | 1.9976 | 0 | 0 | 0 | 0 | 0 | 0
Louisiana Coal Units - SO2 Rate Annual v3.1, Unit 3259 and retrofits | 392 | 7321 | Rate Constraint in lbs/MMBtu | FALSE | L | Annual | Fuel Consumed | TBtu | 32.2827 | 14.1231 | 0 | 0 | 0 | 0 | 0 | 0
Louisiana Coal Units - SO2 Rate Annual v3.1, Unit 3259 and retrofits | 392 | 7321 | Rate Constraint in lbs/MMBtu | FALSE | L | Annual | Rate | lb/MMBtu | 0.28289 | 0.28289 | 0 | 0 | 0 | 0 | 0 | 0
Louisiana Coal Units - SO2 Rate Annual v3.1, Unit 3259 and retrofits | 392 | 7321 | Rate Constraint in lbs/MMBtu | FALSE | L | Annual | Generation | TWh | 3.0196 | 1.321 | 0 | 0 | 0 | 0 | 0 | 0
Louisiana Coal Units - SO2 Rate Annual v3.1, Unit 3259 and retrofits | 392 | 7321 | Rate Constraint in lbs/MMBtu | FALSE | L | Annual | Qualifying Generation | TWh | 3.0196 | 1.321 | 0 | 0 | 0 | 0 | 0 | 0
Louisiana Coal Units - SO2 Rate Annual v3.1, Unit 3259 and retrofits | 392 | 7321 | Rate Constraint in lbs/MMBtu | FALSE | L | Annual | Rate | lb/MWh | 3.0244 | 3.0244 | 0 | 0 | 0 | 0 | 0 | 0
Louisiana Coal Units - SO2 Rate Annual v3.1, Unit 3259 and retrofits | 392 | 7321 | Rate Constraint in lbs/MMBtu | FALSE | L | Annual | Constraint Shadow Price | US2019$/Ton | 0 | 0 | 0 | 0 | 0 | 0 | 0 | 0
Louisiana Coal Units - SO2 Rate Annual v3.1, Unit 3590 and retrofits | 393 | 7321 | Rate Constraint in lbs/MMBtu | FALSE | L | Annual | Seasons Included | Seasons | Winter, WintShld, Summer | Winter, WintShld, Summer | Winter, WintShld, Summer | Winter, WintShld, Summer | Winter, WintShld, Summer | Winter, WintShld, Summer | Winter, WintShld, Summer | Winter, WintShld, Summer
Louisiana Coal Units - SO2 Rate Annual v3.1, Unit 3590 and retrofits | 393 | 7321 | Rate Constraint in lbs/MMBtu | FALSE | L | Annual | Standard SO2 | lb/MMBtu | 1.2 | 1.2 | 1.2 | 1.2 | 1.2 | 1.2 | 1.2 | 1.2
Louisiana Coal Units - SO2 Rate Annual v3.1, Unit 3590 and retrofits | 393 | 7321 | Rate Constraint in lbs/MMBtu | FALSE | L | Annual | Emissions at Affected Plants SO2 | Thousand Tons | 0 | 0 | 0 | 0 | 0 | 0 | 0 | 0
Louisiana Coal Units - SO2 Rate Annual v3.1, Unit 3590 and retrofits | 393 | 7321 | Rate Constraint in lbs/MMBtu | FALSE | L | Annual | Allowances Purchased SO2 | Thousand Tons | 0 | 0 | 0 | 0 | 0 | 0 | 0 | 0
Louisiana Coal Units - SO2 Rate Annual v3.1, Unit 3590 and retrofits | 393 | 7321 | Rate Constraint in lbs/MMBtu | FALSE | L | Annual | Allowances Sold SO2 | Thousand Tons | 0 | 0 | 0 | 0 | 0 | 0 | 0 | 0
Louisiana Coal Units - SO2 Rate Annual v3.1, Unit 3590 and retrofits | 393 | 7321 | Rate Constraint in lbs/MMBtu | FALSE | L | Annual | Allowances Banked | Thousand Tons | 0 | 0 | 0 | 0 | 0 | 0 | 0 | 0
Louisiana Coal Units - SO2 Rate Annual v3.1, Unit 3590 and retrofits | 393 | 7321 | Rate Constraint in lbs/MMBtu | FALSE | L | Annual | Allowances Withdrawn (1:1) | Thousand Tons | 0 | 0 | 0 | 0 | 0 | 0 | 0 | 0
Louisiana Coal Units - SO2 Rate Annual v3.1, Unit 3590 and retrofits | 393 | 7321 | Rate Constraint in lbs/MMBtu | FALSE | L | Annual | Allowances Withdrawn (n:1) | Thousand Tons | 0 | 0 | 0 | 0 | 0 | 0 | 0 | 0
Louisiana Coal Units - SO2 Rate Annual v3.1, Unit 3590 and retrofits | 393 | 7321 | Rate Constraint in lbs/MMBtu | FALSE | L | Annual | Net Emissions Allowance Position | Thousand Tons | 0 | 0 | 0 | 0 | 0 | 0 | 0 | 0
Louisiana Coal Units - SO2 Rate Annual v3.1, Unit 3590 and retrofits | 393 | 7321 | Rate Constraint in lbs/MMBtu | FALSE | L | Annual | Fuel Consumed | TBtu | 0 | 0 | 0 | 0 | 0 | 0 | 0 | 0
Louisiana Coal Units - SO2 Rate Annual v3.1, Unit 3590 and retrofits | 393 | 7321 | Rate Constraint in lbs/MMBtu | FALSE | L | Annual | Rate | lb/MMBtu | 0 | 0 | 0 | 0 | 0 | 0 | 0 | 0
Louisiana Coal Units - SO2 Rate Annual v3.1, Unit 3590 and retrofits | 393 | 7321 | Rate Constraint in lbs/MMBtu | FALSE | L | Annual | Generation | TWh | 0 | 0 | 0 | 0 | 0 | 0 | 0 | 0
Louisiana Coal Units - SO2 Rate Annual v3.1, Unit 3590 and retrofits | 393 | 7321 | Rate Constraint in lbs/MMBtu | FALSE | L | Annual | Qualifying Generation | TWh | 0 | 0 | 0 | 0 | 0 | 0 | 0 | 0
Louisiana Coal Units - SO2 Rate Annual v3.1, Unit 3590 and retrofits | 393 | 7321 | Rate Constraint in lbs/MMBtu | FALSE | L | Annual | Rate | lb/MWh | 0 | 0 | 0 | 0 | 0 | 0 | 0 | 0
Louisiana Coal Units - SO2 Rate Annual v3.1, Unit 3590 and retrofits | 393 | 7321 | Rate Constraint in lbs/MMBtu | FALSE | L | Annual | Constraint Shadow Price | US2019$/Ton | 0 | 0 | 0 | 0 | 0 | 0 | 0 | 0
Louisiana Coal Units - SO2 Rate Annual v3.1, Unit 3597 and retrofits | 394 | 7321 | Rate Constraint in lbs/MMBtu | FALSE | L | Annual | Seasons Included | Seasons | Winter, WintShld, Summer | Winter, WintShld, Summer | Winter, WintShld, Summer | Winter, WintShld, Summer | Winter, WintShld, Summer | Winter, WintShld, Summer | Winter, WintShld, Summer | Winter, WintShld, Summer
Louisiana Coal Units - SO2 Rate Annual v3.1, Unit 3597 and retrofits | 394 | 7321 | Rate Constraint in lbs/MMBtu | FALSE | L | Annual | Standard SO2 | lb/MMBtu | 1.2 | 1.2 | 1.2 | 1.2 | 1.2 | 1.2 | 1.2 | 1.2
Louisiana Coal Units - SO2 Rate Annual v3.1, Unit 3597 and retrofits | 394 | 7321 | Rate Constraint in lbs/MMBtu | FALSE | L | Annual | Emissions at Affected Plants SO2 | Thousand Tons | 6.7742 | 6.7742 | 0 | 0 | 0 | 0 | 0 | 0
Louisiana Coal Units - SO2 Rate Annual v3.1, Unit 3597 and retrofits | 394 | 7321 | Rate Constraint in lbs/MMBtu | FALSE | L | Annual | Allowances Purchased SO2 | Thousand Tons | 0 | 0 | 0 | 0 | 0 | 0 | 0 | 0
Louisiana Coal Units - SO2 Rate Annual v3.1, Unit 3597 and retrofits | 394 | 7321 | Rate Constraint in lbs/MMBtu | FALSE | L | Annual | Allowances Sold SO2 | Thousand Tons | 0 | 0 | 0 | 0 | 0 | 0 | 0 | 0
Louisiana Coal Units - SO2 Rate Annual v3.1, Unit 3597 and retrofits | 394 | 7321 | Rate Constraint in lbs/MMBtu | FALSE | L | Annual | Allowances Banked | Thousand Tons | 0 | 0 | 0 | 0 | 0 | 0 | 0 | 0
Louisiana Coal Units - SO2 Rate Annual v3.1, Unit 3597 and retrofits | 394 | 7321 | Rate Constraint in lbs/MMBtu | FALSE | L | Annual | Allowances Withdrawn (1:1) | Thousand Tons | 0 | 0 | 0 | 0 | 0 | 0 | 0 | 0
Louisiana Coal Units - SO2 Rate Annual v3.1, Unit 3597 and retrofits | 394 | 7321 | Rate Constraint in lbs/MMBtu | FALSE | L | Annual | Allowances Withdrawn (n:1) | Thousand Tons | 0 | 0 | 0 | 0 | 0 | 0 | 0 | 0
Louisiana Coal Units - SO2 Rate Annual v3.1, Unit 3597 and retrofits | 394 | 7321 | Rate Constraint in lbs/MMBtu | FALSE | L | Annual | Net Emissions Allowance Position | Thousand Tons | 6.7742 | 6.7742 | 0 | 0 | 0 | 0 | 0 | 0
Louisiana Coal Units - SO2 Rate Annual v3.1, Unit 3597 and retrofits | 394 | 7321 | Rate Constraint in lbs/MMBtu | FALSE | L | Annual | Fuel Consumed | TBtu | 21.994 | 21.994 | 0 | 0 | 0 | 0 | 0 | 0
Louisiana Coal Units - SO2 Rate Annual v3.1, Unit 3597 and retrofits | 394 | 7321 | Rate Constraint in lbs/MMBtu | FALSE | L | Annual | Rate | lb/MMBtu | 0.616 | 0.616 | 0 | 0 | 0 | 0 | 0 | 0
Louisiana Coal Units - SO2 Rate Annual v3.1, Unit 3597 and retrofits | 394 | 7321 | Rate Constraint in lbs/MMBtu | FALSE | L | Annual | Generation | TWh | 2.1611 | 2.1611 | 0 | 0 | 0 | 0 | 0 | 0
Louisiana Coal Units - SO2 Rate Annual v3.1, Unit 3597 and retrofits | 394 | 7321 | Rate Constraint in lbs/MMBtu | FALSE | L | Annual | Qualifying Generation | TWh | 2.1611 | 2.1611 | 0 | 0 | 0 | 0 | 0 | 0
Louisiana Coal Units - SO2 Rate Annual v3.1, Unit 3597 and retrofits | 394 | 7321 | Rate Constraint in lbs/MMBtu | FALSE | L | Annual | Rate | lb/MWh | 6.269 | 6.269 | 0 | 0 | 0 | 0 | 0 | 0
Louisiana Coal Units - SO2 Rate Annual v3.1, Unit 3597 and retrofits | 394 | 7321 | Rate Constraint in lbs/MMBtu | FALSE | L | Annual | Constraint Shadow Price | US2019$/Ton | 0 | 0 | 0 | 0 | 0 | 0 | 0 | 0
Louisiana Coal Units - SO2 Rate Annual v3.1, Unit 3598 and retrofits | 395 | 7321 | Rate Constraint in lbs/MMBtu | FALSE | L | Annual | Seasons Included | Seasons | Winter, WintShld, Summer | Winter, WintShld, Summer | Winter, WintShld, Summer | Winter, WintShld, Summer | Winter, WintShld, Summer | Winter, WintShld, Summer | Winter, WintShld, Summer | Winter, WintShld, Summer
Louisiana Coal Units - SO2 Rate Annual v3.1, Unit 3598 and retrofits | 395 | 7321 | Rate Constraint in lbs/MMBtu | FALSE | L | Annual | Standard SO2 | lb/MMBtu | 1.2 | 1.2 | 1.2 | 1.2 | 1.2 | 1.2 | 1.2 | 1.2
Louisiana Coal Units - SO2 Rate Annual v3.1, Unit 3598 and retrofits | 395 | 7321 | Rate Constraint in lbs/MMBtu | FALSE | L | Annual | Emissions at Affected Plants SO2 | Thousand Tons | 6.7742 | 6.7742 | 0 | 0 | 0 | 0 | 0 | 0
Louisiana Coal Units - SO2 Rate Annual v3.1, Unit 3598 and retrofits | 395 | 7321 | Rate Constraint in lbs/MMBtu | FALSE | L | Annual | Allowances Purchased SO2 | Thousand Tons | 0 | 0 | 0 | 0 | 0 | 0 | 0 | 0
Louisiana Coal Units - SO2 Rate Annual v3.1, Unit 3598 and retrofits | 395 | 7321 | Rate Constraint in lbs/MMBtu | FALSE | L | Annual | Allowances Sold SO2 | Thousand Tons | 0 | 0 | 0 | 0 | 0 | 0 | 0 | 0
Louisiana Coal Units - SO2 Rate Annual v3.1, Unit 3598 and retrofits | 395 | 7321 | Rate Constraint in lbs/MMBtu | FALSE | L | Annual | Allowances Banked | Thousand Tons | 0 | 0 | 0 | 0 | 0 | 0 | 0 | 0
Louisiana Coal Units - SO2 Rate Annual v3.1, Unit 3598 and retrofits | 395 | 7321 | Rate Constraint in lbs/MMBtu | FALSE | L | Annual | Allowances Withdrawn (1:1) | Thousand Tons | 0 | 0 | 0 | 0 | 0 | 0 | 0 | 0
Louisiana Coal Units - SO2 Rate Annual v3.1, Unit 3598 and retrofits | 395 | 7321 | Rate Constraint in lbs/MMBtu | FALSE | L | Annual | Allowances Withdrawn (n:1) | Thousand Tons | 0 | 0 | 0 | 0 | 0 | 0 | 0 | 0
Louisiana Coal Units - SO2 Rate Annual v3.1, Unit 3598 and retrofits | 395 | 7321 | Rate Constraint in lbs/MMBtu | FALSE | L | Annual | Net Emissions Allowance Position | Thousand Tons | 6.7742 | 6.7742 | 0 | 0 | 0 | 0 | 0 | 0
Louisiana Coal Units - SO2 Rate Annual v3.1, Unit 3598 and retrofits | 395 | 7321 | Rate Constraint in lbs/MMBtu | FALSE | L | Annual | Fuel Consumed | TBtu | 21.994 | 21.994 | 0 | 0 | 0 | 0 | 0 | 0
Louisiana Coal Units - SO2 Rate Annual v3.1, Unit 3598 and retrofits | 395 | 7321 | Rate Constraint in lbs/MMBtu | FALSE | L | Annual | Rate | lb/MMBtu | 0.616 | 0.616 | 0 | 0 | 0 | 0 | 0 | 0
Louisiana Coal Units - SO2 Rate Annual v3.1, Unit 3598 and retrofits | 395 | 7321 | Rate Constraint in lbs/MMBtu | FALSE | L | Annual | Generation | TWh | 2.1611 | 2.1611 | 0 | 0 | 0 | 0 | 0 | 0
Louisiana Coal Units - SO2 Rate Annual v3.1, Unit 3598 and retrofits | 395 | 7321 | Rate Constraint in lbs/MMBtu | FALSE | L | Annual | Qualifying Generation | TWh | 2.1611 | 2.1611 | 0 | 0 | 0 | 0 | 0 | 0
Louisiana Coal Units - SO2 Rate Annual v3.1, Unit 3598 and retrofits | 395 | 7321 | Rate Constraint in lbs/MMBtu | FALSE | L | Annual | Rate | lb/MWh | 6.269 | 6.269 | 0 | 0 | 0 | 0 | 0 | 0
Louisiana Coal Units - SO2 Rate Annual v3.1, Unit 3598 and retrofits | 395 | 7321 | Rate Constraint in lbs/MMBtu | FALSE | L | Annual | Constraint Shadow Price | US2019$/Ton | 0 | 0 | 0 | 0 | 0 | 0 | 0 | 0
Louisiana Coal Units - SO2 Rate Annual v3.1, Unit 3605 and retrofits | 396 | 7321 | Rate Constraint in lbs/MMBtu | FALSE | L | Annual | Seasons Included | Seasons | Winter, WintShld, Summer | Winter, WintShld, Summer | Winter, WintShld, Summer | Winter, WintShld, Summer | Winter, WintShld, Summer | Winter, WintShld, Summer | Winter, WintShld, Summer | Winter, WintShld, Summer
Louisiana Coal Units - SO2 Rate Annual v3.1, Unit 3605 and retrofits | 396 | 7321 | Rate Constraint in lbs/MMBtu | FALSE | L | Annual | Standard SO2 | lb/MMBtu | 1.2 | 1.2 | 1.2 | 1.2 | 1.2 | 1.2 | 1.2 | 1.2
Louisiana Coal Units - SO2 Rate Annual v3.1, Unit 3605 and retrofits | 396 | 7321 | Rate Constraint in lbs/MMBtu | FALSE | L | Annual | Emissions at Affected Plants SO2 | Thousand Tons | 3.7708 | 2.9709 | 0.66564 | 0.89721 | 2.0787 | 2.1621 | 2.1621 | 1.6097
Louisiana Coal Units - SO2 Rate Annual v3.1, Unit 3605 and retrofits | 396 | 7321 | Rate Constraint in lbs/MMBtu | FALSE | L | Annual | Allowances Purchased SO2 | Thousand Tons | 0 | 0 | 0 | 0 | 0 | 0 | 0 | 0
Louisiana Coal Units - SO2 Rate Annual v3.1, Unit 3605 and retrofits | 396 | 7321 | Rate Constraint in lbs/MMBtu | FALSE | L | Annual | Allowances Sold SO2 | Thousand Tons | 0 | 0 | 0 | 0 | 0 | 0 | 0 | 0
Louisiana Coal Units - SO2 Rate Annual v3.1, Unit 3605 and retrofits | 396 | 7321 | Rate Constraint in lbs/MMBtu | FALSE | L | Annual | Allowances Banked | Thousand Tons | 0 | 0 | 0 | 0 | 0 | 0 | 0 | 0
Louisiana Coal Units - SO2 Rate Annual v3.1, Unit 3605 and retrofits | 396 | 7321 | Rate Constraint in lbs/MMBtu | FALSE | L | Annual | Allowances Withdrawn (1:1) | Thousand Tons | 0 | 0 | 0 | 0 | 0 | 0 | 0 | 0
Louisiana Coal Units - SO2 Rate Annual v3.1, Unit 3605 and retrofits | 396 | 7321 | Rate Constraint in lbs/MMBtu | FALSE | L | Annual | Allowances Withdrawn (n:1) | Thousand Tons | 0 | 0 | 0 | 0 | 0 | 0 | 0 | 0
Louisiana Coal Units - SO2 Rate Annual v3.1, Unit 3605 and retrofits | 396 | 7321 | Rate Constraint in lbs/MMBtu | FALSE | L | Annual | Net Emissions Allowance Position | Thousand Tons | 3.7708 | 2.9709 | 0.66564 | 0.89721 | 2.0787 | 2.1621 | 2.1621 | 1.6097
Louisiana Coal Units - SO2 Rate Annual v3.1, Unit 3605 and retrofits | 396 | 7321 | Rate Constraint in lbs/MMBtu | FALSE | L | Annual | Fuel Consumed | TBtu | 9.0776 | 7.1518 | 1.6024 | 2.1599 | 5.004 | 5.2049 | 5.2049 | 3.8751
Louisiana Coal Units - SO2 Rate Annual v3.1, Unit 3605 and retrofits | 396 | 7321 | Rate Constraint in lbs/MMBtu | FALSE | L | Annual | Rate | lb/MMBtu | 0.8308 | 0.8308 | 0.8308 | 0.8308 | 0.8308 | 0.8308 | 0.8308 | 0.8308
Louisiana Coal Units - SO2 Rate Annual v3.1, Unit 3605 and retrofits | 396 | 7321 | Rate Constraint in lbs/MMBtu | FALSE | L | Annual | Generation | TWh | 0.74468 | 0.5867 | 0.13145 | 0.17719 | 0.4105 | 0.42699 | 0.42699 | 0.31789
Louisiana Coal Units - SO2 Rate Annual v3.1, Unit 3605 and retrofits | 396 | 7321 | Rate Constraint in lbs/MMBtu | FALSE | L | Annual | Qualifying Generation | TWh | 0.7385 | 0.58183 | 0.13036 | 0.17571 | 0.40709 | 0.42344 | 0.42344 | 0.31525
Louisiana Coal Units - SO2 Rate Annual v3.1, Unit 3605 and retrofits | 396 | 7321 | Rate Constraint in lbs/MMBtu | FALSE | L | Annual | Rate | lb/MWh | 10.2122 | 10.2122 | 10.2122 | 10.2122 | 10.2122 | 10.2122 | 10.2122 | 10.2122
Louisiana Coal Units - SO2 Rate Annual v3.1, Unit 3605 and retrofits | 396 | 7321 | Rate Constraint in lbs/MMBtu | FALSE | L | Annual | Constraint Shadow Price | US2019$/Ton | 0 | 0 | 0 | 0 | 0 | 0 | 0 | 0
Louisiana Coal Units - SO2 Rate Annual v3.1, Unit 3606 and retrofits | 397 | 7321 | Rate Constraint in lbs/MMBtu | FALSE | L | Annual | Seasons Included | Seasons | Winter, WintShld, Summer | Winter, WintShld, Summer | Winter, WintShld, Summer | Winter, WintShld, Summer | Winter, WintShld, Summer | Winter, WintShld, Summer | Winter, WintShld, Summer | Winter, WintShld, Summer
Louisiana Coal Units - SO2 Rate Annual v3.1, Unit 3606 and retrofits | 397 | 7321 | Rate Constraint in lbs/MMBtu | FALSE | L | Annual | Standard SO2 | lb/MMBtu | 1.2 | 1.2 | 1.2 | 1.2 | 1.2 | 1.2 | 1.2 | 1.2
Louisiana Coal Units - SO2 Rate Annual v3.1, Unit 3606 and retrofits | 397 | 7321 | Rate Constraint in lbs/MMBtu | FALSE | L | Annual | Emissions at Affected Plants SO2 | Thousand Tons | 3.6258 | 2.8566 | 0.64004 | 0.86271 | 2.0136 | 2.079 | 2.079 | 1.9558
Louisiana Coal Units - SO2 Rate Annual v3.1, Unit 3606 and retrofits | 397 | 7321 | Rate Constraint in lbs/MMBtu | FALSE | L | Annual | Allowances Purchased SO2 | Thousand Tons | 0 | 0 | 0 | 0 | 0 | 0 | 0 | 0
Louisiana Coal Units - SO2 Rate Annual v3.1, Unit 3606 and retrofits | 397 | 7321 | Rate Constraint in lbs/MMBtu | FALSE | L | Annual | Allowances Sold SO2 | Thousand Tons | 0 | 0 | 0 | 0 | 0 | 0 | 0 | 0
Louisiana Coal Units - SO2 Rate Annual v3.1, Unit 3606 and retrofits | 397 | 7321 | Rate Constraint in lbs/MMBtu | FALSE | L | Annual | Allowances Banked | Thousand Tons | 0 | 0 | 0 | 0 | 0 | 0 | 0 | 0
Louisiana Coal Units - SO2 Rate Annual v3.1, Unit 3606 and retrofits | 397 | 7321 | Rate Constraint in lbs/MMBtu | FALSE | L | Annual | Allowances Withdrawn (1:1) | Thousand Tons | 0 | 0 | 0 | 0 | 0 | 0 | 0 | 0
Louisiana Coal Units - SO2 Rate Annual v3.1, Unit 3606 and retrofits | 397 | 7321 | Rate Constraint in lbs/MMBtu | FALSE | L | Annual | Allowances Withdrawn (n:1) | Thousand Tons | 0 | 0 | 0 | 0 | 0 | 0 | 0 | 0
Louisiana Coal Units - SO2 Rate Annual v3.1, Unit 3606 and retrofits | 397 | 7321 | Rate Constraint in lbs/MMBtu | FALSE | L | Annual | Net Emissions Allowance Position | Thousand Tons | 3.6258 | 2.8566 | 0.64004 | 0.86271 | 2.0136 | 2.079 | 2.079 | 1.9558
Louisiana Coal Units - SO2 Rate Annual v3.1, Unit 3606 and retrofits | 397 | 7321 | Rate Constraint in lbs/MMBtu | FALSE | L | Annual | Fuel Consumed | TBtu | 8.7518 | 6.8951 | 1.5449 | 2.0823 | 4.8603 | 5.0181 | 5.0181 | 4.7208
Louisiana Coal Units - SO2 Rate Annual v3.1, Unit 3606 and retrofits | 397 | 7321 | Rate Constraint in lbs/MMBtu | FALSE | L | Annual | Rate | lb/MMBtu | 0.82859 | 0.82859 | 0.82859 | 0.82859 | 0.82859 | 0.82859 | 0.82859 | 0.82859
Louisiana Coal Units - SO2 Rate Annual v3.1, Unit 3606 and retrofits | 397 | 7321 | Rate Constraint in lbs/MMBtu | FALSE | L | Annual | Generation | TWh | 0.71604 | 0.56414 | 0.1264 | 0.17037 | 0.39765 | 0.41057 | 0.41057 | 0.38624
Louisiana Coal Units - SO2 Rate Annual v3.1, Unit 3606 and retrofits | 397 | 7321 | Rate Constraint in lbs/MMBtu | FALSE | L | Annual | Qualifying Generation | TWh | 0.71199 | 0.56094 | 0.12568 | 0.16941 | 0.3954 | 0.40824 | 0.40824 | 0.38406
Louisiana Coal Units - SO2 Rate Annual v3.1, Unit 3606 and retrofits | 397 | 7321 | Rate Constraint in lbs/MMBtu | FALSE | L | Annual | Rate | lb/MWh | 10.1851 | 10.1851 | 10.1851 | 10.1851 | 10.1851 | 10.1851 | 10.1851 | 10.1851
Louisiana Coal Units - SO2 Rate Annual v3.1, Unit 3606 and retrofits | 397 | 7321 | Rate Constraint in lbs/MMBtu | FALSE | L | Annual | Constraint Shadow Price | US2019$/Ton | 0 | 0 | 0 | 0 | 0 | 0 | 0 | 0
MA- CO2 Cap Annual v6.20 | 398 | 7653 | Rate Constraint in MTons | FALSE | L | Annual | Seasons Included | Seasons | Winter, WintShld, Summer | Winter, WintShld, Summer | Winter, WintShld, Summer | Winter, WintShld, Summer | Winter, WintShld, Summer | Winter, WintShld, Summer | Winter, WintShld, Summer | Winter, WintShld, Summer
MA- CO2 Cap Annual v6.20 | 398 | 7653 | Rate Constraint in MTons | FALSE | L | Annual | Standard CO2 | Thousand Tons | 8637.3385 | 8143.777 | 7403.4347 | 6909.8732 | 5675.9695 | 4442.0657 | 3208.1619 | 1974.2582
MA- CO2 Cap Annual v6.20 | 398 | 7653 | Rate Constraint in MTons | FALSE | L | Annual | Emissions at Affected Plants CO2 | Thousand Tons | 4315.294 | 2647.8739 | 4001.9927 | 4747.0288 | 3367.661 | 2929.2757 | 2597.6059 | 2224.2287
MA- CO2 Cap Annual v6.20 | 398 | 7653 | Rate Constraint in MTons | FALSE | L | Annual | Allowances Purchased CO2 | Thousand Tons | 0 | 0 | 0 | 0 | 0 | 0 | 0 | 0
MA- CO2 Cap Annual v6.20 | 398 | 7653 | Rate Constraint in MTons | FALSE | L | Annual | Allowances Sold CO2 | Thousand Tons | 0 | 0 | 0 | 0 | 0 | 0 | 0 | 0
MA- CO2 Cap Annual v6.20 | 398 | 7653 | Rate Constraint in MTons | FALSE | L | Annual | Allowances Banked | Thousand Tons | 0 | 0 | 3401.4422 | 2162.8445 | 1280.0523 | 0 | 610.556 | 0
MA- CO2 Cap Annual v6.20 | 398 | 7653 | Rate Constraint in MTons | FALSE | L | Annual | Allowances Withdrawn (1:1) | Thousand Tons | 0 | 0 | 0 | 0 | 0 | -4442.0658 | 0 | -436.1114
MA- CO2 Cap Annual v6.20 | 398 | 7653 | Rate Constraint in MTons | FALSE | L | Annual | Allowances Withdrawn (n:1) | Thousand Tons | 0 | 0 | 0 | 0 | 0 | 0 | 0 | 0
MA- CO2 Cap Annual v6.20 | 398 | 7653 | Rate Constraint in MTons | FALSE | L | Annual | Net Emissions Allowance Position | Thousand Tons | 4315.294 | 2647.8739 | 7403.4348 | 6909.8732 | 4647.7133 | -1512.79 | 3208.1619 | 1788.1172
MA- CO2 Cap Annual v6.20 | 398 | 7653 | Rate Constraint in MTons | FALSE | L | Annual | Fuel Consumed | TBtu | 68.4689 | 40.3614 | 63.1159 | 75.8414 | 52.7019 | 46.3575 | 40.6937 | 34.3156
MA- CO2 Cap Annual v6.20 | 398 | 7653 | Rate Constraint in MTons | FALSE | L | Annual | Rate | lb/MMBtu | 126.0511 | 131.2082 | 126.8142 | 125.183 | 127.8003 | 126.3776 | 127.6661 | 129.6337
MA- CO2 Cap Annual v6.20 | 398 | 7653 | Rate Constraint in MTons | FALSE | L | Annual | Generation | TWh | 9.5119 | 5.6952 | 8.6774 | 10.3439 | 7.3333 | 6.4438 | 5.688 | 4.8062
MA- CO2 Cap Annual v6.20 | 398 | 7653 | Rate Constraint in MTons | FALSE | L | Annual | Qualifying Generation | TWh | 9.5119 | 5.6952 | 8.6774 | 10.3439 | 7.3333 | 6.4438 | 5.688 | 4.8062
MA- CO2 Cap Annual v6.20 | 398 | 7653 | Rate Constraint in MTons | FALSE | L | Annual | Rate | lb/MWh | 907.3438 | 929.8571 | 922.3968 | 917.8388 | 918.4593 | 909.1829 | 913.3579 | 925.5595
MA- CO2 Cap Annual v6.20 | 398 | 7653 | Rate Constraint in MTons | FALSE | L | Annual | Constraint Shadow Price | US2019$/Ton | 0 | 0 | 0 | 0 | 0 | 0 | 0 | 0
MA Fac. Spec. - Canal NOx v3.1 | 399 | 7531 | Rate Constraint in lbs/MWh | FALSE | L | Annual | Seasons Included | Seasons | Winter, WintShld, Summer | Winter, WintShld, Summer | Winter, WintShld, Summer | Winter, WintShld, Summer | Winter, WintShld, Summer | Winter, WintShld, Summer | Winter, WintShld, Summer | Winter, WintShld, Summer
MA Fac. Spec. - Canal NOx v3.1 | 399 | 7531 | Rate Constraint in lbs/MWh | FALSE | L | Annual | Standard NOX | lb/MWh | 1.5 | 1.5 | 1.5 | 1.5 | 1.5 | 1.5 | 1.5 | 1.5
MA Fac. Spec. - Canal NOx v3.1 | 399 | 7531 | Rate Constraint in lbs/MWh | FALSE | L | Annual | Emissions at Affected Plants NOX | Thousand Tons | 0 | 0 | 0 | 0 | 0 | 0 | 0 | 0
MA Fac. Spec. - Canal NOx v3.1 | 399 | 7531 | Rate Constraint in lbs/MWh | FALSE | L | Annual | Allowances Purchased NOX | Thousand Tons | 0 | 0 | 0 | 0 | 0 | 0 | 0 | 0
MA Fac. Spec. - Canal NOx v3.1 | 399 | 7531 | Rate Constraint in lbs/MWh | FALSE | L | Annual | Allowances Sold NOX | Thousand Tons | 0 | 0 | 0 | 0 | 0 | 0 | 0 | 0
MA Fac. Spec. - Canal NOx v3.1 | 399 | 7531 | Rate Constraint in lbs/MWh | FALSE | L | Annual | Allowances Banked | Thousand Tons | 0 | 0 | 0 | 0 | 0 | 0 | 0 | 0
MA Fac. Spec. - Canal NOx v3.1 | 399 | 7531 | Rate Constraint in lbs/MWh | FALSE | L | Annual | Allowances Withdrawn (1:1) | Thousand Tons | 0 | 0 | 0 | 0 | 0 | 0 | 0 | 0
MA Fac. Spec. - Canal NOx v3.1 | 399 | 7531 | Rate Constraint in lbs/MWh | FALSE | L | Annual | Allowances Withdrawn (n:1) | Thousand Tons | 0 | 0 | 0 | 0 | 0 | 0 | 0 | 0
MA Fac. Spec. - Canal NOx v3.1 | 399 | 7531 | Rate Constraint in lbs/MWh | FALSE | L | Annual | Net Emissions Allowance Position | Thousand Tons | 0 | 0 | 0 | 0 | 0 | 0 | 0 | 0
MA Fac. Spec. - Canal NOx v3.1 | 399 | 7531 | Rate Constraint in lbs/MWh | FALSE | L | Annual | Fuel Consumed | TBtu | 0 | 0 | 0 | 0 | 0 | 0 | 0 | 0
MA Fac. Spec. - Canal NOx v3.1 | 399 | 7531 | Rate Constraint in lbs/MWh | FALSE | L | Annual | Rate | lb/MMBtu | 0 | 0 | 0 | 0 | 0 | 0 | 0 | 0
MA Fac. Spec. - Canal NOx v3.1 | 399 | 7531 | Rate Constraint in lbs/MWh | FALSE | L | Annual | Generation | TWh | 0 | 0 | 0 | 0 | 0 | 0 | 0 | 0
MA Fac. Spec. - Canal NOx v3.1 | 399 | 7531 | Rate Constraint in lbs/MWh | FALSE | L | Annual | Qualifying Generation | TWh | 0 | 0 | 0 | 0 | 0 | 0 | 0 | 0
MA Fac. Spec. - Canal NOx v3.1 | 399 | 7531 | Rate Constraint in lbs/MWh | FALSE | L | Annual | Constraint Shadow Price | US2019$/Ton | 39471.928 | 323088.3343 | 220326.7811 | 110404.2496 | 208031.1521 | 7909.1828 | 0 | 4461.6287
MA Fac. Spec. - Canal SO2 Annual v3.1 | 400 | 7532 | Rate Constraint in lbs/MWh | FALSE | L | Annual | Seasons Included | Seasons | Winter, WintShld, Summer | Winter, WintShld, Summer | Winter, WintShld, Summer | Winter, WintShld, Summer | Winter, WintShld, Summer | Winter, WintShld, Summer | Winter, WintShld, Summer | Winter, WintShld, Summer
MA Fac. Spec. - Canal SO2 Annual v3.1 | 400 | 7532 | Rate Constraint in lbs/MWh | FALSE | L | Annual | Standard SO2 | lb/MWh | 3 | 3 | 3 | 3 | 3 | 3 | 3 | 3
MA Fac. Spec. - Canal SO2 Annual v3.1 | 400 | 7532 | Rate Constraint in lbs/MWh | FALSE | L | Annual | Emissions at Affected Plants SO2 | Thousand Tons | 0 | 0 | 0 | 0 | 0 | 0 | 0 | 0
MA Fac. Spec. - Canal SO2 Annual v3.1 | 400 | 7532 | Rate Constraint in lbs/MWh | FALSE | L | Annual | Allowances Purchased SO2 | Thousand Tons | 0 | 0 | 0 | 0 | 0 | 0 | 0 | 0
MA Fac. Spec. - Canal SO2 Annual v3.1 | 400 | 7532 | Rate Constraint in lbs/MWh | FALSE | L | Annual | Allowances Sold SO2 | Thousand Tons | 0 | 0 | 0 | 0 | 0 | 0 | 0 | 0
MA Fac. Spec. - Canal SO2 Annual v3.1 | 400 | 7532 | Rate Constraint in lbs/MWh | FALSE | L | Annual | Allowances Banked | Thousand Tons | 0 | 0 | 0 | 0 | 0 | 0 | 0 | 0
MA Fac. Spec. - Canal SO2 Annual v3.1 | 400 | 7532 | Rate Constraint in lbs/MWh | FALSE | L | Annual | Allowances Withdrawn (1:1) | Thousand Tons | 0 | 0 | 0 | 0 | 0 | 0 | 0 | 0
MA Fac. Spec. - Canal SO2 Annual v3.1 | 400 | 7532 | Rate Constraint in lbs/MWh | FALSE | L | Annual | Allowances Withdrawn (n:1) | Thousand Tons | 0 | 0 | 0 | 0 | 0 | 0 | 0 | 0
MA Fac. Spec. - Canal SO2 Annual v3.1 | 400 | 7532 | Rate Constraint in lbs/MWh | FALSE | L | Annual | Net Emissions Allowance Position | Thousand Tons | 0 | 0 | 0 | 0 | 0 | 0 | 0 | 0
MA Fac. Spec. - Canal SO2 Annual v3.1 | 400 | 7532 | Rate Constraint in lbs/MWh | FALSE | L | Annual | Fuel Consumed | TBtu | 0 | 0 | 0 | 0 | 0 | 0 | 0 | 0
MA Fac. Spec. - Canal SO2 Annual v3.1 | 400 | 7532 | Rate Constraint in lbs/MWh | FALSE | L | Annual | Rate | lb/MMBtu | 0 | 0 | 0 | 0 | 0 | 0 | 0 | 0
MA Fac. Spec. - Canal SO2 Annual v3.1 | 400 | 7532 | Rate Constraint in lbs/MWh | FALSE | L | Annual | Generation | TWh | 0 | 0 | 0 | 0 | 0 | 0 | 0 | 0
MA Fac. Spec. - Canal SO2 Annual v3.1 | 400 | 7532 | Rate Constraint in lbs/MWh | FALSE | L | Annual | Qualifying Generation | TWh | 0 | 0 | 0 | 0 | 0 | 0 | 0 | 0
MA Fac. Spec. - Canal SO2 Annual v3.1 | 400 | 7532 | Rate Constraint in lbs/MWh | FALSE | L | Annual | Constraint Shadow Price | US2019$/Ton | 6473.535 | 24872.1667 | 16473.8531 | 8005.8265 | 0 | 0 | 0 | 0
MA Fac. Spec. - MER Output Annual v3.1 | 401 | 7335 | Rate Constraint in lbs/MWh | FALSE | L | Annual | Seasons Included | Seasons | Winter, WintShld, Summer | Winter, WintShld, Summer | Winter, WintShld, Summer | Winter, WintShld, Summer | Winter, WintShld, Summer | Winter, WintShld, Summer | Winter, WintShld, Summer | Winter, WintShld, Summer
MA Fac. Spec. - MER Output Annual v3.1 | 401 | 7335 | Rate Constraint in lbs/MWh | FALSE | L | Annual | Standard MER | lb/MWh | 2.5e-06 | 2.5e-06 | 2.5e-06 | 2.5e-06 | 2.5e-06 | 2.5e-06 | 2.5e-06 | 2.5e-06
MA Fac. Spec. - MER Output Annual v3.1 | 401 | 7335 | Rate Constraint in lbs/MWh | FALSE | L | Annual | Emissions at Affected Plants MER | lbs | 0.0026907 | 0 | 0 | 0 | 0 | 0 | 0 | 0
MA Fac. Spec. - MER Output Annual v3.1 | 401 | 7335 | Rate Constraint in lbs/MWh | FALSE | L | Annual | Allowances Purchased MER | lbs | 0 | 0 | 0 | 0 | 0 | 0 | 0 | 0
MA Fac. Spec. - MER Output Annual v3.1 | 401 | 7335 | Rate Constraint in lbs/MWh | FALSE | L | Annual | Allowances Sold MER | lbs | 0 | 0 | 0 | 0 | 0 | 0 | 0 | 0
MA Fac. Spec. - MER Output Annual v3.1 | 401 | 7335 | Rate Constraint in lbs/MWh | FALSE | L | Annual | Allowances Banked | lbs | 0 | 0 | 0 | 0 | 0 | 0 | 0 | 0
MA Fac. Spec. - MER Output Annual v3.1 | 401 | 7335 | Rate Constraint in lbs/MWh | FALSE | L | Annual | Allowances Withdrawn (1:1) | lbs | 0 | 0 | 0 | 0 | 0 | 0 | 0 | 0
MA Fac. Spec. - MER Output Annual v3.1 | 401 | 7335 | Rate Constraint in lbs/MWh | FALSE | L | Annual | Allowances Withdrawn (n:1) | lbs | 0 | 0 | 0 | 0 | 0 | 0 | 0 | 0
MA Fac. Spec. - MER Output Annual v3.1 | 401 | 7335 | Rate Constraint in lbs/MWh | FALSE | L | Annual | Net Emissions Allowance Position | lbs | 0.0026907 | 0 | 0 | 0 | 0 | 0 | 0 | 0
MA Fac. Spec. - MER Output Annual v3.1 | 401 | 7335 | Rate Constraint in lbs/MWh | FALSE | L | Annual | Fuel Consumed | TBtu | 19.2195 | 0 | 0 | 0 | 0 | 0 | 0 | 0
MA Fac. Spec. - MER Output Annual v3.1 | 401 | 7335 | Rate Constraint in lbs/MWh | FALSE | L | Annual | Rate | lb/MMBtu | 1.4e-10 | 0 | 0 | 0 | 0 | 0 | 0 | 0
MA Fac. Spec. - MER Output Annual v3.1 | 401 | 7335 | Rate Constraint in lbs/MWh | FALSE | L | Annual | Generation | TWh | 2.5688 | 0 | 0 | 0 | 0 | 0 | 0 | 0
MA Fac. Spec. - MER Output Annual v3.1 | 401 | 7335 | Rate Constraint in lbs/MWh | FALSE | L | Annual | Qualifying Generation | TWh | 2.5688 | 0 | 0 | 0 | 0 | 0 | 0 | 0
MA Fac. Spec. - MER Output Annual v3.1 | 401 | 7335 | Rate Constraint in lbs/MWh | FALSE | L | Annual | Constraint Shadow Price | US2019$/Lb | 0 | 0 | 0 | 0 | 0 | 3566593.967 | 0 | 0
MA Fac. Spec. - Mystic Gen NOx v3.1 | 402 | 7533 | Rate Constraint in lbs/MWh | FALSE | L | Annual | Seasons Included | Seasons | Winter, WintShld, Summer | Winter, WintShld, Summer | Winter, WintShld, Summer | Winter, WintShld, Summer | Winter, WintShld, Summer | Winter, WintShld, Summer | Winter, WintShld, Summer | Winter, WintShld, Summer
MA Fac. Spec. - Mystic Gen NOx v3.1 | 402 | 7533 | Rate Constraint in lbs/MWh | FALSE | L | Annual | Standard NOX | lb/MWh | 1.5 | 1.5 | 1.5 | 1.5 | 1.5 | 1.5 | 1.5 | 1.5
MA Fac. Spec. - Mystic Gen NOx v3.1 | 402 | 7533 | Rate Constraint in lbs/MWh | FALSE | L | Annual | Emissions at Affected Plants NOX | Thousand Tons | 0.08441 | 0 | 0 | 0 | 0 | 0 | 0 | 0
MA Fac. Spec. - Mystic Gen NOx v3.1 | 402 | 7533 | Rate Constraint in lbs/MWh | FALSE | L | Annual | Allowances Purchased NOX | Thousand Tons | 0 | 0 | 0 | 0 | 0 | 0 | 0 | 0
MA Fac. Spec. - Mystic Gen NOx v3.1 | 402 | 7533 | Rate Constraint in lbs/MWh | FALSE | L | Annual | Allowances Sold NOX | Thousand Tons | 0 | 0 | 0 | 0 | 0 | 0 | 0 | 0
MA Fac. Spec. - Mystic Gen NOx v3.1 | 402 | 7533 | Rate Constraint in lbs/MWh | FALSE | L | Annual | Allowances Banked | Thousand Tons | 0 | 0 | 0 | 0 | 0 | 0 | 0 | 0
MA Fac. Spec. - Mystic Gen NOx v3.1 | 402 | 7533 | Rate Constraint in lbs/MWh | FALSE | L | Annual | Allowances Withdrawn (1:1) | Thousand Tons | 0 | 0 | 0 | 0 | 0 | 0 | 0 | 0
MA Fac. Spec. - Mystic Gen NOx v3.1 | 402 | 7533 | Rate Constraint in lbs/MWh | FALSE | L | Annual | Allowances Withdrawn (n:1) | Thousand Tons | 0 | 0 | 0 | 0 | 0 | 0 | 0 | 0
MA Fac. Spec. - Mystic Gen NOx v3.1 | 402 | 7533 | Rate Constraint in lbs/MWh | FALSE | L | Annual | Net Emissions Allowance Position | Thousand Tons | 0.08441 | 0 | 0 | 0 | 0 | 0 | 0 | 0
MA Fac. Spec. - Mystic Gen NOx v3.1 | 402 | 7533 | Rate Constraint in lbs/MWh | FALSE | L | Annual | Fuel Consumed | TBtu | 19.2195 | 0 | 0 | 0 | 0 | 0 | 0 | 0
MA Fac. Spec. - Mystic Gen NOx v3.1 | 402 | 7533 | Rate Constraint in lbs/MWh | FALSE | L | Annual | Rate | lb/MMBtu | 0.0087838 | 0 | 0 | 0 | 0 | 0 | 0 | 0
MA Fac. Spec. - Mystic Gen NOx v3.1 | 402 | 7533 | Rate Constraint in lbs/MWh | FALSE | L | Annual | Generation | TWh | 2.5688 | 0 | 0 | 0 | 0 | 0 | 0 | 0
MA Fac. Spec. - Mystic Gen NOx v3.1 | 402 | 7533 | Rate Constraint in lbs/MWh | FALSE | L | Annual | Qualifying Generation | TWh | 2.5688 | 0 | 0 | 0 | 0 | 0 | 0 | 0
MA Fac. Spec. - Mystic Gen NOx v3.1 | 402 | 7533 | Rate Constraint in lbs/MWh | FALSE | L | Annual | Constraint Shadow Price | US2019$/Ton | 0 | 0 | 0 | 1878.9762 | 0 | 0 | 66.3979 | 0
MA Fac. Spec. - Mystic Gen SO2 Annual v3.1 | 403 | 7534 | Rate Constraint in lbs/MWh | FALSE | L | Annual | Seasons Included | Seasons | Winter, WintShld, Summer | Winter, WintShld, Summer | Winter, WintShld, Summer | Winter, WintShld, Summer | Winter, WintShld, Summer | Winter, WintShld, Summer | Winter, WintShld, Summer | Winter, WintShld, Summer
MA Fac. Spec. - Mystic Gen SO2 Annual v3.1 | 403 | 7534 | Rate Constraint in lbs/MWh | FALSE | L | Annual | Standard SO2 | lb/MWh | 3 | 3 | 3 | 3 | 3 | 3 | 3 | 3
MA Fac. Spec. - Mystic Gen SO2 Annual v3.1 | 403 | 7534 | Rate Constraint in lbs/MWh | FALSE | L | Annual | Emissions at Affected Plants SO2 | Thousand Tons | 0 | 0 | 0 | 0 | 0 | 0 | 0 | 0
MA Fac. Spec. - Mystic Gen SO2 Annual v3.1 | 403 | 7534 | Rate Constraint in lbs/MWh | FALSE | L | Annual | Allowances Purchased SO2 | Thousand Tons | 0 | 0 | 0 | 0 | 0 | 0 | 0 | 0
MA Fac. Spec. - Mystic Gen SO2 Annual v3.1 | 403 | 7534 | Rate Constraint in lbs/MWh | FALSE | L | Annual | Allowances Sold SO2 | Thousand Tons | 0 | 0 | 0 | 0 | 0 | 0 | 0 | 0
MA Fac. Spec. - Mystic Gen SO2 Annual v3.1 | 403 | 7534 | Rate Constraint in lbs/MWh | FALSE | L | Annual | Allowances Banked | Thousand Tons | 0 | 0 | 0 | 0 | 0 | 0 | 0 | 0
MA Fac. Spec. - Mystic Gen SO2 Annual v3.1 | 403 | 7534 | Rate Constraint in lbs/MWh | FALSE | L | Annual | Allowances Withdrawn (1:1) | Thousand Tons | 0 | 0 | 0 | 0 | 0 | 0 | 0 | 0
MA Fac. Spec. - Mystic Gen SO2 Annual v3.1 | 403 | 7534 | Rate Constraint in lbs/MWh | FALSE | L | Annual | Allowances Withdrawn (n:1) | Thousand Tons | 0 | 0 | 0 | 0 | 0 | 0 | 0 | 0
MA Fac. Spec. - Mystic Gen SO2 Annual v3.1 | 403 | 7534 | Rate Constraint in lbs/MWh | FALSE | L | Annual | Net Emissions Allowance Position | Thousand Tons | 0 | 0 | 0 | 0 | 0 | 0 | 0 | 0
MA Fac. Spec. - Mystic Gen SO2 Annual v3.1 | 403 | 7534 | Rate Constraint in lbs/MWh | FALSE | L | Annual | Fuel Consumed | TBtu | 19.2195 | 0 | 0 | 0 | 0 | 0 | 0 | 0
MA Fac. Spec. - Mystic Gen SO2 Annual v3.1 | 403 | 7534 | Rate Constraint in lbs/MWh | FALSE | L | Annual | Rate | lb/MMBtu | 0 | 0 | 0 | 0 | 0 | 0 | 0 | 0
MA Fac. Spec. - Mystic Gen SO2 Annual v3.1 | 403 | 7534 | Rate Constraint in lbs/MWh | FALSE | L | Annual | Generation | TWh | 2.5688 | 0 | 0 | 0 | 0 | 0 | 0 | 0
MA Fac. Spec. - Mystic Gen SO2 Annual v3.1 | 403 | 7534 | Rate Constraint in lbs/MWh | FALSE | L | Annual | Qualifying Generation | TWh | 2.5688 | 0 | 0 | 0 | 0 | 0 | 0 | 0
MA Fac. Spec. - Mystic Gen SO2 Annual v3.1 | 403 | 7534 | Rate Constraint in lbs/MWh | FALSE | L | Annual | Constraint Shadow Price | US2019$/Ton | 0 | 0 | 0 | 0 | 0 | 0 | 0 | 0
MD Coal-fired EGUs NOx rate - NRG & GenOn v5.16 | 404 | 7334 | Rate Constraint in lbs/MMBtu | FALSE | L | Annual | Seasons Included | Seasons | Summer | Summer | Summer | Summer | Summer | Summer | Summer | Summer
MD Coal-fired EGUs NOx rate - NRG & GenOn v5.16 | 404 | 7334 | Rate Constraint in lbs/MMBtu | FALSE | L | Annual | Standard NOX | lb/MMBtu | 0.15 | 0.15 | 0.15 | 0.15 | 0.15 | 0.15 | 0.15 | 0.15
MD Coal-fired EGUs NOx rate - NRG & GenOn v5.16 | 404 | 7334 | Rate Constraint in lbs/MMBtu | FALSE | L | Annual | Emissions at Affected Plants NOX | Thousand Tons | 0 | 0 | 0 | 0 | 0 | 0 | 0 | 0
MD Coal-fired EGUs NOx rate - NRG & GenOn v5.16 | 404 | 7334 | Rate Constraint in lbs/MMBtu | FALSE | L | Annual | Allowances Purchased NOX | Thousand Tons | 0 | 0 | 0 | 0 | 0 | 0 | 0 | 0
MD Coal-fired EGUs NOx rate - NRG & GenOn v5.16 | 404 | 7334 | Rate Constraint in lbs/MMBtu | FALSE | L | Annual | Allowances Sold NOX | Thousand Tons | 0 | 0 | 0 | 0 | 0 | 0 | 0 | 0
MD Coal-fired EGUs NOx rate - NRG & GenOn v5.16 | 404 | 7334 | Rate Constraint in lbs/MMBtu | FALSE | L | Annual | Allowances Banked | Thousand Tons | 0 | 0 | 0 | 0 | 0 | 0 | 0 | 0
MD Coal-fired EGUs NOx rate - NRG & GenOn v5.16 | 404 | 7334 | Rate Constraint in lbs/MMBtu | FALSE | L | Annual | Allowances Withdrawn (1:1) | Thousand Tons | 0 | 0 | 0 | 0 | 0 | 0 | 0 | 0
MD Coal-fired EGUs NOx rate - NRG & GenOn v5.16 | 404 | 7334 | Rate Constraint in lbs/MMBtu | FALSE | L | Annual | Allowances Withdrawn (n:1) | Thousand Tons | 0 | 0 | 0 | 0 | 0 | 0 | 0 | 0
MD Coal-fired EGUs NOx rate - NRG & GenOn v5.16 | 404 | 7334 | Rate Constraint in lbs/MMBtu | FALSE | L | Annual | Net Emissions Allowance Position | Thousand Tons | 0 | 0 | 0 | 0 | 0 | 0 | 0 | 0
MD Coal-fired EGUs NOx rate - NRG & GenOn v5.16 | 404 | 7334 | Rate Constraint in lbs/MMBtu | FALSE | L | Annual | Fuel Consumed | TBtu | 0 | 0 | 0 | 0 | 0 | 0 | 0 | 0
MD Coal-fired EGUs NOx rate - NRG & GenOn v5.16 | 404 | 7334 | Rate Constraint in lbs/MMBtu | FALSE | L | Annual | Rate | lb/MMBtu | 0 | 0 | 0 | 0 | 0 | 0 | 0 | 0
MD Coal-fired EGUs NOx rate - NRG & GenOn v5.16 | 404 | 7334 | Rate Constraint in lbs/MMBtu | FALSE | L | Annual | Generation | TWh | 0 | 0 | 0 | 0 | 0 | 0 | 0 | 0
MD Coal-fired EGUs NOx rate - NRG & GenOn v5.16 | 404 | 7334 | Rate Constraint in lbs/MMBtu | FALSE | L | Annual | Qualifying Generation | TWh | 0 | 0 | 0 | 0 | 0 | 0 | 0 | 0
MD Coal-fired EGUs NOx rate - NRG & GenOn v5.16 | 404 | 7334 | Rate Constraint in lbs/MMBtu | FALSE | L | Annual | Rate | lb/MWh | 0 | 0 | 0 | 0 | 0 | 0 | 0 | 0
MD Coal-fired EGUs NOx rate - NRG & GenOn v5.16 | 404 | 7334 | Rate Constraint in lbs/MMBtu | FALSE | L | Annual | Constraint Shadow Price | US2019$/Ton | 0 | 0 | 0 | 0 | 0 | 0 | 0 | 0
MD Coal-fired EGUs NOx rate - Raven v5.16 | 405 | 7333 | Rate Constraint in lbs/MMBtu | FALSE | L | Annual | Seasons Included | Seasons | Summer | Summer | Summer | Summer | Summer | Summer | Summer | Summer
MD Coal-fired EGUs NOx rate - Raven v5.16 | 405 | 7333 | Rate Constraint in lbs/MMBtu | FALSE | L | Annual | Standard NOX | lb/MMBtu | 0.15 | 0.15 | 0.15 | 0.15 | 0.15 | 0.15 | 0.15 | 0.15
MD Coal-fired EGUs NOx rate - Raven v5.16 | 405 | 7333 | Rate Constraint in lbs/MMBtu | FALSE | L | Annual | Emissions at Affected Plants NOX | Thousand Tons | 0 | 0 | 0 | 0 | 0 | 0 | 0 | 0
MD Coal-fired EGUs NOx rate - Raven v5.16 | 405 | 7333 | Rate Constraint in lbs/MMBtu | FALSE | L | Annual | Allowances Purchased NOX | Thousand Tons | 0 | 0 | 0 | 0 | 0 | 0 | 0 | 0
MD Coal-fired EGUs NOx rate - Raven v5.16 | 405 | 7333 | Rate Constraint in lbs/MMBtu | FALSE | L | Annual | Allowances Sold NOX | Thousand Tons | 0 | 0 | 0 | 0 | 0 | 0 | 0 | 0
MD Coal-fired EGUs NOx rate - Raven v5.16 | 405 | 7333 | Rate Constraint in lbs/MMBtu | FALSE | L | Annual | Allowances Banked | Thousand Tons | 0 | 0 | 0 | 0 | 0 | 0 | 0 | 0
MD Coal-fired EGUs NOx rate - Raven v5.16 | 405 | 7333 | Rate Constraint in lbs/MMBtu | FALSE | L | Annual | Allowances Withdrawn (1:1) | Thousand Tons | 0 | 0 | 0 | 0 | 0 | 0 | 0 | 0
MD Coal-fired EGUs NOx rate - Raven v5.16 | 405 | 7333 | Rate Constraint in lbs/MMBtu | FALSE | L | Annual | Allowances Withdrawn (n:1) | Thousand Tons | 0 | 0 | 0 | 0 | 0 | 0 | 0 | 0
MD Coal-fired EGUs NOx rate - Raven v5.16 | 405 | 7333 | Rate Constraint in lbs/MMBtu | FALSE | L | Annual | Net Emissions Allowance Position | Thousand Tons | 0 | 0 | 0 | 0 | 0 | 0 | 0 | 0
MD Coal-fired EGUs NOx rate - Raven v5.16 | 405 | 7333 | Rate Constraint in lbs/MMBtu | FALSE | L | Annual | Fuel Consumed | TBtu | 0 | 0 | 0 | 0 | 0 | 0 | 0 | 0
MD Coal-fired EGUs NOx rate - Raven v5.16 | 405 | 7333 | Rate Constraint in lbs/MMBtu | FALSE | L | Annual | Rate | lb/MMBtu | 0 | 0 | 0 | 0 | 0 | 0 | 0 | 0
MD Coal-fired EGUs NOx rate - Raven v5.16 | 405 | 7333 | Rate Constraint in lbs/MMBtu | FALSE | L | Annual | Generation | TWh | 0 | 0 | 0 | 0 | 0 | 0 | 0 | 0
MD Coal-fired EGUs NOx rate - Raven v5.16 | 405 | 7333 | Rate Constraint in lbs/MMBtu | FALSE | L | Annual | Qualifying Generation | TWh | 0 | 0 | 0 | 0 | 0 | 0 | 0 | 0
MD Coal-fired EGUs NOx rate - Raven v5.16 | 405 | 7333 | Rate Constraint in lbs/MMBtu | FALSE | L | Annual | Rate | lb/MWh | 0 | 0 | 0 | 0 | 0 | 0 | 0 | 0
MD Coal-fired EGUs NOx rate - Raven v5.16 | 405 | 7333 | Rate Constraint in lbs/MMBtu | FALSE | L | Annual | Constraint Shadow Price | US2019$/Ton | 0 | 0 | 0 | 0 | 0 | 0 | 0 | 0
MD Healthy Air Act - Constellation NOx Cap Ann 4.1 | 406 | 7330 | Rate Constraint in MTons | FALSE | L | Annual | Seasons Included | Seasons | Winter, WintShld, Summer | Winter, WintShld, Summer | Winter, WintShld, Summer | Winter, WintShld, Summer | Winter, WintShld, Summer | Winter, WintShld, Summer | Winter, WintShld, Summer | Winter, WintShld, Summer
MD Healthy Air Act - Constellation NOx Cap Ann 4.1 | 406 | 7330 | Rate Constraint in MTons | FALSE | L | Annual | Standard NOX | Thousand Tons | 8.026 | 8.026 | 8.026 | 8.026 | 8.026 | 8.026 | 8.026 | 8.026
MD Healthy Air Act - Constellation NOx Cap Ann 4.1 | 406 | 7330 | Rate Constraint in MTons | FALSE | L | Annual | Emissions at Affected Plants NOX | Thousand Tons | 0 | 0 | 0 | 0 | 0 | 0 | 0 | 0
MD Healthy Air Act - Constellation NOx Cap Ann 4.1 | 406 | 7330 | Rate Constraint in MTons | FALSE | L | Annual | Allowances Purchased NOX | Thousand Tons | 0 | 0 | 0 | 0 | 0 | 0 | 0 | 0
MD Healthy Air Act - Constellation NOx Cap Ann 4.1 | 406 | 7330 | Rate Constraint in MTons | FALSE | L | Annual | Allowances Sold NOX | Thousand Tons | 0 | 0 | 0 | 0 | 0 | 0 | 0 | 0
MD Healthy Air Act - Constellation NOx Cap Ann 4.1 | 406 | 7330 | Rate Constraint in MTons | FALSE | L | Annual | Allowances Banked | Thousand Tons | 0 | 0 | 0 | 0 | 0 | 0 | 0 | 0
MD Healthy Air Act - Constellation NOx Cap Ann 4.1 | 406 | 7330 | Rate Constraint in MTons | FALSE | L | Annual | Allowances Withdrawn (1:1) | Thousand Tons | 0 | 0 | 0 | 0 | 0 | 0 | 0 | 0
MD Healthy Air Act - Constellation NOx Cap Ann 4.1 | 406 | 7330 | Rate Constraint in MTons | FALSE | L | Annual | Allowances Withdrawn (n:1) | Thousand Tons | 0 | 0 | 0 | 0 | 0 | 0 | 0 | 0
MD Healthy Air Act - Constellation NOx Cap Ann 4.1 | 406 | 7330 | Rate Constraint in MTons | FALSE | L | Annual | Net Emissions Allowance Position | Thousand Tons | 0 | 0 | 0 | 0 | 0 | 0 | 0 | 0
MD Healthy Air Act - Constellation NOx Cap Ann 4.1 | 406 | 7330 | Rate Constraint in MTons | FALSE | L | Annual | Fuel Consumed | TBtu | 0 | 0 | 0 | 0 | 0 | 0 | 0 | 0
MD Healthy Air Act - Constellation NOx Cap Ann 4.1 | 406 | 7330 | Rate Constraint in MTons | FALSE | L | Annual | Rate | lb/MMBtu | 0 | 0 | 0 | 0 | 0 | 0 | 0 | 0
MD Healthy Air Act - Constellation NOx Cap Ann 4.1 | 406 | 7330 | Rate Constraint in MTons | FALSE | L | Annual | Generation | TWh | 0 | 0 | 0 | 0 | 0 | 0 | 0 | 0
MD Healthy Air Act - Constellation NOx Cap Ann 4.1 | 406 | 7330 | Rate Constraint in MTons | FALSE | L | Annual | Qualifying Generation | TWh | 0 | 0 | 0 | 0 | 0 | 0 | 0 | 0
MD Healthy Air Act - Constellation NOx Cap Ann 4.1 | 406 | 7330 | Rate Constraint in MTons | FALSE | L | Annual | Rate | lb/MWh | 0 | 0 | 0 | 0 | 0 | 0 | 0 | 0
MD Healthy Air Act - Constellation NOx Cap Ann 4.1 | 406 | 7330 | Rate Constraint in MTons | FALSE | L | Annual | Constraint Shadow Price | US2019$/Ton | 0 | 0 | 0 | 0 | 0 | 0 | 0 | 0
MD Healthy Air Act - Constellation NOx Cap Sum 4.1 | 407 | 7328 | Rate Constraint in MTons | FALSE | L | Annual | Seasons Included | Seasons | Summer | Summer | Summer | Summer | Summer | Summer | Summer | Summer
MD Healthy Air Act - Constellation NOx Cap Sum 4.1 | 407 | 7328 | Rate Constraint in MTons | FALSE | L | Annual | Standard NOX | Thousand Tons | 3.63 | 3.63 | 3.63 | 3.63 | 3.63 | 3.63 | 3.63 | 3.63
MD Healthy Air Act - Constellation NOx Cap Sum 4.1 | 407 | 7328 | Rate Constraint in MTons | FALSE | L | Annual | Emissions at Affected Plants NOX | Thousand Tons | 0 | 0 | 0 | 0 | 0 | 0 | 0 | 0
MD Healthy Air Act - Constellation NOx Cap Sum 4.1 | 407 | 7328 | Rate Constraint in MTons | FALSE | L | Annual | Allowances Purchased NOX | Thousand Tons | 0 | 0 | 0 | 0 | 0 | 0 | 0 | 0
MD Healthy Air Act - Constellation NOx Cap Sum 4.1 | 407 | 7328 | Rate Constraint in MTons | FALSE | L | Annual | Allowances Sold NOX | Thousand Tons | 0 | 0 | 0 | 0 | 0 | 0 | 0 | 0
MD Healthy Air Act - Constellation NOx Cap Sum 4.1 | 407 | 7328 | Rate Constraint in MTons | FALSE | L | Annual | Allowances Banked | Thousand Tons | 0 | 0 | 0 | 0 | 0 | 0 | 0 | 0
MD Healthy Air Act - Constellation NOx Cap Sum 4.1 | 407 | 7328 | Rate Constraint in MTons | FALSE | L | Annual | Allowances Withdrawn (1:1) | Thousand Tons | 0 | 0 | 0 | 0 | 0 | 0 | 0 | 0
MD Healthy Air Act - Constellation NOx Cap Sum 4.1 | 407 | 7328 | Rate Constraint in MTons | FALSE | L | Annual | Allowances Withdrawn (n:1) | Thousand Tons | 0 | 0 | 0 | 0 | 0 | 0 | 0 | 0
MD Healthy Air Act - Constellation NOx Cap Sum 4.1 | 407 | 7328 | Rate Constraint in MTons | FALSE | L | Annual | Net Emissions Allowance Position | Thousand Tons | 0 | 0 | 0 | 0 | 0 | 0 | 0 | 0
MD Healthy Air Act - Constellation NOx Cap Sum 4.1 | 407 | 7328 | Rate Constraint in MTons | FALSE | L | Annual | Fuel Consumed | TBtu | 0 | 0 | 0 | 0 | 0 | 0 | 0 | 0
MD Healthy Air Act - Constellation NOx Cap Sum 4.1 | 407 | 7328 | Rate Constraint in MTons | FALSE | L | Annual | Rate | lb/MMBtu | 0 | 0 | 0 | 0 | 0 | 0 | 0 | 0
MD Healthy Air Act - Constellation NOx Cap Sum 4.1 | 407 | 7328 | Rate Constraint in MTons | FALSE | L | Annual | Generation | TWh | 0 | 0 | 0 | 0 | 0 | 0 | 0 | 0
MD Healthy Air Act - Constellation NOx Cap Sum 4.1 | 407 | 7328 | Rate Constraint in MTons | FALSE | L | Annual | Qualifying Generation | TWh | 0 | 0 | 0 | 0 | 0 | 0 | 0 | 0
MD Healthy Air Act - Constellation NOx Cap Sum 4.1 | 407 | 7328 | Rate Constraint in MTons | FALSE | L | Annual | Rate | lb/MWh | 0 | 0 | 0 | 0 | 0 | 0 | 0 | 0
MD Healthy Air Act - Constellation NOx Cap Sum 4.1 | 407 | 7328 | Rate Constraint in MTons | FALSE | L | Annual | Constraint Shadow Price | US2019$/Ton | 0 | 0 | 0 | 0 | 0 | 0 | 0 | 0
MD Healthy Air Act - Constellation SO2 Cap Ann 4.1 | 408 | 7326 | Rate Constraint in MTons | FALSE | L | Annual | Seasons Included | Seasons | Winter, WintShld, Summer | Winter, WintShld, Summer | Winter, WintShld, Summer | Winter, WintShld, Summer | Winter, WintShld, Summer | Winter, WintShld, Summer | Winter, WintShld, Summer | Winter, WintShld, Summer
MD Healthy Air Act - Constellation SO2 Cap Ann 4.1 | 408 | 7326 | Rate Constraint in MTons | FALSE | L | Annual | Standard SO2 | Thousand Tons | 17.926 | 17.926 | 17.926 | 17.926 | 17.926 | 17.926 | 17.926 | 17.926
MD Healthy Air Act - Constellation SO2 Cap Ann 4.1 | 408 | 7326 | Rate Constraint in MTons | FALSE | L | Annual | Emissions at Affected Plants SO2 | Thousand Tons | 0 | 0 | 0 | 0 | 0 | 0 | 0 | 0
MD Healthy Air Act - Constellation SO2 Cap Ann 4.1 | 408 | 7326 | Rate Constraint in MTons | FALSE | L | Annual | Allowances Purchased SO2 | Thousand Tons | 0 | 0 | 0 | 0 | 0 | 0 | 0 | 0
MD Healthy Air Act - Constellation SO2 Cap Ann 4.1 | 408 | 7326 | Rate Constraint in MTons | FALSE | L | Annual | Allowances Sold SO2 | Thousand Tons | 0 | 0 | 0 | 0 | 0 | 0 | 0 | 0
MD Healthy Air Act - Constellation SO2 Cap Ann 4.1 | 408 | 7326 | Rate Constraint in MTons | FALSE | L | Annual | Allowances Banked | Thousand Tons | 0 | 0 | 0 | 0 | 0 | 0 | 0 | 0
MD Healthy Air Act - Constellation SO2 Cap Ann 4.1 | 408 | 7326 | Rate Constraint in MTons | FALSE | L | Annual | Allowances Withdrawn (1:1) | Thousand Tons | 0 | 0 | 0 | 0 | 0 | 0 | 0 | 0
MD Healthy Air Act - Constellation SO2 Cap Ann 4.1 | 408 | 7326 | Rate Constraint in MTons | FALSE | L | Annual | Allowances Withdrawn (n:1) | Thousand Tons | 0 | 0 | 0 | 0 | 0 | 0 | 0 | 0
MD Healthy Air Act - Constellation SO2 Cap Ann 4.1 | 408 | 7326 | Rate Constraint in MTons | FALSE | L | Annual | Net Emissions Allowance Position | Thousand Tons | 0 | 0 | 0 | 0 | 0 | 0 | 0 | 0
MD Healthy Air Act - Constellation SO2 Cap Ann 4.1 | 408 | 7326 | Rate Constraint in MTons | FALSE | L | Annual | Fuel Consumed | TBtu | 0 | 0 | 0 | 0 | 0 | 0 | 0 | 0
MD Healthy Air Act - Constellation SO2 Cap Ann 4.1 | 408 | 7326 | Rate Constraint in MTons | FALSE | L | Annual | Rate | lb/MMBtu | 0 | 0 | 0 | 0 | 0 | 0 | 0 | 0
MD Healthy Air Act - Constellation SO2 Cap Ann 4.1 | 408 | 7326 | Rate Constraint in MTons | FALSE | L | Annual | Generation | TWh | 0 | 0 | 0 | 0 | 0 | 0 | 0 | 0
MD Healthy Air Act - Constellation SO2 Cap Ann 4.1 | 408 | 7326 | Rate Constraint in MTons | FALSE | L | Annual | Qualifying Generation | TWh | 0 | 0 | 0 | 0 | 0 | 0 | 0 | 0
MD Healthy Air Act - Constellation SO2 Cap Ann 4.1 | 408 | 7326 | Rate Constraint in MTons | FALSE | L | Annual | Rate | lb/MWh | 0 | 0 | 0 | 0 | 0 | 0 | 0 | 0
MD Healthy Air Act - Constellation SO2 Cap Ann 4.1 | 408 | 7326 | Rate Constraint in MTons | FALSE | L | Annual | Constraint Shadow Price | US2019$/Ton | 0 | 0 | 0 | 0 | 0 | 0 | 0 | 0
MD Healthy Air Act - MER Removal Annual v3.1 | 409 | 7332 | MACT Fuel Choice Floor in lbs/MMBtu | FALSE | L | Annual | Seasons Included | Seasons | Winter, WintShld, Summer | Winter, WintShld, Summer | Winter, WintShld, Summer | Winter, WintShld, Summer | Winter, WintShld, Summer | Winter, WintShld, Summer | Winter, WintShld, Summer | Winter, WintShld, Summer
MD Healthy Air Act - MER Removal Annual v3.1 | 409 | 7332 | MACT Fuel Choice Floor in lbs/MMBtu | FALSE | L | Annual | Emission Floor | lbs/MMBtu | 0 | 0 | 0 | 0 | 0 | 0 | 0 | 0
MD Healthy Air Act - MER Removal Annual v3.1 | 409 | 7332 | MACT Fuel Choice Floor in lbs/MMBtu | FALSE | L | Annual | Emissions at Affected Plants MER | lbs | 0 | 0 | 0 | 0 | 0 | 0 | 0 | 0
MD Healthy Air Act - MER Removal Annual v3.1 | 409 | 7332 | MACT Fuel Choice Floor in lbs/MMBtu | FALSE | L | Annual | Allowances Purchased MER | lbs | 0 | 0 | 0 | 0 | 0 | 0 | 0 | 0
MD Healthy Air Act - MER Removal Annual v3.1 | 409 | 7332 | MACT Fuel Choice Floor in lbs/MMBtu | FALSE | L | Annual | Allowances Sold MER | lbs | 0 | 0 | 0 | 0 | 0 | 0 | 0 | 0
MD Healthy Air Act - MER Removal Annual v3.1 | 409 | 7332 | MACT Fuel Choice Floor in lbs/MMBtu | FALSE | L | Annual | Allowances Banked | lbs | 0 | 0 | 0 | 0 | 0 | 0 | 0 | 0
MD Healthy Air Act - MER Removal Annual v3.1 | 409 | 7332 | MACT Fuel Choice Floor in lbs/MMBtu | FALSE | L | Annual | Allowances Withdrawn (1:1) | lbs | 0 | 0 | 0 | 0 | 0 | 0 | 0 | 0
MD Healthy Air Act - MER Removal Annual v3.1 | 409 | 7332 | MACT Fuel Choice Floor in lbs/MMBtu | FALSE | L | Annual | Allowances Withdrawn (n:1) | lbs | 0 | 0 | 0 | 0 | 0 | 0 | 0 | 0
MD Healthy Air Act - MER Removal Annual v3.1 | 409 | 7332 | MACT Fuel Choice Floor in lbs/MMBtu | FALSE | L | Annual | Net Emissions Allowance Position | lbs | 0 | 0 | 0 | 0 | 0 | 0 | 0 | 0
MD Healthy Air Act - MER Removal Annual v3.1 | 409 | 7332 | MACT Fuel Choice Floor in lbs/MMBtu | FALSE | L | Annual | Fuel Consumed | TBtu | 0 | 0 | 0 | 0 | 0 | 0 | 0 | 0
MD Healthy Air Act - MER Removal Annual v3.1 | 409 | 7332 | MACT Fuel Choice Floor in lbs/MMBtu | FALSE | L | Annual | Rate | lb/MMBtu | 0 | 0 | 0 | 0 | 0 | 0 | 0 | 0
MD Healthy Air Act - MER Removal Annual v3.1 | 409 | 7332 | MACT Fuel Choice Floor in lbs/MMBtu | FALSE | L | Annual | Generation | TWh | 0 | 0 | 0 | 0 | 0 | 0 | 0 | 0
MD Healthy Air Act - MER Removal Annual v3.1 | 409 | 7332 | MACT Fuel Choice Floor in lbs/MMBtu | FALSE | L | Annual | Qualifying Generation | TWh | 0 | 0 | 0 | 0 | 0 | 0 | 0 | 0
MD Healthy Air Act - MER Removal Annual v3.1 | 409 | 7332 | MACT Fuel Choice Floor in lbs/MMBtu | FALSE | L | Annual | Constraint Shadow Price | US2019$/Lb | 0 | 0 | 0 | 0 | 0 | 0 | 0 | 0
MD Healthy Air Act - Mirant NOx Cap Annual v4.10 | 410 | 7331 | Rate Constraint in MTons | FALSE | L | Annual | Seasons Included | Seasons | Winter, WintShld, Summer | Winter, WintShld, Summer | Winter, WintShld, Summer | Winter, WintShld, Summer | Winter, WintShld, Summer | Winter, WintShld, Summer | Winter, WintShld, Summer | Winter, WintShld, Summer
MD Healthy Air Act - Mirant NOx Cap Annual v4.10 | 410 | 7331 | Rate Constraint in MTons | FALSE | L | Annual | Standard NOX | Thousand Tons | 8.298 | 8.298 | 8.298 | 8.298 | 8.298 | 8.298 | 8.298 | 8.298
MD Healthy Air Act - Mirant NOx Cap Annual v4.10 | 410 | 7331 | Rate Constraint in MTons | FALSE | L | Annual | Emissions at Affected Plants NOX | Thousand Tons | 0 | 0 | 0 | 0 | 0 | 0 | 0 | 0
MD Healthy Air Act - Mirant NOx Cap Annual v4.10 | 410 | 7331 | Rate Constraint in MTons | FALSE | L | Annual | Allowances Purchased NOX | Thousand Tons | 0 | 0 | 0 | 0 | 0 | 0 | 0 | 0
MD Healthy Air Act - Mirant NOx Cap Annual v4.10 | 410 | 7331 | Rate Constraint in MTons | FALSE | L | Annual | Allowances Sold NOX | Thousand Tons | 0 | 0 | 0 | 0 | 0 | 0 | 0 | 0
MD Healthy Air Act - Mirant NOx Cap Annual v4.10 | 410 | 7331 | Rate Constraint in MTons | FALSE | L | Annual | Allowances Banked | Thousand Tons | 0 | 0 | 0 | 0 | 0 | 0 | 0 | 0
MD Healthy Air Act - Mirant NOx Cap Annual v4.10 | 410 | 7331 | Rate Constraint in MTons | FALSE | L | Annual | Allowances Withdrawn (1:1) | Thousand Tons | 0 | 0 | 0 | 0 | 0 | 0 | 0 | 0
MD Healthy Air Act - Mirant NOx Cap Annual v4.10 | 410 | 7331 | Rate Constraint in MTons | FALSE | L | Annual | Allowances Withdrawn (n:1) | Thousand Tons | 0 | 0 | 0 | 0 | 0 | 0 | 0 | 0
MD Healthy Air Act - Mirant NOx Cap Annual v4.10 | 410 | 7331 | Rate Constraint in MTons | FALSE | L | Annual | Net Emissions Allowance Position | Thousand Tons | 0 | 0 | 0 | 0 | 0 | 0 | 0 | 0
MD Healthy Air Act - Mirant NOx Cap Annual v4.10 | 410 | 7331 | Rate Constraint in MTons | FALSE | L | Annual | Fuel Consumed | TBtu | 0 | 0 | 0 | 0 | 0 | 0 | 0 | 0
MD Healthy Air Act - Mirant NOx Cap Annual v4.10 | 410 | 7331 | Rate Constraint in MTons | FALSE | L | Annual | Rate | lb/MMBtu | 0 | 0 | 0 | 0 | 0 | 0 | 0 | 0
MD Healthy Air Act - Mirant NOx Cap Annual v4.10 | 410 | 7331 | Rate Constraint in MTons | FALSE | L | Annual | Generation | TWh | 0 | 0 | 0 | 0 | 0 | 0 | 0 | 0
MD Healthy Air Act - Mirant NOx Cap Annual v4.10 | 410 | 7331 | Rate Constraint in MTons | FALSE | L | Annual | Qualifying Generation | TWh | 0 | 0 | 0 | 0 | 0 | 0 | 0 | 0
MD Healthy Air Act - Mirant NOx Cap Annual v4.10 | 410 | 7331 | Rate Constraint in MTons | FALSE | L | Annual | Rate | lb/MWh | 0 | 0 | 0 | 0 | 0 | 0 | 0 | 0
MD Healthy Air Act - Mirant NOx Cap Annual v4.10 | 410 | 7331 | Rate Constraint in MTons | FALSE | L | Annual | Constraint Shadow Price | US2019$/Ton | 0 | 0 | 0 | 0 | 0 | 0 | 0 | 0
MD Healthy Air Act - Mirant NOx Cap Summer v4.10 | 411 | 7329 | Rate Constraint in MTons | FALSE | L | Annual | Seasons Included | Seasons | Summer | Summer | Summer | Summer | Summer | Summer | Summer | Summer
MD Healthy Air Act - Mirant NOx Cap Summer v4.10 | 411 | 7329 | Rate Constraint in MTons | FALSE | L | Annual | Standard NOX | Thousand Tons | 3.567 | 3.567 | 3.567 | 3.567 | 3.567 | 3.567 | 3.567 | 3.567
MD Healthy Air Act - Mirant NOx Cap Summer v4.10 | 411 | 7329 | Rate Constraint in MTons | FALSE | L | Annual | Emissions at Affected Plants NOX | Thousand Tons | 0 | 0 | 0 | 0 | 0 | 0 | 0 | 0
MD Healthy Air Act - Mirant NOx Cap Summer v4.10 | 411 | 7329 | Rate Constraint in MTons | FALSE | L | Annual | Allowances Purchased NOX | Thousand Tons | 0 | 0 | 0 | 0 | 0 | 0 | 0 | 0
MD Healthy Air Act - Mirant NOx Cap Summer v4.10 | 411 | 7329 | Rate Constraint in MTons | FALSE | L | Annual | Allowances Sold NOX | Thousand Tons | 0 | 0 | 0 | 0 | 0 | 0 | 0 | 0
MD Healthy Air Act - Mirant NOx Cap Summer v4.10 | 411 | 7329 | Rate Constraint in MTons | FALSE | L | Annual | Allowances Banked | Thousand Tons | 0 | 0 | 0 | 0 | 0 | 0 | 0 | 0
MD Healthy Air Act - Mirant NOx Cap Summer v4.10 | 411 | 7329 | Rate Constraint in MTons | FALSE | L | Annual | Allowances Withdrawn (1:1) | Thousand Tons | 0 | 0 | 0 | 0 | 0 | 0 | 0 | 0
MD Healthy Air Act - Mirant NOx Cap Summer v4.10 | 411 | 7329 | Rate Constraint in MTons | FALSE | L | Annual | Allowances Withdrawn (n:1) | Thousand Tons | 0 | 0 | 0 | 0 | 0 | 0 | 0 | 0
MD Healthy Air Act - Mirant NOx Cap Summer v4.10 | 411 | 7329 | Rate Constraint in MTons | FALSE | L | Annual | Net Emissions Allowance Position | Thousand Tons | 0 | 0 | 0 | 0 | 0 | 0 | 0 | 0
MD Healthy Air Act - Mirant NOx Cap Summer v4.10 | 411 | 7329 | Rate Constraint in MTons | FALSE | L | Annual | Fuel Consumed | TBtu | 0 | 0 | 0 | 0 | 0 | 0 | 0 | 0
MD Healthy Air Act - Mirant NOx Cap Summer v4.10 | 411 | 7329 | Rate Constraint in MTons | FALSE | L | Annual | Rate | lb/MMBtu | 0 | 0 | 0 | 0 | 0 | 0 | 0 | 0
MD Healthy Air Act - Mirant NOx Cap Summer v4.10 | 411 | 7329 | Rate Constraint in MTons | FALSE | L | Annual | Generation | TWh | 0 | 0 | 0 | 0 | 0 | 0 | 0 | 0
MD Healthy Air Act - Mirant NOx Cap Summer v4.10 | 411 | 7329 | Rate Constraint in MTons | FALSE | L | Annual | Qualifying Generation | TWh | 0 | 0 | 0 | 0 | 0 | 0 | 0 | 0
MD Healthy Air Act - Mirant NOx Cap Summer v4.10 | 411 | 7329 | Rate Constraint in MTons | FALSE | L | Annual | Rate | lb/MWh | 0 | 0 | 0 | 0 | 0 | 0 | 0 | 0
MD Healthy Air Act - Mirant NOx Cap Summer v4.10 | 411 | 7329 | Rate Constraint in MTons | FALSE | L | Annual | Constraint Shadow Price | US2019$/Ton | 0 | 0 | 0 | 0 | 0 | 0 | 0 | 0
MD Healthy Air Act - Mirant SO2 Cap Annual v4.10 | 412 | 7327 | Rate Constraint in MTons | FALSE | L | Annual | Seasons Included | Seasons | Winter, WintShld, Summer | Winter, WintShld, Summer | Winter, WintShld, Summer | Winter, WintShld, Summer | Winter, WintShld, Summer | Winter, WintShld, Summer | Winter, WintShld, Summer | Winter, WintShld, Summer
MD Healthy Air Act - Mirant SO2 Cap Annual v4.10 | 412 | 7327 | Rate Constraint in MTons | FALSE | L | Annual | Standard SO2 | Thousand Tons | 18.541 | 18.541 | 18.541 | 18.541 | 18.541 | 18.541 | 18.541 | 18.541
MD Healthy Air Act - Mirant SO2 Cap Annual v4.10 | 412 | 7327 | Rate Constraint in MTons | FALSE | L | Annual | Emissions at Affected Plants SO2 | Thousand Tons | 0 | 0 | 0 | 0 | 0 | 0 | 0 | 0
MD Healthy Air Act - Mirant SO2 Cap Annual v4.10 | 412 | 7327 | Rate Constraint in MTons | FALSE | L | Annual | Allowances Purchased SO2 | Thousand Tons | 0 | 0 | 0 | 0 | 0 | 0 | 0 | 0
MD Healthy Air Act - Mirant SO2 Cap Annual v4.10 | 412 | 7327 | Rate Constraint in MTons | FALSE | L | Annual | Allowances Sold SO2 | Thousand Tons | 0 | 0 | 0 | 0 | 0 | 0 | 0 | 0
MD Healthy Air Act - Mirant SO2 Cap Annual v4.10 | 412 | 7327 | Rate Constraint in MTons | FALSE | L | Annual | Allowances Banked | Thousand Tons | 0 | 0 | 0 | 0 | 0 | 0 | 0 | 0
MD Healthy Air Act - Mirant SO2 Cap Annual v4.10 | 412 | 7327 | Rate Constraint in MTons | FALSE | L | Annual | Allowances Withdrawn (1:1) | Thousand Tons | 0 | 0 | 0 | 0 | 0 | 0 | 0 | 0
MD Healthy Air Act - Mirant SO2 Cap Annual v4.10 | 412 | 7327 | Rate Constraint in MTons | FALSE | L | Annual | Allowances Withdrawn (n:1) | Thousand Tons | 0 | 0 | 0 | 0 | 0 | 0 | 0 | 0
MD Healthy Air Act - Mirant SO2 Cap Annual v4.10 | 412 | 7327 | Rate Constraint in MTons | FALSE | L | Annual | Net Emissions Allowance Position | Thousand Tons | 0 | 0 | 0 | 0 | 0 | 0 | 0 | 0
MD Healthy Air Act - Mirant SO2 Cap Annual v4.10 | 412 | 7327 | Rate Constraint in MTons | FALSE | L | Annual | Fuel Consumed | TBtu | 0 | 0 | 0 | 0 | 0 | 0 | 0 | 0
MD Healthy Air Act - Mirant SO2 Cap Annual v4.10 | 412 | 7327 | Rate Constraint in MTons | FALSE | L | Annual | Rate | lb/MMBtu | 0 | 0 | 0 | 0 | 0 | 0 | 0 | 0
MD Healthy Air Act - Mirant SO2 Cap Annual v4.10 | 412 | 7327 | Rate Constraint in MTons | FALSE | L | Annual | Generation | TWh | 0 | 0 | 0 | 0 | 0 | 0 | 0 | 0
MD Healthy Air Act - Mirant SO2 Cap Annual v4.10 | 412 | 7327 | Rate Constraint in MTons | FALSE | L | Annual | Qualifying Generation | TWh | 0 | 0 | 0 | 0 | 0 | 0 | 0 | 0
MD Healthy Air Act - Mirant SO2 Cap Annual v4.10 | 412 | 7327 | Rate Constraint in MTons | FALSE | L | Annual | Rate | lb/MWh | 0 | 0 | 0 | 0 | 0 | 0 | 0 | 0
MD Healthy Air Act - Mirant SO2 Cap Annual v4.10 | 412 | 7327 | Rate Constraint in MTons | FALSE | L | Annual | Constraint Shadow Price | US2019$/Ton | 0 | 0 | 0 | 0 | 0 | 0 | 0 | 0
ME Fac. Spec. - NOX 0.15 Rate Annual v3.1, Unit 2471 and retrofits | 413 | 7323 | Rate Constraint in lbs/MMBtu | FALSE | L | Annual | Seasons Included | Seasons | Winter, WintShld, Summer | Winter, WintShld, Summer | Winter, WintShld, Summer | Winter, WintShld, Summer | Winter, WintShld, Summer | Winter, WintShld, Summer | Winter, WintShld, Summer | Winter, WintShld, Summer
ME Fac. Spec. - NOX 0.15 Rate Annual v3.1, Unit 2471 and retrofits | 413 | 7323 | Rate Constraint in lbs/MMBtu | FALSE | L | Annual | Standard NOX | lb/MMBtu | 0.15 | 0.15 | 0.15 | 0.15 | 0.15 | 0.15 | 0.15 | 0.15
ME Fac. Spec. - NOX 0.15 Rate Annual v3.1, Unit 2471 and retrofits | 413 | 7323 | Rate Constraint in lbs/MMBtu | FALSE | L | Annual | Emissions at Affected Plants NOX | Thousand Tons | 0 | 0 | 0 | 0 | 0 | 0 | 0 | 0
ME Fac. Spec. - NOX 0.15 Rate Annual v3.1, Unit 2471 and retrofits | 413 | 7323 | Rate Constraint in lbs/MMBtu | FALSE | L | Annual | Allowances Purchased NOX | Thousand Tons | 0 | 0 | 0 | 0 | 0 | 0 | 0 | 0
ME Fac. Spec. - NOX 0.15 Rate Annual v3.1, Unit 2471 and retrofits | 413 | 7323 | Rate Constraint in lbs/MMBtu | FALSE | L | Annual | Allowances Sold NOX | Thousand Tons | 0 | 0 | 0 | 0 | 0 | 0 | 0 | 0
ME Fac. Spec. - NOX 0.15 Rate Annual v3.1, Unit 2471 and retrofits | 413 | 7323 | Rate Constraint in lbs/MMBtu | FALSE | L | Annual | Allowances Banked | Thousand Tons | 0 | 0 | 0 | 0 | 0 | 0 | 0 | 0
ME Fac. Spec. - NOX 0.15 Rate Annual v3.1, Unit 2471 and retrofits | 413 | 7323 | Rate Constraint in lbs/MMBtu | FALSE | L | Annual | Allowances Withdrawn (1:1) | Thousand Tons | 0 | 0 | 0 | 0 | 0 | 0 | 0 | 0
ME Fac. Spec. - NOX 0.15 Rate Annual v3.1, Unit 2471 and retrofits | 413 | 7323 | Rate Constraint in lbs/MMBtu | FALSE | L | Annual | Allowances Withdrawn (n:1) | Thousand Tons | 0 | 0 | 0 | 0 | 0 | 0 | 0 | 0
ME Fac. Spec. - NOX 0.15 Rate Annual v3.1, Unit 2471 and retrofits | 413 | 7323 | Rate Constraint in lbs/MMBtu | FALSE | L | Annual | Net Emissions Allowance Position | Thousand Tons | 0 | 0 | 0 | 0 | 0 | 0 | 0 | 0
ME Fac. Spec. - NOX 0.15 Rate Annual v3.1, Unit 2471 and retrofits | 413 | 7323 | Rate Constraint in lbs/MMBtu | FALSE | L | Annual | Fuel Consumed | TBtu | 0 | 0 | 0 | 0 | 0 | 0 | 0 | 0
ME Fac. Spec. - NOX 0.15 Rate Annual v3.1, Unit 2471 and retrofits | 413 | 7323 | Rate Constraint in lbs/MMBtu | FALSE | L | Annual | Rate | lb/MMBtu | 0 | 0 | 0 | 0 | 0 | 0 | 0 | 0
ME Fac. Spec. - NOX 0.15 Rate Annual v3.1, Unit 2471 and retrofits | 413 | 7323 | Rate Constraint in lbs/MMBtu | FALSE | L | Annual | Generation | TWh | 0 | 0 | 0 | 0 | 0 | 0 | 0 | 0
ME Fac. Spec. - NOX 0.15 Rate Annual v3.1, Unit 2471 and retrofits | 413 | 7323 | Rate Constraint in lbs/MMBtu | FALSE | L | Annual | Qualifying Generation | TWh | 0 | 0 | 0 | 0 | 0 | 0 | 0 | 0
ME Fac. Spec. - NOX 0.15 Rate Annual v3.1, Unit 2471 and retrofits | 413 | 7323 | Rate Constraint in lbs/MMBtu | FALSE | L | Annual | Rate | lb/MWh | 0 | 0 | 0 | 0 | 0 | 0 | 0 | 0
ME Fac. Spec. - NOX 0.15 Rate Annual v3.1, Unit 2471 and retrofits | 413 | 7323 | Rate Constraint in lbs/MMBtu | FALSE | L | Annual | Constraint Shadow Price | US2019$/Ton | 0 | 0 | 0 | 0 | 0 | 0 | 0 | 0
ME Fac. Spec. - NOX 0.15 Rate Annual v3.1, Unit 2472 and retrofits | 414 | 7323 | Rate Constraint in lbs/MMBtu | FALSE | L | Annual | Seasons Included | Seasons | Winter, WintShld, Summer | Winter, WintShld, Summer | Winter, WintShld, Summer | Winter, WintShld, Summer | Winter, WintShld, Summer | Winter, WintShld, Summer | Winter, WintShld, Summer | Winter, WintShld, Summer
ME Fac. Spec. - NOX 0.15 Rate Annual v3.1, Unit 2472 and retrofits | 414 | 7323 | Rate Constraint in lbs/MMBtu | FALSE | L | Annual | Standard NOX | lb/MMBtu | 0.15 | 0.15 | 0.15 | 0.15 | 0.15 | 0.15 | 0.15 | 0.15
ME Fac. Spec. - NOX 0.15 Rate Annual v3.1, Unit 2472 and retrofits | 414 | 7323 | Rate Constraint in lbs/MMBtu | FALSE | L | Annual | Emissions at Affected Plants NOX | Thousand Tons | 0 | 0 | 0 | 0 | 0 | 0 | 0 | 0
ME Fac. Spec. - NOX 0.15 Rate Annual v3.1, Unit 2472 and retrofits | 414 | 7323 | Rate Constraint in lbs/MMBtu | FALSE | L | Annual | Allowances Purchased NOX | Thousand Tons | 0 | 0 | 0 | 0 | 0 | 0 | 0 | 0
ME Fac. Spec. - NOX 0.15 Rate Annual v3.1, Unit 2472 and retrofits | 414 | 7323 | Rate Constraint in lbs/MMBtu | FALSE | L | Annual | Allowances Sold NOX | Thousand Tons | 0 | 0 | 0 | 0 | 0 | 0 | 0 | 0
ME Fac. Spec. - NOX 0.15 Rate Annual v3.1, Unit 2472 and retrofits | 414 | 7323 | Rate Constraint in lbs/MMBtu | FALSE | L | Annual | Allowances Banked | Thousand Tons | 0 | 0 | 0 | 0 | 0 | 0 | 0 | 0
ME Fac. Spec. - NOX 0.15 Rate Annual v3.1, Unit 2472 and retrofits | 414 | 7323 | Rate Constraint in lbs/MMBtu | FALSE | L | Annual | Allowances Withdrawn (1:1) | Thousand Tons | 0 | 0 | 0 | 0 | 0 | 0 | 0 | 0
ME Fac. Spec. - NOX 0.15 Rate Annual v3.1, Unit 2472 and retrofits | 414 | 7323 | Rate Constraint in lbs/MMBtu | FALSE | L | Annual | Allowances Withdrawn (n:1) | Thousand Tons | 0 | 0 | 0 | 0 | 0 | 0 | 0 | 0
ME Fac. Spec. - NOX 0.15 Rate Annual v3.1, Unit 2472 and retrofits | 414 | 7323 | Rate Constraint in lbs/MMBtu | FALSE | L | Annual | Net Emissions Allowance Position | Thousand Tons | 0 | 0 | 0 | 0 | 0 | 0 | 0 | 0
ME Fac. Spec. - NOX 0.15 Rate Annual v3.1, Unit 2472 and retrofits | 414 | 7323 | Rate Constraint in lbs/MMBtu | FALSE | L | Annual | Fuel Consumed | TBtu | 0 | 0 | 0 | 0 | 0 | 0 | 0 | 0
ME Fac. Spec. - NOX 0.15 Rate Annual v3.1, Unit 2472 and retrofits | 414 | 7323 | Rate Constraint in lbs/MMBtu | FALSE | L | Annual | Rate | lb/MMBtu | 0 | 0 | 0 | 0 | 0 | 0 | 0 | 0
ME Fac. Spec. - NOX 0.15 Rate Annual v3.1, Unit 2472 and retrofits | 414 | 7323 | Rate Constraint in lbs/MMBtu | FALSE | L | Annual | Generation | TWh | 0 | 0 | 0 | 0 | 0 | 0 | 0 | 0
ME Fac. Spec. - NOX 0.15 Rate Annual v3.1, Unit 2472 and retrofits | 414 | 7323 | Rate Constraint in lbs/MMBtu | FALSE | L | Annual | Qualifying Generation | TWh | 0 | 0 | 0 | 0 | 0 | 0 | 0 | 0
ME Fac. Spec. - NOX 0.15 Rate Annual v3.1, Unit 2472 and retrofits | 414 | 7323 | Rate Constraint in lbs/MMBtu | FALSE | L | Annual | Rate | lb/MWh | 0 | 0 | 0 | 0 | 0 | 0 | 0 | 0
ME Fac. Spec. - NOX 0.15 Rate Annual v3.1, Unit 2472 and retrofits | 414 | 7323 | Rate Constraint in lbs/MMBtu | FALSE | L | Annual | Constraint Shadow Price | US2019$/Ton | 0 | 0 | 0 | 0 | 0 | 0 | 0 | 0
ME Fac. Spec. - NOX 0.15 Rate Annual v3.1, Unit 2473 and retrofits | 415 | 7323 | Rate Constraint in lbs/MMBtu | FALSE | L | Annual | Seasons Included | Seasons | Winter, WintShld, Summer | Winter, WintShld, Summer | Winter, WintShld, Summer | Winter, WintShld, Summer | Winter, WintShld, Summer | Winter, WintShld, Summer | Winter, WintShld, Summer | Winter, WintShld, Summer
ME Fac. Spec. - NOX 0.15 Rate Annual v3.1, Unit 2473 and retrofits | 415 | 7323 | Rate Constraint in lbs/MMBtu | FALSE | L | Annual | Standard NOX | lb/MMBtu | 0.15 | 0.15 | 0.15 | 0.15 | 0.15 | 0.15 | 0.15 | 0.15
ME Fac. Spec. - NOX 0.15 Rate Annual v3.1, Unit 2473 and retrofits | 415 | 7323 | Rate Constraint in lbs/MMBtu | FALSE | L | Annual | Emissions at Affected Plants NOX | Thousand Tons | 0 | 0 | 0 | 0 | 0 | 0 | 0 | 0
ME Fac. Spec. - NOX 0.15 Rate Annual v3.1, Unit 2473 and retrofits | 415 | 7323 | Rate Constraint in lbs/MMBtu | FALSE | L | Annual | Allowances Purchased NOX | Thousand Tons | 0 | 0 | 0 | 0 | 0 | 0 | 0 | 0
ME Fac. Spec. - NOX 0.15 Rate Annual v3.1, Unit 2473 and retrofits | 415 | 7323 | Rate Constraint in lbs/MMBtu | FALSE | L | Annual | Allowances Sold NOX | Thousand Tons | 0 | 0 | 0 | 0 | 0 | 0 | 0 | 0
ME Fac. Spec. - NOX 0.15 Rate Annual v3.1, Unit 2473 and retrofits | 415 | 7323 | Rate Constraint in lbs/MMBtu | FALSE | L | Annual | Allowances Banked | Thousand Tons | 0 | 0 | 0 | 0 | 0 | 0 | 0 | 0
ME Fac. Spec. - NOX 0.15 Rate Annual v3.1, Unit 2473 and retrofits | 415 | 7323 | Rate Constraint in lbs/MMBtu | FALSE | L | Annual | Allowances Withdrawn (1:1) | Thousand Tons | 0 | 0 | 0 | 0 | 0 | 0 | 0 | 0
ME Fac. Spec. - NOX 0.15 Rate Annual v3.1, Unit 2473 and retrofits | 415 | 7323 | Rate Constraint in lbs/MMBtu | FALSE | L | Annual | Allowances Withdrawn (n:1) | Thousand Tons | 0 | 0 | 0 | 0 | 0 | 0 | 0 | 0
ME Fac. Spec. - NOX 0.15 Rate Annual v3.1, Unit 2473 and retrofits | 415 | 7323 | Rate Constraint in lbs/MMBtu | FALSE | L | Annual | Net Emissions Allowance Position | Thousand Tons | 0 | 0 | 0 | 0 | 0 | 0 | 0 | 0
ME Fac. Spec. - NOX 0.15 Rate Annual v3.1, Unit 2473 and retrofits | 415 | 7323 | Rate Constraint in lbs/MMBtu | FALSE | L | Annual | Fuel Consumed | TBtu | 0 | 0 | 0 | 0 | 0 | 0 | 0 | 0
ME Fac. Spec. - NOX 0.15 Rate Annual v3.1, Unit 2473 and retrofits | 415 | 7323 | Rate Constraint in lbs/MMBtu | FALSE | L | Annual | Rate | lb/MMBtu | 0 | 0 | 0 | 0 | 0 | 0 | 0 | 0
ME Fac. Spec. - NOX 0.15 Rate Annual v3.1, Unit 2473 and retrofits | 415 | 7323 | Rate Constraint in lbs/MMBtu | FALSE | L | Annual | Generation | TWh | 0 | 0 | 0 | 0 | 0 | 0 | 0 | 0
ME Fac. Spec. - NOX 0.15 Rate Annual v3.1, Unit 2473 and retrofits | 415 | 7323 | Rate Constraint in lbs/MMBtu | FALSE | L | Annual | Qualifying Generation | TWh | 0 | 0 | 0 | 0 | 0 | 0 | 0 | 0
ME Fac. Spec. - NOX 0.15 Rate Annual v3.1, Unit 2473 and retrofits | 415 | 7323 | Rate Constraint in lbs/MMBtu | FALSE | L | Annual | Rate | lb/MWh | 0 | 0 | 0 | 0 | 0 | 0 | 0 | 0
ME Fac. Spec. - NOX 0.15 Rate Annual v3.1, Unit 2473 and retrofits | 415 | 7323 | Rate Constraint in lbs/MMBtu | FALSE | L | Annual | Constraint Shadow Price | US2019$/Ton | 0 | 0 | 0 | 0 | 0 | 0 | 0 | 0
ME Fac. Spec. - NOx 0.20 Rate Annual v3.1, Unit 2472 and retrofits | 416 | 7324 | Rate Constraint in lbs/MMBtu | FALSE | L | Annual | Seasons Included | Seasons | Winter, WintShld, Summer | Winter, WintShld, Summer | Winter, WintShld, Summer | Winter, WintShld, Summer | Winter, WintShld, Summer | Winter, WintShld, Summer | Winter, WintShld, Summer | Winter, WintShld, Summer
ME Fac. Spec. - NOx 0.20 Rate Annual v3.1, Unit 2472 and retrofits | 416 | 7324 | Rate Constraint in lbs/MMBtu | FALSE | L | Annual | Standard NOX | lb/MMBtu | 0.2 | 0.2 | 0.2 | 0.2 | 0.2 | 0.2 | 0.2 | 0.2
ME Fac. Spec. - NOx 0.20 Rate Annual v3.1, Unit 2472 and retrofits | 416 | 7324 | Rate Constraint in lbs/MMBtu | FALSE | L | Annual | Emissions at Affected Plants NOX | Thousand Tons | 0 | 0 | 0 | 0 | 0 | 0 | 0 | 0
ME Fac. Spec. - NOx 0.20 Rate Annual v3.1, Unit 2472 and retrofits | 416 | 7324 | Rate Constraint in lbs/MMBtu | FALSE | L | Annual | Allowances Purchased NOX | Thousand Tons | 0 | 0 | 0 | 0 | 0 | 0 | 0 | 0
ME Fac. Spec. - NOx 0.20 Rate Annual v3.1, Unit 2472 and retrofits | 416 | 7324 | Rate Constraint in lbs/MMBtu | FALSE | L | Annual | Allowances Sold NOX | Thousand Tons | 0 | 0 | 0 | 0 | 0 | 0 | 0 | 0
ME Fac. Spec. - NOx 0.20 Rate Annual v3.1, Unit 2472 and retrofits | 416 | 7324 | Rate Constraint in lbs/MMBtu | FALSE | L | Annual | Allowances Banked | Thousand Tons | 0 | 0 | 0 | 0 | 0 | 0 | 0 | 0
ME Fac. Spec. - NOx 0.20 Rate Annual v3.1, Unit 2472 and retrofits | 416 | 7324 | Rate Constraint in lbs/MMBtu | FALSE | L | Annual | Allowances Withdrawn (1:1) | Thousand Tons | 0 | 0 | 0 | 0 | 0 | 0 | 0 | 0
ME Fac. Spec. - NOx 0.20 Rate Annual v3.1, Unit 2472 and retrofits | 416 | 7324 | Rate Constraint in lbs/MMBtu | FALSE | L | Annual | Allowances Withdrawn (n:1) | Thousand Tons | 0 | 0 | 0 | 0 | 0 | 0 | 0 | 0
ME Fac. Spec. - NOx 0.20 Rate Annual v3.1, Unit 2472 and retrofits | 416 | 7324 | Rate Constraint in lbs/MMBtu | FALSE | L | Annual | Net Emissions Allowance Position | Thousand Tons | 0 | 0 | 0 | 0 | 0 | 0 | 0 | 0
ME Fac. Spec. - NOx 0.20 Rate Annual v3.1, Unit 2472 and retrofits | 416 | 7324 | Rate Constraint in lbs/MMBtu | FALSE | L | Annual | Fuel Consumed | TBtu | 0 | 0 | 0 | 0 | 0 | 0 | 0 | 0
ME Fac. Spec. - NOx 0.20 Rate Annual v3.1, Unit 2472 and retrofits | 416 | 7324 | Rate Constraint in lbs/MMBtu | FALSE | L | Annual | Rate | lb/MMBtu | 0 | 0 | 0 | 0 | 0 | 0 | 0 | 0
ME Fac. Spec. - NOx 0.20 Rate Annual v3.1, Unit 2472 and retrofits | 416 | 7324 | Rate Constraint in lbs/MMBtu | FALSE | L | Annual | Generation | TWh | 0 | 0 | 0 | 0 | 0 | 0 | 0 | 0
ME Fac. Spec. - NOx 0.20 Rate Annual v3.1, Unit 2472 and retrofits | 416 | 7324 | Rate Constraint in lbs/MMBtu | FALSE | L | Annual | Qualifying Generation | TWh | 0 | 0 | 0 | 0 | 0 | 0 | 0 | 0
ME Fac. Spec. - NOx 0.20 Rate Annual v3.1, Unit 2472 and retrofits | 416 | 7324 | Rate Constraint in lbs/MMBtu | FALSE | L | Annual | Rate | lb/MWh | 0 | 0 | 0 | 0 | 0 | 0 | 0 | 0
ME Fac. Spec. - NOx 0.20 Rate Annual v3.1, Unit 2472 and retrofits | 416 | 7324 | Rate Constraint in lbs/MMBtu | FALSE | L | Annual | Constraint Shadow Price | US2019$/Ton | 0 | 0 | 0 | 0 | 0 | 0 | 0 | 0
ME Fac. Spec. - NOx 0.20 Rate Annual v3.1, Unit 2474 and retrofits | 417 | 7324 | Rate Constraint in lbs/MMBtu | FALSE | L | Annual | Seasons Included | Seasons | Winter, WintShld, Summer | Winter, WintShld, Summer | Winter, WintShld, Summer | Winter, WintShld, Summer | Winter, WintShld, Summer | Winter, WintShld, Summer | Winter, WintShld, Summer | Winter, WintShld, Summer
ME Fac. Spec. - NOx 0.20 Rate Annual v3.1, Unit 2474 and retrofits | 417 | 7324 | Rate Constraint in lbs/MMBtu | FALSE | L | Annual | Standard NOX | lb/MMBtu | 0.2 | 0.2 | 0.2 | 0.2 | 0.2 | 0.2 | 0.2 | 0.2
ME Fac. Spec. - NOx 0.20 Rate Annual v3.1, Unit 2474 and retrofits | 417 | 7324 | Rate Constraint in lbs/MMBtu | FALSE | L | Annual | Emissions at Affected Plants NOX | Thousand Tons | 0 | 0 | 0 | 0 | 0 | 0 | 0 | 0
ME Fac. Spec. - NOx 0.20 Rate Annual v3.1, Unit 2474 and retrofits | 417 | 7324 | Rate Constraint in lbs/MMBtu | FALSE | L | Annual | Allowances Purchased NOX | Thousand Tons | 0 | 0 | 0 | 0 | 0 | 0 | 0 | 0
ME Fac. Spec. - NOx 0.20 Rate Annual v3.1, Unit 2474 and retrofits | 417 | 7324 | Rate Constraint in lbs/MMBtu | FALSE | L | Annual | Allowances Sold NOX | Thousand Tons | 0 | 0 | 0 | 0 | 0 | 0 | 0 | 0
ME Fac. Spec. - NOx 0.20 Rate Annual v3.1, Unit 2474 and retrofits | 417 | 7324 | Rate Constraint in lbs/MMBtu | FALSE | L | Annual | Allowances Banked | Thousand Tons | 0 | 0 | 0 | 0 | 0 | 0 | 0 | 0
ME Fac. Spec. - NOx 0.20 Rate Annual v3.1, Unit 2474 and retrofits | 417 | 7324 | Rate Constraint in lbs/MMBtu | FALSE | L | Annual | Allowances Withdrawn (1:1) | Thousand Tons | 0 | 0 | 0 | 0 | 0 | 0 | 0 | 0
ME Fac. Spec. - NOx 0.20 Rate Annual v3.1, Unit 2474 and retrofits | 417 | 7324 | Rate Constraint in lbs/MMBtu | FALSE | L | Annual | Allowances Withdrawn (n:1) | Thousand Tons | 0 | 0 | 0 | 0 | 0 | 0 | 0 | 0
ME Fac. Spec. - NOx 0.20 Rate Annual v3.1, Unit 2474 and retrofits | 417 | 7324 | Rate Constraint in lbs/MMBtu | FALSE | L | Annual | Net Emissions Allowance Position | Thousand Tons | 0 | 0 | 0 | 0 | 0 | 0 | 0 | 0
ME Fac. Spec. - NOx 0.20 Rate Annual v3.1, Unit 2474 and retrofits | 417 | 7324 | Rate Constraint in lbs/MMBtu | FALSE | L | Annual | Fuel Consumed | TBtu | 0 | 0 | 0 | 0 | 0 | 0 | 0 | 0
ME Fac. Spec. - NOx 0.20 Rate Annual v3.1, Unit 2474 and retrofits | 417 | 7324 | Rate Constraint in lbs/MMBtu | FALSE | L | Annual | Rate | lb/MMBtu | 0 | 0 | 0 | 0 | 0 | 0 | 0 | 0
ME Fac. Spec. - NOx 0.20 Rate Annual v3.1, Unit 2474 and retrofits | 417 | 7324 | Rate Constraint in lbs/MMBtu | FALSE | L | Annual | Generation | TWh | 0 | 0 | 0 | 0 | 0 | 0 | 0 | 0
ME Fac. Spec. - NOx 0.20 Rate Annual v3.1, Unit 2474 and retrofits | 417 | 7324 | Rate Constraint in lbs/MMBtu | FALSE | L | Annual | Qualifying Generation | TWh | 0 | 0 | 0 | 0 | 0 | 0 | 0 | 0
ME Fac. Spec. - NOx 0.20 Rate Annual v3.1, Unit 2474 and retrofits | 417 | 7324 | Rate Constraint in lbs/MMBtu | FALSE | L | Annual | Rate | lb/MWh | 0 | 0 | 0 | 0 | 0 | 0 | 0 | 0
ME Fac. Spec. - NOx 0.20 Rate Annual v3.1, Unit 2474 and retrofits | 417 | 7324 | Rate Constraint in lbs/MMBtu | FALSE | L | Annual | Constraint Shadow Price | US2019$/Ton | 0 | 0 | 0 | 0 | 0 | 0 | 0 | 0
ME Fac. Spec. - NOX 0.22 Rate Annual v3.1, Unit 2474 and retrofits | 418 | 7322 | Rate Constraint in lbs/MMBtu | FALSE | L | Annual | Seasons Included | Seasons | Winter, WintShld, Summer | Winter, WintShld, Summer | Winter, WintShld, Summer | Winter, WintShld, Summer | Winter, WintShld, Summer | Winter, WintShld, Summer | Winter, WintShld, Summer | Winter, WintShld, Summer
ME Fac. Spec. - NOX 0.22 Rate Annual v3.1, Unit 2474 and retrofits | 418 | 7322 | Rate Constraint in lbs/MMBtu | FALSE | L | Annual | Standard NOX | lb/MMBtu | 0.22 | 0.22 | 0.22 | 0.22 | 0.22 | 0.22 | 0.22 | 0.22
ME Fac. Spec. - NOX 0.22 Rate Annual v3.1, Unit 2474 and retrofits | 418 | 7322 | Rate Constraint in lbs/MMBtu | FALSE | L | Annual | Emissions at Affected Plants NOX | Thousand Tons | 0 | 0 | 0 | 0 | 0 | 0 | 0 | 0
ME Fac. Spec. - NOX 0.22 Rate Annual v3.1, Unit 2474 and retrofits | 418 | 7322 | Rate Constraint in lbs/MMBtu | FALSE | L | Annual | Allowances Purchased NOX | Thousand Tons | 0 | 0 | 0 | 0 | 0 | 0 | 0 | 0
ME Fac. Spec. - NOX 0.22 Rate Annual v3.1, Unit 2474 and retrofits | 418 | 7322 | Rate Constraint in lbs/MMBtu | FALSE | L | Annual | Allowances Sold NOX | Thousand Tons | 0 | 0 | 0 | 0 | 0 | 0 | 0 | 0
ME Fac. Spec. - NOX 0.22 Rate Annual v3.1, Unit 2474 and retrofits | 418 | 7322 | Rate Constraint in lbs/MMBtu | FALSE | L | Annual | Allowances Banked | Thousand Tons | 0 | 0 | 0 | 0 | 0 | 0 | 0 | 0
ME Fac. Spec. - NOX 0.22 Rate Annual v3.1, Unit 2474 and retrofits | 418 | 7322 | Rate Constraint in lbs/MMBtu | FALSE | L | Annual | Allowances Withdrawn (1:1) | Thousand Tons | 0 | 0 | 0 | 0 | 0 | 0 | 0 | 0
ME Fac. Spec. - NOX 0.22 Rate Annual v3.1, Unit 2474 and retrofits | 418 | 7322 | Rate Constraint in lbs/MMBtu | FALSE | L | Annual | Allowances Withdrawn (n:1) | Thousand Tons | 0 | 0 | 0 | 0 | 0 | 0 | 0 | 0
ME Fac. Spec. - NOX 0.22 Rate Annual v3.1, Unit 2474 and retrofits | 418 | 7322 | Rate Constraint in lbs/MMBtu | FALSE | L | Annual | Net Emissions Allowance Position | Thousand Tons | 0 | 0 | 0 | 0 | 0 | 0 | 0 | 0
ME Fac. Spec. - NOX 0.22 Rate Annual v3.1, Unit 2474 and retrofits | 418 | 7322 | Rate Constraint in lbs/MMBtu | FALSE | L | Annual | Fuel Consumed | TBtu | 0 | 0 | 0 | 0 | 0 | 0 | 0 | 0
ME Fac. Spec. - NOX 0.22 Rate Annual v3.1, Unit 2474 and retrofits | 418 | 7322 | Rate Constraint in lbs/MMBtu | FALSE | L | Annual | Rate | lb/MMBtu | 0 | 0 | 0 | 0 | 0 | 0 | 0 | 0
ME Fac. Spec. - NOX 0.22 Rate Annual v3.1, Unit 2474 and retrofits | 418 | 7322 | Rate Constraint in lbs/MMBtu | FALSE | L | Annual | Generation | TWh | 0 | 0 | 0 | 0 | 0 | 0 | 0 | 0
ME Fac. Spec. - NOX 0.22 Rate Annual v3.1, Unit 2474 and retrofits | 418 | 7322 | Rate Constraint in lbs/MMBtu | FALSE | L | Annual | Qualifying Generation | TWh | 0 | 0 | 0 | 0 | 0 | 0 | 0 | 0
ME Fac. Spec. - NOX 0.22 Rate Annual v3.1, Unit 2474 and retrofits | 418 | 7322 | Rate Constraint in lbs/MMBtu | FALSE | L | Annual | Rate | lb/MWh | 0 | 0 | 0 | 0 | 0 | 0 | 0 | 0
ME Fac. Spec. - NOX 0.22 Rate Annual v3.1, Unit 2474 and retrofits | 418 | 7322 | Rate Constraint in lbs/MMBtu | FALSE | L | Annual | Constraint Shadow Price | US2019$/Ton | 0 | 0 | 0 | 0 | 0 | 0 | 0 | 0
ME Mercury Cap Annual v3.1 | 419 | 7325 | Rate Constraint in MTons | FALSE | L | Annual | Seasons Included | Seasons | Winter, WintShld, Summer | Winter, WintShld, Summer | Winter, WintShld, Summer | Winter, WintShld, Summer | Winter, WintShld, Summer | Winter, WintShld, Summer | Winter, WintShld, Summer | Winter, WintShld, Summer
ME Mercury Cap Annual v3.1 | 419 | 7325 | Rate Constraint in MTons | FALSE | L | Annual | Standard MER | lbs | 26 | 26 | 26 | 26 | 26 | 26 | 26 | 26
ME Mercury Cap Annual v3.1 | 419 | 7325 | Rate Constraint in MTons | FALSE | L | Annual | Emissions at Affected Plants MER | lbs | 13.5777 | 13.5777 | 13.5777 | 13.5777 | 13.5777 | 13.5777 | 13.5777 | 13.5777
ME Mercury Cap Annual v3.1 | 419 | 7325 | Rate Constraint in MTons | FALSE | L | Annual | Allowances Purchased MER | lbs | 0 | 0 | 0 | 0 | 0 | 0 | 0 | 0
ME Mercury Cap Annual v3.1 | 419 | 7325 | Rate Constraint in MTons | FALSE | L | Annual | Allowances Sold MER | lbs | 0 | 0 | 0 | 0 | 0 | 0 | 0 | 0
ME Mercury Cap Annual v3.1 | 419 | 7325 | Rate Constraint in MTons | FALSE | L | Annual | Allowances Banked | lbs | 0 | 0 | 0 | 0 | 0 | 0 | 0 | 0
ME Mercury Cap Annual v3.1 | 419 | 7325 | Rate Constraint in MTons | FALSE | L | Annual | Allowances Withdrawn (1:1) | lbs | 0 | 0 | 0 | 0 | 0 | 0 | 0 | 0
ME Mercury Cap Annual v3.1 | 419 | 7325 | Rate Constraint in MTons | FALSE | L | Annual | Allowances Withdrawn (n:1) | lbs | 0 | 0 | 0 | 0 | 0 | 0 | 0 | 0
ME Mercury Cap Annual v3.1 | 419 | 7325 | Rate Constraint in MTons | FALSE | L | Annual | Net Emissions Allowance Position | lbs | 13.5777 | 13.5777 | 13.5777 | 13.5777 | 13.5777 | 13.5777 | 13.5777 | 13.5777
ME Mercury Cap Annual v3.1 | 419 | 7325 | Rate Constraint in MTons | FALSE | L | Annual | Fuel Consumed | TBtu | 0.72596 | 0.72596 | 0.72596 | 0.72596 | 0.72596 | 0.72596 | 0.72596 | 0.72596
ME Mercury Cap Annual v3.1 | 419 | 7325 | Rate Constraint in MTons | FALSE | L | Annual | Rate | lb/MMBtu | 1.8703e-05 | 1.8703e-05 | 1.8703e-05 | 1.8703e-05 | 1.8703e-05 | 1.8703e-05 | 1.8703e-05 | 1.8703e-05
ME Mercury Cap Annual v3.1 | 419 | 7325 | Rate Constraint in MTons | FALSE | L | Annual | Generation | TWh | 0.13514 | 0.13514 | 0.13514 | 0.13514 | 0.13514 | 0.13514 | 0.13514 | 0.13514
ME Mercury Cap Annual v3.1 | 419 | 7325 | Rate Constraint in MTons | FALSE | L | Annual | Qualifying Generation | TWh | 0.13514 | 0.13514 | 0.13514 | 0.13514 | 0.13514 | 0.13514 | 0.13514 | 0.13514
ME Mercury Cap Annual v3.1 | 419 | 7325 | Rate Constraint in MTons | FALSE | L | Annual | Rate | lb/MWh | 0.00010047 | 0.00010047 | 0.00010047 | 0.00010047 | 0.00010047 | 0.00010047 | 0.00010047 | 0.00010047
ME Mercury Cap Annual v3.1 | 419 | 7325 | Rate Constraint in MTons | FALSE | L | Annual | Constraint Shadow Price | US2019$/Lb | 0 | 0 | 0 | 0 | 0 | 0 | 0 | 0
MI Hg Rule - MER Annual Reduction v4.10 | 420 | 7336 | MACT Fuel Choice Floor in lbs/MMBtu | FALSE | L | Annual | Seasons Included | Seasons | Winter, WintShld, Summer | Winter, WintShld, Summer | Winter, WintShld, Summer | Winter, WintShld, Summer | Winter, WintShld, Summer | Winter, WintShld, Summer | Winter, WintShld, Summer | Winter, WintShld, Summer
MI Hg Rule - MER Annual Reduction v4.10 | 420 | 7336 | MACT Fuel Choice Floor in lbs/MMBtu | FALSE | L | Annual | Emission Floor | lbs/MMBtu | 8.07e-07 | 8.07e-07 | 8.07e-07 | 8.07e-07 | 8.07e-07 | 8.07e-07 | 8.07e-07 | 8.07e-07
MI Hg Rule - MER Annual Reduction v4.10 | 420 | 7336 | MACT Fuel Choice Floor in lbs/MMBtu | FALSE | L | Annual | Emissions at Affected Plants MER | lbs | 181.9402 | 130.1332 | 99.9208 | 64.5027 | 70.3085 | 0 | 0 | 0
MI Hg Rule - MER Annual Reduction v4.10 | 420 | 7336 | MACT Fuel Choice Floor in lbs/MMBtu | FALSE | L | Annual | Allowances Purchased MER | lbs | 0 | 0 | 0 | 0 | 0 | 0 | 0 | 0
MI Hg Rule - MER Annual Reduction v4.10 | 420 | 7336 | MACT Fuel Choice Floor in lbs/MMBtu | FALSE | L | Annual | Allowances Sold MER | lbs | 0 | 0 | 0 | 0 | 0 | 0 | 0 | 0
MI Hg Rule - MER Annual Reduction v4.10 | 420 | 7336 | MACT Fuel Choice Floor in lbs/MMBtu | FALSE | L | Annual | Allowances Banked | lbs | 0 | 0 | 0 | 0 | 0 | 0 | 0 | 0
MI Hg Rule - MER Annual Reduction v4.10 | 420 | 7336 | MACT Fuel Choice Floor in lbs/MMBtu | FALSE | L | Annual | Allowances Withdrawn (1:1) | lbs | 0 | 0 | 0 | 0 | 0 | 0 | 0 | 0
MI Hg Rule - MER Annual Reduction v4.10 | 420 | 7336 | MACT Fuel Choice Floor in lbs/MMBtu | FALSE | L | Annual | Allowances Withdrawn (n:1) | lbs | 0 | 0 | 0 | 0 | 0 | 0 | 0 | 0
MI Hg Rule - MER Annual Reduction v4.10 | 420 | 7336 | MACT Fuel Choice Floor in lbs/MMBtu | FALSE | L | Annual | Net Emissions Allowance Position | lbs | 181.9402 | 130.1332 | 99.9208 | 64.5027 | 70.3085 | 0 | 0 | 0
MI Hg Rule - MER Annual Reduction v4.10 | 420 | 7336 | MACT Fuel Choice Floor in lbs/MMBtu | FALSE | L | Annual | Fuel Consumed | TBtu | 414.4811 | 306.2145 | 263.6229 | 191.9077 | 203.0256 | 0 | 0 | 0
MI Hg Rule - MER Annual Reduction v4.10 | 420 | 7336 | MACT Fuel Choice Floor in lbs/MMBtu | FALSE | L | Annual | Rate | lb/MMBtu | 4.3896e-07 | 4.2497e-07 | 3.7903e-07 | 3.3611e-07 | 3.463e-07 | 0 | 0 | 0
MI Hg Rule - MER Annual Reduction v4.10 | 420 | 7336 | MACT Fuel Choice Floor in lbs/MMBtu | FALSE | L | Annual | Generation | TWh | 40.7233 | 30.2345 | 26.1055 | 19.1495 | 20.2268 | 0 | 0 | 0
MI Hg Rule - MER Annual Reduction v4.10 | 420 | 7336 | MACT Fuel Choice Floor in lbs/MMBtu | FALSE | L | Annual | Qualifying Generation | TWh | 40.7233 | 30.2345 | 26.1055 | 19.1495 | 20.2268 | 0 | 0 | 0
MI Hg Rule - MER Annual Reduction v4.10 | 420 | 7336 | MACT Fuel Choice Floor in lbs/MMBtu | FALSE | L | Annual | Constraint Shadow Price | US2019$/Lb | 0 | 0 | 0 | 0 | 0 | 0 | 0 | 0
MN Hg Emis Red Act - MER Removal Annual v3.1 | 421 | 7337 | MACT Fuel Choice Floor in lbs/MMBtu | FALSE | L | Annual | Seasons Included | Seasons | Winter, WintShld, Summer | Winter, WintShld, Summer | Winter, WintShld, Summer | Winter, WintShld, Summer | Winter, WintShld, Summer | Winter, WintShld, Summer | Winter, WintShld, Summer | Winter, WintShld, Summer
MN Hg Emis Red Act - MER Removal Annual v3.1 | 421 | 7337 | MACT Fuel Choice Floor in lbs/MMBtu | FALSE | L | Annual | Emission Floor | lbs/MMBtu | 0 | 0 | 0 | 0 | 0 | 0 | 0 | 0
MN Hg Emis Red Act - MER Removal Annual v3.1 | 421 | 7337 | MACT Fuel Choice Floor in lbs/MMBtu | FALSE | L | Annual | Emissions at Affected Plants MER | lbs | 108.0202 | 74.5277 | 48.1534 | 16.8284 | 0.1207 | 0.13243 | 0.08688 | 0.075145
MN Hg Emis Red Act - MER Removal Annual v3.1 | 421 | 7337 | MACT Fuel Choice Floor in lbs/MMBtu | FALSE | L | Annual | Allowances Purchased MER | lbs | 0 | 0 | 0 | 0 | 0 | 0 | 0 | 0
MN Hg Emis Red Act - MER Removal Annual v3.1 | 421 | 7337 | MACT Fuel Choice Floor in lbs/MMBtu | FALSE | L | Annual | Allowances Sold MER | lbs | 0 | 0 | 0 | 0 | 0 | 0 | 0 | 0
MN Hg Emis Red Act - MER Removal Annual v3.1 | 421 | 7337 | MACT Fuel Choice Floor in lbs/MMBtu | FALSE | L | Annual | Allowances Banked | lbs | 0 | 0 | 0 | 0 | 0 | 0 | 0 | 0
MN Hg Emis Red Act - MER Removal Annual v3.1 | 421 | 7337 | MACT Fuel Choice Floor in lbs/MMBtu | FALSE | L | Annual | Allowances Withdrawn (1:1) | lbs | 0 | 0 | 0 | 0 | 0 | 0 | 0 | 0
MN Hg Emis Red Act - MER Removal Annual v3.1 | 421 | 7337 | MACT Fuel Choice Floor in lbs/MMBtu | FALSE | L | Annual | Allowances Withdrawn (n:1) | lbs | 0 | 0 | 0 | 0 | 0 | 0 | 0 | 0
MN Hg Emis Red Act - MER Removal Annual v3.1 | 421 | 7337 | MACT Fuel Choice Floor in lbs/MMBtu | FALSE | L | Annual | Net Emissions Allowance Position | lbs | 108.0202 | 74.5277 | 48.1534 | 16.8284 | 0.1207 | 0.13243 | 0.08688 | 0.075145
MN Hg Emis Red Act - MER Removal Annual v3.1 | 421 | 7337 | MACT Fuel Choice Floor in lbs/MMBtu | FALSE | L | Annual | Fuel Consumed | TBtu | 212.7717 | 146.0775 | 97.4107 | 34.0425 | 0.24416 | 0.2679 | 0.17575 | 0.15201
MN Hg Emis Red Act - MER Removal Annual v3.1 | 421 | 7337 | MACT Fuel Choice Floor in lbs/MMBtu | FALSE | L | Annual | Rate | lb/MMBtu | 5.0768e-07 | 5.1019e-07 | 4.9433e-07 | 4.9433e-07 | 4.9433e-07 | 4.9433e-07 | 4.9433e-07 | 4.9433e-07
MN Hg Emis Red Act - MER Removal Annual v3.1 | 421 | 7337 | MACT Fuel Choice Floor in lbs/MMBtu | FALSE | L | Annual | Generation | TWh | 20.9091 | 14.3461 | 9.4908 | 3.1998 | 0.02295 | 0.025181 | 0.01652 | 0.014288
MN Hg Emis Red Act - MER Removal Annual v3.1 | 421 | 7337 | MACT Fuel Choice Floor in lbs/MMBtu | FALSE | L | Annual | Qualifying Generation | TWh | 20.9091 | 14.3461 | 9.4908 | 3.1998 | 0.02295 | 0.025181 | 0.01652 | 0.014288
MN Hg Emis Red Act - MER Removal Annual v3.1 | 421 | 7337 | MACT Fuel Choice Floor in lbs/MMBtu | FALSE | L | Annual | Constraint Shadow Price | US2019$/Lb | 0 | 0 | 0 | 0 | 0 | 0 | 0 | 0
MT Hg Rate Lignite Annual v3.1 | 422 | 7342 | Rate Constraint in lbs/MMBtu | FALSE | L | Annual | Seasons Included | Seasons | Winter, WintShld, Summer | Winter, WintShld, Summer | Winter, WintShld, Summer | Winter, WintShld, Summer | Winter, WintShld, Summer | Winter, WintShld, Summer | Winter, WintShld, Summer | Winter, WintShld, Summer
MT Hg Rate Lignite Annual v3.1 | 422 | 7342 | Rate Constraint in lbs/MMBtu | FALSE | L | Annual | Standard MER | lb/MMBtu | 1.5e-06 | 1.5e-06 | 1.5e-06 | 1.5e-06 | 1.5e-06 | 1.5e-06 | 1.5e-06 | 1.5e-06
MT Hg Rate Lignite Annual v3.1 | 422 | 7342 | Rate Constraint in lbs/MMBtu | FALSE | L | Annual | Emissions at Affected Plants MER | lbs | 59.4598 | 59.8285 | 58.6493 | 58.6493 | 58.6493 | 58.6493 | 58.6493 | 53.449
MT Hg Rate Lignite Annual v3.1 | 422 | 7342 | Rate Constraint in lbs/MMBtu | FALSE | L | Annual | Allowances Purchased MER | lbs | 0 | 0 | 0 | 0 | 0 | 0 | 0 | 0
MT Hg Rate Lignite Annual v3.1 | 422 | 7342 | Rate Constraint in lbs/MMBtu | FALSE | L | Annual | Allowances Sold MER | lbs | 0 | 0 | 0 | 0 | 0 | 0 | 0 | 0
MT Hg Rate Lignite Annual v3.1 | 422 | 7342 | Rate Constraint in lbs/MMBtu | FALSE | L | Annual | Allowances Banked | lbs | 0 | 0 | 119.8347 | 119.835 | 119.835 | 119.8348 | 119.8348 | 0
MT Hg Rate Lignite Annual v3.1 | 422 | 7342 | Rate Constraint in lbs/MMBtu | FALSE | L | Annual | Allowances Withdrawn (1:1) | lbs | 0 | 0 | 0 | 0 | 0 | 0 | 0 | 0
MT Hg Rate Lignite Annual v3.1 | 422 | 7342 | Rate Constraint in lbs/MMBtu | FALSE | L | Annual | Allowances Withdrawn (n:1) | lbs | 0 | 0 | 0 | 0 | 0 | 0 | 0 | 0
MT Hg Rate Lignite Annual v3.1 | 422 | 7342 | Rate Constraint in lbs/MMBtu | FALSE | L | Annual | Net Emissions Allowance Position | lbs | 59.4598 | 59.8285 | 178.4839 | 178.4843 | 178.4843 | 178.4841 | 178.4841 | 53.449
MT Hg Rate Lignite Annual v3.1 | 422 | 7342 | Rate Constraint in lbs/MMBtu | FALSE | L | Annual | Fuel Consumed | TBtu | 125.4705 | 123.1875 | 118.9895 | 118.9895 | 118.9895 | 118.9895 | 118.9895 | 108.4697
MT Hg Rate Lignite Annual v3.1 | 422 | 7342 | Rate Constraint in lbs/MMBtu | FALSE | L | Annual | Rate | lb/MMBtu | 4.7389e-07 | 4.8567e-07 | 4.9289e-07 | 4.9289e-07 | 4.9289e-07 | 4.9289e-07 | 4.9289e-07 | 4.9275e-07
MT Hg Rate Lignite Annual v3.1 | 422 | 7342 | Rate Constraint in lbs/MMBtu | FALSE | L | Annual | Generation | TWh | 11.6536 | 11.3296 | 10.9928 | 10.9928 | 10.9928 | 10.9928 | 10.9928 | 10.0567
MT Hg Rate Lignite Annual v3.1 | 422 | 7342 | Rate Constraint in lbs/MMBtu | FALSE | L | Annual | Qualifying Generation | TWh | 11.5001 | 11.2928 | 10.956 | 10.956 | 10.956 | 10.956 | 10.956 | 10.0199
MT Hg Rate Lignite Annual v3.1 | 422 | 7342 | Rate Constraint in lbs/MMBtu | FALSE | L | Annual | Rate | lb/MWh | 5.1704e-06 | 5.298e-06 | 5.3532e-06 | 5.3532e-06 | 5.3532e-06 | 5.3532e-06 | 5.3532e-06 | 5.3343e-06
MT Hg Rate Lignite Annual v3.1 | 422 | 7342 | Rate Constraint in lbs/MMBtu | FALSE | L | Annual | Constraint Shadow Price | US2019$/Lb | 0 | 0 | 0 | 0 | 0 | 0 | 0 | 0
MT Hg Rate Non Lignite Annual v3.1 | 423 | 7341 | Rate Constraint in lbs/MMBtu | FALSE | L | Annual | Seasons Included | Seasons | Winter, WintShld, Summer | Winter, WintShld, Summer | Winter, WintShld, Summer | Winter, WintShld, Summer | Winter, WintShld, Summer | Winter, WintShld, Summer | Winter, WintShld, Summer | Winter, WintShld, Summer
MT Hg Rate Non Lignite Annual v3.1 | 423 | 7341 | Rate Constraint in lbs/MMBtu | FALSE | L | Annual | Standard MER | lb/MMBtu | 9e-07 | 9e-07 | 9e-07 | 9e-07 | 9e-07 | 9e-07 | 9e-07 | 9e-07
MT Hg Rate Non Lignite Annual v3.1 | 423 | 7341 | Rate Constraint in lbs/MMBtu | FALSE | L | Annual | Emissions at Affected Plants MER | lbs | 59.4598 | 59.8285 | 58.6493 | 58.6493 | 58.6493 | 58.6493 | 58.6493 | 53.449
MT Hg Rate Non Lignite Annual v3.1 | 423 | 7341 | Rate Constraint in lbs/MMBtu | FALSE | L | Annual | Allowances Purchased MER | lbs | 0 | 0 | 0 | 0 | 0 | 0 | 0 | 0
MT Hg Rate Non Lignite Annual v3.1 | 423 | 7341 | Rate Constraint in lbs/MMBtu | FALSE | L | Annual | Allowances Sold MER | lbs | 0 | 0 | 0 | 0 | 0 | 0 | 0 | 0
MT Hg Rate Non Lignite Annual v3.1 | 423 | 7341 | Rate Constraint in lbs/MMBtu | FALSE | L | Annual | Allowances Banked | lbs | 0 | 0 | 48.4413 | 48.441 | 48.4413 | 48.4412 | 48.4412 | 0
MT Hg Rate Non Lignite Annual v3.1 | 423 | 7341 | Rate Constraint in lbs/MMBtu | FALSE | L | Annual | Allowances Withdrawn (1:1) | lbs | 0 | 0 | 0 | 0 | 0 | 0 | 0 | 0
MT Hg Rate Non Lignite Annual v3.1 | 423 | 7341 | Rate Constraint in lbs/MMBtu | FALSE | L | Annual | Allowances Withdrawn (n:1) | lbs | 0 | 0 | 0 | 0 | 0 | 0 | 0 | 0
MT Hg Rate Non Lignite Annual v3.1 | 423 | 7341 | Rate Constraint in lbs/MMBtu | FALSE | L | Annual | Net Emissions Allowance Position | lbs | 59.4598 | 59.8285 | 107.0906 | 107.0903 | 107.0906 | 107.0905 | 107.0905 | 53.449
MT Hg Rate Non Lignite Annual v3.1 | 423 | 7341 | Rate Constraint in lbs/MMBtu | FALSE | L | Annual | Fuel Consumed | TBtu | 125.4705 | 123.1875 | 118.9895 | 118.9895 | 118.9895 | 118.9895 | 118.9895 | 108.4697
MT Hg Rate Non Lignite Annual v3.1 | 423 | 7341 | Rate Constraint in lbs/MMBtu | FALSE | L | Annual | Rate | lb/MMBtu | 4.7389e-07 | 4.8567e-07 | 4.9289e-07 | 4.9289e-07 | 4.9289e-07 | 4.9289e-07 | 4.9289e-07 | 4.9275e-07
MT Hg Rate Non Lignite Annual v3.1 | 423 | 7341 | Rate Constraint in lbs/MMBtu | FALSE | L | Annual | Generation | TWh | 11.6536 | 11.3296 | 10.9928 | 10.9928 | 10.9928 | 10.9928 | 10.9928 | 10.0567
MT Hg Rate Non Lignite Annual v3.1 | 423 | 7341 | Rate Constraint in lbs/MMBtu | FALSE | L | Annual | Qualifying Generation | TWh | 11.5001 | 11.2928 | 10.956 | 10.956 | 10.956 | 10.956 | 10.956 | 10.0199
MT Hg Rate Non Lignite Annual v3.1 | 423 | 7341 | Rate Constraint in lbs/MMBtu | FALSE | L | Annual | Rate | lb/MWh | 5.1704e-06 | 5.298e-06 | 5.3532e-06 | 5.3532e-06 | 5.3532e-06 | 5.3532e-06 | 5.3532e-06 | 5.3343e-06
MT Hg Rate Non Lignite Annual v3.1 | 423 | 7341 | Rate Constraint in lbs/MMBtu | FALSE | L | Annual | Constraint Shadow Price | US2019$/Lb | 0 | 0 | 0 | 0 | 0 | 0 | 0 | 0
New Hampshire MER Removal Annual v3.1 | 424 | 7346 | MACT Fuel Choice Floor in lbs/MMBtu | FALSE | L | Annual | Seasons Included | Seasons | Winter, WintShld, Summer | Winter, WintShld, Summer | Winter, WintShld, Summer | Winter, WintShld, Summer | Winter, WintShld, Summer | Winter, WintShld, Summer | Winter, WintShld, Summer | Winter, WintShld, Summer
New Hampshire MER Removal Annual v3.1 | 424 | 7346 | MACT Fuel Choice Floor in lbs/MMBtu | FALSE | L | Annual | Emission Floor | lbs/MMBtu | 0 | 0 | 0 | 0 | 0 | 0 | 0 | 0
New Hampshire MER Removal Annual v3.1 | 424 | 7346 | MACT Fuel Choice Floor in lbs/MMBtu | FALSE | L | Annual | Emissions at Affected Plants MER | lbs | 11.1555 | 5.1798 | 4.7188 | 2.539 | 2.5211 | 2.3733 | 2.5416 | 2.5211
New Hampshire MER Removal Annual v3.1 | 424 | 7346 | MACT Fuel Choice Floor in lbs/MMBtu | FALSE | L | Annual | Allowances Purchased MER | lbs | 0 | 0 | 0 | 0 | 0 | 0 | 0 | 0
New Hampshire MER Removal Annual v3.1 | 424 | 7346 | MACT Fuel Choice Floor in lbs/MMBtu | FALSE | L | Annual | Allowances Sold MER | lbs | 0 | 0 | 0 | 0 | 0 | 0 | 0 | 0
New Hampshire MER Removal Annual v3.1 | 424 | 7346 | MACT Fuel Choice Floor in lbs/MMBtu | FALSE | L | Annual | Allowances Banked | lbs | 0 | 0 | 0 | 0 | 0 | 0 | 0 | 0
New Hampshire MER Removal Annual v3.1 | 424 | 7346 | MACT Fuel Choice Floor in lbs/MMBtu | FALSE | L | Annual | Allowances Withdrawn (1:1) | lbs | 0 | 0 | 0 | 0 | 0 | 0 | 0 | 0
New Hampshire MER Removal Annual v3.1 | 424 | 7346 | MACT Fuel Choice Floor in lbs/MMBtu | FALSE | L | Annual | Allowances Withdrawn (n:1) | lbs | 0 | 0 | 0 | 0 | 0 | 0 | 0 | 0
New Hampshire MER Removal Annual v3.1 | 424 | 7346 | MACT Fuel Choice Floor in lbs/MMBtu | FALSE | L | Annual | Net Emissions Allowance Position | lbs | 11.1555 | 5.1798 | 4.7188 | 2.539 | 2.5211 | 2.3733 | 2.5416 | 2.5211
New Hampshire MER Removal Annual v3.1 | 424 | 7346 | MACT Fuel Choice Floor in lbs/MMBtu | FALSE | L | Annual | Fuel Consumed | TBtu | 16.0207 | 5.9115 | 5.9115 | 5.9115 | 5.9115 | 5.9115 | 5.9115 | 5.9115
New Hampshire MER Removal Annual v3.1 | 424 | 7346 | MACT Fuel Choice Floor in lbs/MMBtu | FALSE | L | Annual | Rate | lb/MMBtu | 6.9632e-07 | 8.7622e-07 | 7.9824e-07 | 4.295e-07 | 4.2647e-07 | 4.0147e-07 | 4.2994e-07 | 4.2647e-07
New Hampshire MER Removal Annual v3.1 | 424 | 7346 | MACT Fuel Choice Floor in lbs/MMBtu | FALSE | L | Annual | Generation | TWh | 1.4513 | 0.538 | 0.538 | 0.538 | 0.538 | 0.538 | 0.538 | 0.538
New Hampshire MER Removal Annual v3.1 | 424 | 7346 | MACT Fuel Choice Floor in lbs/MMBtu | FALSE | L | Annual | Qualifying Generation | TWh | 1.4513 | 0.538 | 0.538 | 0.538 | 0.538 | 0.538 | 0.538 | 0.538
New Hampshire MER Removal Annual v3.1 | 424 | 7346 | MACT Fuel Choice Floor in lbs/MMBtu | FALSE | L | Annual | Constraint Shadow Price | US2019$/Lb | 0 | 0 | 0 | 0 | 0 | 0 | 0 | 0
New Hampshire 6 Unit - NOX Cap Annual v3.1 | 425 | 7343 | Rate Constraint in MTons | FALSE | L | Annual | Seasons Included | Seasons | Winter, WintShld, Summer | Winter, WintShld, Summer | Winter, WintShld, Summer | Winter, WintShld, Summer | Winter, WintShld, Summer | Winter, WintShld, Summer | Winter, WintShld, Summer | Winter, WintShld, Summer
New Hampshire 6 Unit - NOX Cap Annual v3.1 | 425 | 7343 | Rate Constraint in MTons | FALSE | L | Annual | Standard NOX | Thousand Tons | 3.64 | 3.64 | 3.64 | 3.64 | 3.64 | 3.64 | 3.64 | 3.64
New Hampshire 6 Unit - NOX Cap Annual v3.1 | 425 | 7343 | Rate Constraint in MTons | FALSE | L | Annual | Emissions at Affected Plants NOX | Thousand Tons | 0.76743 | 0.2069 | 0.2069 | 0.2069 | 0.2069 | 0.2069 | 0.2069 | 0.2069
New Hampshire 6 Unit - NOX Cap Annual v3.1 | 425 | 7343 | Rate Constraint in MTons | FALSE | L | Annual | Allowances Purchased NOX | Thousand Tons | 0 | 0 | 0 | 0 | 0 | 0 | 0 | 0
New Hampshire 6 Unit - NOX Cap Annual v3.1 | 425 | 7343 | Rate Constraint in MTons | FALSE | L | Annual | Allowances Sold NOX | Thousand Tons | 0 | 0 | 0 | 0 | 0 | 0 | 0 | 0
New Hampshire 6 Unit - NOX Cap Annual v3.1 | 425 | 7343 | Rate Constraint in MTons | FALSE | L | Annual | Allowances Banked | Thousand Tons | 0 | 0 | 3.4331 | 0 | 0 | 0 | 0 | 0
New Hampshire 6 Unit - NOX Cap Annual v3.1 | 425 | 7343 | Rate Constraint in MTons | FALSE | L | Annual | Allowances Withdrawn (1:1) | Thousand Tons | 0 | 0 | 0 | -3.64 | 0 | 0 | 0 | 0
New Hampshire 6 Unit - NOX Cap Annual v3.1 | 425 | 7343 | Rate Constraint in MTons | FALSE | L | Annual | Allowances Withdrawn (n:1) | Thousand Tons | 0 | 0 | 0 | 0 | 0 | 0 | 0 | 0
New Hampshire 6 Unit - NOX Cap Annual v3.1 | 425 | 7343 | Rate Constraint in MTons | FALSE | L | Annual | Net Emissions Allowance Position | Thousand Tons | 0.76743 | 0.2069 | 3.64 | -3.4331 | 0.2069 | 0.2069 | 0.2069 | 0.2069
New Hampshire 6 Unit - NOX Cap Annual v3.1 | 425 | 7343 | Rate Constraint in MTons | FALSE | L | Annual | Fuel Consumed | TBtu | 17.2382 | 5.9115 | 5.9115 | 5.9115 | 5.9115 | 5.9115 | 5.9115 | 5.9115
New Hampshire 6 Unit - NOX Cap Annual v3.1 | 425 | 7343 | Rate Constraint in MTons | FALSE | L | Annual | Rate | lb/MMBtu | 0.089039 | 0.07 | 0.07 | 0.07 | 0.07 | 0.07 | 0.07 | 0.07
New Hampshire 6 Unit - NOX Cap Annual v3.1 | 425 | 7343 | Rate Constraint in MTons | FALSE | L | Annual | Generation | TWh | 1.5284 | 0.538 | 0.538 | 0.538 | 0.538 | 0.538 | 0.538 | 0.538
New Hampshire 6 Unit - NOX Cap Annual v3.1 | 425 | 7343 | Rate Constraint in MTons | FALSE | L | Annual | Qualifying Generation | TWh | 1.5284 | 0.538 | 0.538 | 0.538 | 0.538 | 0.538 | 0.538 | 0.538
New Hampshire 6 Unit - NOX Cap Annual v3.1 | 425 | 7343 | Rate Constraint in MTons | FALSE | L | Annual | Rate | lb/MWh | 1.0042 | 0.76916 | 0.76916 | 0.76916 | 0.76916 | 0.76916 | 0.76916 | 0.76916
New Hampshire 6 Unit - NOX Cap Annual v3.1 | 425 | 7343 | Rate Constraint in MTons | FALSE | L | Annual | Constraint Shadow Price | US2019$/Ton | 0 | 0 | 0 | 0 | 0 | 0 | 0 | 0
New Hampshire 6 Unit - SO2 Cap Annual v3.1 | 426 | 7344 | Rate Constraint in MTons | FALSE | L | Annual | Seasons Included | Seasons | Winter, WintShld, Summer | Winter, WintShld, Summer | Winter, WintShld, Summer | Winter, WintShld, Summer | Winter, WintShld, Summer | Winter, WintShld, Summer | Winter, WintShld, Summer | Winter, WintShld, Summer
New Hampshire 6 Unit - SO2 Cap Annual v3.1 | 426 | 7344 | Rate Constraint in MTons | FALSE | L | Annual | Standard SO2 | Thousand Tons | 7.29 | 7.29 | 7.29 | 7.29 | 7.29 | 7.29 | 7.29 | 7.29
New Hampshire 6 Unit - SO2 Cap Annual v3.1 | 426 | 7344 | Rate Constraint in MTons | FALSE | L | Annual | Emissions at Affected Plants SO2 | Thousand Tons | 1.8501 | 0.39626 | 0.51261 | 0.22746 | 0.22635 | 0.61955 | 0.60596 | 0.22635
New Hampshire 6 Unit - SO2 Cap Annual v3.1 | 426 | 7344 | Rate Constraint in MTons | FALSE | L | Annual | Allowances Purchased SO2 | Thousand Tons | 0 | 0 | 0 | 0 | 0 | 0 | 0 | 0
New Hampshire 6 Unit - SO2 Cap Annual v3.1 | 426 | 7344 | Rate Constraint in MTons | FALSE | L | Annual | Allowances Sold SO2 | Thousand Tons | 0 | 0 | 0 | 0 | 0 | 0 | 0 | 0
New Hampshire 6 Unit - SO2 Cap Annual v3.1 | 426 | 7344 | Rate Constraint in MTons | FALSE | L | Annual | Allowances Banked | Thousand Tons | 0 | 0 | 0 | 0 | 0 | 0 | 6.684 | 0
New Hampshire 6 Unit - SO2 Cap Annual v3.1 | 426 | 7344 | Rate Constraint in MTons | FALSE | L | Annual | Allowances Withdrawn (1:1) | Thousand Tons | 0 | 0 | 0 | 0 | 0 | 0 | 0 | 0
New Hampshire 6 Unit - SO2 Cap Annual v3.1 | 426 | 7344 | Rate Constraint in MTons | FALSE | L | Annual | Allowances Withdrawn (n:1) | Thousand Tons | 0 | 0 | 0 | 0 | 0 | 0 | 0 | 0
New Hampshire 6 Unit - SO2 Cap Annual v3.1 | 426 | 7344 | Rate Constraint in MTons | FALSE | L | Annual | Net Emissions Allowance Position | Thousand Tons | 1.8501 | 0.39626 | 0.51261 | 0.22746 | 0.22635 | 0.61955 | 7.29 | 0.22635
New Hampshire 6 Unit - SO2 Cap Annual v3.1 | 426 | 7344 | Rate Constraint in MTons | FALSE | L | Annual | Fuel Consumed | TBtu | 17.2382 | 5.9115 | 5.9115 | 5.9115 | 5.9115 | 5.9115 | 5.9115 | 5.9115
New Hampshire 6 Unit - SO2 Cap Annual v3.1 | 426 | 7344 | Rate Constraint in MTons | FALSE | L | Annual | Rate | lb/MMBtu | 0.21465 | 0.13406 | 0.17343 | 0.076954 | 0.07658 | 0.20961 | 0.20501 | 0.07658
New Hampshire 6 Unit - SO2 Cap Annual v3.1 | 426 | 7344 | Rate Constraint in MTons | FALSE | L | Annual | Generation | TWh | 1.5284 | 0.538 | 0.538 | 0.538 | 0.538 | 0.538 | 0.538 | 0.538
New Hampshire 6 Unit - SO2 Cap Annual v3.1 | 426 | 7344 | Rate Constraint in MTons | FALSE | L | Annual | Qualifying Generation | TWh | 1.5284 | 0.538 | 0.538 | 0.538 | 0.538 | 0.538 | 0.538 | 0.538
New Hampshire 6 Unit - SO2 Cap Annual v3.1 | 426 | 7344 | Rate Constraint in MTons | FALSE | L | Annual | Rate | lb/MWh | 2.4209 | 1.4731 | 1.9056 | 0.84557 | 0.84146 | 2.3032 | 2.2527 | 0.84146
New Hampshire 6 Unit - SO2 Cap Annual v3.1 | 426 | 7344 | Rate Constraint in MTons | FALSE | L | Annual | Constraint Shadow Price | US2019$/Ton | 0 | 0 | 0 | 0 | 0 | 0 | 0 | 0
New Hampshire State - NOX Cap Summer v3.1 | 427 | 7345 | Rate Constraint in MTons | FALSE | L | Annual | Seasons Included | Seasons | Summer | Summer | Summer | Summer | Summer | Summer | Summer | Summer
New Hampshire State - NOX Cap Summer v3.1 | 427 | 7345 | Rate Constraint in MTons | FALSE | L | Annual | Standard NOX | Thousand Tons | 2.4 | 2.4 | 2.4 | 2.4 | 2.4 | 2.4 | 2.4 | 2.4
New Hampshire State - NOX Cap Summer v3.1 | 427 | 7345 | Rate Constraint in MTons | FALSE | L | Annual | Emissions at Affected Plants NOX | Thousand Tons | 0 | 0 | 0 | 0 | 0 | 0 | 0 | 0
New Hampshire State - NOX Cap Summer v3.1 | 427 | 7345 | Rate Constraint in MTons | FALSE | L | Annual | Allowances Purchased NOX | Thousand Tons | 0 | 0 | 0 | 0 | 0 | 0 | 0 | 0
New Hampshire State - NOX Cap Summer v3.1 | 427 | 7345 | Rate Constraint in MTons | FALSE | L | Annual | Allowances Sold NOX | Thousand Tons | 0 | 0 | 0 | 0 | 0 | 0 | 0 | 0
New Hampshire State - NOX Cap Summer v3.1 | 427 | 7345 | Rate Constraint in MTons | FALSE | L | Annual | Allowances Banked | Thousand Tons | 0 | 0 | 2.4 | 0 | 2.4 | 0 | 0 | 0
New Hampshire State - NOX Cap Summer v3.1 | 427 | 7345 | Rate Constraint in MTons | FALSE | L | Annual | Allowances Withdrawn (1:1) | Thousand Tons | 0 | 0 | 0 | -2.4 | 0 | -2.4 | 0 | 0
New Hampshire State - NOX Cap Summer v3.1 | 427 | 7345 | Rate Constraint in MTons | FALSE | L | Annual | Allowances Withdrawn (n:1) | Thousand Tons | 0 | 0 | 0 | 0 | 0 | 0 | 0 | 0
New Hampshire State - NOX Cap Summer v3.1 | 427 | 7345 | Rate Constraint in MTons | FALSE | L | Annual | Net Emissions Allowance Position | Thousand Tons | 0 | 0 | 2.4 | -2.4 | 2.4 | -2.4 | 0 | 0
New Hampshire State - NOX Cap Summer v3.1 | 427 | 7345 | Rate Constraint in MTons | FALSE | L | Annual | Fuel Consumed | TBtu | 0 | 0 | 0 | 0 | 0 | 0 | 0 | 0
New Hampshire State - NOX Cap Summer v3.1 | 427 | 7345 | Rate Constraint in MTons | FALSE | L | Annual | Rate | lb/MMBtu | 0 | 0 | 0 | 0 | 0 | 0 | 0 | 0
New Hampshire State - NOX Cap Summer v3.1 | 427 | 7345 | Rate Constraint in MTons | FALSE | L | Annual | Generation | TWh | 0 | 0 | 0 | 0 | 0 | 0 | 0 | 0
New Hampshire State - NOX Cap Summer v3.1 | 427 | 7345 | Rate Constraint in MTons | FALSE | L | Annual | Qualifying Generation | TWh | 0 | 0 | 0 | 0 | 0 | 0 | 0 | 0
New Hampshire State - NOX Cap Summer v3.1 | 427 | 7345 | Rate Constraint in MTons | FALSE | L | Annual | Rate | lb/MWh | 0 | 0 | 0 | 0 | 0 | 0 | 0 | 0
New Hampshire State - NOX Cap Summer v3.1 | 427 | 7345 | Rate Constraint in MTons | FALSE | L | Annual | Constraint Shadow Price | US2019$/Ton | 0 | 0 | 0 | 0 | 0 | 0 | 0 | 0
New Jersey - MER Removal Annual v3.1 | 428 | 7348 | MACT Fuel Choice Floor in lbs/MMBtu | FALSE | L | Annual | Seasons Included | Seasons | Winter, WintShld, Summer | Winter, WintShld, Summer | Winter, WintShld, Summer | Winter, WintShld, Summer | Winter, WintShld, Summer | Winter, WintShld, Summer | Winter, WintShld, Summer | Winter, WintShld, Summer
New Jersey - MER Removal Annual v3.1 | 428 | 7348 | MACT Fuel Choice Floor in lbs/MMBtu | FALSE | L | Annual | Emission Floor | lbs/MMBtu | 0 | 0 | 0 | 0 | 0 | 0 | 0 | 0
New Jersey - MER Removal Annual v3.1 | 428 | 7348 | MACT Fuel Choice Floor in lbs/MMBtu | FALSE | L | Annual | Emissions at Affected Plants MER | lbs | 0 | 0 | 0 | 0 | 0 | 0 | 0 | 0
New Jersey - MER Removal Annual v3.1 | 428 | 7348 | MACT Fuel Choice Floor in lbs/MMBtu | FALSE | L | Annual | Allowances Purchased MER | lbs | 0 | 0 | 0 | 0 | 0 | 0 | 0 | 0
New Jersey - MER Removal Annual v3.1 | 428 | 7348 | MACT Fuel Choice Floor in lbs/MMBtu | FALSE | L | Annual | Allowances Sold MER | lbs | 0 | 0 | 0 | 0 | 0 | 0 | 0 | 0
New Jersey - MER Removal Annual v3.1 | 428 | 7348 | MACT Fuel Choice Floor in lbs/MMBtu | FALSE | L | Annual | Allowances Banked | lbs | 0 | 0 | 0 | 0 | 0 | 0 | 0 | 0
New Jersey - MER Removal Annual v3.1 | 428 | 7348 | MACT Fuel Choice Floor in lbs/MMBtu | FALSE | L | Annual | Allowances Withdrawn (1:1) | lbs | 0 | 0 | 0 | 0 | 0 | 0 | 0 | 0
New Jersey - MER Removal Annual v3.1 | 428 | 7348 | MACT Fuel Choice Floor in lbs/MMBtu | FALSE | L | Annual | Allowances Withdrawn (n:1) | lbs | 0 | 0 | 0 | 0 | 0 | 0 | 0 | 0
New Jersey - MER Removal Annual v3.1 | 428 | 7348 | MACT Fuel Choice Floor in lbs/MMBtu | FALSE | L | Annual | Net Emissions Allowance Position | lbs | 0 | 0 | 0 | 0 | 0 | 0 | 0 | 0
New Jersey - MER Removal Annual v3.1 | 428 | 7348 | MACT Fuel Choice Floor in lbs/MMBtu | FALSE | L | Annual | Fuel Consumed | TBtu | 0 | 0 | 0 | 0 | 0 | 0 | 0 | 0
New Jersey - MER Removal Annual v3.1 | 428 | 7348 | MACT Fuel Choice Floor in lbs/MMBtu | FALSE | L | Annual | Rate | lb/MMBtu | 0 | 0 | 0 | 0 | 0 | 0 | 0 | 0
New Jersey - MER Removal Annual v3.1 | 428 | 7348 | MACT Fuel Choice Floor in lbs/MMBtu | FALSE | L | Annual | Generation | TWh | 0 | 0 | 0 | 0 | 0 | 0 | 0 | 0
New Jersey - MER Removal Annual v3.1 | 428 | 7348 | MACT Fuel Choice Floor in lbs/MMBtu | FALSE | L | Annual | Qualifying Generation | TWh | 0 | 0 | 0 | 0 | 0 | 0 | 0 | 0
New Jersey - MER Removal Annual v3.1 | 428 | 7348 | MACT Fuel Choice Floor in lbs/MMBtu | FALSE | L | Annual | Constraint Shadow Price | US2019$/Lb | 0 | 0 | 0 | 0 | 0 | 0 | 0 | 0
Newington Station 1 - SO2 Rate v5.12 | 429 | 7347 | Rate Constraint in lbs/MMBtu | FALSE | L | Annual | Seasons Included | Seasons | Winter, WintShld, Summer | Winter, WintShld, Summer | Winter, WintShld, Summer | Winter, WintShld, Summer | Winter, WintShld, Summer | Winter, WintShld, Summer | Winter, WintShld, Summer | Winter, WintShld, Summer
Newington Station 1 - SO2 Rate v5.12 | 429 | 7347 | Rate Constraint in lbs/MMBtu | FALSE | L | Annual | Standard SO2 | lb/MMBtu | 0.5 | 0.5 | 0.5 | 0.5 | 0.5 | 0.5 | 0.5 | 0.5
Newington Station 1 - SO2 Rate v5.12 | 429 | 7347 | Rate Constraint in lbs/MMBtu | FALSE | L | Annual | Emissions at Affected Plants SO2 | Thousand Tons | 0 | 0 | 0 | 0 | 0 | 0 | 0 | 0
Newington Station 1 - SO2 Rate v5.12 | 429 | 7347 | Rate Constraint in lbs/MMBtu | FALSE | L | Annual | Allowances Purchased SO2 | Thousand Tons | 0 | 0 | 0 | 0 | 0 | 0 | 0 | 0
Newington Station 1 - SO2 Rate v5.12 | 429 | 7347 | Rate Constraint in lbs/MMBtu | FALSE | L | Annual | Allowances Sold SO2 | Thousand Tons | 0 | 0 | 0 | 0 | 0 | 0 | 0 | 0
Newington Station 1 - SO2 Rate v5.12 | 429 | 7347 | Rate Constraint in lbs/MMBtu | FALSE | L | Annual | Allowances Banked | Thousand Tons | 0 | 0 | 0 | 0 | 0 | 0 | 0 | 0
Newington Station 1 - SO2 Rate v5.12 | 429 | 7347 | Rate Constraint in lbs/MMBtu | FALSE | L | Annual | Allowances Withdrawn (1:1) | Thousand Tons | 0 | 0 | 0 | 0 | 0 | 0 | 0 | 0
Newington Station 1 - SO2 Rate v5.12 | 429 | 7347 | Rate Constraint in lbs/MMBtu | FALSE | L | Annual | Allowances Withdrawn (n:1) | Thousand Tons | 0 | 0 | 0 | 0 | 0 | 0 | 0 | 0
Newington Station 1 - SO2 Rate v5.12 | 429 | 7347 | Rate Constraint in lbs/MMBtu | FALSE | L | Annual | Net Emissions Allowance Position | Thousand Tons | 0 | 0 | 0 | 0 | 0 | 0 | 0 | 0
Newington Station 1 - SO2 Rate v5.12 | 429 | 7347 | Rate Constraint in lbs/MMBtu | FALSE | L | Annual | Fuel Consumed | TBtu | 0 | 0 | 0 | 0 | 0 | 0 | 0 | 0
Newington Station 1 - SO2 Rate v5.12 | 429 | 7347 | Rate Constraint in lbs/MMBtu | FALSE | L | Annual | Rate | lb/MMBtu | 0 | 0 | 0 | 0 | 0 | 0 | 0 | 0
Newington Station 1 - SO2 Rate v5.12 | 429 | 7347 | Rate Constraint in lbs/MMBtu | FALSE | L | Annual | Generation | TWh | 0 | 0 | 0 | 0 | 0 | 0 | 0 | 0
Newington Station 1 - SO2 Rate v5.12 | 429 | 7347 | Rate Constraint in lbs/MMBtu | FALSE | L | Annual | Qualifying Generation | TWh | 0 | 0 | 0 | 0 | 0 | 0 | 0 | 0
Newington Station 1 - SO2 Rate v5.12 | 429 | 7347 | Rate Constraint in lbs/MMBtu | FALSE | L | Annual | Rate | lb/MWh | 0 | 0 | 0 | 0 | 0 | 0 | 0 | 0
Newington Station 1 - SO2 Rate v5.12 | 429 | 7347 | Rate Constraint in lbs/MMBtu | FALSE | L | Annual | Constraint Shadow Price | US2019$/Ton | 6473.535 | 0 | 0 | 0 | 0 | 3291.2805 | 1840.4426 | 2718.697
NJ ChambersCogen- NOx Annual GPS v4.10, Unit 2207 and retrofits | 430 | 7535 | Rate Constraint in lbs/MWh | FALSE | L | Annual | Seasons Included | Seasons | Winter, WintShld, Summer | Winter, WintShld, Summer | Winter, WintShld, Summer | Winter, WintShld, Summer | Winter, WintShld, Summer | Winter, WintShld, Summer | Winter, WintShld, Summer | Winter, WintShld, Summer
NJ ChambersCogen- NOx Annual GPS v4.10, Unit 2207 and retrofits | 430 | 7535 | Rate Constraint in lbs/MWh | FALSE | L | Annual | Standard NOX | lb/MWh | 2.01 | 2.01 | 2.01 | 2.01 | 2.01 | 2.01 | 2.01 | 2.01
NJ ChambersCogen- NOx Annual GPS v4.10, Unit 2207 and retrofits | 430 | 7535 | Rate Constraint in lbs/MWh | FALSE | L | Annual | Emissions at Affected Plants NOX | Thousand Tons | 0 | 0 | 0 | 0 | 0 | 0 | 0 | 0
NJ ChambersCogen- NOx Annual GPS v4.10, Unit 2207 and retrofits | 430 | 7535 | Rate Constraint in lbs/MWh | FALSE | L | Annual | Allowances Purchased NOX | Thousand Tons | 0 | 0 | 0 | 0 | 0 | 0 | 0 | 0
NJ ChambersCogen- NOx Annual GPS v4.10, Unit 2207 and retrofits | 430 | 7535 | Rate Constraint in lbs/MWh | FALSE | L | Annual | Allowances Sold NOX | Thousand Tons | 0 | 0 | 0 | 0 | 0 | 0 | 0 | 0
NJ ChambersCogen- NOx Annual GPS v4.10, Unit 2207 and retrofits | 430 | 7535 | Rate Constraint in lbs/MWh | FALSE | L | Annual | Allowances Banked | Thousand Tons | 0 | 0 | 0 | 0 | 0 | 0 | 0 | 0
NJ ChambersCogen- NOx Annual GPS v4.10, Unit 2207 and retrofits | 430 | 7535 | Rate Constraint in lbs/MWh | FALSE | L | Annual | Allowances Withdrawn (1:1) | Thousand Tons | 0 | 0 | 0 | 0 | 0 | 0 | 0 | 0
NJ ChambersCogen- NOx Annual GPS v4.10, Unit 2207 and retrofits | 430 | 7535 | Rate Constraint in lbs/MWh | FALSE | L | Annual | Allowances Withdrawn (n:1) | Thousand Tons | 0 | 0 | 0 | 0 | 0 | 0 | 0 | 0
NJ ChambersCogen- NOx Annual GPS v4.10, Unit 2207 and retrofits | 430 | 7535 | Rate Constraint in lbs/MWh | FALSE | L | Annual | Net Emissions Allowance Position | Thousand Tons | 0 | 0 | 0 | 0 | 0 | 0 | 0 | 0
NJ ChambersCogen- NOx Annual GPS v4.10, Unit 2207 and retrofits | 430 | 7535 | Rate Constraint in lbs/MWh | FALSE | L | Annual | Fuel Consumed | TBtu | 0 | 0 | 0 | 0 | 0 | 0 | 0 | 0
NJ ChambersCogen- NOx Annual GPS v4.10, Unit 2207 and retrofits | 430 | 7535 | Rate Constraint in lbs/MWh | FALSE | L | Annual | Rate | lb/MMBtu | 0 | 0 | 0 | 0 | 0 | 0 | 0 | 0
NJ ChambersCogen- NOx Annual GPS v4.10, Unit 2207 and retrofits | 430 | 7535 | Rate Constraint in lbs/MWh | FALSE | L | Annual | Generation | TWh | 0 | 0 | 0 | 0 | 0 | 0 | 0 | 0
NJ ChambersCogen- NOx Annual GPS v4.10, Unit 2207 and retrofits | 430 | 7535 | Rate Constraint in lbs/MWh | FALSE | L | Annual | Qualifying Generation | TWh | 0 | 0 | 0 | 0 | 0 | 0 | 0 | 0
NJ ChambersCogen- NOx Annual GPS v4.10, Unit 2207 and retrofits | 430 | 7535 | Rate Constraint in lbs/MWh | FALSE | L | Annual | Constraint Shadow Price | US2019$/Ton | 0 | 0 | 0 | 0 | 0 | 0 | 0 | 0
NJ ChambersCogen- NOx Annual GPS v4.10, Unit 2208 and retrofits | 431 | 7535 | Rate Constraint in lbs/MWh | FALSE | L | Annual | Seasons Included | Seasons | Winter, WintShld, Summer | Winter, WintShld, Summer | Winter, WintShld, Summer | Winter, WintShld, Summer | Winter, WintShld, Summer | Winter, WintShld, Summer | Winter, WintShld, Summer | Winter, WintShld, Summer
NJ ChambersCogen- NOx Annual GPS v4.10, Unit 2208 and retrofits | 431 | 7535 | Rate Constraint in lbs/MWh | FALSE | L | Annual | Standard NOX | lb/MWh | 2.01 | 2.01 | 2.01 | 2.01 | 2.01 | 2.01 | 2.01 | 2.01
NJ ChambersCogen- NOx Annual GPS v4.10, Unit 2208 and retrofits | 431 | 7535 | Rate Constraint in lbs/MWh | FALSE | L | Annual | Emissions at Affected Plants NOX | Thousand Tons | 0 | 0 | 0 | 0 | 0 | 0 | 0 | 0
NJ ChambersCogen- NOx Annual GPS v4.10, Unit 2208 and retrofits | 431 | 7535 | Rate Constraint in lbs/MWh | FALSE | L | Annual | Allowances Purchased NOX | Thousand Tons | 0 | 0 | 0 | 0 | 0 | 0 | 0 | 0
NJ ChambersCogen- NOx Annual GPS v4.10, Unit 2208 and retrofits | 431 | 7535 | Rate Constraint in lbs/MWh | FALSE | L | Annual | Allowances Sold NOX | Thousand Tons | 0 | 0 | 0 | 0 | 0 | 0 | 0 | 0
NJ ChambersCogen- NOx Annual GPS v4.10, Unit 2208 and retrofits | 431 | 7535 | Rate Constraint in lbs/MWh | FALSE | L | Annual | Allowances Banked | Thousand Tons | 0 | 0 | 0 | 0 | 0 | 0 | 0 | 0
NJ ChambersCogen- NOx Annual GPS v4.10, Unit 2208 and retrofits | 431 | 7535 | Rate Constraint in lbs/MWh | FALSE | L | Annual | Allowances Withdrawn (1:1) | Thousand Tons | 0 | 0 | 0 | 0 | 0 | 0 | 0 | 0
NJ ChambersCogen- NOx Annual GPS v4.10, Unit 2208 and retrofits | 431 | 7535 | Rate Constraint in lbs/MWh | FALSE | L | Annual | Allowances Withdrawn (n:1) | Thousand Tons | 0 | 0 | 0 | 0 | 0 | 0 | 0 | 0
NJ ChambersCogen- NOx Annual GPS v4.10, Unit 2208 and retrofits | 431 | 7535 | Rate Constraint in lbs/MWh | FALSE | L | Annual | Net Emissions Allowance Position | Thousand Tons | 0 | 0 | 0 | 0 | 0 | 0 | 0 | 0
NJ ChambersCogen- NOx Annual GPS v4.10, Unit 2208 and retrofits | 431 | 7535 | Rate Constraint in lbs/MWh | FALSE | L | Annual | Fuel Consumed | TBtu | 0 | 0 | 0 | 0 | 0 | 0 | 0 | 0
NJ ChambersCogen- NOx Annual GPS v4.10, Unit 2208 and retrofits | 431 | 7535 | Rate Constraint in lbs/MWh | FALSE | L | Annual | Rate | lb/MMBtu | 0 | 0 | 0 | 0 | 0 | 0 | 0 | 0
NJ ChambersCogen- NOx Annual GPS v4.10, Unit 2208 and retrofits | 431 | 7535 | Rate Constraint in lbs/MWh | FALSE | L | Annual | Generation | TWh | 0 | 0 | 0 | 0 | 0 | 0 | 0 | 0
NJ ChambersCogen- NOx Annual GPS v4.10, Unit 2208 and retrofits | 431 | 7535 | Rate Constraint in lbs/MWh | FALSE | L | Annual | Qualifying Generation | TWh | 0 | 0 | 0 | 0 | 0 | 0 | 0 | 0
NJ ChambersCogen- NOx Annual GPS v4.10, Unit 2208 and retrofits | 431 | 7535 | Rate Constraint in lbs/MWh | FALSE | L | Annual | Constraint Shadow Price | US2019$/Ton | 0 | 0 | 0 | 0 | 0 | 0 | 0 | 0
NJ LoganGen- NOx Annual GPS v4.10, Unit 2209 and retrofits | 432 | 7536 | Rate Constraint in lbs/MWh | FALSE | L | Annual | Seasons Included | Seasons | Winter, WintShld, Summer | Winter, WintShld, Summer | Winter, WintShld, Summer | Winter, WintShld, Summer | Winter, WintShld, Summer | Winter, WintShld, Summer | Winter, WintShld, Summer | Winter, WintShld, Summer
NJ LoganGen- NOx Annual GPS v4.10, Unit 2209 and retrofits | 432 | 7536 | Rate Constraint in lbs/MWh | FALSE | L | Annual | Standard NOX | lb/MWh | 1.5 | 1.5 | 1.5 | 1.5 | 1.5 | 1.5 | 1.5 | 1.5
NJ LoganGen- NOx Annual GPS v4.10, Unit 2209 and retrofits | 432 | 7536 | Rate Constraint in lbs/MWh | FALSE | L | Annual | Emissions at Affected Plants NOX | Thousand Tons | 0 | 0 | 0 | 0 | 0 | 0 | 0 | 0
NJ LoganGen- NOx Annual GPS v4.10, Unit 2209 and retrofits | 432 | 7536 | Rate Constraint in lbs/MWh | FALSE | L | Annual | Allowances Purchased NOX | Thousand Tons | 0 | 0 | 0 | 0 | 0 | 0 | 0 | 0
NJ LoganGen- NOx Annual GPS v4.10, Unit 2209 and retrofits | 432 | 7536 | Rate Constraint in lbs/MWh | FALSE | L | Annual | Allowances Sold NOX | Thousand Tons | 0 | 0 | 0 | 0 | 0 | 0 | 0 | 0
NJ LoganGen- NOx Annual GPS v4.10, Unit 2209 and retrofits | 432 | 7536 | Rate Constraint in lbs/MWh | FALSE | L | Annual | Allowances Banked | Thousand Tons | 0 | 0 | 0 | 0 | 0 | 0 | 0 | 0
NJ LoganGen- NOx Annual GPS v4.10, Unit 2209 and retrofits | 432 | 7536 | Rate Constraint in lbs/MWh | FALSE | L | Annual | Allowances Withdrawn (1:1) | Thousand Tons | 0 | 0 | 0 | 0 | 0 | 0 | 0 | 0
NJ LoganGen- NOx Annual GPS v4.10, Unit 2209 and retrofits | 432 | 7536 | Rate Constraint in lbs/MWh | FALSE | L | Annual | Allowances Withdrawn (n:1) | Thousand Tons | 0 | 0 | 0 | 0 | 0 | 0 | 0 | 0
NJ LoganGen- NOx Annual GPS v4.10, Unit 2209 and retrofits | 432 | 7536 | Rate Constraint in lbs/MWh | FALSE | L | Annual | Net Emissions Allowance Position | Thousand Tons | 0 | 0 | 0 | 0 | 0 | 0 | 0 | 0
NJ LoganGen- NOx Annual GPS v4.10, Unit 2209 and retrofits | 432 | 7536 | Rate Constraint in lbs/MWh | FALSE | L | Annual | Fuel Consumed | TBtu | 0 | 0 | 0 | 0 | 0 | 0 | 0 | 0
NJ LoganGen- NOx Annual GPS v4.10, Unit 2209 and retrofits | 432 | 7536 | Rate Constraint in lbs/MWh | FALSE | L | Annual | Rate | lb/MMBtu | 0 | 0 | 0 | 0 | 0 | 0 | 0 | 0
NJ LoganGen- NOx Annual GPS v4.10, Unit 2209 and retrofits | 432 | 7536 | Rate Constraint in lbs/MWh | FALSE | L | Annual | Generation | TWh | 0 | 0 | 0 | 0 | 0 | 0 | 0 | 0
NJ LoganGen- NOx Annual GPS v4.10, Unit 2209 and retrofits | 432 | 7536 | Rate Constraint in lbs/MWh | FALSE | L | Annual | Qualifying Generation | TWh | 0 | 0 | 0 | 0 | 0 | 0 | 0 | 0
NJ LoganGen- NOx Annual GPS v4.10, Unit 2209 and retrofits | 432 | 7536 | Rate Constraint in lbs/MWh | FALSE | L | Annual | Constraint Shadow Price | US2019$/Ton | 0 | 0 | 0 | 0 | 0 | 0 | 0 | 0
NJ SO2 Constraint v5.14 | 433 | 7349 | Rate Constraint in lbs/MMBtu | FALSE | L | Annual | Seasons Included | Seasons | Winter, WintShld, Summer | Winter, WintShld, Summer | Winter, WintShld, Summer | Winter, WintShld, Summer | Winter, WintShld, Summer | Winter, WintShld, Summer | Winter, WintShld, Summer | Winter, WintShld, Summer
NJ SO2 Constraint v5.14 | 433 | 7349 | Rate Constraint in lbs/MMBtu | FALSE | L | Annual | Standard SO2 | lb/MMBtu | 0.15 | 0.15 | 0.15 | 0.15 | 0.15 | 0.15 | 0.15 | 0.15
NJ SO2 Constraint v5.14 | 433 | 7349 | Rate Constraint in lbs/MMBtu | FALSE | L | Annual | Emissions at Affected Plants SO2 | Thousand Tons | 0 | 0 | 0 | 0 | 0 | 0 | 0 | 0
NJ SO2 Constraint v5.14 | 433 | 7349 | Rate Constraint in lbs/MMBtu | FALSE | L | Annual | Allowances Purchased SO2 | Thousand Tons | 0 | 0 | 0 | 0 | 0 | 0 | 0 | 0
NJ SO2 Constraint v5.14 | 433 | 7349 | Rate Constraint in lbs/MMBtu | FALSE | L | Annual | Allowances Sold SO2 | Thousand Tons | 0 | 0 | 0 | 0 | 0 | 0 | 0 | 0
NJ SO2 Constraint v5.14 | 433 | 7349 | Rate Constraint in lbs/MMBtu | FALSE | L | Annual | Allowances Banked | Thousand Tons | 0 | 0 | 0 | 0 | 0 | 0 | 0 | 0
NJ SO2 Constraint v5.14 | 433 | 7349 | Rate Constraint in lbs/MMBtu | FALSE | L | Annual | Allowances Withdrawn (1:1) | Thousand Tons | 0 | 0 | 0 | 0 | 0 | 0 | 0 | 0
NJ SO2 Constraint v5.14 | 433 | 7349 | Rate Constraint in lbs/MMBtu | FALSE | L | Annual | Allowances Withdrawn (n:1) | Thousand Tons | 0 | 0 | 0 | 0 | 0 | 0 | 0 | 0
NJ SO2 Constraint v5.14 | 433 | 7349 | Rate Constraint in lbs/MMBtu | FALSE | L | Annual | Net Emissions Allowance Position | Thousand Tons | 0 | 0 | 0 | 0 | 0 | 0 | 0 | 0
NJ SO2 Constraint v5.14 | 433 | 7349 | Rate Constraint in lbs/MMBtu | FALSE | L | Annual | Fuel Consumed | TBtu | 0 | 0 | 0 | 0 | 0 | 0 | 0 | 0
NJ SO2 Constraint v5.14 | 433 | 7349 | Rate Constraint in lbs/MMBtu | FALSE | L | Annual | Rate | lb/MMBtu | 0 | 0 | 0 | 0 | 0 | 0 | 0 | 0
NJ SO2 Constraint v5.14 | 433 | 7349 | Rate Constraint in lbs/MMBtu | FALSE | L | Annual | Generation | TWh | 0 | 0 | 0 | 0 | 0 | 0 | 0 | 0
NJ SO2 Constraint v5.14 | 433 | 7349 | Rate Constraint in lbs/MMBtu | FALSE | L | Annual | Qualifying Generation | TWh | 0 | 0 | 0 | 0 | 0 | 0 | 0 | 0
NJ SO2 Constraint v5.14 | 433 | 7349 | Rate Constraint in lbs/MMBtu | FALSE | L | Annual | Rate | lb/MWh | 0 | 0 | 0 | 0 | 0 | 0 | 0 | 0
NJ SO2 Constraint v5.14 | 433 | 7349 | Rate Constraint in lbs/MMBtu | FALSE | L | Annual | Constraint Shadow Price | US2019$/Ton | 10567.194 | 5082.3892 | 3494.9071 | 3728.1548 | 4471.9823 | 5164.3224 | 3559.0219 | 20188.1544
NODA Covanta Bristol 1 NOX Cap Annual v5.15 | 434 | 7255 | Rate Constraint in MTons | FALSE | L | Annual | Seasons Included | Seasons | Winter, WintShld, Summer | Winter, WintShld, Summer | Winter, WintShld, Summer | Winter, WintShld, Summer | Winter, WintShld, Summer | Winter, WintShld, Summer | Winter, WintShld, Summer | Winter, WintShld, Summer
NODA Covanta Bristol 1 NOX Cap Annual v5.15 | 434 | 7255 | Rate Constraint in MTons | FALSE | L | Annual | Standard NOX | Thousand Tons | 0.112 | 0.112 | 0.112 | 0.112 | 0.112 | 0.112 | 0.112 | 0.112
NODA Covanta Bristol 1 NOX Cap Annual v5.15 | 434 | 7255 | Rate Constraint in MTons | FALSE | L | Annual | Emissions at Affected Plants NOX | Thousand Tons | 0.095887 | 0.095887 | 0.095887 | 0.095887 | 0.095887 | 0.095887 | 0.095887 | 0.095887
NODA Covanta Bristol 1 NOX Cap Annual v5.15 | 434 | 7255 | Rate Constraint in MTons | FALSE | L | Annual | Allowances Purchased NOX | Thousand Tons | 0 | 0 | 0 | 0 | 0 | 0 | 0 | 0
NODA Covanta Bristol 1 NOX Cap Annual v5.15 | 434 | 7255 | Rate Constraint in MTons | FALSE | L | Annual | Allowances Sold NOX | Thousand Tons | 0 | 0 | 0 | 0 | 0 | 0 | 0 | 0
NODA Covanta Bristol 1 NOX Cap Annual v5.15 | 434 | 7255 | Rate Constraint in MTons | FALSE | L | Annual | Allowances Banked | Thousand Tons | 0 | 0 | 0 | 0 | 0 | 0 | 0 | 0
NODA Covanta Bristol 1 NOX Cap Annual v5.15 | 434 | 7255 | Rate Constraint in MTons | FALSE | L | Annual | Allowances Withdrawn (1:1) | Thousand Tons | 0 | 0 | 0 | 0 | 0 | 0 | 0 | 0
NODA Covanta Bristol 1 NOX Cap Annual v5.15 | 434 | 7255 | Rate Constraint in MTons | FALSE | L | Annual | Allowances Withdrawn (n:1) | Thousand Tons | 0 | 0 | 0 | 0 | 0 | 0 | 0 | 0
NODA Covanta Bristol 1 NOX Cap Annual v5.15 | 434 | 7255 | Rate Constraint in MTons | FALSE | L | Annual | Net Emissions Allowance Position | Thousand Tons | 0.095887 | 0.095887 | 0.095887 | 0.095887 | 0.095887 | 0.095887 | 0.095887 | 0.095887
NODA Covanta Bristol 1 NOX Cap Annual v5.15 | 434 | 7255 | Rate Constraint in MTons | FALSE | L | Annual | Fuel Consumed | TBtu | 0.8846 | 0.8846 | 0.8846 | 0.8846 | 0.8846 | 0.8846 | 0.8846 | 0.8846
NODA Covanta Bristol 1 NOX Cap Annual v5.15 | 434 | 7255 | Rate Constraint in MTons | FALSE | L | Annual | Rate | lb/MMBtu | 0.21679 | 0.21679 | 0.21679 | 0.21679 | 0.21679 | 0.21679 | 0.21679 | 0.21679
NODA Covanta Bristol 1 NOX Cap Annual v5.15 | 434 | 7255 | Rate Constraint in MTons | FALSE | L | Annual | Generation | TWh | 0.047744 | 0.047744 | 0.047744 | 0.047744 | 0.047744 | 0.047744 | 0.047744 | 0.047744
NODA Covanta Bristol 1 NOX Cap Annual v5.15 | 434 | 7255 | Rate Constraint in MTons | FALSE | L | Annual | Qualifying Generation | TWh | 0.047744 | 0.047744 | 0.047744 | 0.047744 | 0.047744 | 0.047744 | 0.047744 | 0.047744
NODA Covanta Bristol 1 NOX Cap Annual v5.15 | 434 | 7255 | Rate Constraint in MTons | FALSE | L | Annual | Rate | lb/MWh | 4.0167 | 4.0167 | 4.0167 | 4.0167 | 4.0167 | 4.0167 | 4.0167 | 4.0167
NODA Covanta Bristol 1 NOX Cap Annual v5.15 | 434 | 7255 | Rate Constraint in MTons | FALSE | L | Annual | Constraint Shadow Price | US2019$/Ton | 0 | 0 | 0 | 0 | 0 | 0 | 0 | 0
NODA Covanta Bristol 2 NOX Cap Annual v5.15 | 435 | 7256 | Rate Constraint in MTons | FALSE | L | Annual | Seasons Included | Seasons | Winter, WintShld, Summer | Winter, WintShld, Summer | Winter, WintShld, Summer | Winter, WintShld, Summer | Winter, WintShld, Summer | Winter, WintShld, Summer | Winter, WintShld, Summer | Winter, WintShld, Summer
NODA Covanta Bristol 2 NOX Cap Annual v5.15 | 435 | 7256 | Rate Constraint in MTons | FALSE | L | Annual | Standard NOX | Thousand Tons | 0.1917 | 0.1917 | 0.1917 | 0.1917 | 0.1917 | 0.1917 | 0.1917 | 0.1917
NODA Covanta Bristol 2 NOX Cap Annual v5.15 | 435 | 7256 | Rate Constraint in MTons | FALSE | L | Annual | Emissions at Affected Plants NOX | Thousand Tons | 0.11581 | 0.11581 | 0.11581 | 0.11581 | 0.11581 | 0.11581 | 0.11581 | 0.11581
NODA Covanta Bristol 2 NOX Cap Annual v5.15 | 435 | 7256 | Rate Constraint in MTons | FALSE | L | Annual | Allowances Purchased NOX | Thousand Tons | 0 | 0 | 0 | 0 | 0 | 0 | 0 | 0
NODA Covanta Bristol 2 NOX Cap Annual v5.15 | 435 | 7256 | Rate Constraint in MTons | FALSE | L | Annual | Allowances Sold NOX | Thousand Tons | 0 | 0 | 0 | 0 | 0 | 0 | 0 | 0
NODA Covanta Bristol 2 NOX Cap Annual v5.15 | 435 | 7256 | Rate Constraint in MTons | FALSE | L | Annual | Allowances Banked | Thousand Tons | 0 | 0 | 0 | 0 | 0 | 0 | 0 | 0
NODA Covanta Bristol 2 NOX Cap Annual v5.15 | 435 | 7256 | Rate Constraint in MTons | FALSE | L | Annual | Allowances Withdrawn (1:1) | Thousand Tons | 0 | 0 | 0 | 0 | 0 | 0 | 0 | 0
NODA Covanta Bristol 2 NOX Cap Annual v5.15 | 435 | 7256 | Rate Constraint in MTons | FALSE | L | Annual | Allowances Withdrawn (n:1) | Thousand Tons | 0 | 0 | 0 | 0 | 0 | 0 | 0 | 0
NODA Covanta Bristol 2 NOX Cap Annual v5.15 | 435 | 7256 | Rate Constraint in MTons | FALSE | L | Annual | Net Emissions Allowance Position | Thousand Tons | 0.11581 | 0.11581 | 0.11581 | 0.11581 | 0.11581 | 0.11581 | 0.11581 | 0.11581
NODA Covanta Bristol 2 NOX Cap Annual v5.15 | 435 | 7256 | Rate Constraint in MTons | FALSE | L | Annual | Fuel Consumed | TBtu | 0.8846 | 0.8846 | 0.8846 | 0.8846 | 0.8846 | 0.8846 | 0.8846 | 0.8846
NODA Covanta Bristol 2 NOX Cap Annual v5.15 | 435 | 7256 | Rate Constraint in MTons | FALSE | L | Annual | Rate | lb/MMBtu | 0.26183 | 0.26183 | 0.26183 | 0.26183 | 0.26183 | 0.26183 | 0.26183 | 0.26183
NODA Covanta Bristol 2 NOX Cap Annual v5.15 | 435 | 7256 | Rate Constraint in MTons | FALSE | L | Annual | Generation | TWh | 0.047744 | 0.047744 | 0.047744 | 0.047744 | 0.047744 | 0.047744 | 0.047744 | 0.047744
NODA Covanta Bristol 2 NOX Cap Annual v5.15 | 435 | 7256 | Rate Constraint in MTons | FALSE | L | Annual | Qualifying Generation | TWh | 0.047744 | 0.047744 | 0.047744 | 0.047744 | 0.047744 | 0.047744 | 0.047744 | 0.047744
NODA Covanta Bristol 2 NOX Cap Annual v5.15 | 435 | 7256 | Rate Constraint in MTons | FALSE | L | Annual | Rate | lb/MWh | 4.8512 | 4.8512 | 4.8512 | 4.8512 | 4.8512 | 4.8512 | 4.8512 | 4.8512
NODA Covanta Bristol 2 NOX Cap Annual v5.15 | 435 | 7256 | Rate Constraint in MTons | FALSE | L | Annual | Constraint Shadow Price | US2019$/Ton | 0 | 0 | 0 | 0 | 0 | 0 | 0 | 0
NODA Covanta Mid-Connecticut NOX Cap Annual v5.15 | 436 | 7261 | Rate Constraint in MTons | FALSE | L | Annual | Seasons Included | Seasons | Winter, WintShld, Summer | Winter, WintShld, Summer | Winter, WintShld, Summer | Winter, WintShld, Summer | Winter, WintShld, Summer | Winter, WintShld, Summer | Winter, WintShld, Summer | Winter, WintShld, Summer
NODA Covanta Mid-Connecticut NOX Cap Annual v5.15 | 436 | 7261 | Rate Constraint in MTons | FALSE | L | Annual | Standard NOX | Thousand Tons | 1.26 | 1.26 | 1.26 | 1.26 | 1.26 | 1.26 | 1.26 | 1.26
NODA Covanta Mid-Connecticut NOX Cap Annual v5.15 | 436 | 7261 | Rate Constraint in MTons | FALSE | L | Annual | Emissions at Affected Plants NOX | Thousand Tons | 0 | 0 | 0 | 0 | 0 | 0 | 0 | 0
NODA Covanta Mid-Connecticut NOX Cap Annual v5.15 | 436 | 7261 | Rate Constraint in MTons | FALSE | L | Annual | Allowances Purchased NOX | Thousand Tons | 0 | 0 | 0 | 0 | 0 | 0 | 0 | 0
NODA Covanta Mid-Connecticut NOX Cap Annual v5.15 | 436 | 7261 | Rate Constraint in MTons | FALSE | L | Annual | Allowances Sold NOX | Thousand Tons | 0 | 0 | 0 | 0 | 0 | 0 | 0 | 0
NODA Covanta Mid-Connecticut NOX Cap Annual v5.15 | 436 | 7261 | Rate Constraint in MTons | FALSE | L | Annual | Allowances Banked | Thousand Tons | 0 | 0 | 0 | 0 | 0 | 0 | 0 | 0
NODA Covanta Mid-Connecticut NOX Cap Annual v5.15 | 436 | 7261 | Rate Constraint in MTons | FALSE | L | Annual | Allowances Withdrawn (1:1) | Thousand Tons | 0 | 0 | 0 | 0 | 0 | 0 | 0 | 0
NODA Covanta Mid-Connecticut NOX Cap Annual v5.15 | 436 | 7261 | Rate Constraint in MTons | FALSE | L | Annual | Allowances Withdrawn (n:1) | Thousand Tons | 0 | 0 | 0 | 0 | 0 | 0 | 0 | 0
NODA Covanta Mid-Connecticut NOX Cap Annual v5.15 | 436 | 7261 | Rate Constraint in MTons | FALSE | L | Annual | Net Emissions Allowance Position | Thousand Tons | 0 | 0 | 0 | 0 | 0 | 0 | 0 | 0
NODA Covanta Mid-Connecticut NOX Cap Annual v5.15 | 436 | 7261 | Rate Constraint in MTons | FALSE | L | Annual | Fuel Consumed | TBtu | 0 | 0 | 0 | 0 | 0 | 0 | 0 | 0
NODA Covanta Mid-Connecticut NOX Cap Annual v5.15 | 436 | 7261 | Rate Constraint in MTons | FALSE | L | Annual | Rate | lb/MMBtu | 0 | 0 | 0 | 0 | 0 | 0 | 0 | 0
NODA Covanta Mid-Connecticut NOX Cap Annual v5.15 | 436 | 7261 | Rate Constraint in MTons | FALSE | L | Annual | Generation | TWh | 0 | 0 | 0 | 0 | 0 | 0 | 0 | 0
NODA Covanta Mid-Connecticut NOX Cap Annual v5.15 | 436 | 7261 | Rate Constraint in MTons | FALSE | L | Annual | Qualifying Generation | TWh | 0 | 0 | 0 | 0 | 0 | 0 | 0 | 0
NODA Covanta Mid-Connecticut NOX Cap Annual v5.15 | 436 | 7261 | Rate Constraint in MTons | FALSE | L | Annual | Rate | lb/MWh | 0 | 0 | 0 | 0 | 0 | 0 | 0 | 0
NODA Covanta Mid-Connecticut NOX Cap Annual v5.15 | 436 | 7261 | Rate Constraint in MTons | FALSE | L | Annual | Constraint Shadow Price | US2019$/Ton | 0 | 0 | 0 | 0 | 0 | 0 | 0 | 0
NODA G G Allen NOx Cap Annual v5.15 | 437 | 7263 | Rate Constraint in MTons | FALSE | L | Annual | Seasons Included | Seasons | Winter, WintShld, Summer | Winter, WintShld, Summer | Winter, WintShld, Summer | Winter, WintShld, Summer | Winter, WintShld, Summer | Winter, WintShld, Summer | Winter, WintShld, Summer | Winter, WintShld, Summer
NODA G G Allen NOx Cap Annual v5.15 | 437 | 7263 | Rate Constraint in MTons | FALSE | L | Annual | Standard NOX | Thousand Tons | 0.6 | 0.6 | 0.6 | 0.6 | 0.6 | 0.6 | 0.6 | 0.6
NODA G G Allen NOx Cap Annual v5.15 | 437 | 7263 | Rate Constraint in MTons | FALSE | L | Annual | Emissions at Affected Plants NOX | Thousand Tons | 0.6 | 0.0092677 | 0.015733 | 0.02149 | 0.016013 | 0.011701 | 0 | 0
NODA G G Allen NOx Cap Annual v5.15 | 437 | 7263 | Rate Constraint in MTons | FALSE | L | Annual | Allowances Purchased NOX | Thousand Tons | 0 | 0 | 0 | 0 | 0 | 0 | 0 | 0
NODA G G Allen NOx Cap Annual v5.15 | 437 | 7263 | Rate Constraint in MTons | FALSE | L | Annual | Allowances Sold NOX | Thousand Tons | 0 | 0 | 0 | 0 | 0 | 0 | 0 | 0
NODA G G Allen NOx Cap Annual v5.15 | 437 | 7263 | Rate Constraint in MTons | FALSE | L | Annual | Allowances Banked | Thousand Tons | 0 | 0 | 0 | 0 | 0 | 0 | 0 | 0
NODA G G Allen NOx Cap Annual v5.15 | 437 | 7263 | Rate Constraint in MTons | FALSE | L | Annual | Allowances Withdrawn (1:1) | Thousand Tons | 0 | 0 | 0 | 0 | 0 | 0 | 0 | 0
NODA G G Allen NOx Cap Annual v5.15 | 437 | 7263 | Rate Constraint in MTons | FALSE | L | Annual | Allowances Withdrawn (n:1) | Thousand Tons | 0 | 0 | 0 | 0 | 0 | 0 | 0 | 0
NODA G G Allen NOx Cap Annual v5.15 | 437 | 7263 | Rate Constraint in MTons | FALSE | L | Annual | Net Emissions Allowance Position | Thousand Tons | 0.6 | 0.0092677 | 0.015733 | 0.02149 | 0.016013 | 0.011701 | 0 | 0
NODA G G Allen NOx Cap Annual v5.15 | 437 | 7263 | Rate Constraint in MTons | FALSE | L | Annual | Fuel Consumed | TBtu | 5.2556 | 0.081178 | 0.13781 | 0.18823 | 0.14026 | 0.10249 | 0 | 0
NODA G G Allen NOx Cap Annual v5.15 | 437 | 7263 | Rate Constraint in MTons | FALSE | L | Annual | Rate | lb/MMBtu | 0.22833 | 0.22833 | 0.22833 | 0.22833 | 0.22833 | 0.22833 | 0 | 0
NODA G G Allen NOx Cap Annual v5.15 | 437 | 7263 | Rate Constraint in MTons | FALSE | L | Annual | Generation | TWh | 0.48622 | 0.0075102 | 0.01275 | 0.017414 | 0.012976 | 0.0094821 | 0 | 0
NODA G G Allen NOx Cap Annual v5.15 | 437 | 7263 | Rate Constraint in MTons | FALSE | L | Annual | Qualifying Generation | TWh | 0.48622 | 0.0075102 | 0.01275 | 0.017414 | 0.012976 | 0.0094821 | 0 | 0
NODA G G Allen NOx Cap Annual v5.15 | 437 | 7263 | Rate Constraint in MTons | FALSE | L | Annual | Rate | lb/MWh | 2.468 | 2.468 | 2.468 | 2.468 | 2.468 | 2.468 | 0 | 0
NODA G G Allen NOx Cap Annual v5.15 | 437 | 7263 | Rate Constraint in MTons | FALSE | L | Annual | Constraint Shadow Price | US2019$/Ton | 1876.34 | 0 | 0 | 0 | 0 | 0 | 0 | 0
NODA Greene County NOx Cap Annual v5.15 | 438 | 7254 | Rate Constraint in MTons | FALSE | L | Annual | Seasons Included | Seasons | Winter, WintShld, Summer | Winter, WintShld, Summer | Winter, WintShld, Summer | Winter, WintShld, Summer | Winter, WintShld, Summer | Winter, WintShld, Summer | Winter, WintShld, Summer | Winter, WintShld, Summer
NODA Greene County NOx Cap Annual v5.15 | 438 | 7254 | Rate Constraint in MTons | FALSE | L | Annual | Standard NOX | Thousand Tons | 4.79 | 4.79 | 4.79 | 4.79 | 4.79 | 4.79 | 4.79 | 4.79
NODA Greene County NOx Cap Annual v5.15 | 438 | 7254 | Rate Constraint in MTons | FALSE | L | Annual | Emissions at Affected Plants NOX | Thousand Tons | 0 | 0 | 0 | 0 | 0 | 0 | 0 | 0
NODA Greene County NOx Cap Annual v5.15 | 438 | 7254 | Rate Constraint in MTons | FALSE | L | Annual | Allowances Purchased NOX | Thousand Tons | 0 | 0 | 0 | 0 | 0 | 0 | 0 | 0
NODA Greene County NOx Cap Annual v5.15 | 438 | 7254 | Rate Constraint in MTons | FALSE | L | Annual | Allowances Sold NOX | Thousand Tons | 0 | 0 | 0 | 0 | 0 | 0 | 0 | 0
NODA Greene County NOx Cap Annual v5.15 | 438 | 7254 | Rate Constraint in MTons | FALSE | L | Annual | Allowances Banked | Thousand Tons | 0 | 0 | 0 | 0 | 0 | 0 | 0 | 0
NODA Greene County NOx Cap Annual v5.15 | 438 | 7254 | Rate Constraint in MTons | FALSE | L | Annual | Allowances Withdrawn (1:1) | Thousand Tons | 0 | 0 | 0 | 0 | 0 | 0 | 0 | 0
NODA Greene County NOx Cap Annual v5.15 | 438 | 7254 | Rate Constraint in MTons | FALSE | L | Annual | Allowances Withdrawn (n:1) | Thousand Tons | 0 | 0 | 0 | 0 | 0 | 0 | 0 | 0
NODA Greene County NOx Cap Annual v5.15 | 438 | 7254 | Rate Constraint in MTons | FALSE | L | Annual | Net Emissions Allowance Position | Thousand Tons | 0 | 0 | 0 | 0 | 0 | 0 | 0 | 0
NODA Greene County NOx Cap Annual v5.15 | 438 | 7254 | Rate Constraint in MTons | FALSE | L | Annual | Fuel Consumed | TBtu | 0 | 0 | 0 | 0 | 0 | 0 | 0 | 0
NODA Greene County NOx Cap Annual v5.15 | 438 | 7254 | Rate Constraint in MTons | FALSE | L | Annual | Rate | lb/MMBtu | 0 | 0 | 0 | 0 | 0 | 0 | 0 | 0
NODA Greene County NOx Cap Annual v5.15 | 438 | 7254 | Rate Constraint in MTons | FALSE | L | Annual | Generation | TWh | 0 | 0 | 0 | 0 | 0 | 0 | 0 | 0
NODA Greene County NOx Cap Annual v5.15 | 438 | 7254 | Rate Constraint in MTons | FALSE | L | Annual | Qualifying Generation | TWh | 0 | 0 | 0 | 0 | 0 | 0 | 0 | 0
NODA Greene County NOx Cap Annual v5.15 | 438 | 7254 | Rate Constraint in MTons | FALSE | L | Annual | Rate | lb/MWh | 0 | 0 | 0 | 0 | 0 | 0 | 0 | 0
NODA Greene County NOx Cap Annual v5.15 | 438 | 7254 | Rate Constraint in MTons | FALSE | L | Annual | Constraint Shadow Price | US2019$/Ton | 0 | 0 | 0 | 0 | 0 | 0 | 0 | 0
NODA Kemper County IGCC SO2 Cap Annual v5.15 | 439 | 7262 | Rate Constraint in MTons | FALSE | L | Annual | Seasons Included | Seasons | Winter, WintShld, Summer | Winter, WintShld, Summer | Winter, WintShld, Summer | Winter, WintShld, Summer | Winter, WintShld, Summer | Winter, WintShld, Summer | Winter, WintShld, Summer | Winter, WintShld, Summer
NODA Kemper County IGCC SO2 Cap Annual v5.15 | 439 | 7262 | Rate Constraint in MTons | FALSE | L | Annual | Standard SO2 | Thousand Tons | 0.116 | 0.116 | 0.116 | 0.116 | 0.116 | 0.116 | 0.116 | 0.116
NODA Kemper County IGCC SO2 Cap Annual v5.15 | 439 | 7262 | Rate Constraint in MTons | FALSE | L | Annual | Emissions at Affected Plants SO2 | Thousand Tons | 0 | 0 | 0 | 0 | 0 | 0 | 0 | 0
NODA Kemper County IGCC SO2 Cap Annual v5.15 | 439 | 7262 | Rate Constraint in MTons | FALSE | L | Annual | Allowances Purchased SO2 | Thousand Tons | 0 | 0 | 0 | 0 | 0 | 0 | 0 | 0
NODA Kemper County IGCC SO2 Cap Annual v5.15 | 439 | 7262 | Rate Constraint in MTons | FALSE | L | Annual | Allowances Sold SO2 | Thousand Tons | 0 | 0 | 0 | 0 | 0 | 0 | 0 | 0
NODA Kemper County IGCC SO2 Cap Annual v5.15 | 439 | 7262 | Rate Constraint in MTons | FALSE | L | Annual | Allowances Banked | Thousand Tons | 0 | 0 | 0 | 0 | 0 | 0 | 0 | 0
NODA Kemper County IGCC SO2 Cap Annual v5.15 | 439 | 7262 | Rate Constraint in MTons | FALSE | L | Annual | Allowances Withdrawn (1:1) | Thousand Tons | 0 | 0 | 0 | 0 | 0 | 0 | 0 | 0
NODA Kemper County IGCC SO2 Cap Annual v5.15 | 439 | 7262 | Rate Constraint in MTons | FALSE | L | Annual | Allowances Withdrawn (n:1) | Thousand Tons | 0 | 0 | 0 | 0 | 0 | 0 | 0 | 0
NODA Kemper County IGCC SO2 Cap Annual v5.15 | 439 | 7262 | Rate Constraint in MTons | FALSE | L | Annual | Net Emissions Allowance Position | Thousand Tons | 0 | 0 | 0 | 0 | 0 | 0 | 0 | 0
NODA Kemper County IGCC SO2 Cap Annual v5.15 | 439 | 7262 | Rate Constraint in MTons | FALSE | L | Annual | Fuel Consumed | TBtu | 2.3602 | 5.9845 | 12.2271 | 11.8345 | 11.3684 | 10.2495 | 10.2495 | 10.2495
NODA Kemper County IGCC SO2 Cap Annual v5.15 | 439 | 7262 | Rate Constraint in MTons | FALSE | L | Annual | Rate | lb/MMBtu | 0 | 0 | 0 | 0 | 0 | 0 | 0 | 0
NODA Kemper County IGCC SO2 Cap Annual v5.15 | 439 | 7262 | Rate Constraint in MTons | FALSE | L | Annual | Generation | TWh | 0.31038 | 0.78701 | 1.608 | 1.5563 | 1.4951 | 1.3479 | 1.3479 | 1.3479
NODA Kemper County IGCC SO2 Cap Annual v5.15 | 439 | 7262 | Rate Constraint in MTons | FALSE | L | Annual | Qualifying Generation | TWh | 0.31038 | 0.78701 | 1.608 | 1.5563 | 1.4951 | 1.3479 | 1.3479 | 1.3479
NODA Kemper County IGCC SO2 Cap Annual v5.15 | 439 | 7262 | Rate Constraint in MTons | FALSE | L | Annual | Rate | lb/MWh | 0 | 0 | 0 | 0 | 0 | 0 | 0 | 0
NODA Kemper County IGCC SO2 Cap Annual v5.15 | 439 | 7262 | Rate Constraint in MTons | FALSE | L | Annual | Constraint Shadow Price | US2019$/Ton | 0 | 0 | 0 | 0 | 0 | 0 | 0 | 0
NODA Marshalltown NOx Cap Annual v5.15 | 440 | 7252 | Rate Constraint in MTons | FALSE | L | Annual | Seasons Included | Seasons | Winter, WintShld, Summer | Winter, WintShld, Summer | Winter, WintShld, Summer | Winter, WintShld, Summer | Winter, WintShld, Summer | Winter, WintShld, Summer | Winter, WintShld, Summer | Winter, WintShld, Summer
NODA Marshalltown NOx Cap Annual v5.15 | 440 | 7252 | Rate Constraint in MTons | FALSE | L | Annual | Standard NOX | Thousand Tons | 0.229 | 0.229 | 0.229 | 0.229 | 0.229 | 0.229 | 0.229 | 0.229
NODA Marshalltown NOx Cap Annual v5.15 | 440 | 7252 | Rate Constraint in MTons | FALSE | L | Annual | Emissions at Affected Plants NOX | Thousand Tons | 0.021619 | 0.038366 | 0.07272 | 0.077554 | 0.075372 | 0.072752 | 0.066367 | 0.048798
NODA Marshalltown NOx Cap Annual v5.15 | 440 | 7252 | Rate Constraint in MTons | FALSE | L | Annual | Allowances Purchased NOX | Thousand Tons | 0 | 0 | 0 | 0 | 0 | 0 | 0 | 0
NODA Marshalltown NOx Cap Annual v5.15 | 440 | 7252 | Rate Constraint in MTons | FALSE | L | Annual | Allowances Sold NOX | Thousand Tons | 0 | 0 | 0 | 0 | 0 | 0 | 0 | 0
NODA Marshalltown NOx Cap Annual v5.15 | 440 | 7252 | Rate Constraint in MTons | FALSE | L | Annual | Allowances Banked | Thousand Tons | 0 | 0 | 0 | 0 | 0 | 0 | 0 | 0
NODA Marshalltown NOx Cap Annual v5.15 | 440 | 7252 | Rate Constraint in MTons | FALSE | L | Annual | Allowances Withdrawn (1:1) | Thousand Tons | 0 | 0 | 0 | 0 | 0 | 0 | 0 | 0
NODA Marshalltown NOx Cap Annual v5.15 | 440 | 7252 | Rate Constraint in MTons | FALSE | L | Annual | Allowances Withdrawn (n:1) | Thousand Tons | 0 | 0 | 0 | 0 | 0 | 0 | 0 | 0
NODA Marshalltown NOx Cap Annual v5.15 | 440 | 7252 | Rate Constraint in MTons | FALSE | L | Annual | Net Emissions Allowance Position | Thousand Tons | 0.021619 | 0.038366 | 0.07272 | 0.077554 | 0.075372 | 0.072752 | 0.066367 | 0.048798
NODA Marshalltown NOx Cap Annual v5.15 | 440 | 7252 | Rate Constraint in MTons | FALSE | L | Annual | Fuel Consumed | TBtu | 8.8051 | 15.626 | 29.6179 | 31.5867 | 30.6979 | 29.6309 | 27.0302 | 19.875
NODA Marshalltown NOx Cap Annual v5.15 | 440 | 7252 | Rate Constraint in MTons | FALSE | L | Annual | Rate | lb/MMBtu | 0.0049106 | 0.0049106 | 0.0049106 | 0.0049106 | 0.0049106 | 0.0049106 | 0.0049106 | 0.0049106
NODA Marshalltown NOx Cap Annual v5.15 | 440 | 7252 | Rate Constraint in MTons | FALSE | L | Annual | Generation | TWh | 1.24 | 2.2005 | 4.1709 | 4.4482 | 4.323 | 4.1728 | 3.8065 | 2.7989
NODA Marshalltown NOx Cap Annual v5.15 | 440 | 7252 | Rate Constraint in MTons | FALSE | L | Annual | Qualifying Generation | TWh | 1.24 | 2.2005 | 4.1709 | 4.4482 | 4.323 | 4.1728 | 3.8065 | 2.7989
NODA Marshalltown NOx Cap Annual v5.15 | 440 | 7252 | Rate Constraint in MTons | FALSE | L | Annual | Rate | lb/MWh | 0.03487 | 0.03487 | 0.03487 | 0.03487 | 0.03487 | 0.03487 | 0.03487 | 0.03487
NODA Marshalltown NOx Cap Annual v5.15 | 440 | 7252 | Rate Constraint in MTons | FALSE | L | Annual | Constraint Shadow Price | US2019$/Ton | 0 | 0 | 0 | 0 | 0 | 0 | 0 | 0
NODA Nacogdoches SO2 Cap Annual v5.15 | 441 | 7253 | Rate Constraint in MTons | FALSE | L | Annual | Seasons Included | Seasons | Winter, WintShld, Summer | Winter, WintShld, Summer | Winter, WintShld, Summer | Winter, WintShld, Summer | Winter, WintShld, Summer | Winter, WintShld, Summer | Winter, WintShld, Summer | Winter, WintShld, Summer
NODA Nacogdoches SO2 Cap Annual v5.15 | 441 | 7253 | Rate Constraint in MTons | FALSE | L | Annual | Standard SO2 | Thousand Tons | 0.277 | 0.277 | 0.277 | 0.277 | 0.277 | 0.277 | 0.277 | 0.277
NODA Nacogdoches SO2 Cap Annual v5.15 | 441 | 7253 | Rate Constraint in MTons | FALSE | L | Annual | Emissions at Affected Plants SO2 | Thousand Tons | 0 | 0 | 0 | 0 | 0 | 0 | 0 | 0
NODA Nacogdoches SO2 Cap Annual v5.15 | 441 | 7253 | Rate Constraint in MTons | FALSE | L | Annual | Allowances Purchased SO2 | Thousand Tons | 0 | 0 | 0 | 0 | 0 | 0 | 0 | 0
NODA Nacogdoches SO2 Cap Annual v5.15 | 441 | 7253 | Rate Constraint in MTons | FALSE | L | Annual | Allowances Sold SO2 | Thousand Tons | 0 | 0 | 0 | 0 | 0 | 0 | 0 | 0
NODA Nacogdoches SO2 Cap Annual v5.15 | 441 | 7253 | Rate Constraint in MTons | FALSE | L | Annual | Allowances Banked | Thousand Tons | 0 | 0 | 0 | 0 | 0 | 0 | 0 | 0
NODA Nacogdoches SO2 Cap Annual v5.15 | 441 | 7253 | Rate Constraint in MTons | FALSE | L | Annual | Allowances Withdrawn (1:1) | Thousand Tons | 0 | 0 | 0 | 0 | 0 | 0 | 0 | 0
NODA Nacogdoches SO2 Cap Annual v5.15 | 441 | 7253 | Rate Constraint in MTons | FALSE | L | Annual | Allowances Withdrawn (n:1) | Thousand Tons | 0 | 0 | 0 | 0 | 0 | 0 | 0 | 0
NODA Nacogdoches SO2 Cap Annual v5.15 | 441 | 7253 | Rate Constraint in MTons | FALSE | L | Annual | Net Emissions Allowance Position | Thousand Tons | 0 | 0 | 0 | 0 | 0 | 0 | 0 | 0
NODA Nacogdoches SO2 Cap Annual v5.15 | 441 | 7253 | Rate Constraint in MTons | FALSE | L | Annual | Fuel Consumed | TBtu | 0 | 0 | 0 | 0 | 0 | 0 | 0 | 0
NODA Nacogdoches SO2 Cap Annual v5.15 | 441 | 7253 | Rate Constraint in MTons | FALSE | L | Annual | Rate | lb/MMBtu | 0 | 0 | 0 | 0 | 0 | 0 | 0 | 0
NODA Nacogdoches SO2 Cap Annual v5.15 | 441 | 7253 | Rate Constraint in MTons | FALSE | L | Annual | Generation | TWh | 0 | 0 | 0 | 0 | 0 | 0 | 0 | 0
NODA Nacogdoches SO2 Cap Annual v5.15 | 441 | 7253 | Rate Constraint in MTons | FALSE | L | Annual | Qualifying Generation | TWh | 0 | 0 | 0 | 0 | 0 | 0 | 0 | 0
NODA Nacogdoches SO2 Cap Annual v5.15 | 441 | 7253 | Rate Constraint in MTons | FALSE | L | Annual | Rate | lb/MWh | 0 | 0 | 0 | 0 | 0 | 0 | 0 | 0
NODA Nacogdoches SO2 Cap Annual v5.15 | 441 | 7253 | Rate Constraint in MTons | FALSE | L | Annual | Constraint Shadow Price | US2019$/Ton | 0 | 0 | 0 | 0 | 0 | 0 | 0 | 0
NODA Newark NOx Cap Annual v5.15 | 442 | 7249 | Rate Constraint in MTons | FALSE | L | Annual | Seasons Included | Seasons | Winter, WintShld, Summer | Winter, WintShld, Summer | Winter, WintShld, Summer | Winter, WintShld, Summer | Winter, WintShld, Summer | Winter, WintShld, Summer | Winter, WintShld, Summer | Winter, WintShld, Summer
NODA Newark NOx Cap Annual v5.15 | 442 | 7249 | Rate Constraint in MTons | FALSE | L | Annual | Standard NOX | Thousand Tons | 0.278 | 0.278 | 0.278 | 0.278 | 0.278 | 0.278 | 0.278 | 0.278
NODA Newark NOx Cap Annual v5.15 | 442 | 7249 | Rate Constraint in MTons | FALSE | L | Annual | Emissions at Affected Plants NOX | Thousand Tons | 0.066113 | 0.066113 | 0.11096 | 0.1116 | 0.1116 | 0.1116 | 0.1116 | 0.1116
NODA Newark NOx Cap Annual v5.15 | 442 | 7249 | Rate Constraint in MTons | FALSE | L | Annual | Allowances Purchased NOX | Thousand Tons | 0 | 0 | 0 | 0 | 0 | 0 | 0 | 0
NODA Newark NOx Cap Annual v5.15 | 442 | 7249 | Rate Constraint in MTons | FALSE | L | Annual | Allowances Sold NOX | Thousand Tons | 0 | 0 | 0 | 0 | 0 | 0 | 0 | 0
NODA Newark NOx Cap Annual v5.15 | 442 | 7249 | Rate Constraint in MTons | FALSE | L | Annual | Allowances Banked | Thousand Tons | 0 | 0 | 0 | 0 | 0 | 0 | 0 | 0
NODA Newark NOx Cap Annual v5.15 | 442 | 7249 | Rate Constraint in MTons | FALSE | L | Annual | Allowances Withdrawn (1:1) | Thousand Tons | 0 | 0 | 0 | 0 | 0 | 0 | 0 | 0
NODA Newark NOx Cap Annual v5.15 | 442 | 7249 | Rate Constraint in MTons | FALSE | L | Annual | Allowances Withdrawn (n:1) | Thousand Tons | 0 | 0 | 0 | 0 | 0 | 0 | 0 | 0
NODA Newark NOx Cap Annual v5.15 | 442 | 7249 | Rate Constraint in MTons | FALSE | L | Annual | Net Emissions Allowance Position | Thousand Tons | 0.066113 | 0.066113 | 0.11096 | 0.1116 | 0.1116 | 0.1116 | 0.1116 | 0.1116
NODA Newark NOx Cap Annual v5.15 | 442 | 7249 | Rate Constraint in MTons | FALSE | L | Annual | Fuel Consumed | TBtu | 21.9234 | 21.9234 | 36.7943 | 37.0069 | 37.0069 | 37.0069 | 37.0069 | 37.0069
NODA Newark NOx Cap Annual v5.15 | 442 | 7249 | Rate Constraint in MTons | FALSE | L | Annual | Rate | lb/MMBtu | 0.0060313 | 0.0060313 | 0.0060313 | 0.0060313 | 0.0060313 | 0.0060313 | 0.0060313 | 0.0060313
NODA Newark NOx Cap Annual v5.15 | 442 | 7249 | Rate Constraint in MTons | FALSE | L | Annual | Generation | TWh | 3.1097 | 3.1097 | 5.219 | 5.2492 | 5.2492 | 5.2492 | 5.2492 | 5.2492
NODA Newark NOx Cap Annual v5.15 | 442 | 7249 | Rate Constraint in MTons | FALSE | L | Annual | Qualifying Generation | TWh | 3.1097 | 3.1097 | 5.219 | 5.2492 | 5.2492 | 5.2492 | 5.2492 | 5.2492
NODA Newark NOx Cap Annual v5.15 | 442 | 7249 | Rate Constraint in MTons | FALSE | L | Annual | Rate | lb/MWh | 0.042521 | 0.042521 | 0.042521 | 0.042521 | 0.042521 | 0.042521 | 0.042521 | 0.042521
NODA Newark NOx Cap Annual v5.15 | 442 | 7249 | Rate Constraint in MTons | FALSE | L | Annual | Constraint Shadow Price | US2019$/Ton | 0 | 0 | 0 | 0 | 0 | 0 | 0 | 0
NODA West Deptford NOx Cap Annual v5.15 | 443 | 7250 | Rate Constraint in MTons | FALSE | L | Annual | Seasons Included | Seasons | Winter, WintShld, Summer | Winter, WintShld, Summer | Winter, WintShld, Summer | Winter, WintShld, Summer | Winter, WintShld, Summer | Winter, WintShld, Summer | Winter, WintShld, Summer | Winter, WintShld, Summer
NODA West Deptford NOx Cap Annual v5.15 | 443 | 7250 | Rate Constraint in MTons | FALSE | L | Annual | Standard NOX | Thousand Tons | 0.717 | 0.717 | 0.717 | 0.717 | 0.717 | 0.717 | 0.717 | 0.717
NODA West Deptford NOx Cap Annual v5.15 | 443 | 7250 | Rate Constraint in MTons | FALSE | L | Annual | Emissions at Affected Plants NOX | Thousand Tons | 0.043088 | 0.070635 | 0.10283 | 0.10985 | 0.090576 | 0.11923 | 0.11923 | 0.11923
NODA West Deptford NOx Cap Annual v5.15 | 443 | 7250 | Rate Constraint in MTons | FALSE | L | Annual | Allowances Purchased NOX | Thousand Tons | 0 | 0 | 0 | 0 | 0 | 0 | 0 | 0
NODA West Deptford NOx Cap Annual v5.15 | 443 | 7250 | Rate Constraint in MTons | FALSE | L | Annual | Allowances Sold NOX | Thousand Tons | 0 | 0 | 0 | 0 | 0 | 0 | 0 | 0
NODA West Deptford NOx Cap Annual v5.15 | 443 | 7250 | Rate Constraint in MTons | FALSE | L | Annual | Allowances Banked | Thousand Tons | 0 | 0 | 0 | 0 | 0 | 0 | 0 | 0
NODA West Deptford NOx Cap Annual v5.15 | 443 | 7250 | Rate Constraint in MTons | FALSE | L | Annual | Allowances Withdrawn (1:1) | Thousand Tons | 0 | 0 | 0 | 0 | 0 | 0 | 0 | 0
NODA West Deptford NOx Cap Annual v5.15 | 443 | 7250 | Rate Constraint in MTons | FALSE | L | Annual | Allowances Withdrawn (n:1) | Thousand Tons | 0 | 0 | 0 | 0 | 0 | 0 | 0 | 0
NODA West Deptford NOx Cap Annual v5.15 | 443 | 7250 | Rate Constraint in MTons | FALSE | L | Annual | Net Emissions Allowance Position | Thousand Tons | 0.043088 | 0.070635 | 0.10283 | 0.10985 | 0.090576 | 0.11923 | 0.11923 | 0.11923
NODA West Deptford NOx Cap Annual v5.15 | 443 | 7250 | Rate Constraint in MTons | FALSE | L | Annual | Fuel Consumed | TBtu | 14.0483 | 23.0296 | 33.5267 | 35.8152 | 29.531 | 38.8743 | 38.8743 | 38.8743
NODA West Deptford NOx Cap Annual v5.15 | 443 | 7250 | Rate Constraint in MTons | FALSE | L | Annual | Rate | lb/MMBtu | 0.0061343 | 0.0061343 | 0.0061343 | 0.0061343 | 0.0061343 | 0.0061343 | 0.0061343 | 0.0061343
NODA West Deptford NOx Cap Annual v5.15 | 443 | 7250 | Rate Constraint in MTons | FALSE | L | Annual | Generation | TWh | 1.9859 | 3.2555 | 4.7394 | 5.0629 | 4.1746 | 5.4954 | 5.4954 | 5.4954
NODA West Deptford NOx Cap Annual v5.15 | 443 | 7250 | Rate Constraint in MTons | FALSE | L | Annual | Qualifying Generation | TWh | 1.9859 | 3.2555 | 4.7394 | 5.0629 | 4.1746 | 5.4954 | 5.4954 | 5.4954
NODA West Deptford NOx Cap Annual v5.15 | 443 | 7250 | Rate Constraint in MTons | FALSE | L | Annual | Rate | lb/MWh | 0.043394 | 0.043394 | 0.043394 | 0.043394 | 0.043394 | 0.043394 | 0.043394 | 0.043394
NODA West Deptford NOx Cap Annual v5.15 | 443 | 7250 | Rate Constraint in MTons | FALSE | L | Annual | Constraint Shadow Price | US2019$/Ton | 0 | 0 | 0 | 0 | 0 | 0 | 0 | 0
NODA Wheelabrator Lisbon 1 NOX Cap Annual v5.15 | 444 | 7260 | Rate Constraint in MTons | FALSE | L | Annual | Seasons Included | Seasons | Winter, WintShld, Summer | Winter, WintShld, Summer | Winter, WintShld, Summer | Winter, WintShld, Summer | Winter, WintShld, Summer | Winter, WintShld, Summer | Winter, WintShld, Summer | Winter, WintShld, Summer
NODA Wheelabrator Lisbon 1 NOX Cap Annual v5.15 | 444 | 7260 | Rate Constraint in MTons | FALSE | L | Annual | Standard NOX | Thousand Tons | 0.148 | 0.148 | 0.148 | 0.148 | 0.148 | 0.148 | 0.148 | 0.148
NODA Wheelabrator Lisbon 1 NOX Cap Annual v5.15 | 444 | 7260 | Rate Constraint in MTons | FALSE | L | Annual | Emissions at Affected Plants NOX | Thousand Tons | 0.12346 | 0.12346 | 0.12346 | 0.12346 | 0.12346 | 0.12346 | 0.12346 | 0.12346
NODA Wheelabrator Lisbon 1 NOX Cap Annual v5.15 | 444 | 7260 | Rate Constraint in MTons | FALSE | L | Annual | Allowances Purchased NOX | Thousand Tons | 0 | 0 | 0 | 0 | 0 | 0 | 0 | 0
NODA Wheelabrator Lisbon 1 NOX Cap Annual v5.15 | 444 | 7260 | Rate Constraint in MTons | FALSE | L | Annual | Allowances Sold NOX | Thousand Tons | 0 | 0 | 0 | 0 | 0 | 0 | 0 | 0
NODA Wheelabrator Lisbon 1 NOX Cap Annual v5.15 | 444 | 7260 | Rate Constraint in MTons | FALSE | L | Annual | Allowances Banked | Thousand Tons | 0 | 0 | 0 | 0 | 0 | 0 | 0 | 0
NODA Wheelabrator Lisbon 1 NOX Cap Annual v5.15 | 444 | 7260 | Rate Constraint in MTons | FALSE | L | Annual | Allowances Withdrawn (1:1) | Thousand Tons | 0 | 0 | 0 | 0 | 0 | 0 | 0 | 0
NODA Wheelabrator Lisbon 1 NOX Cap Annual v5.15 | 444 | 7260 | Rate Constraint in MTons | FALSE | L | Annual | Allowances Withdrawn (n:1) | Thousand Tons | 0 | 0 | 0 | 0 | 0 | 0 | 0 | 0
NODA Wheelabrator Lisbon 1 NOX Cap Annual v5.15 | 444 | 7260 | Rate Constraint in MTons | FALSE | L | Annual | Net Emissions Allowance Position | Thousand Tons | 0.12346 | 0.12346 | 0.12346 | 0.12346 | 0.12346 | 0.12346 | 0.12346 | 0.12346
NODA Wheelabrator Lisbon 1 NOX Cap Annual v5.15 | 444 | 7260 | Rate Constraint in MTons | FALSE | L | Annual | Fuel Consumed | TBtu | 0.92981 | 0.92981 | 0.92981 | 0.92981 | 0.92981 | 0.92981 | 0.92981 | 0.92981
NODA Wheelabrator Lisbon 1 NOX Cap Annual v5.15 | 444 | 7260 | Rate Constraint in MTons | FALSE | L | Annual | Rate | lb/MMBtu | 0.26556 | 0.26556 | 0.26556 | 0.26556 | 0.26556 | 0.26556 | 0.26556 | 0.26556
NODA Wheelabrator Lisbon 1 NOX Cap Annual v5.15 | 444 | 7260 | Rate Constraint in MTons | FALSE | L | Annual | Generation | TWh | 0.050638 | 0.050638 | 0.050638 | 0.050638 | 0.050638 | 0.050638 | 0.050638 | 0.050638
NODA Wheelabrator Lisbon 1 NOX Cap Annual v5.15 | 444 | 7260 | Rate Constraint in MTons | FALSE | L | Annual | Qualifying Generation | TWh | 0.050638 | 0.050638 | 0.050638 | 0.050638 | 0.050638 | 0.050638 | 0.050638 | 0.050638
NODA Wheelabrator Lisbon 1 NOX Cap Annual v5.15 | 444 | 7260 | Rate Constraint in MTons | FALSE | L | Annual | Rate | lb/MWh | 4.8762 | 4.8762 | 4.8762 | 4.8762 | 4.8762 | 4.8762 | 4.8762 | 4.8762
NODA Wheelabrator Lisbon 1 NOX Cap Annual v5.15 | 444 | 7260 | Rate Constraint in MTons | FALSE | L | Annual | Constraint Shadow Price | US2019$/Ton | 0 | 0 | 0 | 0 | 0 | 0 | 0 | 0
NODA WheelabratorBridgeport 1 NOX Cap Annual v5.15 | 445 | 7257 | Rate Constraint in MTons | FALSE | L | Annual | Seasons Included | Seasons | Winter, WintShld, Summer | Winter, WintShld, Summer | Winter, WintShld, Summer | Winter, WintShld, Summer | Winter, WintShld, Summer | Winter, WintShld, Summer | Winter, WintShld, Summer | Winter, WintShld, Summer
NODA WheelabratorBridgeport 1 NOX Cap Annual v5.15 | 445 | 7257 | Rate Constraint in MTons | FALSE | L | Annual | Standard NOX | Thousand Tons | 0.501 | 0.501 | 0.501 | 0.501 | 0.501 | 0.501 | 0.501 | 0.501
NODA WheelabratorBridgeport 1 NOX Cap Annual v5.15 | 445 | 7257 | Rate Constraint in MTons | FALSE | L | Annual | Emissions at Affected Plants NOX | Thousand Tons | 0.28406 | 0.28406 | 0.28406 | 0.28406 | 0.28406 | 0.28406 | 0.28406 | 0.28406
NODA WheelabratorBridgeport 1 NOX Cap Annual v5.15 | 445 | 7257 | Rate Constraint in MTons | FALSE | L | Annual | Allowances Purchased NOX | Thousand Tons | 0 | 0 | 0 | 0 | 0 | 0 | 0 | 0
NODA WheelabratorBridgeport 1 NOX Cap Annual v5.15 | 445 | 7257 | Rate Constraint in MTons | FALSE | L | Annual | Allowances Sold NOX | Thousand Tons | 0 | 0 | 0 | 0 | 0 | 0 | 0 | 0
NODA WheelabratorBridgeport 1 NOX Cap Annual v5.15 | 445 | 7257 | Rate Constraint in MTons | FALSE | L | Annual | Allowances Banked | Thousand Tons | 0 | 0 | 0 | 0 | 0 | 0 | 0 | 0
NODA WheelabratorBridgeport 1 NOX Cap Annual v5.15 | 445 | 7257 | Rate Constraint in MTons | FALSE | L | Annual | Allowances Withdrawn (1:1) | Thousand Tons | 0 | 0 | 0 | 0 | 0 | 0 | 0 | 0
NODA WheelabratorBridgeport 1 NOX Cap Annual v5.15 | 445 | 7257 | Rate Constraint in MTons | FALSE | L | Annual | Allowances Withdrawn (n:1) | Thousand Tons | 0 | 0 | 0 | 0 | 0 | 0 | 0 | 0
NODA WheelabratorBridgeport 1 NOX Cap Annual v5.15 | 445 | 7257 | Rate Constraint in MTons | FALSE | L | Annual | Net Emissions Allowance Position | Thousand Tons | 0.28406 | 0.28406 | 0.28406 | 0.28406 | 0.28406 | 0.28406 | 0.28406 | 0.28406
NODA WheelabratorBridgeport 1 NOX Cap Annual v5.15 | 445 | 7257 | Rate Constraint in MTons | FALSE | L | Annual | Fuel Consumed | TBtu | 2.3409 | 2.3409 | 2.3409 | 2.3409 | 2.3409 | 2.3409 | 2.3409 | 2.3409
NODA WheelabratorBridgeport 1 NOX Cap Annual v5.15 | 445 | 7257 | Rate Constraint in MTons | FALSE | L | Annual | Rate | lb/MMBtu | 0.24269 | 0.24269 | 0.24269 | 0.24269 | 0.24269 | 0.24269 | 0.24269 | 0.24269
NODA WheelabratorBridgeport 1 NOX Cap Annual v5.15 | 445 | 7257 | Rate Constraint in MTons | FALSE | L | Annual | Generation | TWh | 0.13962 | 0.13962 | 0.13962 | 0.13962 | 0.13962 | 0.13962 | 0.13962 | 0.13962
NODA WheelabratorBridgeport 1 NOX Cap Annual v5.15 | 445 | 7257 | Rate Constraint in MTons | FALSE | L | Annual | Qualifying Generation | TWh | 0.13962 | 0.13962 | 0.13962 | 0.13962 | 0.13962 | 0.13962 | 0.13962 | 0.13962
NODA WheelabratorBridgeport 1 NOX Cap Annual v5.15 | 445 | 7257 | Rate Constraint in MTons | FALSE | L | Annual | Rate | lb/MWh | 4.0692 | 4.0692 | 4.0692 | 4.0692 | 4.0692 | 4.0692 | 4.0692 | 4.0692
NODA WheelabratorBridgeport 1 NOX Cap Annual v5.15 | 445 | 7257 | Rate Constraint in MTons | FALSE | L | Annual | Constraint Shadow Price | US2019$/Ton | 0 | 0 | 0 | 0 | 0 | 0 | 0 | 0
NODA WheelabratorBridgeport 2 NOX Cap Annual v5.15 | 446 | 7258 | Rate Constraint in MTons | FALSE | L | Annual | Seasons Included | Seasons | Winter, WintShld, Summer | Winter, WintShld, Summer | Winter, WintShld, Summer | Winter, WintShld, Summer | Winter, WintShld, Summer | Winter, WintShld, Summer | Winter, WintShld, Summer | Winter, WintShld, Summer
NODA WheelabratorBridgeport 2 NOX Cap Annual v5.15 | 446 | 7258 | Rate Constraint in MTons | FALSE | L | Annual | Standard NOX | Thousand Tons | 0.501 | 0.501 | 0.501 | 0.501 | 0.501 | 0.501 | 0.501 | 0.501
NODA WheelabratorBridgeport 2 NOX Cap Annual v5.15 | 446 | 7258 | Rate Constraint in MTons | FALSE | L | Annual | Emissions at Affected Plants NOX | Thousand Tons | 0.29148 | 0.29148 | 0.29148 | 0.29148 | 0.29148 | 0.29148 | 0.29148 | 0.29148
NODA WheelabratorBridgeport 2 NOX Cap Annual v5.15 | 446 | 7258 | Rate Constraint in MTons | FALSE | L | Annual | Allowances Purchased NOX | Thousand Tons | 0 | 0 | 0 | 0 | 0 | 0 | 0 | 0
NODA WheelabratorBridgeport 2 NOX Cap Annual v5.15 | 446 | 7258 | Rate Constraint in MTons | FALSE | L | Annual | Allowances Sold NOX | Thousand Tons | 0 | 0 | 0 | 0 | 0 | 0 | 0 | 0
NODA WheelabratorBridgeport 2 NOX Cap Annual v5.15 | 446 | 7258 | Rate Constraint in MTons | FALSE | L | Annual | Allowances Banked | Thousand Tons | 0 | 0 | 0 | 0 | 0 | 0 | 0 | 0
NODA WheelabratorBridgeport 2 NOX Cap Annual v5.15 | 446 | 7258 | Rate Constraint in MTons | FALSE | L | Annual | Allowances Withdrawn (1:1) | Thousand Tons | 0 | 0 | 0 | 0 | 0 | 0 | 0 | 0
NODA WheelabratorBridgeport 2 NOX Cap Annual v5.15 | 446 | 7258 | Rate Constraint in MTons | FALSE | L | Annual | Allowances Withdrawn (n:1) | Thousand Tons | 0 | 0 | 0 | 0 | 0 | 0 | 0 | 0
NODA WheelabratorBridgeport 2 NOX Cap Annual v5.15 | 446 | 7258 | Rate Constraint in MTons | FALSE | L | Annual | Net Emissions Allowance Position | Thousand Tons | 0.29148 | 0.29148 | 0.29148 | 0.29148 | 0.29148 | 0.29148 | 0.29148 | 0.29148
NODA WheelabratorBridgeport 2 NOX Cap Annual v5.15 | 446 | 7258 | Rate Constraint in MTons | FALSE | L | Annual | Fuel Consumed | TBtu | 2.3409 | 2.3409 | 2.3409 | 2.3409 | 2.3409 | 2.3409 | 2.3409 | 2.3409
NODA WheelabratorBridgeport 2 NOX Cap Annual v5.15 | 446 | 7258 | Rate Constraint in MTons | FALSE | L | Annual | Rate | lb/MMBtu | 0.24903 | 0.24903 | 0.24903 | 0.24903 | 0.24903 | 0.24903 | 0.24903 | 0.24903
NODA WheelabratorBridgeport 2 NOX Cap Annual v5.15 | 446 | 7258 | Rate Constraint in MTons | FALSE | L | Annual | Generation | TWh | 0.13962 | 0.13962 | 0.13962 | 0.13962 | 0.13962 | 0.13962 | 0.13962 | 0.13962
NODA WheelabratorBridgeport 2 NOX Cap Annual v5.15 | 446 | 7258 | Rate Constraint in MTons | FALSE | L | Annual | Qualifying Generation | TWh | 0.13962 | 0.13962 | 0.13962 | 0.13962 | 0.13962 | 0.13962 | 0.13962 | 0.13962
NODA WheelabratorBridgeport 2 NOX Cap Annual v5.15 | 446 | 7258 | Rate Constraint in MTons | FALSE | L | Annual | Rate | lb/MWh | 4.1755 | 4.1755 | 4.1755 | 4.1755 | 4.1755 | 4.1755 | 4.1755 | 4.1755
NODA WheelabratorBridgeport 2 NOX Cap Annual v5.15 | 446 | 7258 | Rate Constraint in MTons | FALSE | L | Annual | Constraint Shadow Price | US2019$/Ton | 0 | 0 | 0 | 0 | 0 | 0 | 0 | 0
NODA WheelabratorBridgeport 3 NOX Cap Annual v5.15 | 447 | 7259 | Rate Constraint in MTons | FALSE | L | Annual | Seasons Included | Seasons | Winter, WintShld, Summer | Winter, WintShld, Summer | Winter, WintShld, Summer | Winter, WintShld, Summer | Winter, WintShld, Summer | Winter, WintShld, Summer | Winter, WintShld, Summer | Winter, WintShld, Summer
NODA WheelabratorBridgeport 3 NOX Cap Annual v5.15 | 447 | 7259 | Rate Constraint in MTons | FALSE | L | Annual | Standard NOX | Thousand Tons | 0.501 | 0.501 | 0.501 | 0.501 | 0.501 | 0.501 | 0.501 | 0.501
NODA WheelabratorBridgeport 3 NOX Cap Annual v5.15 | 447 | 7259 | Rate Constraint in MTons | FALSE | L | Annual | Emissions at Affected Plants NOX | Thousand Tons | 0.28112 | 0.28112 | 0.28112 | 0.28112 | 0.28112 | 0.28112 | 0.28112 | 0.28112
NODA WheelabratorBridgeport 3 NOX Cap Annual v5.15 | 447 | 7259 | Rate Constraint in MTons | FALSE | L | Annual | Allowances Purchased NOX | Thousand Tons | 0 | 0 | 0 | 0 | 0 | 0 | 0 | 0
NODA WheelabratorBridgeport 3 NOX Cap Annual v5.15 | 447 | 7259 | Rate Constraint in MTons | FALSE | L | Annual | Allowances Sold NOX | Thousand Tons | 0 | 0 | 0 | 0 | 0 | 0 | 0 | 0
NODA WheelabratorBridgeport 3 NOX Cap Annual v5.15 | 447 | 7259 | Rate Constraint in MTons | FALSE | L | Annual | Allowances Banked | Thousand Tons | 0 | 0 | 0 | 0 | 0 | 0 | 0 | 0
NODA WheelabratorBridgeport 3 NOX Cap Annual v5.15 | 447 | 7259 | Rate Constraint in MTons | FALSE | L | Annual | Allowances Withdrawn (1:1) | Thousand Tons | 0 | 0 | 0 | 0 | 0 | 0 | 0 | 0
NODA WheelabratorBridgeport 3 NOX Cap Annual v5.15 | 447 | 7259 | Rate Constraint in MTons | FALSE | L | Annual | Allowances Withdrawn (n:1) | Thousand Tons | 0 | 0 | 0 | 0 | 0 | 0 | 0 | 0
NODA WheelabratorBridgeport 3 NOX Cap Annual v5.15 | 447 | 7259 | Rate Constraint in MTons | FALSE | L | Annual | Net Emissions Allowance Position | Thousand Tons | 0.28112 | 0.28112 | 0.28112 | 0.28112 | 0.28112 | 0.28112 | 0.28112 | 0.28112
NODA WheelabratorBridgeport 3 NOX Cap Annual v5.15 | 447 | 7259 | Rate Constraint in MTons | FALSE | L | Annual | Fuel Consumed | TBtu | 2.3409 | 2.3409 | 2.3409 | 2.3409 | 2.3409 | 2.3409 | 2.3409 | 2.3409
NODA WheelabratorBridgeport 3 NOX Cap Annual v5.15 | 447 | 7259 | Rate Constraint in MTons | FALSE | L | Annual | Rate | lb/MMBtu | 0.24018 | 0.24018 | 0.24018 | 0.24018 | 0.24018 | 0.24018 | 0.24018 | 0.24018
NODA WheelabratorBridgeport 3 NOX Cap Annual v5.15 | 447 | 7259 | Rate Constraint in MTons | FALSE | L | Annual | Generation | TWh | 0.13962 | 0.13962 | 0.13962 | 0.13962 | 0.13962 | 0.13962 | 0.13962 | 0.13962
NODA WheelabratorBridgeport 3 NOX Cap Annual v5.15 | 447 | 7259 | Rate Constraint in MTons | FALSE | L | Annual | Qualifying Generation | TWh | 0.13962 | 0.13962 | 0.13962 | 0.13962 | 0.13962 | 0.13962 | 0.13962 | 0.13962
NODA WheelabratorBridgeport 3 NOX Cap Annual v5.15 | 447 | 7259 | Rate Constraint in MTons | FALSE | L | Annual | Rate | lb/MWh | 4.0271 | 4.0271 | 4.0271 | 4.0271 | 4.0271 | 4.0271 | 4.0271 | 4.0271
NODA WheelabratorBridgeport 3 NOX Cap Annual v5.15 | 447 | 7259 | Rate Constraint in MTons | FALSE | L | Annual | Constraint Shadow Price | US2019$/Ton | 0 | 0 | 0 | 0 | 0 | 0 | 0 | 0
NODA Woodbridge NOx Cap Annual v5.15 | 448 | 7251 | Rate Constraint in MTons | FALSE | L | Annual | Seasons Included | Seasons | Winter, WintShld, Summer | Winter, WintShld, Summer | Winter, WintShld, Summer | Winter, WintShld, Summer | Winter, WintShld, Summer | Winter, WintShld, Summer | Winter, WintShld, Summer | Winter, WintShld, Summer
NODA Woodbridge NOx Cap Annual v5.15 | 448 | 7251 | Rate Constraint in MTons | FALSE | L | Annual | Standard NOX | Thousand Tons | 0.297 | 0.297 | 0.297 | 0.297 | 0.297 | 0.297 | 0.297 | 0.297
NODA Woodbridge NOx Cap Annual v5.15 | 448 | 7251 | Rate Constraint in MTons | FALSE | L | Annual | Emissions at Affected Plants NOX | Thousand Tons | 0.031664 | 0.04445 | 0.057703 | 0.060476 | 0.060476 | 0.060476 | 0.060476 | 0.060476
NODA Woodbridge NOx Cap Annual v5.15 | 448 | 7251 | Rate Constraint in MTons | FALSE | L | Annual | Allowances Purchased NOX | Thousand Tons | 0 | 0 | 0 | 0 | 0 | 0 | 0 | 0
NODA Woodbridge NOx Cap Annual v5.15 | 448 | 7251 | Rate Constraint in MTons | FALSE | L | Annual | Allowances Sold NOX | Thousand Tons | 0 | 0 | 0 | 0 | 0 | 0 | 0 | 0
NODA Woodbridge NOx Cap Annual v5.15 | 448 | 7251 | Rate Constraint in MTons | FALSE | L | Annual | Allowances Banked | Thousand Tons | 0 | 0 | 0 | 0 | 0 | 0 | 0 | 0
NODA Woodbridge NOx Cap Annual v5.15 | 448 | 7251 | Rate Constraint in MTons | FALSE | L | Annual | Allowances Withdrawn (1:1) | Thousand Tons | 0 | 0 | 0 | 0 | 0 | 0 | 0 | 0
NODA Woodbridge NOx Cap Annual v5.15 | 448 | 7251 | Rate Constraint in MTons | FALSE | L | Annual | Allowances Withdrawn (n:1) | Thousand Tons | 0 | 0 | 0 | 0 | 0 | 0 | 0 | 0
NODA Woodbridge NOx Cap Annual v5.15 | 448 | 7251 | Rate Constraint in MTons | FALSE | L | Annual | Net Emissions Allowance Position | Thousand Tons | 0.031664 | 0.04445 | 0.057703 | 0.060476 | 0.060476 | 0.060476 | 0.060476 | 0.060476
NODA Woodbridge NOx Cap Annual v5.15 | 448 | 7251 | Rate Constraint in MTons | FALSE | L | Annual | Fuel Consumed | TBtu | 11.3679 | 15.9587 | 20.7166 | 21.7123 | 21.7123 | 21.7123 | 21.7123 | 21.7123
NODA Woodbridge NOx Cap Annual v5.15 | 448 | 7251 | Rate Constraint in MTons | FALSE | L | Annual | Rate | lb/MMBtu | 0.0055707 | 0.0055707 | 0.0055707 | 0.0055707 | 0.0055707 | 0.0055707 | 0.0055707 | 0.0055707
NODA Woodbridge NOx Cap Annual v5.15 | 448 | 7251 | Rate Constraint in MTons | FALSE | L | Annual | Generation | TWh | 1.6125 | 2.2636 | 2.9385 | 3.0798 | 3.0798 | 3.0798 | 3.0798 | 3.0798
NODA Woodbridge NOx Cap Annual v5.15 | 448 | 7251 | Rate Constraint in MTons | FALSE | L | Annual | Qualifying Generation | TWh | 1.6125 | 2.2636 | 2.9385 | 3.0798 | 3.0798 | 3.0798 | 3.0798 | 3.0798
NODA Woodbridge NOx Cap Annual v5.15 | 448 | 7251 | Rate Constraint in MTons | FALSE | L | Annual | Rate | lb/MWh | 0.039273 | 0.039273 | 0.039273 | 0.039273 | 0.039273 | 0.039273 | 0.039273 | 0.039273
NODA Woodbridge NOx Cap Annual v5.15 | 448 | 7251 | Rate Constraint in MTons | FALSE | L | Annual | Constraint Shadow Price | US2019$/Ton | 0 | 0 | 0 | 0 | 0 | 0 | 0 | 0
North Carolina Duke - NOX Cap Annual v3.1 | 449 | 7354 | Rate Constraint in MTons | FALSE | L | Annual | Seasons Included | Seasons | Winter, WintShld, Summer | Winter, WintShld, Summer | Winter, WintShld, Summer | Winter, WintShld, Summer | Winter, WintShld, Summer | Winter, WintShld, Summer | Winter, WintShld, Summer | Winter, WintShld, Summer
North Carolina Duke - NOX Cap Annual v3.1 | 449 | 7354 | Rate Constraint in MTons | FALSE | L | Annual | Standard NOX | Thousand Tons | 31 | 31 | 31 | 31 | 31 | 31 | 31 | 31
North Carolina Duke - NOX Cap Annual v3.1 | 449 | 7354 | Rate Constraint in MTons | FALSE | L | Annual | Emissions at Affected Plants NOX | Thousand Tons | 20.0982 | 10.3262 | 7.4417 | 8.7683 | 5.6802 | 3.9688 | 3.3319 | 2.0184
North Carolina Duke - NOX Cap Annual v3.1 | 449 | 7354 | Rate Constraint in MTons | FALSE | L | Annual | Allowances Purchased NOX | Thousand Tons | 0 | 0 | 0 | 0 | 0 | 0 | 0 | 0
North Carolina Duke - NOX Cap Annual v3.1 | 449 | 7354 | Rate Constraint in MTons | FALSE | L | Annual | Allowances Sold NOX | Thousand Tons | 0 | 0 | 0 | 0 | 0 | 0 | 0 | 0
North Carolina Duke - NOX Cap Annual v3.1 | 449 | 7354 | Rate Constraint in MTons | FALSE | L | Annual | Allowances Banked | Thousand Tons | 0 | 0 | 0 | 0 | 0 | 0 | 0 | 0
North Carolina Duke - NOX Cap Annual v3.1 | 449 | 7354 | Rate Constraint in MTons | FALSE | L | Annual | Allowances Withdrawn (1:1) | Thousand Tons | 0 | 0 | 0 | 0 | 0 | 0 | 0 | 0
North Carolina Duke - NOX Cap Annual v3.1 | 449 | 7354 | Rate Constraint in MTons | FALSE | L | Annual | Allowances Withdrawn (n:1) | Thousand Tons | 0 | 0 | 0 | 0 | 0 | 0 | 0 | 0
North Carolina Duke - NOX Cap Annual v3.1 | 449 | 7354 | Rate Constraint in MTons | FALSE | L | Annual | Net Emissions Allowance Position | Thousand Tons | 20.0982 | 10.3262 | 7.4417 | 8.7683 | 5.6802 | 3.9688 | 3.3319 | 2.0184
North Carolina Duke - NOX Cap Annual v3.1 | 449 | 7354 | Rate Constraint in MTons | FALSE | L | Annual | Fuel Consumed | TBtu | 239.1782 | 154.0834 | 125.0181 | 142.234 | 106.8269 | 88.6996 | 75.2001 | 29.3687
North Carolina Duke - NOX Cap Annual v3.1 | 449 | 7354 | Rate Constraint in MTons | FALSE | L | Annual | Rate | lb/MMBtu | 0.16806 | 0.13403 | 0.11905 | 0.12329 | 0.10634 | 0.089488 | 0.088614 | 0.13745
North Carolina Duke - NOX Cap Annual v3.1 | 449 | 7354 | Rate Constraint in MTons | FALSE | L | Annual | Generation | TWh | 25.536 | 16.6441 | 13.531 | 15.3689 | 11.5774 | 9.6338 | 8.1713 | 3.1293
North Carolina Duke - NOX Cap Annual v3.1 | 449 | 7354 | Rate Constraint in MTons | FALSE | L | Annual | Qualifying Generation | TWh | 25.536 | 16.6441 | 13.531 | 15.3689 | 11.5774 | 9.6338 | 8.1713 | 3.1293
North Carolina Duke - NOX Cap Annual v3.1 | 449 | 7354 | Rate Constraint in MTons | FALSE | L | Annual | Rate | lb/MWh | 1.5741 | 1.2408 | 1.0999 | 1.141 | 0.98126 | 0.82393 | 0.81551 | 1.29
North Carolina Duke - NOX Cap Annual v3.1 | 449 | 7354 | Rate Constraint in MTons | FALSE | L | Annual | Constraint Shadow Price | US2019$/Ton | 0 | 0 | 0 | 0 | 0 | 0 | 0 | 0
North Carolina Duke - SO2 Cap Annual v3.1 | 450 | 7356 | Rate Constraint in MTons | FALSE | L | Annual | Seasons Included | Seasons | Winter, WintShld, Summer | Winter, WintShld, Summer | Winter, WintShld, Summer | Winter, WintShld, Summer | Winter, WintShld, Summer | Winter, WintShld, Summer | Winter, WintShld, Summer | Winter, WintShld, Summer
North Carolina Duke - SO2 Cap Annual v3.1 | 450 | 7356 | Rate Constraint in MTons | FALSE | L | Annual | Standard SO2 | Thousand Tons | 80 | 80 | 80 | 80 | 80 | 80 | 80 | 80
North Carolina Duke - SO2 Cap Annual v3.1 | 450 | 7356 | Rate Constraint in MTons | FALSE | L | Annual | Emissions at Affected Plants SO2 | Thousand Tons | 8.3675 | 5.5775 | 4.5417 | 5.1616 | 3.8834 | 3.3417 | 2.8316 | 1.1059
North Carolina Duke - SO2 Cap Annual v3.1 | 450 | 7356 | Rate Constraint in MTons | FALSE | L | Annual | Allowances Purchased SO2 | Thousand Tons | 0 | 0 | 0 | 0 | 0 | 0 | 0 | 0
North Carolina Duke - SO2 Cap Annual v3.1 | 450 | 7356 | Rate Constraint in MTons | FALSE | L | Annual | Allowances Sold SO2 | Thousand Tons | 0 | 0 | 0 | 0 | 0 | 0 | 0 | 0
North Carolina Duke - SO2 Cap Annual v3.1 | 450 | 7356 | Rate Constraint in MTons | FALSE | L | Annual | Allowances Banked | Thousand Tons | 0 | 0 | 0 | 0 | 0 | 0 | 0 | 0
North Carolina Duke - SO2 Cap Annual v3.1 | 450 | 7356 | Rate Constraint in MTons | FALSE | L | Annual | Allowances Withdrawn (1:1) | Thousand Tons | 0 | 0 | 0 | 0 | 0 | 0 | 0 | 0
North Carolina Duke - SO2 Cap Annual v3.1 | 450 | 7356 | Rate Constraint in MTons | FALSE | L | Annual | Allowances Withdrawn (n:1) | Thousand Tons | 0 | 0 | 0 | 0 | 0 | 0 | 0 | 0
North Carolina Duke - SO2 Cap Annual v3.1 | 450 | 7356 | Rate Constraint in MTons | FALSE | L | Annual | Net Emissions Allowance Position | Thousand Tons | 8.3675 | 5.5775 | 4.5417 | 5.1616 | 3.8834 | 3.3417 | 2.8316 | 1.1059
North Carolina Duke - SO2 Cap Annual v3.1 | 450 | 7356 | Rate Constraint in MTons | FALSE | L | Annual | Fuel Consumed | TBtu | 239.1782 | 154.0834 | 125.0181 | 142.234 | 106.8269 | 88.6996 | 75.2001 | 29.3687
North Carolina Duke - SO2 Cap Annual v3.1 | 450 | 7356 | Rate Constraint in MTons | FALSE | L | Annual | Rate | lb/MMBtu | 0.069969 | 0.072396 | 0.072656 | 0.072579 | 0.072705 | 0.075348 | 0.075308 | 0.075308
North Carolina Duke - SO2 Cap Annual v3.1 | 450 | 7356 | Rate Constraint in MTons | FALSE | L | Annual | Generation | TWh | 25.536 | 16.6441 | 13.531 | 15.3689 | 11.5774 | 9.6338 | 8.1713 | 3.1293
North Carolina Duke - SO2 Cap Annual v3.1 | 450 | 7356 | Rate Constraint in MTons | FALSE | L | Annual | Qualifying Generation | TWh | 25.536 | 16.6441 | 13.531 | 15.3689 | 11.5774 | 9.6338 | 8.1713 | 3.1293
North Carolina Duke - SO2 Cap Annual v3.1 | 450 | 7356 | Rate Constraint in MTons | FALSE | L | Annual | Rate | lb/MWh | 0.65535 | 0.67021 | 0.6713 | 0.67169 | 0.67086 | 0.69374 | 0.69306 | 0.70677
North Carolina Duke - SO2 Cap Annual v3.1 | 450 | 7356 | Rate Constraint in MTons | FALSE | L | Annual | Constraint Shadow Price | US2019$/Ton | 0 | 0 | 0 | 0 | 0 | 0 | 0 | 0
North Carolina Progress - NOX Cap Annual v3.1 | 451 | 7353 | Rate Constraint in MTons | FALSE | L | Annual | Seasons Included | Seasons | Winter, WintShld, Summer | Winter, WintShld, Summer | Winter, WintShld, Summer | Winter, WintShld, Summer | Winter, WintShld, Summer | Winter, WintShld, Summer | Winter, WintShld, Summer | Winter, WintShld, Summer
North Carolina Progress - NOX Cap Annual v3.1 | 451 | 7353 | Rate Constraint in MTons | FALSE | L | Annual | Standard NOX | Thousand Tons | 25 | 25 | 25 | 25 | 25 | 25 | 25 | 25
North Carolina Progress - NOX Cap Annual v3.1 | 451 | 7353 | Rate Constraint in MTons | FALSE | L | Annual | Emissions at Affected Plants NOX | Thousand Tons | 14.5406 | 11.4477 | 0 | 0 | 0 | 0 | 0 | 0
North Carolina Progress - NOX Cap Annual v3.1 | 451 | 7353 | Rate Constraint in MTons | FALSE | L | Annual | Allowances Purchased NOX | Thousand Tons | 0 | 0 | 0 | 0 | 0 | 0 | 0 | 0
North Carolina Progress - NOX Cap Annual v3.1 | 451 | 7353 | Rate Constraint in MTons | FALSE | L | Annual | Allowances Sold NOX | Thousand Tons | 0 | 0 | 0 | 0 | 0 | 0 | 0 | 0
North Carolina Progress - NOX Cap Annual v3.1 | 451 | 7353 | Rate Constraint in MTons | FALSE | L | Annual | Allowances Banked | Thousand Tons | 0 | 0 | 0 | 0 | 0 | 0 | 0 | 0
North Carolina Progress - NOX Cap Annual v3.1 | 451 | 7353 | Rate Constraint in MTons | FALSE | L | Annual | Allowances Withdrawn (1:1) | Thousand Tons | 0 | 0 | 0 | 0 | 0 | 0 | 0 | 0
North Carolina Progress - NOX Cap Annual v3.1 | 451 | 7353 | Rate Constraint in MTons | FALSE | L | Annual | Allowances Withdrawn (n:1) | Thousand Tons | 0 | 0 | 0 | 0 | 0 | 0 | 0 | 0
North Carolina Progress - NOX Cap Annual v3.1 | 451 | 7353 | Rate Constraint in MTons | FALSE | L | Annual | Net Emissions Allowance Position | Thousand Tons | 14.5406 | 11.4477 | 0 | 0 | 0 | 0 | 0 | 0
North Carolina Progress - NOX Cap Annual v3.1 | 451 | 7353 | Rate Constraint in MTons | FALSE | L | Annual | Fuel Consumed | TBtu | 216.9328 | 170.5318 | 0 | 0 | 0 | 0 | 0 | 0
North Carolina Progress - NOX Cap Annual v3.1 | 451 | 7353 | Rate Constraint in MTons | FALSE | L | Annual | Rate | lb/MMBtu | 0.13406 | 0.13426 | 0 | 0 | 0 | 0 | 0 | 0
North Carolina Progress - NOX Cap Annual v3.1 | 451 | 7353 | Rate Constraint in MTons | FALSE | L | Annual | Generation | TWh | 20.6982 | 16.213 | 0 | 0 | 0 | 0 | 0 | 0
North Carolina Progress - NOX Cap Annual v3.1 | 451 | 7353 | Rate Constraint in MTons | FALSE | L | Annual | Qualifying Generation | TWh | 20.6982 | 16.213 | 0 | 0 | 0 | 0 | 0 | 0
North Carolina Progress - NOX Cap Annual v3.1 | 451 | 7353 | Rate Constraint in MTons | FALSE | L | Annual | Rate | lb/MWh | 1.405 | 1.4122 | 0 | 0 | 0 | 0 | 0 | 0
North Carolina Progress - NOX Cap Annual v3.1 | 451 | 7353 | Rate Constraint in MTons | FALSE | L | Annual | Constraint Shadow Price | US2019$/Ton | 0 | 0 | 0 | 0 | 0 | 0 | 0 | 0
North Carolina Progress - SO2 Cap Annual v3.1 | 452 | 7355 | Rate Constraint in MTons | FALSE | L | Annual | Seasons Included | Seasons | Winter, WintShld, Summer | Winter, WintShld, Summer | Winter, WintShld, Summer | Winter, WintShld, Summer | Winter, WintShld, Summer | Winter, WintShld, Summer | Winter, WintShld, Summer | Winter, WintShld, Summer
North Carolina Progress - SO2 Cap Annual v3.1 | 452 | 7355 | Rate Constraint in MTons | FALSE | L | Annual | Standard SO2 | Thousand Tons | 50 | 50 | 50 | 50 | 50 | 50 | 50 | 50
North Carolina Progress - SO2 Cap Annual v3.1 | 452 | 7355 | Rate Constraint in MTons | FALSE | L | Annual | Emissions at Affected Plants SO2 | Thousand Tons | 16.1063 | 12.8942 | 0 | 0 | 0 | 0 | 0 | 0
North Carolina Progress - SO2 Cap Annual v3.1 | 452 | 7355 | Rate Constraint in MTons | FALSE | L | Annual | Allowances Purchased SO2 | Thousand Tons | 0 | 0 | 0 | 0 | 0 | 0 | 0 | 0
North Carolina Progress - SO2 Cap Annual v3.1 | 452 | 7355 | Rate Constraint in MTons | FALSE | L | Annual | Allowances Sold SO2 | Thousand Tons | 0 | 0 | 0 | 0 | 0 | 0 | 0 | 0
North Carolina Progress - SO2 Cap Annual v3.1 | 452 | 7355 | Rate Constraint in MTons | FALSE | L | Annual | Allowances Banked | Thousand Tons | 0 | 0 | 0 | 0 | 0 | 0 | 0 | 0
North Carolina Progress - SO2 Cap Annual v3.1 | 452 | 7355 | Rate Constraint in MTons | FALSE | L | Annual | Allowances Withdrawn (1:1) | Thousand Tons | 0 | 0 | 0 | 0 | 0 | 0 | 0 | 0
North Carolina Progress - SO2 Cap Annual v3.1 | 452 | 7355 | Rate Constraint in MTons | FALSE | L | Annual | Allowances Withdrawn (n:1) | Thousand Tons | 0 | 0 | 0 | 0 | 0 | 0 | 0 | 0
North Carolina Progress - SO2 Cap Annual v3.1 | 452 | 7355 | Rate Constraint in MTons | FALSE | L | Annual | Net Emissions Allowance Position | Thousand Tons | 16.1063 | 12.8942 | 0 | 0 | 0 | 0 | 0 | 0
North Carolina Progress - SO2 Cap Annual v3.1 | 452 | 7355 | Rate Constraint in MTons | FALSE | L | Annual | Fuel Consumed | TBtu | 216.9328 | 170.5318 | 0 | 0 | 0 | 0 | 0 | 0
North Carolina Progress - SO2 Cap Annual v3.1 | 452 | 7355 | Rate Constraint in MTons | FALSE | L | Annual | Rate | lb/MMBtu | 0.14849 | 0.15122 | 0 | 0 | 0 | 0 | 0 | 0
North Carolina Progress - SO2 Cap Annual v3.1 | 452 | 7355 | Rate Constraint in MTons | FALSE | L | Annual | Generation | TWh | 20.6982 | 16.213 | 0 | 0 | 0 | 0 | 0 | 0
North Carolina Progress - SO2 Cap Annual v3.1 | 452 | 7355 | Rate Constraint in MTons | FALSE | L | Annual | Qualifying Generation | TWh | 20.6982 | 16.213 | 0 | 0 | 0 | 0 | 0 | 0
North Carolina Progress - SO2 Cap Annual v3.1 | 452 | 7355 | Rate Constraint in MTons | FALSE | L | Annual | Rate | lb/MWh | 1.5563 | 1.5906 | 0 | 0 | 0 | 0 | 0 | 0
North Carolina Progress - SO2 Cap Annual v3.1 | 452 | 7355 | Rate Constraint in MTons | FALSE | L | Annual | Constraint Shadow Price | US2019$/Ton | 0 | 0 | 0 | 0 | 0 | 0 | 0 | 0
NSR A B Brown 1,2 - SO2 Cap Annual v5.16 | 453 | 7503 | Rate Constraint in MTons | FALSE | L | Annual | Seasons Included | Seasons | Winter, WintShld, Summer | Winter, WintShld, Summer | Winter, WintShld, Summer | Winter, WintShld, Summer | Winter, WintShld, Summer | Winter, WintShld, Summer | Winter, WintShld, Summer | Winter, WintShld, Summer
NSR A B Brown 1,2 - SO2 Cap Annual v5.16 | 453 | 7503 | Rate Constraint in MTons | FALSE | L | Annual | Standard SO2 | Thousand Tons | 8.028 | 8.028 | 8.028 | 8.028 | 8.028 | 8.028 | 8.028 | 8.028
NSR A B Brown 1,2 - SO2 Cap Annual v5.16 | 453 | 7503 | Rate Constraint in MTons | FALSE | L | Annual | Emissions at Affected Plants SO2 | Thousand Tons | 0 | 0 | 0 | 0 | 0 | 0 | 0 | 0
NSR A B Brown 1,2 - SO2 Cap Annual v5.16 | 453 | 7503 | Rate Constraint in MTons | FALSE | L | Annual | Allowances Purchased SO2 | Thousand Tons | 0 | 0 | 0 | 0 | 0 | 0 | 0 | 0
NSR A B Brown 1,2 - SO2 Cap Annual v5.16 | 453 | 7503 | Rate Constraint in MTons | FALSE | L | Annual | Allowances Sold SO2 | Thousand Tons | 0 | 0 | 0 | 0 | 0 | 0 | 0 | 0
NSR A B Brown 1,2 - SO2 Cap Annual v5.16 | 453 | 7503 | Rate Constraint in MTons | FALSE | L | Annual | Allowances Banked | Thousand Tons | 0 | 0 | 0 | 0 | 0 | 0 | 0 | 0
NSR A B Brown 1,2 - SO2 Cap Annual v5.16 | 453 | 7503 | Rate Constraint in MTons | FALSE | L | Annual | Allowances Withdrawn (1:1) | Thousand Tons | 0 | 0 | 0 | 0 | 0 | 0 | 0 | 0
NSR A B Brown 1,2 - SO2 Cap Annual v5.16 | 453 | 7503 | Rate Constraint in MTons | FALSE | L | Annual | Allowances Withdrawn (n:1) | Thousand Tons | 0 | 0 | 0 | 0 | 0 | 0 | 0 | 0
NSR A B Brown 1,2 - SO2 Cap Annual v5.16 | 453 | 7503 | Rate Constraint in MTons | FALSE | L | Annual | Net Emissions Allowance Position | Thousand Tons | 0 | 0 | 0 | 0 | 0 | 0 | 0 | 0
NSR A B Brown 1,2 - SO2 Cap Annual v5.16 | 453 | 7503 | Rate Constraint in MTons | FALSE | L | Annual | Fuel Consumed | TBtu | 0 | 0 | 0 | 0 | 0 | 0 | 0 | 0
NSR A B Brown 1,2 - SO2 Cap Annual v5.16 | 453 | 7503 | Rate Constraint in MTons | FALSE | L | Annual | Rate | lb/MMBtu | 0 | 0 | 0 | 0 | 0 | 0 | 0 | 0
NSR A B Brown 1,2 - SO2 Cap Annual v5.16 | 453 | 7503 | Rate Constraint in MTons | FALSE | L | Annual | Generation | TWh | 0 | 0 | 0 | 0 | 0 | 0 | 0 | 0
NSR A B Brown 1,2 - SO2 Cap Annual v5.16 | 453 | 7503 | Rate Constraint in MTons | FALSE | L | Annual | Qualifying Generation | TWh | 0 | 0 | 0 | 0 | 0 | 0 | 0 | 0
NSR A B Brown 1,2 - SO2 Cap Annual v5.16 | 453 | 7503 | Rate Constraint in MTons | FALSE | L | Annual | Rate | lb/MWh | 0 | 0 | 0 | 0 | 0 | 0 | 0 | 0
NSR A B Brown 1,2 - SO2 Cap Annual v5.16 | 453 | 7503 | Rate Constraint in MTons | FALSE | L | Annual | Constraint Shadow Price | US2019$/Ton | 0 | 0 | 0 | 0 | 0 | 0 | 0 | 0
NSR A B Brown 2 - SO2 Cap Annual v5.16 | 454 | 7504 | Rate Constraint in MTons | FALSE | L | Annual | Seasons Included | Seasons | Winter, WintShld, Summer | Winter, WintShld, Summer | Winter, WintShld, Summer | Winter, WintShld, Summer | Winter, WintShld, Summer | Winter, WintShld, Summer | Winter, WintShld, Summer | Winter, WintShld, Summer
NSR A B Brown 2 - SO2 Cap Annual v5.16 | 454 | 7504 | Rate Constraint in MTons | FALSE | L | Annual | Standard SO2 | Thousand Tons | 6.511 | 6.511 | 6.511 | 6.511 | 6.511 | 6.511 | 6.511 | 6.511
NSR A B Brown 2 - SO2 Cap Annual v5.16 | 454 | 7504 | Rate Constraint in MTons | FALSE | L | Annual | Emissions at Affected Plants SO2 | Thousand Tons | 0 | 0 | 0 | 0 | 0 | 0 | 0 | 0
NSR A B Brown 2 - SO2 Cap Annual v5.16 | 454 | 7504 | Rate Constraint in MTons | FALSE | L | Annual | Allowances Purchased SO2 | Thousand Tons | 0 | 0 | 0 | 0 | 0 | 0 | 0 | 0
NSR A B Brown 2 - SO2 Cap Annual v5.16 | 454 | 7504 | Rate Constraint in MTons | FALSE | L | Annual | Allowances Sold SO2 | Thousand Tons | 0 | 0 | 0 | 0 | 0 | 0 | 0 | 0
NSR A B Brown 2 - SO2 Cap Annual v5.16 | 454 | 7504 | Rate Constraint in MTons | FALSE | L | Annual | Allowances Banked | Thousand Tons | 0 | 0 | 0 | 0 | 0 | 0 | 0 | 0
NSR A B Brown 2 - SO2 Cap Annual v5.16 | 454 | 7504 | Rate Constraint in MTons | FALSE | L | Annual | Allowances Withdrawn (1:1) | Thousand Tons | 0 | 0 | 0 | 0 | 0 | 0 | 0 | 0
NSR A B Brown 2 - SO2 Cap Annual v5.16 | 454 | 7504 | Rate Constraint in MTons | FALSE | L | Annual | Allowances Withdrawn (n:1) | Thousand Tons | 0 | 0 | 0 | 0 | 0 | 0 | 0 | 0
NSR A B Brown 2 - SO2 Cap Annual v5.16 | 454 | 7504 | Rate Constraint in MTons | FALSE | L | Annual | Net Emissions Allowance Position | Thousand Tons | 0 | 0 | 0 | 0 | 0 | 0 | 0 | 0
NSR A B Brown 2 - SO2 Cap Annual v5.16 | 454 | 7504 | Rate Constraint in MTons | FALSE | L | Annual | Fuel Consumed | TBtu | 0 | 0 | 0 | 0 | 0 | 0 | 0 | 0
NSR A B Brown 2 - SO2 Cap Annual v5.16 | 454 | 7504 | Rate Constraint in MTons | FALSE | L | Annual | Rate | lb/MMBtu | 0 | 0 | 0 | 0 | 0 | 0 | 0 | 0
NSR A B Brown 2 - SO2 Cap Annual v5.16 | 454 | 7504 | Rate Constraint in MTons | FALSE | L | Annual | Generation | TWh | 0 | 0 | 0 | 0 | 0 | 0 | 0 | 0
NSR A B Brown 2 - SO2 Cap Annual v5.16 | 454 | 7504 | Rate Constraint in MTons | FALSE | L | Annual | Qualifying Generation | TWh | 0 | 0 | 0 | 0 | 0 | 0 | 0 | 0
NSR A B Brown 2 - SO2 Cap Annual v5.16 | 454 | 7504 | Rate Constraint in MTons | FALSE | L | Annual | Rate | lb/MWh | 0 | 0 | 0 | 0 | 0 | 0 | 0 | 0
NSR A B Brown 2 - SO2 Cap Annual v5.16 | 454 | 7504 | Rate Constraint in MTons | FALSE | L | Annual | Constraint Shadow Price | US2019$/Ton | 0 | 0 | 0 | 0 | 0 | 0 | 0 | 0
NSR AEP Consent - NOX Cap Annual v3.1 | 455 | 7372 | Rate Constraint in MTons | FALSE | L | Annual | Seasons Included | Seasons | Winter, WintShld, Summer | Winter, WintShld, Summer | Winter, WintShld, Summer | Winter, WintShld, Summer | Winter, WintShld, Summer | Winter, WintShld, Summer | Winter, WintShld, Summer | Winter, WintShld, Summer
NSR AEP Consent - NOX Cap Annual v3.1 | 455 | 7372 | Rate Constraint in MTons | FALSE | L | Annual | Standard NOX | Thousand Tons | 52 | 52 | 52 | 44 | 44 | 44 | 44 | 44
NSR AEP Consent - NOX Cap Annual v3.1 | 455 | 7372 | Rate Constraint in MTons | FALSE | L | Annual | Emissions at Affected Plants NOX | Thousand Tons | 33.4989 | 31.0903 | 25.4356 | 24.2278 | 26.4802 | 11.3769 | 11.3769 | 6.4344
NSR AEP Consent - NOX Cap Annual v3.1 | 455 | 7372 | Rate Constraint in MTons | FALSE | L | Annual | Allowances Purchased NOX | Thousand Tons | 0 | 0 | 0 | 0 | 0 | 0 | 0 | 0
NSR AEP Consent - NOX Cap Annual v3.1 | 455 | 7372 | Rate Constraint in MTons | FALSE | L | Annual | Allowances Sold NOX | Thousand Tons | 0 | 0 | 0 | 0 | 0 | 0 | 0 | 0
NSR AEP Consent - NOX Cap Annual v3.1 | 455 | 7372 | Rate Constraint in MTons | FALSE | L | Annual | Allowances Banked | Thousand Tons | 0 | 0 | 0 | 0 | 0 | 0 | 0 | 0
NSR AEP Consent - NOX Cap Annual v3.1 | 455 | 7372 | Rate Constraint in MTons | FALSE | L | Annual | Allowances Withdrawn (1:1) | Thousand Tons | 0 | 0 | 0 | 0 | 0 | 0 | 0 | 0
NSR AEP Consent - NOX Cap Annual v3.1 | 455 | 7372 | Rate Constraint in MTons | FALSE | L | Annual | Allowances Withdrawn (n:1) | Thousand Tons | 0 | 0 | 0 | 0 | 0 | 0 | 0 | 0
NSR AEP Consent - NOX Cap Annual v3.1 | 455 | 7372 | Rate Constraint in MTons | FALSE | L | Annual | Net Emissions Allowance Position | Thousand Tons | 33.4989 | 31.0903 | 25.4356 | 24.2278 | 26.4802 | 11.3769 | 11.3769 | 6.4344
NSR AEP Consent - NOX Cap Annual v3.1 | 455 | 7372 | Rate Constraint in MTons | FALSE | L | Annual | Fuel Consumed | TBtu | 742.9417 | 705.8874 | 577.7467 | 561.9552 | 617.5326 | 255.5105 | 255.5105 | 147.5855
NSR AEP Consent - NOX Cap Annual v3.1 | 455 | 7372 | Rate Constraint in MTons | FALSE | L | Annual | Rate | lb/MMBtu | 0.090179 | 0.088089 | 0.088051 | 0.086227 | 0.085761 | 0.089052 | 0.089052 | 0.087196
NSR AEP Consent - NOX Cap Annual v3.1 | 455 | 7372 | Rate Constraint in MTons | FALSE | L | Annual | Generation | TWh | 74.2306 | 70.7126 | 57.8856 | 56.363 | 61.9502 | 25.7298 | 25.7298 | 14.8546
NSR AEP Consent - NOX Cap Annual v3.1 | 455 | 7372 | Rate Constraint in MTons | FALSE | L | Annual | Qualifying Generation | TWh | 74.2306 | 70.7126 | 57.8856 | 56.363 | 61.9502 | 25.7298 | 25.7298 | 14.8546
NSR AEP Consent - NOX Cap Annual v3.1 | 455 | 7372 | Rate Constraint in MTons | FALSE | L | Annual | Rate | lb/MWh | 0.90256 | 0.87934 | 0.87882 | 0.85971 | 0.85489 | 0.88434 | 0.88434 | 0.86633
NSR AEP Consent - NOX Cap Annual v3.1 | 455 | 7372 | Rate Constraint in MTons | FALSE | L | Annual | Constraint Shadow Price | US2019$/Ton | 0 | 0 | 0 | 0 | 0 | 0 | 0 | 0
NSR AEP Consent - SO2 Cap Annual v5.13 | 456 | 7371 | Rate Constraint in MTons | FALSE | L | Annual | Seasons Included | Seasons | Winter, WintShld, Summer | Winter, WintShld, Summer | Winter, WintShld, Summer | Winter, WintShld, Summer | Winter, WintShld, Summer | Winter, WintShld, Summer | Winter, WintShld, Summer | Winter, WintShld, Summer
NSR AEP Consent - SO2 Cap Annual v5.13 | 456 | 7371 | Rate Constraint in MTons | FALSE | L | Annual | Standard SO2 | Thousand Tons | 94 | 94 | 94 | 89 | 89 | 89 | 89 | 89
NSR AEP Consent - SO2 Cap Annual v5.13 | 456 | 7371 | Rate Constraint in MTons | FALSE | L | Annual | Emissions at Affected Plants SO2 | Thousand Tons | 66.26 | 60.1266 | 45.4628 | 44.908 | 49.1447 | 30.6664 | 30.6664 | 19.3658
NSR AEP Consent - SO2 Cap Annual v5.13 | 456 | 7371 | Rate Constraint in MTons | FALSE | L | Annual | Allowances Purchased SO2 | Thousand Tons | 0 | 0 | 0 | 0 | 0 | 0 | 0 | 0
NSR AEP Consent - SO2 Cap Annual v5.13 | 456 | 7371 | Rate Constraint in MTons | FALSE | L | Annual | Allowances Sold SO2 | Thousand Tons | 0 | 0 | 0 | 0 | 0 | 0 | 0 | 0
NSR AEP Consent - SO2 Cap Annual v5.13 | 456 | 7371 | Rate Constraint in MTons | FALSE | L | Annual | Allowances Banked | Thousand Tons | 0 | 0 | 0 | 0 | 0 | 0 | 0 | 0
NSR AEP Consent - SO2 Cap Annual v5.13 | 456 | 7371 | Rate Constraint in MTons | FALSE | L | Annual | Allowances Withdrawn (1:1) | Thousand Tons | 0 | 0 | 0 | 0 | 0 | 0 | 0 | 0
NSR AEP Consent - SO2 Cap Annual v5.13 | 456 | 7371 | Rate Constraint in MTons | FALSE | L | Annual | Allowances Withdrawn (n:1) | Thousand Tons | 0 | 0 | 0 | 0 | 0 | 0 | 0 | 0
NSR AEP Consent - SO2 Cap Annual v5.13 | 456 | 7371 | Rate Constraint in MTons | FALSE | L | Annual | Net Emissions Allowance Position | Thousand Tons | 66.26 | 60.1266 | 45.4628 | 44.908 | 49.1447 | 30.6664 | 30.6664 | 19.3658
NSR AEP Consent - SO2 Cap Annual v5.13 | 456 | 7371 | Rate Constraint in MTons | FALSE | L | Annual | Fuel Consumed | TBtu | 742.9417 | 705.8874 | 577.7467 | 561.9552 | 617.5326 | 255.5105 | 255.5105 | 147.5855
NSR AEP Consent - SO2 Cap Annual v5.13 | 456 | 7371 | Rate Constraint in MTons | FALSE | L | Annual | Rate | lb/MMBtu | 0.17837 | 0.17036 | 0.15738 | 0.15983 | 0.15916 | 0.24004 | 0.24004 | 0.26243
NSR AEP Consent - SO2 Cap Annual v5.13 | 456 | 7371 | Rate Constraint in MTons | FALSE | L | Annual | Generation | TWh | 74.2306 | 70.7126 | 57.8856 | 56.363 | 61.9502 | 25.7298 | 25.7298 | 14.8546
NSR AEP Consent - SO2 Cap Annual v5.13 | 456 | 7371 | Rate Constraint in MTons | FALSE | L | Annual | Qualifying Generation | TWh | 74.2306 | 70.7126 | 57.8856 | 56.363 | 61.9502 | 25.7298 | 25.7298 | 14.8546
NSR AEP Consent - SO2 Cap Annual v5.13 | 456 | 7371 | Rate Constraint in MTons | FALSE | L | Annual | Rate | lb/MWh | 1.7852 | 1.7006 | 1.5708 | 1.5935 | 1.5866 | 2.3837 | 2.3837 | 2.6074
NSR AEP Consent - SO2 Cap Annual v5.13 | 456 | 7371 | Rate Constraint in MTons | FALSE | L | Annual | Constraint Shadow Price | US2019$/Ton | 0 | 0 | 0 | 0 | 0 | 0 | 0 | 0
NSR Baldwin 1,2 - NOX Rate Annual v3.1, Unit 2646 and retrofits | 457 | 7442 | Rate Constraint in lbs/MMBtu | FALSE | L | Annual | Seasons Included | Seasons | Winter, WintShld, Summer | Winter, WintShld, Summer | Winter, WintShld, Summer | Winter, WintShld, Summer | Winter, WintShld, Summer | Winter, WintShld, Summer | Winter, WintShld, Summer | Winter, WintShld, Summer
NSR Baldwin 1,2 - NOX Rate Annual v3.1, Unit 2646 and retrofits | 457 | 7442 | Rate Constraint in lbs/MMBtu | FALSE | L | Annual | Standard NOX | lb/MMBtu | 0.1 | 0.1 | 0.1 | 0.1 | 0.1 | 0.1 | 0.1 | 0.1
NSR Baldwin 1,2 - NOX Rate Annual v3.1, Unit 2646 and retrofits | 457 | 7442 | Rate Constraint in lbs/MMBtu | FALSE | L | Annual | Emissions at Affected Plants NOX | Thousand Tons | 1.7372 | 0 | 0 | 0 | 0 | 0 | 0 | 0
NSR Baldwin 1,2 - NOX Rate Annual v3.1, Unit 2646 and retrofits | 457 | 7442 | Rate Constraint in lbs/MMBtu | FALSE | L | Annual | Allowances Purchased NOX | Thousand Tons | 0 | 0 | 0 | 0 | 0 | 0 | 0 | 0
NSR Baldwin 1,2 - NOX Rate Annual v3.1, Unit 2646 and retrofits | 457 | 7442 | Rate Constraint in lbs/MMBtu | FALSE | L | Annual | Allowances Sold NOX | Thousand Tons | 0 | 0 | 0 | 0 | 0 | 0 | 0 | 0
NSR Baldwin 1,2 - NOX Rate Annual v3.1, Unit 2646 and retrofits | 457 | 7442 | Rate Constraint in lbs/MMBtu | FALSE | L | Annual | Allowances Banked | Thousand Tons | 0 | 0 | 0 | 0 | 0 | 0 | 0 | 0
NSR Baldwin 1,2 - NOX Rate Annual v3.1, Unit 2646 and retrofits | 457 | 7442 | Rate Constraint in lbs/MMBtu | FALSE | L | Annual | Allowances Withdrawn (1:1) | Thousand Tons | 0 | 0 | 0 | 0 | 0 | 0 | 0 | 0
NSR Baldwin 1,2 - NOX Rate Annual v3.1, Unit 2646 and retrofits | 457 | 7442 | Rate Constraint in lbs/MMBtu | FALSE | L | Annual | Allowances Withdrawn (n:1) | Thousand Tons | 0 | 0 | 0 | 0 | 0 | 0 | 0 | 0
NSR Baldwin 1,2 - NOX Rate Annual v3.1, Unit 2646 and retrofits | 457 | 7442 | Rate Constraint in lbs/MMBtu | FALSE | L | Annual | Net Emissions Allowance Position | Thousand Tons | 1.7372 | 0 | 0 | 0 | 0 | 0 | 0 | 0
NSR Baldwin 1,2 - NOX Rate Annual v3.1, Unit 2646 and retrofits | 457 | 7442 | Rate Constraint in lbs/MMBtu | FALSE | L | Annual | Fuel Consumed | TBtu | 41.1968 | 0 | 0 | 0 | 0 | 0 | 0 | 0
NSR Baldwin 1,2 - NOX Rate Annual v3.1, Unit 2646 and retrofits | 457 | 7442 | Rate Constraint in lbs/MMBtu | FALSE | L | Annual | Rate | lb/MMBtu | 0.084337 | 0 | 0 | 0 | 0 | 0 | 0 | 0
NSR Baldwin 1,2 - NOX Rate Annual v3.1, Unit 2646 and retrofits | 457 | 7442 | Rate Constraint in lbs/MMBtu | FALSE | L | Annual | Generation | TWh | 3.9927 | 0 | 0 | 0 | 0 | 0 | 0 | 0
NSR Baldwin 1,2 - NOX Rate Annual v3.1, Unit 2646 and retrofits | 457 | 7442 | Rate Constraint in lbs/MMBtu | FALSE | L | Annual | Qualifying Generation | TWh | 3.9927 | 0 | 0 | 0 | 0 | 0 | 0 | 0
NSR Baldwin 1,2 - NOX Rate Annual v3.1, Unit 2646 and retrofits | 457 | 7442 | Rate Constraint in lbs/MMBtu | FALSE | L | Annual | Rate | lb/MWh | 0.87019 | 0 | 0 | 0 | 0 | 0 | 0 | 0
NSR Baldwin 1,2 - NOX Rate Annual v3.1, Unit 2646 and retrofits | 457 | 7442 | Rate Constraint in lbs/MMBtu | FALSE | L | Annual | Constraint Shadow Price | US2019$/Ton | 0 | 0 | 0 | 0 | 0 | 0 | 0 | 0
NSR Baldwin 1,2 - NOX Rate Annual v3.1, Unit 2647 and retrofits | 458 | 7442 | Rate Constraint in lbs/MMBtu | FALSE | L | Annual | Seasons Included | Seasons | Winter, WintShld, Summer | Winter, WintShld, Summer | Winter, WintShld, Summer | Winter, WintShld, Summer | Winter, WintShld, Summer | Winter, WintShld, Summer | Winter, WintShld, Summer | Winter, WintShld, Summer
NSR Baldwin 1,2 - NOX Rate Annual v3.1, Unit 2647 and retrofits | 458 | 7442 | Rate Constraint in lbs/MMBtu | FALSE | L | Annual | Standard NOX | lb/MMBtu | 0.1 | 0.1 | 0.1 | 0.1 | 0.1 | 0.1 | 0.1 | 0.1
NSR Baldwin 1,2 - NOX Rate Annual v3.1, Unit 2647 and retrofits | 458 | 7442 | Rate Constraint in lbs/MMBtu | FALSE | L | Annual | Emissions at Affected Plants NOX | Thousand Tons | 1.7247 | 0.011874 | 0.010848 | 0.011874 | 0.011874 | 0.011874 | 0.011874 | 0.010292
NSR Baldwin 1,2 - NOX Rate Annual v3.1, Unit 2647 and retrofits | 458 | 7442 | Rate Constraint in lbs/MMBtu | FALSE | L | Annual | Allowances Purchased NOX | Thousand Tons | 0 | 0 | 0 | 0 | 0 | 0 | 0 | 0
NSR Baldwin 1,2 - NOX Rate Annual v3.1, Unit 2647 and retrofits | 458 | 7442 | Rate Constraint in lbs/MMBtu | FALSE | L | Annual | Allowances Sold NOX | Thousand Tons | 0 | 0 | 0 | 0 | 0 | 0 | 0 | 0
NSR Baldwin 1,2 - NOX Rate Annual v3.1, Unit 2647 and retrofits | 458 | 7442 | Rate Constraint in lbs/MMBtu | FALSE | L | Annual | Allowances Banked | Thousand Tons | 0 | 0 | 0 | 0 | 0 | 0 | 0 | 0
NSR Baldwin 1,2 - NOX Rate Annual v3.1, Unit 2647 and retrofits | 458 | 7442 | Rate Constraint in lbs/MMBtu | FALSE | L | Annual | Allowances Withdrawn (1:1) | Thousand Tons | 0 | 0 | 0 | 0 | 0 | 0 | 0 | 0
NSR Baldwin 1,2 - NOX Rate Annual v3.1, Unit 2647 and retrofits | 458 | 7442 | Rate Constraint in lbs/MMBtu | FALSE | L | Annual | Allowances Withdrawn (n:1) | Thousand Tons | 0 | 0 | 0 | 0 | 0 | 0 | 0 | 0
NSR Baldwin 1,2 - NOX Rate Annual v3.1, Unit 2647 and retrofits | 458 | 7442 | Rate Constraint in lbs/MMBtu | FALSE | L | Annual | Net Emissions Allowance Position | Thousand Tons | 1.7247 | 0.011874 | 0.010848 | 0.011874 | 0.011874 | 0.011874 | 0.011874 | 0.010292
NSR Baldwin 1,2 - NOX Rate Annual v3.1, Unit 2647 and retrofits | 458 | 7442 | Rate Constraint in lbs/MMBtu | FALSE | L | Annual | Fuel Consumed | TBtu | 41.0147 | 0.28237 | 0.25672 | 0.28237 | 0.28237 | 0.28237 | 0.28237 | 0.24616
NSR Baldwin 1,2 - NOX Rate Annual v3.1, Unit 2647 and retrofits | 458 | 7442 | Rate Constraint in lbs/MMBtu | FALSE | L | Annual | Rate | lb/MMBtu | 0.084103 | 0.084103 | 0.084513 | 0.084103 | 0.084103 | 0.084103 | 0.084103 | 0.083622
NSR Baldwin 1,2 - NOX Rate Annual v3.1, Unit 2647 and retrofits | 458 | 7442 | Rate Constraint in lbs/MMBtu | FALSE | L | Annual | Generation | TWh | 4.0274 | 0.027727 | 0.025208 | 0.027727 | 0.027727 | 0.027727 | 0.027727 | 0.024171
NSR Baldwin 1,2 - NOX Rate Annual v3.1, Unit 2647 and retrofits | 458 | 7442 | Rate Constraint in lbs/MMBtu | FALSE | L | Annual | Qualifying Generation | TWh | 4.0274 | 0.027727 | 0.025208 | 0.027727 | 0.027727 | 0.027727 | 0.027727 | 0.024171
NSR Baldwin 1,2 - NOX Rate Annual v3.1, Unit 2647 and retrofits | 458 | 7442 | Rate Constraint in lbs/MMBtu | FALSE | L | Annual | Rate | lb/MWh | 0.8565 | 0.8565 | 0.86068 | 0.8565 | 0.8565 | 0.8565 | 0.8565 | 0.85161
NSR Baldwin 1,2 - NOX Rate Annual v3.1, Unit 2647 and retrofits | 458 | 7442 | Rate Constraint in lbs/MMBtu | FALSE | L | Annual | Constraint Shadow Price | US2019$/Ton | 0 | 0 | 0 | 0 | 0 | 0 | 0 | 0
NSR Baldwin 1-3 - SO2 Rate Annual v3.1, Unit 2646 and retrofits | 459 | 7441 | Rate Constraint in lbs/MMBtu | FALSE | L | Annual | Seasons Included | Seasons | Winter, WintShld, Summer | Winter, WintShld, Summer | Winter, WintShld, Summer | Winter, WintShld, Summer | Winter, WintShld, Summer | Winter, WintShld, Summer | Winter, WintShld, Summer | Winter, WintShld, Summer
NSR Baldwin 1-3 - SO2 Rate Annual v3.1, Unit 2646 and retrofits | 459 | 7441 | Rate Constraint in lbs/MMBtu | FALSE | L | Annual | Standard SO2 | lb/MMBtu | 0.1 | 0.1 | 0.1 | 0.1 | 0.1 | 0.1 | 0.1 | 0.1
NSR Baldwin 1-3 - SO2 Rate Annual v3.1, Unit 2646 and retrofits | 459 | 7441 | Rate Constraint in lbs/MMBtu | FALSE | L | Annual | Emissions at Affected Plants SO2 | Thousand Tons | 1.4205 | 0 | 0 | 0 | 0 | 0 | 0 | 0
NSR Baldwin 1-3 - SO2 Rate Annual v3.1, Unit 2646 and retrofits | 459 | 7441 | Rate Constraint in lbs/MMBtu | FALSE | L | Annual | Allowances Purchased SO2 | Thousand Tons | 0 | 0 | 0 | 0 | 0 | 0 | 0 | 0
NSR Baldwin 1-3 - SO2 Rate Annual v3.1, Unit 2646 and retrofits | 459 | 7441 | Rate Constraint in lbs/MMBtu | FALSE | L | Annual | Allowances Sold SO2 | Thousand Tons | 0 | 0 | 0 | 0 | 0 | 0 | 0 | 0
NSR Baldwin 1-3 - SO2 Rate Annual v3.1, Unit 2646 and retrofits | 459 | 7441 | Rate Constraint in lbs/MMBtu | FALSE | L | Annual | Allowances Banked | Thousand Tons | 0 | 0 | 0 | 0 | 0 | 0 | 0 | 0
NSR Baldwin 1-3 - SO2 Rate Annual v3.1, Unit 2646 and retrofits | 459 | 7441 | Rate Constraint in lbs/MMBtu | FALSE | L | Annual | Allowances Withdrawn (1:1) | Thousand Tons | 0 | 0 | 0 | 0 | 0 | 0 | 0 | 0
NSR Baldwin 1-3 - SO2 Rate Annual v3.1, Unit 2646 and retrofits | 459 | 7441 | Rate Constraint in lbs/MMBtu | FALSE | L | Annual | Allowances Withdrawn (n:1) | Thousand Tons | 0 | 0 | 0 | 0 | 0 | 0 | 0 | 0
NSR Baldwin 1-3 - SO2 Rate Annual v3.1, Unit 2646 and retrofits | 459 | 7441 | Rate Constraint in lbs/MMBtu | FALSE | L | Annual | Net Emissions Allowance Position | Thousand Tons | 1.4205 | 0 | 0 | 0 | 0 | 0 | 0 | 0
NSR Baldwin 1-3 - SO2 Rate Annual v3.1, Unit 2646 and retrofits | 459 | 7441 | Rate Constraint in lbs/MMBtu | FALSE | L | Annual | Fuel Consumed | TBtu | 41.1968 | 0 | 0 | 0 | 0 | 0 | 0 | 0
NSR Baldwin 1-3 - SO2 Rate Annual v3.1, Unit 2646 and retrofits | 459 | 7441 | Rate Constraint in lbs/MMBtu | FALSE | L | Annual | Rate | lb/MMBtu | 0.068964 | 0 | 0 | 0 | 0 | 0 | 0 | 0
NSR Baldwin 1-3 - SO2 Rate Annual v3.1, Unit 2646 and retrofits | 459 | 7441 | Rate Constraint in lbs/MMBtu | FALSE | L | Annual | Generation | TWh | 3.9927 | 0 | 0 | 0 | 0 | 0 | 0 | 0
NSR Baldwin 1-3 - SO2 Rate Annual v3.1, Unit 2646 and retrofits | 459 | 7441 | Rate Constraint in lbs/MMBtu | FALSE | L | Annual | Qualifying Generation | TWh | 3.9927 | 0 | 0 | 0 | 0 | 0 | 0 | 0
NSR Baldwin 1-3 - SO2 Rate Annual v3.1, Unit 2646 and retrofits | 459 | 7441 | Rate Constraint in lbs/MMBtu | FALSE | L | Annual | Rate | lb/MWh | 0.71157 | 0 | 0 | 0 | 0 | 0 | 0 | 0
NSR Baldwin 1-3 - SO2 Rate Annual v3.1, Unit 2646 and retrofits | 459 | 7441 | Rate Constraint in lbs/MMBtu | FALSE | L | Annual | Constraint Shadow Price | US2019$/Ton | 0 | 0 | 0 | 0 | 0 | 0 | 0 | 0
NSR Baldwin 1-3 - SO2 Rate Annual v3.1, Unit 2647 and retrofits | 460 | 7441 | Rate Constraint in lbs/MMBtu | FALSE | L | Annual | Seasons Included | Seasons | Winter, WintShld, Summer | Winter, WintShld, Summer | Winter, WintShld, Summer | Winter, WintShld, Summer | Winter, WintShld, Summer | Winter, WintShld, Summer | Winter, WintShld, Summer | Winter, WintShld, Summer
NSR Baldwin 1-3 - SO2 Rate Annual v3.1, Unit 2647 and retrofits | 460 | 7441 | Rate Constraint in lbs/MMBtu | FALSE | L | Annual | Standard SO2 | lb/MMBtu | 0.1 | 0.1 | 0.1 | 0.1 | 0.1 | 0.1 | 0.1 | 0.1
NSR Baldwin 1-3 - SO2 Rate Annual v3.1, Unit 2647 and retrofits | 460 | 7441 | Rate Constraint in lbs/MMBtu | FALSE | L | Annual | Emissions at Affected Plants SO2 | Thousand Tons | 1.4948 | 0.010291 | 0.0093562 | 0.010291 | 0.010291 | 0.010291 | 0.010291 | 0.0089714
NSR Baldwin 1-3 - SO2 Rate Annual v3.1, Unit 2647 and retrofits | 460 | 7441 | Rate Constraint in lbs/MMBtu | FALSE | L | Annual | Allowances Purchased SO2 | Thousand Tons | 0 | 0 | 0 | 0 | 0 | 0 | 0 | 0
NSR Baldwin 1-3 - SO2 Rate Annual v3.1, Unit 2647 and retrofits | 460 | 7441 | Rate Constraint in lbs/MMBtu | FALSE | L | Annual | Allowances Sold SO2 | Thousand Tons | 0 | 0 | 0 | 0 | 0 | 0 | 0 | 0
NSR Baldwin 1-3 - SO2 Rate Annual v3.1, Unit 2647 and retrofits | 460 | 7441 | Rate Constraint in lbs/MMBtu | FALSE | L | Annual | Allowances Banked | Thousand Tons | 0 | 0 | 0 | 0 | 0 | 0 | 0 | 0
NSR Baldwin 1-3 - SO2 Rate Annual v3.1, Unit 2647 and retrofits | 460 | 7441 | Rate Constraint in lbs/MMBtu | FALSE | L | Annual | Allowances Withdrawn (1:1) | Thousand Tons | 0 | 0 | 0 | 0 | 0 | 0 | 0 | 0
NSR Baldwin 1-3 - SO2 Rate Annual v3.1, Unit 2647 and retrofits | 460 | 7441 | Rate Constraint in lbs/MMBtu | FALSE | L | Annual | Allowances Withdrawn (n:1) | Thousand Tons | 0 | 0 | 0 | 0 | 0 | 0 | 0 | 0
NSR Baldwin 1-3 - SO2 Rate Annual v3.1, Unit 2647 and retrofits | 460 | 7441 | Rate Constraint in lbs/MMBtu | FALSE | L | Annual | Net Emissions Allowance Position | Thousand Tons | 1.4948 | 0.010291 | 0.0093562 | 0.010291 | 0.010291 | 0.010291 | 0.010291 | 0.0089714
NSR Baldwin 1-3 - SO2 Rate Annual v3.1, Unit 2647 and retrofits | 460 | 7441 | Rate Constraint in lbs/MMBtu | FALSE | L | Annual | Fuel Consumed | TBtu | 41.0147 | 0.28237 | 0.25672 | 0.28237 | 0.28237 | 0.28237 | 0.28237 | 0.24616
NSR Baldwin 1-3 - SO2 Rate Annual v3.1, Unit 2647 and retrofits | 460 | 7441 | Rate Constraint in lbs/MMBtu | FALSE | L | Annual | Rate | lb/MMBtu | 0.072891 | 0.072891 | 0.072891 | 0.072891 | 0.072891 | 0.072891 | 0.072891 | 0.072891
NSR Baldwin 1-3 - SO2 Rate Annual v3.1, Unit 2647 and retrofits | 460 | 7441 | Rate Constraint in lbs/MMBtu | FALSE | L | Annual | Generation | TWh | 4.0274 | 0.027727 | 0.025208 | 0.027727 | 0.027727 | 0.027727 | 0.027727 | 0.024171
NSR Baldwin 1-3 - SO2 Rate Annual v3.1, Unit 2647 and retrofits | 460 | 7441 | Rate Constraint in lbs/MMBtu | FALSE | L | Annual | Qualifying Generation | TWh | 4.0274 | 0.027727 | 0.025208 | 0.027727 | 0.027727 | 0.027727 | 0.027727 | 0.024171
NSR Baldwin 1-3 - SO2 Rate Annual v3.1, Unit 2647 and retrofits | 460 | 7441 | Rate Constraint in lbs/MMBtu | FALSE | L | Annual | Rate | lb/MWh | 0.74232 | 0.74232 | 0.74232 | 0.74232 | 0.74232 | 0.74232 | 0.74232 | 0.74232
NSR Baldwin 1-3 - SO2 Rate Annual v3.1, Unit 2647 and retrofits | 460 | 7441 | Rate Constraint in lbs/MMBtu | FALSE | L | Annual | Constraint Shadow Price | US2019$/Ton | 0 | 0 | 0 | 0 | 0 | 0 | 0 | 0
NSR Big Bend 1-3 - NOX Rate Annual v5.14 | 461 | 7425 | Rate Constraint in lbs/MMBtu | FALSE | L | Annual | Seasons Included | Seasons | Winter, WintShld, Summer | Winter, WintShld, Summer | Winter, WintShld, Summer | Winter, WintShld, Summer | Winter, WintShld, Summer | Winter, WintShld, Summer | Winter, WintShld, Summer | Winter, WintShld, Summer
NSR Big Bend 1-3 - NOX Rate Annual v5.14 | 461 | 7425 | Rate Constraint in lbs/MMBtu | FALSE | L | Annual | Standard NOX | lb/MMBtu | 0.12 | 0.12 | 0.12 | 0.12 | 0.12 | 0.12 | 0.12 | 0.12
NSR Big Bend 1-3 - NOX Rate Annual v5.14 | 461 | 7425 | Rate Constraint in lbs/MMBtu | FALSE | L | Annual | Emissions at Affected Plants NOX | Thousand Tons | 0 | 0 | 0 | 0 | 0 | 0 | 0 | 0
NSR Big Bend 1-3 - NOX Rate Annual v5.14 | 461 | 7425 | Rate Constraint in lbs/MMBtu | FALSE | L | Annual | Allowances Purchased NOX | Thousand Tons | 0 | 0 | 0 | 0 | 0 | 0 | 0 | 0
NSR Big Bend 1-3 - NOX Rate Annual v5.14 | 461 | 7425 | Rate Constraint in lbs/MMBtu | FALSE | L | Annual | Allowances Sold NOX | Thousand Tons | 0 | 0 | 0 | 0 | 0 | 0 | 0 | 0
NSR Big Bend 1-3 - NOX Rate Annual v5.14 | 461 | 7425 | Rate Constraint in lbs/MMBtu | FALSE | L | Annual | Allowances Banked | Thousand Tons | 0 | 0 | 0 | 0 | 0 | 0 | 0 | 0
NSR Big Bend 1-3 - NOX Rate Annual v5.14 | 461 | 7425 | Rate Constraint in lbs/MMBtu | FALSE | L | Annual | Allowances Withdrawn (1:1) | Thousand Tons | 0 | 0 | 0 | 0 | 0 | 0 | 0 | 0
NSR Big Bend 1-3 - NOX Rate Annual v5.14 | 461 | 7425 | Rate Constraint in lbs/MMBtu | FALSE | L | Annual | Allowances Withdrawn (n:1) | Thousand Tons | 0 | 0 | 0 | 0 | 0 | 0 | 0 | 0
NSR Big Bend 1-3 - NOX Rate Annual v5.14 | 461 | 7425 | Rate Constraint in lbs/MMBtu | FALSE | L | Annual | Net Emissions Allowance Position | Thousand Tons | 0 | 0 | 0 | 0 | 0 | 0 | 0 | 0
NSR Big Bend 1-3 - NOX Rate Annual v5.14 | 461 | 7425 | Rate Constraint in lbs/MMBtu | FALSE | L | Annual | Fuel Consumed | TBtu | 0 | 0 | 0 | 0 | 0 | 0 | 0 | 0
NSR Big Bend 1-3 - NOX Rate Annual v5.14 | 461 | 7425 | Rate Constraint in lbs/MMBtu | FALSE | L | Annual | Rate | lb/MMBtu | 0 | 0 | 0 | 0 | 0 | 0 | 0 | 0
NSR Big Bend 1-3 - NOX Rate Annual v5.14 | 461 | 7425 | Rate Constraint in lbs/MMBtu | FALSE | L | Annual | Generation | TWh | 0 | 0 | 0 | 0 | 0 | 0 | 0 | 0
NSR Big Bend 1-3 - NOX Rate Annual v5.14 | 461 | 7425 | Rate Constraint in lbs/MMBtu | FALSE | L | Annual | Qualifying Generation | TWh | 0 | 0 | 0 | 0 | 0 | 0 | 0 | 0
NSR Big Bend 1-3 - NOX Rate Annual v5.14 | 461 | 7425 | Rate Constraint in lbs/MMBtu | FALSE | L | Annual | Rate | lb/MWh | 0 | 0 | 0 | 0 | 0 | 0 | 0 | 0
NSR Big Bend 1-3 - NOX Rate Annual v5.14 | 461 | 7425 | Rate Constraint in lbs/MMBtu | FALSE | L | Annual | Constraint Shadow Price | US2019$/Ton | 0 | 0 | 0 | 0 | 0 | 0 | 0 | 0
NSR Big Cajun 2- NOx Cap Annual v5.13 | 462 | 7460 | Rate Constraint in MTons | FALSE | L | Annual | Seasons Included | Seasons | Winter, WintShld, Summer | Winter, WintShld, Summer | Winter, WintShld, Summer | Winter, WintShld, Summer | Winter, WintShld, Summer | Winter, WintShld, Summer | Winter, WintShld, Summer | Winter, WintShld, Summer
NSR Big Cajun 2- NOx Cap Annual v5.13 | 462 | 7460 | Rate Constraint in MTons | FALSE | L | Annual | Standard NOX | Thousand Tons | 8.95 | 8.95 | 8.95 | 8.95 | 8.95 | 8.95 | 8.95 | 8.95
NSR Big Cajun 2- NOx Cap Annual v5.13 | 462 | 7460 | Rate Constraint in MTons | FALSE | L | Annual | Emissions at Affected Plants NOX | Thousand Tons | 4.8031 | 1.8324 | 0 | 0 | 0 | 0 | 0 | 0
NSR Big Cajun 2- NOx Cap Annual v5.13 | 462 | 7460 | Rate Constraint in MTons | FALSE | L | Annual | Allowances Purchased NOX | Thousand Tons | 0 | 0 | 0 | 0 | 0 | 0 | 0 | 0
NSR Big Cajun 2- NOx Cap Annual v5.13 | 462 | 7460 | Rate Constraint in MTons | FALSE | L | Annual | Allowances Sold NOX | Thousand Tons | 0 | 0 | 0 | 0 | 0 | 0 | 0 | 0
NSR Big Cajun 2- NOx Cap Annual v5.13 | 462 | 7460 | Rate Constraint in MTons | FALSE | L | Annual | Allowances Banked | Thousand Tons | 0 | 0 | 0 | 0 | 0 | 0 | 0 | 0
NSR Big Cajun 2- NOx Cap Annual v5.13 | 462 | 7460 | Rate Constraint in MTons | FALSE | L | Annual | Allowances Withdrawn (1:1) | Thousand Tons | 0 | 0 | 0 | 0 | 0 | 0 | 0 | 0
NSR Big Cajun 2- NOx Cap Annual v5.13 | 462 | 7460 | Rate Constraint in MTons | FALSE | L | Annual | Allowances Withdrawn (n:1) | Thousand Tons | 0 | 0 | 0 | 0 | 0 | 0 | 0 | 0
NSR Big Cajun 2- NOx Cap Annual v5.13 | 462 | 7460 | Rate Constraint in MTons | FALSE | L | Annual | Net Emissions Allowance Position | Thousand Tons | 4.8031 | 1.8324 | 0 | 0 | 0 | 0 | 0 | 0
NSR Big Cajun 2- NOx Cap Annual v5.13 | 462 | 7460 | Rate Constraint in MTons | FALSE | L | Annual | Fuel Consumed | TBtu | 77.8612 | 30.0031 | 0 | 0 | 0 | 0 | 0 | 0
NSR Big Cajun 2- NOx Cap Annual v5.13 | 462 | 7460 | Rate Constraint in MTons | FALSE | L | Annual | Rate | lb/MMBtu | 0.12338 | 0.12215 | 0 | 0 | 0 | 0 | 0 | 0
NSR Big Cajun 2- NOx Cap Annual v5.13 | 462 | 7460 | Rate Constraint in MTons | FALSE | L | Annual | Generation | TWh | 7.4594 | 2.8744 | 0 | 0 | 0 | 0 | 0 | 0
NSR Big Cajun 2- NOx Cap Annual v5.13 | 462 | 7460 | Rate Constraint in MTons | FALSE | L | Annual | Qualifying Generation | TWh | 7.4594 | 2.8744 | 0 | 0 | 0 | 0 | 0 | 0
NSR Big Cajun 2- NOx Cap Annual v5.13 | 462 | 7460 | Rate Constraint in MTons | FALSE | L | Annual | Rate | lb/MWh | 1.2878 | 1.275 | 0 | 0 | 0 | 0 | 0 | 0
NSR Big Cajun 2- NOx Cap Annual v5.13 | 462 | 7460 | Rate Constraint in MTons | FALSE | L | Annual | Constraint Shadow Price | US2019$/Ton | 0 | 0 | 0 | 0 | 0 | 0 | 0 | 0
NSR Big Cajun 2- SO2 Cap Annual v5.13 | 463 | 7458 | Rate Constraint in MTons | FALSE | L | Annual | Seasons Included | Seasons | Winter, WintShld, Summer | Winter, WintShld, Summer | Winter, WintShld, Summer | Winter, WintShld, Summer | Winter, WintShld, Summer | Winter, WintShld, Summer | Winter, WintShld, Summer | Winter, WintShld, Summer
NSR Big Cajun 2- SO2 Cap Annual v5.13 | 463 | 7458 | Rate Constraint in MTons | FALSE | L | Annual | Standard SO2 | Thousand Tons | 18.95 | 18.95 | 18.95 | 18.95 | 18.95 | 18.95 | 18.95 | 18.95
NSR Big Cajun 2- SO2 Cap Annual v5.13 | 463 | 7458 | Rate Constraint in MTons | FALSE | L | Annual | Emissions at Affected Plants SO2 | Thousand Tons | 13.8904 | 6.7386 | 0 | 0 | 0 | 0 | 0 | 0
NSR Big Cajun 2- SO2 Cap Annual v5.13 | 463 | 7458 | Rate Constraint in MTons | FALSE | L | Annual | Allowances Purchased SO2 | Thousand Tons | 0 | 0 | 0 | 0 | 0 | 0 | 0 | 0
NSR Big Cajun 2- SO2 Cap Annual v5.13 | 463 | 7458 | Rate Constraint in MTons | FALSE | L | Annual | Allowances Sold SO2 | Thousand Tons | 0 | 0 | 0 | 0 | 0 | 0 | 0 | 0
NSR Big Cajun 2- SO2 Cap Annual v5.13 | 463 | 7458 | Rate Constraint in MTons | FALSE | L | Annual | Allowances Banked | Thousand Tons | 0 | 0 | 0 | 0 | 0 | 0 | 0 | 0
NSR Big Cajun 2- SO2 Cap Annual v5.13 | 463 | 7458 | Rate Constraint in MTons | FALSE | L | Annual | Allowances Withdrawn (1:1) | Thousand Tons | 0 | 0 | 0 | 0 | 0 | 0 | 0 | 0
NSR Big Cajun 2- SO2 Cap Annual v5.13 | 463 | 7458 | Rate Constraint in MTons | FALSE | L | Annual | Allowances Withdrawn (n:1) | Thousand Tons | 0 | 0 | 0 | 0 | 0 | 0 | 0 | 0
NSR Big Cajun 2- SO2 Cap Annual v5.13 | 463 | 7458 | Rate Constraint in MTons | FALSE | L | Annual | Net Emissions Allowance Position | Thousand Tons | 13.8904 | 6.7386 | 0 | 0 | 0 | 0 | 0 | 0
NSR Big Cajun 2- SO2 Cap Annual v5.13 | 463 | 7458 | Rate Constraint in MTons | FALSE | L | Annual | Fuel Consumed | TBtu | 77.8612 | 30.0031 | 0 | 0 | 0 | 0 | 0 | 0
NSR Big Cajun 2- SO2 Cap Annual v5.13 | 463 | 7458 | Rate Constraint in MTons | FALSE | L | Annual | Rate | lb/MMBtu | 0.3568 | 0.44919 | 0 | 0 | 0 | 0 | 0 | 0
NSR Big Cajun 2- SO2 Cap Annual v5.13 | 463 | 7458 | Rate Constraint in MTons | FALSE | L | Annual | Generation | TWh | 7.4594 | 2.8744 | 0 | 0 | 0 | 0 | 0 | 0
NSR Big Cajun 2- SO2 Cap Annual v5.13 | 463 | 7458 | Rate Constraint in MTons | FALSE | L | Annual | Qualifying Generation | TWh | 7.4594 | 2.8744 | 0 | 0 | 0 | 0 | 0 | 0
NSR Big Cajun 2- SO2 Cap Annual v5.13 | 463 | 7458 | Rate Constraint in MTons | FALSE | L | Annual | Rate | lb/MWh | 3.7243 | 4.6887 | 0 | 0 | 0 | 0 | 0 | 0
NSR Big Cajun 2- SO2 Cap Annual v5.13 | 463 | 7458 | Rate Constraint in MTons | FALSE | L | Annual | Constraint Shadow Price | US2019$/Ton | 0 | 0 | 0 | 0 | 0 | 0 | 0 | 0
NSR Big Cajun 2- Unit 1 - Hg Rate Annual v5.13 | 464 | 7462 | Rate Constraint in lbs/MMBtu | FALSE | L | Annual | Seasons Included | Seasons | Winter, WintShld, Summer | Winter, WintShld, Summer | Winter, WintShld, Summer | Winter, WintShld, Summer | Winter, WintShld, Summer | Winter, WintShld, Summer | Winter, WintShld, Summer | Winter, WintShld, Summer
NSR Big Cajun 2- Unit 1 - Hg Rate Annual v5.13 | 464 | 7462 | Rate Constraint in lbs/MMBtu | FALSE | L | Annual | Standard MER | lb/MMBtu | 0.03 | 0.03 | 0.03 | 0.03 | 0.03 | 0.03 | 0.03 | 0.03
NSR Big Cajun 2- Unit 1 - Hg Rate Annual v5.13 | 464 | 7462 | Rate Constraint in lbs/MMBtu | FALSE | L | Annual | Emissions at Affected Plants MER | lbs | 20.142 | 0 | 0 | 0 | 0 | 0 | 0 | 0
NSR Big Cajun 2- Unit 1 - Hg Rate Annual v5.13 | 464 | 7462 | Rate Constraint in lbs/MMBtu | FALSE | L | Annual | Allowances Purchased MER | lbs | 0 | 0 | 0 | 0 | 0 | 0 | 0 | 0
NSR Big Cajun 2- Unit 1 - Hg Rate Annual v5.13 | 464 | 7462 | Rate Constraint in lbs/MMBtu | FALSE | L | Annual | Allowances Sold MER | lbs | 0 | 0 | 0 | 0 | 0 | 0 | 0 | 0
NSR Big Cajun 2- Unit 1 - Hg Rate Annual v5.13 | 464 | 7462 | Rate Constraint in lbs/MMBtu | FALSE | L | Annual | Allowances Banked | lbs | 0 | 0 | 0 | 0 | 0 | 0 | 0 | 0
NSR Big Cajun 2- Unit 1 - Hg Rate Annual v5.13 | 464 | 7462 | Rate Constraint in lbs/MMBtu | FALSE | L | Annual | Allowances Withdrawn (1:1) | lbs | 0 | 0 | 0 | 0 | 0 | 0 | 0 | 0
NSR Big Cajun 2- Unit 1 - Hg Rate Annual v5.13 | 464 | 7462 | Rate Constraint in lbs/MMBtu | FALSE | L | Annual | Allowances Withdrawn (n:1) | lbs | 0 | 0 | 0 | 0 | 0 | 0 | 0 | 0
NSR Big Cajun 2- Unit 1 - Hg Rate Annual v5.13 | 464 | 7462 | Rate Constraint in lbs/MMBtu | FALSE | L | Annual | Net Emissions Allowance Position | lbs | 20.142 | 0 | 0 | 0 | 0 | 0 | 0 | 0
NSR Big Cajun 2- Unit 1 - Hg Rate Annual v5.13 | 464 | 7462 | Rate Constraint in lbs/MMBtu | FALSE | L | Annual | Fuel Consumed | TBtu | 35.8958 | 0 | 0 | 0 | 0 | 0 | 0 | 0
NSR Big Cajun 2- Unit 1 - Hg Rate Annual v5.13 | 464 | 7462 | Rate Constraint in lbs/MMBtu | FALSE | L | Annual | Rate | lb/MMBtu | 5.6112e-07 | 0 | 0 | 0 | 0 | 0 | 0 | 0
NSR Big Cajun 2- Unit 1 - Hg Rate Annual v5.13 | 464 | 7462 | Rate Constraint in lbs/MMBtu | FALSE | L | Annual | Generation | TWh | 3.439 | 0 | 0 | 0 | 0 | 0 | 0 | 0
NSR Big Cajun 2- Unit 1 - Hg Rate Annual v5.13 | 464 | 7462 | Rate Constraint in lbs/MMBtu | FALSE | L | Annual | Qualifying Generation | TWh | 3.439 | 0 | 0 | 0 | 0 | 0 | 0 | 0
NSR Big Cajun 2- Unit 1 - Hg Rate Annual v5.13 | 464 | 7462 | Rate Constraint in lbs/MMBtu | FALSE | L | Annual | Rate | lb/MWh | 5.857e-06 | 0 | 0 | 0 | 0 | 0 | 0 | 0
NSR Big Cajun 2- Unit 1 - Hg Rate Annual v5.13 | 464 | 7462 | Rate Constraint in lbs/MMBtu | FALSE | L | Annual | Constraint Shadow Price | US2019$/Lb | 0 | 0 | 0 | 0 | 0 | 0 | 0 | 0
NSR Big Cajun 2- Unit 1 - NOx Rate Annual v5.13 | 465 | 7459 | Rate Constraint in lbs/MMBtu | FALSE | L | Annual | Seasons Included | Seasons | Winter, WintShld, Summer | Winter, WintShld, Summer | Winter, WintShld, Summer | Winter, WintShld, Summer | Winter, WintShld, Summer | Winter, WintShld, Summer | Winter, WintShld, Summer | Winter, WintShld, Summer
NSR Big Cajun 2- Unit 1 - NOx Rate Annual v5.13 | 465 | 7459 | Rate Constraint in lbs/MMBtu | FALSE | L | Annual | Standard NOX | lb/MMBtu | 0.15 | 0.15 | 0.15 | 0.15 | 0.15 | 0.15 | 0.15 | 0.15
NSR Big Cajun 2- Unit 1 - NOx Rate Annual v5.13 | 465 | 7459 | Rate Constraint in lbs/MMBtu | FALSE | L | Annual | Emissions at Affected Plants NOX | Thousand Tons | 2.2401 | 0 | 0 | 0 | 0 | 0 | 0 | 0
NSR Big Cajun 2- Unit 1 - NOx Rate Annual v5.13 | 465 | 7459 | Rate Constraint in lbs/MMBtu | FALSE | L | Annual | Allowances Purchased NOX | Thousand Tons | 0 | 0 | 0 | 0 | 0 | 0 | 0 | 0
NSR Big Cajun 2- Unit 1 - NOx Rate Annual v5.13 | 465 | 7459 | Rate Constraint in lbs/MMBtu | FALSE | L | Annual | Allowances Sold NOX | Thousand Tons | 0 | 0 | 0 | 0 | 0 | 0 | 0 | 0
NSR Big Cajun 2- Unit 1 - NOx Rate Annual v5.13 | 465 | 7459 | Rate Constraint in lbs/MMBtu | FALSE | L | Annual | Allowances Banked | Thousand Tons | 0 | 0 | 0 | 0 | 0 | 0 | 0 | 0
NSR Big Cajun 2- Unit 1 - NOx Rate Annual v5.13 | 465 | 7459 | Rate Constraint in lbs/MMBtu | FALSE | L | Annual | Allowances Withdrawn (1:1) | Thousand Tons | 0 | 0 | 0 | 0 | 0 | 0 | 0 | 0
NSR Big Cajun 2- Unit 1 - NOx Rate Annual v5.13 | 465 | 7459 | Rate Constraint in lbs/MMBtu | FALSE | L | Annual | Allowances Withdrawn (n:1) | Thousand Tons | 0 | 0 | 0 | 0 | 0 | 0 | 0 | 0
NSR Big Cajun 2- Unit 1 - NOx Rate Annual v5.13 | 465 | 7459 | Rate Constraint in lbs/MMBtu | FALSE | L | Annual | Net Emissions Allowance Position | Thousand Tons | 2.2401 | 0 | 0 | 0 | 0 | 0 | 0 | 0
NSR Big Cajun 2- Unit 1 - NOx Rate Annual v5.13 | 465 | 7459 | Rate Constraint in lbs/MMBtu | FALSE | L | Annual | Fuel Consumed | TBtu | 35.8958 | 0 | 0 | 0 | 0 | 0 | 0 | 0
NSR Big Cajun 2- Unit 1 - NOx Rate Annual v5.13 | 465 | 7459 | Rate Constraint in lbs/MMBtu | FALSE | L | Annual | Rate | lb/MMBtu | 0.12481 | 0 | 0 | 0 | 0 | 0 | 0 | 0
NSR Big Cajun 2- Unit 1 - NOx Rate Annual v5.13 | 465 | 7459 | Rate Constraint in lbs/MMBtu | FALSE | L | Annual | Generation | TWh | 3.439 | 0 | 0 | 0 | 0 | 0 | 0 | 0
NSR Big Cajun 2- Unit 1 - NOx Rate Annual v5.13 | 465 | 7459 | Rate Constraint in lbs/MMBtu | FALSE | L | Annual | Qualifying Generation | TWh | 3.439 | 0 | 0 | 0 | 0 | 0 | 0 | 0
NSR Big Cajun 2- Unit 1 - NOx Rate Annual v5.13 | 465 | 7459 | Rate Constraint in lbs/MMBtu | FALSE | L | Annual | Rate | lb/MWh | 1.3028 | 0 | 0 | 0 | 0 | 0 | 0 | 0
NSR Big Cajun 2- Unit 1 - NOx Rate Annual v5.13 | 465 | 7459 | Rate Constraint in lbs/MMBtu | FALSE | L | Annual | Constraint Shadow Price | US2019$/Ton | 0 | 0 | 0 | 0 | 0 | 0 | 0 | 0
NSR Big Cajun 2- Unit 1 - SO2 Rate Annual v5.13 | 466 | 7457 | Rate Constraint in lbs/MMBtu | FALSE | L | Annual | Seasons Included | Seasons | Winter, WintShld, Summer | Winter, WintShld, Summer | Winter, WintShld, Summer | Winter, WintShld, Summer | Winter, WintShld, Summer | Winter, WintShld, Summer | Winter, WintShld, Summer | Winter, WintShld, Summer
NSR Big Cajun 2- Unit 1 - SO2 Rate Annual v5.13 | 466 | 7457 | Rate Constraint in lbs/MMBtu | FALSE | L | Annual | Standard SO2 | lb/MMBtu | 0.38 | 0.07 | 0.07 | 0.07 | 0.07 | 0.07 | 0.07 | 0.07
NSR Big Cajun 2- Unit 1 - SO2 Rate Annual v5.13 | 466 | 7457 | Rate Constraint in lbs/MMBtu | FALSE | L | Annual | Emissions at Affected Plants SO2 | Thousand Tons | 4.4651 | 0 | 0 | 0 | 0 | 0 | 0 | 0
NSR Big Cajun 2- Unit 1 - SO2 Rate Annual v5.13 | 466 | 7457 | Rate Constraint in lbs/MMBtu | FALSE | L | Annual | Allowances Purchased SO2 | Thousand Tons | 0 | 0 | 0 | 0 | 0 | 0 | 0 | 0
NSR Big Cajun 2- Unit 1 - SO2 Rate Annual v5.13 | 466 | 7457 | Rate Constraint in lbs/MMBtu | FALSE | L | Annual | Allowances Sold SO2 | Thousand Tons | 0 | 0 | 0 | 0 | 0 | 0 | 0 | 0
NSR Big Cajun 2- Unit 1 - SO2 Rate Annual v5.13 | 466 | 7457 | Rate Constraint in lbs/MMBtu | FALSE | L | Annual | Allowances Banked | Thousand Tons | 0 | 0 | 0 | 0 | 0 | 0 | 0 | 0
NSR Big Cajun 2- Unit 1 - SO2 Rate Annual v5.13 | 466 | 7457 | Rate Constraint in lbs/MMBtu | FALSE | L | Annual | Allowances Withdrawn (1:1) | Thousand Tons | 0 | 0 | 0 | 0 | 0 | 0 | 0 | 0
NSR Big Cajun 2- Unit 1 - SO2 Rate Annual v5.13 | 466 | 7457 | Rate Constraint in lbs/MMBtu | FALSE | L | Annual | Allowances Withdrawn (n:1) | Thousand Tons | 0 | 0 | 0 | 0 | 0 | 0 | 0 | 0
NSR Big Cajun 2- Unit 1 - SO2 Rate Annual v5.13 | 466 | 7457 | Rate Constraint in lbs/MMBtu | FALSE | L | Annual | Net Emissions Allowance Position | Thousand Tons | 4.4651 | 0 | 0 | 0 | 0 | 0 | 0 | 0
NSR Big Cajun 2- Unit 1 - SO2 Rate Annual v5.13 | 466 | 7457 | Rate Constraint in lbs/MMBtu | FALSE | L | Annual | Fuel Consumed | TBtu | 35.8958 | 0 | 0 | 0 | 0 | 0 | 0 | 0
NSR Big Cajun 2- Unit 1 - SO2 Rate Annual v5.13 | 466 | 7457 | Rate Constraint in lbs/MMBtu | FALSE | L | Annual | Rate | lb/MMBtu | 0.24878 | 0 | 0 | 0 | 0 | 0 | 0 | 0
NSR Big Cajun 2- Unit 1 - SO2 Rate Annual v5.13 | 466 | 7457 | Rate Constraint in lbs/MMBtu | FALSE | L | Annual | Generation | TWh | 3.439 | 0 | 0 | 0 | 0 | 0 | 0 | 0
NSR Big Cajun 2- Unit 1 - SO2 Rate Annual v5.13 | 466 | 7457 | Rate Constraint in lbs/MMBtu | FALSE | L | Annual | Qualifying Generation | TWh | 3.439 | 0 | 0 | 0 | 0 | 0 | 0 | 0
NSR Big Cajun 2- Unit 1 - SO2 Rate Annual v5.13 | 466 | 7457 | Rate Constraint in lbs/MMBtu | FALSE | L | Annual | Rate | lb/MWh | 2.5968 | 0 | 0 | 0 | 0 | 0 | 0 | 0
NSR Big Cajun 2- Unit 1 - SO2 Rate Annual v5.13 | 466 | 7457 | Rate Constraint in lbs/MMBtu | FALSE | L | Annual | Constraint Shadow Price | US2019$/Ton | 0 | 20905.2101 | 6115.4026 | 4264.9303 | 5926.3923 | 9154.3105 | 19483.7858 | 2865.5565
NSR Big Cajun 2- Unit 3 - Hg Rate Annual v5.13 | 467 | 7463 | Rate Constraint in lbs/MMBtu | FALSE | L | Annual | Seasons Included | Seasons | Winter, WintShld, Summer | Winter, WintShld, Summer | Winter, WintShld, Summer | Winter, WintShld, Summer | Winter, WintShld, Summer | Winter, WintShld, Summer | Winter, WintShld, Summer | Winter, WintShld, Summer
NSR Big Cajun 2- Unit 3 - Hg Rate Annual v5.13 | 467 | 7463 | Rate Constraint in lbs/MMBtu | FALSE | L | Annual | Standard MER | lb/MMBtu | 0.03 | 0.03 | 0.03 | 0.03 | 0.03 | 0.03 | 0.03 | 0.03
NSR Big Cajun 2- Unit 3 - Hg Rate Annual v5.13 | 467 | 7463 | Rate Constraint in lbs/MMBtu | FALSE | L | Annual | Emissions at Affected Plants MER | lbs | 23.5478 | 16.8355 | 0 | 0 | 0 | 0 | 0 | 0
NSR Big Cajun 2- Unit 3 - Hg Rate Annual v5.13 | 467 | 7463 | Rate Constraint in lbs/MMBtu | FALSE | L | Annual | Allowances Purchased MER | lbs | 0 | 0 | 0 | 0 | 0 | 0 | 0 | 0
NSR Big Cajun 2- Unit 3 - Hg Rate Annual v5.13 | 467 | 7463 | Rate Constraint in lbs/MMBtu | FALSE | L | Annual | Allowances Sold MER | lbs | 0 | 0 | 0 | 0 | 0 | 0 | 0 | 0
NSR Big Cajun 2- Unit 3 - Hg Rate Annual v5.13 | 467 | 7463 | Rate Constraint in lbs/MMBtu | FALSE | L | Annual | Allowances Banked | lbs | 0 | 0 | 0 | 0 | 0 | 0 | 0 | 0
NSR Big Cajun 2- Unit 3 - Hg Rate Annual v5.13 | 467 | 7463 | Rate Constraint in lbs/MMBtu | FALSE | L | Annual | Allowances Withdrawn (1:1) | lbs | 0 | 0 | 0 | 0 | 0 | 0 | 0 | 0
NSR Big Cajun 2- Unit 3 - Hg Rate Annual v5.13 | 467 | 7463 | Rate Constraint in lbs/MMBtu | FALSE | L | Annual | Allowances Withdrawn (n:1) | lbs | 0 | 0 | 0 | 0 | 0 | 0 | 0 | 0
NSR Big Cajun 2- Unit 3 - Hg Rate Annual v5.13 | 467 | 7463 | Rate Constraint in lbs/MMBtu | FALSE | L | Annual | Net Emissions Allowance Position | lbs | 23.5478 | 16.8355 | 0 | 0 | 0 | 0 | 0 | 0
NSR Big Cajun 2- Unit 3 - Hg Rate Annual v5.13 | 467 | 7463 | Rate Constraint in lbs/MMBtu | FALSE | L | Annual | Fuel Consumed | TBtu | 41.9653 | 30.0031 | 0 | 0 | 0 | 0 | 0 | 0
NSR Big Cajun 2- Unit 3 - Hg Rate Annual v5.13 | 467 | 7463 | Rate Constraint in lbs/MMBtu | FALSE | L | Annual | Rate | lb/MMBtu | 5.6112e-07 | 5.6112e-07 | 0 | 0 | 0 | 0 | 0 | 0
NSR Big Cajun 2- Unit 3 - Hg Rate Annual v5.13 | 467 | 7463 | Rate Constraint in lbs/MMBtu | FALSE | L | Annual | Generation | TWh | 4.0204 | 2.8744 | 0 | 0 | 0 | 0 | 0 | 0
NSR Big Cajun 2- Unit 3 - Hg Rate Annual v5.13 | 467 | 7463 | Rate Constraint in lbs/MMBtu | FALSE | L | Annual | Qualifying Generation | TWh | 4.0204 | 2.8744 | 0 | 0 | 0 | 0 | 0 | 0
NSR Big Cajun 2- Unit 3 - Hg Rate Annual v5.13 | 467 | 7463 | Rate Constraint in lbs/MMBtu | FALSE | L | Annual | Rate | lb/MWh | 5.857e-06 | 5.857e-06 | 0 | 0 | 0 | 0 | 0 | 0
NSR Big Cajun 2- Unit 3 - Hg Rate Annual v5.13 | 467 | 7463 | Rate Constraint in lbs/MMBtu | FALSE | L | Annual | Constraint Shadow Price | US2019$/Lb | 0 | 0 | 0 | 0 | 0 | 0 | 0 | 0
NSR Big Cajun 2- Unit 3 - NOx Rate Annual v5.13 | 468 | 7461 | Rate Constraint in lbs/MMBtu | FALSE | L | Annual | Seasons Included | Seasons | Winter, WintShld, Summer | Winter, WintShld, Summer | Winter, WintShld, Summer | Winter, WintShld, Summer | Winter, WintShld, Summer | Winter, WintShld, Summer | Winter, WintShld, Summer | Winter, WintShld, Summer
NSR Big Cajun 2- Unit 3 - NOx Rate Annual v5.13 | 468 | 7461 | Rate Constraint in lbs/MMBtu | FALSE | L | Annual | Standard NOX | lb/MMBtu | 0.135 | 0.135 | 0.135 | 0.135 | 0.135 | 0.135 | 0.135 | 0.135
NSR Big Cajun 2- Unit 3 - NOx Rate Annual v5.13 | 468 | 7461 | Rate Constraint in lbs/MMBtu | FALSE | L | Annual | Emissions at Affected Plants NOX | Thousand Tons | 2.563 | 1.8324 | 0 | 0 | 0 | 0 | 0 | 0
NSR Big Cajun 2- Unit 3 - NOx Rate Annual v5.13 | 468 | 7461 | Rate Constraint in lbs/MMBtu | FALSE | L | Annual | Allowances Purchased NOX | Thousand Tons | 0 | 0 | 0 | 0 | 0 | 0 | 0 | 0
NSR Big Cajun 2- Unit 3 - NOx Rate Annual v5.13 | 468 | 7461 | Rate Constraint in lbs/MMBtu | FALSE | L | Annual | Allowances Sold NOX | Thousand Tons | 0 | 0 | 0 | 0 | 0 | 0 | 0 | 0
NSR Big Cajun 2- Unit 3 - NOx Rate Annual v5.13 | 468 | 7461 | Rate Constraint in lbs/MMBtu | FALSE | L | Annual | Allowances Banked | Thousand Tons | 0 | 0 | 0 | 0 | 0 | 0 | 0 | 0
NSR Big Cajun 2- Unit 3 - NOx Rate Annual v5.13 | 468 | 7461 | Rate Constraint in lbs/MMBtu | FALSE | L | Annual | Allowances Withdrawn (1:1) | Thousand Tons | 0 | 0 | 0 | 0 | 0 | 0 | 0 | 0
NSR Big Cajun 2- Unit 3 - NOx Rate Annual v5.13 | 468 | 7461 | Rate Constraint in lbs/MMBtu | FALSE | L | Annual | Allowances Withdrawn (n:1) | Thousand Tons | 0 | 0 | 0 | 0 | 0 | 0 | 0 | 0
NSR Big Cajun 2- Unit 3 - NOx Rate Annual v5.13 | 468 | 7461 | Rate Constraint in lbs/MMBtu | FALSE | L | Annual | Net Emissions Allowance Position | Thousand Tons | 2.563 | 1.8324 | 0 | 0 | 0 | 0 | 0 | 0
NSR Big Cajun 2- Unit 3 - NOx Rate Annual v5.13 | 468 | 7461 | Rate Constraint in lbs/MMBtu | FALSE | L | Annual | Fuel Consumed | TBtu | 41.9653 | 30.0031 | 0 | 0 | 0 | 0 | 0 | 0
NSR Big Cajun 2- Unit 3 - NOx Rate Annual v5.13 | 468 | 7461 | Rate Constraint in lbs/MMBtu | FALSE | L | Annual | Rate | lb/MMBtu | 0.12215 | 0.12215 | 0 | 0 | 0 | 0 | 0 | 0
NSR Big Cajun 2- Unit 3 - NOx Rate Annual v5.13 | 468 | 7461 | Rate Constraint in lbs/MMBtu | FALSE | L | Annual | Generation | TWh | 4.0204 | 2.8744 | 0 | 0 | 0 | 0 | 0 | 0
NSR Big Cajun 2- Unit 3 - NOx Rate Annual v5.13 | 468 | 7461 | Rate Constraint in lbs/MMBtu | FALSE | L | Annual | Qualifying Generation | TWh | 4.0204 | 2.8744 | 0 | 0 | 0 | 0 | 0 | 0
NSR Big Cajun 2- Unit 3 - NOx Rate Annual v5.13 | 468 | 7461 | Rate Constraint in lbs/MMBtu | FALSE | L | Annual | Rate | lb/MWh | 1.275 | 1.275 | 0 | 0 | 0 | 0 | 0 | 0
NSR Big Cajun 2- Unit 3 - NOx Rate Annual v5.13 | 468 | 7461 | Rate Constraint in lbs/MMBtu | FALSE | L | Annual | Constraint Shadow Price | US2019$/Ton | 0 | 0 | 0 | 0 | 0 | 0 | 0 | 0
NSR Boswell 1-3 - SO2 Rate Annual v5.14 | 469 | 7484 | Rate Constraint in lbs/MMBtu | FALSE | L | Annual | Seasons Included | Seasons | Winter, WintShld, Summer | Winter, WintShld, Summer | Winter, WintShld, Summer | Winter, WintShld, Summer | Winter, WintShld, Summer | Winter, WintShld, Summer | Winter, WintShld, Summer | Winter, WintShld, Summer
NSR Boswell 1-3 - SO2 Rate Annual v5.14 | 469 | 7484 | Rate Constraint in lbs/MMBtu | FALSE | L | Annual | Standard SO2 | lb/MMBtu | 0.03 | 0.03 | 0.03 | 0.03 | 0.03 | 0.03 | 0.03 | 0.03
NSR Boswell 1-3 - SO2 Rate Annual v5.14 | 469 | 7484 | Rate Constraint in lbs/MMBtu | FALSE | L | Annual | Emissions at Affected Plants SO2 | Thousand Tons | 0.38542 | 0.30835 | 0.09404 | 0 | 0 | 0 | 0 | 0
NSR Boswell 1-3 - SO2 Rate Annual v5.14 | 469 | 7484 | Rate Constraint in lbs/MMBtu | FALSE | L | Annual | Allowances Purchased SO2 | Thousand Tons | 0 | 0 | 0 | 0 | 0 | 0 | 0 | 0
NSR Boswell 1-3 - SO2 Rate Annual v5.14 | 469 | 7484 | Rate Constraint in lbs/MMBtu | FALSE | L | Annual | Allowances Sold SO2 | Thousand Tons | 0 | 0 | 0 | 0 | 0 | 0 | 0 | 0
NSR Boswell 1-3 - SO2 Rate Annual v5.14 | 469 | 7484 | Rate Constraint in lbs/MMBtu | FALSE | L | Annual | Allowances Banked | Thousand Tons | 0 | 0 | 0 | 0 | 0 | 0 | 0 | 0
NSR Boswell 1-3 - SO2 Rate Annual v5.14 | 469 | 7484 | Rate Constraint in lbs/MMBtu | FALSE | L | Annual | Allowances Withdrawn (1:1) | Thousand Tons | 0 | 0 | 0 | 0 | 0 | 0 | 0 | 0
NSR Boswell 1-3 - SO2 Rate Annual v5.14 | 469 | 7484 | Rate Constraint in lbs/MMBtu | FALSE | L | Annual | Allowances Withdrawn (n:1) | Thousand Tons | 0 | 0 | 0 | 0 | 0 | 0 | 0 | 0
NSR Boswell 1-3 - SO2 Rate Annual v5.14 | 469 | 7484 | Rate Constraint in lbs/MMBtu | FALSE | L | Annual | Net Emissions Allowance Position | Thousand Tons | 0.38542 | 0.30835 | 0.09404 | 0 | 0 | 0 | 0 | 0
NSR Boswell 1-3 - SO2 Rate Annual v5.14 | 469 | 7484 | Rate Constraint in lbs/MMBtu | FALSE | L | Annual | Fuel Consumed | TBtu | 25.7784 | 20.6238 | 6.2898 | 0 | 0 | 0 | 0 | 0
NSR Boswell 1-3 - SO2 Rate Annual v5.14 | 469 | 7484 | Rate Constraint in lbs/MMBtu | FALSE | L | Annual | Rate | lb/MMBtu | 0.029903 | 0.029903 | 0.029903 | 0 | 0 | 0 | 0 | 0
NSR Boswell 1-3 - SO2 Rate Annual v5.14 | 469 | 7484 | Rate Constraint in lbs/MMBtu | FALSE | L | Annual | Generation | TWh | 2.4322 | 1.9458 | 0.59343 | 0 | 0 | 0 | 0 | 0
NSR Boswell 1-3 - SO2 Rate Annual v5.14 | 469 | 7484 | Rate Constraint in lbs/MMBtu | FALSE | L | Annual | Qualifying Generation | TWh | 2.4322 | 1.9458 | 0.59343 | 0 | 0 | 0 | 0 | 0
NSR Boswell 1-3 - SO2 Rate Annual v5.14 | 469 | 7484 | Rate Constraint in lbs/MMBtu | FALSE | L | Annual | Rate | lb/MWh | 0.31694 | 0.31694 | 0.31694 | 0 | 0 | 0 | 0 | 0
NSR Boswell 1-3 - SO2 Rate Annual v5.14 | 469 | 7484 | Rate Constraint in lbs/MMBtu | FALSE | L | Annual | Constraint Shadow Price | US2019$/Ton | 0 | 0 | 0 | 0 | 21055.7993 | 66036.419 | 0 | 0
NSR Boswell 3 - NOX Rate Annual v5.14 | 470 | 7485 | Rate Constraint in lbs/MMBtu | FALSE | L | Annual | Seasons Included | Seasons | Winter, WintShld, Summer | Winter, WintShld, Summer | Winter, WintShld, Summer | Winter, WintShld, Summer | Winter, WintShld, Summer | Winter, WintShld, Summer | Winter, WintShld, Summer | Winter, WintShld, Summer
NSR Boswell 3 - NOX Rate Annual v5.14 | 470 | 7485 | Rate Constraint in lbs/MMBtu | FALSE | L | Annual | Standard NOX | lb/MMBtu | 0.06 | 0.06 | 0.06 | 0.06 | 0.06 | 0.06 | 0.06 | 0.06
NSR Boswell 3 - NOX Rate Annual v5.14 | 470 | 7485 | Rate Constraint in lbs/MMBtu | FALSE | L | Annual | Emissions at Affected Plants NOX | Thousand Tons | 0.73262 | 0.58613 | 0.17876 | 0 | 0 | 0 | 0 | 0
NSR Boswell 3 - NOX Rate Annual v5.14 | 470 | 7485 | Rate Constraint in lbs/MMBtu | FALSE | L | Annual | Allowances Purchased NOX | Thousand Tons | 0 | 0 | 0 | 0 | 0 | 0 | 0 | 0
NSR Boswell 3 - NOX Rate Annual v5.14 | 470 | 7485 | Rate Constraint in lbs/MMBtu | FALSE | L | Annual | Allowances Sold NOX | Thousand Tons | 0 | 0 | 0 | 0 | 0 | 0 | 0 | 0
NSR Boswell 3 - NOX Rate Annual v5.14 | 470 | 7485 | Rate Constraint in lbs/MMBtu | FALSE | L | Annual | Allowances Banked | Thousand Tons | 0 | 0 | 0 | 0 | 0 | 0 | 0 | 0
NSR Boswell 3 - NOX Rate Annual v5.14 | 470 | 7485 | Rate Constraint in lbs/MMBtu | FALSE | L | Annual | Allowances Withdrawn (1:1) | Thousand Tons | 0 | 0 | 0 | 0 | 0 | 0 | 0 | 0
NSR Boswell 3 - NOX Rate Annual v5.14 | 470 | 7485 | Rate Constraint in lbs/MMBtu | FALSE | L | Annual | Allowances Withdrawn (n:1) | Thousand Tons | 0 | 0 | 0 | 0 | 0 | 0 | 0 | 0
NSR Boswell 3 - NOX Rate Annual v5.14 | 470 | 7485 | Rate Constraint in lbs/MMBtu | FALSE | L | Annual | Net Emissions Allowance Position | Thousand Tons | 0.73262 | 0.58613 | 0.17876 | 0 | 0 | 0 | 0 | 0
NSR Boswell 3 - NOX Rate Annual v5.14 | 470 | 7485 | Rate Constraint in lbs/MMBtu | FALSE | L | Annual | Fuel Consumed | TBtu | 25.7784 | 20.6238 | 6.2898 | 0 | 0 | 0 | 0 | 0
NSR Boswell 3 - NOX Rate Annual v5.14 | 470 | 7485 | Rate Constraint in lbs/MMBtu | FALSE | L | Annual | Rate | lb/MMBtu | 0.05684 | 0.05684 | 0.05684 | 0 | 0 | 0 | 0 | 0
NSR Boswell 3 - NOX Rate Annual v5.14 | 470 | 7485 | Rate Constraint in lbs/MMBtu | FALSE | L | Annual | Generation | TWh | 2.4322 | 1.9458 | 0.59343 | 0 | 0 | 0 | 0 | 0
NSR Boswell 3 - NOX Rate Annual v5.14 | 470 | 7485 | Rate Constraint in lbs/MMBtu | FALSE | L | Annual | Qualifying Generation | TWh | 2.4322 | 1.9458 | 0.59343 | 0 | 0 | 0 | 0 | 0
NSR Boswell 3 - NOX Rate Annual v5.14 | 470 | 7485 | Rate Constraint in lbs/MMBtu | FALSE | L | Annual | Rate | lb/MWh | 0.60245 | 0.60245 | 0.60245 | 0 | 0 | 0 | 0 | 0
NSR Boswell 3 - NOX Rate Annual v5.14 | 470 | 7485 | Rate Constraint in lbs/MMBtu | FALSE | L | Annual | Constraint Shadow Price | US2019$/Ton | 0 | 0 | 0 | 0 | 0 | 0 | 0 | 0
NSR Boswell 4 - NOX Rate Annual v5.14 | 471 | 7487 | Rate Constraint in lbs/MMBtu | FALSE | L | Annual | Seasons Included | Seasons | Winter, WintShld, Summer | Winter, WintShld, Summer | Winter, WintShld, Summer | Winter, WintShld, Summer | Winter, WintShld, Summer | Winter, WintShld, Summer | Winter, WintShld, Summer | Winter, WintShld, Summer
NSR Boswell 4 - NOX Rate Annual v5.14 | 471 | 7487 | Rate Constraint in lbs/MMBtu | FALSE | L | Annual | Standard NOX | lb/MMBtu | 0.12 | 0.12 | 0.12 | 0.12 | 0.12 | 0.12 | 0.12 | 0.12
NSR Boswell 4 - NOX Rate Annual v5.14 | 471 | 7487 | Rate Constraint in lbs/MMBtu | FALSE | L | Annual | Emissions at Affected Plants NOX | Thousand Tons | 2.2331 | 1.8015 | 1.7651 | 1.7651 | 0.01266 | 0.013891 | 0.0091127 | 0.0078818
NSR Boswell 4 - NOX Rate Annual v5.14 | 471 | 7487 | Rate Constraint in lbs/MMBtu | FALSE | L | Annual | Allowances Purchased NOX | Thousand Tons | 0 | 0 | 0 | 0 | 0 | 0 | 0 | 0
NSR Boswell 4 - NOX Rate Annual v5.14 | 471 | 7487 | Rate Constraint in lbs/MMBtu | FALSE | L | Annual | Allowances Sold NOX | Thousand Tons | 0 | 0 | 0 | 0 | 0 | 0 | 0 | 0
NSR Boswell 4 - NOX Rate Annual v5.14 | 471 | 7487 | Rate Constraint in lbs/MMBtu | FALSE | L | Annual | Allowances Banked | Thousand Tons | 0 | 0 | 0 | 0 | 0 | 0 | 0 | 0
NSR Boswell 4 - NOX Rate Annual v5.14 | 471 | 7487 | Rate Constraint in lbs/MMBtu | FALSE | L | Annual | Allowances Withdrawn (1:1) | Thousand Tons | 0 | 0 | 0 | 0 | 0 | 0 | 0 | 0
NSR Boswell 4 - NOX Rate Annual v5.14 | 471 | 7487 | Rate Constraint in lbs/MMBtu | FALSE | L | Annual | Allowances Withdrawn (n:1) | Thousand Tons | 0 | 0 | 0 | 0 | 0 | 0 | 0 | 0
NSR Boswell 4 - NOX Rate Annual v5.14 | 471 | 7487 | Rate Constraint in lbs/MMBtu | FALSE | L | Annual | Net Emissions Allowance Position | Thousand Tons | 2.2331 | 1.8015 | 1.7651 | 1.7651 | 0.01266 | 0.013891 | 0.0091127 | 0.0078818
NSR Boswell 4 - NOX Rate Annual v5.14 | 471 | 7487 | Rate Constraint in lbs/MMBtu | FALSE | L | Annual | Fuel Consumed | TBtu | 43.0684 | 34.7449 | 34.0425 | 34.0425 | 0.24416 | 0.2679 | 0.17575 | 0.15201
NSR Boswell 4 - NOX Rate Annual v5.14 | 471 | 7487 | Rate Constraint in lbs/MMBtu | FALSE | L | Annual | Rate | lb/MMBtu | 0.1037 | 0.1037 | 0.1037 | 0.1037 | 0.1037 | 0.1037 | 0.1037 | 0.1037
NSR Boswell 4 - NOX Rate Annual v5.14 | 471 | 7487 | Rate Constraint in lbs/MMBtu | FALSE | L | Annual | Generation | TWh | 4.0482 | 3.2658 | 3.1998 | 3.1998 | 0.02295 | 0.025181 | 0.01652 | 0.014288
NSR Boswell 4 - NOX Rate Annual v5.14 | 471 | 7487 | Rate Constraint in lbs/MMBtu | FALSE | L | Annual | Qualifying Generation | TWh | 4.0482 | 3.2658 | 3.1998 | 3.1998 | 0.02295 | 0.025181 | 0.01652 | 0.014288
NSR Boswell 4 - NOX Rate Annual v5.14 | 471 | 7487 | Rate Constraint in lbs/MMBtu | FALSE | L | Annual | Rate | lb/MWh | 1.1033 | 1.1033 | 1.1033 | 1.1033 | 1.1033 | 1.1033 | 1.1033 | 1.1033
NSR Boswell 4 - NOX Rate Annual v5.14 | 471 | 7487 | Rate Constraint in lbs/MMBtu | FALSE | L | Annual | Constraint Shadow Price | US2019$/Ton | 0 | 0 | 0 | 0 | 0 | 0 | 0 | 0
NSR Boswell 4 - SO2 Rate Annual v5.14 | 472 | 7486 | Rate Constraint in lbs/MMBtu | FALSE | L | Annual | Seasons Included | Seasons | Winter, WintShld, Summer | Winter, WintShld, Summer | Winter, WintShld, Summer | Winter, WintShld, Summer | Winter, WintShld, Summer | Winter, WintShld, Summer | Winter, WintShld, Summer | Winter, WintShld, Summer
NSR Boswell 4 - SO2 Rate Annual v5.14 | 472 | 7486 | Rate Constraint in lbs/MMBtu | FALSE | L | Annual | Standard SO2 | lb/MMBtu | 0.03 | 0.03 | 0.03 | 0.03 | 0.03 | 0.03 | 0.03 | 0.03
NSR Boswell 4 - SO2 Rate Annual v5.14 | 472 | 7486 | Rate Constraint in lbs/MMBtu | FALSE | L | Annual | Emissions at Affected Plants SO2 | Thousand Tons | 0.50543 | 0.40775 | 0.3995 | 0.3995 | 0.0028653 | 0.0031439 | 0.0020625 | 0.0017839
NSR Boswell 4 - SO2 Rate Annual v5.14 | 472 | 7486 | Rate Constraint in lbs/MMBtu | FALSE | L | Annual | Allowances Purchased SO2 | Thousand Tons | 0 | 0 | 0 | 0 | 0 | 0 | 0 | 0
NSR Boswell 4 - SO2 Rate Annual v5.14 | 472 | 7486 | Rate Constraint in lbs/MMBtu | FALSE | L | Annual | Allowances Sold SO2 | Thousand Tons | 0 | 0 | 0 | 0 | 0 | 0 | 0 | 0
NSR Boswell 4 - SO2 Rate Annual v5.14 | 472 | 7486 | Rate Constraint in lbs/MMBtu | FALSE | L | Annual | Allowances Banked | Thousand Tons | 0 | 0 | 0 | 0 | 0 | 0 | 0 | 0
NSR Boswell 4 - SO2 Rate Annual v5.14 | 472 | 7486 | Rate Constraint in lbs/MMBtu | FALSE | L | Annual | Allowances Withdrawn (1:1) | Thousand Tons | 0 | 0 | 0 | 0 | 0 | 0 | 0 | 0
NSR Boswell 4 - SO2 Rate Annual v5.14 | 472 | 7486 | Rate Constraint in lbs/MMBtu | FALSE | L | Annual | Allowances Withdrawn (n:1) | Thousand Tons | 0 | 0 | 0 | 0 | 0 | 0 | 0 | 0
NSR Boswell 4 - SO2 Rate Annual v5.14 | 472 | 7486 | Rate Constraint in lbs/MMBtu | FALSE | L | Annual | Net Emissions Allowance Position | Thousand Tons | 0.50543 | 0.40775 | 0.3995 | 0.3995 | 0.0028653 | 0.0031439 | 0.0020625 | 0.0017839
NSR Boswell 4 - SO2 Rate Annual v5.14 | 472 | 7486 | Rate Constraint in lbs/MMBtu | FALSE | L | Annual | Fuel Consumed | TBtu | 43.0684 | 34.7449 | 34.0425 | 34.0425 | 0.24416 | 0.2679 | 0.17575 | 0.15201
NSR Boswell 4 - SO2 Rate Annual v5.14 | 472 | 7486 | Rate Constraint in lbs/MMBtu | FALSE | L | Annual | Rate | lb/MMBtu | 0.023471 | 0.023471 | 0.023471 | 0.023471 | 0.023471 | 0.023471 | 0.023471 | 0.023471
NSR Boswell 4 - SO2 Rate Annual v5.14 | 472 | 7486 | Rate Constraint in lbs/MMBtu | FALSE | L | Annual | Generation | TWh | 4.0482 | 3.2658 | 3.1998 | 3.1998 | 0.02295 | 0.025181 | 0.01652 | 0.014288
NSR Boswell 4 - SO2 Rate Annual v5.14 | 472 | 7486 | Rate Constraint in lbs/MMBtu | FALSE | L | Annual | Qualifying Generation | TWh | 4.0482 | 3.2658 | 3.1998 | 3.1998 | 0.02295 | 0.025181 | 0.01652 | 0.014288
NSR Boswell 4 - SO2 Rate Annual v5.14 | 472 | 7486 | Rate Constraint in lbs/MMBtu | FALSE | L | Annual | Rate | lb/MWh | 0.24971 | 0.24971 | 0.24971 | 0.24971 | 0.24971 | 0.24971 | 0.24971 | 0.24971
NSR Boswell 4 - SO2 Rate Annual v5.14 | 472 | 7486 | Rate Constraint in lbs/MMBtu | FALSE | L | Annual | Constraint Shadow Price | US2019$/Ton | 0 | 0 | 0 | 0 | 0 | 0 | 0 | 0
NSR Burlington Unit 1 SO2 Rate v5.16 | 473 | 7660 | Rate Constraint in lbs/MMBtu | FALSE | L | Annual | Seasons Included | Seasons | Winter, WintShld, Summer | Winter, WintShld, Summer | Winter, WintShld, Summer | Winter, WintShld, Summer | Winter, WintShld, Summer | Winter, WintShld, Summer | Winter, WintShld, Summer | Winter, WintShld, Summer
NSR Burlington Unit 1 SO2 Rate v5.16 | 473 | 7660 | Rate Constraint in lbs/MMBtu | FALSE | L | Annual | Standard SO2 | lb/MMBtu | 0.75 | 0.75 | 0.75 | 0.75 | 0.75 | 0.75 | 0.75 | 0.75
NSR Burlington Unit 1 SO2 Rate v5.16 | 473 | 7660 | Rate Constraint in lbs/MMBtu | FALSE | L | Annual | Emissions at Affected Plants SO2 | Thousand Tons | 0 | 0 | 0 | 0 | 0 | 0 | 0 | 0
NSR Burlington Unit 1 SO2 Rate v5.16 | 473 | 7660 | Rate Constraint in lbs/MMBtu | FALSE | L | Annual | Allowances Purchased SO2 | Thousand Tons | 0 | 0 | 0 | 0 | 0 | 0 | 0 | 0
NSR Burlington Unit 1 SO2 Rate v5.16 | 473 | 7660 | Rate Constraint in lbs/MMBtu | FALSE | L | Annual | Allowances Sold SO2 | Thousand Tons | 0 | 0 | 0 | 0 | 0 | 0 | 0 | 0
NSR Burlington Unit 1 SO2 Rate v5.16 | 473 | 7660 | Rate Constraint in lbs/MMBtu | FALSE | L | Annual | Allowances Banked | Thousand Tons | 0 | 0 | 0 | 0 | 0 | 0 | 0 | 0
NSR Burlington Unit 1 SO2 Rate v5.16 | 473 | 7660 | Rate Constraint in lbs/MMBtu | FALSE | L | Annual | Allowances Withdrawn (1:1) | Thousand Tons | 0 | 0 | 0 | 0 | 0 | 0 | 0 | 0
NSR Burlington Unit 1 SO2 Rate v5.16 | 473 | 7660 | Rate Constraint in lbs/MMBtu | FALSE | L | Annual | Allowances Withdrawn (n:1) | Thousand Tons | 0 | 0 | 0 | 0 | 0 | 0 | 0 | 0
NSR Burlington Unit 1 SO2 Rate v5.16 | 473 | 7660 | Rate Constraint in lbs/MMBtu | FALSE | L | Annual | Net Emissions Allowance Position | Thousand Tons | 0 | 0 | 0 | 0 | 0 | 0 | 0 | 0
NSR Burlington Unit 1 SO2 Rate v5.16 | 473 | 7660 | Rate Constraint in lbs/MMBtu | FALSE | L | Annual | Fuel Consumed | TBtu | 0 | 0 | 0 | 0 | 0 | 0 | 0 | 0
NSR Burlington Unit 1 SO2 Rate v5.16 | 473 | 7660 | Rate Constraint in lbs/MMBtu | FALSE | L | Annual | Rate | lb/MMBtu | 0 | 0 | 0 | 0 | 0 | 0 | 0 | 0
NSR Burlington Unit 1 SO2 Rate v5.16 | 473 | 7660 | Rate Constraint in lbs/MMBtu | FALSE | L | Annual | Generation | TWh | 0 | 0 | 0 | 0 | 0 | 0 | 0 | 0
NSR Burlington Unit 1 SO2 Rate v5.16 | 473 | 7660 | Rate Constraint in lbs/MMBtu | FALSE | L | Annual | Qualifying Generation | TWh | 0 | 0 | 0 | 0 | 0 | 0 | 0 | 0
NSR Burlington Unit 1 SO2 Rate v5.16 | 473 | 7660 | Rate Constraint in lbs/MMBtu | FALSE | L | Annual | Rate | lb/MWh | 0 | 0 | 0 | 0 | 0 | 0 | 0 | 0
NSR Burlington Unit 1 SO2 Rate v5.16 | 473 | 7660 | Rate Constraint in lbs/MMBtu | FALSE | L | Annual | Constraint Shadow Price | US2019$/Ton | 0 | 0 | 0 | 0 | 0 | 0 | 0 | 0
NSR Campbell 1 - SO2 Rate Annual v5.14 | 474 | 7494 | Rate Constraint in lbs/MMBtu | FALSE | L | Annual | Seasons Included | Seasons | Winter, WintShld, Summer | Winter, WintShld, Summer | Winter, WintShld, Summer | Winter, WintShld, Summer | Winter, WintShld, Summer | Winter, WintShld, Summer | Winter, WintShld, Summer | Winter, WintShld, Summer
NSR Campbell 1 - SO2 Rate Annual v5.14 | 474 | 7494 | Rate Constraint in lbs/MMBtu | FALSE | L | Annual | Standard SO2 | lb/MMBtu | 0.29 | 0.29 | 0.29 | 0.29 | 0.29 | 0.29 | 0.29 | 0.29
NSR Campbell 1 - SO2 Rate Annual v5.14 | 474 | 7494 | Rate Constraint in lbs/MMBtu | FALSE | L | Annual | Emissions at Affected Plants SO2 | Thousand Tons | 2.6223 | 0 | 0 | 0 | 0 | 0 | 0 | 0
NSR Campbell 1 - SO2 Rate Annual v5.14 | 474 | 7494 | Rate Constraint in lbs/MMBtu | FALSE | L | Annual | Allowances Purchased SO2 | Thousand Tons | 0 | 0 | 0 | 0 | 0 | 0 | 0 | 0
NSR Campbell 1 - SO2 Rate Annual v5.14 | 474 | 7494 | Rate Constraint in lbs/MMBtu | FALSE | L | Annual | Allowances Sold SO2 | Thousand Tons | 0 | 0 | 0 | 0 | 0 | 0 | 0 | 0
NSR Campbell 1 - SO2 Rate Annual v5.14 | 474 | 7494 | Rate Constraint in lbs/MMBtu | FALSE | L | Annual | Allowances Banked | Thousand Tons | 0 | 0 | 0 | 0 | 0 | 0 | 0 | 0
NSR Campbell 1 - SO2 Rate Annual v5.14 | 474 | 7494 | Rate Constraint in lbs/MMBtu | FALSE | L | Annual | Allowances Withdrawn (1:1) | Thousand Tons | 0 | 0 | 0 | 0 | 0 | 0 | 0 | 0
NSR Campbell 1 - SO2 Rate Annual v5.14 | 474 | 7494 | Rate Constraint in lbs/MMBtu | FALSE | L | Annual | Allowances Withdrawn (n:1) | Thousand Tons | 0 | 0 | 0 | 0 | 0 | 0 | 0 | 0
NSR Campbell 1 - SO2 Rate Annual v5.14 | 474 | 7494 | Rate Constraint in lbs/MMBtu | FALSE | L | Annual | Net Emissions Allowance Position | Thousand Tons | 2.6223 | 0 | 0 | 0 | 0 | 0 | 0 | 0
NSR Campbell 1 - SO2 Rate Annual v5.14 | 474 | 7494 | Rate Constraint in lbs/MMBtu | FALSE | L | Annual | Fuel Consumed | TBtu | 18.2168 | 0 | 0 | 0 | 0 | 0 | 0 | 0
NSR Campbell 1 - SO2 Rate Annual v5.14 | 474 | 7494 | Rate Constraint in lbs/MMBtu | FALSE | L | Annual | Rate | lb/MMBtu | 0.2879 | 0 | 0 | 0 | 0 | 0 | 0 | 0
NSR Campbell 1 - SO2 Rate Annual v5.14 | 474 | 7494 | Rate Constraint in lbs/MMBtu | FALSE | L | Annual | Generation | TWh | 1.7606 | 0 | 0 | 0 | 0 | 0 | 0 | 0
NSR Campbell 1 - SO2 Rate Annual v5.14 | 474 | 7494 | Rate Constraint in lbs/MMBtu | FALSE | L | Annual | Qualifying Generation | TWh | 1.7606 | 0 | 0 | 0 | 0 | 0 | 0 | 0
NSR Campbell 1 - SO2 Rate Annual v5.14 | 474 | 7494 | Rate Constraint in lbs/MMBtu | FALSE | L | Annual | Rate | lb/MWh | 2.9789 | 0 | 0 | 0 | 0 | 0 | 0 | 0
NSR Campbell 1 - SO2 Rate Annual v5.14 | 474 | 7494 | Rate Constraint in lbs/MMBtu | FALSE | L | Annual | Constraint Shadow Price | US2019$/Ton | 0 | 0 | 0 | 0 | 0 | 0 | 0 | 0
NSR Campbell 1-3 - MER Rate Annual v5.16 | 475 | 7498 | Rate Constraint in lbs/MMBtu | FALSE | L | Annual | Seasons Included | Seasons | Winter, WintShld, Summer | Winter, WintShld, Summer | Winter, WintShld, Summer | Winter, WintShld, Summer | Winter, WintShld, Summer | Winter, WintShld, Summer | Winter, WintShld, Summer | Winter, WintShld, Summer
NSR Campbell 1-3 - MER Rate Annual v5.16 | 475 | 7498 | Rate Constraint in lbs/MMBtu | FALSE | L | Annual | Standard MER | lb/MMBtu | 0.015 | 0.015 | 0.015 | 0.015 | 0.015 | 0.015 | 0.015 | 0.015
NSR Campbell 1-3 - MER Rate Annual v5.16 | 475 | 7498 | Rate Constraint in lbs/MMBtu | FALSE | L | Annual | Emissions at Affected Plants MER | lbs | 57.754 | 0 | 0 | 0 | 0 | 0 | 0 | 0
NSR Campbell 1-3 - MER Rate Annual v5.16 | 475 | 7498 | Rate Constraint in lbs/MMBtu | FALSE | L | Annual | Allowances Purchased MER | lbs | 0 | 0 | 0 | 0 | 0 | 0 | 0 | 0
NSR Campbell 1-3 - MER Rate Annual v5.16 | 475 | 7498 | Rate Constraint in lbs/MMBtu | FALSE | L | Annual | Allowances Sold MER | lbs | 0 | 0 | 0 | 0 | 0 | 0 | 0 | 0
NSR Campbell 1-3 - MER Rate Annual v5.16 | 475 | 7498 | Rate Constraint in lbs/MMBtu | FALSE | L | Annual | Allowances Banked | lbs | 0 | 0 | 0 | 0 | 0 | 0 | 0 | 0
NSR Campbell 1-3 - MER Rate Annual v5.16 | 475 | 7498 | Rate Constraint in lbs/MMBtu | FALSE | L | Annual | Allowances Withdrawn (1:1) | lbs | 0 | 0 | 0 | 0 | 0 | 0 | 0 | 0
NSR Campbell 1-3 - MER Rate Annual v5.16 | 475 | 7498 | Rate Constraint in lbs/MMBtu | FALSE | L | Annual | Allowances Withdrawn (n:1) | lbs | 0 | 0 | 0 | 0 | 0 | 0 | 0 | 0
NSR Campbell 1-3 - MER Rate Annual v5.16 | 475 | 7498 | Rate Constraint in lbs/MMBtu | FALSE | L | Annual | Net Emissions Allowance Position | lbs | 57.754 | 0 | 0 | 0 | 0 | 0 | 0 | 0
NSR Campbell 1-3 - MER Rate Annual v5.16 | 475 | 7498 | Rate Constraint in lbs/MMBtu | FALSE | L | Annual | Fuel Consumed | TBtu | 102.9253 | 0 | 0 | 0 | 0 | 0 | 0 | 0
NSR Campbell 1-3 - MER Rate Annual v5.16 | 475 | 7498 | Rate Constraint in lbs/MMBtu | FALSE | L | Annual | Rate | lb/MMBtu | 5.6112e-07 | 0 | 0 | 0 | 0 | 0 | 0 | 0
NSR Campbell 1-3 - MER Rate Annual v5.16 | 475 | 7498 | Rate Constraint in lbs/MMBtu | FALSE | L | Annual | Generation | TWh | 9.9752 | 0 | 0 | 0 | 0 | 0 | 0 | 0
NSR Campbell 1-3 - MER Rate Annual v5.16 | 475 | 7498 | Rate Constraint in lbs/MMBtu | FALSE | L | Annual | Qualifying Generation | TWh | 9.9752 | 0 | 0 | 0 | 0 | 0 | 0 | 0
NSR Campbell 1-3 - MER Rate Annual v5.16 | 475 | 7498 | Rate Constraint in lbs/MMBtu | FALSE | L | Annual | Rate | lb/MWh | 5.7898e-06 | 0 | 0 | 0 | 0 | 0 | 0 | 0
NSR Campbell 1-3 - MER Rate Annual v5.16 | 475 | 7498 | Rate Constraint in lbs/MMBtu | FALSE | L | Annual | Constraint Shadow Price | US2019$/Lb | 0 | 0 | 0 | 0 | 0 | 0 | 0 | 0
NSR Campbell 2 - SO2 Rate Annual v5.16 | 476 | 7495 | Rate Constraint in lbs/MMBtu | FALSE | L | Annual | Seasons Included | Seasons | Winter, WintShld, Summer | Winter, WintShld, Summer | Winter, WintShld, Summer | Winter, WintShld, Summer | Winter, WintShld, Summer | Winter, WintShld, Summer | Winter, WintShld, Summer | Winter, WintShld, Summer
NSR Campbell 2 - SO2 Rate Annual v5.16 | 476 | 7495 | Rate Constraint in lbs/MMBtu | FALSE | L | Annual | Standard SO2 | lb/MMBtu | 0.32 | 0.32 | 0.32 | 0.32 | 0.32 | 0.32 | 0.32 | 0.32
NSR Campbell 2 - SO2 Rate Annual v5.16 | 476 | 7495 | Rate Constraint in lbs/MMBtu | FALSE | L | Annual | Emissions at Affected Plants SO2 | Thousand Tons | 3.6776 | 0 | 0 | 0 | 0 | 0 | 0 | 0
NSR Campbell 2 - SO2 Rate Annual v5.16 | 476 | 7495 | Rate Constraint in lbs/MMBtu | FALSE | L | Annual | Allowances Purchased SO2 | Thousand Tons | 0 | 0 | 0 | 0 | 0 | 0 | 0 | 0
NSR Campbell 2 - SO2 Rate Annual v5.16 | 476 | 7495 | Rate Constraint in lbs/MMBtu | FALSE | L | Annual | Allowances Sold SO2 | Thousand Tons | 0 | 0 | 0 | 0 | 0 | 0 | 0 | 0
NSR Campbell 2 - SO2 Rate Annual v5.16 | 476 | 7495 | Rate Constraint in lbs/MMBtu | FALSE | L | Annual | Allowances Banked | Thousand Tons | 0 | 0 | 0 | 0 | 0 | 0 | 0 | 0
NSR Campbell 2 - SO2 Rate Annual v5.16 | 476 | 7495 | Rate Constraint in lbs/MMBtu | FALSE | L | Annual | Allowances Withdrawn (1:1) | Thousand Tons | 0 | 0 | 0 | 0 | 0 | 0 | 0 | 0
NSR Campbell 2 - SO2 Rate Annual v5.16 | 476 | 7495 | Rate Constraint in lbs/MMBtu | FALSE | L | Annual | Allowances Withdrawn (n:1) | Thousand Tons | 0 | 0 | 0 | 0 | 0 | 0 | 0 | 0
NSR Campbell 2 - SO2 Rate Annual v5.16 | 476 | 7495 | Rate Constraint in lbs/MMBtu | FALSE | L | Annual | Net Emissions Allowance Position | Thousand Tons | 3.6776 | 0 | 0 | 0 | 0 | 0 | 0 | 0
NSR Campbell 2 - SO2 Rate Annual v5.16 | 476 | 7495 | Rate Constraint in lbs/MMBtu | FALSE | L | Annual | Fuel Consumed | TBtu | 25.0565 | 0 | 0 | 0 | 0 | 0 | 0 | 0
NSR Campbell 2 - SO2 Rate Annual v5.16 | 476 | 7495 | Rate Constraint in lbs/MMBtu | FALSE | L | Annual | Rate | lb/MMBtu | 0.29354 | 0 | 0 | 0 | 0 | 0 | 0 | 0
NSR Campbell 2 - SO2 Rate Annual v5.16 | 476 | 7495 | Rate Constraint in lbs/MMBtu | FALSE | L | Annual | Generation | TWh | 2.4028 | 0 | 0 | 0 | 0 | 0 | 0 | 0
NSR Campbell 2 - SO2 Rate Annual v5.16 | 476 | 7495 | Rate Constraint in lbs/MMBtu | FALSE | L | Annual | Qualifying Generation | TWh | 2.4028 | 0 | 0 | 0 | 0 | 0 | 0 | 0
NSR Campbell 2 - SO2 Rate Annual v5.16 | 476 | 7495 | Rate Constraint in lbs/MMBtu | FALSE | L | Annual | Rate | lb/MWh | 3.0611 | 0 | 0 | 0 | 0 | 0 | 0 | 0
NSR Campbell 2 - SO2 Rate Annual v5.16 | 476 | 7495 | Rate Constraint in lbs/MMBtu | FALSE | L | Annual | Constraint Shadow Price | US2019$/Ton | 0 | 0 | 0 | 0 | 2752.875 | 5055.1368 | 0 | 0
NSR Campbell 2,3 - NOX Rate Annual v5.16 | 477 | 7497 | Rate Constraint in lbs/MMBtu | FALSE | L | Annual | Seasons Included | Seasons | Winter, WintShld, Summer | Winter, WintShld, Summer | Winter, WintShld, Summer | Winter, WintShld, Summer | Winter, WintShld, Summer | Winter, WintShld, Summer | Winter, WintShld, Summer | Winter, WintShld, Summer
NSR Campbell 2,3 - NOX Rate Annual v5.16 | 477 | 7497 | Rate Constraint in lbs/MMBtu | FALSE | L | Annual | Standard NOX | lb/MMBtu | 0.08 | 0.08 | 0.08 | 0.08 | 0.08 | 0.08 | 0.08 | 0.08
NSR Campbell 2,3 - NOX Rate Annual v5.16 | 477 | 7497 | Rate Constraint in lbs/MMBtu | FALSE | L | Annual | Emissions at Affected Plants NOX | Thousand Tons | 2.1082 | 0 | 0 | 0 | 0 | 0 | 0 | 0
NSR Campbell 2,3 - NOX Rate Annual v5.16 | 477 | 7497 | Rate Constraint in lbs/MMBtu | FALSE | L | Annual | Allowances Purchased NOX | Thousand Tons | 0 | 0 | 0 | 0 | 0 | 0 | 0 | 0
NSR Campbell 2,3 - NOX Rate Annual v5.16 | 477 | 7497 | Rate Constraint in lbs/MMBtu | FALSE | L | Annual | Allowances Sold NOX | Thousand Tons | 0 | 0 | 0 | 0 | 0 | 0 | 0 | 0
NSR Campbell 2,3 - NOX Rate Annual v5.16 | 477 | 7497 | Rate Constraint in lbs/MMBtu | FALSE | L | Annual | Allowances Banked | Thousand Tons | 0 | 0 | 0 | 0 | 0 | 0 | 0 | 0
NSR Campbell 2,3 - NOX Rate Annual v5.16 | 477 | 7497 | Rate Constraint in lbs/MMBtu | FALSE | L | Annual | Allowances Withdrawn (1:1) | Thousand Tons | 0 | 0 | 0 | 0 | 0 | 0 | 0 | 0
NSR Campbell 2,3 - NOX Rate Annual v5.16 | 477 | 7497 | Rate Constraint in lbs/MMBtu | FALSE | L | Annual | Allowances Withdrawn (n:1) | Thousand Tons | 0 | 0 | 0 | 0 | 0 | 0 | 0 | 0
NSR Campbell 2,3 - NOX Rate Annual v5.16 | 477 | 7497 | Rate Constraint in lbs/MMBtu | FALSE | L | Annual | Net Emissions Allowance Position | Thousand Tons | 2.1082 | 0 | 0 | 0 | 0 | 0 | 0 | 0
NSR Campbell 2,3 - NOX Rate Annual v5.16 | 477 | 7497 | Rate Constraint in lbs/MMBtu | FALSE | L | Annual | Fuel Consumed | TBtu | 84.7086 | 0 | 0 | 0 | 0 | 0 | 0 | 0
NSR Campbell 2,3 - NOX Rate Annual v5.16 | 477 | 7497 | Rate Constraint in lbs/MMBtu | FALSE | L | Annual | Rate | lb/MMBtu | 0.049776 | 0 | 0 | 0 | 0 | 0 | 0 | 0
NSR Campbell 2,3 - NOX Rate Annual v5.16 | 477 | 7497 | Rate Constraint in lbs/MMBtu | FALSE | L | Annual | Generation | TWh | 8.2146 | 0 | 0 | 0 | 0 | 0 | 0 | 0
NSR Campbell 2,3 - NOX Rate Annual v5.16 | 477 | 7497 | Rate Constraint in lbs/MMBtu | FALSE | L | Annual | Qualifying Generation | TWh | 8.2146 | 0 | 0 | 0 | 0 | 0 | 0 | 0
NSR Campbell 2,3 - NOX Rate Annual v5.16 | 477 | 7497 | Rate Constraint in lbs/MMBtu | FALSE | L | Annual | Rate | lb/MWh | 0.51329 | 0 | 0 | 0 | 0 | 0 | 0 | 0
NSR Campbell 2,3 - NOX Rate Annual v5.16 | 477 | 7497 | Rate Constraint in lbs/MMBtu | FALSE | L | Annual | Constraint Shadow Price | US2019$/Ton | 0 | 0 | 0 | 0 | 0 | 0 | 0 | 0
NSR Campbell 3 - SO2 Rate Annual v5.14 | 478 | 7496 | Rate Constraint in lbs/MMBtu | FALSE | L | Annual | Seasons Included | Seasons | Winter, WintShld, Summer | Winter, WintShld, Summer | Winter, WintShld, Summer | Winter, WintShld, Summer | Winter, WintShld, Summer | Winter, WintShld, Summer | Winter, WintShld, Summer | Winter, WintShld, Summer
NSR Campbell 3 - SO2 Rate Annual v5.14 | 478 | 7496 | Rate Constraint in lbs/MMBtu | FALSE | L | Annual | Standard SO2 | lb/MMBtu | 0.07 | 0.07 | 0.07 | 0.07 | 0.07 | 0.07 | 0.07 | 0.07
NSR Campbell 3 - SO2 Rate Annual v5.14 | 478 | 7496 | Rate Constraint in lbs/MMBtu | FALSE | L | Annual | Emissions at Affected Plants SO2 | Thousand Tons | 1.4854 | 0 | 0 | 0 | 0 | 0 | 0 | 0
NSR Campbell 3 - SO2 Rate Annual v5.14 | 478 | 7496 | Rate Constraint in lbs/MMBtu | FALSE | L | Annual | Allowances Purchased SO2 | Thousand Tons | 0 | 0 | 0 | 0 | 0 | 0 | 0 | 0
NSR Campbell 3 - SO2 Rate Annual v5.14 | 478 | 7496 | Rate Constraint in lbs/MMBtu | FALSE | L | Annual | Allowances Sold SO2 | Thousand Tons | 0 | 0 | 0 | 0 | 0 | 0 | 0 | 0
NSR Campbell 3 - SO2 Rate Annual v5.14 | 478 | 7496 | Rate Constraint in lbs/MMBtu | FALSE | L | Annual | Allowances Banked | Thousand Tons | 0 | 0 | 0 | 0 | 0 | 0 | 0 | 0
NSR Campbell 3 - SO2 Rate Annual v5.14 | 478 | 7496 | Rate Constraint in lbs/MMBtu | FALSE | L | Annual | Allowances Withdrawn (1:1) | Thousand Tons | 0 | 0 | 0 | 0 | 0 | 0 | 0 | 0
NSR Campbell 3 - SO2 Rate Annual v5.14 | 478 | 7496 | Rate Constraint in lbs/MMBtu | FALSE | L | Annual | Allowances Withdrawn (n:1) | Thousand Tons | 0 | 0 | 0 | 0 | 0 | 0 | 0 | 0
NSR Campbell 3 - SO2 Rate Annual v5.14 | 478 | 7496 | Rate Constraint in lbs/MMBtu | FALSE | L | Annual | Net Emissions Allowance Position | Thousand Tons | 1.4854 | 0 | 0 | 0 | 0 | 0 | 0 | 0
NSR Campbell 3 - SO2 Rate Annual v5.14 | 478 | 7496 | Rate Constraint in lbs/MMBtu | FALSE | L | Annual | Fuel Consumed | TBtu | 59.6521 | 0 | 0 | 0 | 0 | 0 | 0 | 0
NSR Campbell 3 - SO2 Rate Annual v5.14 | 478 | 7496 | Rate Constraint in lbs/MMBtu | FALSE | L | Annual | Rate | lb/MMBtu | 0.049802 | 0 | 0 | 0 | 0 | 0 | 0 | 0
NSR Campbell 3 - SO2 Rate Annual v5.14 | 478 | 7496 | Rate Constraint in lbs/MMBtu | FALSE | L | Annual | Generation | TWh | 5.8118 | 0 | 0 | 0 | 0 | 0 | 0 | 0
NSR Campbell 3 - SO2 Rate Annual v5.14 | 478 | 7496 | Rate Constraint in lbs/MMBtu | FALSE | L | Annual | Qualifying Generation | TWh | 5.8118 | 0 | 0 | 0 | 0 | 0 | 0 | 0
NSR Campbell 3 - SO2 Rate Annual v5.14 | 478 | 7496 | Rate Constraint in lbs/MMBtu | FALSE | L | Annual | Rate | lb/MWh | 0.51116 | 0 | 0 | 0 | 0 | 0 | 0 | 0
NSR Campbell 3 - SO2 Rate Annual v5.14 | 478 | 7496 | Rate Constraint in lbs/MMBtu | FALSE | L | Annual | Constraint Shadow Price | US2019$/Ton | 0 | 0 | 0 | 0 | 0 | 0 | 0 | 0
NSR Chesterfield 5,6 - NOX Rate Annual v3.1, Unit 3837 and retrofits | 479 | 7431 | Rate Constraint in lbs/MMBtu | FALSE | L | Annual | Seasons Included | Seasons | Winter, WintShld, Summer | Winter, WintShld, Summer | Winter, WintShld, Summer | Winter, WintShld, Summer | Winter, WintShld, Summer | Winter, WintShld, Summer | Winter, WintShld, Summer | Winter, WintShld, Summer
NSR Chesterfield 5,6 - NOX Rate Annual v3.1, Unit 3837 and retrofits | 479 | 7431 | Rate Constraint in lbs/MMBtu | FALSE | L | Annual | Standard NOX | lb/MMBtu | 0.1 | 0.1 | 0.1 | 0.1 | 0.1 | 0.1 | 0.1 | 0.1
NSR Chesterfield 5,6 - NOX Rate Annual v3.1, Unit 3837 and retrofits | 479 | 7431 | Rate Constraint in lbs/MMBtu | FALSE | L | Annual | Emissions at Affected Plants NOX | Thousand Tons | 0 | 0 | 0 | 0 | 0 | 0 | 0 | 0
NSR Chesterfield 5,6 - NOX Rate Annual v3.1, Unit 3837 and retrofits | 479 | 7431 | Rate Constraint in lbs/MMBtu | FALSE | L | Annual | Allowances Purchased NOX | Thousand Tons | 0 | 0 | 0 | 0 | 0 | 0 | 0 | 0
NSR Chesterfield 5,6 - NOX Rate Annual v3.1, Unit 3837 and retrofits | 479 | 7431 | Rate Constraint in lbs/MMBtu | FALSE | L | Annual | Allowances Sold NOX | Thousand Tons | 0 | 0 | 0 | 0 | 0 | 0 | 0 | 0
NSR Chesterfield 5,6 - NOX Rate Annual v3.1, Unit 3837 and retrofits | 479 | 7431 | Rate Constraint in lbs/MMBtu | FALSE | L | Annual | Allowances Banked | Thousand Tons | 0 | 0 | 0 | 0 | 0 | 0 | 0 | 0
NSR Chesterfield 5,6 - NOX Rate Annual v3.1, Unit 3837 and retrofits | 479 | 7431 | Rate Constraint in lbs/MMBtu | FALSE | L | Annual | Allowances Withdrawn (1:1) | Thousand Tons | 0 | 0 | 0 | 0 | 0 | 0 | 0 | 0
NSR Chesterfield 5,6 - NOX Rate Annual v3.1, Unit 3837 and retrofits | 479 | 7431 | Rate Constraint in lbs/MMBtu | FALSE | L | Annual | Allowances Withdrawn (n:1) | Thousand Tons | 0 | 0 | 0 | 0 | 0 | 0 | 0 | 0
NSR Chesterfield 5,6 - NOX Rate Annual v3.1, Unit 3837 and retrofits | 479 | 7431 | Rate Constraint in lbs/MMBtu | FALSE | L | Annual | Net Emissions Allowance Position | Thousand Tons | 0 | 0 | 0 | 0 | 0 | 0 | 0 | 0
NSR Chesterfield 5,6 - NOX Rate Annual v3.1, Unit 3837 and retrofits | 479 | 7431 | Rate Constraint in lbs/MMBtu | FALSE | L | Annual | Fuel Consumed | TBtu | 0 | 0 | 0 | 0 | 0 | 0 | 0 | 0
NSR Chesterfield 5,6 - NOX Rate Annual v3.1, Unit 3837 and retrofits | 479 | 7431 | Rate Constraint in lbs/MMBtu | FALSE | L | Annual | Rate | lb/MMBtu | 0 | 0 | 0 | 0 | 0 | 0 | 0 | 0
NSR Chesterfield 5,6 - NOX Rate Annual v3.1, Unit 3837 and retrofits | 479 | 7431 | Rate Constraint in lbs/MMBtu | FALSE | L | Annual | Generation | TWh | 0 | 0 | 0 | 0 | 0 | 0 | 0 | 0
NSR Chesterfield 5,6 - NOX Rate Annual v3.1, Unit 3837 and retrofits | 479 | 7431 | Rate Constraint in lbs/MMBtu | FALSE | L | Annual | Qualifying Generation | TWh | 0 | 0 | 0 | 0 | 0 | 0 | 0 | 0
NSR Chesterfield 5,6 - NOX Rate Annual v3.1, Unit 3837 and retrofits | 479 | 7431 | Rate Constraint in lbs/MMBtu | FALSE | L | Annual | Rate | lb/MWh | 0 | 0 | 0 | 0 | 0 | 0 | 0 | 0
NSR Chesterfield 5,6 - NOX Rate Annual v3.1, Unit 3837 and retrofits | 479 | 7431 | Rate Constraint in lbs/MMBtu | FALSE | L | Annual | Constraint Shadow Price | US2019$/Ton | 0 | 0 | 0 | 0 | 0 | 0 | 0 | 0
NSR Chesterfield 5,6 - NOX Rate Annual v3.1, Unit 3838 and retrofits | 480 | 7431 | Rate Constraint in lbs/MMBtu | FALSE | L | Annual | Seasons Included | Seasons | Winter, WintShld, Summer | Winter, WintShld, Summer | Winter, WintShld, Summer | Winter, WintShld, Summer | Winter, WintShld, Summer | Winter, WintShld, Summer | Winter, WintShld, Summer | Winter, WintShld, Summer
NSR Chesterfield 5,6 - NOX Rate Annual v3.1, Unit 3838 and retrofits | 480 | 7431 | Rate Constraint in lbs/MMBtu | FALSE | L | Annual | Standard NOX | lb/MMBtu | 0.1 | 0.1 | 0.1 | 0.1 | 0.1 | 0.1 | 0.1 | 0.1
NSR Chesterfield 5,6 - NOX Rate Annual v3.1, Unit 3838 and retrofits | 480 | 7431 | Rate Constraint in lbs/MMBtu | FALSE | L | Annual | Emissions at Affected Plants NOX | Thousand Tons | 0 | 0 | 0 | 0 | 0 | 0 | 0 | 0
NSR Chesterfield 5,6 - NOX Rate Annual v3.1, Unit 3838 and retrofits | 480 | 7431 | Rate Constraint in lbs/MMBtu | FALSE | L | Annual | Allowances Purchased NOX | Thousand Tons | 0 | 0 | 0 | 0 | 0 | 0 | 0 | 0
NSR Chesterfield 5,6 - NOX Rate Annual v3.1, Unit 3838 and retrofits | 480 | 7431 | Rate Constraint in lbs/MMBtu | FALSE | L | Annual | Allowances Sold NOX | Thousand Tons | 0 | 0 | 0 | 0 | 0 | 0 | 0 | 0
NSR Chesterfield 5,6 - NOX Rate Annual v3.1, Unit 3838 and retrofits | 480 | 7431 | Rate Constraint in lbs/MMBtu | FALSE | L | Annual | Allowances Banked | Thousand Tons | 0 | 0 | 0 | 0 | 0 | 0 | 0 | 0
NSR Chesterfield 5,6 - NOX Rate Annual v3.1, Unit 3838 and retrofits | 480 | 7431 | Rate Constraint in lbs/MMBtu | FALSE | L | Annual | Allowances Withdrawn (1:1) | Thousand Tons | 0 | 0 | 0 | 0 | 0 | 0 | 0 | 0
NSR Chesterfield 5,6 - NOX Rate Annual v3.1, Unit 3838 and retrofits | 480 | 7431 | Rate Constraint in lbs/MMBtu | FALSE | L | Annual | Allowances Withdrawn (n:1) | Thousand Tons | 0 | 0 | 0 | 0 | 0 | 0 | 0 | 0
NSR Chesterfield 5,6 - NOX Rate Annual v3.1, Unit 3838 and retrofits | 480 | 7431 | Rate Constraint in lbs/MMBtu | FALSE | L | Annual | Net Emissions Allowance Position | Thousand Tons | 0 | 0 | 0 | 0 | 0 | 0 | 0 | 0
NSR Chesterfield 5,6 - NOX Rate Annual v3.1, Unit 3838 and retrofits | 480 | 7431 | Rate Constraint in lbs/MMBtu | FALSE | L | Annual | Fuel Consumed | TBtu | 0 | 0 | 0 | 0 | 0 | 0 | 0 | 0
NSR Chesterfield 5,6 - NOX Rate Annual v3.1, Unit 3838 and retrofits | 480 | 7431 | Rate Constraint in lbs/MMBtu | FALSE | L | Annual | Rate | lb/MMBtu | 0 | 0 | 0 | 0 | 0 | 0 | 0 | 0
NSR Chesterfield 5,6 - NOX Rate Annual v3.1, Unit 3838 and retrofits | 480 | 7431 | Rate Constraint in lbs/MMBtu | FALSE | L | Annual | Generation | TWh | 0 | 0 | 0 | 0 | 0 | 0 | 0 | 0
NSR Chesterfield 5,6 - NOX Rate Annual v3.1, Unit 3838 and retrofits | 480 | 7431 | Rate Constraint in lbs/MMBtu | FALSE | L | Annual | Qualifying Generation | TWh | 0 | 0 | 0 | 0 | 0 | 0 | 0 | 0
NSR Chesterfield 5,6 - NOX Rate Annual v3.1, Unit 3838 and retrofits | 480 | 7431 | Rate Constraint in lbs/MMBtu | FALSE | L | Annual | Rate | lb/MWh | 0 | 0 | 0 | 0 | 0 | 0 | 0 | 0
NSR Chesterfield 5,6 - NOX Rate Annual v3.1, Unit 3838 and retrofits | 480 | 7431 | Rate Constraint in lbs/MMBtu | FALSE | L | Annual | Constraint Shadow Price | US2019$/Ton | 0 | 0 | 0 | 0 | 0 | 0 | 0 | 0
NSR Clifty Creek 1-6 - SO2 Cap Annual v5.16 | 481 | 7502 | Rate Constraint in MTons | FALSE | L | Annual | Seasons Included | Seasons | Winter, WintShld, Summer | Winter, WintShld, Summer | Winter, WintShld, Summer | Winter, WintShld, Summer | Winter, WintShld, Summer | Winter, WintShld, Summer | Winter, WintShld, Summer | Winter, WintShld, Summer
NSR Clifty Creek 1-6 - SO2 Cap Annual v5.16 | 481 | 7502 | Rate Constraint in MTons | FALSE | L | Annual | Standard SO2 | Thousand Tons | 11.503 | 11.503 | 11.503 | 11.503 | 11.503 | 11.503 | 11.503 | 11.503
NSR Clifty Creek 1-6 - SO2 Cap Annual v5.16 | 481 | 7502 | Rate Constraint in MTons | FALSE | L | Annual | Emissions at Affected Plants SO2 | Thousand Tons | 3.9938 | 3.9746 | 3.4787 | 3.7274 | 4.0093 | 4.0093 | 3.7262 | 0
NSR Clifty Creek 1-6 - SO2 Cap Annual v5.16 | 481 | 7502 | Rate Constraint in MTons | FALSE | L | Annual | Allowances Purchased SO2 | Thousand Tons | 0 | 0 | 0 | 0 | 0 | 0 | 0 | 0
NSR Clifty Creek 1-6 - SO2 Cap Annual v5.16 | 481 | 7502 | Rate Constraint in MTons | FALSE | L | Annual | Allowances Sold SO2 | Thousand Tons | 0 | 0 | 0 | 0 | 0 | 0 | 0 | 0
NSR Clifty Creek 1-6 - SO2 Cap Annual v5.16 | 481 | 7502 | Rate Constraint in MTons | FALSE | L | Annual | Allowances Banked | Thousand Tons | 0 | 0 | 0 | 0 | 0 | 0 | 0 | 0
NSR Clifty Creek 1-6 - SO2 Cap Annual v5.16 | 481 | 7502 | Rate Constraint in MTons | FALSE | L | Annual | Allowances Withdrawn (1:1) | Thousand Tons | 0 | 0 | 0 | 0 | 0 | 0 | 0 | 0
NSR Clifty Creek 1-6 - SO2 Cap Annual v5.16 | 481 | 7502 | Rate Constraint in MTons | FALSE | L | Annual | Allowances Withdrawn (n:1) | Thousand Tons | 0 | 0 | 0 | 0 | 0 | 0 | 0 | 0
NSR Clifty Creek 1-6 - SO2 Cap Annual v5.16 | 481 | 7502 | Rate Constraint in MTons | FALSE | L | Annual | Net Emissions Allowance Position | Thousand Tons | 3.9938 | 3.9746 | 3.4787 | 3.7274 | 4.0093 | 4.0093 | 3.7262 | 0
NSR Clifty Creek 1-6 - SO2 Cap Annual v5.16 | 481 | 7502 | Rate Constraint in MTons | FALSE | L | Annual | Fuel Consumed | TBtu | 87.9664 | 89.7223 | 78.5275 | 84.1418 | 90.5045 | 90.5045 | 84.1138 | 0
NSR Clifty Creek 1-6 - SO2 Cap Annual v5.16 | 481 | 7502 | Rate Constraint in MTons | FALSE | L | Annual | Rate | lb/MMBtu | 0.090803 | 0.088598 | 0.088598 | 0.088598 | 0.088598 | 0.088598 | 0.088598 | 0
NSR Clifty Creek 1-6 - SO2 Cap Annual v5.16 | 481 | 7502 | Rate Constraint in MTons | FALSE | L | Annual | Generation | TWh | 8.1831 | 8.3475 | 7.3076 | 7.8212 | 8.4127 | 8.4127 | 7.8186 | 0
NSR Clifty Creek 1-6 - SO2 Cap Annual v5.16 | 481 | 7502 | Rate Constraint in MTons | FALSE | L | Annual | Qualifying Generation | TWh | 8.1831 | 8.3475 | 7.3076 | 7.8212 | 8.4127 | 8.4127 | 7.8186 | 0
NSR Clifty Creek 1-6 - SO2 Cap Annual v5.16 | 481 | 7502 | Rate Constraint in MTons | FALSE | L | Annual | Rate | lb/MWh | 0.97611 | 0.95229 | 0.95207 | 0.95315 | 0.95315 | 0.95315 | 0.95315 | 0
NSR Clifty Creek 1-6 - SO2 Cap Annual v5.16 | 481 | 7502 | Rate Constraint in MTons | FALSE | L | Annual | Constraint Shadow Price | US2019$/Ton | 0 | 0 | 0 | 0 | 0 | 0 | 0 | 0
NSR ClinchRiver 1-3 - SO2 Cap Annual v3.1 | 482 | 7373 | Rate Constraint in MTons | FALSE | L | Annual | Seasons Included | Seasons | Winter, WintShld, Summer | Winter, WintShld, Summer | Winter, WintShld, Summer | Winter, WintShld, Summer | Winter, WintShld, Summer | Winter, WintShld, Summer | Winter, WintShld, Summer | Winter, WintShld, Summer
NSR ClinchRiver 1-3 - SO2 Cap Annual v3.1 | 482 | 7373 | Rate Constraint in MTons | FALSE | L | Annual | Standard SO2 | Thousand Tons | 16.3 | 16.3 | 16.3 | 16.3 | 16.3 | 16.3 | 16.3 | 16.3
NSR ClinchRiver 1-3 - SO2 Cap Annual v3.1 | 482 | 7373 | Rate Constraint in MTons | FALSE | L | Annual | Emissions at Affected Plants SO2 | Thousand Tons | 0 | 0 | 0 | 0 | 0 | 0 | 0 | 0
NSR ClinchRiver 1-3 - SO2 Cap Annual v3.1 | 482 | 7373 | Rate Constraint in MTons | FALSE | L | Annual | Allowances Purchased SO2 | Thousand Tons | 0 | 0 | 0 | 0 | 0 | 0 | 0 | 0
NSR ClinchRiver 1-3 - SO2 Cap Annual v3.1 | 482 | 7373 | Rate Constraint in MTons | FALSE | L | Annual | Allowances Sold SO2 | Thousand Tons | 0 | 0 | 0 | 0 | 0 | 0 | 0 | 0
NSR ClinchRiver 1-3 - SO2 Cap Annual v3.1 | 482 | 7373 | Rate Constraint in MTons | FALSE | L | Annual | Allowances Banked | Thousand Tons | 0 | 0 | 0 | 0 | 0 | 0 | 0 | 0
NSR ClinchRiver 1-3 - SO2 Cap Annual v3.1 | 482 | 7373 | Rate Constraint in MTons | FALSE | L | Annual | Allowances Withdrawn (1:1) | Thousand Tons | 0 | 0 | 0 | 0 | 0 | 0 | 0 | 0
NSR ClinchRiver 1-3 - SO2 Cap Annual v3.1 | 482 | 7373 | Rate Constraint in MTons | FALSE | L | Annual | Allowances Withdrawn (n:1) | Thousand Tons | 0 | 0 | 0 | 0 | 0 | 0 | 0 | 0
NSR ClinchRiver 1-3 - SO2 Cap Annual v3.1 | 482 | 7373 | Rate Constraint in MTons | FALSE | L | Annual | Net Emissions Allowance Position | Thousand Tons | 0 | 0 | 0 | 0 | 0 | 0 | 0 | 0
NSR ClinchRiver 1-3 - SO2 Cap Annual v3.1 | 482 | 7373 | Rate Constraint in MTons | FALSE | L | Annual | Fuel Consumed | TBtu | 0 | 0 | 0 | 0 | 0 | 0 | 0 | 0
NSR ClinchRiver 1-3 - SO2 Cap Annual v3.1 | 482 | 7373 | Rate Constraint in MTons | FALSE | L | Annual | Rate | lb/MMBtu | 0 | 0 | 0 | 0 | 0 | 0 | 0 | 0
NSR ClinchRiver 1-3 - SO2 Cap Annual v3.1 | 482 | 7373 | Rate Constraint in MTons | FALSE | L | Annual | Generation | TWh | 0 | 0 | 0 | 0 | 0 | 0 | 0 | 0
NSR ClinchRiver 1-3 - SO2 Cap Annual v3.1 | 482 | 7373 | Rate Constraint in MTons | FALSE | L | Annual | Qualifying Generation | TWh | 0 | 0 | 0 | 0 | 0 | 0 | 0 | 0
NSR ClinchRiver 1-3 - SO2 Cap Annual v3.1 | 482 | 7373 | Rate Constraint in MTons | FALSE | L | Annual | Rate | lb/MWh | 0 | 0 | 0 | 0 | 0 | 0 | 0 | 0
NSR ClinchRiver 1-3 - SO2 Cap Annual v3.1 | 482 | 7373 | Rate Constraint in MTons | FALSE | L | Annual | Constraint Shadow Price | US2019$/Ton | 0 | 0 | 0 | 0 | 0 | 0 | 0 | 0
NSR Columbia 1 & 2- NOx Cap Annual v5.13 | 483 | 7418 | Rate Constraint in MTons | FALSE | L | Annual | Seasons Included | Seasons | Winter, WintShld, Summer | Winter, WintShld, Summer | Winter, WintShld, Summer | Winter, WintShld, Summer | Winter, WintShld, Summer | Winter, WintShld, Summer | Winter, WintShld, Summer | Winter, WintShld, Summer
NSR Columbia 1 & 2- NOx Cap Annual v5.13 | 483 | 7418 | Rate Constraint in MTons | FALSE | L | Annual | Standard NOX | Thousand Tons | 4.3 | 4.3 | 4.3 | 4.3 | 4.3 | 4.3 | 4.3 | 4.3
NSR Columbia 1 & 2- NOx Cap Annual v5.13 | 483 | 7418 | Rate Constraint in MTons | FALSE | L | Annual | Emissions at Affected Plants NOX | Thousand Tons | 3.2292 | 0 | 0 | 0 | 0 | 0 | 0 | 0
NSR Columbia 1 & 2- NOx Cap Annual v5.13 | 483 | 7418 | Rate Constraint in MTons | FALSE | L | Annual | Allowances Purchased NOX | Thousand Tons | 0 | 0 | 0 | 0 | 0 | 0 | 0 | 0
NSR Columbia 1 & 2- NOx Cap Annual v5.13 | 483 | 7418 | Rate Constraint in MTons | FALSE | L | Annual | Allowances Sold NOX | Thousand Tons | 0 | 0 | 0 | 0 | 0 | 0 | 0 | 0
NSR Columbia 1 & 2- NOx Cap Annual v5.13 | 483 | 7418 | Rate Constraint in MTons | FALSE | L | Annual | Allowances Banked | Thousand Tons | 0 | 0 | 0 | 0 | 0 | 0 | 0 | 0
NSR Columbia 1 & 2- NOx Cap Annual v5.13 | 483 | 7418 | Rate Constraint in MTons | FALSE | L | Annual | Allowances Withdrawn (1:1) | Thousand Tons | 0 | 0 | 0 | 0 | 0 | 0 | 0 | 0
NSR Columbia 1 & 2- NOx Cap Annual v5.13 | 483 | 7418 | Rate Constraint in MTons | FALSE | L | Annual | Allowances Withdrawn (n:1) | Thousand Tons | 0 | 0 | 0 | 0 | 0 | 0 | 0 | 0
NSR Columbia 1 & 2- NOx Cap Annual v5.13 | 483 | 7418 | Rate Constraint in MTons | FALSE | L | Annual | Net Emissions Allowance Position | Thousand Tons | 3.2292 | 0 | 0 | 0 | 0 | 0 | 0 | 0
NSR Columbia 1 & 2- NOx Cap Annual v5.13 | 483 | 7418 | Rate Constraint in MTons | FALSE | L | Annual | Fuel Consumed | TBtu | 82.1714 | 0 | 0 | 0 | 0 | 0 | 0 | 0
NSR Columbia 1 & 2- NOx Cap Annual v5.13 | 483 | 7418 | Rate Constraint in MTons | FALSE | L | Annual | Rate | lb/MMBtu | 0.078595 | 0 | 0 | 0 | 0 | 0 | 0 | 0
NSR Columbia 1 & 2- NOx Cap Annual v5.13 | 483 | 7418 | Rate Constraint in MTons | FALSE | L | Annual | Generation | TWh | 7.7973 | 0 | 0 | 0 | 0 | 0 | 0 | 0
NSR Columbia 1 & 2- NOx Cap Annual v5.13 | 483 | 7418 | Rate Constraint in MTons | FALSE | L | Annual | Qualifying Generation | TWh | 7.7973 | 0 | 0 | 0 | 0 | 0 | 0 | 0
NSR Columbia 1 & 2- NOx Cap Annual v5.13 | 483 | 7418 | Rate Constraint in MTons | FALSE | L | Annual | Rate | lb/MWh | 0.82828 | 0 | 0 | 0 | 0 | 0 | 0 | 0
NSR Columbia 1 & 2- NOx Cap Annual v5.13 | 483 | 7418 | Rate Constraint in MTons | FALSE | L | Annual | Constraint Shadow Price | US2019$/Ton | 0 | 0 | 0 | 0 | 0 | 0 | 0 | 0
NSR Columbia 1 & 2- SO2 Cap Annual v5.13 | 484 | 7419 | Rate Constraint in MTons | FALSE | L | Annual | Seasons Included | Seasons | Winter, WintShld, Summer | Winter, WintShld, Summer | Winter, WintShld, Summer | Winter, WintShld, Summer | Winter, WintShld, Summer | Winter, WintShld, Summer | Winter, WintShld, Summer | Winter, WintShld, Summer
NSR Columbia 1 & 2- SO2 Cap Annual v5.13 | 484 | 7419 | Rate Constraint in MTons | FALSE | L | Annual | Standard SO2 | Thousand Tons | 3.286 | 3.286 | 3.286 | 3.286 | 3.286 | 3.286 | 3.286 | 3.286
NSR Columbia 1 & 2- SO2 Cap Annual v5.13 | 484 | 7419 | Rate Constraint in MTons | FALSE | L | Annual | Emissions at Affected Plants SO2 | Thousand Tons | 1.8516 | 0 | 0 | 0 | 0 | 0 | 0 | 0
NSR Columbia 1 & 2- SO2 Cap Annual v5.13 | 484 | 7419 | Rate Constraint in MTons | FALSE | L | Annual | Allowances Purchased SO2 | Thousand Tons | 0 | 0 | 0 | 0 | 0 | 0 | 0 | 0
NSR Columbia 1 & 2- SO2 Cap Annual v5.13 | 484 | 7419 | Rate Constraint in MTons | FALSE | L | Annual | Allowances Sold SO2 | Thousand Tons | 0 | 0 | 0 | 0 | 0 | 0 | 0 | 0
NSR Columbia 1 & 2- SO2 Cap Annual v5.13 | 484 | 7419 | Rate Constraint in MTons | FALSE | L | Annual | Allowances Banked | Thousand Tons | 0 | 0 | 0 | 0 | 0 | 0 | 0 | 0
NSR Columbia 1 & 2- SO2 Cap Annual v5.13 | 484 | 7419 | Rate Constraint in MTons | FALSE | L | Annual | Allowances Withdrawn (1:1) | Thousand Tons | 0 | 0 | 0 | 0 | 0 | 0 | 0 | 0
NSR Columbia 1 & 2- SO2 Cap Annual v5.13 | 484 | 7419 | Rate Constraint in MTons | FALSE | L | Annual | Allowances Withdrawn (n:1) | Thousand Tons | 0 | 0 | 0 | 0 | 0 | 0 | 0 | 0
NSR Columbia 1 & 2- SO2 Cap Annual v5.13 | 484 | 7419 | Rate Constraint in MTons | FALSE | L | Annual | Net Emissions Allowance Position | Thousand Tons | 1.8516 | 0 | 0 | 0 | 0 | 0 | 0 | 0
NSR Columbia 1 & 2- SO2 Cap Annual v5.13 | 484 | 7419 | Rate Constraint in MTons | FALSE | L | Annual | Fuel Consumed | TBtu | 82.1714 | 0 | 0 | 0 | 0 | 0 | 0 | 0
NSR Columbia 1 & 2- SO2 Cap Annual v5.13 | 484 | 7419 | Rate Constraint in MTons | FALSE | L | Annual | Rate | lb/MMBtu | 0.045068 | 0 | 0 | 0 | 0 | 0 | 0 | 0
NSR Columbia 1 & 2- SO2 Cap Annual v5.13 | 484 | 7419 | Rate Constraint in MTons | FALSE | L | Annual | Generation | TWh | 7.7973 | 0 | 0 | 0 | 0 | 0 | 0 | 0
NSR Columbia 1 & 2- SO2 Cap Annual v5.13 | 484 | 7419 | Rate Constraint in MTons | FALSE | L | Annual | Qualifying Generation | TWh | 7.7973 | 0 | 0 | 0 | 0 | 0 | 0 | 0
NSR Columbia 1 & 2- SO2 Cap Annual v5.13 | 484 | 7419 | Rate Constraint in MTons | FALSE | L | Annual | Rate | lb/MWh | 0.47495 | 0 | 0 | 0 | 0 | 0 | 0 | 0
NSR Columbia 1 & 2- SO2 Cap Annual v5.13 | 484 | 7419 | Rate Constraint in MTons | FALSE | L | Annual | Constraint Shadow Price | US2019$/Ton | 0 | 0 | 0 | 0 | 0 | 0 | 0 | 0
NSR Columbia 1 & 2- SO2 Rate Annual v5.13 | 485 | 7479 | Rate Constraint in lbs/MMBtu | FALSE | L | Annual | Seasons Included | Seasons | Winter, WintShld, Summer | Winter, WintShld, Summer | Winter, WintShld, Summer | Winter, WintShld, Summer | Winter, WintShld, Summer | Winter, WintShld, Summer | Winter, WintShld, Summer | Winter, WintShld, Summer
NSR Columbia 1 & 2- SO2 Rate Annual v5.13 | 485 | 7479 | Rate Constraint in lbs/MMBtu | FALSE | L | Annual | Standard SO2 | lb/MMBtu | 0.075 | 0.075 | 0.075 | 0.075 | 0.075 | 0.075 | 0.075 | 0.075
NSR Columbia 1 & 2- SO2 Rate Annual v5.13 | 485 | 7479 | Rate Constraint in lbs/MMBtu | FALSE | L | Annual | Emissions at Affected Plants SO2 | Thousand Tons | 1.8516 | 0 | 0 | 0 | 0 | 0 | 0 | 0
NSR Columbia 1 & 2- SO2 Rate Annual v5.13 | 485 | 7479 | Rate Constraint in lbs/MMBtu | FALSE | L | Annual | Allowances Purchased SO2 | Thousand Tons | 0 | 0 | 0 | 0 | 0 | 0 | 0 | 0
NSR Columbia 1 & 2- SO2 Rate Annual v5.13 | 485 | 7479 | Rate Constraint in lbs/MMBtu | FALSE | L | Annual | Allowances Sold SO2 | Thousand Tons | 0 | 0 | 0 | 0 | 0 | 0 | 0 | 0
NSR Columbia 1 & 2- SO2 Rate Annual v5.13 | 485 | 7479 | Rate Constraint in lbs/MMBtu | FALSE | L | Annual | Allowances Banked | Thousand Tons | 0 | 0 | 0 | 0 | 0 | 0 | 0 | 0
NSR Columbia 1 & 2- SO2 Rate Annual v5.13 | 485 | 7479 | Rate Constraint in lbs/MMBtu | FALSE | L | Annual | Allowances Withdrawn (1:1) | Thousand Tons | 0 | 0 | 0 | 0 | 0 | 0 | 0 | 0
NSR Columbia 1 & 2- SO2 Rate Annual v5.13 | 485 | 7479 | Rate Constraint in lbs/MMBtu | FALSE | L | Annual | Allowances Withdrawn (n:1) | Thousand Tons | 0 | 0 | 0 | 0 | 0 | 0 | 0 | 0
NSR Columbia 1 & 2- SO2 Rate Annual v5.13 | 485 | 7479 | Rate Constraint in lbs/MMBtu | FALSE | L | Annual | Net Emissions Allowance Position | Thousand Tons | 1.8516 | 0 | 0 | 0 | 0 | 0 | 0 | 0
NSR Columbia 1 & 2- SO2 Rate Annual v5.13 | 485 | 7479 | Rate Constraint in lbs/MMBtu | FALSE | L | Annual | Fuel Consumed | TBtu | 82.1714 | 0 | 0 | 0 | 0 | 0 | 0 | 0
NSR Columbia 1 & 2- SO2 Rate Annual v5.13 | 485 | 7479 | Rate Constraint in lbs/MMBtu | FALSE | L | Annual | Rate | lb/MMBtu | 0.045068 | 0 | 0 | 0 | 0 | 0 | 0 | 0
NSR Columbia 1 & 2- SO2 Rate Annual v5.13 | 485 | 7479 | Rate Constraint in lbs/MMBtu | FALSE | L | Annual | Generation | TWh | 7.7973 | 0 | 0 | 0 | 0 | 0 | 0 | 0
NSR Columbia 1 & 2- SO2 Rate Annual v5.13 | 485 | 7479 | Rate Constraint in lbs/MMBtu | FALSE | L | Annual | Qualifying Generation | TWh | 7.7973 | 0 | 0 | 0 | 0 | 0 | 0 | 0
NSR Columbia 1 & 2- SO2 Rate Annual v5.13 | 485 | 7479 | Rate Constraint in lbs/MMBtu | FALSE | L | Annual | Rate | lb/MWh | 0.47495 | 0 | 0 | 0 | 0 | 0 | 0 | 0
NSR Columbia 1 & 2- SO2 Rate Annual v5.13 | 485 | 7479 | Rate Constraint in lbs/MMBtu | FALSE | L | Annual | Constraint Shadow Price | US2019$/Ton | 0 | 0 | 0 | 0 | 0 | 0 | 0 | 0
NSR Columbia 1- Hg Rate Annual v5.13 | 486 | 7482 | Rate Constraint in lbs/MMBtu | FALSE | L | Annual | Seasons Included | Seasons | Winter, WintShld, Summer | Winter, WintShld, Summer | Winter, WintShld, Summer | Winter, WintShld, Summer | Winter, WintShld, Summer | Winter, WintShld, Summer | Winter, WintShld, Summer | Winter, WintShld, Summer
NSR Columbia 1- Hg Rate Annual v5.13 | 486 | 7482 | Rate Constraint in lbs/MMBtu | FALSE | L | Annual | Standard MER | lb/MMBtu | 0.015 | 0.015 | 0.015 | 0.015 | 0.015 | 0.015 | 0.015 | 0.015
NSR Columbia 1- Hg Rate Annual v5.13 | 486 | 7482 | Rate Constraint in lbs/MMBtu | FALSE | L | Annual | Emissions at Affected Plants MER | lbs | 22.9758 | 0 | 0 | 0 | 0 | 0 | 0 | 0
NSR Columbia 1- Hg Rate Annual v5.13 | 486 | 7482 | Rate Constraint in lbs/MMBtu | FALSE | L | Annual | Allowances Purchased MER | lbs | 0 | 0 | 0 | 0 | 0 | 0 | 0 | 0
NSR Columbia 1- Hg Rate Annual v5.13 | 486 | 7482 | Rate Constraint in lbs/MMBtu | FALSE | L | Annual | Allowances Sold MER | lbs | 0 | 0 | 0 | 0 | 0 | 0 | 0 | 0
NSR Columbia 1- Hg Rate Annual v5.13 | 486 | 7482 | Rate Constraint in lbs/MMBtu | FALSE | L | Annual | Allowances Banked | lbs | 0 | 0 | 0 | 0 | 0 | 0 | 0 | 0
NSR Columbia 1- Hg Rate Annual v5.13 | 486 | 7482 | Rate Constraint in lbs/MMBtu | FALSE | L | Annual | Allowances Withdrawn (1:1) | lbs | 0 | 0 | 0 | 0 | 0 | 0 | 0 | 0
NSR Columbia 1- Hg Rate Annual v5.13 | 486 | 7482 | Rate Constraint in lbs/MMBtu | FALSE | L | Annual | Allowances Withdrawn (n:1) | lbs | 0 | 0 | 0 | 0 | 0 | 0 | 0 | 0
NSR Columbia 1- Hg Rate Annual v5.13 | 486 | 7482 | Rate Constraint in lbs/MMBtu | FALSE | L | Annual | Net Emissions Allowance Position | lbs | 22.9758 | 0 | 0 | 0 | 0 | 0 | 0 | 0
NSR Columbia 1- Hg Rate Annual v5.13 | 486 | 7482 | Rate Constraint in lbs/MMBtu | FALSE | L | Annual | Fuel Consumed | TBtu | 40.9459 | 0 | 0 | 0 | 0 | 0 | 0 | 0
NSR Columbia 1- Hg Rate Annual v5.13 | 486 | 7482 | Rate Constraint in lbs/MMBtu | FALSE | L | Annual | Rate | lb/MMBtu | 5.6112e-07 | 0 | 0 | 0 | 0 | 0 | 0 | 0
NSR Columbia 1- Hg Rate Annual v5.13 | 486 | 7482 | Rate Constraint in lbs/MMBtu | FALSE | L | Annual | Generation | TWh | 3.8833 | 0 | 0 | 0 | 0 | 0 | 0 | 0
NSR Columbia 1- Hg Rate Annual v5.13 | 486 | 7482 | Rate Constraint in lbs/MMBtu | FALSE | L | Annual | Qualifying Generation | TWh | 3.8833 | 0 | 0 | 0 | 0 | 0 | 0 | 0
NSR Columbia 1- Hg Rate Annual v5.13 | 486 | 7482 | Rate Constraint in lbs/MMBtu | FALSE | L | Annual | Rate | lb/MWh | 5.9165e-06 | 0 | 0 | 0 | 0 | 0 | 0 | 0
NSR Columbia 1- Hg Rate Annual v5.13 | 486 | 7482 | Rate Constraint in lbs/MMBtu | FALSE | L | Annual | Constraint Shadow Price | US2019$/Lb | 0 | 0 | 0 | 0 | 0 | 0 | 0 | 0
NSR Columbia 1- NOx Rate Annual v5.13 | 487 | 7480 | Rate Constraint in lbs/MMBtu | FALSE | L | Annual | Seasons Included | Seasons | Winter, WintShld, Summer | Winter, WintShld, Summer | Winter, WintShld, Summer | Winter, WintShld, Summer | Winter, WintShld, Summer | Winter, WintShld, Summer | Winter, WintShld, Summer | Winter, WintShld, Summer
NSR Columbia 1- NOx Rate Annual v5.13 | 487 | 7480 | Rate Constraint in lbs/MMBtu | FALSE | L | Annual | Standard NOX | lb/MMBtu | 0.15 | 0.15 | 0.15 | 0.15 | 0.15 | 0.15 | 0.15 | 0.15
NSR Columbia 1- NOx Rate Annual v5.13 | 487 | 7480 | Rate Constraint in lbs/MMBtu | FALSE | L | Annual | Emissions at Affected Plants NOX | Thousand Tons | 2.1367 | 0 | 0 | 0 | 0 | 0 | 0 | 0
NSR Columbia 1- NOx Rate Annual v5.13 | 487 | 7480 | Rate Constraint in lbs/MMBtu | FALSE | L | Annual | Allowances Purchased NOX | Thousand Tons | 0 | 0 | 0 | 0 | 0 | 0 | 0 | 0
NSR Columbia 1- NOx Rate Annual v5.13 | 487 | 7480 | Rate Constraint in lbs/MMBtu | FALSE | L | Annual | Allowances Sold NOX | Thousand Tons | 0 | 0 | 0 | 0 | 0 | 0 | 0 | 0
NSR Columbia 1- NOx Rate Annual v5.13 | 487 | 7480 | Rate Constraint in lbs/MMBtu | FALSE | L | Annual | Allowances Banked | Thousand Tons | 0 | 0 | 0 | 0 | 0 | 0 | 0 | 0
NSR Columbia 1- NOx Rate Annual v5.13 | 487 | 7480 | Rate Constraint in lbs/MMBtu | FALSE | L | Annual | Allowances Withdrawn (1:1) | Thousand Tons | 0 | 0 | 0 | 0 | 0 | 0 | 0 | 0
NSR Columbia 1- NOx Rate Annual v5.13 | 487 | 7480 | Rate Constraint in lbs/MMBtu | FALSE | L | Annual | Allowances Withdrawn (n:1) | Thousand Tons | 0 | 0 | 0 | 0 | 0 | 0 | 0 | 0
NSR Columbia 1- NOx Rate Annual v5.13 | 487 | 7480 | Rate Constraint in lbs/MMBtu | FALSE | L | Annual | Net Emissions Allowance Position | Thousand Tons | 2.1367 | 0 | 0 | 0 | 0 | 0 | 0 | 0
NSR Columbia 1- NOx Rate Annual v5.13 | 487 | 7480 | Rate Constraint in lbs/MMBtu | FALSE | L | Annual | Fuel Consumed | TBtu | 40.9459 | 0 | 0 | 0 | 0 | 0 | 0 | 0
NSR Columbia 1- NOx Rate Annual v5.13 | 487 | 7480 | Rate Constraint in lbs/MMBtu | FALSE | L | Annual | Rate | lb/MMBtu | 0.10437 | 0 | 0 | 0 | 0 | 0 | 0 | 0
NSR Columbia 1- NOx Rate Annual v5.13 | 487 | 7480 | Rate Constraint in lbs/MMBtu | FALSE | L | Annual | Generation | TWh | 3.8833 | 0 | 0 | 0 | 0 | 0 | 0 | 0
NSR Columbia 1- NOx Rate Annual v5.13 | 487 | 7480 | Rate Constraint in lbs/MMBtu | FALSE | L | Annual | Qualifying Generation | TWh | 3.8833 | 0 | 0 | 0 | 0 | 0 | 0 | 0
NSR Columbia 1- NOx Rate Annual v5.13 | 487 | 7480 | Rate Constraint in lbs/MMBtu | FALSE | L | Annual | Rate | lb/MWh | 1.1004 | 0 | 0 | 0 | 0 | 0 | 0 | 0
NSR Columbia 1- NOx Rate Annual v5.13 | 487 | 7480 | Rate Constraint in lbs/MMBtu | FALSE | L | Annual | Constraint Shadow Price | US2019$/Ton | 0 | 0 | 0 | 0 | 0 | 0 | 0 | 0
NSR Columbia 2- Hg Rate Annual v5.13 | 488 | 7483 | Rate Constraint in lbs/MMBtu | FALSE | L | Annual | Seasons Included | Seasons | Winter, WintShld, Summer | Winter, WintShld, Summer | Winter, WintShld, Summer | Winter, WintShld, Summer | Winter, WintShld, Summer | Winter, WintShld, Summer | Winter, WintShld, Summer | Winter, WintShld, Summer
NSR Columbia 2- Hg Rate Annual v5.13 | 488 | 7483 | Rate Constraint in lbs/MMBtu | FALSE | L | Annual | Standard MER | lb/MMBtu | 0.015 | 0.015 | 0.015 | 0.015 | 0.015 | 0.015 | 0.015 | 0.015
NSR Columbia 2- Hg Rate Annual v5.13 | 488 | 7483 | Rate Constraint in lbs/MMBtu | FALSE | L | Annual | Emissions at Affected Plants MER | lbs | 23.1327 | 0 | 0 | 0 | 0 | 0 | 0 | 0
NSR Columbia 2- Hg Rate Annual v5.13 | 488 | 7483 | Rate Constraint in lbs/MMBtu | FALSE | L | Annual | Allowances Purchased MER | lbs | 0 | 0 | 0 | 0 | 0 | 0 | 0 | 0
NSR Columbia 2- Hg Rate Annual v5.13 | 488 | 7483 | Rate Constraint in lbs/MMBtu | FALSE | L | Annual | Allowances Sold MER | lbs | 0 | 0 | 0 | 0 | 0 | 0 | 0 | 0
NSR Columbia 2- Hg Rate Annual v5.13 | 488 | 7483 | Rate Constraint in lbs/MMBtu | FALSE | L | Annual | Allowances Banked | lbs | 0 | 0 | 0 | 0 | 0 | 0 | 0 | 0
NSR Columbia 2- Hg Rate Annual v5.13 | 488 | 7483 | Rate Constraint in lbs/MMBtu | FALSE | L | Annual | Allowances Withdrawn (1:1) | lbs | 0 | 0 | 0 | 0 | 0 | 0 | 0 | 0
NSR Columbia 2- Hg Rate Annual v5.13 | 488 | 7483 | Rate Constraint in lbs/MMBtu | FALSE | L | Annual | Allowances Withdrawn (n:1) | lbs | 0 | 0 | 0 | 0 | 0 | 0 | 0 | 0
NSR Columbia 2- Hg Rate Annual v5.13 | 488 | 7483 | Rate Constraint in lbs/MMBtu | FALSE | L | Annual | Net Emissions Allowance Position | lbs | 23.1327 | 0 | 0 | 0 | 0 | 0 | 0 | 0
NSR Columbia 2- Hg Rate Annual v5.13 | 488 | 7483 | Rate Constraint in lbs/MMBtu | FALSE | L | Annual | Fuel Consumed | TBtu | 41.2255 | 0 | 0 | 0 | 0 | 0 | 0 | 0
NSR Columbia 2- Hg Rate Annual v5.13 | 488 | 7483 | Rate Constraint in lbs/MMBtu | FALSE | L | Annual | Rate | lb/MMBtu | 5.6112e-07 | 0 | 0 | 0 | 0 | 0 | 0 | 0
NSR Columbia 2- Hg Rate Annual v5.13 | 488 | 7483 | Rate Constraint in lbs/MMBtu | FALSE | L | Annual | Generation | TWh | 3.9139 | 0 | 0 | 0 | 0 | 0 | 0 | 0
NSR Columbia 2- Hg Rate Annual v5.13 | 488 | 7483 | Rate Constraint in lbs/MMBtu | FALSE | L | Annual | Qualifying Generation | TWh | 3.9139 | 0 | 0 | 0 | 0 | 0 | 0 | 0
NSR Columbia 2- Hg Rate Annual v5.13 | 488 | 7483 | Rate Constraint in lbs/MMBtu | FALSE | L | Annual | Rate | lb/MWh | 5.9103e-06 | 0 | 0 | 0 | 0 | 0 | 0 | 0
NSR Columbia 2- Hg Rate Annual v5.13 | 488 | 7483 | Rate Constraint in lbs/MMBtu | FALSE | L | Annual | Constraint Shadow Price | US2019$/Lb | 0 | 0 | 0 | 0 | 0 | 0 | 0 | 0
NSR Columbia 2- NOx Rate Annual v5.13 | 489 | 7481 | Rate Constraint in lbs/MMBtu | FALSE | L | Annual | Seasons Included | Seasons | Winter, WintShld, Summer | Winter, WintShld, Summer | Winter, WintShld, Summer | Winter, WintShld, Summer | Winter, WintShld, Summer | Winter, WintShld, Summer | Winter, WintShld, Summer | Winter, WintShld, Summer
NSR Columbia 2- NOx Rate Annual v5.13 | 489 | 7481 | Rate Constraint in lbs/MMBtu | FALSE | L | Annual | Standard NOX | lb/MMBtu | 0.07 | 0.07 | 0.07 | 0.07 | 0.07 | 0.07 | 0.07 | 0.07
NSR Columbia 2- NOx Rate Annual v5.13 | 489 | 7481 | Rate Constraint in lbs/MMBtu | FALSE | L | Annual | Emissions at Affected Plants NOX | Thousand Tons | 1.0925 | 0 | 0 | 0 | 0 | 0 | 0 | 0
NSR Columbia 2- NOx Rate Annual v5.13 | 489 | 7481 | Rate Constraint in lbs/MMBtu | FALSE | L | Annual | Allowances Purchased NOX | Thousand Tons | 0 | 0 | 0 | 0 | 0 | 0 | 0 | 0
NSR Columbia 2- NOx Rate Annual v5.13 | 489 | 7481 | Rate Constraint in lbs/MMBtu | FALSE | L | Annual | Allowances Sold NOX | Thousand Tons | 0 | 0 | 0 | 0 | 0 | 0 | 0 | 0
NSR Columbia 2- NOx Rate Annual v5.13 | 489 | 7481 | Rate Constraint in lbs/MMBtu | FALSE | L | Annual | Allowances Banked | Thousand Tons | 0 | 0 | 0 | 0 | 0 | 0 | 0 | 0
NSR Columbia 2- NOx Rate Annual v5.13 | 489 | 7481 | Rate Constraint in lbs/MMBtu | FALSE | L | Annual | Allowances Withdrawn (1:1) | Thousand Tons | 0 | 0 | 0 | 0 | 0 | 0 | 0 | 0
NSR Columbia 2- NOx Rate Annual v5.13 | 489 | 7481 | Rate Constraint in lbs/MMBtu | FALSE | L | Annual | Allowances Withdrawn (n:1) | Thousand Tons | 0 | 0 | 0 | 0 | 0 | 0 | 0 | 0
NSR Columbia 2- NOx Rate Annual v5.13 | 489 | 7481 | Rate Constraint in lbs/MMBtu | FALSE | L | Annual | Net Emissions Allowance Position | Thousand Tons | 1.0925 | 0 | 0 | 0 | 0 | 0 | 0 | 0
NSR Columbia 2- NOx Rate Annual v5.13 | 489 | 7481 | Rate Constraint in lbs/MMBtu | FALSE | L | Annual | Fuel Consumed | TBtu | 41.2255 | 0 | 0 | 0 | 0 | 0 | 0 | 0
NSR Columbia 2- NOx Rate Annual v5.13 | 489 | 7481 | Rate Constraint in lbs/MMBtu | FALSE | L | Annual | Rate | lb/MMBtu | 0.053 | 0 | 0 | 0 | 0 | 0 | 0 | 0
NSR Columbia 2- NOx Rate Annual v5.13 | 489 | 7481 | Rate Constraint in lbs/MMBtu | FALSE | L | Annual | Generation | TWh | 3.9139 | 0 | 0 | 0 | 0 | 0 | 0 | 0
NSR Columbia 2- NOx Rate Annual v5.13 | 489 | 7481 | Rate Constraint in lbs/MMBtu | FALSE | L | Annual | Qualifying Generation | TWh | 3.9139 | 0 | 0 | 0 | 0 | 0 | 0 | 0
NSR Columbia 2- NOx Rate Annual v5.13 | 489 | 7481 | Rate Constraint in lbs/MMBtu | FALSE | L | Annual | Rate | lb/MWh | 0.55825 | 0 | 0 | 0 | 0 | 0 | 0 | 0
NSR Columbia 2- NOx Rate Annual v5.13 | 489 | 7481 | Rate Constraint in lbs/MMBtu | FALSE | L | Annual | Constraint Shadow Price | US2019$/Ton | 0 | 0 | 0 | 0 | 0 | 0 | 0 | 0
NSR Consumer Energy - NOx Cap Annual v5.14 | 490 | 7420 | Rate Constraint in MTons | FALSE | L | Annual | Seasons Included | Seasons | Winter, WintShld, Summer | Winter, WintShld, Summer | Winter, WintShld, Summer | Winter, WintShld, Summer | Winter, WintShld, Summer | Winter, WintShld, Summer | Winter, WintShld, Summer | Winter, WintShld, Summer
NSR Consumer Energy - NOx Cap Annual v5.14 | 490 | 7420 | Rate Constraint in MTons | FALSE | L | Annual | Standard NOX | Thousand Tons | 6.912 | 6.912 | 6.912 | 6.912 | 6.912 | 6.912 | 6.912 | 6.912
NSR Consumer Energy - NOx Cap Annual v5.14 | 490 | 7420 | Rate Constraint in MTons | FALSE | L | Annual | Emissions at Affected Plants NOX | Thousand Tons | 3.7431 | 0 | 0 | 0 | 0 | 0 | 0 | 0
NSR Consumer Energy - NOx Cap Annual v5.14 | 490 | 7420 | Rate Constraint in MTons | FALSE | L | Annual | Allowances Purchased NOX | Thousand Tons | 0 | 0 | 0 | 0 | 0 | 0 | 0 | 0
NSR Consumer Energy - NOx Cap Annual v5.14 | 490 | 7420 | Rate Constraint in MTons | FALSE | L | Annual | Allowances Sold NOX | Thousand Tons | 0 | 0 | 0 | 0 | 0 | 0 | 0 | 0
NSR Consumer Energy - NOx Cap Annual v5.14 | 490 | 7420 | Rate Constraint in MTons | FALSE | L | Annual | Allowances Banked | Thousand Tons | 0 | 0 | 0 | 0 | 0 | 0 | 0 | 0
NSR Consumer Energy - NOx Cap Annual v5.14 | 490 | 7420 | Rate Constraint in MTons | FALSE | L | Annual | Allowances Withdrawn (1:1) | Thousand Tons | 0 | 0 | 0 | 0 | 0 | 0 | 0 | 0
NSR Consumer Energy - NOx Cap Annual v5.14 | 490 | 7420 | Rate Constraint in MTons | FALSE | L | Annual | Allowances Withdrawn (n:1) | Thousand Tons | 0 | 0 | 0 | 0 | 0 | 0 | 0 | 0
NSR Consumer Energy - NOx Cap Annual v5.14 | 490 | 7420 | Rate Constraint in MTons | FALSE | L | Annual | Net Emissions Allowance Position | Thousand Tons | 3.7431 | 0 | 0 | 0 | 0 | 0 | 0 | 0
NSR Consumer Energy - NOx Cap Annual v5.14 | 490 | 7420 | Rate Constraint in MTons | FALSE | L | Annual | Fuel Consumed | TBtu | 102.9253 | 0 | 0 | 0 | 0 | 0 | 0 | 0
NSR Consumer Energy - NOx Cap Annual v5.14 | 490 | 7420 | Rate Constraint in MTons | FALSE | L | Annual | Rate | lb/MMBtu | 0.072734 | 0 | 0 | 0 | 0 | 0 | 0 | 0
NSR Consumer Energy - NOx Cap Annual v5.14 | 490 | 7420 | Rate Constraint in MTons | FALSE | L | Annual | Generation | TWh | 9.9752 | 0 | 0 | 0 | 0 | 0 | 0 | 0
NSR Consumer Energy - NOx Cap Annual v5.14 | 490 | 7420 | Rate Constraint in MTons | FALSE | L | Annual | Qualifying Generation | TWh | 9.9752 | 0 | 0 | 0 | 0 | 0 | 0 | 0
NSR Consumer Energy - NOx Cap Annual v5.14 | 490 | 7420 | Rate Constraint in MTons | FALSE | L | Annual | Rate | lb/MWh | 0.75048 | 0 | 0 | 0 | 0 | 0 | 0 | 0
NSR Consumer Energy - NOx Cap Annual v5.14 | 490 | 7420 | Rate Constraint in MTons | FALSE | L | Annual | Constraint Shadow Price | US2019$/Ton | 0 | 0 | 0 | 0 | 0 | 0 | 0 | 0
NSR Consumer Energy - SO2 Cap Annual v5.14 | 491 | 7421 | Rate Constraint in MTons | FALSE | L | Annual | Seasons Included | Seasons | Winter, WintShld, Summer | Winter, WintShld, Summer | Winter, WintShld, Summer | Winter, WintShld, Summer | Winter, WintShld, Summer | Winter, WintShld, Summer | Winter, WintShld, Summer | Winter, WintShld, Summer
NSR Consumer Energy - SO2 Cap Annual v5.14 | 491 | 7421 | Rate Constraint in MTons | FALSE | L | Annual | Standard SO2 | Thousand Tons | 10.9 | 10.9 | 10.9 | 10.9 | 10.9 | 10.9 | 10.9 | 10.9
NSR Consumer Energy - SO2 Cap Annual v5.14 | 491 | 7421 | Rate Constraint in MTons | FALSE | L | Annual | Emissions at Affected Plants SO2 | Thousand Tons | 7.7853 | 0 | 0 | 0 | 0 | 0 | 0 | 0
NSR Consumer Energy - SO2 Cap Annual v5.14 | 491 | 7421 | Rate Constraint in MTons | FALSE | L | Annual | Allowances Purchased SO2 | Thousand Tons | 0 | 0 | 0 | 0 | 0 | 0 | 0 | 0
NSR Consumer Energy - SO2 Cap Annual v5.14 | 491 | 7421 | Rate Constraint in MTons | FALSE | L | Annual | Allowances Sold SO2 | Thousand Tons | 0 | 0 | 0 | 0 | 0 | 0 | 0 | 0
NSR Consumer Energy - SO2 Cap Annual v5.14 | 491 | 7421 | Rate Constraint in MTons | FALSE | L | Annual | Allowances Banked | Thousand Tons | 0 | 0 | 0 | 0 | 0 | 0 | 0 | 0
NSR Consumer Energy - SO2 Cap Annual v5.14 | 491 | 7421 | Rate Constraint in MTons | FALSE | L | Annual | Allowances Withdrawn (1:1) | Thousand Tons | 0 | 0 | 0 | 0 | 0 | 0 | 0 | 0
NSR Consumer Energy - SO2 Cap Annual v5.14 | 491 | 7421 | Rate Constraint in MTons | FALSE | L | Annual | Allowances Withdrawn (n:1) | Thousand Tons | 0 | 0 | 0 | 0 | 0 | 0 | 0 | 0
NSR Consumer Energy - SO2 Cap Annual v5.14 | 491 | 7421 | Rate Constraint in MTons | FALSE | L | Annual | Net Emissions Allowance Position | Thousand Tons | 7.7853 | 0 | 0 | 0 | 0 | 0 | 0 | 0
NSR Consumer Energy - SO2 Cap Annual v5.14 | 491 | 7421 | Rate Constraint in MTons | FALSE | L | Annual | Fuel Consumed | TBtu | 102.9253 | 0 | 0 | 0 | 0 | 0 | 0 | 0
NSR Consumer Energy - SO2 Cap Annual v5.14 | 491 | 7421 | Rate Constraint in MTons | FALSE | L | Annual | Rate | lb/MMBtu | 0.15128 | 0 | 0 | 0 | 0 | 0 | 0 | 0
NSR Consumer Energy - SO2 Cap Annual v5.14 | 491 | 7421 | Rate Constraint in MTons | FALSE | L | Annual | Generation | TWh | 9.9752 | 0 | 0 | 0 | 0 | 0 | 0 | 0
NSR Consumer Energy - SO2 Cap Annual v5.14 | 491 | 7421 | Rate Constraint in MTons | FALSE | L | Annual | Qualifying Generation | TWh | 9.9752 | 0 | 0 | 0 | 0 | 0 | 0 | 0
NSR Consumer Energy - SO2 Cap Annual v5.14 | 491 | 7421 | Rate Constraint in MTons | FALSE | L | Annual | Rate | lb/MWh | 1.5609 | 0 | 0 | 0 | 0 | 0 | 0 | 0
NSR Consumer Energy - SO2 Cap Annual v5.14 | 491 | 7421 | Rate Constraint in MTons | FALSE | L | Annual | Constraint Shadow Price | US2019$/Ton | 0 | 0 | 0 | 0 | 0 | 0 | 0 | 0
NSR Cooper 2 - NOX Rate Annual v3.1, Unit 2651 and retrofits | 492 | 7447 | Rate Constraint in lbs/MMBtu | FALSE | L | Annual | Seasons Included | Seasons | Winter, WintShld, Summer | Winter, WintShld, Summer | Winter, WintShld, Summer | Winter, WintShld, Summer | Winter, WintShld, Summer | Winter, WintShld, Summer | Winter, WintShld, Summer | Winter, WintShld, Summer
NSR Cooper 2 - NOX Rate Annual v3.1, Unit 2651 and retrofits | 492 | 7447 | Rate Constraint in lbs/MMBtu | FALSE | L | Annual | Standard NOX | lb/MMBtu | 0.08 | 0.08 | 0.08 | 0.08 | 0.08 | 0.08 | 0.08 | 0.08
NSR Cooper 2 - NOX Rate Annual v3.1, Unit 2651 and retrofits | 492 | 7447 | Rate Constraint in lbs/MMBtu | FALSE | L | Annual | Emissions at Affected Plants NOX | Thousand Tons | 0.30641 | 0 | 0 | 0 | 0 | 0 | 0 | 0
NSR Cooper 2 - NOX Rate Annual v3.1, Unit 2651 and retrofits | 492 | 7447 | Rate Constraint in lbs/MMBtu | FALSE | L | Annual | Allowances Purchased NOX | Thousand Tons | 0 | 0 | 0 | 0 | 0 | 0 | 0 | 0
NSR Cooper 2 - NOX Rate Annual v3.1, Unit 2651 and retrofits | 492 | 7447 | Rate Constraint in lbs/MMBtu | FALSE | L | Annual | Allowances Sold NOX | Thousand Tons | 0 | 0 | 0 | 0 | 0 | 0 | 0 | 0
NSR Cooper 2 - NOX Rate Annual v3.1, Unit 2651 and retrofits | 492 | 7447 | Rate Constraint in lbs/MMBtu | FALSE | L | Annual | Allowances Banked | Thousand Tons | 0 | 0 | 0 | 0 | 0 | 0 | 0 | 0
NSR Cooper 2 - NOX Rate Annual v3.1, Unit 2651 and retrofits | 492 | 7447 | Rate Constraint in lbs/MMBtu | FALSE | L | Annual | Allowances Withdrawn (1:1) | Thousand Tons | 0 | 0 | 0 | 0 | 0 | 0 | 0 | 0
NSR Cooper 2 - NOX Rate Annual v3.1, Unit 2651 and retrofits | 492 | 7447 | Rate Constraint in lbs/MMBtu | FALSE | L | Annual | Allowances Withdrawn (n:1) | Thousand Tons | 0 | 0 | 0 | 0 | 0 | 0 | 0 | 0
NSR Cooper 2 - NOX Rate Annual v3.1, Unit 2651 and retrofits | 492 | 7447 | Rate Constraint in lbs/MMBtu | FALSE | L | Annual | Net Emissions Allowance Position | Thousand Tons | 0.30641 | 0 | 0 | 0 | 0 | 0 | 0 | 0
NSR Cooper 2 - NOX Rate Annual v3.1, Unit 2651 and retrofits | 492 | 7447 | Rate Constraint in lbs/MMBtu | FALSE | L | Annual | Fuel Consumed | TBtu | 8.1709 | 0 | 0 | 0 | 0 | 0 | 0 | 0
NSR Cooper 2 - NOX Rate Annual v3.1, Unit 2651 and retrofits | 492 | 7447 | Rate Constraint in lbs/MMBtu | FALSE | L | Annual | Rate | lb/MMBtu | 0.075 | 0 | 0 | 0 | 0 | 0 | 0 | 0
NSR Cooper 2 - NOX Rate Annual v3.1, Unit 2651 and retrofits | 492 | 7447 | Rate Constraint in lbs/MMBtu | FALSE | L | Annual | Generation | TWh | 0.76499 | 0 | 0 | 0 | 0 | 0 | 0 | 0
NSR Cooper 2 - NOX Rate Annual v3.1, Unit 2651 and retrofits | 492 | 7447 | Rate Constraint in lbs/MMBtu | FALSE | L | Annual | Qualifying Generation | TWh | 0.76499 | 0 | 0 | 0 | 0 | 0 | 0 | 0
NSR Cooper 2 - NOX Rate Annual v3.1, Unit 2651 and retrofits | 492 | 7447 | Rate Constraint in lbs/MMBtu | FALSE | L | Annual | Rate | lb/MWh | 0.80107 | 0 | 0 | 0 | 0 | 0 | 0 | 0
NSR Cooper 2 - NOX Rate Annual v3.1, Unit 2651 and retrofits | 492 | 7447 | Rate Constraint in lbs/MMBtu | FALSE | L | Annual | Constraint Shadow Price | US2019$/Ton | 0 | 0 | 0 | 0 | 0 | 0 | 0 | 0
NSR Cooper 2 - SO2 Rate Annual v3.1, Unit 2651 and retrofits | 493 | 7446 | Rate Constraint in lbs/MMBtu | FALSE | L | Annual | Seasons Included | Seasons | Winter, WintShld, Summer | Winter, WintShld, Summer | Winter, WintShld, Summer | Winter, WintShld, Summer | Winter, WintShld, Summer | Winter, WintShld, Summer | Winter, WintShld, Summer | Winter, WintShld, Summer
NSR Cooper 2 - SO2 Rate Annual v3.1, Unit 2651 and retrofits | 493 | 7446 | Rate Constraint in lbs/MMBtu | FALSE | L | Annual | Standard SO2 | lb/MMBtu | 0.1 | 0.1 | 0.1 | 0.1 | 0.1 | 0.1 | 0.1 | 0.1
NSR Cooper 2 - SO2 Rate Annual v3.1, Unit 2651 and retrofits | 493 | 7446 | Rate Constraint in lbs/MMBtu | FALSE | L | Annual | Emissions at Affected Plants SO2 | Thousand Tons | 0.34862 | 0 | 0 | 0 | 0 | 0 | 0 | 0
NSR Cooper 2 - SO2 Rate Annual v3.1, Unit 2651 and retrofits | 493 | 7446 | Rate Constraint in lbs/MMBtu | FALSE | L | Annual | Allowances Purchased SO2 | Thousand Tons | 0 | 0 | 0 | 0 | 0 | 0 | 0 | 0
NSR Cooper 2 - SO2 Rate Annual v3.1, Unit 2651 and retrofits | 493 | 7446 | Rate Constraint in lbs/MMBtu | FALSE | L | Annual | Allowances Sold SO2 | Thousand Tons | 0 | 0 | 0 | 0 | 0 | 0 | 0 | 0
NSR Cooper 2 - SO2 Rate Annual v3.1, Unit 2651 and retrofits | 493 | 7446 | Rate Constraint in lbs/MMBtu | FALSE | L | Annual | Allowances Banked | Thousand Tons | 0 | 0 | 0 | 0 | 0 | 0 | 0 | 0
NSR Cooper 2 - SO2 Rate Annual v3.1, Unit 2651 and retrofits | 493 | 7446 | Rate Constraint in lbs/MMBtu | FALSE | L | Annual | Allowances Withdrawn (1:1) | Thousand Tons | 0 | 0 | 0 | 0 | 0 | 0 | 0 | 0
NSR Cooper 2 - SO2 Rate Annual v3.1, Unit 2651 and retrofits | 493 | 7446 | Rate Constraint in lbs/MMBtu | FALSE | L | Annual | Allowances Withdrawn (n:1) | Thousand Tons | 0 | 0 | 0 | 0 | 0 | 0 | 0 | 0
NSR Cooper 2 - SO2 Rate Annual v3.1, Unit 2651 and retrofits | 493 | 7446 | Rate Constraint in lbs/MMBtu | FALSE | L | Annual | Net Emissions Allowance Position | Thousand Tons | 0.34862 | 0 | 0 | 0 | 0 | 0 | 0 | 0
NSR Cooper 2 - SO2 Rate Annual v3.1, Unit 2651 and retrofits | 493 | 7446 | Rate Constraint in lbs/MMBtu | FALSE | L | Annual | Fuel Consumed | TBtu | 8.1709 | 0 | 0 | 0 | 0 | 0 | 0 | 0
NSR Cooper 2 - SO2 Rate Annual v3.1, Unit 2651 and retrofits | 493 | 7446 | Rate Constraint in lbs/MMBtu | FALSE | L | Annual | Rate | lb/MMBtu | 0.085332 | 0 | 0 | 0 | 0 | 0 | 0 | 0
NSR Cooper 2 - SO2 Rate Annual v3.1, Unit 2651 and retrofits | 493 | 7446 | Rate Constraint in lbs/MMBtu | FALSE | L | Annual | Generation | TWh | 0.76499 | 0 | 0 | 0 | 0 | 0 | 0 | 0
NSR Cooper 2 - SO2 Rate Annual v3.1, Unit 2651 and retrofits | 493 | 7446 | Rate Constraint in lbs/MMBtu | FALSE | L | Annual | Qualifying Generation | TWh | 0.76499 | 0 | 0 | 0 | 0 | 0 | 0 | 0
NSR Cooper 2 - SO2 Rate Annual v3.1, Unit 2651 and retrofits | 493 | 7446 | Rate Constraint in lbs/MMBtu | FALSE | L | Annual | Rate | lb/MWh | 0.91143 | 0 | 0 | 0 | 0 | 0 | 0 | 0
NSR Cooper 2 - SO2 Rate Annual v3.1, Unit 2651 and retrofits | 493 | 7446 | Rate Constraint in lbs/MMBtu | FALSE | L | Annual | Constraint Shadow Price | US2019$/Ton | 0 | 0 | 0 | 0 | 0 | 0 | 0 | 0
NSR Coronado 1,2 - NOX Cap Annual v6.17 | 494 | 7394 | Rate Constraint in MTons | FALSE | L | Annual | Seasons Included | Seasons | Winter, WintShld, Summer | Winter, WintShld, Summer | Winter, WintShld, Summer | Winter, WintShld, Summer | Winter, WintShld, Summer | Winter, WintShld, Summer | Winter, WintShld, Summer | Winter, WintShld, Summer
NSR Coronado 1,2 - NOX Cap Annual v6.17 | 494 | 7394 | Rate Constraint in MTons | FALSE | L | Annual | Standard NOX | Thousand Tons | 7.3 | 7.3 | 7.3 | 7.3 | 7.3 | 7.3 | 7.3 | 7.3
NSR Coronado 1,2 - NOX Cap Annual v6.17 | 494 | 7394 | Rate Constraint in MTons | FALSE | L | Annual | Emissions at Affected Plants NOX | Thousand Tons | 4.1942 | 0.053493 | 0.048642 | 0.053493 | 0 | 0 | 0 | 0
NSR Coronado 1,2 - NOX Cap Annual v6.17 | 494 | 7394 | Rate Constraint in MTons | FALSE | L | Annual | Allowances Purchased NOX | Thousand Tons | 0 | 0 | 0 | 0 | 0 | 0 | 0 | 0
NSR Coronado 1,2 - NOX Cap Annual v6.17 | 494 | 7394 | Rate Constraint in MTons | FALSE | L | Annual | Allowances Sold NOX | Thousand Tons | 0 | 0 | 0 | 0 | 0 | 0 | 0 | 0
NSR Coronado 1,2 - NOX Cap Annual v6.17 | 494 | 7394 | Rate Constraint in MTons | FALSE | L | Annual | Allowances Banked | Thousand Tons | 0 | 0 | 0 | 0 | 0 | 0 | 0 | 0
NSR Coronado 1,2 - NOX Cap Annual v6.17 | 494 | 7394 | Rate Constraint in MTons | FALSE | L | Annual | Allowances Withdrawn (1:1) | Thousand Tons | 0 | 0 | 0 | 0 | 0 | 0 | 0 | 0
NSR Coronado 1,2 - NOX Cap Annual v6.17 | 494 | 7394 | Rate Constraint in MTons | FALSE | L | Annual | Allowances Withdrawn (n:1) | Thousand Tons | 0 | 0 | 0 | 0 | 0 | 0 | 0 | 0
NSR Coronado 1,2 - NOX Cap Annual v6.17 | 494 | 7394 | Rate Constraint in MTons | FALSE | L | Annual | Net Emissions Allowance Position | Thousand Tons | 4.1942 | 0.053493 | 0.048642 | 0.053493 | 0 | 0 | 0 | 0
NSR Coronado 1,2 - NOX Cap Annual v6.17 | 494 | 7394 | Rate Constraint in MTons | FALSE | L | Annual | Fuel Consumed | TBtu | 56.0547 | 0.43984 | 0.39995 | 0.43984 | 0 | 0 | 0 | 0
NSR Coronado 1,2 - NOX Cap Annual v6.17 | 494 | 7394 | Rate Constraint in MTons | FALSE | L | Annual | Rate | lb/MMBtu | 0.14965 | 0.24324 | 0.24324 | 0.24324 | 0 | 0 | 0 | 0
NSR Coronado 1,2 - NOX Cap Annual v6.17 | 494 | 7394 | Rate Constraint in MTons | FALSE | L | Annual | Generation | TWh | 5.2613 | 0.041428 | 0.037671 | 0.041428 | 0 | 0 | 0 | 0
NSR Coronado 1,2 - NOX Cap Annual v6.17 | 494 | 7394 | Rate Constraint in MTons | FALSE | L | Annual | Qualifying Generation | TWh | 5.2613 | 0.041428 | 0.037671 | 0.041428 | 0 | 0 | 0 | 0
NSR Coronado 1,2 - NOX Cap Annual v6.17 | 494 | 7394 | Rate Constraint in MTons | FALSE | L | Annual | Rate | lb/MWh | 1.5944 | 2.5825 | 2.5825 | 2.5825 | 0 | 0 | 0 | 0
NSR Coronado 1,2 - NOX Cap Annual v6.17 | 494 | 7394 | Rate Constraint in MTons | FALSE | L | Annual | Constraint Shadow Price | US2019$/Ton | 0 | 0 | 0 | 0 | 0 | 0 | 0 | 0
NSR Cross 1,2 - NOX Rate Annual v3.1, Unit 3825 and retrofits | 495 | 7432 | Rate Constraint in lbs/MMBtu | FALSE | L | Annual | Seasons Included | Seasons | Winter, WintShld, Summer | Winter, WintShld, Summer | Winter, WintShld, Summer | Winter, WintShld, Summer | Winter, WintShld, Summer | Winter, WintShld, Summer | Winter, WintShld, Summer | Winter, WintShld, Summer
NSR Cross 1,2 - NOX Rate Annual v3.1, Unit 3825 and retrofits | 495 | 7432 | Rate Constraint in lbs/MMBtu | FALSE | L | Annual | Standard NOX | lb/MMBtu | 0.1 | 0.1 | 0.1 | 0.1 | 0.1 | 0.1 | 0.1 | 0.1
NSR Cross 1,2 - NOX Rate Annual v3.1, Unit 3825 and retrofits | 495 | 7432 | Rate Constraint in lbs/MMBtu | FALSE | L | Annual | Emissions at Affected Plants NOX | Thousand Tons | 1.6445 | 1.4166 | 1.3798 | 1.433 | 1.0018 | 1.0676 | 1.0018 | 0.96945
NSR Cross 1,2 - NOX Rate Annual v3.1, Unit 3825 and retrofits | 495 | 7432 | Rate Constraint in lbs/MMBtu | FALSE | L | Annual | Allowances Purchased NOX | Thousand Tons | 0 | 0 | 0 | 0 | 0 | 0 | 0 | 0
NSR Cross 1,2 - NOX Rate Annual v3.1, Unit 3825 and retrofits | 495 | 7432 | Rate Constraint in lbs/MMBtu | FALSE | L | Annual | Allowances Sold NOX | Thousand Tons | 0 | 0 | 0 | 0 | 0 | 0 | 0 | 0
NSR Cross 1,2 - NOX Rate Annual v3.1, Unit 3825 and retrofits | 495 | 7432 | Rate Constraint in lbs/MMBtu | FALSE | L | Annual | Allowances Banked | Thousand Tons | 0 | 0 | 0 | 0 | 0 | 0 | 0 | 0
NSR Cross 1,2 - NOX Rate Annual v3.1, Unit 3825 and retrofits | 495 | 7432 | Rate Constraint in lbs/MMBtu | FALSE | L | Annual | Allowances Withdrawn (1:1) | Thousand Tons | 0 | 0 | 0 | 0 | 0 | 0 | 0 | 0
NSR Cross 1,2 - NOX Rate Annual v3.1, Unit 3825 and retrofits | 495 | 7432 | Rate Constraint in lbs/MMBtu | FALSE | L | Annual | Allowances Withdrawn (n:1) | Thousand Tons | 0 | 0 | 0 | 0 | 0 | 0 | 0 | 0
NSR Cross 1,2 - NOX Rate Annual v3.1, Unit 3825 and retrofits | 495 | 7432 | Rate Constraint in lbs/MMBtu | FALSE | L | Annual | Net Emissions Allowance Position | Thousand Tons | 1.6445 | 1.4166 | 1.3798 | 1.433 | 1.0018 | 1.0676 | 1.0018 | 0.96945
NSR Cross 1,2 - NOX Rate Annual v3.1, Unit 3825 and retrofits | 495 | 7432 | Rate Constraint in lbs/MMBtu | FALSE | L | Annual | Fuel Consumed | TBtu | 39.9528 | 34.4159 | 33.5226 | 34.8157 | 24.3399 | 25.9389 | 24.3399 | 23.5531
NSR Cross 1,2 - NOX Rate Annual v3.1, Unit 3825 and retrofits | 495 | 7432 | Rate Constraint in lbs/MMBtu | FALSE | L | Annual | Rate | lb/MMBtu | 0.08232 | 0.08232 | 0.08232 | 0.08232 | 0.08232 | 0.08232 | 0.08232 | 0.08232
NSR Cross 1,2 - NOX Rate Annual v3.1, Unit 3825 and retrofits | 495 | 7432 | Rate Constraint in lbs/MMBtu | FALSE | L | Annual | Generation | TWh | 3.7798 | 3.256 | 3.1715 | 3.2938 | 2.3027 | 2.454 | 2.3027 | 2.2283
NSR Cross 1,2 - NOX Rate Annual v3.1, Unit 3825 and retrofits | 495 | 7432 | Rate Constraint in lbs/MMBtu | FALSE | L | Annual | Qualifying Generation | TWh | 3.7798 | 3.256 | 3.1715 | 3.2938 | 2.3027 | 2.454 | 2.3027 | 2.2283
NSR Cross 1,2 - NOX Rate Annual v3.1, Unit 3825 and retrofits | 495 | 7432 | Rate Constraint in lbs/MMBtu | FALSE | L | Annual | Rate | lb/MWh | 0.87012 | 0.87012 | 0.87012 | 0.87012 | 0.87012 | 0.87012 | 0.87012 | 0.87012
NSR Cross 1,2 - NOX Rate Annual v3.1, Unit 3825 and retrofits | 495 | 7432 | Rate Constraint in lbs/MMBtu | FALSE | L | Annual | Constraint Shadow Price | US2019$/Ton | 0 | 0 | 0 | 0 | 0 | 0 | 0 | 0
NSR Cross 1,2 - NOX Rate Annual v3.1, Unit 3826 and retrofits | 496 | 7432 | Rate Constraint in lbs/MMBtu | FALSE | L | Annual | Seasons Included | Seasons | Winter, WintShld, Summer | Winter, WintShld, Summer | Winter, WintShld, Summer | Winter, WintShld, Summer | Winter, WintShld, Summer | Winter, WintShld, Summer | Winter, WintShld, Summer | Winter, WintShld, Summer
NSR Cross 1,2 - NOX Rate Annual v3.1, Unit 3826 and retrofits | 496 | 7432 | Rate Constraint in lbs/MMBtu | FALSE | L | Annual | Standard NOX | lb/MMBtu | 0.1 | 0.1 | 0.1 | 0.1 | 0.1 | 0.1 | 0.1 | 0.1
NSR Cross 1,2 - NOX Rate Annual v3.1, Unit 3826 and retrofits | 496 | 7432 | Rate Constraint in lbs/MMBtu | FALSE | L | Annual | Emissions at Affected Plants NOX | Thousand Tons | 1.3527 | 1.234 | 1.1538 | 1.1924 | 0.8939 | 1.1213 | 0.91089 | 0.91089
NSR Cross 1,2 - NOX Rate Annual v3.1, Unit 3826 and retrofits | 496 | 7432 | Rate Constraint in lbs/MMBtu | FALSE | L | Annual | Allowances Purchased NOX | Thousand Tons | 0 | 0 | 0 | 0 | 0 | 0 | 0 | 0
NSR Cross 1,2 - NOX Rate Annual v3.1, Unit 3826 and retrofits | 496 | 7432 | Rate Constraint in lbs/MMBtu | FALSE | L | Annual | Allowances Sold NOX | Thousand Tons | 0 | 0 | 0 | 0 | 0 | 0 | 0 | 0
NSR Cross 1,2 - NOX Rate Annual v3.1, Unit 3826 and retrofits | 496 | 7432 | Rate Constraint in lbs/MMBtu | FALSE | L | Annual | Allowances Banked | Thousand Tons | 0 | 0 | 0 | 0 | 0 | 0 | 0 | 0
NSR Cross 1,2 - NOX Rate Annual v3.1, Unit 3826 and retrofits | 496 | 7432 | Rate Constraint in lbs/MMBtu | FALSE | L | Annual | Allowances Withdrawn (1:1) | Thousand Tons | 0 | 0 | 0 | 0 | 0 | 0 | 0 | 0
NSR Cross 1,2 - NOX Rate Annual v3.1, Unit 3826 and retrofits | 496 | 7432 | Rate Constraint in lbs/MMBtu | FALSE | L | Annual | Allowances Withdrawn (n:1) | Thousand Tons | 0 | 0 | 0 | 0 | 0 | 0 | 0 | 0
NSR Cross 1,2 - NOX Rate Annual v3.1, Unit 3826 and retrofits | 496 | 7432 | Rate Constraint in lbs/MMBtu | FALSE | L | Annual | Net Emissions Allowance Position | Thousand Tons | 1.3527 | 1.234 | 1.1538 | 1.1924 | 0.8939 | 1.1213 | 0.91089 | 0.91089
NSR Cross 1,2 - NOX Rate Annual v3.1, Unit 3826 and retrofits | 496 | 7432 | Rate Constraint in lbs/MMBtu | FALSE | L | Annual | Fuel Consumed | TBtu | 39.0946 | 35.6648 | 33.3462 | 34.462 | 25.8352 | 32.4083 | 26.3263 | 26.3263
NSR Cross 1,2 - NOX Rate Annual v3.1, Unit 3826 and retrofits | 496 | 7432 | Rate Constraint in lbs/MMBtu | FALSE | L | Annual | Rate | lb/MMBtu | 0.0692 | 0.0692 | 0.0692 | 0.0692 | 0.0692 | 0.0692 | 0.0692 | 0.0692
NSR Cross 1,2 - NOX Rate Annual v3.1, Unit 3826 and retrofits | 496 | 7432 | Rate Constraint in lbs/MMBtu | FALSE | L | Annual | Generation | TWh | 3.7322 | 3.4047 | 3.1834 | 3.2899 | 2.4664 | 3.0939 | 2.5132 | 2.5132
NSR Cross 1,2 - NOX Rate Annual v3.1, Unit 3826 and retrofits | 496 | 7432 | Rate Constraint in lbs/MMBtu | FALSE | L | Annual | Qualifying Generation | TWh | 3.7322 | 3.4047 | 3.1834 | 3.2899 | 2.4664 | 3.0939 | 2.5132 | 2.5132
NSR Cross 1,2 - NOX Rate Annual v3.1, Unit 3826 and retrofits | 496 | 7432 | Rate Constraint in lbs/MMBtu | FALSE | L | Annual | Rate | lb/MWh | 0.72487 | 0.72487 | 0.72487 | 0.72487 | 0.72487 | 0.72487 | 0.72487 | 0.72487
NSR Cross 1,2 - NOX Rate Annual v3.1, Unit 3826 and retrofits | 496 | 7432 | Rate Constraint in lbs/MMBtu | FALSE | L | Annual | Constraint Shadow Price | US2019$/Ton | 0 | 0 | 0 | 0 | 0 | 0 | 0 | 0
NSR Dairyland- NOx Cap Annual v5.13 | 497 | 7414 | Rate Constraint in MTons | FALSE | L | Annual | Seasons Included | Seasons | Winter, WintShld, Summer | Winter, WintShld, Summer | Winter, WintShld, Summer | Winter, WintShld, Summer | Winter, WintShld, Summer | Winter, WintShld, Summer | Winter, WintShld, Summer | Winter, WintShld, Summer
NSR Dairyland- NOx Cap Annual v5.13 | 497 | 7414 | Rate Constraint in MTons | FALSE | L | Annual | Standard NOX | Thousand Tons | 3.236 | 3.236 | 3.236 | 3.236 | 3.236 | 3.236 | 3.236 | 3.236
NSR Dairyland- NOx Cap Annual v5.13 | 497 | 7414 | Rate Constraint in MTons | FALSE | L | Annual | Emissions at Affected Plants NOX | Thousand Tons | 1.0028 | 0.82133 | 0.3953 | 0.53578 | 0.74439 | 0.67459 | 0.48962 | 0.44141
NSR Dairyland- NOx Cap Annual v5.13 | 497 | 7414 | Rate Constraint in MTons | FALSE | L | Annual | Allowances Purchased NOX | Thousand Tons | 0 | 0 | 0 | 0 | 0 | 0 | 0 | 0
NSR Dairyland- NOx Cap Annual v5.13 | 497 | 7414 | Rate Constraint in MTons | FALSE | L | Annual | Allowances Sold NOX | Thousand Tons | 0 | 0 | 0 | 0 | 0 | 0 | 0 | 0
NSR Dairyland- NOx Cap Annual v5.13 | 497 | 7414 | Rate Constraint in MTons | FALSE | L | Annual | Allowances Banked | Thousand Tons | 0 | 0 | 0 | 0 | 0 | 0 | 0 | 0
NSR Dairyland- NOx Cap Annual v5.13 | 497 | 7414 | Rate Constraint in MTons | FALSE | L | Annual | Allowances Withdrawn (1:1) | Thousand Tons | 0 | 0 | 0 | 0 | 0 | 0 | 0 | 0
NSR Dairyland- NOx Cap Annual v5.13 | 497 | 7414 | Rate Constraint in MTons | FALSE | L | Annual | Allowances Withdrawn (n:1) | Thousand Tons | 0 | 0 | 0 | 0 | 0 | 0 | 0 | 0
NSR Dairyland- NOx Cap Annual v5.13 | 497 | 7414 | Rate Constraint in MTons | FALSE | L | Annual | Net Emissions Allowance Position | Thousand Tons | 1.0028 | 0.82133 | 0.3953 | 0.53578 | 0.74439 | 0.67459 | 0.48962 | 0.44141
NSR Dairyland- NOx Cap Annual v5.13 | 497 | 7414 | Rate Constraint in MTons | FALSE | L | Annual | Fuel Consumed | TBtu | 26.3975 | 21.6196 | 10.4054 | 14.1031 | 19.5943 | 17.757 | 12.8881 | 11.6191
NSR Dairyland- NOx Cap Annual v5.13 | 497 | 7414 | Rate Constraint in MTons | FALSE | L | Annual | Rate | lb/MMBtu | 0.07598 | 0.07598 | 0.07598 | 0.07598 | 0.07598 | 0.07598 | 0.07598 | 0.07598
NSR Dairyland- NOx Cap Annual v5.13 | 497 | 7414 | Rate Constraint in MTons | FALSE | L | Annual | Generation | TWh | 2.3483 | 1.9233 | 0.92567 | 1.2546 | 1.7431 | 1.5797 | 1.1465 | 1.0336
NSR Dairyland- NOx Cap Annual v5.13 | 497 | 7414 | Rate Constraint in MTons | FALSE | L | Annual | Qualifying Generation | TWh | 2.3483 | 1.9233 | 0.92567 | 1.2546 | 1.7431 | 1.5797 | 1.1465 | 1.0336
NSR Dairyland- NOx Cap Annual v5.13 | 497 | 7414 | Rate Constraint in MTons | FALSE | L | Annual | Rate | lb/MWh | 0.85409 | 0.85409 | 0.85409 | 0.85409 | 0.85409 | 0.85409 | 0.85409 | 0.85409
NSR Dairyland- NOx Cap Annual v5.13 | 497 | 7414 | Rate Constraint in MTons | FALSE | L | Annual | Constraint Shadow Price | US2019$/Ton | 0 | 0 | 0 | 0 | 0 | 0 | 0 | 0
NSR Dairyland- SO2 Cap Annual v5.13 | 498 | 7415 | Rate Constraint in MTons | FALSE | L | Annual | Seasons Included | Seasons | Winter, WintShld, Summer | Winter, WintShld, Summer | Winter, WintShld, Summer | Winter, WintShld, Summer | Winter, WintShld, Summer | Winter, WintShld, Summer | Winter, WintShld, Summer | Winter, WintShld, Summer
NSR Dairyland- SO2 Cap Annual v5.13 | 498 | 7415 | Rate Constraint in MTons | FALSE | L | Annual | Standard SO2 | Thousand Tons | 4.578 | 4.578 | 4.578 | 4.578 | 4.578 | 4.578 | 4.578 | 4.578
NSR Dairyland- SO2 Cap Annual v5.13 | 498 | 7415 | Rate Constraint in MTons | FALSE | L | Annual | Emissions at Affected Plants SO2 | Thousand Tons | 1.1879 | 0.97288 | 0.46824 | 0.63464 | 0.88174 | 0.79906 | 0.57996 | 0.52286
NSR Dairyland- SO2 Cap Annual v5.13 | 498 | 7415 | Rate Constraint in MTons | FALSE | L | Annual | Allowances Purchased SO2 | Thousand Tons | 0 | 0 | 0 | 0 | 0 | 0 | 0 | 0
NSR Dairyland- SO2 Cap Annual v5.13 | 498 | 7415 | Rate Constraint in MTons | FALSE | L | Annual | Allowances Sold SO2 | Thousand Tons | 0 | 0 | 0 | 0 | 0 | 0 | 0 | 0
NSR Dairyland- SO2 Cap Annual v5.13 | 498 | 7415 | Rate Constraint in MTons | FALSE | L | Annual | Allowances Banked | Thousand Tons | 0 | 0 | 0 | 0 | 0 | 0 | 0 | 0
NSR Dairyland- SO2 Cap Annual v5.13 | 498 | 7415 | Rate Constraint in MTons | FALSE | L | Annual | Allowances Withdrawn (1:1) | Thousand Tons | 0 | 0 | 0 | 0 | 0 | 0 | 0 | 0
NSR Dairyland- SO2 Cap Annual v5.13 | 498 | 7415 | Rate Constraint in MTons | FALSE | L | Annual | Allowances Withdrawn (n:1) | Thousand Tons | 0 | 0 | 0 | 0 | 0 | 0 | 0 | 0
NSR Dairyland- SO2 Cap Annual v5.13 | 498 | 7415 | Rate Constraint in MTons | FALSE | L | Annual | Net Emissions Allowance Position | Thousand Tons | 1.1879 | 0.97288 | 0.46824 | 0.63464 | 0.88174 | 0.79906 | 0.57996 | 0.52286
NSR Dairyland- SO2 Cap Annual v5.13 | 498 | 7415 | Rate Constraint in MTons | FALSE | L | Annual | Fuel Consumed | TBtu | 26.3975 | 21.6196 | 10.4054 | 14.1031 | 19.5943 | 17.757 | 12.8881 | 11.6191
NSR Dairyland- SO2 Cap Annual v5.13 | 498 | 7415 | Rate Constraint in MTons | FALSE | L | Annual | Rate | lb/MMBtu | 0.09 | 0.09 | 0.09 | 0.09 | 0.09 | 0.09 | 0.09 | 0.09
NSR Dairyland- SO2 Cap Annual v5.13 | 498 | 7415 | Rate Constraint in MTons | FALSE | L | Annual | Generation | TWh | 2.3483 | 1.9233 | 0.92567 | 1.2546 | 1.7431 | 1.5797 | 1.1465 | 1.0336
NSR Dairyland- SO2 Cap Annual v5.13 | 498 | 7415 | Rate Constraint in MTons | FALSE | L | Annual | Qualifying Generation | TWh | 2.3483 | 1.9233 | 0.92567 | 1.2546 | 1.7431 | 1.5797 | 1.1465 | 1.0336
NSR Dairyland- SO2 Cap Annual v5.13 | 498 | 7415 | Rate Constraint in MTons | FALSE | L | Annual | Rate | lb/MWh | 1.0117 | 1.0117 | 1.0117 | 1.0117 | 1.0117 | 1.0117 | 1.0117 | 1.0117
NSR Dairyland- SO2 Cap Annual v5.13 | 498 | 7415 | Rate Constraint in MTons | FALSE | L | Annual | Constraint Shadow Price | US2019$/Ton | 0 | 0 | 0 | 0 | 0 | 0 | 0 | 0
NSR Dominion Consent - NOX Cap Annual v3.1 | 499 | 7375 | Rate Constraint in MTons | FALSE | L | Annual | Seasons Included | Seasons | Winter, WintShld, Summer | Winter, WintShld, Summer | Winter, WintShld, Summer | Winter, WintShld, Summer | Winter, WintShld, Summer | Winter, WintShld, Summer | Winter, WintShld, Summer | Winter, WintShld, Summer
NSR Dominion Consent - NOX Cap Annual v3.1 | 499 | 7375 | Rate Constraint in MTons | FALSE | L | Annual | Standard NOX | Thousand Tons | 30.25 | 30.25 | 30.25 | 30.25 | 30.25 | 30.25 | 30.25 | 30.25
NSR Dominion Consent - NOX Cap Annual v3.1 | 499 | 7375 | Rate Constraint in MTons | FALSE | L | Annual | Emissions at Affected Plants NOX | Thousand Tons | 4.2241 | 2.3783 | 0.97399 | 0.97399 | 1.6966 | 2.4739 | 1.9826 | 0
NSR Dominion Consent - NOX Cap Annual v3.1 | 499 | 7375 | Rate Constraint in MTons | FALSE | L | Annual | Allowances Purchased NOX | Thousand Tons | 0 | 0 | 0 | 0 | 0 | 0 | 0 | 0
NSR Dominion Consent - NOX Cap Annual v3.1 | 499 | 7375 | Rate Constraint in MTons | FALSE | L | Annual | Allowances Sold NOX | Thousand Tons | 0 | 0 | 0 | 0 | 0 | 0 | 0 | 0
NSR Dominion Consent - NOX Cap Annual v3.1 | 499 | 7375 | Rate Constraint in MTons | FALSE | L | Annual | Allowances Banked | Thousand Tons | 0 | 0 | 0 | 0 | 0 | 0 | 0 | 0
NSR Dominion Consent - NOX Cap Annual v3.1 | 499 | 7375 | Rate Constraint in MTons | FALSE | L | Annual | Allowances Withdrawn (1:1) | Thousand Tons | 0 | 0 | 0 | 0 | 0 | 0 | 0 | 0
NSR Dominion Consent - NOX Cap Annual v3.1 | 499 | 7375 | Rate Constraint in MTons | FALSE | L | Annual | Allowances Withdrawn (n:1) | Thousand Tons | 0 | 0 | 0 | 0 | 0 | 0 | 0 | 0
NSR Dominion Consent - NOX Cap Annual v3.1 | 499 | 7375 | Rate Constraint in MTons | FALSE | L | Annual | Net Emissions Allowance Position | Thousand Tons | 4.2241 | 2.3783 | 0.97399 | 0.97399 | 1.6966 | 2.4739 | 1.9826 | 0
NSR Dominion Consent - NOX Cap Annual v3.1 | 499 | 7375 | Rate Constraint in MTons | FALSE | L | Annual | Fuel Consumed | TBtu | 111.3214 | 78.1029 | 51.4932 | 51.4932 | 70.4884 | 84.727 | 64.8496 | 0
NSR Dominion Consent - NOX Cap Annual v3.1 | 499 | 7375 | Rate Constraint in MTons | FALSE | L | Annual | Rate | lb/MMBtu | 0.075891 | 0.060901 | 0.03783 | 0.03783 | 0.048139 | 0.058396 | 0.061143 | 0
NSR Dominion Consent - NOX Cap Annual v3.1 | 499 | 7375 | Rate Constraint in MTons | FALSE | L | Annual | Generation | TWh | 11.4992 | 8.4572 | 6.2865 | 6.2865 | 8.1706 | 9.3114 | 7.0167 | 0
NSR Dominion Consent - NOX Cap Annual v3.1 | 499 | 7375 | Rate Constraint in MTons | FALSE | L | Annual | Qualifying Generation | TWh | 11.4992 | 8.4572 | 6.2865 | 6.2865 | 8.1706 | 9.3114 | 7.0167 | 0
NSR Dominion Consent - NOX Cap Annual v3.1 | 499 | 7375 | Rate Constraint in MTons | FALSE | L | Annual | Rate | lb/MWh | 0.73469 | 0.56242 | 0.30987 | 0.30987 | 0.4153 | 0.53137 | 0.56509 | 0
NSR Dominion Consent - NOX Cap Annual v3.1 | 499 | 7375 | Rate Constraint in MTons | FALSE | L | Annual | Constraint Shadow Price | US2019$/Ton | 0 | 0 | 0 | 0 | 0 | 0 | 0 | 0
NSR Dominion Consent - NOX Rate Annual v3.1 | 500 | 7376 | Rate Constraint in lbs/MMBtu | FALSE | L | Annual | Seasons Included | Seasons | Winter, WintShld, Summer | Winter, WintShld, Summer | Winter, WintShld, Summer | Winter, WintShld, Summer | Winter, WintShld, Summer | Winter, WintShld, Summer | Winter, WintShld, Summer | Winter, WintShld, Summer
NSR Dominion Consent - NOX Rate Annual v3.1 | 500 | 7376 | Rate Constraint in lbs/MMBtu | FALSE | L | Annual | Standard NOX | lb/MMBtu | 0.15 | 0.15 | 0.15 | 0.15 | 0.15 | 0.15 | 0.15 | 0.15
NSR Dominion Consent - NOX Rate Annual v3.1 | 500 | 7376 | Rate Constraint in lbs/MMBtu | FALSE | L | Annual | Emissions at Affected Plants NOX | Thousand Tons | 4.2241 | 2.3783 | 0.97399 | 0.97399 | 1.6966 | 2.4739 | 1.9826 | 0
NSR Dominion Consent - NOX Rate Annual v3.1 | 500 | 7376 | Rate Constraint in lbs/MMBtu | FALSE | L | Annual | Allowances Purchased NOX | Thousand Tons | 0 | 0 | 0 | 0 | 0 | 0 | 0 | 0
NSR Dominion Consent - NOX Rate Annual v3.1 | 500 | 7376 | Rate Constraint in lbs/MMBtu | FALSE | L | Annual | Allowances Sold NOX | Thousand Tons | 0 | 0 | 0 | 0 | 0 | 0 | 0 | 0
NSR Dominion Consent - NOX Rate Annual v3.1 | 500 | 7376 | Rate Constraint in lbs/MMBtu | FALSE | L | Annual | Allowances Banked | Thousand Tons | 0 | 0 | 0 | 0 | 0 | 0 | 0 | 0
NSR Dominion Consent - NOX Rate Annual v3.1 | 500 | 7376 | Rate Constraint in lbs/MMBtu | FALSE | L | Annual | Allowances Withdrawn (1:1) | Thousand Tons | 0 | 0 | 0 | 0 | 0 | 0 | 0 | 0
NSR Dominion Consent - NOX Rate Annual v3.1 | 500 | 7376 | Rate Constraint in lbs/MMBtu | FALSE | L | Annual | Allowances Withdrawn (n:1) | Thousand Tons | 0 | 0 | 0 | 0 | 0 | 0 | 0 | 0
NSR Dominion Consent - NOX Rate Annual v3.1 | 500 | 7376 | Rate Constraint in lbs/MMBtu | FALSE | L | Annual | Net Emissions Allowance Position | Thousand Tons | 4.2241 | 2.3783 | 0.97399 | 0.97399 | 1.6966 | 2.4739 | 1.9826 | 0
NSR Dominion Consent - NOX Rate Annual v3.1 | 500 | 7376 | Rate Constraint in lbs/MMBtu | FALSE | L | Annual | Fuel Consumed | TBtu | 111.3214 | 78.1029 | 51.4932 | 51.4932 | 70.4884 | 84.727 | 64.8496 | 0
NSR Dominion Consent - NOX Rate Annual v3.1 | 500 | 7376 | Rate Constraint in lbs/MMBtu | FALSE | L | Annual | Rate | lb/MMBtu | 0.075891 | 0.060901 | 0.03783 | 0.03783 | 0.048139 | 0.058396 | 0.061143 | 0
NSR Dominion Consent - NOX Rate Annual v3.1 | 500 | 7376 | Rate Constraint in lbs/MMBtu | FALSE | L | Annual | Generation | TWh | 11.4992 | 8.4572 | 6.2865 | 6.2865 | 8.1706 | 9.3114 | 7.0167 | 0
NSR Dominion Consent - NOX Rate Annual v3.1 | 500 | 7376 | Rate Constraint in lbs/MMBtu | FALSE | L | Annual | Qualifying Generation | TWh | 11.4992 | 8.4572 | 6.2865 | 6.2865 | 8.1706 | 9.3114 | 7.0167 | 0
NSR Dominion Consent - NOX Rate Annual v3.1 | 500 | 7376 | Rate Constraint in lbs/MMBtu | FALSE | L | Annual | Rate | lb/MWh | 0.73469 | 0.56242 | 0.30987 | 0.30987 | 0.4153 | 0.53137 | 0.56509 | 0
NSR Dominion Consent - NOX Rate Annual v3.1 | 500 | 7376 | Rate Constraint in lbs/MMBtu | FALSE | L | Annual | Constraint Shadow Price | US2019$/Ton | 0 | 0 | 0 | 0 | 0 | 0 | 0 | 0
NSR Edgewater 3-5- NOx Cap Annual v5.13 | 501 | 7416 | Rate Constraint in MTons | FALSE | L | Annual | Seasons Included | Seasons | Winter, WintShld, Summer | Winter, WintShld, Summer | Winter, WintShld, Summer | Winter, WintShld, Summer | Winter, WintShld, Summer | Winter, WintShld, Summer | Winter, WintShld, Summer | Winter, WintShld, Summer
NSR Edgewater 3-5- NOx Cap Annual v5.13 | 501 | 7416 | Rate Constraint in MTons | FALSE | L | Annual | Standard NOX | Thousand Tons | 1.1 | 1.1 | 1.1 | 1.1 | 1.1 | 1.1 | 1.1 | 1.1
NSR Edgewater 3-5- NOx Cap Annual v5.13 | 501 | 7416 | Rate Constraint in MTons | FALSE | L | Annual | Emissions at Affected Plants NOX | Thousand Tons | 0.4638 | 0 | 0 | 0 | 0 | 0 | 0 | 0
NSR Edgewater 3-5- NOx Cap Annual v5.13 | 501 | 7416 | Rate Constraint in MTons | FALSE | L | Annual | Allowances Purchased NOX | Thousand Tons | 0 | 0 | 0 | 0 | 0 | 0 | 0 | 0
NSR Edgewater 3-5- NOx Cap Annual v5.13 | 501 | 7416 | Rate Constraint in MTons | FALSE | L | Annual | Allowances Sold NOX | Thousand Tons | 0 | 0 | 0 | 0 | 0 | 0 | 0 | 0
NSR Edgewater 3-5- NOx Cap Annual v5.13 | 501 | 7416 | Rate Constraint in MTons | FALSE | L | Annual | Allowances Banked | Thousand Tons | 0 | 0 | 0 | 0 | 0 | 0 | 0 | 0
NSR Edgewater 3-5- NOx Cap Annual v5.13 | 501 | 7416 | Rate Constraint in MTons | FALSE | L | Annual | Allowances Withdrawn (1:1) | Thousand Tons | 0 | 0 | 0 | 0 | 0 | 0 | 0 | 0
NSR Edgewater 3-5- NOx Cap Annual v5.13 | 501 | 7416 | Rate Constraint in MTons | FALSE | L | Annual | Allowances Withdrawn (n:1) | Thousand Tons | 0 | 0 | 0 | 0 | 0 | 0 | 0 | 0
NSR Edgewater 3-5- NOx Cap Annual v5.13 | 501 | 7416 | Rate Constraint in MTons | FALSE | L | Annual | Net Emissions Allowance Position | Thousand Tons | 0.4638 | 0 | 0 | 0 | 0 | 0 | 0 | 0
NSR Edgewater 3-5- NOx Cap Annual v5.13 | 501 | 7416 | Rate Constraint in MTons | FALSE | L | Annual | Fuel Consumed | TBtu | 24.9554 | 0 | 0 | 0 | 0 | 0 | 0 | 0
NSR Edgewater 3-5- NOx Cap Annual v5.13 | 501 | 7416 | Rate Constraint in MTons | FALSE | L | Annual | Rate | lb/MMBtu | 0.03717 | 0 | 0 | 0 | 0 | 0 | 0 | 0
NSR Edgewater 3-5- NOx Cap Annual v5.13 | 501 | 7416 | Rate Constraint in MTons | FALSE | L | Annual | Generation | TWh | 2.3872 | 0 | 0 | 0 | 0 | 0 | 0 | 0
NSR Edgewater 3-5- NOx Cap Annual v5.13 | 501 | 7416 | Rate Constraint in MTons | FALSE | L | Annual | Qualifying Generation | TWh | 2.3872 | 0 | 0 | 0 | 0 | 0 | 0 | 0
NSR Edgewater 3-5- NOx Cap Annual v5.13 | 501 | 7416 | Rate Constraint in MTons | FALSE | L | Annual | Rate | lb/MWh | 0.38858 | 0 | 0 | 0 | 0 | 0 | 0 | 0
NSR Edgewater 3-5- NOx Cap Annual v5.13 | 501 | 7416 | Rate Constraint in MTons | FALSE | L | Annual | Constraint Shadow Price | US2019$/Ton | 0 | 0 | 0 | 0 | 0 | 0 | 0 | 0
NSR Edgewater 3-5- SO2 Cap Annual v5.13 | 502 | 7417 | Rate Constraint in MTons | FALSE | L | Annual | Seasons Included | Seasons | Winter, WintShld, Summer | Winter, WintShld, Summer | Winter, WintShld, Summer | Winter, WintShld, Summer | Winter, WintShld, Summer | Winter, WintShld, Summer | Winter, WintShld, Summer | Winter, WintShld, Summer
NSR Edgewater 3-5- SO2 Cap Annual v5.13 | 502 | 7417 | Rate Constraint in MTons | FALSE | L | Annual | Standard SO2 | Thousand Tons | 1.1 | 1.1 | 1.1 | 1.1 | 1.1 | 1.1 | 1.1 | 1.1
NSR Edgewater 3-5- SO2 Cap Annual v5.13 | 502 | 7417 | Rate Constraint in MTons | FALSE | L | Annual | Emissions at Affected Plants SO2 | Thousand Tons | 0.65173 | 0 | 0 | 0 | 0 | 0 | 0 | 0
NSR Edgewater 3-5- SO2 Cap Annual v5.13 | 502 | 7417 | Rate Constraint in MTons | FALSE | L | Annual | Allowances Purchased SO2 | Thousand Tons | 0 | 0 | 0 | 0 | 0 | 0 | 0 | 0
NSR Edgewater 3-5- SO2 Cap Annual v5.13 | 502 | 7417 | Rate Constraint in MTons | FALSE | L | Annual | Allowances Sold SO2 | Thousand Tons | 0 | 0 | 0 | 0 | 0 | 0 | 0 | 0
NSR Edgewater 3-5- SO2 Cap Annual v5.13 | 502 | 7417 | Rate Constraint in MTons | FALSE | L | Annual | Allowances Banked | Thousand Tons | 0 | 0 | 0 | 0 | 0 | 0 | 0 | 0
NSR Edgewater 3-5- SO2 Cap Annual v5.13 | 502 | 7417 | Rate Constraint in MTons | FALSE | L | Annual | Allowances Withdrawn (1:1) | Thousand Tons | 0 | 0 | 0 | 0 | 0 | 0 | 0 | 0
NSR Edgewater 3-5- SO2 Cap Annual v5.13 | 502 | 7417 | Rate Constraint in MTons | FALSE | L | Annual | Allowances Withdrawn (n:1) | Thousand Tons | 0 | 0 | 0 | 0 | 0 | 0 | 0 | 0
NSR Edgewater 3-5- SO2 Cap Annual v5.13 | 502 | 7417 | Rate Constraint in MTons | FALSE | L | Annual | Net Emissions Allowance Position | Thousand Tons | 0.65173 | 0 | 0 | 0 | 0 | 0 | 0 | 0
NSR Edgewater 3-5- SO2 Cap Annual v5.13 | 502 | 7417 | Rate Constraint in MTons | FALSE | L | Annual | Fuel Consumed | TBtu | 24.9554 | 0 | 0 | 0 | 0 | 0 | 0 | 0
NSR Edgewater 3-5- SO2 Cap Annual v5.13 | 502 | 7417 | Rate Constraint in MTons | FALSE | L | Annual | Rate | lb/MMBtu | 0.052232 | 0 | 0 | 0 | 0 | 0 | 0 | 0
NSR Edgewater 3-5- SO2 Cap Annual v5.13 | 502 | 7417 | Rate Constraint in MTons | FALSE | L | Annual | Generation | TWh | 2.3872 | 0 | 0 | 0 | 0 | 0 | 0 | 0
NSR Edgewater 3-5- SO2 Cap Annual v5.13 | 502 | 7417 | Rate Constraint in MTons | FALSE | L | Annual | Qualifying Generation | TWh | 2.3872 | 0 | 0 | 0 | 0 | 0 | 0 | 0
NSR Edgewater 3-5- SO2 Cap Annual v5.13 | 502 | 7417 | Rate Constraint in MTons | FALSE | L | Annual | Rate | lb/MWh | 0.54603 | 0 | 0 | 0 | 0 | 0 | 0 | 0
NSR Edgewater 3-5- SO2 Cap Annual v5.13 | 502 | 7417 | Rate Constraint in MTons | FALSE | L | Annual | Constraint Shadow Price | US2019$/Ton | 0 | 0 | 0 | 0 | 0 | 0 | 0 | 0
NSR Edgewater 5- Hg Rate Annual v5.13 | 503 | 7478 | Rate Constraint in lbs/MMBtu | FALSE | L | Annual | Seasons Included | Seasons | Winter, WintShld, Summer | Winter, WintShld, Summer | Winter, WintShld, Summer | Winter, WintShld, Summer | Winter, WintShld, Summer | Winter, WintShld, Summer | Winter, WintShld, Summer | Winter, WintShld, Summer
NSR Edgewater 5- Hg Rate Annual v5.13 | 503 | 7478 | Rate Constraint in lbs/MMBtu | FALSE | L | Annual | Standard MER | lb/MMBtu | 0.015 | 0.015 | 0.015 | 0.015 | 0.015 | 0.015 | 0.015 | 0.015
NSR Edgewater 5- Hg Rate Annual v5.13 | 503 | 7478 | Rate Constraint in lbs/MMBtu | FALSE | L | Annual | Emissions at Affected Plants MER | lbs | 14.0031 | 0 | 0 | 0 | 0 | 0 | 0 | 0
NSR Edgewater 5- Hg Rate Annual v5.13 | 503 | 7478 | Rate Constraint in lbs/MMBtu | FALSE | L | Annual | Allowances Purchased MER | lbs | 0 | 0 | 0 | 0 | 0 | 0 | 0 | 0
NSR Edgewater 5- Hg Rate Annual v5.13 | 503 | 7478 | Rate Constraint in lbs/MMBtu | FALSE | L | Annual | Allowances Sold MER | lbs | 0 | 0 | 0 | 0 | 0 | 0 | 0 | 0
NSR Edgewater 5- Hg Rate Annual v5.13 | 503 | 7478 | Rate Constraint in lbs/MMBtu | FALSE | L | Annual | Allowances Banked | lbs | 0 | 0 | 0 | 0 | 0 | 0 | 0 | 0
NSR Edgewater 5- Hg Rate Annual v5.13 | 503 | 7478 | Rate Constraint in lbs/MMBtu | FALSE | L | Annual | Allowances Withdrawn (1:1) | lbs | 0 | 0 | 0 | 0 | 0 | 0 | 0 | 0
NSR Edgewater 5- Hg Rate Annual v5.13 | 503 | 7478 | Rate Constraint in lbs/MMBtu | FALSE | L | Annual | Allowances Withdrawn (n:1) | lbs | 0 | 0 | 0 | 0 | 0 | 0 | 0 | 0
NSR Edgewater 5- Hg Rate Annual v5.13 | 503 | 7478 | Rate Constraint in lbs/MMBtu | FALSE | L | Annual | Net Emissions Allowance Position | lbs | 14.0031 | 0 | 0 | 0 | 0 | 0 | 0 | 0
NSR Edgewater 5- Hg Rate Annual v5.13 | 503 | 7478 | Rate Constraint in lbs/MMBtu | FALSE | L | Annual | Fuel Consumed | TBtu | 24.9554 | 0 | 0 | 0 | 0 | 0 | 0 | 0
NSR Edgewater 5- Hg Rate Annual v5.13 | 503 | 7478 | Rate Constraint in lbs/MMBtu | FALSE | L | Annual | Rate | lb/MMBtu | 5.6112e-07 | 0 | 0 | 0 | 0 | 0 | 0 | 0
NSR Edgewater 5- Hg Rate Annual v5.13 | 503 | 7478 | Rate Constraint in lbs/MMBtu | FALSE | L | Annual | Generation | TWh | 2.3872 | 0 | 0 | 0 | 0 | 0 | 0 | 0
NSR Edgewater 5- Hg Rate Annual v5.13 | 503 | 7478 | Rate Constraint in lbs/MMBtu | FALSE | L | Annual | Qualifying Generation | TWh | 2.3872 | 0 | 0 | 0 | 0 | 0 | 0 | 0
NSR Edgewater 5- Hg Rate Annual v5.13 | 503 | 7478 | Rate Constraint in lbs/MMBtu | FALSE | L | Annual | Rate | lb/MWh | 5.866e-06 | 0 | 0 | 0 | 0 | 0 | 0 | 0
NSR Edgewater 5- Hg Rate Annual v5.13 | 503 | 7478 | Rate Constraint in lbs/MMBtu | FALSE | L | Annual | Constraint Shadow Price | US2019$/Lb | 0 | 0 | 0 | 0 | 0 | 0 | 0 | 0
NSR Edgewater 5- NOx Rate Annual v5.13 | 504 | 7477 | Rate Constraint in lbs/MMBtu | FALSE | L | Annual | Seasons Included | Seasons | Winter, WintShld, Summer | Winter, WintShld, Summer | Winter, WintShld, Summer | Winter, WintShld, Summer | Winter, WintShld, Summer | Winter, WintShld, Summer | Winter, WintShld, Summer | Winter, WintShld, Summer
NSR Edgewater 5- NOx Rate Annual v5.13 | 504 | 7477 | Rate Constraint in lbs/MMBtu | FALSE | L | Annual | Standard NOX | lb/MMBtu | 0.07 | 0.07 | 0.07 | 0.07 | 0.07 | 0.07 | 0.07 | 0.07
NSR Edgewater 5- NOx Rate Annual v5.13 | 504 | 7477 | Rate Constraint in lbs/MMBtu | FALSE | L | Annual | Emissions at Affected Plants NOX | Thousand Tons | 0.4638 | 0 | 0 | 0 | 0 | 0 | 0 | 0
NSR Edgewater 5- NOx Rate Annual v5.13 | 504 | 7477 | Rate Constraint in lbs/MMBtu | FALSE | L | Annual | Allowances Purchased NOX | Thousand Tons | 0 | 0 | 0 | 0 | 0 | 0 | 0 | 0
NSR Edgewater 5- NOx Rate Annual v5.13 | 504 | 7477 | Rate Constraint in lbs/MMBtu | FALSE | L | Annual | Allowances Sold NOX | Thousand Tons | 0 | 0 | 0 | 0 | 0 | 0 | 0 | 0
NSR Edgewater 5- NOx Rate Annual v5.13 | 504 | 7477 | Rate Constraint in lbs/MMBtu | FALSE | L | Annual | Allowances Banked | Thousand Tons | 0 | 0 | 0 | 0 | 0 | 0 | 0 | 0
NSR Edgewater 5- NOx Rate Annual v5.13 | 504 | 7477 | Rate Constraint in lbs/MMBtu | FALSE | L | Annual | Allowances Withdrawn (1:1) | Thousand Tons | 0 | 0 | 0 | 0 | 0 | 0 | 0 | 0
NSR Edgewater 5- NOx Rate Annual v5.13 | 504 | 7477 | Rate Constraint in lbs/MMBtu | FALSE | L | Annual | Allowances Withdrawn (n:1) | Thousand Tons | 0 | 0 | 0 | 0 | 0 | 0 | 0 | 0
NSR Edgewater 5- NOx Rate Annual v5.13 | 504 | 7477 | Rate Constraint in lbs/MMBtu | FALSE | L | Annual | Net Emissions Allowance Position | Thousand Tons | 0.4638 | 0 | 0 | 0 | 0 | 0 | 0 | 0
NSR Edgewater 5- NOx Rate Annual v5.13 | 504 | 7477 | Rate Constraint in lbs/MMBtu | FALSE | L | Annual | Fuel Consumed | TBtu | 24.9554 | 0 | 0 | 0 | 0 | 0 | 0 | 0
NSR Edgewater 5- NOx Rate Annual v5.13 | 504 | 7477 | Rate Constraint in lbs/MMBtu | FALSE | L | Annual | Rate | lb/MMBtu | 0.03717 | 0 | 0 | 0 | 0 | 0 | 0 | 0
NSR Edgewater 5- NOx Rate Annual v5.13 | 504 | 7477 | Rate Constraint in lbs/MMBtu | FALSE | L | Annual | Generation | TWh | 2.3872 | 0 | 0 | 0 | 0 | 0 | 0 | 0
NSR Edgewater 5- NOx Rate Annual v5.13 | 504 | 7477 | Rate Constraint in lbs/MMBtu | FALSE | L | Annual | Qualifying Generation | TWh | 2.3872 | 0 | 0 | 0 | 0 | 0 | 0 | 0
NSR Edgewater 5- NOx Rate Annual v5.13 | 504 | 7477 | Rate Constraint in lbs/MMBtu | FALSE | L | Annual | Rate | lb/MWh | 0.38858 | 0 | 0 | 0 | 0 | 0 | 0 | 0
NSR Edgewater 5- NOx Rate Annual v5.13 | 504 | 7477 | Rate Constraint in lbs/MMBtu | FALSE | L | Annual | Constraint Shadow Price | US2019$/Ton | 0 | 0 | 0 | 0 | 0 | 0 | 0 | 0
NSR Edgewater 5- SO2 Rate Annual v5.13 | 505 | 7476 | Rate Constraint in lbs/MMBtu | FALSE | L | Annual | Seasons Included | Seasons | Winter, WintShld, Summer | Winter, WintShld, Summer | Winter, WintShld, Summer | Winter, WintShld, Summer | Winter, WintShld, Summer | Winter, WintShld, Summer | Winter, WintShld, Summer | Winter, WintShld, Summer
NSR Edgewater 5- SO2 Rate Annual v5.13 | 505 | 7476 | Rate Constraint in lbs/MMBtu | FALSE | L | Annual | Standard SO2 | lb/MMBtu | 0.075 | 0.075 | 0.075 | 0.075 | 0.075 | 0.075 | 0.075 | 0.075
NSR Edgewater 5- SO2 Rate Annual v5.13 | 505 | 7476 | Rate Constraint in lbs/MMBtu | FALSE | L | Annual | Emissions at Affected Plants SO2 | Thousand Tons | 0.65173 | 0 | 0 | 0 | 0 | 0 | 0 | 0
NSR Edgewater 5- SO2 Rate Annual v5.13 | 505 | 7476 | Rate Constraint in lbs/MMBtu | FALSE | L | Annual | Allowances Purchased SO2 | Thousand Tons | 0 | 0 | 0 | 0 | 0 | 0 | 0 | 0
NSR Edgewater 5- SO2 Rate Annual v5.13 | 505 | 7476 | Rate Constraint in lbs/MMBtu | FALSE | L | Annual | Allowances Sold SO2 | Thousand Tons | 0 | 0 | 0 | 0 | 0 | 0 | 0 | 0
NSR Edgewater 5- SO2 Rate Annual v5.13 | 505 | 7476 | Rate Constraint in lbs/MMBtu | FALSE | L | Annual | Allowances Banked | Thousand Tons | 0 | 0 | 0 | 0 | 0 | 0 | 0 | 0
NSR Edgewater 5- SO2 Rate Annual v5.13 | 505 | 7476 | Rate Constraint in lbs/MMBtu | FALSE | L | Annual | Allowances Withdrawn (1:1) | Thousand Tons | 0 | 0 | 0 | 0 | 0 | 0 | 0 | 0
NSR Edgewater 5- SO2 Rate Annual v5.13 | 505 | 7476 | Rate Constraint in lbs/MMBtu | FALSE | L | Annual | Allowances Withdrawn (n:1) | Thousand Tons | 0 | 0 | 0 | 0 | 0 | 0 | 0 | 0
NSR Edgewater 5- SO2 Rate Annual v5.13 | 505 | 7476 | Rate Constraint in lbs/MMBtu | FALSE | L | Annual | Net Emissions Allowance Position | Thousand Tons | 0.65173 | 0 | 0 | 0 | 0 | 0 | 0 | 0
NSR Edgewater 5- SO2 Rate Annual v5.13 | 505 | 7476 | Rate Constraint in lbs/MMBtu | FALSE | L | Annual | Fuel Consumed | TBtu | 24.9554 | 0 | 0 | 0 | 0 | 0 | 0 | 0
NSR Edgewater 5- SO2 Rate Annual v5.13 | 505 | 7476 | Rate Constraint in lbs/MMBtu | FALSE | L | Annual | Rate | lb/MMBtu | 0.052232 | 0 | 0 | 0 | 0 | 0 | 0 | 0
NSR Edgewater 5- SO2 Rate Annual v5.13 | 505 | 7476 | Rate Constraint in lbs/MMBtu | FALSE | L | Annual | Generation | TWh | 2.3872 | 0 | 0 | 0 | 0 | 0 | 0 | 0
NSR Edgewater 5- SO2 Rate Annual v5.13 | 505 | 7476 | Rate Constraint in lbs/MMBtu | FALSE | L | Annual | Qualifying Generation | TWh | 2.3872 | 0 | 0 | 0 | 0 | 0 | 0 | 0
NSR Edgewater 5- SO2 Rate Annual v5.13 | 505 | 7476 | Rate Constraint in lbs/MMBtu | FALSE | L | Annual | Rate | lb/MWh | 0.54603 | 0 | 0 | 0 | 0 | 0 | 0 | 0
NSR Edgewater 5- SO2 Rate Annual v5.13 | 505 | 7476 | Rate Constraint in lbs/MMBtu | FALSE | L | Annual | Constraint Shadow Price | US2019$/Ton | 0 | 0 | 0 | 0 | 0 | 0 | 0 | 0
NSR EKPC Consent - NOX Cap Annual v3.1 | 506 | 7378 | Rate Constraint in MTons | FALSE | L | Annual | Seasons Included | Seasons | Winter, WintShld, Summer | Winter, WintShld, Summer | Winter, WintShld, Summer | Winter, WintShld, Summer | Winter, WintShld, Summer | Winter, WintShld, Summer | Winter, WintShld, Summer | Winter, WintShld, Summer
NSR EKPC Consent - NOX Cap Annual v3.1 | 506 | 7378 | Rate Constraint in MTons | FALSE | L | Annual | Standard NOX | Thousand Tons | 8 | 8 | 8 | 8 | 8 | 8 | 8 | 8
NSR EKPC Consent - NOX Cap Annual v3.1 | 506 | 7378 | Rate Constraint in MTons | FALSE | L | Annual | Emissions at Affected Plants NOX | Thousand Tons | 3.345 | 2.4225 | 2.2281 | 2.2281 | 2.3001 | 2.3001 | 2.3001 | 1.8232
NSR EKPC Consent - NOX Cap Annual v3.1 | 506 | 7378 | Rate Constraint in MTons | FALSE | L | Annual | Allowances Purchased NOX | Thousand Tons | 0 | 0 | 0 | 0 | 0 | 0 | 0 | 0
NSR EKPC Consent - NOX Cap Annual v3.1 | 506 | 7378 | Rate Constraint in MTons | FALSE | L | Annual | Allowances Sold NOX | Thousand Tons | 0 | 0 | 0 | 0 | 0 | 0 | 0 | 0
NSR EKPC Consent - NOX Cap Annual v3.1 | 506 | 7378 | Rate Constraint in MTons | FALSE | L | Annual | Allowances Banked | Thousand Tons | 0 | 0 | 0 | 0 | 0 | 0 | 0 | 0
NSR EKPC Consent - NOX Cap Annual v3.1 | 506 | 7378 | Rate Constraint in MTons | FALSE | L | Annual | Allowances Withdrawn (1:1) | Thousand Tons | 0 | 0 | 0 | 0 | 0 | 0 | 0 | 0
NSR EKPC Consent - NOX Cap Annual v3.1 | 506 | 7378 | Rate Constraint in MTons | FALSE | L | Annual | Allowances Withdrawn (n:1) | Thousand Tons | 0 | 0 | 0 | 0 | 0 | 0 | 0 | 0
NSR EKPC Consent - NOX Cap Annual v3.1 | 506 | 7378 | Rate Constraint in MTons | FALSE | L | Annual | Net Emissions Allowance Position | Thousand Tons | 3.345 | 2.4225 | 2.2281 | 2.2281 | 2.3001 | 2.3001 | 2.3001 | 1.8232
NSR EKPC Consent - NOX Cap Annual v3.1 | 506 | 7378 | Rate Constraint in MTons | FALSE | L | Annual | Fuel Consumed | TBtu | 70.8585 | 56.4863 | 54.7707 | 54.7707 | 56.7559 | 56.7559 | 56.7559 | 45.2895
NSR EKPC Consent - NOX Cap Annual v3.1 | 506 | 7378 | Rate Constraint in MTons | FALSE | L | Annual | Rate | lb/MMBtu | 0.094413 | 0.085772 | 0.081361 | 0.081361 | 0.081053 | 0.081053 | 0.081053 | 0.080515
NSR EKPC Consent - NOX Cap Annual v3.1 | 506 | 7378 | Rate Constraint in MTons | FALSE | L | Annual | Generation | TWh | 6.9545 | 5.6066 | 5.4105 | 5.4105 | 5.6066 | 5.6066 | 5.6066 | 4.474
NSR EKPC Consent - NOX Cap Annual v3.1 | 506 | 7378 | Rate Constraint in MTons | FALSE | L | Annual | Qualifying Generation | TWh | 6.9545 | 5.6066 | 5.4105 | 5.4105 | 5.6066 | 5.6066 | 5.6066 | 4.474
NSR EKPC Consent - NOX Cap Annual v3.1 | 506 | 7378 | Rate Constraint in MTons | FALSE | L | Annual | Rate | lb/MWh | 0.96196 | 0.86415 | 0.82361 | 0.82361 | 0.8205 | 0.8205 | 0.8205 | 0.81504
NSR EKPC Consent - NOX Cap Annual v3.1 | 506 | 7378 | Rate Constraint in MTons | FALSE | L | Annual | Constraint Shadow Price | US2019$/Ton | 0 | 0 | 0 | 0 | 0 | 0 | 0 | 0
NSR EKPC Consent - SO2 Cap Annual v3.1 | 507 | 7377 | Rate Constraint in MTons | FALSE | L | Annual | Seasons Included | Seasons | Winter, WintShld, Summer | Winter, WintShld, Summer | Winter, WintShld, Summer | Winter, WintShld, Summer | Winter, WintShld, Summer | Winter, WintShld, Summer | Winter, WintShld, Summer | Winter, WintShld, Summer
NSR EKPC Consent - SO2 Cap Annual v3.1 | 507 | 7377 | Rate Constraint in MTons | FALSE | L | Annual | Standard SO2 | Thousand Tons | 28 | 28 | 28 | 28 | 28 | 28 | 28 | 28
NSR EKPC Consent - SO2 Cap Annual v3.1 | 507 | 7377 | Rate Constraint in MTons | FALSE | L | Annual | Emissions at Affected Plants SO2 | Thousand Tons | 3.7437 | 3.1305 | 2.3355 | 2.3355 | 2.4269 | 2.4269 | 2.4269 | 1.749
NSR EKPC Consent - SO2 Cap Annual v3.1 | 507 | 7377 | Rate Constraint in MTons | FALSE | L | Annual | Allowances Purchased SO2 | Thousand Tons | 0 | 0 | 0 | 0 | 0 | 0 | 0 | 0
NSR EKPC Consent - SO2 Cap Annual v3.1 | 507 | 7377 | Rate Constraint in MTons | FALSE | L | Annual | Allowances Sold SO2 | Thousand Tons | 0 | 0 | 0 | 0 | 0 | 0 | 0 | 0
NSR EKPC Consent - SO2 Cap Annual v3.1 | 507 | 7377 | Rate Constraint in MTons | FALSE | L | Annual | Allowances Banked | Thousand Tons | 0 | 0 | 0 | 0 | 0 | 0 | 0 | 0
NSR EKPC Consent - SO2 Cap Annual v3.1 | 507 | 7377 | Rate Constraint in MTons | FALSE | L | Annual | Allowances Withdrawn (1:1) | Thousand Tons | 0 | 0 | 0 | 0 | 0 | 0 | 0 | 0
NSR EKPC Consent - SO2 Cap Annual v3.1 | 507 | 7377 | Rate Constraint in MTons | FALSE | L | Annual | Allowances Withdrawn (n:1) | Thousand Tons | 0 | 0 | 0 | 0 | 0 | 0 | 0 | 0
NSR EKPC Consent - SO2 Cap Annual v3.1 | 507 | 7377 | Rate Constraint in MTons | FALSE | L | Annual | Net Emissions Allowance Position | Thousand Tons | 3.7437 | 3.1305 | 2.3355 | 2.3355 | 2.4269 | 2.4269 | 2.4269 | 1.749
NSR EKPC Consent - SO2 Cap Annual v3.1 | 507 | 7377 | Rate Constraint in MTons | FALSE | L | Annual | Fuel Consumed | TBtu | 70.8585 | 56.4863 | 54.7707 | 54.7707 | 56.7559 | 56.7559 | 56.7559 | 45.2895
NSR EKPC Consent - SO2 Cap Annual v3.1 | 507 | 7377 | Rate Constraint in MTons | FALSE | L | Annual | Rate | lb/MMBtu | 0.10567 | 0.11084 | 0.085284 | 0.085284 | 0.085522 | 0.085522 | 0.085522 | 0.077238
NSR EKPC Consent - SO2 Cap Annual v3.1 | 507 | 7377 | Rate Constraint in MTons | FALSE | L | Annual | Generation | TWh | 6.9545 | 5.6066 | 5.4105 | 5.4105 | 5.6066 | 5.6066 | 5.6066 | 4.474
NSR EKPC Consent - SO2 Cap Annual v3.1 | 507 | 7377 | Rate Constraint in MTons | FALSE | L | Annual | Qualifying Generation | TWh | 6.9545 | 5.6066 | 5.4105 | 5.4105 | 5.6066 | 5.6066 | 5.6066 | 4.474
NSR EKPC Consent - SO2 Cap Annual v3.1 | 507 | 7377 | Rate Constraint in MTons | FALSE | L | Annual | Rate | lb/MWh | 1.0766 | 1.1167 | 0.86333 | 0.86333 | 0.86574 | 0.86574 | 0.86574 | 0.78186
NSR EKPC Consent - SO2 Cap Annual v3.1 | 507 | 7377 | Rate Constraint in MTons | FALSE | L | Annual | Constraint Shadow Price | US2019$/Ton | 0 | 0 | 0 | 0 | 0 | 0 | 0 | 0
NSR FB Culley 3 - NOX Rate Annual v3.1, Unit 3568 and retrofits | 508 | 7424 | Rate Constraint in lbs/MMBtu | FALSE | L | Annual | Seasons Included | Seasons | Winter, WintShld, Summer | Winter, WintShld, Summer | Winter, WintShld, Summer | Winter, WintShld, Summer | Winter, WintShld, Summer | Winter, WintShld, Summer | Winter, WintShld, Summer | Winter, WintShld, Summer
NSR FB Culley 3 - NOX Rate Annual v3.1, Unit 3568 and retrofits | 508 | 7424 | Rate Constraint in lbs/MMBtu | FALSE | L | Annual | Standard NOX | lb/MMBtu | 0.121 | 0.121 | 0.121 | 0.121 | 0.121 | 0.121 | 0.121 | 0.121
NSR FB Culley 3 - NOX Rate Annual v3.1, Unit 3568 and retrofits | 508 | 7424 | Rate Constraint in lbs/MMBtu | FALSE | L | Annual | Emissions at Affected Plants NOX | Thousand Tons | 0.93156 | 0.93156 | 0.77407 | 0.77407 | 0.83024 | 0.93156 | 0.54286 | 0.35829
NSR FB Culley 3 - NOX Rate Annual v3.1, Unit 3568 and retrofits | 508 | 7424 | Rate Constraint in lbs/MMBtu | FALSE | L | Annual | Allowances Purchased NOX | Thousand Tons | 0 | 0 | 0 | 0 | 0 | 0 | 0 | 0
NSR FB Culley 3 - NOX Rate Annual v3.1, Unit 3568 and retrofits | 508 | 7424 | Rate Constraint in lbs/MMBtu | FALSE | L | Annual | Allowances Sold NOX | Thousand Tons | 0 | 0 | 0 | 0 | 0 | 0 | 0 | 0
NSR FB Culley 3 - NOX Rate Annual v3.1, Unit 3568 and retrofits | 508 | 7424 | Rate Constraint in lbs/MMBtu | FALSE | L | Annual | Allowances Banked | Thousand Tons | 0 | 0 | 0 | 0 | 0 | 0 | 0 | 0
NSR FB Culley 3 - NOX Rate Annual v3.1, Unit 3568 and retrofits | 508 | 7424 | Rate Constraint in lbs/MMBtu | FALSE | L | Annual | Allowances Withdrawn (1:1) | Thousand Tons | 0 | 0 | 0 | 0 | 0 | 0 | 0 | 0
NSR FB Culley 3 - NOX Rate Annual v3.1, Unit 3568 and retrofits | 508 | 7424 | Rate Constraint in lbs/MMBtu | FALSE | L | Annual | Allowances Withdrawn (n:1) | Thousand Tons | 0 | 0 | 0 | 0 | 0 | 0 | 0 | 0
NSR FB Culley 3 - NOX Rate Annual v3.1, Unit 3568 and retrofits | 508 | 7424 | Rate Constraint in lbs/MMBtu | FALSE | L | Annual | Net Emissions Allowance Position | Thousand Tons | 0.93156 | 0.93156 | 0.77407 | 0.77407 | 0.83024 | 0.93156 | 0.54286 | 0.35829
NSR FB Culley 3 - NOX Rate Annual v3.1, Unit 3568 and retrofits | 508 | 7424 | Rate Constraint in lbs/MMBtu | FALSE | L | Annual | Fuel Consumed | TBtu | 19.7603 | 19.7603 | 16.1708 | 16.1708 | 17.5749 | 19.7603 | 12.0736 | 7.9469
NSR FB Culley 3 - NOX Rate Annual v3.1, Unit 3568 and retrofits | 508 | 7424 | Rate Constraint in lbs/MMBtu | FALSE | L | Annual | Rate | lb/MMBtu | 0.094286 | 0.094286 | 0.095737 | 0.095737 | 0.09448 | 0.094286 | 0.089926 | 0.090171
NSR FB Culley 3 - NOX Rate Annual v3.1, Unit 3568 and retrofits | 508 | 7424 | Rate Constraint in lbs/MMBtu | FALSE | L | Annual | Generation | TWh | 1.8283 | 1.8283 | 1.4962 | 1.4962 | 1.6261 | 1.8283 | 1.1171 | 0.73528
NSR FB Culley 3 - NOX Rate Annual v3.1, Unit 3568 and retrofits | 508 | 7424 | Rate Constraint in lbs/MMBtu | FALSE | L | Annual | Qualifying Generation | TWh | 1.8283 | 1.8283 | 1.4962 | 1.4962 | 1.6261 | 1.8283 | 1.1171 | 0.73528
NSR FB Culley 3 - NOX Rate Annual v3.1, Unit 3568 and retrofits | 508 | 7424 | Rate Constraint in lbs/MMBtu | FALSE | L | Annual | Rate | lb/MWh | 1.019 | 1.019 | 1.0347 | 1.0347 | 1.0211 | 1.019 | 0.97192 | 0.97457
NSR FB Culley 3 - NOX Rate Annual v3.1, Unit 3568 and retrofits | 508 | 7424 | Rate Constraint in lbs/MMBtu | FALSE | L | Annual | Constraint Shadow Price | US2019$/Ton | 0 | 0 | 0 | 0 | 0 | 0 | 0 | 0
NSR Four Corners 4,5 - NOX Cap Annual v5.16 | 509 | 7501 | Rate Constraint in MTons | FALSE | L | Annual | Seasons Included | Seasons | Winter, WintShld, Summer | Winter, WintShld, Summer | Winter, WintShld, Summer | Winter, WintShld, Summer | Winter, WintShld, Summer | Winter, WintShld, Summer | Winter, WintShld, Summer | Winter, WintShld, Summer
NSR Four Corners 4,5 - NOX Cap Annual v5.16 | 509 | 7501 | Rate Constraint in MTons | FALSE | L | Annual | Standard NOX | Thousand Tons | 4.968 | 4.968 | 4.968 | 4.968 | 4.968 | 4.968 | 4.968 | 4.968
NSR Four Corners 4,5 - NOX Cap Annual v5.16 | 509 | 7501 | Rate Constraint in MTons | FALSE | L | Annual | Emissions at Affected Plants NOX | Thousand Tons | 3.0217 | 2.7722 | 2.7722 | 2.7722 | 0.020115 | 0.020115 | 0.020115 | 0.020115
NSR Four Corners 4,5 - NOX Cap Annual v5.16 | 509 | 7501 | Rate Constraint in MTons | FALSE | L | Annual | Allowances Purchased NOX | Thousand Tons | 0 | 0 | 0 | 0 | 0 | 0 | 0 | 0
NSR Four Corners 4,5 - NOX Cap Annual v5.16 | 509 | 7501 | Rate Constraint in MTons | FALSE | L | Annual | Allowances Sold NOX | Thousand Tons | 0 | 0 | 0 | 0 | 0 | 0 | 0 | 0
NSR Four Corners 4,5 - NOX Cap Annual v5.16 | 509 | 7501 | Rate Constraint in MTons | FALSE | L | Annual | Allowances Banked | Thousand Tons | 0 | 0 | 0 | 0 | 0 | 0 | 0 | 0
NSR Four Corners 4,5 - NOX Cap Annual v5.16 | 509 | 7501 | Rate Constraint in MTons | FALSE | L | Annual | Allowances Withdrawn (1:1) | Thousand Tons | 0 | 0 | 0 | 0 | 0 | 0 | 0 | 0
NSR Four Corners 4,5 - NOX Cap Annual v5.16 | 509 | 7501 | Rate Constraint in MTons | FALSE | L | Annual | Allowances Withdrawn (n:1) | Thousand Tons | 0 | 0 | 0 | 0 | 0 | 0 | 0 | 0
NSR Four Corners 4,5 - NOX Cap Annual v5.16 | 509 | 7501 | Rate Constraint in MTons | FALSE | L | Annual | Net Emissions Allowance Position | Thousand Tons | 3.0217 | 2.7722 | 2.7722 | 2.7722 | 0.020115 | 0.020115 | 0.020115 | 0.020115
NSR Four Corners 4,5 - NOX Cap Annual v5.16 | 509 | 7501 | Rate Constraint in MTons | FALSE | L | Annual | Fuel Consumed | TBtu | 98.2836 | 89.4286 | 89.4286 | 89.4286 | 0.69134 | 0.69134 | 0.69134 | 0.69134
NSR Four Corners 4,5 - NOX Cap Annual v5.16 | 509 | 7501 | Rate Constraint in MTons | FALSE | L | Annual | Rate | lb/MMBtu | 0.06149 | 0.061998 | 0.061998 | 0.061998 | 0.05819 | 0.05819 | 0.05819 | 0.05819
NSR Four Corners 4,5 - NOX Cap Annual v5.16 | 509 | 7501 | Rate Constraint in MTons | FALSE | L | Annual | Generation | TWh | 10.0614 | 9.1552 | 9.1414 | 9.1414 | 0.056932 | 0.056932 | 0.056932 | 0.056932
NSR Four Corners 4,5 - NOX Cap Annual v5.16 | 509 | 7501 | Rate Constraint in MTons | FALSE | L | Annual | Qualifying Generation | TWh | 10.0614 | 9.1552 | 9.1414 | 9.1414 | 0.056932 | 0.056932 | 0.056932 | 0.056932
NSR Four Corners 4,5 - NOX Cap Annual v5.16 | 509 | 7501 | Rate Constraint in MTons | FALSE | L | Annual | Rate | lb/MWh | 0.60066 | 0.6056 | 0.60651 | 0.60651 | 0.70662 | 0.70662 | 0.70662 | 0.70662
NSR Four Corners 4,5 - NOX Cap Annual v5.16 | 509 | 7501 | Rate Constraint in MTons | FALSE | L | Annual | Constraint Shadow Price | US2019$/Ton | 0 | 0 | 0 | 0 | 0 | 0 | 0 | 0
NSR Four Corners 4,5 - NOX Rate Annual v5.16 | 510 | 7500 | Rate Constraint in lbs/MMBtu | FALSE | L | Annual | Seasons Included | Seasons | Winter, WintShld, Summer | Winter, WintShld, Summer | Winter, WintShld, Summer | Winter, WintShld, Summer | Winter, WintShld, Summer | Winter, WintShld, Summer | Winter, WintShld, Summer | Winter, WintShld, Summer
NSR Four Corners 4,5 - NOX Rate Annual v5.16 | 510 | 7500 | Rate Constraint in lbs/MMBtu | FALSE | L | Annual | Standard NOX | lb/MMBtu | 0.08 | 0.08 | 0.08 | 0.08 | 0.08 | 0.08 | 0.08 | 0.08
NSR Four Corners 4,5 - NOX Rate Annual v5.16 | 510 | 7500 | Rate Constraint in lbs/MMBtu | FALSE | L | Annual | Emissions at Affected Plants NOX | Thousand Tons | 3.0217 | 2.7722 | 2.7722 | 2.7722 | 0.020115 | 0.020115 | 0.020115 | 0.020115
NSR Four Corners 4,5 - NOX Rate Annual v5.16 | 510 | 7500 | Rate Constraint in lbs/MMBtu | FALSE | L | Annual | Allowances Purchased NOX | Thousand Tons | 0 | 0 | 0 | 0 | 0 | 0 | 0 | 0
NSR Four Corners 4,5 - NOX Rate Annual v5.16 | 510 | 7500 | Rate Constraint in lbs/MMBtu | FALSE | L | Annual | Allowances Sold NOX | Thousand Tons | 0 | 0 | 0 | 0 | 0 | 0 | 0 | 0
NSR Four Corners 4,5 - NOX Rate Annual v5.16 | 510 | 7500 | Rate Constraint in lbs/MMBtu | FALSE | L | Annual | Allowances Banked | Thousand Tons | 0 | 0 | 0 | 0 | 0 | 0 | 0 | 0
NSR Four Corners 4,5 - NOX Rate Annual v5.16 | 510 | 7500 | Rate Constraint in lbs/MMBtu | FALSE | L | Annual | Allowances Withdrawn (1:1) | Thousand Tons | 0 | 0 | 0 | 0 | 0 | 0 | 0 | 0
NSR Four Corners 4,5 - NOX Rate Annual v5.16 | 510 | 7500 | Rate Constraint in lbs/MMBtu | FALSE | L | Annual | Allowances Withdrawn (n:1) | Thousand Tons | 0 | 0 | 0 | 0 | 0 | 0 | 0 | 0
NSR Four Corners 4,5 - NOX Rate Annual v5.16 | 510 | 7500 | Rate Constraint in lbs/MMBtu | FALSE | L | Annual | Net Emissions Allowance Position | Thousand Tons | 3.0217 | 2.7722 | 2.7722 | 2.7722 | 0.020115 | 0.020115 | 0.020115 | 0.020115
NSR Four Corners 4,5 - NOX Rate Annual v5.16 | 510 | 7500 | Rate Constraint in lbs/MMBtu | FALSE | L | Annual | Fuel Consumed | TBtu | 98.2836 | 89.4286 | 89.4286 | 89.4286 | 0.69134 | 0.69134 | 0.69134 | 0.69134
NSR Four Corners 4,5 - NOX Rate Annual v5.16 | 510 | 7500 | Rate Constraint in lbs/MMBtu | FALSE | L | Annual | Rate | lb/MMBtu | 0.06149 | 0.061998 | 0.061998 | 0.061998 | 0.05819 | 0.05819 | 0.05819 | 0.05819
NSR Four Corners 4,5 - NOX Rate Annual v5.16 | 510 | 7500 | Rate Constraint in lbs/MMBtu | FALSE | L | Annual | Generation | TWh | 10.0614 | 9.1552 | 9.1414 | 9.1414 | 0.056932 | 0.056932 | 0.056932 | 0.056932
NSR Four Corners 4,5 - NOX Rate Annual v5.16 | 510 | 7500 | Rate Constraint in lbs/MMBtu | FALSE | L | Annual | Qualifying Generation | TWh | 10.0614 | 9.1552 | 9.1414 | 9.1414 | 0.056932 | 0.056932 | 0.056932 | 0.056932
NSR Four Corners 4,5 - NOX Rate Annual v5.16 | 510 | 7500 | Rate Constraint in lbs/MMBtu | FALSE | L | Annual | Rate | lb/MWh | 0.60066 | 0.6056 | 0.60651 | 0.60651 | 0.70662 | 0.70662 | 0.70662 | 0.70662
NSR Four Corners 4,5 - NOX Rate Annual v5.16 | 510 | 7500 | Rate Constraint in lbs/MMBtu | FALSE | L | Annual | Constraint Shadow Price | US2019$/Ton | 0 | 0 | 0 | 0 | 0 | 0 | 0 | 0
NSR Four Corners 4,5 - SO2 Cap Annual v5.16 | 511 | 7499 | Rate Constraint in MTons | FALSE | L | Annual | Seasons Included | Seasons | Winter, WintShld, Summer | Winter, WintShld, Summer | Winter, WintShld, Summer | Winter, WintShld, Summer | Winter, WintShld, Summer | Winter, WintShld, Summer | Winter, WintShld, Summer | Winter, WintShld, Summer
NSR Four Corners 4,5 - SO2 Cap Annual v5.16 | 511 | 7499 | Rate Constraint in MTons | FALSE | L | Annual | Standard SO2 | Thousand Tons | 6.8 | 6.8 | 6.8 | 6.8 | 6.8 | 6.8 | 6.8 | 6.8
NSR Four Corners 4,5 - SO2 Cap Annual v5.16 | 511 | 7499 | Rate Constraint in MTons | FALSE | L | Annual | Emissions at Affected Plants SO2 | Thousand Tons | 6.8 | 6.8 | 6.8 | 6.8 | 0.052568 | 0.052568 | 0.052568 | 0.052568
NSR Four Corners 4,5 - SO2 Cap Annual v5.16 | 511 | 7499 | Rate Constraint in MTons | FALSE | L | Annual | Allowances Purchased SO2 | Thousand Tons | 0 | 0 | 0 | 0 | 0 | 0 | 0 | 0
NSR Four Corners 4,5 - SO2 Cap Annual v5.16 | 511 | 7499 | Rate Constraint in MTons | FALSE | L | Annual | Allowances Sold SO2 | Thousand Tons | 0 | 0 | 0 | 0 | 0 | 0 | 0 | 0
NSR Four Corners 4,5 - SO2 Cap Annual v5.16 | 511 | 7499 | Rate Constraint in MTons | FALSE | L | Annual | Allowances Banked | Thousand Tons | 0 | 0 | 0 | 0 | 0 | 0 | 0 | 0
NSR Four Corners 4,5 - SO2 Cap Annual v5.16 | 511 | 7499 | Rate Constraint in MTons | FALSE | L | Annual | Allowances Withdrawn (1:1) | Thousand Tons | 0 | 0 | 0 | 0 | 0 | 0 | 0 | 0
NSR Four Corners 4,5 - SO2 Cap Annual v5.16 | 511 | 7499 | Rate Constraint in MTons | FALSE | L | Annual | Allowances Withdrawn (n:1) | Thousand Tons | 0 | 0 | 0 | 0 | 0 | 0 | 0 | 0
NSR Four Corners 4,5 - SO2 Cap Annual v5.16 | 511 | 7499 | Rate Constraint in MTons | FALSE | L | Annual | Net Emissions Allowance Position | Thousand Tons | 6.8 | 6.8 | 6.8 | 6.8 | 0.052568 | 0.052568 | 0.052568 | 0.052568
NSR Four Corners 4,5 - SO2 Cap Annual v5.16 | 511 | 7499 | Rate Constraint in MTons | FALSE | L | Annual | Fuel Consumed | TBtu | 98.2836 | 89.4286 | 89.4286 | 89.4286 | 0.69134 | 0.69134 | 0.69134 | 0.69134
NSR Four Corners 4,5 - SO2 Cap Annual v5.16 | 511 | 7499 | Rate Constraint in MTons | FALSE | L | Annual | Rate | lb/MMBtu | 0.13838 | 0.15208 | 0.15208 | 0.15208 | 0.15208 | 0.15208 | 0.15208 | 0.15208
NSR Four Corners 4,5 - SO2 Cap Annual v5.16 | 511 | 7499 | Rate Constraint in MTons | FALSE | L | Annual | Generation | TWh | 10.0614 | 9.1552 | 9.1414 | 9.1414 | 0.056932 | 0.056932 | 0.056932 | 0.056932
NSR Four Corners 4,5 - SO2 Cap Annual v5.16 | 511 | 7499 | Rate Constraint in MTons | FALSE | L | Annual | Qualifying Generation | TWh | 10.0614 | 9.1552 | 9.1414 | 9.1414 | 0.056932 | 0.056932 | 0.056932 | 0.056932
NSR Four Corners 4,5 - SO2 Cap Annual v5.16 | 511 | 7499 | Rate Constraint in MTons | FALSE | L | Annual | Rate | lb/MWh | 1.3517 | 1.4855 | 1.4877 | 1.4877 | 1.8467 | 1.8467 | 1.8467 | 1.8467
NSR Four Corners 4,5 - SO2 Cap Annual v5.16 | 511 | 7499 | Rate Constraint in MTons | FALSE | L | Annual | Constraint Shadow Price | US2019$/Ton | 21576.572 | 8461.9888 | 6837.6807 | 2722.641 | 0 | 0 | 0 | 0
NSR Harrison 1-3 - NOX Rate Annual v5.16 | 512 | 7268 | Rate Constraint in lbs/MMBtu | FALSE | L | Annual | Seasons Included | Seasons | Winter, WintShld, Summer | Winter, WintShld, Summer | Winter, WintShld, Summer | Winter, WintShld, Summer | Winter, WintShld, Summer | Winter, WintShld, Summer | Winter, WintShld, Summer | Winter, WintShld, Summer
NSR Harrison 1-3 - NOX Rate Annual v5.16 | 512 | 7268 | Rate Constraint in lbs/MMBtu | FALSE | L | Annual | Standard NOX | lb/MMBtu | 0.25 | 0.25 | 0.25 | 0.25 | 0.25 | 0.25 | 0.25 | 0.25
NSR Harrison 1-3 - NOX Rate Annual v5.16 | 512 | 7268 | Rate Constraint in lbs/MMBtu | FALSE | L | Annual | Emissions at Affected Plants NOX | Thousand Tons | 5.9039 | 5.9039 | 5.6738 | 5.6738 | 5.9039 | 0 | 0 | 0
NSR Harrison 1-3 - NOX Rate Annual v5.16 | 512 | 7268 | Rate Constraint in lbs/MMBtu | FALSE | L | Annual | Allowances Purchased NOX | Thousand Tons | 0 | 0 | 0 | 0 | 0 | 0 | 0 | 0
NSR Harrison 1-3 - NOX Rate Annual v5.16 | 512 | 7268 | Rate Constraint in lbs/MMBtu | FALSE | L | Annual | Allowances Sold NOX | Thousand Tons | 0 | 0 | 0 | 0 | 0 | 0 | 0 | 0
NSR Harrison 1-3 - NOX Rate Annual v5.16 | 512 | 7268 | Rate Constraint in lbs/MMBtu | FALSE | L | Annual | Allowances Banked | Thousand Tons | 0 | 0 | 0 | 0 | 0 | 0 | 0 | 0
NSR Harrison 1-3 - NOX Rate Annual v5.16 | 512 | 7268 | Rate Constraint in lbs/MMBtu | FALSE | L | Annual | Allowances Withdrawn (1:1) | Thousand Tons | 0 | 0 | 0 | 0 | 0 | 0 | 0 | 0
NSR Harrison 1-3 - NOX Rate Annual v5.16 | 512 | 7268 | Rate Constraint in lbs/MMBtu | FALSE | L | Annual | Allowances Withdrawn (n:1) | Thousand Tons | 0 | 0 | 0 | 0 | 0 | 0 | 0 | 0
NSR Harrison 1-3 - NOX Rate Annual v5.16 | 512 | 7268 | Rate Constraint in lbs/MMBtu | FALSE | L | Annual | Net Emissions Allowance Position | Thousand Tons | 5.9039 | 5.9039 | 5.6738 | 5.6738 | 5.9039 | 0 | 0 | 0
NSR Harrison 1-3 - NOX Rate Annual v5.16 | 512 | 7268 | Rate Constraint in lbs/MMBtu | FALSE | L | Annual | Fuel Consumed | TBtu | 140.1902 | 140.1902 | 134.2497 | 134.2497 | 140.1902 | 0 | 0 | 0
NSR Harrison 1-3 - NOX Rate Annual v5.16 | 512 | 7268 | Rate Constraint in lbs/MMBtu | FALSE | L | Annual | Rate | lb/MMBtu | 0.084228 | 0.084228 | 0.084526 | 0.084526 | 0.084228 | 0 | 0 | 0
NSR Harrison 1-3 - NOX Rate Annual v5.16 | 512 | 7268 | Rate Constraint in lbs/MMBtu | FALSE | L | Annual | Generation | TWh | 13.8254 | 13.8254 | 13.2396 | 13.2396 | 13.8254 | 0 | 0 | 0
NSR Harrison 1-3 - NOX Rate Annual v5.16 | 512 | 7268 | Rate Constraint in lbs/MMBtu | FALSE | L | Annual | Qualifying Generation | TWh | 13.8254 | 13.8254 | 13.2396 | 13.2396 | 13.8254 | 0 | 0 | 0
NSR Harrison 1-3 - NOX Rate Annual v5.16 | 512 | 7268 | Rate Constraint in lbs/MMBtu | FALSE | L | Annual | Rate | lb/MWh | 0.85407 | 0.85407 | 0.85709 | 0.85709 | 0.85407 | 0 | 0 | 0
NSR Harrison 1-3 - NOX Rate Annual v5.16 | 512 | 7268 | Rate Constraint in lbs/MMBtu | FALSE | L | Annual | Constraint Shadow Price | US2019$/Ton | 0 | 0 | 0 | 0 | 0 | 0 | 0 | 0
NSR Harrison 1-3 - NOX Rate Summer v5.16 | 513 | 7269 | Rate Constraint in lbs/MMBtu | FALSE | L | Annual | Seasons Included | Seasons | Summer | Summer | Summer | Summer | Summer | Summer | Summer | Summer
NSR Harrison 1-3 - NOX Rate Summer v5.16 | 513 | 7269 | Rate Constraint in lbs/MMBtu | FALSE | L | Annual | Standard NOX | lb/MMBtu | 0.2 | 0.2 | 0.2 | 0.2 | 0.2 | 0.2 | 0.2 | 0.2
NSR Harrison 1-3 - NOX Rate Summer v5.16 | 513 | 7269 | Rate Constraint in lbs/MMBtu | FALSE | L | Annual | Emissions at Affected Plants NOX | Thousand Tons | 2.1921 | 2.1921 | 1.9619 | 1.9619 | 2.1921 | 0 | 0 | 0
NSR Harrison 1-3 - NOX Rate Summer v5.16 | 513 | 7269 | Rate Constraint in lbs/MMBtu | FALSE | L | Annual | Allowances Purchased NOX | Thousand Tons | 0 | 0 | 0 | 0 | 0 | 0 | 0 | 0
NSR Harrison 1-3 - NOX Rate Summer v5.16 | 513 | 7269 | Rate Constraint in lbs/MMBtu | FALSE | L | Annual | Allowances Sold NOX | Thousand Tons | 0 | 0 | 0 | 0 | 0 | 0 | 0 | 0
NSR Harrison 1-3 - NOX Rate Summer v5.16 | 513 | 7269 | Rate Constraint in lbs/MMBtu | FALSE | L | Annual | Allowances Banked | Thousand Tons | 0 | 0 | 0 | 0 | 0 | 0 | 0 | 0
NSR Harrison 1-3 - NOX Rate Summer v5.16 | 513 | 7269 | Rate Constraint in lbs/MMBtu | FALSE | L | Annual | Allowances Withdrawn (1:1) | Thousand Tons | 0 | 0 | 0 | 0 | 0 | 0 | 0 | 0
NSR Harrison 1-3 - NOX Rate Summer v5.16 | 513 | 7269 | Rate Constraint in lbs/MMBtu | FALSE | L | Annual | Allowances Withdrawn (n:1) | Thousand Tons | 0 | 0 | 0 | 0 | 0 | 0 | 0 | 0
NSR Harrison 1-3 - NOX Rate Summer v5.16 | 513 | 7269 | Rate Constraint in lbs/MMBtu | FALSE | L | Annual | Net Emissions Allowance Position | Thousand Tons | 2.1921 | 2.1921 | 1.9619 | 1.9619 | 2.1921 | 0 | 0 | 0
NSR Harrison 1-3 - NOX Rate Summer v5.16 | 513 | 7269 | Rate Constraint in lbs/MMBtu | FALSE | L | Annual | Fuel Consumed | TBtu | 56.5764 | 56.5764 | 50.6359 | 50.6359 | 56.5764 | 0 | 0 | 0
NSR Harrison 1-3 - NOX Rate Summer v5.16 | 513 | 7269 | Rate Constraint in lbs/MMBtu | FALSE | L | Annual | Rate | lb/MMBtu | 0.077491 | 0.077491 | 0.077491 | 0.077491 | 0.077491 | 0 | 0 | 0
NSR Harrison 1-3 - NOX Rate Summer v5.16 | 513 | 7269 | Rate Constraint in lbs/MMBtu | FALSE | L | Annual | Generation | TWh | 5.5795 | 5.5795 | 4.9937 | 4.9937 | 5.5795 | 0 | 0 | 0
NSR Harrison 1-3 - NOX Rate Summer v5.16 | 513 | 7269 | Rate Constraint in lbs/MMBtu | FALSE | L | Annual | Qualifying Generation | TWh | 5.5795 | 5.5795 | 4.9937 | 4.9937 | 5.5795 | 0 | 0 | 0
NSR Harrison 1-3 - NOX Rate Summer v5.16 | 513 | 7269 | Rate Constraint in lbs/MMBtu | FALSE | L | Annual | Rate | lb/MWh | 0.78576 | 0.78576 | 0.78576 | 0.78576 | 0.78576 | 0 | 0 | 0
NSR Harrison 1-3 - NOX Rate Summer v5.16 | 513 | 7269 | Rate Constraint in lbs/MMBtu | FALSE | L | Annual | Constraint Shadow Price | US2019$/Ton | 0 | 0 | 0 | 0 | 0 | 0 | 0 | 0
NSR HL Spurlock 1 - NOX Rate Annual v3.1, Unit 3813 and retrofits | 514 | 7444 | Rate Constraint in lbs/MMBtu | FALSE | L | Annual | Seasons Included | Seasons | Winter, WintShld, Summer | Winter, WintShld, Summer | Winter, WintShld, Summer | Winter, WintShld, Summer | Winter, WintShld, Summer | Winter, WintShld, Summer | Winter, WintShld, Summer | Winter, WintShld, Summer
NSR HL Spurlock 1 - NOX Rate Annual v3.1, Unit 3813 and retrofits | 514 | 7444 | Rate Constraint in lbs/MMBtu | FALSE | L | Annual | Standard NOX | lb/MMBtu | 0.1 | 0.1 | 0.1 | 0.1 | 0.1 | 0.1 | 0.1 | 0.1
NSR HL Spurlock 1 - NOX Rate Annual v3.1, Unit 3813 and retrofits | 514 | 7444 | Rate Constraint in lbs/MMBtu | FALSE | L | Annual | Emissions at Affected Plants NOX | Thousand Tons | 0.89461 | 0.89461 | 0.89461 | 0.89461 | 0.89461 | 0.89461 | 0.89461 | 0.89461
NSR HL Spurlock 1 - NOX Rate Annual v3.1, Unit 3813 and retrofits | 514 | 7444 | Rate Constraint in lbs/MMBtu | FALSE | L | Annual | Allowances Purchased NOX | Thousand Tons | 0 | 0 | 0 | 0 | 0 | 0 | 0 | 0
NSR HL Spurlock 1 - NOX Rate Annual v3.1, Unit 3813 and retrofits | 514 | 7444 | Rate Constraint in lbs/MMBtu | FALSE | L | Annual | Allowances Sold NOX | Thousand Tons | 0 | 0 | 0 | 0 | 0 | 0 | 0 | 0
NSR HL Spurlock 1 - NOX Rate Annual v3.1, Unit 3813 and retrofits | 514 | 7444 | Rate Constraint in lbs/MMBtu | FALSE | L | Annual | Allowances Banked | Thousand Tons | 0 | 0 | 0 | 0 | 0 | 0 | 0 | 0
NSR HL Spurlock 1 - NOX Rate Annual v3.1, Unit 3813 and retrofits | 514 | 7444 | Rate Constraint in lbs/MMBtu | FALSE | L | Annual | Allowances Withdrawn (1:1) | Thousand Tons | 0 | 0 | 0 | 0 | 0 | 0 | 0 | 0
NSR HL Spurlock 1 - NOX Rate Annual v3.1, Unit 3813 and retrofits | 514 | 7444 | Rate Constraint in lbs/MMBtu | FALSE | L | Annual | Allowances Withdrawn (n:1) | Thousand Tons | 0 | 0 | 0 | 0 | 0 | 0 | 0 | 0
NSR HL Spurlock 1 - NOX Rate Annual v3.1, Unit 3813 and retrofits | 514 | 7444 | Rate Constraint in lbs/MMBtu | FALSE | L | Annual | Net Emissions Allowance Position | Thousand Tons | 0.89461 | 0.89461 | 0.89461 | 0.89461 | 0.89461 | 0.89461 | 0.89461 | 0.89461
NSR HL Spurlock 1 - NOX Rate Annual v3.1, Unit 3813 and retrofits | 514 | 7444 | Rate Constraint in lbs/MMBtu | FALSE | L | Annual | Fuel Consumed | TBtu | 20.8492 | 20.8492 | 20.8492 | 20.8492 | 20.8492 | 20.8492 | 20.8492 | 20.8492
NSR HL Spurlock 1 - NOX Rate Annual v3.1, Unit 3813 and retrofits | 514 | 7444 | Rate Constraint in lbs/MMBtu | FALSE | L | Annual | Rate | lb/MMBtu | 0.085817 | 0.085817 | 0.085817 | 0.085817 | 0.085817 | 0.085817 | 0.085817 | 0.085817
NSR HL Spurlock 1 - NOX Rate Annual v3.1, Unit 3813 and retrofits | 514 | 7444 | Rate Constraint in lbs/MMBtu | FALSE | L | Annual | Generation | TWh | 2.0714 | 2.0714 | 2.0714 | 2.0714 | 2.0714 | 2.0714 | 2.0714 | 2.0714
NSR HL Spurlock 1 - NOX Rate Annual v3.1, Unit 3813 and retrofits | 514 | 7444 | Rate Constraint in lbs/MMBtu | FALSE | L | Annual | Qualifying Generation | TWh | 2.06 | 2.06 | 2.06 | 2.06 | 2.06 | 2.06 | 2.06 | 2.06
NSR HL Spurlock 1 - NOX Rate Annual v3.1, Unit 3813 and retrofits | 514 | 7444 | Rate Constraint in lbs/MMBtu | FALSE | L | Annual | Rate | lb/MWh | 0.86856 | 0.86856 | 0.86856 | 0.86856 | 0.86856 | 0.86856 | 0.86856 | 0.86856
NSR HL Spurlock 1 - NOX Rate Annual v3.1, Unit 3813 and retrofits | 514 | 7444 | Rate Constraint in lbs/MMBtu | FALSE | L | Annual | Constraint Shadow Price | US2019$/Ton | 0 | 0 | 0 | 0 | 0 | 0 | 0 | 0
NSR HL Spurlock 2 - NOX Rate Annual v3.1, Unit 3814 and retrofits | 515 | 7445 | Rate Constraint in lbs/MMBtu | FALSE | L | Annual | Seasons Included | Seasons | Winter, WintShld, Summer | Winter, WintShld, Summer | Winter, WintShld, Summer | Winter, WintShld, Summer | Winter, WintShld, Summer | Winter, WintShld, Summer | Winter, WintShld, Summer | Winter, WintShld, Summer
NSR HL Spurlock 2 - NOX Rate Annual v3.1, Unit 3814 and retrofits | 515 | 7445 | Rate Constraint in lbs/MMBtu | FALSE | L | Annual | Standard NOX | lb/MMBtu | 0.1 | 0.1 | 0.1 | 0.1 | 0.1 | 0.1 | 0.1 | 0.1
NSR HL Spurlock 2 - NOX Rate Annual v3.1, Unit 3814 and retrofits | 515 | 7445 | Rate Constraint in lbs/MMBtu | FALSE | L | Annual | Emissions at Affected Plants NOX | Thousand Tons | 1.5229 | 1.5229 | 1.3285 | 1.3285 | 1.4006 | 1.4006 | 1.4006 | 0.92369
NSR HL Spurlock 2 - NOX Rate Annual v3.1, Unit 3814 and retrofits | 515 | 7445 | Rate Constraint in lbs/MMBtu | FALSE | L | Annual | Allowances Purchased NOX | Thousand Tons | 0 | 0 | 0 | 0 | 0 | 0 | 0 | 0
NSR HL Spurlock 2 - NOX Rate Annual v3.1, Unit 3814 and retrofits | 515 | 7445 | Rate Constraint in lbs/MMBtu | FALSE | L | Annual | Allowances Sold NOX | Thousand Tons | 0 | 0 | 0 | 0 | 0 | 0 | 0 | 0
NSR HL Spurlock 2 - NOX Rate Annual v3.1, Unit 3814 and retrofits | 515 | 7445 | Rate Constraint in lbs/MMBtu | FALSE | L | Annual | Allowances Banked | Thousand Tons | 0 | 0 | 0 | 0 | 0 | 0 | 0 | 0
NSR HL Spurlock 2 - NOX Rate Annual v3.1, Unit 3814 and retrofits | 515 | 7445 | Rate Constraint in lbs/MMBtu | FALSE | L | Annual | Allowances Withdrawn (1:1) | Thousand Tons | 0 | 0 | 0 | 0 | 0 | 0 | 0 | 0
NSR HL Spurlock 2 - NOX Rate Annual v3.1, Unit 3814 and retrofits | 515 | 7445 | Rate Constraint in lbs/MMBtu | FALSE | L | Annual | Allowances Withdrawn (n:1) | Thousand Tons | 0 | 0 | 0 | 0 | 0 | 0 | 0 | 0
NSR HL Spurlock 2 - NOX Rate Annual v3.1, Unit 3814 and retrofits | 515 | 7445 | Rate Constraint in lbs/MMBtu | FALSE | L | Annual | Net Emissions Allowance Position | Thousand Tons | 1.5229 | 1.5229 | 1.3285 | 1.3285 | 1.4006 | 1.4006 | 1.4006 | 0.92369
NSR HL Spurlock 2 - NOX Rate Annual v3.1, Unit 3814 and retrofits | 515 | 7445 | Rate Constraint in lbs/MMBtu | FALSE | L | Annual | Fuel Consumed | TBtu | 35.5218 | 35.5218 | 33.8062 | 33.8062 | 35.7914 | 35.7914 | 35.7914 | 24.325
NSR HL Spurlock 2 - NOX Rate Annual v3.1, Unit 3814 and retrofits | 515 | 7445 | Rate Constraint in lbs/MMBtu | FALSE | L | Annual | Rate | lb/MMBtu | 0.085745 | 0.085745 | 0.078597 | 0.078597 | 0.078262 | 0.078262 | 0.078262 | 0.075946
NSR HL Spurlock 2 - NOX Rate Annual v3.1, Unit 3814 and retrofits | 515 | 7445 | Rate Constraint in lbs/MMBtu | FALSE | L | Annual | Generation | TWh | 3.5352 | 3.5352 | 3.3391 | 3.3391 | 3.5352 | 3.5352 | 3.5352 | 2.4026
NSR HL Spurlock 2 - NOX Rate Annual v3.1, Unit 3814 and retrofits | 515 | 7445 | Rate Constraint in lbs/MMBtu | FALSE | L | Annual | Qualifying Generation | TWh | 3.5352 | 3.5352 | 3.3391 | 3.3391 | 3.5352 | 3.5352 | 3.5352 | 2.4026
NSR HL Spurlock 2 - NOX Rate Annual v3.1, Unit 3814 and retrofits | 515 | 7445 | Rate Constraint in lbs/MMBtu | FALSE | L | Annual | Rate | lb/MWh | 0.86157 | 0.86157 | 0.79574 | 0.79574 | 0.79235 | 0.79235 | 0.79235 | 0.76889
NSR HL Spurlock 2 - NOX Rate Annual v3.1, Unit 3814 and retrofits | 515 | 7445 | Rate Constraint in lbs/MMBtu | FALSE | L | Annual | Constraint Shadow Price | US2019$/Ton | 0 | 0 | 0 | 0 | 0 | 0 | 0 | 0
NSR HL Spurlock 2 - SO2 Rate Annual v3.1, Unit 3814 and retrofits | 516 | 7443 | Rate Constraint in lbs/MMBtu | FALSE | L | Annual | Seasons Included | Seasons | Winter, WintShld, Summer | Winter, WintShld, Summer | Winter, WintShld, Summer | Winter, WintShld, Summer | Winter, WintShld, Summer | Winter, WintShld, Summer | Winter, WintShld, Summer | Winter, WintShld, Summer
NSR HL Spurlock 2 - SO2 Rate Annual v3.1, Unit 3814 and retrofits | 516 | 7443 | Rate Constraint in lbs/MMBtu | FALSE | L | Annual | Standard SO2 | lb/MMBtu | 0.1 | 0.1 | 0.1 | 0.1 | 0.1 | 0.1 | 0.1 | 0.1
NSR HL Spurlock 2 - SO2 Rate Annual v3.1, Unit 3814 and retrofits | 516 | 7443 | Rate Constraint in lbs/MMBtu | FALSE | L | Annual | Emissions at Affected Plants SO2 | Thousand Tons | 1.7761 | 1.7761 | 1.5567 | 1.5567 | 1.6481 | 1.6481 | 1.6481 | 1.1201
NSR HL Spurlock 2 - SO2 Rate Annual v3.1, Unit 3814 and retrofits | 516 | 7443 | Rate Constraint in lbs/MMBtu | FALSE | L | Annual | Allowances Purchased SO2 | Thousand Tons | 0 | 0 | 0 | 0 | 0 | 0 | 0 | 0
NSR HL Spurlock 2 - SO2 Rate Annual v3.1, Unit 3814 and retrofits | 516 | 7443 | Rate Constraint in lbs/MMBtu | FALSE | L | Annual | Allowances Sold SO2 | Thousand Tons | 0 | 0 | 0 | 0 | 0 | 0 | 0 | 0
NSR HL Spurlock 2 - SO2 Rate Annual v3.1, Unit 3814 and retrofits | 516 | 7443 | Rate Constraint in lbs/MMBtu | FALSE | L | Annual | Allowances Banked | Thousand Tons | 0 | 0 | 0 | 0 | 0 | 0 | 0 | 0
NSR HL Spurlock 2 - SO2 Rate Annual v3.1, Unit 3814 and retrofits | 516 | 7443 | Rate Constraint in lbs/MMBtu | FALSE | L | Annual | Allowances Withdrawn (1:1) | Thousand Tons | 0 | 0 | 0 | 0 | 0 | 0 | 0 | 0
NSR HL Spurlock 2 - SO2 Rate Annual v3.1, Unit 3814 and retrofits | 516 | 7443 | Rate Constraint in lbs/MMBtu | FALSE | L | Annual | Allowances Withdrawn (n:1) | Thousand Tons | 0 | 0 | 0 | 0 | 0 | 0 | 0 | 0
NSR HL Spurlock 2 - SO2 Rate Annual v3.1, Unit 3814 and retrofits | 516 | 7443 | Rate Constraint in lbs/MMBtu | FALSE | L | Annual | Net Emissions Allowance Position | Thousand Tons | 1.7761 | 1.7761 | 1.5567 | 1.5567 | 1.6481 | 1.6481 | 1.6481 | 1.1201
NSR HL Spurlock 2 - SO2 Rate Annual v3.1, Unit 3814 and retrofits | 516 | 7443 | Rate Constraint in lbs/MMBtu | FALSE | L | Annual | Fuel Consumed | TBtu | 35.5218 | 35.5218 | 33.8062 | 33.8062 | 35.7914 | 35.7914 | 35.7914 | 24.325
NSR HL Spurlock 2 - SO2 Rate Annual v3.1, Unit 3814 and retrofits | 516 | 7443 | Rate Constraint in lbs/MMBtu | FALSE | L | Annual | Rate | lb/MMBtu | 0.1 | 0.1 | 0.092094 | 0.092094 | 0.092094 | 0.092094 | 0.092094 | 0.092094
NSR HL Spurlock 2 - SO2 Rate Annual v3.1, Unit 3814 and retrofits | 516 | 7443 | Rate Constraint in lbs/MMBtu | FALSE | L | Annual | Generation | TWh | 3.5352 | 3.5352 | 3.3391 | 3.3391 | 3.5352 | 3.5352 | 3.5352 | 2.4026
NSR HL Spurlock 2 - SO2 Rate Annual v3.1, Unit 3814 and retrofits | 516 | 7443 | Rate Constraint in lbs/MMBtu | FALSE | L | Annual | Qualifying Generation | TWh | 3.5352 | 3.5352 | 3.3391 | 3.3391 | 3.5352 | 3.5352 | 3.5352 | 2.4026
NSR HL Spurlock 2 - SO2 Rate Annual v3.1, Unit 3814 and retrofits | 516 | 7443 | Rate Constraint in lbs/MMBtu | FALSE | L | Annual | Rate | lb/MWh | 1.0048 | 1.0048 | 0.93239 | 0.93239 | 0.93239 | 0.93239 | 0.93239 | 0.93239
NSR HL Spurlock 2 - SO2 Rate Annual v3.1, Unit 3814 and retrofits | 516 | 7443 | Rate Constraint in lbs/MMBtu | FALSE | L | Annual | Constraint Shadow Price | US2019$/Ton | 17248.169 | 37022.9736 | 39420.4357 | 34378.6387 | 53279.5213 | 66197.2078 | 42038.1522 | 32679.5603
NSR IL Power - NOX Cap Annual v3.1 | 517 | 7381 | Rate Constraint in MTons | FALSE | L | Annual | Seasons Included | Seasons | Winter, WintShld, Summer | Winter, WintShld, Summer | Winter, WintShld, Summer | Winter, WintShld, Summer | Winter, WintShld, Summer | Winter, WintShld, Summer | Winter, WintShld, Summer | Winter, WintShld, Summer
NSR IL Power - NOX Cap Annual v3.1 | 517 | 7381 | Rate Constraint in MTons | FALSE | L | Annual | Standard NOX | Thousand Tons | 13.8 | 13.8 | 13.8 | 13.8 | 13.8 | 13.8 | 13.8 | 13.8
NSR IL Power - NOX Cap Annual v3.1 | 517 | 7381 | Rate Constraint in MTons | FALSE | L | Annual | Emissions at Affected Plants NOX | Thousand Tons | 3.4619 | 0.011874 | 0.010848 | 0.011874 | 0.011874 | 0.011874 | 0.011874 | 0.010292
NSR IL Power - NOX Cap Annual v3.1 | 517 | 7381 | Rate Constraint in MTons | FALSE | L | Annual | Allowances Purchased NOX | Thousand Tons | 0 | 0 | 0 | 0 | 0 | 0 | 0 | 0
NSR IL Power - NOX Cap Annual v3.1 | 517 | 7381 | Rate Constraint in MTons | FALSE | L | Annual | Allowances Sold NOX | Thousand Tons | 0 | 0 | 0 | 0 | 0 | 0 | 0 | 0
NSR IL Power - NOX Cap Annual v3.1 | 517 | 7381 | Rate Constraint in MTons | FALSE | L | Annual | Allowances Banked | Thousand Tons | 0 | 0 | 0 | 0 | 0 | 0 | 0 | 0
NSR IL Power - NOX Cap Annual v3.1 | 517 | 7381 | Rate Constraint in MTons | FALSE | L | Annual | Allowances Withdrawn (1:1) | Thousand Tons | 0 | 0 | 0 | 0 | 0 | 0 | 0 | 0
NSR IL Power - NOX Cap Annual v3.1 | 517 | 7381 | Rate Constraint in MTons | FALSE | L | Annual | Allowances Withdrawn (n:1) | Thousand Tons | 0 | 0 | 0 | 0 | 0 | 0 | 0 | 0
NSR IL Power - NOX Cap Annual v3.1 | 517 | 7381 | Rate Constraint in MTons | FALSE | L | Annual | Net Emissions Allowance Position | Thousand Tons | 3.4619 | 0.011874 | 0.010848 | 0.011874 | 0.011874 | 0.011874 | 0.011874 | 0.010292
NSR IL Power - NOX Cap Annual v3.1 | 517 | 7381 | Rate Constraint in MTons | FALSE | L | Annual | Fuel Consumed | TBtu | 82.2115 | 0.28237 | 0.25672 | 0.28237 | 0.28237 | 0.28237 | 0.28237 | 0.24616
NSR IL Power - NOX Cap Annual v3.1 | 517 | 7381 | Rate Constraint in MTons | FALSE | L | Annual | Rate | lb/MMBtu | 0.08422 | 0.084103 | 0.084513 | 0.084103 | 0.084103 | 0.084103 | 0.084103 | 0.083622
NSR IL Power - NOX Cap Annual v3.1 | 517 | 7381 | Rate Constraint in MTons | FALSE | L | Annual | Generation | TWh | 8.0201 | 0.027727 | 0.025208 | 0.027727 | 0.027727 | 0.027727 | 0.027727 | 0.024171
NSR IL Power - NOX Cap Annual v3.1 | 517 | 7381 | Rate Constraint in MTons | FALSE | L | Annual | Qualifying Generation | TWh | 8.0201 | 0.027727 | 0.025208 | 0.027727 | 0.027727 | 0.027727 | 0.027727 | 0.024171
NSR IL Power - NOX Cap Annual v3.1 | 517 | 7381 | Rate Constraint in MTons | FALSE | L | Annual | Rate | lb/MWh | 0.86332 | 0.8565 | 0.86068 | 0.8565 | 0.8565 | 0.8565 | 0.8565 | 0.85161
NSR IL Power - NOX Cap Annual v3.1 | 517 | 7381 | Rate Constraint in MTons | FALSE | L | Annual | Constraint Shadow Price | US2019$/Ton | 0 | 0 | 0 | 0 | 0 | 0 | 0 | 0
NSR IL Power - SO2 Cap Annual v3.1 | 518 | 7382 | Rate Constraint in MTons | FALSE | L | Annual | Seasons Included | Seasons | Winter, WintShld, Summer | Winter, WintShld, Summer | Winter, WintShld, Summer | Winter, WintShld, Summer | Winter, WintShld, Summer | Winter, WintShld, Summer | Winter, WintShld, Summer | Winter, WintShld, Summer
NSR IL Power - SO2 Cap Annual v3.1 | 518 | 7382 | Rate Constraint in MTons | FALSE | L | Annual | Standard SO2 | Thousand Tons | 29 | 29 | 29 | 29 | 29 | 29 | 29 | 29
NSR IL Power - SO2 Cap Annual v3.1 | 518 | 7382 | Rate Constraint in MTons | FALSE | L | Annual | Emissions at Affected Plants SO2 | Thousand Tons | 2.9153 | 0.010291 | 0.0093562 | 0.010291 | 0.010291 | 0.010291 | 0.010291 | 0.0089714
NSR IL Power - SO2 Cap Annual v3.1 | 518 | 7382 | Rate Constraint in MTons | FALSE | L | Annual | Allowances Purchased SO2 | Thousand Tons | 0 | 0 | 0 | 0 | 0 | 0 | 0 | 0
NSR IL Power - SO2 Cap Annual v3.1 | 518 | 7382 | Rate Constraint in MTons | FALSE | L | Annual | Allowances Sold SO2 | Thousand Tons | 0 | 0 | 0 | 0 | 0 | 0 | 0 | 0
NSR IL Power - SO2 Cap Annual v3.1 | 518 | 7382 | Rate Constraint in MTons | FALSE | L | Annual | Allowances Banked | Thousand Tons | 0 | 0 | 0 | 0 | 0 | 0 | 0 | 0
NSR IL Power - SO2 Cap Annual v3.1 | 518 | 7382 | Rate Constraint in MTons | FALSE | L | Annual | Allowances Withdrawn (1:1) | Thousand Tons | 0 | 0 | 0 | 0 | 0 | 0 | 0 | 0
NSR IL Power - SO2 Cap Annual v3.1 | 518 | 7382 | Rate Constraint in MTons | FALSE | L | Annual | Allowances Withdrawn (n:1) | Thousand Tons | 0 | 0 | 0 | 0 | 0 | 0 | 0 | 0
NSR IL Power - SO2 Cap Annual v3.1 | 518 | 7382 | Rate Constraint in MTons | FALSE | L | Annual | Net Emissions Allowance Position | Thousand Tons | 2.9153 | 0.010291 | 0.0093562 | 0.010291 | 0.010291 | 0.010291 | 0.010291 | 0.0089714
NSR IL Power - SO2 Cap Annual v3.1 | 518 | 7382 | Rate Constraint in MTons | FALSE | L | Annual | Fuel Consumed | TBtu | 82.2115 | 0.28237 | 0.25672 | 0.28237 | 0.28237 | 0.28237 | 0.28237 | 0.24616
NSR IL Power - SO2 Cap Annual v3.1 | 518 | 7382 | Rate Constraint in MTons | FALSE | L | Annual | Rate | lb/MMBtu | 0.070923 | 0.072891 | 0.072891 | 0.072891 | 0.072891 | 0.072891 | 0.072891 | 0.072891
NSR IL Power - SO2 Cap Annual v3.1 | 518 | 7382 | Rate Constraint in MTons | FALSE | L | Annual | Generation | TWh | 8.0201 | 0.027727 | 0.025208 | 0.027727 | 0.027727 | 0.027727 | 0.027727 | 0.024171
NSR IL Power - SO2 Cap Annual v3.1 | 518 | 7382 | Rate Constraint in MTons | FALSE | L | Annual | Qualifying Generation | TWh | 8.0201 | 0.027727 | 0.025208 | 0.027727 | 0.027727 | 0.027727 | 0.027727 | 0.024171
NSR IL Power - SO2 Cap Annual v3.1 | 518 | 7382 | Rate Constraint in MTons | FALSE | L | Annual | Rate | lb/MWh | 0.72701 | 0.74232 | 0.74232 | 0.74232 | 0.74232 | 0.74232 | 0.74232 | 0.74232
NSR IL Power - SO2 Cap Annual v3.1 | 518 | 7382 | Rate Constraint in MTons | FALSE | L | Annual | Constraint Shadow Price | US2019$/Ton | 0 | 0 | 0 | 0 | 0 | 0 | 0 | 0
NSR Interstate System-Wide NOX Cap v5.16 | 519 | 7515 | Rate Constraint in MTons | FALSE | L | Annual | Seasons Included | Seasons | Winter, WintShld, Summer | Winter, WintShld, Summer | Winter, WintShld, Summer | Winter, WintShld, Summer | Winter, WintShld, Summer | Winter, WintShld, Summer | Winter, WintShld, Summer | Winter, WintShld, Summer
NSR Interstate System-Wide NOX Cap v5.16 | 519 | 7515 | Rate Constraint in MTons | FALSE | L | Annual | Standard NOX | Thousand Tons | 6.8 | 6.8 | 6.8 | 6.8 | 6.8 | 6.8 | 6.8 | 6.8
NSR Interstate System-Wide NOX Cap v5.16 | 519 | 7515 | Rate Constraint in MTons | FALSE | L | Annual | Emissions at Affected Plants NOX | Thousand Tons | 2.4002 | 2.1592 | 1.7749 | 1.9815 | 2.0754 | 1.9765 | 1.967 | 1.251
NSR Interstate System-Wide NOX Cap v5.16 | 519 | 7515 | Rate Constraint in MTons | FALSE | L | Annual | Allowances Purchased NOX | Thousand Tons | 0 | 0 | 0 | 0 | 0 | 0 | 0 | 0
NSR Interstate System-Wide NOX Cap v5.16 | 519 | 7515 | Rate Constraint in MTons | FALSE | L | Annual | Allowances Sold NOX | Thousand Tons | 0 | 0 | 0 | 0 | 0 | 0 | 0 | 0
NSR Interstate System-Wide NOX Cap v5.16 | 519 | 7515 | Rate Constraint in MTons | FALSE | L | Annual | Allowances Banked | Thousand Tons | 0 | 0 | 0 | 0 | 0 | 0 | 0 | 0
NSR Interstate System-Wide NOX Cap v5.16 | 519 | 7515 | Rate Constraint in MTons | FALSE | L | Annual | Allowances Withdrawn (1:1) | Thousand Tons | 0 | 0 | 0 | 0 | 0 | 0 | 0 | 0
NSR Interstate System-Wide NOX Cap v5.16 | 519 | 7515 | Rate Constraint in MTons | FALSE | L | Annual | Allowances Withdrawn (n:1) | Thousand Tons | 0 | 0 | 0 | 0 | 0 | 0 | 0 | 0
NSR Interstate System-Wide NOX Cap v5.16 | 519 | 7515 | Rate Constraint in MTons | FALSE | L | Annual | Net Emissions Allowance Position | Thousand Tons | 2.4002 | 2.1592 | 1.7749 | 1.9815 | 2.0754 | 1.9765 | 1.967 | 1.251
NSR Interstate System-Wide NOX Cap v5.16 | 519 | 7515 | Rate Constraint in MTons | FALSE | L | Annual | Fuel Consumed | TBtu | 55.637 | 53.4758 | 44.0576 | 49.0546 | 51.3776 | 48.8669 | 48.799 | 31.2795
NSR Interstate System-Wide NOX Cap v5.16 | 519 | 7515 | Rate Constraint in MTons | FALSE | L | Annual | Rate | lb/MMBtu | 0.08628 | 0.080755 | 0.080572 | 0.080789 | 0.080789 | 0.080892 | 0.080616 | 0.07999
NSR Interstate System-Wide NOX Cap v5.16 | 519 | 7515 | Rate Constraint in MTons | FALSE | L | Annual | Generation | TWh | 5.3312 | 5.1532 | 4.2464 | 4.727 | 4.9509 | 4.7084 | 4.7032 | 3.0166
NSR Interstate System-Wide NOX Cap v5.16 | 519 | 7515 | Rate Constraint in MTons | FALSE | L | Annual | Qualifying Generation | TWh | 5.3312 | 5.1532 | 4.2464 | 4.727 | 4.9509 | 4.7084 | 4.7032 | 3.0166
NSR Interstate System-Wide NOX Cap v5.16 | 519 | 7515 | Rate Constraint in MTons | FALSE | L | Annual | Rate | lb/MWh | 0.90043 | 0.838 | 0.83595 | 0.83838 | 0.83839 | 0.83954 | 0.83644 | 0.82942
NSR Interstate System-Wide NOX Cap v5.16 | 519 | 7515 | Rate Constraint in MTons | FALSE | L | Annual | Constraint Shadow Price | US2019$/Ton | 0 | 0 | 0 | 0 | 0 | 0 | 0 | 0
NSR Interstate System-Wide SO2 Cap v5.16 | 520 | 7514 | Rate Constraint in MTons | FALSE | L | Annual | Seasons Included | Seasons | Winter, WintShld, Summer | Winter, WintShld, Summer | Winter, WintShld, Summer | Winter, WintShld, Summer | Winter, WintShld, Summer | Winter, WintShld, Summer | Winter, WintShld, Summer | Winter, WintShld, Summer
NSR Interstate System-Wide SO2 Cap v5.16 | 520 | 7514 | Rate Constraint in MTons | FALSE | L | Annual | Standard SO2 | Thousand Tons | 6 | 6 | 3.25 | 3.25 | 3.25 | 3.25 | 3.25 | 3.25
NSR Interstate System-Wide SO2 Cap v5.16 | 520 | 7514 | Rate Constraint in MTons | FALSE | L | Annual | Emissions at Affected Plants SO2 | Thousand Tons | 2.1063 | 1.4729 | 1.1985 | 1.3542 | 1.4185 | 1.3585 | 1.7786 | 1.1048
NSR Interstate System-Wide SO2 Cap v5.16 | 520 | 7514 | Rate Constraint in MTons | FALSE | L | Annual | Allowances Purchased SO2 | Thousand Tons | 0 | 0 | 0 | 0 | 0 | 0 | 0 | 0
NSR Interstate System-Wide SO2 Cap v5.16 | 520 | 7514 | Rate Constraint in MTons | FALSE | L | Annual | Allowances Sold SO2 | Thousand Tons | 0 | 0 | 0 | 0 | 0 | 0 | 0 | 0
NSR Interstate System-Wide SO2 Cap v5.16 | 520 | 7514 | Rate Constraint in MTons | FALSE | L | Annual | Allowances Banked | Thousand Tons | 0 | 0 | 0 | 0 | 0 | 0 | 0 | 0
NSR Interstate System-Wide SO2 Cap v5.16 | 520 | 7514 | Rate Constraint in MTons | FALSE | L | Annual | Allowances Withdrawn (1:1) | Thousand Tons | 0 | 0 | 0 | 0 | 0 | 0 | 0 | 0
NSR Interstate System-Wide SO2 Cap v5.16 | 520 | 7514 | Rate Constraint in MTons | FALSE | L | Annual | Allowances Withdrawn (n:1) | Thousand Tons | 0 | 0 | 0 | 0 | 0 | 0 | 0 | 0
NSR Interstate System-Wide SO2 Cap v5.16 | 520 | 7514 | Rate Constraint in MTons | FALSE | L | Annual | Net Emissions Allowance Position | Thousand Tons | 2.1063 | 1.4729 | 1.1985 | 1.3542 | 1.4185 | 1.3585 | 1.7786 | 1.1048
NSR Interstate System-Wide SO2 Cap v5.16 | 520 | 7514 | Rate Constraint in MTons | FALSE | L | Annual | Fuel Consumed | TBtu | 55.637 | 53.4758 | 44.0576 | 49.0546 | 51.3776 | 48.8669 | 48.799 | 31.2795
NSR Interstate System-Wide SO2 Cap v5.16 | 520 | 7514 | Rate Constraint in MTons | FALSE | L | Annual | Rate | lb/MMBtu | 0.075717 | 0.055087 | 0.054405 | 0.055214 | 0.055217 | 0.055598 | 0.072893 | 0.070638
NSR Interstate System-Wide SO2 Cap v5.16 | 520 | 7514 | Rate Constraint in MTons | FALSE | L | Annual | Generation | TWh | 5.3312 | 5.1532 | 4.2464 | 4.727 | 4.9509 | 4.7084 | 4.7032 | 3.0166
NSR Interstate System-Wide SO2 Cap v5.16 | 520 | 7514 | Rate Constraint in MTons | FALSE | L | Annual | Qualifying Generation | TWh | 5.3312 | 5.1532 | 4.2464 | 4.727 | 4.9509 | 4.7084 | 4.7032 | 3.0166
NSR Interstate System-Wide SO2 Cap v5.16 | 520 | 7514 | Rate Constraint in MTons | FALSE | L | Annual | Rate | lb/MWh | 0.79019 | 0.57164 | 0.56446 | 0.57298 | 0.57301 | 0.57703 | 0.75631 | 0.73245
NSR Interstate System-Wide SO2 Cap v5.16 | 520 | 7514 | Rate Constraint in MTons | FALSE | L | Annual | Constraint Shadow Price | US2019$/Ton | 0 | 0 | 0 | 0 | 0 | 0 | 0 | 0
NSR J P Madgett 1 - Hg Rate Annual v5.13 | 521 | 7469 | Rate Constraint in lbs/MMBtu | FALSE | L | Annual | Seasons Included | Seasons | Winter, WintShld, Summer | Winter, WintShld, Summer | Winter, WintShld, Summer | Winter, WintShld, Summer | Winter, WintShld, Summer | Winter, WintShld, Summer | Winter, WintShld, Summer | Winter, WintShld, Summer
NSR J P Madgett 1 - Hg Rate Annual v5.13 | 521 | 7469 | Rate Constraint in lbs/MMBtu | FALSE | L | Annual | Standard MER | lb/MMBtu | 0.015 | 0.015 | 0.015 | 0.015 | 0.015 | 0.015 | 0.015 | 0.015
NSR J P Madgett 1 - Hg Rate Annual v5.13 | 521 | 7469 | Rate Constraint in lbs/MMBtu | FALSE | L | Annual | Emissions at Affected Plants MER | lbs | 14.9555 | 12.2486 | 5.8952 | 7.9901 | 11.1011 | 10.0602 | 7.3017 | 6.5828
NSR J P Madgett 1 - Hg Rate Annual v5.13 | 521 | 7469 | Rate Constraint in lbs/MMBtu | FALSE | L | Annual | Allowances Purchased MER | lbs | 0 | 0 | 0 | 0 | 0 | 0 | 0 | 0
NSR J P Madgett 1 - Hg Rate Annual v5.13 | 521 | 7469 | Rate Constraint in lbs/MMBtu | FALSE | L | Annual | Allowances Sold MER | lbs | 0 | 0 | 0 | 0 | 0 | 0 | 0 | 0
NSR J P Madgett 1 - Hg Rate Annual v5.13 | 521 | 7469 | Rate Constraint in lbs/MMBtu | FALSE | L | Annual | Allowances Banked | lbs | 0 | 0 | 0 | 0 | 0 | 0 | 0 | 0
NSR J P Madgett 1 - Hg Rate Annual v5.13 | 521 | 7469 | Rate Constraint in lbs/MMBtu | FALSE | L | Annual | Allowances Withdrawn (1:1) | lbs | 0 | 0 | 0 | 0 | 0 | 0 | 0 | 0
NSR J P Madgett 1 - Hg Rate Annual v5.13 | 521 | 7469 | Rate Constraint in lbs/MMBtu | FALSE | L | Annual | Allowances Withdrawn (n:1) | lbs | 0 | 0 | 0 | 0 | 0 | 0 | 0 | 0
NSR J P Madgett 1 - Hg Rate Annual v5.13 | 521 | 7469 | Rate Constraint in lbs/MMBtu | FALSE | L | Annual | Net Emissions Allowance Position | lbs | 14.9555 | 12.2486 | 5.8952 | 7.9901 | 11.1011 | 10.0602 | 7.3017 | 6.5828
NSR J P Madgett 1 - Hg Rate Annual v5.13 | 521 | 7469 | Rate Constraint in lbs/MMBtu | FALSE | L | Annual | Fuel Consumed | TBtu | 26.3975 | 21.6196 | 10.4054 | 14.1031 | 19.5943 | 17.757 | 12.8881 | 11.6191
NSR J P Madgett 1 - Hg Rate Annual v5.13 | 521 | 7469 | Rate Constraint in lbs/MMBtu | FALSE | L | Annual | Rate | lb/MMBtu | 5.6655e-07 | 5.6655e-07 | 5.6655e-07 | 5.6655e-07 | 5.6655e-07 | 5.6655e-07 | 5.6655e-07 | 5.6655e-07
NSR J P Madgett 1 - Hg Rate Annual v5.13 | 521 | 7469 | Rate Constraint in lbs/MMBtu | FALSE | L | Annual | Generation | TWh | 2.3483 | 1.9233 | 0.92567 | 1.2546 | 1.7431 | 1.5797 | 1.1465 | 1.0336
NSR J P Madgett 1 - Hg Rate Annual v5.13 | 521 | 7469 | Rate Constraint in lbs/MMBtu | FALSE | L | Annual | Qualifying Generation | TWh | 2.3483 | 1.9233 | 0.92567 | 1.2546 | 1.7431 | 1.5797 | 1.1465 | 1.0336
NSR J P Madgett 1 - Hg Rate Annual v5.13 | 521 | 7469 | Rate Constraint in lbs/MMBtu | FALSE | L | Annual | Rate | lb/MWh | 6.3686e-06 | 6.3686e-06 | 6.3686e-06 | 6.3686e-06 | 6.3686e-06 | 6.3686e-06 | 6.3686e-06 | 6.3686e-06
NSR J P Madgett 1 - Hg Rate Annual v5.13 | 521 | 7469 | Rate Constraint in lbs/MMBtu | FALSE | L | Annual | Constraint Shadow Price | US2019$/Lb | 0 | 0 | 0 | 0 | 0 | 0 | 0 | 0
NSR J P Madgett 1 - NOx Rate Annual v5.13 | 522 | 7466 | Rate Constraint in lbs/MMBtu | FALSE | L | Annual | Seasons Included | Seasons | Winter, WintShld, Summer | Winter, WintShld, Summer | Winter, WintShld, Summer | Winter, WintShld, Summer | Winter, WintShld, Summer | Winter, WintShld, Summer | Winter, WintShld, Summer | Winter, WintShld, Summer
NSR J P Madgett 1 - NOx Rate Annual v5.13 | 522 | 7466 | Rate Constraint in lbs/MMBtu | FALSE | L | Annual | Standard NOX | lb/MMBtu | 0.08 | 0.08 | 0.08 | 0.08 | 0.08 | 0.08 | 0.08 | 0.08
NSR J P Madgett 1 - NOx Rate Annual v5.13 | 522 | 7466 | Rate Constraint in lbs/MMBtu | FALSE | L | Annual | Emissions at Affected Plants NOX | Thousand Tons | 1.0028 | 0.82133 | 0.3953 | 0.53578 | 0.74439 | 0.67459 | 0.48962 | 0.44141
NSR J P Madgett 1 - NOx Rate Annual v5.13 | 522 | 7466 | Rate Constraint in lbs/MMBtu | FALSE | L | Annual | Allowances Purchased NOX | Thousand Tons | 0 | 0 | 0 | 0 | 0 | 0 | 0 | 0
NSR J P Madgett 1 - NOx Rate Annual v5.13 | 522 | 7466 | Rate Constraint in lbs/MMBtu | FALSE | L | Annual | Allowances Sold NOX | Thousand Tons | 0 | 0 | 0 | 0 | 0 | 0 | 0 | 0
NSR J P Madgett 1 - NOx Rate Annual v5.13 | 522 | 7466 | Rate Constraint in lbs/MMBtu | FALSE | L | Annual | Allowances Banked | Thousand Tons | 0 | 0 | 0 | 0 | 0 | 0 | 0 | 0
NSR J P Madgett 1 - NOx Rate Annual v5.13 | 522 | 7466 | Rate Constraint in lbs/MMBtu | FALSE | L | Annual | Allowances Withdrawn (1:1) | Thousand Tons | 0 | 0 | 0 | 0 | 0 | 0 | 0 | 0
NSR J P Madgett 1 - NOx Rate Annual v5.13 | 522 | 7466 | Rate Constraint in lbs/MMBtu | FALSE | L | Annual | Allowances Withdrawn (n:1) | Thousand Tons | 0 | 0 | 0 | 0 | 0 | 0 | 0 | 0
NSR J P Madgett 1 - NOx Rate Annual v5.13 | 522 | 7466 | Rate Constraint in lbs/MMBtu | FALSE | L | Annual | Net Emissions Allowance Position | Thousand Tons | 1.0028 | 0.82133 | 0.3953 | 0.53578 | 0.74439 | 0.67459 | 0.48962 | 0.44141
NSR J P Madgett 1 - NOx Rate Annual v5.13 | 522 | 7466 | Rate Constraint in lbs/MMBtu | FALSE | L | Annual | Fuel Consumed | TBtu | 26.3975 | 21.6196 | 10.4054 | 14.1031 | 19.5943 | 17.757 | 12.8881 | 11.6191
NSR J P Madgett 1 - NOx Rate Annual v5.13 | 522 | 7466 | Rate Constraint in lbs/MMBtu | FALSE | L | Annual | Rate | lb/MMBtu | 0.07598 | 0.07598 | 0.07598 | 0.07598 | 0.07598 | 0.07598 | 0.07598 | 0.07598
NSR J P Madgett 1 - NOx Rate Annual v5.13 | 522 | 7466 | Rate Constraint in lbs/MMBtu | FALSE | L | Annual | Generation | TWh | 2.3483 | 1.9233 | 0.92567 | 1.2546 | 1.7431 | 1.5797 | 1.1465 | 1.0336
NSR J P Madgett 1 - NOx Rate Annual v5.13 | 522 | 7466 | Rate Constraint in lbs/MMBtu | FALSE | L | Annual | Qualifying Generation | TWh | 2.3483 | 1.9233 | 0.92567 | 1.2546 | 1.7431 | 1.5797 | 1.1465 | 1.0336
NSR J P Madgett 1 - NOx Rate Annual v5.13 | 522 | 7466 | Rate Constraint in lbs/MMBtu | FALSE | L | Annual | Rate | lb/MWh | 0.85409 | 0.85409 | 0.85409 | 0.85409 | 0.85409 | 0.85409 | 0.85409 | 0.85409
NSR J P Madgett 1 - NOx Rate Annual v5.13 | 522 | 7466 | Rate Constraint in lbs/MMBtu | FALSE | L | Annual | Constraint Shadow Price | US2019$/Ton | 0 | 0 | 0 | 0 | 0 | 0 | 0 | 0
NSR J P Madgett 1 - SO2 Rate Annual v5.13 | 523 | 7464 | Rate Constraint in lbs/MMBtu | FALSE | L | Annual | Seasons Included | Seasons | Winter, WintShld, Summer | Winter, WintShld, Summer | Winter, WintShld, Summer | Winter, WintShld, Summer | Winter, WintShld, Summer | Winter, WintShld, Summer | Winter, WintShld, Summer | Winter, WintShld, Summer
NSR J P Madgett 1 - SO2 Rate Annual v5.13 | 523 | 7464 | Rate Constraint in lbs/MMBtu | FALSE | L | Annual | Standard SO2 | lb/MMBtu | 0.09 | 0.09 | 0.09 | 0.09 | 0.09 | 0.09 | 0.09 | 0.09
NSR J P Madgett 1 - SO2 Rate Annual v5.13 | 523 | 7464 | Rate Constraint in lbs/MMBtu | FALSE | L | Annual | Emissions at Affected Plants SO2 | Thousand Tons | 1.1879 | 0.97288 | 0.46824 | 0.63464 | 0.88174 | 0.79906 | 0.57996 | 0.52286
NSR J P Madgett 1 - SO2 Rate Annual v5.13 | 523 | 7464 | Rate Constraint in lbs/MMBtu | FALSE | L | Annual | Allowances Purchased SO2 | Thousand Tons | 0 | 0 | 0 | 0 | 0 | 0 | 0 | 0
NSR J P Madgett 1 - SO2 Rate Annual v5.13 | 523 | 7464 | Rate Constraint in lbs/MMBtu | FALSE | L | Annual | Allowances Sold SO2 | Thousand Tons | 0 | 0 | 0 | 0 | 0 | 0 | 0 | 0
NSR J P Madgett 1 - SO2 Rate Annual v5.13 | 523 | 7464 | Rate Constraint in lbs/MMBtu | FALSE | L | Annual | Allowances Banked | Thousand Tons | 0 | 0 | 0 | 0 | 0 | 0 | 0 | 0
NSR J P Madgett 1 - SO2 Rate Annual v5.13 | 523 | 7464 | Rate Constraint in lbs/MMBtu | FALSE | L | Annual | Allowances Withdrawn (1:1) | Thousand Tons | 0 | 0 | 0 | 0 | 0 | 0 | 0 | 0
NSR J P Madgett 1 - SO2 Rate Annual v5.13 | 523 | 7464 | Rate Constraint in lbs/MMBtu | FALSE | L | Annual | Allowances Withdrawn (n:1) | Thousand Tons | 0 | 0 | 0 | 0 | 0 | 0 | 0 | 0
NSR J P Madgett 1 - SO2 Rate Annual v5.13 | 523 | 7464 | Rate Constraint in lbs/MMBtu | FALSE | L | Annual | Net Emissions Allowance Position | Thousand Tons | 1.1879 | 0.97288 | 0.46824 | 0.63464 | 0.88174 | 0.79906 | 0.57996 | 0.52286
NSR J P Madgett 1 - SO2 Rate Annual v5.13 | 523 | 7464 | Rate Constraint in lbs/MMBtu | FALSE | L | Annual | Fuel Consumed | TBtu | 26.3975 | 21.6196 | 10.4054 | 14.1031 | 19.5943 | 17.757 | 12.8881 | 11.6191
NSR J P Madgett 1 - SO2 Rate Annual v5.13 | 523 | 7464 | Rate Constraint in lbs/MMBtu | FALSE | L | Annual | Rate | lb/MMBtu | 0.09 | 0.09 | 0.09 | 0.09 | 0.09 | 0.09 | 0.09 | 0.09
NSR J P Madgett 1 - SO2 Rate Annual v5.13 | 523 | 7464 | Rate Constraint in lbs/MMBtu | FALSE | L | Annual | Generation | TWh | 2.3483 | 1.9233 | 0.92567 | 1.2546 | 1.7431 | 1.5797 | 1.1465 | 1.0336
NSR J P Madgett 1 - SO2 Rate Annual v5.13 | 523 | 7464 | Rate Constraint in lbs/MMBtu | FALSE | L | Annual | Qualifying Generation | TWh | 2.3483 | 1.9233 | 0.92567 | 1.2546 | 1.7431 | 1.5797 | 1.1465 | 1.0336
NSR J P Madgett 1 - SO2 Rate Annual v5.13 | 523 | 7464 | Rate Constraint in lbs/MMBtu | FALSE | L | Annual | Rate | lb/MWh | 1.0117 | 1.0117 | 1.0117 | 1.0117 | 1.0117 | 1.0117 | 1.0117 | 1.0117
NSR J P Madgett 1 - SO2 Rate Annual v5.13 | 523 | 7464 | Rate Constraint in lbs/MMBtu | FALSE | L | Annual | Constraint Shadow Price | US2019$/Ton | 518.161 | 356.8402 | 75.9917 | 74.9313 | 223.1916 | 433.9087 | 637.0194 | 911.0739
NSR James Miller 3,4 - NOX Rate Annual v3.1, Unit 2582 and retrofits | 524 | 7422 | Rate Constraint in lbs/MMBtu | FALSE | L | Annual | Seasons Included | Seasons | Winter, WintShld, Summer | Winter, WintShld, Summer | Winter, WintShld, Summer | Winter, WintShld, Summer | Winter, WintShld, Summer | Winter, WintShld, Summer | Winter, WintShld, Summer | Winter, WintShld, Summer
NSR James Miller 3,4 - NOX Rate Annual v3.1, Unit 2582 and retrofits | 524 | 7422 | Rate Constraint in lbs/MMBtu | FALSE | L | Annual | Standard NOX | lb/MMBtu | 0.1 | 0.1 | 0.1 | 0.1 | 0.1 | 0.1 | 0.1 | 0.1
NSR James Miller 3,4 - NOX Rate Annual v3.1, Unit 2582 and retrofits | 524 | 7422 | Rate Constraint in lbs/MMBtu | FALSE | L | Annual | Emissions at Affected Plants NOX | Thousand Tons | 1.8845 | 1.8845 | 1.3827 | 1.6122 | 1.8845 | 1.8845 | 1.6122 | 1.5013
NSR James Miller 3,4 - NOX Rate Annual v3.1, Unit 2582 and retrofits | 524 | 7422 | Rate Constraint in lbs/MMBtu | FALSE | L | Annual | Allowances Purchased NOX | Thousand Tons | 0 | 0 | 0 | 0 | 0 | 0 | 0 | 0
NSR James Miller 3,4 - NOX Rate Annual v3.1, Unit 2582 and retrofits | 524 | 7422 | Rate Constraint in lbs/MMBtu | FALSE | L | Annual | Allowances Sold NOX | Thousand Tons | 0 | 0 | 0 | 0 | 0 | 0 | 0 | 0
NSR James Miller 3,4 - NOX Rate Annual v3.1, Unit 2582 and retrofits | 524 | 7422 | Rate Constraint in lbs/MMBtu | FALSE | L | Annual | Allowances Banked | Thousand Tons | 0 | 0 | 0 | 0 | 0 | 0 | 0 | 0
NSR James Miller 3,4 - NOX Rate Annual v3.1, Unit 2582 and retrofits | 524 | 7422 | Rate Constraint in lbs/MMBtu | FALSE | L | Annual | Allowances Withdrawn (1:1) | Thousand Tons | 0 | 0 | 0 | 0 | 0 | 0 | 0 | 0
NSR James Miller 3,4 - NOX Rate Annual v3.1, Unit 2582 and retrofits | 524 | 7422 | Rate Constraint in lbs/MMBtu | FALSE | L | Annual | Allowances Withdrawn (n:1) | Thousand Tons | 0 | 0 | 0 | 0 | 0 | 0 | 0 | 0
NSR James Miller 3,4 - NOX Rate Annual v3.1, Unit 2582 and retrofits | 524 | 7422 | Rate Constraint in lbs/MMBtu | FALSE | L | Annual | Net Emissions Allowance Position | Thousand Tons | 1.8845 | 1.8845 | 1.3827 | 1.6122 | 1.8845 | 1.8845 | 1.6122 | 1.5013
NSR James Miller 3,4 - NOX Rate Annual v3.1, Unit 2582 and retrofits | 524 | 7422 | Rate Constraint in lbs/MMBtu | FALSE | L | Annual | Fuel Consumed | TBtu | 48.6132 | 48.6132 | 35.6682 | 41.588 | 48.6132 | 48.6132 | 41.588 | 38.7286
NSR James Miller 3,4 - NOX Rate Annual v3.1, Unit 2582 and retrofits | 524 | 7422 | Rate Constraint in lbs/MMBtu | FALSE | L | Annual | Rate | lb/MMBtu | 0.07753 | 0.07753 | 0.07753 | 0.07753 | 0.07753 | 0.07753 | 0.07753 | 0.07753
NSR James Miller 3,4 - NOX Rate Annual v3.1, Unit 2582 and retrofits | 524 | 7422 | Rate Constraint in lbs/MMBtu | FALSE | L | Annual | Generation | TWh | 4.8608 | 4.8608 | 3.5665 | 4.1584 | 4.8608 | 4.8608 | 4.1584 | 3.8725
NSR James Miller 3,4 - NOX Rate Annual v3.1, Unit 2582 and retrofits | 524 | 7422 | Rate Constraint in lbs/MMBtu | FALSE | L | Annual | Qualifying Generation | TWh | 4.8608 | 4.8608 | 3.5665 | 4.1584 | 4.8608 | 4.8608 | 4.1584 | 3.8725
NSR James Miller 3,4 - NOX Rate Annual v3.1, Unit 2582 and retrofits | 524 | 7422 | Rate Constraint in lbs/MMBtu | FALSE | L | Annual | Rate | lb/MWh | 0.77538 | 0.77538 | 0.77538 | 0.77538 | 0.77538 | 0.77538 | 0.77538 | 0.77538
NSR James Miller 3,4 - NOX Rate Annual v3.1, Unit 2582 and retrofits | 524 | 7422 | Rate Constraint in lbs/MMBtu | FALSE | L | Annual | Constraint Shadow Price | US2019$/Ton | 0 | 0 | 0 | 0 | 0 | 0 | 0 | 0
NSR James Miller 3,4 - NOX Rate Annual v3.1, Unit 2583 and retrofits | 525 | 7422 | Rate Constraint in lbs/MMBtu | FALSE | L | Annual | Seasons Included | Seasons | Winter, WintShld, Summer | Winter, WintShld, Summer | Winter, WintShld, Summer | Winter, WintShld, Summer | Winter, WintShld, Summer | Winter, WintShld, Summer | Winter, WintShld, Summer | Winter, WintShld, Summer
NSR James Miller 3,4 - NOX Rate Annual v3.1, Unit 2583 and retrofits | 525 | 7422 | Rate Constraint in lbs/MMBtu | FALSE | L | Annual | Standard NOX | lb/MMBtu | 0.1 | 0.1 | 0.1 | 0.1 | 0.1 | 0.1 | 0.1 | 0.1
NSR James Miller 3,4 - NOX Rate Annual v3.1, Unit 2583 and retrofits | 525 | 7422 | Rate Constraint in lbs/MMBtu | FALSE | L | Annual | Emissions at Affected Plants NOX | Thousand Tons | 1.625 | 1.625 | 0.88932 | 1.3141 | 1.625 | 1.625 | 1.3901 | 1.2946
NSR James Miller 3,4 - NOX Rate Annual v3.1, Unit 2583 and retrofits | 525 | 7422 | Rate Constraint in lbs/MMBtu | FALSE | L | Annual | Allowances Purchased NOX | Thousand Tons | 0 | 0 | 0 | 0 | 0 | 0 | 0 | 0
NSR James Miller 3,4 - NOX Rate Annual v3.1, Unit 2583 and retrofits | 525 | 7422 | Rate Constraint in lbs/MMBtu | FALSE | L | Annual | Allowances Sold NOX | Thousand Tons | 0 | 0 | 0 | 0 | 0 | 0 | 0 | 0
NSR James Miller 3,4 - NOX Rate Annual v3.1, Unit 2583 and retrofits | 525 | 7422 | Rate Constraint in lbs/MMBtu | FALSE | L | Annual | Allowances Banked | Thousand Tons | 0 | 0 | 0 | 0 | 0 | 0 | 0 | 0
NSR James Miller 3,4 - NOX Rate Annual v3.1, Unit 2583 and retrofits | 525 | 7422 | Rate Constraint in lbs/MMBtu | FALSE | L | Annual | Allowances Withdrawn (1:1) | Thousand Tons | 0 | 0 | 0 | 0 | 0 | 0 | 0 | 0
NSR James Miller 3,4 - NOX Rate Annual v3.1, Unit 2583 and retrofits | 525 | 7422 | Rate Constraint in lbs/MMBtu | FALSE | L | Annual | Allowances Withdrawn (n:1) | Thousand Tons | 0 | 0 | 0 | 0 | 0 | 0 | 0 | 0
NSR James Miller 3,4 - NOX Rate Annual v3.1, Unit 2583 and retrofits | 525 | 7422 | Rate Constraint in lbs/MMBtu | FALSE | L | Annual | Net Emissions Allowance Position | Thousand Tons | 1.625 | 1.625 | 0.88932 | 1.3141 | 1.625 | 1.625 | 1.3901 | 1.2946
NSR James Miller 3,4 - NOX Rate Annual v3.1, Unit 2583 and retrofits | 525 | 7422 | Rate Constraint in lbs/MMBtu | FALSE | L | Annual | Fuel Consumed | TBtu | 49.5118 | 49.5118 | 27.0968 | 40.0389 | 49.5118 | 49.5118 | 42.3568 | 39.4445
NSR James Miller 3,4 - NOX Rate Annual v3.1, Unit 2583 and retrofits | 525 | 7422 | Rate Constraint in lbs/MMBtu | FALSE | L | Annual | Rate | lb/MMBtu | 0.06564 | 0.06564 | 0.06564 | 0.06564 | 0.06564 | 0.06564 | 0.06564 | 0.06564
NSR James Miller 3,4 - NOX Rate Annual v3.1, Unit 2583 and retrofits | 525 | 7422 | Rate Constraint in lbs/MMBtu | FALSE | L | Annual | Generation | TWh | 4.9457 | 4.9457 | 2.7067 | 3.9995 | 4.9457 | 4.9457 | 4.231 | 3.9401
NSR James Miller 3,4 - NOX Rate Annual v3.1, Unit 2583 and retrofits | 525 | 7422 | Rate Constraint in lbs/MMBtu | FALSE | L | Annual | Qualifying Generation | TWh | 4.9457 | 4.9457 | 2.7067 | 3.9995 | 4.9457 | 4.9457 | 4.231 | 3.9401
NSR James Miller 3,4 - NOX Rate Annual v3.1, Unit 2583 and retrofits | 525 | 7422 | Rate Constraint in lbs/MMBtu | FALSE | L | Annual | Rate | lb/MWh | 0.65712 | 0.65712 | 0.65712 | 0.65712 | 0.65712 | 0.65712 | 0.65712 | 0.65712
NSR James Miller 3,4 - NOX Rate Annual v3.1, Unit 2583 and retrofits | 525 | 7422 | Rate Constraint in lbs/MMBtu | FALSE | L | Annual | Constraint Shadow Price | US2019$/Ton | 0 | 0 | 0 | 0 | 0 | 0 | 0 | 0
NSR Kincaid 1 & 2- Hg Rate Annual v5.13 | 526 | 7475 | Rate Constraint in lbs/MMBtu | FALSE | L | Annual | Seasons Included | Seasons | Winter, WintShld, Summer | Winter, WintShld, Summer | Winter, WintShld, Summer | Winter, WintShld, Summer | Winter, WintShld, Summer | Winter, WintShld, Summer | Winter, WintShld, Summer | Winter, WintShld, Summer
NSR Kincaid 1 & 2- Hg Rate Annual v5.13 | 526 | 7475 | Rate Constraint in lbs/MMBtu | FALSE | L | Annual | Standard MER | lb/MMBtu | 0.015 | 0.015 | 0.015 | 0.015 | 0.015 | 0.015 | 0.015 | 0.015
NSR Kincaid 1 & 2- Hg Rate Annual v5.13 | 526 | 7475 | Rate Constraint in lbs/MMBtu | FALSE | L | Annual | Emissions at Affected Plants MER | lbs | 33.6635 | 0 | 0 | 0 | 0 | 0 | 0 | 0
NSR Kincaid 1 & 2- Hg Rate Annual v5.13 | 526 | 7475 | Rate Constraint in lbs/MMBtu | FALSE | L | Annual | Allowances Purchased MER | lbs | 0 | 0 | 0 | 0 | 0 | 0 | 0 | 0
NSR Kincaid 1 & 2- Hg Rate Annual v5.13 | 526 | 7475 | Rate Constraint in lbs/MMBtu | FALSE | L | Annual | Allowances Sold MER | lbs | 0 | 0 | 0 | 0 | 0 | 0 | 0 | 0
NSR Kincaid 1 & 2- Hg Rate Annual v5.13 | 526 | 7475 | Rate Constraint in lbs/MMBtu | FALSE | L | Annual | Allowances Banked | lbs | 0 | 0 | 0 | 0 | 0 | 0 | 0 | 0
NSR Kincaid 1 & 2- Hg Rate Annual v5.13 | 526 | 7475 | Rate Constraint in lbs/MMBtu | FALSE | L | Annual | Allowances Withdrawn (1:1) | lbs | 0 | 0 | 0 | 0 | 0 | 0 | 0 | 0
NSR Kincaid 1 & 2- Hg Rate Annual v5.13 | 526 | 7475 | Rate Constraint in lbs/MMBtu | FALSE | L | Annual | Allowances Withdrawn (n:1) | lbs | 0 | 0 | 0 | 0 | 0 | 0 | 0 | 0
NSR Kincaid 1 & 2- Hg Rate Annual v5.13 | 526 | 7475 | Rate Constraint in lbs/MMBtu | FALSE | L | Annual | Net Emissions Allowance Position | lbs | 33.6635 | 0 | 0 | 0 | 0 | 0 | 0 | 0
NSR Kincaid 1 & 2- Hg Rate Annual v5.13 | 526 | 7475 | Rate Constraint in lbs/MMBtu | FALSE | L | Annual | Fuel Consumed | TBtu | 66.0796 | 0 | 0 | 0 | 0 | 0 | 0 | 0
NSR Kincaid 1 & 2- Hg Rate Annual v5.13 | 526 | 7475 | Rate Constraint in lbs/MMBtu | FALSE | L | Annual | Rate | lb/MMBtu | 5.0944e-07 | 0 | 0 | 0 | 0 | 0 | 0 | 0
NSR Kincaid 1 & 2- Hg Rate Annual v5.13 | 526 | 7475 | Rate Constraint in lbs/MMBtu | FALSE | L | Annual | Generation | TWh | 6.0659 | 0 | 0 | 0 | 0 | 0 | 0 | 0
NSR Kincaid 1 & 2- Hg Rate Annual v5.13 | 526 | 7475 | Rate Constraint in lbs/MMBtu | FALSE | L | Annual | Qualifying Generation | TWh | 6.0659 | 0 | 0 | 0 | 0 | 0 | 0 | 0
NSR Kincaid 1 & 2- Hg Rate Annual v5.13 | 526 | 7475 | Rate Constraint in lbs/MMBtu | FALSE | L | Annual | Rate | lb/MWh | 5.5496e-06 | 0 | 0 | 0 | 0 | 0 | 0 | 0
NSR Kincaid 1 & 2- Hg Rate Annual v5.13 | 526 | 7475 | Rate Constraint in lbs/MMBtu | FALSE | L | Annual | Constraint Shadow Price | US2019$/Lb | 0 | 0 | 0 | 0 | 0 | 0 | 0 | 0
NSR Kincaid 1 & 2- NOx Cap Annual v5.13 | 527 | 7474 | Rate Constraint in MTons | FALSE | L | Annual | Seasons Included | Seasons | Winter, WintShld, Summer | Winter, WintShld, Summer | Winter, WintShld, Summer | Winter, WintShld, Summer | Winter, WintShld, Summer | Winter, WintShld, Summer | Winter, WintShld, Summer | Winter, WintShld, Summer
NSR Kincaid 1 & 2- NOx Cap Annual v5.13 | 527 | 7474 | Rate Constraint in MTons | FALSE | L | Annual | Standard NOX | Thousand Tons | 3.5 | 3.5 | 3.5 | 3.5 | 3.5 | 3.5 | 3.5 | 3.5
NSR Kincaid 1 & 2- NOx Cap Annual v5.13 | 527 | 7474 | Rate Constraint in MTons | FALSE | L | Annual | Emissions at Affected Plants NOX | Thousand Tons | 1.9223 | 0 | 0 | 0 | 0 | 0 | 0 | 0
NSR Kincaid 1 & 2- NOx Cap Annual v5.13 | 527 | 7474 | Rate Constraint in MTons | FALSE | L | Annual | Allowances Purchased NOX | Thousand Tons | 0 | 0 | 0 | 0 | 0 | 0 | 0 | 0
NSR Kincaid 1 & 2- NOx Cap Annual v5.13 | 527 | 7474 | Rate Constraint in MTons | FALSE | L | Annual | Allowances Sold NOX | Thousand Tons | 0 | 0 | 0 | 0 | 0 | 0 | 0 | 0
NSR Kincaid 1 & 2- NOx Cap Annual v5.13 | 527 | 7474 | Rate Constraint in MTons | FALSE | L | Annual | Allowances Banked | Thousand Tons | 0 | 0 | 0 | 0 | 0 | 0 | 0 | 0
NSR Kincaid 1 & 2- NOx Cap Annual v5.13 | 527 | 7474 | Rate Constraint in MTons | FALSE | L | Annual | Allowances Withdrawn (1:1) | Thousand Tons | 0 | 0 | 0 | 0 | 0 | 0 | 0 | 0
NSR Kincaid 1 & 2- NOx Cap Annual v5.13 | 527 | 7474 | Rate Constraint in MTons | FALSE | L | Annual | Allowances Withdrawn (n:1) | Thousand Tons | 0 | 0 | 0 | 0 | 0 | 0 | 0 | 0
NSR Kincaid 1 & 2- NOx Cap Annual v5.13 | 527 | 7474 | Rate Constraint in MTons | FALSE | L | Annual | Net Emissions Allowance Position | Thousand Tons | 1.9223 | 0 | 0 | 0 | 0 | 0 | 0 | 0
NSR Kincaid 1 & 2- NOx Cap Annual v5.13 | 527 | 7474 | Rate Constraint in MTons | FALSE | L | Annual | Fuel Consumed | TBtu | 66.0796 | 0 | 0 | 0 | 0 | 0 | 0 | 0
NSR Kincaid 1 & 2- NOx Cap Annual v5.13 | 527 | 7474 | Rate Constraint in MTons | FALSE | L | Annual | Rate | lb/MMBtu | 0.058182 | 0 | 0 | 0 | 0 | 0 | 0 | 0
NSR Kincaid 1 & 2- NOx Cap Annual v5.13 | 527 | 7474 | Rate Constraint in MTons | FALSE | L | Annual | Generation | TWh | 6.0659 | 0 | 0 | 0 | 0 | 0 | 0 | 0
NSR Kincaid 1 & 2- NOx Cap Annual v5.13 | 527 | 7474 | Rate Constraint in MTons | FALSE | L | Annual | Qualifying Generation | TWh | 6.0659 | 0 | 0 | 0 | 0 | 0 | 0 | 0
NSR Kincaid 1 & 2- NOx Cap Annual v5.13 | 527 | 7474 | Rate Constraint in MTons | FALSE | L | Annual | Rate | lb/MWh | 0.63382 | 0 | 0 | 0 | 0 | 0 | 0 | 0
NSR Kincaid 1 & 2- NOx Cap Annual v5.13 | 527 | 7474 | Rate Constraint in MTons | FALSE | L | Annual | Constraint Shadow Price | US2019$/Ton | 0 | 0 | 0 | 0 | 0 | 0 | 0 | 0
NSR Kincaid 1 & 2- NOx Rate Annual v5.13 | 528 | 7473 | Rate Constraint in lbs/MMBtu | FALSE | L | Annual | Seasons Included | Seasons | Winter, WintShld, Summer | Winter, WintShld, Summer | Winter, WintShld, Summer | Winter, WintShld, Summer | Winter, WintShld, Summer | Winter, WintShld, Summer | Winter, WintShld, Summer | Winter, WintShld, Summer
NSR Kincaid 1 & 2- NOx Rate Annual v5.13 | 528 | 7473 | Rate Constraint in lbs/MMBtu | FALSE | L | Annual | Standard NOX | lb/MMBtu | 0.08 | 0.08 | 0.08 | 0.08 | 0.08 | 0.08 | 0.08 | 0.08
NSR Kincaid 1 & 2- NOx Rate Annual v5.13 | 528 | 7473 | Rate Constraint in lbs/MMBtu | FALSE | L | Annual | Emissions at Affected Plants NOX | Thousand Tons | 1.9223 | 0 | 0 | 0 | 0 | 0 | 0 | 0
NSR Kincaid 1 & 2- NOx Rate Annual v5.13 | 528 | 7473 | Rate Constraint in lbs/MMBtu | FALSE | L | Annual | Allowances Purchased NOX | Thousand Tons | 0 | 0 | 0 | 0 | 0 | 0 | 0 | 0
NSR Kincaid 1 & 2- NOx Rate Annual v5.13 | 528 | 7473 | Rate Constraint in lbs/MMBtu | FALSE | L | Annual | Allowances Sold NOX | Thousand Tons | 0 | 0 | 0 | 0 | 0 | 0 | 0 | 0
NSR Kincaid 1 & 2- NOx Rate Annual v5.13 | 528 | 7473 | Rate Constraint in lbs/MMBtu | FALSE | L | Annual | Allowances Banked | Thousand Tons | 0 | 0 | 0 | 0 | 0 | 0 | 0 | 0
NSR Kincaid 1 & 2- NOx Rate Annual v5.13 | 528 | 7473 | Rate Constraint in lbs/MMBtu | FALSE | L | Annual | Allowances Withdrawn (1:1) | Thousand Tons | 0 | 0 | 0 | 0 | 0 | 0 | 0 | 0
NSR Kincaid 1 & 2- NOx Rate Annual v5.13 | 528 | 7473 | Rate Constraint in lbs/MMBtu | FALSE | L | Annual | Allowances Withdrawn (n:1) | Thousand Tons | 0 | 0 | 0 | 0 | 0 | 0 | 0 | 0
NSR Kincaid 1 & 2- NOx Rate Annual v5.13 | 528 | 7473 | Rate Constraint in lbs/MMBtu | FALSE | L | Annual | Net Emissions Allowance Position | Thousand Tons | 1.9223 | 0 | 0 | 0 | 0 | 0 | 0 | 0
NSR Kincaid 1 & 2- NOx Rate Annual v5.13 | 528 | 7473 | Rate Constraint in lbs/MMBtu | FALSE | L | Annual | Fuel Consumed | TBtu | 66.0796 | 0 | 0 | 0 | 0 | 0 | 0 | 0
NSR Kincaid 1 & 2- NOx Rate Annual v5.13 | 528 | 7473 | Rate Constraint in lbs/MMBtu | FALSE | L | Annual | Rate | lb/MMBtu | 0.058182 | 0 | 0 | 0 | 0 | 0 | 0 | 0
NSR Kincaid 1 & 2- NOx Rate Annual v5.13 | 528 | 7473 | Rate Constraint in lbs/MMBtu | FALSE | L | Annual | Generation | TWh | 6.0659 | 0 | 0 | 0 | 0 | 0 | 0 | 0
NSR Kincaid 1 & 2- NOx Rate Annual v5.13 | 528 | 7473 | Rate Constraint in lbs/MMBtu | FALSE | L | Annual | Qualifying Generation | TWh | 6.0659 | 0 | 0 | 0 | 0 | 0 | 0 | 0
NSR Kincaid 1 & 2- NOx Rate Annual v5.13 | 528 | 7473 | Rate Constraint in lbs/MMBtu | FALSE | L | Annual | Rate | lb/MWh | 0.63382 | 0 | 0 | 0 | 0 | 0 | 0 | 0
NSR Kincaid 1 & 2- NOx Rate Annual v5.13 | 528 | 7473 | Rate Constraint in lbs/MMBtu | FALSE | L | Annual | Constraint Shadow Price | US2019$/Ton | 0 | 0 | 0 | 0 | 0 | 0 | 0 | 0
NSR Kincaid 1 & 2- SO2 Cap Annual v5.13 | 529 | 7472 | Rate Constraint in MTons | FALSE | L | Annual | Seasons Included | Seasons | Winter, WintShld, Summer | Winter, WintShld, Summer | Winter, WintShld, Summer | Winter, WintShld, Summer | Winter, WintShld, Summer | Winter, WintShld, Summer | Winter, WintShld, Summer | Winter, WintShld, Summer
NSR Kincaid 1 & 2- SO2 Cap Annual v5.13 | 529 | 7472 | Rate Constraint in MTons | FALSE | L | Annual | Standard SO2 | Thousand Tons | 4.4 | 4.4 | 4.4 | 4.4 | 4.4 | 4.4 | 4.4 | 4.4
NSR Kincaid 1 & 2- SO2 Cap Annual v5.13 | 529 | 7472 | Rate Constraint in MTons | FALSE | L | Annual | Emissions at Affected Plants SO2 | Thousand Tons | 3.304 | 0 | 0 | 0 | 0 | 0 | 0 | 0
NSR Kincaid 1 & 2- SO2 Cap Annual v5.13 | 529 | 7472 | Rate Constraint in MTons | FALSE | L | Annual | Allowances Purchased SO2 | Thousand Tons | 0 | 0 | 0 | 0 | 0 | 0 | 0 | 0
NSR Kincaid 1 & 2- SO2 Cap Annual v5.13 | 529 | 7472 | Rate Constraint in MTons | FALSE | L | Annual | Allowances Sold SO2 | Thousand Tons | 0 | 0 | 0 | 0 | 0 | 0 | 0 | 0
NSR Kincaid 1 & 2- SO2 Cap Annual v5.13 | 529 | 7472 | Rate Constraint in MTons | FALSE | L | Annual | Allowances Banked | Thousand Tons | 0 | 0 | 0 | 0 | 0 | 0 | 0 | 0
NSR Kincaid 1 & 2- SO2 Cap Annual v5.13 | 529 | 7472 | Rate Constraint in MTons | FALSE | L | Annual | Allowances Withdrawn (1:1) | Thousand Tons | 0 | 0 | 0 | 0 | 0 | 0 | 0 | 0
NSR Kincaid 1 & 2- SO2 Cap Annual v5.13 | 529 | 7472 | Rate Constraint in MTons | FALSE | L | Annual | Allowances Withdrawn (n:1) | Thousand Tons | 0 | 0 | 0 | 0 | 0 | 0 | 0 | 0
NSR Kincaid 1 & 2- SO2 Cap Annual v5.13 | 529 | 7472 | Rate Constraint in MTons | FALSE | L | Annual | Net Emissions Allowance Position | Thousand Tons | 3.304 | 0 | 0 | 0 | 0 | 0 | 0 | 0
NSR Kincaid 1 & 2- SO2 Cap Annual v5.13 | 529 | 7472 | Rate Constraint in MTons | FALSE | L | Annual | Fuel Consumed | TBtu | 66.0796 | 0 | 0 | 0 | 0 | 0 | 0 | 0
NSR Kincaid 1 & 2- SO2 Cap Annual v5.13 | 529 | 7472 | Rate Constraint in MTons | FALSE | L | Annual | Rate | lb/MMBtu | 0.1 | 0 | 0 | 0 | 0 | 0 | 0 | 0
NSR Kincaid 1 & 2- SO2 Cap Annual v5.13 | 529 | 7472 | Rate Constraint in MTons | FALSE | L | Annual | Generation | TWh | 6.0659 | 0 | 0 | 0 | 0 | 0 | 0 | 0
NSR Kincaid 1 & 2- SO2 Cap Annual v5.13 | 529 | 7472 | Rate Constraint in MTons | FALSE | L | Annual | Qualifying Generation | TWh | 6.0659 | 0 | 0 | 0 | 0 | 0 | 0 | 0
NSR Kincaid 1 & 2- SO2 Cap Annual v5.13 | 529 | 7472 | Rate Constraint in MTons | FALSE | L | Annual | Rate | lb/MWh | 1.0894 | 0 | 0 | 0 | 0 | 0 | 0 | 0
NSR Kincaid 1 & 2- SO2 Cap Annual v5.13 | 529 | 7472 | Rate Constraint in MTons | FALSE | L | Annual | Constraint Shadow Price | US2019$/Ton | 0 | 0 | 0 | 0 | 0 | 0 | 0 | 0
NSR Kincaid 1 & 2- SO2 Rate Annual v5.13 | 530 | 7471 | Rate Constraint in lbs/MMBtu | FALSE | L | Annual | Seasons Included | Seasons | Winter, WintShld, Summer | Winter, WintShld, Summer | Winter, WintShld, Summer | Winter, WintShld, Summer | Winter, WintShld, Summer | Winter, WintShld, Summer | Winter, WintShld, Summer | Winter, WintShld, Summer
NSR Kincaid 1 & 2- SO2 Rate Annual v5.13 | 530 | 7471 | Rate Constraint in lbs/MMBtu | FALSE | L | Annual | Standard SO2 | lb/MMBtu | 0.1 | 0.1 | 0.1 | 0.1 | 0.1 | 0.1 | 0.1 | 0.1
NSR Kincaid 1 & 2- SO2 Rate Annual v5.13 | 530 | 7471 | Rate Constraint in lbs/MMBtu | FALSE | L | Annual | Emissions at Affected Plants SO2 | Thousand Tons | 3.304 | 0 | 0 | 0 | 0 | 0 | 0 | 0
NSR Kincaid 1 & 2- SO2 Rate Annual v5.13 | 530 | 7471 | Rate Constraint in lbs/MMBtu | FALSE | L | Annual | Allowances Purchased SO2 | Thousand Tons | 0 | 0 | 0 | 0 | 0 | 0 | 0 | 0
NSR Kincaid 1 & 2- SO2 Rate Annual v5.13 | 530 | 7471 | Rate Constraint in lbs/MMBtu | FALSE | L | Annual | Allowances Sold SO2 | Thousand Tons | 0 | 0 | 0 | 0 | 0 | 0 | 0 | 0
NSR Kincaid 1 & 2- SO2 Rate Annual v5.13 | 530 | 7471 | Rate Constraint in lbs/MMBtu | FALSE | L | Annual | Allowances Banked | Thousand Tons | 0 | 0 | 0 | 0 | 0 | 0 | 0 | 0
NSR Kincaid 1 & 2- SO2 Rate Annual v5.13 | 530 | 7471 | Rate Constraint in lbs/MMBtu | FALSE | L | Annual | Allowances Withdrawn (1:1) | Thousand Tons | 0 | 0 | 0 | 0 | 0 | 0 | 0 | 0
NSR Kincaid 1 & 2- SO2 Rate Annual v5.13 | 530 | 7471 | Rate Constraint in lbs/MMBtu | FALSE | L | Annual | Allowances Withdrawn (n:1) | Thousand Tons | 0 | 0 | 0 | 0 | 0 | 0 | 0 | 0
NSR Kincaid 1 & 2- SO2 Rate Annual v5.13 | 530 | 7471 | Rate Constraint in lbs/MMBtu | FALSE | L | Annual | Net Emissions Allowance Position | Thousand Tons | 3.304 | 0 | 0 | 0 | 0 | 0 | 0 | 0
NSR Kincaid 1 & 2- SO2 Rate Annual v5.13 | 530 | 7471 | Rate Constraint in lbs/MMBtu | FALSE | L | Annual | Fuel Consumed | TBtu | 66.0796 | 0 | 0 | 0 | 0 | 0 | 0 | 0
NSR Kincaid 1 & 2- SO2 Rate Annual v5.13 | 530 | 7471 | Rate Constraint in lbs/MMBtu | FALSE | L | Annual | Rate | lb/MMBtu | 0.1 | 0 | 0 | 0 | 0 | 0 | 0 | 0
NSR Kincaid 1 & 2- SO2 Rate Annual v5.13 | 530 | 7471 | Rate Constraint in lbs/MMBtu | FALSE | L | Annual | Generation | TWh | 6.0659 | 0 | 0 | 0 | 0 | 0 | 0 | 0
NSR Kincaid 1 & 2- SO2 Rate Annual v5.13 | 530 | 7471 | Rate Constraint in lbs/MMBtu | FALSE | L | Annual | Qualifying Generation | TWh | 6.0659 | 0 | 0 | 0 | 0 | 0 | 0 | 0
NSR Kincaid 1 & 2- SO2 Rate Annual v5.13 | 530 | 7471 | Rate Constraint in lbs/MMBtu | FALSE | L | Annual | Rate | lb/MWh | 1.0894 | 0 | 0 | 0 | 0 | 0 | 0 | 0
NSR Kincaid 1 & 2- SO2 Rate Annual v5.13 | 530 | 7471 | Rate Constraint in lbs/MMBtu | FALSE | L | Annual | Constraint Shadow Price | US2019$/Ton | 106248.637 | 22083.0602 | 0 | 0 | 12580.0484 | 15948.004 | 14971.2653 | 8911.8126
NSR KU Brown Unit 3 - SO2 Cap Annual v3.1 | 531 | 7383 | Rate Constraint in MTons | FALSE | L | Annual | Seasons Included | Seasons | Winter, WintShld, Summer | Winter, WintShld, Summer | Winter, WintShld, Summer | Winter, WintShld, Summer | Winter, WintShld, Summer | Winter, WintShld, Summer | Winter, WintShld, Summer | Winter, WintShld, Summer
NSR KU Brown Unit 3 - SO2 Cap Annual v3.1 | 531 | 7383 | Rate Constraint in MTons | FALSE | L | Annual | Standard SO2 | Thousand Tons | 2.3 | 2.3 | 2.3 | 2.3 | 2.3 | 2.3 | 2.3 | 2.3
NSR KU Brown Unit 3 - SO2 Cap Annual v3.1 | 531 | 7383 | Rate Constraint in MTons | FALSE | L | Annual | Emissions at Affected Plants SO2 | Thousand Tons | 0.12407 | 0 | 0 | 0 | 0 | 0 | 0 | 0
NSR KU Brown Unit 3 - SO2 Cap Annual v3.1 | 531 | 7383 | Rate Constraint in MTons | FALSE | L | Annual | Allowances Purchased SO2 | Thousand Tons | 0 | 0 | 0 | 0 | 0 | 0 | 0 | 0
NSR KU Brown Unit 3 - SO2 Cap Annual v3.1 | 531 | 7383 | Rate Constraint in MTons | FALSE | L | Annual | Allowances Sold SO2 | Thousand Tons | 0 | 0 | 0 | 0 | 0 | 0 | 0 | 0
NSR KU Brown Unit 3 - SO2 Cap Annual v3.1 | 531 | 7383 | Rate Constraint in MTons | FALSE | L | Annual | Allowances Banked | Thousand Tons | 0 | 0 | 0 | 0 | 0 | 0 | 0 | 0
NSR KU Brown Unit 3 - SO2 Cap Annual v3.1 | 531 | 7383 | Rate Constraint in MTons | FALSE | L | Annual | Allowances Withdrawn (1:1) | Thousand Tons | 0 | 0 | 0 | 0 | 0 | 0 | 0 | 0
NSR KU Brown Unit 3 - SO2 Cap Annual v3.1 | 531 | 7383 | Rate Constraint in MTons | FALSE | L | Annual | Allowances Withdrawn (n:1) | Thousand Tons | 0 | 0 | 0 | 0 | 0 | 0 | 0 | 0
NSR KU Brown Unit 3 - SO2 Cap Annual v3.1 | 531 | 7383 | Rate Constraint in MTons | FALSE | L | Annual | Net Emissions Allowance Position | Thousand Tons | 0.12407 | 0 | 0 | 0 | 0 | 0 | 0 | 0
NSR KU Brown Unit 3 - SO2 Cap Annual v3.1 | 531 | 7383 | Rate Constraint in MTons | FALSE | L | Annual | Fuel Consumed | TBtu | 4.1357 | 0 | 0 | 0 | 0 | 0 | 0 | 0
NSR KU Brown Unit 3 - SO2 Cap Annual v3.1 | 531 | 7383 | Rate Constraint in MTons | FALSE | L | Annual | Rate | lb/MMBtu | 0.06 | 0 | 0 | 0 | 0 | 0 | 0 | 0
NSR KU Brown Unit 3 - SO2 Cap Annual v3.1 | 531 | 7383 | Rate Constraint in MTons | FALSE | L | Annual | Generation | TWh | 0.35828 | 0 | 0 | 0 | 0 | 0 | 0 | 0
NSR KU Brown Unit 3 - SO2 Cap Annual v3.1 | 531 | 7383 | Rate Constraint in MTons | FALSE | L | Annual | Qualifying Generation | TWh | 0.35828 | 0 | 0 | 0 | 0 | 0 | 0 | 0
NSR KU Brown Unit 3 - SO2 Cap Annual v3.1 | 531 | 7383 | Rate Constraint in MTons | FALSE | L | Annual | Rate | lb/MWh | 0.69258 | 0 | 0 | 0 | 0 | 0 | 0 | 0
NSR KU Brown Unit 3 - SO2 Cap Annual v3.1 | 531 | 7383 | Rate Constraint in MTons | FALSE | L | Annual | Constraint Shadow Price | US2019$/Ton | 0 | 0 | 0 | 0 | 0 | 0 | 0 | 0
NSR KU Brown Unit 3 - SO2 Rate Annual v3.1 | 532 | 7384 | Rate Constraint in lbs/MMBtu | FALSE | L | Annual | Seasons Included | Seasons | Winter, WintShld, Summer | Winter, WintShld, Summer | Winter, WintShld, Summer | Winter, WintShld, Summer | Winter, WintShld, Summer | Winter, WintShld, Summer | Winter, WintShld, Summer | Winter, WintShld, Summer
NSR KU Brown Unit 3 - SO2 Rate Annual v3.1 | 532 | 7384 | Rate Constraint in lbs/MMBtu | FALSE | L | Annual | Standard SO2 | lb/MMBtu | 0.1 | 0.1 | 0.1 | 0.1 | 0.1 | 0.1 | 0.1 | 0.1
NSR KU Brown Unit 3 - SO2 Rate Annual v3.1 | 532 | 7384 | Rate Constraint in lbs/MMBtu | FALSE | L | Annual | Emissions at Affected Plants SO2 | Thousand Tons | 0.12407 | 0 | 0 | 0 | 0 | 0 | 0 | 0
NSR KU Brown Unit 3 - SO2 Rate Annual v3.1 | 532 | 7384 | Rate Constraint in lbs/MMBtu | FALSE | L | Annual | Allowances Purchased SO2 | Thousand Tons | 0 | 0 | 0 | 0 | 0 | 0 | 0 | 0
NSR KU Brown Unit 3 - SO2 Rate Annual v3.1 | 532 | 7384 | Rate Constraint in lbs/MMBtu | FALSE | L | Annual | Allowances Sold SO2 | Thousand Tons | 0 | 0 | 0 | 0 | 0 | 0 | 0 | 0
NSR KU Brown Unit 3 - SO2 Rate Annual v3.1 | 532 | 7384 | Rate Constraint in lbs/MMBtu | FALSE | L | Annual | Allowances Banked | Thousand Tons | 0 | 0 | 0 | 0 | 0 | 0 | 0 | 0
NSR KU Brown Unit 3 - SO2 Rate Annual v3.1 | 532 | 7384 | Rate Constraint in lbs/MMBtu | FALSE | L | Annual | Allowances Withdrawn (1:1) | Thousand Tons | 0 | 0 | 0 | 0 | 0 | 0 | 0 | 0
NSR KU Brown Unit 3 - SO2 Rate Annual v3.1 | 532 | 7384 | Rate Constraint in lbs/MMBtu | FALSE | L | Annual | Allowances Withdrawn (n:1) | Thousand Tons | 0 | 0 | 0 | 0 | 0 | 0 | 0 | 0
NSR KU Brown Unit 3 - SO2 Rate Annual v3.1 | 532 | 7384 | Rate Constraint in lbs/MMBtu | FALSE | L | Annual | Net Emissions Allowance Position | Thousand Tons | 0.12407 | 0 | 0 | 0 | 0 | 0 | 0 | 0
NSR KU Brown Unit 3 - SO2 Rate Annual v3.1 | 532 | 7384 | Rate Constraint in lbs/MMBtu | FALSE | L | Annual | Fuel Consumed | TBtu | 4.1357 | 0 | 0 | 0 | 0 | 0 | 0 | 0
NSR KU Brown Unit 3 - SO2 Rate Annual v3.1 | 532 | 7384 | Rate Constraint in lbs/MMBtu | FALSE | L | Annual | Rate | lb/MMBtu | 0.06 | 0 | 0 | 0 | 0 | 0 | 0 | 0
NSR KU Brown Unit 3 - SO2 Rate Annual v3.1 | 532 | 7384 | Rate Constraint in lbs/MMBtu | FALSE | L | Annual | Generation | TWh | 0.35828 | 0 | 0 | 0 | 0 | 0 | 0 | 0
NSR KU Brown Unit 3 - SO2 Rate Annual v3.1 | 532 | 7384 | Rate Constraint in lbs/MMBtu | FALSE | L | Annual | Qualifying Generation | TWh | 0.35828 | 0 | 0 | 0 | 0 | 0 | 0 | 0
NSR KU Brown Unit 3 - SO2 Rate Annual v3.1 | 532 | 7384 | Rate Constraint in lbs/MMBtu | FALSE | L | Annual | Rate | lb/MWh | 0.69258 | 0 | 0 | 0 | 0 | 0 | 0 | 0
NSR KU Brown Unit 3 - SO2 Rate Annual v3.1 | 532 | 7384 | Rate Constraint in lbs/MMBtu | FALSE | L | Annual | Constraint Shadow Price | US2019$/Ton | 0 | 0 | 0 | 0 | 0 | 0 | 0 | 0
NSR Lansing Unit 4 NOX Rate v5.16 | 533 | 7512 | Rate Constraint in lbs/MMBtu | FALSE | L | Annual | Seasons Included | Seasons | Winter, WintShld, Summer | Winter, WintShld, Summer | Winter, WintShld, Summer | Winter, WintShld, Summer | Winter, WintShld, Summer | Winter, WintShld, Summer | Winter, WintShld, Summer | Winter, WintShld, Summer
NSR Lansing Unit 4 NOX Rate v5.16 | 533 | 7512 | Rate Constraint in lbs/MMBtu | FALSE | L | Annual | Standard NOX | lb/MMBtu | 0.08 | 0.08 | 0.08 | 0.08 | 0.08 | 0.08 | 0.08 | 0.08
NSR Lansing Unit 4 NOX Rate v5.16 | 533 | 7512 | Rate Constraint in lbs/MMBtu | FALSE | L | Annual | Emissions at Affected Plants NOX | Thousand Tons | 0 | 0 | 0 | 0 | 0 | 0 | 0 | 0
NSR Lansing Unit 4 NOX Rate v5.16 | 533 | 7512 | Rate Constraint in lbs/MMBtu | FALSE | L | Annual | Allowances Purchased NOX | Thousand Tons | 0 | 0 | 0 | 0 | 0 | 0 | 0 | 0
NSR Lansing Unit 4 NOX Rate v5.16 | 533 | 7512 | Rate Constraint in lbs/MMBtu | FALSE | L | Annual | Allowances Sold NOX | Thousand Tons | 0 | 0 | 0 | 0 | 0 | 0 | 0 | 0
NSR Lansing Unit 4 NOX Rate v5.16 | 533 | 7512 | Rate Constraint in lbs/MMBtu | FALSE | L | Annual | Allowances Banked | Thousand Tons | 0 | 0 | 0 | 0 | 0 | 0 | 0 | 0
NSR Lansing Unit 4 NOX Rate v5.16 | 533 | 7512 | Rate Constraint in lbs/MMBtu | FALSE | L | Annual | Allowances Withdrawn (1:1) | Thousand Tons | 0 | 0 | 0 | 0 | 0 | 0 | 0 | 0
NSR Lansing Unit 4 NOX Rate v5.16 | 533 | 7512 | Rate Constraint in lbs/MMBtu | FALSE | L | Annual | Allowances Withdrawn (n:1) | Thousand Tons | 0 | 0 | 0 | 0 | 0 | 0 | 0 | 0
NSR Lansing Unit 4 NOX Rate v5.16 | 533 | 7512 | Rate Constraint in lbs/MMBtu | FALSE | L | Annual | Net Emissions Allowance Position | Thousand Tons | 0 | 0 | 0 | 0 | 0 | 0 | 0 | 0
NSR Lansing Unit 4 NOX Rate v5.16 | 533 | 7512 | Rate Constraint in lbs/MMBtu | FALSE | L | Annual | Fuel Consumed | TBtu | 0 | 0 | 0 | 0 | 0 | 0 | 0 | 0
NSR Lansing Unit 4 NOX Rate v5.16 | 533 | 7512 | Rate Constraint in lbs/MMBtu | FALSE | L | Annual | Rate | lb/MMBtu | 0 | 0 | 0 | 0 | 0 | 0 | 0 | 0
NSR Lansing Unit 4 NOX Rate v5.16 | 533 | 7512 | Rate Constraint in lbs/MMBtu | FALSE | L | Annual | Generation | TWh | 0 | 0 | 0 | 0 | 0 | 0 | 0 | 0
NSR Lansing Unit 4 NOX Rate v5.16 | 533 | 7512 | Rate Constraint in lbs/MMBtu | FALSE | L | Annual | Qualifying Generation | TWh | 0 | 0 | 0 | 0 | 0 | 0 | 0 | 0
NSR Lansing Unit 4 NOX Rate v5.16 | 533 | 7512 | Rate Constraint in lbs/MMBtu | FALSE | L | Annual | Rate | lb/MWh | 0 | 0 | 0 | 0 | 0 | 0 | 0 | 0
NSR Lansing Unit 4 NOX Rate v5.16 | 533 | 7512 | Rate Constraint in lbs/MMBtu | FALSE | L | Annual | Constraint Shadow Price | US2019$/Ton | 0 | 0 | 0 | 0 | 0 | 0 | 0 | 0
NSR Lansing Unit 4 SO2 Rate v5.16 | 534 | 7511 | Rate Constraint in lbs/MMBtu | FALSE | L | Annual | Seasons Included | Seasons | Winter, WintShld, Summer | Winter, WintShld, Summer | Winter, WintShld, Summer | Winter, WintShld, Summer | Winter, WintShld, Summer | Winter, WintShld, Summer | Winter, WintShld, Summer | Winter, WintShld, Summer
NSR Lansing Unit 4 SO2 Rate v5.16 | 534 | 7511 | Rate Constraint in lbs/MMBtu | FALSE | L | Annual | Standard SO2 | lb/MMBtu | 0.075 | 0.075 | 0.075 | 0.075 | 0.075 | 0.075 | 0.075 | 0.075
NSR Lansing Unit 4 SO2 Rate v5.16 | 534 | 7511 | Rate Constraint in lbs/MMBtu | FALSE | L | Annual | Emissions at Affected Plants SO2 | Thousand Tons | 0 | 0 | 0 | 0 | 0 | 0 | 0 | 0
NSR Lansing Unit 4 SO2 Rate v5.16 | 534 | 7511 | Rate Constraint in lbs/MMBtu | FALSE | L | Annual | Allowances Purchased SO2 | Thousand Tons | 0 | 0 | 0 | 0 | 0 | 0 | 0 | 0
NSR Lansing Unit 4 SO2 Rate v5.16 | 534 | 7511 | Rate Constraint in lbs/MMBtu | FALSE | L | Annual | Allowances Sold SO2 | Thousand Tons | 0 | 0 | 0 | 0 | 0 | 0 | 0 | 0
NSR Lansing Unit 4 SO2 Rate v5.16 | 534 | 7511 | Rate Constraint in lbs/MMBtu | FALSE | L | Annual | Allowances Banked | Thousand Tons | 0 | 0 | 0 | 0 | 0 | 0 | 0 | 0
NSR Lansing Unit 4 SO2 Rate v5.16 | 534 | 7511 | Rate Constraint in lbs/MMBtu | FALSE | L | Annual | Allowances Withdrawn (1:1) | Thousand Tons | 0 | 0 | 0 | 0 | 0 | 0 | 0 | 0
NSR Lansing Unit 4 SO2 Rate v5.16 | 534 | 7511 | Rate Constraint in lbs/MMBtu | FALSE | L | Annual | Allowances Withdrawn (n:1) | Thousand Tons | 0 | 0 | 0 | 0 | 0 | 0 | 0 | 0
NSR Lansing Unit 4 SO2 Rate v5.16 | 534 | 7511 | Rate Constraint in lbs/MMBtu | FALSE | L | Annual | Net Emissions Allowance Position | Thousand Tons | 0 | 0 | 0 | 0 | 0 | 0 | 0 | 0
NSR Lansing Unit 4 SO2 Rate v5.16 | 534 | 7511 | Rate Constraint in lbs/MMBtu | FALSE | L | Annual | Fuel Consumed | TBtu | 0 | 0 | 0 | 0 | 0 | 0 | 0 | 0
NSR Lansing Unit 4 SO2 Rate v5.16 | 534 | 7511 | Rate Constraint in lbs/MMBtu | FALSE | L | Annual | Rate | lb/MMBtu | 0 | 0 | 0 | 0 | 0 | 0 | 0 | 0
NSR Lansing Unit 4 SO2 Rate v5.16 | 534 | 7511 | Rate Constraint in lbs/MMBtu | FALSE | L | Annual | Generation | TWh | 0 | 0 | 0 | 0 | 0 | 0 | 0 | 0
NSR Lansing Unit 4 SO2 Rate v5.16 | 534 | 7511 | Rate Constraint in lbs/MMBtu | FALSE | L | Annual | Qualifying Generation | TWh | 0 | 0 | 0 | 0 | 0 | 0 | 0 | 0
NSR Lansing Unit 4 SO2 Rate v5.16 | 534 | 7511 | Rate Constraint in lbs/MMBtu | FALSE | L | Annual | Rate | lb/MWh | 0 | 0 | 0 | 0 | 0 | 0 | 0 | 0
NSR Lansing Unit 4 SO2 Rate v5.16 | 534 | 7511 | Rate Constraint in lbs/MMBtu | FALSE | L | Annual | Constraint Shadow Price | US2019$/Ton | 0 | 0 | 0 | 0 | 0 | 0 | 0 | 0
NSR Laskin 1,2 - NOX Rate Annual v5.14 | 535 | 7491 | Rate Constraint in lbs/MMBtu | FALSE | L | Annual | Seasons Included | Seasons | Winter, WintShld, Summer | Winter, WintShld, Summer | Winter, WintShld, Summer | Winter, WintShld, Summer | Winter, WintShld, Summer | Winter, WintShld, Summer | Winter, WintShld, Summer | Winter, WintShld, Summer
NSR Laskin 1,2 - NOX Rate Annual v5.14 | 535 | 7491 | Rate Constraint in lbs/MMBtu | FALSE | L | Annual | Standard NOX | lb/MMBtu | 0.19 | 0.19 | 0.19 | 0.19 | 0.19 | 0.19 | 0.19 | 0.19
NSR Laskin 1,2 - NOX Rate Annual v5.14 | 535 | 7491 | Rate Constraint in lbs/MMBtu | FALSE | L | Annual | Emissions at Affected Plants NOX | Thousand Tons | 0 | 0 | 0 | 0 | 0 | 0 | 0 | 0
NSR Laskin 1,2 - NOX Rate Annual v5.14 | 535 | 7491 | Rate Constraint in lbs/MMBtu | FALSE | L | Annual | Allowances Purchased NOX | Thousand Tons | 0 | 0 | 0 | 0 | 0 | 0 | 0 | 0
NSR Laskin 1,2 - NOX Rate Annual v5.14 | 535 | 7491 | Rate Constraint in lbs/MMBtu | FALSE | L | Annual | Allowances Sold NOX | Thousand Tons | 0 | 0 | 0 | 0 | 0 | 0 | 0 | 0
NSR Laskin 1,2 - NOX Rate Annual v5.14 | 535 | 7491 | Rate Constraint in lbs/MMBtu | FALSE | L | Annual | Allowances Banked | Thousand Tons | 0 | 0 | 0 | 0 | 0 | 0 | 0 | 0
NSR Laskin 1,2 - NOX Rate Annual v5.14 | 535 | 7491 | Rate Constraint in lbs/MMBtu | FALSE | L | Annual | Allowances Withdrawn (1:1) | Thousand Tons | 0 | 0 | 0 | 0 | 0 | 0 | 0 | 0
NSR Laskin 1,2 - NOX Rate Annual v5.14 | 535 | 7491 | Rate Constraint in lbs/MMBtu | FALSE | L | Annual | Allowances Withdrawn (n:1) | Thousand Tons | 0 | 0 | 0 | 0 | 0 | 0 | 0 | 0
NSR Laskin 1,2 - NOX Rate Annual v5.14 | 535 | 7491 | Rate Constraint in lbs/MMBtu | FALSE | L | Annual | Net Emissions Allowance Position | Thousand Tons | 0 | 0 | 0 | 0 | 0 | 0 | 0 | 0
NSR Laskin 1,2 - NOX Rate Annual v5.14 | 535 | 7491 | Rate Constraint in lbs/MMBtu | FALSE | L | Annual | Fuel Consumed | TBtu | 0 | 0 | 0 | 0 | 0 | 0 | 0 | 0
NSR Laskin 1,2 - NOX Rate Annual v5.14 | 535 | 7491 | Rate Constraint in lbs/MMBtu | FALSE | L | Annual | Rate | lb/MMBtu | 0 | 0 | 0 | 0 | 0 | 0 | 0 | 0
NSR Laskin 1,2 - NOX Rate Annual v5.14 | 535 | 7491 | Rate Constraint in lbs/MMBtu | FALSE | L | Annual | Generation | TWh | 0 | 0 | 0 | 0 | 0 | 0 | 0 | 0
NSR Laskin 1,2 - NOX Rate Annual v5.14 | 535 | 7491 | Rate Constraint in lbs/MMBtu | FALSE | L | Annual | Qualifying Generation | TWh | 0 | 0 | 0 | 0 | 0 | 0 | 0 | 0
NSR Laskin 1,2 - NOX Rate Annual v5.14 | 535 | 7491 | Rate Constraint in lbs/MMBtu | FALSE | L | Annual | Rate | lb/MWh | 0 | 0 | 0 | 0 | 0 | 0 | 0 | 0
NSR Laskin 1,2 - NOX Rate Annual v5.14 | 535 | 7491 | Rate Constraint in lbs/MMBtu | FALSE | L | Annual | Constraint Shadow Price | US2019$/Ton | 0 | 0 | 0 | 0 | 0 | 0 | 0 | 0
NSR Laskin 1,2 - SO2 Rate Annual v5.14 | 536 | 7490 | Rate Constraint in lbs/MMBtu | FALSE | L | Annual | Seasons Included | Seasons | Winter, WintShld, Summer | Winter, WintShld, Summer | Winter, WintShld, Summer | Winter, WintShld, Summer | Winter, WintShld, Summer | Winter, WintShld, Summer | Winter, WintShld, Summer | Winter, WintShld, Summer
NSR Laskin 1,2 - SO2 Rate Annual v5.14 | 536 | 7490 | Rate Constraint in lbs/MMBtu | FALSE | L | Annual | Standard SO2 | lb/MMBtu | 0.2 | 0.2 | 0.2 | 0.2 | 0.2 | 0.2 | 0.2 | 0.2
NSR Laskin 1,2 - SO2 Rate Annual v5.14 | 536 | 7490 | Rate Constraint in lbs/MMBtu | FALSE | L | Annual | Emissions at Affected Plants SO2 | Thousand Tons | 0 | 0 | 0 | 0 | 0 | 0 | 0 | 0
NSR Laskin 1,2 - SO2 Rate Annual v5.14 | 536 | 7490 | Rate Constraint in lbs/MMBtu | FALSE | L | Annual | Allowances Purchased SO2 | Thousand Tons | 0 | 0 | 0 | 0 | 0 | 0 | 0 | 0
NSR Laskin 1,2 - SO2 Rate Annual v5.14 | 536 | 7490 | Rate Constraint in lbs/MMBtu | FALSE | L | Annual | Allowances Sold SO2 | Thousand Tons | 0 | 0 | 0 | 0 | 0 | 0 | 0 | 0
NSR Laskin 1,2 - SO2 Rate Annual v5.14 | 536 | 7490 | Rate Constraint in lbs/MMBtu | FALSE | L | Annual | Allowances Banked | Thousand Tons | 0 | 0 | 0 | 0 | 0 | 0 | 0 | 0
NSR Laskin 1,2 - SO2 Rate Annual v5.14 | 536 | 7490 | Rate Constraint in lbs/MMBtu | FALSE | L | Annual | Allowances Withdrawn (1:1) | Thousand Tons | 0 | 0 | 0 | 0 | 0 | 0 | 0 | 0
NSR Laskin 1,2 - SO2 Rate Annual v5.14 | 536 | 7490 | Rate Constraint in lbs/MMBtu | FALSE | L | Annual | Allowances Withdrawn (n:1) | Thousand Tons | 0 | 0 | 0 | 0 | 0 | 0 | 0 | 0
NSR Laskin 1,2 - SO2 Rate Annual v5.14 | 536 | 7490 | Rate Constraint in lbs/MMBtu | FALSE | L | Annual | Net Emissions Allowance Position | Thousand Tons | 0 | 0 | 0 | 0 | 0 | 0 | 0 | 0
NSR Laskin 1,2 - SO2 Rate Annual v5.14 | 536 | 7490 | Rate Constraint in lbs/MMBtu | FALSE | L | Annual | Fuel Consumed | TBtu | 0 | 0 | 0 | 0 | 0 | 0 | 0 | 0
NSR Laskin 1,2 - SO2 Rate Annual v5.14 | 536 | 7490 | Rate Constraint in lbs/MMBtu | FALSE | L | Annual | Rate | lb/MMBtu | 0 | 0 | 0 | 0 | 0 | 0 | 0 | 0
NSR Laskin 1,2 - SO2 Rate Annual v5.14 | 536 | 7490 | Rate Constraint in lbs/MMBtu | FALSE | L | Annual | Generation | TWh | 0 | 0 | 0 | 0 | 0 | 0 | 0 | 0
NSR Laskin 1,2 - SO2 Rate Annual v5.14 | 536 | 7490 | Rate Constraint in lbs/MMBtu | FALSE | L | Annual | Qualifying Generation | TWh | 0 | 0 | 0 | 0 | 0 | 0 | 0 | 0
NSR Laskin 1,2 - SO2 Rate Annual v5.14 | 536 | 7490 | Rate Constraint in lbs/MMBtu | FALSE | L | Annual | Rate | lb/MWh | 0 | 0 | 0 | 0 | 0 | 0 | 0 | 0
NSR Laskin 1,2 - SO2 Rate Annual v5.14 | 536 | 7490 | Rate Constraint in lbs/MMBtu | FALSE | L | Annual | Constraint Shadow Price | US2019$/Ton | 0 | 0 | 0 | 0 | 0 | 0 | 0 | 0
NSR Michigan City 12 - NOX Rate Annual v4.11, Unit 3587 and retrofits | 537 | 7449 | Rate Constraint in lbs/MMBtu | FALSE | L | Annual | Seasons Included | Seasons | Winter, WintShld, Summer | Winter, WintShld, Summer | Winter, WintShld, Summer | Winter, WintShld, Summer | Winter, WintShld, Summer | Winter, WintShld, Summer | Winter, WintShld, Summer | Winter, WintShld, Summer
NSR Michigan City 12 - NOX Rate Annual v4.11, Unit 3587 and retrofits | 537 | 7449 | Rate Constraint in lbs/MMBtu | FALSE | L | Annual | Standard NOX | lb/MMBtu | 0.1 | 0.1 | 0.1 | 0.1 | 0.1 | 0.1 | 0.1 | 0.1
NSR Michigan City 12 - NOX Rate Annual v4.11, Unit 3587 and retrofits | 537 | 7449 | Rate Constraint in lbs/MMBtu | FALSE | L | Annual | Emissions at Affected Plants NOX | Thousand Tons | 1.5047 | 1.5047 | 0 | 0 | 0 | 0 | 0 | 0
NSR Michigan City 12 - NOX Rate Annual v4.11, Unit 3587 and retrofits | 537 | 7449 | Rate Constraint in lbs/MMBtu | FALSE | L | Annual | Allowances Purchased NOX | Thousand Tons | 0 | 0 | 0 | 0 | 0 | 0 | 0 | 0
NSR Michigan City 12 - NOX Rate Annual v4.11, Unit 3587 and retrofits | 537 | 7449 | Rate Constraint in lbs/MMBtu | FALSE | L | Annual | Allowances Sold NOX | Thousand Tons | 0 | 0 | 0 | 0 | 0 | 0 | 0 | 0
NSR Michigan City 12 - NOX Rate Annual v4.11, Unit 3587 and retrofits | 537 | 7449 | Rate Constraint in lbs/MMBtu | FALSE | L | Annual | Allowances Banked | Thousand Tons | 0 | 0 | 0 | 0 | 0 | 0 | 0 | 0
NSR Michigan City 12 - NOX Rate Annual v4.11, Unit 3587 and retrofits | 537 | 7449 | Rate Constraint in lbs/MMBtu | FALSE | L | Annual | Allowances Withdrawn (1:1) | Thousand Tons | 0 | 0 | 0 | 0 | 0 | 0 | 0 | 0
NSR Michigan City 12 - NOX Rate Annual v4.11, Unit 3587 and retrofits | 537 | 7449 | Rate Constraint in lbs/MMBtu | FALSE | L | Annual | Allowances Withdrawn (n:1) | Thousand Tons | 0 | 0 | 0 | 0 | 0 | 0 | 0 | 0
NSR Michigan City 12 - NOX Rate Annual v4.11, Unit 3587 and retrofits | 537 | 7449 | Rate Constraint in lbs/MMBtu | FALSE | L | Annual | Net Emissions Allowance Position | Thousand Tons | 1.5047 | 1.5047 | 0 | 0 | 0 | 0 | 0 | 0
NSR Michigan City 12 - NOX Rate Annual v4.11, Unit 3587 and retrofits | 537 | 7449 | Rate Constraint in lbs/MMBtu | FALSE | L | Annual | Fuel Consumed | TBtu | 35.4287 | 35.4287 | 0 | 0 | 0 | 0 | 0 | 0
NSR Michigan City 12 - NOX Rate Annual v4.11, Unit 3587 and retrofits | 537 | 7449 | Rate Constraint in lbs/MMBtu | FALSE | L | Annual | Rate | lb/MMBtu | 0.084944 | 0.084944 | 0 | 0 | 0 | 0 | 0 | 0
NSR Michigan City 12 - NOX Rate Annual v4.11, Unit 3587 and retrofits | 537 | 7449 | Rate Constraint in lbs/MMBtu | FALSE | L | Annual | Generation | TWh | 3.251 | 3.251 | 0 | 0 | 0 | 0 | 0 | 0
NSR Michigan City 12 - NOX Rate Annual v4.11, Unit 3587 and retrofits | 537 | 7449 | Rate Constraint in lbs/MMBtu | FALSE | L | Annual | Qualifying Generation | TWh | 3.251 | 3.251 | 0 | 0 | 0 | 0 | 0 | 0
NSR Michigan City 12 - NOX Rate Annual v4.11, Unit 3587 and retrofits | 537 | 7449 | Rate Constraint in lbs/MMBtu | FALSE | L | Annual | Rate | lb/MWh | 0.92569 | 0.92569 | 0 | 0 | 0 | 0 | 0 | 0
NSR Michigan City 12 - NOX Rate Annual v4.11, Unit 3587 and retrofits | 537 | 7449 | Rate Constraint in lbs/MMBtu | FALSE | L | Annual | Constraint Shadow Price | US2019$/Ton | 0 | 0 | 0 | 0 | 0 | 0 | 0 | 0
NSR Michigan City 12 - SO2 Rate Annual v4.11, Unit 3587 and retrofits | 538 | 7448 | Rate Constraint in lbs/MMBtu | FALSE | L | Annual | Seasons Included | Seasons | Winter, WintShld, Summer | Winter, WintShld, Summer | Winter, WintShld, Summer | Winter, WintShld, Summer | Winter, WintShld, Summer | Winter, WintShld, Summer | Winter, WintShld, Summer | Winter, WintShld, Summer
NSR Michigan City 12 - SO2 Rate Annual v4.11, Unit 3587 and retrofits | 538 | 7448 | Rate Constraint in lbs/MMBtu | FALSE | L | Annual | Standard SO2 | lb/MMBtu | 0.1 | 0.1 | 0.1 | 0.1 | 0.1 | 0.1 | 0.1 | 0.1
NSR Michigan City 12 - SO2 Rate Annual v4.11, Unit 3587 and retrofits | 538 | 7448 | Rate Constraint in lbs/MMBtu | FALSE | L | Annual | Emissions at Affected Plants SO2 | Thousand Tons | 1.3497 | 1.3497 | 0 | 0 | 0 | 0 | 0 | 0
NSR Michigan City 12 - SO2 Rate Annual v4.11, Unit 3587 and retrofits | 538 | 7448 | Rate Constraint in lbs/MMBtu | FALSE | L | Annual | Allowances Purchased SO2 | Thousand Tons | 0 | 0 | 0 | 0 | 0 | 0 | 0 | 0
NSR Michigan City 12 - SO2 Rate Annual v4.11, Unit 3587 and retrofits | 538 | 7448 | Rate Constraint in lbs/MMBtu | FALSE | L | Annual | Allowances Sold SO2 | Thousand Tons | 0 | 0 | 0 | 0 | 0 | 0 | 0 | 0
NSR Michigan City 12 - SO2 Rate Annual v4.11, Unit 3587 and retrofits | 538 | 7448 | Rate Constraint in lbs/MMBtu | FALSE | L | Annual | Allowances Banked | Thousand Tons | 0 | 0 | 0 | 0 | 0 | 0 | 0 | 0
NSR Michigan City 12 - SO2 Rate Annual v4.11, Unit 3587 and retrofits | 538 | 7448 | Rate Constraint in lbs/MMBtu | FALSE | L | Annual | Allowances Withdrawn (1:1) | Thousand Tons | 0 | 0 | 0 | 0 | 0 | 0 | 0 | 0
NSR Michigan City 12 - SO2 Rate Annual v4.11, Unit 3587 and retrofits | 538 | 7448 | Rate Constraint in lbs/MMBtu | FALSE | L | Annual | Allowances Withdrawn (n:1) | Thousand Tons | 0 | 0 | 0 | 0 | 0 | 0 | 0 | 0
NSR Michigan City 12 - SO2 Rate Annual v4.11, Unit 3587 and retrofits | 538 | 7448 | Rate Constraint in lbs/MMBtu | FALSE | L | Annual | Net Emissions Allowance Position | Thousand Tons | 1.3497 | 1.3497 | 0 | 0 | 0 | 0 | 0 | 0
NSR Michigan City 12 - SO2 Rate Annual v4.11, Unit 3587 and retrofits | 538 | 7448 | Rate Constraint in lbs/MMBtu | FALSE | L | Annual | Fuel Consumed | TBtu | 35.4287 | 35.4287 | 0 | 0 | 0 | 0 | 0 | 0
NSR Michigan City 12 - SO2 Rate Annual v4.11, Unit 3587 and retrofits | 538 | 7448 | Rate Constraint in lbs/MMBtu | FALSE | L | Annual | Rate | lb/MMBtu | 0.07619 | 0.07619 | 0 | 0 | 0 | 0 | 0 | 0
NSR Michigan City 12 - SO2 Rate Annual v4.11, Unit 3587 and retrofits | 538 | 7448 | Rate Constraint in lbs/MMBtu | FALSE | L | Annual | Generation | TWh | 3.251 | 3.251 | 0 | 0 | 0 | 0 | 0 | 0
NSR Michigan City 12 - SO2 Rate Annual v4.11, Unit 3587 and retrofits | 538 | 7448 | Rate Constraint in lbs/MMBtu | FALSE | L | Annual | Qualifying Generation | TWh | 3.251 | 3.251 | 0 | 0 | 0 | 0 | 0 | 0
NSR Michigan City 12 - SO2 Rate Annual v4.11, Unit 3587 and retrofits | 538 | 7448 | Rate Constraint in lbs/MMBtu | FALSE | L | Annual | Rate | lb/MWh | 0.8303 | 0.8303 | 0 | 0 | 0 | 0 | 0 | 0
NSR Michigan City 12 - SO2 Rate Annual v4.11, Unit 3587 and retrofits | 538 | 7448 | Rate Constraint in lbs/MMBtu | FALSE | L | Annual | Constraint Shadow Price | US2019$/Ton | 0 | 0 | 0 | 0 | 0 | 0 | 0 | 0
NSR Milton Young 1,2 - NOX Rate Annual v3.1, Unit 2601 and retrofits | 539 | 7423 | Rate Constraint in lbs/MMBtu | FALSE | L | Annual | Seasons Included | Seasons | Winter, WintShld, Summer | Winter, WintShld, Summer | Winter, WintShld, Summer | Winter, WintShld, Summer | Winter, WintShld, Summer | Winter, WintShld, Summer | Winter, WintShld, Summer | Winter, WintShld, Summer
NSR Milton Young 1,2 - NOX Rate Annual v3.1, Unit 2601 and retrofits | 539 | 7423 | Rate Constraint in lbs/MMBtu | FALSE | L | Annual | Standard NOX | lb/MMBtu | 0.36 | 0.36 | 0.36 | 0.36 | 0.36 | 0.36 | 0.36 | 0.36
NSR Milton Young 1,2 - NOX Rate Annual v3.1, Unit 2601 and retrofits | 539 | 7423 | Rate Constraint in lbs/MMBtu | FALSE | L | Annual | Emissions at Affected Plants NOX | Thousand Tons | 5.2521 | 5.0473 | 4.0075 | 4.5961 | 4.7897 | 4.7062 | 1.9936 | 0
NSR Milton Young 1,2 - NOX Rate Annual v3.1, Unit 2601 and retrofits | 539 | 7423 | Rate Constraint in lbs/MMBtu | FALSE | L | Annual | Allowances Purchased NOX | Thousand Tons | 0 | 0 | 0 | 0 | 0 | 0 | 0 | 0
NSR Milton Young 1,2 - NOX Rate Annual v3.1, Unit 2601 and retrofits | 539 | 7423 | Rate Constraint in lbs/MMBtu | FALSE | L | Annual | Allowances Sold NOX | Thousand Tons | 0 | 0 | 0 | 0 | 0 | 0 | 0 | 0
NSR Milton Young 1,2 - NOX Rate Annual v3.1, Unit 2601 and retrofits | 539 | 7423 | Rate Constraint in lbs/MMBtu | FALSE | L | Annual | Allowances Banked | Thousand Tons | 0 | 0 | 0 | 0 | 0 | 0 | 0 | 0
NSR Milton Young 1,2 - NOX Rate Annual v3.1, Unit 2601 and retrofits | 539 | 7423 | Rate Constraint in lbs/MMBtu | FALSE | L | Annual | Allowances Withdrawn (1:1) | Thousand Tons | 0 | 0 | 0 | 0 | 0 | 0 | 0 | 0
NSR Milton Young 1,2 - NOX Rate Annual v3.1, Unit 2601 and retrofits | 539 | 7423 | Rate Constraint in lbs/MMBtu | FALSE | L | Annual | Allowances Withdrawn (n:1) | Thousand Tons | 0 | 0 | 0 | 0 | 0 | 0 | 0 | 0
NSR Milton Young 1,2 - NOX Rate Annual v3.1, Unit 2601 and retrofits | 539 | 7423 | Rate Constraint in lbs/MMBtu | FALSE | L | Annual | Net Emissions Allowance Position | Thousand Tons | 5.2521 | 5.0473 | 4.0075 | 4.5961 | 4.7897 | 4.7062 | 1.9936 | 0
NSR Milton Young 1,2 - NOX Rate Annual v3.1, Unit 2601 and retrofits | 539 | 7423 | Rate Constraint in lbs/MMBtu | FALSE | L | Annual | Fuel Consumed | TBtu | 37.0481 | 35.6035 | 28.2686 | 32.4206 | 33.7861 | 33.1973 | 14.063 | 0
NSR Milton Young 1,2 - NOX Rate Annual v3.1, Unit 2601 and retrofits | 539 | 7423 | Rate Constraint in lbs/MMBtu | FALSE | L | Annual | Rate | lb/MMBtu | 0.28353 | 0.28353 | 0.28353 | 0.28353 | 0.28353 | 0.28353 | 0.28353 | 0
NSR Milton Young 1,2 - NOX Rate Annual v3.1, Unit 2601 and retrofits | 539 | 7423 | Rate Constraint in lbs/MMBtu | FALSE | L | Annual | Generation | TWh | 3.2524 | 3.1256 | 2.4817 | 2.8462 | 2.966 | 2.9143 | 1.2346 | 0
NSR Milton Young 1,2 - NOX Rate Annual v3.1, Unit 2601 and retrofits | 539 | 7423 | Rate Constraint in lbs/MMBtu | FALSE | L | Annual | Qualifying Generation | TWh | 3.2524 | 3.1256 | 2.4817 | 2.8462 | 2.966 | 2.9143 | 1.2346 | 0
NSR Milton Young 1,2 - NOX Rate Annual v3.1, Unit 2601 and retrofits | 539 | 7423 | Rate Constraint in lbs/MMBtu | FALSE | L | Annual | Rate | lb/MWh | 3.2297 | 3.2297 | 3.2297 | 3.2297 | 3.2297 | 3.2297 | 3.2297 | 0
NSR Milton Young 1,2 - NOX Rate Annual v3.1, Unit 2601 and retrofits | 539 | 7423 | Rate Constraint in lbs/MMBtu | FALSE | L | Annual | Constraint Shadow Price | US2019$/Ton | 0 | 0 | 0 | 0 | 0 | 0 | 0 | 0
NSR Milton Young 1,2 - NOX Rate Annual v3.1, Unit 2602 and retrofits | 540 | 7423 | Rate Constraint in lbs/MMBtu | FALSE | L | Annual | Seasons Included | Seasons | Winter, WintShld, Summer | Winter, WintShld, Summer | Winter, WintShld, Summer | Winter, WintShld, Summer | Winter, WintShld, Summer | Winter, WintShld, Summer | Winter, WintShld, Summer | Winter, WintShld, Summer
NSR Milton Young 1,2 - NOX Rate Annual v3.1, Unit 2602 and retrofits | 540 | 7423 | Rate Constraint in lbs/MMBtu | FALSE | L | Annual | Standard NOX | lb/MMBtu | 0.36 | 0.36 | 0.36 | 0.36 | 0.36 | 0.36 | 0.36 | 0.36
NSR Milton Young 1,2 - NOX Rate Annual v3.1, Unit 2602 and retrofits | 540 | 7423 | Rate Constraint in lbs/MMBtu | FALSE | L | Annual | Emissions at Affected Plants NOX | Thousand Tons | 2.6799 | 2.6239 | 2.3496 | 2.451 | 2.451 | 0 | 0 | 0
NSR Milton Young 1,2 - NOX Rate Annual v3.1, Unit 2602 and retrofits | 540 | 7423 | Rate Constraint in lbs/MMBtu | FALSE | L | Annual | Allowances Purchased NOX | Thousand Tons | 0 | 0 | 0 | 0 | 0 | 0 | 0 | 0
NSR Milton Young 1,2 - NOX Rate Annual v3.1, Unit 2602 and retrofits | 540 | 7423 | Rate Constraint in lbs/MMBtu | FALSE | L | Annual | Allowances Sold NOX | Thousand Tons | 0 | 0 | 0 | 0 | 0 | 0 | 0 | 0
NSR Milton Young 1,2 - NOX Rate Annual v3.1, Unit 2602 and retrofits | 540 | 7423 | Rate Constraint in lbs/MMBtu | FALSE | L | Annual | Allowances Banked | Thousand Tons | 0 | 0 | 0 | 0 | 0 | 0 | 0 | 0
NSR Milton Young 1,2 - NOX Rate Annual v3.1, Unit 2602 and retrofits | 540 | 7423 | Rate Constraint in lbs/MMBtu | FALSE | L | Annual | Allowances Withdrawn (1:1) | Thousand Tons | 0 | 0 | 0 | 0 | 0 | 0 | 0 | 0
NSR Milton Young 1,2 - NOX Rate Annual v3.1, Unit 2602 and retrofits | 540 | 7423 | Rate Constraint in lbs/MMBtu | FALSE | L | Annual | Allowances Withdrawn (n:1) | Thousand Tons | 0 | 0 | 0 | 0 | 0 | 0 | 0 | 0
NSR Milton Young 1,2 - NOX Rate Annual v3.1, Unit 2602 and retrofits | 540 | 7423 | Rate Constraint in lbs/MMBtu | FALSE | L | Annual | Net Emissions Allowance Position | Thousand Tons | 2.6799 | 2.6239 | 2.3496 | 2.451 | 2.451 | 0 | 0 | 0
NSR Milton Young 1,2 - NOX Rate Annual v3.1, Unit 2602 and retrofits | 540 | 7423 | Rate Constraint in lbs/MMBtu | FALSE | L | Annual | Fuel Consumed | TBtu | 20.0568 | 19.6381 | 17.5846 | 18.3438 | 18.3438 | 0 | 0 | 0
NSR Milton Young 1,2 - NOX Rate Annual v3.1, Unit 2602 and retrofits | 540 | 7423 | Rate Constraint in lbs/MMBtu | FALSE | L | Annual | Rate | lb/MMBtu | 0.26723 | 0.26723 | 0.26723 | 0.26723 | 0.26723 | 0 | 0 | 0
NSR Milton Young 1,2 - NOX Rate Annual v3.1, Unit 2602 and retrofits | 540 | 7423 | Rate Constraint in lbs/MMBtu | FALSE | L | Annual | Generation | TWh | 1.7244 | 1.6884 | 1.5119 | 1.5771 | 1.5771 | 0 | 0 | 0
NSR Milton Young 1,2 - NOX Rate Annual v3.1, Unit 2602 and retrofits | 540 | 7423 | Rate Constraint in lbs/MMBtu | FALSE | L | Annual | Qualifying Generation | TWh | 1.7244 | 1.6884 | 1.5119 | 1.5771 | 1.5771 | 0 | 0 | 0
NSR Milton Young 1,2 - NOX Rate Annual v3.1, Unit 2602 and retrofits | 540 | 7423 | Rate Constraint in lbs/MMBtu | FALSE | L | Annual | Rate | lb/MWh | 3.1082 | 3.1082 | 3.1082 | 3.1082 | 3.1082 | 0 | 0 | 0
NSR Milton Young 1,2 - NOX Rate Annual v3.1, Unit 2602 and retrofits | 540 | 7423 | Rate Constraint in lbs/MMBtu | FALSE | L | Annual | Constraint Shadow Price | US2019$/Ton | 0 | 0 | 0 | 0 | 0 | 0 | 0 | 0
NSR Minnkota Power - SO2 Cap Annual v3.1 | 541 | 7385 | Rate Constraint in MTons | FALSE | L | Annual | Seasons Included | Seasons | Winter, WintShld, Summer | Winter, WintShld, Summer | Winter, WintShld, Summer | Winter, WintShld, Summer | Winter, WintShld, Summer | Winter, WintShld, Summer | Winter, WintShld, Summer | Winter, WintShld, Summer
NSR Minnkota Power - SO2 Cap Annual v3.1 | 541 | 7385 | Rate Constraint in MTons | FALSE | L | Annual | Standard SO2 | Thousand Tons | 8.5 | 8.5 | 8.5 | 8.5 | 8.5 | 8.5 | 8.5 | 8.5
NSR Minnkota Power - SO2 Cap Annual v3.1 | 541 | 7385 | Rate Constraint in MTons | FALSE | L | Annual | Emissions at Affected Plants SO2 | Thousand Tons | 2.0593 | 1.9916 | 1.6501 | 1.8295 | 1.8799 | 1.2249 | 0.51891 | 0
NSR Minnkota Power - SO2 Cap Annual v3.1 | 541 | 7385 | Rate Constraint in MTons | FALSE | L | Annual | Allowances Purchased SO2 | Thousand Tons | 0 | 0 | 0 | 0 | 0 | 0 | 0 | 0
NSR Minnkota Power - SO2 Cap Annual v3.1 | 541 | 7385 | Rate Constraint in MTons | FALSE | L | Annual | Allowances Sold SO2 | Thousand Tons | 0 | 0 | 0 | 0 | 0 | 0 | 0 | 0
NSR Minnkota Power - SO2 Cap Annual v3.1 | 541 | 7385 | Rate Constraint in MTons | FALSE | L | Annual | Allowances Banked | Thousand Tons | 0 | 0 | 0 | 0 | 0 | 0 | 0 | 0
NSR Minnkota Power - SO2 Cap Annual v3.1 | 541 | 7385 | Rate Constraint in MTons | FALSE | L | Annual | Allowances Withdrawn (1:1) | Thousand Tons | 0 | 0 | 0 | 0 | 0 | 0 | 0 | 0
NSR Minnkota Power - SO2 Cap Annual v3.1 | 541 | 7385 | Rate Constraint in MTons | FALSE | L | Annual | Allowances Withdrawn (n:1) | Thousand Tons | 0 | 0 | 0 | 0 | 0 | 0 | 0 | 0
NSR Minnkota Power - SO2 Cap Annual v3.1 | 541 | 7385 | Rate Constraint in MTons | FALSE | L | Annual | Net Emissions Allowance Position | Thousand Tons | 2.0593 | 1.9916 | 1.6501 | 1.8295 | 1.8799 | 1.2249 | 0.51891 | 0
NSR Minnkota Power - SO2 Cap Annual v3.1 | 541 | 7385 | Rate Constraint in MTons | FALSE | L | Annual | Fuel Consumed | TBtu | 57.1048 | 55.2415 | 45.8532 | 50.7644 | 52.1299 | 33.1973 | 14.063 | 0
NSR Minnkota Power - SO2 Cap Annual v3.1 | 541 | 7385 | Rate Constraint in MTons | FALSE | L | Annual | Rate | lb/MMBtu | 0.072125 | 0.072105 | 0.071971 | 0.072077 | 0.072122 | 0.073797 | 0.073797 | 0
NSR Minnkota Power - SO2 Cap Annual v3.1 | 541 | 7385 | Rate Constraint in MTons | FALSE | L | Annual | Generation | TWh | 4.9768 | 4.814 | 3.9935 | 4.4233 | 4.5432 | 2.9143 | 1.2346 | 0
NSR Minnkota Power - SO2 Cap Annual v3.1 | 541 | 7385 | Rate Constraint in MTons | FALSE | L | Annual | Qualifying Generation | TWh | 4.9768 | 4.814 | 3.9935 | 4.4233 | 4.5432 | 2.9143 | 1.2346 | 0
NSR Minnkota Power - SO2 Cap Annual v3.1 | 541 | 7385 | Rate Constraint in MTons | FALSE | L | Annual | Rate | lb/MWh | 0.82757 | 0.82741 | 0.82636 | 0.82719 | 0.82755 | 0.84062 | 0.84062 | 0
NSR Minnkota Power - SO2 Cap Annual v3.1 | 541 | 7385 | Rate Constraint in MTons | FALSE | L | Annual | Constraint Shadow Price | US2019$/Ton | 0 | 0 | 0 | 0 | 0 | 0 | 0 | 0
NSR Mirant Settlement - NOX Cap Annual v3.1 | 542 | 7386 | Rate Constraint in MTons | FALSE | L | Annual | Seasons Included | Seasons | Winter, WintShld, Summer | Winter, WintShld, Summer | Winter, WintShld, Summer | Winter, WintShld, Summer | Winter, WintShld, Summer | Winter, WintShld, Summer | Winter, WintShld, Summer | Winter, WintShld, Summer
NSR Mirant Settlement - NOX Cap Annual v3.1 | 542 | 7386 | Rate Constraint in MTons | FALSE | L | Annual | Standard NOX | Thousand Tons | 16 | 16 | 16 | 16 | 16 | 16 | 16 | 16
NSR Mirant Settlement - NOX Cap Annual v3.1 | 542 | 7386 | Rate Constraint in MTons | FALSE | L | Annual | Emissions at Affected Plants NOX | Thousand Tons | 0 | 0 | 0 | 0 | 0 | 0 | 0 | 0
NSR Mirant Settlement - NOX Cap Annual v3.1 | 542 | 7386 | Rate Constraint in MTons | FALSE | L | Annual | Allowances Purchased NOX | Thousand Tons | 0 | 0 | 0 | 0 | 0 | 0 | 0 | 0
NSR Mirant Settlement - NOX Cap Annual v3.1 | 542 | 7386 | Rate Constraint in MTons | FALSE | L | Annual | Allowances Sold NOX | Thousand Tons | 0 | 0 | 0 | 0 | 0 | 0 | 0 | 0
NSR Mirant Settlement - NOX Cap Annual v3.1 | 542 | 7386 | Rate Constraint in MTons | FALSE | L | Annual | Allowances Banked | Thousand Tons | 0 | 0 | 0 | 0 | 0 | 0 | 0 | 0
NSR Mirant Settlement - NOX Cap Annual v3.1 | 542 | 7386 | Rate Constraint in MTons | FALSE | L | Annual | Allowances Withdrawn (1:1) | Thousand Tons | 0 | 0 | 0 | 0 | 0 | 0 | 0 | 0
NSR Mirant Settlement - NOX Cap Annual v3.1 | 542 | 7386 | Rate Constraint in MTons | FALSE | L | Annual | Allowances Withdrawn (n:1) | Thousand Tons | 0 | 0 | 0 | 0 | 0 | 0 | 0 | 0
NSR Mirant Settlement - NOX Cap Annual v3.1 | 542 | 7386 | Rate Constraint in MTons | FALSE | L | Annual | Net Emissions Allowance Position | Thousand Tons | 0 | 0 | 0 | 0 | 0 | 0 | 0 | 0
NSR Mirant Settlement - NOX Cap Annual v3.1 | 542 | 7386 | Rate Constraint in MTons | FALSE | L | Annual | Fuel Consumed | TBtu | 0 | 0 | 0 | 0 | 0 | 0 | 0 | 0
NSR Mirant Settlement - NOX Cap Annual v3.1 | 542 | 7386 | Rate Constraint in MTons | FALSE | L | Annual | Rate | lb/MMBtu | 0 | 0 | 0 | 0 | 0 | 0 | 0 | 0
NSR Mirant Settlement - NOX Cap Annual v3.1 | 542 | 7386 | Rate Constraint in MTons | FALSE | L | Annual | Generation | TWh | 0 | 0 | 0 | 0 | 0 | 0 | 0 | 0
NSR Mirant Settlement - NOX Cap Annual v3.1 | 542 | 7386 | Rate Constraint in MTons | FALSE | L | Annual | Qualifying Generation | TWh | 0 | 0 | 0 | 0 | 0 | 0 | 0 | 0
NSR Mirant Settlement - NOX Cap Annual v3.1 | 542 | 7386 | Rate Constraint in MTons | FALSE | L | Annual | Rate | lb/MWh | 0 | 0 | 0 | 0 | 0 | 0 | 0 | 0
NSR Mirant Settlement - NOX Cap Annual v3.1 | 542 | 7386 | Rate Constraint in MTons | FALSE | L | Annual | Constraint Shadow Price | US2019$/Ton | 0 | 0 | 0 | 0 | 0 | 0 | 0 | 0
NSR Mirant Settlement - NOX Cap Summer v3.1 | 543 | 7387 | Rate Constraint in MTons | FALSE | L | Annual | Seasons Included | Seasons | Summer | Summer | Summer | Summer | Summer | Summer | Summer | Summer
NSR Mirant Settlement - NOX Cap Summer v3.1 | 543 | 7387 | Rate Constraint in MTons | FALSE | L | Annual | Standard NOX | Thousand Tons | 5.2 | 5.2 | 5.2 | 5.2 | 5.2 | 5.2 | 5.2 | 5.2
NSR Mirant Settlement - NOX Cap Summer v3.1 | 543 | 7387 | Rate Constraint in MTons | FALSE | L | Annual | Emissions at Affected Plants NOX | Thousand Tons | 0 | 0 | 0 | 0 | 0 | 0 | 0 | 0
NSR Mirant Settlement - NOX Cap Summer v3.1 | 543 | 7387 | Rate Constraint in MTons | FALSE | L | Annual | Allowances Purchased NOX | Thousand Tons | 0 | 0 | 0 | 0 | 0 | 0 | 0 | 0
NSR Mirant Settlement - NOX Cap Summer v3.1 | 543 | 7387 | Rate Constraint in MTons | FALSE | L | Annual | Allowances Sold NOX | Thousand Tons | 0 | 0 | 0 | 0 | 0 | 0 | 0 | 0
NSR Mirant Settlement - NOX Cap Summer v3.1 | 543 | 7387 | Rate Constraint in MTons | FALSE | L | Annual | Allowances Banked | Thousand Tons | 0 | 0 | 0 | 0 | 0 | 0 | 0 | 0
NSR Mirant Settlement - NOX Cap Summer v3.1 | 543 | 7387 | Rate Constraint in MTons | FALSE | L | Annual | Allowances Withdrawn (1:1) | Thousand Tons | 0 | 0 | 0 | 0 | 0 | 0 | 0 | 0
NSR Mirant Settlement - NOX Cap Summer v3.1 | 543 | 7387 | Rate Constraint in MTons | FALSE | L | Annual | Allowances Withdrawn (n:1) | Thousand Tons | 0 | 0 | 0 | 0 | 0 | 0 | 0 | 0
NSR Mirant Settlement - NOX Cap Summer v3.1 | 543 | 7387 | Rate Constraint in MTons | FALSE | L | Annual | Net Emissions Allowance Position | Thousand Tons | 0 | 0 | 0 | 0 | 0 | 0 | 0 | 0
NSR Mirant Settlement - NOX Cap Summer v3.1 | 543 | 7387 | Rate Constraint in MTons | FALSE | L | Annual | Fuel Consumed | TBtu | 0 | 0 | 0 | 0 | 0 | 0 | 0 | 0
NSR Mirant Settlement - NOX Cap Summer v3.1 | 543 | 7387 | Rate Constraint in MTons | FALSE | L | Annual | Rate | lb/MMBtu | 0 | 0 | 0 | 0 | 0 | 0 | 0 | 0
NSR Mirant Settlement - NOX Cap Summer v3.1 | 543 | 7387 | Rate Constraint in MTons | FALSE | L | Annual | Generation | TWh | 0 | 0 | 0 | 0 | 0 | 0 | 0 | 0
NSR Mirant Settlement - NOX Cap Summer v3.1 | 543 | 7387 | Rate Constraint in MTons | FALSE | L | Annual | Qualifying Generation | TWh | 0 | 0 | 0 | 0 | 0 | 0 | 0 | 0
NSR Mirant Settlement - NOX Cap Summer v3.1 | 543 | 7387 | Rate Constraint in MTons | FALSE | L | Annual | Rate | lb/MWh | 0 | 0 | 0 | 0 | 0 | 0 | 0 | 0
NSR Mirant Settlement - NOX Cap Summer v3.1 | 543 | 7387 | Rate Constraint in MTons | FALSE | L | Annual | Constraint Shadow Price | US2019$/Ton | 0 | 0 | 0 | 0 | 0 | 0 | 0 | 0
NSR Mirant Settlement - NOX Rate Summer v3.1 | 544 | 7388 | Rate Constraint in lbs/MMBtu | FALSE | L | Annual | Seasons Included | Seasons | Summer | Summer | Summer | Summer | Summer | Summer | Summer | Summer
NSR Mirant Settlement - NOX Rate Summer v3.1 | 544 | 7388 | Rate Constraint in lbs/MMBtu | FALSE | L | Annual | Standard NOX | lb/MMBtu | 0.15 | 0.15 | 0.15 | 0.15 | 0.15 | 0.15 | 0.15 | 0.15
NSR Mirant Settlement - NOX Rate Summer v3.1 | 544 | 7388 | Rate Constraint in lbs/MMBtu | FALSE | L | Annual | Emissions at Affected Plants NOX | Thousand Tons | 0 | 0 | 0 | 0 | 0 | 0 | 0 | 0
NSR Mirant Settlement - NOX Rate Summer v3.1 | 544 | 7388 | Rate Constraint in lbs/MMBtu | FALSE | L | Annual | Allowances Purchased NOX | Thousand Tons | 0 | 0 | 0 | 0 | 0 | 0 | 0 | 0
NSR Mirant Settlement - NOX Rate Summer v3.1 | 544 | 7388 | Rate Constraint in lbs/MMBtu | FALSE | L | Annual | Allowances Sold NOX | Thousand Tons | 0 | 0 | 0 | 0 | 0 | 0 | 0 | 0
NSR Mirant Settlement - NOX Rate Summer v3.1 | 544 | 7388 | Rate Constraint in lbs/MMBtu | FALSE | L | Annual | Allowances Banked | Thousand Tons | 0 | 0 | 0 | 0 | 0 | 0 | 0 | 0
NSR Mirant Settlement - NOX Rate Summer v3.1 | 544 | 7388 | Rate Constraint in lbs/MMBtu | FALSE | L | Annual | Allowances Withdrawn (1:1) | Thousand Tons | 0 | 0 | 0 | 0 | 0 | 0 | 0 | 0
NSR Mirant Settlement - NOX Rate Summer v3.1 | 544 | 7388 | Rate Constraint in lbs/MMBtu | FALSE | L | Annual | Allowances Withdrawn (n:1) | Thousand Tons | 0 | 0 | 0 | 0 | 0 | 0 | 0 | 0
NSR Mirant Settlement - NOX Rate Summer v3.1 | 544 | 7388 | Rate Constraint in lbs/MMBtu | FALSE | L | Annual | Net Emissions Allowance Position | Thousand Tons | 0 | 0 | 0 | 0 | 0 | 0 | 0 | 0
NSR Mirant Settlement - NOX Rate Summer v3.1 | 544 | 7388 | Rate Constraint in lbs/MMBtu | FALSE | L | Annual | Fuel Consumed | TBtu | 0 | 0 | 0 | 0 | 0 | 0 | 0 | 0
NSR Mirant Settlement - NOX Rate Summer v3.1 | 544 | 7388 | Rate Constraint in lbs/MMBtu | FALSE | L | Annual | Rate | lb/MMBtu | 0 | 0 | 0 | 0 | 0 | 0 | 0 | 0
NSR Mirant Settlement - NOX Rate Summer v3.1 | 544 | 7388 | Rate Constraint in lbs/MMBtu | FALSE | L | Annual | Generation | TWh | 0 | 0 | 0 | 0 | 0 | 0 | 0 | 0
NSR Mirant Settlement - NOX Rate Summer v3.1 | 544 | 7388 | Rate Constraint in lbs/MMBtu | FALSE | L | Annual | Qualifying Generation | TWh | 0 | 0 | 0 | 0 | 0 | 0 | 0 | 0
NSR Mirant Settlement - NOX Rate Summer v3.1 | 544 | 7388 | Rate Constraint in lbs/MMBtu | FALSE | L | Annual | Rate | lb/MWh | 0 | 0 | 0 | 0 | 0 | 0 | 0 | 0
NSR Mirant Settlement - NOX Rate Summer v3.1 | 544 | 7388 | Rate Constraint in lbs/MMBtu | FALSE | L | Annual | Constraint Shadow Price | US2019$/Ton | 0 | 0 | 0 | 0 | 0 | 0 | 0 | 0
NSR Morgantown G P 1,2 - NOX Rate Annual v3.1, Unit 3794 and retrofits | 545 | 7440 | Rate Constraint in lbs/MMBtu | FALSE | L | Annual | Seasons Included | Seasons | Winter, WintShld, Summer | Winter, WintShld, Summer | Winter, WintShld, Summer | Winter, WintShld, Summer | Winter, WintShld, Summer | Winter, WintShld, Summer | Winter, WintShld, Summer | Winter, WintShld, Summer
NSR Morgantown G P 1,2 - NOX Rate Annual v3.1, Unit 3794 and retrofits | 545 | 7440 | Rate Constraint in lbs/MMBtu | FALSE | L | Annual | Standard NOX | lb/MMBtu | 0.1 | 0.1 | 0.1 | 0.1 | 0.1 | 0.1 | 0.1 | 0.1
NSR Morgantown G P 1,2 - NOX Rate Annual v3.1, Unit 3794 and retrofits | 545 | 7440 | Rate Constraint in lbs/MMBtu | FALSE | L | Annual | Emissions at Affected Plants NOX | Thousand Tons | 0 | 0 | 0 | 0 | 0 | 0 | 0 | 0
NSR Morgantown G P 1,2 - NOX Rate Annual v3.1, Unit 3794 and retrofits | 545 | 7440 | Rate Constraint in lbs/MMBtu | FALSE | L | Annual | Allowances Purchased NOX | Thousand Tons | 0 | 0 | 0 | 0 | 0 | 0 | 0 | 0
NSR Morgantown G P 1,2 - NOX Rate Annual v3.1, Unit 3794 and retrofits | 545 | 7440 | Rate Constraint in lbs/MMBtu | FALSE | L | Annual | Allowances Sold NOX | Thousand Tons | 0 | 0 | 0 | 0 | 0 | 0 | 0 | 0
NSR Morgantown G P 1,2 - NOX Rate Annual v3.1, Unit 3794 and retrofits | 545 | 7440 | Rate Constraint in lbs/MMBtu | FALSE | L | Annual | Allowances Banked | Thousand Tons | 0 | 0 | 0 | 0 | 0 | 0 | 0 | 0
NSR Morgantown G P 1,2 - NOX Rate Annual v3.1, Unit 3794 and retrofits | 545 | 7440 | Rate Constraint in lbs/MMBtu | FALSE | L | Annual | Allowances Withdrawn (1:1) | Thousand Tons | 0 | 0 | 0 | 0 | 0 | 0 | 0 | 0
NSR Morgantown G P 1,2 - NOX Rate Annual v3.1, Unit 3794 and retrofits | 545 | 7440 | Rate Constraint in lbs/MMBtu | FALSE | L | Annual | Allowances Withdrawn (n:1) | Thousand Tons | 0 | 0 | 0 | 0 | 0 | 0 | 0 | 0
NSR Morgantown G P 1,2 - NOX Rate Annual v3.1, Unit 3794 and retrofits | 545 | 7440 | Rate Constraint in lbs/MMBtu | FALSE | L | Annual | Net Emissions Allowance Position | Thousand Tons | 0 | 0 | 0 | 0 | 0 | 0 | 0 | 0
NSR Morgantown G P 1,2 - NOX Rate Annual v3.1, Unit 3794 and retrofits | 545 | 7440 | Rate Constraint in lbs/MMBtu | FALSE | L | Annual | Fuel Consumed | TBtu | 0 | 0 | 0 | 0 | 0 | 0 | 0 | 0
NSR Morgantown G P 1,2 - NOX Rate Annual v3.1, Unit 3794 and retrofits | 545 | 7440 | Rate Constraint in lbs/MMBtu | FALSE | L | Annual | Rate | lb/MMBtu | 0 | 0 | 0 | 0 | 0 | 0 | 0 | 0
NSR Morgantown G P 1,2 - NOX Rate Annual v3.1, Unit 3794 and retrofits | 545 | 7440 | Rate Constraint in lbs/MMBtu | FALSE | L | Annual | Generation | TWh | 0 | 0 | 0 | 0 | 0 | 0 | 0 | 0
NSR Morgantown G P 1,2 - NOX Rate Annual v3.1, Unit 3794 and retrofits | 545 | 7440 | Rate Constraint in lbs/MMBtu | FALSE | L | Annual | Qualifying Generation | TWh | 0 | 0 | 0 | 0 | 0 | 0 | 0 | 0
NSR Morgantown G P 1,2 - NOX Rate Annual v3.1, Unit 3794 and retrofits | 545 | 7440 | Rate Constraint in lbs/MMBtu | FALSE | L | Annual | Rate | lb/MWh | 0 | 0 | 0 | 0 | 0 | 0 | 0 | 0
NSR Morgantown G P 1,2 - NOX Rate Annual v3.1, Unit 3794 and retrofits | 545 | 7440 | Rate Constraint in lbs/MMBtu | FALSE | L | Annual | Constraint Shadow Price | US2019$/Ton | 0 | 0 | 0 | 0 | 0 | 0 | 0 | 0
NSR Morgantown G P 1,2 - NOX Rate Annual v3.1, Unit 3795 and retrofits | 546 | 7440 | Rate Constraint in lbs/MMBtu | FALSE | L | Annual | Seasons Included | Seasons | Winter, WintShld, Summer | Winter, WintShld, Summer | Winter, WintShld, Summer | Winter, WintShld, Summer | Winter, WintShld, Summer | Winter, WintShld, Summer | Winter, WintShld, Summer | Winter, WintShld, Summer
NSR Morgantown G P 1,2 - NOX Rate Annual v3.1, Unit 3795 and retrofits | 546 | 7440 | Rate Constraint in lbs/MMBtu | FALSE | L | Annual | Standard NOX | lb/MMBtu | 0.1 | 0.1 | 0.1 | 0.1 | 0.1 | 0.1 | 0.1 | 0.1
NSR Morgantown G P 1,2 - NOX Rate Annual v3.1, Unit 3795 and retrofits | 546 | 7440 | Rate Constraint in lbs/MMBtu | FALSE | L | Annual | Emissions at Affected Plants NOX | Thousand Tons | 0 | 0 | 0 | 0 | 0 | 0 | 0 | 0
NSR Morgantown G P 1,2 - NOX Rate Annual v3.1, Unit 3795 and retrofits | 546 | 7440 | Rate Constraint in lbs/MMBtu | FALSE | L | Annual | Allowances Purchased NOX | Thousand Tons | 0 | 0 | 0 | 0 | 0 | 0 | 0 | 0
NSR Morgantown G P 1,2 - NOX Rate Annual v3.1, Unit 3795 and retrofits | 546 | 7440 | Rate Constraint in lbs/MMBtu | FALSE | L | Annual | Allowances Sold NOX | Thousand Tons | 0 | 0 | 0 | 0 | 0 | 0 | 0 | 0
NSR Morgantown G P 1,2 - NOX Rate Annual v3.1, Unit 3795 and retrofits | 546 | 7440 | Rate Constraint in lbs/MMBtu | FALSE | L | Annual | Allowances Banked | Thousand Tons | 0 | 0 | 0 | 0 | 0 | 0 | 0 | 0
NSR Morgantown G P 1,2 - NOX Rate Annual v3.1, Unit 3795 and retrofits | 546 | 7440 | Rate Constraint in lbs/MMBtu | FALSE | L | Annual | Allowances Withdrawn (1:1) | Thousand Tons | 0 | 0 | 0 | 0 | 0 | 0 | 0 | 0
NSR Morgantown G P 1,2 - NOX Rate Annual v3.1, Unit 3795 and retrofits | 546 | 7440 | Rate Constraint in lbs/MMBtu | FALSE | L | Annual | Allowances Withdrawn (n:1) | Thousand Tons | 0 | 0 | 0 | 0 | 0 | 0 | 0 | 0
NSR Morgantown G P 1,2 - NOX Rate Annual v3.1, Unit 3795 and retrofits | 546 | 7440 | Rate Constraint in lbs/MMBtu | FALSE | L | Annual | Net Emissions Allowance Position | Thousand Tons | 0 | 0 | 0 | 0 | 0 | 0 | 0 | 0
NSR Morgantown G P 1,2 - NOX Rate Annual v3.1, Unit 3795 and retrofits | 546 | 7440 | Rate Constraint in lbs/MMBtu | FALSE | L | Annual | Fuel Consumed | TBtu | 0 | 0 | 0 | 0 | 0 | 0 | 0 | 0
NSR Morgantown G P 1,2 - NOX Rate Annual v3.1, Unit 3795 and retrofits | 546 | 7440 | Rate Constraint in lbs/MMBtu | FALSE | L | Annual | Rate | lb/MMBtu | 0 | 0 | 0 | 0 | 0 | 0 | 0 | 0
NSR Morgantown G P 1,2 - NOX Rate Annual v3.1, Unit 3795 and retrofits | 546 | 7440 | Rate Constraint in lbs/MMBtu | FALSE | L | Annual | Generation | TWh | 0 | 0 | 0 | 0 | 0 | 0 | 0 | 0
NSR Morgantown G P 1,2 - NOX Rate Annual v3.1, Unit 3795 and retrofits | 546 | 7440 | Rate Constraint in lbs/MMBtu | FALSE | L | Annual | Qualifying Generation | TWh | 0 | 0 | 0 | 0 | 0 | 0 | 0 | 0
NSR Morgantown G P 1,2 - NOX Rate Annual v3.1, Unit 3795 and retrofits | 546 | 7440 | Rate Constraint in lbs/MMBtu | FALSE | L | Annual | Rate | lb/MWh | 0 | 0 | 0 | 0 | 0 | 0 | 0 | 0
NSR Morgantown G P 1,2 - NOX Rate Annual v3.1, Unit 3795 and retrofits | 546 | 7440 | Rate Constraint in lbs/MMBtu | FALSE | L | Annual | Constraint Shadow Price | US2019$/Ton | 0 | 0 | 0 | 0 | 0 | 0 | 0 | 0
NSR Mt Storm 1-3 - NOX Rate Annual v3.1, Unit 3855 and retrofits | 547 | 7430 | Rate Constraint in lbs/MMBtu | FALSE | L | Annual | Seasons Included | Seasons | Winter, WintShld, Summer | Winter, WintShld, Summer | Winter, WintShld, Summer | Winter, WintShld, Summer | Winter, WintShld, Summer | Winter, WintShld, Summer | Winter, WintShld, Summer | Winter, WintShld, Summer
NSR Mt Storm 1-3 - NOX Rate Annual v3.1, Unit 3855 and retrofits | 547 | 7430 | Rate Constraint in lbs/MMBtu | FALSE | L | Annual | Standard NOX | lb/MMBtu | 0.11 | 0.11 | 0.11 | 0.11 | 0.11 | 0.11 | 0.11 | 0.11
NSR Mt Storm 1-3 - NOX Rate Annual v3.1, Unit 3855 and retrofits | 547 | 7430 | Rate Constraint in lbs/MMBtu | FALSE | L | Annual | Emissions at Affected Plants NOX | Thousand Tons | 1.3652 | 1.1174 | 0.39728 | 0.39728 | 0.75345 | 1.0133 | 0.8757 | 0
NSR Mt Storm 1-3 - NOX Rate Annual v3.1, Unit 3855 and retrofits | 547 | 7430 | Rate Constraint in lbs/MMBtu | FALSE | L | Annual | Allowances Purchased NOX | Thousand Tons | 0 | 0 | 0 | 0 | 0 | 0 | 0 | 0
NSR Mt Storm 1-3 - NOX Rate Annual v3.1, Unit 3855 and retrofits | 547 | 7430 | Rate Constraint in lbs/MMBtu | FALSE | L | Annual | Allowances Sold NOX | Thousand Tons | 0 | 0 | 0 | 0 | 0 | 0 | 0 | 0
NSR Mt Storm 1-3 - NOX Rate Annual v3.1, Unit 3855 and retrofits | 547 | 7430 | Rate Constraint in lbs/MMBtu | FALSE | L | Annual | Allowances Banked | Thousand Tons | 0 | 0 | 0 | 0 | 0 | 0 | 0 | 0
NSR Mt Storm 1-3 - NOX Rate Annual v3.1, Unit 3855 and retrofits | 547 | 7430 | Rate Constraint in lbs/MMBtu | FALSE | L | Annual | Allowances Withdrawn (1:1) | Thousand Tons | 0 | 0 | 0 | 0 | 0 | 0 | 0 | 0
NSR Mt Storm 1-3 - NOX Rate Annual v3.1, Unit 3855 and retrofits | 547 | 7430 | Rate Constraint in lbs/MMBtu | FALSE | L | Annual | Allowances Withdrawn (n:1) | Thousand Tons | 0 | 0 | 0 | 0 | 0 | 0 | 0 | 0
NSR Mt Storm 1-3 - NOX Rate Annual v3.1, Unit 3855 and retrofits | 547 | 7430 | Rate Constraint in lbs/MMBtu | FALSE | L | Annual | Net Emissions Allowance Position | Thousand Tons | 1.3652 | 1.1174 | 0.39728 | 0.39728 | 0.75345 | 1.0133 | 0.8757 | 0
NSR Mt Storm 1-3 - NOX Rate Annual v3.1, Unit 3855 and retrofits | 547 | 7430 | Rate Constraint in lbs/MMBtu | FALSE | L | Annual | Fuel Consumed | TBtu | 36.8919 | 30.1959 | 10.7357 | 10.7357 | 20.3608 | 27.3837 | 23.6642 | 0
NSR Mt Storm 1-3 - NOX Rate Annual v3.1, Unit 3855 and retrofits | 547 | 7430 | Rate Constraint in lbs/MMBtu | FALSE | L | Annual | Rate | lb/MMBtu | 0.07401 | 0.07401 | 0.07401 | 0.07401 | 0.07401 | 0.07401 | 0.07401 | 0
NSR Mt Storm 1-3 - NOX Rate Annual v3.1, Unit 3855 and retrofits | 547 | 7430 | Rate Constraint in lbs/MMBtu | FALSE | L | Annual | Generation | TWh | 3.6548 | 2.9915 | 1.0636 | 1.0636 | 2.0171 | 2.7129 | 2.3444 | 0
NSR Mt Storm 1-3 - NOX Rate Annual v3.1, Unit 3855 and retrofits | 547 | 7430 | Rate Constraint in lbs/MMBtu | FALSE | L | Annual | Qualifying Generation | TWh | 3.6548 | 2.9915 | 1.0636 | 1.0636 | 2.0171 | 2.7129 | 2.3444 | 0
NSR Mt Storm 1-3 - NOX Rate Annual v3.1, Unit 3855 and retrofits | 547 | 7430 | Rate Constraint in lbs/MMBtu | FALSE | L | Annual | Rate | lb/MWh | 0.74706 | 0.74706 | 0.74706 | 0.74706 | 0.74706 | 0.74706 | 0.74706 | 0
NSR Mt Storm 1-3 - NOX Rate Annual v3.1, Unit 3855 and retrofits | 547 | 7430 | Rate Constraint in lbs/MMBtu | FALSE | L | Annual | Constraint Shadow Price | US2019$/Ton | 0 | 0 | 0 | 0 | 0 | 0 | 0 | 0
NSR Mt Storm 1-3 - NOX Rate Annual v3.1, Unit 3856 and retrofits | 548 | 7430 | Rate Constraint in lbs/MMBtu | FALSE | L | Annual | Seasons Included | Seasons | Winter, WintShld, Summer | Winter, WintShld, Summer | Winter, WintShld, Summer | Winter, WintShld, Summer | Winter, WintShld, Summer | Winter, WintShld, Summer | Winter, WintShld, Summer | Winter, WintShld, Summer
NSR Mt Storm 1-3 - NOX Rate Annual v3.1, Unit 3856 and retrofits | 548 | 7430 | Rate Constraint in lbs/MMBtu | FALSE | L | Annual | Standard NOX | lb/MMBtu | 0.11 | 0.11 | 0.11 | 0.11 | 0.11 | 0.11 | 0.11 | 0.11
NSR Mt Storm 1-3 - NOX Rate Annual v3.1, Unit 3856 and retrofits | 548 | 7430 | Rate Constraint in lbs/MMBtu | FALSE | L | Annual | Emissions at Affected Plants NOX | Thousand Tons | 1.4442 | 1.1662 | 0.41959 | 0.41959 | 0.78605 | 1.3397 | 1.029 | 0
NSR Mt Storm 1-3 - NOX Rate Annual v3.1, Unit 3856 and retrofits | 548 | 7430 | Rate Constraint in lbs/MMBtu | FALSE | L | Annual | Allowances Purchased NOX | Thousand Tons | 0 | 0 | 0 | 0 | 0 | 0 | 0 | 0
NSR Mt Storm 1-3 - NOX Rate Annual v3.1, Unit 3856 and retrofits | 548 | 7430 | Rate Constraint in lbs/MMBtu | FALSE | L | Annual | Allowances Sold NOX | Thousand Tons | 0 | 0 | 0 | 0 | 0 | 0 | 0 | 0
NSR Mt Storm 1-3 - NOX Rate Annual v3.1, Unit 3856 and retrofits | 548 | 7430 | Rate Constraint in lbs/MMBtu | FALSE | L | Annual | Allowances Banked | Thousand Tons | 0 | 0 | 0 | 0 | 0 | 0 | 0 | 0
NSR Mt Storm 1-3 - NOX Rate Annual v3.1, Unit 3856 and retrofits | 548 | 7430 | Rate Constraint in lbs/MMBtu | FALSE | L | Annual | Allowances Withdrawn (1:1) | Thousand Tons | 0 | 0 | 0 | 0 | 0 | 0 | 0 | 0
NSR Mt Storm 1-3 - NOX Rate Annual v3.1, Unit 3856 and retrofits | 548 | 7430 | Rate Constraint in lbs/MMBtu | FALSE | L | Annual | Allowances Withdrawn (n:1) | Thousand Tons | 0 | 0 | 0 | 0 | 0 | 0 | 0 | 0
NSR Mt Storm 1-3 - NOX Rate Annual v3.1, Unit 3856 and retrofits | 548 | 7430 | Rate Constraint in lbs/MMBtu | FALSE | L | Annual | Net Emissions Allowance Position | Thousand Tons | 1.4442 | 1.1662 | 0.41959 | 0.41959 | 0.78605 | 1.3397 | 1.029 | 0
NSR Mt Storm 1-3 - NOX Rate Annual v3.1, Unit 3856 and retrofits | 548 | 7430 | Rate Constraint in lbs/MMBtu | FALSE | L | Annual | Fuel Consumed | TBtu | 36.9275 | 29.8187 | 10.7285 | 10.7285 | 20.0985 | 34.2555 | 26.3113 | 0
NSR Mt Storm 1-3 - NOX Rate Annual v3.1, Unit 3856 and retrofits | 548 | 7430 | Rate Constraint in lbs/MMBtu | FALSE | L | Annual | Rate | lb/MMBtu | 0.07822 | 0.07822 | 0.07822 | 0.07822 | 0.07822 | 0.07822 | 0.07822 | 0
NSR Mt Storm 1-3 - NOX Rate Annual v3.1, Unit 3856 and retrofits | 548 | 7430 | Rate Constraint in lbs/MMBtu | FALSE | L | Annual | Generation | TWh | 3.6674 | 2.9614 | 1.0655 | 1.0655 | 1.9961 | 3.4021 | 2.6131 | 0
NSR Mt Storm 1-3 - NOX Rate Annual v3.1, Unit 3856 and retrofits | 548 | 7430 | Rate Constraint in lbs/MMBtu | FALSE | L | Annual | Qualifying Generation | TWh | 3.6674 | 2.9614 | 1.0655 | 1.0655 | 1.9961 | 3.4021 | 2.6131 | 0
NSR Mt Storm 1-3 - NOX Rate Annual v3.1, Unit 3856 and retrofits | 548 | 7430 | Rate Constraint in lbs/MMBtu | FALSE | L | Annual | Rate | lb/MWh | 0.7876 | 0.7876 | 0.7876 | 0.7876 | 0.7876 | 0.7876 | 0.7876 | 0
NSR Mt Storm 1-3 - NOX Rate Annual v3.1, Unit 3856 and retrofits | 548 | 7430 | Rate Constraint in lbs/MMBtu | FALSE | L | Annual | Constraint Shadow Price | US2019$/Ton | 0 | 0 | 0 | 0 | 0 | 0 | 0 | 0
NSR Mt Storm 1-3 - NOX Rate Annual v3.1, Unit 3857 and retrofits | 549 | 7430 | Rate Constraint in lbs/MMBtu | FALSE | L | Annual | Seasons Included | Seasons | Winter, WintShld, Summer | Winter, WintShld, Summer | Winter, WintShld, Summer | Winter, WintShld, Summer | Winter, WintShld, Summer | Winter, WintShld, Summer | Winter, WintShld, Summer | Winter, WintShld, Summer
NSR Mt Storm 1-3 - NOX Rate Annual v3.1, Unit 3857 and retrofits | 549 | 7430 | Rate Constraint in lbs/MMBtu | FALSE | L | Annual | Standard NOX | lb/MMBtu | 0.11 | 0.11 | 0.11 | 0.11 | 0.11 | 0.11 | 0.11 | 0.11
NSR Mt Storm 1-3 - NOX Rate Annual v3.1, Unit 3857 and retrofits | 549 | 7430 | Rate Constraint in lbs/MMBtu | FALSE | L | Annual | Emissions at Affected Plants NOX | Thousand Tons | 0.36959 | 0 | 0 | 0 | 0 | 0 | 0 | 0
NSR Mt Storm 1-3 - NOX Rate Annual v3.1, Unit 3857 and retrofits | 549 | 7430 | Rate Constraint in lbs/MMBtu | FALSE | L | Annual | Allowances Purchased NOX | Thousand Tons | 0 | 0 | 0 | 0 | 0 | 0 | 0 | 0
NSR Mt Storm 1-3 - NOX Rate Annual v3.1, Unit 3857 and retrofits | 549 | 7430 | Rate Constraint in lbs/MMBtu | FALSE | L | Annual | Allowances Sold NOX | Thousand Tons | 0 | 0 | 0 | 0 | 0 | 0 | 0 | 0
NSR Mt Storm 1-3 - NOX Rate Annual v3.1, Unit 3857 and retrofits | 549 | 7430 | Rate Constraint in lbs/MMBtu | FALSE | L | Annual | Allowances Banked | Thousand Tons | 0 | 0 | 0 | 0 | 0 | 0 | 0 | 0
NSR Mt Storm 1-3 - NOX Rate Annual v3.1, Unit 3857 and retrofits | 549 | 7430 | Rate Constraint in lbs/MMBtu | FALSE | L | Annual | Allowances Withdrawn (1:1) | Thousand Tons | 0 | 0 | 0 | 0 | 0 | 0 | 0 | 0
NSR Mt Storm 1-3 - NOX Rate Annual v3.1, Unit 3857 and retrofits | 549 | 7430 | Rate Constraint in lbs/MMBtu | FALSE | L | Annual | Allowances Withdrawn (n:1) | Thousand Tons | 0 | 0 | 0 | 0 | 0 | 0 | 0 | 0
NSR Mt Storm 1-3 - NOX Rate Annual v3.1, Unit 3857 and retrofits | 549 | 7430 | Rate Constraint in lbs/MMBtu | FALSE | L | Annual | Net Emissions Allowance Position | Thousand Tons | 0.36959 | 0 | 0 | 0 | 0 | 0 | 0 | 0
NSR Mt Storm 1-3 - NOX Rate Annual v3.1, Unit 3857 and retrofits | 549 | 7430 | Rate Constraint in lbs/MMBtu | FALSE | L | Annual | Fuel Consumed | TBtu | 10.4153 | 0 | 0 | 0 | 0 | 0 | 0 | 0
NSR Mt Storm 1-3 - NOX Rate Annual v3.1, Unit 3857 and retrofits | 549 | 7430 | Rate Constraint in lbs/MMBtu | FALSE | L | Annual | Rate | lb/MMBtu | 0.07097 | 0 | 0 | 0 | 0 | 0 | 0 | 0
NSR Mt Storm 1-3 - NOX Rate Annual v3.1, Unit 3857 and retrofits | 549 | 7430 | Rate Constraint in lbs/MMBtu | FALSE | L | Annual | Generation | TWh | 0.9983 | 0 | 0 | 0 | 0 | 0 | 0 | 0
NSR Mt Storm 1-3 - NOX Rate Annual v3.1, Unit 3857 and retrofits | 549 | 7430 | Rate Constraint in lbs/MMBtu | FALSE | L | Annual | Qualifying Generation | TWh | 0.9983 | 0 | 0 | 0 | 0 | 0 | 0 | 0
NSR Mt Storm 1-3 - NOX Rate Annual v3.1, Unit 3857 and retrofits | 549 | 7430 | Rate Constraint in lbs/MMBtu | FALSE | L | Annual | Rate | lb/MWh | 0.74043 | 0 | 0 | 0 | 0 | 0 | 0 | 0
NSR Mt Storm 1-3 - NOX Rate Annual v3.1, Unit 3857 and retrofits | 549 | 7430 | Rate Constraint in lbs/MMBtu | FALSE | L | Annual | Constraint Shadow Price | US2019$/Ton | 0 | 0 | 0 | 0 | 0 | 0 | 0 | 0
NSR NIPSCO System - SO2 Cap Annual v4.11 | 550 | 7390 | Rate Constraint in MTons | FALSE | L | Annual | Seasons Included | Seasons | Winter, WintShld, Summer | Winter, WintShld, Summer | Winter, WintShld, Summer | Winter, WintShld, Summer | Winter, WintShld, Summer | Winter, WintShld, Summer | Winter, WintShld, Summer | Winter, WintShld, Summer
NSR NIPSCO System - SO2 Cap Annual v4.11 | 550 | 7390 | Rate Constraint in MTons | FALSE | L | Annual | Standard SO2 | Thousand Tons | 11.6 | 11.6 | 11.6 | 11.6 | 11.6 | 11.6 | 11.6 | 11.6
NSR NIPSCO System - SO2 Cap Annual v4.11 | 550 | 7390 | Rate Constraint in MTons | FALSE | L | Annual | Emissions at Affected Plants SO2 | Thousand Tons | 4.3366 | 1.3497 | 0 | 0 | 0 | 0 | 0 | 0
NSR NIPSCO System - SO2 Cap Annual v4.11 | 550 | 7390 | Rate Constraint in MTons | FALSE | L | Annual | Allowances Purchased SO2 | Thousand Tons | 0 | 0 | 0 | 0 | 0 | 0 | 0 | 0
NSR NIPSCO System - SO2 Cap Annual v4.11 | 550 | 7390 | Rate Constraint in MTons | FALSE | L | Annual | Allowances Sold SO2 | Thousand Tons | 0 | 0 | 0 | 0 | 0 | 0 | 0 | 0
NSR NIPSCO System - SO2 Cap Annual v4.11 | 550 | 7390 | Rate Constraint in MTons | FALSE | L | Annual | Allowances Banked | Thousand Tons | 0 | 0 | 0 | 0 | 0 | 0 | 0 | 0
NSR NIPSCO System - SO2 Cap Annual v4.11 | 550 | 7390 | Rate Constraint in MTons | FALSE | L | Annual | Allowances Withdrawn (1:1) | Thousand Tons | 0 | 0 | 0 | 0 | 0 | 0 | 0 | 0
NSR NIPSCO System - SO2 Cap Annual v4.11 | 550 | 7390 | Rate Constraint in MTons | FALSE | L | Annual | Allowances Withdrawn (n:1) | Thousand Tons | 0 | 0 | 0 | 0 | 0 | 0 | 0 | 0
NSR NIPSCO System - SO2 Cap Annual v4.11 | 550 | 7390 | Rate Constraint in MTons | FALSE | L | Annual | Net Emissions Allowance Position | Thousand Tons | 4.3366 | 1.3497 | 0 | 0 | 0 | 0 | 0 | 0
NSR NIPSCO System - SO2 Cap Annual v4.11 | 550 | 7390 | Rate Constraint in MTons | FALSE | L | Annual | Fuel Consumed | TBtu | 80.3791 | 35.4287 | 0 | 0 | 0 | 0 | 0 | 0
NSR NIPSCO System - SO2 Cap Annual v4.11 | 550 | 7390 | Rate Constraint in MTons | FALSE | L | Annual | Rate | lb/MMBtu | 0.1079 | 0.07619 | 0 | 0 | 0 | 0 | 0 | 0
NSR NIPSCO System - SO2 Cap Annual v4.11 | 550 | 7390 | Rate Constraint in MTons | FALSE | L | Annual | Generation | TWh | 7.1432 | 3.251 | 0 | 0 | 0 | 0 | 0 | 0
NSR NIPSCO System - SO2 Cap Annual v4.11 | 550 | 7390 | Rate Constraint in MTons | FALSE | L | Annual | Qualifying Generation | TWh | 7.1432 | 3.251 | 0 | 0 | 0 | 0 | 0 | 0
NSR NIPSCO System - SO2 Cap Annual v4.11 | 550 | 7390 | Rate Constraint in MTons | FALSE | L | Annual | Rate | lb/MWh | 1.2142 | 0.8303 | 0 | 0 | 0 | 0 | 0 | 0
NSR NIPSCO System - SO2 Cap Annual v4.11 | 550 | 7390 | Rate Constraint in MTons | FALSE | L | Annual | Constraint Shadow Price | US2019$/Ton | 0 | 0 | 0 | 0 | 0 | 0 | 0 | 0
NSR NIPSCO System - NOx Cap Annual 4.11 | 551 | 7391 | Rate Constraint in MTons | FALSE | L | Annual | Seasons Included | Seasons | Winter, WintShld, Summer | Winter, WintShld, Summer | Winter, WintShld, Summer | Winter, WintShld, Summer | Winter, WintShld, Summer | Winter, WintShld, Summer | Winter, WintShld, Summer | Winter, WintShld, Summer
NSR NIPSCO System - NOx Cap Annual 4.11 | 551 | 7391 | Rate Constraint in MTons | FALSE | L | Annual | Standard NOX | Thousand Tons | 11.704 | 11.704 | 11.704 | 11.704 | 11.704 | 11.704 | 11.704 | 11.704
NSR NIPSCO System - NOx Cap Annual 4.11 | 551 | 7391 | Rate Constraint in MTons | FALSE | L | Annual | Emissions at Affected Plants NOX | Thousand Tons | 5.3767 | 1.5047 | 0 | 0 | 0 | 0 | 0 | 0
NSR NIPSCO System - NOx Cap Annual 4.11 | 551 | 7391 | Rate Constraint in MTons | FALSE | L | Annual | Allowances Purchased NOX | Thousand Tons | 0 | 0 | 0 | 0 | 0 | 0 | 0 | 0
NSR NIPSCO System - NOx Cap Annual 4.11 | 551 | 7391 | Rate Constraint in MTons | FALSE | L | Annual | Allowances Sold NOX | Thousand Tons | 0 | 0 | 0 | 0 | 0 | 0 | 0 | 0
NSR NIPSCO System - NOx Cap Annual 4.11 | 551 | 7391 | Rate Constraint in MTons | FALSE | L | Annual | Allowances Banked | Thousand Tons | 0 | 0 | 0 | 0 | 0 | 0 | 0 | 0
NSR NIPSCO System - NOx Cap Annual 4.11 | 551 | 7391 | Rate Constraint in MTons | FALSE | L | Annual | Allowances Withdrawn (1:1) | Thousand Tons | 0 | 0 | 0 | 0 | 0 | 0 | 0 | 0
NSR NIPSCO System - NOx Cap Annual 4.11 | 551 | 7391 | Rate Constraint in MTons | FALSE | L | Annual | Allowances Withdrawn (n:1) | Thousand Tons | 0 | 0 | 0 | 0 | 0 | 0 | 0 | 0
NSR NIPSCO System - NOx Cap Annual 4.11 | 551 | 7391 | Rate Constraint in MTons | FALSE | L | Annual | Net Emissions Allowance Position | Thousand Tons | 5.3767 | 1.5047 | 0 | 0 | 0 | 0 | 0 | 0
NSR NIPSCO System - NOx Cap Annual 4.11 | 551 | 7391 | Rate Constraint in MTons | FALSE | L | Annual | Fuel Consumed | TBtu | 80.3791 | 35.4287 | 0 | 0 | 0 | 0 | 0 | 0
NSR NIPSCO System - NOx Cap Annual 4.11 | 551 | 7391 | Rate Constraint in MTons | FALSE | L | Annual | Rate | lb/MMBtu | 0.13378 | 0.084944 | 0 | 0 | 0 | 0 | 0 | 0
NSR NIPSCO System - NOx Cap Annual 4.11 | 551 | 7391 | Rate Constraint in MTons | FALSE | L | Annual | Generation | TWh | 7.1432 | 3.251 | 0 | 0 | 0 | 0 | 0 | 0
NSR NIPSCO System - NOx Cap Annual 4.11 | 551 | 7391 | Rate Constraint in MTons | FALSE | L | Annual | Qualifying Generation | TWh | 7.1432 | 3.251 | 0 | 0 | 0 | 0 | 0 | 0
NSR NIPSCO System - NOx Cap Annual 4.11 | 551 | 7391 | Rate Constraint in MTons | FALSE | L | Annual | Rate | lb/MWh | 1.5054 | 0.92569 | 0 | 0 | 0 | 0 | 0 | 0
NSR NIPSCO System - NOx Cap Annual 4.11 | 551 | 7391 | Rate Constraint in MTons | FALSE | L | Annual | Constraint Shadow Price | US2019$/Ton | 0 | 0 | 0 | 0 | 0 | 0 | 0 | 0
NSR NV Power Consent - NOX Cap Annual v3.1 | 552 | 7389 | Rate Constraint in MTons | FALSE | L | Annual | Seasons Included | Seasons | Winter, WintShld, Summer | Winter, WintShld, Summer | Winter, WintShld, Summer | Winter, WintShld, Summer | Winter, WintShld, Summer | Winter, WintShld, Summer | Winter, WintShld, Summer | Winter, WintShld, Summer
NSR NV Power Consent - NOX Cap Annual v3.1 | 552 | 7389 | Rate Constraint in MTons | FALSE | L | Annual | Standard NOX | Thousand Tons | 0.36 | 0.36 | 0.36 | 0.36 | 0.36 | 0.36 | 0.36 | 0.36
NSR NV Power Consent - NOX Cap Annual v3.1 | 552 | 7389 | Rate Constraint in MTons | FALSE | L | Annual | Emissions at Affected Plants NOX | Thousand Tons | 0 | 0.00059191 | 0.00059191 | 0.028703 | 0.0045922 | 0.065743 | 0.11477 | 0.00027971
NSR NV Power Consent - NOX Cap Annual v3.1 | 552 | 7389 | Rate Constraint in MTons | FALSE | L | Annual | Allowances Purchased NOX | Thousand Tons | 0 | 0 | 0 | 0 | 0 | 0 | 0 | 0
NSR NV Power Consent - NOX Cap Annual v3.1 | 552 | 7389 | Rate Constraint in MTons | FALSE | L | Annual | Allowances Sold NOX | Thousand Tons | 0 | 0 | 0 | 0 | 0 | 0 | 0 | 0
NSR NV Power Consent - NOX Cap Annual v3.1 | 552 | 7389 | Rate Constraint in MTons | FALSE | L | Annual | Allowances Banked | Thousand Tons | 0 | 0 | 0 | 0 | 0 | 0 | 0 | 0
NSR NV Power Consent - NOX Cap Annual v3.1 | 552 | 7389 | Rate Constraint in MTons | FALSE | L | Annual | Allowances Withdrawn (1:1) | Thousand Tons | 0 | 0 | 0 | 0 | 0 | 0 | 0 | 0
NSR NV Power Consent - NOX Cap Annual v3.1 | 552 | 7389 | Rate Constraint in MTons | FALSE | L | Annual | Allowances Withdrawn (n:1) | Thousand Tons | 0 | 0 | 0 | 0 | 0 | 0 | 0 | 0
NSR NV Power Consent - NOX Cap Annual v3.1 | 552 | 7389 | Rate Constraint in MTons | FALSE | L | Annual | Net Emissions Allowance Position | Thousand Tons | 0 | 0.00059191 | 0.00059191 | 0.028703 | 0.0045922 | 0.065743 | 0.11477 | 0.00027971
NSR NV Power Consent - NOX Cap Annual v3.1 | 552 | 7389 | Rate Constraint in MTons | FALSE | L | Annual | Fuel Consumed | TBtu | 0 | 0.015626 | 0.015626 | 0.75774 | 0.12123 | 1.7356 | 3.03 | 0.0073842
NSR NV Power Consent - NOX Cap Annual v3.1 | 552 | 7389 | Rate Constraint in MTons | FALSE | L | Annual | Rate | lb/MMBtu | 0 | 0.075758 | 0.075758 | 0.075758 | 0.075758 | 0.075758 | 0.075758 | 0.075758
NSR NV Power Consent - NOX Cap Annual v3.1 | 552 | 7389 | Rate Constraint in MTons | FALSE | L | Annual | Generation | TWh | 0 | 0.0016638 | 0.0016638 | 0.08068 | 0.012908 | 0.18479 | 0.32261 | 0.00078622
NSR NV Power Consent - NOX Cap Annual v3.1 | 552 | 7389 | Rate Constraint in MTons | FALSE | L | Annual | Qualifying Generation | TWh | 0 | 0.0016638 | 0.0016638 | 0.08068 | 0.012908 | 0.18479 | 0.32261 | 0.00078622
NSR NV Power Consent - NOX Cap Annual v3.1 | 552 | 7389 | Rate Constraint in MTons | FALSE | L | Annual | Rate | lb/MWh | 0 | 0.71152 | 0.71152 | 0.71152 | 0.71152 | 0.71152 | 0.71152 | 0.71152
NSR NV Power Consent - NOX Cap Annual v3.1 | 552 | 7389 | Rate Constraint in MTons | FALSE | L | Annual | Constraint Shadow Price | US2019$/Ton | 0 | 0 | 0 | 0 | 0 | 0 | 0 | 0
NSR Oak Creek 5-8 - NOX Rate Annual v3.1, Unit 3839 and retrofits | 553 | 7427 | Rate Constraint in lbs/MMBtu | FALSE | L | Annual | Seasons Included | Seasons | Winter, WintShld, Summer | Winter, WintShld, Summer | Winter, WintShld, Summer | Winter, WintShld, Summer | Winter, WintShld, Summer | Winter, WintShld, Summer | Winter, WintShld, Summer | Winter, WintShld, Summer
NSR Oak Creek 5-8 - NOX Rate Annual v3.1, Unit 3839 and retrofits | 553 | 7427 | Rate Constraint in lbs/MMBtu | FALSE | L | Annual | Standard NOX | lb/MMBtu | 0.08 | 0.08 | 0.08 | 0.08 | 0.08 | 0.08 | 0.08 | 0.08
NSR Oak Creek 5-8 - NOX Rate Annual v3.1, Unit 3839 and retrofits | 553 | 7427 | Rate Constraint in lbs/MMBtu | FALSE | L | Annual | Emissions at Affected Plants NOX | Thousand Tons | 0.63048 | 0 | 0 | 0 | 0 | 0 | 0 | 0
NSR Oak Creek 5-8 - NOX Rate Annual v3.1, Unit 3839 and retrofits | 553 | 7427 | Rate Constraint in lbs/MMBtu | FALSE | L | Annual | Allowances Purchased NOX | Thousand Tons | 0 | 0 | 0 | 0 | 0 | 0 | 0 | 0
NSR Oak Creek 5-8 - NOX Rate Annual v3.1, Unit 3839 and retrofits | 553 | 7427 | Rate Constraint in lbs/MMBtu | FALSE | L | Annual | Allowances Sold NOX | Thousand Tons | 0 | 0 | 0 | 0 | 0 | 0 | 0 | 0
NSR Oak Creek 5-8 - NOX Rate Annual v3.1, Unit 3839 and retrofits | 553 | 7427 | Rate Constraint in lbs/MMBtu | FALSE | L | Annual | Allowances Banked | Thousand Tons | 0 | 0 | 0 | 0 | 0 | 0 | 0 | 0
NSR Oak Creek 5-8 - NOX Rate Annual v3.1, Unit 3839 and retrofits | 553 | 7427 | Rate Constraint in lbs/MMBtu | FALSE | L | Annual | Allowances Withdrawn (1:1) | Thousand Tons | 0 | 0 | 0 | 0 | 0 | 0 | 0 | 0
NSR Oak Creek 5-8 - NOX Rate Annual v3.1, Unit 3839 and retrofits | 553 | 7427 | Rate Constraint in lbs/MMBtu | FALSE | L | Annual | Allowances Withdrawn (n:1) | Thousand Tons | 0 | 0 | 0 | 0 | 0 | 0 | 0 | 0
NSR Oak Creek 5-8 - NOX Rate Annual v3.1, Unit 3839 and retrofits | 553 | 7427 | Rate Constraint in lbs/MMBtu | FALSE | L | Annual | Net Emissions Allowance Position | Thousand Tons | 0.63048 | 0 | 0 | 0 | 0 | 0 | 0 | 0
NSR Oak Creek 5-8 - NOX Rate Annual v3.1, Unit 3839 and retrofits | 553 | 7427 | Rate Constraint in lbs/MMBtu | FALSE | L | Annual | Fuel Consumed | TBtu | 19.4353 | 0 | 0 | 0 | 0 | 0 | 0 | 0
NSR Oak Creek 5-8 - NOX Rate Annual v3.1, Unit 3839 and retrofits | 553 | 7427 | Rate Constraint in lbs/MMBtu | FALSE | L | Annual | Rate | lb/MMBtu | 0.06488 | 0 | 0 | 0 | 0 | 0 | 0 | 0
NSR Oak Creek 5-8 - NOX Rate Annual v3.1, Unit 3839 and retrofits | 553 | 7427 | Rate Constraint in lbs/MMBtu | FALSE | L | Annual | Generation | TWh | 1.8805 | 0 | 0 | 0 | 0 | 0 | 0 | 0
NSR Oak Creek 5-8 - NOX Rate Annual v3.1, Unit 3839 and retrofits | 553 | 7427 | Rate Constraint in lbs/MMBtu | FALSE | L | Annual | Qualifying Generation | TWh | 1.8805 | 0 | 0 | 0 | 0 | 0 | 0 | 0
NSR Oak Creek 5-8 - NOX Rate Annual v3.1, Unit 3839 and retrofits | 553 | 7427 | Rate Constraint in lbs/MMBtu | FALSE | L | Annual | Rate | lb/MWh | 0.67053 | 0 | 0 | 0 | 0 | 0 | 0 | 0
NSR Oak Creek 5-8 - NOX Rate Annual v3.1, Unit 3839 and retrofits | 553 | 7427 | Rate Constraint in lbs/MMBtu | FALSE | L | Annual | Constraint Shadow Price | US2019$/Ton | 0 | 0 | 0 | 0 | 0 | 0 | 0 | 0
NSR Oak Creek 5-8 - NOX Rate Annual v3.1, Unit 3840 and retrofits | 554 | 7427 | Rate Constraint in lbs/MMBtu | FALSE | L | Annual | Seasons Included | Seasons | Winter, WintShld, Summer | Winter, WintShld, Summer | Winter, WintShld, Summer | Winter, WintShld, Summer | Winter, WintShld, Summer | Winter, WintShld, Summer | Winter, WintShld, Summer | Winter, WintShld, Summer
NSR Oak Creek 5-8 - NOX Rate Annual v3.1, Unit 3840 and retrofits | 554 | 7427 | Rate Constraint in lbs/MMBtu | FALSE | L | Annual | Standard NOX | lb/MMBtu | 0.08 | 0.08 | 0.08 | 0.08 | 0.08 | 0.08 | 0.08 | 0.08
NSR Oak Creek 5-8 - NOX Rate Annual v3.1, Unit 3840 and retrofits | 554 | 7427 | Rate Constraint in lbs/MMBtu | FALSE | L | Annual | Emissions at Affected Plants NOX | Thousand Tons | 0.65938 | 0 | 0 | 0 | 0 | 0 | 0 | 0
NSR Oak Creek 5-8 - NOX Rate Annual v3.1, Unit 3840 and retrofits | 554 | 7427 | Rate Constraint in lbs/MMBtu | FALSE | L | Annual | Allowances Purchased NOX | Thousand Tons | 0 | 0 | 0 | 0 | 0 | 0 | 0 | 0
NSR Oak Creek 5-8 - NOX Rate Annual v3.1, Unit 3840 and retrofits | 554 | 7427 | Rate Constraint in lbs/MMBtu | FALSE | L | Annual | Allowances Sold NOX | Thousand Tons | 0 | 0 | 0 | 0 | 0 | 0 | 0 | 0
NSR Oak Creek 5-8 - NOX Rate Annual v3.1, Unit 3840 and retrofits | 554 | 7427 | Rate Constraint in lbs/MMBtu | FALSE | L | Annual | Allowances Banked | Thousand Tons | 0 | 0 | 0 | 0 | 0 | 0 | 0 | 0
NSR Oak Creek 5-8 - NOX Rate Annual v3.1, Unit 3840 and retrofits | 554 | 7427 | Rate Constraint in lbs/MMBtu | FALSE | L | Annual | Allowances Withdrawn (1:1) | Thousand Tons | 0 | 0 | 0 | 0 | 0 | 0 | 0 | 0
NSR Oak Creek 5-8 - NOX Rate Annual v3.1, Unit 3840 and retrofits | 554 | 7427 | Rate Constraint in lbs/MMBtu | FALSE | L | Annual | Allowances Withdrawn (n:1) | Thousand Tons | 0 | 0 | 0 | 0 | 0 | 0 | 0 | 0
NSR Oak Creek 5-8 - NOX Rate Annual v3.1, Unit 3840 and retrofits | 554 | 7427 | Rate Constraint in lbs/MMBtu | FALSE | L | Annual | Net Emissions Allowance Position | Thousand Tons | 0.65938 | 0 | 0 | 0 | 0 | 0 | 0 | 0
NSR Oak Creek 5-8 - NOX Rate Annual v3.1, Unit 3840 and retrofits | 554 | 7427 | Rate Constraint in lbs/MMBtu | FALSE | L | Annual | Fuel Consumed | TBtu | 20.3042 | 0 | 0 | 0 | 0 | 0 | 0 | 0
NSR Oak Creek 5-8 - NOX Rate Annual v3.1, Unit 3840 and retrofits | 554 | 7427 | Rate Constraint in lbs/MMBtu | FALSE | L | Annual | Rate | lb/MMBtu | 0.06495 | 0 | 0 | 0 | 0 | 0 | 0 | 0
NSR Oak Creek 5-8 - NOX Rate Annual v3.1, Unit 3840 and retrofits | 554 | 7427 | Rate Constraint in lbs/MMBtu | FALSE | L | Annual | Generation | TWh | 1.9323 | 0 | 0 | 0 | 0 | 0 | 0 | 0
NSR Oak Creek 5-8 - NOX Rate Annual v3.1, Unit 3840 and retrofits | 554 | 7427 | Rate Constraint in lbs/MMBtu | FALSE | L | Annual | Qualifying Generation | TWh | 1.9323 | 0 | 0 | 0 | 0 | 0 | 0 | 0
NSR Oak Creek 5-8 - NOX Rate Annual v3.1, Unit 3840 and retrofits | 554 | 7427 | Rate Constraint in lbs/MMBtu | FALSE | L | Annual | Rate | lb/MWh | 0.68249 | 0 | 0 | 0 | 0 | 0 | 0 | 0
NSR Oak Creek 5-8 - NOX Rate Annual v3.1, Unit 3840 and retrofits | 554 | 7427 | Rate Constraint in lbs/MMBtu | FALSE | L | Annual | Constraint Shadow Price | US2019$/Ton | 0 | 0 | 0 | 0 | 0 | 0 | 0 | 0
NSR Oak Creek 5-8 - NOX Rate Annual v3.1, Unit 3841 and retrofits | 555 | 7427 | Rate Constraint in lbs/MMBtu | FALSE | L | Annual | Seasons Included | Seasons | Winter, WintShld, Summer | Winter, WintShld, Summer | Winter, WintShld, Summer | Winter, WintShld, Summer | Winter, WintShld, Summer | Winter, WintShld, Summer | Winter, WintShld, Summer | Winter, WintShld, Summer
NSR Oak Creek 5-8 - NOX Rate Annual v3.1, Unit 3841 and retrofits | 555 | 7427 | Rate Constraint in lbs/MMBtu | FALSE | L | Annual | Standard NOX | lb/MMBtu | 0.08 | 0.08 | 0.08 | 0.08 | 0.08 | 0.08 | 0.08 | 0.08
NSR Oak Creek 5-8 - NOX Rate Annual v3.1, Unit 3841 and retrofits | 555 | 7427 | Rate Constraint in lbs/MMBtu | FALSE | L | Annual | Emissions at Affected Plants NOX | Thousand Tons | 0.51567 | 0 | 0 | 0 | 0 | 0 | 0 | 0
NSR Oak Creek 5-8 - NOX Rate Annual v3.1, Unit 3841 and retrofits | 555 | 7427 | Rate Constraint in lbs/MMBtu | FALSE | L | Annual | Allowances Purchased NOX | Thousand Tons | 0 | 0 | 0 | 0 | 0 | 0 | 0 | 0
NSR Oak Creek 5-8 - NOX Rate Annual v3.1, Unit 3841 and retrofits | 555 | 7427 | Rate Constraint in lbs/MMBtu | FALSE | L | Annual | Allowances Sold NOX | Thousand Tons | 0 | 0 | 0 | 0 | 0 | 0 | 0 | 0
NSR Oak Creek 5-8 - NOX Rate Annual v3.1, Unit 3841 and retrofits | 555 | 7427 | Rate Constraint in lbs/MMBtu | FALSE | L | Annual | Allowances Banked | Thousand Tons | 0 | 0 | 0 | 0 | 0 | 0 | 0 | 0
NSR Oak Creek 5-8 - NOX Rate Annual v3.1, Unit 3841 and retrofits | 555 | 7427 | Rate Constraint in lbs/MMBtu | FALSE | L | Annual | Allowances Withdrawn (1:1) | Thousand Tons | 0 | 0 | 0 | 0 | 0 | 0 | 0 | 0
NSR Oak Creek 5-8 - NOX Rate Annual v3.1, Unit 3841 and retrofits | 555 | 7427 | Rate Constraint in lbs/MMBtu | FALSE | L | Annual | Allowances Withdrawn (n:1) | Thousand Tons | 0 | 0 | 0 | 0 | 0 | 0 | 0 | 0
NSR Oak Creek 5-8 - NOX Rate Annual v3.1, Unit 3841 and retrofits | 555 | 7427 | Rate Constraint in lbs/MMBtu | FALSE | L | Annual | Net Emissions Allowance Position | Thousand Tons | 0.51567 | 0 | 0 | 0 | 0 | 0 | 0 | 0
NSR Oak Creek 5-8 - NOX Rate Annual v3.1, Unit 3841 and retrofits | 555 | 7427 | Rate Constraint in lbs/MMBtu | FALSE | L | Annual | Fuel Consumed | TBtu | 15.4461 | 0 | 0 | 0 | 0 | 0 | 0 | 0
NSR Oak Creek 5-8 - NOX Rate Annual v3.1, Unit 3841 and retrofits | 555 | 7427 | Rate Constraint in lbs/MMBtu | FALSE | L | Annual | Rate | lb/MMBtu | 0.06677 | 0 | 0 | 0 | 0 | 0 | 0 | 0
NSR Oak Creek 5-8 - NOX Rate Annual v3.1, Unit 3841 and retrofits | 555 | 7427 | Rate Constraint in lbs/MMBtu | FALSE | L | Annual | Generation | TWh | 1.4973 | 0 | 0 | 0 | 0 | 0 | 0 | 0
NSR Oak Creek 5-8 - NOX Rate Annual v3.1, Unit 3841 and retrofits | 555 | 7427 | Rate Constraint in lbs/MMBtu | FALSE | L | Annual | Qualifying Generation | TWh | 1.4973 | 0 | 0 | 0 | 0 | 0 | 0 | 0
NSR Oak Creek 5-8 - NOX Rate Annual v3.1, Unit 3841 and retrofits | 555 | 7427 | Rate Constraint in lbs/MMBtu | FALSE | L | Annual | Rate | lb/MWh | 0.6888 | 0 | 0 | 0 | 0 | 0 | 0 | 0
NSR Oak Creek 5-8 - NOX Rate Annual v3.1, Unit 3841 and retrofits | 555 | 7427 | Rate Constraint in lbs/MMBtu | FALSE | L | Annual | Constraint Shadow Price | US2019$/Ton | 0 | 0 | 0 | 0 | 0 | 0 | 0 | 0
NSR Oak Creek 5-8 - NOX Rate Annual v3.1, Unit 3842 and retrofits | 556 | 7427 | Rate Constraint in lbs/MMBtu | FALSE | L | Annual | Seasons Included | Seasons | Winter, WintShld, Summer | Winter, WintShld, Summer | Winter, WintShld, Summer | Winter, WintShld, Summer | Winter, WintShld, Summer | Winter, WintShld, Summer | Winter, WintShld, Summer | Winter, WintShld, Summer
NSR Oak Creek 5-8 - NOX Rate Annual v3.1, Unit 3842 and retrofits | 556 | 7427 | Rate Constraint in lbs/MMBtu | FALSE | L | Annual | Standard NOX | lb/MMBtu | 0.08 | 0.08 | 0.08 | 0.08 | 0.08 | 0.08 | 0.08 | 0.08
NSR Oak Creek 5-8 - NOX Rate Annual v3.1, Unit 3842 and retrofits | 556 | 7427 | Rate Constraint in lbs/MMBtu | FALSE | L | Annual | Emissions at Affected Plants NOX | Thousand Tons | 0.52432 | 0 | 0 | 0 | 0 | 0 | 0 | 0
NSR Oak Creek 5-8 - NOX Rate Annual v3.1, Unit 3842 and retrofits | 556 | 7427 | Rate Constraint in lbs/MMBtu | FALSE | L | Annual | Allowances Purchased NOX | Thousand Tons | 0 | 0 | 0 | 0 | 0 | 0 | 0 | 0
NSR Oak Creek 5-8 - NOX Rate Annual v3.1, Unit 3842 and retrofits | 556 | 7427 | Rate Constraint in lbs/MMBtu | FALSE | L | Annual | Allowances Sold NOX | Thousand Tons | 0 | 0 | 0 | 0 | 0 | 0 | 0 | 0
NSR Oak Creek 5-8 - NOX Rate Annual v3.1, Unit 3842 and retrofits | 556 | 7427 | Rate Constraint in lbs/MMBtu | FALSE | L | Annual | Allowances Banked | Thousand Tons | 0 | 0 | 0 | 0 | 0 | 0 | 0 | 0
NSR Oak Creek 5-8 - NOX Rate Annual v3.1, Unit 3842 and retrofits | 556 | 7427 | Rate Constraint in lbs/MMBtu | FALSE | L | Annual | Allowances Withdrawn (1:1) | Thousand Tons | 0 | 0 | 0 | 0 | 0 | 0 | 0 | 0
NSR Oak Creek 5-8 - NOX Rate Annual v3.1, Unit 3842 and retrofits | 556 | 7427 | Rate Constraint in lbs/MMBtu | FALSE | L | Annual | Allowances Withdrawn (n:1) | Thousand Tons | 0 | 0 | 0 | 0 | 0 | 0 | 0 | 0
NSR Oak Creek 5-8 - NOX Rate Annual v3.1, Unit 3842 and retrofits | 556 | 7427 | Rate Constraint in lbs/MMBtu | FALSE | L | Annual | Net Emissions Allowance Position | Thousand Tons | 0.52432 | 0 | 0 | 0 | 0 | 0 | 0 | 0
NSR Oak Creek 5-8 - NOX Rate Annual v3.1, Unit 3842 and retrofits | 556 | 7427 | Rate Constraint in lbs/MMBtu | FALSE | L | Annual | Fuel Consumed | TBtu | 15.2086 | 0 | 0 | 0 | 0 | 0 | 0 | 0
NSR Oak Creek 5-8 - NOX Rate Annual v3.1, Unit 3842 and retrofits | 556 | 7427 | Rate Constraint in lbs/MMBtu | FALSE | L | Annual | Rate | lb/MMBtu | 0.06895 | 0 | 0 | 0 | 0 | 0 | 0 | 0
NSR Oak Creek 5-8 - NOX Rate Annual v3.1, Unit 3842 and retrofits | 556 | 7427 | Rate Constraint in lbs/MMBtu | FALSE | L | Annual | Generation | TWh | 1.4728 | 0 | 0 | 0 | 0 | 0 | 0 | 0
NSR Oak Creek 5-8 - NOX Rate Annual v3.1, Unit 3842 and retrofits | 556 | 7427 | Rate Constraint in lbs/MMBtu | FALSE | L | Annual | Qualifying Generation | TWh | 1.4728 | 0 | 0 | 0 | 0 | 0 | 0 | 0
NSR Oak Creek 5-8 - NOX Rate Annual v3.1, Unit 3842 and retrofits | 556 | 7427 | Rate Constraint in lbs/MMBtu | FALSE | L | Annual | Rate | lb/MWh | 0.71198 | 0 | 0 | 0 | 0 | 0 | 0 | 0
NSR Oak Creek 5-8 - NOX Rate Annual v3.1, Unit 3842 and retrofits | 556 | 7427 | Rate Constraint in lbs/MMBtu | FALSE | L | Annual | Constraint Shadow Price | US2019$/Ton | 0 | 0 | 0 | 0 | 0 | 0 | 0 | 0
NSR Oak Creek 5-8 - SO2 Rate Annual v5.16 | 557 | 7426 | Rate Constraint in lbs/MMBtu | FALSE | L | Annual | Seasons Included | Seasons | Winter, WintShld, Summer | Winter, WintShld, Summer | Winter, WintShld, Summer | Winter, WintShld, Summer | Winter, WintShld, Summer | Winter, WintShld, Summer | Winter, WintShld, Summer | Winter, WintShld, Summer
NSR Oak Creek 5-8 - SO2 Rate Annual v5.16 | 557 | 7426 | Rate Constraint in lbs/MMBtu | FALSE | L | Annual | Standard SO2 | lb/MMBtu | 0.08 | 0.08 | 0.08 | 0.08 | 0.08 | 0.08 | 0.08 | 0.08
NSR Oak Creek 5-8 - SO2 Rate Annual v5.16 | 557 | 7426 | Rate Constraint in lbs/MMBtu | FALSE | L | Annual | Emissions at Affected Plants SO2 | Thousand Tons | 0.9192 | 0 | 0 | 0 | 0 | 0 | 0 | 0
NSR Oak Creek 5-8 - SO2 Rate Annual v5.16 | 557 | 7426 | Rate Constraint in lbs/MMBtu | FALSE | L | Annual | Allowances Purchased SO2 | Thousand Tons | 0 | 0 | 0 | 0 | 0 | 0 | 0 | 0
NSR Oak Creek 5-8 - SO2 Rate Annual v5.16 | 557 | 7426 | Rate Constraint in lbs/MMBtu | FALSE | L | Annual | Allowances Sold SO2 | Thousand Tons | 0 | 0 | 0 | 0 | 0 | 0 | 0 | 0
NSR Oak Creek 5-8 - SO2 Rate Annual v5.16 | 557 | 7426 | Rate Constraint in lbs/MMBtu | FALSE | L | Annual | Allowances Banked | Thousand Tons | 0 | 0 | 0 | 0 | 0 | 0 | 0 | 0
NSR Oak Creek 5-8 - SO2 Rate Annual v5.16 | 557 | 7426 | Rate Constraint in lbs/MMBtu | FALSE | L | Annual | Allowances Withdrawn (1:1) | Thousand Tons | 0 | 0 | 0 | 0 | 0 | 0 | 0 | 0
NSR Oak Creek 5-8 - SO2 Rate Annual v5.16 | 557 | 7426 | Rate Constraint in lbs/MMBtu | FALSE | L | Annual | Allowances Withdrawn (n:1) | Thousand Tons | 0 | 0 | 0 | 0 | 0 | 0 | 0 | 0
NSR Oak Creek 5-8 - SO2 Rate Annual v5.16 | 557 | 7426 | Rate Constraint in lbs/MMBtu | FALSE | L | Annual | Net Emissions Allowance Position | Thousand Tons | 0.9192 | 0 | 0 | 0 | 0 | 0 | 0 | 0
NSR Oak Creek 5-8 - SO2 Rate Annual v5.16 | 557 | 7426 | Rate Constraint in lbs/MMBtu | FALSE | L | Annual | Fuel Consumed | TBtu | 70.3942 | 0 | 0 | 0 | 0 | 0 | 0 | 0
NSR Oak Creek 5-8 - SO2 Rate Annual v5.16 | 557 | 7426 | Rate Constraint in lbs/MMBtu | FALSE | L | Annual | Rate | lb/MMBtu | 0.026116 | 0 | 0 | 0 | 0 | 0 | 0 | 0
NSR Oak Creek 5-8 - SO2 Rate Annual v5.16 | 557 | 7426 | Rate Constraint in lbs/MMBtu | FALSE | L | Annual | Generation | TWh | 6.7829 | 0 | 0 | 0 | 0 | 0 | 0 | 0
NSR Oak Creek 5-8 - SO2 Rate Annual v5.16 | 557 | 7426 | Rate Constraint in lbs/MMBtu | FALSE | L | Annual | Qualifying Generation | TWh | 6.7829 | 0 | 0 | 0 | 0 | 0 | 0 | 0
NSR Oak Creek 5-8 - SO2 Rate Annual v5.16 | 557 | 7426 | Rate Constraint in lbs/MMBtu | FALSE | L | Annual | Rate | lb/MWh | 0.27103 | 0 | 0 | 0 | 0 | 0 | 0 | 0
NSR Oak Creek 5-8 - SO2 Rate Annual v5.16 | 557 | 7426 | Rate Constraint in lbs/MMBtu | FALSE | L | Annual | Constraint Shadow Price | US2019$/Ton | 0 | 0 | 0 | 0 | 0 | 0 | 0 | 0
NSR OH Edison - NOX Cap Annual v3.1 | 558 | 7392 | Rate Constraint in MTons | FALSE | L | Annual | Seasons Included | Seasons | Winter, WintShld, Summer | Winter, WintShld, Summer | Winter, WintShld, Summer | Winter, WintShld, Summer | Winter, WintShld, Summer | Winter, WintShld, Summer | Winter, WintShld, Summer | Winter, WintShld, Summer
NSR OH Edison - NOX Cap Annual v3.1 | 558 | 7392 | Rate Constraint in MTons | FALSE | L | Annual | Standard NOX | Thousand Tons | 11.86 | 11.86 | 11.86 | 11.86 | 11.86 | 11.86 | 11.86 | 11.86
NSR OH Edison - NOX Cap Annual v3.1 | 558 | 7392 | Rate Constraint in MTons | FALSE | L | Annual | Emissions at Affected Plants NOX | Thousand Tons | 5.5358 | 3.3289 | 0 | 0 | 0 | 0 | 0 | 0
NSR OH Edison - NOX Cap Annual v3.1 | 558 | 7392 | Rate Constraint in MTons | FALSE | L | Annual | Allowances Purchased NOX | Thousand Tons | 0 | 0 | 0 | 0 | 0 | 0 | 0 | 0
NSR OH Edison - NOX Cap Annual v3.1 | 558 | 7392 | Rate Constraint in MTons | FALSE | L | Annual | Allowances Sold NOX | Thousand Tons | 0 | 0 | 0 | 0 | 0 | 0 | 0 | 0
NSR OH Edison - NOX Cap Annual v3.1 | 558 | 7392 | Rate Constraint in MTons | FALSE | L | Annual | Allowances Banked | Thousand Tons | 0 | 0 | 0 | 0 | 0 | 0 | 0 | 0
NSR OH Edison - NOX Cap Annual v3.1 | 558 | 7392 | Rate Constraint in MTons | FALSE | L | Annual | Allowances Withdrawn (1:1) | Thousand Tons | 0 | 0 | 0 | 0 | 0 | 0 | 0 | 0
NSR OH Edison - NOX Cap Annual v3.1 | 558 | 7392 | Rate Constraint in MTons | FALSE | L | Annual | Allowances Withdrawn (n:1) | Thousand Tons | 0 | 0 | 0 | 0 | 0 | 0 | 0 | 0
NSR OH Edison - NOX Cap Annual v3.1 | 558 | 7392 | Rate Constraint in MTons | FALSE | L | Annual | Net Emissions Allowance Position | Thousand Tons | 5.5358 | 3.3289 | 0 | 0 | 0 | 0 | 0 | 0
NSR OH Edison - NOX Cap Annual v3.1 | 558 | 7392 | Rate Constraint in MTons | FALSE | L | Annual | Fuel Consumed | TBtu | 113.5733 | 88.7719 | 0 | 0 | 0 | 0 | 0 | 0
NSR OH Edison - NOX Cap Annual v3.1 | 558 | 7392 | Rate Constraint in MTons | FALSE | L | Annual | Rate | lb/MMBtu | 0.097484 | 0.075 | 0 | 0 | 0 | 0 | 0 | 0
NSR OH Edison - NOX Cap Annual v3.1 | 558 | 7392 | Rate Constraint in MTons | FALSE | L | Annual | Generation | TWh | 10.3191 | 8.1103 | 0 | 0 | 0 | 0 | 0 | 0
NSR OH Edison - NOX Cap Annual v3.1 | 558 | 7392 | Rate Constraint in MTons | FALSE | L | Annual | Qualifying Generation | TWh | 10.3191 | 8.1103 | 0 | 0 | 0 | 0 | 0 | 0
NSR OH Edison - NOX Cap Annual v3.1 | 558 | 7392 | Rate Constraint in MTons | FALSE | L | Annual | Rate | lb/MWh | 1.0729 | 0.82092 | 0 | 0 | 0 | 0 | 0 | 0
NSR OH Edison - NOX Cap Annual v3.1 | 558 | 7392 | Rate Constraint in MTons | FALSE | L | Annual | Constraint Shadow Price | US2019$/Ton | 0 | 0 | 0 | 0 | 0 | 0 | 0 | 0
NSR OH Edison - SO2 Cap Annual v3.1 | 559 | 7393 | Rate Constraint in MTons | FALSE | L | Annual | Seasons Included | Seasons | Winter, WintShld, Summer | Winter, WintShld, Summer | Winter, WintShld, Summer | Winter, WintShld, Summer | Winter, WintShld, Summer | Winter, WintShld, Summer | Winter, WintShld, Summer | Winter, WintShld, Summer
NSR OH Edison - SO2 Cap Annual v3.1 | 559 | 7393 | Rate Constraint in MTons | FALSE | L | Annual | Standard SO2 | Thousand Tons | 29.9 | 29.9 | 29.9 | 29.9 | 29.9 | 29.9 | 29.9 | 29.9
NSR OH Edison - SO2 Cap Annual v3.1 | 559 | 7393 | Rate Constraint in MTons | FALSE | L | Annual | Emissions at Affected Plants SO2 | Thousand Tons | 6.8017 | 5.3164 | 0 | 0 | 0 | 0 | 0 | 0
NSR OH Edison - SO2 Cap Annual v3.1 | 559 | 7393 | Rate Constraint in MTons | FALSE | L | Annual | Allowances Purchased SO2 | Thousand Tons | 0 | 0 | 0 | 0 | 0 | 0 | 0 | 0
NSR OH Edison - SO2 Cap Annual v3.1 | 559 | 7393 | Rate Constraint in MTons | FALSE | L | Annual | Allowances Sold SO2 | Thousand Tons | 0 | 0 | 0 | 0 | 0 | 0 | 0 | 0
NSR OH Edison - SO2 Cap Annual v3.1 | 559 | 7393 | Rate Constraint in MTons | FALSE | L | Annual | Allowances Banked | Thousand Tons | 0 | 0 | 0 | 0 | 0 | 0 | 0 | 0
NSR OH Edison - SO2 Cap Annual v3.1 | 559 | 7393 | Rate Constraint in MTons | FALSE | L | Annual | Allowances Withdrawn (1:1) | Thousand Tons | 0 | 0 | 0 | 0 | 0 | 0 | 0 | 0
NSR OH Edison - SO2 Cap Annual v3.1 | 559 | 7393 | Rate Constraint in MTons | FALSE | L | Annual | Allowances Withdrawn (n:1) | Thousand Tons | 0 | 0 | 0 | 0 | 0 | 0 | 0 | 0
NSR OH Edison - SO2 Cap Annual v3.1 | 559 | 7393 | Rate Constraint in MTons | FALSE | L | Annual | Net Emissions Allowance Position | Thousand Tons | 6.8017 | 5.3164 | 0 | 0 | 0 | 0 | 0 | 0
NSR OH Edison - SO2 Cap Annual v3.1 | 559 | 7393 | Rate Constraint in MTons | FALSE | L | Annual | Fuel Consumed | TBtu | 113.5733 | 88.7719 | 0 | 0 | 0 | 0 | 0 | 0
NSR OH Edison - SO2 Cap Annual v3.1 | 559 | 7393 | Rate Constraint in MTons | FALSE | L | Annual | Rate | lb/MMBtu | 0.11978 | 0.11978 | 0 | 0 | 0 | 0 | 0 | 0
NSR OH Edison - SO2 Cap Annual v3.1 | 559 | 7393 | Rate Constraint in MTons | FALSE | L | Annual | Generation | TWh | 10.3191 | 8.1103 | 0 | 0 | 0 | 0 | 0 | 0
NSR OH Edison - SO2 Cap Annual v3.1 | 559 | 7393 | Rate Constraint in MTons | FALSE | L | Annual | Qualifying Generation | TWh | 10.3191 | 8.1103 | 0 | 0 | 0 | 0 | 0 | 0
NSR OH Edison - SO2 Cap Annual v3.1 | 559 | 7393 | Rate Constraint in MTons | FALSE | L | Annual | Rate | lb/MWh | 1.3183 | 1.311 | 0 | 0 | 0 | 0 | 0 | 0
NSR OH Edison - SO2 Cap Annual v3.1 | 559 | 7393 | Rate Constraint in MTons | FALSE | L | Annual | Constraint Shadow Price | US2019$/Ton | 0 | 0 | 0 | 0 | 0 | 0 | 0 | 0
NSR Ottumwa Unit 1 NOX Rate v5.16 | 560 | 7510 | Rate Constraint in lbs/MMBtu | FALSE | L | Annual | Seasons Included | Seasons | Winter, WintShld, Summer | Winter, WintShld, Summer | Winter, WintShld, Summer | Winter, WintShld, Summer | Winter, WintShld, Summer | Winter, WintShld, Summer | Winter, WintShld, Summer | Winter, WintShld, Summer
NSR Ottumwa Unit 1 NOX Rate v5.16 | 560 | 7510 | Rate Constraint in lbs/MMBtu | FALSE | L | Annual | Standard NOX | lb/MMBtu | 0.08 | 0.08 | 0.08 | 0.08 | 0.08 | 0.08 | 0.08 | 0.08
NSR Ottumwa Unit 1 NOX Rate v5.16 | 560 | 7510 | Rate Constraint in lbs/MMBtu | FALSE | L | Annual | Emissions at Affected Plants NOX | Thousand Tons | 2.1273 | 2.1273 | 1.7549 | 1.951 | 2.0434 | 1.9421 | 1.9432 | 1.251
NSR Ottumwa Unit 1 NOX Rate v5.16 | 560 | 7510 | Rate Constraint in lbs/MMBtu | FALSE | L | Annual | Allowances Purchased NOX | Thousand Tons | 0 | 0 | 0 | 0 | 0 | 0 | 0 | 0
NSR Ottumwa Unit 1 NOX Rate v5.16 | 560 | 7510 | Rate Constraint in lbs/MMBtu | FALSE | L | Annual | Allowances Sold NOX | Thousand Tons | 0 | 0 | 0 | 0 | 0 | 0 | 0 | 0
NSR Ottumwa Unit 1 NOX Rate v5.16 | 560 | 7510 | Rate Constraint in lbs/MMBtu | FALSE | L | Annual | Allowances Banked | Thousand Tons | 0 | 0 | 0 | 0 | 0 | 0 | 0 | 0
NSR Ottumwa Unit 1 NOX Rate v5.16 | 560 | 7510 | Rate Constraint in lbs/MMBtu | FALSE | L | Annual | Allowances Withdrawn (1:1) | Thousand Tons | 0 | 0 | 0 | 0 | 0 | 0 | 0 | 0
NSR Ottumwa Unit 1 NOX Rate v5.16 | 560 | 7510 | Rate Constraint in lbs/MMBtu | FALSE | L | Annual | Allowances Withdrawn (n:1) | Thousand Tons | 0 | 0 | 0 | 0 | 0 | 0 | 0 | 0
NSR Ottumwa Unit 1 NOX Rate v5.16 | 560 | 7510 | Rate Constraint in lbs/MMBtu | FALSE | L | Annual | Net Emissions Allowance Position | Thousand Tons | 2.1273 | 2.1273 | 1.7549 | 1.951 | 2.0434 | 1.9421 | 1.9432 | 1.251
NSR Ottumwa Unit 1 NOX Rate v5.16 | 560 | 7510 | Rate Constraint in lbs/MMBtu | FALSE | L | Annual | Fuel Consumed | TBtu | 53.1899 | 53.1899 | 43.8783 | 48.7807 | 51.0904 | 48.5588 | 48.5855 | 31.2795
NSR Ottumwa Unit 1 NOX Rate v5.16 | 560 | 7510 | Rate Constraint in lbs/MMBtu | FALSE | L | Annual | Rate | lb/MMBtu | 0.07999 | 0.07999 | 0.07999 | 0.07999 | 0.07999 | 0.07999 | 0.07999 | 0.07999
NSR Ottumwa Unit 1 NOX Rate v5.16 | 560 | 7510 | Rate Constraint in lbs/MMBtu | FALSE | L | Annual | Generation | TWh | 5.1297 | 5.1297 | 4.2317 | 4.7045 | 4.9272 | 4.6831 | 4.6857 | 3.0166
NSR Ottumwa Unit 1 NOX Rate v5.16 | 560 | 7510 | Rate Constraint in lbs/MMBtu | FALSE | L | Annual | Qualifying Generation | TWh | 5.1297 | 5.1297 | 4.2317 | 4.7045 | 4.9272 | 4.6831 | 4.6857 | 3.0166
NSR Ottumwa Unit 1 NOX Rate v5.16 | 560 | 7510 | Rate Constraint in lbs/MMBtu | FALSE | L | Annual | Rate | lb/MWh | 0.82942 | 0.82942 | 0.82942 | 0.82942 | 0.82942 | 0.82942 | 0.82942 | 0.82942
NSR Ottumwa Unit 1 NOX Rate v5.16 | 560 | 7510 | Rate Constraint in lbs/MMBtu | FALSE | L | Annual | Constraint Shadow Price | US2019$/Ton | 0 | 0 | 0 | 0 | 0 | 0 | 0 | 0
NSR Ottumwa Unit 1 SO2 Rate v5.16 | 561 | 7509 | Rate Constraint in lbs/MMBtu | FALSE | L | Annual | Seasons Included | Seasons | Winter, WintShld, Summer | Winter, WintShld, Summer | Winter, WintShld, Summer | Winter, WintShld, Summer | Winter, WintShld, Summer | Winter, WintShld, Summer | Winter, WintShld, Summer | Winter, WintShld, Summer
NSR Ottumwa Unit 1 SO2 Rate v5.16 | 561 | 7509 | Rate Constraint in lbs/MMBtu | FALSE | L | Annual | Standard SO2 | lb/MMBtu | 0.075 | 0.075 | 0.075 | 0.075 | 0.075 | 0.075 | 0.075 | 0.075
NSR Ottumwa Unit 1 SO2 Rate v5.16 | 561 | 7509 | Rate Constraint in lbs/MMBtu | FALSE | L | Annual | Emissions at Affected Plants SO2 | Thousand Tons | 1.3891 | 1.3891 | 1.1459 | 1.274 | 1.3343 | 1.2682 | 1.716 | 1.1048
NSR Ottumwa Unit 1 SO2 Rate v5.16 | 561 | 7509 | Rate Constraint in lbs/MMBtu | FALSE | L | Annual | Allowances Purchased SO2 | Thousand Tons | 0 | 0 | 0 | 0 | 0 | 0 | 0 | 0
NSR Ottumwa Unit 1 SO2 Rate v5.16 | 561 | 7509 | Rate Constraint in lbs/MMBtu | FALSE | L | Annual | Allowances Sold SO2 | Thousand Tons | 0 | 0 | 0 | 0 | 0 | 0 | 0 | 0
NSR Ottumwa Unit 1 SO2 Rate v5.16 | 561 | 7509 | Rate Constraint in lbs/MMBtu | FALSE | L | Annual | Allowances Banked | Thousand Tons | 0 | 0 | 0 | 0 | 0 | 0 | 0 | 0
NSR Ottumwa Unit 1 SO2 Rate v5.16 | 561 | 7509 | Rate Constraint in lbs/MMBtu | FALSE | L | Annual | Allowances Withdrawn (1:1) | Thousand Tons | 0 | 0 | 0 | 0 | 0 | 0 | 0 | 0
NSR Ottumwa Unit 1 SO2 Rate v5.16 | 561 | 7509 | Rate Constraint in lbs/MMBtu | FALSE | L | Annual | Allowances Withdrawn (n:1) | Thousand Tons | 0 | 0 | 0 | 0 | 0 | 0 | 0 | 0
NSR Ottumwa Unit 1 SO2 Rate v5.16 | 561 | 7509 | Rate Constraint in lbs/MMBtu | FALSE | L | Annual | Net Emissions Allowance Position | Thousand Tons | 1.3891 | 1.3891 | 1.1459 | 1.274 | 1.3343 | 1.2682 | 1.716 | 1.1048
NSR Ottumwa Unit 1 SO2 Rate v5.16 | 561 | 7509 | Rate Constraint in lbs/MMBtu | FALSE | L | Annual | Fuel Consumed | TBtu | 53.1899 | 53.1899 | 43.8783 | 48.7807 | 51.0904 | 48.5588 | 48.5855 | 31.2795
NSR Ottumwa Unit 1 SO2 Rate v5.16 | 561 | 7509 | Rate Constraint in lbs/MMBtu | FALSE | L | Annual | Rate | lb/MMBtu | 0.052232 | 0.052232 | 0.052232 | 0.052232 | 0.052232 | 0.052232 | 0.070638 | 0.070638
NSR Ottumwa Unit 1 SO2 Rate v5.16 | 561 | 7509 | Rate Constraint in lbs/MMBtu | FALSE | L | Annual | Generation | TWh | 5.1297 | 5.1297 | 4.2317 | 4.7045 | 4.9272 | 4.6831 | 4.6857 | 3.0166
NSR Ottumwa Unit 1 SO2 Rate v5.16 | 561 | 7509 | Rate Constraint in lbs/MMBtu | FALSE | L | Annual | Qualifying Generation | TWh | 5.1297 | 5.1297 | 4.2317 | 4.7045 | 4.9272 | 4.6831 | 4.6857 | 3.0166
NSR Ottumwa Unit 1 SO2 Rate v5.16 | 561 | 7509 | Rate Constraint in lbs/MMBtu | FALSE | L | Annual | Rate | lb/MWh | 0.54159 | 0.54159 | 0.54159 | 0.54159 | 0.54159 | 0.54159 | 0.73245 | 0.73245
NSR Ottumwa Unit 1 SO2 Rate v5.16 | 561 | 7509 | Rate Constraint in lbs/MMBtu | FALSE | L | Annual | Constraint Shadow Price | US2019$/Ton | 0 | 0 | 0 | 0 | 0 | 0 | 0 | 0
NSR Pleasants 1-3 - NOX Rate Annual v5.16 | 562 | 7270 | Rate Constraint in lbs/MMBtu | FALSE | L | Annual | Seasons Included | Seasons | Winter, WintShld, Summer | Winter, WintShld, Summer | Winter, WintShld, Summer | Winter, WintShld, Summer | Winter, WintShld, Summer | Winter, WintShld, Summer | Winter, WintShld, Summer | Winter, WintShld, Summer
NSR Pleasants 1-3 - NOX Rate Annual v5.16 | 562 | 7270 | Rate Constraint in lbs/MMBtu | FALSE | L | Annual | Standard NOX | lb/MMBtu | 0.25 | 0.25 | 0.25 | 0.25 | 0.25 | 0.25 | 0.25 | 0.25
NSR Pleasants 1-3 - NOX Rate Annual v5.16 | 562 | 7270 | Rate Constraint in lbs/MMBtu | FALSE | L | Annual | Emissions at Affected Plants NOX | Thousand Tons | 0 | 0 | 0 | 0 | 0 | 0 | 0 | 0
NSR Pleasants 1-3 - NOX Rate Annual v5.16 | 562 | 7270 | Rate Constraint in lbs/MMBtu | FALSE | L | Annual | Allowances Purchased NOX | Thousand Tons | 0 | 0 | 0 | 0 | 0 | 0 | 0 | 0
NSR Pleasants 1-3 - NOX Rate Annual v5.16 | 562 | 7270 | Rate Constraint in lbs/MMBtu | FALSE | L | Annual | Allowances Sold NOX | Thousand Tons | 0 | 0 | 0 | 0 | 0 | 0 | 0 | 0
NSR Pleasants 1-3 - NOX Rate Annual v5.16 | 562 | 7270 | Rate Constraint in lbs/MMBtu | FALSE | L | Annual | Allowances Banked | Thousand Tons | 0 | 0 | 0 | 0 | 0 | 0 | 0 | 0
NSR Pleasants 1-3 - NOX Rate Annual v5.16 | 562 | 7270 | Rate Constraint in lbs/MMBtu | FALSE | L | Annual | Allowances Withdrawn (1:1) | Thousand Tons | 0 | 0 | 0 | 0 | 0 | 0 | 0 | 0
NSR Pleasants 1-3 - NOX Rate Annual v5.16 | 562 | 7270 | Rate Constraint in lbs/MMBtu | FALSE | L | Annual | Allowances Withdrawn (n:1) | Thousand Tons | 0 | 0 | 0 | 0 | 0 | 0 | 0 | 0
NSR Pleasants 1-3 - NOX Rate Annual v5.16 | 562 | 7270 | Rate Constraint in lbs/MMBtu | FALSE | L | Annual | Net Emissions Allowance Position | Thousand Tons | 0 | 0 | 0 | 0 | 0 | 0 | 0 | 0
NSR Pleasants 1-3 - NOX Rate Annual v5.16 | 562 | 7270 | Rate Constraint in lbs/MMBtu | FALSE | L | Annual | Fuel Consumed | TBtu | 0 | 0 | 0 | 0 | 0 | 0 | 0 | 0
NSR Pleasants 1-3 - NOX Rate Annual v5.16 | 562 | 7270 | Rate Constraint in lbs/MMBtu | FALSE | L | Annual | Rate | lb/MMBtu | 0 | 0 | 0 | 0 | 0 | 0 | 0 | 0
NSR Pleasants 1-3 - NOX Rate Annual v5.16 | 562 | 7270 | Rate Constraint in lbs/MMBtu | FALSE | L | Annual | Generation | TWh | 0 | 0 | 0 | 0 | 0 | 0 | 0 | 0
NSR Pleasants 1-3 - NOX Rate Annual v5.16 | 562 | 7270 | Rate Constraint in lbs/MMBtu | FALSE | L | Annual | Qualifying Generation | TWh | 0 | 0 | 0 | 0 | 0 | 0 | 0 | 0
NSR Pleasants 1-3 - NOX Rate Annual v5.16 | 562 | 7270 | Rate Constraint in lbs/MMBtu | FALSE | L | Annual | Rate | lb/MWh | 0 | 0 | 0 | 0 | 0 | 0 | 0 | 0
NSR Pleasants 1-3 - NOX Rate Annual v5.16 | 562 | 7270 | Rate Constraint in lbs/MMBtu | FALSE | L | Annual | Constraint Shadow Price | US2019$/Ton | 0 | 0 | 0 | 0 | 0 | 0 | 0 | 0
NSR Pleasants 1-3 - NOX Rate Summer v5.16 | 563 | 7271 | Rate Constraint in lbs/MMBtu | FALSE | L | Annual | Seasons Included | Seasons | Summer | Summer | Summer | Summer | Summer | Summer | Summer | Summer
NSR Pleasants 1-3 - NOX Rate Summer v5.16 | 563 | 7271 | Rate Constraint in lbs/MMBtu | FALSE | L | Annual | Standard NOX | lb/MMBtu | 0.2 | 0.2 | 0.2 | 0.2 | 0.2 | 0.2 | 0.2 | 0.2
NSR Pleasants 1-3 - NOX Rate Summer v5.16 | 563 | 7271 | Rate Constraint in lbs/MMBtu | FALSE | L | Annual | Emissions at Affected Plants NOX | Thousand Tons | 0 | 0 | 0 | 0 | 0 | 0 | 0 | 0
NSR Pleasants 1-3 - NOX Rate Summer v5.16 | 563 | 7271 | Rate Constraint in lbs/MMBtu | FALSE | L | Annual | Allowances Purchased NOX | Thousand Tons | 0 | 0 | 0 | 0 | 0 | 0 | 0 | 0
NSR Pleasants 1-3 - NOX Rate Summer v5.16 | 563 | 7271 | Rate Constraint in lbs/MMBtu | FALSE | L | Annual | Allowances Sold NOX | Thousand Tons | 0 | 0 | 0 | 0 | 0 | 0 | 0 | 0
NSR Pleasants 1-3 - NOX Rate Summer v5.16 | 563 | 7271 | Rate Constraint in lbs/MMBtu | FALSE | L | Annual | Allowances Banked | Thousand Tons | 0 | 0 | 0 | 0 | 0 | 0 | 0 | 0
NSR Pleasants 1-3 - NOX Rate Summer v5.16 | 563 | 7271 | Rate Constraint in lbs/MMBtu | FALSE | L | Annual | Allowances Withdrawn (1:1) | Thousand Tons | 0 | 0 | 0 | 0 | 0 | 0 | 0 | 0
NSR Pleasants 1-3 - NOX Rate Summer v5.16 | 563 | 7271 | Rate Constraint in lbs/MMBtu | FALSE | L | Annual | Allowances Withdrawn (n:1) | Thousand Tons | 0 | 0 | 0 | 0 | 0 | 0 | 0 | 0
NSR Pleasants 1-3 - NOX Rate Summer v5.16 | 563 | 7271 | Rate Constraint in lbs/MMBtu | FALSE | L | Annual | Net Emissions Allowance Position | Thousand Tons | 0 | 0 | 0 | 0 | 0 | 0 | 0 | 0
NSR Pleasants 1-3 - NOX Rate Summer v5.16 | 563 | 7271 | Rate Constraint in lbs/MMBtu | FALSE | L | Annual | Fuel Consumed | TBtu | 0 | 0 | 0 | 0 | 0 | 0 | 0 | 0
NSR Pleasants 1-3 - NOX Rate Summer v5.16 | 563 | 7271 | Rate Constraint in lbs/MMBtu | FALSE | L | Annual | Rate | lb/MMBtu | 0 | 0 | 0 | 0 | 0 | 0 | 0 | 0
NSR Pleasants 1-3 - NOX Rate Summer v5.16 | 563 | 7271 | Rate Constraint in lbs/MMBtu | FALSE | L | Annual | Generation | TWh | 0 | 0 | 0 | 0 | 0 | 0 | 0 | 0
NSR Pleasants 1-3 - NOX Rate Summer v5.16 | 563 | 7271 | Rate Constraint in lbs/MMBtu | FALSE | L | Annual | Qualifying Generation | TWh | 0 | 0 | 0 | 0 | 0 | 0 | 0 | 0
NSR Pleasants 1-3 - NOX Rate Summer v5.16 | 563 | 7271 | Rate Constraint in lbs/MMBtu | FALSE | L | Annual | Rate | lb/MWh | 0 | 0 | 0 | 0 | 0 | 0 | 0 | 0
NSR Pleasants 1-3 - NOX Rate Summer v5.16 | 563 | 7271 | Rate Constraint in lbs/MMBtu | FALSE | L | Annual | Constraint Shadow Price | US2019$/Ton | 0 | 0 | 0 | 0 | 0 | 0 | 0 | 0
NSR Prairie Creek 1,2 - SO2 Rate v5.16 | 564 | 7506 | Rate Constraint in lbs/MMBtu | FALSE | L | Annual | Seasons Included | Seasons | Winter, WintShld, Summer | Winter, WintShld, Summer | Winter, WintShld, Summer | Winter, WintShld, Summer | Winter, WintShld, Summer | Winter, WintShld, Summer | Winter, WintShld, Summer | Winter, WintShld, Summer
NSR Prairie Creek 1,2 - SO2 Rate v5.16 | 564 | 7506 | Rate Constraint in lbs/MMBtu | FALSE | L | Annual | Standard SO2 | lb/MMBtu | 0.9 | 0.9 | 0.9 | 0.9 | 0.9 | 0.9 | 0.9 | 0.9
NSR Prairie Creek 1,2 - SO2 Rate v5.16 | 564 | 7506 | Rate Constraint in lbs/MMBtu | FALSE | L | Annual | Emissions at Affected Plants SO2 | Thousand Tons | 0 | 0 | 0 | 0 | 0 | 0 | 0 | 0
NSR Prairie Creek 1,2 - SO2 Rate v5.16 | 564 | 7506 | Rate Constraint in lbs/MMBtu | FALSE | L | Annual | Allowances Purchased SO2 | Thousand Tons | 0 | 0 | 0 | 0 | 0 | 0 | 0 | 0
NSR Prairie Creek 1,2 - SO2 Rate v5.16 | 564 | 7506 | Rate Constraint in lbs/MMBtu | FALSE | L | Annual | Allowances Sold SO2 | Thousand Tons | 0 | 0 | 0 | 0 | 0 | 0 | 0 | 0
NSR Prairie Creek 1,2 - SO2 Rate v5.16 | 564 | 7506 | Rate Constraint in lbs/MMBtu | FALSE | L | Annual | Allowances Banked | Thousand Tons | 0 | 0 | 0 | 0 | 0 | 0 | 0 | 0
NSR Prairie Creek 1,2 - SO2 Rate v5.16 | 564 | 7506 | Rate Constraint in lbs/MMBtu | FALSE | L | Annual | Allowances Withdrawn (1:1) | Thousand Tons | 0 | 0 | 0 | 0 | 0 | 0 | 0 | 0
NSR Prairie Creek 1,2 - SO2 Rate v5.16 | 564 | 7506 | Rate Constraint in lbs/MMBtu | FALSE | L | Annual | Allowances Withdrawn (n:1) | Thousand Tons | 0 | 0 | 0 | 0 | 0 | 0 | 0 | 0
NSR Prairie Creek 1,2 - SO2 Rate v5.16 | 564 | 7506 | Rate Constraint in lbs/MMBtu | FALSE | L | Annual | Net Emissions Allowance Position | Thousand Tons | 0 | 0 | 0 | 0 | 0 | 0 | 0 | 0
NSR Prairie Creek 1,2 - SO2 Rate v5.16 | 564 | 7506 | Rate Constraint in lbs/MMBtu | FALSE | L | Annual | Fuel Consumed | TBtu | 0 | 0 | 0 | 0 | 0 | 0 | 0 | 0
NSR Prairie Creek 1,2 - SO2 Rate v5.16 | 564 | 7506 | Rate Constraint in lbs/MMBtu | FALSE | L | Annual | Rate | lb/MMBtu | 0 | 0 | 0 | 0 | 0 | 0 | 0 | 0
NSR Prairie Creek 1,2 - SO2 Rate v5.16 | 564 | 7506 | Rate Constraint in lbs/MMBtu | FALSE | L | Annual | Generation | TWh | 0 | 0 | 0 | 0 | 0 | 0 | 0 | 0
NSR Prairie Creek 1,2 - SO2 Rate v5.16 | 564 | 7506 | Rate Constraint in lbs/MMBtu | FALSE | L | Annual | Qualifying Generation | TWh | 0 | 0 | 0 | 0 | 0 | 0 | 0 | 0
NSR Prairie Creek 1,2 - SO2 Rate v5.16 | 564 | 7506 | Rate Constraint in lbs/MMBtu | FALSE | L | Annual | Rate | lb/MWh | 0 | 0 | 0 | 0 | 0 | 0 | 0 | 0
NSR Prairie Creek 1,2 - SO2 Rate v5.16 | 564 | 7506 | Rate Constraint in lbs/MMBtu | FALSE | L | Annual | Constraint Shadow Price | US2019$/Ton | 0 | 0 | 0 | 0 | 0 | 0 | 0 | 0
NSR Prairie Creek NOX Cap v5.16 | 565 | 7513 | Rate Constraint in MTons | FALSE | L | Annual | Seasons Included | Seasons | Winter, WintShld, Summer | Winter, WintShld, Summer | Winter, WintShld, Summer | Winter, WintShld, Summer | Winter, WintShld, Summer | Winter, WintShld, Summer | Winter, WintShld, Summer | Winter, WintShld, Summer
NSR Prairie Creek NOX Cap v5.16 | 565 | 7513 | Rate Constraint in MTons | FALSE | L | Annual | Standard NOX | Thousand Tons | 2.65 | 2.65 | 1.5 | 1.5 | 1.5 | 1.5 | 1.5 | 1.5
NSR Prairie Creek NOX Cap v5.16 | 565 | 7513 | Rate Constraint in MTons | FALSE | L | Annual | Emissions at Affected Plants NOX | Thousand Tons | 0.27284 | 0.031878 | 0.019994 | 0.030545 | 0.032024 | 0.034352 | 0.023802 | 0
NSR Prairie Creek NOX Cap v5.16 | 565 | 7513 | Rate Constraint in MTons | FALSE | L | Annual | Allowances Purchased NOX | Thousand Tons | 0 | 0 | 0 | 0 | 0 | 0 | 0 | 0
NSR Prairie Creek NOX Cap v5.16 | 565 | 7513 | Rate Constraint in MTons | FALSE | L | Annual | Allowances Sold NOX | Thousand Tons | 0 | 0 | 0 | 0 | 0 | 0 | 0 | 0
NSR Prairie Creek NOX Cap v5.16 | 565 | 7513 | Rate Constraint in MTons | FALSE | L | Annual | Allowances Banked | Thousand Tons | 0 | 0 | 0 | 0 | 0 | 0 | 0 | 0
NSR Prairie Creek NOX Cap v5.16 | 565 | 7513 | Rate Constraint in MTons | FALSE | L | Annual | Allowances Withdrawn (1:1) | Thousand Tons | 0 | 0 | 0 | 0 | 0 | 0 | 0 | 0
NSR Prairie Creek NOX Cap v5.16 | 565 | 7513 | Rate Constraint in MTons | FALSE | L | Annual | Allowances Withdrawn (n:1) | Thousand Tons | 0 | 0 | 0 | 0 | 0 | 0 | 0 | 0
NSR Prairie Creek NOX Cap v5.16 | 565 | 7513 | Rate Constraint in MTons | FALSE | L | Annual | Net Emissions Allowance Position | Thousand Tons | 0.27284 | 0.031878 | 0.019994 | 0.030545 | 0.032024 | 0.034352 | 0.023802 | 0
NSR Prairie Creek NOX Cap v5.16 | 565 | 7513 | Rate Constraint in MTons | FALSE | L | Annual | Fuel Consumed | TBtu | 2.4471 | 0.28591 | 0.17932 | 0.27395 | 0.28722 | 0.3081 | 0.21347 | 0
NSR Prairie Creek NOX Cap v5.16 | 565 | 7513 | Rate Constraint in MTons | FALSE | L | Annual | Rate | lb/MMBtu | 0.22299 | 0.22299 | 0.22299 | 0.22299 | 0.22299 | 0.22299 | 0.22299 | 0
NSR Prairie Creek NOX Cap v5.16 | 565 | 7513 | Rate Constraint in MTons | FALSE | L | Annual | Generation | TWh | 0.20147 | 0.02354 | 0.014764 | 0.022555 | 0.023647 | 0.025366 | 0.017576 | 0
NSR Prairie Creek NOX Cap v5.16 | 565 | 7513 | Rate Constraint in MTons | FALSE | L | Annual | Qualifying Generation | TWh | 0.20147 | 0.02354 | 0.014764 | 0.022555 | 0.023647 | 0.025366 | 0.017576 | 0
NSR Prairie Creek NOX Cap v5.16 | 565 | 7513 | Rate Constraint in MTons | FALSE | L | Annual | Rate | lb/MWh | 2.7085 | 2.7085 | 2.7085 | 2.7085 | 2.7085 | 2.7085 | 2.7085 | 0
NSR Prairie Creek NOX Cap v5.16 | 565 | 7513 | Rate Constraint in MTons | FALSE | L | Annual | Constraint Shadow Price | US2019$/Ton | 0 | 0 | 0 | 0 | 0 | 0 | 0 | 0
NSR Prairie Creek SO2 Cap v5.16 | 566 | 7505 | Rate Constraint in MTons | FALSE | L | Annual | Seasons Included | Seasons | Winter, WintShld, Summer | Winter, WintShld, Summer | Winter, WintShld, Summer | Winter, WintShld, Summer | Winter, WintShld, Summer | Winter, WintShld, Summer | Winter, WintShld, Summer | Winter, WintShld, Summer
NSR Prairie Creek SO2 Cap v5.16 | 566 | 7505 | Rate Constraint in MTons | FALSE | L | Annual | Standard SO2 | Thousand Tons | 3 | 3 | 0.1 | 0.1 | 0.1 | 0.1 | 0.1 | 0.1
NSR Prairie Creek SO2 Cap v5.16 | 566 | 7505 | Rate Constraint in MTons | FALSE | L | Annual | Emissions at Affected Plants SO2 | Thousand Tons | 0.71722 | 0.083798 | 0.052558 | 0.080292 | 0.08418 | 0.090301 | 0.062567 | 0
NSR Prairie Creek SO2 Cap v5.16 | 566 | 7505 | Rate Constraint in MTons | FALSE | L | Annual | Allowances Purchased SO2 | Thousand Tons | 0 | 0 | 0 | 0 | 0 | 0 | 0 | 0
NSR Prairie Creek SO2 Cap v5.16 | 566 | 7505 | Rate Constraint in MTons | FALSE | L | Annual | Allowances Sold SO2 | Thousand Tons | 0 | 0 | 0 | 0 | 0 | 0 | 0 | 0
NSR Prairie Creek SO2 Cap v5.16 | 566 | 7505 | Rate Constraint in MTons | FALSE | L | Annual | Allowances Banked | Thousand Tons | 0 | 0 | 0 | 0 | 0 | 0 | 0 | 0
NSR Prairie Creek SO2 Cap v5.16 | 566 | 7505 | Rate Constraint in MTons | FALSE | L | Annual | Allowances Withdrawn (1:1) | Thousand Tons | 0 | 0 | 0 | 0 | 0 | 0 | 0 | 0
NSR Prairie Creek SO2 Cap v5.16 | 566 | 7505 | Rate Constraint in MTons | FALSE | L | Annual | Allowances Withdrawn (n:1) | Thousand Tons | 0 | 0 | 0 | 0 | 0 | 0 | 0 | 0
NSR Prairie Creek SO2 Cap v5.16 | 566 | 7505 | Rate Constraint in MTons | FALSE | L | Annual | Net Emissions Allowance Position | Thousand Tons | 0.71722 | 0.083798 | 0.052558 | 0.080292 | 0.08418 | 0.090301 | 0.062567 | 0
NSR Prairie Creek SO2 Cap v5.16 | 566 | 7505 | Rate Constraint in MTons | FALSE | L | Annual | Fuel Consumed | TBtu | 2.4471 | 0.28591 | 0.17932 | 0.27395 | 0.28722 | 0.3081 | 0.21347 | 0
NSR Prairie Creek SO2 Cap v5.16 | 566 | 7505 | Rate Constraint in MTons | FALSE | L | Annual | Rate | lb/MMBtu | 0.58618 | 0.58618 | 0.58618 | 0.58618 | 0.58618 | 0.58618 | 0.58618 | 0
NSR Prairie Creek SO2 Cap v5.16 | 566 | 7505 | Rate Constraint in MTons | FALSE | L | Annual | Generation | TWh | 0.20147 | 0.02354 | 0.014764 | 0.022555 | 0.023647 | 0.025366 | 0.017576 | 0
NSR Prairie Creek SO2 Cap v5.16 | 566 | 7505 | Rate Constraint in MTons | FALSE | L | Annual | Qualifying Generation | TWh | 0.20147 | 0.02354 | 0.014764 | 0.022555 | 0.023647 | 0.025366 | 0.017576 | 0
NSR Prairie Creek SO2 Cap v5.16 | 566 | 7505 | Rate Constraint in MTons | FALSE | L | Annual | Rate | lb/MWh | 7.1197 | 7.1197 | 7.1197 | 7.1197 | 7.1197 | 7.1197 | 7.1197 | 0
NSR Prairie Creek SO2 Cap v5.16 | 566 | 7505 | Rate Constraint in MTons | FALSE | L | Annual | Constraint Shadow Price | US2019$/Ton | 0 | 0 | 0 | 0 | 0 | 0 | 0 | 0
NSR Prairie Creek Unit 3 SO2 Rate v5.16 | 567 | 7507 | Rate Constraint in lbs/MMBtu | FALSE | L | Annual | Seasons Included | Seasons | Winter, WintShld, Summer | Winter, WintShld, Summer | Winter, WintShld, Summer | Winter, WintShld, Summer | Winter, WintShld, Summer | Winter, WintShld, Summer | Winter, WintShld, Summer | Winter, WintShld, Summer
NSR Prairie Creek Unit 3 SO2 Rate v5.16 | 567 | 7507 | Rate Constraint in lbs/MMBtu | FALSE | L | Annual | Standard SO2 | lb/MMBtu | 0.7 | 0.7 | 0.7 | 0.7 | 0.7 | 0.7 | 0.7 | 0.7
NSR Prairie Creek Unit 3 SO2 Rate v5.16 | 567 | 7507 | Rate Constraint in lbs/MMBtu | FALSE | L | Annual | Emissions at Affected Plants SO2 | Thousand Tons | 0.63908 | 0.074669 | 0.046832 | 0.071545 | 0.075009 | 0.080463 | 0.055751 | 0
NSR Prairie Creek Unit 3 SO2 Rate v5.16 | 567 | 7507 | Rate Constraint in lbs/MMBtu | FALSE | L | Annual | Allowances Purchased SO2 | Thousand Tons | 0 | 0 | 0 | 0 | 0 | 0 | 0 | 0
NSR Prairie Creek Unit 3 SO2 Rate v5.16 | 567 | 7507 | Rate Constraint in lbs/MMBtu | FALSE | L | Annual | Allowances Sold SO2 | Thousand Tons | 0 | 0 | 0 | 0 | 0 | 0 | 0 | 0
NSR Prairie Creek Unit 3 SO2 Rate v5.16 | 567 | 7507 | Rate Constraint in lbs/MMBtu | FALSE | L | Annual | Allowances Banked | Thousand Tons | 0 | 0 | 0 | 0 | 0 | 0 | 0 | 0
NSR Prairie Creek Unit 3 SO2 Rate v5.16 | 567 | 7507 | Rate Constraint in lbs/MMBtu | FALSE | L | Annual | Allowances Withdrawn (1:1) | Thousand Tons | 0 | 0 | 0 | 0 | 0 | 0 | 0 | 0
NSR Prairie Creek Unit 3 SO2 Rate v5.16 | 567 | 7507 | Rate Constraint in lbs/MMBtu | FALSE | L | Annual | Allowances Withdrawn (n:1) | Thousand Tons | 0 | 0 | 0 | 0 | 0 | 0 | 0 | 0
NSR Prairie Creek Unit 3 SO2 Rate v5.16 | 567 | 7507 | Rate Constraint in lbs/MMBtu | FALSE | L | Annual | Net Emissions Allowance Position | Thousand Tons | 0.63908 | 0.074669 | 0.046832 | 0.071545 | 0.075009 | 0.080463 | 0.055751 | 0
NSR Prairie Creek Unit 3 SO2 Rate v5.16 | 567 | 7507 | Rate Constraint in lbs/MMBtu | FALSE | L | Annual | Fuel Consumed | TBtu | 2.1805 | 0.25477 | 0.15979 | 0.24411 | 0.25593 | 0.27454 | 0.19022 | 0
NSR Prairie Creek Unit 3 SO2 Rate v5.16 | 567 | 7507 | Rate Constraint in lbs/MMBtu | FALSE | L | Annual | Rate | lb/MMBtu | 0.58618 | 0.58618 | 0.58618 | 0.58618 | 0.58618 | 0.58618 | 0.58618 | 0
NSR Prairie Creek Unit 3 SO2 Rate v5.16 | 567 | 7507 | Rate Constraint in lbs/MMBtu | FALSE | L | Annual | Generation | TWh | 0.20147 | 0.02354 | 0.014764 | 0.022555 | 0.023647 | 0.025366 | 0.017576 | 0
NSR Prairie Creek Unit 3 SO2 Rate v5.16 | 567 | 7507 | Rate Constraint in lbs/MMBtu | FALSE | L | Annual | Qualifying Generation | TWh | 0.17952 | 0.020975 | 0.013156 | 0.020098 | 0.021071 | 0.022603 | 0.015661 | 0
NSR Prairie Creek Unit 3 SO2 Rate v5.16 | 567 | 7507 | Rate Constraint in lbs/MMBtu | FALSE | L | Annual | Rate | lb/MWh | 7.1197 | 7.1197 | 7.1197 | 7.1197 | 7.1197 | 7.1197 | 7.1197 | 0
NSR Prairie Creek Unit 3 SO2 Rate v5.16 | 567 | 7507 | Rate Constraint in lbs/MMBtu | FALSE | L | Annual | Constraint Shadow Price | US2019$/Ton | 0 | 0 | 0 | 0 | 0 | 0 | 0 | 0
NSR Prairie Creek Unit 4 SO2 Rate v5.16 | 568 | 7508 | Rate Constraint in lbs/MMBtu | FALSE | L | Annual | Seasons Included | Seasons | Winter, WintShld, Summer | Winter, WintShld, Summer | Winter, WintShld, Summer | Winter, WintShld, Summer | Winter, WintShld, Summer | Winter, WintShld, Summer | Winter, WintShld, Summer | Winter, WintShld, Summer
NSR Prairie Creek Unit 4 SO2 Rate v5.16 | 568 | 7508 | Rate Constraint in lbs/MMBtu | FALSE | L | Annual | Standard SO2 | lb/MMBtu | 0.7 | 0.7 | 0.7 | 0.7 | 0.7 | 0.7 | 0.7 | 0.7
NSR Prairie Creek Unit 4 SO2 Rate v5.16 | 568 | 7508 | Rate Constraint in lbs/MMBtu | FALSE | L | Annual | Emissions at Affected Plants SO2 | Thousand Tons | 0 | 0 | 0 | 0 | 0 | 0 | 0 | 0
NSR Prairie Creek Unit 4 SO2 Rate v5.16 | 568 | 7508 | Rate Constraint in lbs/MMBtu | FALSE | L | Annual | Allowances Purchased SO2 | Thousand Tons | 0 | 0 | 0 | 0 | 0 | 0 | 0 | 0
NSR Prairie Creek Unit 4 SO2 Rate v5.16 | 568 | 7508 | Rate Constraint in lbs/MMBtu | FALSE | L | Annual | Allowances Sold SO2 | Thousand Tons | 0 | 0 | 0 | 0 | 0 | 0 | 0 | 0
NSR Prairie Creek Unit 4 SO2 Rate v5.16 | 568 | 7508 | Rate Constraint in lbs/MMBtu | FALSE | L | Annual | Allowances Banked | Thousand Tons | 0 | 0 | 0 | 0 | 0 | 0 | 0 | 0
NSR Prairie Creek Unit 4 SO2 Rate v5.16 | 568 | 7508 | Rate Constraint in lbs/MMBtu | FALSE | L | Annual | Allowances Withdrawn (1:1) | Thousand Tons | 0 | 0 | 0 | 0 | 0 | 0 | 0 | 0
NSR Prairie Creek Unit 4 SO2 Rate v5.16 | 568 | 7508 | Rate Constraint in lbs/MMBtu | FALSE | L | Annual | Allowances Withdrawn (n:1) | Thousand Tons | 0 | 0 | 0 | 0 | 0 | 0 | 0 | 0
NSR Prairie Creek Unit 4 SO2 Rate v5.16 | 568 | 7508 | Rate Constraint in lbs/MMBtu | FALSE | L | Annual | Net Emissions Allowance Position | Thousand Tons | 0 | 0 | 0 | 0 | 0 | 0 | 0 | 0
NSR Prairie Creek Unit 4 SO2 Rate v5.16 | 568 | 7508 | Rate Constraint in lbs/MMBtu | FALSE | L | Annual | Fuel Consumed | TBtu | 0 | 0 | 0 | 0 | 0 | 0 | 0 | 0
NSR Prairie Creek Unit 4 SO2 Rate v5.16 | 568 | 7508 | Rate Constraint in lbs/MMBtu | FALSE | L | Annual | Rate | lb/MMBtu | 0 | 0 | 0 | 0 | 0 | 0 | 0 | 0
NSR Prairie Creek Unit 4 SO2 Rate v5.16 | 568 | 7508 | Rate Constraint in lbs/MMBtu | FALSE | L | Annual | Generation | TWh | 0 | 0 | 0 | 0 | 0 | 0 | 0 | 0
NSR Prairie Creek Unit 4 SO2 Rate v5.16 | 568 | 7508 | Rate Constraint in lbs/MMBtu | FALSE | L | Annual | Qualifying Generation | TWh | 0 | 0 | 0 | 0 | 0 | 0 | 0 | 0
NSR Prairie Creek Unit 4 SO2 Rate v5.16 | 568 | 7508 | Rate Constraint in lbs/MMBtu | FALSE | L | Annual | Rate | lb/MWh | 0 | 0 | 0 | 0 | 0 | 0 | 0 | 0
NSR Prairie Creek Unit 4 SO2 Rate v5.16 | 568 | 7508 | Rate Constraint in lbs/MMBtu | FALSE | L | Annual | Constraint Shadow Price | US2019$/Ton | 0 | 0 | 0 | 0 | 0 | 0 | 0 | 0
NSR Rockport 1 & 2 - SO2 Cap Annual v5.13 | 571 | 7374 | Rate Constraint in MTons | FALSE | L | Annual | Seasons Included | Seasons | Winter, WintShld, Summer | Winter, WintShld, Summer | Winter, WintShld, Summer | Winter, WintShld, Summer | Winter, WintShld, Summer | Winter, WintShld, Summer | Winter, WintShld, Summer | Winter, WintShld, Summer
NSR Rockport 1 & 2 - SO2 Cap Annual v5.13 | 571 | 7374 | Rate Constraint in MTons | FALSE | L | Annual | Standard SO2 | Thousand Tons | 10 | 10 | 10 | 5 | 5 | 5 | 5 | 5
NSR Rockport 1 & 2 - SO2 Cap Annual v5.13 | 571 | 7374 | Rate Constraint in MTons | FALSE | L | Annual | Emissions at Affected Plants SO2 | Thousand Tons | 10 | 3.8587 | 2.2931 | 0 | 0 | 0 | 0 | 0
NSR Rockport 1 & 2 - SO2 Cap Annual v5.13 | 571 | 7374 | Rate Constraint in MTons | FALSE | L | Annual | Allowances Purchased SO2 | Thousand Tons | 0 | 0 | 0 | 0 | 0 | 0 | 0 | 0
NSR Rockport 1 & 2 - SO2 Cap Annual v5.13 | 571 | 7374 | Rate Constraint in MTons | FALSE | L | Annual | Allowances Sold SO2 | Thousand Tons | 0 | 0 | 0 | 0 | 0 | 0 | 0 | 0
NSR Rockport 1 & 2 - SO2 Cap Annual v5.13 | 571 | 7374 | Rate Constraint in MTons | FALSE | L | Annual | Allowances Banked | Thousand Tons | 0 | 0 | 0 | 0 | 0 | 0 | 0 | 0
NSR Rockport 1 & 2 - SO2 Cap Annual v5.13 | 571 | 7374 | Rate Constraint in MTons | FALSE | L | Annual | Allowances Withdrawn (1:1) | Thousand Tons | 0 | 0 | 0 | 0 | 0 | 0 | 0 | 0
NSR Rockport 1 & 2 - SO2 Cap Annual v5.13 | 571 | 7374 | Rate Constraint in MTons | FALSE | L | Annual | Allowances Withdrawn (n:1) | Thousand Tons | 0 | 0 | 0 | 0 | 0 | 0 | 0 | 0
NSR Rockport 1 & 2 - SO2 Cap Annual v5.13 | 571 | 7374 | Rate Constraint in MTons | FALSE | L | Annual | Net Emissions Allowance Position | Thousand Tons | 10 | 3.8587 | 2.2931 | 0 | 0 | 0 | 0 | 0
NSR Rockport 1 & 2 - SO2 Cap Annual v5.13 | 571 | 7374 | Rate Constraint in MTons | FALSE | L | Annual | Fuel Consumed | TBtu | 60.3084 | 23.254 | 13.8194 | 0 | 0 | 0 | 0 | 0
NSR Rockport 1 & 2 - SO2 Cap Annual v5.13 | 571 | 7374 | Rate Constraint in MTons | FALSE | L | Annual | Rate | lb/MMBtu | 0.33163 | 0.33187 | 0.33187 | 0 | 0 | 0 | 0 | 0
NSR Rockport 1 & 2 - SO2 Cap Annual v5.13 | 571 | 7374 | Rate Constraint in MTons | FALSE | L | Annual | Generation | TWh | 5.7256 | 2.2076 | 1.3119 | 0 | 0 | 0 | 0 | 0
NSR Rockport 1 & 2 - SO2 Cap Annual v5.13 | 571 | 7374 | Rate Constraint in MTons | FALSE | L | Annual | Qualifying Generation | TWh | 5.7256 | 2.2076 | 1.3119 | 0 | 0 | 0 | 0 | 0
NSR Rockport 1 & 2 - SO2 Cap Annual v5.13 | 571 | 7374 | Rate Constraint in MTons | FALSE | L | Annual | Rate | lb/MWh | 3.4931 | 3.4958 | 3.4958 | 0 | 0 | 0 | 0 | 0
NSR Rockport 1 & 2 - SO2 Cap Annual v5.13 | 571 | 7374 | Rate Constraint in MTons | FALSE | L | Annual | Constraint Shadow Price | US2019$/Ton | 2354.249 | 0 | 0 | 0 | 0 | 0 | 0 | 0
NSR Santee Cooper - NOX Cap Annual v3.1 | 572 | 7395 | Rate Constraint in MTons | FALSE | L | Annual | Seasons Included | Seasons | Winter, WintShld, Summer | Winter, WintShld, Summer | Winter, WintShld, Summer | Winter, WintShld, Summer | Winter, WintShld, Summer | Winter, WintShld, Summer | Winter, WintShld, Summer | Winter, WintShld, Summer
NSR Santee Cooper - NOX Cap Annual v3.1 | 572 | 7395 | Rate Constraint in MTons | FALSE | L | Annual | Standard NOX | Thousand Tons | 20 | 20 | 20 | 20 | 20 | 20 | 20 | 20
NSR Santee Cooper - NOX Cap Annual v3.1 | 572 | 7395 | Rate Constraint in MTons | FALSE | L | Annual | Emissions at Affected Plants NOX | Thousand Tons | 8.8396 | 8.223 | 7.102 | 5.0321 | 4.0554 | 4.5166 | 3.5911 | 3.5587
NSR Santee Cooper - NOX Cap Annual v3.1 | 572 | 7395 | Rate Constraint in MTons | FALSE | L | Annual | Allowances Purchased NOX | Thousand Tons | 0 | 0 | 0 | 0 | 0 | 0 | 0 | 0
NSR Santee Cooper - NOX Cap Annual v3.1 | 572 | 7395 | Rate Constraint in MTons | FALSE | L | Annual | Allowances Sold NOX | Thousand Tons | 0 | 0 | 0 | 0 | 0 | 0 | 0 | 0
NSR Santee Cooper - NOX Cap Annual v3.1 | 572 | 7395 | Rate Constraint in MTons | FALSE | L | Annual | Allowances Banked | Thousand Tons | 0 | 0 | 0 | 0 | 0 | 0 | 0 | 0
NSR Santee Cooper - NOX Cap Annual v3.1 | 572 | 7395 | Rate Constraint in MTons | FALSE | L | Annual | Allowances Withdrawn (1:1) | Thousand Tons | 0 | 0 | 0 | 0 | 0 | 0 | 0 | 0
NSR Santee Cooper - NOX Cap Annual v3.1 | 572 | 7395 | Rate Constraint in MTons | FALSE | L | Annual | Allowances Withdrawn (n:1) | Thousand Tons | 0 | 0 | 0 | 0 | 0 | 0 | 0 | 0
NSR Santee Cooper - NOX Cap Annual v3.1 | 572 | 7395 | Rate Constraint in MTons | FALSE | L | Annual | Net Emissions Allowance Position | Thousand Tons | 8.8396 | 8.223 | 7.102 | 5.0321 | 4.0554 | 4.5166 | 3.5911 | 3.5587
NSR Santee Cooper - NOX Cap Annual v3.1 | 572 | 7395 | Rate Constraint in MTons | FALSE | L | Annual | Fuel Consumed | TBtu | 234.0592 | 218.8358 | 190.4879 | 144.1937 | 117.4027 | 130.8019 | 102.9116 | 102.1248
NSR Santee Cooper - NOX Cap Annual v3.1 | 572 | 7395 | Rate Constraint in MTons | FALSE | L | Annual | Rate | lb/MMBtu | 0.075533 | 0.075153 | 0.074566 | 0.069796 | 0.069086 | 0.06906 | 0.06979 | 0.069694
NSR Santee Cooper - NOX Cap Annual v3.1 | 572 | 7395 | Rate Constraint in MTons | FALSE | L | Annual | Generation | TWh | 22.6896 | 21.2548 | 18.5317 | 14.2388 | 11.6385 | 12.9514 | 10.1545 | 10.0801
NSR Santee Cooper - NOX Cap Annual v3.1 | 572 | 7395 | Rate Constraint in MTons | FALSE | L | Annual | Qualifying Generation | TWh | 22.6896 | 21.2548 | 18.5317 | 14.2388 | 11.6385 | 12.9514 | 10.1545 | 10.0801
NSR Santee Cooper - NOX Cap Annual v3.1 | 572 | 7395 | Rate Constraint in MTons | FALSE | L | Annual | Rate | lb/MWh | 0.77917 | 0.77376 | 0.76647 | 0.70681 | 0.69689 | 0.69746 | 0.70729 | 0.70609
NSR Santee Cooper - NOX Cap Annual v3.1 | 572 | 7395 | Rate Constraint in MTons | FALSE | L | Annual | Constraint Shadow Price | US2019$/Ton | 0 | 0 | 0 | 0 | 0 | 0 | 0 | 0
NSR Santee Cooper - NOX Rate Annual v3.1 | 573 | 7396 | Rate Constraint in lbs/MMBtu | FALSE | L | Annual | Seasons Included | Seasons | Winter, WintShld, Summer | Winter, WintShld, Summer | Winter, WintShld, Summer | Winter, WintShld, Summer | Winter, WintShld, Summer | Winter, WintShld, Summer | Winter, WintShld, Summer | Winter, WintShld, Summer
NSR Santee Cooper - NOX Rate Annual v3.1 | 573 | 7396 | Rate Constraint in lbs/MMBtu | FALSE | L | Annual | Standard NOX | lb/MMBtu | 0.15 | 0.15 | 0.15 | 0.15 | 0.15 | 0.15 | 0.15 | 0.15
NSR Santee Cooper - NOX Rate Annual v3.1 | 573 | 7396 | Rate Constraint in lbs/MMBtu | FALSE | L | Annual | Emissions at Affected Plants NOX | Thousand Tons | 8.8396 | 8.223 | 7.102 | 5.0321 | 4.0554 | 4.5166 | 3.5911 | 3.5587
NSR Santee Cooper - NOX Rate Annual v3.1 | 573 | 7396 | Rate Constraint in lbs/MMBtu | FALSE | L | Annual | Allowances Purchased NOX | Thousand Tons | 0 | 0 | 0 | 0 | 0 | 0 | 0 | 0
NSR Santee Cooper - NOX Rate Annual v3.1 | 573 | 7396 | Rate Constraint in lbs/MMBtu | FALSE | L | Annual | Allowances Sold NOX | Thousand Tons | 0 | 0 | 0 | 0 | 0 | 0 | 0 | 0
NSR Santee Cooper - NOX Rate Annual v3.1 | 573 | 7396 | Rate Constraint in lbs/MMBtu | FALSE | L | Annual | Allowances Banked | Thousand Tons | 0 | 0 | 0 | 0 | 0 | 0 | 0 | 0
NSR Santee Cooper - NOX Rate Annual v3.1 | 573 | 7396 | Rate Constraint in lbs/MMBtu | FALSE | L | Annual | Allowances Withdrawn (1:1) | Thousand Tons | 0 | 0 | 0 | 0 | 0 | 0 | 0 | 0
NSR Santee Cooper - NOX Rate Annual v3.1 | 573 | 7396 | Rate Constraint in lbs/MMBtu | FALSE | L | Annual | Allowances Withdrawn (n:1) | Thousand Tons | 0 | 0 | 0 | 0 | 0 | 0 | 0 | 0
NSR Santee Cooper - NOX Rate Annual v3.1 | 573 | 7396 | Rate Constraint in lbs/MMBtu | FALSE | L | Annual | Net Emissions Allowance Position | Thousand Tons | 8.8396 | 8.223 | 7.102 | 5.0321 | 4.0554 | 4.5166 | 3.5911 | 3.5587
NSR Santee Cooper - NOX Rate Annual v3.1 | 573 | 7396 | Rate Constraint in lbs/MMBtu | FALSE | L | Annual | Fuel Consumed | TBtu | 234.0592 | 218.8358 | 190.4879 | 144.1937 | 117.4027 | 130.8019 | 102.9116 | 102.1248
NSR Santee Cooper - NOX Rate Annual v3.1 | 573 | 7396 | Rate Constraint in lbs/MMBtu | FALSE | L | Annual | Rate | lb/MMBtu | 0.075533 | 0.075153 | 0.074566 | 0.069796 | 0.069086 | 0.06906 | 0.06979 | 0.069694
NSR Santee Cooper - NOX Rate Annual v3.1 | 573 | 7396 | Rate Constraint in lbs/MMBtu | FALSE | L | Annual | Generation | TWh | 22.6896 | 21.2548 | 18.5317 | 14.2388 | 11.6385 | 12.9514 | 10.1545 | 10.0801
NSR Santee Cooper - NOX Rate Annual v3.1 | 573 | 7396 | Rate Constraint in lbs/MMBtu | FALSE | L | Annual | Qualifying Generation | TWh | 22.6896 | 21.2548 | 18.5317 | 14.2388 | 11.6385 | 12.9514 | 10.1545 | 10.0801
NSR Santee Cooper - NOX Rate Annual v3.1 | 573 | 7396 | Rate Constraint in lbs/MMBtu | FALSE | L | Annual | Rate | lb/MWh | 0.77917 | 0.77376 | 0.76647 | 0.70681 | 0.69689 | 0.69746 | 0.70729 | 0.70609
NSR Santee Cooper - NOX Rate Annual v3.1 | 573 | 7396 | Rate Constraint in lbs/MMBtu | FALSE | L | Annual | Constraint Shadow Price | US2019$/Ton | 0 | 0 | 0 | 0 | 0 | 0 | 0 | 0
NSR Santee Cooper - SO2 Cap Annual v3.1 | 574 | 7397 | Rate Constraint in MTons | FALSE | L | Annual | Seasons Included | Seasons | Winter, WintShld, Summer | Winter, WintShld, Summer | Winter, WintShld, Summer | Winter, WintShld, Summer | Winter, WintShld, Summer | Winter, WintShld, Summer | Winter, WintShld, Summer | Winter, WintShld, Summer
NSR Santee Cooper - SO2 Cap Annual v3.1 | 574 | 7397 | Rate Constraint in MTons | FALSE | L | Annual | Standard SO2 | Thousand Tons | 65 | 65 | 65 | 65 | 65 | 65 | 65 | 65
NSR Santee Cooper - SO2 Cap Annual v3.1 | 574 | 7397 | Rate Constraint in MTons | FALSE | L | Annual | Emissions at Affected Plants SO2 | Thousand Tons | 16.3585 | 15.1958 | 13.2461 | 10.0685 | 7.4227 | 8.0268 | 6.2747 | 6.1415
NSR Santee Cooper - SO2 Cap Annual v3.1 | 574 | 7397 | Rate Constraint in MTons | FALSE | L | Annual | Allowances Purchased SO2 | Thousand Tons | 0 | 0 | 0 | 0 | 0 | 0 | 0 | 0
NSR Santee Cooper - SO2 Cap Annual v3.1 | 574 | 7397 | Rate Constraint in MTons | FALSE | L | Annual | Allowances Sold SO2 | Thousand Tons | 0 | 0 | 0 | 0 | 0 | 0 | 0 | 0
NSR Santee Cooper - SO2 Cap Annual v3.1 | 574 | 7397 | Rate Constraint in MTons | FALSE | L | Annual | Allowances Banked | Thousand Tons | 0 | 0 | 0 | 0 | 0 | 0 | 0 | 0
NSR Santee Cooper - SO2 Cap Annual v3.1 | 574 | 7397 | Rate Constraint in MTons | FALSE | L | Annual | Allowances Withdrawn (1:1) | Thousand Tons | 0 | 0 | 0 | 0 | 0 | 0 | 0 | 0
NSR Santee Cooper - SO2 Cap Annual v3.1 | 574 | 7397 | Rate Constraint in MTons | FALSE | L | Annual | Allowances Withdrawn (n:1) | Thousand Tons | 0 | 0 | 0 | 0 | 0 | 0 | 0 | 0
NSR Santee Cooper - SO2 Cap Annual v3.1 | 574 | 7397 | Rate Constraint in MTons | FALSE | L | Annual | Net Emissions Allowance Position | Thousand Tons | 16.3585 | 15.1958 | 13.2461 | 10.0685 | 7.4227 | 8.0268 | 6.2747 | 6.1415
NSR Santee Cooper - SO2 Cap Annual v3.1 | 574 | 7397 | Rate Constraint in MTons | FALSE | L | Annual | Fuel Consumed | TBtu | 234.0592 | 218.8358 | 190.4879 | 144.1937 | 117.4027 | 130.8019 | 102.9116 | 102.1248
NSR Santee Cooper - SO2 Cap Annual v3.1 | 574 | 7397 | Rate Constraint in MTons | FALSE | L | Annual | Rate | lb/MMBtu | 0.13978 | 0.13888 | 0.13908 | 0.13965 | 0.12645 | 0.12273 | 0.12194 | 0.12027
NSR Santee Cooper - SO2 Cap Annual v3.1 | 574 | 7397 | Rate Constraint in MTons | FALSE | L | Annual | Generation | TWh | 22.6896 | 21.2548 | 18.5317 | 14.2388 | 11.6385 | 12.9514 | 10.1545 | 10.0801
NSR Santee Cooper - SO2 Cap Annual v3.1 | 574 | 7397 | Rate Constraint in MTons | FALSE | L | Annual | Qualifying Generation | TWh | 22.6896 | 21.2548 | 18.5317 | 14.2388 | 11.6385 | 12.9514 | 10.1545 | 10.0801
NSR Santee Cooper - SO2 Cap Annual v3.1 | 574 | 7397 | Rate Constraint in MTons | FALSE | L | Annual | Rate | lb/MWh | 1.4419 | 1.4299 | 1.4296 | 1.4142 | 1.2755 | 1.2395 | 1.2358 | 1.2185
NSR Santee Cooper - SO2 Cap Annual v3.1 | 574 | 7397 | Rate Constraint in MTons | FALSE | L | Annual | Constraint Shadow Price | US2019$/Ton | 0 | 0 | 0 | 0 | 0 | 0 | 0 | 0
NSR Santee Cooper - SO2 Rate Annual v3.1 | 575 | 7398 | Rate Constraint in lbs/MMBtu | FALSE | L | Annual | Seasons Included | Seasons | Winter, WintShld, Summer | Winter, WintShld, Summer | Winter, WintShld, Summer | Winter, WintShld, Summer | Winter, WintShld, Summer | Winter, WintShld, Summer | Winter, WintShld, Summer | Winter, WintShld, Summer
NSR Santee Cooper - SO2 Rate Annual v3.1 | 575 | 7398 | Rate Constraint in lbs/MMBtu | FALSE | L | Annual | Standard SO2 | lb/MMBtu | 0.5 | 0.5 | 0.5 | 0.5 | 0.5 | 0.5 | 0.5 | 0.5
NSR Santee Cooper - SO2 Rate Annual v3.1 | 575 | 7398 | Rate Constraint in lbs/MMBtu | FALSE | L | Annual | Emissions at Affected Plants SO2 | Thousand Tons | 16.3585 | 15.1958 | 13.2461 | 10.0685 | 7.4227 | 8.0268 | 6.2747 | 6.1415
NSR Santee Cooper - SO2 Rate Annual v3.1 | 575 | 7398 | Rate Constraint in lbs/MMBtu | FALSE | L | Annual | Allowances Purchased SO2 | Thousand Tons | 0 | 0 | 0 | 0 | 0 | 0 | 0 | 0
NSR Santee Cooper - SO2 Rate Annual v3.1 | 575 | 7398 | Rate Constraint in lbs/MMBtu | FALSE | L | Annual | Allowances Sold SO2 | Thousand Tons | 0 | 0 | 0 | 0 | 0 | 0 | 0 | 0
NSR Santee Cooper - SO2 Rate Annual v3.1 | 575 | 7398 | Rate Constraint in lbs/MMBtu | FALSE | L | Annual | Allowances Banked | Thousand Tons | 0 | 0 | 0 | 0 | 0 | 0 | 0 | 0
NSR Santee Cooper - SO2 Rate Annual v3.1 | 575 | 7398 | Rate Constraint in lbs/MMBtu | FALSE | L | Annual | Allowances Withdrawn (1:1) | Thousand Tons | 0 | 0 | 0 | 0 | 0 | 0 | 0 | 0
NSR Santee Cooper - SO2 Rate Annual v3.1 | 575 | 7398 | Rate Constraint in lbs/MMBtu | FALSE | L | Annual | Allowances Withdrawn (n:1) | Thousand Tons | 0 | 0 | 0 | 0 | 0 | 0 | 0 | 0
NSR Santee Cooper - SO2 Rate Annual v3.1 | 575 | 7398 | Rate Constraint in lbs/MMBtu | FALSE | L | Annual | Net Emissions Allowance Position | Thousand Tons | 16.3585 | 15.1958 | 13.2461 | 10.0685 | 7.4227 | 8.0268 | 6.2747 | 6.1415
NSR Santee Cooper - SO2 Rate Annual v3.1 | 575 | 7398 | Rate Constraint in lbs/MMBtu | FALSE | L | Annual | Fuel Consumed | TBtu | 234.0592 | 218.8358 | 190.4879 | 144.1937 | 117.4027 | 130.8019 | 102.9116 | 102.1248
NSR Santee Cooper - SO2 Rate Annual v3.1 | 575 | 7398 | Rate Constraint in lbs/MMBtu | FALSE | L | Annual | Rate | lb/MMBtu | 0.13978 | 0.13888 | 0.13908 | 0.13965 | 0.12645 | 0.12273 | 0.12194 | 0.12027
NSR Santee Cooper - SO2 Rate Annual v3.1 | 575 | 7398 | Rate Constraint in lbs/MMBtu | FALSE | L | Annual | Generation | TWh | 22.6896 | 21.2548 | 18.5317 | 14.2388 | 11.6385 | 12.9514 | 10.1545 | 10.0801
NSR Santee Cooper - SO2 Rate Annual v3.1 | 575 | 7398 | Rate Constraint in lbs/MMBtu | FALSE | L | Annual | Qualifying Generation | TWh | 22.6896 | 21.2548 | 18.5317 | 14.2388 | 11.6385 | 12.9514 | 10.1545 | 10.0801
NSR Santee Cooper - SO2 Rate Annual v3.1 | 575 | 7398 | Rate Constraint in lbs/MMBtu | FALSE | L | Annual | Rate | lb/MWh | 1.4419 | 1.4299 | 1.4296 | 1.4142 | 1.2755 | 1.2395 | 1.2358 | 1.2185
NSR Santee Cooper - SO2 Rate Annual v3.1 | 575 | 7398 | Rate Constraint in lbs/MMBtu | FALSE | L | Annual | Constraint Shadow Price | US2019$/Ton | 0 | 0 | 0 | 0 | 0 | 0 | 0 | 0
NSR Schahfer 17 & 18 - NOX Rate Annual v4.11, Unit 3547 and retrofits | 576 | 7454 | Rate Constraint in lbs/MMBtu | FALSE | L | Annual | Seasons Included | Seasons | Winter, WintShld, Summer | Winter, WintShld, Summer | Winter, WintShld, Summer | Winter, WintShld, Summer | Winter, WintShld, Summer | Winter, WintShld, Summer | Winter, WintShld, Summer | Winter, WintShld, Summer
NSR Schahfer 17 & 18 - NOX Rate Annual v4.11, Unit 3547 and retrofits | 576 | 7454 | Rate Constraint in lbs/MMBtu | FALSE | L | Annual | Standard NOX | lb/MMBtu | 0.2 | 0.2 | 0.2 | 0.2 | 0.2 | 0.2 | 0.2 | 0.2
NSR Schahfer 17 & 18 - NOX Rate Annual v4.11, Unit 3547 and retrofits | 576 | 7454 | Rate Constraint in lbs/MMBtu | FALSE | L | Annual | Emissions at Affected Plants NOX | Thousand Tons | 1.9225 | 0 | 0 | 0 | 0 | 0 | 0 | 0
NSR Schahfer 17 & 18 - NOX Rate Annual v4.11, Unit 3547 and retrofits | 576 | 7454 | Rate Constraint in lbs/MMBtu | FALSE | L | Annual | Allowances Purchased NOX | Thousand Tons | 0 | 0 | 0 | 0 | 0 | 0 | 0 | 0
NSR Schahfer 17 & 18 - NOX Rate Annual v4.11, Unit 3547 and retrofits | 576 | 7454 | Rate Constraint in lbs/MMBtu | FALSE | L | Annual | Allowances Sold NOX | Thousand Tons | 0 | 0 | 0 | 0 | 0 | 0 | 0 | 0
NSR Schahfer 17 & 18 - NOX Rate Annual v4.11, Unit 3547 and retrofits | 576 | 7454 | Rate Constraint in lbs/MMBtu | FALSE | L | Annual | Allowances Banked | Thousand Tons | 0 | 0 | 0 | 0 | 0 | 0 | 0 | 0
NSR Schahfer 17 & 18 - NOX Rate Annual v4.11, Unit 3547 and retrofits | 576 | 7454 | Rate Constraint in lbs/MMBtu | FALSE | L | Annual | Allowances Withdrawn (1:1) | Thousand Tons | 0 | 0 | 0 | 0 | 0 | 0 | 0 | 0
NSR Schahfer 17 & 18 - NOX Rate Annual v4.11, Unit 3547 and retrofits | 576 | 7454 | Rate Constraint in lbs/MMBtu | FALSE | L | Annual | Allowances Withdrawn (n:1) | Thousand Tons | 0 | 0 | 0 | 0 | 0 | 0 | 0 | 0
NSR Schahfer 17 & 18 - NOX Rate Annual v4.11, Unit 3547 and retrofits | 576 | 7454 | Rate Constraint in lbs/MMBtu | FALSE | L | Annual | Net Emissions Allowance Position | Thousand Tons | 1.9225 | 0 | 0 | 0 | 0 | 0 | 0 | 0
NSR Schahfer 17 & 18 - NOX Rate Annual v4.11, Unit 3547 and retrofits | 576 | 7454 | Rate Constraint in lbs/MMBtu | FALSE | L | Annual | Fuel Consumed | TBtu | 22.5581 | 0 | 0 | 0 | 0 | 0 | 0 | 0
NSR Schahfer 17 & 18 - NOX Rate Annual v4.11, Unit 3547 and retrofits | 576 | 7454 | Rate Constraint in lbs/MMBtu | FALSE | L | Annual | Rate | lb/MMBtu | 0.17045 | 0 | 0 | 0 | 0 | 0 | 0 | 0
NSR Schahfer 17 & 18 - NOX Rate Annual v4.11, Unit 3547 and retrofits | 576 | 7454 | Rate Constraint in lbs/MMBtu | FALSE | L | Annual | Generation | TWh | 1.9398 | 0 | 0 | 0 | 0 | 0 | 0 | 0
NSR Schahfer 17 & 18 - NOX Rate Annual v4.11, Unit 3547 and retrofits | 576 | 7454 | Rate Constraint in lbs/MMBtu | FALSE | L | Annual | Qualifying Generation | TWh | 1.9398 | 0 | 0 | 0 | 0 | 0 | 0 | 0
NSR Schahfer 17 & 18 - NOX Rate Annual v4.11, Unit 3547 and retrofits | 576 | 7454 | Rate Constraint in lbs/MMBtu | FALSE | L | Annual | Rate | lb/MWh | 1.9822 | 0 | 0 | 0 | 0 | 0 | 0 | 0
NSR Schahfer 17 & 18 - NOX Rate Annual v4.11, Unit 3547 and retrofits | 576 | 7454 | Rate Constraint in lbs/MMBtu | FALSE | L | Annual | Constraint Shadow Price | US2019$/Ton | 0 | 0 | 0 | 0 | 0 | 0 | 0 | 0
NSR Schahfer 17 & 18 - NOX Rate Annual v4.11, Unit 3548 and retrofits | 577 | 7454 | Rate Constraint in lbs/MMBtu | FALSE | L | Annual | Seasons Included | Seasons | Winter, WintShld, Summer | Winter, WintShld, Summer | Winter, WintShld, Summer | Winter, WintShld, Summer | Winter, WintShld, Summer | Winter, WintShld, Summer | Winter, WintShld, Summer | Winter, WintShld, Summer
NSR Schahfer 17 & 18 - NOX Rate Annual v4.11, Unit 3548 and retrofits | 577 | 7454 | Rate Constraint in lbs/MMBtu | FALSE | L | Annual | Standard NOX | lb/MMBtu | 0.2 | 0.2 | 0.2 | 0.2 | 0.2 | 0.2 | 0.2 | 0.2
NSR Schahfer 17 & 18 - NOX Rate Annual v4.11, Unit 3548 and retrofits | 577 | 7454 | Rate Constraint in lbs/MMBtu | FALSE | L | Annual | Emissions at Affected Plants NOX | Thousand Tons | 1.9495 | 0 | 0 | 0 | 0 | 0 | 0 | 0
NSR Schahfer 17 & 18 - NOX Rate Annual v4.11, Unit 3548 and retrofits | 577 | 7454 | Rate Constraint in lbs/MMBtu | FALSE | L | Annual | Allowances Purchased NOX | Thousand Tons | 0 | 0 | 0 | 0 | 0 | 0 | 0 | 0
NSR Schahfer 17 & 18 - NOX Rate Annual v4.11, Unit 3548 and retrofits | 577 | 7454 | Rate Constraint in lbs/MMBtu | FALSE | L | Annual | Allowances Sold NOX | Thousand Tons | 0 | 0 | 0 | 0 | 0 | 0 | 0 | 0
NSR Schahfer 17 & 18 - NOX Rate Annual v4.11, Unit 3548 and retrofits | 577 | 7454 | Rate Constraint in lbs/MMBtu | FALSE | L | Annual | Allowances Banked | Thousand Tons | 0 | 0 | 0 | 0 | 0 | 0 | 0 | 0
NSR Schahfer 17 & 18 - NOX Rate Annual v4.11, Unit 3548 and retrofits | 577 | 7454 | Rate Constraint in lbs/MMBtu | FALSE | L | Annual | Allowances Withdrawn (1:1) | Thousand Tons | 0 | 0 | 0 | 0 | 0 | 0 | 0 | 0
NSR Schahfer 17 & 18 - NOX Rate Annual v4.11, Unit 3548 and retrofits | 577 | 7454 | Rate Constraint in lbs/MMBtu | FALSE | L | Annual | Allowances Withdrawn (n:1) | Thousand Tons | 0 | 0 | 0 | 0 | 0 | 0 | 0 | 0
NSR Schahfer 17 & 18 - NOX Rate Annual v4.11, Unit 3548 and retrofits | 577 | 7454 | Rate Constraint in lbs/MMBtu | FALSE | L | Annual | Net Emissions Allowance Position | Thousand Tons | 1.9495 | 0 | 0 | 0 | 0 | 0 | 0 | 0
NSR Schahfer 17 & 18 - NOX Rate Annual v4.11, Unit 3548 and retrofits | 577 | 7454 | Rate Constraint in lbs/MMBtu | FALSE | L | Annual | Fuel Consumed | TBtu | 22.3923 | 0 | 0 | 0 | 0 | 0 | 0 | 0
NSR Schahfer 17 & 18 - NOX Rate Annual v4.11, Unit 3548 and retrofits | 577 | 7454 | Rate Constraint in lbs/MMBtu | FALSE | L | Annual | Rate | lb/MMBtu | 0.17412 | 0 | 0 | 0 | 0 | 0 | 0 | 0
NSR Schahfer 17 & 18 - NOX Rate Annual v4.11, Unit 3548 and retrofits | 577 | 7454 | Rate Constraint in lbs/MMBtu | FALSE | L | Annual | Generation | TWh | 1.9524 | 0 | 0 | 0 | 0 | 0 | 0 | 0
NSR Schahfer 17 & 18 - NOX Rate Annual v4.11, Unit 3548 and retrofits | 577 | 7454 | Rate Constraint in lbs/MMBtu | FALSE | L | Annual | Qualifying Generation | TWh | 1.9524 | 0 | 0 | 0 | 0 | 0 | 0 | 0
NSR Schahfer 17 & 18 - NOX Rate Annual v4.11, Unit 3548 and retrofits | 577 | 7454 | Rate Constraint in lbs/MMBtu | FALSE | L | Annual | Rate | lb/MWh | 1.997 | 0 | 0 | 0 | 0 | 0 | 0 | 0
NSR Schahfer 17 & 18 - NOX Rate Annual v4.11, Unit 3548 and retrofits | 577 | 7454 | Rate Constraint in lbs/MMBtu | FALSE | L | Annual | Constraint Shadow Price | US2019$/Ton | 0 | 0 | 0 | 0 | 0 | 0 | 0 | 0
NSR Shawnee 1& 4 - SO2 Rate Annual v4.11 | 578 | 7455 | Rate Constraint in lbs/MMBtu | FALSE | L | Annual | Seasons Included | Seasons | Winter, WintShld, Summer | Winter, WintShld, Summer | Winter, WintShld, Summer | Winter, WintShld, Summer | Winter, WintShld, Summer | Winter, WintShld, Summer | Winter, WintShld, Summer | Winter, WintShld, Summer
NSR Shawnee 1& 4 - SO2 Rate Annual v4.11 | 578 | 7455 | Rate Constraint in lbs/MMBtu | FALSE | L | Annual | Standard SO2 | lb/MMBtu | 1.2 | 1.2 | 1.2 | 1.2 | 1.2 | 1.2 | 1.2 | 1.2
NSR Shawnee 1& 4 - SO2 Rate Annual v4.11 | 578 | 7455 | Rate Constraint in lbs/MMBtu | FALSE | L | Annual | Emissions at Affected Plants SO2 | Thousand Tons | 0.8157 | 0.8157 | 0.73288 | 0.8157 | 0 | 0 | 0 | 0
NSR Shawnee 1& 4 - SO2 Rate Annual v4.11 | 578 | 7455 | Rate Constraint in lbs/MMBtu | FALSE | L | Annual | Allowances Purchased SO2 | Thousand Tons | 0 | 0 | 0 | 0 | 0 | 0 | 0 | 0
NSR Shawnee 1& 4 - SO2 Rate Annual v4.11 | 578 | 7455 | Rate Constraint in lbs/MMBtu | FALSE | L | Annual | Allowances Sold SO2 | Thousand Tons | 0 | 0 | 0 | 0 | 0 | 0 | 0 | 0
NSR Shawnee 1& 4 - SO2 Rate Annual v4.11 | 578 | 7455 | Rate Constraint in lbs/MMBtu | FALSE | L | Annual | Allowances Banked | Thousand Tons | 0 | 0 | 0 | 0 | 0 | 0 | 0 | 0
NSR Shawnee 1& 4 - SO2 Rate Annual v4.11 | 578 | 7455 | Rate Constraint in lbs/MMBtu | FALSE | L | Annual | Allowances Withdrawn (1:1) | Thousand Tons | 0 | 0 | 0 | 0 | 0 | 0 | 0 | 0
NSR Shawnee 1& 4 - SO2 Rate Annual v4.11 | 578 | 7455 | Rate Constraint in lbs/MMBtu | FALSE | L | Annual | Allowances Withdrawn (n:1) | Thousand Tons | 0 | 0 | 0 | 0 | 0 | 0 | 0 | 0
NSR Shawnee 1& 4 - SO2 Rate Annual v4.11 | 578 | 7455 | Rate Constraint in lbs/MMBtu | FALSE | L | Annual | Net Emissions Allowance Position | Thousand Tons | 0.8157 | 0.8157 | 0.73288 | 0.8157 | 0 | 0 | 0 | 0
NSR Shawnee 1& 4 - SO2 Rate Annual v4.11 | 578 | 7455 | Rate Constraint in lbs/MMBtu | FALSE | L | Annual | Fuel Consumed | TBtu | 21.4121 | 21.4121 | 19.238 | 21.4121 | 0 | 0 | 0 | 0
NSR Shawnee 1& 4 - SO2 Rate Annual v4.11 | 578 | 7455 | Rate Constraint in lbs/MMBtu | FALSE | L | Annual | Rate | lb/MMBtu | 0.07619 | 0.07619 | 0.07619 | 0.07619 | 0 | 0 | 0 | 0
NSR Shawnee 1& 4 - SO2 Rate Annual v4.11 | 578 | 7455 | Rate Constraint in lbs/MMBtu | FALSE | L | Annual | Generation | TWh | 1.919 | 1.919 | 1.7241 | 1.919 | 0 | 0 | 0 | 0
NSR Shawnee 1& 4 - SO2 Rate Annual v4.11 | 578 | 7455 | Rate Constraint in lbs/MMBtu | FALSE | L | Annual | Qualifying Generation | TWh | 1.919 | 1.919 | 1.7241 | 1.919 | 0 | 0 | 0 | 0
NSR Shawnee 1& 4 - SO2 Rate Annual v4.11 | 578 | 7455 | Rate Constraint in lbs/MMBtu | FALSE | L | Annual | Rate | lb/MWh | 0.85013 | 0.85013 | 0.85013 | 0.85013 | 0 | 0 | 0 | 0
NSR Shawnee 1& 4 - SO2 Rate Annual v4.11 | 578 | 7455 | Rate Constraint in lbs/MMBtu | FALSE | L | Annual | Constraint Shadow Price | US2019$/Ton | 0 | 0 | 0 | 0 | 0 | 0 | 0 | 0
NSR Shawnee 5-10 - SO2 Rate Annual v4.11 | 579 | 7456 | Rate Constraint in lbs/MMBtu | FALSE | L | Annual | Seasons Included | Seasons | Winter, WintShld, Summer | Winter, WintShld, Summer | Winter, WintShld, Summer | Winter, WintShld, Summer | Winter, WintShld, Summer | Winter, WintShld, Summer | Winter, WintShld, Summer | Winter, WintShld, Summer
NSR Shawnee 5-10 - SO2 Rate Annual v4.11 | 579 | 7456 | Rate Constraint in lbs/MMBtu | FALSE | L | Annual | Standard SO2 | lb/MMBtu | 1.2 | 1.2 | 1.2 | 1.2 | 1.2 | 1.2 | 1.2 | 1.2
NSR Shawnee 5-10 - SO2 Rate Annual v4.11 | 579 | 7456 | Rate Constraint in lbs/MMBtu | FALSE | L | Annual | Emissions at Affected Plants SO2 | Thousand Tons | 21.4379 | 21.4379 | 11.7962 | 0 | 0 | 0 | 0 | 0
NSR Shawnee 5-10 - SO2 Rate Annual v4.11 | 579 | 7456 | Rate Constraint in lbs/MMBtu | FALSE | L | Annual | Allowances Purchased SO2 | Thousand Tons | 0 | 0 | 0 | 0 | 0 | 0 | 0 | 0
NSR Shawnee 5-10 - SO2 Rate Annual v4.11 | 579 | 7456 | Rate Constraint in lbs/MMBtu | FALSE | L | Annual | Allowances Sold SO2 | Thousand Tons | 0 | 0 | 0 | 0 | 0 | 0 | 0 | 0
NSR Shawnee 5-10 - SO2 Rate Annual v4.11 | 579 | 7456 | Rate Constraint in lbs/MMBtu | FALSE | L | Annual | Allowances Banked | Thousand Tons | 0 | 0 | 0 | 0 | 0 | 0 | 0 | 0
NSR Shawnee 5-10 - SO2 Rate Annual v4.11 | 579 | 7456 | Rate Constraint in lbs/MMBtu | FALSE | L | Annual | Allowances Withdrawn (1:1) | Thousand Tons | 0 | 0 | 0 | 0 | 0 | 0 | 0 | 0
NSR Shawnee 5-10 - SO2 Rate Annual v4.11 | 579 | 7456 | Rate Constraint in lbs/MMBtu | FALSE | L | Annual | Allowances Withdrawn (n:1) | Thousand Tons | 0 | 0 | 0 | 0 | 0 | 0 | 0 | 0
NSR Shawnee 5-10 - SO2 Rate Annual v4.11 | 579 | 7456 | Rate Constraint in lbs/MMBtu | FALSE | L | Annual | Net Emissions Allowance Position | Thousand Tons | 21.4379 | 21.4379 | 11.7962 | 0 | 0 | 0 | 0 | 0
NSR Shawnee 5-10 - SO2 Rate Annual v4.11 | 579 | 7456 | Rate Constraint in lbs/MMBtu | FALSE | L | Annual | Fuel Consumed | TBtu | 53.7126 | 53.7126 | 52.9899 | 0 | 0 | 0 | 0 | 0
NSR Shawnee 5-10 - SO2 Rate Annual v4.11 | 579 | 7456 | Rate Constraint in lbs/MMBtu | FALSE | L | Annual | Rate | lb/MMBtu | 0.79824 | 0.79824 | 0.44522 | 0 | 0 | 0 | 0 | 0
NSR Shawnee 5-10 - SO2 Rate Annual v4.11 | 579 | 7456 | Rate Constraint in lbs/MMBtu | FALSE | L | Annual | Generation | TWh | 4.7975 | 4.7975 | 4.7329 | 0 | 0 | 0 | 0 | 0
NSR Shawnee 5-10 - SO2 Rate Annual v4.11 | 579 | 7456 | Rate Constraint in lbs/MMBtu | FALSE | L | Annual | Qualifying Generation | TWh | 4.7975 | 4.7975 | 4.7329 | 0 | 0 | 0 | 0 | 0
NSR Shawnee 5-10 - SO2 Rate Annual v4.11 | 579 | 7456 | Rate Constraint in lbs/MMBtu | FALSE | L | Annual | Rate | lb/MWh | 8.9371 | 8.9371 | 4.9847 | 0 | 0 | 0 | 0 | 0
NSR Shawnee 5-10 - SO2 Rate Annual v4.11 | 579 | 7456 | Rate Constraint in lbs/MMBtu | FALSE | L | Annual | Constraint Shadow Price | US2019$/Ton | 0 | 0 | 0 | 0 | 0 | 0 | 980.0604 | 1859.0797
NSR Taconite 1,2 - NOX Rate Annual v5.14 | 580 | 7489 | Rate Constraint in lbs/MMBtu | FALSE | L | Annual | Seasons Included | Seasons | Winter, WintShld, Summer | Winter, WintShld, Summer | Winter, WintShld, Summer | Winter, WintShld, Summer | Winter, WintShld, Summer | Winter, WintShld, Summer | Winter, WintShld, Summer | Winter, WintShld, Summer
NSR Taconite 1,2 - NOX Rate Annual v5.14 | 580 | 7489 | Rate Constraint in lbs/MMBtu | FALSE | L | Annual | Standard NOX | lb/MMBtu | 0.16 | 0.16 | 0.16 | 0.16 | 0.16 | 0.16 | 0.16 | 0.16
NSR Taconite 1,2 - NOX Rate Annual v5.14 | 580 | 7489 | Rate Constraint in lbs/MMBtu | FALSE | L | Annual | Emissions at Affected Plants NOX | Thousand Tons | 0 | 0 | 0 | 0 | 0 | 0 | 0 | 0
NSR Taconite 1,2 - NOX Rate Annual v5.14 | 580 | 7489 | Rate Constraint in lbs/MMBtu | FALSE | L | Annual | Allowances Purchased NOX | Thousand Tons | 0 | 0 | 0 | 0 | 0 | 0 | 0 | 0
NSR Taconite 1,2 - NOX Rate Annual v5.14 | 580 | 7489 | Rate Constraint in lbs/MMBtu | FALSE | L | Annual | Allowances Sold NOX | Thousand Tons | 0 | 0 | 0 | 0 | 0 | 0 | 0 | 0
NSR Taconite 1,2 - NOX Rate Annual v5.14 | 580 | 7489 | Rate Constraint in lbs/MMBtu | FALSE | L | Annual | Allowances Banked | Thousand Tons | 0 | 0 | 0 | 0 | 0 | 0 | 0 | 0
NSR Taconite 1,2 - NOX Rate Annual v5.14 | 580 | 7489 | Rate Constraint in lbs/MMBtu | FALSE | L | Annual | Allowances Withdrawn (1:1) | Thousand Tons | 0 | 0 | 0 | 0 | 0 | 0 | 0 | 0
NSR Taconite 1,2 - NOX Rate Annual v5.14 | 580 | 7489 | Rate Constraint in lbs/MMBtu | FALSE | L | Annual | Allowances Withdrawn (n:1) | Thousand Tons | 0 | 0 | 0 | 0 | 0 | 0 | 0 | 0
NSR Taconite 1,2 - NOX Rate Annual v5.14 | 580 | 7489 | Rate Constraint in lbs/MMBtu | FALSE | L | Annual | Net Emissions Allowance Position | Thousand Tons | 0 | 0 | 0 | 0 | 0 | 0 | 0 | 0
NSR Taconite 1,2 - NOX Rate Annual v5.14 | 580 | 7489 | Rate Constraint in lbs/MMBtu | FALSE | L | Annual | Fuel Consumed | TBtu | 0 | 0 | 0 | 0 | 0 | 0 | 0 | 0
NSR Taconite 1,2 - NOX Rate Annual v5.14 | 580 | 7489 | Rate Constraint in lbs/MMBtu | FALSE | L | Annual | Rate | lb/MMBtu | 0 | 0 | 0 | 0 | 0 | 0 | 0 | 0
NSR Taconite 1,2 - NOX Rate Annual v5.14 | 580 | 7489 | Rate Constraint in lbs/MMBtu | FALSE | L | Annual | Generation | TWh | 0 | 0 | 0 | 0 | 0 | 0 | 0 | 0
NSR Taconite 1,2 - NOX Rate Annual v5.14 | 580 | 7489 | Rate Constraint in lbs/MMBtu | FALSE | L | Annual | Qualifying Generation | TWh | 0 | 0 | 0 | 0 | 0 | 0 | 0 | 0
NSR Taconite 1,2 - NOX Rate Annual v5.14 | 580 | 7489 | Rate Constraint in lbs/MMBtu | FALSE | L | Annual | Rate | lb/MWh | 0 | 0 | 0 | 0 | 0 | 0 | 0 | 0
NSR Taconite 1,2 - NOX Rate Annual v5.14 | 580 | 7489 | Rate Constraint in lbs/MMBtu | FALSE | L | Annual | Constraint Shadow Price | US2019$/Ton | 0 | 0 | 0 | 0 | 0 | 0 | 0 | 0
NSR Taconite 1,2 - SO2 Rate Annual v5.14 | 581 | 7488 | Rate Constraint in lbs/MMBtu | FALSE | L | Annual | Seasons Included | Seasons | Winter, WintShld, Summer | Winter, WintShld, Summer | Winter, WintShld, Summer | Winter, WintShld, Summer | Winter, WintShld, Summer | Winter, WintShld, Summer | Winter, WintShld, Summer | Winter, WintShld, Summer
NSR Taconite 1,2 - SO2 Rate Annual v5.14 | 581 | 7488 | Rate Constraint in lbs/MMBtu | FALSE | L | Annual | Standard SO2 | lb/MMBtu | 0.3 | 0.3 | 0.3 | 0.3 | 0.3 | 0.3 | 0.3 | 0.3
NSR Taconite 1,2 - SO2 Rate Annual v5.14 | 581 | 7488 | Rate Constraint in lbs/MMBtu | FALSE | L | Annual | Emissions at Affected Plants SO2 | Thousand Tons | 0 | 0 | 0 | 0 | 0 | 0 | 0 | 0
NSR Taconite 1,2 - SO2 Rate Annual v5.14 | 581 | 7488 | Rate Constraint in lbs/MMBtu | FALSE | L | Annual | Allowances Purchased SO2 | Thousand Tons | 0 | 0 | 0 | 0 | 0 | 0 | 0 | 0
NSR Taconite 1,2 - SO2 Rate Annual v5.14 | 581 | 7488 | Rate Constraint in lbs/MMBtu | FALSE | L | Annual | Allowances Sold SO2 | Thousand Tons | 0 | 0 | 0 | 0 | 0 | 0 | 0 | 0
NSR Taconite 1,2 - SO2 Rate Annual v5.14 | 581 | 7488 | Rate Constraint in lbs/MMBtu | FALSE | L | Annual | Allowances Banked | Thousand Tons | 0 | 0 | 0 | 0 | 0 | 0 | 0 | 0
NSR Taconite 1,2 - SO2 Rate Annual v5.14 | 581 | 7488 | Rate Constraint in lbs/MMBtu | FALSE | L | Annual | Allowances Withdrawn (1:1) | Thousand Tons | 0 | 0 | 0 | 0 | 0 | 0 | 0 | 0
NSR Taconite 1,2 - SO2 Rate Annual v5.14 | 581 | 7488 | Rate Constraint in lbs/MMBtu | FALSE | L | Annual | Allowances Withdrawn (n:1) | Thousand Tons | 0 | 0 | 0 | 0 | 0 | 0 | 0 | 0
NSR Taconite 1,2 - SO2 Rate Annual v5.14 | 581 | 7488 | Rate Constraint in lbs/MMBtu | FALSE | L | Annual | Net Emissions Allowance Position | Thousand Tons | 0 | 0 | 0 | 0 | 0 | 0 | 0 | 0
NSR Taconite 1,2 - SO2 Rate Annual v5.14 | 581 | 7488 | Rate Constraint in lbs/MMBtu | FALSE | L | Annual | Fuel Consumed | TBtu | 0 | 0 | 0 | 0 | 0 | 0 | 0 | 0
NSR Taconite 1,2 - SO2 Rate Annual v5.14 | 581 | 7488 | Rate Constraint in lbs/MMBtu | FALSE | L | Annual | Rate | lb/MMBtu | 0 | 0 | 0 | 0 | 0 | 0 | 0 | 0
NSR Taconite 1,2 - SO2 Rate Annual v5.14 | 581 | 7488 | Rate Constraint in lbs/MMBtu | FALSE | L | Annual | Generation | TWh | 0 | 0 | 0 | 0 | 0 | 0 | 0 | 0
NSR Taconite 1,2 - SO2 Rate Annual v5.14 | 581 | 7488 | Rate Constraint in lbs/MMBtu | FALSE | L | Annual | Qualifying Generation | TWh | 0 | 0 | 0 | 0 | 0 | 0 | 0 | 0
NSR Taconite 1,2 - SO2 Rate Annual v5.14 | 581 | 7488 | Rate Constraint in lbs/MMBtu | FALSE | L | Annual | Rate | lb/MWh | 0 | 0 | 0 | 0 | 0 | 0 | 0 | 0
NSR Taconite 1,2 - SO2 Rate Annual v5.14 | 581 | 7488 | Rate Constraint in lbs/MMBtu | FALSE | L | Annual | Constraint Shadow Price | US2019$/Ton | 0 | 0 | 5871.7634 | 0 | 0 | 6756.3868 | 0 | 260.1311
NSR Tucson Electric - SO2 Cap Annual v4.0 | 582 | 7276 | Rate Constraint in MTons | FALSE | L | Annual | Seasons Included | Seasons | Winter, WintShld, Summer | Winter, WintShld, Summer | Winter, WintShld, Summer | Winter, WintShld, Summer | Winter, WintShld, Summer | Winter, WintShld, Summer | Winter, WintShld, Summer | Winter, WintShld, Summer
NSR Tucson Electric - SO2 Cap Annual v4.0 | 582 | 7276 | Rate Constraint in MTons | FALSE | L | Annual | Standard SO2 | Thousand Tons | 10.66 | 10.66 | 10.66 | 10.66 | 10.66 | 10.66 | 10.66 | 10.66
NSR Tucson Electric - SO2 Cap Annual v4.0 | 582 | 7276 | Rate Constraint in MTons | FALSE | L | Annual | Emissions at Affected Plants SO2 | Thousand Tons | 10.66 | 7.1837 | 2.7853 | 3.4689 | 5.3723 | 7.6417 | 5.4443 | 5.4443
NSR Tucson Electric - SO2 Cap Annual v4.0 | 582 | 7276 | Rate Constraint in MTons | FALSE | L | Annual | Allowances Purchased SO2 | Thousand Tons | 0 | 0 | 0 | 0 | 0 | 0 | 0 | 0
NSR Tucson Electric - SO2 Cap Annual v4.0 | 582 | 7276 | Rate Constraint in MTons | FALSE | L | Annual | Allowances Sold SO2 | Thousand Tons | 0 | 0 | 0 | 0 | 0 | 0 | 0 | 0
NSR Tucson Electric - SO2 Cap Annual v4.0 | 582 | 7276 | Rate Constraint in MTons | FALSE | L | Annual | Allowances Banked | Thousand Tons | 0 | 0 | 0 | 0 | 0 | 0 | 0 | 0
NSR Tucson Electric - SO2 Cap Annual v4.0 | 582 | 7276 | Rate Constraint in MTons | FALSE | L | Annual | Allowances Withdrawn (1:1) | Thousand Tons | 0 | 0 | 0 | 0 | 0 | 0 | 0 | 0
NSR Tucson Electric - SO2 Cap Annual v4.0 | 582 | 7276 | Rate Constraint in MTons | FALSE | L | Annual | Allowances Withdrawn (n:1) | Thousand Tons | 0 | 0 | 0 | 0 | 0 | 0 | 0 | 0
NSR Tucson Electric - SO2 Cap Annual v4.0 | 582 | 7276 | Rate Constraint in MTons | FALSE | L | Annual | Net Emissions Allowance Position | Thousand Tons | 10.66 | 7.1837 | 2.7853 | 3.4689 | 5.3723 | 7.6417 | 5.4443 | 5.4443
NSR Tucson Electric - SO2 Cap Annual v4.0 | 582 | 7276 | Rate Constraint in MTons | FALSE | L | Annual | Fuel Consumed | TBtu | 115.7754 | 53.0418 | 21.1921 | 26.8046 | 36.9422 | 52.5483 | 37.4375 | 37.4375
NSR Tucson Electric - SO2 Cap Annual v4.0 | 582 | 7276 | Rate Constraint in MTons | FALSE | L | Annual | Rate | lb/MMBtu | 0.18415 | 0.27087 | 0.26286 | 0.25883 | 0.29085 | 0.29085 | 0.29085 | 0.29085
NSR Tucson Electric - SO2 Cap Annual v4.0 | 582 | 7276 | Rate Constraint in MTons | FALSE | L | Annual | Generation | TWh | 11.2536 | 5.1789 | 2.0678 | 2.6146 | 3.6128 | 5.139 | 3.6612 | 3.6612
NSR Tucson Electric - SO2 Cap Annual v4.0 | 582 | 7276 | Rate Constraint in MTons | FALSE | L | Annual | Qualifying Generation | TWh | 11.2536 | 5.1789 | 2.0678 | 2.6146 | 3.6128 | 5.139 | 3.6612 | 3.6612
NSR Tucson Electric - SO2 Cap Annual v4.0 | 582 | 7276 | Rate Constraint in MTons | FALSE | L | Annual | Rate | lb/MWh | 1.8945 | 2.7742 | 2.6939 | 2.6535 | 2.974 | 2.974 | 2.974 | 2.974
NSR Tucson Electric - SO2 Cap Annual v4.0 | 582 | 7276 | Rate Constraint in MTons | FALSE | L | Annual | Constraint Shadow Price | US2019$/Ton | 4747.082 | 0 | 0 | 0 | 0 | 0 | 0 | 0
NSR Tucson Electric NOx Cap Annual - v4.0 | 583 | 7277 | Rate Constraint in MTons | FALSE | L | Annual | Seasons Included | Seasons | Winter, WintShld, Summer | Winter, WintShld, Summer | Winter, WintShld, Summer | Winter, WintShld, Summer | Winter, WintShld, Summer | Winter, WintShld, Summer | Winter, WintShld, Summer | Winter, WintShld, Summer
NSR Tucson Electric NOx Cap Annual - v4.0 | 583 | 7277 | Rate Constraint in MTons | FALSE | L | Annual | Standard NOX | Thousand Tons | 8.94 | 8.94 | 8.94 | 8.94 | 8.94 | 8.94 | 8.94 | 8.94
NSR Tucson Electric NOx Cap Annual - v4.0 | 583 | 7277 | Rate Constraint in MTons | FALSE | L | Annual | Emissions at Affected Plants NOX | Thousand Tons | 6.424 | 2.4825 | 1.0651 | 1.3937 | 1.4106 | 2.0065 | 1.4295 | 1.4295
NSR Tucson Electric NOx Cap Annual - v4.0 | 583 | 7277 | Rate Constraint in MTons | FALSE | L | Annual | Allowances Purchased NOX | Thousand Tons | 0 | 0 | 0 | 0 | 0 | 0 | 0 | 0
NSR Tucson Electric NOx Cap Annual - v4.0 | 583 | 7277 | Rate Constraint in MTons | FALSE | L | Annual | Allowances Sold NOX | Thousand Tons | 0 | 0 | 0 | 0 | 0 | 0 | 0 | 0
NSR Tucson Electric NOx Cap Annual - v4.0 | 583 | 7277 | Rate Constraint in MTons | FALSE | L | Annual | Allowances Banked | Thousand Tons | 0 | 0 | 0 | 0 | 0 | 0 | 0 | 0
NSR Tucson Electric NOx Cap Annual - v4.0 | 583 | 7277 | Rate Constraint in MTons | FALSE | L | Annual | Allowances Withdrawn (1:1) | Thousand Tons | 0 | 0 | 0 | 0 | 0 | 0 | 0 | 0
NSR Tucson Electric NOx Cap Annual - v4.0 | 583 | 7277 | Rate Constraint in MTons | FALSE | L | Annual | Allowances Withdrawn (n:1) | Thousand Tons | 0 | 0 | 0 | 0 | 0 | 0 | 0 | 0
NSR Tucson Electric NOx Cap Annual - v4.0 | 583 | 7277 | Rate Constraint in MTons | FALSE | L | Annual | Net Emissions Allowance Position | Thousand Tons | 6.424 | 2.4825 | 1.0651 | 1.3937 | 1.4106 | 2.0065 | 1.4295 | 1.4295
NSR Tucson Electric NOx Cap Annual - v4.0 | 583 | 7277 | Rate Constraint in MTons | FALSE | L | Annual | Fuel Consumed | TBtu | 115.7754 | 53.0418 | 21.1921 | 26.8046 | 36.9422 | 52.5483 | 37.4375 | 37.4375
NSR Tucson Electric NOx Cap Annual - v4.0 | 583 | 7277 | Rate Constraint in MTons | FALSE | L | Annual | Rate | lb/MMBtu | 0.11097 | 0.093605 | 0.10051 | 0.10399 | 0.076369 | 0.076369 | 0.076369 | 0.076369
NSR Tucson Electric NOx Cap Annual - v4.0 | 583 | 7277 | Rate Constraint in MTons | FALSE | L | Annual | Generation | TWh | 11.2536 | 5.1789 | 2.0678 | 2.6146 | 3.6128 | 5.139 | 3.6612 | 3.6612
NSR Tucson Electric NOx Cap Annual - v4.0 | 583 | 7277 | Rate Constraint in MTons | FALSE | L | Annual | Qualifying Generation | TWh | 11.2536 | 5.1789 | 2.0678 | 2.6146 | 3.6128 | 5.139 | 3.6612 | 3.6612
NSR Tucson Electric NOx Cap Annual - v4.0 | 583 | 7277 | Rate Constraint in MTons | FALSE | L | Annual | Rate | lb/MWh | 1.1417 | 0.95869 | 1.0301 | 1.0661 | 0.78091 | 0.78091 | 0.78091 | 0.78091
NSR Tucson Electric NOx Cap Annual - v4.0 | 583 | 7277 | Rate Constraint in MTons | FALSE | L | Annual | Constraint Shadow Price | US2019$/Ton | 0 | 0 | 0 | 0 | 0 | 0 | 0 | 0
NSR TVA System - NOX Cap Annual v4.11 | 584 | 7400 | Rate Constraint in MTons | FALSE | L | Annual | Seasons Included | Seasons | Winter, WintShld, Summer | Winter, WintShld, Summer | Winter, WintShld, Summer | Winter, WintShld, Summer | Winter, WintShld, Summer | Winter, WintShld, Summer | Winter, WintShld, Summer | Winter, WintShld, Summer
NSR TVA System - NOX Cap Annual v4.11 | 584 | 7400 | Rate Constraint in MTons | FALSE | L | Annual | Standard NOX | Thousand Tons | 52 | 52 | 52 | 52 | 52 | 52 | 52 | 52
NSR TVA System - NOX Cap Annual v4.11 | 584 | 7400 | Rate Constraint in MTons | FALSE | L | Annual | Emissions at Affected Plants NOX | Thousand Tons | 21.446 | 11.7528 | 10.6813 | 2.1006 | 0.0065505 | 0.0061311 | 0.0061311 | 0.0048882
NSR TVA System - NOX Cap Annual v4.11 | 584 | 7400 | Rate Constraint in MTons | FALSE | L | Annual | Allowances Purchased NOX | Thousand Tons | 0 | 0 | 0 | 0 | 0 | 0 | 0 | 0
NSR TVA System - NOX Cap Annual v4.11 | 584 | 7400 | Rate Constraint in MTons | FALSE | L | Annual | Allowances Sold NOX | Thousand Tons | 0 | 0 | 0 | 0 | 0 | 0 | 0 | 0
NSR TVA System - NOX Cap Annual v4.11 | 584 | 7400 | Rate Constraint in MTons | FALSE | L | Annual | Allowances Banked | Thousand Tons | 0 | 0 | 0 | 0 | 0 | 0 | 0 | 0
NSR TVA System - NOX Cap Annual v4.11 | 584 | 7400 | Rate Constraint in MTons | FALSE | L | Annual | Allowances Withdrawn (1:1) | Thousand Tons | 0 | 0 | 0 | 0 | 0 | 0 | 0 | 0
NSR TVA System - NOX Cap Annual v4.11 | 584 | 7400 | Rate Constraint in MTons | FALSE | L | Annual | Allowances Withdrawn (n:1) | Thousand Tons | 0 | 0 | 0 | 0 | 0 | 0 | 0 | 0
NSR TVA System - NOX Cap Annual v4.11 | 584 | 7400 | Rate Constraint in MTons | FALSE | L | Annual | Net Emissions Allowance Position | Thousand Tons | 21.446 | 11.7528 | 10.6813 | 2.1006 | 0.0065505 | 0.0061311 | 0.0061311 | 0.0048882
NSR TVA System - NOX Cap Annual v4.11 | 584 | 7400 | Rate Constraint in MTons | FALSE | L | Annual | Fuel Consumed | TBtu | 448.6924 | 179.67 | 148.8094 | 43.948 | 0.16344 | 0.15298 | 0.15298 | 0.12197
NSR TVA System - NOX Cap Annual v4.11 | 584 | 7400 | Rate Constraint in MTons | FALSE | L | Annual | Rate | lb/MMBtu | 0.095593 | 0.13083 | 0.14356 | 0.095593 | 0.080155 | 0.080155 | 0.080155 | 0.080155
NSR TVA System - NOX Cap Annual v4.11 | 584 | 7400 | Rate Constraint in MTons | FALSE | L | Annual | Generation | TWh | 41.6236 | 16.4882 | 13.7315 | 3.9548 | 0.016141 | 0.015108 | 0.015108 | 0.012045
NSR TVA System - NOX Cap Annual v4.11 | 584 | 7400 | Rate Constraint in MTons | FALSE | L | Annual | Qualifying Generation | TWh | 41.6236 | 16.4882 | 13.7315 | 3.9548 | 0.016141 | 0.015108 | 0.015108 | 0.012045
NSR TVA System - NOX Cap Annual v4.11 | 584 | 7400 | Rate Constraint in MTons | FALSE | L | Annual | Rate | lb/MWh | 1.0305 | 1.4256 | 1.5557 | 1.0623 | 0.81166 | 0.81166 | 0.81166 | 0.81166
NSR TVA System - NOX Cap Annual v4.11 | 584 | 7400 | Rate Constraint in MTons | FALSE | L | Annual | Constraint Shadow Price | US2019$/Ton | 0 | 0 | 0 | 0 | 0 | 0 | 0 | 0
NSR TVA System - SO2 Cap Annual v4.11 | 585 | 7399 | Rate Constraint in MTons | FALSE | L | Annual | Seasons Included | Seasons | Winter, WintShld, Summer | Winter, WintShld, Summer | Winter, WintShld, Summer | Winter, WintShld, Summer | Winter, WintShld, Summer | Winter, WintShld, Summer | Winter, WintShld, Summer | Winter, WintShld, Summer
NSR TVA System - SO2 Cap Annual v4.11 | 585 | 7399 | Rate Constraint in MTons | FALSE | L | Annual | Standard SO2 | Thousand Tons | 100 | 100 | 100 | 100 | 100 | 100 | 100 | 100
NSR TVA System - SO2 Cap Annual v4.11 | 585 | 7399 | Rate Constraint in MTons | FALSE | L | Annual | Emissions at Affected Plants SO2 | Thousand Tons | 41.008 | 32.383 | 18.9328 | 1.4625 | 0.0089404 | 0.0083681 | 0.0083681 | 0.0066716
NSR TVA System - SO2 Cap Annual v4.11 | 585 | 7399 | Rate Constraint in MTons | FALSE | L | Annual | Allowances Purchased SO2 | Thousand Tons | 0 | 0 | 0 | 0 | 0 | 0 | 0 | 0
NSR TVA System - SO2 Cap Annual v4.11 | 585 | 7399 | Rate Constraint in MTons | FALSE | L | Annual | Allowances Sold SO2 | Thousand Tons | 0 | 0 | 0 | 0 | 0 | 0 | 0 | 0
NSR TVA System - SO2 Cap Annual v4.11 | 585 | 7399 | Rate Constraint in MTons | FALSE | L | Annual | Allowances Banked | Thousand Tons | 0 | 0 | 0 | 0 | 0 | 0 | 0 | 0
NSR TVA System - SO2 Cap Annual v4.11 | 585 | 7399 | Rate Constraint in MTons | FALSE | L | Annual | Allowances Withdrawn (1:1) | Thousand Tons | 0 | 0 | 0 | 0 | 0 | 0 | 0 | 0
NSR TVA System - SO2 Cap Annual v4.11 | 585 | 7399 | Rate Constraint in MTons | FALSE | L | Annual | Allowances Withdrawn (n:1) | Thousand Tons | 0 | 0 | 0 | 0 | 0 | 0 | 0 | 0
NSR TVA System - SO2 Cap Annual v4.11 | 585 | 7399 | Rate Constraint in MTons | FALSE | L | Annual | Net Emissions Allowance Position | Thousand Tons | 41.008 | 32.383 | 18.9328 | 1.4625 | 0.0089404 | 0.0083681 | 0.0083681 | 0.0066716
NSR TVA System - SO2 Cap Annual v4.11 | 585 | 7399 | Rate Constraint in MTons | FALSE | L | Annual | Fuel Consumed | TBtu | 448.6924 | 179.67 | 148.8094 | 43.948 | 0.16344 | 0.15298 | 0.15298 | 0.12197
NSR TVA System - SO2 Cap Annual v4.11 | 585 | 7399 | Rate Constraint in MTons | FALSE | L | Annual | Rate | lb/MMBtu | 0.18279 | 0.36047 | 0.25446 | 0.066556 | 0.1094 | 0.1094 | 0.1094 | 0.1094
NSR TVA System - SO2 Cap Annual v4.11 | 585 | 7399 | Rate Constraint in MTons | FALSE | L | Annual | Generation | TWh | 41.6236 | 16.4882 | 13.7315 | 3.9548 | 0.016141 | 0.015108 | 0.015108 | 0.012045
NSR TVA System - SO2 Cap Annual v4.11 | 585 | 7399 | Rate Constraint in MTons | FALSE | L | Annual | Qualifying Generation | TWh | 41.6236 | 16.4882 | 13.7315 | 3.9548 | 0.016141 | 0.015108 | 0.015108 | 0.012045
NSR TVA System - SO2 Cap Annual v4.11 | 585 | 7399 | Rate Constraint in MTons | FALSE | L | Annual | Rate | lb/MWh | 1.9704 | 3.928 | 2.7576 | 0.7396 | 1.1078 | 1.1078 | 1.1078 | 1.1078
NSR TVA System - SO2 Cap Annual v4.11 | 585 | 7399 | Rate Constraint in MTons | FALSE | L | Annual | Constraint Shadow Price | US2019$/Ton | 0 | 0 | 0 | 0 | 0 | 0 | 0 | 0
NSR Valley 1-4 - NOX Rate Annual v5.16 | 586 | 7429 | Rate Constraint in lbs/MMBtu | FALSE | L | Annual | Seasons Included | Seasons | Winter, WintShld, Summer | Winter, WintShld, Summer | Winter, WintShld, Summer | Winter, WintShld, Summer | Winter, WintShld, Summer | Winter, WintShld, Summer | Winter, WintShld, Summer | Winter, WintShld, Summer
NSR Valley 1-4 - NOX Rate Annual v5.16 | 586 | 7429 | Rate Constraint in lbs/MMBtu | FALSE | L | Annual | Standard NOX | lb/MMBtu | 0.08 | 0.08 | 0.08 | 0.08 | 0.08 | 0.08 | 0.08 | 0.08
NSR Valley 1-4 - NOX Rate Annual v5.16 | 586 | 7429 | Rate Constraint in lbs/MMBtu | FALSE | L | Annual | Emissions at Affected Plants NOX | Thousand Tons | 0 | 0 | 0.14512 | 0.14512 | 0.21441 | 0.099378 | 0.099378 | 0
NSR Valley 1-4 - NOX Rate Annual v5.16 | 586 | 7429 | Rate Constraint in lbs/MMBtu | FALSE | L | Annual | Allowances Purchased NOX | Thousand Tons | 0 | 0 | 0 | 0 | 0 | 0 | 0 | 0
NSR Valley 1-4 - NOX Rate Annual v5.16 | 586 | 7429 | Rate Constraint in lbs/MMBtu | FALSE | L | Annual | Allowances Sold NOX | Thousand Tons | 0 | 0 | 0 | 0 | 0 | 0 | 0 | 0
NSR Valley 1-4 - NOX Rate Annual v5.16 | 586 | 7429 | Rate Constraint in lbs/MMBtu | FALSE | L | Annual | Allowances Banked | Thousand Tons | 0 | 0 | 0 | 0 | 0 | 0 | 0 | 0
NSR Valley 1-4 - NOX Rate Annual v5.16 | 586 | 7429 | Rate Constraint in lbs/MMBtu | FALSE | L | Annual | Allowances Withdrawn (1:1) | Thousand Tons | 0 | 0 | 0 | 0 | 0 | 0 | 0 | 0
NSR Valley 1-4 - NOX Rate Annual v5.16 | 586 | 7429 | Rate Constraint in lbs/MMBtu | FALSE | L | Annual | Allowances Withdrawn (n:1) | Thousand Tons | 0 | 0 | 0 | 0 | 0 | 0 | 0 | 0
NSR Valley 1-4 - NOX Rate Annual v5.16 | 586 | 7429 | Rate Constraint in lbs/MMBtu | FALSE | L | Annual | Net Emissions Allowance Position | Thousand Tons | 0 | 0 | 0.14512 | 0.14512 | 0.21441 | 0.099378 | 0.099378 | 0
NSR Valley 1-4 - NOX Rate Annual v5.16 | 586 | 7429 | Rate Constraint in lbs/MMBtu | FALSE | L | Annual | Fuel Consumed | TBtu | 0 | 0 | 3.9314 | 3.9314 | 5.8083 | 2.6921 | 2.6921 | 0
NSR Valley 1-4 - NOX Rate Annual v5.16 | 586 | 7429 | Rate Constraint in lbs/MMBtu | FALSE | L | Annual | Rate | lb/MMBtu | 0 | 0 | 0.073829 | 0.073829 | 0.073829 | 0.073829 | 0.073829 | 0
NSR Valley 1-4 - NOX Rate Annual v5.16 | 586 | 7429 | Rate Constraint in lbs/MMBtu | FALSE | L | Annual | Generation | TWh | 0 | 0 | 0.47161 | 0.47161 | 0.69676 | 0.32295 | 0.32295 | 0
NSR Valley 1-4 - NOX Rate Annual v5.16 | 586 | 7429 | Rate Constraint in lbs/MMBtu | FALSE | L | Annual | Qualifying Generation | TWh | 0 | 0 | 0.40816 | 0.40816 | 0.60302 | 0.2795 | 0.2795 | 0
NSR Valley 1-4 - NOX Rate Annual v5.16 | 586 | 7429 | Rate Constraint in lbs/MMBtu | FALSE | L | Annual | Rate | lb/MWh | 0 | 0 | 0.71112 | 0.71112 | 0.71112 | 0.71112 | 0.71112 | 0
NSR Valley 1-4 - NOX Rate Annual v5.16 | 586 | 7429 | Rate Constraint in lbs/MMBtu | FALSE | L | Annual | Constraint Shadow Price | US2019$/Ton | 0 | 0 | 0 | 0 | 0 | 0 | 0 | 0
NSR Valley 1-4 - SO2 Cap Annual v5.16 | 587 | 7428 | Rate Constraint in MTons | FALSE | L | Annual | Seasons Included | Seasons | Winter, WintShld, Summer | Winter, WintShld, Summer | Winter, WintShld, Summer | Winter, WintShld, Summer | Winter, WintShld, Summer | Winter, WintShld, Summer | Winter, WintShld, Summer | Winter, WintShld, Summer
NSR Valley 1-4 - SO2 Cap Annual v5.16 | 587 | 7428 | Rate Constraint in MTons | FALSE | L | Annual | Standard SO2 | Thousand Tons | 0.0095 | 0.0095 | 0.0095 | 0.0095 | 0.0095 | 0.0095 | 0.0095 | 0.0095
NSR Valley 1-4 - SO2 Cap Annual v5.16 | 587 | 7428 | Rate Constraint in MTons | FALSE | L | Annual | Emissions at Affected Plants SO2 | Thousand Tons | 0 | 0 | 0 | 0 | 0 | 0 | 0 | 0
NSR Valley 1-4 - SO2 Cap Annual v5.16 | 587 | 7428 | Rate Constraint in MTons | FALSE | L | Annual | Allowances Purchased SO2 | Thousand Tons | 0 | 0 | 0 | 0 | 0 | 0 | 0 | 0
NSR Valley 1-4 - SO2 Cap Annual v5.16 | 587 | 7428 | Rate Constraint in MTons | FALSE | L | Annual | Allowances Sold SO2 | Thousand Tons | 0 | 0 | 0 | 0 | 0 | 0 | 0 | 0
NSR Valley 1-4 - SO2 Cap Annual v5.16 | 587 | 7428 | Rate Constraint in MTons | FALSE | L | Annual | Allowances Banked | Thousand Tons | 0 | 0 | 0 | 0 | 0 | 0 | 0 | 0
NSR Valley 1-4 - SO2 Cap Annual v5.16 | 587 | 7428 | Rate Constraint in MTons | FALSE | L | Annual | Allowances Withdrawn (1:1) | Thousand Tons | 0 | 0 | 0 | 0 | 0 | 0 | 0 | 0
NSR Valley 1-4 - SO2 Cap Annual v5.16 | 587 | 7428 | Rate Constraint in MTons | FALSE | L | Annual | Allowances Withdrawn (n:1) | Thousand Tons | 0 | 0 | 0 | 0 | 0 | 0 | 0 | 0
NSR Valley 1-4 - SO2 Cap Annual v5.16 | 587 | 7428 | Rate Constraint in MTons | FALSE | L | Annual | Net Emissions Allowance Position | Thousand Tons | 0 | 0 | 0 | 0 | 0 | 0 | 0 | 0
NSR Valley 1-4 - SO2 Cap Annual v5.16 | 587 | 7428 | Rate Constraint in MTons | FALSE | L | Annual | Fuel Consumed | TBtu | 0 | 0 | 4.5425 | 4.5425 | 6.7112 | 3.1106 | 3.1106 | 0
NSR Valley 1-4 - SO2 Cap Annual v5.16 | 587 | 7428 | Rate Constraint in MTons | FALSE | L | Annual | Rate | lb/MMBtu | 0 | 0 | 0 | 0 | 0 | 0 | 0 | 0
NSR Valley 1-4 - SO2 Cap Annual v5.16 | 587 | 7428 | Rate Constraint in MTons | FALSE | L | Annual | Generation | TWh | 0 | 0 | 0.47161 | 0.47161 | 0.69676 | 0.32295 | 0.32295 | 0
NSR Valley 1-4 - SO2 Cap Annual v5.16 | 587 | 7428 | Rate Constraint in MTons | FALSE | L | Annual | Qualifying Generation | TWh | 0 | 0 | 0.47161 | 0.47161 | 0.69676 | 0.32295 | 0.32295 | 0
NSR Valley 1-4 - SO2 Cap Annual v5.16 | 587 | 7428 | Rate Constraint in MTons | FALSE | L | Annual | Rate | lb/MWh | 0 | 0 | 0 | 0 | 0 | 0 | 0 | 0
NSR Valley 1-4 - SO2 Cap Annual v5.16 | 587 | 7428 | Rate Constraint in MTons | FALSE | L | Annual | Constraint Shadow Price | US2019$/Ton | 0 | 0 | 0 | 0 | 0 | 0 | 0 | 0
NSR W H Sammis 1-5 - SO2 Rate Annual v3.1, Unit 3872 and retrofits | 588 | 7435 | Rate Constraint in lbs/MMBtu | FALSE | L | Annual | Seasons Included | Seasons | Winter, WintShld, Summer | Winter, WintShld, Summer | Winter, WintShld, Summer | Winter, WintShld, Summer | Winter, WintShld, Summer | Winter, WintShld, Summer | Winter, WintShld, Summer | Winter, WintShld, Summer
NSR W H Sammis 1-5 - SO2 Rate Annual v3.1, Unit 3872 and retrofits | 588 | 7435 | Rate Constraint in lbs/MMBtu | FALSE | L | Annual | Standard SO2 | lb/MMBtu | 1.1 | 1.1 | 1.1 | 1.1 | 1.1 | 1.1 | 1.1 | 1.1
NSR W H Sammis 1-5 - SO2 Rate Annual v3.1, Unit 3872 and retrofits | 588 | 7435 | Rate Constraint in lbs/MMBtu | FALSE | L | Annual | Emissions at Affected Plants SO2 | Thousand Tons | 1.2363 | 0 | 0 | 0 | 0 | 0 | 0 | 0
NSR W H Sammis 1-5 - SO2 Rate Annual v3.1, Unit 3872 and retrofits | 588 | 7435 | Rate Constraint in lbs/MMBtu | FALSE | L | Annual | Allowances Purchased SO2 | Thousand Tons | 0 | 0 | 0 | 0 | 0 | 0 | 0 | 0
NSR W H Sammis 1-5 - SO2 Rate Annual v3.1, Unit 3872 and retrofits | 588 | 7435 | Rate Constraint in lbs/MMBtu | FALSE | L | Annual | Allowances Sold SO2 | Thousand Tons | 0 | 0 | 0 | 0 | 0 | 0 | 0 | 0
NSR W H Sammis 1-5 - SO2 Rate Annual v3.1, Unit 3872 and retrofits | 588 | 7435 | Rate Constraint in lbs/MMBtu | FALSE | L | Annual | Allowances Banked | Thousand Tons | 0 | 0 | 0 | 0 | 0 | 0 | 0 | 0
NSR W H Sammis 1-5 - SO2 Rate Annual v3.1, Unit 3872 and retrofits | 588 | 7435 | Rate Constraint in lbs/MMBtu | FALSE | L | Annual | Allowances Withdrawn (1:1) | Thousand Tons | 0 | 0 | 0 | 0 | 0 | 0 | 0 | 0
NSR W H Sammis 1-5 - SO2 Rate Annual v3.1, Unit 3872 and retrofits | 588 | 7435 | Rate Constraint in lbs/MMBtu | FALSE | L | Annual | Allowances Withdrawn (n:1) | Thousand Tons | 0 | 0 | 0 | 0 | 0 | 0 | 0 | 0
NSR W H Sammis 1-5 - SO2 Rate Annual v3.1, Unit 3872 and retrofits | 588 | 7435 | Rate Constraint in lbs/MMBtu | FALSE | L | Annual | Net Emissions Allowance Position | Thousand Tons | 1.2363 | 0 | 0 | 0 | 0 | 0 | 0 | 0
NSR W H Sammis 1-5 - SO2 Rate Annual v3.1, Unit 3872 and retrofits | 588 | 7435 | Rate Constraint in lbs/MMBtu | FALSE | L | Annual | Fuel Consumed | TBtu | 20.6436 | 0 | 0 | 0 | 0 | 0 | 0 | 0
NSR W H Sammis 1-5 - SO2 Rate Annual v3.1, Unit 3872 and retrofits | 588 | 7435 | Rate Constraint in lbs/MMBtu | FALSE | L | Annual | Rate | lb/MMBtu | 0.11978 | 0 | 0 | 0 | 0 | 0 | 0 | 0
NSR W H Sammis 1-5 - SO2 Rate Annual v3.1, Unit 3872 and retrofits | 588 | 7435 | Rate Constraint in lbs/MMBtu | FALSE | L | Annual | Generation | TWh | 1.8286 | 0 | 0 | 0 | 0 | 0 | 0 | 0
NSR W H Sammis 1-5 - SO2 Rate Annual v3.1, Unit 3872 and retrofits | 588 | 7435 | Rate Constraint in lbs/MMBtu | FALSE | L | Annual | Qualifying Generation | TWh | 1.8286 | 0 | 0 | 0 | 0 | 0 | 0 | 0
NSR W H Sammis 1-5 - SO2 Rate Annual v3.1, Unit 3872 and retrofits | 588 | 7435 | Rate Constraint in lbs/MMBtu | FALSE | L | Annual | Rate | lb/MWh | 1.3522 | 0 | 0 | 0 | 0 | 0 | 0 | 0
NSR W H Sammis 1-5 - SO2 Rate Annual v3.1, Unit 3872 and retrofits | 588 | 7435 | Rate Constraint in lbs/MMBtu | FALSE | L | Annual | Constraint Shadow Price | US2019$/Ton | 0 | 0 | 0 | 0 | 0 | 0 | 0 | 0
NSR W H Sammis 5 - NOX Rate Annual v3.1, Unit 3872 and retrofits | 589 | 7436 | Rate Constraint in lbs/MMBtu | FALSE | L | Annual | Seasons Included | Seasons | Winter, WintShld, Summer | Winter, WintShld, Summer | Winter, WintShld, Summer | Winter, WintShld, Summer | Winter, WintShld, Summer | Winter, WintShld, Summer | Winter, WintShld, Summer | Winter, WintShld, Summer
NSR W H Sammis 5 - NOX Rate Annual v3.1, Unit 3872 and retrofits | 589 | 7436 | Rate Constraint in lbs/MMBtu | FALSE | L | Annual | Standard NOX | lb/MMBtu | 0.29 | 0.29 | 0.29 | 0.29 | 0.29 | 0.29 | 0.29 | 0.29
NSR W H Sammis 5 - NOX Rate Annual v3.1, Unit 3872 and retrofits | 589 | 7436 | Rate Constraint in lbs/MMBtu | FALSE | L | Annual | Emissions at Affected Plants NOX | Thousand Tons | 2.0509 | 0 | 0 | 0 | 0 | 0 | 0 | 0
NSR W H Sammis 5 - NOX Rate Annual v3.1, Unit 3872 and retrofits | 589 | 7436 | Rate Constraint in lbs/MMBtu | FALSE | L | Annual | Allowances Purchased NOX | Thousand Tons | 0 | 0 | 0 | 0 | 0 | 0 | 0 | 0
NSR W H Sammis 5 - NOX Rate Annual v3.1, Unit 3872 and retrofits | 589 | 7436 | Rate Constraint in lbs/MMBtu | FALSE | L | Annual | Allowances Sold NOX | Thousand Tons | 0 | 0 | 0 | 0 | 0 | 0 | 0 | 0
NSR W H Sammis 5 - NOX Rate Annual v3.1, Unit 3872 and retrofits | 589 | 7436 | Rate Constraint in lbs/MMBtu | FALSE | L | Annual | Allowances Banked | Thousand Tons | 0 | 0 | 0 | 0 | 0 | 0 | 0 | 0
NSR W H Sammis 5 - NOX Rate Annual v3.1, Unit 3872 and retrofits | 589 | 7436 | Rate Constraint in lbs/MMBtu | FALSE | L | Annual | Allowances Withdrawn (1:1) | Thousand Tons | 0 | 0 | 0 | 0 | 0 | 0 | 0 | 0
NSR W H Sammis 5 - NOX Rate Annual v3.1, Unit 3872 and retrofits | 589 | 7436 | Rate Constraint in lbs/MMBtu | FALSE | L | Annual | Allowances Withdrawn (n:1) | Thousand Tons | 0 | 0 | 0 | 0 | 0 | 0 | 0 | 0
NSR W H Sammis 5 - NOX Rate Annual v3.1, Unit 3872 and retrofits | 589 | 7436 | Rate Constraint in lbs/MMBtu | FALSE | L | Annual | Net Emissions Allowance Position | Thousand Tons | 2.0509 | 0 | 0 | 0 | 0 | 0 | 0 | 0
NSR W H Sammis 5 - NOX Rate Annual v3.1, Unit 3872 and retrofits | 589 | 7436 | Rate Constraint in lbs/MMBtu | FALSE | L | Annual | Fuel Consumed | TBtu | 20.6436 | 0 | 0 | 0 | 0 | 0 | 0 | 0
NSR W H Sammis 5 - NOX Rate Annual v3.1, Unit 3872 and retrofits | 589 | 7436 | Rate Constraint in lbs/MMBtu | FALSE | L | Annual | Rate | lb/MMBtu | 0.1987 | 0 | 0 | 0 | 0 | 0 | 0 | 0
NSR W H Sammis 5 - NOX Rate Annual v3.1, Unit 3872 and retrofits | 589 | 7436 | Rate Constraint in lbs/MMBtu | FALSE | L | Annual | Generation | TWh | 1.8286 | 0 | 0 | 0 | 0 | 0 | 0 | 0
NSR W H Sammis 5 - NOX Rate Annual v3.1, Unit 3872 and retrofits | 589 | 7436 | Rate Constraint in lbs/MMBtu | FALSE | L | Annual | Qualifying Generation | TWh | 1.8286 | 0 | 0 | 0 | 0 | 0 | 0 | 0
NSR W H Sammis 5 - NOX Rate Annual v3.1, Unit 3872 and retrofits | 589 | 7436 | Rate Constraint in lbs/MMBtu | FALSE | L | Annual | Rate | lb/MWh | 2.2432 | 0 | 0 | 0 | 0 | 0 | 0 | 0
NSR W H Sammis 5 - NOX Rate Annual v3.1, Unit 3872 and retrofits | 589 | 7436 | Rate Constraint in lbs/MMBtu | FALSE | L | Annual | Constraint Shadow Price | US2019$/Ton | 0 | 0 | 0 | 0 | 0 | 0 | 0 | 0
NSR W H Sammis 6 - SO2 Rate Annual v3.1, Unit 3852 and retrofits | 590 | 7437 | Rate Constraint in lbs/MMBtu | FALSE | L | Annual | Seasons Included | Seasons | Winter, WintShld, Summer | Winter, WintShld, Summer | Winter, WintShld, Summer | Winter, WintShld, Summer | Winter, WintShld, Summer | Winter, WintShld, Summer | Winter, WintShld, Summer | Winter, WintShld, Summer
NSR W H Sammis 6 - SO2 Rate Annual v3.1, Unit 3852 and retrofits | 590 | 7437 | Rate Constraint in lbs/MMBtu | FALSE | L | Annual | Standard SO2 | lb/MMBtu | 0.13 | 0.13 | 0.13 | 0.13 | 0.13 | 0.13 | 0.13 | 0.13
NSR W H Sammis 6 - SO2 Rate Annual v3.1, Unit 3852 and retrofits | 590 | 7437 | Rate Constraint in lbs/MMBtu | FALSE | L | Annual | Emissions at Affected Plants SO2 | Thousand Tons | 2.7708 | 2.6171 | 0 | 0 | 0 | 0 | 0 | 0
NSR W H Sammis 6 - SO2 Rate Annual v3.1, Unit 3852 and retrofits | 590 | 7437 | Rate Constraint in lbs/MMBtu | FALSE | L | Annual | Allowances Purchased SO2 | Thousand Tons | 0 | 0 | 0 | 0 | 0 | 0 | 0 | 0
NSR W H Sammis 6 - SO2 Rate Annual v3.1, Unit 3852 and retrofits | 590 | 7437 | Rate Constraint in lbs/MMBtu | FALSE | L | Annual | Allowances Sold SO2 | Thousand Tons | 0 | 0 | 0 | 0 | 0 | 0 | 0 | 0
NSR W H Sammis 6 - SO2 Rate Annual v3.1, Unit 3852 and retrofits | 590 | 7437 | Rate Constraint in lbs/MMBtu | FALSE | L | Annual | Allowances Banked | Thousand Tons | 0 | 0 | 0 | 0 | 0 | 0 | 0 | 0
NSR W H Sammis 6 - SO2 Rate Annual v3.1, Unit 3852 and retrofits | 590 | 7437 | Rate Constraint in lbs/MMBtu | FALSE | L | Annual | Allowances Withdrawn (1:1) | Thousand Tons | 0 | 0 | 0 | 0 | 0 | 0 | 0 | 0
NSR W H Sammis 6 - SO2 Rate Annual v3.1, Unit 3852 and retrofits | 590 | 7437 | Rate Constraint in lbs/MMBtu | FALSE | L | Annual | Allowances Withdrawn (n:1) | Thousand Tons | 0 | 0 | 0 | 0 | 0 | 0 | 0 | 0
NSR W H Sammis 6 - SO2 Rate Annual v3.1, Unit 3852 and retrofits | 590 | 7437 | Rate Constraint in lbs/MMBtu | FALSE | L | Annual | Net Emissions Allowance Position | Thousand Tons | 2.7708 | 2.6171 | 0 | 0 | 0 | 0 | 0 | 0
NSR W H Sammis 6 - SO2 Rate Annual v3.1, Unit 3852 and retrofits | 590 | 7437 | Rate Constraint in lbs/MMBtu | FALSE | L | Annual | Fuel Consumed | TBtu | 46.2657 | 43.7002 | 0 | 0 | 0 | 0 | 0 | 0
NSR W H Sammis 6 - SO2 Rate Annual v3.1, Unit 3852 and retrofits | 590 | 7437 | Rate Constraint in lbs/MMBtu | FALSE | L | Annual | Rate | lb/MMBtu | 0.11978 | 0.11978 | 0 | 0 | 0 | 0 | 0 | 0
NSR W H Sammis 6 - SO2 Rate Annual v3.1, Unit 3852 and retrofits | 590 | 7437 | Rate Constraint in lbs/MMBtu | FALSE | L | Annual | Generation | TWh | 4.2453 | 4.0099 | 0 | 0 | 0 | 0 | 0 | 0
NSR W H Sammis 6 - SO2 Rate Annual v3.1, Unit 3852 and retrofits | 590 | 7437 | Rate Constraint in lbs/MMBtu | FALSE | L | Annual | Qualifying Generation | TWh | 4.2453 | 4.0099 | 0 | 0 | 0 | 0 | 0 | 0
NSR W H Sammis 6 - SO2 Rate Annual v3.1, Unit 3852 and retrofits | 590 | 7437 | Rate Constraint in lbs/MMBtu | FALSE | L | Annual | Rate | lb/MWh | 1.3053 | 1.3053 | 0 | 0 | 0 | 0 | 0 | 0
NSR W H Sammis 6 - SO2 Rate Annual v3.1, Unit 3852 and retrofits | 590 | 7437 | Rate Constraint in lbs/MMBtu | FALSE | L | Annual | Constraint Shadow Price | US2019$/Ton | 0 | 0 | 0 | 908.2112 | 191.6469 | 0 | 4180.268 | 0
NSR W H Sammis 6,7 - NOX Rate Annual v3.1, Unit 3852 and retrofits | 591 | 7439 | Rate Constraint in lbs/MMBtu | FALSE | L | Annual | Seasons Included | Seasons | Winter, WintShld, Summer | Winter, WintShld, Summer | Winter, WintShld, Summer | Winter, WintShld, Summer | Winter, WintShld, Summer | Winter, WintShld, Summer | Winter, WintShld, Summer | Winter, WintShld, Summer
NSR W H Sammis 6,7 - NOX Rate Annual v3.1, Unit 3852 and retrofits | 591 | 7439 | Rate Constraint in lbs/MMBtu | FALSE | L | Annual | Standard NOX | lb/MMBtu | 0.1 | 0.1 | 0.1 | 0.1 | 0.1 | 0.1 | 0.1 | 0.1
NSR W H Sammis 6,7 - NOX Rate Annual v3.1, Unit 3852 and retrofits | 591 | 7439 | Rate Constraint in lbs/MMBtu | FALSE | L | Annual | Emissions at Affected Plants NOX | Thousand Tons | 1.735 | 1.6388 | 0 | 0 | 0 | 0 | 0 | 0
NSR W H Sammis 6,7 - NOX Rate Annual v3.1, Unit 3852 and retrofits | 591 | 7439 | Rate Constraint in lbs/MMBtu | FALSE | L | Annual | Allowances Purchased NOX | Thousand Tons | 0 | 0 | 0 | 0 | 0 | 0 | 0 | 0
NSR W H Sammis 6,7 - NOX Rate Annual v3.1, Unit 3852 and retrofits | 591 | 7439 | Rate Constraint in lbs/MMBtu | FALSE | L | Annual | Allowances Sold NOX | Thousand Tons | 0 | 0 | 0 | 0 | 0 | 0 | 0 | 0
NSR W H Sammis 6,7 - NOX Rate Annual v3.1, Unit 3852 and retrofits | 591 | 7439 | Rate Constraint in lbs/MMBtu | FALSE | L | Annual | Allowances Banked | Thousand Tons | 0 | 0 | 0 | 0 | 0 | 0 | 0 | 0
NSR W H Sammis 6,7 - NOX Rate Annual v3.1, Unit 3852 and retrofits | 591 | 7439 | Rate Constraint in lbs/MMBtu | FALSE | L | Annual | Allowances Withdrawn (1:1) | Thousand Tons | 0 | 0 | 0 | 0 | 0 | 0 | 0 | 0
NSR W H Sammis 6,7 - NOX Rate Annual v3.1, Unit 3852 and retrofits | 591 | 7439 | Rate Constraint in lbs/MMBtu | FALSE | L | Annual | Allowances Withdrawn (n:1) | Thousand Tons | 0 | 0 | 0 | 0 | 0 | 0 | 0 | 0
NSR W H Sammis 6,7 - NOX Rate Annual v3.1, Unit 3852 and retrofits | 591 | 7439 | Rate Constraint in lbs/MMBtu | FALSE | L | Annual | Net Emissions Allowance Position | Thousand Tons | 1.735 | 1.6388 | 0 | 0 | 0 | 0 | 0 | 0
NSR W H Sammis 6,7 - NOX Rate Annual v3.1, Unit 3852 and retrofits | 591 | 7439 | Rate Constraint in lbs/MMBtu | FALSE | L | Annual | Fuel Consumed | TBtu | 46.2657 | 43.7002 | 0 | 0 | 0 | 0 | 0 | 0
NSR W H Sammis 6,7 - NOX Rate Annual v3.1, Unit 3852 and retrofits | 591 | 7439 | Rate Constraint in lbs/MMBtu | FALSE | L | Annual | Rate | lb/MMBtu | 0.075 | 0.075 | 0 | 0 | 0 | 0 | 0 | 0
NSR W H Sammis 6,7 - NOX Rate Annual v3.1, Unit 3852 and retrofits | 591 | 7439 | Rate Constraint in lbs/MMBtu | FALSE | L | Annual | Generation | TWh | 4.2453 | 4.0099 | 0 | 0 | 0 | 0 | 0 | 0
NSR W H Sammis 6,7 - NOX Rate Annual v3.1, Unit 3852 and retrofits | 591 | 7439 | Rate Constraint in lbs/MMBtu | FALSE | L | Annual | Qualifying Generation | TWh | 4.2453 | 4.0099 | 0 | 0 | 0 | 0 | 0 | 0
NSR W H Sammis 6,7 - NOX Rate Annual v3.1, Unit 3852 and retrofits | 591 | 7439 | Rate Constraint in lbs/MMBtu | FALSE | L | Annual | Rate | lb/MWh | 0.81736 | 0.81736 | 0 | 0 | 0 | 0 | 0 | 0
NSR W H Sammis 6,7 - NOX Rate Annual v3.1, Unit 3852 and retrofits | 591 | 7439 | Rate Constraint in lbs/MMBtu | FALSE | L | Annual | Constraint Shadow Price | US2019$/Ton | 0 | 0 | 0 | 0 | 0 | 0 | 0 | 0
NSR W H Sammis 6,7 - NOX Rate Annual v3.1, Unit 3853 and retrofits | 592 | 7439 | Rate Constraint in lbs/MMBtu | FALSE | L | Annual | Seasons Included | Seasons | Winter, WintShld, Summer | Winter, WintShld, Summer | Winter, WintShld, Summer | Winter, WintShld, Summer | Winter, WintShld, Summer | Winter, WintShld, Summer | Winter, WintShld, Summer | Winter, WintShld, Summer
NSR W H Sammis 6,7 - NOX Rate Annual v3.1, Unit 3853 and retrofits | 592 | 7439 | Rate Constraint in lbs/MMBtu | FALSE | L | Annual | Standard NOX | lb/MMBtu | 0.1 | 0.1 | 0.1 | 0.1 | 0.1 | 0.1 | 0.1 | 0.1
NSR W H Sammis 6,7 - NOX Rate Annual v3.1, Unit 3853 and retrofits | 592 | 7439 | Rate Constraint in lbs/MMBtu | FALSE | L | Annual | Emissions at Affected Plants NOX | Thousand Tons | 1.7499 | 1.6902 | 0 | 0 | 0 | 0 | 0 | 0
NSR W H Sammis 6,7 - NOX Rate Annual v3.1, Unit 3853 and retrofits | 592 | 7439 | Rate Constraint in lbs/MMBtu | FALSE | L | Annual | Allowances Purchased NOX | Thousand Tons | 0 | 0 | 0 | 0 | 0 | 0 | 0 | 0
NSR W H Sammis 6,7 - NOX Rate Annual v3.1, Unit 3853 and retrofits | 592 | 7439 | Rate Constraint in lbs/MMBtu | FALSE | L | Annual | Allowances Sold NOX | Thousand Tons | 0 | 0 | 0 | 0 | 0 | 0 | 0 | 0
NSR W H Sammis 6,7 - NOX Rate Annual v3.1, Unit 3853 and retrofits | 592 | 7439 | Rate Constraint in lbs/MMBtu | FALSE | L | Annual | Allowances Banked | Thousand Tons | 0 | 0 | 0 | 0 | 0 | 0 | 0 | 0
NSR W H Sammis 6,7 - NOX Rate Annual v3.1, Unit 3853 and retrofits | 592 | 7439 | Rate Constraint in lbs/MMBtu | FALSE | L | Annual | Allowances Withdrawn (1:1) | Thousand Tons | 0 | 0 | 0 | 0 | 0 | 0 | 0 | 0
NSR W H Sammis 6,7 - NOX Rate Annual v3.1, Unit 3853 and retrofits | 592 | 7439 | Rate Constraint in lbs/MMBtu | FALSE | L | Annual | Allowances Withdrawn (n:1) | Thousand Tons | 0 | 0 | 0 | 0 | 0 | 0 | 0 | 0
NSR W H Sammis 6,7 - NOX Rate Annual v3.1, Unit 3853 and retrofits | 592 | 7439 | Rate Constraint in lbs/MMBtu | FALSE | L | Annual | Net Emissions Allowance Position | Thousand Tons | 1.7499 | 1.6902 | 0 | 0 | 0 | 0 | 0 | 0
NSR W H Sammis 6,7 - NOX Rate Annual v3.1, Unit 3853 and retrofits | 592 | 7439 | Rate Constraint in lbs/MMBtu | FALSE | L | Annual | Fuel Consumed | TBtu | 46.664 | 45.0717 | 0 | 0 | 0 | 0 | 0 | 0
NSR W H Sammis 6,7 - NOX Rate Annual v3.1, Unit 3853 and retrofits | 592 | 7439 | Rate Constraint in lbs/MMBtu | FALSE | L | Annual | Rate | lb/MMBtu | 0.075 | 0.075 | 0 | 0 | 0 | 0 | 0 | 0
NSR W H Sammis 6,7 - NOX Rate Annual v3.1, Unit 3853 and retrofits | 592 | 7439 | Rate Constraint in lbs/MMBtu | FALSE | L | Annual | Generation | TWh | 4.2453 | 4.1004 | 0 | 0 | 0 | 0 | 0 | 0
NSR W H Sammis 6,7 - NOX Rate Annual v3.1, Unit 3853 and retrofits | 592 | 7439 | Rate Constraint in lbs/MMBtu | FALSE | L | Annual | Qualifying Generation | TWh | 4.2453 | 4.1004 | 0 | 0 | 0 | 0 | 0 | 0
NSR W H Sammis 6,7 - NOX Rate Annual v3.1, Unit 3853 and retrofits | 592 | 7439 | Rate Constraint in lbs/MMBtu | FALSE | L | Annual | Rate | lb/MWh | 0.8244 | 0.8244 | 0 | 0 | 0 | 0 | 0 | 0
NSR W H Sammis 6,7 - NOX Rate Annual v3.1, Unit 3853 and retrofits | 592 | 7439 | Rate Constraint in lbs/MMBtu | FALSE | L | Annual | Constraint Shadow Price | US2019$/Ton | 0 | 0 | 0 | 0 | 0 | 0 | 0 | 0
NSR W H Sammis 7 - SO2 Rate Annual v3.1, Unit 3853 and retrofits | 593 | 7438 | Rate Constraint in lbs/MMBtu | FALSE | L | Annual | Seasons Included | Seasons | Winter, WintShld, Summer | Winter, WintShld, Summer | Winter, WintShld, Summer | Winter, WintShld, Summer | Winter, WintShld, Summer | Winter, WintShld, Summer | Winter, WintShld, Summer | Winter, WintShld, Summer
NSR W H Sammis 7 - SO2 Rate Annual v3.1, Unit 3853 and retrofits | 593 | 7438 | Rate Constraint in lbs/MMBtu | FALSE | L | Annual | Standard SO2 | lb/MMBtu | 0.13 | 0.13 | 0.13 | 0.13 | 0.13 | 0.13 | 0.13 | 0.13
NSR W H Sammis 7 - SO2 Rate Annual v3.1, Unit 3853 and retrofits | 593 | 7438 | Rate Constraint in lbs/MMBtu | FALSE | L | Annual | Emissions at Affected Plants SO2 | Thousand Tons | 2.7946 | 2.6993 | 0 | 0 | 0 | 0 | 0 | 0
NSR W H Sammis 7 - SO2 Rate Annual v3.1, Unit 3853 and retrofits | 593 | 7438 | Rate Constraint in lbs/MMBtu | FALSE | L | Annual | Allowances Purchased SO2 | Thousand Tons | 0 | 0 | 0 | 0 | 0 | 0 | 0 | 0
NSR W H Sammis 7 - SO2 Rate Annual v3.1, Unit 3853 and retrofits | 593 | 7438 | Rate Constraint in lbs/MMBtu | FALSE | L | Annual | Allowances Sold SO2 | Thousand Tons | 0 | 0 | 0 | 0 | 0 | 0 | 0 | 0
NSR W H Sammis 7 - SO2 Rate Annual v3.1, Unit 3853 and retrofits | 593 | 7438 | Rate Constraint in lbs/MMBtu | FALSE | L | Annual | Allowances Banked | Thousand Tons | 0 | 0 | 0 | 0 | 0 | 0 | 0 | 0
NSR W H Sammis 7 - SO2 Rate Annual v3.1, Unit 3853 and retrofits | 593 | 7438 | Rate Constraint in lbs/MMBtu | FALSE | L | Annual | Allowances Withdrawn (1:1) | Thousand Tons | 0 | 0 | 0 | 0 | 0 | 0 | 0 | 0
NSR W H Sammis 7 - SO2 Rate Annual v3.1, Unit 3853 and retrofits | 593 | 7438 | Rate Constraint in lbs/MMBtu | FALSE | L | Annual | Allowances Withdrawn (n:1) | Thousand Tons | 0 | 0 | 0 | 0 | 0 | 0 | 0 | 0
NSR W H Sammis 7 - SO2 Rate Annual v3.1, Unit 3853 and retrofits | 593 | 7438 | Rate Constraint in lbs/MMBtu | FALSE | L | Annual | Net Emissions Allowance Position | Thousand Tons | 2.7946 | 2.6993 | 0 | 0 | 0 | 0 | 0 | 0
NSR W H Sammis 7 - SO2 Rate Annual v3.1, Unit 3853 and retrofits | 593 | 7438 | Rate Constraint in lbs/MMBtu | FALSE | L | Annual | Fuel Consumed | TBtu | 46.664 | 45.0717 | 0 | 0 | 0 | 0 | 0 | 0
NSR W H Sammis 7 - SO2 Rate Annual v3.1, Unit 3853 and retrofits | 593 | 7438 | Rate Constraint in lbs/MMBtu | FALSE | L | Annual | Rate | lb/MMBtu | 0.11978 | 0.11978 | 0 | 0 | 0 | 0 | 0 | 0
NSR W H Sammis 7 - SO2 Rate Annual v3.1, Unit 3853 and retrofits | 593 | 7438 | Rate Constraint in lbs/MMBtu | FALSE | L | Annual | Generation | TWh | 4.2453 | 4.1004 | 0 | 0 | 0 | 0 | 0 | 0
NSR W H Sammis 7 - SO2 Rate Annual v3.1, Unit 3853 and retrofits | 593 | 7438 | Rate Constraint in lbs/MMBtu | FALSE | L | Annual | Qualifying Generation | TWh | 4.2453 | 4.1004 | 0 | 0 | 0 | 0 | 0 | 0
NSR W H Sammis 7 - SO2 Rate Annual v3.1, Unit 3853 and retrofits | 593 | 7438 | Rate Constraint in lbs/MMBtu | FALSE | L | Annual | Rate | lb/MWh | 1.3166 | 1.3166 | 0 | 0 | 0 | 0 | 0 | 0
NSR W H Sammis 7 - SO2 Rate Annual v3.1, Unit 3853 and retrofits | 593 | 7438 | Rate Constraint in lbs/MMBtu | FALSE | L | Annual | Constraint Shadow Price | US2019$/Ton | 0 | 0 | 28.8716 | 1339.9576 | 0 | 0 | 2676.6113 | 7714.5902
NSR WEPCO Settlement - NOX Cap Annual v3.1 | 594 | 7401 | Rate Constraint in MTons | FALSE | L | Annual | Seasons Included | Seasons | Winter, WintShld, Summer | Winter, WintShld, Summer | Winter, WintShld, Summer | Winter, WintShld, Summer | Winter, WintShld, Summer | Winter, WintShld, Summer | Winter, WintShld, Summer | Winter, WintShld, Summer
NSR WEPCO Settlement - NOX Cap Annual v3.1 | 594 | 7401 | Rate Constraint in MTons | FALSE | L | Annual | Standard NOX | Thousand Tons | 17.4 | 17.4 | 17.4 | 17.4 | 17.4 | 17.4 | 17.4 | 17.4
NSR WEPCO Settlement - NOX Cap Annual v3.1 | 594 | 7401 | Rate Constraint in MTons | FALSE | L | Annual | Emissions at Affected Plants NOX | Thousand Tons | 2.3298 | 0 | 0.16769 | 0.16769 | 0.24774 | 0.11483 | 0.11483 | 0
NSR WEPCO Settlement - NOX Cap Annual v3.1 | 594 | 7401 | Rate Constraint in MTons | FALSE | L | Annual | Allowances Purchased NOX | Thousand Tons | 0 | 0 | 0 | 0 | 0 | 0 | 0 | 0
NSR WEPCO Settlement - NOX Cap Annual v3.1 | 594 | 7401 | Rate Constraint in MTons | FALSE | L | Annual | Allowances Sold NOX | Thousand Tons | 0 | 0 | 0 | 0 | 0 | 0 | 0 | 0
NSR WEPCO Settlement - NOX Cap Annual v3.1 | 594 | 7401 | Rate Constraint in MTons | FALSE | L | Annual | Allowances Banked | Thousand Tons | 0 | 0 | 0 | 0 | 0 | 0 | 0 | 0
NSR WEPCO Settlement - NOX Cap Annual v3.1 | 594 | 7401 | Rate Constraint in MTons | FALSE | L | Annual | Allowances Withdrawn (1:1) | Thousand Tons | 0 | 0 | 0 | 0 | 0 | 0 | 0 | 0
NSR WEPCO Settlement - NOX Cap Annual v3.1 | 594 | 7401 | Rate Constraint in MTons | FALSE | L | Annual | Allowances Withdrawn (n:1) | Thousand Tons | 0 | 0 | 0 | 0 | 0 | 0 | 0 | 0
NSR WEPCO Settlement - NOX Cap Annual v3.1 | 594 | 7401 | Rate Constraint in MTons | FALSE | L | Annual | Net Emissions Allowance Position | Thousand Tons | 2.3298 | 0 | 0.16769 | 0.16769 | 0.24774 | 0.11483 | 0.11483 | 0
NSR WEPCO Settlement - NOX Cap Annual v3.1 | 594 | 7401 | Rate Constraint in MTons | FALSE | L | Annual | Fuel Consumed | TBtu | 70.3942 | 0 | 4.5425 | 4.5425 | 6.7112 | 3.1106 | 3.1106 | 0
NSR WEPCO Settlement - NOX Cap Annual v3.1 | 594 | 7401 | Rate Constraint in MTons | FALSE | L | Annual | Rate | lb/MMBtu | 0.066194 | 0 | 0.073829 | 0.073829 | 0.073829 | 0.073829 | 0.073829 | 0
NSR WEPCO Settlement - NOX Cap Annual v3.1 | 594 | 7401 | Rate Constraint in MTons | FALSE | L | Annual | Generation | TWh | 6.7829 | 0 | 0.47161 | 0.47161 | 0.69676 | 0.32295 | 0.32295 | 0
NSR WEPCO Settlement - NOX Cap Annual v3.1 | 594 | 7401 | Rate Constraint in MTons | FALSE | L | Annual | Qualifying Generation | TWh | 6.7829 | 0 | 0.47161 | 0.47161 | 0.69676 | 0.32295 | 0.32295 | 0
NSR WEPCO Settlement - NOX Cap Annual v3.1 | 594 | 7401 | Rate Constraint in MTons | FALSE | L | Annual | Rate | lb/MWh | 0.68697 | 0 | 0.71112 | 0.71112 | 0.71112 | 0.71112 | 0.71112 | 0
NSR WEPCO Settlement - NOX Cap Annual v3.1 | 594 | 7401 | Rate Constraint in MTons | FALSE | L | Annual | Constraint Shadow Price | US2019$/Ton | 0 | 0 | 0 | 0 | 0 | 0 | 0 | 0
NSR WEPCO Settlement - NOX Rate Annual v3.1 | 595 | 7402 | Rate Constraint in lbs/MMBtu | FALSE | L | Annual | Seasons Included | Seasons | Winter, WintShld, Summer | Winter, WintShld, Summer | Winter, WintShld, Summer | Winter, WintShld, Summer | Winter, WintShld, Summer | Winter, WintShld, Summer | Winter, WintShld, Summer | Winter, WintShld, Summer
NSR WEPCO Settlement - NOX Rate Annual v3.1 | 595 | 7402 | Rate Constraint in lbs/MMBtu | FALSE | L | Annual | Standard NOX | lb/MMBtu | 0.17 | 0.17 | 0.17 | 0.17 | 0.17 | 0.17 | 0.17 | 0.17
NSR WEPCO Settlement - NOX Rate Annual v3.1 | 595 | 7402 | Rate Constraint in lbs/MMBtu | FALSE | L | Annual | Emissions at Affected Plants NOX | Thousand Tons | 2.3298 | 0 | 0.14512 | 0.14512 | 0.21441 | 0.099378 | 0.099378 | 0
NSR WEPCO Settlement - NOX Rate Annual v3.1 | 595 | 7402 | Rate Constraint in lbs/MMBtu | FALSE | L | Annual | Allowances Purchased NOX | Thousand Tons | 0 | 0 | 0 | 0 | 0 | 0 | 0 | 0
NSR WEPCO Settlement - NOX Rate Annual v3.1 | 595 | 7402 | Rate Constraint in lbs/MMBtu | FALSE | L | Annual | Allowances Sold NOX | Thousand Tons | 0 | 0 | 0 | 0 | 0 | 0 | 0 | 0
NSR WEPCO Settlement - NOX Rate Annual v3.1 | 595 | 7402 | Rate Constraint in lbs/MMBtu | FALSE | L | Annual | Allowances Banked | Thousand Tons | 0 | 0 | 0 | 0 | 0 | 0 | 0 | 0
NSR WEPCO Settlement - NOX Rate Annual v3.1 | 595 | 7402 | Rate Constraint in lbs/MMBtu | FALSE | L | Annual | Allowances Withdrawn (1:1) | Thousand Tons | 0 | 0 | 0 | 0 | 0 | 0 | 0 | 0
NSR WEPCO Settlement - NOX Rate Annual v3.1 | 595 | 7402 | Rate Constraint in lbs/MMBtu | FALSE | L | Annual | Allowances Withdrawn (n:1) | Thousand Tons | 0 | 0 | 0 | 0 | 0 | 0 | 0 | 0
NSR WEPCO Settlement - NOX Rate Annual v3.1 | 595 | 7402 | Rate Constraint in lbs/MMBtu | FALSE | L | Annual | Net Emissions Allowance Position | Thousand Tons | 2.3298 | 0 | 0.14512 | 0.14512 | 0.21441 | 0.099378 | 0.099378 | 0
NSR WEPCO Settlement - NOX Rate Annual v3.1 | 595 | 7402 | Rate Constraint in lbs/MMBtu | FALSE | L | Annual | Fuel Consumed | TBtu | 70.3942 | 0 | 3.9314 | 3.9314 | 5.8083 | 2.6921 | 2.6921 | 0
NSR WEPCO Settlement - NOX Rate Annual v3.1 | 595 | 7402 | Rate Constraint in lbs/MMBtu | FALSE | L | Annual | Rate | lb/MMBtu | 0.066194 | 0 | 0.073829 | 0.073829 | 0.073829 | 0.073829 | 0.073829 | 0
NSR WEPCO Settlement - NOX Rate Annual v3.1 | 595 | 7402 | Rate Constraint in lbs/MMBtu | FALSE | L | Annual | Generation | TWh | 6.7829 | 0 | 0.47161 | 0.47161 | 0.69676 | 0.32295 | 0.32295 | 0
NSR WEPCO Settlement - NOX Rate Annual v3.1 | 595 | 7402 | Rate Constraint in lbs/MMBtu | FALSE | L | Annual | Qualifying Generation | TWh | 6.7829 | 0 | 0.40816 | 0.40816 | 0.60302 | 0.2795 | 0.2795 | 0
NSR WEPCO Settlement - NOX Rate Annual v3.1 | 595 | 7402 | Rate Constraint in lbs/MMBtu | FALSE | L | Annual | Rate | lb/MWh | 0.68697 | 0 | 0.71112 | 0.71112 | 0.71112 | 0.71112 | 0.71112 | 0
NSR WEPCO Settlement - NOX Rate Annual v3.1 | 595 | 7402 | Rate Constraint in lbs/MMBtu | FALSE | L | Annual | Constraint Shadow Price | US2019$/Ton | 0 | 0 | 0 | 0 | 0 | 0 | 0 | 0
NSR WEPCO Settlement - SO2 Cap Annual v3.1 | 596 | 7403 | Rate Constraint in MTons | FALSE | L | Annual | Seasons Included | Seasons | Winter, WintShld, Summer | Winter, WintShld, Summer | Winter, WintShld, Summer | Winter, WintShld, Summer | Winter, WintShld, Summer | Winter, WintShld, Summer | Winter, WintShld, Summer | Winter, WintShld, Summer
NSR WEPCO Settlement - SO2 Cap Annual v3.1 | 596 | 7403 | Rate Constraint in MTons | FALSE | L | Annual | Standard SO2 | Thousand Tons | 33.3 | 33.3 | 33.3 | 33.3 | 33.3 | 33.3 | 33.3 | 33.3
NSR WEPCO Settlement - SO2 Cap Annual v3.1 | 596 | 7403 | Rate Constraint in MTons | FALSE | L | Annual | Emissions at Affected Plants SO2 | Thousand Tons | 0.9192 | 0 | 0 | 0 | 0 | 0 | 0 | 0
NSR WEPCO Settlement - SO2 Cap Annual v3.1 | 596 | 7403 | Rate Constraint in MTons | FALSE | L | Annual | Allowances Purchased SO2 | Thousand Tons | 0 | 0 | 0 | 0 | 0 | 0 | 0 | 0
NSR WEPCO Settlement - SO2 Cap Annual v3.1 | 596 | 7403 | Rate Constraint in MTons | FALSE | L | Annual | Allowances Sold SO2 | Thousand Tons | 0 | 0 | 0 | 0 | 0 | 0 | 0 | 0
NSR WEPCO Settlement - SO2 Cap Annual v3.1 | 596 | 7403 | Rate Constraint in MTons | FALSE | L | Annual | Allowances Banked | Thousand Tons | 0 | 0 | 0 | 0 | 0 | 0 | 0 | 0
NSR WEPCO Settlement - SO2 Cap Annual v3.1 | 596 | 7403 | Rate Constraint in MTons | FALSE | L | Annual | Allowances Withdrawn (1:1) | Thousand Tons | 0 | 0 | 0 | 0 | 0 | 0 | 0 | 0
NSR WEPCO Settlement - SO2 Cap Annual v3.1 | 596 | 7403 | Rate Constraint in MTons | FALSE | L | Annual | Allowances Withdrawn (n:1) | Thousand Tons | 0 | 0 | 0 | 0 | 0 | 0 | 0 | 0
NSR WEPCO Settlement - SO2 Cap Annual v3.1 | 596 | 7403 | Rate Constraint in MTons | FALSE | L | Annual | Net Emissions Allowance Position | Thousand Tons | 0.9192 | 0 | 0 | 0 | 0 | 0 | 0 | 0
NSR WEPCO Settlement - SO2 Cap Annual v3.1 | 596 | 7403 | Rate Constraint in MTons | FALSE | L | Annual | Fuel Consumed | TBtu | 70.3942 | 0 | 4.5425 | 4.5425 | 6.7112 | 3.1106 | 3.1106 | 0
NSR WEPCO Settlement - SO2 Cap Annual v3.1 | 596 | 7403 | Rate Constraint in MTons | FALSE | L | Annual | Rate | lb/MMBtu | 0.026116 | 0 | 0 | 0 | 0 | 0 | 0 | 0
NSR WEPCO Settlement - SO2 Cap Annual v3.1 | 596 | 7403 | Rate Constraint in MTons | FALSE | L | Annual | Generation | TWh | 6.7829 | 0 | 0.47161 | 0.47161 | 0.69676 | 0.32295 | 0.32295 | 0
NSR WEPCO Settlement - SO2 Cap Annual v3.1 | 596 | 7403 | Rate Constraint in MTons | FALSE | L | Annual | Qualifying Generation | TWh | 6.7829 | 0 | 0.47161 | 0.47161 | 0.69676 | 0.32295 | 0.32295 | 0
NSR WEPCO Settlement - SO2 Cap Annual v3.1 | 596 | 7403 | Rate Constraint in MTons | FALSE | L | Annual | Rate | lb/MWh | 0.27103 | 0 | 0 | 0 | 0 | 0 | 0 | 0
NSR WEPCO Settlement - SO2 Cap Annual v3.1 | 596 | 7403 | Rate Constraint in MTons | FALSE | L | Annual | Constraint Shadow Price | US2019$/Ton | 0 | 0 | 0 | 0 | 0 | 0 | 0 | 0
NSR WEPCO Settlement - SO2 Rate Annual v3.1 | 597 | 7404 | Rate Constraint in lbs/MMBtu | FALSE | L | Annual | Seasons Included | Seasons | Winter, WintShld, Summer | Winter, WintShld, Summer | Winter, WintShld, Summer | Winter, WintShld, Summer | Winter, WintShld, Summer | Winter, WintShld, Summer | Winter, WintShld, Summer | Winter, WintShld, Summer
NSR WEPCO Settlement - SO2 Rate Annual v3.1 | 597 | 7404 | Rate Constraint in lbs/MMBtu | FALSE | L | Annual | Standard SO2 | lb/MMBtu | 0.32 | 0.32 | 0.32 | 0.32 | 0.32 | 0.32 | 0.32 | 0.32
NSR WEPCO Settlement - SO2 Rate Annual v3.1 | 597 | 7404 | Rate Constraint in lbs/MMBtu | FALSE | L | Annual | Emissions at Affected Plants SO2 | Thousand Tons | 0.9192 | 0 | 0 | 0 | 0 | 0 | 0 | 0
NSR WEPCO Settlement - SO2 Rate Annual v3.1 | 597 | 7404 | Rate Constraint in lbs/MMBtu | FALSE | L | Annual | Allowances Purchased SO2 | Thousand Tons | 0 | 0 | 0 | 0 | 0 | 0 | 0 | 0
NSR WEPCO Settlement - SO2 Rate Annual v3.1 | 597 | 7404 | Rate Constraint in lbs/MMBtu | FALSE | L | Annual | Allowances Sold SO2 | Thousand Tons | 0 | 0 | 0 | 0 | 0 | 0 | 0 | 0
NSR WEPCO Settlement - SO2 Rate Annual v3.1 | 597 | 7404 | Rate Constraint in lbs/MMBtu | FALSE | L | Annual | Allowances Banked | Thousand Tons | 0 | 0 | 0 | 0 | 0 | 0 | 0 | 0
NSR WEPCO Settlement - SO2 Rate Annual v3.1 | 597 | 7404 | Rate Constraint in lbs/MMBtu | FALSE | L | Annual | Allowances Withdrawn (1:1) | Thousand Tons | 0 | 0 | 0 | 0 | 0 | 0 | 0 | 0
NSR WEPCO Settlement - SO2 Rate Annual v3.1 | 597 | 7404 | Rate Constraint in lbs/MMBtu | FALSE | L | Annual | Allowances Withdrawn (n:1) | Thousand Tons | 0 | 0 | 0 | 0 | 0 | 0 | 0 | 0
NSR WEPCO Settlement - SO2 Rate Annual v3.1 | 597 | 7404 | Rate Constraint in lbs/MMBtu | FALSE | L | Annual | Net Emissions Allowance Position | Thousand Tons | 0.9192 | 0 | 0 | 0 | 0 | 0 | 0 | 0
NSR WEPCO Settlement - SO2 Rate Annual v3.1 | 597 | 7404 | Rate Constraint in lbs/MMBtu | FALSE | L | Annual | Fuel Consumed | TBtu | 70.3942 | 0 | 3.9314 | 3.9314 | 5.8083 | 2.6921 | 2.6921 | 0
NSR WEPCO Settlement - SO2 Rate Annual v3.1 | 597 | 7404 | Rate Constraint in lbs/MMBtu | FALSE | L | Annual | Rate | lb/MMBtu | 0.026116 | 0 | 0 | 0 | 0 | 0 | 0 | 0
NSR WEPCO Settlement - SO2 Rate Annual v3.1 | 597 | 7404 | Rate Constraint in lbs/MMBtu | FALSE | L | Annual | Generation | TWh | 6.7829 | 0 | 0.47161 | 0.47161 | 0.69676 | 0.32295 | 0.32295 | 0
NSR WEPCO Settlement - SO2 Rate Annual v3.1 | 597 | 7404 | Rate Constraint in lbs/MMBtu | FALSE | L | Annual | Qualifying Generation | TWh | 6.7829 | 0 | 0.40816 | 0.40816 | 0.60302 | 0.2795 | 0.2795 | 0
NSR WEPCO Settlement - SO2 Rate Annual v3.1 | 597 | 7404 | Rate Constraint in lbs/MMBtu | FALSE | L | Annual | Rate | lb/MWh | 0.27103 | 0 | 0 | 0 | 0 | 0 | 0 | 0
NSR WEPCO Settlement - SO2 Rate Annual v3.1 | 597 | 7404 | Rate Constraint in lbs/MMBtu | FALSE | L | Annual | Constraint Shadow Price | US2019$/Ton | 0 | 0 | 0 | 0 | 0 | 0 | 0 | 0
NSR Westar Consent - NOX Cap Annual v4.10 | 598 | 7405 | Rate Constraint in MTons | FALSE | L | Annual | Seasons Included | Seasons | Winter, WintShld, Summer | Winter, WintShld, Summer | Winter, WintShld, Summer | Winter, WintShld, Summer | Winter, WintShld, Summer | Winter, WintShld, Summer | Winter, WintShld, Summer | Winter, WintShld, Summer
NSR Westar Consent - NOX Cap Annual v4.10 | 598 | 7405 | Rate Constraint in MTons | FALSE | L | Annual | Standard NOX | Thousand Tons | 9.6 | 9.6 | 9.6 | 9.6 | 9.6 | 9.6 | 9.6 | 9.6
NSR Westar Consent - NOX Cap Annual v4.10 | 598 | 7405 | Rate Constraint in MTons | FALSE | L | Annual | Emissions at Affected Plants NOX | Thousand Tons | 3.3756 | 3.3019 | 2.661 | 2.4499 | 2.6143 | 0 | 0 | 0
NSR Westar Consent - NOX Cap Annual v4.10 | 598 | 7405 | Rate Constraint in MTons | FALSE | L | Annual | Allowances Purchased NOX | Thousand Tons | 0 | 0 | 0 | 0 | 0 | 0 | 0 | 0
NSR Westar Consent - NOX Cap Annual v4.10 | 598 | 7405 | Rate Constraint in MTons | FALSE | L | Annual | Allowances Sold NOX | Thousand Tons | 0 | 0 | 0 | 0 | 0 | 0 | 0 | 0
NSR Westar Consent - NOX Cap Annual v4.10 | 598 | 7405 | Rate Constraint in MTons | FALSE | L | Annual | Allowances Banked | Thousand Tons | 0 | 0 | 0 | 0 | 0 | 0 | 0 | 0
NSR Westar Consent - NOX Cap Annual v4.10 | 598 | 7405 | Rate Constraint in MTons | FALSE | L | Annual | Allowances Withdrawn (1:1) | Thousand Tons | 0 | 0 | 0 | 0 | 0 | 0 | 0 | 0
NSR Westar Consent - NOX Cap Annual v4.10 | 598 | 7405 | Rate Constraint in MTons | FALSE | L | Annual | Allowances Withdrawn (n:1) | Thousand Tons | 0 | 0 | 0 | 0 | 0 | 0 | 0 | 0
NSR Westar Consent - NOX Cap Annual v4.10 | 598 | 7405 | Rate Constraint in MTons | FALSE | L | Annual | Net Emissions Allowance Position | Thousand Tons | 3.3756 | 3.3019 | 2.661 | 2.4499 | 2.6143 | 0 | 0 | 0
NSR Westar Consent - NOX Cap Annual v4.10 | 598 | 7405 | Rate Constraint in MTons | FALSE | L | Annual | Fuel Consumed | TBtu | 100.0392 | 96.6787 | 73.6721 | 68.2498 | 76.4864 | 0 | 0 | 0
NSR Westar Consent - NOX Cap Annual v4.10 | 598 | 7405 | Rate Constraint in MTons | FALSE | L | Annual | Rate | lb/MMBtu | 0.067485 | 0.068306 | 0.07224 | 0.071793 | 0.06836 | 0 | 0 | 0
NSR Westar Consent - NOX Cap Annual v4.10 | 598 | 7405 | Rate Constraint in MTons | FALSE | L | Annual | Generation | TWh | 9.0384 | 8.7331 | 6.6485 | 6.1626 | 6.9121 | 0 | 0 | 0
NSR Westar Consent - NOX Cap Annual v4.10 | 598 | 7405 | Rate Constraint in MTons | FALSE | L | Annual | Qualifying Generation | TWh | 9.0384 | 8.7331 | 6.6485 | 6.1626 | 6.9121 | 0 | 0 | 0
NSR Westar Consent - NOX Cap Annual v4.10 | 598 | 7405 | Rate Constraint in MTons | FALSE | L | Annual | Rate | lb/MWh | 0.74694 | 0.75618 | 0.80049 | 0.79509 | 0.75645 | 0 | 0 | 0
NSR Westar Consent - NOX Cap Annual v4.10 | 598 | 7405 | Rate Constraint in MTons | FALSE | L | Annual | Constraint Shadow Price | US2019$/Ton | 0 | 0 | 0 | 0 | 0 | 0 | 0 | 0
NSR Westar Consent - NOX Rate Annual v4.10, Unit 2589 and retrofits | 599 | 7406 | Rate Constraint in lbs/MMBtu | FALSE | L | Annual | Seasons Included | Seasons | Winter, WintShld, Summer | Winter, WintShld, Summer | Winter, WintShld, Summer | Winter, WintShld, Summer | Winter, WintShld, Summer | Winter, WintShld, Summer | Winter, WintShld, Summer | Winter, WintShld, Summer
NSR Westar Consent - NOX Rate Annual v4.10, Unit 2589 and retrofits | 599 | 7406 | Rate Constraint in lbs/MMBtu | FALSE | L | Annual | Standard NOX | lb/MMBtu | 0.1 | 0.1 | 0.1 | 0.1 | 0.1 | 0.1 | 0.1 | 0.1
NSR Westar Consent - NOX Rate Annual v4.10, Unit 2589 and retrofits | 599 | 7406 | Rate Constraint in lbs/MMBtu | FALSE | L | Annual | Emissions at Affected Plants NOX | Thousand Tons | 1.0806 | 1.018 | 0.67232 | 0.63958 | 0.80398 | 0 | 0 | 0
NSR Westar Consent - NOX Rate Annual v4.10, Unit 2589 and retrofits | 599 | 7406 | Rate Constraint in lbs/MMBtu | FALSE | L | Annual | Allowances Purchased NOX | Thousand Tons | 0 | 0 | 0 | 0 | 0 | 0 | 0 | 0
NSR Westar Consent - NOX Rate Annual v4.10, Unit 2589 and retrofits | 599 | 7406 | Rate Constraint in lbs/MMBtu | FALSE | L | Annual | Allowances Sold NOX | Thousand Tons | 0 | 0 | 0 | 0 | 0 | 0 | 0 | 0
NSR Westar Consent - NOX Rate Annual v4.10, Unit 2589 and retrofits | 599 | 7406 | Rate Constraint in lbs/MMBtu | FALSE | L | Annual | Allowances Banked | Thousand Tons | 0 | 0 | 0 | 0 | 0 | 0 | 0 | 0
NSR Westar Consent - NOX Rate Annual v4.10, Unit 2589 and retrofits | 599 | 7406 | Rate Constraint in lbs/MMBtu | FALSE | L | Annual | Allowances Withdrawn (1:1) | Thousand Tons | 0 | 0 | 0 | 0 | 0 | 0 | 0 | 0
NSR Westar Consent - NOX Rate Annual v4.10, Unit 2589 and retrofits | 599 | 7406 | Rate Constraint in lbs/MMBtu | FALSE | L | Annual | Allowances Withdrawn (n:1) | Thousand Tons | 0 | 0 | 0 | 0 | 0 | 0 | 0 | 0
NSR Westar Consent - NOX Rate Annual v4.10, Unit 2589 and retrofits | 599 | 7406 | Rate Constraint in lbs/MMBtu | FALSE | L | Annual | Net Emissions Allowance Position | Thousand Tons | 1.0806 | 1.018 | 0.67232 | 0.63958 | 0.80398 | 0 | 0 | 0
NSR Westar Consent - NOX Rate Annual v4.10, Unit 2589 and retrofits | 599 | 7406 | Rate Constraint in lbs/MMBtu | FALSE | L | Annual | Fuel Consumed | TBtu | 54.1404 | 51.0001 | 33.6835 | 32.043 | 40.2796 | 0 | 0 | 0
NSR Westar Consent - NOX Rate Annual v4.10, Unit 2589 and retrofits | 599 | 7406 | Rate Constraint in lbs/MMBtu | FALSE | L | Annual | Rate | lb/MMBtu | 0.03992 | 0.03992 | 0.03992 | 0.03992 | 0.03992 | 0 | 0 | 0
NSR Westar Consent - NOX Rate Annual v4.10, Unit 2589 and retrofits | 599 | 7406 | Rate Constraint in lbs/MMBtu | FALSE | L | Annual | Generation | TWh | 4.9263 | 4.6406 | 3.0649 | 2.9156 | 3.6651 | 0 | 0 | 0
NSR Westar Consent - NOX Rate Annual v4.10, Unit 2589 and retrofits | 599 | 7406 | Rate Constraint in lbs/MMBtu | FALSE | L | Annual | Qualifying Generation | TWh | 4.9263 | 4.6406 | 3.0649 | 2.9156 | 3.6651 | 0 | 0 | 0
NSR Westar Consent - NOX Rate Annual v4.10, Unit 2589 and retrofits | 599 | 7406 | Rate Constraint in lbs/MMBtu | FALSE | L | Annual | Rate | lb/MWh | 0.43872 | 0.43872 | 0.43872 | 0.43872 | 0.43872 | 0 | 0 | 0
NSR Westar Consent - NOX Rate Annual v4.10, Unit 2589 and retrofits | 599 | 7406 | Rate Constraint in lbs/MMBtu | FALSE | L | Annual | Constraint Shadow Price | US2019$/Ton | 0 | 0 | 0 | 0 | 0 | 0 | 0 | 0
NSR Westar Consent - NOX Rate Annual v4.10, Unit 2604 and retrofits | 600 | 7406 | Rate Constraint in lbs/MMBtu | FALSE | L | Annual | Seasons Included | Seasons | Winter, WintShld, Summer | Winter, WintShld, Summer | Winter, WintShld, Summer | Winter, WintShld, Summer | Winter, WintShld, Summer | Winter, WintShld, Summer | Winter, WintShld, Summer | Winter, WintShld, Summer
NSR Westar Consent - NOX Rate Annual v4.10, Unit 2604 and retrofits | 600 | 7406 | Rate Constraint in lbs/MMBtu | FALSE | L | Annual | Standard NOX | lb/MMBtu | 0.1 | 0.1 | 0.1 | 0.1 | 0.1 | 0.1 | 0.1 | 0.1
NSR Westar Consent - NOX Rate Annual v4.10, Unit 2604 and retrofits | 600 | 7406 | Rate Constraint in lbs/MMBtu | FALSE | L | Annual | Emissions at Affected Plants NOX | Thousand Tons | 0.49572 | 0.47359 | 0.27739 | 0 | 0 | 0 | 0 | 0
NSR Westar Consent - NOX Rate Annual v4.10, Unit 2604 and retrofits | 600 | 7406 | Rate Constraint in lbs/MMBtu | FALSE | L | Annual | Allowances Purchased NOX | Thousand Tons | 0 | 0 | 0 | 0 | 0 | 0 | 0 | 0
NSR Westar Consent - NOX Rate Annual v4.10, Unit 2604 and retrofits | 600 | 7406 | Rate Constraint in lbs/MMBtu | FALSE | L | Annual | Allowances Sold NOX | Thousand Tons | 0 | 0 | 0 | 0 | 0 | 0 | 0 | 0
NSR Westar Consent - NOX Rate Annual v4.10, Unit 2604 and retrofits | 600 | 7406 | Rate Constraint in lbs/MMBtu | FALSE | L | Annual | Allowances Banked | Thousand Tons | 0 | 0 | 0 | 0 | 0 | 0 | 0 | 0
NSR Westar Consent - NOX Rate Annual v4.10, Unit 2604 and retrofits | 600 | 7406 | Rate Constraint in lbs/MMBtu | FALSE | L | Annual | Allowances Withdrawn (1:1) | Thousand Tons | 0 | 0 | 0 | 0 | 0 | 0 | 0 | 0
NSR Westar Consent - NOX Rate Annual v4.10, Unit 2604 and retrofits | 600 | 7406 | Rate Constraint in lbs/MMBtu | FALSE | L | Annual | Allowances Withdrawn (n:1) | Thousand Tons | 0 | 0 | 0 | 0 | 0 | 0 | 0 | 0
NSR Westar Consent - NOX Rate Annual v4.10, Unit 2604 and retrofits | 600 | 7406 | Rate Constraint in lbs/MMBtu | FALSE | L | Annual | Net Emissions Allowance Position | Thousand Tons | 0.49572 | 0.47359 | 0.27739 | 0 | 0 | 0 | 0 | 0
NSR Westar Consent - NOX Rate Annual v4.10, Unit 2604 and retrofits | 600 | 7406 | Rate Constraint in lbs/MMBtu | FALSE | L | Annual | Fuel Consumed | TBtu | 9.9144 | 9.4718 | 5.7622 | 0 | 0 | 0 | 0 | 0
NSR Westar Consent - NOX Rate Annual v4.10, Unit 2604 and retrofits | 600 | 7406 | Rate Constraint in lbs/MMBtu | FALSE | L | Annual | Rate | lb/MMBtu | 0.1 | 0.1 | 0.096278 | 0 | 0 | 0 | 0 | 0
NSR Westar Consent - NOX Rate Annual v4.10, Unit 2604 and retrofits | 600 | 7406 | Rate Constraint in lbs/MMBtu | FALSE | L | Annual | Generation | TWh | 0.88508 | 0.84556 | 0.51425 | 0 | 0 | 0 | 0 | 0
NSR Westar Consent - NOX Rate Annual v4.10, Unit 2604 and retrofits | 600 | 7406 | Rate Constraint in lbs/MMBtu | FALSE | L | Annual | Qualifying Generation | TWh | 0.88508 | 0.84556 | 0.51425 | 0 | 0 | 0 | 0 | 0
NSR Westar Consent - NOX Rate Annual v4.10, Unit 2604 and retrofits | 600 | 7406 | Rate Constraint in lbs/MMBtu | FALSE | L | Annual | Rate | lb/MWh | 1.1202 | 1.1202 | 1.0788 | 0 | 0 | 0 | 0 | 0
NSR Westar Consent - NOX Rate Annual v4.10, Unit 2604 and retrofits | 600 | 7406 | Rate Constraint in lbs/MMBtu | FALSE | L | Annual | Constraint Shadow Price | US2019$/Ton | 1997676.733 | 856.5754 | 0 | 0 | 0 | 0 | 0 | 12237.2981
NSR Westar Consent - NOX Rate Annual v4.10, Unit 2605 and retrofits | 601 | 7406 | Rate Constraint in lbs/MMBtu | FALSE | L | Annual | Seasons Included | Seasons | Winter, WintShld, Summer | Winter, WintShld, Summer | Winter, WintShld, Summer | Winter, WintShld, Summer | Winter, WintShld, Summer | Winter, WintShld, Summer | Winter, WintShld, Summer | Winter, WintShld, Summer
NSR Westar Consent - NOX Rate Annual v4.10, Unit 2605 and retrofits | 601 | 7406 | Rate Constraint in lbs/MMBtu | FALSE | L | Annual | Standard NOX | lb/MMBtu | 0.1 | 0.1 | 0.1 | 0.1 | 0.1 | 0.1 | 0.1 | 0.1
NSR Westar Consent - NOX Rate Annual v4.10, Unit 2605 and retrofits | 601 | 7406 | Rate Constraint in lbs/MMBtu | FALSE | L | Annual | Emissions at Affected Plants NOX | Thousand Tons | 1.7992 | 1.8103 | 1.7113 | 1.8103 | 1.8103 | 0 | 0 | 0
NSR Westar Consent - NOX Rate Annual v4.10, Unit 2605 and retrofits | 601 | 7406 | Rate Constraint in lbs/MMBtu | FALSE | L | Annual | Allowances Purchased NOX | Thousand Tons | 0 | 0 | 0 | 0 | 0 | 0 | 0 | 0
NSR Westar Consent - NOX Rate Annual v4.10, Unit 2605 and retrofits | 601 | 7406 | Rate Constraint in lbs/MMBtu | FALSE | L | Annual | Allowances Sold NOX | Thousand Tons | 0 | 0 | 0 | 0 | 0 | 0 | 0 | 0
NSR Westar Consent - NOX Rate Annual v4.10, Unit 2605 and retrofits | 601 | 7406 | Rate Constraint in lbs/MMBtu | FALSE | L | Annual | Allowances Banked | Thousand Tons | 0 | 0 | 0 | 0 | 0 | 0 | 0 | 0
NSR Westar Consent - NOX Rate Annual v4.10, Unit 2605 and retrofits | 601 | 7406 | Rate Constraint in lbs/MMBtu | FALSE | L | Annual | Allowances Withdrawn (1:1) | Thousand Tons | 0 | 0 | 0 | 0 | 0 | 0 | 0 | 0
NSR Westar Consent - NOX Rate Annual v4.10, Unit 2605 and retrofits | 601 | 7406 | Rate Constraint in lbs/MMBtu | FALSE | L | Annual | Allowances Withdrawn (n:1) | Thousand Tons | 0 | 0 | 0 | 0 | 0 | 0 | 0 | 0
NSR Westar Consent - NOX Rate Annual v4.10, Unit 2605 and retrofits | 601 | 7406 | Rate Constraint in lbs/MMBtu | FALSE | L | Annual | Net Emissions Allowance Position | Thousand Tons | 1.7992 | 1.8103 | 1.7113 | 1.8103 | 1.8103 | 0 | 0 | 0
NSR Westar Consent - NOX Rate Annual v4.10, Unit 2605 and retrofits | 601 | 7406 | Rate Constraint in lbs/MMBtu | FALSE | L | Annual | Fuel Consumed | TBtu | 35.9844 | 36.2068 | 34.2263 | 36.2068 | 36.2068 | 0 | 0 | 0
NSR Westar Consent - NOX Rate Annual v4.10, Unit 2605 and retrofits | 601 | 7406 | Rate Constraint in lbs/MMBtu | FALSE | L | Annual | Rate | lb/MMBtu | 0.1 | 0.1 | 0.1 | 0.1 | 0.1 | 0 | 0 | 0
NSR Westar Consent - NOX Rate Annual v4.10, Unit 2605 and retrofits | 601 | 7406 | Rate Constraint in lbs/MMBtu | FALSE | L | Annual | Generation | TWh | 3.227 | 3.2469 | 3.0693 | 3.2469 | 3.2469 | 0 | 0 | 0
NSR Westar Consent - NOX Rate Annual v4.10, Unit 2605 and retrofits | 601 | 7406 | Rate Constraint in lbs/MMBtu | FALSE | L | Annual | Qualifying Generation | TWh | 3.227 | 3.2469 | 3.0693 | 3.2469 | 3.2469 | 0 | 0 | 0
NSR Westar Consent - NOX Rate Annual v4.10, Unit 2605 and retrofits | 601 | 7406 | Rate Constraint in lbs/MMBtu | FALSE | L | Annual | Rate | lb/MWh | 1.1151 | 1.1151 | 1.1151 | 1.1151 | 1.1151 | 0 | 0 | 0
NSR Westar Consent - NOX Rate Annual v4.10, Unit 2605 and retrofits | 601 | 7406 | Rate Constraint in lbs/MMBtu | FALSE | L | Annual | Constraint Shadow Price | US2019$/Ton | 30819.119 | 16725.1568 | 4453.6749 | 14766.168 | 21992.2627 | 0 | 0 | 0
NSR Westar Consent - SO2 Cap Annual v4.10 | 602 | 7407 | Rate Constraint in MTons | FALSE | L | Annual | Seasons Included | Seasons | Winter, WintShld, Summer | Winter, WintShld, Summer | Winter, WintShld, Summer | Winter, WintShld, Summer | Winter, WintShld, Summer | Winter, WintShld, Summer | Winter, WintShld, Summer | Winter, WintShld, Summer
NSR Westar Consent - SO2 Cap Annual v4.10 | 602 | 7407 | Rate Constraint in MTons | FALSE | L | Annual | Standard SO2 | Thousand Tons | 6.6 | 6.6 | 6.6 | 6.6 | 6.6 | 6.6 | 6.6 | 6.6
NSR Westar Consent - SO2 Cap Annual v4.10 | 602 | 7407 | Rate Constraint in MTons | FALSE | L | Annual | Emissions at Affected Plants SO2 | Thousand Tons | 1.1336 | 1.0929 | 0.81986 | 0.74752 | 0.84555 | 0 | 0 | 0
NSR Westar Consent - SO2 Cap Annual v4.10 | 602 | 7407 | Rate Constraint in MTons | FALSE | L | Annual | Allowances Purchased SO2 | Thousand Tons | 0 | 0 | 0 | 0 | 0 | 0 | 0 | 0
NSR Westar Consent - SO2 Cap Annual v4.10 | 602 | 7407 | Rate Constraint in MTons | FALSE | L | Annual | Allowances Sold SO2 | Thousand Tons | 0 | 0 | 0 | 0 | 0 | 0 | 0 | 0
NSR Westar Consent - SO2 Cap Annual v4.10 | 602 | 7407 | Rate Constraint in MTons | FALSE | L | Annual | Allowances Banked | Thousand Tons | 0 | 0 | 0 | 0 | 0 | 0 | 0 | 0
NSR Westar Consent - SO2 Cap Annual v4.10 | 602 | 7407 | Rate Constraint in MTons | FALSE | L | Annual | Allowances Withdrawn (1:1) | Thousand Tons | 0 | 0 | 0 | 0 | 0 | 0 | 0 | 0
NSR Westar Consent - SO2 Cap Annual v4.10 | 602 | 7407 | Rate Constraint in MTons | FALSE | L | Annual | Allowances Withdrawn (n:1) | Thousand Tons | 0 | 0 | 0 | 0 | 0 | 0 | 0 | 0
NSR Westar Consent - SO2 Cap Annual v4.10 | 602 | 7407 | Rate Constraint in MTons | FALSE | L | Annual | Net Emissions Allowance Position | Thousand Tons | 1.1336 | 1.0929 | 0.81986 | 0.74752 | 0.84555 | 0 | 0 | 0
NSR Westar Consent - SO2 Cap Annual v4.10 | 602 | 7407 | Rate Constraint in MTons | FALSE | L | Annual | Fuel Consumed | TBtu | 100.0392 | 96.6787 | 73.6721 | 68.2498 | 76.4864 | 0 | 0 | 0
NSR Westar Consent - SO2 Cap Annual v4.10 | 602 | 7407 | Rate Constraint in MTons | FALSE | L | Annual | Rate | lb/MMBtu | 0.022663 | 0.022609 | 0.022257 | 0.021905 | 0.02211 | 0 | 0 | 0
NSR Westar Consent - SO2 Cap Annual v4.10 | 602 | 7407 | Rate Constraint in MTons | FALSE | L | Annual | Generation | TWh | 9.0384 | 8.7331 | 6.6485 | 6.1626 | 6.9121 | 0 | 0 | 0
NSR Westar Consent - SO2 Cap Annual v4.10 | 602 | 7407 | Rate Constraint in MTons | FALSE | L | Annual | Qualifying Generation | TWh | 9.0384 | 8.7331 | 6.6485 | 6.1626 | 6.9121 | 0 | 0 | 0
NSR Westar Consent - SO2 Cap Annual v4.10 | 602 | 7407 | Rate Constraint in MTons | FALSE | L | Annual | Rate | lb/MWh | 0.25084 | 0.25029 | 0.24663 | 0.2426 | 0.24466 | 0 | 0 | 0
NSR Westar Consent - SO2 Cap Annual v4.10 | 602 | 7407 | Rate Constraint in MTons | FALSE | L | Annual | Constraint Shadow Price | US2019$/Ton | 0 | 0 | 0 | 0 | 0 | 0 | 0 | 0
NSR Westar Consent - SO2 Rate Annual v4.10 | 603 | 7408 | MACT Fuel Choice Floor in lbs/MMBtu | FALSE | L | Annual | Seasons Included | Seasons | Winter, WintShld, Summer | Winter, WintShld, Summer | Winter, WintShld, Summer | Winter, WintShld, Summer | Winter, WintShld, Summer | Winter, WintShld, Summer | Winter, WintShld, Summer | Winter, WintShld, Summer
NSR Westar Consent - SO2 Rate Annual v4.10 | 603 | 7408 | MACT Fuel Choice Floor in lbs/MMBtu | FALSE | L | Annual | Emission Floor | lb/MMBtu | 0.07 | 0.07 | 0.07 | 0.07 | 0.07 | 0.07 | 0.07 | 0.07
NSR Westar Consent - SO2 Rate Annual v4.10 | 603 | 7408 | MACT Fuel Choice Floor in lbs/MMBtu | FALSE | L | Annual | Emissions at Affected Plants SO2 | Thousand Tons | 1.1336 | 1.0929 | 0.81986 | 0.74752 | 0.84555 | 0 | 0 | 0
NSR Westar Consent - SO2 Rate Annual v4.10 | 603 | 7408 | MACT Fuel Choice Floor in lbs/MMBtu | FALSE | L | Annual | Allowances Purchased SO2 | Thousand Tons | 0 | 0 | 0 | 0 | 0 | 0 | 0 | 0
NSR Westar Consent - SO2 Rate Annual v4.10 | 603 | 7408 | MACT Fuel Choice Floor in lbs/MMBtu | FALSE | L | Annual | Allowances Sold SO2 | Thousand Tons | 0 | 0 | 0 | 0 | 0 | 0 | 0 | 0
NSR Westar Consent - SO2 Rate Annual v4.10 | 603 | 7408 | MACT Fuel Choice Floor in lbs/MMBtu | FALSE | L | Annual | Allowances Banked | Thousand Tons | 0 | 0 | 0 | 0 | 0 | 0 | 0 | 0
NSR Westar Consent - SO2 Rate Annual v4.10 | 603 | 7408 | MACT Fuel Choice Floor in lbs/MMBtu | FALSE | L | Annual | Allowances Withdrawn (1:1) | Thousand Tons | 0 | 0 | 0 | 0 | 0 | 0 | 0 | 0
NSR Westar Consent - SO2 Rate Annual v4.10 | 603 | 7408 | MACT Fuel Choice Floor in lbs/MMBtu | FALSE | L | Annual | Allowances Withdrawn (n:1) | Thousand Tons | 0 | 0 | 0 | 0 | 0 | 0 | 0 | 0
NSR Westar Consent - SO2 Rate Annual v4.10 | 603 | 7408 | MACT Fuel Choice Floor in lbs/MMBtu | FALSE | L | Annual | Net Emissions Allowance Position | Thousand Tons | 1.1336 | 1.0929 | 0.81986 | 0.74752 | 0.84555 | 0 | 0 | 0
NSR Westar Consent - SO2 Rate Annual v4.10 | 603 | 7408 | MACT Fuel Choice Floor in lbs/MMBtu | FALSE | L | Annual | Fuel Consumed | TBtu | 100.0392 | 96.6787 | 73.6721 | 68.2498 | 76.4864 | 0 | 0 | 0
NSR Westar Consent - SO2 Rate Annual v4.10 | 603 | 7408 | MACT Fuel Choice Floor in lbs/MMBtu | FALSE | L | Annual | Rate | lb/MMBtu | 0.022663 | 0.022609 | 0.022257 | 0.021905 | 0.02211 | 0 | 0 | 0
NSR Westar Consent - SO2 Rate Annual v4.10 | 603 | 7408 | MACT Fuel Choice Floor in lbs/MMBtu | FALSE | L | Annual | Generation | TWh | 9.0384 | 8.7331 | 6.6485 | 6.1626 | 6.9121 | 0 | 0 | 0
NSR Westar Consent - SO2 Rate Annual v4.10 | 603 | 7408 | MACT Fuel Choice Floor in lbs/MMBtu | FALSE | L | Annual | Qualifying Generation | TWh | 9.0384 | 8.7331 | 6.6485 | 6.1626 | 6.9121 | 0 | 0 | 0
NSR Westar Consent - SO2 Rate Annual v4.10 | 603 | 7408 | MACT Fuel Choice Floor in lbs/MMBtu | FALSE | L | Annual | Constraint Shadow Price | US2019$/Ton | 0 | 0 | 0 | 0 | 0 | 0 | 0 | 0
NSR Winyah 1 - NOX Rate Annual v3.1, Unit 3836 and retrofits | 604 | 7433 | Rate Constraint in lbs/MMBtu | FALSE | L | Annual | Seasons Included | Seasons | Winter, WintShld, Summer | Winter, WintShld, Summer | Winter, WintShld, Summer | Winter, WintShld, Summer | Winter, WintShld, Summer | Winter, WintShld, Summer | Winter, WintShld, Summer | Winter, WintShld, Summer
NSR Winyah 1 - NOX Rate Annual v3.1, Unit 3836 and retrofits | 604 | 7433 | Rate Constraint in lbs/MMBtu | FALSE | L | Annual | Standard NOX | lb/MMBtu | 0.1 | 0.1 | 0.1 | 0.1 | 0.1 | 0.1 | 0.1 | 0.1
NSR Winyah 1 - NOX Rate Annual v3.1, Unit 3836 and retrofits | 604 | 7433 | Rate Constraint in lbs/MMBtu | FALSE | L | Annual | Emissions at Affected Plants NOX | Thousand Tons | 0.72344 | 0.64928 | 0.44996 | 0 | 0 | 0 | 0 | 0
NSR Winyah 1 - NOX Rate Annual v3.1, Unit 3836 and retrofits | 604 | 7433 | Rate Constraint in lbs/MMBtu | FALSE | L | Annual | Allowances Purchased NOX | Thousand Tons | 0 | 0 | 0 | 0 | 0 | 0 | 0 | 0
NSR Winyah 1 - NOX Rate Annual v3.1, Unit 3836 and retrofits | 604 | 7433 | Rate Constraint in lbs/MMBtu | FALSE | L | Annual | Allowances Sold NOX | Thousand Tons | 0 | 0 | 0 | 0 | 0 | 0 | 0 | 0
NSR Winyah 1 - NOX Rate Annual v3.1, Unit 3836 and retrofits | 604 | 7433 | Rate Constraint in lbs/MMBtu | FALSE | L | Annual | Allowances Banked | Thousand Tons | 0 | 0 | 0 | 0 | 0 | 0 | 0 | 0
NSR Winyah 1 - NOX Rate Annual v3.1, Unit 3836 and retrofits | 604 | 7433 | Rate Constraint in lbs/MMBtu | FALSE | L | Annual | Allowances Withdrawn (1:1) | Thousand Tons | 0 | 0 | 0 | 0 | 0 | 0 | 0 | 0
NSR Winyah 1 - NOX Rate Annual v3.1, Unit 3836 and retrofits | 604 | 7433 | Rate Constraint in lbs/MMBtu | FALSE | L | Annual | Allowances Withdrawn (n:1) | Thousand Tons | 0 | 0 | 0 | 0 | 0 | 0 | 0 | 0
NSR Winyah 1 - NOX Rate Annual v3.1, Unit 3836 and retrofits | 604 | 7433 | Rate Constraint in lbs/MMBtu | FALSE | L | Annual | Net Emissions Allowance Position | Thousand Tons | 0.72344 | 0.64928 | 0.44996 | 0 | 0 | 0 | 0 | 0
NSR Winyah 1 - NOX Rate Annual v3.1, Unit 3836 and retrofits | 604 | 7433 | Rate Constraint in lbs/MMBtu | FALSE | L | Annual | Fuel Consumed | TBtu | 17.9247 | 16.0873 | 11.1487 | 0 | 0 | 0 | 0 | 0
NSR Winyah 1 - NOX Rate Annual v3.1, Unit 3836 and retrofits | 604 | 7433 | Rate Constraint in lbs/MMBtu | FALSE | L | Annual | Rate | lb/MMBtu | 0.08072 | 0.08072 | 0.08072 | 0 | 0 | 0 | 0 | 0
NSR Winyah 1 - NOX Rate Annual v3.1, Unit 3836 and retrofits | 604 | 7433 | Rate Constraint in lbs/MMBtu | FALSE | L | Annual | Generation | TWh | 1.6673 | 1.4964 | 1.037 | 0 | 0 | 0 | 0 | 0
NSR Winyah 1 - NOX Rate Annual v3.1, Unit 3836 and retrofits | 604 | 7433 | Rate Constraint in lbs/MMBtu | FALSE | L | Annual | Qualifying Generation | TWh | 1.6673 | 1.4964 | 1.037 | 0 | 0 | 0 | 0 | 0
NSR Winyah 1 - NOX Rate Annual v3.1, Unit 3836 and retrofits | 604 | 7433 | Rate Constraint in lbs/MMBtu | FALSE | L | Annual | Rate | lb/MWh | 0.86782 | 0.86782 | 0.86782 | 0 | 0 | 0 | 0 | 0
NSR Winyah 1 - NOX Rate Annual v3.1, Unit 3836 and retrofits | 604 | 7433 | Rate Constraint in lbs/MMBtu | FALSE | L | Annual | Constraint Shadow Price | US2019$/Ton | 0 | 0 | 0 | 0 | 0 | 0 | 0 | 0
NSR Winyah 2-4 - NOX Rate Annual v3.1, Unit 3833 and retrofits | 605 | 7434 | Rate Constraint in lbs/MMBtu | FALSE | L | Annual | Seasons Included | Seasons | Winter, WintShld, Summer | Winter, WintShld, Summer | Winter, WintShld, Summer | Winter, WintShld, Summer | Winter, WintShld, Summer | Winter, WintShld, Summer | Winter, WintShld, Summer | Winter, WintShld, Summer
NSR Winyah 2-4 - NOX Rate Annual v3.1, Unit 3833 and retrofits | 605 | 7434 | Rate Constraint in lbs/MMBtu | FALSE | L | Annual | Standard NOX | lb/MMBtu | 0.12 | 0.12 | 0.12 | 0.12 | 0.12 | 0.12 | 0.12 | 0.12
NSR Winyah 2-4 - NOX Rate Annual v3.1, Unit 3833 and retrofits | 605 | 7434 | Rate Constraint in lbs/MMBtu | FALSE | L | Annual | Emissions at Affected Plants NOX | Thousand Tons | 0.75777 | 0.73622 | 0.50825 | 0 | 0 | 0 | 0 | 0
NSR Winyah 2-4 - NOX Rate Annual v3.1, Unit 3833 and retrofits | 605 | 7434 | Rate Constraint in lbs/MMBtu | FALSE | L | Annual | Allowances Purchased NOX | Thousand Tons | 0 | 0 | 0 | 0 | 0 | 0 | 0 | 0
NSR Winyah 2-4 - NOX Rate Annual v3.1, Unit 3833 and retrofits | 605 | 7434 | Rate Constraint in lbs/MMBtu | FALSE | L | Annual | Allowances Sold NOX | Thousand Tons | 0 | 0 | 0 | 0 | 0 | 0 | 0 | 0
NSR Winyah 2-4 - NOX Rate Annual v3.1, Unit 3833 and retrofits | 605 | 7434 | Rate Constraint in lbs/MMBtu | FALSE | L | Annual | Allowances Banked | Thousand Tons | 0 | 0 | 0 | 0 | 0 | 0 | 0 | 0
NSR Winyah 2-4 - NOX Rate Annual v3.1, Unit 3833 and retrofits | 605 | 7434 | Rate Constraint in lbs/MMBtu | FALSE | L | Annual | Allowances Withdrawn (1:1) | Thousand Tons | 0 | 0 | 0 | 0 | 0 | 0 | 0 | 0
NSR Winyah 2-4 - NOX Rate Annual v3.1, Unit 3833 and retrofits | 605 | 7434 | Rate Constraint in lbs/MMBtu | FALSE | L | Annual | Allowances Withdrawn (n:1) | Thousand Tons | 0 | 0 | 0 | 0 | 0 | 0 | 0 | 0
NSR Winyah 2-4 - NOX Rate Annual v3.1, Unit 3833 and retrofits | 605 | 7434 | Rate Constraint in lbs/MMBtu | FALSE | L | Annual | Net Emissions Allowance Position | Thousand Tons | 0.75777 | 0.73622 | 0.50825 | 0 | 0 | 0 | 0 | 0
NSR Winyah 2-4 - NOX Rate Annual v3.1, Unit 3833 and retrofits | 605 | 7434 | Rate Constraint in lbs/MMBtu | FALSE | L | Annual | Fuel Consumed | TBtu | 17.9141 | 17.4048 | 12.0153 | 0 | 0 | 0 | 0 | 0
NSR Winyah 2-4 - NOX Rate Annual v3.1, Unit 3833 and retrofits | 605 | 7434 | Rate Constraint in lbs/MMBtu | FALSE | L | Annual | Rate | lb/MMBtu | 0.0846 | 0.0846 | 0.0846 | 0 | 0 | 0 | 0 | 0
NSR Winyah 2-4 - NOX Rate Annual v3.1, Unit 3833 and retrofits | 605 | 7434 | Rate Constraint in lbs/MMBtu | FALSE | L | Annual | Generation | TWh | 1.6612 | 1.6139 | 1.1142 | 0 | 0 | 0 | 0 | 0
NSR Winyah 2-4 - NOX Rate Annual v3.1, Unit 3833 and retrofits | 605 | 7434 | Rate Constraint in lbs/MMBtu | FALSE | L | Annual | Qualifying Generation | TWh | 1.6612 | 1.6139 | 1.1142 | 0 | 0 | 0 | 0 | 0
NSR Winyah 2-4 - NOX Rate Annual v3.1, Unit 3833 and retrofits | 605 | 7434 | Rate Constraint in lbs/MMBtu | FALSE | L | Annual | Rate | lb/MWh | 0.91233 | 0.91233 | 0.91233 | 0 | 0 | 0 | 0 | 0
NSR Winyah 2-4 - NOX Rate Annual v3.1, Unit 3833 and retrofits | 605 | 7434 | Rate Constraint in lbs/MMBtu | FALSE | L | Annual | Constraint Shadow Price | US2019$/Ton | 0 | 0 | 0 | 0 | 0 | 0 | 0 | 0
NSR Winyah 2-4 - NOX Rate Annual v3.1, Unit 3834 and retrofits | 606 | 7434 | Rate Constraint in lbs/MMBtu | FALSE | L | Annual | Seasons Included | Seasons | Winter, WintShld, Summer | Winter, WintShld, Summer | Winter, WintShld, Summer | Winter, WintShld, Summer | Winter, WintShld, Summer | Winter, WintShld, Summer | Winter, WintShld, Summer | Winter, WintShld, Summer
NSR Winyah 2-4 - NOX Rate Annual v3.1, Unit 3834 and retrofits | 606 | 7434 | Rate Constraint in lbs/MMBtu | FALSE | L | Annual | Standard NOX | lb/MMBtu | 0.12 | 0.12 | 0.12 | 0.12 | 0.12 | 0.12 | 0.12 | 0.12
NSR Winyah 2-4 - NOX Rate Annual v3.1, Unit 3834 and retrofits | 606 | 7434 | Rate Constraint in lbs/MMBtu | FALSE | L | Annual | Emissions at Affected Plants NOX | Thousand Tons | 0.87632 | 0.85163 | 0.58952 | 0 | 0 | 0 | 0 | 0
NSR Winyah 2-4 - NOX Rate Annual v3.1, Unit 3834 and retrofits | 606 | 7434 | Rate Constraint in lbs/MMBtu | FALSE | L | Annual | Allowances Purchased NOX | Thousand Tons | 0 | 0 | 0 | 0 | 0 | 0 | 0 | 0
NSR Winyah 2-4 - NOX Rate Annual v3.1, Unit 3834 and retrofits | 606 | 7434 | Rate Constraint in lbs/MMBtu | FALSE | L | Annual | Allowances Sold NOX | Thousand Tons | 0 | 0 | 0 | 0 | 0 | 0 | 0 | 0
NSR Winyah 2-4 - NOX Rate Annual v3.1, Unit 3834 and retrofits | 606 | 7434 | Rate Constraint in lbs/MMBtu | FALSE | L | Annual | Allowances Banked | Thousand Tons | 0 | 0 | 0 | 0 | 0 | 0 | 0 | 0
NSR Winyah 2-4 - NOX Rate Annual v3.1, Unit 3834 and retrofits | 606 | 7434 | Rate Constraint in lbs/MMBtu | FALSE | L | Annual | Allowances Withdrawn (1:1) | Thousand Tons | 0 | 0 | 0 | 0 | 0 | 0 | 0 | 0
NSR Winyah 2-4 - NOX Rate Annual v3.1, Unit 3834 and retrofits | 606 | 7434 | Rate Constraint in lbs/MMBtu | FALSE | L | Annual | Allowances Withdrawn (n:1) | Thousand Tons | 0 | 0 | 0 | 0 | 0 | 0 | 0 | 0
NSR Winyah 2-4 - NOX Rate Annual v3.1, Unit 3834 and retrofits | 606 | 7434 | Rate Constraint in lbs/MMBtu | FALSE | L | Annual | Net Emissions Allowance Position | Thousand Tons | 0.87632 | 0.85163 | 0.58952 | 0 | 0 | 0 | 0 | 0
NSR Winyah 2-4 - NOX Rate Annual v3.1, Unit 3834 and retrofits | 606 | 7434 | Rate Constraint in lbs/MMBtu | FALSE | L | Annual | Fuel Consumed | TBtu | 17.4392 | 16.9479 | 11.7318 | 0 | 0 | 0 | 0 | 0
NSR Winyah 2-4 - NOX Rate Annual v3.1, Unit 3834 and retrofits | 606 | 7434 | Rate Constraint in lbs/MMBtu | FALSE | L | Annual | Rate | lb/MMBtu | 0.1005 | 0.1005 | 0.1005 | 0 | 0 | 0 | 0 | 0
NSR Winyah 2-4 - NOX Rate Annual v3.1, Unit 3834 and retrofits | 606 | 7434 | Rate Constraint in lbs/MMBtu | FALSE | L | Annual | Generation | TWh | 1.6143 | 1.5688 | 1.086 | 0 | 0 | 0 | 0 | 0
NSR Winyah 2-4 - NOX Rate Annual v3.1, Unit 3834 and retrofits | 606 | 7434 | Rate Constraint in lbs/MMBtu | FALSE | L | Annual | Qualifying Generation | TWh | 1.6143 | 1.5688 | 1.086 | 0 | 0 | 0 | 0 | 0
NSR Winyah 2-4 - NOX Rate Annual v3.1, Unit 3834 and retrofits | 606 | 7434 | Rate Constraint in lbs/MMBtu | FALSE | L | Annual | Rate | lb/MWh | 1.0857 | 1.0857 | 1.0857 | 0 | 0 | 0 | 0 | 0
NSR Winyah 2-4 - NOX Rate Annual v3.1, Unit 3834 and retrofits | 606 | 7434 | Rate Constraint in lbs/MMBtu | FALSE | L | Annual | Constraint Shadow Price | US2019$/Ton | 0 | 0 | 0 | 0 | 0 | 0 | 0 | 0
NSR Winyah 2-4 - NOX Rate Annual v3.1, Unit 3835 and retrofits | 607 | 7434 | Rate Constraint in lbs/MMBtu | FALSE | L | Annual | Seasons Included | Seasons | Winter, WintShld, Summer | Winter, WintShld, Summer | Winter, WintShld, Summer | Winter, WintShld, Summer | Winter, WintShld, Summer | Winter, WintShld, Summer | Winter, WintShld, Summer | Winter, WintShld, Summer
NSR Winyah 2-4 - NOX Rate Annual v3.1, Unit 3835 and retrofits | 607 | 7434 | Rate Constraint in lbs/MMBtu | FALSE | L | Annual | Standard NOX | lb/MMBtu | 0.12 | 0.12 | 0.12 | 0.12 | 0.12 | 0.12 | 0.12 | 0.12
NSR Winyah 2-4 - NOX Rate Annual v3.1, Unit 3835 and retrofits | 607 | 7434 | Rate Constraint in lbs/MMBtu | FALSE | L | Annual | Emissions at Affected Plants NOX | Thousand Tons | 0.81554 | 0.66598 | 0.64154 | 0 | 0 | 0 | 0 | 0
NSR Winyah 2-4 - NOX Rate Annual v3.1, Unit 3835 and retrofits | 607 | 7434 | Rate Constraint in lbs/MMBtu | FALSE | L | Annual | Allowances Purchased NOX | Thousand Tons | 0 | 0 | 0 | 0 | 0 | 0 | 0 | 0
NSR Winyah 2-4 - NOX Rate Annual v3.1, Unit 3835 and retrofits | 607 | 7434 | Rate Constraint in lbs/MMBtu | FALSE | L | Annual | Allowances Sold NOX | Thousand Tons | 0 | 0 | 0 | 0 | 0 | 0 | 0 | 0
NSR Winyah 2-4 - NOX Rate Annual v3.1, Unit 3835 and retrofits | 607 | 7434 | Rate Constraint in lbs/MMBtu | FALSE | L | Annual | Allowances Banked | Thousand Tons | 0 | 0 | 0 | 0 | 0 | 0 | 0 | 0
NSR Winyah 2-4 - NOX Rate Annual v3.1, Unit 3835 and retrofits | 607 | 7434 | Rate Constraint in lbs/MMBtu | FALSE | L | Annual | Allowances Withdrawn (1:1) | Thousand Tons | 0 | 0 | 0 | 0 | 0 | 0 | 0 | 0
NSR Winyah 2-4 - NOX Rate Annual v3.1, Unit 3835 and retrofits | 607 | 7434 | Rate Constraint in lbs/MMBtu | FALSE | L | Annual | Allowances Withdrawn (n:1) | Thousand Tons | 0 | 0 | 0 | 0 | 0 | 0 | 0 | 0
NSR Winyah 2-4 - NOX Rate Annual v3.1, Unit 3835 and retrofits | 607 | 7434 | Rate Constraint in lbs/MMBtu | FALSE | L | Annual | Net Emissions Allowance Position | Thousand Tons | 0.81554 | 0.66598 | 0.64154 | 0 | 0 | 0 | 0 | 0
NSR Winyah 2-4 - NOX Rate Annual v3.1, Unit 3835 and retrofits | 607 | 7434 | Rate Constraint in lbs/MMBtu | FALSE | L | Annual | Fuel Consumed | TBtu | 18.641 | 15.2225 | 14.6637 | 0 | 0 | 0 | 0 | 0
NSR Winyah 2-4 - NOX Rate Annual v3.1, Unit 3835 and retrofits | 607 | 7434 | Rate Constraint in lbs/MMBtu | FALSE | L | Annual | Rate | lb/MMBtu | 0.0875 | 0.0875 | 0.0875 | 0 | 0 | 0 | 0 | 0
NSR Winyah 2-4 - NOX Rate Annual v3.1, Unit 3835 and retrofits | 607 | 7434 | Rate Constraint in lbs/MMBtu | FALSE | L | Annual | Generation | TWh | 1.7443 | 1.4244 | 1.3721 | 0 | 0 | 0 | 0 | 0
NSR Winyah 2-4 - NOX Rate Annual v3.1, Unit 3835 and retrofits | 607 | 7434 | Rate Constraint in lbs/MMBtu | FALSE | L | Annual | Qualifying Generation | TWh | 1.7443 | 1.4244 | 1.3721 | 0 | 0 | 0 | 0 | 0
NSR Winyah 2-4 - NOX Rate Annual v3.1, Unit 3835 and retrofits | 607 | 7434 | Rate Constraint in lbs/MMBtu | FALSE | L | Annual | Rate | lb/MWh | 0.93511 | 0.93511 | 0.93511 | 0 | 0 | 0 | 0 | 0
NSR Winyah 2-4 - NOX Rate Annual v3.1, Unit 3835 and retrofits | 607 | 7434 | Rate Constraint in lbs/MMBtu | FALSE | L | Annual | Constraint Shadow Price | US2019$/Ton | 0 | 0 | 0 | 0 | 0 | 0 | 0 | 0
NSR WPS Consent - NOX Cap Annual v5.12 | 608 | 7409 | Rate Constraint in MTons | FALSE | L | Annual | Seasons Included | Seasons | Winter, WintShld, Summer | Winter, WintShld, Summer | Winter, WintShld, Summer | Winter, WintShld, Summer | Winter, WintShld, Summer | Winter, WintShld, Summer | Winter, WintShld, Summer | Winter, WintShld, Summer
NSR WPS Consent - NOX Cap Annual v5.12 | 608 | 7409 | Rate Constraint in MTons | FALSE | L | Annual | Standard NOX | Thousand Tons | 3.7 | 3.7 | 3.7 | 3.7 | 3.7 | 3.7 | 3.7 | 3.7
NSR WPS Consent - NOX Cap Annual v5.12 | 608 | 7409 | Rate Constraint in MTons | FALSE | L | Annual | Emissions at Affected Plants NOX | Thousand Tons | 1.4243 | 1.14 | 0.83764 | 0.94044 | 1.0194 | 1.1429 | 1.1593 | 0.66457
NSR WPS Consent - NOX Cap Annual v5.12 | 608 | 7409 | Rate Constraint in MTons | FALSE | L | Annual | Allowances Purchased NOX | Thousand Tons | 0 | 0 | 0 | 0 | 0 | 0 | 0 | 0
NSR WPS Consent - NOX Cap Annual v5.12 | 608 | 7409 | Rate Constraint in MTons | FALSE | L | Annual | Allowances Sold NOX | Thousand Tons | 0 | 0 | 0 | 0 | 0 | 0 | 0 | 0
NSR WPS Consent - NOX Cap Annual v5.12 | 608 | 7409 | Rate Constraint in MTons | FALSE | L | Annual | Allowances Banked | Thousand Tons | 0 | 0 | 0 | 0 | 0 | 0 | 0 | 0
NSR WPS Consent - NOX Cap Annual v5.12 | 608 | 7409 | Rate Constraint in MTons | FALSE | L | Annual | Allowances Withdrawn (1:1) | Thousand Tons | 0 | 0 | 0 | 0 | 0 | 0 | 0 | 0
NSR WPS Consent - NOX Cap Annual v5.12 | 608 | 7409 | Rate Constraint in MTons | FALSE | L | Annual | Allowances Withdrawn (n:1) | Thousand Tons | 0 | 0 | 0 | 0 | 0 | 0 | 0 | 0
NSR WPS Consent - NOX Cap Annual v5.12 | 608 | 7409 | Rate Constraint in MTons | FALSE | L | Annual | Net Emissions Allowance Position | Thousand Tons | 1.4243 | 1.14 | 0.83764 | 0.94044 | 1.0194 | 1.1429 | 1.1593 | 0.66457
NSR WPS Consent - NOX Cap Annual v5.12 | 608 | 7409 | Rate Constraint in MTons | FALSE | L | Annual | Fuel Consumed | TBtu | 52.1094 | 41.8655 | 30.9733 | 34.7475 | 37.6431 | 42.0131 | 42.5939 | 24.5983
NSR WPS Consent - NOX Cap Annual v5.12 | 608 | 7409 | Rate Constraint in MTons | FALSE | L | Annual | Rate | lb/MMBtu | 0.054665 | 0.054462 | 0.054088 | 0.05413 | 0.054161 | 0.054407 | 0.054436 | 0.054034
NSR WPS Consent - NOX Cap Annual v5.12 | 608 | 7409 | Rate Constraint in MTons | FALSE | L | Annual | Generation | TWh | 5.3287 | 4.2912 | 3.1884 | 3.5752 | 3.8718 | 4.3091 | 4.3672 | 2.5338
NSR WPS Consent - NOX Cap Annual v5.12 | 608 | 7409 | Rate Constraint in MTons | FALSE | L | Annual | Qualifying Generation | TWh | 5.3287 | 4.2912 | 3.1884 | 3.5752 | 3.8718 | 4.3091 | 4.3672 | 2.5338
NSR WPS Consent - NOX Cap Annual v5.12 | 608 | 7409 | Rate Constraint in MTons | FALSE | L | Annual | Rate | lb/MWh | 0.53457 | 0.53134 | 0.52543 | 0.52608 | 0.52657 | 0.53047 | 0.53092 | 0.52457
NSR WPS Consent - NOX Cap Annual v5.12 | 608 | 7409 | Rate Constraint in MTons | FALSE | L | Annual | Constraint Shadow Price | US2019$/Ton | 0 | 0 | 0 | 0 | 0 | 0 | 0 | 0
NSR WPS Consent - SO2 Cap Annual v5.12 | 609 | 7410 | Rate Constraint in MTons | FALSE | L | Annual | Seasons Included | Seasons | Winter, WintShld, Summer | Winter, WintShld, Summer | Winter, WintShld, Summer | Winter, WintShld, Summer | Winter, WintShld, Summer | Winter, WintShld, Summer | Winter, WintShld, Summer | Winter, WintShld, Summer
NSR WPS Consent - SO2 Cap Annual v5.12 | 609 | 7410 | Rate Constraint in MTons | FALSE | L | Annual | Standard SO2 | Thousand Tons | 4.25 | 4.25 | 4.25 | 4.25 | 4.25 | 4.25 | 4.25 | 4.25
NSR WPS Consent - SO2 Cap Annual v5.12 | 609 | 7410 | Rate Constraint in MTons | FALSE | L | Annual | Emissions at Affected Plants SO2 | Thousand Tons | 0.95655 | 0.84224 | 0.7235 | 0.79913 | 0.85563 | 0.86522 | 0.86649 | 0.58617
NSR WPS Consent - SO2 Cap Annual v5.12 | 609 | 7410 | Rate Constraint in MTons | FALSE | L | Annual | Allowances Purchased SO2 | Thousand Tons | 0 | 0 | 0 | 0 | 0 | 0 | 0 | 0
NSR WPS Consent - SO2 Cap Annual v5.12 | 609 | 7410 | Rate Constraint in MTons | FALSE | L | Annual | Allowances Sold SO2 | Thousand Tons | 0 | 0 | 0 | 0 | 0 | 0 | 0 | 0
NSR WPS Consent - SO2 Cap Annual v5.12 | 609 | 7410 | Rate Constraint in MTons | FALSE | L | Annual | Allowances Banked | Thousand Tons | 0 | 0 | 0 | 0 | 0 | 0 | 0 | 0
NSR WPS Consent - SO2 Cap Annual v5.12 | 609 | 7410 | Rate Constraint in MTons | FALSE | L | Annual | Allowances Withdrawn (1:1) | Thousand Tons | 0 | 0 | 0 | 0 | 0 | 0 | 0 | 0
NSR WPS Consent - SO2 Cap Annual v5.12 | 609 | 7410 | Rate Constraint in MTons | FALSE | L | Annual | Allowances Withdrawn (n:1) | Thousand Tons | 0 | 0 | 0 | 0 | 0 | 0 | 0 | 0
NSR WPS Consent - SO2 Cap Annual v5.12 | 609 | 7410 | Rate Constraint in MTons | FALSE | L | Annual | Net Emissions Allowance Position | Thousand Tons | 0.95655 | 0.84224 | 0.7235 | 0.79913 | 0.85563 | 0.86522 | 0.86649 | 0.58617
NSR WPS Consent - SO2 Cap Annual v5.12 | 609 | 7410 | Rate Constraint in MTons | FALSE | L | Annual | Fuel Consumed | TBtu | 52.1094 | 41.8655 | 30.9733 | 34.7475 | 37.6431 | 42.0131 | 42.5939 | 24.5983
NSR WPS Consent - SO2 Cap Annual v5.12 | 609 | 7410 | Rate Constraint in MTons | FALSE | L | Annual | Rate | lb/MMBtu | 0.036713 | 0.040236 | 0.046718 | 0.045996 | 0.04546 | 0.041188 | 0.040686 | 0.04766
NSR WPS Consent - SO2 Cap Annual v5.12 | 609 | 7410 | Rate Constraint in MTons | FALSE | L | Annual | Generation | TWh | 5.3287 | 4.2912 | 3.1884 | 3.5752 | 3.8718 | 4.3091 | 4.3672 | 2.5338
NSR WPS Consent - SO2 Cap Annual v5.12 | 609 | 7410 | Rate Constraint in MTons | FALSE | L | Annual | Qualifying Generation | TWh | 5.3287 | 4.2912 | 3.1884 | 3.5752 | 3.8718 | 4.3091 | 4.3672 | 2.5338
NSR WPS Consent - SO2 Cap Annual v5.12 | 609 | 7410 | Rate Constraint in MTons | FALSE | L | Annual | Rate | lb/MWh | 0.35902 | 0.39254 | 0.45383 | 0.44703 | 0.44198 | 0.40158 | 0.39682 | 0.46269
NSR WPS Consent - SO2 Cap Annual v5.12 | 609 | 7410 | Rate Constraint in MTons | FALSE | L | Annual | Constraint Shadow Price | US2019$/Ton | 0 | 0 | 0 | 0 | 0 | 0 | 0 | 0
NSR WPS Weston 3 - NOX Rate Annual v5.12, Unit 3272 and retrofits | 610 | 7411 | Rate Constraint in lbs/MMBtu | FALSE | L | Annual | Seasons Included | Seasons | Winter, WintShld, Summer | Winter, WintShld, Summer | Winter, WintShld, Summer | Winter, WintShld, Summer | Winter, WintShld, Summer | Winter, WintShld, Summer | Winter, WintShld, Summer | Winter, WintShld, Summer
NSR WPS Weston 3 - NOX Rate Annual v5.12, Unit 3272 and retrofits | 610 | 7411 | Rate Constraint in lbs/MMBtu | FALSE | L | Annual | Standard NOX | lb/MMBtu | 0.1 | 0.1 | 0.1 | 0.1 | 0.1 | 0.1 | 0.1 | 0.1
NSR WPS Weston 3 - NOX Rate Annual v5.12, Unit 3272 and retrofits | 610 | 7411 | Rate Constraint in lbs/MMBtu | FALSE | L | Annual | Emissions at Affected Plants NOX | Thousand Tons | 0.47773 | 0.2967 | 0.1009 | 0.128 | 0.15059 | 0.27411 | 0.29053 | 0.066444
NSR WPS Weston 3 - NOX Rate Annual v5.12, Unit 3272 and retrofits | 610 | 7411 | Rate Constraint in lbs/MMBtu | FALSE | L | Annual | Allowances Purchased NOX | Thousand Tons | 0 | 0 | 0 | 0 | 0 | 0 | 0 | 0
NSR WPS Weston 3 - NOX Rate Annual v5.12, Unit 3272 and retrofits | 610 | 7411 | Rate Constraint in lbs/MMBtu | FALSE | L | Annual | Allowances Sold NOX | Thousand Tons | 0 | 0 | 0 | 0 | 0 | 0 | 0 | 0
NSR WPS Weston 3 - NOX Rate Annual v5.12, Unit 3272 and retrofits | 610 | 7411 | Rate Constraint in lbs/MMBtu | FALSE | L | Annual | Allowances Banked | Thousand Tons | 0 | 0 | 0 | 0 | 0 | 0 | 0 | 0
NSR WPS Weston 3 - NOX Rate Annual v5.12, Unit 3272 and retrofits | 610 | 7411 | Rate Constraint in lbs/MMBtu | FALSE | L | Annual | Allowances Withdrawn (1:1) | Thousand Tons | 0 | 0 | 0 | 0 | 0 | 0 | 0 | 0
NSR WPS Weston 3 - NOX Rate Annual v5.12, Unit 3272 and retrofits | 610 | 7411 | Rate Constraint in lbs/MMBtu | FALSE | L | Annual | Allowances Withdrawn (n:1) | Thousand Tons | 0 | 0 | 0 | 0 | 0 | 0 | 0 | 0
NSR WPS Weston 3 - NOX Rate Annual v5.12, Unit 3272 and retrofits | 610 | 7411 | Rate Constraint in lbs/MMBtu | FALSE | L | Annual | Net Emissions Allowance Position | Thousand Tons | 0.47773 | 0.2967 | 0.1009 | 0.128 | 0.15059 | 0.27411 | 0.29053 | 0.066444
NSR WPS Weston 3 - NOX Rate Annual v5.12, Unit 3272 and retrofits | 610 | 7411 | Rate Constraint in lbs/MMBtu | FALSE | L | Annual | Fuel Consumed | TBtu | 16.9019 | 10.4971 | 3.5697 | 4.5287 | 5.3279 | 9.6979 | 10.2787 | 2.3507
NSR WPS Weston 3 - NOX Rate Annual v5.12, Unit 3272 and retrofits | 610 | 7411 | Rate Constraint in lbs/MMBtu | FALSE | L | Annual | Rate | lb/MMBtu | 0.05653 | 0.05653 | 0.05653 | 0.05653 | 0.05653 | 0.05653 | 0.05653 | 0.05653
NSR WPS Weston 3 - NOX Rate Annual v5.12, Unit 3272 and retrofits | 610 | 7411 | Rate Constraint in lbs/MMBtu | FALSE | L | Annual | Generation | TWh | 1.6912 | 1.0503 | 0.35718 | 0.45314 | 0.53311 | 0.97038 | 1.0285 | 0.23522
NSR WPS Weston 3 - NOX Rate Annual v5.12, Unit 3272 and retrofits | 610 | 7411 | Rate Constraint in lbs/MMBtu | FALSE | L | Annual | Qualifying Generation | TWh | 1.6912 | 1.0503 | 0.35718 | 0.45314 | 0.53311 | 0.97038 | 1.0285 | 0.23522
NSR WPS Weston 3 - NOX Rate Annual v5.12, Unit 3272 and retrofits | 610 | 7411 | Rate Constraint in lbs/MMBtu | FALSE | L | Annual | Rate | lb/MWh | 0.56496 | 0.56496 | 0.56496 | 0.56496 | 0.56496 | 0.56496 | 0.56496 | 0.56496
NSR WPS Weston 3 - NOX Rate Annual v5.12, Unit 3272 and retrofits | 610 | 7411 | Rate Constraint in lbs/MMBtu | FALSE | L | Annual | Constraint Shadow Price | US2019$/Ton | 0 | 0 | 0 | 0 | 0 | 0 | 0 | 0
NSR WPS Weston 3 - SO2 Rate Annual v5.12, Unit 3272 and retrofits | 611 | 7412 | Rate Constraint in lbs/MMBtu | FALSE | L | Annual | Seasons Included | Seasons | Winter, WintShld, Summer | Winter, WintShld, Summer | Winter, WintShld, Summer | Winter, WintShld, Summer | Winter, WintShld, Summer | Winter, WintShld, Summer | Winter, WintShld, Summer | Winter, WintShld, Summer
NSR WPS Weston 3 - SO2 Rate Annual v5.12, Unit 3272 and retrofits | 611 | 7412 | Rate Constraint in lbs/MMBtu | FALSE | L | Annual | Standard SO2 | lb/MMBtu | 0.08 | 0.08 | 0.08 | 0.08 | 0.08 | 0.08 | 0.08 | 0.08
NSR WPS Weston 3 - SO2 Rate Annual v5.12, Unit 3272 and retrofits | 611 | 7412 | Rate Constraint in lbs/MMBtu | FALSE | L | Annual | Emissions at Affected Plants SO2 | Thousand Tons | 0.037078 | 0.023028 | 0.007831 | 0.0099348 | 0.011688 | 0.021275 | 0.022549 | 0.0051569
NSR WPS Weston 3 - SO2 Rate Annual v5.12, Unit 3272 and retrofits | 611 | 7412 | Rate Constraint in lbs/MMBtu | FALSE | L | Annual | Allowances Purchased SO2 | Thousand Tons | 0 | 0 | 0 | 0 | 0 | 0 | 0 | 0
NSR WPS Weston 3 - SO2 Rate Annual v5.12, Unit 3272 and retrofits | 611 | 7412 | Rate Constraint in lbs/MMBtu | FALSE | L | Annual | Allowances Sold SO2 | Thousand Tons | 0 | 0 | 0 | 0 | 0 | 0 | 0 | 0
NSR WPS Weston 3 - SO2 Rate Annual v5.12, Unit 3272 and retrofits | 611 | 7412 | Rate Constraint in lbs/MMBtu | FALSE | L | Annual | Allowances Banked | Thousand Tons | 0 | 0 | 0 | 0 | 0 | 0 | 0 | 0
NSR WPS Weston 3 - SO2 Rate Annual v5.12, Unit 3272 and retrofits | 611 | 7412 | Rate Constraint in lbs/MMBtu | FALSE | L | Annual | Allowances Withdrawn (1:1) | Thousand Tons | 0 | 0 | 0 | 0 | 0 | 0 | 0 | 0
NSR WPS Weston 3 - SO2 Rate Annual v5.12, Unit 3272 and retrofits | 611 | 7412 | Rate Constraint in lbs/MMBtu | FALSE | L | Annual | Allowances Withdrawn (n:1) | Thousand Tons | 0 | 0 | 0 | 0 | 0 | 0 | 0 | 0
NSR WPS Weston 3 - SO2 Rate Annual v5.12, Unit 3272 and retrofits | 611 | 7412 | Rate Constraint in lbs/MMBtu | FALSE | L | Annual | Net Emissions Allowance Position | Thousand Tons | 0.037078 | 0.023028 | 0.007831 | 0.0099348 | 0.011688 | 0.021275 | 0.022549 | 0.0051569
NSR WPS Weston 3 - SO2 Rate Annual v5.12, Unit 3272 and retrofits | 611 | 7412 | Rate Constraint in lbs/MMBtu | FALSE | L | Annual | Fuel Consumed | TBtu | 16.9019 | 10.4971 | 3.5697 | 4.5287 | 5.3279 | 9.6979 | 10.2787 | 2.3507
NSR WPS Weston 3 - SO2 Rate Annual v5.12, Unit 3272 and retrofits | 611 | 7412 | Rate Constraint in lbs/MMBtu | FALSE | L | Annual | Rate | lb/MMBtu | 0.0043875 | 0.0043875 | 0.0043875 | 0.0043875 | 0.0043875 | 0.0043875 | 0.0043875 | 0.0043875
NSR WPS Weston 3 - SO2 Rate Annual v5.12, Unit 3272 and retrofits | 611 | 7412 | Rate Constraint in lbs/MMBtu | FALSE | L | Annual | Generation | TWh | 1.6912 | 1.0503 | 0.35718 | 0.45314 | 0.53311 | 0.97038 | 1.0285 | 0.23522
NSR WPS Weston 3 - SO2 Rate Annual v5.12, Unit 3272 and retrofits | 611 | 7412 | Rate Constraint in lbs/MMBtu | FALSE | L | Annual | Qualifying Generation | TWh | 1.6912 | 1.0503 | 0.35718 | 0.45314 | 0.53311 | 0.97038 | 1.0285 | 0.23522
NSR WPS Weston 3 - SO2 Rate Annual v5.12, Unit 3272 and retrofits | 611 | 7412 | Rate Constraint in lbs/MMBtu | FALSE | L | Annual | Rate | lb/MWh | 0.043848 | 0.043848 | 0.043848 | 0.043848 | 0.043848 | 0.043848 | 0.043848 | 0.043848
NSR WPS Weston 3 - SO2 Rate Annual v5.12, Unit 3272 and retrofits | 611 | 7412 | Rate Constraint in lbs/MMBtu | FALSE | L | Annual | Constraint Shadow Price | US2019$/Ton | 0 | 0 | 0 | 0 | 0 | 0 | 0 | 0
NSR WPS Weston 4 - SO2 Rate Annual v5.12, Unit 2661 and retrofits | 612 | 7413 | Rate Constraint in lbs/MMBtu | FALSE | L | Annual | Seasons Included | Seasons | Winter, WintShld, Summer | Winter, WintShld, Summer | Winter, WintShld, Summer | Winter, WintShld, Summer | Winter, WintShld, Summer | Winter, WintShld, Summer | Winter, WintShld, Summer | Winter, WintShld, Summer
NSR WPS Weston 4 - SO2 Rate Annual v5.12, Unit 2661 and retrofits | 612 | 7413 | Rate Constraint in lbs/MMBtu | FALSE | L | Annual | Standard SO2 | lb/MMBtu | 0.08 | 0.08 | 0.08 | 0.08 | 0.08 | 0.08 | 0.08 | 0.08
NSR WPS Weston 4 - SO2 Rate Annual v5.12, Unit 2661 and retrofits | 612 | 7413 | Rate Constraint in lbs/MMBtu | FALSE | L | Annual | Emissions at Affected Plants SO2 | Thousand Tons | 0.91948 | 0.81922 | 0.71567 | 0.78919 | 0.84394 | 0.84394 | 0.84394 | 0.58101
NSR WPS Weston 4 - SO2 Rate Annual v5.12, Unit 2661 and retrofits | 612 | 7413 | Rate Constraint in lbs/MMBtu | FALSE | L | Annual | Allowances Purchased SO2 | Thousand Tons | 0 | 0 | 0 | 0 | 0 | 0 | 0 | 0
NSR WPS Weston 4 - SO2 Rate Annual v5.12, Unit 2661 and retrofits | 612 | 7413 | Rate Constraint in lbs/MMBtu | FALSE | L | Annual | Allowances Sold SO2 | Thousand Tons | 0 | 0 | 0 | 0 | 0 | 0 | 0 | 0
NSR WPS Weston 4 - SO2 Rate Annual v5.12, Unit 2661 and retrofits | 612 | 7413 | Rate Constraint in lbs/MMBtu | FALSE | L | Annual | Allowances Banked | Thousand Tons | 0 | 0 | 0 | 0 | 0 | 0 | 0 | 0
NSR WPS Weston 4 - SO2 Rate Annual v5.12, Unit 2661 and retrofits | 612 | 7413 | Rate Constraint in lbs/MMBtu | FALSE | L | Annual | Allowances Withdrawn (1:1) | Thousand Tons | 0 | 0 | 0 | 0 | 0 | 0 | 0 | 0
NSR WPS Weston 4 - SO2 Rate Annual v5.12, Unit 2661 and retrofits | 612 | 7413 | Rate Constraint in lbs/MMBtu | FALSE | L | Annual | Allowances Withdrawn (n:1) | Thousand Tons | 0 | 0 | 0 | 0 | 0 | 0 | 0 | 0
NSR WPS Weston 4 - SO2 Rate Annual v5.12, Unit 2661 and retrofits | 612 | 7413 | Rate Constraint in lbs/MMBtu | FALSE | L | Annual | Net Emissions Allowance Position | Thousand Tons | 0.91948 | 0.81922 | 0.71567 | 0.78919 | 0.84394 | 0.84394 | 0.84394 | 0.58101
NSR WPS Weston 4 - SO2 Rate Annual v5.12, Unit 2661 and retrofits | 612 | 7413 | Rate Constraint in lbs/MMBtu | FALSE | L | Annual | Fuel Consumed | TBtu | 35.2075 | 31.3684 | 27.4036 | 30.2188 | 32.3152 | 32.3152 | 32.3152 | 22.2475
NSR WPS Weston 4 - SO2 Rate Annual v5.12, Unit 2661 and retrofits | 612 | 7413 | Rate Constraint in lbs/MMBtu | FALSE | L | Annual | Rate | lb/MMBtu | 0.052232 | 0.052232 | 0.052232 | 0.052232 | 0.052232 | 0.052232 | 0.052232 | 0.052232
NSR WPS Weston 4 - SO2 Rate Annual v5.12, Unit 2661 and retrofits | 612 | 7413 | Rate Constraint in lbs/MMBtu | FALSE | L | Annual | Generation | TWh | 3.6375 | 3.2409 | 2.8312 | 3.1221 | 3.3387 | 3.3387 | 3.3387 | 2.2985
NSR WPS Weston 4 - SO2 Rate Annual v5.12, Unit 2661 and retrofits | 612 | 7413 | Rate Constraint in lbs/MMBtu | FALSE | L | Annual | Qualifying Generation | TWh | 3.6375 | 3.2409 | 2.8312 | 3.1221 | 3.3387 | 3.3387 | 3.3387 | 2.2985
NSR WPS Weston 4 - SO2 Rate Annual v5.12, Unit 2661 and retrofits | 612 | 7413 | Rate Constraint in lbs/MMBtu | FALSE | L | Annual | Rate | lb/MWh | 0.50555 | 0.50555 | 0.50555 | 0.50555 | 0.50555 | 0.50555 | 0.50555 | 0.50555
NSR WPS Weston 4 - SO2 Rate Annual v5.12, Unit 2661 and retrofits | 612 | 7413 | Rate Constraint in lbs/MMBtu | FALSE | L | Annual | Constraint Shadow Price | US2019$/Ton | 0 | 0 | 0 | 0 | 0 | 0 | 0 | 0
NY- CO2 Budget- v5.16 | 613 | 7537 | Rate Constraint in MTons | FALSE | L | Annual | Seasons Included | Seasons | Winter, WintShld, Summer | Winter, WintShld, Summer | Winter, WintShld, Summer | Winter, WintShld, Summer | Winter, WintShld, Summer | Winter, WintShld, Summer | Winter, WintShld, Summer | Winter, WintShld, Summer
NY- CO2 Budget- v5.16 | 613 | 7537 | Rate Constraint in MTons | FALSE | L | Annual | Standard CO2 | Thousand Tons | 30435.778 | 30435.778 | 30435.778 | 30435.778 | 30435.778 | 30435.778 | 30435.778 | 30435.778
NY- CO2 Budget- v5.16 | 613 | 7537 | Rate Constraint in MTons | FALSE | L | Annual | Emissions at Affected Plants CO2 | Thousand Tons | 24917.8521 | 21369.6544 | 23031.818 | 23353.2739 | 18066.1467 | 5343.0206 | 5575.9406 | 5854.9444
NY- CO2 Budget- v5.16 | 613 | 7537 | Rate Constraint in MTons | FALSE | L | Annual | Allowances Purchased CO2 | Thousand Tons | 0 | 0 | 0 | 0 | 0 | 0 | 0 | 0
NY- CO2 Budget- v5.16 | 613 | 7537 | Rate Constraint in MTons | FALSE | L | Annual | Allowances Sold CO2 | Thousand Tons | 0 | 0 | 0 | 0 | 0 | 0 | 0 | 0
NY- CO2 Budget- v5.16 | 613 | 7537 | Rate Constraint in MTons | FALSE | L | Annual | Allowances Banked | Thousand Tons | 0 | 9066.1239 | 0 | 7082.5041 | 14730.4665 | 0 | 24859.8377 | 0
NY- CO2 Budget- v5.16 | 613 | 7537 | Rate Constraint in MTons | FALSE | L | Annual | Allowances Withdrawn (1:1) | Thousand Tons | 0 | 0 | -9066.1239 | 0 | -2360.8348 | -17676.5595 | 0 | 0
NY- CO2 Budget- v5.16 | 613 | 7537 | Rate Constraint in MTons | FALSE | L | Annual | Allowances Withdrawn (n:1) | Thousand Tons | 0 | 0 | 0 | 0 | 0 | 0 | 0 | 0
NY- CO2 Budget- v5.16 | 613 | 7537 | Rate Constraint in MTons | FALSE | L | Annual | Net Emissions Allowance Position | Thousand Tons | 24917.8521 | 30435.7783 | 13965.6941 | 30435.778 | 30435.7784 | -12333.5389 | 30435.7784 | 5854.9444
NY- CO2 Budget- v5.16 | 613 | 7537 | Rate Constraint in MTons | FALSE | L | Annual | Fuel Consumed | TBtu | 686.4356 | 626.4508 | 654.0782 | 479.1768 | 390.5957 | 184.2113 | 188.2008 | 192.8075
NY- CO2 Budget- v5.16 | 613 | 7537 | Rate Constraint in MTons | FALSE | L | Annual | Rate | lb/MMBtu | 72.6007 | 68.2245 | 70.4253 | 97.4725 | 92.5056 | 58.0097 | 59.2552 | 60.7336
NY- CO2 Budget- v5.16 | 613 | 7537 | Rate Constraint in MTons | FALSE | L | Annual | Generation | TWh | 111.0945 | 123.9305 | 127.8654 | 112.9582 | 138.9103 | 160.2996 | 165.0669 | 173.0627
NY- CO2 Budget- v5.16 | 613 | 7537 | Rate Constraint in MTons | FALSE | L | Annual | Qualifying Generation | TWh | 111.0322 | 123.8628 | 127.7889 | 112.8846 | 138.8663 | 160.2877 | 165.033 | 172.9179
NY- CO2 Budget- v5.16 | 613 | 7537 | Rate Constraint in MTons | FALSE | L | Annual | Rate | lb/MWh | 448.8401 | 345.0538 | 360.4666 | 413.7549 | 260.1948 | 66.6679 | 67.5736 | 67.7193
NY- CO2 Budget- v5.16 | 613 | 7537 | Rate Constraint in MTons | FALSE | L | Annual | Constraint Shadow Price | US2019$/Ton | 0 | 0 | 0 | 0 | 0 | 0 | 0 | 0
NY- CO2 Rate Limit- Existing Fossil Units- v6.20 | 614 | 7561 | Rate Constraint in lbs/MWh | FALSE | L | Annual | Seasons Included | Seasons | Winter, WintShld, Summer | Winter, WintShld, Summer | Winter, WintShld, Summer | Winter, WintShld, Summer | Winter, WintShld, Summer | Winter, WintShld, Summer | Winter, WintShld, Summer | Winter, WintShld, Summer
NY- CO2 Rate Limit- Existing Fossil Units- v6.20 | 614 | 7561 | Rate Constraint in lbs/MWh | FALSE | L | Annual | Standard CO2 | lb/MWh | 1800 | 1800 | 1800 | 1800 | 1800 | 1800 | 1800 | 1800
NY- CO2 Rate Limit- Existing Fossil Units- v6.20 | 614 | 7561 | Rate Constraint in lbs/MWh | FALSE | L | Annual | Emissions at Affected Plants CO2 | Thousand Tons | 23168.6952 | 19637.1819 | 21171.4927 | 21500.097 | 16408.051 | 4100.344 | 4271.9323 | 4226.7019
NY- CO2 Rate Limit- Existing Fossil Units- v6.20 | 614 | 7561 | Rate Constraint in lbs/MWh | FALSE | L | Annual | Allowances Purchased CO2 | Thousand Tons | 0 | 0 | 0 | 0 | 0 | 0 | 0 | 0
NY- CO2 Rate Limit- Existing Fossil Units- v6.20 | 614 | 7561 | Rate Constraint in lbs/MWh | FALSE | L | Annual | Allowances Sold CO2 | Thousand Tons | 0 | 0 | 0 | 0 | 0 | 0 | 0 | 0
NY- CO2 Rate Limit- Existing Fossil Units- v6.20 | 614 | 7561 | Rate Constraint in lbs/MWh | FALSE | L | Annual | Allowances Banked | Thousand Tons | 0 | 0 | 0 | 0 | 0 | 0 | 0 | 0
NY- CO2 Rate Limit- Existing Fossil Units- v6.20 | 614 | 7561 | Rate Constraint in lbs/MWh | FALSE | L | Annual | Allowances Withdrawn (1:1) | Thousand Tons | 0 | 0 | 0 | 0 | 0 | 0 | 0 | 0
NY- CO2 Rate Limit- Existing Fossil Units- v6.20 | 614 | 7561 | Rate Constraint in lbs/MWh | FALSE | L | Annual | Allowances Withdrawn (n:1) | Thousand Tons | 0 | 0 | 0 | 0 | 0 | 0 | 0 | 0
NY- CO2 Rate Limit- Existing Fossil Units- v6.20 | 614 | 7561 | Rate Constraint in lbs/MWh | FALSE | L | Annual | Net Emissions Allowance Position | Thousand Tons | 23168.6952 | 19637.1819 | 21171.4927 | 21500.097 | 16408.051 | 4100.344 | 4271.9323 | 4226.7019
NY- CO2 Rate Limit- Existing Fossil Units- v6.20 | 614 | 7561 | Rate Constraint in lbs/MWh | FALSE | L | Annual | Fuel Consumed | TBtu | 382.6693 | 322.9014 | 348.4432 | 353.9489 | 268.1117 | 66.227 | 69.1709 | 68.2897
NY- CO2 Rate Limit- Existing Fossil Units- v6.20 | 614 | 7561 | Rate Constraint in lbs/MWh | FALSE | L | Annual | Rate | lb/MMBtu | 121.0899 | 121.6296 | 121.5205 | 121.487 | 122.3971 | 123.827 | 123.5181 | 123.7874
NY- CO2 Rate Limit- Existing Fossil Units- v6.20 | 614 | 7561 | Rate Constraint in lbs/MWh | FALSE | L | Annual | Generation | TWh | 53.3818 | 45.6728 | 49.3699 | 50.8828 | 39.3122 | 10.0048 | 10.3141 | 10.1938
NY- CO2 Rate Limit- Existing Fossil Units- v6.20 | 614 | 7561 | Rate Constraint in lbs/MWh | FALSE | L | Annual | Qualifying Generation | TWh | 51.3607 | 43.7176 | 47.3301 | 48.8291 | 37.4379 | 9.3859 | 9.6962 | 9.5595
NY- CO2 Rate Limit- Existing Fossil Units- v6.20 | 614 | 7561 | Rate Constraint in lbs/MWh | FALSE | L | Annual | Constraint Shadow Price | US2019$/Ton | 0 | 0 | 0 | 0 | 0 | 0 | 0 | 0
NY- CO2 Rate Limit- New CT Units- v5.12 | 615 | 7352 | Rate Constraint in lbs/MWh | FALSE | L | Annual | Seasons Included | Seasons | Winter, WintShld, Summer | Winter, WintShld, Summer | Winter, WintShld, Summer | Winter, WintShld, Summer | Winter, WintShld, Summer | Winter, WintShld, Summer | Winter, WintShld, Summer | Winter, WintShld, Summer
NY- CO2 Rate Limit- New CT Units- v5.12 | 615 | 7352 | Rate Constraint in lbs/MWh | FALSE | L | Annual | Standard CO2 | lb/MWh | 1450 | 1450 | 1450 | 1450 | 1450 | 1450 | 1450 | 1450
NY- CO2 Rate Limit- New CT Units- v5.12 | 615 | 7352 | Rate Constraint in lbs/MWh | FALSE | L | Annual | Emissions at Affected Plants CO2 | Thousand Tons | 161.7491 | 174.6451 | 208.9568 | 195.3143 | 112.0929 | 11.6181 | 70.3083 | 387.1546
NY- CO2 Rate Limit- New CT Units- v5.12 | 615 | 7352 | Rate Constraint in lbs/MWh | FALSE | L | Annual | Allowances Purchased CO2 | Thousand Tons | 0 | 0 | 0 | 0 | 0 | 0 | 0 | 0
NY- CO2 Rate Limit- New CT Units- v5.12 | 615 | 7352 | Rate Constraint in lbs/MWh | FALSE | L | Annual | Allowances Sold CO2 | Thousand Tons | 0 | 0 | 0 | 0 | 0 | 0 | 0 | 0
NY- CO2 Rate Limit- New CT Units- v5.12 | 615 | 7352 | Rate Constraint in lbs/MWh | FALSE | L | Annual | Allowances Banked | Thousand Tons | 0 | 0 | 0 | 0 | 0 | 0 | 0 | 0
NY- CO2 Rate Limit- New CT Units- v5.12 | 615 | 7352 | Rate Constraint in lbs/MWh | FALSE | L | Annual | Allowances Withdrawn (1:1) | Thousand Tons | 0 | 0 | 0 | 0 | 0 | 0 | 0 | 0
NY- CO2 Rate Limit- New CT Units- v5.12 | 615 | 7352 | Rate Constraint in lbs/MWh | FALSE | L | Annual | Allowances Withdrawn (n:1) | Thousand Tons | 0 | 0 | 0 | 0 | 0 | 0 | 0 | 0
NY- CO2 Rate Limit- New CT Units- v5.12 | 615 | 7352 | Rate Constraint in lbs/MWh | FALSE | L | Annual | Net Emissions Allowance Position | Thousand Tons | 161.7491 | 174.6451 | 208.9568 | 195.3143 | 112.0929 | 11.6181 | 70.3083 | 387.1546
NY- CO2 Rate Limit- New CT Units- v5.12 | 615 | 7352 | Rate Constraint in lbs/MWh | FALSE | L | Annual | Fuel Consumed | TBtu | 2.7631 | 2.9833 | 3.5695 | 3.3364 | 1.9148 | 0.19846 | 1.201 | 6.6135
NY- CO2 Rate Limit- New CT Units- v5.12 | 615 | 7352 | Rate Constraint in lbs/MWh | FALSE | L | Annual | Rate | lb/MMBtu | 117.08 | 117.08 | 117.08 | 117.08 | 117.08 | 117.08 | 117.08 | 117.08
NY- CO2 Rate Limit- New CT Units- v5.12 | 615 | 7352 | Rate Constraint in lbs/MWh | FALSE | L | Annual | Generation | TWh | 0.35207 | 0.38048 | 0.45333 | 0.4251 | 0.24162 | 0.025355 | 0.1564 | 0.86123
NY- CO2 Rate Limit- New CT Units- v5.12 | 615 | 7352 | Rate Constraint in lbs/MWh | FALSE | L | Annual | Qualifying Generation | TWh | 0.30253 | 0.32678 | 0.3908 | 0.36543 | 0.20967 | 0.021739 | 0.13162 | 0.72416
NY- CO2 Rate Limit- New CT Units- v5.12 | 615 | 7352 | Rate Constraint in lbs/MWh | FALSE | L | Annual | Constraint Shadow Price | US2019$/Ton | 0 | 0 | 0 | 0 | 0 | 0 | 0 | 0
NY- CO2 Rate Limit- New Fossil Units- v5.12 | 616 | 7351 | Rate Constraint in lbs/MWh | FALSE | L | Annual | Seasons Included | Seasons | Winter, WintShld, Summer | Winter, WintShld, Summer | Winter, WintShld, Summer | Winter, WintShld, Summer | Winter, WintShld, Summer | Winter, WintShld, Summer | Winter, WintShld, Summer | Winter, WintShld, Summer
NY- CO2 Rate Limit- New Fossil Units- v5.12 | 616 | 7351 | Rate Constraint in lbs/MWh | FALSE | L | Annual | Standard CO2 | lb/MWh | 925 | 925 | 925 | 925 | 925 | 925 | 925 | 925
NY- CO2 Rate Limit- New Fossil Units- v5.12 | 616 | 7351 | Rate Constraint in lbs/MWh | FALSE | L | Annual | Emissions at Affected Plants CO2 | Thousand Tons | 0 | 0 | 0 | 0 | 0 | 0 | 0 | 0
NY- CO2 Rate Limit- New Fossil Units- v5.12 | 616 | 7351 | Rate Constraint in lbs/MWh | FALSE | L | Annual | Allowances Purchased CO2 | Thousand Tons | 0 | 0 | 0 | 0 | 0 | 0 | 0 | 0
NY- CO2 Rate Limit- New Fossil Units- v5.12 | 616 | 7351 | Rate Constraint in lbs/MWh | FALSE | L | Annual | Allowances Sold CO2 | Thousand Tons | 0 | 0 | 0 | 0 | 0 | 0 | 0 | 0
NY- CO2 Rate Limit- New Fossil Units- v5.12 | 616 | 7351 | Rate Constraint in lbs/MWh | FALSE | L | Annual | Allowances Banked | Thousand Tons | 0 | 0 | 0 | 0 | 0 | 0 | 0 | 0
NY- CO2 Rate Limit- New Fossil Units- v5.12 | 616 | 7351 | Rate Constraint in lbs/MWh | FALSE | L | Annual | Allowances Withdrawn (1:1) | Thousand Tons | 0 | 0 | 0 | 0 | 0 | 0 | 0 | 0
NY- CO2 Rate Limit- New Fossil Units- v5.12 | 616 | 7351 | Rate Constraint in lbs/MWh | FALSE | L | Annual | Allowances Withdrawn (n:1) | Thousand Tons | 0 | 0 | 0 | 0 | 0 | 0 | 0 | 0
NY- CO2 Rate Limit- New Fossil Units- v5.12 | 616 | 7351 | Rate Constraint in lbs/MWh | FALSE | L | Annual | Net Emissions Allowance Position | Thousand Tons | 0 | 0 | 0 | 0 | 0 | 0 | 0 | 0
NY- CO2 Rate Limit- New Fossil Units- v5.12 | 616 | 7351 | Rate Constraint in lbs/MWh | FALSE | L | Annual | Fuel Consumed | TBtu | 0 | 0 | 0 | 0 | 0 | 0 | 0 | 0
NY- CO2 Rate Limit- New Fossil Units- v5.12 | 616 | 7351 | Rate Constraint in lbs/MWh | FALSE | L | Annual | Rate | lb/MMBtu | 0 | 0 | 0 | 0 | 0 | 0 | 0 | 0
NY- CO2 Rate Limit- New Fossil Units- v5.12 | 616 | 7351 | Rate Constraint in lbs/MWh | FALSE | L | Annual | Generation | TWh | 0 | 0 | 0 | 0 | 0 | 0 | 0 | 0
NY- CO2 Rate Limit- New Fossil Units- v5.12 | 616 | 7351 | Rate Constraint in lbs/MWh | FALSE | L | Annual | Qualifying Generation | TWh | 0 | 0 | 0 | 0 | 0 | 0 | 0 | 0
NY- CO2 Rate Limit- New Fossil Units- v5.12 | 616 | 7351 | Rate Constraint in lbs/MWh | FALSE | L | Annual | Constraint Shadow Price | US2019$/Ton | 0 | 0 | 0 | 0 | 0 | 0.85998 | 7.4392 | 5.2548
NY Min Oil Burn - Astoria - Summer | 617 | 7541 | Generation Constraint in GWh | FALSE | G | Annual | Seasons Included | Seasons | Summer | Summer
NY Min Oil Burn - Astoria - Summer | 617 | 7541 | Generation Constraint in GWh | FALSE | G | Annual | Standard GWh | GWh | 13.8985 | 13.8985 | 0 | 0 | 0 | 0 | 0 | 0
NY Min Oil Burn - Astoria - Summer | 617 | 7541 | Generation Constraint in GWh | FALSE | G | Annual | Emissions at Affected Plants | GWh | 13.8985 | 13.8985 | 0 | 0 | 0 | 0 | 0 | 0
NY Min Oil Burn - Astoria - Summer | 617 | 7541 | Generation Constraint in GWh | FALSE | G | Annual | Allowances Purchased | GWh | 0 | 0 | 0 | 0 | 0 | 0 | 0 | 0
NY Min Oil Burn - Astoria - Summer | 617 | 7541 | Generation Constraint in GWh | FALSE | G | Annual | Allowances Sold | GWh | 0 | 0 | 0 | 0 | 0 | 0 | 0 | 0
NY Min Oil Burn - Astoria - Summer | 617 | 7541 | Generation Constraint in GWh | FALSE | G | Annual | Allowances Banked | GWh | 0 | 0 | 0 | 0 | 0 | 0 | 0 | 0
NY Min Oil Burn - Astoria - Summer | 617 | 7541 | Generation Constraint in GWh | FALSE | G | Annual | Allowances Withdrawn (1:1) | GWh | 0 | 0 | 0 | 0 | 0 | 0 | 0 | 0
NY Min Oil Burn - Astoria - Summer | 617 | 7541 | Generation Constraint in GWh | FALSE | G | Annual | Allowances Withdrawn (n:1) | GWh | 0 | 0 | 0 | 0 | 0 | 0 | 0 | 0
NY Min Oil Burn - Astoria - Summer | 617 | 7541 | Generation Constraint in GWh | FALSE | G | Annual | Net Emissions Allowance Position | GWh | 13.8985 | 13.8985 | 0 | 0 | 0 | 0 | 0 | 0
NY Min Oil Burn - Astoria - Summer | 617 | 7541 | Generation Constraint in GWh | FALSE | G | Annual | Fuel Consumed | TBtu | 0.16349 | 0.16349 | 0 | 0 | 0 | 0 | 0 | 0
NY Min Oil Burn - Astoria - Summer | 617 | 7541 | Generation Constraint in GWh | FALSE | G | Annual | Heat Rate | MMBtu/MWh | 11.763 | 11.763 | 0 | 0 | 0 | 0 | 0 | 0
NY Min Oil Burn - Astoria - Summer | 617 | 7541 | Generation Constraint in GWh | FALSE | G | Annual | Generation | TWh | 0.013899 | 0.013899 | 0 | 0 | 0 | 0 | 0 | 0
NY Min Oil Burn - Astoria - Summer | 617 | 7541 | Generation Constraint in GWh | FALSE | G | Annual | Qualifying Generation | TWh | 0.013899 | 0.013899 | 0 | 0 | 0 | 0 | 0 | 0
NY Min Oil Burn - Astoria - Summer | 617 | 7541 | Generation Constraint in GWh | FALSE | G | Annual | Rate | lb/MWh | 0 | 0 | 0 | 0 | 0 | 0 | 0 | 0
NY Min Oil Burn - Astoria - Summer | 617 | 7541 | Generation Constraint in GWh | FALSE | G | Annual | Constraint Shadow Price | US2019$/MWh | 3.812 | 7.8037 | 0 | 0 | 0 | 0 | 0 | 0
NY Min Oil Burn - Astoria - Winter | 618 | 7539 | Generation Constraint in GWh | FALSE | G | Annual | Seasons Included | Seasons | Winter | Winter
NY Min Oil Burn - Astoria - Winter | 618 | 7539 | Generation Constraint in GWh | FALSE | G | Annual | Standard GWh | GWh | 34.3375 | 34.3375 | 0 | 0 | 0 | 0 | 0 | 0
NY Min Oil Burn - Astoria - Winter | 618 | 7539 | Generation Constraint in GWh | FALSE | G | Annual | Emissions at Affected Plants | GWh | 34.3375 | 34.3375 | 0 | 0 | 0 | 0 | 0 | 0
NY Min Oil Burn - Astoria - Winter | 618 | 7539 | Generation Constraint in GWh | FALSE | G | Annual | Allowances Purchased | GWh | 0 | 0 | 0 | 0 | 0 | 0 | 0 | 0
NY Min Oil Burn - Astoria - Winter | 618 | 7539 | Generation Constraint in GWh | FALSE | G | Annual | Allowances Sold | GWh | 0 | 0 | 0 | 0 | 0 | 0 | 0 | 0
NY Min Oil Burn - Astoria - Winter | 618 | 7539 | Generation Constraint in GWh | FALSE | G | Annual | Allowances Banked | GWh | 0 | 0 | 0 | 0 | 0 | 0 | 0 | 0
NY Min Oil Burn - Astoria - Winter | 618 | 7539 | Generation Constraint in GWh | FALSE | G | Annual | Allowances Withdrawn (1:1) | GWh | 0 | 0 | 0 | 0 | 0 | 0 | 0 | 0
NY Min Oil Burn - Astoria - Winter | 618 | 7539 | Generation Constraint in GWh | FALSE | G | Annual | Allowances Withdrawn (n:1) | GWh | 0 | 0 | 0 | 0 | 0 | 0 | 0 | 0
NY Min Oil Burn - Astoria - Winter | 618 | 7539 | Generation Constraint in GWh | FALSE | G | Annual | Net Emissions Allowance Position | GWh | 34.3375 | 34.3375 | 0 | 0 | 0 | 0 | 0 | 0
NY Min Oil Burn - Astoria - Winter | 618 | 7539 | Generation Constraint in GWh | FALSE | G | Annual | Fuel Consumed | TBtu | 0.40391 | 0.40391 | 0 | 0 | 0 | 0 | 0 | 0
NY Min Oil Burn - Astoria - Winter | 618 | 7539 | Generation Constraint in GWh | FALSE | G | Annual | Heat Rate | MMBtu/MWh | 11.763 | 11.763 | 0 | 0 | 0 | 0 | 0 | 0
NY Min Oil Burn - Astoria - Winter | 618 | 7539 | Generation Constraint in GWh | FALSE | G | Annual | Generation | TWh | 0.034338 | 0.034338 | 0 | 0 | 0 | 0 | 0 | 0
NY Min Oil Burn - Astoria - Winter | 618 | 7539 | Generation Constraint in GWh | FALSE | G | Annual | Qualifying Generation | TWh | 0.034338 | 0.034338 | 0 | 0 | 0 | 0 | 0 | 0
NY Min Oil Burn - Astoria - Winter | 618 | 7539 | Generation Constraint in GWh | FALSE | G | Annual | Rate | lb/MWh | 0 | 0 | 0 | 0 | 0 | 0 | 0 | 0
NY Min Oil Burn - Astoria - Winter | 618 | 7539 | Generation Constraint in GWh | FALSE | G | Annual | Constraint Shadow Price | US2019$/MWh | 41.129 | 32.8939 | 0 | 0 | 0 | 0 | 0 | 0
NY Min Oil Burn - Astoria - Winter Shldr | 619 | 7540 | Generation Constraint in GWh | FALSE | G | Annual | Seasons Included | Seasons | WintShld | WintShld
NY Min Oil Burn - Astoria - Winter Shldr | 619 | 7540 | Generation Constraint in GWh | FALSE | G | Annual | Standard GWh | GWh | 4.433 | 4.433 | 0 | 0 | 0 | 0 | 0 | 0
NY Min Oil Burn - Astoria - Winter Shldr | 619 | 7540 | Generation Constraint in GWh | FALSE | G | Annual | Emissions at Affected Plants | GWh | 4.433 | 4.433 | 0 | 0 | 0 | 0 | 0 | 0
NY Min Oil Burn - Astoria - Winter Shldr | 619 | 7540 | Generation Constraint in GWh | FALSE | G | Annual | Allowances Purchased | GWh | 0 | 0 | 0 | 0 | 0 | 0 | 0 | 0
NY Min Oil Burn - Astoria - Winter Shldr | 619 | 7540 | Generation Constraint in GWh | FALSE | G | Annual | Allowances Sold | GWh | 0 | 0 | 0 | 0 | 0 | 0 | 0 | 0
NY Min Oil Burn - Astoria - Winter Shldr | 619 | 7540 | Generation Constraint in GWh | FALSE | G | Annual | Allowances Banked | GWh | 0 | 0 | 0 | 0 | 0 | 0 | 0 | 0
NY Min Oil Burn - Astoria - Winter Shldr | 619 | 7540 | Generation Constraint in GWh | FALSE | G | Annual | Allowances Withdrawn (1:1) | GWh | 0 | 0 | 0 | 0 | 0 | 0 | 0 | 0
NY Min Oil Burn - Astoria - Winter Shldr | 619 | 7540 | Generation Constraint in GWh | FALSE | G | Annual | Allowances Withdrawn (n:1) | GWh | 0 | 0 | 0 | 0 | 0 | 0 | 0 | 0
NY Min Oil Burn - Astoria - Winter Shldr | 619 | 7540 | Generation Constraint in GWh | FALSE | G | Annual | Net Emissions Allowance Position | GWh | 4.433 | 4.433 | 0 | 0 | 0 | 0 | 0 | 0
NY Min Oil Burn - Astoria - Winter Shldr | 619 | 7540 | Generation Constraint in GWh | FALSE | G | Annual | Fuel Consumed | TBtu | 0.052145 | 0.052145 | 0 | 0 | 0 | 0 | 0 | 0
NY Min Oil Burn - Astoria - Winter Shldr | 619 | 7540 | Generation Constraint in GWh | FALSE | G | Annual | Heat Rate | MMBtu/MWh | 11.763 | 11.763 | 0 | 0 | 0 | 0 | 0 | 0
NY Min Oil Burn - Astoria - Winter Shldr | 619 | 7540 | Generation Constraint in GWh | FALSE | G | Annual | Generation | TWh | 0.004433 | 0.004433 | 0 | 0 | 0 | 0 | 0 | 0
NY Min Oil Burn - Astoria - Winter Shldr | 619 | 7540 | Generation Constraint in GWh | FALSE | G | Annual | Qualifying Generation | TWh | 0.004433 | 0.004433 | 0 | 0 | 0 | 0 | 0 | 0
NY Min Oil Burn - Astoria - Winter Shldr | 619 | 7540 | Generation Constraint in GWh | FALSE | G | Annual | Rate | lb/MWh | 0 | 0 | 0 | 0 | 0 | 0 | 0 | 0
NY Min Oil Burn - Astoria - Winter Shldr | 619 | 7540 | Generation Constraint in GWh | FALSE | G | Annual | Constraint Shadow Price | US2019$/MWh | 25.563 | 17.6815 | 0 | 0 | 0 | 0 | 0 | 0
NY Min Oil Burn - Astoria Energy - Summer | 620 | 7553 | Generation Constraint in GWh | FALSE | G | Annual | Seasons Included | Seasons | Summer | Summer
NY Min Oil Burn - Astoria Energy - Summer | 620 | 7553 | Generation Constraint in GWh | FALSE | G | Annual | Standard GWh | GWh | 0 | 0 | 0 | 0 | 0 | 0 | 0 | 0
NY Min Oil Burn - Astoria Energy - Summer | 620 | 7553 | Generation Constraint in GWh | FALSE | G | Annual | Emissions at Affected Plants | GWh | 1779.6666 | 1779.6666 | 0 | 0 | 0 | 0 | 0 | 0
NY Min Oil Burn - Astoria Energy - Summer | 620 | 7553 | Generation Constraint in GWh | FALSE | G | Annual | Allowances Purchased | GWh | 0 | 0 | 0 | 0 | 0 | 0 | 0 | 0
NY Min Oil Burn - Astoria Energy - Summer | 620 | 7553 | Generation Constraint in GWh | FALSE | G | Annual | Allowances Sold | GWh | 0 | 0 | 0 | 0 | 0 | 0 | 0 | 0
NY Min Oil Burn - Astoria Energy - Summer | 620 | 7553 | Generation Constraint in GWh | FALSE | G | Annual | Allowances Banked | GWh | 0 | 0 | 0 | 0 | 0 | 0 | 0 | 0
NY Min Oil Burn - Astoria Energy - Summer | 620 | 7553 | Generation Constraint in GWh | FALSE | G | Annual | Allowances Withdrawn (1:1) | GWh | 0 | 0 | 0 | 0 | 0 | 0 | 0 | 0
NY Min Oil Burn - Astoria Energy - Summer | 620 | 7553 | Generation Constraint in GWh | FALSE | G | Annual | Allowances Withdrawn (n:1) | GWh | 0 | 0 | 0 | 0 | 0 | 0 | 0 | 0
NY Min Oil Burn - Astoria Energy - Summer | 620 | 7553 | Generation Constraint in GWh | FALSE | G | Annual | Net Emissions Allowance Position | GWh | 1779.6666 | 1779.6666 | 0 | 0 | 0 | 0 | 0 | 0
NY Min Oil Burn - Astoria Energy - Summer | 620 | 7553 | Generation Constraint in GWh | FALSE | G | Annual | Fuel Consumed | TBtu | 13.004 | 13.004 | 0 | 0 | 0 | 0 | 0 | 0
NY Min Oil Burn - Astoria Energy - Summer | 620 | 7553 | Generation Constraint in GWh | FALSE | G | Annual | Heat Rate | MMBtu/MWh | 7.307 | 7.307 | 0 | 0 | 0 | 0 | 0 | 0
NY Min Oil Burn - Astoria Energy - Summer | 620 | 7553 | Generation Constraint in GWh | FALSE | G | Annual | Generation | TWh | 1.7797 | 1.7797 | 0 | 0 | 0 | 0 | 0 | 0
NY Min Oil Burn - Astoria Energy - Summer | 620 | 7553 | Generation Constraint in GWh | FALSE | G | Annual | Qualifying Generation | TWh | 1.7797 | 1.7797 | 0 | 0 | 0 | 0 | 0 | 0
NY Min Oil Burn - Astoria Energy - Summer | 620 | 7553 | Generation Constraint in GWh | FALSE | G | Annual | Rate | lb/MWh | 0 | 0 | 0 | 0 | 0 | 0 | 0 | 0
NY Min Oil Burn - Astoria Energy - Summer | 620 | 7553 | Generation Constraint in GWh | FALSE | G | Annual | Constraint Shadow Price | US2019$/MWh | 0 | 0 | 0 | 0 | 0 | 0 | 0 | 0
NY Min Oil Burn - Astoria Energy - Winter | 621 | 7551 | Generation Constraint in GWh | FALSE | G | Annual | Seasons Included | Seasons | Winter | Winter
NY Min Oil Burn - Astoria Energy - Winter | 621 | 7551 | Generation Constraint in GWh | FALSE | G | Annual | Standard GWh | GWh | 33.8256 | 33.8256 | 0 | 0 | 0 | 0 | 0 | 0
NY Min Oil Burn - Astoria Energy - Winter | 621 | 7551 | Generation Constraint in GWh | FALSE | G | Annual | Emissions at Affected Plants | GWh | 530.4613 | 440.8711 | 0 | 0 | 0 | 0 | 0 | 0
NY Min Oil Burn - Astoria Energy - Winter | 621 | 7551 | Generation Constraint in GWh | FALSE | G | Annual | Allowances Purchased | GWh | 0 | 0 | 0 | 0 | 0 | 0 | 0 | 0
NY Min Oil Burn - Astoria Energy - Winter | 621 | 7551 | Generation Constraint in GWh | FALSE | G | Annual | Allowances Sold | GWh | 0 | 0 | 0 | 0 | 0 | 0 | 0 | 0
NY Min Oil Burn - Astoria Energy - Winter | 621 | 7551 | Generation Constraint in GWh | FALSE | G | Annual | Allowances Banked | GWh | 0 | 0 | 0 | 0 | 0 | 0 | 0 | 0
NY Min Oil Burn - Astoria Energy - Winter | 621 | 7551 | Generation Constraint in GWh | FALSE | G | Annual | Allowances Withdrawn (1:1) | GWh | 0 | 0 | 0 | 0 | 0 | 0 | 0 | 0
NY Min Oil Burn - Astoria Energy - Winter | 621 | 7551 | Generation Constraint in GWh | FALSE | G | Annual | Allowances Withdrawn (n:1) | GWh | 0 | 0 | 0 | 0 | 0 | 0 | 0 | 0
NY Min Oil Burn - Astoria Energy - Winter | 621 | 7551 | Generation Constraint in GWh | FALSE | G | Annual | Net Emissions Allowance Position | GWh | 530.4613 | 440.8711 | 0 | 0 | 0 | 0 | 0 | 0
NY Min Oil Burn - Astoria Energy - Winter | 621 | 7551 | Generation Constraint in GWh | FALSE | G | Annual | Fuel Consumed | TBtu | 3.8761 | 3.2214 | 0 | 0 | 0 | 0 | 0 | 0
NY Min Oil Burn - Astoria Energy - Winter | 621 | 7551 | Generation Constraint in GWh | FALSE | G | Annual | Heat Rate | MMBtu/MWh | 7.307 | 7.307 | 0 | 0 | 0 | 0 | 0 | 0
NY Min Oil Burn - Astoria Energy - Winter | 621 | 7551 | Generation Constraint in GWh | FALSE | G | Annual | Generation | TWh | 0.53046 | 0.44087 | 0 | 0 | 0 | 0 | 0 | 0
NY Min Oil Burn - Astoria Energy - Winter | 621 | 7551 | Generation Constraint in GWh | FALSE | G | Annual | Qualifying Generation | TWh | 0.53046 | 0.44087 | 0 | 0 | 0 | 0 | 0 | 0
NY Min Oil Burn - Astoria Energy - Winter | 621 | 7551 | Generation Constraint in GWh | FALSE | G | Annual | Rate | lb/MWh | 0 | 0 | 0 | 0 | 0 | 0 | 0 | 0
NY Min Oil Burn - Astoria Energy - Winter | 621 | 7551 | Generation Constraint in GWh | FALSE | G | Annual | Constraint Shadow Price | US2019$/MWh | 0 | 0 | 0 | 0 | 0 | 0 | 0 | 0
NY Min Oil Burn - Astoria Energy - Winter Shldr | 622 | 7552 | Generation Constraint in GWh | FALSE | G | Annual | Seasons Included | Seasons | WintShld | WintShld
NY Min Oil Burn - Astoria Energy - Winter Shldr | 622 | 7552 | Generation Constraint in GWh | FALSE | G | Annual | Standard GWh | GWh | 0 | 0 | 0 | 0 | 0 | 0 | 0 | 0
NY Min Oil Burn - Astoria Energy - Winter Shldr | 622 | 7552 | Generation Constraint in GWh | FALSE | G | Annual | Emissions at Affected Plants | GWh | 944.1289 | 988.5535 | 0 | 0 | 0 | 0 | 0 | 0
NY Min Oil Burn - Astoria Energy - Winter Shldr | 622 | 7552 | Generation Constraint in GWh | FALSE | G | Annual | Allowances Purchased | GWh | 0 | 0 | 0 | 0 | 0 | 0 | 0 | 0
NY Min Oil Burn - Astoria Energy - Winter Shldr | 622 | 7552 | Generation Constraint in GWh | FALSE | G | Annual | Allowances Sold | GWh | 0 | 0 | 0 | 0 | 0 | 0 | 0 | 0
NY Min Oil Burn - Astoria Energy - Winter Shldr | 622 | 7552 | Generation Constraint in GWh | FALSE | G | Annual | Allowances Banked | GWh | 0 | 0 | 0 | 0 | 0 | 0 | 0 | 0
NY Min Oil Burn - Astoria Energy - Winter Shldr | 622 | 7552 | Generation Constraint in GWh | FALSE | G | Annual | Allowances Withdrawn (1:1) | GWh | 0 | 0 | 0 | 0 | 0 | 0 | 0 | 0
NY Min Oil Burn - Astoria Energy - Winter Shldr | 622 | 7552 | Generation Constraint in GWh | FALSE | G | Annual | Allowances Withdrawn (n:1) | GWh | 0 | 0 | 0 | 0 | 0 | 0 | 0 | 0
NY Min Oil Burn - Astoria Energy - Winter Shldr | 622 | 7552 | Generation Constraint in GWh | FALSE | G | Annual | Net Emissions Allowance Position | GWh | 944.1289 | 988.5535 | 0 | 0 | 0 | 0 | 0 | 0
NY Min Oil Burn - Astoria Energy - Winter Shldr | 622 | 7552 | Generation Constraint in GWh | FALSE | G | Annual | Fuel Consumed | TBtu | 6.8988 | 7.2234 | 0 | 0 | 0 | 0 | 0 | 0
NY Min Oil Burn - Astoria Energy - Winter Shldr | 622 | 7552 | Generation Constraint in GWh | FALSE | G | Annual | Heat Rate | MMBtu/MWh | 7.307 | 7.307 | 0 | 0 | 0 | 0 | 0 | 0
NY Min Oil Burn - Astoria Energy - Winter Shldr | 622 | 7552 | Generation Constraint in GWh | FALSE | G | Annual | Generation | TWh | 0.94413 | 0.98855 | 0 | 0 | 0 | 0 | 0 | 0
NY Min Oil Burn - Astoria Energy - Winter Shldr | 622 | 7552 | Generation Constraint in GWh | FALSE | G | Annual | Qualifying Generation | TWh | 0.94413 | 0.98855 | 0 | 0 | 0 | 0 | 0 | 0
NY Min Oil Burn - Astoria Energy - Winter Shldr | 622 | 7552 | Generation Constraint in GWh | FALSE | G | Annual | Rate | lb/MWh | 0 | 0 | 0 | 0 | 0 | 0 | 0 | 0
NY Min Oil Burn - Astoria Energy - Winter Shldr | 622 | 7552 | Generation Constraint in GWh | FALSE | G | Annual | Constraint Shadow Price | US2019$/MWh | 0 | 0 | 0 | 0 | 0 | 0 | 0 | 0
NY Min Oil Burn - East River - Summer | 623 | 7544 | Generation Constraint in GWh | FALSE | G | Annual | Seasons Included | Seasons | Summer | Summer
NY Min Oil Burn - East River - Summer | 623 | 7544 | Generation Constraint in GWh | FALSE | G | Annual | Standard GWh | GWh | 7.2045 | 7.2045 | 0 | 0 | 0 | 0 | 0 | 0
NY Min Oil Burn - East River - Summer | 623 | 7544 | Generation Constraint in GWh | FALSE | G | Annual | Emissions at Affected Plants | GWh | 629.7802 | 799.1588 | 0 | 0 | 0 | 0 | 0 | 0
NY Min Oil Burn - East River - Summer | 623 | 7544 | Generation Constraint in GWh | FALSE | G | Annual | Allowances Purchased | GWh | 0 | 0 | 0 | 0 | 0 | 0 | 0 | 0
NY Min Oil Burn - East River - Summer | 623 | 7544 | Generation Constraint in GWh | FALSE | G | Annual | Allowances Sold | GWh | 0 | 0 | 0 | 0 | 0 | 0 | 0 | 0
NY Min Oil Burn - East River - Summer | 623 | 7544 | Generation Constraint in GWh | FALSE | G | Annual | Allowances Banked | GWh | 0 | 0 | 0 | 0 | 0 | 0 | 0 | 0
NY Min Oil Burn - East River - Summer | 623 | 7544 | Generation Constraint in GWh | FALSE | G | Annual | Allowances Withdrawn (1:1) | GWh | 0 | 0 | 0 | 0 | 0 | 0 | 0 | 0
NY Min Oil Burn - East River - Summer | 623 | 7544 | Generation Constraint in GWh | FALSE | G | Annual | Allowances Withdrawn (n:1) | GWh | 0 | 0 | 0 | 0 | 0 | 0 | 0 | 0
NY Min Oil Burn - East River - Summer | 623 | 7544 | Generation Constraint in GWh | FALSE | G | Annual | Net Emissions Allowance Position | GWh | 629.7802 | 799.1588 | 0 | 0 | 0 | 0 | 0 | 0
NY Min Oil Burn - East River - Summer | 623 | 7544 | Generation Constraint in GWh | FALSE | G | Annual | Fuel Consumed | TBtu | 5.5782 | 7.0912 | 0 | 0 | 0 | 0 | 0 | 0
NY Min Oil Burn - East River - Summer | 623 | 7544 | Generation Constraint in GWh | FALSE | G | Annual | Heat Rate | MMBtu/MWh | 8.8574 | 8.8734 | 0 | 0 | 0 | 0 | 0 | 0
NY Min Oil Burn - East River - Summer | 623 | 7544 | Generation Constraint in GWh | FALSE | G | Annual | Generation | TWh | 0.62978 | 0.79916 | 0 | 0 | 0 | 0 | 0 | 0
NY Min Oil Burn - East River - Summer | 623 | 7544 | Generation Constraint in GWh | FALSE | G | Annual | Qualifying Generation | TWh | 0.62978 | 0.79916 | 0 | 0 | 0 | 0 | 0 | 0
NY Min Oil Burn - East River - Summer | 623 | 7544 | Generation Constraint in GWh | FALSE | G | Annual | Rate | lb/MWh | 0 | 0 | 0 | 0 | 0 | 0 | 0 | 0
NY Min Oil Burn - East River - Summer | 623 | 7544 | Generation Constraint in GWh | FALSE | G | Annual | Constraint Shadow Price | US2019$/MWh | 0 | 0 | 0 | 0 | 0 | 0 | 0 | 0
NY Min Oil Burn - East River - Winter | 624 | 7542 | Generation Constraint in GWh | FALSE | G | Annual | Seasons Included | Seasons | Winter | Winter
NY Min Oil Burn - East River - Winter | 624 | 7542 | Generation Constraint in GWh | FALSE | G | Annual | Standard GWh | GWh | 21.1896 | 21.1896 | 0 | 0 | 0 | 0 | 0 | 0
NY Min Oil Burn - East River - Winter | 624 | 7542 | Generation Constraint in GWh | FALSE | G | Annual | Emissions at Affected Plants | GWh | 21.1896 | 21.1896 | 0 | 0 | 0 | 0 | 0 | 0
NY Min Oil Burn - East River - Winter | 624 | 7542 | Generation Constraint in GWh | FALSE | G | Annual | Allowances Purchased | GWh | 0 | 0 | 0 | 0 | 0 | 0 | 0 | 0
NY Min Oil Burn - East River - Winter | 624 | 7542 | Generation Constraint in GWh | FALSE | G | Annual | Allowances Sold | GWh | 0 | 0 | 0 | 0 | 0 | 0 | 0 | 0
NY Min Oil Burn - East River - Winter | 624 | 7542 | Generation Constraint in GWh | FALSE | G | Annual | Allowances Banked | GWh | 0 | 0 | 0 | 0 | 0 | 0 | 0 | 0
NY Min Oil Burn - East River - Winter | 624 | 7542 | Generation Constraint in GWh | FALSE | G | Annual | Allowances Withdrawn (1:1) | GWh | 0 | 0 | 0 | 0 | 0 | 0 | 0 | 0
NY Min Oil Burn - East River - Winter | 624 | 7542 | Generation Constraint in GWh | FALSE | G | Annual | Allowances Withdrawn (n:1) | GWh | 0 | 0 | 0 | 0 | 0 | 0 | 0 | 0
NY Min Oil Burn - East River - Winter | 624 | 7542 | Generation Constraint in GWh | FALSE | G | Annual | Net Emissions Allowance Position | GWh | 21.1896 | 21.1896 | 0 | 0 | 0 | 0 | 0 | 0
NY Min Oil Burn - East River - Winter | 624 | 7542 | Generation Constraint in GWh | FALSE | G | Annual | Fuel Consumed | TBtu | 0.17587 | 0.17587 | 0 | 0 | 0 | 0 | 0 | 0
NY Min Oil Burn - East River - Winter | 624 | 7542 | Generation Constraint in GWh | FALSE | G | Annual | Heat Rate | MMBtu/MWh | 8.3 | 8.3 | 0 | 0 | 0 | 0 | 0 | 0
NY Min Oil Burn - East River - Winter | 624 | 7542 | Generation Constraint in GWh | FALSE | G | Annual | Generation | TWh | 0.02119 | 0.02119 | 0 | 0 | 0 | 0 | 0 | 0
NY Min Oil Burn - East River - Winter | 624 | 7542 | Generation Constraint in GWh | FALSE | G | Annual | Qualifying Generation | TWh | 0.02119 | 0.02119 | 0 | 0 | 0 | 0 | 0 | 0
NY Min Oil Burn - East River - Winter | 624 | 7542 | Generation Constraint in GWh | FALSE | G | Annual | Rate | lb/MWh | 0 | 0 | 0 | 0 | 0 | 0 | 0 | 0
NY Min Oil Burn - East River - Winter | 624 | 7542 | Generation Constraint in GWh | FALSE | G | Annual | Constraint Shadow Price | US2019$/MWh | 7.877 | 6.5289 | 0 | 0 | 0 | 0 | 0 | 0
NY Min Oil Burn - East River - Winter Shldr | 625 | 7543 | Generation Constraint in GWh | FALSE | G | Annual | Seasons Included | Seasons | WintShld | WintShld
NY Min Oil Burn - East River - Winter Shldr | 625 | 7543 | Generation Constraint in GWh | FALSE | G | Annual | Standard GWh | GWh | 3.8298 | 3.8298 | 0 | 0 | 0 | 0 | 0 | 0
NY Min Oil Burn - East River - Winter Shldr | 625 | 7543 | Generation Constraint in GWh | FALSE | G | Annual | Emissions at Affected Plants | GWh | 3.8298 | 3.8298 | 0 | 0 | 0 | 0 | 0 | 0
NY Min Oil Burn - East River - Winter Shldr | 625 | 7543 | Generation Constraint in GWh | FALSE | G | Annual | Allowances Purchased | GWh | 0 | 0 | 0 | 0 | 0 | 0 | 0 | 0
NY Min Oil Burn - East River - Winter Shldr | 625 | 7543 | Generation Constraint in GWh | FALSE | G | Annual | Allowances Sold | GWh | 0 | 0 | 0 | 0 | 0 | 0 | 0 | 0
NY Min Oil Burn - East River - Winter Shldr | 625 | 7543 | Generation Constraint in GWh | FALSE | G | Annual | Allowances Banked | GWh | 0 | 0 | 0 | 0 | 0 | 0 | 0 | 0
NY Min Oil Burn - East River - Winter Shldr | 625 | 7543 | Generation Constraint in GWh | FALSE | G | Annual | Allowances Withdrawn (1:1) | GWh | 0 | 0 | 0 | 0 | 0 | 0 | 0 | 0
NY Min Oil Burn - East River - Winter Shldr | 625 | 7543 | Generation Constraint in GWh | FALSE | G | Annual | Allowances Withdrawn (n:1) | GWh | 0 | 0 | 0 | 0 | 0 | 0 | 0 | 0
NY Min Oil Burn - East River - Winter Shldr | 625 | 7543 | Generation Constraint in GWh | FALSE | G | Annual | Net Emissions Allowance Position | GWh | 3.8298 | 3.8298 | 0 | 0 | 0 | 0 | 0 | 0
NY Min Oil Burn - East River - Winter Shldr | 625 | 7543 | Generation Constraint in GWh | FALSE | G | Annual | Fuel Consumed | TBtu | 0.031788 | 0.031788 | 0 | 0 | 0 | 0 | 0 | 0
NY Min Oil Burn - East River - Winter Shldr | 625 | 7543 | Generation Constraint in GWh | FALSE | G | Annual | Heat Rate | MMBtu/MWh | 8.3 | 8.3 | 0 | 0 | 0 | 0 | 0 | 0
NY Min Oil Burn - East River - Winter Shldr | 625 | 7543 | Generation Constraint in GWh | FALSE | G | Annual | Generation | TWh | 0.0038298 | 0.0038298 | 0 | 0 | 0 | 0 | 0 | 0
NY Min Oil Burn - East River - Winter Shldr | 625 | 7543 | Generation Constraint in GWh | FALSE | G | Annual | Qualifying Generation | TWh | 0.0038298 | 0.0038298 | 0 | 0 | 0 | 0 | 0 | 0
NY Min Oil Burn - East River - Winter Shldr | 625 | 7543 | Generation Constraint in GWh | FALSE | G | Annual | Rate | lb/MWh | 0 | 0 | 0 | 0 | 0 | 0 | 0 | 0
NY Min Oil Burn - East River - Winter Shldr | 625 | 7543 | Generation Constraint in GWh | FALSE | G | Annual | Constraint Shadow Price | US2019$/MWh | 4.357 | 2.808 | 0 | 0 | 0 | 0 | 0 | 0
NY Min Oil Burn - Northport - Summer | 626 | 7547 | Generation Constraint in GWh | FALSE | G | Annual | Seasons Included | Seasons | Summer | Summer
NY Min Oil Burn - Northport - Summer | 626 | 7547 | Generation Constraint in GWh | FALSE | G | Annual | Standard GWh | GWh | 116.1086 | 116.1086 | 0 | 0 | 0 | 0 | 0 | 0
NY Min Oil Burn - Northport - Summer | 626 | 7547 | Generation Constraint in GWh | FALSE | G | Annual | Emissions at Affected Plants | GWh | 879.646 | 879.646 | 0 | 0 | 0 | 0 | 0 | 0
NY Min Oil Burn - Northport - Summer | 626 | 7547 | Generation Constraint in GWh | FALSE | G | Annual | Allowances Purchased | GWh | 0 | 0 | 0 | 0 | 0 | 0 | 0 | 0
NY Min Oil Burn - Northport - Summer | 626 | 7547 | Generation Constraint in GWh | FALSE | G | Annual | Allowances Sold | GWh | 0 | 0 | 0 | 0 | 0 | 0 | 0 | 0
NY Min Oil Burn - Northport - Summer | 626 | 7547 | Generation Constraint in GWh | FALSE | G | Annual | Allowances Banked | GWh | 0 | 0 | 0 | 0 | 0 | 0 | 0 | 0
NY Min Oil Burn - Northport - Summer | 626 | 7547 | Generation Constraint in GWh | FALSE | G | Annual | Allowances Withdrawn (1:1) | GWh | 0 | 0 | 0 | 0 | 0 | 0 | 0 | 0
NY Min Oil Burn - Northport - Summer | 626 | 7547 | Generation Constraint in GWh | FALSE | G | Annual | Allowances Withdrawn (n:1) | GWh | 0 | 0 | 0 | 0 | 0 | 0 | 0 | 0
NY Min Oil Burn - Northport - Summer | 626 | 7547 | Generation Constraint in GWh | FALSE | G | Annual | Net Emissions Allowance Position | GWh | 879.646 | 879.646 | 0 | 0 | 0 | 0 | 0 | 0
NY Min Oil Burn - Northport - Summer | 626 | 7547 | Generation Constraint in GWh | FALSE | G | Annual | Fuel Consumed | TBtu | 9.4212 | 9.4212 | 0 | 0 | 0 | 0 | 0 | 0
NY Min Oil Burn - Northport - Summer | 626 | 7547 | Generation Constraint in GWh | FALSE | G | Annual | Heat Rate | MMBtu/MWh | 10.7102 | 10.7102 | 0 | 0 | 0 | 0 | 0 | 0
NY Min Oil Burn - Northport - Summer | 626 | 7547 | Generation Constraint in GWh | FALSE | G | Annual | Generation | TWh | 0.87965 | 0.87965 | 0 | 0 | 0 | 0 | 0 | 0
NY Min Oil Burn - Northport - Summer | 626 | 7547 | Generation Constraint in GWh | FALSE | G | Annual | Qualifying Generation | TWh | 0.87965 | 0.87965 | 0 | 0 | 0 | 0 | 0 | 0
NY Min Oil Burn - Northport - Summer | 626 | 7547 | Generation Constraint in GWh | FALSE | G | Annual | Rate | lb/MWh | 0 | 0 | 0 | 0 | 0 | 0 | 0 | 0
NY Min Oil Burn - Northport - Summer | 626 | 7547 | Generation Constraint in GWh | FALSE | G | Annual | Constraint Shadow Price | US2019$/MWh | 0 | 0 | 0 | 0 | 0 | 0 | 0 | 0
NY Min Oil Burn - Northport - Winter | 627 | 7545 | Generation Constraint in GWh | FALSE | G | Annual | Seasons Included | Seasons | Winter | Winter
NY Min Oil Burn - Northport - Winter | 627 | 7545 | Generation Constraint in GWh | FALSE | G | Annual | Standard GWh | GWh | 177.5779 | 177.5779 | 0 | 0 | 0 | 0 | 0 | 0
NY Min Oil Burn - Northport - Winter | 627 | 7545 | Generation Constraint in GWh | FALSE | G | Annual | Emissions at Affected Plants | GWh | 402.166 | 402.166 | 0 | 0 | 0 | 0 | 0 | 0
NY Min Oil Burn - Northport - Winter | 627 | 7545 | Generation Constraint in GWh | FALSE | G | Annual | Allowances Purchased | GWh | 0 | 0 | 0 | 0 | 0 | 0 | 0 | 0
NY Min Oil Burn - Northport - Winter | 627 | 7545 | Generation Constraint in GWh | FALSE | G | Annual | Allowances Sold | GWh | 0 | 0 | 0 | 0 | 0 | 0 | 0 | 0
NY Min Oil Burn - Northport - Winter | 627 | 7545 | Generation Constraint in GWh | FALSE | G | Annual | Allowances Banked | GWh | 0 | 0 | 0 | 0 | 0 | 0 | 0 | 0
NY Min Oil Burn - Northport - Winter | 627 | 7545 | Generation Constraint in GWh | FALSE | G | Annual | Allowances Withdrawn (1:1) | GWh | 0 | 0 | 0 | 0 | 0 | 0 | 0 | 0
NY Min Oil Burn - Northport - Winter | 627 | 7545 | Generation Constraint in GWh | FALSE | G | Annual | Allowances Withdrawn (n:1) | GWh | 0 | 0 | 0 | 0 | 0 | 0 | 0 | 0
NY Min Oil Burn - Northport - Winter | 627 | 7545 | Generation Constraint in GWh | FALSE | G | Annual | Net Emissions Allowance Position | GWh | 402.166 | 402.166 | 0 | 0 | 0 | 0 | 0 | 0
NY Min Oil Burn - Northport - Winter | 627 | 7545 | Generation Constraint in GWh | FALSE | G | Annual | Fuel Consumed | TBtu | 4.3073 | 4.3073 | 0 | 0 | 0 | 0 | 0 | 0
NY Min Oil Burn - Northport - Winter | 627 | 7545 | Generation Constraint in GWh | FALSE | G | Annual | Heat Rate | MMBtu/MWh | 10.7102 | 10.7102 | 0 | 0 | 0 | 0 | 0 | 0
NY Min Oil Burn - Northport - Winter | 627 | 7545 | Generation Constraint in GWh | FALSE | G | Annual | Generation | TWh | 0.40217 | 0.40217 | 0 | 0 | 0 | 0 | 0 | 0
NY Min Oil Burn - Northport - Winter | 627 | 7545 | Generation Constraint in GWh | FALSE | G | Annual | Qualifying Generation | TWh | 0.40217 | 0.40217 | 0 | 0 | 0 | 0 | 0 | 0
NY Min Oil Burn - Northport - Winter | 627 | 7545 | Generation Constraint in GWh | FALSE | G | Annual | Rate | lb/MWh | 0 | 0 | 0 | 0 | 0 | 0 | 0 | 0
NY Min Oil Burn - Northport - Winter | 627 | 7545 | Generation Constraint in GWh | FALSE | G | Annual | Constraint Shadow Price | US2019$/MWh | 0 | 0 | 0 | 0 | 0 | 0 | 0 | 0
NY Min Oil Burn - Northport - Winter Shldr | 628 | 7546 | Generation Constraint in GWh | FALSE | G | Annual | Seasons Included | Seasons | WintShld | WintShld
NY Min Oil Burn - Northport - Winter Shldr | 628 | 7546 | Generation Constraint in GWh | FALSE | G | Annual | Standard GWh | GWh | 23.1458 | 23.1458 | 0 | 0 | 0 | 0 | 0 | 0
NY Min Oil Burn - Northport - Winter Shldr | 628 | 7546 | Generation Constraint in GWh | FALSE | G | Annual | Emissions at Affected Plants | GWh | 321.607 | 23.1458 | 0 | 0 | 0 | 0 | 0 | 0
NY Min Oil Burn - Northport - Winter Shldr | 628 | 7546 | Generation Constraint in GWh | FALSE | G | Annual | Allowances Purchased | GWh | 0 | 0 | 0 | 0 | 0 | 0 | 0 | 0
NY Min Oil Burn - Northport - Winter Shldr | 628 | 7546 | Generation Constraint in GWh | FALSE | G | Annual | Allowances Sold | GWh | 0 | 0 | 0 | 0 | 0 | 0 | 0 | 0
NY Min Oil Burn - Northport - Winter Shldr | 628 | 7546 | Generation Constraint in GWh | FALSE | G | Annual | Allowances Banked | GWh | 0 | 0 | 0 | 0 | 0 | 0 | 0 | 0
NY Min Oil Burn - Northport - Winter Shldr | 628 | 7546 | Generation Constraint in GWh | FALSE | G | Annual | Allowances Withdrawn (1:1) | GWh | 0 | 0 | 0 | 0 | 0 | 0 | 0 | 0
NY Min Oil Burn - Northport - Winter Shldr | 628 | 7546 | Generation Constraint in GWh | FALSE | G | Annual | Allowances Withdrawn (n:1) | GWh | 0 | 0 | 0 | 0 | 0 | 0 | 0 | 0
NY Min Oil Burn - Northport - Winter Shldr | 628 | 7546 | Generation Constraint in GWh | FALSE | G | Annual | Net Emissions Allowance Position | GWh | 321.607 | 23.1458 | 0 | 0 | 0 | 0 | 0 | 0
NY Min Oil Burn - Northport - Winter Shldr | 628 | 7546 | Generation Constraint in GWh | FALSE | G | Annual | Fuel Consumed | TBtu | 3.4445 | 0.24546 | 0 | 0 | 0 | 0 | 0 | 0
NY Min Oil Burn - Northport - Winter Shldr | 628 | 7546 | Generation Constraint in GWh | FALSE | G | Annual | Heat Rate | MMBtu/MWh | 10.7102 | 10.605 | 0 | 0 | 0 | 0 | 0 | 0
NY Min Oil Burn - Northport - Winter Shldr | 628 | 7546 | Generation Constraint in GWh | FALSE | G | Annual | Generation | TWh | 0.32161 | 0.023146 | 0 | 0 | 0 | 0 | 0 | 0
NY Min Oil Burn - Northport - Winter Shldr | 628 | 7546 | Generation Constraint in GWh | FALSE | G | Annual | Qualifying Generation | TWh | 0.32161 | 0.023146 | 0 | 0 | 0 | 0 | 0 | 0
NY Min Oil Burn - Northport - Winter Shldr | 628 | 7546 | Generation Constraint in GWh | FALSE | G | Annual | Rate | lb/MWh | 0 | 0 | 0 | 0 | 0 | 0 | 0 | 0
NY Min Oil Burn - Northport - Winter Shldr | 628 | 7546 | Generation Constraint in GWh | FALSE | G | Annual | Constraint Shadow Price | US2019$/MWh | 0 | 11.5185 | 0 | 0 | 0 | 0 | 0 | 0
NY Min Oil Burn - Ravenswood CC - Summer | 629 | 7556 | Generation Constraint in GWh | FALSE | G | Annual | Seasons Included | Seasons | Summer | Summer
NY Min Oil Burn - Ravenswood CC - Summer | 629 | 7556 | Generation Constraint in GWh | FALSE | G | Annual | Standard GWh | GWh | 0 | 0 | 0 | 0 | 0 | 0 | 0 | 0
NY Min Oil Burn - Ravenswood CC - Summer | 629 | 7556 | Generation Constraint in GWh | FALSE | G | Annual | Emissions at Affected Plants | GWh | 819.9649 | 665.6672 | 0 | 0 | 0 | 0 | 0 | 0
NY Min Oil Burn - Ravenswood CC - Summer | 629 | 7556 | Generation Constraint in GWh | FALSE | G | Annual | Allowances Purchased | GWh | 0 | 0 | 0 | 0 | 0 | 0 | 0 | 0
NY Min Oil Burn - Ravenswood CC - Summer | 629 | 7556 | Generation Constraint in GWh | FALSE | G | Annual | Allowances Sold | GWh | 0 | 0 | 0 | 0 | 0 | 0 | 0 | 0
NY Min Oil Burn - Ravenswood CC - Summer | 629 | 7556 | Generation Constraint in GWh | FALSE | G | Annual | Allowances Banked | GWh | 0 | 0 | 0 | 0 | 0 | 0 | 0 | 0
NY Min Oil Burn - Ravenswood CC - Summer | 629 | 7556 | Generation Constraint in GWh | FALSE | G | Annual | Allowances Withdrawn (1:1) | GWh | 0 | 0 | 0 | 0 | 0 | 0 | 0 | 0
NY Min Oil Burn - Ravenswood CC - Summer | 629 | 7556 | Generation Constraint in GWh | FALSE | G | Annual | Allowances Withdrawn (n:1) | GWh | 0 | 0 | 0 | 0 | 0 | 0 | 0 | 0
NY Min Oil Burn - Ravenswood CC - Summer | 629 | 7556 | Generation Constraint in GWh | FALSE | G | Annual | Net Emissions Allowance Position | GWh | 819.9649 | 665.6672 | 0 | 0 | 0 | 0 | 0 | 0
NY Min Oil Burn - Ravenswood CC - Summer | 629 | 7556 | Generation Constraint in GWh | FALSE | G | Annual | Fuel Consumed | TBtu | 6.0882 | 4.9426 | 0 | 0 | 0 | 0 | 0 | 0
NY Min Oil Burn - Ravenswood CC - Summer | 629 | 7556 | Generation Constraint in GWh | FALSE | G | Annual | Heat Rate | MMBtu/MWh | 7.425 | 7.425 | 0 | 0 | 0 | 0 | 0 | 0
NY Min Oil Burn - Ravenswood CC - Summer | 629 | 7556 | Generation Constraint in GWh | FALSE | G | Annual | Generation | TWh | 0.81996 | 0.66567 | 0 | 0 | 0 | 0 | 0 | 0
NY Min Oil Burn - Ravenswood CC - Summer | 629 | 7556 | Generation Constraint in GWh | FALSE | G | Annual | Qualifying Generation | TWh | 0.81996 | 0.66567 | 0 | 0 | 0 | 0 | 0 | 0
NY Min Oil Burn - Ravenswood CC - Summer | 629 | 7556 | Generation Constraint in GWh | FALSE | G | Annual | Rate | lb/MWh | 0 | 0 | 0 | 0 | 0 | 0 | 0 | 0
NY Min Oil Burn - Ravenswood CC - Summer | 629 | 7556 | Generation Constraint in GWh | FALSE | G | Annual | Constraint Shadow Price | US2019$/MWh | 0 | 0 | 0 | 0 | 0 | 0 | 0 | 0
NY Min Oil Burn - Ravenswood CC - Winter | 630 | 7554 | Generation Constraint in GWh | FALSE | G | Annual | Seasons Included | Seasons | Winter | Winter
NY Min Oil Burn - Ravenswood CC - Winter | 630 | 7554 | Generation Constraint in GWh | FALSE | G | Annual | Standard GWh | GWh | 4.981 | 4.981 | 0 | 0 | 0 | 0 | 0 | 0
NY Min Oil Burn - Ravenswood CC - Winter | 630 | 7554 | Generation Constraint in GWh | FALSE | G | Annual | Emissions at Affected Plants | GWh | 203.1273 | 203.1273 | 0 | 0 | 0 | 0 | 0 | 0
NY Min Oil Burn - Ravenswood CC - Winter | 630 | 7554 | Generation Constraint in GWh | FALSE | G | Annual | Allowances Purchased | GWh | 0 | 0 | 0 | 0 | 0 | 0 | 0 | 0
NY Min Oil Burn - Ravenswood CC - Winter | 630 | 7554 | Generation Constraint in GWh | FALSE | G | Annual | Allowances Sold | GWh | 0 | 0 | 0 | 0 | 0 | 0 | 0 | 0
NY Min Oil Burn - Ravenswood CC - Winter | 630 | 7554 | Generation Constraint in GWh | FALSE | G | Annual | Allowances Banked | GWh | 0 | 0 | 0 | 0 | 0 | 0 | 0 | 0
NY Min Oil Burn - Ravenswood CC - Winter | 630 | 7554 | Generation Constraint in GWh | FALSE | G | Annual | Allowances Withdrawn (1:1) | GWh | 0 | 0 | 0 | 0 | 0 | 0 | 0 | 0
NY Min Oil Burn - Ravenswood CC - Winter | 630 | 7554 | Generation Constraint in GWh | FALSE | G | Annual | Allowances Withdrawn (n:1) | GWh | 0 | 0 | 0 | 0 | 0 | 0 | 0 | 0
NY Min Oil Burn - Ravenswood CC - Winter | 630 | 7554 | Generation Constraint in GWh | FALSE | G | Annual | Net Emissions Allowance Position | GWh | 203.1273 | 203.1273 | 0 | 0 | 0 | 0 | 0 | 0
NY Min Oil Burn - Ravenswood CC - Winter | 630 | 7554 | Generation Constraint in GWh | FALSE | G | Annual | Fuel Consumed | TBtu | 1.5082 | 1.5082 | 0 | 0 | 0 | 0 | 0 | 0
NY Min Oil Burn - Ravenswood CC - Winter | 630 | 7554 | Generation Constraint in GWh | FALSE | G | Annual | Heat Rate | MMBtu/MWh | 7.425 | 7.425 | 0 | 0 | 0 | 0 | 0 | 0
NY Min Oil Burn - Ravenswood CC - Winter | 630 | 7554 | Generation Constraint in GWh | FALSE | G | Annual | Generation | TWh | 0.20313 | 0.20313 | 0 | 0 | 0 | 0 | 0 | 0
NY Min Oil Burn - Ravenswood CC - Winter | 630 | 7554 | Generation Constraint in GWh | FALSE | G | Annual | Qualifying Generation | TWh | 0.20313 | 0.20313 | 0 | 0 | 0 | 0 | 0 | 0
NY Min Oil Burn - Ravenswood CC - Winter | 630 | 7554 | Generation Constraint in GWh | FALSE | G | Annual | Rate | lb/MWh | 0 | 0 | 0 | 0 | 0 | 0 | 0 | 0
NY Min Oil Burn - Ravenswood CC - Winter | 630 | 7554 | Generation Constraint in GWh | FALSE | G | Annual | Constraint Shadow Price | US2019$/MWh | 0 | 0 | 0 | 0 | 0 | 0 | 0 | 0
NY Min Oil Burn - Ravenswood CC - Winter Shldr | 631 | 7555 | Generation Constraint in GWh | FALSE | G | Annual | Seasons Included | Seasons | WintShld | WintShld
NY Min Oil Burn - Ravenswood CC - Winter Shldr | 631 | 7555 | Generation Constraint in GWh | FALSE | G | Annual | Standard GWh | GWh | 0.6752 | 0.6752 | 0 | 0 | 0 | 0 | 0 | 0
NY Min Oil Burn - Ravenswood CC - Winter Shldr | 631 | 7555 | Generation Constraint in GWh | FALSE | G | Annual | Emissions at Affected Plants | GWh | 279.0722 | 279.0722 | 0 | 0 | 0 | 0 | 0 | 0
NY Min Oil Burn - Ravenswood CC - Winter Shldr | 631 | 7555 | Generation Constraint in GWh | FALSE | G | Annual | Allowances Purchased | GWh | 0 | 0 | 0 | 0 | 0 | 0 | 0 | 0
NY Min Oil Burn - Ravenswood CC - Winter Shldr | 631 | 7555 | Generation Constraint in GWh | FALSE | G | Annual | Allowances Sold | GWh | 0 | 0 | 0 | 0 | 0 | 0 | 0 | 0
NY Min Oil Burn - Ravenswood CC - Winter Shldr | 631 | 7555 | Generation Constraint in GWh | FALSE | G | Annual | Allowances Banked | GWh | 0 | 0 | 0 | 0 | 0 | 0 | 0 | 0
NY Min Oil Burn - Ravenswood CC - Winter Shldr | 631 | 7555 | Generation Constraint in GWh | FALSE | G | Annual | Allowances Withdrawn (1:1) | GWh | 0 | 0 | 0 | 0 | 0 | 0 | 0 | 0
NY Min Oil Burn - Ravenswood CC - Winter Shldr | 631 | 7555 | Generation Constraint in GWh | FALSE | G | Annual | Allowances Withdrawn (n:1) | GWh | 0 | 0 | 0 | 0 | 0 | 0 | 0 | 0
NY Min Oil Burn - Ravenswood CC - Winter Shldr | 631 | 7555 | Generation Constraint in GWh | FALSE | G | Annual | Net Emissions Allowance Position | GWh | 279.0722 | 279.0722 | 0 | 0 | 0 | 0 | 0 | 0
NY Min Oil Burn - Ravenswood CC - Winter Shldr | 631 | 7555 | Generation Constraint in GWh | FALSE | G | Annual | Fuel Consumed | TBtu | 2.0721 | 2.0721 | 0 | 0 | 0 | 0 | 0 | 0
NY Min Oil Burn - Ravenswood CC - Winter Shldr | 631 | 7555 | Generation Constraint in GWh | FALSE | G | Annual | Heat Rate | MMBtu/MWh | 7.425 | 7.425 | 0 | 0 | 0 | 0 | 0 | 0
NY Min Oil Burn - Ravenswood CC - Winter Shldr | 631 | 7555 | Generation Constraint in GWh | FALSE | G | Annual | Generation | TWh | 0.27907 | 0.27907 | 0 | 0 | 0 | 0 | 0 | 0
NY Min Oil Burn - Ravenswood CC - Winter Shldr | 631 | 7555 | Generation Constraint in GWh | FALSE | G | Annual | Qualifying Generation | TWh | 0.27907 | 0.27907 | 0 | 0 | 0 | 0 | 0 | 0
NY Min Oil Burn - Ravenswood CC - Winter Shldr | 631 | 7555 | Generation Constraint in GWh | FALSE | G | Annual | Rate | lb/MWh | 0 | 0 | 0 | 0 | 0 | 0 | 0 | 0
NY Min Oil Burn - Ravenswood CC - Winter Shldr | 631 | 7555 | Generation Constraint in GWh | FALSE | G | Annual | Constraint Shadow Price | US2019$/MWh | 0 | 0 | 0 | 0 | 0 | 0 | 0 | 0
NY Min Oil Burn - Ravenswood Oil - Summer | 632 | 7550 | Generation Constraint in GWh | FALSE | G | Annual | Seasons Included | Seasons | Summer | Summer
NY Min Oil Burn - Ravenswood Oil - Summer | 632 | 7550 | Generation Constraint in GWh | FALSE | G | Annual | Standard GWh | GWh | 37.5646 | 37.5646 | 0 | 0 | 0 | 0 | 0 | 0
NY Min Oil Burn - Ravenswood Oil - Summer | 632 | 7550 | Generation Constraint in GWh | FALSE | G | Annual | Emissions at Affected Plants | GWh | 1091.5296 | 612.5964 | 0 | 0 | 0 | 0 | 0 | 0
NY Min Oil Burn - Ravenswood Oil - Summer | 632 | 7550 | Generation Constraint in GWh | FALSE | G | Annual | Allowances Purchased | GWh | 0 | 0 | 0 | 0 | 0 | 0 | 0 | 0
NY Min Oil Burn - Ravenswood Oil - Summer | 632 | 7550 | Generation Constraint in GWh | FALSE | G | Annual | Allowances Sold | GWh | 0 | 0 | 0 | 0 | 0 | 0 | 0 | 0
NY Min Oil Burn - Ravenswood Oil - Summer | 632 | 7550 | Generation Constraint in GWh | FALSE | G | Annual | Allowances Banked | GWh | 0 | 0 | 0 | 0 | 0 | 0 | 0 | 0
NY Min Oil Burn - Ravenswood Oil - Summer | 632 | 7550 | Generation Constraint in GWh | FALSE | G | Annual | Allowances Withdrawn (1:1) | GWh | 0 | 0 | 0 | 0 | 0 | 0 | 0 | 0
NY Min Oil Burn - Ravenswood Oil - Summer | 632 | 7550 | Generation Constraint in GWh | FALSE | G | Annual | Allowances Withdrawn (n:1) | GWh | 0 | 0 | 0 | 0 | 0 | 0 | 0 | 0
NY Min Oil Burn - Ravenswood Oil - Summer | 632 | 7550 | Generation Constraint in GWh | FALSE | G | Annual | Net Emissions Allowance Position | GWh | 1091.5296 | 612.5964 | 0 | 0 | 0 | 0 | 0 | 0
NY Min Oil Burn - Ravenswood Oil - Summer | 632 | 7550 | Generation Constraint in GWh | FALSE | G | Annual | Fuel Consumed | TBtu | 12.0372 | 6.7576 | 0 | 0 | 0 | 0 | 0 | 0
NY Min Oil Burn - Ravenswood Oil - Summer | 632 | 7550 | Generation Constraint in GWh | FALSE | G | Annual | Heat Rate | MMBtu/MWh | 11.0278 | 11.031 | 0 | 0 | 0 | 0 | 0 | 0
NY Min Oil Burn - Ravenswood Oil - Summer | 632 | 7550 | Generation Constraint in GWh | FALSE | G | Annual | Generation | TWh | 1.0915 | 0.6126 | 0 | 0 | 0 | 0 | 0 | 0
NY Min Oil Burn - Ravenswood Oil - Summer | 632 | 7550 | Generation Constraint in GWh | FALSE | G | Annual | Qualifying Generation | TWh | 1.0915 | 0.6126 | 0 | 0 | 0 | 0 | 0 | 0
NY Min Oil Burn - Ravenswood Oil - Summer | 632 | 7550 | Generation Constraint in GWh | FALSE | G | Annual | Rate | lb/MWh | 0 | 0 | 0 | 0 | 0 | 0 | 0 | 0
NY Min Oil Burn - Ravenswood Oil - Summer | 632 | 7550 | Generation Constraint in GWh | FALSE | G | Annual | Constraint Shadow Price | US2019$/MWh | 0 | 0 | 0 | 0 | 0 | 0 | 0 | 0
NY Min Oil Burn - Ravenswood Oil - Winter | 633 | 7548 | Generation Constraint in GWh | FALSE | G | Annual | Seasons Included | Seasons | Winter | Winter
NY Min Oil Burn - Ravenswood Oil - Winter | 633 | 7548 | Generation Constraint in GWh | FALSE | G | Annual | Standard GWh | GWh | 25.7796 | 25.7796 | 0 | 0 | 0 | 0 | 0 | 0
NY Min Oil Burn - Ravenswood Oil - Winter | 633 | 7548 | Generation Constraint in GWh | FALSE | G | Annual | Emissions at Affected Plants | GWh | 25.7796 | 25.7796 | 0 | 0 | 0 | 0 | 0 | 0
NY Min Oil Burn - Ravenswood Oil - Winter | 633 | 7548 | Generation Constraint in GWh | FALSE | G | Annual | Allowances Purchased | GWh | 0 | 0 | 0 | 0 | 0 | 0 | 0 | 0
NY Min Oil Burn - Ravenswood Oil - Winter | 633 | 7548 | Generation Constraint in GWh | FALSE | G | Annual | Allowances Sold | GWh | 0 | 0 | 0 | 0 | 0 | 0 | 0 | 0
NY Min Oil Burn - Ravenswood Oil - Winter | 633 | 7548 | Generation Constraint in GWh | FALSE | G | Annual | Allowances Banked | GWh | 0 | 0 | 0 | 0 | 0 | 0 | 0 | 0
NY Min Oil Burn - Ravenswood Oil - Winter | 633 | 7548 | Generation Constraint in GWh | FALSE | G | Annual | Allowances Withdrawn (1:1) | GWh | 0 | 0 | 0 | 0 | 0 | 0 | 0 | 0
NY Min Oil Burn - Ravenswood Oil - Winter | 633 | 7548 | Generation Constraint in GWh | FALSE | G | Annual | Allowances Withdrawn (n:1) | GWh | 0 | 0 | 0 | 0 | 0 | 0 | 0 | 0
NY Min Oil Burn - Ravenswood Oil - Winter | 633 | 7548 | Generation Constraint in GWh | FALSE | G | Annual | Net Emissions Allowance Position | GWh | 25.7796 | 25.7796 | 0 | 0 | 0 | 0 | 0 | 0
NY Min Oil Burn - Ravenswood Oil - Winter | 633 | 7548 | Generation Constraint in GWh | FALSE | G | Annual | Fuel Consumed | TBtu | 0.28396 | 0.28396 | 0 | 0 | 0 | 0 | 0 | 0
NY Min Oil Burn - Ravenswood Oil - Winter | 633 | 7548 | Generation Constraint in GWh | FALSE | G | Annual | Heat Rate | MMBtu/MWh | 11.015 | 11.015 | 0 | 0 | 0 | 0 | 0 | 0
NY Min Oil Burn - Ravenswood Oil - Winter | 633 | 7548 | Generation Constraint in GWh | FALSE | G | Annual | Generation | TWh | 0.02578 | 0.02578 | 0 | 0 | 0 | 0 | 0 | 0
NY Min Oil Burn - Ravenswood Oil - Winter | 633 | 7548 | Generation Constraint in GWh | FALSE | G | Annual | Qualifying Generation | TWh | 0.02578 | 0.02578 | 0 | 0 | 0 | 0 | 0 | 0
NY Min Oil Burn - Ravenswood Oil - Winter | 633 | 7548 | Generation Constraint in GWh | FALSE | G | Annual | Rate | lb/MWh | 0 | 0 | 0 | 0 | 0 | 0 | 0 | 0
NY Min Oil Burn - Ravenswood Oil - Winter | 633 | 7548 | Generation Constraint in GWh | FALSE | G | Annual | Constraint Shadow Price | US2019$/MWh | 33.906 | 27.1549 | 0 | 0 | 0 | 0 | 0 | 0
NY Min Oil Burn - Ravenswood Oil - Winter Shldr | 634 | 7549 | Generation Constraint in GWh | FALSE | G | Annual | Seasons Included | Seasons | WintShld | WintShld
NY Min Oil Burn - Ravenswood Oil - Winter Shldr | 634 | 7549 | Generation Constraint in GWh | FALSE | G | Annual | Standard GWh | GWh | 9.9845 | 9.9845 | 0 | 0 | 0 | 0 | 0 | 0
NY Min Oil Burn - Ravenswood Oil - Winter Shldr | 634 | 7549 | Generation Constraint in GWh | FALSE | G | Annual | Emissions at Affected Plants | GWh | 9.9845 | 9.9845 | 0 | 0 | 0 | 0 | 0 | 0
NY Min Oil Burn - Ravenswood Oil - Winter Shldr | 634 | 7549 | Generation Constraint in GWh | FALSE | G | Annual | Allowances Purchased | GWh | 0 | 0 | 0 | 0 | 0 | 0 | 0 | 0
NY Min Oil Burn - Ravenswood Oil - Winter Shldr | 634 | 7549 | Generation Constraint in GWh | FALSE | G | Annual | Allowances Sold | GWh | 0 | 0 | 0 | 0 | 0 | 0 | 0 | 0
NY Min Oil Burn - Ravenswood Oil - Winter Shldr | 634 | 7549 | Generation Constraint in GWh | FALSE | G | Annual | Allowances Banked | GWh | 0 | 0 | 0 | 0 | 0 | 0 | 0 | 0
NY Min Oil Burn - Ravenswood Oil - Winter Shldr | 634 | 7549 | Generation Constraint in GWh | FALSE | G | Annual | Allowances Withdrawn (1:1) | GWh | 0 | 0 | 0 | 0 | 0 | 0 | 0 | 0
NY Min Oil Burn - Ravenswood Oil - Winter Shldr | 634 | 7549 | Generation Constraint in GWh | FALSE | G | Annual | Allowances Withdrawn (n:1) | GWh | 0 | 0 | 0 | 0 | 0 | 0 | 0 | 0
NY Min Oil Burn - Ravenswood Oil - Winter Shldr | 634 | 7549 | Generation Constraint in GWh | FALSE | G | Annual | Net Emissions Allowance Position | GWh | 9.9845 | 9.9845 | 0 | 0 | 0 | 0 | 0 | 0
NY Min Oil Burn - Ravenswood Oil - Winter Shldr | 634 | 7549 | Generation Constraint in GWh | FALSE | G | Annual | Fuel Consumed | TBtu | 0.10998 | 0.10998 | 0 | 0 | 0 | 0 | 0 | 0
NY Min Oil Burn - Ravenswood Oil - Winter Shldr | 634 | 7549 | Generation Constraint in GWh | FALSE | G | Annual | Heat Rate | MMBtu/MWh | 11.015 | 11.015 | 0 | 0 | 0 | 0 | 0 | 0
NY Min Oil Burn - Ravenswood Oil - Winter Shldr | 634 | 7549 | Generation Constraint in GWh | FALSE | G | Annual | Generation | TWh | 0.0099845 | 0.0099845 | 0 | 0 | 0 | 0 | 0 | 0
NY Min Oil Burn - Ravenswood Oil - Winter Shldr | 634 | 7549 | Generation Constraint in GWh | FALSE | G | Annual | Qualifying Generation | TWh | 0.0099845 | 0.0099845 | 0 | 0 | 0 | 0 | 0 | 0
NY Min Oil Burn - Ravenswood Oil - Winter Shldr | 634 | 7549 | Generation Constraint in GWh | FALSE | G | Annual | Rate | lb/MWh | 0 | 0 | 0 | 0 | 0 | 0 | 0 | 0
NY Min Oil Burn - Ravenswood Oil - Winter Shldr | 634 | 7549 | Generation Constraint in GWh | FALSE | G | Annual | Constraint Shadow Price | US2019$/MWh | 20.942 | 14.4247 | 0 | 0 | 0 | 0 | 0 | 0
NY New Units MER Rate Limit v3.1, Unit 24079 and retrofits | 635 | 7350 | Rate Constraint in lbs/MMBtu | FALSE | L | Annual | Seasons Included | Seasons | Winter, WintShld, Summer | Winter, WintShld, Summer | Winter, WintShld, Summer | Winter, WintShld, Summer | Winter, WintShld, Summer | Winter, WintShld, Summer | Winter, WintShld, Summer | Winter, WintShld, Summer
NY New Units MER Rate Limit v3.1, Unit 24079 and retrofits | 635 | 7350 | Rate Constraint in lbs/MMBtu | FALSE | L | Annual | Standard MER | lb/MMBtu | 6e-07 | 6e-07 | 6e-07 | 6e-07 | 6e-07 | 6e-07 | 6e-07 | 6e-07
NY New Units MER Rate Limit v3.1, Unit 24079 and retrofits | 635 | 7350 | Rate Constraint in lbs/MMBtu | FALSE | L | Annual | Emissions at Affected Plants MER | lbs | 0 | 0 | 0 | 0 | 0 | 0 | 0 | 0
NY New Units MER Rate Limit v3.1, Unit 24079 and retrofits | 635 | 7350 | Rate Constraint in lbs/MMBtu | FALSE | L | Annual | Allowances Purchased MER | lbs | 0 | 0 | 0 | 0 | 0 | 0 | 0 | 0
NY New Units MER Rate Limit v3.1, Unit 24079 and retrofits | 635 | 7350 | Rate Constraint in lbs/MMBtu | FALSE | L | Annual | Allowances Sold MER | lbs | 0 | 0 | 0 | 0 | 0 | 0 | 0 | 0
NY New Units MER Rate Limit v3.1, Unit 24079 and retrofits | 635 | 7350 | Rate Constraint in lbs/MMBtu | FALSE | L | Annual | Allowances Banked | lbs | 0 | 0 | 0 | 0 | 0 | 0 | 0 | 0
NY New Units MER Rate Limit v3.1, Unit 24079 and retrofits | 635 | 7350 | Rate Constraint in lbs/MMBtu | FALSE | L | Annual | Allowances Withdrawn (1:1) | lbs | 0 | 0 | 0 | 0 | 0 | 0 | 0 | 0
NY New Units MER Rate Limit v3.1, Unit 24079 and retrofits | 635 | 7350 | Rate Constraint in lbs/MMBtu | FALSE | L | Annual | Allowances Withdrawn (n:1) | lbs | 0 | 0 | 0 | 0 | 0 | 0 | 0 | 0
NY New Units MER Rate Limit v3.1, Unit 24079 and retrofits | 635 | 7350 | Rate Constraint in lbs/MMBtu | FALSE | L | Annual | Net Emissions Allowance Position | lbs | 0 | 0 | 0 | 0 | 0 | 0 | 0 | 0
NY New Units MER Rate Limit v3.1, Unit 24079 and retrofits | 635 | 7350 | Rate Constraint in lbs/MMBtu | FALSE | L | Annual | Fuel Consumed | TBtu | 0 | 0 | 0 | 0 | 0 | 0 | 0 | 0
NY New Units MER Rate Limit v3.1, Unit 24079 and retrofits | 635 | 7350 | Rate Constraint in lbs/MMBtu | FALSE | L | Annual | Rate | lb/MMBtu | 0 | 0 | 0 | 0 | 0 | 0 | 0 | 0
NY New Units MER Rate Limit v3.1, Unit 24079 and retrofits | 635 | 7350 | Rate Constraint in lbs/MMBtu | FALSE | L | Annual | Generation | TWh | 0 | 0 | 0 | 0 | 0 | 0 | 0 | 0
NY New Units MER Rate Limit v3.1, Unit 24079 and retrofits | 635 | 7350 | Rate Constraint in lbs/MMBtu | FALSE | L | Annual | Qualifying Generation | TWh | 0 | 0 | 0 | 0 | 0 | 0 | 0 | 0
NY New Units MER Rate Limit v3.1, Unit 24079 and retrofits | 635 | 7350 | Rate Constraint in lbs/MMBtu | FALSE | L | Annual | Rate | lb/MWh | 0 | 0 | 0 | 0 | 0 | 0 | 0 | 0
NY New Units MER Rate Limit v3.1, Unit 24079 and retrofits | 635 | 7350 | Rate Constraint in lbs/MMBtu | FALSE | L | Annual | Constraint Shadow Price | US2019$/Lb | 0 | 12420874.5111 | 12204083.8683 | 2599263.3518 | 2233609.698 | 2435059.1208 | 0 | 50652.583
NY- NOx Annual Budget- v6.20 | 636 | 7559 | Rate Constraint in MTons | FALSE | L | Annual | Seasons Included | Seasons | Winter, WintShld, Summer | Winter, WintShld, Summer | Winter, WintShld, Summer | Winter, WintShld, Summer | Winter, WintShld, Summer | Winter, WintShld, Summer | Winter, WintShld, Summer | Winter, WintShld, Summer
NY- NOx Annual Budget- v6.20 | 636 | 7559 | Rate Constraint in MTons | FALSE | L | Annual | Standard NOX | Thousand Tons | 16.081 | 16.081 | 16.081 | 16.081 | 16.081 | 16.081 | 16.081 | 16.081
NY- NOx Annual Budget- v6.20 | 636 | 7559 | Rate Constraint in MTons | FALSE | L | Annual | Emissions at Affected Plants NOX | Thousand Tons | 3.9542 | 3.3689 | 3.5688 | 3.3859 | 2.5583 | 0.54368 | 0.55587 | 0.59275
NY- NOx Annual Budget- v6.20 | 636 | 7559 | Rate Constraint in MTons | FALSE | L | Annual | Allowances Purchased NOX | Thousand Tons | 0 | 0 | 0 | 0 | 0 | 0 | 0 | 0
NY- NOx Annual Budget- v6.20 | 636 | 7559 | Rate Constraint in MTons | FALSE | L | Annual | Allowances Sold NOX | Thousand Tons | 0 | 0 | 0 | 0 | 0 | 0 | 0 | 0
NY- NOx Annual Budget- v6.20 | 636 | 7559 | Rate Constraint in MTons | FALSE | L | Annual | Allowances Banked | Thousand Tons | 0 | 12.7121 | 25.2243 | 0 | 20.7745 | 13.665 | 0 | 0
NY- NOx Annual Budget- v6.20 | 636 | 7559 | Rate Constraint in MTons | FALSE | L | Annual | Allowances Withdrawn (1:1) | Thousand Tons | 0 | 0 | -12.7121 | -16.081 | -7.2518 | -16.081 | 0 | -16.081
NY- NOx Annual Budget- v6.20 | 636 | 7559 | Rate Constraint in MTons | FALSE | L | Annual | Allowances Withdrawn (n:1) | Thousand Tons | 0 | 0 | 0 | 0 | 0 | 0 | 0 | 0
NY- NOx Annual Budget- v6.20 | 636 | 7559 | Rate Constraint in MTons | FALSE | L | Annual | Net Emissions Allowance Position | Thousand Tons | 3.9542 | 16.081 | 16.081 | -12.6951 | 16.081 | -1.8723 | 0.55587 | -15.4882
NY- NOx Annual Budget- v6.20 | 636 | 7559 | Rate Constraint in MTons | FALSE | L | Annual | Fuel Consumed | TBtu | 398.4952 | 338.4285 | 365.2279 | 370.6049 | 282.2027 | 70.2419 | 74.1756 | 78.8155
NY- NOx Annual Budget- v6.20 | 636 | 7559 | Rate Constraint in MTons | FALSE | L | Annual | Rate | lb/MMBtu | 0.019846 | 0.019909 | 0.019543 | 0.018272 | 0.018131 | 0.01548 | 0.014988 | 0.015042
NY- NOx Annual Budget- v6.20 | 636 | 7559 | Rate Constraint in MTons | FALSE | L | Annual | Generation | TWh | 53.7338 | 46.0533 | 49.8232 | 51.3079 | 39.5538 | 10.0302 | 10.4705 | 11.0551
NY- NOx Annual Budget- v6.20 | 636 | 7559 | Rate Constraint in MTons | FALSE | L | Annual | Qualifying Generation | TWh | 53.6843 | 45.9996 | 49.7607 | 51.2482 | 39.5219 | 10.0266 | 10.4457 | 10.918
NY- NOx Annual Budget- v6.20 | 636 | 7559 | Rate Constraint in MTons | FALSE | L | Annual | Rate | lb/MWh | 0.14731 | 0.14648 | 0.14344 | 0.13214 | 0.12946 | 0.10845 | 0.10643 | 0.10858
NY- NOx Annual Budget- v6.20 | 636 | 7559 | Rate Constraint in MTons | FALSE | L | Annual | Constraint Shadow Price | US2019$/Ton | 0 | 0 | 0 | 0 | 0 | 0 | 0 | 0
NY- NOx Ozone Season Budget- v6.20 | 637 | 7558 | Rate Constraint in MTons | FALSE | L | Annual | Seasons Included | Seasons | Summer | Summer | Summer | Summer | Summer | Summer | Summer | Summer
NY- NOx Ozone Season Budget- v6.20 | 637 | 7558 | Rate Constraint in MTons | FALSE | L | Annual | Standard NOX | Thousand Tons | 5.135 | 5.135 | 5.135 | 5.135 | 5.135 | 5.135 | 5.135 | 5.135
NY- NOx Ozone Season Budget- v6.20 | 637 | 7558 | Rate Constraint in MTons | FALSE | L | Annual | Emissions at Affected Plants NOX | Thousand Tons | 2.2205 | 2.0132 | 2.1695 | 1.9096 | 1.4458 | 0.33151 | 0.33498 | 0.35738
NY- NOx Ozone Season Budget- v6.20 | 637 | 7558 | Rate Constraint in MTons | FALSE | L | Annual | Allowances Purchased NOX | Thousand Tons | 0 | 0 | 0 | 0 | 0 | 0 | 0 | 0
NY- NOx Ozone Season Budget- v6.20 | 637 | 7558 | Rate Constraint in MTons | FALSE | L | Annual | Allowances Sold NOX | Thousand Tons | 0 | 0 | 0 | 0 | 0 | 0 | 0 | 0
NY- NOx Ozone Season Budget- v6.20 | 637 | 7558 | Rate Constraint in MTons | FALSE | L | Annual | Allowances Banked | Thousand Tons | 0 | 0 | 2.9655 | 0 | 5.1719 | 0 | 0 | 0
NY- NOx Ozone Season Budget- v6.20 | 637 | 7558 | Rate Constraint in MTons | FALSE | L | Annual | Allowances Withdrawn (1:1) | Thousand Tons | 0 | 0 | 0 | 0 | -1.4828 | 0 | -5.135 | -0.76524
NY- NOx Ozone Season Budget- v6.20 | 637 | 7558 | Rate Constraint in MTons | FALSE | L | Annual | Allowances Withdrawn (n:1) | Thousand Tons | 0 | 0 | 0 | 0 | 0 | 0 | 0 | 0
NY- NOx Ozone Season Budget- v6.20 | 637 | 7558 | Rate Constraint in MTons | FALSE | L | Annual | Net Emissions Allowance Position | Thousand Tons | 2.2205 | 2.0132 | 5.135 | 1.9096 | 5.135 | 0.33151 | -4.8 | -0.40786
NY- NOx Ozone Season Budget- v6.20 | 637 | 7558 | Rate Constraint in MTons | FALSE | L | Annual | Fuel Consumed | TBtu | 217.4489 | 206.993 | 218.6867 | 204.1675 | 185.352 | 51.8598 | 54.3892 | 57.0862
NY- NOx Ozone Season Budget- v6.20 | 637 | 7558 | Rate Constraint in MTons | FALSE | L | Annual | Rate | lb/MMBtu | 0.020423 | 0.019452 | 0.019841 | 0.018706 | 0.015601 | 0.012785 | 0.012318 | 0.012521
NY- NOx Ozone Season Budget- v6.20 | 637 | 7558 | Rate Constraint in MTons | FALSE | L | Annual | Generation | TWh | 28.6883 | 27.5987 | 29.1361 | 27.8031 | 25.7246 | 7.3442 | 7.5836 | 7.9
NY- NOx Ozone Season Budget- v6.20 | 637 | 7558 | Rate Constraint in MTons | FALSE | L | Annual | Qualifying Generation | TWh | 28.6396 | 27.545 | 29.0736 | 27.7435 | 25.6928 | 7.3407 | 7.5592 | 7.7683
NY- NOx Ozone Season Budget- v6.20 | 637 | 7558 | Rate Constraint in MTons | FALSE | L | Annual | Rate | lb/MWh | 0.15506 | 0.14618 | 0.14924 | 0.13766 | 0.11255 | 0.09032 | 0.088628 | 0.092009
NY- NOx Ozone Season Budget- v6.20 | 637 | 7558 | Rate Constraint in MTons | FALSE | L | Annual | Constraint Shadow Price | US2019$/Ton | 0 | 0 | 0 | 0 | 0 | 0 | 0 | 0
NY- NOx Ozone Season Limit- CT Gas Units- v6.20 | 638 | 7639 | Rate Constraint in lbs/MMBtu | FALSE | L | Annual | Seasons Included | Seasons | Summer | Summer | Summer | Summer | Summer | Summer | Summer | Summer
NY- NOx Ozone Season Limit- CT Gas Units- v6.20 | 638 | 7639 | Rate Constraint in lbs/MMBtu | FALSE | L | Annual | Standard NOX | lb/MMBtu | 0.36765 | 0.09191 | 0.09191 | 0.09191 | 0.09191 | 0.09191 | 0.09191 | 0.09191
NY- NOx Ozone Season Limit- CT Gas Units- v6.20 | 638 | 7639 | Rate Constraint in lbs/MMBtu | FALSE | L | Annual | Emissions at Affected Plants NOX | Thousand Tons | 0.15465 | 0.090248 | 0.092633 | 0.067611 | 0.0084086 | 0.004987 | 0.0011792 | 0.0061808
NY- NOx Ozone Season Limit- CT Gas Units- v6.20 | 638 | 7639 | Rate Constraint in lbs/MMBtu | FALSE | L | Annual | Allowances Purchased NOX | Thousand Tons | 0 | 0 | 0 | 0 | 0 | 0 | 0 | 0
NY- NOx Ozone Season Limit- CT Gas Units- v6.20 | 638 | 7639 | Rate Constraint in lbs/MMBtu | FALSE | L | Annual | Allowances Sold NOX | Thousand Tons | 0 | 0 | 0 | 0 | 0 | 0 | 0 | 0
NY- NOx Ozone Season Limit- CT Gas Units- v6.20 | 638 | 7639 | Rate Constraint in lbs/MMBtu | FALSE | L | Annual | Allowances Banked | Thousand Tons | 0 | 0 | 0 | 0 | 0 | 0 | 0 | 0
NY- NOx Ozone Season Limit- CT Gas Units- v6.20 | 638 | 7639 | Rate Constraint in lbs/MMBtu | FALSE | L | Annual | Allowances Withdrawn (1:1) | Thousand Tons | 0 | 0 | 0 | 0 | 0 | 0 | 0 | 0
NY- NOx Ozone Season Limit- CT Gas Units- v6.20 | 638 | 7639 | Rate Constraint in lbs/MMBtu | FALSE | L | Annual | Allowances Withdrawn (n:1) | Thousand Tons | 0 | 0 | 0 | 0 | 0 | 0 | 0 | 0
NY- NOx Ozone Season Limit- CT Gas Units- v6.20 | 638 | 7639 | Rate Constraint in lbs/MMBtu | FALSE | L | Annual | Net Emissions Allowance Position | Thousand Tons | 0.15465 | 0.090248 | 0.092633 | 0.067611 | 0.0084086 | 0.004987 | 0.0011792 | 0.0061808
NY- NOx Ozone Season Limit- CT Gas Units- v6.20 | 638 | 7639 | Rate Constraint in lbs/MMBtu | FALSE | L | Annual | Fuel Consumed | TBtu | 4.033 | 3.8405 | 4.7621 | 2.3228 | 0.32729 | 0.30117 | 0.1483 | 0.31348
NY- NOx Ozone Season Limit- CT Gas Units- v6.20 | 638 | 7639 | Rate Constraint in lbs/MMBtu | FALSE | L | Annual | Rate | lb/MMBtu | 0.07669 | 0.046998 | 0.038904 | 0.058214 | 0.051383 | 0.033118 | 0.015903 | 0.039434
NY- NOx Ozone Season Limit- CT Gas Units- v6.20 | 638 | 7639 | Rate Constraint in lbs/MMBtu | FALSE | L | Annual | Generation | TWh | 0.36025 | 0.34951 | 0.43403 | 0.21534 | 0.03832 | 0.031919 | 0.014214 | 0.034443
NY- NOx Ozone Season Limit- CT Gas Units- v6.20 | 638 | 7639 | Rate Constraint in lbs/MMBtu | FALSE | L | Annual | Qualifying Generation | TWh | 0.35202 | 0.33957 | 0.42517 | 0.2041 | 0.033633 | 0.02954 | 0.013919 | 0.031267
NY- NOx Ozone Season Limit- CT Gas Units- v6.20 | 638 | 7639 | Rate Constraint in lbs/MMBtu | FALSE | L | Annual | Rate | lb/MWh | 0.87861 | 0.53154 | 0.43574 | 0.66252 | 0.50002 | 0.33764 | 0.16943 | 0.39535
NY- NOx Ozone Season Limit- CT Gas Units- v6.20 | 638 | 7639 | Rate Constraint in lbs/MMBtu | FALSE | L | Annual | Constraint Shadow Price | US2019$/Ton | 0 | 0 | 0 | 0 | 0 | 0 | 0 | 0
NY- NOx Ozone Season Limit- CT Oil Units- v6.20 | 639 | 7640 | Rate Constraint in lbs/MMBtu | FALSE | L | Annual | Seasons Included | Seasons | Summer | Summer | Summer | Summer | Summer | Summer | Summer | Summer
NY- NOx Ozone Season Limit- CT Oil Units- v6.20 | 639 | 7640 | Rate Constraint in lbs/MMBtu | FALSE | L | Annual | Standard NOX | lb/MMBtu | 0.3876 | 0.16279 | 0.16279 | 0.16279 | 0.16279 | 0.16279 | 0.16279 | 0.16279
NY- NOx Ozone Season Limit- CT Oil Units- v6.20 | 639 | 7640 | Rate Constraint in lbs/MMBtu | FALSE | L | Annual | Emissions at Affected Plants NOX | Thousand Tons | 0.048171 | 0.0010581 | 4.9968e-05 | 0.0010121 | 0 | 0 | 0 | 0
NY- NOx Ozone Season Limit- CT Oil Units- v6.20 | 639 | 7640 | Rate Constraint in lbs/MMBtu | FALSE | L | Annual | Allowances Purchased NOX | Thousand Tons | 0 | 0 | 0 | 0 | 0 | 0 | 0 | 0
NY- NOx Ozone Season Limit- CT Oil Units- v6.20 | 639 | 7640 | Rate Constraint in lbs/MMBtu | FALSE | L | Annual | Allowances Sold NOX | Thousand Tons | 0 | 0 | 0 | 0 | 0 | 0 | 0 | 0
NY- NOx Ozone Season Limit- CT Oil Units- v6.20 | 639 | 7640 | Rate Constraint in lbs/MMBtu | FALSE | L | Annual | Allowances Banked | Thousand Tons | 0 | 0 | 0 | 0 | 0 | 0 | 0 | 0
NY- NOx Ozone Season Limit- CT Oil Units- v6.20 | 639 | 7640 | Rate Constraint in lbs/MMBtu | FALSE | L | Annual | Allowances Withdrawn (1:1) | Thousand Tons | 0 | 0 | 0 | 0 | 0 | 0 | 0 | 0
NY- NOx Ozone Season Limit- CT Oil Units- v6.20 | 639 | 7640 | Rate Constraint in lbs/MMBtu | FALSE | L | Annual | Allowances Withdrawn (n:1) | Thousand Tons | 0 | 0 | 0 | 0 | 0 | 0 | 0 | 0
NY- NOx Ozone Season Limit- CT Oil Units- v6.20 | 639 | 7640 | Rate Constraint in lbs/MMBtu | FALSE | L | Annual | Net Emissions Allowance Position | Thousand Tons | 0.048171 | 0.0010581 | 4.9968e-05 | 0.0010121 | 0 | 0 | 0 | 0
NY- NOx Ozone Season Limit- CT Oil Units- v6.20 | 639 | 7640 | Rate Constraint in lbs/MMBtu | FALSE | L | Annual | Fuel Consumed | TBtu | 0.32688 | 0.013927 | 0.00061389 | 0.012871 | 0 | 0 | 0 | 0
NY- NOx Ozone Season Limit- CT Oil Units- v6.20 | 639 | 7640 | Rate Constraint in lbs/MMBtu | FALSE | L | Annual | Rate | lb/MMBtu | 0.29473 | 0.15195 | 0.16279 | 0.15726 | 0 | 0 | 0 | 0
NY- NOx Ozone Season Limit- CT Oil Units- v6.20 | 639 | 7640 | Rate Constraint in lbs/MMBtu | FALSE | L | Annual | Generation | TWh | 0.022219 | 0.0012021 | 5.7133e-05 | 0.0011274 | 0 | 0 | 0 | 0
NY- NOx Ozone Season Limit- CT Oil Units- v6.20 | 639 | 7640 | Rate Constraint in lbs/MMBtu | FALSE | L | Annual | Qualifying Generation | TWh | 0.022219 | 0.0012021 | 5.7133e-05 | 0.0011274 | 0 | 0 | 0 | 0
NY- NOx Ozone Season Limit- CT Oil Units- v6.20 | 639 | 7640 | Rate Constraint in lbs/MMBtu | FALSE | L | Annual | Rate | lb/MWh | 4.3361 | 1.7604 | 1.7492 | 1.7955 | 0 | 0 | 0 | 0
NY- NOx Ozone Season Limit- CT Oil Units- v6.20 | 639 | 7640 | Rate Constraint in lbs/MMBtu | FALSE | L | Annual | Constraint Shadow Price | US2019$/Ton | 0 | 0 | 1179.2751 | 0 | 269689.6352 | 0 | 0 | 0
NY- SO2 Annual Budget- v6.20 | 640 | 7560 | Rate Constraint in MTons | FALSE | L | Annual | Seasons Included | Seasons | Winter, WintShld, Summer | Winter, WintShld, Summer | Winter, WintShld, Summer | Winter, WintShld, Summer | Winter, WintShld, Summer | Winter, WintShld, Summer | Winter, WintShld, Summer | Winter, WintShld, Summer
NY- SO2 Annual Budget- v6.20 | 640 | 7560 | Rate Constraint in MTons | FALSE | L | Annual | Standard SO2 | Thousand Tons | 27.556 | 27.556 | 27.556 | 27.556 | 27.556 | 27.556 | 27.556 | 27.556
NY- SO2 Annual Budget- v6.20 | 640 | 7560 | Rate Constraint in MTons | FALSE | L | Annual | Emissions at Affected Plants SO2 | Thousand Tons | 0 | 0 | 0 | 0 | 0 | 0 | 0 | 0
NY- SO2 Annual Budget- v6.20 | 640 | 7560 | Rate Constraint in MTons | FALSE | L | Annual | Allowances Purchased SO2 | Thousand Tons | 0 | 0 | 0 | 0 | 0 | 0 | 0 | 0
NY- SO2 Annual Budget- v6.20 | 640 | 7560 | Rate Constraint in MTons | FALSE | L | Annual | Allowances Sold SO2 | Thousand Tons | 0 | 0 | 0 | 0 | 0 | 0 | 0 | 0
NY- SO2 Annual Budget- v6.20 | 640 | 7560 | Rate Constraint in MTons | FALSE | L | Annual | Allowances Banked | Thousand Tons | 0 | 0 | 18.3707 | 0 | 0 | 0 | 0 | 0
NY- SO2 Annual Budget- v6.20 | 640 | 7560 | Rate Constraint in MTons | FALSE | L | Annual | Allowances Withdrawn (1:1) | Thousand Tons | 0 | 0 | 0 | -27.556 | 0 | 0 | 0 | 0
NY- SO2 Annual Budget- v6.20 | 640 | 7560 | Rate Constraint in MTons | FALSE | L | Annual | Allowances Withdrawn (n:1) | Thousand Tons | 0 | 0 | 0 | 0 | 0 | 0 | 0 | 0
NY- SO2 Annual Budget- v6.20 | 640 | 7560 | Rate Constraint in MTons | FALSE | L | Annual | Net Emissions Allowance Position | Thousand Tons | 0 | 0 | 18.3707 | -27.556 | 0 | 0 | 0 | 0
NY- SO2 Annual Budget- v6.20 | 640 | 7560 | Rate Constraint in MTons | FALSE | L | Annual | Fuel Consumed | TBtu | 398.4952 | 338.4285 | 365.2279 | 370.6049 | 282.2027 | 70.2419 | 74.1756 | 78.8155
NY- SO2 Annual Budget- v6.20 | 640 | 7560 | Rate Constraint in MTons | FALSE | L | Annual | Rate | lb/MMBtu | 0 | 0 | 0 | 0 | 0 | 0 | 0 | 0
NY- SO2 Annual Budget- v6.20 | 640 | 7560 | Rate Constraint in MTons | FALSE | L | Annual | Generation | TWh | 53.7338 | 46.0533 | 49.8232 | 51.3079 | 39.5538 | 10.0302 | 10.4705 | 11.0551
NY- SO2 Annual Budget- v6.20 | 640 | 7560 | Rate Constraint in MTons | FALSE | L | Annual | Qualifying Generation | TWh | 53.6843 | 45.9996 | 49.7607 | 51.2482 | 39.5219 | 10.0266 | 10.4457 | 10.918
NY- SO2 Annual Budget- v6.20 | 640 | 7560 | Rate Constraint in MTons | FALSE | L | Annual | Rate | lb/MWh | 0 | 0 | 0 | 0 | 0 | 0 | 0 | 0
NY- SO2 Annual Budget- v6.20 | 640 | 7560 | Rate Constraint in MTons | FALSE | L | Annual | Constraint Shadow Price | US2019$/Ton | 0 | 0 | 0 | 0 | 0 | 0 | 0 | 0
OR Utility Hg Rule - MER Removal New Units v3.1 | 641 | 7563 | Rate Constraint in lbs/MMBtu | FALSE | L | Annual | Seasons Included | Seasons | Winter, WintShld, Summer | Winter, WintShld, Summer | Winter, WintShld, Summer | Winter, WintShld, Summer | Winter, WintShld, Summer | Winter, WintShld, Summer | Winter, WintShld, Summer | Winter, WintShld, Summer
OR Utility Hg Rule - MER Removal New Units v3.1 | 641 | 7563 | Rate Constraint in lbs/MMBtu | FALSE | L | Annual | Standard MER | lb/MMBtu | 6e-07 | 6e-07 | 6e-07 | 6e-07 | 6e-07 | 6e-07 | 6e-07 | 6e-07
OR Utility Hg Rule - MER Removal New Units v3.1 | 641 | 7563 | Rate Constraint in lbs/MMBtu | FALSE | L | Annual | Emissions at Affected Plants MER | lbs | 0 | 0 | 0 | 0 | 0 | 0 | 0 | 0
OR Utility Hg Rule - MER Removal New Units v3.1 | 641 | 7563 | Rate Constraint in lbs/MMBtu | FALSE | L | Annual | Allowances Purchased MER | lbs | 0 | 0 | 0 | 0 | 0 | 0 | 0 | 0
OR Utility Hg Rule - MER Removal New Units v3.1 | 641 | 7563 | Rate Constraint in lbs/MMBtu | FALSE | L | Annual | Allowances Sold MER | lbs | 0 | 0 | 0 | 0 | 0 | 0 | 0 | 0
OR Utility Hg Rule - MER Removal New Units v3.1 | 641 | 7563 | Rate Constraint in lbs/MMBtu | FALSE | L | Annual | Allowances Banked | lbs | 0 | 0 | 0 | 0 | 0 | 0 | 0 | 0
OR Utility Hg Rule - MER Removal New Units v3.1 | 641 | 7563 | Rate Constraint in lbs/MMBtu | FALSE | L | Annual | Allowances Withdrawn (1:1) | lbs | 0 | 0 | 0 | 0 | 0 | 0 | 0 | 0
OR Utility Hg Rule - MER Removal New Units v3.1 | 641 | 7563 | Rate Constraint in lbs/MMBtu | FALSE | L | Annual | Allowances Withdrawn (n:1) | lbs | 0 | 0 | 0 | 0 | 0 | 0 | 0 | 0
OR Utility Hg Rule - MER Removal New Units v3.1 | 641 | 7563 | Rate Constraint in lbs/MMBtu | FALSE | L | Annual | Net Emissions Allowance Position | lbs | 0 | 0 | 0 | 0 | 0 | 0 | 0 | 0
OR Utility Hg Rule - MER Removal New Units v3.1 | 641 | 7563 | Rate Constraint in lbs/MMBtu | FALSE | L | Annual | Fuel Consumed | TBtu | 0 | 0 | 0 | 0 | 0 | 0 | 0 | 0
OR Utility Hg Rule - MER Removal New Units v3.1 | 641 | 7563 | Rate Constraint in lbs/MMBtu | FALSE | L | Annual | Rate | lb/MMBtu | 0 | 0 | 0 | 0 | 0 | 0 | 0 | 0
OR Utility Hg Rule - MER Removal New Units v3.1 | 641 | 7563 | Rate Constraint in lbs/MMBtu | FALSE | L | Annual | Generation | TWh | 0 | 0 | 0 | 0 | 0 | 0 | 0 | 0
OR Utility Hg Rule - MER Removal New Units v3.1 | 641 | 7563 | Rate Constraint in lbs/MMBtu | FALSE | L | Annual | Qualifying Generation | TWh | 0 | 0 | 0 | 0 | 0 | 0 | 0 | 0
OR Utility Hg Rule - MER Removal New Units v3.1 | 641 | 7563 | Rate Constraint in lbs/MMBtu | FALSE | L | Annual | Rate | lb/MWh | 0 | 0 | 0 | 0 | 0 | 0 | 0 | 0
OR Utility Hg Rule - MER Removal New Units v3.1 | 641 | 7563 | Rate Constraint in lbs/MMBtu | FALSE | L | Annual | Constraint Shadow Price | US2019$/Lb | 0 | 0 | 0 | 49937255.6773 | 0 | 17319423.3328 | 0 | 0
Ozone Season NOX Cap TR - AL | 655 | 7742 | Rate Constraint in MTons | FALSE | L | Annual | Seasons Included | Seasons | Summer | Summer | Summer | Summer | Summer | Summer | Summer | Summer
Ozone Season NOX Cap TR - AL | 655 | 7742 | Rate Constraint in MTons | FALSE | L | Annual | Standard NOX | Thousand Tons | 7.98 | 7.546 | 7.546 | 5.578 | 5.578 | 5.578 | 5.578 | 5.578
Ozone Season NOX Cap TR - AL | 655 | 7742 | Rate Constraint in MTons | FALSE | L | Annual | Emissions at Affected Plants NOX | Thousand Tons | 5.4448 | 4.9594 | 4.8436 | 4.6229 | 5.578 | 4.3824 | 4.3808 | 4.4126
Ozone Season NOX Cap TR - AL | 655 | 7742 | Rate Constraint in MTons | FALSE | L | Annual | Allowances Purchased NOX | Thousand Tons | 0 | 0 | 0 | 0 | 0 | 0 | 0 | 0
Ozone Season NOX Cap TR - AL | 655 | 7742 | Rate Constraint in MTons | FALSE | L | Annual | Allowances Sold NOX | Thousand Tons | 0 | 0 | 0 | 0 | 0 | 0 | 0 | 0
Ozone Season NOX Cap TR - AL | 655 | 7742 | Rate Constraint in MTons | FALSE | L | Annual | Allowances Banked | Thousand Tons | 0 | 0 | 0 | 0 | 0 | 0 | 0 | 0
Ozone Season NOX Cap TR - AL | 655 | 7742 | Rate Constraint in MTons | FALSE | L | Annual | Allowances Withdrawn (1:1) | Thousand Tons | 0 | 0 | 0 | 0 | 0 | 0 | 0 | 0
Ozone Season NOX Cap TR - AL | 655 | 7742 | Rate Constraint in MTons | FALSE | L | Annual | Allowances Withdrawn (n:1) | Thousand Tons | 0 | 0 | 0 | 0 | 0 | 0 | 0 | 0
Ozone Season NOX Cap TR - AL | 655 | 7742 | Rate Constraint in MTons | FALSE | L | Annual | Net Emissions Allowance Position | Thousand Tons | 5.4448 | 4.9594 | 4.8436 | 4.6229 | 5.578 | 4.3824 | 4.3808 | 4.4126
Ozone Season NOX Cap TR - AL | 655 | 7742 | Rate Constraint in MTons | FALSE | L | Annual | Fuel Consumed | TBtu | 297.136 | 334.024 | 339.4957 | 344.8508 | 365.9783 | 352.7172 | 361.5094 | 369.9627
Ozone Season NOX Cap TR - AL | 655 | 7742 | Rate Constraint in MTons | FALSE | L | Annual | Rate | lb/MMBtu | 0.036649 | 0.029695 | 0.028534 | 0.026811 | 0.030483 | 0.024849 | 0.024236 | 0.023854
Ozone Season NOX Cap TR - AL | 655 | 7742 | Rate Constraint in MTons | FALSE | L | Annual | Generation | TWh | 36.9942 | 42.7639 | 44.777 | 47.1867 | 49.8289 | 55.7094 | 64.2677 | 76.7541
Ozone Season NOX Cap TR - AL | 655 | 7742 | Rate Constraint in MTons | FALSE | L | Annual | Qualifying Generation | TWh | 36.9942 | 42.7639 | 43.9579 | 44.5613 | 46.4769 | 45.7898 | 47.6696 | 49.2937
Ozone Season NOX Cap TR - AL | 655 | 7742 | Rate Constraint in MTons | FALSE | L | Annual | Rate | lb/MWh | 0.29436 | 0.23194 | 0.22038 | 0.20748 | 0.24003 | 0.19141 | 0.1838 | 0.17903
Ozone Season NOX Cap TR - AL | 655 | 7742 | Rate Constraint in MTons | FALSE | L | Annual | Constraint Shadow Price | US2019$/Ton | 0 | 0 | 0 | 0 | 1694.6381 | 0 | 0 | 0
Ozone Season NOX Cap TR - AR | 656 | 7743 | Rate Constraint in MTons | FALSE | L | Annual | Seasons Included | Seasons | Summer | Summer | Summer | Summer | Summer | Summer | Summer | Summer
Ozone Season NOX Cap TR - AR | 656 | 7743 | Rate Constraint in MTons | FALSE | L | Annual | Standard NOX | Thousand Tons | 10.801 | 10.527 | 10.527 | 4.334 | 4.334 | 4.334 | 4.334 | 4.334
Ozone Season NOX Cap TR - AR | 656 | 7743 | Rate Constraint in MTons | FALSE | L | Annual | Emissions at Affected Plants NOX | Thousand Tons | 10.3836 | 10.2733 | 7.1341 | 2.4195 | 2.1463 | 2.5151 | 2.2184 | 1.9987
Ozone Season NOX Cap TR - AR | 656 | 7743 | Rate Constraint in MTons | FALSE | L | Annual | Allowances Purchased NOX | Thousand Tons | 0 | 0 | 0 | 0 | 0 | 0 | 0 | 0
Ozone Season NOX Cap TR - AR | 656 | 7743 | Rate Constraint in MTons | FALSE | L | Annual | Allowances Sold NOX | Thousand Tons | 0 | 0 | 0 | 0 | 0 | 0 | 0 | 0
Ozone Season NOX Cap TR - AR | 656 | 7743 | Rate Constraint in MTons | FALSE | L | Annual | Allowances Banked | Thousand Tons | 0 | 0 | 0 | 0 | 0 | 0 | 0 | 0
Ozone Season NOX Cap TR - AR | 656 | 7743 | Rate Constraint in MTons | FALSE | L | Annual | Allowances Withdrawn (1:1) | Thousand Tons | 0 | 0 | 0 | 0 | 0 | 0 | 0 | 0
Ozone Season NOX Cap TR - AR | 656 | 7743 | Rate Constraint in MTons | FALSE | L | Annual | Allowances Withdrawn (n:1) | Thousand Tons | 0 | 0 | 0 | 0 | 0 | 0 | 0 | 0
Ozone Season NOX Cap TR - AR | 656 | 7743 | Rate Constraint in MTons | FALSE | L | Annual | Net Emissions Allowance Position | Thousand Tons | 10.3836 | 10.2733 | 7.1341 | 2.4195 | 2.1463 | 2.5151 | 2.2184 | 1.9987
Ozone Season NOX Cap TR - AR | 656 | 7743 | Rate Constraint in MTons | FALSE | L | Annual | Fuel Consumed | TBtu | 200.6582 | 214.5812 | 192.2617 | 142.8993 | 136.1353 | 152.9723 | 146.5992 | 151.4875
Ozone Season NOX Cap TR - AR | 656 | 7743 | Rate Constraint in MTons | FALSE | L | Annual | Rate | lb/MMBtu | 0.1035 | 0.095752 | 0.074212 | 0.033863 | 0.031531 | 0.032883 | 0.030265 | 0.026388
Ozone Season NOX Cap TR - AR | 656 | 7743 | Rate Constraint in MTons | FALSE | L | Annual | Generation | TWh | 21.7273 | 23.8581 | 22.9622 | 18.3031 | 17.9068 | 21.0602 | 19.8925 | 19.6848
Ozone Season NOX Cap TR - AR | 656 | 7743 | Rate Constraint in MTons | FALSE | L | Annual | Qualifying Generation | TWh | 21.7273 | 23.8581 | 22.7958 | 18.1625 | 17.4298 | 19.2648 | 18.3933 | 18.814
Ozone Season NOX Cap TR - AR | 656 | 7743 | Rate Constraint in MTons | FALSE | L | Annual | Rate | lb/MWh | 0.95581 | 0.8612 | 0.62591 | 0.26643 | 0.24627 | 0.26111 | 0.24122 | 0.21247
Ozone Season NOX Cap TR - AR | 656 | 7743 | Rate Constraint in MTons | FALSE | L | Annual | Constraint Shadow Price | US2019$/Ton | 0 | 0 | 0 | 0 | 0 | 0 | 0 | 0
Ozone Season NOX Cap TR - IL | 657 | 7744 | Rate Constraint in MTons | FALSE | L | Annual | Seasons Included | Seasons | Summer | Summer | Summer | Summer | Summer | Summer | Summer | Summer
Ozone Season NOX Cap TR - IL | 657 | 7744 | Rate Constraint in MTons | FALSE | L | Annual | Standard NOX | Thousand Tons | 9.044 | 7.762 | 6.032 | 4.901 | 4.901 | 4.901 | 4.901 | 4.901
Ozone Season NOX Cap TR - IL | 657 | 7744 | Rate Constraint in MTons | FALSE | L | Annual | Emissions at Affected Plants NOX | Thousand Tons | 5.5982 | 3.7938 | 2.9822 | 2.7983 | 2.1547 | 2.0755 | 0.15488 | 0.04362
Ozone Season NOX Cap TR - IL | 657 | 7744 | Rate Constraint in MTons | FALSE | L | Annual | Allowances Purchased NOX | Thousand Tons | 0 | 0 | 0 | 0 | 0 | 0 | 0 | 0
Ozone Season NOX Cap TR - IL | 657 | 7744 | Rate Constraint in MTons | FALSE | L | Annual | Allowances Sold NOX | Thousand Tons | 0 | 0 | 0 | 0 | 0 | 0 | 0 | 0
Ozone Season NOX Cap TR - IL | 657 | 7744 | Rate Constraint in MTons | FALSE | L | Annual | Allowances Banked | Thousand Tons | 0 | 0 | 0 | 0 | 0 | 0 | 0 | 0
Ozone Season NOX Cap TR - IL | 657 | 7744 | Rate Constraint in MTons | FALSE | L | Annual | Allowances Withdrawn (1:1) | Thousand Tons | 0 | 0 | 0 | 0 | 0 | 0 | 0 | 0
Ozone Season NOX Cap TR - IL | 657 | 7744 | Rate Constraint in MTons | FALSE | L | Annual | Allowances Withdrawn (n:1) | Thousand Tons | 0 | 0 | 0 | 0 | 0 | 0 | 0 | 0
Ozone Season NOX Cap TR - IL | 657 | 7744 | Rate Constraint in MTons | FALSE | L | Annual | Net Emissions Allowance Position | Thousand Tons | 5.5982 | 3.7938 | 2.9822 | 2.7983 | 2.1547 | 2.0755 | 0.15488 | 0.04362
Ozone Season NOX Cap TR - IL | 657 | 7744 | Rate Constraint in MTons | FALSE | L | Annual | Fuel Consumed | TBtu | 196.074 | 162.335 | 182.4265 | 177.9128 | 134.7148 | 127.5858 | 8.0178 | 3.1405
Ozone Season NOX Cap TR - IL | 657 | 7744 | Rate Constraint in MTons | FALSE | L | Annual | Rate | lb/MMBtu | 0.057103 | 0.04674 | 0.032694 | 0.031457 | 0.031989 | 0.032536 | 0.038633 | 0.027779
Ozone Season NOX Cap TR - IL | 657 | 7744 | Rate Constraint in MTons | FALSE | L | Annual | Generation | TWh | 22.1178 | 19.8092 | 25.168 | 29.6913 | 27.2425 | 28.7907 | 16.9087 | 20.485
Ozone Season NOX Cap TR - IL | 657 | 7744 | Rate Constraint in MTons | FALSE | L | Annual | Qualifying Generation | TWh | 22.1178 | 19.8092 | 23.2796 | 22.8119 | 17.547 | 16.6383 | 0.77605 | 0.3252
Ozone Season NOX Cap TR - IL | 657 | 7744 | Rate Constraint in MTons | FALSE | L | Annual | Rate | lb/MWh | 0.50621 | 0.38303 | 0.2562 | 0.24534 | 0.24559 | 0.24949 | 0.39914 | 0.26826
Ozone Season NOX Cap TR - IL | 657 | 7744 | Rate Constraint in MTons | FALSE | L | Annual | Constraint Shadow Price | US2019$/Ton | 0 | 0 | 0 | 0 | 0 | 0 | 0 | 0
Ozone Season NOX Cap TR - IN | 658 | 7745 | Rate Constraint in MTons | FALSE | L | Annual | Seasons Included | Seasons | Summer | Summer | Summer | Summer | Summer | Summer | Summer | Summer
Ozone Season NOX Cap TR - IN | 658 | 7745 | Rate Constraint in MTons | FALSE | L | Annual | Standard NOX | Thousand Tons | 15.052 | 11.686 | 11.686 | 7.631 | 7.631 | 7.631 | 7.631 | 7.631
Ozone Season NOX Cap TR - IN | 658 | 7745 | Rate Constraint in MTons | FALSE | L | Annual | Emissions at Affected Plants NOX | Thousand Tons | 15.052 | 11.686 | 9.4847 | 5.9291 | 5.5293 | 4.4015 | 4.0703 | 1.8768
Ozone Season NOX Cap TR - IN | 658 | 7745 | Rate Constraint in MTons | FALSE | L | Annual | Allowances Purchased NOX | Thousand Tons | 0 | 0 | 0 | 0 | 0 | 0 | 0 | 0
Ozone Season NOX Cap TR - IN | 658 | 7745 | Rate Constraint in MTons | FALSE | L | Annual | Allowances Sold NOX | Thousand Tons | 0 | 0 | 0 | 0 | 0 | 0 | 0 | 0
Ozone Season NOX Cap TR - IN | 658 | 7745 | Rate Constraint in MTons | FALSE | L | Annual | Allowances Banked | Thousand Tons | 0 | 0 | 0 | 0 | 0 | 0 | 0 | 0
Ozone Season NOX Cap TR - IN | 658 | 7745 | Rate Constraint in MTons | FALSE | L | Annual | Allowances Withdrawn (1:1) | Thousand Tons | 0 | 0 | 0 | 0 | 0 | 0 | 0 | 0
Ozone Season NOX Cap TR - IN | 658 | 7745 | Rate Constraint in MTons | FALSE | L | Annual | Allowances Withdrawn (n:1) | Thousand Tons | 0 | 0 | 0 | 0 | 0 | 0 | 0 | 0
Ozone Season NOX Cap TR - IN | 658 | 7745 | Rate Constraint in MTons | FALSE | L | Annual | Net Emissions Allowance Position | Thousand Tons | 15.052 | 11.686 | 9.4847 | 5.9291 | 5.5293 | 4.4015 | 4.0703 | 1.8768
Ozone Season NOX Cap TR - IN | 658 | 7745 | Rate Constraint in MTons | FALSE | L | Annual | Fuel Consumed | TBtu | 360.7017 | 293.4191 | 264.5144 | 260.196 | 281.0355 | 310.7243 | 332.7523 | 267.3462
Ozone Season NOX Cap TR - IN | 658 | 7745 | Rate Constraint in MTons | FALSE | L | Annual | Rate | lb/MMBtu | 0.08346 | 0.079654 | 0.071714 | 0.045574 | 0.039349 | 0.02833 | 0.024464 | 0.01404
Ozone Season NOX Cap TR - IN | 658 | 7745 | Rate Constraint in MTons | FALSE | L | Annual | Generation | TWh | 36.4931 | 30.7788 | 28.8509 | 28.6101 | 34.965 | 48.1189 | 62.1437 | 58.2127
Ozone Season NOX Cap TR - IN | 658 | 7745 | Rate Constraint in MTons | FALSE | L | Annual | Qualifying Generation | TWh | 36.4931 | 30.7788 | 28.7393 | 28.3498 | 32.3601 | 39.4726 | 43.0485 | 36.5349
Ozone Season NOX Cap TR - IN | 658 | 7745 | Rate Constraint in MTons | FALSE | L | Annual | Rate | lb/MWh | 0.82492 | 0.75935 | 0.66005 | 0.41828 | 0.34174 | 0.22301 | 0.1891 | 0.10274
Ozone Season NOX Cap TR - IN | 658 | 7745 | Rate Constraint in MTons | FALSE | L | Annual | Constraint Shadow Price | US2019$/Ton | 1276.194 | 690.6796 | 0 | 0 | 0 | 0 | 0 | 0
Ozone Season NOX Cap TR - KY | 659 | 7746 | Rate Constraint in MTons | FALSE | L | Annual | Seasons Included | Seasons | Summer | Summer | Summer | Summer | Summer | Summer | Summer | Summer
Ozone Season NOX Cap TR - KY | 659 | 7746 | Rate Constraint in MTons | FALSE | L | Annual | Standard NOX | Thousand Tons | 15.977 | 15.143 | 15.143 | 9.291 | 9.291 | 9.291 | 9.291 | 9.291
Ozone Season NOX Cap TR - KY | 659 | 7746 | Rate Constraint in MTons | FALSE | L | Annual | Emissions at Affected Plants NOX | Thousand Tons | 11.9723 | 11.1502 | 9.9594 | 5.0149 | 4.626 | 4.9569 | 3.6634 | 2.6174
Ozone Season NOX Cap TR - KY | 659 | 7746 | Rate Constraint in MTons | FALSE | L | Annual | Allowances Purchased NOX | Thousand Tons | 0 | 0 | 0 | 0 | 0 | 0 | 0 | 0
Ozone Season NOX Cap TR - KY | 659 | 7746 | Rate Constraint in MTons | FALSE | L | Annual | Allowances Sold NOX | Thousand Tons | 0 | 0 | 0 | 0 | 0 | 0 | 0 | 0
Ozone Season NOX Cap TR - KY | 659 | 7746 | Rate Constraint in MTons | FALSE | L | Annual | Allowances Banked | Thousand Tons | 0 | 0 | 0 | 0 | 0 | 0 | 0 | 0
Ozone Season NOX Cap TR - KY | 659 | 7746 | Rate Constraint in MTons | FALSE | L | Annual | Allowances Withdrawn (1:1) | Thousand Tons | 0 | 0 | 0 | 0 | 0 | 0 | 0 | 0
Ozone Season NOX Cap TR - KY | 659 | 7746 | Rate Constraint in MTons | FALSE | L | Annual | Allowances Withdrawn (n:1) | Thousand Tons | 0 | 0 | 0 | 0 | 0 | 0 | 0 | 0
Ozone Season NOX Cap TR - KY | 659 | 7746 | Rate Constraint in MTons | FALSE | L | Annual | Net Emissions Allowance Position | Thousand Tons | 11.9723 | 11.1502 | 9.9594 | 5.0149 | 4.626 | 4.9569 | 3.6634 | 2.6174
Ozone Season NOX Cap TR - KY | 659 | 7746 | Rate Constraint in MTons | FALSE | L | Annual | Fuel Consumed | TBtu | 246.2822 | 244.4259 | 231.7012 | 194.217 | 222.3281 | 246.7113 | 231.1571 | 221.7577
Ozone Season NOX Cap TR - KY | 659 | 7746 | Rate Constraint in MTons | FALSE | L | Annual | Rate | lb/MMBtu | 0.097224 | 0.091236 | 0.085968 | 0.051642 | 0.041614 | 0.040183 | 0.031696 | 0.023606
Ozone Season NOX Cap TR - KY | 659 | 7746 | Rate Constraint in MTons | FALSE | L | Annual | Generation | TWh | 24.7928 | 24.9401 | 26.4545 | 25.4339 | 38.9362 | 60.5839 | 76.4615 | 85.1363
Ozone Season NOX Cap TR - KY | 659 | 7746 | Rate Constraint in MTons | FALSE | L | Annual | Qualifying Generation | TWh | 24.7928 | 24.9401 | 23.8081 | 20.5068 | 25.9407 | 29.1373 | 29.4683 | 30.3212
Ozone Season NOX Cap TR - KY | 659 | 7746 | Rate Constraint in MTons | FALSE | L | Annual | Rate | lb/MWh | 0.96579 | 0.89416 | 0.83664 | 0.4891 | 0.35666 | 0.34024 | 0.24863 | 0.17265
Ozone Season NOX Cap TR - KY | 659 | 7746 | Rate Constraint in MTons | FALSE | L | Annual | Constraint Shadow Price | US2019$/Ton | 0 | 0 | 0 | 0 | 0 | 0 | 0 | 0
Ozone Season NOX Cap TR - LA | 660 | 7747 | Rate Constraint in MTons | FALSE | L | Annual | Seasons Included | Seasons | Summer | Summer | Summer | Summer | Summer | Summer | Summer | Summer
Ozone Season NOX Cap TR - LA | 660 | 7747 | Rate Constraint in MTons | FALSE | L | Annual | Standard NOX | Thousand Tons | 11.267 | 10.997 | 8.088 | 3.592 | 3.592 | 3.592 | 3.592 | 3.592
Ozone Season NOX Cap TR - LA | 660 | 7747 | Rate Constraint in MTons | FALSE | L | Annual | Emissions at Affected Plants NOX | Thousand Tons | 10.6577 | 7.1138 | 8.088 | 3.592 | 3.592 | 3.592 | 3.592 | 3.592
Ozone Season NOX Cap TR - LA | 660 | 7747 | Rate Constraint in MTons | FALSE | L | Annual | Allowances Purchased NOX | Thousand Tons | 0 | 0 | 0 | 0 | 0 | 0 | 0 | 0
Ozone Season NOX Cap TR - LA | 660 | 7747 | Rate Constraint in MTons | FALSE | L | Annual | Allowances Sold NOX | Thousand Tons | 0 | 0 | 0 | 0 | 0 | 0 | 0 | 0
Ozone Season NOX Cap TR - LA | 660 | 7747 | Rate Constraint in MTons | FALSE | L | Annual | Allowances Banked | Thousand Tons | 0 | 0 | 0 | 0 | 0 | 0 | 0 | 0
Ozone Season NOX Cap TR - LA | 660 | 7747 | Rate Constraint in MTons | FALSE | L | Annual | Allowances Withdrawn (1:1) | Thousand Tons | 0 | 0 | 0 | 0 | 0 | 0 | 0 | 0
Ozone Season NOX Cap TR - LA | 660 | 7747 | Rate Constraint in MTons | FALSE | L | Annual | Allowances Withdrawn (n:1) | Thousand Tons | 0 | 0 | 0 | 0 | 0 | 0 | 0 | 0
Ozone Season NOX Cap TR - LA | 660 | 7747 | Rate Constraint in MTons | FALSE | L | Annual | Net Emissions Allowance Position | Thousand Tons | 10.6577 | 7.1138 | 8.088 | 3.592 | 3.592 | 3.592 | 3.592 | 3.592
Ozone Season NOX Cap TR - LA | 660 | 7747 | Rate Constraint in MTons | FALSE | L | Annual | Fuel Consumed | TBtu | 257.4777 | 247.9636 | 284.5317 | 219.7274 | 319.3346 | 338.3766 | 345.5686 | 378.141
Ozone Season NOX Cap TR - LA | 660 | 7747 | Rate Constraint in MTons | FALSE | L | Annual | Rate | lb/MMBtu | 0.082785 | 0.057378 | 0.056851 | 0.032695 | 0.022497 | 0.021231 | 0.020789 | 0.018998
Ozone Season NOX Cap TR - LA | 660 | 7747 | Rate Constraint in MTons | FALSE | L | Annual | Generation | TWh | 30.5529 | 31.9586 | 37.02 | 29.8362 | 44.9576 | 49.4026 | 50.7522 | 55.6142
Ozone Season NOX Cap TR - LA | 660 | 7747 | Rate Constraint in MTons | FALSE | L | Annual | Qualifying Generation | TWh | 30.5529 | 31.9586 | 36.8409 | 29.6849 | 44.4442 | 47.4702 | 49.1387 | 54.6778
Ozone Season NOX Cap TR - LA | 660 | 7747 | Rate Constraint in MTons | FALSE | L | Annual | Rate | lb/MWh | 0.69765 | 0.44519 | 0.43908 | 0.24201 | 0.16164 | 0.15134 | 0.1462 | 0.13139
Ozone Season NOX Cap TR - LA | 660 | 7747 | Rate Constraint in MTons | FALSE | L | Annual | Constraint Shadow Price | US2019$/Ton | 0 | 0 | 106.5847 | 56602.0941 | 1273.2549 | 1124.5944 | 998.6932 | 763.8286
Ozone Season NOX Cap TR - MD | 661 | 7748 | Rate Constraint in MTons | FALSE | L | Annual | Seasons Included | Seasons | Summer | Summer | Summer | Summer | Summer | Summer | Summer | Summer
Ozone Season NOX Cap TR - MD | 661 | 7748 | Rate Constraint in MTons | FALSE | L | Annual | Standard NOX | Thousand Tons | 1.46 | 0.717 | 0.717 | 0.717 | 0.717 | 0.717 | 0.717 | 0.717
Ozone Season NOX Cap TR - MD | 661 | 7748 | Rate Constraint in MTons | FALSE | L | Annual | Emissions at Affected Plants NOX | Thousand Tons | 0.49828 | 0.25145 | 0.38397 | 0.35715 | 0.36538 | 0.58738 | 0.68336 | 0.62456
Ozone Season NOX Cap TR - MD | 661 | 7748 | Rate Constraint in MTons | FALSE | L | Annual | Allowances Purchased NOX | Thousand Tons | 0 | 0 | 0 | 0 | 0 | 0 | 0 | 0
Ozone Season NOX Cap TR - MD | 661 | 7748 | Rate Constraint in MTons | FALSE | L | Annual | Allowances Sold NOX | Thousand Tons | 0 | 0 | 0 | 0 | 0 | 0 | 0 | 0
Ozone Season NOX Cap TR - MD | 661 | 7748 | Rate Constraint in MTons | FALSE | L | Annual | Allowances Banked | Thousand Tons | 0 | 0 | 0 | 0 | 0 | 0 | 0 | 0
Ozone Season NOX Cap TR - MD | 661 | 7748 | Rate Constraint in MTons | FALSE | L | Annual | Allowances Withdrawn (1:1) | Thousand Tons | 0 | 0 | 0 | 0 | 0 | 0 | 0 | 0
Ozone Season NOX Cap TR - MD | 661 | 7748 | Rate Constraint in MTons | FALSE | L | Annual | Allowances Withdrawn (n:1) | Thousand Tons | 0 | 0 | 0 | 0 | 0 | 0 | 0 | 0
Ozone Season NOX Cap TR - MD | 661 | 7748 | Rate Constraint in MTons | FALSE | L | Annual | Net Emissions Allowance Position | Thousand Tons | 0.49828 | 0.25145 | 0.38397 | 0.35715 | 0.36538 | 0.58738 | 0.68336 | 0.62456
Ozone Season NOX Cap TR - MD | 661 | 7748 | Rate Constraint in MTons | FALSE | L | Annual | Fuel Consumed | TBtu | 57.7832 | 64.5349 | 85.6609 | 82.4351 | 84.692 | 102.2265 | 105.4639 | 111.8329
Ozone Season NOX Cap TR - MD | 661 | 7748 | Rate Constraint in MTons | FALSE | L | Annual | Rate | lb/MMBtu | 0.017246 | 0.0077926 | 0.008965 | 0.0086651 | 0.0086285 | 0.011492 | 0.012959 | 0.011169
Ozone Season NOX Cap TR - MD | 661 | 7748 | Rate Constraint in MTons | FALSE | L | Annual | Generation | TWh | 7.7597 | 8.7424 | 11.3655 | 11.022 | 11.2683 | 13.8905 | 14.786 | 45.1319
Ozone Season NOX Cap TR - MD | 661 | 7748 | Rate Constraint in MTons | FALSE | L | Annual | Qualifying Generation | TWh | 7.7584 | 8.7385 | 11.3582 | 11.0157 | 11.2612 | 13.2009 | 13.563 | 14.5332
Ozone Season NOX Cap TR - MD | 661 | 7748 | Rate Constraint in MTons | FALSE | L | Annual | Rate | lb/MWh | 0.12845 | 0.057549 | 0.067612 | 0.064845 | 0.064893 | 0.088991 | 0.10077 | 0.085949
Ozone Season NOX Cap TR - MD | 661 | 7748 | Rate Constraint in MTons | FALSE | L | Annual | Constraint Shadow Price | US2019$/Ton | 0 | 0 | 0 | 0 | 0 | 0 | 0 | 0
Ozone Season NOX Cap TR - MI | 662 | 7749 | Rate Constraint in MTons | FALSE | L | Annual | Seasons Included | Seasons | Summer | Summer | Summer | Summer | Summer | Summer | Summer | Summer
Ozone Season NOX Cap TR - MI | 662 | 7749 | Rate Constraint in MTons | FALSE | L | Annual | Standard NOX | Thousand Tons | 12.433 | 10.437 | 10.437 | 6.886 | 6.886 | 6.886 | 6.886 | 6.886
Ozone Season NOX Cap TR - MI | 662 | 7749 | Rate Constraint in MTons | FALSE | L | Annual | Emissions at Affected Plants NOX | Thousand Tons | 10.2813 | 9.7009 | 9.2318 | 6.4225 | 6.7654 | 3.9364 | 3.9612 | 4.019
Ozone Season NOX Cap TR - MI | 662 | 7749 | Rate Constraint in MTons | FALSE | L | Annual | Allowances Purchased NOX | Thousand Tons | 0 | 0 | 0 | 0 | 0 | 0 | 0 | 0
Ozone Season NOX Cap TR - MI | 662 | 7749 | Rate Constraint in MTons | FALSE | L | Annual | Allowances Sold NOX | Thousand Tons | 0 | 0 | 0 | 0 | 0 | 0 | 0 | 0
Ozone Season NOX Cap TR - MI | 662 | 7749 | Rate Constraint in MTons | FALSE | L | Annual | Allowances Banked | Thousand Tons | 0 | 0 | 0 | 0 | 0 | 0 | 0 | 0
Ozone Season NOX Cap TR - MI | 662 | 7749 | Rate Constraint in MTons | FALSE | L | Annual | Allowances Withdrawn (1:1) | Thousand Tons | 0 | 0 | 0 | 0 | 0 | 0 | 0 | 0
Ozone Season NOX Cap TR - MI | 662 | 7749 | Rate Constraint in MTons | FALSE | L | Annual | Allowances Withdrawn (n:1) | Thousand Tons | 0 | 0 | 0 | 0 | 0 | 0 | 0 | 0
Ozone Season NOX Cap TR - MI | 662 | 7749 | Rate Constraint in MTons | FALSE | L | Annual | Net Emissions Allowance Position | Thousand Tons | 10.2813 | 9.7009 | 9.2318 | 6.4225 | 6.7654 | 3.9364 | 3.9612 | 4.019
Ozone Season NOX Cap TR - MI | 662 | 7749 | Rate Constraint in MTons | FALSE | L | Annual | Fuel Consumed | TBtu | 302.5847 | 281.8308 | 280.1809 | 248.7587 | 261.7463 | 175.3023 | 179.8478 | 195.6547
Ozone Season NOX Cap TR - MI | 662 | 7749 | Rate Constraint in MTons | FALSE | L | Annual | Rate | lb/MMBtu | 0.067957 | 0.068842 | 0.065899 | 0.051636 | 0.051694 | 0.04491 | 0.04405 | 0.041082
Ozone Season NOX Cap TR - MI | 662 | 7749 | Rate Constraint in MTons | FALSE | L | Annual | Generation | TWh | 35.2138 | 34.1427 | 35.5861 | 32.8572 | 37.078 | 34.5971 | 46.7762 | 51.6917
Ozone Season NOX Cap TR - MI | 662 | 7749 | Rate Constraint in MTons | FALSE | L | Annual | Qualifying Generation | TWh | 35.2138 | 34.1427 | 34.5324 | 31.504 | 32.7737 | 24.1719 | 24.845 | 26.8818
Ozone Season NOX Cap TR - MI | 662 | 7749 | Rate Constraint in MTons | FALSE | L | Annual | Rate | lb/MWh | 0.58394 | 0.56825 | 0.53467 | 0.40773 | 0.41285 | 0.3257 | 0.31887 | 0.29901
Ozone Season NOX Cap TR - MI | 662 | 7749 | Rate Constraint in MTons | FALSE | L | Annual | Constraint Shadow Price | US2019$/Ton | 0 | 0 | 0 | 0 | 0 | 0 | 0 | 0
Ozone Season NOX Cap TR - MN | 663 | 7750 | Rate Constraint in MTons | FALSE | L | Annual | Seasons Included | Seasons | Summer | Summer | Summer | Summer | Summer | Summer | Summer | Summer
Ozone Season NOX Cap TR - MN | 663 | 7750 | Rate Constraint in MTons | FALSE | L | Annual | Standard NOX | Thousand Tons | 6.66 | 3.515 | 3.515 | 2.012 | 2.012 | 2.012 | 2.012 | 2.012
Ozone Season NOX Cap TR - MN | 663 | 7750 | Rate Constraint in MTons | FALSE | L | Annual | Emissions at Affected Plants NOX | Thousand Tons | 5.5008 | 3.515 | 2.7737 | 1.3374 | 0.69258 | 0.53026 | 0.50552 | 0.4624
Ozone Season NOX Cap TR - MN | 663 | 7750 | Rate Constraint in MTons | FALSE | L | Annual | Allowances Purchased NOX | Thousand Tons | 0 | 0 | 0 | 0 | 0 | 0 | 0 | 0
Ozone Season NOX Cap TR - MN | 663 | 7750 | Rate Constraint in MTons | FALSE | L | Annual | Allowances Sold NOX | Thousand Tons | 0 | 0 | 0 | 0 | 0 | 0 | 0 | 0
Ozone Season NOX Cap TR - MN | 663 | 7750 | Rate Constraint in MTons | FALSE | L | Annual | Allowances Banked | Thousand Tons | 0 | 0 | 0 | 0 | 0 | 0 | 0 | 0
Ozone Season NOX Cap TR - MN | 663 | 7750 | Rate Constraint in MTons | FALSE | L | Annual | Allowances Withdrawn (1:1) | Thousand Tons | 0 | 0 | 0 | 0 | 0 | 0 | 0 | 0
Ozone Season NOX Cap TR - MN | 663 | 7750 | Rate Constraint in MTons | FALSE | L | Annual | Allowances Withdrawn (n:1) | Thousand Tons | 0 | 0 | 0 | 0 | 0 | 0 | 0 | 0
Ozone Season NOX Cap TR - MN | 663 | 7750 | Rate Constraint in MTons | FALSE | L | Annual | Net Emissions Allowance Position | Thousand Tons | 5.5008 | 3.515 | 2.7737 | 1.3374 | 0.69258 | 0.53026 | 0.50552 | 0.4624
Ozone Season NOX Cap TR - MN | 663 | 7750 | Rate Constraint in MTons | FALSE | L | Annual | Fuel Consumed | TBtu | 106.7464 | 76.5181 | 85.1998 | 61.3203 | 49.517 | 28.3913 | 26.7169 | 19.7159
Ozone Season NOX Cap TR - MN | 663 | 7750 | Rate Constraint in MTons | FALSE | L | Annual | Rate | lb/MMBtu | 0.10306 | 0.091874 | 0.065111 | 0.043622 | 0.027973 | 0.037354 | 0.037843 | 0.046906
Ozone Season NOX Cap TR - MN | 663 | 7750 | Rate Constraint in MTons | FALSE | L | Annual | Generation | TWh | 10.8098 | 7.9322 | 10.1739 | 7.7804 | 6.6513 | 3.7958 | 3.6867 | 4.8733
Ozone Season NOX Cap TR - MN | 663 | 7750 | Rate Constraint in MTons | FALSE | L | Annual | Qualifying Generation | TWh | 10.8098 | 7.9322 | 9.954 | 7.5706 | 6.4633 | 3.6551 | 3.5367 | 2.5496
Ozone Season NOX Cap TR - MN | 663 | 7750 | Rate Constraint in MTons | FALSE | L | Annual | Rate | lb/MWh | 1.0178 | 0.88626 | 0.55731 | 0.35333 | 0.21431 | 0.29015 | 0.28587 | 0.36272
Ozone Season NOX Cap TR - MN | 663 | 7750 | Rate Constraint in MTons | FALSE | L | Annual | Constraint Shadow Price | US2019$/Ton | 0 | 2162.6691 | 0 | 0 | 0 | 0 | 0 | 0
Ozone Season NOX Cap TR - MO | 664 | 7752 | Rate Constraint in MTons | FALSE | L | Annual | Seasons Included | Seasons | Summer | Summer | Summer | Summer | Summer | Summer | Summer | Summer
Ozone Season NOX Cap TR - MO | 664 | 7752 | Rate Constraint in MTons | FALSE | L | Annual | Standard NOX | Thousand Tons | 15.244 | 13.386 | 13.386 | 8.191 | 8.191 | 8.191 | 8.191 | 8.191
Ozone Season NOX Cap TR - MO | 664 | 7752 | Rate Constraint in MTons | FALSE | L | Annual | Emissions at Affected Plants NOX | Thousand Tons | 14.4398 | 11.9348 | 11.1998 | 7.2204 | 7.3917 | 5.9479 | 5.0535 | 4.658
Ozone Season NOX Cap TR - MO | 664 | 7752 | Rate Constraint in MTons | FALSE | L | Annual | Allowances Purchased NOX | Thousand Tons | 0 | 0 | 0 | 0 | 0 | 0 | 0 | 0
Ozone Season NOX Cap TR - MO | 664 | 7752 | Rate Constraint in MTons | FALSE | L | Annual | Allowances Sold NOX | Thousand Tons | 0 | 0 | 0 | 0 | 0 | 0 | 0 | 0
Ozone Season NOX Cap TR - MO | 664 | 7752 | Rate Constraint in MTons | FALSE | L | Annual | Allowances Banked | Thousand Tons | 0 | 0 | 0 | 0 | 0 | 0 | 0 | 0
Ozone Season NOX Cap TR - MO | 664 | 7752 | Rate Constraint in MTons | FALSE | L | Annual | Allowances Withdrawn (1:1) | Thousand Tons | 0 | 0 | 0 | 0 | 0 | 0 | 0 | 0
Ozone Season NOX Cap TR - MO | 664 | 7752 | Rate Constraint in MTons | FALSE | L | Annual | Allowances Withdrawn (n:1) | Thousand Tons | 0 | 0 | 0 | 0 | 0 | 0 | 0 | 0
Ozone Season NOX Cap TR - MO | 664 | 7752 | Rate Constraint in MTons | FALSE | L | Annual | Net Emissions Allowance Position | Thousand Tons | 14.4398 | 11.9348 | 11.1998 | 7.2204 | 7.3917 | 5.9479 | 5.0535 | 4.658
Ozone Season NOX Cap TR - MO | 664 | 7752 | Rate Constraint in MTons | FALSE | L | Annual | Fuel Consumed | TBtu | 307.54 | 264.4996 | 270.7048 | 276.983 | 295.6033 | 246.6783 | 221.6655 | 180.482
Ozone Season NOX Cap TR - MO | 664 | 7752 | Rate Constraint in MTons | FALSE | L | Annual | Rate | lb/MMBtu | 0.093905 | 0.090244 | 0.082746 | 0.052136 | 0.050011 | 0.048224 | 0.045595 | 0.051618
Ozone Season NOX Cap TR - MO | 664 | 7752 | Rate Constraint in MTons | FALSE | L | Annual | Generation | TWh | 30.3721 | 26.4083 | 28.0236 | 29.0514 | 31.3762 | 29.1793 | 27.087 | 21.5699
Ozone Season NOX Cap TR - MO | 664 | 7752 | Rate Constraint in MTons | FALSE | L | Annual | Qualifying Generation | TWh | 30.3721 | 26.4083 | 27.6652 | 28.5244 | 30.3128 | 25.5548 | 23.2211 | 18.9277
Ozone Season NOX Cap TR - MO | 664 | 7752 | Rate Constraint in MTons | FALSE | L | Annual | Rate | lb/MWh | 0.95086 | 0.90387 | 0.80967 | 0.50626 | 0.4877 | 0.4655 | 0.43525 | 0.49219
Ozone Season NOX Cap TR - MO | 664 | 7752 | Rate Constraint in MTons | FALSE | L | Annual | Constraint Shadow Price | US2019$/Ton | 0 | 0 | 0 | 0 | 0 | 0 | 0 | 0
Ozone Season NOX Cap TR - MS | 665 | 7751 | Rate Constraint in MTons | FALSE | L | Annual | Seasons Included | Seasons | Summer | Summer | Summer | Summer | Summer | Summer | Summer | Summer
Ozone Season NOX Cap TR - MS | 665 | 7751 | Rate Constraint in MTons | FALSE | L | Annual | Standard NOX | Thousand Tons | 6.079 | 5.763 | 3.409 | 1.848 | 1.848 | 1.848 | 1.848 | 1.848
Ozone Season NOX Cap TR - MS | 665 | 7751 | Rate Constraint in MTons | FALSE | L | Annual | Emissions at Affected Plants NOX | Thousand Tons | 3.0674 | 1.3767 | 1.008 | 1.0983 | 1.0085 | 0.97162 | 1.1882 | 0.96882
Ozone Season NOX Cap TR - MS | 665 | 7751 | Rate Constraint in MTons | FALSE | L | Annual | Allowances Purchased NOX | Thousand Tons | 0 | 0 | 0 | 0 | 0 | 0 | 0 | 0
Ozone Season NOX Cap TR - MS | 665 | 7751 | Rate Constraint in MTons | FALSE | L | Annual | Allowances Sold NOX | Thousand Tons | 0 | 0 | 0 | 0 | 0 | 0 | 0 | 0
Ozone Season NOX Cap TR - MS | 665 | 7751 | Rate Constraint in MTons | FALSE | L | Annual | Allowances Banked | Thousand Tons | 0 | 0 | 0 | 0 | 0 | 0 | 0 | 0
Ozone Season NOX Cap TR - MS | 665 | 7751 | Rate Constraint in MTons | FALSE | L | Annual | Allowances Withdrawn (1:1) | Thousand Tons | 0 | 0 | 0 | 0 | 0 | 0 | 0 | 0
Ozone Season NOX Cap TR - MS | 665 | 7751 | Rate Constraint in MTons | FALSE | L | Annual | Allowances Withdrawn (n:1) | Thousand Tons | 0 | 0 | 0 | 0 | 0 | 0 | 0 | 0
Ozone Season NOX Cap TR - MS | 665 | 7751 | Rate Constraint in MTons | FALSE | L | Annual | Net Emissions Allowance Position | Thousand Tons | 3.0674 | 1.3767 | 1.008 | 1.0983 | 1.0085 | 0.97162 | 1.1882 | 0.96882
Ozone Season NOX Cap TR - MS | 665 | 7751 | Rate Constraint in MTons | FALSE | L | Annual | Fuel Consumed | TBtu | 140.8498 | 167.3032 | 187.6056 | 203.1551 | 188.1138 | 181.5844 | 180.2576 | 181.554
Ozone Season NOX Cap TR - MS | 665 | 7751 | Rate Constraint in MTons | FALSE | L | Annual | Rate | lb/MMBtu | 0.043556 | 0.016457 | 0.010745 | 0.010813 | 0.010722 | 0.010702 | 0.013184 | 0.010673
Ozone Season NOX Cap TR - MS | 665 | 7751 | Rate Constraint in MTons | FALSE | L | Annual | Generation | TWh | 17.678 | 22.7053 | 26.4168 | 29.8649 | 29.0187 | 36.8388 | 45.553 | 59.1893
Ozone Season NOX Cap TR - MS | 665 | 7751 | Rate Constraint in MTons | FALSE | L | Annual | Qualifying Generation | TWh | 17.678 | 22.7053 | 25.5657 | 27.1369 | 25.5357 | 25.003 | 24.8118 | 25.3943
Ozone Season NOX Cap TR - MS | 665 | 7751 | Rate Constraint in MTons | FALSE | L | Annual | Rate | lb/MWh | 0.34703 | 0.12126 | 0.078852 | 0.080948 | 0.078985 | 0.07772 | 0.095778 | 0.076302
Ozone Season NOX Cap TR - MS | 665 | 7751 | Rate Constraint in MTons | FALSE | L | Annual | Constraint Shadow Price | US2019$/Ton | 0 | 0 | 0 | 0 | 0 | 0 | 0 | 0
Ozone Season NOX Cap TR - NJ | 666 | 7754 | Rate Constraint in MTons | FALSE | L | Annual | Seasons Included | Seasons | Summer | Summer | Summer | Summer | Summer | Summer | Summer | Summer
Ozone Season NOX Cap TR - NJ | 666 | 7754 | Rate Constraint in MTons | FALSE | L | Annual | Standard NOX | Thousand Tons | 0.93 | 0.93 | 0.93 | 0.93 | 0.93 | 0.93 | 0.93 | 0.93
Ozone Season NOX Cap TR - NJ | 666 | 7754 | Rate Constraint in MTons | FALSE | L | Annual | Emissions at Affected Plants NOX | Thousand Tons | 0.55771 | 0.62191 | 0.93 | 0.93 | 0.93 | 0.93 | 0.93 | 0.93
Ozone Season NOX Cap TR - NJ | 666 | 7754 | Rate Constraint in MTons | FALSE | L | Annual | Allowances Purchased NOX | Thousand Tons | 0 | 0 | 0 | 0 | 0 | 0 | 0 | 0
Ozone Season NOX Cap TR - NJ | 666 | 7754 | Rate Constraint in MTons | FALSE | L | Annual | Allowances Sold NOX | Thousand Tons | 0 | 0 | 0 | 0 | 0 | 0 | 0 | 0
Ozone Season NOX Cap TR - NJ | 666 | 7754 | Rate Constraint in MTons | FALSE | L | Annual | Allowances Banked | Thousand Tons | 0 | 0 | 0 | 0 | 0 | 0 | 0 | 0
Ozone Season NOX Cap TR - NJ | 666 | 7754 | Rate Constraint in MTons | FALSE | L | Annual | Allowances Withdrawn (1:1) | Thousand Tons | 0 | 0 | 0 | 0 | 0 | 0 | 0 | 0
Ozone Season NOX Cap TR - NJ | 666 | 7754 | Rate Constraint in MTons | FALSE | L | Annual | Allowances Withdrawn (n:1) | Thousand Tons | 0 | 0 | 0 | 0 | 0 | 0 | 0 | 0
Ozone Season NOX Cap TR - NJ | 666 | 7754 | Rate Constraint in MTons | FALSE | L | Annual | Net Emissions Allowance Position | Thousand Tons | 0.55771 | 0.62191 | 0.93 | 0.93 | 0.93 | 0.93 | 0.93 | 0.93
Ozone Season NOX Cap TR - NJ | 666 | 7754 | Rate Constraint in MTons | FALSE | L | Annual | Fuel Consumed | TBtu | 94.1226 | 105.2801 | 154.0462 | 160.3099 | 158.2839 | 163.9739 | 165.2652 | 167.8356
Ozone Season NOX Cap TR - NJ | 666 | 7754 | Rate Constraint in MTons | FALSE | L | Annual | Rate | lb/MMBtu | 0.011851 | 0.011814 | 0.012074 | 0.011603 | 0.011751 | 0.011343 | 0.011255 | 0.011082
Ozone Season NOX Cap TR - NJ | 666 | 7754 | Rate Constraint in MTons | FALSE | L | Annual | Generation | TWh | 13.6787 | 15.2503 | 21.8561 | 22.7301 | 22.3807 | 22.9466 | 23.2135 | 24.318
Ozone Season NOX Cap TR - NJ | 666 | 7754 | Rate Constraint in MTons | FALSE | L | Annual | Qualifying Generation | TWh | 13.4255 | 14.9709 | 21.5307 | 22.4199 | 22.2152 | 22.9286 | 23.0862 | 23.352
Ozone Season NOX Cap TR - NJ | 666 | 7754 | Rate Constraint in MTons | FALSE | L | Annual | Rate | lb/MWh | 0.083083 | 0.083082 | 0.086388 | 0.082962 | 0.083726 | 0.081121 | 0.080567 | 0.079651
Ozone Season NOX Cap TR - NJ | 666 | 7754 | Rate Constraint in MTons | FALSE | L | Annual | Constraint Shadow Price | US2019$/Ton | 0 | 0 | 5901.8724 | 5865.423 | 3094.3618 | 12663.6467 | 15547.3258 | 13020.5562
Ozone Season NOX Cap TR - NV | 667 | 7753 | Rate Constraint in MTons | FALSE | L | Annual | Seasons Included | Seasons | Summer | Summer | Summer | Summer | Summer | Summer | Summer | Summer
Ozone Season NOX Cap TR - NV | 667 | 7753 | Rate Constraint in MTons | FALSE | L | Annual | Standard NOX | Thousand Tons | 2.894 | 1.271 | 1.271 | 0.989 | 0.989 | 0.989 | 0.989 | 0.989
Ozone Season NOX Cap TR - NV | 667 | 7753 | Rate Constraint in MTons | FALSE | L | Annual | Emissions at Affected Plants NOX | Thousand Tons | 2.894 | 0.44867 | 0.53235 | 0.57158 | 0.54047 | 0.58802 | 0.50624 | 0.22476
Ozone Season NOX Cap TR - NV | 667 | 7753 | Rate Constraint in MTons | FALSE | L | Annual | Allowances Purchased NOX | Thousand Tons | 0 | 0 | 0 | 0 | 0 | 0 | 0 | 0
Ozone Season NOX Cap TR - NV | 667 | 7753 | Rate Constraint in MTons | FALSE | L | Annual | Allowances Sold NOX | Thousand Tons | 0 | 0 | 0 | 0 | 0 | 0 | 0 | 0
Ozone Season NOX Cap TR - NV | 667 | 7753 | Rate Constraint in MTons | FALSE | L | Annual | Allowances Banked | Thousand Tons | 0 | 0 | 0 | 0 | 0 | 0 | 0 | 0
Ozone Season NOX Cap TR - NV | 667 | 7753 | Rate Constraint in MTons | FALSE | L | Annual | Allowances Withdrawn (1:1) | Thousand Tons | 0 | 0 | 0 | 0 | 0 | 0 | 0 | 0
Ozone Season NOX Cap TR - NV | 667 | 7753 | Rate Constraint in MTons | FALSE | L | Annual | Allowances Withdrawn (n:1) | Thousand Tons | 0 | 0 | 0 | 0 | 0 | 0 | 0 | 0
Ozone Season NOX Cap TR - NV | 667 | 7753 | Rate Constraint in MTons | FALSE | L | Annual | Net Emissions Allowance Position | Thousand Tons | 2.894 | 0.44867 | 0.53235 | 0.57158 | 0.54047 | 0.58802 | 0.50624 | 0.22476
Ozone Season NOX Cap TR - NV | 667 | 7753 | Rate Constraint in MTons | FALSE | L | Annual | Fuel Consumed | TBtu | 73.1955 | 59.1289 | 63.0632 | 71.4867 | 70.7306 | 73.7488 | 78.467 | 13.4414
Ozone Season NOX Cap TR - NV | 667 | 7753 | Rate Constraint in MTons | FALSE | L | Annual | Rate | lb/MMBtu | 0.079076 | 0.015176 | 0.016883 | 0.015991 | 0.015283 | 0.015947 | 0.012903 | 0.033443
Ozone Season NOX Cap TR - NV | 667 | 7753 | Rate Constraint in MTons | FALSE | L | Annual | Generation | TWh | 9.2392 | 7.9684 | 8.3776 | 9.3511 | 9.3051 | 9.6102 | 10.298 | 1.5037
Ozone Season NOX Cap TR - NV | 667 | 7753 | Rate Constraint in MTons | FALSE | L | Annual | Qualifying Generation | TWh | 9.2392 | 7.9684 | 8.3776 | 9.3495 | 9.3035 | 9.6086 | 10.2949 | 1.5033
Ozone Season NOX Cap TR - NV | 667 | 7753 | Rate Constraint in MTons | FALSE | L | Annual | Rate | lb/MWh | 0.62646 | 0.11261 | 0.12709 | 0.12227 | 0.11619 | 0.12239 | 0.098348 | 0.29902
Ozone Season NOX Cap TR - NV | 667 | 7753 | Rate Constraint in MTons | FALSE | L | Annual | Constraint Shadow Price | US2019$/Ton | 2956.893 | 0 | 0 | 0 | 0 | 0 | 0 | 0
Ozone Season NOX Cap TR - NY | 668 | 7755 | Rate Constraint in MTons | FALSE | L | Annual | Seasons Included | Seasons | Summer | Summer | Summer | Summer | Summer | Summer | Summer | Summer
Ozone Season NOX Cap TR - NY | 668 | 7755 | Rate Constraint in MTons | FALSE | L | Annual | Standard NOX | Thousand Tons | 4.668 | 4.668 | 4.668 | 4.033 | 4.033 | 4.033 | 4.033 | 4.033
Ozone Season NOX Cap TR - NY | 668 | 7755 | Rate Constraint in MTons | FALSE | L | Annual | Emissions at Affected Plants NOX | Thousand Tons | 2.2205 | 2.0132 | 2.1695 | 1.9096 | 1.4458 | 0.33151 | 0.33498 | 0.35738
Ozone Season NOX Cap TR - NY | 668 | 7755 | Rate Constraint in MTons | FALSE | L | Annual | Allowances Purchased NOX | Thousand Tons | 0 | 0 | 0 | 0 | 0 | 0 | 0 | 0
Ozone Season NOX Cap TR - NY | 668 | 7755 | Rate Constraint in MTons | FALSE | L | Annual | Allowances Sold NOX | Thousand Tons | 0 | 0 | 0 | 0 | 0 | 0 | 0 | 0
Ozone Season NOX Cap TR - NY | 668 | 7755 | Rate Constraint in MTons | FALSE | L | Annual | Allowances Banked | Thousand Tons | 0 | 0 | 0 | 0 | 0 | 0 | 0 | 0
Ozone Season NOX Cap TR - NY | 668 | 7755 | Rate Constraint in MTons | FALSE | L | Annual | Allowances Withdrawn (1:1) | Thousand Tons | 0 | 0 | 0 | 0 | 0 | 0 | 0 | 0
Ozone Season NOX Cap TR - NY | 668 | 7755 | Rate Constraint in MTons | FALSE | L | Annual | Allowances Withdrawn (n:1) | Thousand Tons | 0 | 0 | 0 | 0 | 0 | 0 | 0 | 0
Ozone Season NOX Cap TR - NY | 668 | 7755 | Rate Constraint in MTons | FALSE | L | Annual | Net Emissions Allowance Position | Thousand Tons | 2.2205 | 2.0132 | 2.1695 | 1.9096 | 1.4458 | 0.33151 | 0.33498 | 0.35738
Ozone Season NOX Cap TR - NY | 668 | 7755 | Rate Constraint in MTons | FALSE | L | Annual | Fuel Consumed | TBtu | 217.4489 | 206.993 | 218.6867 | 204.1675 | 185.352 | 51.8598 | 54.3892 | 57.0862
Ozone Season NOX Cap TR - NY | 668 | 7755 | Rate Constraint in MTons | FALSE | L | Annual | Rate | lb/MMBtu | 0.020423 | 0.019452 | 0.019841 | 0.018706 | 0.015601 | 0.012785 | 0.012318 | 0.012521
Ozone Season NOX Cap TR - NY | 668 | 7755 | Rate Constraint in MTons | FALSE | L | Annual | Generation | TWh | 28.6883 | 27.5987 | 29.1361 | 27.8031 | 25.7246 | 7.3442 | 7.5836 | 7.9
Ozone Season NOX Cap TR - NY | 668 | 7755 | Rate Constraint in MTons | FALSE | L | Annual | Qualifying Generation | TWh | 28.6396 | 27.545 | 29.0736 | 27.7435 | 25.6928 | 7.3407 | 7.5592 | 7.7683
Ozone Season NOX Cap TR - NY | 668 | 7755 | Rate Constraint in MTons | FALSE | L | Annual | Rate | lb/MWh | 0.15506 | 0.14618 | 0.14924 | 0.13766 | 0.11255 | 0.09032 | 0.088628 | 0.092009
Ozone Season NOX Cap TR - NY | 668 | 7755 | Rate Constraint in MTons | FALSE | L | Annual | Constraint Shadow Price | US2019$/Ton | 0 | 0 | 0 | 0 | 0 | 0 | 0 | 0
Ozone Season NOX Cap TR - OH | 669 | 7756 | Rate Constraint in MTons | FALSE | L | Annual | Seasons Included | Seasons | Summer | Summer | Summer | Summer | Summer | Summer | Summer | Summer
Ozone Season NOX Cap TR - OH | 669 | 7756 | Rate Constraint in MTons | FALSE | L | Annual | Standard NOX | Thousand Tons | 11.052 | 9.623 | 8.391 | 7.742 | 7.742 | 7.742 | 7.742 | 7.742
Ozone Season NOX Cap TR - OH | 669 | 7756 | Rate Constraint in MTons | FALSE | L | Annual | Emissions at Affected Plants NOX | Thousand Tons | 11.052 | 9.623 | 5.964 | 5.9554 | 6.8605 | 7.6396 | 6.6422 | 5.7675
Ozone Season NOX Cap TR - OH | 669 | 7756 | Rate Constraint in MTons | FALSE | L | Annual | Allowances Purchased NOX | Thousand Tons | 0 | 0 | 0 | 0 | 0 | 0 | 0 | 0
Ozone Season NOX Cap TR - OH | 669 | 7756 | Rate Constraint in MTons | FALSE | L | Annual | Allowances Sold NOX | Thousand Tons | 0 | 0 | 0 | 0 | 0 | 0 | 0 | 0
Ozone Season NOX Cap TR - OH | 669 | 7756 | Rate Constraint in MTons | FALSE | L | Annual | Allowances Banked | Thousand Tons | 0 | 0 | 0 | 0 | 0 | 0 | 0 | 0
Ozone Season NOX Cap TR - OH | 669 | 7756 | Rate Constraint in MTons | FALSE | L | Annual | Allowances Withdrawn (1:1) | Thousand Tons | 0 | 0 | 0 | 0 | 0 | 0 | 0 | 0
Ozone Season NOX Cap TR - OH | 669 | 7756 | Rate Constraint in MTons | FALSE | L | Annual | Allowances Withdrawn (n:1) | Thousand Tons | 0 | 0 | 0 | 0 | 0 | 0 | 0 | 0
Ozone Season NOX Cap TR - OH | 669 | 7756 | Rate Constraint in MTons | FALSE | L | Annual | Net Emissions Allowance Position | Thousand Tons | 11.052 | 9.623 | 5.964 | 5.9554 | 6.8605 | 7.6396 | 6.6422 | 5.7675
Ozone Season NOX Cap TR - OH | 669 | 7756 | Rate Constraint in MTons | FALSE | L | Annual | Fuel Consumed | TBtu | 438.5078 | 432.2046 | 361.7628 | 378.137 | 410.9284 | 483.4666 | 505.6927 | 480.6343
Ozone Season NOX Cap TR - OH | 669 | 7756 | Rate Constraint in MTons | FALSE | L | Annual | Rate | lb/MMBtu | 0.050407 | 0.04453 | 0.032972 | 0.031498 | 0.03339 | 0.031603 | 0.02627 | 0.024
Ozone Season NOX Cap TR - OH | 669 | 7756 | Rate Constraint in MTons | FALSE | L | Annual | Generation | TWh | 51.3714 | 51.6425 | 45.8529 | 48.0166 | 52.8225 | 66.823 | 80.6472 | 81.0007
Ozone Season NOX Cap TR - OH | 669 | 7756 | Rate Constraint in MTons | FALSE | L | Annual | Qualifying Generation | TWh | 51.3714 | 51.6425 | 45.7794 | 47.4771 | 50.7557 | 59.93 | 65.6709 | 64.1527
Ozone Season NOX Cap TR - OH | 669 | 7756 | Rate Constraint in MTons | FALSE | L | Annual | Rate | lb/MWh | 0.43028 | 0.37268 | 0.26055 | 0.25087 | 0.27033 | 0.25495 | 0.20229 | 0.17981
Ozone Season NOX Cap TR - OH | 669 | 7756 | Rate Constraint in MTons | FALSE | L | Annual | Constraint Shadow Price | US2019$/Ton | 1896.65 | 3752.7991 | 0 | 0 | 0 | 0 | 0 | 0
Ozone Season NOX Cap TR - OK | 670 | 7757 | Rate Constraint in MTons | FALSE | L | Annual | Seasons Included | Seasons | Summer | Summer | Summer | Summer | Summer | Summer | Summer | Summer
Ozone Season NOX Cap TR - OK | 670 | 7757 | Rate Constraint in MTons | FALSE | L | Annual | Standard NOX | Thousand Tons | 12.428 | 10.943 | 10.943 | 4.649 | 4.649 | 4.649 | 4.649 | 4.649
Ozone Season NOX Cap TR - OK | 670 | 7757 | Rate Constraint in MTons | FALSE | L | Annual | Emissions at Affected Plants NOX | Thousand Tons | 7.2711 | 5.5919 | 3.7716 | 1.6535 | 1.8765 | 2.4874 | 2.0493 | 1.6812
Ozone Season NOX Cap TR - OK | 670 | 7757 | Rate Constraint in MTons | FALSE | L | Annual | Allowances Purchased NOX | Thousand Tons | 0 | 0 | 0 | 0 | 0 | 0 | 0 | 0
Ozone Season NOX Cap TR - OK | 670 | 7757 | Rate Constraint in MTons | FALSE | L | Annual | Allowances Sold NOX | Thousand Tons | 0 | 0 | 0 | 0 | 0 | 0 | 0 | 0
Ozone Season NOX Cap TR - OK | 670 | 7757 | Rate Constraint in MTons | FALSE | L | Annual | Allowances Banked | Thousand Tons | 0 | 0 | 0 | 0 | 0 | 0 | 0 | 0
Ozone Season NOX Cap TR - OK | 670 | 7757 | Rate Constraint in MTons | FALSE | L | Annual | Allowances Withdrawn (1:1) | Thousand Tons | 0 | 0 | 0 | 0 | 0 | 0 | 0 | 0
Ozone Season NOX Cap TR - OK | 670 | 7757 | Rate Constraint in MTons | FALSE | L | Annual | Allowances Withdrawn (n:1) | Thousand Tons | 0 | 0 | 0 | 0 | 0 | 0 | 0 | 0
Ozone Season NOX Cap TR - OK | 670 | 7757 | Rate Constraint in MTons | FALSE | L | Annual | Net Emissions Allowance Position | Thousand Tons | 7.2711 | 5.5919 | 3.7716 | 1.6535 | 1.8765 | 2.4874 | 2.0493 | 1.6812
Ozone Season NOX Cap TR - OK | 670 | 7757 | Rate Constraint in MTons | FALSE | L | Annual | Fuel Consumed | TBtu | 129.4617 | 137.4004 | 186.5935 | 151.1656 | 160.81 | 179.7987 | 162.1116 | 127.9494
Ozone Season NOX Cap TR - OK | 670 | 7757 | Rate Constraint in MTons | FALSE | L | Annual | Rate | lb/MMBtu | 0.11233 | 0.081396 | 0.040426 | 0.021877 | 0.023338 | 0.027668 | 0.025282 | 0.026278
Ozone Season NOX Cap TR - OK | 670 | 7757 | Rate Constraint in MTons | FALSE | L | Annual | Generation | TWh | 13.2992 | 15.7724 | 24.1225 | 20.6128 | 21.4455 | 25.0717 | 23.6161 | 18.6085
Ozone Season NOX Cap TR - OK | 670 | 7757 | Rate Constraint in MTons | FALSE | L | Annual | Qualifying Generation | TWh | 13.2992 | 15.7724 | 23.9261 | 20.4541 | 21.1756 | 22.8286 | 20.8343 | 16.4045
Ozone Season NOX Cap TR - OK | 670 | 7757 | Rate Constraint in MTons | FALSE | L | Annual | Rate | lb/MWh | 1.0935 | 0.70908 | 0.31527 | 0.16168 | 0.17723 | 0.21792 | 0.19672 | 0.20496
Ozone Season NOX Cap TR - OK | 670 | 7757 | Rate Constraint in MTons | FALSE | L | Annual | Constraint Shadow Price | US2019$/Ton | 0 | 0 | 0 | 0 | 0 | 0 | 0 | 0
Ozone Season NOX Cap TR - PA | 671 | 7758 | Rate Constraint in MTons | FALSE | L | Annual | Seasons Included | Seasons | Summer | Summer | Summer | Summer | Summer | Summer | Summer | Summer
Ozone Season NOX Cap TR - PA | 671 | 7758 | Rate Constraint in MTons | FALSE | L | Annual | Standard NOX | Thousand Tons | 10.791 | 10.516 | 10.516 | 5.827 | 5.827 | 5.827 | 5.827 | 5.827
Ozone Season NOX Cap TR - PA | 671 | 7758 | Rate Constraint in MTons | FALSE | L | Annual | Emissions at Affected Plants NOX | Thousand Tons | 8.9787 | 2.7058 | 6.203 | 5.827 | 3.878 | 4.0824 | 3.7288 | 3.4191
Ozone Season NOX Cap TR - PA | 671 | 7758 | Rate Constraint in MTons | FALSE | L | Annual | Allowances Purchased NOX | Thousand Tons | 0 | 0 | 0 | 0 | 0 | 0 | 0 | 0
Ozone Season NOX Cap TR - PA | 671 | 7758 | Rate Constraint in MTons | FALSE | L | Annual | Allowances Sold NOX | Thousand Tons | 0 | 0 | 0 | 0 | 0 | 0 | 0 | 0
Ozone Season NOX Cap TR - PA | 671 | 7758 | Rate Constraint in MTons | FALSE | L | Annual | Allowances Banked | Thousand Tons | 0 | 0 | 0 | 0 | 0 | 0 | 0 | 0
Ozone Season NOX Cap TR - PA | 671 | 7758 | Rate Constraint in MTons | FALSE | L | Annual | Allowances Withdrawn (1:1) | Thousand Tons | 0 | 0 | 0 | 0 | 0 | 0 | 0 | 0
Ozone Season NOX Cap TR - PA | 671 | 7758 | Rate Constraint in MTons | FALSE | L | Annual | Allowances Withdrawn (n:1) | Thousand Tons | 0 | 0 | 0 | 0 | 0 | 0 | 0 | 0
Ozone Season NOX Cap TR - PA | 671 | 7758 | Rate Constraint in MTons | FALSE | L | Annual | Net Emissions Allowance Position | Thousand Tons | 8.9787 | 2.7058 | 6.203 | 5.827 | 3.878 | 4.0824 | 3.7288 | 3.4191
Ozone Season NOX Cap TR - PA | 671 | 7758 | Rate Constraint in MTons | FALSE | L | Annual | Fuel Consumed | TBtu | 548.2322 | 430.0436 | 522.7419 | 519.3743 | 473.7276 | 490.419 | 511.6035 | 572.6164
Ozone Season NOX Cap TR - PA | 671 | 7758 | Rate Constraint in MTons | FALSE | L | Annual | Rate | lb/MMBtu | 0.032755 | 0.012584 | 0.023733 | 0.022439 | 0.016372 | 0.016649 | 0.014577 | 0.011942
Ozone Season NOX Cap TR - PA | 671 | 7758 | Rate Constraint in MTons | FALSE | L | Annual | Generation | TWh | 69.564 | 58.9869 | 68.4436 | 70.6608 | 69.343 | 83.766 | 102.0065 | 137.1163
Ozone Season NOX Cap TR - PA | 671 | 7758 | Rate Constraint in MTons | FALSE | L | Annual | Qualifying Generation | TWh | 69.564 | 58.9869 | 67.9749 | 67.7126 | 63.697 | 65.6638 | 68.3779 | 76.6314
Ozone Season NOX Cap TR - PA | 671 | 7758 | Rate Constraint in MTons | FALSE | L | Annual | Rate | lb/MWh | 0.25814 | 0.091743 | 0.18251 | 0.17211 | 0.12176 | 0.12434 | 0.10907 | 0.089236
Ozone Season NOX Cap TR - PA | 671 | 7758 | Rate Constraint in MTons | FALSE | L | Annual | Constraint Shadow Price | US2019$/Ton | 0 | 0 | 0 | 352.6486 | 0 | 0 | 0 | 0
Ozone Season NOX Cap TR - Regional | 672 | 7764 | Rate Constraint in MTons | FALSE | L | Annual | Seasons Included | Seasons | Summer | Summer | Summer | Summer | Summer | Summer | Summer | Summer
Ozone Season NOX Cap TR - Regional | 672 | 7764 | Rate Constraint in MTons | FALSE | L | Annual | Standard NOX | Thousand Tons | 250.005 | 176.153 | 167.86 | 104.685 | 104.685 | 104.685 | 104.685 | 104.685
Ozone Season NOX Cap TR - Regional | 672 | 7764 | Rate Constraint in MTons | FALSE | L | Annual | Emissions at Affected Plants NOX | Thousand Tons | 201.6901 | 150.0997 | 124.1672 | 82.3384 | 82.5761 | 70.9622 | 62.6027 | 54.2009
Ozone Season NOX Cap TR - Regional | 672 | 7764 | Rate Constraint in MTons | FALSE | L | Annual | Allowances Purchased NOX | Thousand Tons | 0 | 0 | 0 | 0 | 0 | 0 | 0 | 0
Ozone Season NOX Cap TR - Regional | 672 | 7764 | Rate Constraint in MTons | FALSE | L | Annual | Allowances Sold NOX | Thousand Tons | 0 | 0 | 0 | 0 | 0 | 0 | 0 | 0
Ozone Season NOX Cap TR - Regional | 672 | 7764 | Rate Constraint in MTons | FALSE | L | Annual | Allowances Banked | Thousand Tons | 0 | 26.0533 | 0 | 0 | 0 | 0 | 0 | 0
Ozone Season NOX Cap TR - Regional | 672 | 7764 | Rate Constraint in MTons | FALSE | L | Annual | Allowances Withdrawn (1:1) | Thousand Tons | 0 | 0 | 0 | 0 | 0 | 0 | -15.632 | 0
Ozone Season NOX Cap TR - Regional | 672 | 7764 | Rate Constraint in MTons | FALSE | L | Annual | Allowances Withdrawn (n:1) | Thousand Tons | 0 | 0 | 0 | 0 | 0 | 0 | 0 | 0
Ozone Season NOX Cap TR - Regional | 672 | 7764 | Rate Constraint in MTons | FALSE | L | Annual | Net Emissions Allowance Position | Thousand Tons | 201.6901 | 176.153 | 124.1672 | 82.3384 | 82.5761 | 70.9622 | 46.9708 | 54.2009
Ozone Season NOX Cap TR - Regional | 672 | 7764 | Rate Constraint in MTons | FALSE | L | Annual | Fuel Consumed | TBtu | 5769.3578 | 5243.0645 | 5363.6326 | 5143.1867 | 5405.9483 | 5169.4927 | 5051.6204 | 4770.8379
Ozone Season NOX Cap TR - Regional | 672 | 7764 | Rate Constraint in MTons | FALSE | L | Annual | Rate | lb/MMBtu | 0.069918 | 0.057256 | 0.0463 | 0.032018 | 0.03055 | 0.027454 | 0.024785 | 0.022722
Ozone Season NOX Cap TR - Regional | 672 | 7764 | Rate Constraint in MTons | FALSE | L | Annual | Generation | TWh | 661.791 | 631.6098 | 670.1479 | 653.2744 | 692.8019 | 679.0681 | 681.3551 | 663.8959
Ozone Season NOX Cap TR - Regional | 672 | 7764 | Rate Constraint in MTons | FALSE | L | Annual | Qualifying Generation | TWh | 661.7897 | 631.6059 | 669.1813 | 650.8097 | 687.9612 | 667.2348 | 662.4138 | 636.7452
Ozone Season NOX Cap TR - Regional | 672 | 7764 | Rate Constraint in MTons | FALSE | L | Annual | Rate | lb/MWh | 0.60953 | 0.4753 | 0.3711 | 0.25303 | 0.24006 | 0.21271 | 0.18901 | 0.17024
Ozone Season NOX Cap TR - Regional | 672 | 7764 | Rate Constraint in MTons | FALSE | L | Annual | Constraint Shadow Price | US2019$/Ton | 0 | 0 | 0 | 0 | 0 | 0 | 0 | 0
Ozone Season NOX Cap TR - TX | 673 | 7759 | Rate Constraint in MTons | FALSE | L | Annual | Seasons Included | Seasons | Summer | Summer | Summer | Summer | Summer | Summer | Summer | Summer
Ozone Season NOX Cap TR - TX | 673 | 7759 | Rate Constraint in MTons | FALSE | L | Annual | Standard NOX | Thousand Tons | 48.756 | 43.769 | 41.96 | 26.174 | 26.174 | 26.174 | 26.174 | 26.174
Ozone Season NOX Cap TR - TX | 673 | 7759 | Rate Constraint in MTons | FALSE | L | Annual | Emissions at Affected Plants NOX | Thousand Tons | 40.0892 | 25.9499 | 17.5405 | 10.9473 | 12.7667 | 14.5977 | 14.6173 | 13.3019
Ozone Season NOX Cap TR - TX | 673 | 7759 | Rate Constraint in MTons | FALSE | L | Annual | Allowances Purchased NOX | Thousand Tons | 0 | 0 | 0 | 0 | 0 | 0 | 0 | 0
Ozone Season NOX Cap TR - TX | 673 | 7759 | Rate Constraint in MTons | FALSE | L | Annual | Allowances Sold NOX | Thousand Tons | 0 | 0 | 0 | 0 | 0 | 0 | 0 | 0
Ozone Season NOX Cap TR - TX | 673 | 7759 | Rate Constraint in MTons | FALSE | L | Annual | Allowances Banked | Thousand Tons | 0 | 0 | 0 | 0 | 0 | 0 | 0 | 0
Ozone Season NOX Cap TR - TX | 673 | 7759 | Rate Constraint in MTons | FALSE | L | Annual | Allowances Withdrawn (1:1) | Thousand Tons | 0 | 0 | 0 | 0 | 0 | 0 | 0 | 0
Ozone Season NOX Cap TR - TX | 673 | 7759 | Rate Constraint in MTons | FALSE | L | Annual | Allowances Withdrawn (n:1) | Thousand Tons | 0 | 0 | 0 | 0 | 0 | 0 | 0 | 0
Ozone Season NOX Cap TR - TX | 673 | 7759 | Rate Constraint in MTons | FALSE | L | Annual | Net Emissions Allowance Position | Thousand Tons | 40.0892 | 25.9499 | 17.5405 | 10.9473 | 12.7667 | 14.5977 | 14.6173 | 13.3019
Ozone Season NOX Cap TR - TX | 673 | 7759 | Rate Constraint in MTons | FALSE | L | Annual | Fuel Consumed | TBtu | 1027.6225 | 807.4169 | 781.1436 | 767.5741 | 900.9304 | 978.5758 | 991.8339 | 873.8672
Ozone Season NOX Cap TR - TX | 673 | 7759 | Rate Constraint in MTons | FALSE | L | Annual | Rate | lb/MMBtu | 0.078023 | 0.064279 | 0.04491 | 0.028524 | 0.028341 | 0.029835 | 0.029475 | 0.030444
Ozone Season NOX Cap TR - TX | 673 | 7759 | Rate Constraint in MTons | FALSE | L | Annual | Generation | TWh | 119.3283 | 99.6393 | 104.8029 | 106.169 | 124.54 | 133.7369 | 134.0274 | 118.2346
Ozone Season NOX Cap TR - TX | 673 | 7759 | Rate Constraint in MTons | FALSE | L | Annual | Qualifying Generation | TWh | 119.3283 | 99.6393 | 104.6361 | 106.028 | 122.2359 | 129.6746 | 130.7332 | 115.5702
Ozone Season NOX Cap TR - TX | 673 | 7759 | Rate Constraint in MTons | FALSE | L | Annual | Rate | lb/MWh | 0.67191 | 0.52088 | 0.33527 | 0.2065 | 0.20889 | 0.22514 | 0.22362 | 0.2302
Ozone Season NOX Cap TR - TX | 673 | 7759 | Rate Constraint in MTons | FALSE | L | Annual | Constraint Shadow Price | US2019$/Ton | 0 | 0 | 0 | 0 | 0 | 0 | 0 | 0
Ozone Season NOX Cap TR - UT | 674 | 7760 | Rate Constraint in MTons | FALSE | L | Annual | Seasons Included | Seasons | Summer | Summer | Summer | Summer | Summer | Summer | Summer | Summer
Ozone Season NOX Cap TR - UT | 674 | 7760 | Rate Constraint in MTons | FALSE | L | Annual | Standard NOX | Thousand Tons | 19.063 | 12.02 | 12.02 | 3.15 | 3.15 | 3.15 | 3.15 | 3.15
Ozone Season NOX Cap TR - UT | 674 | 7760 | Rate Constraint in MTons | FALSE | L | Annual | Emissions at Affected Plants NOX | Thousand Tons | 14.7922 | 9.2483 | 6.8947 | 1.8879 | 1.7835 | 1.4012 | 0.5006 | 0.49947
Ozone Season NOX Cap TR - UT | 674 | 7760 | Rate Constraint in MTons | FALSE | L | Annual | Allowances Purchased NOX | Thousand Tons | 0 | 0 | 0 | 0 | 0 | 0 | 0 | 0
Ozone Season NOX Cap TR - UT | 674 | 7760 | Rate Constraint in MTons | FALSE | L | Annual | Allowances Sold NOX | Thousand Tons | 0 | 0 | 0 | 0 | 0 | 0 | 0 | 0
Ozone Season NOX Cap TR - UT | 674 | 7760 | Rate Constraint in MTons | FALSE | L | Annual | Allowances Banked | Thousand Tons | 0 | 0 | 0 | 0 | 0 | 0 | 0 | 0
Ozone Season NOX Cap TR - UT | 674 | 7760 | Rate Constraint in MTons | FALSE | L | Annual | Allowances Withdrawn (1:1) | Thousand Tons | 0 | 0 | 0 | 0 | 0 | 0 | 0 | 0
Ozone Season NOX Cap TR - UT | 674 | 7760 | Rate Constraint in MTons | FALSE | L | Annual | Allowances Withdrawn (n:1) | Thousand Tons | 0 | 0 | 0 | 0 | 0 | 0 | 0 | 0
Ozone Season NOX Cap TR - UT | 674 | 7760 | Rate Constraint in MTons | FALSE | L | Annual | Net Emissions Allowance Position | Thousand Tons | 14.7922 | 9.2483 | 6.8947 | 1.8879 | 1.7835 | 1.4012 | 0.5006 | 0.49947
Ozone Season NOX Cap TR - UT | 674 | 7760 | Rate Constraint in MTons | FALSE | L | Annual | Fuel Consumed | TBtu | 142.4283 | 115.0485 | 110.2867 | 122.4755 | 121.4049 | 81.1106 | 72.0501 | 66.8647
Ozone Season NOX Cap TR - UT | 674 | 7760 | Rate Constraint in MTons | FALSE | L | Annual | Rate | lb/MMBtu | 0.20771 | 0.16077 | 0.12503 | 0.030828 | 0.029381 | 0.03455 | 0.013896 | 0.01494
Ozone Season NOX Cap TR - UT | 674 | 7760 | Rate Constraint in MTons | FALSE | L | Annual | Generation | TWh | 13.992 | 12.3797 | 12.3214 | 13.2004 | 13.0765 | 8.8497 | 9.6258 | 9.1897
Ozone Season NOX Cap TR - UT | 674 | 7760 | Rate Constraint in MTons | FALSE | L | Annual | Qualifying Generation | TWh | 13.992 | 12.3797 | 12.3214 | 13.2004 | 13.0765 | 8.8497 | 9.6258 | 9.1897
Ozone Season NOX Cap TR - UT | 674 | 7760 | Rate Constraint in MTons | FALSE | L | Annual | Rate | lb/MWh | 2.1144 | 1.4941 | 1.1191 | 0.28603 | 0.27278 | 0.31667 | 0.10401 | 0.1087
Ozone Season NOX Cap TR - UT | 674 | 7760 | Rate Constraint in MTons | FALSE | L | Annual | Constraint Shadow Price | US2019$/Ton | 0 | 0 | 0 | 0 | 0 | 0 | 0 | 0
Ozone Season NOX Cap TR - VA | 675 | 7761 | Rate Constraint in MTons | FALSE | L | Annual | Seasons Included | Seasons | Summer | Summer | Summer | Summer | Summer | Summer | Summer | Summer
Ozone Season NOX Cap TR - VA | 675 | 7761 | Rate Constraint in MTons | FALSE | L | Annual | Standard NOX | Thousand Tons | 3.709 | 3.335 | 3.335 | 2.361 | 2.361 | 2.361 | 2.361 | 2.361
Ozone Season NOX Cap TR - VA | 675 | 7761 | Rate Constraint in MTons | FALSE | L | Annual | Emissions at Affected Plants NOX | Thousand Tons | 1.0501 | 1.4417 | 1.998 | 1.869 | 1.4549 | 1.8208 | 0.67878 | 0.22057
Ozone Season NOX Cap TR - VA | 675 | 7761 | Rate Constraint in MTons | FALSE | L | Annual | Allowances Purchased NOX | Thousand Tons | 0 | 0 | 0 | 0 | 0 | 0 | 0 | 0
Ozone Season NOX Cap TR - VA | 675 | 7761 | Rate Constraint in MTons | FALSE | L | Annual | Allowances Sold NOX | Thousand Tons | 0 | 0 | 0 | 0 | 0 | 0 | 0 | 0
Ozone Season NOX Cap TR - VA | 675 | 7761 | Rate Constraint in MTons | FALSE | L | Annual | Allowances Banked | Thousand Tons | 0 | 0 | 0 | 0 | 0 | 0 | 0 | 0
Ozone Season NOX Cap TR - VA | 675 | 7761 | Rate Constraint in MTons | FALSE | L | Annual | Allowances Withdrawn (1:1) | Thousand Tons | 0 | 0 | 0 | 0 | 0 | 0 | 0 | 0
Ozone Season NOX Cap TR - VA | 675 | 7761 | Rate Constraint in MTons | FALSE | L | Annual | Allowances Withdrawn (n:1) | Thousand Tons | 0 | 0 | 0 | 0 | 0 | 0 | 0 | 0
Ozone Season NOX Cap TR - VA | 675 | 7761 | Rate Constraint in MTons | FALSE | L | Annual | Net Emissions Allowance Position | Thousand Tons | 1.0501 | 1.4417 | 1.998 | 1.869 | 1.4549 | 1.8208 | 0.67878 | 0.22057
Ozone Season NOX Cap TR - VA | 675 | 7761 | Rate Constraint in MTons | FALSE | L | Annual | Fuel Consumed | TBtu | 140.8693 | 181.75 | 212.788 | 208.6604 | 200.5012 | 212.6801 | 172.543 | 40.1039
Ozone Season NOX Cap TR - VA | 675 | 7761 | Rate Constraint in MTons | FALSE | L | Annual | Rate | lb/MMBtu | 0.014908 | 0.015865 | 0.01878 | 0.017914 | 0.014513 | 0.017123 | 0.0078679 | 0.011
Ozone Season NOX Cap TR - VA | 675 | 7761 | Rate Constraint in MTons | FALSE | L | Annual | Generation | TWh | 19.224 | 24.7607 | 29.8044 | 31.7712 | 34.0487 | 44.7087 | 52.7911 | 71.5906
Ozone Season NOX Cap TR - VA | 675 | 7761 | Rate Constraint in MTons | FALSE | L | Annual | Qualifying Generation | TWh | 19.224 | 24.7607 | 28.8035 | 28.405 | 27.5231 | 28.7203 | 24.094 | 5.55
Ozone Season NOX Cap TR - VA | 675 | 7761 | Rate Constraint in MTons | FALSE | L | Annual | Rate | lb/MWh | 0.10924 | 0.11645 | 0.13874 | 0.13159 | 0.10572 | 0.1268 | 0.056344 | 0.079485
Ozone Season NOX Cap TR - VA | 675 | 7761 | Rate Constraint in MTons | FALSE | L | Annual | Constraint Shadow Price | US2019$/Ton | 0 | 0 | 0 | 0 | 0 | 0 | 0 | 0
Ozone Season NOX Cap TR - WI | 676 | 7763 | Rate Constraint in MTons | FALSE | L | Annual | Seasons Included | Seasons | Summer | Summer | Summer | Summer | Summer | Summer | Summer | Summer
Ozone Season NOX Cap TR - WI | 676 | 7763 | Rate Constraint in MTons | FALSE | L | Annual | Standard NOX | Thousand Tons | 7.618 | 4.123 | 4.123 | 4.123 | 4.123 | 4.123 | 4.123 | 4.123
Ozone Season NOX Cap TR - WI | 676 | 7763 | Rate Constraint in MTons | FALSE | L | Annual | Emissions at Affected Plants NOX | Thousand Tons | 4.7919 | 2.2713 | 1.9177 | 2.0673 | 1.3772 | 1.2809 | 1.2746 | 1.0532
Ozone Season NOX Cap TR - WI | 676 | 7763 | Rate Constraint in MTons | FALSE | L | Annual | Allowances Purchased NOX | Thousand Tons | 0 | 0 | 0 | 0 | 0 | 0 | 0 | 0
Ozone Season NOX Cap TR - WI | 676 | 7763 | Rate Constraint in MTons | FALSE | L | Annual | Allowances Sold NOX | Thousand Tons | 0 | 0 | 0 | 0 | 0 | 0 | 0 | 0
Ozone Season NOX Cap TR - WI | 676 | 7763 | Rate Constraint in MTons | FALSE | L | Annual | Allowances Banked | Thousand Tons | 0 | 0 | 0 | 0 | 0 | 0 | 0 | 0
Ozone Season NOX Cap TR - WI | 676 | 7763 | Rate Constraint in MTons | FALSE | L | Annual | Allowances Withdrawn (1:1) | Thousand Tons | 0 | 0 | 0 | 0 | 0 | 0 | 0 | 0
Ozone Season NOX Cap TR - WI | 676 | 7763 | Rate Constraint in MTons | FALSE | L | Annual | Allowances Withdrawn (n:1) | Thousand Tons | 0 | 0 | 0 | 0 | 0 | 0 | 0 | 0
Ozone Season NOX Cap TR - WI | 676 | 7763 | Rate Constraint in MTons | FALSE | L | Annual | Net Emissions Allowance Position | Thousand Tons | 4.7919 | 2.2713 | 1.9177 | 2.0673 | 1.3772 | 1.2809 | 1.2746 | 1.0532
Ozone Season NOX Cap TR - WI | 676 | 7763 | Rate Constraint in MTons | FALSE | L | Annual | Fuel Consumed | TBtu | 176.4467 | 116.6382 | 134.6762 | 140.7313 | 125.0123 | 120.3934 | 119.3156 | 106.4452
Ozone Season NOX Cap TR - WI | 676 | 7763 | Rate Constraint in MTons | FALSE | L | Annual | Rate | lb/MMBtu | 0.054316 | 0.038947 | 0.028479 | 0.029379 | 0.022033 | 0.021278 | 0.021365 | 0.019788
Ozone Season NOX Cap TR - WI | 676 | 7763 | Rate Constraint in MTons | FALSE | L | Annual | Generation | TWh | 18.4218 | 13.8743 | 17.1563 | 17.6921 | 16.1103 | 15.4736 | 14.9981 | 13.5184
Ozone Season NOX Cap TR - WI | 676 | 7763 | Rate Constraint in MTons | FALSE | L | Annual | Qualifying Generation | TWh | 18.4218 | 13.8743 | 16.8112 | 17.3986 | 15.7187 | 15.1161 | 14.9176 | 13.4441
Ozone Season NOX Cap TR - WI | 676 | 7763 | Rate Constraint in MTons | FALSE | L | Annual | Rate | lb/MWh | 0.52024 | 0.32742 | 0.22815 | 0.23764 | 0.17523 | 0.16947 | 0.17089 | 0.15667
Ozone Season NOX Cap TR - WI | 676 | 7763 | Rate Constraint in MTons | FALSE | L | Annual | Constraint Shadow Price | US2019$/Ton | 0 | 0 | 0 | 0 | 0 | 0 | 0 | 0
Ozone Season NOX Cap TR - WV | 677 | 7762 | Rate Constraint in MTons | FALSE | L | Annual | Seasons Included | Seasons | Summer | Summer | Summer | Summer | Summer | Summer | Summer | Summer
Ozone Season NOX Cap TR - WV | 677 | 7762 | Rate Constraint in MTons | FALSE | L | Annual | Standard NOX | Thousand Tons | 16.1 | 14.469 | 14.469 | 11.71 | 11.71 | 11.71 | 11.71 | 11.71
Ozone Season NOX Cap TR - WV | 677 | 7762 | Rate Constraint in MTons | FALSE | L | Annual | Emissions at Affected Plants NOX | Thousand Tons | 15.0966 | 14.4286 | 9.1565 | 7.9074 | 9.8128 | 1.9057 | 1.8685 | 1.4719
Ozone Season NOX Cap TR - WV | 677 | 7762 | Rate Constraint in MTons | FALSE | L | Annual | Allowances Purchased NOX | Thousand Tons | 0 | 0 | 0 | 0 | 0 | 0 | 0 | 0
Ozone Season NOX Cap TR - WV | 677 | 7762 | Rate Constraint in MTons | FALSE | L | Annual | Allowances Sold NOX | Thousand Tons | 0 | 0 | 0 | 0 | 0 | 0 | 0 | 0
Ozone Season NOX Cap TR - WV | 677 | 7762 | Rate Constraint in MTons | FALSE | L | Annual | Allowances Banked | Thousand Tons | 0 | 0 | 0 | 0 | 0 | 0 | 0 | 0
Ozone Season NOX Cap TR - WV | 677 | 7762 | Rate Constraint in MTons | FALSE | L | Annual | Allowances Withdrawn (1:1) | Thousand Tons | 0 | 0 | 0 | 0 | 0 | 0 | 0 | 0
Ozone Season NOX Cap TR - WV | 677 | 7762 | Rate Constraint in MTons | FALSE | L | Annual | Allowances Withdrawn (n:1) | Thousand Tons | 0 | 0 | 0 | 0 | 0 | 0 | 0 | 0
Ozone Season NOX Cap TR - WV | 677 | 7762 | Rate Constraint in MTons | FALSE | L | Annual | Net Emissions Allowance Position | Thousand Tons | 15.0966 | 14.4286 | 9.1565 | 7.9074 | 9.8128 | 1.9057 | 1.8685 | 1.4719
Ozone Season NOX Cap TR - WV | 677 | 7762 | Rate Constraint in MTons | FALSE | L | Annual | Fuel Consumed | TBtu | 307.1883 | 299.725 | 213.5608 | 206.6488 | 259.0683 | 70.1957 | 78.7924 | 182.9188
Ozone Season NOX Cap TR - WV | 677 | 7762 | Rate Constraint in MTons | FALSE | L | Annual | Rate | lb/MMBtu | 0.098289 | 0.096279 | 0.08575 | 0.07653 | 0.075755 | 0.054298 | 0.047428 | 0.016093
Ozone Season NOX Cap TR - WV | 677 | 7762 | Rate Constraint in MTons | FALSE | L | Annual | Generation | TWh | 30.7744 | 30.0299 | 21.4497 | 20.931 | 28.1565 | 14.9426 | 26.4704 | 57.441
Ozone Season NOX Cap TR - WV | 677 | 7762 | Rate Constraint in MTons | FALSE | L | Annual | Qualifying Generation | TWh | 30.7744 | 30.0299 | 21.4497 | 20.7922 | 26.0218 | 7.2152 | 8.7474 | 24.9256
Ozone Season NOX Cap TR - WV | 677 | 7762 | Rate Constraint in MTons | FALSE | L | Annual | Rate | lb/MWh | 0.98112 | 0.96095 | 0.85376 | 0.76061 | 0.7542 | 0.52825 | 0.42721 | 0.1181
Ozone Season NOX Cap TR - WV | 677 | 7762 | Rate Constraint in MTons | FALSE | L | Annual | Constraint Shadow Price | US2019$/Ton | 0 | 0 | 0 | 0 | 0 | 0 | 0 | 0
Ozone Season NOX Transport - GA | 680 | 7046 | Rate Constraint in MTons | FALSE | L | Annual | Seasons Included | Seasons | Summer | Summer | Summer | Summer | Summer | Summer | Summer | Summer
Ozone Season NOX Transport - GA | 680 | 7046 | Rate Constraint in MTons | FALSE | L | Annual | Standard NOX | Thousand Tons | 29.09 | 29.09 | 29.09 | 29.09 | 29.09 | 29.09 | 29.09 | 29.09
Ozone Season NOX Transport - GA | 680 | 7046 | Rate Constraint in MTons | FALSE | L | Annual | Emissions at Affected Plants NOX | Thousand Tons | 8.1409 | 3.8601 | 3.0876 | 3.8047 | 3.1143 | 2.5172 | 2.6091 | 2.4172
Ozone Season NOX Transport - GA | 680 | 7046 | Rate Constraint in MTons | FALSE | L | Annual | Allowances Purchased NOX | Thousand Tons | 0 | 0 | 0 | 0 | 0 | 0 | 0 | 0
Ozone Season NOX Transport - GA | 680 | 7046 | Rate Constraint in MTons | FALSE | L | Annual | Allowances Sold NOX | Thousand Tons | 0 | 0 | 0 | 0 | 0 | 0 | 0 | 0
Ozone Season NOX Transport - GA | 680 | 7046 | Rate Constraint in MTons | FALSE | L | Annual | Allowances Banked | Thousand Tons | 0 | 0 | 0 | 0 | 0 | 0 | 0 | 0
Ozone Season NOX Transport - GA | 680 | 7046 | Rate Constraint in MTons | FALSE | L | Annual | Allowances Withdrawn (1:1) | Thousand Tons | 0 | 0 | 0 | 0 | 0 | 0 | 0 | 0
Ozone Season NOX Transport - GA | 680 | 7046 | Rate Constraint in MTons | FALSE | L | Annual | Allowances Withdrawn (n:1) | Thousand Tons | 0 | 0 | 0 | 0 | 0 | 0 | 0 | 0
Ozone Season NOX Transport - GA | 680 | 7046 | Rate Constraint in MTons | FALSE | L | Annual | Net Emissions Allowance Position | Thousand Tons | 8.1409 | 3.8601 | 3.0876 | 3.8047 | 3.1143 | 2.5172 | 2.6091 | 2.4172
Ozone Season NOX Transport - GA | 680 | 7046 | Rate Constraint in MTons | FALSE | L | Annual | Fuel Consumed | TBtu | 317.0823 | 246.6417 | 238.0062 | 257.1814 | 258.7262 | 253.228 | 278.9676 | 294.3063
Ozone Season NOX Transport - GA | 680 | 7046 | Rate Constraint in MTons | FALSE | L | Annual | Rate | lb/MMBtu | 0.051349 | 0.031301 | 0.025946 | 0.029588 | 0.024074 | 0.019881 | 0.018705 | 0.016426
Ozone Season NOX Transport - GA | 680 | 7046 | Rate Constraint in MTons | FALSE | L | Annual | Generation | TWh | 37.7001 | 33.3231 | 46.3574 | 52.4404 | 65.3484 | 69.1173 | 78.7552 | 96.4455
Ozone Season NOX Transport - GA | 680 | 7046 | Rate Constraint in MTons | FALSE | L | Annual | Qualifying Generation | TWh | 37.4349 | 31.5485 | 31.1576 | 32.786 | 32.9238 | 33.2417 | 37.6746 | 40.5078
Ozone Season NOX Transport - GA | 680 | 7046 | Rate Constraint in MTons | FALSE | L | Annual | Rate | lb/MWh | 0.43493 | 0.24471 | 0.19819 | 0.23209 | 0.18918 | 0.15145 | 0.13851 | 0.11934
Ozone Season NOX Transport - GA | 680 | 7046 | Rate Constraint in MTons | FALSE | L | Annual | Constraint Shadow Price | US2019$/Ton | 0 | 0 | 0 | 0 | 0 | 0 | 0 | 0
Ozone Season NOX Transport - IA | 681 | 7047 | Rate Constraint in MTons | FALSE | L | Annual | Seasons Included | Seasons | Summer | Summer | Summer | Summer | Summer | Summer | Summer | Summer
Ozone Season NOX Transport - IA | 681 | 7047 | Rate Constraint in MTons | FALSE | L | Annual | Standard NOX | Thousand Tons | 13.639 | 13.639 | 13.639 | 13.639 | 13.639 | 13.639 | 13.639 | 13.639
Ozone Season NOX Transport - IA | 681 | 7047 | Rate Constraint in MTons | FALSE | L | Annual | Emissions at Affected Plants NOX | Thousand Tons | 10.5067 | 9.7235 | 8.8756 | 9.4507 | 9.6451 | 10.0597 | 10.1012 | 7.6985
Ozone Season NOX Transport - IA | 681 | 7047 | Rate Constraint in MTons | FALSE | L | Annual | Allowances Purchased NOX | Thousand Tons | 0 | 0 | 0 | 0 | 0 | 0 | 0 | 0
Ozone Season NOX Transport - IA | 681 | 7047 | Rate Constraint in MTons | FALSE | L | Annual | Allowances Sold NOX | Thousand Tons | 0 | 0 | 0 | 0 | 0 | 0 | 0 | 0
Ozone Season NOX Transport - IA | 681 | 7047 | Rate Constraint in MTons | FALSE | L | Annual | Allowances Banked | Thousand Tons | 0 | 0 | 0 | 0 | 0 | 0 | 0 | 0
Ozone Season NOX Transport - IA | 681 | 7047 | Rate Constraint in MTons | FALSE | L | Annual | Allowances Withdrawn (1:1) | Thousand Tons | 0 | 0 | 0 | 0 | 0 | 0 | 0 | 0
Ozone Season NOX Transport - IA | 681 | 7047 | Rate Constraint in MTons | FALSE | L | Annual | Allowances Withdrawn (n:1) | Thousand Tons | 0 | 0 | 0 | 0 | 0 | 0 | 0 | 0
Ozone Season NOX Transport - IA | 681 | 7047 | Rate Constraint in MTons | FALSE | L | Annual | Net Emissions Allowance Position | Thousand Tons | 10.5067 | 9.7235 | 8.8756 | 9.4507 | 9.6451 | 10.0597 | 10.1012 | 7.6985
Ozone Season NOX Transport - IA | 681 | 7047 | Rate Constraint in MTons | FALSE | L | Annual | Fuel Consumed | TBtu | 160.6107 | 159.8482 | 160.4637 | 171.8925 | 175.8355 | 178.7169 | 188.9012 | 148.3007
Ozone Season NOX Transport - IA | 681 | 7047 | Rate Constraint in MTons | FALSE | L | Annual | Rate | lb/MMBtu | 0.13083 | 0.12166 | 0.11062 | 0.10996 | 0.10971 | 0.11258 | 0.10695 | 0.10382
Ozone Season NOX Transport - IA | 681 | 7047 | Rate Constraint in MTons | FALSE | L | Annual | Generation | TWh | 16.6082 | 16.9267 | 18.6552 | 22.4149 | 24.8918 | 24.7268 | 26.6951 | 19.3657
Ozone Season NOX Transport - IA | 681 | 7047 | Rate Constraint in MTons | FALSE | L | Annual | Qualifying Generation | TWh | 16.6082 | 16.9267 | 17.4443 | 18.5851 | 18.9959 | 19.1947 | 20.1152 | 15.8568
Ozone Season NOX Transport - IA | 681 | 7047 | Rate Constraint in MTons | FALSE | L | Annual | Rate | lb/MWh | 1.2652 | 1.1489 | 1.0176 | 1.017 | 1.0155 | 1.0482 | 1.0043 | 0.97101
Ozone Season NOX Transport - IA | 681 | 7047 | Rate Constraint in MTons | FALSE | L | Annual | Constraint Shadow Price | US2019$/Ton | 0 | 0 | 0 | 0 | 0 | 0 | 0 | 0
Ozone Season NOX Transport - KS | 684 | 7050 | Rate Constraint in MTons | FALSE | L | Annual | Seasons Included | Seasons | Summer | Summer | Summer | Summer | Summer | Summer | Summer | Summer
Ozone Season NOX Transport - KS | 684 | 7050 | Rate Constraint in MTons | FALSE | L | Annual | Standard NOX | Thousand Tons | 9.713 | 9.713 | 9.713 | 9.713 | 9.713 | 9.713 | 9.713 | 9.713
Ozone Season NOX Transport - KS | 684 | 7050 | Rate Constraint in MTons | FALSE | L | Annual | Emissions at Affected Plants NOX | Thousand Tons | 6.0739 | 4.6065 | 3.8705 | 3.9839 | 4.0018 | 2.1305 | 2.01 | 1.7943
Ozone Season NOX Transport - KS | 684 | 7050 | Rate Constraint in MTons | FALSE | L | Annual | Allowances Purchased NOX | Thousand Tons | 0 | 0 | 0 | 0 | 0 | 0 | 0 | 0
Ozone Season NOX Transport - KS | 684 | 7050 | Rate Constraint in MTons | FALSE | L | Annual | Allowances Sold NOX | Thousand Tons | 0 | 0 | 0 | 0 | 0 | 0 | 0 | 0
Ozone Season NOX Transport - KS | 684 | 7050 | Rate Constraint in MTons | FALSE | L | Annual | Allowances Banked | Thousand Tons | 0 | 0 | 0 | 0 | 0 | 0 | 0 | 0
Ozone Season NOX Transport - KS | 684 | 7050 | Rate Constraint in MTons | FALSE | L | Annual | Allowances Withdrawn (1:1) | Thousand Tons | 0 | 0 | 0 | 0 | 0 | 0 | 0 | 0
Ozone Season NOX Transport - KS | 684 | 7050 | Rate Constraint in MTons | FALSE | L | Annual | Allowances Withdrawn (n:1) | Thousand Tons | 0 | 0 | 0 | 0 | 0 | 0 | 0 | 0
Ozone Season NOX Transport - KS | 684 | 7050 | Rate Constraint in MTons | FALSE | L | Annual | Net Emissions Allowance Position | Thousand Tons | 6.0739 | 4.6065 | 3.8705 | 3.9839 | 4.0018 | 2.1305 | 2.01 | 1.7943
Ozone Season NOX Transport - KS | 684 | 7050 | Rate Constraint in MTons | FALSE | L | Annual | Fuel Consumed | TBtu | 120.6873 | 89.3805 | 77.8919 | 79.2733 | 79.3371 | 36.9028 | 39.6803 | 34.6342
Ozone Season NOX Transport - KS | 684 | 7050 | Rate Constraint in MTons | FALSE | L | Annual | Rate | lb/MMBtu | 0.10066 | 0.10308 | 0.099381 | 0.10051 | 0.10088 | 0.11547 | 0.10131 | 0.10361
Ozone Season NOX Transport - KS | 684 | 7050 | Rate Constraint in MTons | FALSE | L | Annual | Generation | TWh | 11.1326 | 8.2666 | 7.559 | 7.6125 | 7.9875 | 6.0941 | 6.2933 | 5.099
Ozone Season NOX Transport - KS | 684 | 7050 | Rate Constraint in MTons | FALSE | L | Annual | Qualifying Generation | TWh | 11.1326 | 8.2666 | 7.3337 | 7.4242 | 7.4285 | 3.6256 | 3.9272 | 3.4385
Ozone Season NOX Transport - KS | 684 | 7050 | Rate Constraint in MTons | FALSE | L | Annual | Rate | lb/MWh | 1.0912 | 1.1145 | 1.0555 | 1.0732 | 1.0774 | 1.1753 | 1.0236 | 1.0436
Ozone Season NOX Transport - KS | 684 | 7050 | Rate Constraint in MTons | FALSE | L | Annual | Constraint Shadow Price | US2019$/Ton | 0 | 0 | 0 | 0 | 0 | 0 | 0 | 0
Ozone Season NOX Transport - Region 2 | 697 | 7063 | Rate Constraint in MTons | FALSE | L | Annual | Seasons Included | Seasons | Summer | Summer | Summer | Summer | Summer | Summer | Summer | Summer
Ozone Season NOX Transport - Region 2 | 697 | 7063 | Rate Constraint in MTons | FALSE | L | Annual | Standard NOX | Thousand Tons | 24.041 | 24.041 | 24.041 | 24.041 | 24.041 | 24.041 | 24.041 | 24.041
Ozone Season NOX Transport - Region 2 | 697 | 7063 | Rate Constraint in MTons | FALSE | L | Annual | Emissions at Affected Plants NOX | Thousand Tons | 8.1409 | 3.8601 | 3.0876 | 3.8047 | 3.1143 | 2.5172 | 2.6091 | 2.4172
Ozone Season NOX Transport - Region 2 | 697 | 7063 | Rate Constraint in MTons | FALSE | L | Annual | Allowances Purchased NOX | Thousand Tons | 0 | 0 | 0 | 0 | 0 | 0 | 0 | 0
Ozone Season NOX Transport - Region 2 | 697 | 7063 | Rate Constraint in MTons | FALSE | L | Annual | Allowances Sold NOX | Thousand Tons | 0 | 0 | 0 | 0 | 0 | 0 | 0 | 0
Ozone Season NOX Transport - Region 2 | 697 | 7063 | Rate Constraint in MTons | FALSE | L | Annual | Allowances Banked | Thousand Tons | 0 | 0 | 0 | 20.2363 | 0 | 0 | 0 | 0
Ozone Season NOX Transport - Region 2 | 697 | 7063 | Rate Constraint in MTons | FALSE | L | Annual | Allowances Withdrawn (1:1) | Thousand Tons | 0 | 0 | 0 | 0 | 0 | 0 | -8.0945 | 0
Ozone Season NOX Transport - Region 2 | 697 | 7063 | Rate Constraint in MTons | FALSE | L | Annual | Allowances Withdrawn (n:1) | Thousand Tons | 0 | 0 | 0 | 0 | 0 | 0 | 0 | 0
Ozone Season NOX Transport - Region 2 | 697 | 7063 | Rate Constraint in MTons | FALSE | L | Annual | Net Emissions Allowance Position | Thousand Tons | 8.1409 | 3.8601 | 3.0876 | 24.041 | 3.1143 | 2.5172 | -5.4855 | 2.4172
Ozone Season NOX Transport - Region 2 | 697 | 7063 | Rate Constraint in MTons | FALSE | L | Annual | Fuel Consumed | TBtu | 317.0823 | 246.6417 | 238.0062 | 257.1814 | 258.7262 | 253.228 | 278.9676 | 294.3063
Ozone Season NOX Transport - Region 2 | 697 | 7063 | Rate Constraint in MTons | FALSE | L | Annual | Rate | lb/MMBtu | 0.051349 | 0.031301 | 0.025946 | 0.029588 | 0.024074 | 0.019881 | 0.018705 | 0.016426
Ozone Season NOX Transport - Region 2 | 697 | 7063 | Rate Constraint in MTons | FALSE | L | Annual | Generation | TWh | 37.7001 | 33.3231 | 46.3574 | 52.4404 | 65.3484 | 69.1173 | 78.7552 | 96.4455
Ozone Season NOX Transport - Region 2 | 697 | 7063 | Rate Constraint in MTons | FALSE | L | Annual | Qualifying Generation | TWh | 37.4349 | 31.5485 | 31.1576 | 32.786 | 32.9238 | 33.2417 | 37.6746 | 40.5078
Ozone Season NOX Transport - Region 2 | 697 | 7063 | Rate Constraint in MTons | FALSE | L | Annual | Rate | lb/MWh | 0.43493 | 0.24471 | 0.19819 | 0.23209 | 0.18918 | 0.15145 | 0.13851 | 0.11934
Ozone Season NOX Transport - Region 2 | 697 | 7063 | Rate Constraint in MTons | FALSE | L | Annual | Constraint Shadow Price | US2019$/Ton | 0 | 0 | 0 | 0 | 0 | 0 | 0 | 0
Ozone Season NOX Transport - TN | 698 | 7064 | Rate Constraint in MTons | FALSE | L | Annual | Seasons Included | Seasons | Summer | Summer | Summer | Summer | Summer | Summer | Summer | Summer
Ozone Season NOX Transport - TN | 698 | 7064 | Rate Constraint in MTons | FALSE | L | Annual | Standard NOX | Thousand Tons | 9.361 | 9.361 | 9.361 | 9.361 | 9.361 | 9.361 | 9.361 | 9.361
Ozone Season NOX Transport - TN | 698 | 7064 | Rate Constraint in MTons | FALSE | L | Annual | Emissions at Affected Plants NOX | Thousand Tons | 5.4333 | 2.1209 | 1.7224 | 0.65844 | 0.462 | 0.46719 | 0.48388 | 0.61937
Ozone Season NOX Transport - TN | 698 | 7064 | Rate Constraint in MTons | FALSE | L | Annual | Allowances Purchased NOX | Thousand Tons | 0 | 0 | 0 | 0 | 0 | 0 | 0 | 0
Ozone Season NOX Transport - TN | 698 | 7064 | Rate Constraint in MTons | FALSE | L | Annual | Allowances Sold NOX | Thousand Tons | 0 | 0 | 0 | 0 | 0 | 0 | 0 | 0
Ozone Season NOX Transport - TN | 698 | 7064 | Rate Constraint in MTons | FALSE | L | Annual | Allowances Banked | Thousand Tons | 0 | 0 | 0 | 0 | 0 | 0 | 0 | 0
Ozone Season NOX Transport - TN | 698 | 7064 | Rate Constraint in MTons | FALSE | L | Annual | Allowances Withdrawn (1:1) | Thousand Tons | 0 | 0 | 0 | 0 | 0 | 0 | 0 | 0
Ozone Season NOX Transport - TN | 698 | 7064 | Rate Constraint in MTons | FALSE | L | Annual | Allowances Withdrawn (n:1) | Thousand Tons | 0 | 0 | 0 | 0 | 0 | 0 | 0 | 0
Ozone Season NOX Transport - TN | 698 | 7064 | Rate Constraint in MTons | FALSE | L | Annual | Net Emissions Allowance Position | Thousand Tons | 5.4333 | 2.1209 | 1.7224 | 0.65844 | 0.462 | 0.46719 | 0.48388 | 0.61937
Ozone Season NOX Transport - TN | 698 | 7064 | Rate Constraint in MTons | FALSE | L | Annual | Fuel Consumed | TBtu | 190.3238 | 107.0131 | 98.2052 | 83.9671 | 81.8201 | 85.0228 | 88.4994 | 113.3525
Ozone Season NOX Transport - TN | 698 | 7064 | Rate Constraint in MTons | FALSE | L | Annual | Rate | lb/MMBtu | 0.057095 | 0.039638 | 0.035077 | 0.015683 | 0.011293 | 0.01099 | 0.010935 | 0.010928
Ozone Season NOX Transport - TN | 698 | 7064 | Rate Constraint in MTons | FALSE | L | Annual | Generation | TWh | 19.7709 | 12.5697 | 12.428 | 12.069 | 12.3173 | 14.6873 | 16.1269 | 23.3481
Ozone Season NOX Transport - TN | 698 | 7064 | Rate Constraint in MTons | FALSE | L | Annual | Qualifying Generation | TWh | 19.7709 | 12.5697 | 11.9826 | 10.6411 | 10.4943 | 11.6056 | 12.3878 | 16.3755
Ozone Season NOX Transport - TN | 698 | 7064 | Rate Constraint in MTons | FALSE | L | Annual | Rate | lb/MWh | 0.54962 | 0.33746 | 0.28748 | 0.12375 | 0.088048 | 0.080511 | 0.078123 | 0.075647
Ozone Season NOX Transport - TN | 698 | 7064 | Rate Constraint in MTons | FALSE | L | Annual | Constraint Shadow Price | US2019$/Ton | 0 | 0 | 0 | 0 | 0 | 0 | 0 | 0
RED-Rochester MER Rate Limit v3.1 | 703 | 7518 | Rate Constraint in lbs/MMBtu | FALSE | L | Annual | Seasons Included | Seasons | Winter, WintShld, Summer | Winter, WintShld, Summer | Winter, WintShld, Summer | Winter, WintShld, Summer | Winter, WintShld, Summer | Winter, WintShld, Summer | Winter, WintShld, Summer | Winter, WintShld, Summer
RED-Rochester MER Rate Limit v3.1 | 703 | 7518 | Rate Constraint in lbs/MMBtu | FALSE | L | Annual | Standard MER | lb/MMBtu | 6e-07 | 6e-07 | 6e-07 | 6e-07 | 6e-07 | 6e-07 | 6e-07 | 6e-07
RED-Rochester MER Rate Limit v3.1 | 703 | 7518 | Rate Constraint in lbs/MMBtu | FALSE | L | Annual | Emissions at Affected Plants MER | lbs | 0.00060611 | 0.00068963 | 0.00068963 | 0.00068963 | 0.00068963 | 0.00016537 | 0.00014777 | 0.00016537
RED-Rochester MER Rate Limit v3.1 | 703 | 7518 | Rate Constraint in lbs/MMBtu | FALSE | L | Annual | Allowances Purchased MER | lbs | 0 | 0 | 0 | 0 | 0 | 0 | 0 | 0
RED-Rochester MER Rate Limit v3.1 | 703 | 7518 | Rate Constraint in lbs/MMBtu | FALSE | L | Annual | Allowances Sold MER | lbs | 0 | 0 | 0 | 0 | 0 | 0 | 0 | 0
RED-Rochester MER Rate Limit v3.1 | 703 | 7518 | Rate Constraint in lbs/MMBtu | FALSE | L | Annual | Allowances Banked | lbs | 0 | 0 | 0 | 0 | 0 | 0 | 0 | 0
RED-Rochester MER Rate Limit v3.1 | 703 | 7518 | Rate Constraint in lbs/MMBtu | FALSE | L | Annual | Allowances Withdrawn (1:1) | lbs | 0 | 0 | 0 | 0 | 0 | 0 | 0 | 0
RED-Rochester MER Rate Limit v3.1 | 703 | 7518 | Rate Constraint in lbs/MMBtu | FALSE | L | Annual | Allowances Withdrawn (n:1) | lbs | 0 | 0 | 0 | 0 | 0 | 0 | 0 | 0
RED-Rochester MER Rate Limit v3.1 | 703 | 7518 | Rate Constraint in lbs/MMBtu | FALSE | L | Annual | Net Emissions Allowance Position | lbs | 0.00060611 | 0.00068963 | 0.00068963 | 0.00068963 | 0.00068963 | 0.00016537 | 0.00014777 | 0.00016537
RED-Rochester MER Rate Limit v3.1 | 703 | 7518 | Rate Constraint in lbs/MMBtu | FALSE | L | Annual | Fuel Consumed | TBtu | 2.9785 | 3.3979 | 3.3979 | 3.3979 | 3.3979 | 0.81479 | 0.72337 | 0.81479
RED-Rochester MER Rate Limit v3.1 | 703 | 7518 | Rate Constraint in lbs/MMBtu | FALSE | L | Annual | Rate | lb/MMBtu | 2.035e-10 | 2.0296e-10 | 2.0296e-10 | 2.0296e-10 | 2.0296e-10 | 2.0296e-10 | 2.0428e-10 | 2.0296e-10
RED-Rochester MER Rate Limit v3.1 | 703 | 7518 | Rate Constraint in lbs/MMBtu | FALSE | L | Annual | Generation | TWh | 0.52161 | 0.59348 | 0.59348 | 0.59348 | 0.59348 | 0.14231 | 0.12717 | 0.14231
RED-Rochester MER Rate Limit v3.1 | 703 | 7518 | Rate Constraint in lbs/MMBtu | FALSE | L | Annual | Qualifying Generation | TWh | 0.35886 | 0.40939 | 0.40939 | 0.40939 | 0.40939 | 0.098167 | 0.087154 | 0.098167
RED-Rochester MER Rate Limit v3.1 | 703 | 7518 | Rate Constraint in lbs/MMBtu | FALSE | L | Annual | Rate | lb/MWh | 1.689e-09 | 1.6845e-09 | 1.6845e-09 | 1.6845e-09 | 1.6845e-09 | 1.6845e-09 | 1.6955e-09 | 1.6845e-09
RED-Rochester MER Rate Limit v3.1 | 703 | 7518 | Rate Constraint in lbs/MMBtu | FALSE | L | Annual | Constraint Shadow Price | US2019$/Lb | 0 | 0 | 0 | 0 | 0 | 0 | 0 | 0
RGGI CO2 Annual Constraint v5.13 | 704 | 7118 | Rate Constraint in MTons | FALSE | L | Annual | Seasons Included | Seasons | Winter, WintShld, Summer | Winter, WintShld, Summer | Winter, WintShld, Summer | Winter, WintShld, Summer | Winter, WintShld, Summer | Winter, WintShld, Summer | Winter, WintShld, Summer | Winter, WintShld, Summer
RGGI CO2 Annual Constraint v5.13 | 704 | 7118 | Rate Constraint in MTons | FALSE | L | Annual | Standard CO2 | Thousand Tons | 197186.1116 | 82992.6188 | 85225.1554 | 78610.4021 | 78610.4021 | 78610.4021 | 78610.4021 | 78610.4021
RGGI CO2 Annual Constraint v5.13 | 704 | 7118 | Rate Constraint in MTons | FALSE | L | Annual | Emissions at Affected Plants CO2 | Thousand Tons | 81753.0091 | 74972.9042 | 99225.1225 | 98606.0079 | 88193.9243 | 78610.4021 | 72008.5707 | 60124.66
RGGI CO2 Annual Constraint v5.13 | 704 | 7118 | Rate Constraint in MTons | FALSE | L | Annual | Allowances Purchased CO2 | Thousand Tons | 0 | 0 | 0 | 0 | 0 | 0 | 0 | 0
RGGI CO2 Annual Constraint v5.13 | 704 | 7118 | Rate Constraint in MTons | FALSE | L | Annual | Allowances Sold CO2 | Thousand Tons | 0 | 0 | 0 | 0 | 0 | 0 | 0 | 0
RGGI CO2 Annual Constraint v5.13 | 704 | 7118 | Rate Constraint in MTons | FALSE | L | Annual | Allowances Banked | Thousand Tons | 115433.1025 | 8019.7148 | 0 | 0 | 0 | 0 | 0 | 0
RGGI CO2 Annual Constraint v5.13 | 704 | 7118 | Rate Constraint in MTons | FALSE | L | Annual | Allowances Withdrawn (1:1) | Thousand Tons | 0 | 0 | -13999.9675 | -19995.6058 | -9583.5225 | 0 | 0 | 0
RGGI CO2 Annual Constraint v5.13 | 704 | 7118 | Rate Constraint in MTons | FALSE | L | Annual | Allowances Withdrawn (n:1) | Thousand Tons | 0 | 0 | 0 | 0 | 0 | 0 | 0 | 0
RGGI CO2 Annual Constraint v5.13 | 704 | 7118 | Rate Constraint in MTons | FALSE | L | Annual | Net Emissions Allowance Position | Thousand Tons | 197186.1116 | 82992.619 | 85225.155 | 78610.4021 | 78610.4018 | 78610.4021 | 72008.5707 | 60124.66
RGGI CO2 Annual Constraint v5.13 | 704 | 7118 | Rate Constraint in MTons | FALSE | L | Annual | Fuel Consumed | TBtu | 1287.089 | 1205.8715 | 1625.0897 | 1615.2309 | 1447.333 | 1286.4328 | 1178.5653 | 984.4156
RGGI CO2 Annual Constraint v5.13 | 704 | 7118 | Rate Constraint in MTons | FALSE | L | Annual | Rate | lb/MMBtu | 127.0355 | 124.3464 | 122.1165 | 122.0952 | 121.871 | 122.2145 | 122.197 | 122.153
RGGI CO2 Annual Constraint v5.13 | 704 | 7118 | Rate Constraint in MTons | FALSE | L | Annual | Generation | TWh | 176.3433 | 166.9213 | 225.055 | 228.5995 | 211.5719 | 207.2482 | 220.0834 | 276.1413
RGGI CO2 Annual Constraint v5.13 | 704 | 7118 | Rate Constraint in MTons | FALSE | L | Annual | Qualifying Generation | TWh | 176.3418 | 166.9172 | 223.5401 | 223.321 | 200.5524 | 176.4965 | 161.945 | 135.1175
RGGI CO2 Annual Constraint v5.13 | 704 | 7118 | Rate Constraint in MTons | FALSE | L | Annual | Rate | lb/MWh | 927.2106 | 898.3243 | 887.7611 | 883.0876 | 879.5101 | 890.787 | 889.2967 | 889.9611
RGGI CO2 Annual Constraint v5.13 | 704 | 7118 | Rate Constraint in MTons | FALSE | L | Annual | Constraint Shadow Price | US2019$/Ton | 2.548 | 2.7416 | 3.0626 | 3.3601 | 3.8873 | 2.1539 | 0 | 0
RPS Clean Energy v6.20- CO | 706 | 7648 | Generation Constraint in GWh | FALSE | G | Annual | Seasons Included | Seasons | Winter, WintShld, Summer | Winter, WintShld, Summer | Winter, WintShld, Summer | Winter, WintShld, Summer | Winter, WintShld, Summer | Winter, WintShld, Summer | Winter, WintShld, Summer | Winter, WintShld, Summer
RPS Clean Energy v6.20- CO | 706 | 7648 | Generation Constraint in GWh | FALSE | G | Annual | Standard GWh | GWh | 0 | 0 | 0 | 0 | 0 | 0 | 0 | 44004.6953
RPS Clean Energy v6.20- CO | 706 | 7648 | Generation Constraint in GWh | FALSE | G | Annual | Emissions at Affected Plants | GWh | 25421.8002 | 25421.4655 | 25419.2006 | 29655.2585 | 31925.6089 | 43754.4695 | 49351.3638 | 57651.4136
RPS Clean Energy v6.20- CO | 706 | 7648 | Generation Constraint in GWh | FALSE | G | Annual | Allowances Purchased | GWh | 0 | 0 | 0 | 0 | 0 | 0 | 0 | 0
RPS Clean Energy v6.20- CO | 706 | 7648 | Generation Constraint in GWh | FALSE | G | Annual | Allowances Sold | GWh | 0 | 0 | 0 | 0 | 0 | 0 | 0 | 0
RPS Clean Energy v6.20- CO | 706 | 7648 | Generation Constraint in GWh | FALSE | G | Annual | Allowances Banked | GWh | 0 | 0 | 0 | 0 | 0 | 0 | 0 | 0
RPS Clean Energy v6.20- CO | 706 | 7648 | Generation Constraint in GWh | FALSE | G | Annual | Allowances Withdrawn (1:1) | GWh | 0 | 0 | 0 | 0 | 0 | 0 | 0 | 0
RPS Clean Energy v6.20- CO | 706 | 7648 | Generation Constraint in GWh | FALSE | G | Annual | Allowances Withdrawn (n:1) | GWh | 0 | 0 | 0 | 0 | 0 | 0 | 0 | 0
RPS Clean Energy v6.20- CO | 706 | 7648 | Generation Constraint in GWh | FALSE | G | Annual | Net Emissions Allowance Position | GWh | 25421.8002 | 25421.4655 | 25419.2006 | 29655.2585 | 31925.6089 | 43754.4695 | 49351.3638 | 57651.4136
RPS Clean Energy v6.20- CO | 706 | 7648 | Generation Constraint in GWh | FALSE | G | Annual | Fuel Consumed | TBtu | 0.86591 | 0.86102 | 0.86102 | 0.79518 | 0.79518 | 2.5105 | 2.5785 | 2.6486
RPS Clean Energy v6.20- CO | 706 | 7648 | Generation Constraint in GWh | FALSE | G | Annual | Heat Rate | MMBtu/MWh | 0.034062 | 0.03387 | 0.033873 | 0.026814 | 0.024907 | 0.057376 | 0.052247 | 0.045942
RPS Clean Energy v6.20- CO | 706 | 7648 | Generation Constraint in GWh | FALSE | G | Annual | Generation | TWh | 25.4218 | 25.4215 | 25.4192 | 29.6553 | 31.9256 | 43.7545 | 49.3514 | 57.6514
RPS Clean Energy v6.20- CO | 706 | 7648 | Generation Constraint in GWh | FALSE | G | Annual | Qualifying Generation | TWh | 25.4218 | 25.4215 | 25.4192 | 29.6553 | 31.9256 | 43.7545 | 49.3514 | 57.6514
RPS Clean Energy v6.20- CO | 706 | 7648 | Generation Constraint in GWh | FALSE | G | Annual | Rate | lb/MWh | 0 | 0 | 0 | 0 | 0 | 0 | 0 | 0
RPS Clean Energy v6.20- CO | 706 | 7648 | Generation Constraint in GWh | FALSE | G | Annual | Constraint Shadow Price | US2019$/MWh | 0 | 0 | 0 | 0 | 0 | 0 | 0 | 0
RPS Clean Energy v6.20- IL | 707 | 7740 | Generation Constraint in GWh | FALSE | G | Annual | Seasons Included | Seasons | Winter, WintShld, Summer | Winter, WintShld, Summer | Winter, WintShld, Summer | Winter, WintShld, Summer | Winter, WintShld, Summer | Winter, WintShld, Summer | Winter, WintShld, Summer | Winter, WintShld, Summer
RPS Clean Energy v6.20- IL | 707 | 7740 | Generation Constraint in GWh | FALSE | G | Annual | Standard GWh | GWh | 0 | 0 | 0 | 0 | 0 | 0 | 0 | 164415.7767
RPS Clean Energy v6.20- IL | 707 | 7740 | Generation Constraint in GWh | FALSE | G | Annual | Emissions at Affected Plants | GWh | 122639.3507 | 123234.279 | 123492.8609 | 123492.8609 | 118630.5907 | 120473.0138 | 121435.9328 | 164415.7767
RPS Clean Energy v6.20- IL | 707 | 7740 | Generation Constraint in GWh | FALSE | G | Annual | Allowances Purchased | GWh | 0 | 0 | 0 | 0 | 0 | 0 | 0 | 0
RPS Clean Energy v6.20- IL | 707 | 7740 | Generation Constraint in GWh | FALSE | G | Annual | Allowances Sold | GWh | 0 | 0 | 0 | 0 | 0 | 0 | 0 | 0
RPS Clean Energy v6.20- IL | 707 | 7740 | Generation Constraint in GWh | FALSE | G | Annual | Allowances Banked | GWh | 0 | 0 | 0 | 0 | 0 | 0 | 0 | 0
RPS Clean Energy v6.20- IL | 707 | 7740 | Generation Constraint in GWh | FALSE | G | Annual | Allowances Withdrawn (1:1) | GWh | 0 | 0 | 0 | 0 | 0 | 0 | 0 | 0
RPS Clean Energy v6.20- IL | 707 | 7740 | Generation Constraint in GWh | FALSE | G | Annual | Allowances Withdrawn (n:1) | GWh | 0 | 0 | 0 | 0 | 0 | 0 | 0 | 0
RPS Clean Energy v6.20- IL | 707 | 7740 | Generation Constraint in GWh | FALSE | G | Annual | Net Emissions Allowance Position | GWh | 122639.3507 | 123234.279 | 123492.8609 | 123492.8609 | 118630.5907 | 120473.0138 | 121435.9328 | 164415.7767
RPS Clean Energy v6.20- IL | 707 | 7740 | Generation Constraint in GWh | FALSE | G | Annual | Fuel Consumed | TBtu | 1019.9349 | 1020.6175 | 1022.8188 | 1022.8188 | 932.6843 | 938.2602 | 946.4575 | 946.4575
RPS Clean Energy v6.20- IL | 707 | 7740 | Generation Constraint in GWh | FALSE | G | Annual | Heat Rate | MMBtu/MWh | 8.3165 | 8.2819 | 8.2824 | 8.2824 | 7.8621 | 7.7881 | 7.7939 | 5.7565
RPS Clean Energy v6.20- IL | 707 | 7740 | Generation Constraint in GWh | FALSE | G | Annual | Generation | TWh | 122.6394 | 123.2343 | 123.4929 | 123.4929 | 118.6306 | 120.473 | 121.4359 | 164.4158
RPS Clean Energy v6.20- IL | 707 | 7740 | Generation Constraint in GWh | FALSE | G | Annual | Qualifying Generation | TWh | 122.6394 | 123.2343 | 123.4929 | 123.4929 | 118.6306 | 120.473 | 121.4359 | 164.4158
RPS Clean Energy v6.20- IL | 707 | 7740 | Generation Constraint in GWh | FALSE | G | Annual | Rate | lb/MWh | 0 | 0 | 0 | 0 | 0 | 0 | 0 | 0
RPS Clean Energy v6.20- IL | 707 | 7740 | Generation Constraint in GWh | FALSE | G | Annual | Constraint Shadow Price | US2019$/MWh | 0 | 0 | 0 | 0 | 0 | 0 | 0 | 4.2252
RPS Clean Energy v6.20- MA | 708 | 7649 | Generation Constraint in GWh | FALSE | G | Annual | Seasons Included | Seasons | Winter, WintShld, Summer | Winter, WintShld, Summer | Winter, WintShld, Summer | Winter, WintShld, Summer | Winter, WintShld, Summer | Winter, WintShld, Summer | Winter, WintShld, Summer | Winter, WintShld, Summer
RPS Clean Energy v6.20- MA | 708 | 7649 | Generation Constraint in GWh | FALSE | G | Annual | Standard GWh | GWh | 13594.142 | 15663.7516 | 18812.4615 | 21200.6836 | 27306.8272 | 33786.0663 | 40912.9788 | 48968.7692
RPS Clean Energy v6.20- MA | 708 | 7649 | Generation Constraint in GWh | FALSE | G | Annual | Emissions at Affected Plants | GWh | 13594.142 | 15663.7516 | 19366.1979 | 21200.6836 | 27306.8271 | 33786.0663 | 40912.9788 | 48968.7692
RPS Clean Energy v6.20- MA | 708 | 7649 | Generation Constraint in GWh | FALSE | G | Annual | Allowances Purchased | GWh | 0 | 0 | 0 | 0 | 0 | 0 | 0 | 0
RPS Clean Energy v6.20- MA | 708 | 7649 | Generation Constraint in GWh | FALSE | G | Annual | Allowances Sold | GWh | 0 | 0 | 0 | 0 | 0 | 0 | 0 | 0
RPS Clean Energy v6.20- MA | 708 | 7649 | Generation Constraint in GWh | FALSE | G | Annual | Allowances Banked | GWh | 0 | 0 | 0 | 0 | 0 | 0 | 0 | 0
RPS Clean Energy v6.20- MA | 708 | 7649 | Generation Constraint in GWh | FALSE | G | Annual | Allowances Withdrawn (1:1) | GWh | 0 | 0 | 0 | 0 | 0 | 0 | 0 | 0
RPS Clean Energy v6.20- MA | 708 | 7649 | Generation Constraint in GWh | FALSE | G | Annual | Allowances Withdrawn (n:1) | GWh | 0 | 0 | 0 | 0 | 0 | 0 | 0 | 0
RPS Clean Energy v6.20- MA | 708 | 7649 | Generation Constraint in GWh | FALSE | G | Annual | Net Emissions Allowance Position | GWh | 13594.142 | 15663.7516 | 19366.1979 | 21200.6836 | 27306.8271 | 33786.0663 | 40912.9788 | 48968.7692
RPS Clean Energy v6.20- MA | 708 | 7649 | Generation Constraint in GWh | FALSE | G | Annual | Fuel Consumed | TBtu | 8.1572 | 6.1029 | 6.1029 | 6.1029 | 6.1029 | 6.1029 | 6.1029 | 6.1029
RPS Clean Energy v6.20- MA | 708 | 7649 | Generation Constraint in GWh | FALSE | G | Annual | Heat Rate | MMBtu/MWh | 0.60006 | 0.38962 | 0.31513 | 0.28786 | 0.22349 | 0.18063 | 0.14917 | 0.12463
RPS Clean Energy v6.20- MA | 708 | 7649 | Generation Constraint in GWh | FALSE | G | Annual | Generation | TWh | 13.5941 | 15.6638 | 19.3662 | 21.2007 | 27.3068 | 33.7861 | 40.913 | 48.9688
RPS Clean Energy v6.20- MA | 708 | 7649 | Generation Constraint in GWh | FALSE | G | Annual | Qualifying Generation | TWh | 13.5941 | 15.6638 | 19.3662 | 21.2007 | 27.3068 | 33.7861 | 40.913 | 48.9688
RPS Clean Energy v6.20- MA | 708 | 7649 | Generation Constraint in GWh | FALSE | G | Annual | Rate | lb/MWh | 0 | 0 | 0 | 0 | 0 | 0 | 0 | 0
RPS Clean Energy v6.20- MA | 708 | 7649 | Generation Constraint in GWh | FALSE | G | Annual | Constraint Shadow Price | US2019$/MWh | 35.579 | 17.1118 | 0 | 13.3058 | 15.1234 | 14.357 | 15.5704 | 10.1965
RPS Clean Energy v6.20- NM | 709 | 7571 | Generation Constraint in GWh | FALSE | G | Annual | Seasons Included | Seasons | Winter, WintShld, Summer | Winter, WintShld, Summer | Winter, WintShld, Summer | Winter, WintShld, Summer | Winter, WintShld, Summer | Winter, WintShld, Summer | Winter, WintShld, Summer | Winter, WintShld, Summer
RPS Clean Energy v6.20- NM | 709 | 7571 | Generation Constraint in GWh | FALSE | G | Annual | Standard GWh | GWh | 0 | 0 | 0 | 0 | 0 | 0 | 19276.025 | 26763.1898
RPS Clean Energy v6.20- NM | 709 | 7571 | Generation Constraint in GWh | FALSE | G | Annual | Emissions at Affected Plants | GWh | 21427.7179 | 26970.9882 | 26972.5769 | 37091.3463 | 37893.6305 | 37894.3161 | 41014.079 | 53424.9025
RPS Clean Energy v6.20- NM | 709 | 7571 | Generation Constraint in GWh | FALSE | G | Annual | Allowances Purchased | GWh | 0 | 0 | 0 | 0 | 0 | 0 | 0 | 0
RPS Clean Energy v6.20- NM | 709 | 7571 | Generation Constraint in GWh | FALSE | G | Annual | Allowances Sold | GWh | 0 | 0 | 0 | 0 | 0 | 0 | 0 | 0
RPS Clean Energy v6.20- NM | 709 | 7571 | Generation Constraint in GWh | FALSE | G | Annual | Allowances Banked | GWh | 0 | 0 | 0 | 0 | 0 | 0 | 0 | 0
RPS Clean Energy v6.20- NM | 709 | 7571 | Generation Constraint in GWh | FALSE | G | Annual | Allowances Withdrawn (1:1) | GWh | 0 | 0 | 0 | 0 | 0 | 0 | 0 | 0
RPS Clean Energy v6.20- NM | 709 | 7571 | Generation Constraint in GWh | FALSE | G | Annual | Allowances Withdrawn (n:1) | GWh | 0 | 0 | 0 | 0 | 0 | 0 | 0 | 0
RPS Clean Energy v6.20- NM | 709 | 7571 | Generation Constraint in GWh | FALSE | G | Annual | Net Emissions Allowance Position | GWh | 21427.7179 | 26970.9882 | 26972.5769 | 37091.3463 | 37893.6305 | 37894.3161 | 41014.079 | 53424.9025
RPS Clean Energy v6.20- NM | 709 | 7571 | Generation Constraint in GWh | FALSE | G | Annual | Fuel Consumed | TBtu | 0.58478 | 0.58478 | 0.5983 | 0.59827 | 0.6046 | 0.61044 | 0.61044 | 0.98787
RPS Clean Energy v6.20- NM | 709 | 7571 | Generation Constraint in GWh | FALSE | G | Annual | Heat Rate | MMBtu/MWh | 0.027291 | 0.021682 | 0.022182 | 0.01613 | 0.015955 | 0.016109 | 0.014884 | 0.018491
RPS Clean Energy v6.20- NM | 709 | 7571 | Generation Constraint in GWh | FALSE | G | Annual | Generation | TWh | 21.4277 | 26.971 | 26.9726 | 37.0913 | 37.8936 | 37.8943 | 41.0141 | 53.4249
RPS Clean Energy v6.20- NM | 709 | 7571 | Generation Constraint in GWh | FALSE | G | Annual | Qualifying Generation | TWh | 21.4277 | 26.971 | 26.9726 | 37.0913 | 37.8936 | 37.8943 | 41.0141 | 53.4249
RPS Clean Energy v6.20- NM | 709 | 7571 | Generation Constraint in GWh | FALSE | G | Annual | Rate | lb/MWh | 0 | 0 | 0 | 0 | 0 | 0 | 0 | 0
RPS Clean Energy v6.20- NM | 709 | 7571 | Generation Constraint in GWh | FALSE | G | Annual | Constraint Shadow Price | US2019$/MWh | 0 | 0 | 0 | 0 | 0 | 0 | 0 | 0
RPS Clean Energy v6.20- NV | 710 | 7572 | Generation Constraint in GWh | FALSE | G | Annual | Seasons Included | Seasons | Winter, WintShld, Summer | Winter, WintShld, Summer | Winter, WintShld, Summer | Winter, WintShld, Summer | Winter, WintShld, Summer | Winter, WintShld, Summer | Winter, WintShld, Summer | Winter, WintShld, Summer
RPS Clean Energy v6.20- NV | 710 | 7572 | Generation Constraint in GWh | FALSE | G | Annual | Standard GWh | GWh | 0 | 0 | 0 | 0 | 0 | 0 | 0 | 48961.9676
RPS Clean Energy v6.20- NV | 710 | 7572 | Generation Constraint in GWh | FALSE | G | Annual | Emissions at Affected Plants | GWh | 16885.1031 | 19906.8489 | 19918.2385 | 19915.9116 | 21178.34 | 23200.2649 | 23826.4814 | 48961.9676
RPS Clean Energy v6.20- NV | 710 | 7572 | Generation Constraint in GWh | FALSE | G | Annual | Allowances Purchased | GWh | 0 | 0 | 0 | 0 | 0 | 0 | 0 | 0
RPS Clean Energy v6.20- NV | 710 | 7572 | Generation Constraint in GWh | FALSE | G | Annual | Allowances Sold | GWh | 0 | 0 | 0 | 0 | 0 | 0 | 0 | 0
RPS Clean Energy v6.20- NV | 710 | 7572 | Generation Constraint in GWh | FALSE | G | Annual | Allowances Banked | GWh | 0 | 0 | 0 | 0 | 0 | 0 | 0 | 0
RPS Clean Energy v6.20- NV | 710 | 7572 | Generation Constraint in GWh | FALSE | G | Annual | Allowances Withdrawn (1:1) | GWh | 0 | 0 | 0 | 0 | 0 | 0 | 0 | 0
RPS Clean Energy v6.20- NV | 710 | 7572 | Generation Constraint in GWh | FALSE | G | Annual | Allowances Withdrawn (n:1) | GWh | 0 | 0 | 0 | 0 | 0 | 0 | 0 | 0
RPS Clean Energy v6.20- NV | 710 | 7572 | Generation Constraint in GWh | FALSE | G | Annual | Net Emissions Allowance Position | GWh | 16885.1031 | 19906.8489 | 19918.2385 | 19915.9116 | 21178.34 | 23200.2649 | 23826.4814 | 48961.9676
RPS Clean Energy v6.20- NV | 710 | 7572 | Generation Constraint in GWh | FALSE | G | Annual | Fuel Consumed | TBtu | 54.7502 | 54.8166 | 54.9056 | 54.8758 | 54.9131 | 54.9171 | 54.9139 | 56.2223
RPS Clean Energy v6.20- NV | 710 | 7572 | Generation Constraint in GWh | FALSE | G | Annual | Heat Rate | MMBtu/MWh | 3.2425 | 2.7537 | 2.7565 | 2.7554 | 2.5929 | 2.3671 | 2.3047 | 1.1483
RPS Clean Energy v6.20- NV | 710 | 7572 | Generation Constraint in GWh | FALSE | G | Annual | Generation | TWh | 16.8851 | 19.9068 | 19.9182 | 19.9159 | 21.1783 | 23.2003 | 23.8265 | 48.962
RPS Clean Energy v6.20- NV | 710 | 7572 | Generation Constraint in GWh | FALSE | G | Annual | Qualifying Generation | TWh | 16.8851 | 19.9068 | 19.9182 | 19.9159 | 21.1783 | 23.2003 | 23.8265 | 48.962
RPS Clean Energy v6.20- NV | 710 | 7572 | Generation Constraint in GWh | FALSE | G | Annual | Rate | lb/MWh | 0 | 0 | 0 | 0 | 0 | 0 | 0 | 0
RPS Clean Energy v6.20- NV | 710 | 7572 | Generation Constraint in GWh | FALSE | G | Annual | Constraint Shadow Price | US2019$/MWh | 0 | 0 | 0 | 0 | 0 | 0 | 0 | 10.8949
RPS Clean Energy v6.20- NY | 711 | 7573 | Generation Constraint in GWh | FALSE | G | Annual | Seasons Included | Seasons | Winter, WintShld, Summer | Winter, WintShld, Summer | Winter, WintShld, Summer | Winter, WintShld, Summer | Winter, WintShld, Summer | Winter, WintShld, Summer | Winter, WintShld, Summer | Winter, WintShld, Summer
RPS Clean Energy v6.20- NY | 711 | 7573 | Generation Constraint in GWh | FALSE | G | Annual | Standard GWh | GWh | 0 | 0 | 0 | 0 | 0 | 152394.3924 | 156698.7408 | 163809.3067
RPS Clean Energy v6.20- NY | 711 | 7573 | Generation Constraint in GWh | FALSE | G | Annual | Emissions at Affected Plants | GWh | 63384.0018 | 82330.0248 | 82426.938 | 65185.3212 | 102749.75 | 152394.3924 | 156698.7407 | 163809.3067
RPS Clean Energy v6.20- NY | 711 | 7573 | Generation Constraint in GWh | FALSE | G | Annual | Allowances Purchased | GWh | 0 | 0 | 0 | 0 | 0 | 0 | 0 | 0
RPS Clean Energy v6.20- NY | 711 | 7573 | Generation Constraint in GWh | FALSE | G | Annual | Allowances Sold | GWh | 0 | 0 | 0 | 0 | 0 | 0 | 0 | 0
RPS Clean Energy v6.20- NY | 711 | 7573 | Generation Constraint in GWh | FALSE | G | Annual | Allowances Banked | GWh | 0 | 0 | 0 | 0 | 0 | 0 | 0 | 0
RPS Clean Energy v6.20- NY | 711 | 7573 | Generation Constraint in GWh | FALSE | G | Annual | Allowances Withdrawn (1:1) | GWh | 0 | 0 | 0 | 0 | 0 | 0 | 0 | 0
RPS Clean Energy v6.20- NY | 711 | 7573 | Generation Constraint in GWh | FALSE | G | Annual | Allowances Withdrawn (n:1) | GWh | 0 | 0 | 0 | 0 | 0 | 0 | 0 | 0
RPS Clean Energy v6.20- NY | 711 | 7573 | Generation Constraint in GWh | FALSE | G | Annual | Net Emissions Allowance Position | GWh | 63384.0018 | 82330.0248 | 82426.938 | 65185.3212 | 102749.75 | 152394.3924 | 156698.7407 | 163809.3067
RPS Clean Energy v6.20- NY | 711 | 7573 | Generation Constraint in GWh | FALSE | G | Annual | Fuel Consumed | TBtu | 301.1188 | 296.9693 | 297.7943 | 117.516 | 117.516 | 123.4287 | 123.4287 | 123.4287
RPS Clean Energy v6.20- NY | 711 | 7573 | Generation Constraint in GWh | FALSE | G | Annual | Heat Rate | MMBtu/MWh | 4.7507 | 3.6071 | 3.6128 | 1.8028 | 1.1437 | 0.80993 | 0.78768 | 0.75349
RPS Clean Energy v6.20- NY | 711 | 7573 | Generation Constraint in GWh | FALSE | G | Annual | Generation | TWh | 63.384 | 82.33 | 82.4269 | 65.1853 | 102.7497 | 152.3944 | 156.6987 | 163.8093
RPS Clean Energy v6.20- NY | 711 | 7573 | Generation Constraint in GWh | FALSE | G | Annual | Qualifying Generation | TWh | 63.384 | 82.33 | 82.4269 | 65.1853 | 102.7497 | 152.3944 | 156.6987 | 163.8093
RPS Clean Energy v6.20- NY | 711 | 7573 | Generation Constraint in GWh | FALSE | G | Annual | Rate | lb/MWh | 0 | 0 | 0 | 0 | 0 | 0 | 0 | 0
RPS Clean Energy v6.20- NY | 711 | 7573 | Generation Constraint in GWh | FALSE | G | Annual | Constraint Shadow Price | US2019$/MWh | 0 | 0 | 0 | 0 | 0 | 13.0803 | 11.5219 | 9.2923
RPS Clean Energy v6.20- WA | 712 | 7574 | Generation Constraint in GWh | FALSE | G | Annual | Seasons Included | Seasons | Winter, WintShld, Summer | Winter, WintShld, Summer | Winter, WintShld, Summer | Winter, WintShld, Summer | Winter, WintShld, Summer | Winter, WintShld, Summer | Winter, WintShld, Summer | Winter, WintShld, Summer
RPS Clean Energy v6.20- WA | 712 | 7574 | Generation Constraint in GWh | FALSE | G | Annual | Standard GWh | GWh | 0 | 0 | 0 | 94421.8601 | 97181.9993 | 102038.2517 | 107685.7862 | 114570.154
RPS Clean Energy v6.20- WA | 712 | 7574 | Generation Constraint in GWh | FALSE | G | Annual | Emissions at Affected Plants | GWh | 98272.9458 | 98351.4905 | 94312.9138 | 94421.8601 | 97181.9993 | 102038.2517 | 107685.7862 | 114570.154
RPS Clean Energy v6.20- WA | 712 | 7574 | Generation Constraint in GWh | FALSE | G | Annual | Allowances Purchased | GWh | 0 | 0 | 0 | 0 | 0 | 0 | 0 | 0
RPS Clean Energy v6.20- WA | 712 | 7574 | Generation Constraint in GWh | FALSE | G | Annual | Allowances Sold | GWh | 0 | 0 | 0 | 0 | 0 | 0 | 0 | 0
RPS Clean Energy v6.20- WA | 712 | 7574 | Generation Constraint in GWh | FALSE | G | Annual | Allowances Banked | GWh | 0 | 0 | 0 | 0 | 0 | 0 | 0 | 0
RPS Clean Energy v6.20- WA | 712 | 7574 | Generation Constraint in GWh | FALSE | G | Annual | Allowances Withdrawn (1:1) | GWh | 0 | 0 | 0 | 0 | 0 | 0 | 0 | 0
RPS Clean Energy v6.20- WA | 712 | 7574 | Generation Constraint in GWh | FALSE | G | Annual | Allowances Withdrawn (n:1) | GWh | 0 | 0 | 0 | 0 | 0 | 0 | 0 | 0
RPS Clean Energy v6.20- WA | 712 | 7574 | Generation Constraint in GWh | FALSE | G | Annual | Net Emissions Allowance Position | GWh | 98272.9458 | 98351.4905 | 94312.9138 | 94421.8601 | 97181.9993 | 102038.2517 | 107685.7862 | 114570.154
RPS Clean Energy v6.20- WA | 712 | 7574 | Generation Constraint in GWh | FALSE | G | Annual | Fuel Consumed | TBtu | 99.24 | 97.2804 | 54.9254 | 55.8528 | 56.1166 | 60.3855 | 8.7064 | 9.3668
RPS Clean Energy v6.20- WA | 712 | 7574 | Generation Constraint in GWh | FALSE | G | Annual | Heat Rate | MMBtu/MWh | 1.0098 | 0.98911 | 0.58237 | 0.59152 | 0.57744 | 0.59179 | 0.08085 | 0.081756
RPS Clean Energy v6.20- WA | 712 | 7574 | Generation Constraint in GWh | FALSE | G | Annual | Generation | TWh | 98.2729 | 98.3515 | 94.3129 | 94.4219 | 97.182 | 102.0383 | 107.6858 | 114.5702
RPS Clean Energy v6.20- WA | 712 | 7574 | Generation Constraint in GWh | FALSE | G | Annual | Qualifying Generation | TWh | 98.2729 | 98.3515 | 94.3129 | 94.4219 | 97.182 | 102.0383 | 107.6858 | 114.5702
RPS Clean Energy v6.20- WA | 712 | 7574 | Generation Constraint in GWh | FALSE | G | Annual | Rate | lb/MWh | 0 | 0 | 0 | 0 | 0 | 0 | 0 | 0
RPS Clean Energy v6.20- WA | 712 | 7574 | Generation Constraint in GWh | FALSE | G | Annual | Constraint Shadow Price | US2019$/MWh | 0 | 0 | 0 | 5.1153 | 8.0671 | 5.7812 | 3.079 | 9.627
RPS Solar v6.20- DC | 713 | 7575 | Generation Constraint in GWh | FALSE | G | Annual | Seasons Included | Seasons | Winter, WintShld, Summer | Winter, WintShld, Summer | Winter, WintShld, Summer | Winter, WintShld, Summer | Winter, WintShld, Summer | Winter, WintShld, Summer | Winter, WintShld, Summer | Winter, WintShld, Summer
RPS Solar v6.20- DC | 713 | 7575 | Generation Constraint in GWh | FALSE | G | Annual | Standard GWh | GWh | 312.6419 | 378.1139 | 495.0414 | 556.6474 | 801.3588 | 1123.7217 | 1224.9342 | 1282.8178
RPS Solar v6.20- DC | 713 | 7575 | Generation Constraint in GWh | FALSE | G | Annual | Emissions at Affected Plants | GWh | 13.0777 | 13.0777 | 13.0777 | 13.0777 | 13.0777 | 13.0777 | 13.0777 | 13.0777
RPS Solar v6.20- DC | 713 | 7575 | Generation Constraint in GWh | FALSE | G | Annual | Allowances Purchased | GWh | 299.5642 | 365.0362 | 481.9638 | 543.5697 | 788.2812 | 1110.644 | 1211.8565 | 1269.7402
RPS Solar v6.20- DC | 713 | 7575 | Generation Constraint in GWh | FALSE | G | Annual | Allowances Sold | GWh | 0 | 0 | 0 | 0 | 0 | 0 | 0 | 0
RPS Solar v6.20- DC | 713 | 7575 | Generation Constraint in GWh | FALSE | G | Annual | Allowances Banked | GWh | 0 | 0 | 0 | 0 | 0 | 0 | 0 | 0
RPS Solar v6.20- DC | 713 | 7575 | Generation Constraint in GWh | FALSE | G | Annual | Allowances Withdrawn (1:1) | GWh | 0 | 0 | 0 | 0 | 0 | 0 | 0 | 0
RPS Solar v6.20- DC | 713 | 7575 | Generation Constraint in GWh | FALSE | G | Annual | Allowances Withdrawn (n:1) | GWh | 0 | 0 | 0 | 0 | 0 | 0 | 0 | 0
RPS Solar v6.20- DC | 713 | 7575 | Generation Constraint in GWh | FALSE | G | Annual | Net Emissions Allowance Position | GWh | 312.6419 | 378.1139 | 495.0414 | 556.6474 | 801.3588 | 1123.7217 | 1224.9342 | 1282.8178
RPS Solar v6.20- DC | 713 | 7575 | Generation Constraint in GWh | FALSE | G | Annual | Fuel Consumed | TBtu | 0 | 0 | 0 | 0 | 0 | 0 | 0 | 0
RPS Solar v6.20- DC | 713 | 7575 | Generation Constraint in GWh | FALSE | G | Annual | Heat Rate | MMBtu/MWh | 0 | 0 | 0 | 0 | 0 | 0 | 0 | 0
RPS Solar v6.20- DC | 713 | 7575 | Generation Constraint in GWh | FALSE | G | Annual | Generation | TWh | 0.013078 | 0.013078 | 0.013078 | 0.013078 | 0.013078 | 0.013078 | 0.013078 | 0.013078
RPS Solar v6.20- DC | 713 | 7575 | Generation Constraint in GWh | FALSE | G | Annual | Qualifying Generation | TWh | 0.013078 | 0.013078 | 0.013078 | 0.013078 | 0.013078 | 0.013078 | 0.013078 | 0.013078
RPS Solar v6.20- DC | 713 | 7575 | Generation Constraint in GWh | FALSE | G | Annual | Rate | lb/MWh | 0 | 0 | 0 | 0 | 0 | 0 | 0 | 0
RPS Solar v6.20- DC | 713 | 7575 | Generation Constraint in GWh | FALSE | G | Annual | Constraint Shadow Price | US2019$/MWh | 53.115 | 53.1147 | 53.1147 | 53.1152 | 53.1145 | 53.1147 | 53.1148 | 53.1149
RPS Solar v6.20- DE | 714 | 7576 | Generation Constraint in GWh | FALSE | G | Annual | Seasons Included | Seasons | Winter, WintShld, Summer | Winter, WintShld, Summer | Winter, WintShld, Summer | Winter, WintShld, Summer | Winter, WintShld, Summer | Winter, WintShld, Summer | Winter, WintShld, Summer | Winter, WintShld, Summer
RPS Solar v6.20- DE | 714 | 7576 | Generation Constraint in GWh | FALSE | G | Annual | Standard GWh | GWh | 204.4227 | 238.2743 | 239.1678 | 242.0381 | 248.8872 | 257.1632 | 266.3093 | 278.8936
RPS Solar v6.20- DE | 714 | 7576 | Generation Constraint in GWh | FALSE | G | Annual | Emissions at Affected Plants | GWh | 19485.989 | 26601.1122 | 32096.7018 | 49305.4345 | 86346.2421 | 96523.1309 | 121232.3946 | 183887.4686
RPS Solar v6.20- DE | 714 | 7576 | Generation Constraint in GWh | FALSE | G | Annual | Allowances Purchased | GWh | 0 | 0 | 0 | 0 | 0 | 0 | 0 | 0
RPS Solar v6.20- DE | 714 | 7576 | Generation Constraint in GWh | FALSE | G | Annual | Allowances Sold | GWh | 0 | 0 | 0 | 0 | 0 | 0 | 0 | 0
RPS Solar v6.20- DE | 714 | 7576 | Generation Constraint in GWh | FALSE | G | Annual | Allowances Banked | GWh | 0 | 0 | 0 | 0 | 0 | 0 | 0 | 0
RPS Solar v6.20- DE | 714 | 7576 | Generation Constraint in GWh | FALSE | G | Annual | Allowances Withdrawn (1:1) | GWh | 0 | 0 | 0 | 0 | 0 | 0 | 0 | 0
RPS Solar v6.20- DE | 714 | 7576 | Generation Constraint in GWh | FALSE | G | Annual | Allowances Withdrawn (n:1) | GWh | 0 | 0 | 0 | 0 | 0 | 0 | 0 | 0
RPS Solar v6.20- DE | 714 | 7576 | Generation Constraint in GWh | FALSE | G | Annual | Net Emissions Allowance Position | GWh | 19485.989 | 26601.1122 | 32096.7018 | 49305.4345 | 86346.2421 | 96523.1309 | 121232.3946 | 183887.4686
RPS Solar v6.20- DE | 714 | 7576 | Generation Constraint in GWh | FALSE | G | Annual | Fuel Consumed | TBtu | 0 | 0 | 0 | 0 | 0 | 0 | 0 | 0
RPS Solar v6.20- DE | 714 | 7576 | Generation Constraint in GWh | FALSE | G | Annual | Heat Rate | MMBtu/MWh | 0 | 0 | 0 | 0 | 0 | 0 | 0 | 0
RPS Solar v6.20- DE | 714 | 7576 | Generation Constraint in GWh | FALSE | G | Annual | Generation | TWh | 32.6791 | 50.453 | 58.6267 | 79.1064 | 108.5278 | 124.2518 | 141.0174 | 204.1114
RPS Solar v6.20- DE | 714 | 7576 | Generation Constraint in GWh | FALSE | G | Annual | Qualifying Generation | TWh | 19.486 | 26.6011 | 32.0967 | 49.3054 | 86.3462 | 96.5231 | 121.2324 | 183.8875
RPS Solar v6.20- DE | 714 | 7576 | Generation Constraint in GWh | FALSE | G | Annual | Rate | lb/MWh | 0 | 0 | 0 | 0 | 0 | 0 | 0 | 0
RPS Solar v6.20- DE | 714 | 7576 | Generation Constraint in GWh | FALSE | G | Annual | Constraint Shadow Price | US2019$/MWh | 0 | 0 | 0 | 0 | 0 | 0 | 0 | 0
RPS Solar v6.20- IL, MO | 715 | 7580 | Generation Constraint in GWh | FALSE | G | Annual | Seasons Included | Seasons | Winter, WintShld, Summer | Winter, WintShld, Summer | Winter, WintShld, Summer | Winter, WintShld, Summer | Winter, WintShld, Summer | Winter, WintShld, Summer | Winter, WintShld, Summer | Winter, WintShld, Summer
RPS Solar v6.20- IL, MO | 715 | 7580 | Generation Constraint in GWh | FALSE | G | Annual | Standard GWh | GWh | 1886.477 | 2157.7903 | 2318.1593 | 2343.4358 | 2408.5909 | 2485.4451 | 2572.9315 | 2676.6841
RPS Solar v6.20- IL, MO | 715 | 7580 | Generation Constraint in GWh | FALSE | G | Annual | Emissions at Affected Plants | GWh | 4487.185 | 15952.167 | 16871.8963 | 20041.8399 | 14063.9328 | 21734.4936 | 13469.0014 | 13469.0014
RPS Solar v6.20- IL, MO | 715 | 7580 | Generation Constraint in GWh | FALSE | G | Annual | Allowances Purchased | GWh | 0 | 0 | 0 | 0 | 0 | 0 | 0 | 0
RPS Solar v6.20- IL, MO | 715 | 7580 | Generation Constraint in GWh | FALSE | G | Annual | Allowances Sold | GWh | 0 | 0 | 0 | 0 | 0 | 0 | 0 | 0
RPS Solar v6.20- IL, MO | 715 | 7580 | Generation Constraint in GWh | FALSE | G | Annual | Allowances Banked | GWh | 0 | 0 | 0 | 0 | 0 | 0 | 0 | 0
RPS Solar v6.20- IL, MO | 715 | 7580 | Generation Constraint in GWh | FALSE | G | Annual | Allowances Withdrawn (1:1) | GWh | 0 | 0 | 0 | 0 | 0 | 0 | 0 | 0
RPS Solar v6.20- IL, MO | 715 | 7580 | Generation Constraint in GWh | FALSE | G | Annual | Allowances Withdrawn (n:1) | GWh | 0 | 0 | 0 | 0 | 0 | 0 | 0 | 0
RPS Solar v6.20- IL, MO | 715 | 7580 | Generation Constraint in GWh | FALSE | G | Annual | Net Emissions Allowance Position | GWh | 4487.185 | 15952.167 | 16871.8963 | 20041.8399 | 14063.9328 | 21734.4936 | 13469.0014 | 13469.0014
RPS Solar v6.20- IL, MO | 715 | 7580 | Generation Constraint in GWh | FALSE | G | Annual | Fuel Consumed | TBtu | 0 | 0 | 0 | 0 | 0 | 0 | 0 | 0
RPS Solar v6.20- IL, MO | 715 | 7580 | Generation Constraint in GWh | FALSE | G | Annual | Heat Rate | MMBtu/MWh | 0 | 0 | 0 | 0 | 0 | 0 | 0 | 0
RPS Solar v6.20- IL, MO | 715 | 7580 | Generation Constraint in GWh | FALSE | G | Annual | Generation | TWh | 6.4847 | 23.4773 | 23.4773 | 27.3187 | 27.3187 | 29.7329 | 36.7328 | 70.6743
RPS Solar v6.20- IL, MO | 715 | 7580 | Generation Constraint in GWh | FALSE | G | Annual | Qualifying Generation | TWh | 4.4872 | 15.9522 | 16.8719 | 20.0418 | 14.0639 | 21.7345 | 13.469 | 13.469
RPS Solar v6.20- IL, MO | 715 | 7580 | Generation Constraint in GWh | FALSE | G | Annual | Rate | lb/MWh | 0 | 0 | 0 | 0 | 0 | 0 | 0 | 0
RPS Solar v6.20- IL, MO | 715 | 7580 | Generation Constraint in GWh | FALSE | G | Annual | Constraint Shadow Price | US2019$/MWh | 0 | 0 | 0 | 0 | 0 | 0 | 0 | 0
RPS Solar v6.20- MA | 716 | 7577 | Generation Constraint in GWh | FALSE | G | Annual | Seasons Included | Seasons | Winter, WintShld, Summer | Winter, WintShld, Summer | Winter, WintShld, Summer | Winter, WintShld, Summer | Winter, WintShld, Summer | Winter, WintShld, Summer | Winter, WintShld, Summer | Winter, WintShld, Summer
RPS Solar v6.20- MA | 716 | 7577 | Generation Constraint in GWh | FALSE | G | Annual | Standard GWh | GWh | 96.4653 | 104.5297 | 116.9265 | 126.9155 | 152.214 | 179.0467 | 208.7851 | 242.6865
RPS Solar v6.20- MA | 716 | 7577 | Generation Constraint in GWh | FALSE | G | Annual | Emissions at Affected Plants | GWh | 1981.9749 | 1981.9749 | 1981.9749 | 1981.9749 | 5261.5139 | 10819.2387 | 14271.2332 | 14271.2332
RPS Solar v6.20- MA | 716 | 7577 | Generation Constraint in GWh | FALSE | G | Annual | Allowances Purchased | GWh | 0 | 0 | 0 | 0 | 0 | 0 | 0 | 0
RPS Solar v6.20- MA | 716 | 7577 | Generation Constraint in GWh | FALSE | G | Annual | Allowances Sold | GWh | 0 | 0 | 0 | 0 | 0 | 0 | 0 | 0
RPS Solar v6.20- MA | 716 | 7577 | Generation Constraint in GWh | FALSE | G | Annual | Allowances Banked | GWh | 0 | 0 | 0 | 0 | 0 | 0 | 0 | 0
RPS Solar v6.20- MA | 716 | 7577 | Generation Constraint in GWh | FALSE | G | Annual | Allowances Withdrawn (1:1) | GWh | 0 | 0 | 0 | 0 | 0 | 0 | 0 | 0
RPS Solar v6.20- MA | 716 | 7577 | Generation Constraint in GWh | FALSE | G | Annual | Allowances Withdrawn (n:1) | GWh | 0 | 0 | 0 | 0 | 0 | 0 | 0 | 0
RPS Solar v6.20- MA | 716 | 7577 | Generation Constraint in GWh | FALSE | G | Annual | Net Emissions Allowance Position | GWh | 1981.9749 | 1981.9749 | 1981.9749 | 1981.9749 | 5261.5139 | 10819.2387 | 14271.2332 | 14271.2332
RPS Solar v6.20- MA | 716 | 7577 | Generation Constraint in GWh | FALSE | G | Annual | Fuel Consumed | TBtu | 0 | 0 | 0 | 0 | 0 | 0 | 0 | 0
RPS Solar v6.20- MA | 716 | 7577 | Generation Constraint in GWh | FALSE | G | Annual | Heat Rate | MMBtu/MWh | 0 | 0 | 0 | 0 | 0 | 0 | 0 | 0
RPS Solar v6.20- MA | 716 | 7577 | Generation Constraint in GWh | FALSE | G | Annual | Generation | TWh | 1.982 | 1.982 | 1.982 | 1.982 | 5.2615 | 10.8192 | 14.2712 | 14.2712
RPS Solar v6.20- MA | 716 | 7577 | Generation Constraint in GWh | FALSE | G | Annual | Qualifying Generation | TWh | 1.982 | 1.982 | 1.982 | 1.982 | 5.2615 | 10.8192 | 14.2712 | 14.2712
RPS Solar v6.20- MA | 716 | 7577 | Generation Constraint in GWh | FALSE | G | Annual | Rate | lb/MWh | 0 | 0 | 0 | 0 | 0 | 0 | 0 | 0
RPS Solar v6.20- MA | 716 | 7577 | Generation Constraint in GWh | FALSE | G | Annual | Constraint Shadow Price | US2019$/MWh | 0 | 0 | 0 | 0 | 0 | 0 | 0 | 0
RPS Solar v6.20- MD | 717 | 7578 | Generation Constraint in GWh | FALSE | G | Annual | Seasons Included | Seasons | Winter, WintShld, Summer | Winter, WintShld, Summer | Winter, WintShld, Summer | Winter, WintShld, Summer | Winter, WintShld, Summer | Winter, WintShld, Summer | Winter, WintShld, Summer | Winter, WintShld, Summer
RPS Solar v6.20- MD | 717 | 7578 | Generation Constraint in GWh | FALSE | G | Annual | Standard GWh | GWh | 5054.5691 | 6640.6939 | 8409.3145 | 8510.3085 | 8751.679 | 9042.4349 | 9364.2698 | 9803.249
RPS Solar v6.20- MD | 717 | 7578 | Generation Constraint in GWh | FALSE | G | Annual | Emissions at Affected Plants | GWh | 975.3781 | 6640.6939 | 8409.3145 | 8510.3085 | 8751.679 | 9042.4349 | 9364.2698 | 9803.249
RPS Solar v6.20- MD | 717 | 7578 | Generation Constraint in GWh | FALSE | G | Annual | Allowances Purchased | GWh | 4079.191 | 0 | 0 | 0 | 0 | 0 | 0 | 0
RPS Solar v6.20- MD | 717 | 7578 | Generation Constraint in GWh | FALSE | G | Annual | Allowances Sold | GWh | 0 | 0 | 0 | 0 | 0 | 0 | 0 | 0
RPS Solar v6.20- MD | 717 | 7578 | Generation Constraint in GWh | FALSE | G | Annual | Allowances Banked | GWh | 0 | 0 | 0 | 0 | 0 | 0 | 0 | 0
RPS Solar v6.20- MD | 717 | 7578 | Generation Constraint in GWh | FALSE | G | Annual | Allowances Withdrawn (1:1) | GWh | 0 | 0 | 0 | 0 | 0 | 0 | 0 | 0
RPS Solar v6.20- MD | 717 | 7578 | Generation Constraint in GWh | FALSE | G | Annual | Allowances Withdrawn (n:1) | GWh | 0 | 0 | 0 | 0 | 0 | 0 | 0 | 0
RPS Solar v6.20- MD | 717 | 7578 | Generation Constraint in GWh | FALSE | G | Annual | Net Emissions Allowance Position | GWh | 5054.5691 | 6640.6939 | 8409.3145 | 8510.3085 | 8751.679 | 9042.4349 | 9364.2698 | 9803.249
RPS Solar v6.20- MD | 717 | 7578 | Generation Constraint in GWh | FALSE | G | Annual | Fuel Consumed | TBtu | 0 | 0 | 0 | 0 | 0 | 0 | 0 | 0
RPS Solar v6.20- MD | 717 | 7578 | Generation Constraint in GWh | FALSE | G | Annual | Heat Rate | MMBtu/MWh | 0 | 0 | 0 | 0 | 0 | 0 | 0 | 0
RPS Solar v6.20- MD | 717 | 7578 | Generation Constraint in GWh | FALSE | G | Annual | Generation | TWh | 0.97538 | 6.6407 | 8.4093 | 8.5103 | 8.7517 | 9.0424 | 9.3643 | 9.8032
RPS Solar v6.20- MD | 717 | 7578 | Generation Constraint in GWh | FALSE | G | Annual | Qualifying Generation | TWh | 0.97538 | 6.6407 | 8.4093 | 8.5103 | 8.7517 | 9.0424 | 9.3643 | 9.8032
RPS Solar v6.20- MD | 717 | 7578 | Generation Constraint in GWh | FALSE | G | Annual | Rate | lb/MWh | 0 | 0 | 0 | 0 | 0 | 0 | 0 | 0
RPS Solar v6.20- MD | 717 | 7578 | Generation Constraint in GWh | FALSE | G | Annual | Constraint Shadow Price | US2019$/MWh | 63.738 | 3.6387 | 27.5954 | 14.4122 | 9.3498 | 4.7903 | 3.0443 | 1.563
RPS Solar v6.20- MN | 718 | 7579 | Generation Constraint in GWh | FALSE | G | Annual | Seasons Included | Seasons | Winter, WintShld, Summer | Winter, WintShld, Summer | Winter, WintShld, Summer | Winter, WintShld, Summer | Winter, WintShld, Summer | Winter, WintShld, Summer | Winter, WintShld, Summer | Winter, WintShld, Summer
RPS Solar v6.20- MN | 718 | 7579 | Generation Constraint in GWh | FALSE | G | Annual | Standard GWh | GWh | 930.9207 | 942.9136 | 959.8364 | 971.4982 | 999.8493 | 1033.6131 | 1072.3075 | 1116.2484
RPS Solar v6.20- MN | 718 | 7579 | Generation Constraint in GWh | FALSE | G | Annual | Emissions at Affected Plants | GWh | 2278.5112 | 2278.5112 | 2278.5112 | 5012.1177 | 12038.3491 | 13634.552 | 13634.552 | 13634.552
RPS Solar v6.20- MN | 718 | 7579 | Generation Constraint in GWh | FALSE | G | Annual | Allowances Purchased | GWh | 0 | 0 | 0 | 0 | 0 | 0 | 0 | 0
RPS Solar v6.20- MN | 718 | 7579 | Generation Constraint in GWh | FALSE | G | Annual | Allowances Sold | GWh | 0 | 0 | 0 | 0 | 0 | 0 | 0 | 0
RPS Solar v6.20- MN | 718 | 7579 | Generation Constraint in GWh | FALSE | G | Annual | Allowances Banked | GWh | 0 | 0 | 0 | 0 | 0 | 0 | 0 | 0
RPS Solar v6.20- MN | 718 | 7579 | Generation Constraint in GWh | FALSE | G | Annual | Allowances Withdrawn (1:1) | GWh | 0 | 0 | 0 | 0 | 0 | 0 | 0 | 0
RPS Solar v6.20- MN | 718 | 7579 | Generation Constraint in GWh | FALSE | G | Annual | Allowances Withdrawn (n:1) | GWh | 0 | 0 | 0 | 0 | 0 | 0 | 0 | 0
RPS Solar v6.20- MN | 718 | 7579 | Generation Constraint in GWh | FALSE | G | Annual | Net Emissions Allowance Position | GWh | 2278.5112 | 2278.5112 | 2278.5112 | 5012.1177 | 12038.3491 | 13634.552 | 13634.552 | 13634.552
RPS Solar v6.20- MN | 718 | 7579 | Generation Constraint in GWh | FALSE | G | Annual | Fuel Consumed | TBtu | 0 | 0 | 0 | 0 | 0 | 0 | 0 | 0
RPS Solar v6.20- MN | 718 | 7579 | Generation Constraint in GWh | FALSE | G | Annual | Heat Rate | MMBtu/MWh | 0 | 0 | 0 | 0 | 0 | 0 | 0 | 0
RPS Solar v6.20- MN | 718 | 7579 | Generation Constraint in GWh | FALSE | G | Annual | Generation | TWh | 2.2785 | 2.2785 | 2.2785 | 5.0121 | 12.0383 | 13.6346 | 13.6346 | 13.6346
RPS Solar v6.20- MN | 718 | 7579 | Generation Constraint in GWh | FALSE | G | Annual | Qualifying Generation | TWh | 2.2785 | 2.2785 | 2.2785 | 5.0121 | 12.0383 | 13.6346 | 13.6346 | 13.6346
RPS Solar v6.20- MN | 718 | 7579 | Generation Constraint in GWh | FALSE | G | Annual | Rate | lb/MWh | 0 | 0 | 0 | 0 | 0 | 0 | 0 | 0
RPS Solar v6.20- MN | 718 | 7579 | Generation Constraint in GWh | FALSE | G | Annual | Constraint Shadow Price | US2019$/MWh | 0 | 0 | 0 | 0 | 0 | 0 | 0 | 0
RPS Solar v6.20- NC 75% limit | 719 | 7583 | Generation Constraint in GWh | FALSE | G | Annual | Seasons Included | Seasons | Winter, WintShld, Summer | Winter, WintShld, Summer | Winter, WintShld, Summer | Winter, WintShld, Summer | Winter, WintShld, Summer | Winter, WintShld, Summer | Winter, WintShld, Summer | Winter, WintShld, Summer
RPS Solar v6.20- NC 75% limit | 719 | 7583 | Generation Constraint in GWh | FALSE | G | Annual | Standard GWh | GWh | 123.4839 | 124.95 | 127.4244 | 129.4618 | 135.1087 | 141.4688 | 148.7682 | 157.1614
RPS Solar v6.20- NC 75% limit | 719 | 7583 | Generation Constraint in GWh | FALSE | G | Annual | Emissions at Affected Plants | GWh | 7872.6485 | 7872.6485 | 7872.6485 | 7872.6485 | 7872.6485 | 7872.6485 | 7872.6485 | 7872.6485
RPS Solar v6.20- NC 75% limit | 719 | 7583 | Generation Constraint in GWh | FALSE | G | Annual | Allowances Purchased | GWh | 0 | 0 | 0 | 0 | 0 | 0 | 0 | 0
RPS Solar v6.20- NC 75% limit | 719 | 7583 | Generation Constraint in GWh | FALSE | G | Annual | Allowances Sold | GWh | 0 | 0 | 0 | 0 | 0 | 0 | 0 | 0
RPS Solar v6.20- NC 75% limit | 719 | 7583 | Generation Constraint in GWh | FALSE | G | Annual | Allowances Banked | GWh | 0 | 0 | 0 | 0 | 0 | 0 | 0 | 0
RPS Solar v6.20- NC 75% limit | 719 | 7583 | Generation Constraint in GWh | FALSE | G | Annual | Allowances Withdrawn (1:1) | GWh | 0 | 0 | 0 | 0 | 0 | 0 | 0 | 0
RPS Solar v6.20- NC 75% limit | 719 | 7583 | Generation Constraint in GWh | FALSE | G | Annual | Allowances Withdrawn (n:1) | GWh | 0 | 0 | 0 | 0 | 0 | 0 | 0 | 0
RPS Solar v6.20- NC 75% limit | 719 | 7583 | Generation Constraint in GWh | FALSE | G | Annual | Net Emissions Allowance Position | GWh | 7872.6485 | 7872.6485 | 7872.6485 | 7872.6485 | 7872.6485 | 7872.6485 | 7872.6485 | 7872.6485
RPS Solar v6.20- NC 75% limit | 719 | 7583 | Generation Constraint in GWh | FALSE | G | Annual | Fuel Consumed | TBtu | 0 | 0 | 0 | 0 | 0 | 0 | 0 | 0
RPS Solar v6.20- NC 75% limit | 719 | 7583 | Generation Constraint in GWh | FALSE | G | Annual | Heat Rate | MMBtu/MWh | 0 | 0 | 0 | 0 | 0 | 0 | 0 | 0
RPS Solar v6.20- NC 75% limit | 719 | 7583 | Generation Constraint in GWh | FALSE | G | Annual | Generation | TWh | 13.5246 | 14.041 | 14.041 | 14.041 | 14.041 | 22.284 | 24.0067 | 40.3211
RPS Solar v6.20- NC 75% limit | 719 | 7583 | Generation Constraint in GWh | FALSE | G | Annual | Qualifying Generation | TWh | 7.8726 | 7.8726 | 7.8726 | 7.8726 | 7.8726 | 7.8726 | 7.8726 | 7.8726
RPS Solar v6.20- NC 75% limit | 719 | 7583 | Generation Constraint in GWh | FALSE | G | Annual | Rate | lb/MWh | 0 | 0 | 0 | 0 | 0 | 0 | 0 | 0
RPS Solar v6.20- NC 75% limit | 719 | 7583 | Generation Constraint in GWh | FALSE | G | Annual | Constraint Shadow Price | US2019$/MWh | 0 | 0 | 0 | 0 | 0 | 0 | 0 | 0
RPS Solar v6.20- NH, MA | 720 | 7581 | Generation Constraint in GWh | FALSE | G | Annual | Seasons Included | Seasons | Winter, WintShld, Summer | Winter, WintShld, Summer | Winter, WintShld, Summer | Winter, WintShld, Summer | Winter, WintShld, Summer | Winter, WintShld, Summer | Winter, WintShld, Summer | Winter, WintShld, Summer
RPS Solar v6.20- NH, MA | 720 | 7581 | Generation Constraint in GWh | FALSE | G | Annual | Standard GWh | GWh | 171.1003 | 179.061 | 191.521 | 202.5733 | 230.1728 | 259.4272 | 292.216 | 330.0627
RPS Solar v6.20- NH, MA | 720 | 7581 | Generation Constraint in GWh | FALSE | G | Annual | Emissions at Affected Plants | GWh | 1882.464 | 2090.4444 | 2090.4444 | 2090.4444 | 2090.4444 | 2436.7093 | 2538.1416 | 3106.7001
RPS Solar v6.20- NH, MA | 720 | 7581 | Generation Constraint in GWh | FALSE | G | Annual | Allowances Purchased | GWh | 0 | 0 | 0 | 0 | 0 | 0 | 0 | 0
RPS Solar v6.20- NH, MA | 720 | 7581 | Generation Constraint in GWh | FALSE | G | Annual | Allowances Sold | GWh | 0 | 0 | 0 | 0 | 0 | 0 | 0 | 0
RPS Solar v6.20- NH, MA | 720 | 7581 | Generation Constraint in GWh | FALSE | G | Annual | Allowances Banked | GWh | 0 | 0 | 0 | 0 | 0 | 0 | 0 | 0
RPS Solar v6.20- NH, MA | 720 | 7581 | Generation Constraint in GWh | FALSE | G | Annual | Allowances Withdrawn (1:1) | GWh | 0 | 0 | 0 | 0 | 0 | 0 | 0 | 0
RPS Solar v6.20- NH, MA | 720 | 7581 | Generation Constraint in GWh | FALSE | G | Annual | Allowances Withdrawn (n:1) | GWh | 0 | 0 | 0 | 0 | 0 | 0 | 0 | 0
RPS Solar v6.20- NH, MA | 720 | 7581 | Generation Constraint in GWh | FALSE | G | Annual | Net Emissions Allowance Position | GWh | 1882.464 | 2090.4444 | 2090.4444 | 2090.4444 | 2090.4444 | 2436.7093 | 2538.1416 | 3106.7001
RPS Solar v6.20- NH, MA | 720 | 7581 | Generation Constraint in GWh | FALSE | G | Annual | Fuel Consumed | TBtu | 0 | 0 | 0 | 0 | 0 | 0 | 0 | 0
RPS Solar v6.20- NH, MA | 720 | 7581 | Generation Constraint in GWh | FALSE | G | Annual | Heat Rate | MMBtu/MWh | 0 | 0 | 0 | 0 | 0 | 0 | 0 | 0
RPS Solar v6.20- NH, MA | 720 | 7581 | Generation Constraint in GWh | FALSE | G | Annual | Generation | TWh | 3.8644 | 4.0724 | 4.0724 | 4.0724 | 7.352 | 13.2559 | 16.8094 | 17.3779
RPS Solar v6.20- NH, MA | 720 | 7581 | Generation Constraint in GWh | FALSE | G | Annual | Qualifying Generation | TWh | 1.8825 | 2.0904 | 2.0904 | 2.0904 | 2.0904 | 2.4367 | 2.5381 | 3.1067
RPS Solar v6.20- NH, MA | 720 | 7581 | Generation Constraint in GWh | FALSE | G | Annual | Rate | lb/MWh | 0 | 0 | 0 | 0 | 0 | 0 | 0 | 0
RPS Solar v6.20- NH, MA | 720 | 7581 | Generation Constraint in GWh | FALSE | G | Annual | Constraint Shadow Price | US2019$/MWh | 0 | 0 | 0 | 0 | 0 | 0 | 0 | 0
RPS Solar v6.20- NJ | 721 | 7582 | Generation Constraint in GWh | FALSE | G | Annual | Seasons Included | Seasons | Winter, WintShld, Summer | Winter, WintShld, Summer | Winter, WintShld, Summer | Winter, WintShld, Summer | Winter, WintShld, Summer | Winter, WintShld, Summer | Winter, WintShld, Summer | Winter, WintShld, Summer
RPS Solar v6.20- NJ | 721 | 7582 | Generation Constraint in GWh | FALSE | G | Annual | Standard GWh | GWh | 3264.4942 | 3069.5542 | 2400.5489 | 1435.4992 | 734.7003 | 759.1208 | 786.1042 | 823.2661
RPS Solar v6.20- NJ | 721 | 7582 | Generation Constraint in GWh | FALSE | G | Annual | Emissions at Affected Plants | GWh | 1545.3484 | 3069.5542 | 3059.319 | 3059.319 | 1176.4769 | 1176.4769 | 1176.4769 | 1176.4769
RPS Solar v6.20- NJ | 721 | 7582 | Generation Constraint in GWh | FALSE | G | Annual | Allowances Purchased | GWh | 1719.1458 | 0 | 0 | 0 | 0 | 0 | 0 | 0
RPS Solar v6.20- NJ | 721 | 7582 | Generation Constraint in GWh | FALSE | G | Annual | Allowances Sold | GWh | 0 | 0 | 0 | 0 | 0 | 0 | 0 | 0
RPS Solar v6.20- NJ | 721 | 7582 | Generation Constraint in GWh | FALSE | G | Annual | Allowances Banked | GWh | 0 | 0 | 0 | 0 | 0 | 0 | 0 | 0
RPS Solar v6.20- NJ | 721 | 7582 | Generation Constraint in GWh | FALSE | G | Annual | Allowances Withdrawn (1:1) | GWh | 0 | 0 | 0 | 0 | 0 | 0 | 0 | 0
RPS Solar v6.20- NJ | 721 | 7582 | Generation Constraint in GWh | FALSE | G | Annual | Allowances Withdrawn (n:1) | GWh | 0 | 0 | 0 | 0 | 0 | 0 | 0 | 0
RPS Solar v6.20- NJ | 721 | 7582 | Generation Constraint in GWh | FALSE | G | Annual | Net Emissions Allowance Position | GWh | 3264.4942 | 3069.5542 | 3059.319 | 3059.319 | 1176.4769 | 1176.4769 | 1176.4769 | 1176.4769
RPS Solar v6.20- NJ | 721 | 7582 | Generation Constraint in GWh | FALSE | G | Annual | Fuel Consumed | TBtu | 0 | 0 | 0 | 0 | 0 | 0 | 0 | 0
RPS Solar v6.20- NJ | 721 | 7582 | Generation Constraint in GWh | FALSE | G | Annual | Heat Rate | MMBtu/MWh | 0 | 0 | 0 | 0 | 0 | 0 | 0 | 0
RPS Solar v6.20- NJ | 721 | 7582 | Generation Constraint in GWh | FALSE | G | Annual | Generation | TWh | 1.5453 | 3.0696 | 3.0593 | 3.0593 | 3.0593 | 3.0593 | 3.0593 | 3.0593
RPS Solar v6.20- NJ | 721 | 7582 | Generation Constraint in GWh | FALSE | G | Annual | Qualifying Generation | TWh | 1.5453 | 3.0696 | 3.0593 | 3.0593 | 1.1765 | 1.1765 | 1.1765 | 1.1765
RPS Solar v6.20- NJ | 721 | 7582 | Generation Constraint in GWh | FALSE | G | Annual | Rate | lb/MWh | 0 | 0 | 0 | 0 | 0 | 0 | 0 | 0
RPS Solar v6.20- NJ | 721 | 7582 | Generation Constraint in GWh | FALSE | G | Annual | Constraint Shadow Price | US2019$/MWh | 242.202 | 83.8298 | 0 | 0 | 0 | 0 | 0 | 0
RPS Solar v6.20- PA | 722 | 7584 | Generation Constraint in GWh | FALSE | G | Annual | Seasons Included | Seasons | Winter, WintShld, Summer | Winter, WintShld, Summer | Winter, WintShld, Summer | Winter, WintShld, Summer | Winter, WintShld, Summer | Winter, WintShld, Summer | Winter, WintShld, Summer | Winter, WintShld, Summer
RPS Solar v6.20- PA | 722 | 7584 | Generation Constraint in GWh | FALSE | G | Annual | Standard GWh | GWh | 731.6668 | 732.3593 | 736.5508 | 745.4113 | 766.6677 | 792.0856 | 820.3266 | 858.0442
RPS Solar v6.20- PA | 722 | 7584 | Generation Constraint in GWh | FALSE | G | Annual | Emissions at Affected Plants | GWh | 858.7653 | 858.7653 | 858.7653 | 858.7653 | 858.7653 | 858.7653 | 858.7653 | 858.7653
RPS Solar v6.20- PA | 722 | 7584 | Generation Constraint in GWh | FALSE | G | Annual | Allowances Purchased | GWh | 0 | 0 | 0 | 0 | 0 | 0 | 0 | 0
RPS Solar v6.20- PA | 722 | 7584 | Generation Constraint in GWh | FALSE | G | Annual | Allowances Sold | GWh | 0 | 0 | 0 | 0 | 0 | 0 | 0 | 0
RPS Solar v6.20- PA | 722 | 7584 | Generation Constraint in GWh | FALSE | G | Annual | Allowances Banked | GWh | 0 | 0 | 0 | 0 | 0 | 0 | 0 | 0
RPS Solar v6.20- PA | 722 | 7584 | Generation Constraint in GWh | FALSE | G | Annual | Allowances Withdrawn (1:1) | GWh | 0 | 0 | 0 | 0 | 0 | 0 | 0 | 0
RPS Solar v6.20- PA | 722 | 7584 | Generation Constraint in GWh | FALSE | G | Annual | Allowances Withdrawn (n:1) | GWh | 0 | 0 | 0 | 0 | 0 | 0 | 0 | 0
RPS Solar v6.20- PA | 722 | 7584 | Generation Constraint in GWh | FALSE | G | Annual | Net Emissions Allowance Position | GWh | 858.7653 | 858.7653 | 858.7653 | 858.7653 | 858.7653 | 858.7653 | 858.7653 | 858.7653
RPS Solar v6.20- PA | 722 | 7584 | Generation Constraint in GWh | FALSE | G | Annual | Fuel Consumed | TBtu | 0 | 0 | 0 | 0 | 0 | 0 | 0 | 0
RPS Solar v6.20- PA | 722 | 7584 | Generation Constraint in GWh | FALSE | G | Annual | Heat Rate | MMBtu/MWh | 0 | 0 | 0 | 0 | 0 | 0 | 0 | 0
RPS Solar v6.20- PA | 722 | 7584 | Generation Constraint in GWh | FALSE | G | Annual | Generation | TWh | 0.85877 | 0.85877 | 0.85877 | 0.85877 | 0.85877 | 0.85877 | 0.85877 | 0.85877
RPS Solar v6.20- PA | 722 | 7584 | Generation Constraint in GWh | FALSE | G | Annual | Qualifying Generation | TWh | 0.85877 | 0.85877 | 0.85877 | 0.85877 | 0.85877 | 0.85877 | 0.85877 | 0.85877
RPS Solar v6.20- PA | 722 | 7584 | Generation Constraint in GWh | FALSE | G | Annual | Rate | lb/MWh | 0 | 0 | 0 | 0 | 0 | 0 | 0 | 0
RPS Solar v6.20- PA | 722 | 7584 | Generation Constraint in GWh | FALSE | G | Annual | Constraint Shadow Price | US2019$/MWh | 0 | 0 | 0 | 0 | 0 | 0 | 0 | 0
RPS v6.20- AZ | 723 | 7585 | Generation Constraint in GWh | FALSE | G | Annual | Seasons Included | Seasons | Winter, WintShld, Summer | Winter, WintShld, Summer | Winter, WintShld, Summer | Winter, WintShld, Summer | Winter, WintShld, Summer | Winter, WintShld, Summer | Winter, WintShld, Summer | Winter, WintShld, Summer
RPS v6.20- AZ | 723 | 7585 | Generation Constraint in GWh | FALSE | G | Annual | Standard GWh | GWh | 6390.8277 | 7506.897 | 7705.9432 | 7849.7221 | 8260.5546 | 8765.9506 | 9353.0698 | 10036.0948
RPS v6.20- AZ | 723 | 7585 | Generation Constraint in GWh | FALSE | G | Annual | Emissions at Affected Plants | GWh | 16997.9717 | 15885.4203 | 15888.5886 | 15888.6168 | 17388.1585 | 15893.0701 | 26833.9672 | 28345.6596
RPS v6.20- AZ | 723 | 7585 | Generation Constraint in GWh | FALSE | G | Annual | Allowances Purchased | GWh | 0 | 0 | 0 | 0 | 0 | 0 | 0 | 0
RPS v6.20- AZ | 723 | 7585 | Generation Constraint in GWh | FALSE | G | Annual | Allowances Sold | GWh | 0 | 0 | 0 | 0 | 0 | 0 | 0 | 0
RPS v6.20- AZ | 723 | 7585 | Generation Constraint in GWh | FALSE | G | Annual | Allowances Banked | GWh | 0 | 0 | 0 | 0 | 0 | 0 | 0 | 0
RPS v6.20- AZ | 723 | 7585 | Generation Constraint in GWh | FALSE | G | Annual | Allowances Withdrawn (1:1) | GWh | 0 | 0 | 0 | 0 | 0 | 0 | 0 | 0
RPS v6.20- AZ | 723 | 7585 | Generation Constraint in GWh | FALSE | G | Annual | Allowances Withdrawn (n:1) | GWh | 0 | 0 | 0 | 0 | 0 | 0 | 0 | 0
RPS v6.20- AZ | 723 | 7585 | Generation Constraint in GWh | FALSE | G | Annual | Net Emissions Allowance Position | GWh | 16997.9717 | 15885.4203 | 15888.5886 | 15888.6168 | 17388.1585 | 15893.0701 | 26833.9672 | 28345.6596
RPS v6.20- AZ | 723 | 7585 | Generation Constraint in GWh | FALSE | G | Annual | Fuel Consumed | TBtu | 7.0579 | 7.0544 | 7.0748 | 7.0753 | 7.1132 | 7.1132 | 9.389 | 9.5309
RPS v6.20- AZ | 723 | 7585 | Generation Constraint in GWh | FALSE | G | Annual | Heat Rate | MMBtu/MWh | 0.41522 | 0.40588 | 0.40698 | 0.40701 | 0.40908 | 0.40908 | 0.33143 | 0.33624
RPS v6.20- AZ | 723 | 7585 | Generation Constraint in GWh | FALSE | G | Annual | Generation | TWh | 16.998 | 17.3808 | 17.3838 | 17.3837 | 17.3882 | 17.3882 | 28.3292 | 28.3457
RPS v6.20- AZ | 723 | 7585 | Generation Constraint in GWh | FALSE | G | Annual | Qualifying Generation | TWh | 16.998 | 15.8854 | 15.8886 | 15.8886 | 17.3882 | 15.8931 | 26.834 | 28.3457
RPS v6.20- AZ | 723 | 7585 | Generation Constraint in GWh | FALSE | G | Annual | Rate | lb/MWh | 0 | 0 | 0 | 0 | 0 | 0 | 0 | 0
RPS v6.20- AZ | 723 | 7585 | Generation Constraint in GWh | FALSE | G | Annual | Constraint Shadow Price | US2019$/MWh | 0 | 0 | 0 | 0 | 0 | 0 | 0 | 0
RPS v6.20- CA 10% Unbundled | 724 | 7674 | Generation Constraint in GWh | FALSE | G | Annual | Seasons Included | Seasons | Winter, WintShld, Summer | Winter, WintShld, Summer | Winter, WintShld, Summer | Winter, WintShld, Summer | Winter, WintShld, Summer | Winter, WintShld, Summer | Winter, WintShld, Summer | Winter, WintShld, Summer
RPS v6.20- CA 10% Unbundled | 724 | 7674 | Generation Constraint in GWh | FALSE | G | Annual | Standard GWh | GWh | 9821.7106 | 11197.382 | 13231.8537 | 14592.1397 | 18438.2178 | 22982.9258 | 28107.5922 | 30767.0193
RPS v6.20- CA 10% Unbundled | 724 | 7674 | Generation Constraint in GWh | FALSE | G | Annual | Emissions at Affected Plants | GWh | 79892.9963 | 101526.6303 | 101510.9679 | 105738.0612 | 117222.0779 | 144756.6753 | 152090.1149 | 176001.9219
RPS v6.20- CA 10% Unbundled | 724 | 7674 | Generation Constraint in GWh | FALSE | G | Annual | Allowances Purchased | GWh | 0 | 0 | 0 | 0 | 0 | 0 | 0 | 0
RPS v6.20- CA 10% Unbundled | 724 | 7674 | Generation Constraint in GWh | FALSE | G | Annual | Allowances Sold | GWh | 0 | 0 | 0 | 0 | 0 | 0 | 0 | 0
RPS v6.20- CA 10% Unbundled | 724 | 7674 | Generation Constraint in GWh | FALSE | G | Annual | Allowances Banked | GWh | 0 | 0 | 0 | 0 | 0 | 0 | 0 | 0
RPS v6.20- CA 10% Unbundled | 724 | 7674 | Generation Constraint in GWh | FALSE | G | Annual | Allowances Withdrawn (1:1) | GWh | 0 | 0 | 0 | 0 | 0 | 0 | 0 | 0
RPS v6.20- CA 10% Unbundled | 724 | 7674 | Generation Constraint in GWh | FALSE | G | Annual | Allowances Withdrawn (n:1) | GWh | 0 | 0 | 0 | 0 | 0 | 0 | 0 | 0
RPS v6.20- CA 10% Unbundled | 724 | 7674 | Generation Constraint in GWh | FALSE | G | Annual | Net Emissions Allowance Position | GWh | 79892.9963 | 101526.6303 | 101510.9679 | 105738.0612 | 117222.0779 | 144756.6753 | 152090.1149 | 176001.9219
RPS v6.20- CA 10% Unbundled | 724 | 7674 | Generation Constraint in GWh | FALSE | G | Annual | Fuel Consumed | TBtu | 11.3179 | 11.3117 | 11.1559 | 10.9849 | 11.6965 | 13.5525 | 15.0551 | 16.4442
RPS v6.20- CA 10% Unbundled | 724 | 7674 | Generation Constraint in GWh | FALSE | G | Annual | Heat Rate | MMBtu/MWh | 0.052253 | 0.044657 | 0.043787 | 0.04079 | 0.033493 | 0.031404 | 0.029815 | 0.02628
RPS v6.20- CA 10% Unbundled | 724 | 7674 | Generation Constraint in GWh | FALSE | G | Annual | Generation | TWh | 216.5985 | 253.3016 | 254.7738 | 269.3002 | 349.2205 | 431.5536 | 504.9516 | 625.7288
RPS v6.20- CA 10% Unbundled | 724 | 7674 | Generation Constraint in GWh | FALSE | G | Annual | Qualifying Generation | TWh | 79.893 | 101.5266 | 101.511 | 105.7381 | 117.2221 | 144.7567 | 152.0901 | 176.0019
RPS v6.20- CA 10% Unbundled | 724 | 7674 | Generation Constraint in GWh | FALSE | G | Annual | Rate | lb/MWh | 0 | 0 | 0 | 0 | 0 | 0 | 0 | 0
RPS v6.20- CA 10% Unbundled | 724 | 7674 | Generation Constraint in GWh | FALSE | G | Annual | Constraint Shadow Price | US2019$/MWh | 0 | 0 | 0 | 0 | 0 | 0 | 0 | 0
RPS v6.20- CA 15% Bundled | 725 | 7666 | Generation Constraint in GWh | FALSE | G | Annual | Seasons Included | Seasons | Winter, WintShld, Summer | Winter, WintShld, Summer | Winter, WintShld, Summer | Winter, WintShld, Summer | Winter, WintShld, Summer | Winter, WintShld, Summer | Winter, WintShld, Summer | Winter, WintShld, Summer
RPS v6.20- CA 15% Bundled | 725 | 7666 | Generation Constraint in GWh | FALSE | G | Annual | Standard GWh | GWh | 14732.5659 | 16796.073 | 19847.7806 | 21888.2096 | 27657.3266 | 34474.3887 | 42161.3883 | 46150.5289
RPS v6.20- CA 15% Bundled | 725 | 7666 | Generation Constraint in GWh | FALSE | G | Annual | Emissions at Affected Plants | GWh | 48528.3749 | 53282.3617 | 54023.9413 | 54121.111 | 58218.9979 | 65103.5382 | 94139.8581 | 152768.9416
RPS v6.20- CA 15% Bundled | 725 | 7666 | Generation Constraint in GWh | FALSE | G | Annual | Allowances Purchased | GWh | 0 | 0 | 0 | 0 | 0 | 0 | 0 | 0
RPS v6.20- CA 15% Bundled | 725 | 7666 | Generation Constraint in GWh | FALSE | G | Annual | Allowances Sold | GWh | 0 | 0 | 0 | 0 | 0 | 0 | 0 | 0
RPS v6.20- CA 15% Bundled | 725 | 7666 | Generation Constraint in GWh | FALSE | G | Annual | Allowances Banked | GWh | 0 | 0 | 0 | 0 | 0 | 0 | 0 | 0
RPS v6.20- CA 15% Bundled | 725 | 7666 | Generation Constraint in GWh | FALSE | G | Annual | Allowances Withdrawn (1:1) | GWh | 0 | 0 | 0 | 0 | 0 | 0 | 0 | 0
RPS v6.20- CA 15% Bundled | 725 | 7666 | Generation Constraint in GWh | FALSE | G | Annual | Allowances Withdrawn (n:1) | GWh | 0 | 0 | 0 | 0 | 0 | 0 | 0 | 0
RPS v6.20- CA 15% Bundled | 725 | 7666 | Generation Constraint in GWh | FALSE | G | Annual | Net Emissions Allowance Position | GWh | 48528.3749 | 53282.3617 | 54023.9413 | 54121.111 | 58218.9979 | 65103.5382 | 94139.8581 | 152768.9416
RPS v6.20- CA 15% Bundled | 725 | 7666 | Generation Constraint in GWh | FALSE | G | Annual | Fuel Consumed | TBtu | 72.8422 | 69.3767 | 70.135 | 70.906 | 71.8988 | 76.2258 | 78.4457 | 80.4899
RPS v6.20- CA 15% Bundled | 725 | 7666 | Generation Constraint in GWh | FALSE | G | Annual | Heat Rate | MMBtu/MWh | 0.53284 | 0.4571 | 0.45761 | 0.43351 | 0.30991 | 0.26578 | 0.22231 | 0.17898
RPS v6.20- CA 15% Bundled | 725 | 7666 | Generation Constraint in GWh | FALSE | G | Annual | Generation | TWh | 136.7055 | 151.7749 | 153.2628 | 163.5622 | 231.9984 | 286.7969 | 352.8615 | 449.7269
RPS v6.20- CA 15% Bundled | 725 | 7666 | Generation Constraint in GWh | FALSE | G | Annual | Qualifying Generation | TWh | 48.5284 | 53.2824 | 54.0239 | 54.1211 | 58.219 | 65.1035 | 94.1399 | 152.7689
RPS v6.20- CA 15% Bundled | 725 | 7666 | Generation Constraint in GWh | FALSE | G | Annual | Rate | lb/MWh | 0 | 0 | 0 | 0 | 0 | 0 | 0 | 0
RPS v6.20- CA 15% Bundled | 725 | 7666 | Generation Constraint in GWh | FALSE | G | Annual | Constraint Shadow Price | US2019$/MWh | 0 | 0 | 0 | 0 | 0 | 0 | 0 | 0
RPS v6.20- CO | 726 | 7587 | Generation Constraint in GWh | FALSE | G | Annual | Seasons Included | Seasons | Winter, WintShld, Summer | Winter, WintShld, Summer | Winter, WintShld, Summer | Winter, WintShld, Summer | Winter, WintShld, Summer | Winter, WintShld, Summer | Winter, WintShld, Summer | Winter, WintShld, Summer
RPS v6.20- CO | 726 | 7587 | Generation Constraint in GWh | FALSE | G | Annual | Standard GWh | GWh | 13015.0675 | 13297.8347 | 13695.9895 | 13973.9125 | 14709.5677 | 15582.676 | 16610.4174 | 17792.9177
RPS v6.20- CO | 726 | 7587 | Generation Constraint in GWh | FALSE | G | Annual | Emissions at Affected Plants | GWh | 23768.9845 | 13297.8347 | 13695.9895 | 13973.9125 | 14709.5677 | 15582.676 | 16610.4174 | 17792.9177
RPS v6.20- CO | 726 | 7587 | Generation Constraint in GWh | FALSE | G | Annual | Allowances Purchased | GWh | 0 | 0 | 0 | 0 | 0 | 0 | 0 | 0
RPS v6.20- CO | 726 | 7587 | Generation Constraint in GWh | FALSE | G | Annual | Allowances Sold | GWh | 0 | 0 | 0 | 0 | 0 | 0 | 0 | 0
RPS v6.20- CO | 726 | 7587 | Generation Constraint in GWh | FALSE | G | Annual | Allowances Banked | GWh | 0 | 0 | 0 | 0 | 0 | 0 | 0 | 0
RPS v6.20- CO | 726 | 7587 | Generation Constraint in GWh | FALSE | G | Annual | Allowances Withdrawn (1:1) | GWh | 0 | 0 | 0 | 0 | 0 | 0 | 0 | 0
RPS v6.20- CO | 726 | 7587 | Generation Constraint in GWh | FALSE | G | Annual | Allowances Withdrawn (n:1) | GWh | 0 | 0 | 0 | 0 | 0 | 0 | 0 | 0
RPS v6.20- CO | 726 | 7587 | Generation Constraint in GWh | FALSE | G | Annual | Net Emissions Allowance Position | GWh | 23768.9845 | 13297.8347 | 13695.9895 | 13973.9125 | 14709.5677 | 15582.676 | 16610.4174 | 17792.9177
RPS v6.20- CO | 726 | 7587 | Generation Constraint in GWh | FALSE | G | Annual | Fuel Consumed | TBtu | 0.86591 | 0.00011299 | 0.00011299 | 0.00011299 | 0 | 0 | 0 | 0
RPS v6.20- CO | 726 | 7587 | Generation Constraint in GWh | FALSE | G | Annual | Heat Rate | MMBtu/MWh | 0.03643 | 4.754e-06 | 4.754e-06 | 4.0349e-06 | 0 | 0 | 0 | 0
RPS v6.20- CO | 726 | 7587 | Generation Constraint in GWh | FALSE | G | Annual | Generation | TWh | 23.769 | 23.7686 | 23.7686 | 28.0047 | 30.2751 | 42.1039 | 47.7008 | 56.0009
RPS v6.20- CO | 726 | 7587 | Generation Constraint in GWh | FALSE | G | Annual | Qualifying Generation | TWh | 23.769 | 13.2978 | 13.696 | 13.9739 | 14.7096 | 15.5827 | 16.6104 | 17.7929
RPS v6.20- CO | 726 | 7587 | Generation Constraint in GWh | FALSE | G | Annual | Rate | lb/MWh | 0 | 0 | 0 | 0 | 0 | 0 | 0 | 0
RPS v6.20- CO | 726 | 7587 | Generation Constraint in GWh | FALSE | G | Annual | Constraint Shadow Price | US2019$/MWh | 0 | 0 | 0 | 0 | 0 | 0 | 0 | 0
RPS v6.20- CT, MA, ME, NH, RI, VT | 727 | 7588 | Generation Constraint in GWh | FALSE | G | Annual | Seasons Included | Seasons | Winter, WintShld, Summer | Winter, WintShld, Summer | Winter, WintShld, Summer | Winter, WintShld, Summer | Winter, WintShld, Summer | Winter, WintShld, Summer | Winter, WintShld, Summer | Winter, WintShld, Summer
RPS v6.20- CT, MA, ME, NH, RI, VT | 727 | 7588 | Generation Constraint in GWh | FALSE | G | Annual | Standard GWh | GWh | 33476.7805 | 36911.726 | 42097.6047 | 46362.8299 | 51923.7063 | 56920.0941 | 62592.1397 | 69229.9638
RPS v6.20- CT, MA, ME, NH, RI, VT | 727 | 7588 | Generation Constraint in GWh | FALSE | G | Annual | Emissions at Affected Plants | GWh | 23514.399 | 45639.405 | 38078.9894 | 46362.8299 | 90448.3241 | 145977.087 | 162759.1897 | 220629.1118
RPS v6.20- CT, MA, ME, NH, RI, VT | 727 | 7588 | Generation Constraint in GWh | FALSE | G | Annual | Allowances Purchased | GWh | 9962.3815 | 0 | 4018.6154 | 0 | 0 | 0 | 0 | 0
RPS v6.20- CT, MA, ME, NH, RI, VT | 727 | 7588 | Generation Constraint in GWh | FALSE | G | Annual | Allowances Sold | GWh | 0 | 0 | 0 | 0 | 0 | 0 | 0 | 0
RPS v6.20- CT, MA, ME, NH, RI, VT | 727 | 7588 | Generation Constraint in GWh | FALSE | G | Annual | Allowances Banked | GWh | 0 | 0 | 0 | 0 | 0 | 0 | 0 | 0
RPS v6.20- CT, MA, ME, NH, RI, VT | 727 | 7588 | Generation Constraint in GWh | FALSE | G | Annual | Allowances Withdrawn (1:1) | GWh | 0 | 0 | 0 | 0 | 0 | 0 | 0 | 0
RPS v6.20- CT, MA, ME, NH, RI, VT | 727 | 7588 | Generation Constraint in GWh | FALSE | G | Annual | Allowances Withdrawn (n:1) | GWh | 0 | 0 | 0 | 0 | 0 | 0 | 0 | 0
RPS v6.20- CT, MA, ME, NH, RI, VT | 727 | 7588 | Generation Constraint in GWh | FALSE | G | Annual | Net Emissions Allowance Position | GWh | 33476.7805 | 45639.405 | 42097.6048 | 46362.8299 | 90448.3241 | 145977.087 | 162759.1897 | 220629.1118
RPS v6.20- CT, MA, ME, NH, RI, VT | 727 | 7588 | Generation Constraint in GWh | FALSE | G | Annual | Fuel Consumed | TBtu | 38.2916 | 33.8764 | 24.804 | 21.5765 | 38.1779 | 44.0391 | 43.7573 | 44.6286
RPS v6.20- CT, MA, ME, NH, RI, VT | 727 | 7588 | Generation Constraint in GWh | FALSE | G | Annual | Heat Rate | MMBtu/MWh | 0.63213 | 0.34362 | 0.24129 | 0.1921 | 0.245 | 0.20506 | 0.18792 | 0.16865
RPS v6.20- CT, MA, ME, NH, RI, VT | 727 | 7588 | Generation Constraint in GWh | FALSE | G | Annual | Generation | TWh | 60.5758 | 98.586 | 102.7954 | 112.3183 | 155.8293 | 214.7616 | 232.8472 | 264.6251
RPS v6.20- CT, MA, ME, NH, RI, VT | 727 | 7588 | Generation Constraint in GWh | FALSE | G | Annual | Qualifying Generation | TWh | 23.5144 | 45.6394 | 38.079 | 46.3628 | 90.4483 | 145.9771 | 162.7592 | 220.6291
RPS v6.20- CT, MA, ME, NH, RI, VT | 727 | 7588 | Generation Constraint in GWh | FALSE | G | Annual | Rate | lb/MWh | 0 | 0 | 0 | 0 | 0 | 0 | 0 | 0
RPS v6.20- CT, MA, ME, NH, RI, VT | 727 | 7588 | Generation Constraint in GWh | FALSE | G | Annual | Constraint Shadow Price | US2019$/MWh | 10.624 | 0 | 10.6233 | 7.7718 | 0 | 0 | 0 | 0
RPS v6.20- DC, DE, MD, NJ, PA | 728 | 7589 | Generation Constraint in GWh | FALSE | G | Annual | Seasons Included | Seasons | Winter, WintShld, Summer | Winter, WintShld, Summer | Winter, WintShld, Summer | Winter, WintShld, Summer | Winter, WintShld, Summer | Winter, WintShld, Summer | Winter, WintShld, Summer | Winter, WintShld, Summer
RPS v6.20- DC, DE, MD, NJ, PA | 728 | 7589 | Generation Constraint in GWh | FALSE | G | Annual | Standard GWh | GWh | 57063.7924 | 66197.7743 | 78917.9763 | 86788.2049 | 90735.8775 | 93750.4719 | 97085.9731 | 101645.5346
RPS v6.20- DC, DE, MD, NJ, PA | 728 | 7589 | Generation Constraint in GWh | FALSE | G | Annual | Emissions at Affected Plants | GWh | 23082.569 | 76843.1574 | 78917.9763 | 86788.2049 | 119894.6318 | 116380.3162 | 124705.0759 | 129014.4261
RPS v6.20- DC, DE, MD, NJ, PA | 728 | 7589 | Generation Constraint in GWh | FALSE | G | Annual | Allowances Purchased | GWh | 33981.2234 | 0 | 0 | 0 | 0 | 0 | 0 | 0
RPS v6.20- DC, DE, MD, NJ, PA | 728 | 7589 | Generation Constraint in GWh | FALSE | G | Annual | Allowances Sold | GWh | 0 | 0 | 0 | 0 | 0 | 0 | 0 | 0
RPS v6.20- DC, DE, MD, NJ, PA | 728 | 7589 | Generation Constraint in GWh | FALSE | G | Annual | Allowances Banked | GWh | 0 | 0 | 0 | 0 | 0 | 0 | 0 | 0
RPS v6.20- DC, DE, MD, NJ, PA | 728 | 7589 | Generation Constraint in GWh | FALSE | G | Annual | Allowances Withdrawn (1:1) | GWh | 0 | 0 | 0 | 0 | 0 | 0 | 0 | 0
RPS v6.20- DC, DE, MD, NJ, PA | 728 | 7589 | Generation Constraint in GWh | FALSE | G | Annual | Allowances Withdrawn (n:1) | GWh | 0 | 0 | 0 | 0 | 0 | 0 | 0 | 0
RPS v6.20- DC, DE, MD, NJ, PA | 728 | 7589 | Generation Constraint in GWh | FALSE | G | Annual | Net Emissions Allowance Position | GWh | 57063.7924 | 76843.1574 | 78917.9763 | 86788.2049 | 119894.6318 | 116380.3162 | 124705.0759 | 129014.4261
RPS v6.20- DC, DE, MD, NJ, PA | 728 | 7589 | Generation Constraint in GWh | FALSE | G | Annual | Fuel Consumed | TBtu | 63.3515 | 41.3456 | 10.872 | 50.2703 | 51.1057 | 54.1724 | 80.5191 | 99.2457
RPS v6.20- DC, DE, MD, NJ, PA | 728 | 7589 | Generation Constraint in GWh | FALSE | G | Annual | Heat Rate | MMBtu/MWh | 1.1253 | 0.36783 | 0.084672 | 0.32757 | 0.24998 | 0.24228 | 0.31059 | 0.31835
RPS v6.20- DC, DE, MD, NJ, PA | 728 | 7589 | Generation Constraint in GWh | FALSE | G | Annual | Generation | TWh | 56.2985 | 112.4031 | 128.4014 | 153.4627 | 204.4374 | 223.5947 | 259.2413 | 311.747
RPS v6.20- DC, DE, MD, NJ, PA | 728 | 7589 | Generation Constraint in GWh | FALSE | G | Annual | Qualifying Generation | TWh | 23.0826 | 76.8432 | 78.918 | 86.7882 | 119.8946 | 116.3803 | 124.7051 | 129.0144
RPS v6.20- DC, DE, MD, NJ, PA | 728 | 7589 | Generation Constraint in GWh | FALSE | G | Annual | Rate | lb/MWh | 0 | 0 | 0 | 0 | 0 | 0 | 0 | 0
RPS v6.20- DC, DE, MD, NJ, PA | 728 | 7589 | Generation Constraint in GWh | FALSE | G | Annual | Constraint Shadow Price | US2019$/MWh | 39.837 | 0 | 10.6233 | 7.7718 | 0 | 0 | 0 | 0
RPS v6.20- IA | 729 | 7590 | Generation Constraint in GWh | FALSE | G | Annual | Seasons Included | Seasons | Winter, WintShld, Summer | Winter, WintShld, Summer | Winter, WintShld, Summer | Winter, WintShld, Summer | Winter, WintShld, Summer | Winter, WintShld, Summer | Winter, WintShld, Summer | Winter, WintShld, Summer
RPS v6.20- IA | 729 | 7590 | Generation Constraint in GWh | FALSE | G | Annual | Standard GWh | GWh | 295.8 | 295.8 | 295.8 | 295.8 | 295.8 | 295.8 | 295.8 | 295.8
RPS v6.20- IA | 729 | 7590 | Generation Constraint in GWh | FALSE | G | Annual | Emissions at Affected Plants | GWh | 9141.0763 | 42137.0341 | 10422.8235 | 10422.8235 | 10665.497 | 18609.7825 | 18743.1964 | 54589.0759
RPS v6.20- IA | 729 | 7590 | Generation Constraint in GWh | FALSE | G | Annual | Allowances Purchased | GWh | 0 | 0 | 0 | 0 | 0 | 0 | 0 | 0
RPS v6.20- IA | 729 | 7590 | Generation Constraint in GWh | FALSE | G | Annual | Allowances Sold | GWh | 0 | 0 | 0 | 0 | 0 | 0 | 0 | 0
RPS v6.20- IA | 729 | 7590 | Generation Constraint in GWh | FALSE | G | Annual | Allowances Banked | GWh | 0 | 0 | 0 | 0 | 0 | 0 | 0 | 0
RPS v6.20- IA | 729 | 7590 | Generation Constraint in GWh | FALSE | G | Annual | Allowances Withdrawn (1:1) | GWh | 0 | 0 | 0 | 0 | 0 | 0 | 0 | 0
RPS v6.20- IA | 729 | 7590 | Generation Constraint in GWh | FALSE | G | Annual | Allowances Withdrawn (n:1) | GWh | 0 | 0 | 0 | 0 | 0 | 0 | 0 | 0
RPS v6.20- IA | 729 | 7590 | Generation Constraint in GWh | FALSE | G | Annual | Net Emissions Allowance Position | GWh | 9141.0763 | 42137.0341 | 10422.8235 | 10422.8235 | 10665.497 | 18609.7825 | 18743.1964 | 54589.0759
RPS v6.20- IA | 729 | 7590 | Generation Constraint in GWh | FALSE | G | Annual | Fuel Consumed | TBtu | 1.5426 | 1.6154 | 2.2373 | 2.2373 | 2.2373 | 2.2918 | 2.2918 | 5.0202
RPS v6.20- IA | 729 | 7590 | Generation Constraint in GWh | FALSE | G | Annual | Heat Rate | MMBtu/MWh | 0.037406 | 0.03784 | 0.05232 | 0.05232 | 0.05232 | 0.053585 | 0.045078 | 0.091444
RPS v6.20- IA | 729 | 7590 | Generation Constraint in GWh | FALSE | G | Annual | Generation | TWh | 41.2385 | 42.6899 | 42.7629 | 42.7629 | 42.7629 | 42.7693 | 50.8406 | 54.8993
RPS v6.20- IA | 729 | 7590 | Generation Constraint in GWh | FALSE | G | Annual | Qualifying Generation | TWh | 9.1411 | 42.137 | 10.4228 | 10.4228 | 10.6655 | 18.6098 | 18.7432 | 54.5891
RPS v6.20- IA | 729 | 7590 | Generation Constraint in GWh | FALSE | G | Annual | Rate | lb/MWh | 0 | 0 | 0 | 0 | 0 | 0 | 0 | 0
RPS v6.20- IA | 729 | 7590 | Generation Constraint in GWh | FALSE | G | Annual | Constraint Shadow Price | US2019$/MWh | 0 | 0 | 0 | 0 | 0 | 0 | 0 | 0
RPS v6.20- IL | 730 | 7591 | Generation Constraint in GWh | FALSE | G | Annual | Seasons Included | Seasons | Winter, WintShld, Summer | Winter, WintShld, Summer | Winter, WintShld, Summer | Winter, WintShld, Summer | Winter, WintShld, Summer | Winter, WintShld, Summer | Winter, WintShld, Summer | Winter, WintShld, Summer
RPS v6.20- IL | 730 | 7591 | Generation Constraint in GWh | FALSE | G | Annual | Standard GWh | GWh | 28528.2792 | 33015.5498 | 46330.359 | 57639.6185 | 66634.5424 | 76376.6768 | 79039.1862 | 82207.8883
RPS v6.20- IL | 730 | 7591 | Generation Constraint in GWh | FALSE | G | Annual | Emissions at Affected Plants | GWh | 53774.879 | 39201.8869 | 70435.0395 | 74110.595 | 74713.5974 | 76376.6768 | 112287.9794 | 147328.0522
RPS v6.20- IL | 730 | 7591 | Generation Constraint in GWh | FALSE | G | Annual | Allowances Purchased | GWh | 0 | 0 | 0 | 0 | 0 | 0 | 0 | 0
RPS v6.20- IL | 730 | 7591 | Generation Constraint in GWh | FALSE | G | Annual | Allowances Sold | GWh | 0 | 0 | 0 | 0 | 0 | 0 | 0 | 0
RPS v6.20- IL | 730 | 7591 | Generation Constraint in GWh | FALSE | G | Annual | Allowances Banked | GWh | 0 | 0 | 0 | 0 | 0 | 0 | 0 | 0
RPS v6.20- IL | 730 | 7591 | Generation Constraint in GWh | FALSE | G | Annual | Allowances Withdrawn (1:1) | GWh | 0 | 0 | 0 | 0 | 0 | 0 | 0 | 0
RPS v6.20- IL | 730 | 7591 | Generation Constraint in GWh | FALSE | G | Annual | Allowances Withdrawn (n:1) | GWh | 0 | 0 | 0 | 0 | 0 | 0 | 0 | 0
RPS v6.20- IL | 730 | 7591 | Generation Constraint in GWh | FALSE | G | Annual | Net Emissions Allowance Position | GWh | 53774.879 | 39201.8869 | 70435.0395 | 74110.595 | 74713.5974 | 76376.6768 | 112287.9794 | 147328.0522
RPS v6.20- IL | 730 | 7591 | Generation Constraint in GWh | FALSE | G | Annual | Fuel Consumed | TBtu | 6.8982 | 12.7174 | 13.8521 | 13.0359 | 12.8147 | 37.6164 | 46.9824 | 49.728
RPS v6.20- IL | 730 | 7591 | Generation Constraint in GWh | FALSE | G | Annual | Heat Rate | MMBtu/MWh | 0.07279 | 0.11276 | 0.12224 | 0.11127 | 0.10933 | 0.30849 | 0.286 | 0.19419
RPS v6.20- IL | 730 | 7591 | Generation Constraint in GWh | FALSE | G | Annual | Generation | TWh | 94.7674 | 112.78 | 113.3177 | 117.159 | 117.2113 | 121.9356 | 164.2718 | 256.0784
RPS v6.20- IL | 730 | 7591 | Generation Constraint in GWh | FALSE | G | Annual | Qualifying Generation | TWh | 53.7749 | 39.2019 | 70.435 | 74.1106 | 74.7136 | 76.3767 | 112.288 | 147.3281
RPS v6.20- IL | 730 | 7591 | Generation Constraint in GWh | FALSE | G | Annual | Rate | lb/MWh | 0 | 0 | 0 | 0 | 0 | 0 | 0 | 0
RPS v6.20- IL | 730 | 7591 | Generation Constraint in GWh | FALSE | G | Annual | Constraint Shadow Price | US2019$/MWh | 0 | 0 | 0 | 0 | 0 | 0 | 0 | 0
RPS v6.20- MI | 731 | 7592 | Generation Constraint in GWh | FALSE | G | Annual | Seasons Included | Seasons | Winter, WintShld, Summer | Winter, WintShld, Summer | Winter, WintShld, Summer | Winter, WintShld, Summer | Winter, WintShld, Summer | Winter, WintShld, Summer | Winter, WintShld, Summer | Winter, WintShld, Summer
RPS v6.20- MI | 731 | 7592 | Generation Constraint in GWh | FALSE | G | Annual | Standard GWh | GWh | 15568.1588 | 15698.3349 | 15908.6302 | 16072.5621 | 16512.5754 | 17031.4691 | 17621.92 | 18342.8278
RPS v6.20- MI | 731 | 7592 | Generation Constraint in GWh | FALSE | G | Annual | Emissions at Affected Plants | GWh | 15811.5123 | 29849.2065 | 29904.4863 | 37813.8489 | 45971.3714 | 65241.7637 | 76112.557 | 77032.5653
RPS v6.20- MI | 731 | 7592 | Generation Constraint in GWh | FALSE | G | Annual | Allowances Purchased | GWh | 0 | 0 | 0 | 0 | 0 | 0 | 0 | 0
RPS v6.20- MI | 731 | 7592 | Generation Constraint in GWh | FALSE | G | Annual | Allowances Sold | GWh | 0 | 0 | 0 | 0 | 0 | 0 | 0 | 0
RPS v6.20- MI | 731 | 7592 | Generation Constraint in GWh | FALSE | G | Annual | Allowances Banked | GWh | 0 | 0 | 0 | 0 | 0 | 0 | 0 | 0
RPS v6.20- MI | 731 | 7592 | Generation Constraint in GWh | FALSE | G | Annual | Allowances Withdrawn (1:1) | GWh | 0 | 0 | 0 | 0 | 0 | 0 | 0 | 0
RPS v6.20- MI | 731 | 7592 | Generation Constraint in GWh | FALSE | G | Annual | Allowances Withdrawn (n:1) | GWh | 0 | 0 | 0 | 0 | 0 | 0 | 0 | 0
RPS v6.20- MI | 731 | 7592 | Generation Constraint in GWh | FALSE | G | Annual | Net Emissions Allowance Position | GWh | 15811.5123 | 29849.2065 | 29904.4863 | 37813.8489 | 45971.3714 | 65241.7637 | 76112.557 | 77032.5653
RPS v6.20- MI | 731 | 7592 | Generation Constraint in GWh | FALSE | G | Annual | Fuel Consumed | TBtu | 11.9473 | 11.576 | 12.3053 | 12.3053 | 12.3053 | 12.3053 | 12.7082 | 19.2312
RPS v6.20- MI | 731 | 7592 | Generation Constraint in GWh | FALSE | G | Annual | Heat Rate | MMBtu/MWh | 0.74821 | 0.3862 | 0.40928 | 0.32404 | 0.26692 | 0.18823 | 0.16658 | 0.24916
RPS v6.20- MI | 731 | 7592 | Generation Constraint in GWh | FALSE | G | Annual | Generation | TWh | 15.9677 | 29.9744 | 30.0657 | 37.9751 | 46.1015 | 65.3719 | 76.2907 | 77.1853
RPS v6.20- MI | 731 | 7592 | Generation Constraint in GWh | FALSE | G | Annual | Qualifying Generation | TWh | 15.8115 | 29.8492 | 29.9045 | 37.8138 | 45.9714 | 65.2418 | 76.1126 | 77.0326
RPS v6.20- MI | 731 | 7592 | Generation Constraint in GWh | FALSE | G | Annual | Rate | lb/MWh | 0 | 0 | 0 | 0 | 0 | 0 | 0 | 0
RPS v6.20- MI | 731 | 7592 | Generation Constraint in GWh | FALSE | G | Annual | Constraint Shadow Price | US2019$/MWh | 0 | 0 | 0 | 0 | 0 | 0 | 0 | 0
RPS v6.20- MN | 732 | 7593 | Generation Constraint in GWh | FALSE | G | Annual | Seasons Included | Seasons | Winter, WintShld, Summer | Winter, WintShld, Summer | Winter, WintShld, Summer | Winter, WintShld, Summer | Winter, WintShld, Summer | Winter, WintShld, Summer | Winter, WintShld, Summer | Winter, WintShld, Summer
RPS v6.20- MN | 732 | 7593 | Generation Constraint in GWh | FALSE | G | Annual | Standard GWh | GWh | 19591.6943 | 21940.8086 | 22334.5871 | 22605.9476 | 23265.6526 | 24051.3088 | 24951.6942 | 25974.1623
RPS v6.20- MN | 732 | 7593 | Generation Constraint in GWh | FALSE | G | Annual | Emissions at Affected Plants | GWh | 19591.6943 | 22307.984 | 22334.5871 | 25041.0498 | 32084.7536 | 39007.3838 | 64727.1684 | 78756.0279
RPS v6.20- MN | 732 | 7593 | Generation Constraint in GWh | FALSE | G | Annual | Allowances Purchased | GWh | 0 | 0 | 0 | 0 | 0 | 0 | 0 | 0
RPS v6.20- MN | 732 | 7593 | Generation Constraint in GWh | FALSE | G | Annual | Allowances Sold | GWh | 0 | 0 | 0 | 0 | 0 | 0 | 0 | 0
RPS v6.20- MN | 732 | 7593 | Generation Constraint in GWh | FALSE | G | Annual | Allowances Banked | GWh | 0 | 0 | 0 | 0 | 0 | 0 | 0 | 0
RPS v6.20- MN | 732 | 7593 | Generation Constraint in GWh | FALSE | G | Annual | Allowances Withdrawn (1:1) | GWh | 0 | 0 | 0 | 0 | 0 | 0 | 0 | 0
RPS v6.20- MN | 732 | 7593 | Generation Constraint in GWh | FALSE | G | Annual | Allowances Withdrawn (n:1) | GWh | 0 | 0 | 0 | 0 | 0 | 0 | 0 | 0
RPS v6.20- MN | 732 | 7593 | Generation Constraint in GWh | FALSE | G | Annual | Net Emissions Allowance Position | GWh | 19591.6943 | 22307.984 | 22334.5871 | 25041.0498 | 32084.7536 | 39007.3838 | 64727.1684 | 78756.0279
RPS v6.20- MN | 732 | 7593 | Generation Constraint in GWh | FALSE | G | Annual | Fuel Consumed | TBtu | 11.2782 | 2.271 | 2.4885 | 2.2711 | 2.4111 | 2.3087 | 2.2372 | 6.3031
RPS v6.20- MN | 732 | 7593 | Generation Constraint in GWh | FALSE | G | Annual | Heat Rate | MMBtu/MWh | 0.57566 | 0.1018 | 0.11142 | 0.090694 | 0.075146 | 0.059187 | 0.034563 | 0.080033
RPS v6.20- MN | 732 | 7593 | Generation Constraint in GWh | FALSE | G | Annual | Generation | TWh | 19.5917 | 22.308 | 22.3346 | 25.041 | 32.0848 | 39.0074 | 64.7272 | 78.756
RPS v6.20- MN | 732 | 7593 | Generation Constraint in GWh | FALSE | G | Annual | Qualifying Generation | TWh | 19.5917 | 22.308 | 22.3346 | 25.041 | 32.0848 | 39.0074 | 64.7272 | 78.756
RPS v6.20- MN | 732 | 7593 | Generation Constraint in GWh | FALSE | G | Annual | Rate | lb/MWh | 0 | 0 | 0 | 0 | 0 | 0 | 0 | 0
RPS v6.20- MN | 732 | 7593 | Generation Constraint in GWh | FALSE | G | Annual | Constraint Shadow Price | US2019$/MWh | 38.941 | 0 | 7.1491 | 0 | 0 | 0 | 0 | 0
RPS v6.20- MO | 733 | 7594 | Generation Constraint in GWh | FALSE | G | Annual | Seasons Included | Seasons | Winter, WintShld, Summer | Winter, WintShld, Summer | Winter, WintShld, Summer | Winter, WintShld, Summer | Winter, WintShld, Summer | Winter, WintShld, Summer | Winter, WintShld, Summer | Winter, WintShld, Summer
RPS v6.20- MO | 733 | 7594 | Generation Constraint in GWh | FALSE | G | Annual | Standard GWh | GWh | 6991.2115 | 7074.2941 | 7193.4001 | 7278.0043 | 7497.5783 | 7765.7921 | 8070.2381 | 8417.9
RPS v6.20- MO | 733 | 7594 | Generation Constraint in GWh | FALSE | G | Annual | Emissions at Affected Plants | GWh | 6991.2115 | 7074.2941 | 7193.4001 | 7278.0043 | 7497.5783 | 7765.7921 | 8070.2381 | 12073.6868
RPS v6.20- MO | 733 | 7594 | Generation Constraint in GWh | FALSE | G | Annual | Allowances Purchased | GWh | 0 | 0 | 0 | 0 | 0 | 0 | 0 | 0
RPS v6.20- MO | 733 | 7594 | Generation Constraint in GWh | FALSE | G | Annual | Allowances Sold | GWh | 0 | 0 | 0 | 0 | 0 | 0 | 0 | 0
RPS v6.20- MO | 733 | 7594 | Generation Constraint in GWh | FALSE | G | Annual | Allowances Banked | GWh | 0 | 0 | 0 | 0 | 0 | 0 | 0 | 0
RPS v6.20- MO | 733 | 7594 | Generation Constraint in GWh | FALSE | G | Annual | Allowances Withdrawn (1:1) | GWh | 0 | 0 | 0 | 0 | 0 | 0 | 0 | 0
RPS v6.20- MO | 733 | 7594 | Generation Constraint in GWh | FALSE | G | Annual | Allowances Withdrawn (n:1) | GWh | 0 | 0 | 0 | 0 | 0 | 0 | 0 | 0
RPS v6.20- MO | 733 | 7594 | Generation Constraint in GWh | FALSE | G | Annual | Net Emissions Allowance Position | GWh | 6991.2115 | 7074.2941 | 7193.4001 | 7278.0043 | 7497.5783 | 7765.7921 | 8070.2381 | 12073.6868
RPS v6.20- MO | 733 | 7594 | Generation Constraint in GWh | FALSE | G | Annual | Fuel Consumed | TBtu | 0.00030983 | 0.00014823 | 0.0025531 | 0.0027137 | 0.0040766 | 0.0040766 | 0.0036668 | 0.0021231
RPS v6.20- MO | 733 | 7594 | Generation Constraint in GWh | FALSE | G | Annual | Heat Rate | MMBtu/MWh | 3.6266e-05 | 9.7164e-06 | 0.00016586 | 0.00017629 | 0.00026393 | 0.00022145 | 0.00010807 | 4.9425e-05
RPS v6.20- MO | 733 | 7594 | Generation Constraint in GWh | FALSE | G | Annual | Generation | TWh | 8.5431 | 15.2557 | 15.3935 | 15.3935 | 15.4457 | 18.4089 | 33.9306 | 42.9565
RPS v6.20- MO | 733 | 7594 | Generation Constraint in GWh | FALSE | G | Annual | Qualifying Generation | TWh | 6.9912 | 7.0743 | 7.1934 | 7.278 | 7.4976 | 7.7658 | 8.0702 | 12.0737
RPS v6.20- MO | 733 | 7594 | Generation Constraint in GWh | FALSE | G | Annual | Rate | lb/MWh | 0 | 0 | 0 | 0 | 0 | 0 | 0 | 0
RPS v6.20- MO | 733 | 7594 | Generation Constraint in GWh | FALSE | G | Annual | Constraint Shadow Price | US2019$/MWh | 0 | 0 | 0 | 0 | 0 | 0 | 0 | 0
RPS v6.20- MT | 734 | 7595 | Generation Constraint in GWh | FALSE | G | Annual | Seasons Included | Seasons | Winter, WintShld, Summer | Winter, WintShld, Summer | Winter, WintShld, Summer | Winter, WintShld, Summer | Winter, WintShld, Summer | Winter, WintShld, Summer | Winter, WintShld, Summer | Winter, WintShld, Summer
RPS v6.20- MT | 734 | 7595 | Generation Constraint in GWh | FALSE | G | Annual | Standard GWh | GWh | 1300.3414 | 1304.2629 | 1312.7714 | 1317.2096 | 1355.9623 | 1421.4028 | 1497.4336 | 1589.3635
RPS v6.20- MT | 734 | 7595 | Generation Constraint in GWh | FALSE | G | Annual | Emissions at Affected Plants | GWh | 3256.8243 | 5035.6692 | 5037.241 | 5152.2791 | 5298.1613 | 7068.6987 | 9905.2096 | 12963.0998
RPS v6.20- MT | 734 | 7595 | Generation Constraint in GWh | FALSE | G | Annual | Allowances Purchased | GWh | 0 | 0 | 0 | 0 | 0 | 0 | 0 | 0
RPS v6.20- MT | 734 | 7595 | Generation Constraint in GWh | FALSE | G | Annual | Allowances Sold | GWh | 0 | 0 | 0 | 0 | 0 | 0 | 0 | 0
RPS v6.20- MT | 734 | 7595 | Generation Constraint in GWh | FALSE | G | Annual | Allowances Banked | GWh | 0 | 0 | 0 | 0 | 0 | 0 | 0 | 0
RPS v6.20- MT | 734 | 7595 | Generation Constraint in GWh | FALSE | G | Annual | Allowances Withdrawn (1:1) | GWh | 0 | 0 | 0 | 0 | 0 | 0 | 0 | 0
RPS v6.20- MT | 734 | 7595 | Generation Constraint in GWh | FALSE | G | Annual | Allowances Withdrawn (n:1) | GWh | 0 | 0 | 0 | 0 | 0 | 0 | 0 | 0
RPS v6.20- MT | 734 | 7595 | Generation Constraint in GWh | FALSE | G | Annual | Net Emissions Allowance Position | GWh | 3256.8243 | 5035.6692 | 5037.241 | 5152.2791 | 5298.1613 | 7068.6987 | 9905.2096 | 12963.0998
RPS v6.20- MT | 734 | 7595 | Generation Constraint in GWh | FALSE | G | Annual | Fuel Consumed | TBtu | 0 | 0.0013893 | 0.01477 | 0.013034 | 0.017746 | 0.017746 | 0.017758 | 0.017576
RPS v6.20- MT | 734 | 7595 | Generation Constraint in GWh | FALSE | G | Annual | Heat Rate | MMBtu/MWh | 0 | 0.00015285 | 0.001625 | 0.0014162 | 0.001734 | 0.0013109 | 0.00099048 | 0.00083751
RPS v6.20- MT | 734 | 7595 | Generation Constraint in GWh | FALSE | G | Annual | Generation | TWh | 5.1241 | 9.0892 | 9.0892 | 9.2037 | 10.2342 | 13.5367 | 17.9292 | 20.9857
RPS v6.20- MT | 734 | 7595 | Generation Constraint in GWh | FALSE | G | Annual | Qualifying Generation | TWh | 3.2568 | 5.0357 | 5.0372 | 5.1523 | 5.2982 | 7.0687 | 9.9052 | 12.9631
RPS v6.20- MT | 734 | 7595 | Generation Constraint in GWh | FALSE | G | Annual | Rate | lb/MWh | 0 | 0 | 0 | 0 | 0 | 0 | 0 | 0
RPS v6.20- MT | 734 | 7595 | Generation Constraint in GWh | FALSE | G | Annual | Constraint Shadow Price | US2019$/MWh | 0 | 0 | 0 | 0 | 0 | 0 | 0 | 0
RPS v6.20- NC 75% limit | 735 | 7602 | Generation Constraint in GWh | FALSE | G | Annual | Seasons Included | Seasons | Winter, WintShld, Summer | Winter, WintShld, Summer | Winter, WintShld, Summer | Winter, WintShld, Summer | Winter, WintShld, Summer | Winter, WintShld, Summer | Winter, WintShld, Summer | Winter, WintShld, Summer
RPS v6.20- NC 75% limit | 735 | 7602 | Generation Constraint in GWh | FALSE | G | Annual | Standard GWh | GWh | 6820.5882 | 6909.5808 | 7059.7788 | 7183.4548 | 7526.223 | 7912.287 | 8355.3661 | 8864.8451
RPS v6.20- NC 75% limit | 735 | 7602 | Generation Constraint in GWh | FALSE | G | Annual | Emissions at Affected Plants | GWh | 14572.3657 | 14793.4455 | 14793.4455 | 14793.4455 | 14793.4455 | 24010.5558 | 38961.5176 | 55247.3563
RPS v6.20- NC 75% limit | 735 | 7602 | Generation Constraint in GWh | FALSE | G | Annual | Allowances Purchased | GWh | 0 | 0 | 0 | 0 | 0 | 0 | 0 | 0
RPS v6.20- NC 75% limit | 735 | 7602 | Generation Constraint in GWh | FALSE | G | Annual | Allowances Sold | GWh | 0 | 0 | 0 | 0 | 0 | 0 | 0 | 0
RPS v6.20- NC 75% limit | 735 | 7602 | Generation Constraint in GWh | FALSE | G | Annual | Allowances Banked | GWh | 0 | 0 | 0 | 0 | 0 | 0 | 0 | 0
RPS v6.20- NC 75% limit | 735 | 7602 | Generation Constraint in GWh | FALSE | G | Annual | Allowances Withdrawn (1:1) | GWh | 0 | 0 | 0 | 0 | 0 | 0 | 0 | 0
RPS v6.20- NC 75% limit | 735 | 7602 | Generation Constraint in GWh | FALSE | G | Annual | Allowances Withdrawn (n:1) | GWh | 0 | 0 | 0 | 0 | 0 | 0 | 0 | 0
RPS v6.20- NC 75% limit | 735 | 7602 | Generation Constraint in GWh | FALSE | G | Annual | Net Emissions Allowance Position | GWh | 14572.3657 | 14793.4455 | 14793.4455 | 14793.4455 | 14793.4455 | 24010.5558 | 38961.5176 | 55247.3563
RPS v6.20- NC 75% limit | 735 | 7602 | Generation Constraint in GWh | FALSE | G | Annual | Fuel Consumed | TBtu | 13.0501 | 12.6844 | 12.6844 | 12.6844 | 12.6844 | 12.8128 | 12.8128 | 12.5704
RPS v6.20- NC 75% limit | 735 | 7602 | Generation Constraint in GWh | FALSE | G | Annual | Heat Rate | MMBtu/MWh | 0.72436 | 0.6974 | 0.69732 | 0.69732 | 0.69732 | 0.33762 | 0.2422 | 0.18169
RPS v6.20- NC 75% limit | 735 | 7602 | Generation Constraint in GWh | FALSE | G | Annual | Generation | TWh | 18.0161 | 18.1882 | 18.1902 | 18.1902 | 18.1902 | 37.9508 | 52.9018 | 69.1876
RPS v6.20- NC 75% limit | 735 | 7602 | Generation Constraint in GWh | FALSE | G | Annual | Qualifying Generation | TWh | 14.5724 | 14.7934 | 14.7934 | 14.7934 | 14.7934 | 24.0106 | 38.9615 | 55.2474
RPS v6.20- NC 75% limit | 735 | 7602 | Generation Constraint in GWh | FALSE | G | Annual | Rate | lb/MWh | 0 | 0 | 0 | 0 | 0 | 0 | 0 | 0
RPS v6.20- NC 75% limit | 735 | 7602 | Generation Constraint in GWh | FALSE | G | Annual | Constraint Shadow Price | US2019$/MWh | 0 | 0 | 0 | 0 | 0 | 0 | 0 | 0
RPS v6.20- NM | 736 | 7596 | Generation Constraint in GWh | FALSE | G | Annual | Seasons Included | Seasons | Winter, WintShld, Summer | Winter, WintShld, Summer | Winter, WintShld, Summer | Winter, WintShld, Summer | Winter, WintShld, Summer | Winter, WintShld, Summer | Winter, WintShld, Summer | Winter, WintShld, Summer
RPS v6.20- NM | 736 | 7596 | Generation Constraint in GWh | FALSE | G | Annual | Standard GWh | GWh | 6204.8031 | 8128.9249 | 9573.1204 | 10594.8169 | 14083.5147 | 18036.259 | 19613.0889 | 21410.5518
RPS v6.20- NM | 736 | 7596 | Generation Constraint in GWh | FALSE | G | Annual | Emissions at Affected Plants | GWh | 15182.5309 | 17531.1455 | 17532.2044 | 27650.7511 | 27650.7455 | 27651.432 | 30771.1949 | 31323.1744
RPS v6.20- NM | 736 | 7596 | Generation Constraint in GWh | FALSE | G | Annual | Allowances Purchased | GWh | 0 | 0 | 0 | 0 | 0 | 0 | 0 | 0
RPS v6.20- NM | 736 | 7596 | Generation Constraint in GWh | FALSE | G | Annual | Allowances Sold | GWh | 0 | 0 | 0 | 0 | 0 | 0 | 0 | 0
RPS v6.20- NM | 736 | 7596 | Generation Constraint in GWh | FALSE | G | Annual | Allowances Banked | GWh | 0 | 0 | 0 | 0 | 0 | 0 | 0 | 0
RPS v6.20- NM | 736 | 7596 | Generation Constraint in GWh | FALSE | G | Annual | Allowances Withdrawn (1:1) | GWh | 0 | 0 | 0 | 0 | 0 | 0 | 0 | 0
RPS v6.20- NM | 736 | 7596 | Generation Constraint in GWh | FALSE | G | Annual | Allowances Withdrawn (n:1) | GWh | 0 | 0 | 0 | 0 | 0 | 0 | 0 | 0
RPS v6.20- NM | 736 | 7596 | Generation Constraint in GWh | FALSE | G | Annual | Net Emissions Allowance Position | GWh | 15182.5309 | 17531.1455 | 17532.2044 | 27650.7511 | 27650.7455 | 27651.432 | 30771.1949 | 31323.1744
RPS v6.20- NM | 736 | 7596 | Generation Constraint in GWh | FALSE | G | Annual | Fuel Consumed | TBtu | 0.36952 | 0 | 0.0090148 | 0.0070871 | 0.0070394 | 0.012883 | 0.012883 | 0.012493
RPS v6.20- NM | 736 | 7596 | Generation Constraint in GWh | FALSE | G | Annual | Heat Rate | MMBtu/MWh | 0.017377 | 0 | 0.00033624 | 0.00019191 | 0.00018657 | 0.00034143 | 0.00031536 | 0.00023456
RPS v6.20- NM | 736 | 7596 | Generation Constraint in GWh | FALSE | G | Annual | Generation | TWh | 21.2657 | 26.8089 | 26.8105 | 36.9293 | 37.7316 | 37.7323 | 40.852 | 53.2629
RPS v6.20- NM | 736 | 7596 | Generation Constraint in GWh | FALSE | G | Annual | Qualifying Generation | TWh | 15.1825 | 17.5311 | 17.5322 | 27.6508 | 27.6507 | 27.6514 | 30.7712 | 31.3232
RPS v6.20- NM | 736 | 7596 | Generation Constraint in GWh | FALSE | G | Annual | Rate | lb/MWh | 0 | 0 | 0 | 0 | 0 | 0 | 0 | 0
RPS v6.20- NM | 736 | 7596 | Generation Constraint in GWh | FALSE | G | Annual | Constraint Shadow Price | US2019$/MWh | 0 | 0 | 0 | 0 | 0 | 0 | 0 | 0
RPS v6.20- NV | 737 | 7597 | Generation Constraint in GWh | FALSE | G | Annual | Seasons Included | Seasons | Winter, WintShld, Summer | Winter, WintShld, Summer | Winter, WintShld, Summer | Winter, WintShld, Summer | Winter, WintShld, Summer | Winter, WintShld, Summer | Winter, WintShld, Summer | Winter, WintShld, Summer
RPS v6.20- NV | 737 | 7597 | Generation Constraint in GWh | FALSE | G | Annual | Standard GWh | GWh | 7686.4213 | 10244.256 | 13050.5471 | 15862.534 | 16712.6762 | 17718.6091 | 18909.1442 | 20265.024
RPS v6.20- NV | 737 | 7597 | Generation Constraint in GWh | FALSE | G | Annual | Emissions at Affected Plants | GWh | 14676.911 | 10244.256 | 13050.5471 | 15862.534 | 16712.6762 | 17718.6091 | 18909.1442 | 20265.024
RPS v6.20- NV | 737 | 7597 | Generation Constraint in GWh | FALSE | G | Annual | Allowances Purchased | GWh | 0 | 0 | 0 | 0 | 0 | 0 | 0 | 0
RPS v6.20- NV | 737 | 7597 | Generation Constraint in GWh | FALSE | G | Annual | Allowances Sold | GWh | 0 | 0 | 0 | 0 | 0 | 0 | 0 | 0
RPS v6.20- NV | 737 | 7597 | Generation Constraint in GWh | FALSE | G | Annual | Allowances Banked | GWh | 0 | 0 | 0 | 0 | 0 | 0 | 0 | 0
RPS v6.20- NV | 737 | 7597 | Generation Constraint in GWh | FALSE | G | Annual | Allowances Withdrawn (1:1) | GWh | 0 | 0 | 0 | 0 | 0 | 0 | 0 | 0
RPS v6.20- NV | 737 | 7597 | Generation Constraint in GWh | FALSE | G | Annual | Allowances Withdrawn (n:1) | GWh | 0 | 0 | 0 | 0 | 0 | 0 | 0 | 0
RPS v6.20- NV | 737 | 7597 | Generation Constraint in GWh | FALSE | G | Annual | Net Emissions Allowance Position | GWh | 14676.911 | 10244.256 | 13050.5471 | 15862.534 | 16712.6762 | 17718.6091 | 18909.1442 | 20265.024
RPS v6.20- NV | 737 | 7597 | Generation Constraint in GWh | FALSE | G | Annual | Fuel Consumed | TBtu | 54.7502 | 2.3525 | 25.3884 | 37.2261 | 37.2277 | 37.3535 | 37.3536 | 2.445
RPS v6.20- NV | 737 | 7597 | Generation Constraint in GWh | FALSE | G | Annual | Heat Rate | MMBtu/MWh | 3.7304 | 0.13292 | 1.4336 | 2.1023 | 1.9624 | 1.7794 | 1.7279 | 0.052295
RPS v6.20- NV | 737 | 7597 | Generation Constraint in GWh | FALSE | G | Annual | Generation | TWh | 14.6769 | 17.6987 | 17.71 | 17.7077 | 18.9701 | 20.9921 | 21.6183 | 46.7538
RPS v6.20- NV | 737 | 7597 | Generation Constraint in GWh | FALSE | G | Annual | Qualifying Generation | TWh | 14.6769 | 10.2443 | 13.0505 | 15.8625 | 16.7127 | 17.7186 | 18.9091 | 20.265
RPS v6.20- NV | 737 | 7597 | Generation Constraint in GWh | FALSE | G | Annual | Rate | lb/MWh | 0 | 0 | 0 | 0 | 0 | 0 | 0 | 0
RPS v6.20- NV | 737 | 7597 | Generation Constraint in GWh | FALSE | G | Annual | Constraint Shadow Price | US2019$/MWh | 0 | 0 | 0 | 0 | 0 | 0 | 0 | 0
RPS v6.20- NY | 738 | 7598 | Generation Constraint in GWh | FALSE | G | Annual | Seasons Included | Seasons | Winter, WintShld, Summer | Winter, WintShld, Summer | Winter, WintShld, Summer | Winter, WintShld, Summer | Winter, WintShld, Summer | Winter, WintShld, Summer | Winter, WintShld, Summer | Winter, WintShld, Summer
RPS v6.20- NY | 738 | 7598 | Generation Constraint in GWh | FALSE | G | Annual | Standard GWh | GWh | 57318.2616 | 69640.9045 | 88224.3258 | 101720.9942 | 103828.7111 | 106676.0747 | 109689.1185 | 114666.5147
RPS v6.20- NY | 738 | 7598 | Generation Constraint in GWh | FALSE | G | Annual | Emissions at Affected Plants | GWh | 57318.2616 | 69640.9045 | 88224.3258 | 101720.9942 | 103828.7111 | 106676.0747 | 109689.1185 | 114666.5147
RPS v6.20- NY | 738 | 7598 | Generation Constraint in GWh | FALSE | G | Annual | Allowances Purchased | GWh | 0 | 0 | 0 | 0 | 0 | 0 | 0 | 0
RPS v6.20- NY | 738 | 7598 | Generation Constraint in GWh | FALSE | G | Annual | Allowances Sold | GWh | 0 | 0 | 0 | 0 | 0 | 0 | 0 | 0
RPS v6.20- NY | 738 | 7598 | Generation Constraint in GWh | FALSE | G | Annual | Allowances Banked | GWh | 0 | 0 | 0 | 0 | 0 | 0 | 0 | 0
RPS v6.20- NY | 738 | 7598 | Generation Constraint in GWh | FALSE | G | Annual | Allowances Withdrawn (1:1) | GWh | 0 | 0 | 0 | 0 | 0 | 0 | 0 | 0
RPS v6.20- NY | 738 | 7598 | Generation Constraint in GWh | FALSE | G | Annual | Allowances Withdrawn (n:1) | GWh | 0 | 0 | 0 | 0 | 0 | 0 | 0 | 0
RPS v6.20- NY | 738 | 7598 | Generation Constraint in GWh | FALSE | G | Annual | Net Emissions Allowance Position | GWh | 57318.2616 | 69640.9045 | 88224.3258 | 101720.9942 | 103828.7111 | 106676.0747 | 109689.1185 | 114666.5147
RPS v6.20- NY | 738 | 7598 | Generation Constraint in GWh | FALSE | G | Annual | Fuel Consumed | TBtu | 71.3354 | 0.0055446 | 37.9243 | 16.7803 | 0.0097953 | 0.012211 | 0.035816 | 0.073971
RPS v6.20- NY | 738 | 7598 | Generation Constraint in GWh | FALSE | G | Annual | Heat Rate | MMBtu/MWh | 0.84835 | 3.0467e-05 | 0.18791 | 0.070982 | 2.959e-05 | 2.9853e-05 | 7.7405e-05 | 0.00013894
RPS v6.20- NY | 738 | 7598 | Generation Constraint in GWh | FALSE | G | Annual | Generation | TWh | 84.0877 | 181.9837 | 201.8269 | 236.4033 | 331.0355 | 409.0371 | 462.7145 | 532.3966
RPS v6.20- NY | 738 | 7598 | Generation Constraint in GWh | FALSE | G | Annual | Qualifying Generation | TWh | 57.3183 | 69.6409 | 88.2243 | 101.721 | 103.8287 | 106.6761 | 109.6891 | 114.6665
RPS v6.20- NY | 738 | 7598 | Generation Constraint in GWh | FALSE | G | Annual | Rate | lb/MWh | 0 | 0 | 0 | 0 | 0 | 0 | 0 | 0
RPS v6.20- NY | 738 | 7598 | Generation Constraint in GWh | FALSE | G | Annual | Constraint Shadow Price | US2019$/MWh | 39.837 | 0 | 10.6233 | 7.7718 | 0 | 0 | 0 | 0
RPS v6.20- OH 50% limit | 739 | 7603 | Generation Constraint in GWh | FALSE | G | Annual | Seasons Included | Seasons | Winter, WintShld, Summer | Winter, WintShld, Summer | Winter, WintShld, Summer | Winter, WintShld, Summer | Winter, WintShld, Summer | Winter, WintShld, Summer | Winter, WintShld, Summer | Winter, WintShld, Summer
RPS v6.20- OH 50% limit | 739 | 7603 | Generation Constraint in GWh | FALSE | G | Annual | Standard GWh | GWh | 4996.7548 | 5760.0363 | 6204.5596 | 6279.9119 | 6464.5675 | 6676.3207 | 6916.7536 | 7199.0112
RPS v6.20- OH 50% limit | 739 | 7603 | Generation Constraint in GWh | FALSE | G | Annual | Emissions at Affected Plants | GWh | 4996.7548 | 5760.0363 | 6204.5596 | 6279.9119 | 6464.5675 | 6676.3207 | 6916.7536 | 7199.0112
RPS v6.20- OH 50% limit | 739 | 7603 | Generation Constraint in GWh | FALSE | G | Annual | Allowances Purchased | GWh | 0 | 0 | 0 | 0 | 0 | 0 | 0 | 0
RPS v6.20- OH 50% limit | 739 | 7603 | Generation Constraint in GWh | FALSE | G | Annual | Allowances Sold | GWh | 0 | 0 | 0 | 0 | 0 | 0 | 0 | 0
RPS v6.20- OH 50% limit | 739 | 7603 | Generation Constraint in GWh | FALSE | G | Annual | Allowances Banked | GWh | 0 | 0 | 0 | 0 | 0 | 0 | 0 | 0
RPS v6.20- OH 50% limit | 739 | 7603 | Generation Constraint in GWh | FALSE | G | Annual | Allowances Withdrawn (1:1) | GWh | 0 | 0 | 0 | 0 | 0 | 0 | 0 | 0
RPS v6.20- OH 50% limit | 739 | 7603 | Generation Constraint in GWh | FALSE | G | Annual | Allowances Withdrawn (n:1) | GWh | 0 | 0 | 0 | 0 | 0 | 0 | 0 | 0
RPS v6.20- OH 50% limit | 739 | 7603 | Generation Constraint in GWh | FALSE | G | Annual | Net Emissions Allowance Position | GWh | 4996.7548 | 5760.0363 | 6204.5596 | 6279.9119 | 6464.5675 | 6676.3207 | 6916.7536 | 7199.0112
RPS v6.20- OH 50% limit | 739 | 7603 | Generation Constraint in GWh | FALSE | G | Annual | Fuel Consumed | TBtu | 1.4077 | 0.73186 | 1.9918 | 1.8818 | 1.5639 | 1.7454 | 2.6539 | 0
RPS v6.20- OH 50% limit | 739 | 7603 | Generation Constraint in GWh | FALSE | G | Annual | Heat Rate | MMBtu/MWh | 0.19419 | 0.093629 | 0.2474 | 0.23374 | 0.19426 | 0.2168 | 0.16213 | 0
RPS v6.20- OH 50% limit | 739 | 7603 | Generation Constraint in GWh | FALSE | G | Annual | Generation | TWh | 7.2493 | 7.8165 | 8.0509 | 8.0509 | 8.0509 | 8.0509 | 16.3691 | 21.8366
RPS v6.20- OH 50% limit | 739 | 7603 | Generation Constraint in GWh | FALSE | G | Annual | Qualifying Generation | TWh | 4.9968 | 5.76 | 6.2046 | 6.2799 | 6.4646 | 6.6763 | 6.9168 | 7.199
RPS v6.20- OH 50% limit | 739 | 7603 | Generation Constraint in GWh | FALSE | G | Annual | Rate | lb/MWh | 0 | 0 | 0 | 0 | 0 | 0 | 0 | 0
RPS v6.20- OH 50% limit | 739 | 7603 | Generation Constraint in GWh | FALSE | G | Annual | Constraint Shadow Price | US2019$/MWh | 39.837 | 0 | 10.6233 | 7.7718 | 0 | 0 | 0 | 0
RPS v6.20- OR,WA | 740 | 7600 | Generation Constraint in GWh | FALSE | G | Annual | Seasons Included | Seasons | Winter, WintShld, Summer | Winter, WintShld, Summer | Winter, WintShld, Summer | Winter, WintShld, Summer | Winter, WintShld, Summer | Winter, WintShld, Summer | Winter, WintShld, Summer | Winter, WintShld, Summer
RPS v6.20- OR,WA | 740 | 7600 | Generation Constraint in GWh | FALSE | G | Annual | Standard GWh | GWh | 18491.8076 | 22002.6116 | 22381.9543 | 25444.121 | 30598.0549 | 34844.8581 | 37623.0467 | 40028.2934
RPS v6.20- OR,WA | 740 | 7600 | Generation Constraint in GWh | FALSE | G | Annual | Emissions at Affected Plants | GWh | 28180.6104 | 22002.6116 | 22381.9543 | 25444.121 | 30598.0549 | 34844.8581 | 37623.0467 | 40028.2934
RPS v6.20- OR,WA | 740 | 7600 | Generation Constraint in GWh | FALSE | G | Annual | Allowances Purchased | GWh | 0 | 0 | 0 | 0 | 0 | 0 | 0 | 0
RPS v6.20- OR,WA | 740 | 7600 | Generation Constraint in GWh | FALSE | G | Annual | Allowances Sold | GWh | 0 | 0 | 0 | 0 | 0 | 0 | 0 | 0
RPS v6.20- OR,WA | 740 | 7600 | Generation Constraint in GWh | FALSE | G | Annual | Allowances Banked | GWh | 0 | 0 | 0 | 0 | 0 | 0 | 0 | 0
RPS v6.20- OR,WA | 740 | 7600 | Generation Constraint in GWh | FALSE | G | Annual | Allowances Withdrawn (1:1) | GWh | 0 | 0 | 0 | 0 | 0 | 0 | 0 | 0
RPS v6.20- OR,WA | 740 | 7600 | Generation Constraint in GWh | FALSE | G | Annual | Allowances Withdrawn (n:1) | GWh | 0 | 0 | 0 | 0 | 0 | 0 | 0 | 0
RPS v6.20- OR,WA | 740 | 7600 | Generation Constraint in GWh | FALSE | G | Annual | Net Emissions Allowance Position | GWh | 28180.6104 | 22002.6116 | 22381.9543 | 25444.121 | 30598.0549 | 34844.8581 | 37623.0467 | 40028.2934
RPS v6.20- OR,WA | 740 | 7600 | Generation Constraint in GWh | FALSE | G | Annual | Fuel Consumed | TBtu | 9.8946 | 0 | 0.0026215 | 0 | 2 | 3.9218 | 0.72891 | 1.2616
RPS v6.20- OR,WA | 740 | 7600 | Generation Constraint in GWh | FALSE | G | Annual | Heat Rate | MMBtu/MWh | 0.35111 | 0 | 8.6064e-05 | 0 | 0.059904 | 0.10253 | 0.013082 | 0.015482
RPS v6.20- OR,WA | 740 | 7600 | Generation Constraint in GWh | FALSE | G | Annual | Generation | TWh | 28.1806 | 29.7358 | 30.46 | 30.5596 | 33.3862 | 38.2484 | 55.7179 | 81.486
RPS v6.20- OR,WA | 740 | 7600 | Generation Constraint in GWh | FALSE | G | Annual | Qualifying Generation | TWh | 28.1806 | 22.0026 | 22.382 | 25.4441 | 30.5981 | 34.8449 | 37.623 | 40.0283
RPS v6.20- OR,WA | 740 | 7600 | Generation Constraint in GWh | FALSE | G | Annual | Rate | lb/MWh | 0 | 0 | 0 | 0 | 0 | 0 | 0 | 0
RPS v6.20- OR,WA | 740 | 7600 | Generation Constraint in GWh | FALSE | G | Annual | Constraint Shadow Price | US2019$/MWh | 0 | 0 | 0 | 0 | 0 | 0 | 0 | 0
RPS v6.20- TX | 741 | 7599 | Generation Constraint in GWh | FALSE | G | Annual | Seasons Included | Seasons | Winter, WintShld, Summer | Winter, WintShld, Summer | Winter, WintShld, Summer | Winter, WintShld, Summer | Winter, WintShld, Summer | Winter, WintShld, Summer | Winter, WintShld, Summer | Winter, WintShld, Summer
RPS v6.20- TX | 741 | 7599 | Generation Constraint in GWh | FALSE | G | Annual | Standard GWh | GWh | 18028.08 | 18028.08 | 18028.08 | 18028.08 | 18028.08 | 18028.08 | 18028.08 | 18028.08
RPS v6.20- TX | 741 | 7599 | Generation Constraint in GWh | FALSE | G | Annual | Emissions at Affected Plants | GWh | 186300.8331 | 236492.051 | 236607.4205 | 254821.0652 | 254986.0259 | 271184.2694 | 293128.7089 | 369035.6416
RPS v6.20- TX | 741 | 7599 | Generation Constraint in GWh | FALSE | G | Annual | Allowances Purchased | GWh | 0 | 0 | 0 | 0 | 0 | 0 | 0 | 0
RPS v6.20- TX | 741 | 7599 | Generation Constraint in GWh | FALSE | G | Annual | Allowances Sold | GWh | 0 | 0 | 0 | 0 | 0 | 0 | 0 | 0
RPS v6.20- TX | 741 | 7599 | Generation Constraint in GWh | FALSE | G | Annual | Allowances Banked | GWh | 0 | 0 | 0 | 0 | 0 | 0 | 0 | 0
RPS v6.20- TX | 741 | 7599 | Generation Constraint in GWh | FALSE | G | Annual | Allowances Withdrawn (1:1) | GWh | 0 | 0 | 0 | 0 | 0 | 0 | 0 | 0
RPS v6.20- TX | 741 | 7599 | Generation Constraint in GWh | FALSE | G | Annual | Allowances Withdrawn (n:1) | GWh | 0 | 0 | 0 | 0 | 0 | 0 | 0 | 0
RPS v6.20- TX | 741 | 7599 | Generation Constraint in GWh | FALSE | G | Annual | Net Emissions Allowance Position | GWh | 186300.8331 | 236492.051 | 236607.4205 | 254821.0652 | 254986.0259 | 271184.2694 | 293128.7089 | 369035.6416
RPS v6.20- TX | 741 | 7599 | Generation Constraint in GWh | FALSE | G | Annual | Fuel Consumed | TBtu | 4.3803 | 4.3746 | 5.3567 | 5.3453 | 6.7496 | 6.7626 | 26.5158 | 26.1327
RPS v6.20- TX | 741 | 7599 | Generation Constraint in GWh | FALSE | G | Annual | Heat Rate | MMBtu/MWh | 0.023511 | 0.018495 | 0.022636 | 0.020973 | 0.025715 | 0.023768 | 0.08652 | 0.068339
RPS v6.20- TX | 741 | 7599 | Generation Constraint in GWh | FALSE | G | Annual | Generation | TWh | 186.3084 | 236.5324 | 236.6481 | 254.8618 | 262.4828 | 284.5258 | 306.4702 | 382.397
RPS v6.20- TX | 741 | 7599 | Generation Constraint in GWh | FALSE | G | Annual | Qualifying Generation | TWh | 186.3008 | 236.4921 | 236.6074 | 254.8211 | 254.986 | 271.1843 | 293.1287 | 369.0356
RPS v6.20- TX | 741 | 7599 | Generation Constraint in GWh | FALSE | G | Annual | Rate | lb/MWh | 0 | 0 | 0 | 0 | 0 | 0 | 0 | 0
RPS v6.20- TX | 741 | 7599 | Generation Constraint in GWh | FALSE | G | Annual | Constraint Shadow Price | US2019$/MWh | 0 | 0 | 0 | 0 | 0 | 0 | 0 | 0
RPS v6.20- VA | 742 | 7654 | Generation Constraint in GWh | FALSE | G | Annual | Seasons Included | Seasons | Winter, WintShld, Summer | Winter, WintShld, Summer | Winter, WintShld, Summer | Winter, WintShld, Summer | Winter, WintShld, Summer | Winter, WintShld, Summer | Winter, WintShld, Summer | Winter, WintShld, Summer
RPS v6.20- VA | 742 | 7654 | Generation Constraint in GWh | FALSE | G | Annual | Standard GWh | GWh | 13066.465 | 17648.7576 | 24958.3594 | 30045.8294 | 45841.0174 | 65707.3429 | 88171.6253 | 97861.5571
RPS v6.20- VA | 742 | 7654 | Generation Constraint in GWh | FALSE | G | Annual | Emissions at Affected Plants | GWh | 13066.465 | 17648.7576 | 24958.3594 | 30045.8294 | 45841.0174 | 65707.3429 | 88171.6253 | 97861.5571
RPS v6.20- VA | 742 | 7654 | Generation Constraint in GWh | FALSE | G | Annual | Allowances Purchased | GWh | 0 | 0 | 0 | 0 | 0 | 0 | 0 | 0
RPS v6.20- VA | 742 | 7654 | Generation Constraint in GWh | FALSE | G | Annual | Allowances Sold | GWh | 0 | 0 | 0 | 0 | 0 | 0 | 0 | 0
RPS v6.20- VA | 742 | 7654 | Generation Constraint in GWh | FALSE | G | Annual | Allowances Banked | GWh | 0 | 0 | 0 | 0 | 0 | 0 | 0 | 0
RPS v6.20- VA | 742 | 7654 | Generation Constraint in GWh | FALSE | G | Annual | Allowances Withdrawn (1:1) | GWh | 0 | 0 | 0 | 0 | 0 | 0 | 0 | 0
RPS v6.20- VA | 742 | 7654 | Generation Constraint in GWh | FALSE | G | Annual | Allowances Withdrawn (n:1) | GWh | 0 | 0 | 0 | 0 | 0 | 0 | 0 | 0
RPS v6.20- VA | 742 | 7654 | Generation Constraint in GWh | FALSE | G | Annual | Net Emissions Allowance Position | GWh | 13066.465 | 17648.7576 | 24958.3594 | 30045.8294 | 45841.0174 | 65707.3429 | 88171.6253 | 97861.5571
RPS v6.20- VA | 742 | 7654 | Generation Constraint in GWh | FALSE | G | Annual | Fuel Consumed | TBtu | 86.349 | 86.3451 | 101.9068 | 86.8865 | 86.3702 | 86.3682 | 93.4131 | 86.3927
RPS v6.20- VA | 742 | 7654 | Generation Constraint in GWh | FALSE | G | Annual | Heat Rate | MMBtu/MWh | 1.4645 | 0.98767 | 0.98634 | 0.67673 | 0.47623 | 0.42983 | 0.40567 | 0.30815
RPS v6.20- VA | 742 | 7654 | Generation Constraint in GWh | FALSE | G | Annual | Generation | TWh | 58.9623 | 87.4229 | 103.3186 | 128.3918 | 181.361 | 200.9365 | 230.2711 | 280.363
RPS v6.20- VA | 742 | 7654 | Generation Constraint in GWh | FALSE | G | Annual | Qualifying Generation | TWh | 13.0665 | 17.6488 | 24.9584 | 30.0458 | 45.841 | 65.7073 | 88.1716 | 97.8616
RPS v6.20- VA | 742 | 7654 | Generation Constraint in GWh | FALSE | G | Annual | Rate | lb/MWh | 0 | 0 | 0 | 0 | 0 | 0 | 0 | 0
RPS v6.20- VA | 742 | 7654 | Generation Constraint in GWh | FALSE | G | Annual | Constraint Shadow Price | US2019$/MWh | 39.837 | 0 | 10.6233 | 7.7718 | 0 | 0 | 0 | 0
RPS v6.20- VA - Phase II | 743 | 7655 | Generation Constraint in GWh | FALSE | G | Annual | Seasons Included | Seasons | Winter, WintShld, Summer | Winter, WintShld, Summer | Winter, WintShld, Summer | Winter, WintShld, Summer | Winter, WintShld, Summer | Winter, WintShld, Summer | Winter, WintShld, Summer | Winter, WintShld, Summer
RPS v6.20- VA - Phase II | 743 | 7655 | Generation Constraint in GWh | FALSE | G | Annual | Standard GWh | GWh | 0 | 11941.3698 | 16447.0318 | 19639.698 | 29802.1351 | 42274.2006 | 56951.2902 | 61090.5952
RPS v6.20- VA - Phase II | 743 | 7655 | Generation Constraint in GWh | FALSE | G | Annual | Emissions at Affected Plants | GWh | 0 | 21120.1542 | 27617.3715 | 44154.6845 | 94888.0328 | 102441.8251 | 110396.3154 | 129091.6355
RPS v6.20- VA - Phase II | 743 | 7655 | Generation Constraint in GWh | FALSE | G | Annual | Allowances Purchased | GWh | 0 | 0 | 0 | 0 | 0 | 0 | 0 | 0
RPS v6.20- VA - Phase II | 743 | 7655 | Generation Constraint in GWh | FALSE | G | Annual | Allowances Sold | GWh | 0 | 0 | 0 | 0 | 0 | 0 | 0 | 0
RPS v6.20- VA - Phase II | 743 | 7655 | Generation Constraint in GWh | FALSE | G | Annual | Allowances Banked | GWh | 0 | 0 | 0 | 0 | 0 | 0 | 0 | 0
RPS v6.20- VA - Phase II | 743 | 7655 | Generation Constraint in GWh | FALSE | G | Annual | Allowances Withdrawn (1:1) | GWh | 0 | 0 | 0 | 0 | 0 | 0 | 0 | 0
RPS v6.20- VA - Phase II | 743 | 7655 | Generation Constraint in GWh | FALSE | G | Annual | Allowances Withdrawn (n:1) | GWh | 0 | 0 | 0 | 0 | 0 | 0 | 0 | 0
RPS v6.20- VA - Phase II | 743 | 7655 | Generation Constraint in GWh | FALSE | G | Annual | Net Emissions Allowance Position | GWh | 0 | 21120.1542 | 27617.3715 | 44154.6845 | 94888.0328 | 102441.8251 | 110396.3154 | 129091.6355
RPS v6.20- VA - Phase II | 743 | 7655 | Generation Constraint in GWh | FALSE | G | Annual | Fuel Consumed | TBtu | 0 | 30.12 | 30.8172 | 30.8172 | 30.8172 | 33.913 | 35.899 | 29.7027
RPS v6.20- VA - Phase II | 743 | 7655 | Generation Constraint in GWh | FALSE | G | Annual | Heat Rate | MMBtu/MWh | 0 | 1.4261 | 1.1159 | 0.69794 | 0.32477 | 0.33105 | 0.32518 | 0.23009
RPS v6.20- VA - Phase II | 743 | 7655 | Generation Constraint in GWh | FALSE | G | Annual | Generation | TWh | 0 | 21.1202 | 27.6174 | 44.1547 | 94.888 | 102.4418 | 110.3963 | 129.0916
RPS v6.20- VA - Phase II | 743 | 7655 | Generation Constraint in GWh | FALSE | G | Annual | Qualifying Generation | TWh | 0 | 21.1202 | 27.6174 | 44.1547 | 94.888 | 102.4418 | 110.3963 | 129.0916
RPS v6.20- VA - Phase II | 743 | 7655 | Generation Constraint in GWh | FALSE | G | Annual | Rate | lb/MWh | 0 | 0 | 0 | 0 | 0 | 0 | 0 | 0
RPS v6.20- VA - Phase II | 743 | 7655 | Generation Constraint in GWh | FALSE | G | Annual | Constraint Shadow Price | US2019$/MWh | 0 | 0 | 0 | 0 | 0 | 0 | 0 | 0
RPS v6.20- WI | 744 | 7601 | Generation Constraint in GWh | FALSE | G | Annual | Seasons Included | Seasons | Winter, WintShld, Summer | Winter, WintShld, Summer | Winter, WintShld, Summer | Winter, WintShld, Summer | Winter, WintShld, Summer | Winter, WintShld, Summer | Winter, WintShld, Summer | Winter, WintShld, Summer
RPS v6.20- WI | 744 | 7601 | Generation Constraint in GWh | FALSE | G | Annual | Standard GWh | GWh | 6499.8603 | 6583.1596 | 6700.8585 | 6782.0621 | 6979.6252 | 7214.8591 | 7484.4074 | 7790.769
RPS v6.20- WI | 744 | 7601 | Generation Constraint in GWh | FALSE | G | Annual | Emissions at Affected Plants | GWh | 6499.8603 | 6583.1596 | 6700.8585 | 6782.0621 | 6979.6252 | 7214.8591 | 7484.4074 | 7790.769
RPS v6.20- WI | 744 | 7601 | Generation Constraint in GWh | FALSE | G | Annual | Allowances Purchased | GWh | 0 | 0 | 0 | 0 | 0 | 0 | 0 | 0
RPS v6.20- WI | 744 | 7601 | Generation Constraint in GWh | FALSE | G | Annual | Allowances Sold | GWh | 0 | 0 | 0 | 0 | 0 | 0 | 0 | 0
RPS v6.20- WI | 744 | 7601 | Generation Constraint in GWh | FALSE | G | Annual | Allowances Banked | GWh | 0 | 0 | 0 | 0 | 0 | 0 | 0 | 0
RPS v6.20- WI | 744 | 7601 | Generation Constraint in GWh | FALSE | G | Annual | Allowances Withdrawn (1:1) | GWh | 0 | 0 | 0 | 0 | 0 | 0 | 0 | 0
RPS v6.20- WI | 744 | 7601 | Generation Constraint in GWh | FALSE | G | Annual | Allowances Withdrawn (n:1) | GWh | 0 | 0 | 0 | 0 | 0 | 0 | 0 | 0
RPS v6.20- WI | 744 | 7601 | Generation Constraint in GWh | FALSE | G | Annual | Net Emissions Allowance Position | GWh | 6499.8603 | 6583.1596 | 6700.8585 | 6782.0621 | 6979.6252 | 7214.8591 | 7484.4074 | 7790.769
RPS v6.20- WI | 744 | 7601 | Generation Constraint in GWh | FALSE | G | Annual | Fuel Consumed | TBtu | 22.3705 | 5.3379 | 6.4092 | 7.2253 | 7.8899 | 2.6994 | 0.00054296 | 0.00028012
RPS v6.20- WI | 744 | 7601 | Generation Constraint in GWh | FALSE | G | Annual | Heat Rate | MMBtu/MWh | 3.4417 | 0.77946 | 0.93591 | 1.0551 | 1.1304 | 0.33256 | 4.0636e-05 | 1.1534e-05
RPS v6.20- WI | 744 | 7601 | Generation Constraint in GWh | FALSE | G | Annual | Generation | TWh | 6.4999 | 6.8481 | 6.8481 | 6.8481 | 6.9796 | 8.1171 | 13.3614 | 24.2859
RPS v6.20- WI | 744 | 7601 | Generation Constraint in GWh | FALSE | G | Annual | Qualifying Generation | TWh | 6.4999 | 6.5832 | 6.7009 | 6.7821 | 6.9796 | 7.2149 | 7.4844 | 7.7908
RPS v6.20- WI | 744 | 7601 | Generation Constraint in GWh | FALSE | G | Annual | Rate | lb/MWh | 0 | 0 | 0 | 0 | 0 | 0 | 0 | 0
RPS v6.20- WI | 744 | 7601 | Generation Constraint in GWh | FALSE | G | Annual | Constraint Shadow Price | US2019$/MWh | 99.992 | 0 | 0 | 0 | 1.6412 | 0 | 0 | 0
RPS-CES v6.20- CA | 745 | 7586 | Generation Constraint in GWh | FALSE | G | Annual | Seasons Included | Seasons | Winter, WintShld, Summer | Winter, WintShld, Summer | Winter, WintShld, Summer | Winter, WintShld, Summer | Winter, WintShld, Summer | Winter, WintShld, Summer | Winter, WintShld, Summer | Winter, WintShld, Summer
RPS-CES v6.20- CA | 745 | 7586 | Generation Constraint in GWh | FALSE | G | Annual | Standard GWh | GWh | 98217.1061 | 111973.8203 | 132318.5372 | 145921.3974 | 184382.1777 | 229829.2579 | 281075.922 | 307670.1926
RPS-CES v6.20- CA | 745 | 7586 | Generation Constraint in GWh | FALSE | G | Annual | Emissions at Affected Plants | GWh | 133701.2899 | 195343.7539 | 193228.7786 | 201603.5123 | 273284.4857 | 351849.2788 | 409309.9439 | 523631.853
RPS-CES v6.20- CA | 745 | 7586 | Generation Constraint in GWh | FALSE | G | Annual | Allowances Purchased | GWh | 0 | 0 | 0 | 0 | 0 | 0 | 0 | 0
RPS-CES v6.20- CA | 745 | 7586 | Generation Constraint in GWh | FALSE | G | Annual | Allowances Sold | GWh | 0 | 0 | 0 | 0 | 0 | 0 | 0 | 0
RPS-CES v6.20- CA | 745 | 7586 | Generation Constraint in GWh | FALSE | G | Annual | Allowances Banked | GWh | 0 | 0 | 0 | 0 | 0 | 0 | 0 | 0
RPS-CES v6.20- CA | 745 | 7586 | Generation Constraint in GWh | FALSE | G | Annual | Allowances Withdrawn (1:1) | GWh | 0 | 0 | 0 | 0 | 0 | 0 | 0 | 0
RPS-CES v6.20- CA | 745 | 7586 | Generation Constraint in GWh | FALSE | G | Annual | Allowances Withdrawn (n:1) | GWh | 0 | 0 | 0 | 0 | 0 | 0 | 0 | 0
RPS-CES v6.20- CA | 745 | 7586 | Generation Constraint in GWh | FALSE | G | Annual | Net Emissions Allowance Position | GWh | 133701.2899 | 195343.7539 | 193228.7786 | 201603.5123 | 273284.4857 | 351849.2788 | 409309.9439 | 523631.853
RPS-CES v6.20- CA | 745 | 7586 | Generation Constraint in GWh | FALSE | G | Annual | Fuel Consumed | TBtu | 179.7025 | 327.0775 | 311.1172 | 306.9528 | 303.1626 | 304.5014 | 333.0643 | 370.5332
RPS-CES v6.20- CA | 745 | 7586 | Generation Constraint in GWh | FALSE | G | Annual | Heat Rate | MMBtu/MWh | 0.82966 | 1.2913 | 1.2212 | 1.1398 | 0.86811 | 0.70559 | 0.6596 | 0.59216
RPS-CES v6.20- CA | 745 | 7586 | Generation Constraint in GWh | FALSE | G | Annual | Generation | TWh | 216.5985 | 253.3016 | 254.7738 | 269.3002 | 349.2205 | 431.5536 | 504.9516 | 625.7288
RPS-CES v6.20- CA | 745 | 7586 | Generation Constraint in GWh | FALSE | G | Annual | Qualifying Generation | TWh | 133.7013 | 195.3438 | 193.2288 | 201.6035 | 273.2845 | 351.8493 | 409.3099 | 523.6319
RPS-CES v6.20- CA | 745 | 7586 | Generation Constraint in GWh | FALSE | G | Annual | Rate | lb/MWh | 0 | 0 | 0 | 0 | 0 | 0 | 0 | 0
RPS-CES v6.20- CA | 745 | 7586 | Generation Constraint in GWh | FALSE | G | Annual | Constraint Shadow Price | US2019$/MWh | 0 | 0 | 0 | 0 | 0 | 0 | 0 | 0
RPS-CES v6.20- CA In-State limit | 746 | 7659 | Generation Constraint in GWh | FALSE | G | Annual | Seasons Included | Seasons | Winter, WintShld, Summer | Winter, WintShld, Summer | Winter, WintShld, Summer | Winter, WintShld, Summer | Winter, WintShld, Summer | Winter, WintShld, Summer | Winter, WintShld, Summer | Winter, WintShld, Summer
RPS-CES v6.20- CA In-State limit | 746 | 7659 | Generation Constraint in GWh | FALSE | G | Annual | Standard GWh | GWh | 73662.8296 | 83980.3652 | 99238.9029 | 109441.0481 | 138286.6332 | 172371.9434 | 210806.9415 | 230752.6444
RPS-CES v6.20- CA In-State limit | 746 | 7659 | Generation Constraint in GWh | FALSE | G | Annual | Emissions at Affected Plants | GWh | 88177.1141 | 98492.5714 | 99238.9029 | 109441.0481 | 173779.3939 | 221693.3366 | 258721.6058 | 296957.9392
RPS-CES v6.20- CA In-State limit | 746 | 7659 | Generation Constraint in GWh | FALSE | G | Annual | Allowances Purchased | GWh | 0 | 0 | 0 | 0 | 0 | 0 | 0 | 0
RPS-CES v6.20- CA In-State limit | 746 | 7659 | Generation Constraint in GWh | FALSE | G | Annual | Allowances Sold | GWh | 0 | 0 | 0 | 0 | 0 | 0 | 0 | 0
RPS-CES v6.20- CA In-State limit | 746 | 7659 | Generation Constraint in GWh | FALSE | G | Annual | Allowances Banked | GWh | 0 | 0 | 0 | 0 | 0 | 0 | 0 | 0
RPS-CES v6.20- CA In-State limit | 746 | 7659 | Generation Constraint in GWh | FALSE | G | Annual | Allowances Withdrawn (1:1) | GWh | 0 | 0 | 0 | 0 | 0 | 0 | 0 | 0
RPS-CES v6.20- CA In-State limit | 746 | 7659 | Generation Constraint in GWh | FALSE | G | Annual | Allowances Withdrawn (n:1) | GWh | 0 | 0 | 0 | 0 | 0 | 0 | 0 | 0
RPS-CES v6.20- CA In-State limit | 746 | 7659 | Generation Constraint in GWh | FALSE | G | Annual | Net Emissions Allowance Position | GWh | 88177.1141 | 98492.5714 | 99238.9029 | 109441.0481 | 173779.3939 | 221693.3366 | 258721.6058 | 296957.9392
RPS-CES v6.20- CA In-State limit | 746 | 7659 | Generation Constraint in GWh | FALSE | G | Annual | Fuel Consumed | TBtu | 168.4805 | 255.7975 | 262.2959 | 269.3635 | 265.9082 | 263.1116 | 287.035 | 286.8366
RPS-CES v6.20- CA In-State limit | 746 | 7659 | Generation Constraint in GWh | FALSE | G | Annual | Heat Rate | MMBtu/MWh | 1.9107 | 2.5971 | 2.6431 | 2.4613 | 1.5301 | 1.1868 | 1.1094 | 0.94148
RPS-CES v6.20- CA In-State limit | 746 | 7659 | Generation Constraint in GWh | FALSE | G | Annual | Generation | TWh | 88.1771 | 98.4926 | 99.2389 | 109.441 | 173.7794 | 221.6933 | 258.7216 | 304.6671
RPS-CES v6.20- CA In-State limit | 746 | 7659 | Generation Constraint in GWh | FALSE | G | Annual | Qualifying Generation | TWh | 88.1771 | 98.4926 | 99.2389 | 109.441 | 173.7794 | 221.6933 | 258.7216 | 296.9579
RPS-CES v6.20- CA In-State limit | 746 | 7659 | Generation Constraint in GWh | FALSE | G | Annual | Rate | lb/MWh | 0 | 0 | 0 | 0 | 0 | 0 | 0 | 0
RPS-CES v6.20- CA In-State limit | 746 | 7659 | Generation Constraint in GWh | FALSE | G | Annual | Constraint Shadow Price | US2019$/MWh | 0 | 0 | 8.9956 | 6.3925 | 0 | 0 | 0 | 0
RPS-CES v6.20 Fossil Dispatch Limit - CA | 747 | 7667 | Generation Constraint in GWh | FALSE | L | Annual | Seasons Included | Seasons | Winter, WintShld, Summer | Winter, WintShld, Summer | Winter, WintShld, Summer | Winter, WintShld, Summer | Winter, WintShld, Summer | Winter, WintShld, Summer | Winter, WintShld, Summer | Winter, WintShld, Summer
RPS-CES v6.20 Fossil Dispatch Limit - CA | 747 | 7667 | Generation Constraint in GWh | FALSE | L | Annual | Standard GWh | GWh | 0 | 0 | 139719.413 | 126457.4716 | 94784.7144 | 63472.7492 | 28911.0645 | 22976.8956
RPS-CES v6.20 Fossil Dispatch Limit - CA | 747 | 7667 | Generation Constraint in GWh | FALSE | L | Annual | Emissions at Affected Plants | GWh | 0 | 0 | 130897.6947 | 112737.1713 | 86012.0812 | 61912.2824 | 28911.0645 | 22976.8956
RPS-CES v6.20 Fossil Dispatch Limit - CA | 747 | 7667 | Generation Constraint in GWh | FALSE | L | Annual | Allowances Purchased | GWh | 0 | 0 | 0 | 0 | 0 | 0 | 0 | 0
RPS-CES v6.20 Fossil Dispatch Limit - CA | 747 | 7667 | Generation Constraint in GWh | FALSE | L | Annual | Allowances Sold | GWh | 0 | 0 | 0 | 0 | 0 | 0 | 0 | 0
RPS-CES v6.20 Fossil Dispatch Limit - CA | 747 | 7667 | Generation Constraint in GWh | FALSE | L | Annual | Allowances Banked | GWh | 0 | 0 | 0 | 0 | 0 | 0 | 0 | 0
RPS-CES v6.20 Fossil Dispatch Limit - CA | 747 | 7667 | Generation Constraint in GWh | FALSE | L | Annual | Allowances Withdrawn (1:1) | GWh | 0 | 0 | 0 | 0 | 0 | 0 | 0 | 0
RPS-CES v6.20 Fossil Dispatch Limit - CA | 747 | 7667 | Generation Constraint in GWh | FALSE | L | Annual | Allowances Withdrawn (n:1) | GWh | 0 | 0 | 0 | 0 | 0 | 0 | 0 | 0
RPS-CES v6.20 Fossil Dispatch Limit - CA | 747 | 7667 | Generation Constraint in GWh | FALSE | L | Annual | Net Emissions Allowance Position | GWh | 0 | 0 | 130897.6947 | 112737.1713 | 86012.0812 | 61912.2824 | 28911.0645 | 22976.8956
RPS-CES v6.20 Fossil Dispatch Limit - CA | 747 | 7667 | Generation Constraint in GWh | FALSE | L | Annual | Fuel Consumed | TBtu | 0 | 0 | 985.8754 | 854.9 | 649.331 | 479.3711 | 221.3028 | 176.3169
RPS-CES v6.20 Fossil Dispatch Limit - CA | 747 | 7667 | Generation Constraint in GWh | FALSE | L | Annual | Heat Rate | MMBtu/MWh | 0 | 0 | 7.5316 | 7.5273 | 7.1708 | 6.5815 | 4.6623 | 4.4135
RPS-CES v6.20 Fossil Dispatch Limit - CA | 747 | 7667 | Generation Constraint in GWh | FALSE | L | Annual | Generation | TWh | 0 | 0 | 130.8977 | 113.5737 | 90.5526 | 72.8363 | 47.4662 | 39.9494
RPS-CES v6.20 Fossil Dispatch Limit - CA | 747 | 7667 | Generation Constraint in GWh | FALSE | L | Annual | Qualifying Generation | TWh | 0 | 0 | 130.8977 | 112.7372 | 86.0121 | 61.9123 | 28.9111 | 22.9769
RPS-CES v6.20 Fossil Dispatch Limit - CA | 747 | 7667 | Generation Constraint in GWh | FALSE | L | Annual | Rate | lb/MWh | 0 | 0 | 0 | 0 | 0 | 0 | 0 | 0
RPS-CES v6.20 Fossil Dispatch Limit - CA | 747 | 7667 | Generation Constraint in GWh | FALSE | L | Annual | Constraint Shadow Price | US2019$/MWh | 0 | 0 | 0 | 0 | 0 | 0 | 19.7952 | 17.764
RPS-CES v6.20 Fossil Dispatch Limit - CO | 748 | 7668 | Generation Constraint in GWh | FALSE | L | Annual | Seasons Included | Seasons | Winter, WintShld, Summer | Winter, WintShld, Summer | Winter, WintShld, Summer | Winter, WintShld, Summer | Winter, WintShld, Summer | Winter, WintShld, Summer | Winter, WintShld, Summer | Winter, WintShld, Summer
RPS-CES v6.20 Fossil Dispatch Limit - CO | 748 | 7668 | Generation Constraint in GWh | FALSE | L | Annual | Standard GWh | GWh | 0 | 0 | 0 | 0 | 0 | 0 | 0 | 45416.5554
RPS-CES v6.20 Fossil Dispatch Limit - CO | 748 | 7668 | Generation Constraint in GWh | FALSE | L | Annual | Emissions at Affected Plants | GWh | 0 | 0 | 0 | 0 | 0 | 0 | 0 | 16570.2481
RPS-CES v6.20 Fossil Dispatch Limit - CO | 748 | 7668 | Generation Constraint in GWh | FALSE | L | Annual | Allowances Purchased | GWh | 0 | 0 | 0 | 0 | 0 | 0 | 0 | 0
RPS-CES v6.20 Fossil Dispatch Limit - CO | 748 | 7668 | Generation Constraint in GWh | FALSE | L | Annual | Allowances Sold | GWh | 0 | 0 | 0 | 0 | 0 | 0 | 0 | 0
RPS-CES v6.20 Fossil Dispatch Limit - CO | 748 | 7668 | Generation Constraint in GWh | FALSE | L | Annual | Allowances Banked | GWh | 0 | 0 | 0 | 0 | 0 | 0 | 0 | 0
RPS-CES v6.20 Fossil Dispatch Limit - CO | 748 | 7668 | Generation Constraint in GWh | FALSE | L | Annual | Allowances Withdrawn (1:1) | GWh | 0 | 0 | 0 | 0 | 0 | 0 | 0 | 0
RPS-CES v6.20 Fossil Dispatch Limit - CO | 748 | 7668 | Generation Constraint in GWh | FALSE | L | Annual | Allowances Withdrawn (n:1) | GWh | 0 | 0 | 0 | 0 | 0 | 0 | 0 | 0
RPS-CES v6.20 Fossil Dispatch Limit - CO | 748 | 7668 | Generation Constraint in GWh | FALSE | L | Annual | Net Emissions Allowance Position | GWh | 0 | 0 | 0 | 0 | 0 | 0 | 0 | 16570.2481
RPS-CES v6.20 Fossil Dispatch Limit - CO | 748 | 7668 | Generation Constraint in GWh | FALSE | L | Annual | Fuel Consumed | TBtu | 0 | 0 | 0 | 0 | 0 | 0 | 0 | 136.7292
RPS-CES v6.20 Fossil Dispatch Limit - CO | 748 | 7668 | Generation Constraint in GWh | FALSE | L | Annual | Heat Rate | MMBtu/MWh | 0 | 0 | 0 | 0 | 0 | 0 | 0 | 8.2515
RPS-CES v6.20 Fossil Dispatch Limit - CO | 748 | 7668 | Generation Constraint in GWh | FALSE | L | Annual | Generation | TWh | 0 | 0 | 0 | 0 | 0 | 0 | 0 | 16.5702
RPS-CES v6.20 Fossil Dispatch Limit - CO | 748 | 7668 | Generation Constraint in GWh | FALSE | L | Annual | Qualifying Generation | TWh | 0 | 0 | 0 | 0 | 0 | 0 | 0 | 16.5702
RPS-CES v6.20 Fossil Dispatch Limit - CO | 748 | 7668 | Generation Constraint in GWh | FALSE | L | Annual | Rate | lb/MWh | 0 | 0 | 0 | 0 | 0 | 0 | 0 | 0
RPS-CES v6.20 Fossil Dispatch Limit - CO | 748 | 7668 | Generation Constraint in GWh | FALSE | L | Annual | Constraint Shadow Price | US2019$/MWh | 0 | 0 | 0 | 0 | 0 | 0 | 0 | 0
RPS-CES v6.20 Fossil Dispatch Limit - IL | 749 | 7741 | Generation Constraint in GWh | FALSE | L | Annual | Seasons Included | Seasons | Winter, WintShld, Summer | Winter, WintShld, Summer | Winter, WintShld, Summer | Winter, WintShld, Summer | Winter, WintShld, Summer | Winter, WintShld, Summer | Winter, WintShld, Summer | Winter, WintShld, Summer
RPS-CES v6.20 Fossil Dispatch Limit - IL | 749 | 7741 | Generation Constraint in GWh | FALSE | L | Annual | Standard GWh | GWh | 0 | 0 | 0 | 0 | 0 | 85828.4548 | 88827.5486 | 10224.5236
RPS-CES v6.20 Fossil Dispatch Limit - IL | 749 | 7741 | Generation Constraint in GWh | FALSE | L | Annual | Emissions at Affected Plants | GWh | 0 | 0 | 0 | 0 | 0 | 0 | 1200.9824 | 445.9941
RPS-CES v6.20 Fossil Dispatch Limit - IL | 749 | 7741 | Generation Constraint in GWh | FALSE | L | Annual | Allowances Purchased | GWh | 0 | 0 | 0 | 0 | 0 | 0 | 0 | 0
RPS-CES v6.20 Fossil Dispatch Limit - IL | 749 | 7741 | Generation Constraint in GWh | FALSE | L | Annual | Allowances Sold | GWh | 0 | 0 | 0 | 0 | 0 | 0 | 0 | 0
RPS-CES v6.20 Fossil Dispatch Limit - IL | 749 | 7741 | Generation Constraint in GWh | FALSE | L | Annual | Allowances Banked | GWh | 0 | 0 | 0 | 0 | 0 | 0 | 0 | 0
RPS-CES v6.20 Fossil Dispatch Limit - IL | 749 | 7741 | Generation Constraint in GWh | FALSE | L | Annual | Allowances Withdrawn (1:1) | GWh | 0 | 0 | 0 | 0 | 0 | 0 | 0 | 0
RPS-CES v6.20 Fossil Dispatch Limit - IL | 749 | 7741 | Generation Constraint in GWh | FALSE | L | Annual | Allowances Withdrawn (n:1) | GWh | 0 | 0 | 0 | 0 | 0 | 0 | 0 | 0
RPS-CES v6.20 Fossil Dispatch Limit - IL | 749 | 7741 | Generation Constraint in GWh | FALSE | L | Annual | Net Emissions Allowance Position | GWh | 0 | 0 | 0 | 0 | 0 | 0 | 1200.9824 | 445.9941
RPS-CES v6.20 Fossil Dispatch Limit - IL | 749 | 7741 | Generation Constraint in GWh | FALSE | L | Annual | Fuel Consumed | TBtu | 0 | 0 | 0 | 0 | 0 | 0 | 12.4416 | 4.2357
RPS-CES v6.20 Fossil Dispatch Limit - IL | 749 | 7741 | Generation Constraint in GWh | FALSE | L | Annual | Heat Rate | MMBtu/MWh | 0 | 0 | 0 | 0 | 0 | 0 | 0.40342 | 0.097581
RPS-CES v6.20 Fossil Dispatch Limit - IL | 749 | 7741 | Generation Constraint in GWh | FALSE | L | Annual | Generation | TWh | 0 | 0 | 0 | 0 | 0 | 0 | 30.8405 | 43.4072
RPS-CES v6.20 Fossil Dispatch Limit - IL | 749 | 7741 | Generation Constraint in GWh | FALSE | L | Annual | Qualifying Generation | TWh | 0 | 0 | 0 | 0 | 0 | 0 | 1.201 | 0.44599
RPS-CES v6.20 Fossil Dispatch Limit - IL | 749 | 7741 | Generation Constraint in GWh | FALSE | L | Annual | Rate | lb/MWh | 0 | 0 | 0 | 0 | 0 | 0 | 0 | 0
RPS-CES v6.20 Fossil Dispatch Limit - IL | 749 | 7741 | Generation Constraint in GWh | FALSE | L | Annual | Constraint Shadow Price | US2019$/MWh | 0 | 0 | 0 | 0 | 0 | 0 | 0 | 0
RPS-CES v6.20 Fossil Dispatch Limit - NM | 750 | 7669 | Generation Constraint in GWh | FALSE | L | Annual | Seasons Included | Seasons | Winter, WintShld, Summer | Winter, WintShld, Summer | Winter, WintShld, Summer | Winter, WintShld, Summer | Winter, WintShld, Summer | Winter, WintShld, Summer | Winter, WintShld, Summer | Winter, WintShld, Summer
RPS-CES v6.20 Fossil Dispatch Limit - NM | 750 | 7669 | Generation Constraint in GWh | FALSE | L | Annual | Standard GWh | GWh | 0 | 0 | 0 | 0 | 12623.2819 | 10248.2227 | 10471.448 | 5381.4995
RPS-CES v6.20 Fossil Dispatch Limit - NM | 750 | 7669 | Generation Constraint in GWh | FALSE | L | Annual | Emissions at Affected Plants | GWh | 0 | 0 | 0 | 0 | 10833.0039 | 10248.2227 | 10471.448 | 5381.4995
RPS-CES v6.20 Fossil Dispatch Limit - NM | 750 | 7669 | Generation Constraint in GWh | FALSE | L | Annual | Allowances Purchased | GWh | 0 | 0 | 0 | 0 | 0 | 0 | 0 | 0
RPS-CES v6.20 Fossil Dispatch Limit - NM | 750 | 7669 | Generation Constraint in GWh | FALSE | L | Annual | Allowances Sold | GWh | 0 | 0 | 0 | 0 | 0 | 0 | 0 | 0
RPS-CES v6.20 Fossil Dispatch Limit - NM | 750 | 7669 | Generation Constraint in GWh | FALSE | L | Annual | Allowances Banked | GWh | 0 | 0 | 0 | 0 | 0 | 0 | 0 | 0
RPS-CES v6.20 Fossil Dispatch Limit - NM | 750 | 7669 | Generation Constraint in GWh | FALSE | L | Annual | Allowances Withdrawn (1:1) | GWh | 0 | 0 | 0 | 0 | 0 | 0 | 0 | 0
RPS-CES v6.20 Fossil Dispatch Limit - NM | 750 | 7669 | Generation Constraint in GWh | FALSE | L | Annual | Allowances Withdrawn (n:1) | GWh | 0 | 0 | 0 | 0 | 0 | 0 | 0 | 0
RPS-CES v6.20 Fossil Dispatch Limit - NM | 750 | 7669 | Generation Constraint in GWh | FALSE | L | Annual | Net Emissions Allowance Position | GWh | 0 | 0 | 0 | 0 | 10833.0039 | 10248.2227 | 10471.448 | 5381.4995
RPS-CES v6.20 Fossil Dispatch Limit - NM | 750 | 7669 | Generation Constraint in GWh | FALSE | L | Annual | Fuel Consumed | TBtu | 0 | 0 | 0 | 0 | 96.4576 | 92.5364 | 95.1882 | 48.6804
RPS-CES v6.20 Fossil Dispatch Limit - NM | 750 | 7669 | Generation Constraint in GWh | FALSE | L | Annual | Heat Rate | MMBtu/MWh | 0 | 0 | 0 | 0 | 8.2788 | 8.2289 | 8.1541 | 8.1734
RPS-CES v6.20 Fossil Dispatch Limit - NM | 750 | 7669 | Generation Constraint in GWh | FALSE | L | Annual | Generation | TWh | 0 | 0 | 0 | 0 | 11.6512 | 11.2453 | 11.6736 | 5.956
RPS-CES v6.20 Fossil Dispatch Limit - NM | 750 | 7669 | Generation Constraint in GWh | FALSE | L | Annual | Qualifying Generation | TWh | 0 | 0 | 0 | 0 | 10.833 | 10.2482 | 10.4714 | 5.3815
RPS-CES v6.20 Fossil Dispatch Limit - NM | 750 | 7669 | Generation Constraint in GWh | FALSE | L | Annual | Rate | lb/MWh | 0 | 0 | 0 | 0 | 0 | 0 | 0 | 0
RPS-CES v6.20 Fossil Dispatch Limit - NM | 750 | 7669 | Generation Constraint in GWh | FALSE | L | Annual | Constraint Shadow Price | US2019$/MWh | 0 | 0 | 0 | 0 | 0 | 0.28603 | 1.1216 | 1.3896
RPS-CES v6.20 Fossil Dispatch Limit - NV | 751 | 7670 | Generation Constraint in GWh | FALSE | L | Annual | Seasons Included | Seasons | Winter, WintShld, Summer | Winter, WintShld, Summer | Winter, WintShld, Summer | Winter, WintShld, Summer | Winter, WintShld, Summer | Winter, WintShld, Summer | Winter, WintShld, Summer | Winter, WintShld, Summer
RPS-CES v6.20 Fossil Dispatch Limit - NV | 751 | 7670 | Generation Constraint in GWh | FALSE | L | Annual | Standard GWh | GWh | 0 | 0 | 0 | 0 | 0 | 0 | 0 | 5046.916
RPS-CES v6.20 Fossil Dispatch Limit - NV | 751 | 7670 | Generation Constraint in GWh | FALSE | L | Annual | Emissions at Affected Plants | GWh | 0 | 0 | 0 | 0 | 0 | 0 | 0 | 5046.916
RPS-CES v6.20 Fossil Dispatch Limit - NV | 751 | 7670 | Generation Constraint in GWh | FALSE | L | Annual | Allowances Purchased | GWh | 0 | 0 | 0 | 0 | 0 | 0 | 0 | 0
RPS-CES v6.20 Fossil Dispatch Limit - NV | 751 | 7670 | Generation Constraint in GWh | FALSE | L | Annual | Allowances Sold | GWh | 0 | 0 | 0 | 0 | 0 | 0 | 0 | 0
RPS-CES v6.20 Fossil Dispatch Limit - NV | 751 | 7670 | Generation Constraint in GWh | FALSE | L | Annual | Allowances Banked | GWh | 0 | 0 | 0 | 0 | 0 | 0 | 0 | 0
RPS-CES v6.20 Fossil Dispatch Limit - NV | 751 | 7670 | Generation Constraint in GWh | FALSE | L | Annual | Allowances Withdrawn (1:1) | GWh | 0 | 0 | 0 | 0 | 0 | 0 | 0 | 0
RPS-CES v6.20 Fossil Dispatch Limit - NV | 751 | 7670 | Generation Constraint in GWh | FALSE | L | Annual | Allowances Withdrawn (n:1) | GWh | 0 | 0 | 0 | 0 | 0 | 0 | 0 | 0
RPS-CES v6.20 Fossil Dispatch Limit - NV | 751 | 7670 | Generation Constraint in GWh | FALSE | L | Annual | Net Emissions Allowance Position | GWh | 0 | 0 | 0 | 0 | 0 | 0 | 0 | 5046.916
RPS-CES v6.20 Fossil Dispatch Limit - NV | 751 | 7670 | Generation Constraint in GWh | FALSE | L | Annual | Fuel Consumed | TBtu | 0 | 0 | 0 | 0 | 0 | 0 | 0 | 39.3434
RPS-CES v6.20 Fossil Dispatch Limit - NV | 751 | 7670 | Generation Constraint in GWh | FALSE | L | Annual | Heat Rate | MMBtu/MWh | 0 | 0 | 0 | 0 | 0 | 0 | 0 | 7.7949
RPS-CES v6.20 Fossil Dispatch Limit - NV | 751 | 7670 | Generation Constraint in GWh | FALSE | L | Annual | Generation | TWh | 0 | 0 | 0 | 0 | 0 | 0 | 0 | 5.0473
RPS-CES v6.20 Fossil Dispatch Limit - NV | 751 | 7670 | Generation Constraint in GWh | FALSE | L | Annual | Qualifying Generation | TWh | 0 | 0 | 0 | 0 | 0 | 0 | 0 | 5.0469
RPS-CES v6.20 Fossil Dispatch Limit - NV | 751 | 7670 | Generation Constraint in GWh | FALSE | L | Annual | Rate | lb/MWh | 0 | 0 | 0 | 0 | 0 | 0 | 0 | 0
RPS-CES v6.20 Fossil Dispatch Limit - NV | 751 | 7670 | Generation Constraint in GWh | FALSE | L | Annual | Constraint Shadow Price | US2019$/MWh | 0 | 0 | 0 | 0 | 0 | 0 | 0 | 6.1466
RPS-CES v6.20 Fossil Dispatch Limit - NY | 752 | 7671 | Generation Constraint in GWh | FALSE | L | Annual | Seasons Included | Seasons | Winter, WintShld, Summer | Winter, WintShld, Summer | Winter, WintShld, Summer | Winter, WintShld, Summer | Winter, WintShld, Summer | Winter, WintShld, Summer | Winter, WintShld, Summer | Winter, WintShld, Summer
RPS-CES v6.20 Fossil Dispatch Limit - NY | 752 | 7671 | Generation Constraint in GWh | FALSE | L | Annual | Standard GWh | GWh | 0 | 0 | 65932.3907 | 53801.6204 | 54882.5845 | 10665.2516 | 10991.8788 | 11522.3847
RPS-CES v6.20 Fossil Dispatch Limit - NY | 752 | 7671 | Generation Constraint in GWh | FALSE | L | Annual | Emissions at Affected Plants | GWh | 0 | 0 | 52294.7031 | 53801.6204 | 41851.5067 | 10665.2516 | 10991.8788 | 11522.3847
RPS-CES v6.20 Fossil Dispatch Limit - NY | 752 | 7671 | Generation Constraint in GWh | FALSE | L | Annual | Allowances Purchased | GWh | 0 | 0 | 0 | 0 | 0 | 0 | 0 | 0
RPS-CES v6.20 Fossil Dispatch Limit - NY | 752 | 7671 | Generation Constraint in GWh | FALSE | L | Annual | Allowances Sold | GWh | 0 | 0 | 0 | 0 | 0 | 0 | 0 | 0
RPS-CES v6.20 Fossil Dispatch Limit - NY | 752 | 7671 | Generation Constraint in GWh | FALSE | L | Annual | Allowances Banked | GWh | 0 | 0 | 0 | 0 | 0 | 0 | 0 | 0
RPS-CES v6.20 Fossil Dispatch Limit - NY | 752 | 7671 | Generation Constraint in GWh | FALSE | L | Annual | Allowances Withdrawn (1:1) | GWh | 0 | 0 | 0 | 0 | 0 | 0 | 0 | 0
RPS-CES v6.20 Fossil Dispatch Limit - NY | 752 | 7671 | Generation Constraint in GWh | FALSE | L | Annual | Allowances Withdrawn (n:1) | GWh | 0 | 0 | 0 | 0 | 0 | 0 | 0 | 0
RPS-CES v6.20 Fossil Dispatch Limit - NY | 752 | 7671 | Generation Constraint in GWh | FALSE | L | Annual | Net Emissions Allowance Position | GWh | 0 | 0 | 52294.7031 | 53801.6204 | 41851.5067 | 10665.2516 | 10991.8788 | 11522.3847
RPS-CES v6.20 Fossil Dispatch Limit - NY | 752 | 7671 | Generation Constraint in GWh | FALSE | L | Annual | Fuel Consumed | TBtu | 0 | 0 | 385.7339 | 391.2931 | 300.6074 | 74.6996 | 77.8647 | 82.9856
RPS-CES v6.20 Fossil Dispatch Limit - NY | 752 | 7671 | Generation Constraint in GWh | FALSE | L | Annual | Heat Rate | MMBtu/MWh | 0 | 0 | 7.3673 | 7.2648 | 7.1772 | 7.0016 | 7.0679 | 7.1175
RPS-CES v6.20 Fossil Dispatch Limit - NY | 752 | 7671 | Generation Constraint in GWh | FALSE | L | Annual | Generation | TWh | 0 | 0 | 52.3572 | 53.8613 | 41.8835 | 10.6689 | 11.0167 | 11.6595
RPS-CES v6.20 Fossil Dispatch Limit - NY | 752 | 7671 | Generation Constraint in GWh | FALSE | L | Annual | Qualifying Generation | TWh | 0 | 0 | 52.2947 | 53.8016 | 41.8515 | 10.6653 | 10.9919 | 11.5224
RPS-CES v6.20 Fossil Dispatch Limit - NY | 752 | 7671 | Generation Constraint in GWh | FALSE | L | Annual | Rate | lb/MWh | 0 | 0 | 0 | 0 | 0 | 0 | 0 | 0
RPS-CES v6.20 Fossil Dispatch Limit - NY | 752 | 7671 | Generation Constraint in GWh | FALSE | L | Annual | Constraint Shadow Price | US2019$/MWh | 0 | 0 | 0 | 2.4508 | 0 | 6.0195 | 6.4212 | 5.9468
RPS-CES v6.20 Fossil Dispatch Limit - VA | 753 | 7672 | Generation Constraint in GWh | FALSE | L | Annual | Seasons Included | Seasons | Winter, WintShld, Summer | Winter, WintShld, Summer | Winter, WintShld, Summer | Winter, WintShld, Summer | Winter, WintShld, Summer | Winter, WintShld, Summer | Winter, WintShld, Summer | Winter, WintShld, Summer
RPS-CES v6.20 Fossil Dispatch Limit - VA | 753 | 7672 | Generation Constraint in GWh | FALSE | L | Annual | Standard GWh | GWh | 0 | 0 | 0 | 0 | 0 | 58892.1662 | 38793.1178 | 37110.614
RPS-CES v6.20 Fossil Dispatch Limit - VA | 753 | 7672 | Generation Constraint in GWh | FALSE | L | Annual | Emissions at Affected Plants | GWh | 0 | 0 | 0 | 0 | 0 | 58892.1662 | 38793.1178 | 12180.8368
RPS-CES v6.20 Fossil Dispatch Limit - VA | 753 | 7672 | Generation Constraint in GWh | FALSE | L | Annual | Allowances Purchased | GWh | 0 | 0 | 0 | 0 | 0 | 0 | 0 | 0
RPS-CES v6.20 Fossil Dispatch Limit - VA | 753 | 7672 | Generation Constraint in GWh | FALSE | L | Annual | Allowances Sold | GWh | 0 | 0 | 0 | 0 | 0 | 0 | 0 | 0
RPS-CES v6.20 Fossil Dispatch Limit - VA | 753 | 7672 | Generation Constraint in GWh | FALSE | L | Annual | Allowances Banked | GWh | 0 | 0 | 0 | 0 | 0 | 0 | 0 | 0
RPS-CES v6.20 Fossil Dispatch Limit - VA | 753 | 7672 | Generation Constraint in GWh | FALSE | L | Annual | Allowances Withdrawn (1:1) | GWh | 0 | 0 | 0 | 0 | 0 | 0 | 0 | 0
RPS-CES v6.20 Fossil Dispatch Limit - VA | 753 | 7672 | Generation Constraint in GWh | FALSE | L | Annual | Allowances Withdrawn (n:1) | GWh | 0 | 0 | 0 | 0 | 0 | 0 | 0 | 0
RPS-CES v6.20 Fossil Dispatch Limit - VA | 753 | 7672 | Generation Constraint in GWh | FALSE | L | Annual | Net Emissions Allowance Position | GWh | 0 | 0 | 0 | 0 | 0 | 58892.1662 | 38793.1178 | 12180.8368
RPS-CES v6.20 Fossil Dispatch Limit - VA | 753 | 7672 | Generation Constraint in GWh | FALSE | L | Annual | Fuel Consumed | TBtu | 0 | 0 | 0 | 0 | 0 | 432.0489 | 279.3163 | 86.1508
RPS-CES v6.20 Fossil Dispatch Limit - VA | 753 | 7672 | Generation Constraint in GWh | FALSE | L | Annual | Heat Rate | MMBtu/MWh | 0 | 0 | 0 | 0 | 0 | 4.8229 | 2.9305 | 0.55482
RPS-CES v6.20 Fossil Dispatch Limit - VA | 753 | 7672 | Generation Constraint in GWh | FALSE | L | Annual | Generation | TWh | 0 | 0 | 0 | 0 | 0 | 89.5836 | 95.3146 | 155.2761
RPS-CES v6.20 Fossil Dispatch Limit - VA | 753 | 7672 | Generation Constraint in GWh | FALSE | L | Annual | Qualifying Generation | TWh | 0 | 0 | 0 | 0 | 0 | 58.8922 | 38.7931 | 12.1808
RPS-CES v6.20 Fossil Dispatch Limit - VA | 753 | 7672 | Generation Constraint in GWh | FALSE | L | Annual | Rate | lb/MWh | 0 | 0 | 0 | 0 | 0 | 0 | 0 | 0
RPS-CES v6.20 Fossil Dispatch Limit - VA | 753 | 7672 | Generation Constraint in GWh | FALSE | L | Annual | Constraint Shadow Price | US2019$/MWh | 0 | 0 | 0 | 0 | 0 | 1.3904 | 5.0922 | 0
RPS-CES v6.20 Fossil Dispatch Limit - WA | 754 | 7673 | Generation Constraint in GWh | FALSE | L | Annual | Seasons Included | Seasons | Winter, WintShld, Summer | Winter, WintShld, Summer | Winter, WintShld, Summer | Winter, WintShld, Summer | Winter, WintShld, Summer | Winter, WintShld, Summer | Winter, WintShld, Summer | Winter, WintShld, Summer
RPS-CES v6.20 Fossil Dispatch Limit - WA | 754 | 7673 | Generation Constraint in GWh | FALSE | L | Annual | Standard GWh | GWh | 0 | 0 | 0 | 9318.7871 | 9769.5273 | 10451.1024 | 11282.4206 | 12181.5398
RPS-CES v6.20 Fossil Dispatch Limit - WA | 754 | 7673 | Generation Constraint in GWh | FALSE | L | Annual | Emissions at Affected Plants | GWh | 0 | 0 | 0 | 7199.1997 | 9380.2579 | 10451.1024 | 11282.4206 | 6788.9433
RPS-CES v6.20 Fossil Dispatch Limit - WA | 754 | 7673 | Generation Constraint in GWh | FALSE | L | Annual | Allowances Purchased | GWh | 0 | 0 | 0 | 0 | 0 | 0 | 0 | 0
RPS-CES v6.20 Fossil Dispatch Limit - WA | 754 | 7673 | Generation Constraint in GWh | FALSE | L | Annual | Allowances Sold | GWh | 0 | 0 | 0 | 0 | 0 | 0 | 0 | 0
RPS-CES v6.20 Fossil Dispatch Limit - WA | 754 | 7673 | Generation Constraint in GWh | FALSE | L | Annual | Allowances Banked | GWh | 0 | 0 | 0 | 0 | 0 | 0 | 0 | 0
RPS-CES v6.20 Fossil Dispatch Limit - WA | 754 | 7673 | Generation Constraint in GWh | FALSE | L | Annual | Allowances Withdrawn (1:1) | GWh | 0 | 0 | 0 | 0 | 0 | 0 | 0 | 0
RPS-CES v6.20 Fossil Dispatch Limit - WA | 754 | 7673 | Generation Constraint in GWh | FALSE | L | Annual | Allowances Withdrawn (n:1) | GWh | 0 | 0 | 0 | 0 | 0 | 0 | 0 | 0
RPS-CES v6.20 Fossil Dispatch Limit - WA | 754 | 7673 | Generation Constraint in GWh | FALSE | L | Annual | Net Emissions Allowance Position | GWh | 0 | 0 | 0 | 7199.1997 | 9380.2579 | 10451.1024 | 11282.4206 | 6788.9433
RPS-CES v6.20 Fossil Dispatch Limit - WA | 754 | 7673 | Generation Constraint in GWh | FALSE | L | Annual | Fuel Consumed | TBtu | 0 | 0 | 0 | 55.379 | 76.51 | 90.1856 | 98.0049 | 59.4588
RPS-CES v6.20 Fossil Dispatch Limit - WA | 754 | 7673 | Generation Constraint in GWh | FALSE | L | Annual | Heat Rate | MMBtu/MWh | 0 | 0 | 0 | 7.6924 | 7.1231 | 6.9131 | 6.7637 | 6.6891
RPS-CES v6.20 Fossil Dispatch Limit - WA | 754 | 7673 | Generation Constraint in GWh | FALSE | L | Annual | Generation | TWh | 0 | 0 | 0 | 7.1992 | 10.7411 | 13.0456 | 14.4898 | 8.8889
RPS-CES v6.20 Fossil Dispatch Limit - WA | 754 | 7673 | Generation Constraint in GWh | FALSE | L | Annual | Qualifying Generation | TWh | 0 | 0 | 0 | 7.1992 | 9.3803 | 10.4511 | 11.2824 | 6.7889
RPS-CES v6.20 Fossil Dispatch Limit - WA | 754 | 7673 | Generation Constraint in GWh | FALSE | L | Annual | Rate | lb/MWh | 0 | 0 | 0 | 0 | 0 | 0 | 0 | 0
RPS-CES v6.20 Fossil Dispatch Limit - WA | 754 | 7673 | Generation Constraint in GWh | FALSE | L | Annual | Constraint Shadow Price | US2019$/MWh | 0 | 0 | 0 | 0 | 0 | 0.57868 | 0.45753 | 0
Texas BART FIP v6.17 | 755 | 7538 | Rate Constraint in MTons | FALSE | L | Annual | Seasons Included | Seasons | Winter, WintShld, Summer | Winter, WintShld, Summer | Winter, WintShld, Summer | Winter, WintShld, Summer | Winter, WintShld, Summer | Winter, WintShld, Summer | Winter, WintShld, Summer | Winter, WintShld, Summer
Texas BART FIP v6.17 | 755 | 7538 | Rate Constraint in MTons | FALSE | L | Annual | Standard SO2 | Thousand Tons | 248.393 | 248.393 | 248.393 | 248.393 | 248.393 | 248.393 | 248.393 | 248.393
Texas BART FIP v6.17 | 755 | 7538 | Rate Constraint in MTons | FALSE | L | Annual | Emissions at Affected Plants SO2 | Thousand Tons | 138.6012 | 89.7767 | 41.9789 | 12.1687 | 26.6871 | 37.1688 | 33.4769 | 19.9634
Texas BART FIP v6.17 | 755 | 7538 | Rate Constraint in MTons | FALSE | L | Annual | Allowances Purchased SO2 | Thousand Tons | 0 | 0 | 0 | 0 | 0 | 0 | 0 | 0
Texas BART FIP v6.17 | 755 | 7538 | Rate Constraint in MTons | FALSE | L | Annual | Allowances Sold SO2 | Thousand Tons | 0 | 0 | 0 | 0 | 0 | 0 | 0 | 0
Texas BART FIP v6.17 | 755 | 7538 | Rate Constraint in MTons | FALSE | L | Annual | Allowances Banked | Thousand Tons | 0 | 0 | 0 | 0 | 0 | 0 | 0 | 0
Texas BART FIP v6.17 | 755 | 7538 | Rate Constraint in MTons | FALSE | L | Annual | Allowances Withdrawn (1:1) | Thousand Tons | 0 | 0 | 0 | 0 | 0 | 0 | 0 | 0
Texas BART FIP v6.17 | 755 | 7538 | Rate Constraint in MTons | FALSE | L | Annual | Allowances Withdrawn (n:1) | Thousand Tons | 0 | 0 | 0 | 0 | 0 | 0 | 0 | 0
Texas BART FIP v6.17 | 755 | 7538 | Rate Constraint in MTons | FALSE | L | Annual | Net Emissions Allowance Position | Thousand Tons | 138.6012 | 89.7767 | 41.9789 | 12.1687 | 26.6871 | 37.1688 | 33.4769 | 19.9634
Texas BART FIP v6.17 | 755 | 7538 | Rate Constraint in MTons | FALSE | L | Annual | Fuel Consumed | TBtu | 856.8809 | 564.2715 | 316.0363 | 134.7913 | 218.1952 | 283.5081 | 283.7516 | 208.7589
Texas BART FIP v6.17 | 755 | 7538 | Rate Constraint in MTons | FALSE | L | Annual | Rate | lb/MMBtu | 0.3235 | 0.3182 | 0.26566 | 0.18056 | 0.24462 | 0.26221 | 0.23596 | 0.19126
Texas BART FIP v6.17 | 755 | 7538 | Rate Constraint in MTons | FALSE | L | Annual | Generation | TWh | 82.8288 | 55.7389 | 32.6543 | 15.5093 | 27.743 | 36.3502 | 37.0524 | 25.7923
Texas BART FIP v6.17 | 755 | 7538 | Rate Constraint in MTons | FALSE | L | Annual | Qualifying Generation | TWh | 82.8288 | 55.7389 | 32.4809 | 15.3511 | 23.0873 | 29.2382 | 29.2424 | 21.8211
Texas BART FIP v6.17 | 755 | 7538 | Rate Constraint in MTons | FALSE | L | Annual | Rate | lb/MWh | 3.3467 | 3.2213 | 2.5848 | 1.5854 | 2.3118 | 2.5425 | 2.2896 | 1.8297
Texas BART FIP v6.17 | 755 | 7538 | Rate Constraint in MTons | FALSE | L | Annual | Constraint Shadow Price | US2019$/Ton | 0 | 0 | 0 | 0 | 0 | 0 | 0 | 0
Texas East - NOX Cap Annual v3.1 | 756 | 7358 | Rate Constraint in MTons | FALSE | L | Annual | Seasons Included | Seasons | Winter, WintShld, Summer | Winter, WintShld, Summer | Winter, WintShld, Summer | Winter, WintShld, Summer | Winter, WintShld, Summer | Winter, WintShld, Summer | Winter, WintShld, Summer | Winter, WintShld, Summer
Texas East - NOX Cap Annual v3.1 | 756 | 7358 | Rate Constraint in MTons | FALSE | L | Annual | Standard NOX | Thousand Tons | 84.5 | 84.5 | 84.5 | 84.5 | 84.5 | 84.5 | 84.5 | 84.5
Texas East - NOX Cap Annual v3.1 | 756 | 7358 | Rate Constraint in MTons | FALSE | L | Annual | Emissions at Affected Plants NOX | Thousand Tons | 1.3959 | 0.16772 | 0.16936 | 0.077459 | 0.0041408 | 0.0044192 | 0.0053655 | 0.0044192
Texas East - NOX Cap Annual v3.1 | 756 | 7358 | Rate Constraint in MTons | FALSE | L | Annual | Allowances Purchased NOX | Thousand Tons | 0 | 0 | 0 | 0 | 0 | 0 | 0 | 0
Texas East - NOX Cap Annual v3.1 | 756 | 7358 | Rate Constraint in MTons | FALSE | L | Annual | Allowances Sold NOX | Thousand Tons | 0 | 0 | 0 | 0 | 0 | 0 | 0 | 0
Texas East - NOX Cap Annual v3.1 | 756 | 7358 | Rate Constraint in MTons | FALSE | L | Annual | Allowances Banked | Thousand Tons | 0 | 0 | 0 | 0 | 0 | 0 | 0 | 0
Texas East - NOX Cap Annual v3.1 | 756 | 7358 | Rate Constraint in MTons | FALSE | L | Annual | Allowances Withdrawn (1:1) | Thousand Tons | 0 | 0 | 0 | 0 | 0 | 0 | 0 | 0
Texas East - NOX Cap Annual v3.1 | 756 | 7358 | Rate Constraint in MTons | FALSE | L | Annual | Allowances Withdrawn (n:1) | Thousand Tons | 0 | 0 | 0 | 0 | 0 | 0 | 0 | 0
Texas East - NOX Cap Annual v3.1 | 756 | 7358 | Rate Constraint in MTons | FALSE | L | Annual | Net Emissions Allowance Position | Thousand Tons | 1.3959 | 0.16772 | 0.16936 | 0.077459 | 0.0041408 | 0.0044192 | 0.0053655 | 0.0044192
Texas East - NOX Cap Annual v3.1 | 756 | 7358 | Rate Constraint in MTons | FALSE | L | Annual | Fuel Consumed | TBtu | 36.1198 | 12.4079 | 12.6804 | 6.6196 | 0.69014 | 0.72265 | 0.8332 | 0.72265
Texas East - NOX Cap Annual v3.1 | 756 | 7358 | Rate Constraint in MTons | FALSE | L | Annual | Rate | lb/MMBtu | 0.077291 | 0.027035 | 0.026712 | 0.023403 | 0.012 | 0.01223 | 0.012879 | 0.01223
Texas East - NOX Cap Annual v3.1 | 756 | 7358 | Rate Constraint in MTons | FALSE | L | Annual | Generation | TWh | 3.2106 | 1.1259 | 1.16 | 0.63577 | 0.086386 | 0.090456 | 0.10429 | 0.090456
Texas East - NOX Cap Annual v3.1 | 756 | 7358 | Rate Constraint in MTons | FALSE | L | Annual | Qualifying Generation | TWh | 3.2106 | 1.1259 | 1.16 | 0.63577 | 0.086386 | 0.090456 | 0.10429 | 0.090456
Texas East - NOX Cap Annual v3.1 | 756 | 7358 | Rate Constraint in MTons | FALSE | L | Annual | Rate | lb/MWh | 0.86954 | 0.29794 | 0.292 | 0.24367 | 0.095868 | 0.097708 | 0.10289 | 0.097708
Texas East - NOX Cap Annual v3.1 | 756 | 7358 | Rate Constraint in MTons | FALSE | L | Annual | Constraint Shadow Price | US2019$/Ton | 0 | 0 | 0 | 0 | 0 | 0 | 0 | 0
Texas East - SO2 Cap Annual v3.1 | 757 | 7359 | Rate Constraint in MTons | FALSE | L | Annual | Seasons Included | Seasons | Winter, WintShld, Summer | Winter, WintShld, Summer | Winter, WintShld, Summer | Winter, WintShld, Summer | Winter, WintShld, Summer | Winter, WintShld, Summer | Winter, WintShld, Summer | Winter, WintShld, Summer
Texas East - SO2 Cap Annual v3.1 | 757 | 7359 | Rate Constraint in MTons | FALSE | L | Annual | Standard SO2 | Thousand Tons | 273.95 | 273.95 | 273.95 | 273.95 | 273.95 | 273.95 | 273.95 | 273.95
Texas East - SO2 Cap Annual v3.1 | 757 | 7359 | Rate Constraint in MTons | FALSE | L | Annual | Emissions at Affected Plants SO2 | Thousand Tons | 0 | 0 | 0 | 0 | 0 | 0 | 0 | 0
Texas East - SO2 Cap Annual v3.1 | 757 | 7359 | Rate Constraint in MTons | FALSE | L | Annual | Allowances Purchased SO2 | Thousand Tons | 0 | 0 | 0 | 0 | 0 | 0 | 0 | 0
Texas East - SO2 Cap Annual v3.1 | 757 | 7359 | Rate Constraint in MTons | FALSE | L | Annual | Allowances Sold SO2 | Thousand Tons | 0 | 0 | 0 | 0 | 0 | 0 | 0 | 0
Texas East - SO2 Cap Annual v3.1 | 757 | 7359 | Rate Constraint in MTons | FALSE | L | Annual | Allowances Banked | Thousand Tons | 273.95 | 273.95 | 547.9 | 547.9 | 547.9 | 547.9 | 547.9 | 0
Texas East - SO2 Cap Annual v3.1 | 757 | 7359 | Rate Constraint in MTons | FALSE | L | Annual | Allowances Withdrawn (1:1) | Thousand Tons | 0 | 0 | -273.95 | -273.95 | -273.95 | -273.95 | -273.95 | 0
Texas East - SO2 Cap Annual v3.1 | 757 | 7359 | Rate Constraint in MTons | FALSE | L | Annual | Allowances Withdrawn (n:1) | Thousand Tons | 0 | 0 | 0 | 0 | 0 | 0 | 0 | 0
Texas East - SO2 Cap Annual v3.1 | 757 | 7359 | Rate Constraint in MTons | FALSE | L | Annual | Net Emissions Allowance Position | Thousand Tons | 273.95 | 273.95 | 273.95 | 273.95 | 273.95 | 273.95 | 273.95 | 0
Texas East - SO2 Cap Annual v3.1 | 757 | 7359 | Rate Constraint in MTons | FALSE | L | Annual | Fuel Consumed | TBtu | 36.1198 | 12.4079 | 12.6804 | 6.6196 | 0.69014 | 0.72265 | 0.8332 | 0.72265
Texas East - SO2 Cap Annual v3.1 | 757 | 7359 | Rate Constraint in MTons | FALSE | L | Annual | Rate | lb/MMBtu | 0 | 0 | 0 | 0 | 0 | 0 | 0 | 0
Texas East - SO2 Cap Annual v3.1 | 757 | 7359 | Rate Constraint in MTons | FALSE | L | Annual | Generation | TWh | 3.2106 | 1.1259 | 1.16 | 0.63577 | 0.086386 | 0.090456 | 0.10429 | 0.090456
Texas East - SO2 Cap Annual v3.1 | 757 | 7359 | Rate Constraint in MTons | FALSE | L | Annual | Qualifying Generation | TWh | 3.2106 | 1.1259 | 1.16 | 0.63577 | 0.086386 | 0.090456 | 0.10429 | 0.090456
Texas East - SO2 Cap Annual v3.1 | 757 | 7359 | Rate Constraint in MTons | FALSE | L | Annual | Rate | lb/MWh | 0 | 0 | 0 | 0 | 0 | 0 | 0 | 0
Texas East - SO2 Cap Annual v3.1 | 757 | 7359 | Rate Constraint in MTons | FALSE | L | Annual | Constraint Shadow Price | US2019$/Ton | 0 | 0 | 0 | 0 | 0 | 0 | 0 | 0
Texas El Paso - NOX Cap Annual v3.1 | 758 | 7361 | Rate Constraint in MTons | FALSE | L | Annual | Seasons Included | Seasons | Winter, WintShld, Summer | Winter, WintShld, Summer | Winter, WintShld, Summer | Winter, WintShld, Summer | Winter, WintShld, Summer | Winter, WintShld, Summer | Winter, WintShld, Summer | Winter, WintShld, Summer
Texas El Paso - NOX Cap Annual v3.1 | 758 | 7361 | Rate Constraint in MTons | FALSE | L | Annual | Standard NOX | Thousand Tons | 1.06 | 1.06 | 1.06 | 1.06 | 1.06 | 1.06 | 1.06 | 1.06
Texas El Paso - NOX Cap Annual v3.1 | 758 | 7361 | Rate Constraint in MTons | FALSE | L | Annual | Emissions at Affected Plants NOX | Thousand Tons | 0.53324 | 0 | 0 | 0 | 0 | 0 | 0 | 0
Texas El Paso - NOX Cap Annual v3.1 | 758 | 7361 | Rate Constraint in MTons | FALSE | L | Annual | Allowances Purchased NOX | Thousand Tons | 0 | 0 | 0 | 0 | 0 | 0 | 0 | 0
Texas El Paso - NOX Cap Annual v3.1 | 758 | 7361 | Rate Constraint in MTons | FALSE | L | Annual | Allowances Sold NOX | Thousand Tons | 0 | 0 | 0 | 0 | 0 | 0 | 0 | 0
Texas El Paso - NOX Cap Annual v3.1 | 758 | 7361 | Rate Constraint in MTons | FALSE | L | Annual | Allowances Banked | Thousand Tons | 0 | 0 | 1.06 | 0 | 0.70667 | 0 | 0 | 0
Texas El Paso - NOX Cap Annual v3.1 | 758 | 7361 | Rate Constraint in MTons | FALSE | L | Annual | Allowances Withdrawn (1:1) | Thousand Tons | 0 | 0 | 0 | -1.06 | 0 | -1.06 | 0 | 0
Texas El Paso - NOX Cap Annual v3.1 | 758 | 7361 | Rate Constraint in MTons | FALSE | L | Annual | Allowances Withdrawn (n:1) | Thousand Tons | 0 | 0 | 0 | 0 | 0 | 0 | 0 | 0
Texas El Paso - NOX Cap Annual v3.1 | 758 | 7361 | Rate Constraint in MTons | FALSE | L | Annual | Net Emissions Allowance Position | Thousand Tons | 0.53324 | 0 | 1.06 | -1.06 | 0.70667 | -1.06 | 0 | 0
Texas El Paso - NOX Cap Annual v3.1 | 758 | 7361 | Rate Constraint in MTons | FALSE | L | Annual | Fuel Consumed | TBtu | 6.7665 | 0 | 0 | 0 | 0 | 0 | 0 | 0
Texas El Paso - NOX Cap Annual v3.1 | 758 | 7361 | Rate Constraint in MTons | FALSE | L | Annual | Rate | lb/MMBtu | 0.15761 | 0 | 0 | 0 | 0 | 0 | 0 | 0
Texas El Paso - NOX Cap Annual v3.1 | 758 | 7361 | Rate Constraint in MTons | FALSE | L | Annual | Generation | TWh | 0.56733 | 0 | 0 | 0 | 0 | 0 | 0 | 0
Texas El Paso - NOX Cap Annual v3.1 | 758 | 7361 | Rate Constraint in MTons | FALSE | L | Annual | Qualifying Generation | TWh | 0.56733 | 0 | 0 | 0 | 0 | 0 | 0 | 0
Texas El Paso - NOX Cap Annual v3.1 | 758 | 7361 | Rate Constraint in MTons | FALSE | L | Annual | Rate | lb/MWh | 1.8798 | 0 | 0 | 0 | 0 | 0 | 0 | 0
Texas El Paso - NOX Cap Annual v3.1 | 758 | 7361 | Rate Constraint in MTons | FALSE | L | Annual | Constraint Shadow Price | US2019$/Ton | 0 | 0 | 0 | 0 | 0 | 0 | 0 | 0
Texas Houston - NOX Cap Annual v3.1 | 759 | 7362 | Rate Constraint in MTons | FALSE | L | Annual | Seasons Included | Seasons | Winter, WintShld, Summer | Winter, WintShld, Summer | Winter, WintShld, Summer | Winter, WintShld, Summer | Winter, WintShld, Summer | Winter, WintShld, Summer | Winter, WintShld, Summer | Winter, WintShld, Summer
Texas Houston - NOX Cap Annual v3.1 | 759 | 7362 | Rate Constraint in MTons | FALSE | L | Annual | Standard NOX | Thousand Tons | 17.57 | 17.57 | 17.57 | 17.57 | 17.57 | 17.57 | 17.57 | 17.57
Texas Houston - NOX Cap Annual v3.1 | 759 | 7362 | Rate Constraint in MTons | FALSE | L | Annual | Emissions at Affected Plants NOX | Thousand Tons | 8.6854 | 7.647 | 4.9921 | 5.44 | 6.8797 | 8.1061 | 7.7138 | 6.2383
Texas Houston - NOX Cap Annual v3.1 | 759 | 7362 | Rate Constraint in MTons | FALSE | L | Annual | Allowances Purchased NOX | Thousand Tons | 0 | 0 | 0 | 0 | 0 | 0 | 0 | 0
Texas Houston - NOX Cap Annual v3.1 | 759 | 7362 | Rate Constraint in MTons | FALSE | L | Annual | Allowances Sold NOX | Thousand Tons | 0 | 0 | 0 | 0 | 0 | 0 | 0 | 0
Texas Houston - NOX Cap Annual v3.1 | 759 | 7362 | Rate Constraint in MTons | FALSE | L | Annual | Allowances Banked | Thousand Tons | 0 | 0 | 12.5779 | 0 | 0 | 0 | 0 | 0
Texas Houston - NOX Cap Annual v3.1 | 759 | 7362 | Rate Constraint in MTons | FALSE | L | Annual | Allowances Withdrawn (1:1) | Thousand Tons | 0 | 0 | 0 | -17.57 | 0 | 0 | 0 | 0
Texas Houston - NOX Cap Annual v3.1 | 759 | 7362 | Rate Constraint in MTons | FALSE | L | Annual | Allowances Withdrawn (n:1) | Thousand Tons | 0 | 0 | 0 | 0 | 0 | 0 | 0 | 0
Texas Houston - NOX Cap Annual v3.1 | 759 | 7362 | Rate Constraint in MTons | FALSE | L | Annual | Net Emissions Allowance Position | Thousand Tons | 8.6854 | 7.647 | 17.57 | -12.13 | 6.8797 | 8.1061 | 7.7138 | 6.2383
Texas Houston - NOX Cap Annual v3.1 | 759 | 7362 | Rate Constraint in MTons | FALSE | L | Annual | Fuel Consumed | TBtu | 431.8055 | 387.9595 | 332.6091 | 355.1767 | 415.3192 | 466.3017 | 452.5554 | 384.8123
Texas Houston - NOX Cap Annual v3.1 | 759 | 7362 | Rate Constraint in MTons | FALSE | L | Annual | Rate | lb/MMBtu | 0.040228 | 0.039421 | 0.030018 | 0.030633 | 0.03313 | 0.034768 | 0.03409 | 0.032422
Texas Houston - NOX Cap Annual v3.1 | 759 | 7362 | Rate Constraint in MTons | FALSE | L | Annual | Generation | TWh | 57.0793 | 52.8916 | 51.1713 | 54.2781 | 60.7309 | 65.7378 | 64.4142 | 56.9881
Texas Houston - NOX Cap Annual v3.1 | 759 | 7362 | Rate Constraint in MTons | FALSE | L | Annual | Qualifying Generation | TWh | 57.0793 | 52.8916 | 51.1713 | 54.2781 | 60.7309 | 65.7378 | 64.4142 | 56.9881
Texas Houston - NOX Cap Annual v3.1 | 759 | 7362 | Rate Constraint in MTons | FALSE | L | Annual | Rate | lb/MWh | 0.30433 | 0.28916 | 0.19511 | 0.20045 | 0.22657 | 0.24662 | 0.23951 | 0.21893
Texas Houston - NOX Cap Annual v3.1 | 759 | 7362 | Rate Constraint in MTons | FALSE | L | Annual | Constraint Shadow Price | US2019$/Ton | 0 | 0 | 0 | 0 | 0 | 0 | 0 | 0
Texas West - NOX Cap Annual v3.1 | 760 | 7360 | Rate Constraint in MTons | FALSE | L | Annual | Seasons Included | Seasons | Winter, WintShld, Summer | Winter, WintShld, Summer | Winter, WintShld, Summer | Winter, WintShld, Summer | Winter, WintShld, Summer | Winter, WintShld, Summer | Winter, WintShld, Summer | Winter, WintShld, Summer
Texas West - NOX Cap Annual v3.1 | 760 | 7360 | Rate Constraint in MTons | FALSE | L | Annual | Standard NOX | Thousand Tons | 18.1 | 18.1 | 18.1 | 18.1 | 18.1 | 18.1 | 18.1 | 18.1
Texas West - NOX Cap Annual v3.1 | 760 | 7360 | Rate Constraint in MTons | FALSE | L | Annual | Emissions at Affected Plants NOX | Thousand Tons | 0.72111 | 0.2412 | 0.19704 | 0.19704 | 0 | 0 | 0 | 0
Texas West - NOX Cap Annual v3.1 | 760 | 7360 | Rate Constraint in MTons | FALSE | L | Annual | Allowances Purchased NOX | Thousand Tons | 0 | 0 | 0 | 0 | 0 | 0 | 0 | 0
Texas West - NOX Cap Annual v3.1 | 760 | 7360 | Rate Constraint in MTons | FALSE | L | Annual | Allowances Sold NOX | Thousand Tons | 0 | 0 | 0 | 0 | 0 | 0 | 0 | 0
Texas West - NOX Cap Annual v3.1 | 760 | 7360 | Rate Constraint in MTons | FALSE | L | Annual | Allowances Banked | Thousand Tons | 0 | 0 | 17.903 | 0 | 15.0833 | 0 | 0 | 0
Texas West - NOX Cap Annual v3.1 | 760 | 7360 | Rate Constraint in MTons | FALSE | L | Annual | Allowances Withdrawn (1:1) | Thousand Tons | 0 | 0 | 0 | -18.1 | -2.9181 | -18.1 | 0 | 0
Texas West - NOX Cap Annual v3.1 | 760 | 7360 | Rate Constraint in MTons | FALSE | L | Annual | Allowances Withdrawn (n:1) | Thousand Tons | 0 | 0 | 0 | 0 | 0 | 0 | 0 | 0
Texas West - NOX Cap Annual v3.1 | 760 | 7360 | Rate Constraint in MTons | FALSE | L | Annual | Net Emissions Allowance Position | Thousand Tons | 0.72111 | 0.2412 | 18.1 | -17.903 | 12.1652 | -18.1 | 0 | 0
Texas West - NOX Cap Annual v3.1 | 760 | 7360 | Rate Constraint in MTons | FALSE | L | Annual | Fuel Consumed | TBtu | 10.1877 | 3.3692 | 2.7524 | 2.7524 | 0 | 0 | 0 | 0
Texas West - NOX Cap Annual v3.1 | 760 | 7360 | Rate Constraint in MTons | FALSE | L | Annual | Rate | lb/MMBtu | 0.14156 | 0.14318 | 0.14318 | 0.14318 | 0 | 0 | 0 | 0
Texas West - NOX Cap Annual v3.1 | 760 | 7360 | Rate Constraint in MTons | FALSE | L | Annual | Generation | TWh | 0.89361 | 0.30635 | 0.25026 | 0.25026 | 0 | 0 | 0 | 0
Texas West - NOX Cap Annual v3.1 | 760 | 7360 | Rate Constraint in MTons | FALSE | L | Annual | Qualifying Generation | TWh | 0.89361 | 0.30635 | 0.25026 | 0.25026 | 0 | 0 | 0 | 0
Texas West - NOX Cap Annual v3.1 | 760 | 7360 | Rate Constraint in MTons | FALSE | L | Annual | Rate | lb/MWh | 1.6139 | 1.5747 | 1.5747 | 1.5747 | 0 | 0 | 0 | 0
Texas West - NOX Cap Annual v3.1 | 760 | 7360 | Rate Constraint in MTons | FALSE | L | Annual | Constraint Shadow Price | US2019$/Ton | 0 | 0 | 0 | 0 | 0 | 0 | 0 | 0
Unit Comanche 1,2 - SO2 Rate Annual v3.1, Unit 2685 and retrofits | 762 | 7264 | Rate Constraint in lbs/MMBtu | FALSE | L | Annual | Seasons Included | Seasons | Winter, WintShld, Summer | Winter, WintShld, Summer | Winter, WintShld, Summer | Winter, WintShld, Summer | Winter, WintShld, Summer | Winter, WintShld, Summer | Winter, WintShld, Summer | Winter, WintShld, Summer
Unit Comanche 1,2 - SO2 Rate Annual v3.1, Unit 2685 and retrofits | 762 | 7264 | Rate Constraint in lbs/MMBtu | FALSE | L | Annual | Standard SO2 | lb/MMBtu | 0.1 | 0.1 | 0.1 | 0.1 | 0.1 | 0.1 | 0.1 | 0.1
Unit Comanche 1,2 - SO2 Rate Annual v3.1, Unit 2685 and retrofits | 762 | 7264 | Rate Constraint in lbs/MMBtu | FALSE | L | Annual | Emissions at Affected Plants SO2 | Thousand Tons | 0.94766 | 0 | 0 | 0 | 0 | 0 | 0 | 0
Unit Comanche 1,2 - SO2 Rate Annual v3.1, Unit 2685 and retrofits | 762 | 7264 | Rate Constraint in lbs/MMBtu | FALSE | L | Annual | Allowances Purchased SO2 | Thousand Tons | 0 | 0 | 0 | 0 | 0 | 0 | 0 | 0
Unit Comanche 1,2 - SO2 Rate Annual v3.1, Unit 2685 and retrofits | 762 | 7264 | Rate Constraint in lbs/MMBtu | FALSE | L | Annual | Allowances Sold SO2 | Thousand Tons | 0 | 0 | 0 | 0 | 0 | 0 | 0 | 0
Unit Comanche 1,2 - SO2 Rate Annual v3.1, Unit 2685 and retrofits | 762 | 7264 | Rate Constraint in lbs/MMBtu | FALSE | L | Annual | Allowances Banked | Thousand Tons | 0 | 0 | 0 | 0 | 0 | 0 | 0 | 0
Unit Comanche 1,2 - SO2 Rate Annual v3.1, Unit 2685 and retrofits | 762 | 7264 | Rate Constraint in lbs/MMBtu | FALSE | L | Annual | Allowances Withdrawn (1:1) | Thousand Tons | 0 | 0 | 0 | 0 | 0 | 0 | 0 | 0
Unit Comanche 1,2 - SO2 Rate Annual v3.1, Unit 2685 and retrofits | 762 | 7264 | Rate Constraint in lbs/MMBtu | FALSE | L | Annual | Allowances Withdrawn (n:1) | Thousand Tons | 0 | 0 | 0 | 0 | 0 | 0 | 0 | 0
Unit Comanche 1,2 - SO2 Rate Annual v3.1, Unit 2685 and retrofits | 762 | 7264 | Rate Constraint in lbs/MMBtu | FALSE | L | Annual | Net Emissions Allowance Position | Thousand Tons | 0.94766 | 0 | 0 | 0 | 0 | 0 | 0 | 0
Unit Comanche 1,2 - SO2 Rate Annual v3.1, Unit 2685 and retrofits | 762 | 7264 | Rate Constraint in lbs/MMBtu | FALSE | L | Annual | Fuel Consumed | TBtu | 25.0018 | 0 | 0 | 0 | 0 | 0 | 0 | 0
Unit Comanche 1,2 - SO2 Rate Annual v3.1, Unit 2685 and retrofits | 762 | 7264 | Rate Constraint in lbs/MMBtu | FALSE | L | Annual | Rate | lb/MMBtu | 0.075808 | 0 | 0 | 0 | 0 | 0 | 0 | 0
Unit Comanche 1,2 - SO2 Rate Annual v3.1, Unit 2685 and retrofits | 762 | 7264 | Rate Constraint in lbs/MMBtu | FALSE | L | Annual | Generation | TWh | 2.3131 | 0 | 0 | 0 | 0 | 0 | 0 | 0
Unit Comanche 1,2 - SO2 Rate Annual v3.1, Unit 2685 and retrofits | 762 | 7264 | Rate Constraint in lbs/MMBtu | FALSE | L | Annual | Qualifying Generation | TWh | 2.3131 | 0 | 0 | 0 | 0 | 0 | 0 | 0
Unit Comanche 1,2 - SO2 Rate Annual v3.1, Unit 2685 and retrofits | 762 | 7264 | Rate Constraint in lbs/MMBtu | FALSE | L | Annual | Rate | lb/MWh | 0.81941 | 0 | 0 | 0 | 0 | 0 | 0 | 0
Unit Comanche 1,2 - SO2 Rate Annual v3.1, Unit 2685 and retrofits | 762 | 7264 | Rate Constraint in lbs/MMBtu | FALSE | L | Annual | Constraint Shadow Price | US2019$/Ton | 0 | 0 | 0 | 0 | 0 | 0 | 0 | 0
Unit Comanche 3 - NOX Rate Annual v3.1, Unit 2652 and retrofits | 763 | 7267 | Rate Constraint in lbs/MMBtu | FALSE | L | Annual | Seasons Included | Seasons | Winter, WintShld, Summer | Winter, WintShld, Summer | Winter, WintShld, Summer | Winter, WintShld, Summer | Winter, WintShld, Summer | Winter, WintShld, Summer | Winter, WintShld, Summer | Winter, WintShld, Summer
Unit Comanche 3 - NOX Rate Annual v3.1, Unit 2652 and retrofits | 763 | 7267 | Rate Constraint in lbs/MMBtu | FALSE | L | Annual | Standard NOX | lb/MMBtu | 0.08 | 0.08 | 0.08 | 0.08 | 0.08 | 0.08 | 0.08 | 0.08
Unit Comanche 3 - NOX Rate Annual v3.1, Unit 2652 and retrofits | 763 | 7267 | Rate Constraint in lbs/MMBtu | FALSE | L | Annual | Emissions at Affected Plants NOX | Thousand Tons | 1.8307 | 1.8307 | 1.8307 | 1.8307 | 1.8307 | 0.02441 | 0.02441 | 0.022131
Unit Comanche 3 - NOX Rate Annual v3.1, Unit 2652 and retrofits | 763 | 7267 | Rate Constraint in lbs/MMBtu | FALSE | L | Annual | Allowances Purchased NOX | Thousand Tons | 0 | 0 | 0 | 0 | 0 | 0 | 0 | 0
Unit Comanche 3 - NOX Rate Annual v3.1, Unit 2652 and retrofits | 763 | 7267 | Rate Constraint in lbs/MMBtu | FALSE | L | Annual | Allowances Sold NOX | Thousand Tons | 0 | 0 | 0 | 0 | 0 | 0 | 0 | 0
Unit Comanche 3 - NOX Rate Annual v3.1, Unit 2652 and retrofits | 763 | 7267 | Rate Constraint in lbs/MMBtu | FALSE | L | Annual | Allowances Banked | Thousand Tons | 0 | 0 | 0 | 0 | 0 | 0 | 0 | 0
Unit Comanche 3 - NOX Rate Annual v3.1, Unit 2652 and retrofits | 763 | 7267 | Rate Constraint in lbs/MMBtu | FALSE | L | Annual | Allowances Withdrawn (1:1) | Thousand Tons | 0 | 0 | 0 | 0 | 0 | 0 | 0 | 0
Unit Comanche 3 - NOX Rate Annual v3.1, Unit 2652 and retrofits | 763 | 7267 | Rate Constraint in lbs/MMBtu | FALSE | L | Annual | Allowances Withdrawn (n:1) | Thousand Tons | 0 | 0 | 0 | 0 | 0 | 0 | 0 | 0
Unit Comanche 3 - NOX Rate Annual v3.1, Unit 2652 and retrofits | 763 | 7267 | Rate Constraint in lbs/MMBtu | FALSE | L | Annual | Net Emissions Allowance Position | Thousand Tons | 1.8307 | 1.8307 | 1.8307 | 1.8307 | 1.8307 | 0.02441 | 0.02441 | 0.022131
Unit Comanche 3 - NOX Rate Annual v3.1, Unit 2652 and retrofits | 763 | 7267 | Rate Constraint in lbs/MMBtu | FALSE | L | Annual | Fuel Consumed | TBtu | 55.5016 | 55.5016 | 55.5016 | 55.5016 | 55.5016 | 0.74002 | 0.74002 | 0.67094
Unit Comanche 3 - NOX Rate Annual v3.1, Unit 2652 and retrofits | 763 | 7267 | Rate Constraint in lbs/MMBtu | FALSE | L | Annual | Rate | lb/MMBtu | 0.06597 | 0.06597 | 0.06597 | 0.06597 | 0.06597 | 0.06597 | 0.06597 | 0.06597
Unit Comanche 3 - NOX Rate Annual v3.1, Unit 2652 and retrofits | 763 | 7267 | Rate Constraint in lbs/MMBtu | FALSE | L | Annual | Generation | TWh | 5.3066 | 5.3066 | 5.3066 | 5.3066 | 5.3066 | 0.070755 | 0.070755 | 0.064149
Unit Comanche 3 - NOX Rate Annual v3.1, Unit 2652 and retrofits | 763 | 7267 | Rate Constraint in lbs/MMBtu | FALSE | L | Annual | Qualifying Generation | TWh | 5.3066 | 5.3066 | 5.3066 | 5.3066 | 5.3066 | 0.070755 | 0.070755 | 0.064149
Unit Comanche 3 - NOX Rate Annual v3.1, Unit 2652 and retrofits | 763 | 7267 | Rate Constraint in lbs/MMBtu | FALSE | L | Annual | Rate | lb/MWh | 0.68998 | 0.68998 | 0.68998 | 0.68998 | 0.68998 | 0.68998 | 0.68998 | 0.68998
Unit Comanche 3 - NOX Rate Annual v3.1, Unit 2652 and retrofits | 763 | 7267 | Rate Constraint in lbs/MMBtu | FALSE | L | Annual | Constraint Shadow Price | US2019$/Ton | 0 | 0 | 0 | 0 | 0 | 0 | 0 | 0
Unit Comanche 3 - SO2 Rate Annual v3.1, Unit 2652 and retrofits | 764 | 7265 | Rate Constraint in lbs/MMBtu | FALSE | L | Annual | Seasons Included | Seasons | Winter, WintShld, Summer | Winter, WintShld, Summer | Winter, WintShld, Summer | Winter, WintShld, Summer | Winter, WintShld, Summer | Winter, WintShld, Summer | Winter, WintShld, Summer | Winter, WintShld, Summer
Unit Comanche 3 - SO2 Rate Annual v3.1, Unit 2652 and retrofits | 764 | 7265 | Rate Constraint in lbs/MMBtu | FALSE | L | Annual | Standard SO2 | lb/MMBtu | 0.1 | 0.1 | 0.1 | 0.1 | 0.1 | 0.1 | 0.1 | 0.1
Unit Comanche 3 - SO2 Rate Annual v3.1, Unit 2652 and retrofits | 764 | 7265 | Rate Constraint in lbs/MMBtu | FALSE | L | Annual | Emissions at Affected Plants SO2 | Thousand Tons | 2.0485 | 2.0485 | 2.0485 | 2.0485 | 2.0485 | 0.027313 | 0.027313 | 0.024763
Unit Comanche 3 - SO2 Rate Annual v3.1, Unit 2652 and retrofits | 764 | 7265 | Rate Constraint in lbs/MMBtu | FALSE | L | Annual | Allowances Purchased SO2 | Thousand Tons | 0 | 0 | 0 | 0 | 0 | 0 | 0 | 0
Unit Comanche 3 - SO2 Rate Annual v3.1, Unit 2652 and retrofits | 764 | 7265 | Rate Constraint in lbs/MMBtu | FALSE | L | Annual | Allowances Sold SO2 | Thousand Tons | 0 | 0 | 0 | 0 | 0 | 0 | 0 | 0
Unit Comanche 3 - SO2 Rate Annual v3.1, Unit 2652 and retrofits | 764 | 7265 | Rate Constraint in lbs/MMBtu | FALSE | L | Annual | Allowances Banked | Thousand Tons | 0 | 0 | 0 | 0 | 0 | 0 | 0 | 0
Unit Comanche 3 - SO2 Rate Annual v3.1, Unit 2652 and retrofits | 764 | 7265 | Rate Constraint in lbs/MMBtu | FALSE | L | Annual | Allowances Withdrawn (1:1) | Thousand Tons | 0 | 0 | 0 | 0 | 0 | 0 | 0 | 0
Unit Comanche 3 - SO2 Rate Annual v3.1, Unit 2652 and retrofits | 764 | 7265 | Rate Constraint in lbs/MMBtu | FALSE | L | Annual | Allowances Withdrawn (n:1) | Thousand Tons | 0 | 0 | 0 | 0 | 0 | 0 | 0 | 0
Unit Comanche 3 - SO2 Rate Annual v3.1, Unit 2652 and retrofits | 764 | 7265 | Rate Constraint in lbs/MMBtu | FALSE | L | Annual | Net Emissions Allowance Position | Thousand Tons | 2.0485 | 2.0485 | 2.0485 | 2.0485 | 2.0485 | 0.027313 | 0.027313 | 0.024763
Unit Comanche 3 - SO2 Rate Annual v3.1, Unit 2652 and retrofits | 764 | 7265 | Rate Constraint in lbs/MMBtu | FALSE | L | Annual | Fuel Consumed | TBtu | 55.5016 | 55.5016 | 55.5016 | 55.5016 | 55.5016 | 0.74002 | 0.74002 | 0.67094
Unit Comanche 3 - SO2 Rate Annual v3.1, Unit 2652 and retrofits | 764 | 7265 | Rate Constraint in lbs/MMBtu | FALSE | L | Annual | Rate | lb/MMBtu | 0.073817 | 0.073817 | 0.073817 | 0.073817 | 0.073817 | 0.073817 | 0.073817 | 0.073817
Unit Comanche 3 - SO2 Rate Annual v3.1, Unit 2652 and retrofits | 764 | 7265 | Rate Constraint in lbs/MMBtu | FALSE | L | Annual | Generation | TWh | 5.3066 | 5.3066 | 5.3066 | 5.3066 | 5.3066 | 0.070755 | 0.070755 | 0.064149
Unit Comanche 3 - SO2 Rate Annual v3.1, Unit 2652 and retrofits | 764 | 7265 | Rate Constraint in lbs/MMBtu | FALSE | L | Annual | Qualifying Generation | TWh | 5.3066 | 5.3066 | 5.3066 | 5.3066 | 5.3066 | 0.070755 | 0.070755 | 0.064149
Unit Comanche 3 - SO2 Rate Annual v3.1, Unit 2652 and retrofits | 764 | 7265 | Rate Constraint in lbs/MMBtu | FALSE | L | Annual | Rate | lb/MWh | 0.77205 | 0.77205 | 0.77205 | 0.77205 | 0.77205 | 0.77205 | 0.77205 | 0.77205
Unit Comanche 3 - SO2 Rate Annual v3.1, Unit 2652 and retrofits | 764 | 7265 | Rate Constraint in lbs/MMBtu | FALSE | L | Annual | Constraint Shadow Price | US2019$/Ton | 0 | 0 | 0 | 0 | 0 | 0 | 0 | 0
UT Bonanza - NOX Cap Annual v6.20 | 765 | 7694 | Rate Constraint in MTons | FALSE | L | Annual | Seasons Included | Seasons | Winter, WintShld, Summer | Winter, WintShld, Summer | Winter, WintShld, Summer | Winter, WintShld, Summer | Winter, WintShld, Summer | Winter, WintShld, Summer | Winter, WintShld, Summer | Winter, WintShld, Summer
UT Bonanza - NOX Cap Annual v6.20 | 765 | 7694 | Rate Constraint in MTons | FALSE | L | Annual | Standard NOX | Thousand Tons | 5.7 | 5.7 | 5.7 | 5.7 | 5.7 | 5.7 | 5.7 | 5.7
UT Bonanza - NOX Cap Annual v6.20 | 765 | 7694 | Rate Constraint in MTons | FALSE | L | Annual | Emissions at Affected Plants NOX | Thousand Tons | 3.1488 | 3.0541 | 2.1857 | 0 | 0 | 0 | 0 | 0
UT Bonanza - NOX Cap Annual v6.20 | 765 | 7694 | Rate Constraint in MTons | FALSE | L | Annual | Allowances Purchased NOX | Thousand Tons | 0 | 0 | 0 | 0 | 0 | 0 | 0 | 0
UT Bonanza - NOX Cap Annual v6.20 | 765 | 7694 | Rate Constraint in MTons | FALSE | L | Annual | Allowances Sold NOX | Thousand Tons | 0 | 0 | 0 | 0 | 0 | 0 | 0 | 0
UT Bonanza - NOX Cap Annual v6.20 | 765 | 7694 | Rate Constraint in MTons | FALSE | L | Annual | Allowances Banked | Thousand Tons | 0 | 0 | 0 | 0 | 0 | 0 | 0 | 0
UT Bonanza - NOX Cap Annual v6.20 | 765 | 7694 | Rate Constraint in MTons | FALSE | L | Annual | Allowances Withdrawn (1:1) | Thousand Tons | 0 | 0 | 0 | 0 | 0 | 0 | 0 | 0
UT Bonanza - NOX Cap Annual v6.20 | 765 | 7694 | Rate Constraint in MTons | FALSE | L | Annual | Allowances Withdrawn (n:1) | Thousand Tons | 0 | 0 | 0 | 0 | 0 | 0 | 0 | 0
UT Bonanza - NOX Cap Annual v6.20 | 765 | 7694 | Rate Constraint in MTons | FALSE | L | Annual | Net Emissions Allowance Position | Thousand Tons | 3.1488 | 3.0541 | 2.1857 | 0 | 0 | 0 | 0 | 0
UT Bonanza - NOX Cap Annual v6.20 | 765 | 7694 | Rate Constraint in MTons | FALSE | L | Annual | Fuel Consumed | TBtu | 31.6936 | 30.7409 | 22 | 0 | 0 | 0 | 0 | 0
UT Bonanza - NOX Cap Annual v6.20 | 765 | 7694 | Rate Constraint in MTons | FALSE | L | Annual | Rate | lb/MMBtu | 0.1987 | 0.1987 | 0.1987 | 0 | 0 | 0 | 0 | 0
UT Bonanza - NOX Cap Annual v6.20 | 765 | 7694 | Rate Constraint in MTons | FALSE | L | Annual | Generation | TWh | 3.1748 | 3.0793 | 2.2037 | 0 | 0 | 0 | 0 | 0
UT Bonanza - NOX Cap Annual v6.20 | 765 | 7694 | Rate Constraint in MTons | FALSE | L | Annual | Qualifying Generation | TWh | 3.1748 | 3.0793 | 2.2037 | 0 | 0 | 0 | 0 | 0
UT Bonanza - NOX Cap Annual v6.20 | 765 | 7694 | Rate Constraint in MTons | FALSE | L | Annual | Rate | lb/MWh | 1.9836 | 1.9836 | 1.9836 | 0 | 0 | 0 | 0 | 0
UT Bonanza - NOX Cap Annual v6.20 | 765 | 7694 | Rate Constraint in MTons | FALSE | L | Annual | Constraint Shadow Price | US2019$/Ton | 0 | 0 | 0 | 0 | 0 | 0 | 0 | 0
UT Hg Rule - MER Removal Annual v.4.10 | 766 | 7363 | MACT Fuel Choice Floor in lbs/MMBtu | FALSE | L | Annual | Seasons Included | Seasons | Winter, WintShld, Summer | Winter, WintShld, Summer | Winter, WintShld, Summer | Winter, WintShld, Summer | Winter, WintShld, Summer | Winter, WintShld, Summer | Winter, WintShld, Summer | Winter, WintShld, Summer
UT Hg Rule - MER Removal Annual v.4.10 | 766 | 7363 | MACT Fuel Choice Floor in lbs/MMBtu | FALSE | L | Annual | Emission Floor | lbs/MMBtu | 6.5e-07 | 6.5e-07 | 6.5e-07 | 6.5e-07 | 6.5e-07 | 6.5e-07 | 6.5e-07 | 6.5e-07
UT Hg Rule - MER Removal Annual v.4.10 | 766 | 7363 | MACT Fuel Choice Floor in lbs/MMBtu | FALSE | L | Annual | Emissions at Affected Plants MER | lbs | 121.6668 | 45.0421 | 39.794 | 60.2633 | 59.7946 | 44.3174 | 2.1514 | 2.4816
UT Hg Rule - MER Removal Annual v.4.10 | 766 | 7363 | MACT Fuel Choice Floor in lbs/MMBtu | FALSE | L | Annual | Allowances Purchased MER | lbs | 0 | 0 | 0 | 0 | 0 | 0 | 0 | 0
UT Hg Rule - MER Removal Annual v.4.10 | 766 | 7363 | MACT Fuel Choice Floor in lbs/MMBtu | FALSE | L | Annual | Allowances Sold MER | lbs | 0 | 0 | 0 | 0 | 0 | 0 | 0 | 0
UT Hg Rule - MER Removal Annual v.4.10 | 766 | 7363 | MACT Fuel Choice Floor in lbs/MMBtu | FALSE | L | Annual | Allowances Banked | lbs | 0 | 0 | 0 | 0 | 0 | 0 | 0 | 0
UT Hg Rule - MER Removal Annual v.4.10 | 766 | 7363 | MACT Fuel Choice Floor in lbs/MMBtu | FALSE | L | Annual | Allowances Withdrawn (1:1) | lbs | 0 | 0 | 0 | 0 | 0 | 0 | 0 | 0
UT Hg Rule - MER Removal Annual v.4.10 | 766 | 7363 | MACT Fuel Choice Floor in lbs/MMBtu | FALSE | L | Annual | Allowances Withdrawn (n:1) | lbs | 0 | 0 | 0 | 0 | 0 | 0 | 0 | 0
UT Hg Rule - MER Removal Annual v.4.10 | 766 | 7363 | MACT Fuel Choice Floor in lbs/MMBtu | FALSE | L | Annual | Net Emissions Allowance Position | lbs | 121.6668 | 45.0421 | 39.794 | 60.2633 | 59.7946 | 44.3174 | 2.1514 | 2.4816
UT Hg Rule - MER Removal Annual v.4.10 | 766 | 7363 | MACT Fuel Choice Floor in lbs/MMBtu | FALSE | L | Annual | Fuel Consumed | TBtu | 320.6287 | 194.7453 | 170.0896 | 128.5736 | 127.7031 | 100.4723 | 3.9951 | 4.6083
UT Hg Rule - MER Removal Annual v.4.10 | 766 | 7363 | MACT Fuel Choice Floor in lbs/MMBtu | FALSE | L | Annual | Rate | lb/MMBtu | 3.7946e-07 | 2.3129e-07 | 2.3396e-07 | 4.6871e-07 | 4.6823e-07 | 4.4109e-07 | 5.385e-07 | 5.385e-07
UT Hg Rule - MER Removal Annual v.4.10 | 766 | 7363 | MACT Fuel Choice Floor in lbs/MMBtu | FALSE | L | Annual | Generation | TWh | 31.4834 | 19.0264 | 16.6087 | 12.414 | 12.3431 | 9.706 | 0.32523 | 0.37514
UT Hg Rule - MER Removal Annual v.4.10 | 766 | 7363 | MACT Fuel Choice Floor in lbs/MMBtu | FALSE | L | Annual | Qualifying Generation | TWh | 31.4834 | 19.0264 | 16.6087 | 12.414 | 12.3431 | 9.706 | 0.32523 | 0.37514
UT Hg Rule - MER Removal Annual v.4.10 | 766 | 7363 | MACT Fuel Choice Floor in lbs/MMBtu | FALSE | L | Annual | Constraint Shadow Price | US2019$/Lb | 0 | 0 | 0 | 0 | 0 | 0 | 0 | 0
Virginia City Hybrid Unit 1 SO2 Rate v6.20 | 767 | 7664 | Rate Constraint in lbs/MMBtu | FALSE | L | Annual | Seasons Included | Seasons | Winter, WintShld, Summer | Winter, WintShld, Summer | Winter, WintShld, Summer | Winter, WintShld, Summer | Winter, WintShld, Summer | Winter, WintShld, Summer | Winter, WintShld, Summer | Winter, WintShld, Summer
Virginia City Hybrid Unit 1 SO2 Rate v6.20 | 767 | 7664 | Rate Constraint in lbs/MMBtu | FALSE | L | Annual | Standard SO2 | lb/MMBtu | 0.022 | 0.022 | 0.022 | 0.022 | 0.022 | 0.022 | 0.022 | 0.022
Virginia City Hybrid Unit 1 SO2 Rate v6.20 | 767 | 7664 | Rate Constraint in lbs/MMBtu | FALSE | L | Annual | Emissions at Affected Plants SO2 | Thousand Tons | 0.13729 | 0.091589 | 0.068346 | 0.044497 | 0.044497 | 0.091589 | 0.038653 | 0
Virginia City Hybrid Unit 1 SO2 Rate v6.20 | 767 | 7664 | Rate Constraint in lbs/MMBtu | FALSE | L | Annual | Allowances Purchased SO2 | Thousand Tons | 0 | 0 | 0 | 0 | 0 | 0 | 0 | 0
Virginia City Hybrid Unit 1 SO2 Rate v6.20 | 767 | 7664 | Rate Constraint in lbs/MMBtu | FALSE | L | Annual | Allowances Sold SO2 | Thousand Tons | 0 | 0 | 0 | 0 | 0 | 0 | 0 | 0
Virginia City Hybrid Unit 1 SO2 Rate v6.20 | 767 | 7664 | Rate Constraint in lbs/MMBtu | FALSE | L | Annual | Allowances Banked | Thousand Tons | 0 | 0 | 0 | 0 | 0 | 0 | 0 | 0
Virginia City Hybrid Unit 1 SO2 Rate v6.20 | 767 | 7664 | Rate Constraint in lbs/MMBtu | FALSE | L | Annual | Allowances Withdrawn (1:1) | Thousand Tons | 0 | 0 | 0 | 0 | 0 | 0 | 0 | 0
Virginia City Hybrid Unit 1 SO2 Rate v6.20 | 767 | 7664 | Rate Constraint in lbs/MMBtu | FALSE | L | Annual | Allowances Withdrawn (n:1) | Thousand Tons | 0 | 0 | 0 | 0 | 0 | 0 | 0 | 0
Virginia City Hybrid Unit 1 SO2 Rate v6.20 | 767 | 7664 | Rate Constraint in lbs/MMBtu | FALSE | L | Annual | Net Emissions Allowance Position | Thousand Tons | 0.13729 | 0.091589 | 0.068346 | 0.044497 | 0.044497 | 0.091589 | 0.038653 | 0
Virginia City Hybrid Unit 1 SO2 Rate v6.20 | 767 | 7664 | Rate Constraint in lbs/MMBtu | FALSE | L | Annual | Fuel Consumed | TBtu | 15.2541 | 10.1765 | 7.594 | 4.9441 | 4.9441 | 10.1765 | 4.2947 | 0
Virginia City Hybrid Unit 1 SO2 Rate v6.20 | 767 | 7664 | Rate Constraint in lbs/MMBtu | FALSE | L | Annual | Rate | lb/MMBtu | 0.018 | 0.018 | 0.018 | 0.018 | 0.018 | 0.018 | 0.018 | 0
Virginia City Hybrid Unit 1 SO2 Rate v6.20 | 767 | 7664 | Rate Constraint in lbs/MMBtu | FALSE | L | Annual | Generation | TWh | 1.5342 | 1.0235 | 0.76376 | 0.49724 | 0.49724 | 1.0235 | 0.43194 | 0
Virginia City Hybrid Unit 1 SO2 Rate v6.20 | 767 | 7664 | Rate Constraint in lbs/MMBtu | FALSE | L | Annual | Qualifying Generation | TWh | 1.5342 | 1.0235 | 0.76376 | 0.49724 | 0.49724 | 1.0235 | 0.43194 | 0
Virginia City Hybrid Unit 1 SO2 Rate v6.20 | 767 | 7664 | Rate Constraint in lbs/MMBtu | FALSE | L | Annual | Rate | lb/MWh | 0.17897 | 0.17897 | 0.17897 | 0.17897 | 0.17897 | 0.17897 | 0.17897 | 0
Virginia City Hybrid Unit 1 SO2 Rate v6.20 | 767 | 7664 | Rate Constraint in lbs/MMBtu | FALSE | L | Annual | Constraint Shadow Price | US2019$/Ton | 0 | 0 | 0 | 0 | 0 | 0 | 0 | 0
Virginia City Hybrid Unit 2 SO2 Rate v6.20 | 768 | 7665 | Rate Constraint in lbs/MMBtu | FALSE | L | Annual | Seasons Included | Seasons | Winter, WintShld, Summer | Winter, WintShld, Summer | Winter, WintShld, Summer | Winter, WintShld, Summer | Winter, WintShld, Summer | Winter, WintShld, Summer | Winter, WintShld, Summer | Winter, WintShld, Summer
Virginia City Hybrid Unit 2 SO2 Rate v6.20 | 768 | 7665 | Rate Constraint in lbs/MMBtu | FALSE | L | Annual | Standard SO2 | lb/MMBtu | 0.022 | 0.022 | 0.022 | 0.022 | 0.022 | 0.022 | 0.022 | 0.022
Virginia City Hybrid Unit 2 SO2 Rate v6.20 | 768 | 7665 | Rate Constraint in lbs/MMBtu | FALSE | L | Annual | Emissions at Affected Plants SO2 | Thousand Tons | 0.09037 | 0.079174 | 0.038465 | 0.038465 | 0.038465 | 0.079174 | 0.033413 | 0
Virginia City Hybrid Unit 2 SO2 Rate v6.20 | 768 | 7665 | Rate Constraint in lbs/MMBtu | FALSE | L | Annual | Allowances Purchased SO2 | Thousand Tons | 0 | 0 | 0 | 0 | 0 | 0 | 0 | 0
Virginia City Hybrid Unit 2 SO2 Rate v6.20 | 768 | 7665 | Rate Constraint in lbs/MMBtu | FALSE | L | Annual | Allowances Sold SO2 | Thousand Tons | 0 | 0 | 0 | 0 | 0 | 0 | 0 | 0
Virginia City Hybrid Unit 2 SO2 Rate v6.20 | 768 | 7665 | Rate Constraint in lbs/MMBtu | FALSE | L | Annual | Allowances Banked | Thousand Tons | 0 | 0 | 0 | 0 | 0 | 0 | 0 | 0
Virginia City Hybrid Unit 2 SO2 Rate v6.20 | 768 | 7665 | Rate Constraint in lbs/MMBtu | FALSE | L | Annual | Allowances Withdrawn (1:1) | Thousand Tons | 0 | 0 | 0 | 0 | 0 | 0 | 0 | 0
Virginia City Hybrid Unit 2 SO2 Rate v6.20 | 768 | 7665 | Rate Constraint in lbs/MMBtu | FALSE | L | Annual | Allowances Withdrawn (n:1) | Thousand Tons | 0 | 0 | 0 | 0 | 0 | 0 | 0 | 0
Virginia City Hybrid Unit 2 SO2 Rate v6.20 | 768 | 7665 | Rate Constraint in lbs/MMBtu | FALSE | L | Annual | Net Emissions Allowance Position | Thousand Tons | 0.09037 | 0.079174 | 0.038465 | 0.038465 | 0.038465 | 0.079174 | 0.033413 | 0
Virginia City Hybrid Unit 2 SO2 Rate v6.20 | 768 | 7665 | Rate Constraint in lbs/MMBtu | FALSE | L | Annual | Fuel Consumed | TBtu | 11.6157 | 10.1765 | 4.9441 | 4.9441 | 4.9441 | 10.1765 | 4.2947 | 0
Virginia City Hybrid Unit 2 SO2 Rate v6.20 | 768 | 7665 | Rate Constraint in lbs/MMBtu | FALSE | L | Annual | Rate | lb/MMBtu | 0.01556 | 0.01556 | 0.01556 | 0.01556 | 0.01556 | 0.01556 | 0.01556 | 0
Virginia City Hybrid Unit 2 SO2 Rate v6.20 | 768 | 7665 | Rate Constraint in lbs/MMBtu | FALSE | L | Annual | Generation | TWh | 1.1682 | 1.0235 | 0.49724 | 0.49724 | 0.49724 | 1.0235 | 0.43194 | 0
Virginia City Hybrid Unit 2 SO2 Rate v6.20 | 768 | 7665 | Rate Constraint in lbs/MMBtu | FALSE | L | Annual | Qualifying Generation | TWh | 1.1682 | 1.0235 | 0.49724 | 0.49724 | 0.49724 | 1.0235 | 0.43194 | 0
Virginia City Hybrid Unit 2 SO2 Rate v6.20 | 768 | 7665 | Rate Constraint in lbs/MMBtu | FALSE | L | Annual | Rate | lb/MWh | 0.15471 | 0.15471 | 0.15471 | 0.15471 | 0.15471 | 0.15471 | 0.15471 | 0
Virginia City Hybrid Unit 2 SO2 Rate v6.20 | 768 | 7665 | Rate Constraint in lbs/MMBtu | FALSE | L | Annual | Constraint Shadow Price | US2019$/Ton | 0 | 0 | 0 | 0 | 0 | 0 | 0 | 0
WA - CO2 Penalty Annual v5.13 | 769 | 7357 | Rate Constraint in MTons | FALSE | L | Annual | Seasons Included | Seasons | Winter, WintShld, Summer | Winter, WintShld, Summer | Winter, WintShld, Summer | Winter, WintShld, Summer | Winter, WintShld, Summer | Winter, WintShld, Summer | Winter, WintShld, Summer | Winter, WintShld, Summer
WA - CO2 Penalty Annual v5.13 | 769 | 7357 | Rate Constraint in MTons | FALSE | L | Annual | Standard CO2 | Thousand Tons | 0 | 0 | 0 | 0 | 0 | 0 | 0 | 0
WA - CO2 Penalty Annual v5.13 | 769 | 7357 | Rate Constraint in MTons | FALSE | L | Annual | Emissions at Affected Plants CO2 | Thousand Tons | 0 | 0 | 0 | 0 | 0 | 0 | 0 | 0
WA - CO2 Penalty Annual v5.13 | 769 | 7357 | Rate Constraint in MTons | FALSE | L | Annual | Allowances Purchased CO2 | Thousand Tons | 0 | 0 | 0 | 0 | 0 | 0 | 0 | 0
WA - CO2 Penalty Annual v5.13 | 769 | 7357 | Rate Constraint in MTons | FALSE | L | Annual | Allowances Sold CO2 | Thousand Tons | 0 | 0 | 0 | 0 | 0 | 0 | 0 | 0
WA - CO2 Penalty Annual v5.13 | 769 | 7357 | Rate Constraint in MTons | FALSE | L | Annual | Allowances Banked | Thousand Tons | 0 | 0 | 0 | 0 | 0 | 0 | 0 | 0
WA - CO2 Penalty Annual v5.13 | 769 | 7357 | Rate Constraint in MTons | FALSE | L | Annual | Allowances Withdrawn (1:1) | Thousand Tons | 0 | 0 | 0 | 0 | 0 | 0 | 0 | 0
WA - CO2 Penalty Annual v5.13 | 769 | 7357 | Rate Constraint in MTons | FALSE | L | Annual | Allowances Withdrawn (n:1) | Thousand Tons | 0 | 0 | 0 | 0 | 0 | 0 | 0 | 0
WA - CO2 Penalty Annual v5.13 | 769 | 7357 | Rate Constraint in MTons | FALSE | L | Annual | Net Emissions Allowance Position | Thousand Tons | 0 | 0 | 0 | 0 | 0 | 0 | 0 | 0
WA - CO2 Penalty Annual v5.13 | 769 | 7357 | Rate Constraint in MTons | FALSE | L | Annual | Fuel Consumed | TBtu | 0 | 0 | 0 | 0 | 0 | 0 | 0 | 0
WA - CO2 Penalty Annual v5.13 | 769 | 7357 | Rate Constraint in MTons | FALSE | L | Annual | Rate | lb/MMBtu | 0 | 0 | 0 | 0 | 0 | 0 | 0 | 0
WA - CO2 Penalty Annual v5.13 | 769 | 7357 | Rate Constraint in MTons | FALSE | L | Annual | Generation | TWh | 0 | 0 | 0 | 0 | 0 | 0 | 0 | 0
WA - CO2 Penalty Annual v5.13 | 769 | 7357 | Rate Constraint in MTons | FALSE | L | Annual | Qualifying Generation | TWh | 0 | 0 | 0 | 0 | 0 | 0 | 0 | 0
WA - CO2 Penalty Annual v5.13 | 769 | 7357 | Rate Constraint in MTons | FALSE | L | Annual | Rate | lb/MWh | 0 | 0 | 0 | 0 | 0 | 0 | 0 | 0
WA - CO2 Penalty Annual v5.13 | 769 | 7357 | Rate Constraint in MTons | FALSE | L | Annual | Constraint Shadow Price | US2019$/Ton | 1.933 | 1.9327 | 1.9326 | 1.9332 | 1.9326 | 1.9328 | 1.9327 | 1.9326
WA - CO2 Rate Limit (New Advanced Coal with CCS) | 770 | 7364 | Rate Constraint in lbs/MWh | FALSE | L | Annual | Seasons Included | Seasons | Winter, WintShld, Summer | Winter, WintShld, Summer | Winter, WintShld, Summer | Winter, WintShld, Summer | Winter, WintShld, Summer | Winter, WintShld, Summer | Winter, WintShld, Summer | Winter, WintShld, Summer
WA - CO2 Rate Limit (New Advanced Coal with CCS) | 770 | 7364 | Rate Constraint in lbs/MWh | FALSE | L | Annual | Standard CO2 | lb/MWh | 970 | 970 | 970 | 970 | 970 | 970 | 970 | 970
WA - CO2 Rate Limit (New Advanced Coal with CCS) | 770 | 7364 | Rate Constraint in lbs/MWh | FALSE | L | Annual | Emissions at Affected Plants CO2 | Thousand Tons | 0 | 0 | 0 | 0 | 0 | 0 | 0 | 0
WA - CO2 Rate Limit (New Advanced Coal with CCS) | 770 | 7364 | Rate Constraint in lbs/MWh | FALSE | L | Annual | Allowances Purchased CO2 | Thousand Tons | 0 | 0 | 0 | 0 | 0 | 0 | 0 | 0
WA - CO2 Rate Limit (New Advanced Coal with CCS) | 770 | 7364 | Rate Constraint in lbs/MWh | FALSE | L | Annual | Allowances Sold CO2 | Thousand Tons | 0 | 0 | 0 | 0 | 0 | 0 | 0 | 0
WA - CO2 Rate Limit (New Advanced Coal with CCS) | 770 | 7364 | Rate Constraint in lbs/MWh | FALSE | L | Annual | Allowances Banked | Thousand Tons | 0 | 0 | 0 | 0 | 0 | 0 | 0 | 0
WA - CO2 Rate Limit (New Advanced Coal with CCS) | 770 | 7364 | Rate Constraint in lbs/MWh | FALSE | L | Annual | Allowances Withdrawn (1:1) | Thousand Tons | 0 | 0 | 0 | 0 | 0 | 0 | 0 | 0
WA - CO2 Rate Limit (New Advanced Coal with CCS) | 770 | 7364 | Rate Constraint in lbs/MWh | FALSE | L | Annual | Allowances Withdrawn (n:1) | Thousand Tons | 0 | 0 | 0 | 0 | 0 | 0 | 0 | 0
WA - CO2 Rate Limit (New Advanced Coal with CCS) | 770 | 7364 | Rate Constraint in lbs/MWh | FALSE | L | Annual | Net Emissions Allowance Position | Thousand Tons | 0 | 0 | 0 | 0 | 0 | 0 | 0 | 0
WA - CO2 Rate Limit (New Advanced Coal with CCS) | 770 | 7364 | Rate Constraint in lbs/MWh | FALSE | L | Annual | Fuel Consumed | TBtu | 0 | 0 | 0 | 0 | 0 | 0 | 0 | 0
WA - CO2 Rate Limit (New Advanced Coal with CCS) | 770 | 7364 | Rate Constraint in lbs/MWh | FALSE | L | Annual | Rate | lb/MMBtu | 0 | 0 | 0 | 0 | 0 | 0 | 0 | 0
WA - CO2 Rate Limit (New Advanced Coal with CCS) | 770 | 7364 | Rate Constraint in lbs/MWh | FALSE | L | Annual | Generation | TWh | 0 | 0 | 0 | 0 | 0 | 0 | 0 | 0
WA - CO2 Rate Limit (New Advanced Coal with CCS) | 770 | 7364 | Rate Constraint in lbs/MWh | FALSE | L | Annual | Qualifying Generation | TWh | 0 | 0 | 0 | 0 | 0 | 0 | 0 | 0
WA - CO2 Rate Limit (New Advanced Coal with CCS) | 770 | 7364 | Rate Constraint in lbs/MWh | FALSE | L | Annual | Constraint Shadow Price | US2019$/Ton | 0 | 0 | 0 | 0 | 0 | 0 | 0 | 0
WI CC NGas NOx Annual Rate v3.1 | 771 | 7368 | Rate Constraint in lbs/MMBtu | FALSE | L | Annual | Seasons Included | Seasons | Winter, WintShld, Summer | Winter, WintShld, Summer | Winter, WintShld, Summer | Winter, WintShld, Summer | Winter, WintShld, Summer | Winter, WintShld, Summer | Winter, WintShld, Summer | Winter, WintShld, Summer
WI CC NGas NOx Annual Rate v3.1 | 771 | 7368 | Rate Constraint in lbs/MMBtu | FALSE | L | Annual | Standard NOX | lb/MMBtu | 0.04 | 0.04 | 0.04 | 0.04 | 0.04 | 0.04 | 0.04 | 0.04
WI CC NGas NOx Annual Rate v3.1 | 771 | 7368 | Rate Constraint in lbs/MMBtu | FALSE | L | Annual | Emissions at Affected Plants NOX | Thousand Tons | 0.062637 | 0.13879 | 0.28336 | 0.27813 | 0.28922 | 0.28409 | 0.26595 | 0.23065
WI CC NGas NOx Annual Rate v3.1 | 771 | 7368 | Rate Constraint in lbs/MMBtu | FALSE | L | Annual | Allowances Purchased NOX | Thousand Tons | 0 | 0 | 0 | 0 | 0 | 0 | 0 | 0
WI CC NGas NOx Annual Rate v3.1 | 771 | 7368 | Rate Constraint in lbs/MMBtu | FALSE | L | Annual | Allowances Sold NOX | Thousand Tons | 0 | 0 | 0 | 0 | 0 | 0 | 0 | 0
WI CC NGas NOx Annual Rate v3.1 | 771 | 7368 | Rate Constraint in lbs/MMBtu | FALSE | L | Annual | Allowances Banked | Thousand Tons | 0 | 0 | 0 | 0 | 0 | 0 | 0 | 0
WI CC NGas NOx Annual Rate v3.1 | 771 | 7368 | Rate Constraint in lbs/MMBtu | FALSE | L | Annual | Allowances Withdrawn (1:1) | Thousand Tons | 0 | 0 | 0 | 0 | 0 | 0 | 0 | 0
WI CC NGas NOx Annual Rate v3.1 | 771 | 7368 | Rate Constraint in lbs/MMBtu | FALSE | L | Annual | Allowances Withdrawn (n:1) | Thousand Tons | 0 | 0 | 0 | 0 | 0 | 0 | 0 | 0
WI CC NGas NOx Annual Rate v3.1 | 771 | 7368 | Rate Constraint in lbs/MMBtu | FALSE | L | Annual | Net Emissions Allowance Position | Thousand Tons | 0.062637 | 0.13879 | 0.28336 | 0.27813 | 0.28922 | 0.28409 | 0.26595 | 0.23065
WI CC NGas NOx Annual Rate v3.1 | 771 | 7368 | Rate Constraint in lbs/MMBtu | FALSE | L | Annual | Fuel Consumed | TBtu | 12.9432 | 28.6801 | 58.5535 | 57.4725 | 59.7636 | 58.7048 | 54.955 | 47.6619
WI CC NGas NOx Annual Rate v3.1 | 771 | 7368 | Rate Constraint in lbs/MMBtu | FALSE | L | Annual | Rate | lb/MMBtu | 0.0096787 | 0.0096787 | 0.0096787 | 0.0096787 | 0.0096787 | 0.0096787 | 0.0096787 | 0.0096787
WI CC NGas NOx Annual Rate v3.1 | 771 | 7368 | Rate Constraint in lbs/MMBtu | FALSE | L | Annual | Generation | TWh | 1.8359 | 4.0681 | 8.3055 | 8.1521 | 8.4771 | 8.3269 | 7.795 | 6.7606
WI CC NGas NOx Annual Rate v3.1 | 771 | 7368 | Rate Constraint in lbs/MMBtu | FALSE | L | Annual | Qualifying Generation | TWh | 1.8359 | 4.0681 | 8.3055 | 8.1521 | 8.4771 | 8.3269 | 7.795 | 6.7606
WI CC NGas NOx Annual Rate v3.1 | 771 | 7368 | Rate Constraint in lbs/MMBtu | FALSE | L | Annual | Rate | lb/MWh | 0.068235 | 0.068235 | 0.068235 | 0.068235 | 0.068235 | 0.068235 | 0.068235 | 0.068235
WI CC NGas NOx Annual Rate v3.1 | 771 | 7368 | Rate Constraint in lbs/MMBtu | FALSE | L | Annual | Constraint Shadow Price | US2019$/Ton | 0 | 0 | 0 | 0 | 0 | 0 | 0 | 0
WI CoalUnits1 NOx Annual Rate v3.1 | 772 | 7365 | Rate Constraint in lbs/MMBtu | FALSE | L | Annual | Seasons Included | Seasons | Winter, WintShld, Summer | Winter, WintShld, Summer | Winter, WintShld, Summer | Winter, WintShld, Summer | Winter, WintShld, Summer | Winter, WintShld, Summer | Winter, WintShld, Summer | Winter, WintShld, Summer
WI CoalUnits1 NOx Annual Rate v3.1 | 772 | 7365 | Rate Constraint in lbs/MMBtu | FALSE | L | Annual | Standard NOX | lb/MMBtu | 0.1 | 0.1 | 0.1 | 0.1 | 0.1 | 0.1 | 0.1 | 0.1
WI CoalUnits1 NOx Annual Rate v3.1 | 772 | 7365 | Rate Constraint in lbs/MMBtu | FALSE | L | Annual | Emissions at Affected Plants NOX | Thousand Tons | 5.5001 | 2.7064 | 2.2361 | 2.306 | 0 | 0 | 0 | 0
WI CoalUnits1 NOx Annual Rate v3.1 | 772 | 7365 | Rate Constraint in lbs/MMBtu | FALSE | L | Annual | Allowances Purchased NOX | Thousand Tons | 0 | 0 | 0 | 0 | 0 | 0 | 0 | 0
WI CoalUnits1 NOx Annual Rate v3.1 | 772 | 7365 | Rate Constraint in lbs/MMBtu | FALSE | L | Annual | Allowances Sold NOX | Thousand Tons | 0 | 0 | 0 | 0 | 0 | 0 | 0 | 0
WI CoalUnits1 NOx Annual Rate v3.1 | 772 | 7365 | Rate Constraint in lbs/MMBtu | FALSE | L | Annual | Allowances Banked | Thousand Tons | 0 | 0 | 0 | 0 | 0 | 0 | 0 | 0
WI CoalUnits1 NOx Annual Rate v3.1 | 772 | 7365 | Rate Constraint in lbs/MMBtu | FALSE | L | Annual | Allowances Withdrawn (1:1) | Thousand Tons | 0 | 0 | 0 | 0 | 0 | 0 | 0 | 0
WI CoalUnits1 NOx Annual Rate v3.1 | 772 | 7365 | Rate Constraint in lbs/MMBtu | FALSE | L | Annual | Allowances Withdrawn (n:1) | Thousand Tons | 0 | 0 | 0 | 0 | 0 | 0 | 0 | 0
WI CoalUnits1 NOx Annual Rate v3.1 | 772 | 7365 | Rate Constraint in lbs/MMBtu | FALSE | L | Annual | Net Emissions Allowance Position | Thousand Tons | 5.5001 | 2.7064 | 2.2361 | 2.306 | 0 | 0 | 0 | 0
WI CoalUnits1 NOx Annual Rate v3.1 | 772 | 7365 | Rate Constraint in lbs/MMBtu | FALSE | L | Annual | Fuel Consumed | TBtu | 181.5246 | 86.175 | 71.1989 | 73.4461 | 0 | 0 | 0 | 0
WI CoalUnits1 NOx Annual Rate v3.1 | 772 | 7365 | Rate Constraint in lbs/MMBtu | FALSE | L | Annual | Rate | lb/MMBtu | 0.060599 | 0.062812 | 0.062812 | 0.062795 | 0 | 0 | 0 | 0
WI CoalUnits1 NOx Annual Rate v3.1 | 772 | 7365 | Rate Constraint in lbs/MMBtu | FALSE | L | Annual | Generation | TWh | 18.1276 | 8.9575 | 7.4008 | 7.6354 | 0 | 0 | 0 | 0
WI CoalUnits1 NOx Annual Rate v3.1 | 772 | 7365 | Rate Constraint in lbs/MMBtu | FALSE | L | Annual | Qualifying Generation | TWh | 18.1276 | 8.9575 | 7.4008 | 7.6354 | 0 | 0 | 0 | 0
WI CoalUnits1 NOx Annual Rate v3.1 | 772 | 7365 | Rate Constraint in lbs/MMBtu | FALSE | L | Annual | Rate | lb/MWh | 0.60682 | 0.60428 | 0.60428 | 0.60404 | 0 | 0 | 0 | 0
WI CoalUnits1 NOx Annual Rate v3.1 | 772 | 7365 | Rate Constraint in lbs/MMBtu | FALSE | L | Annual | Constraint Shadow Price | US2019$/Ton | 0 | 0 | 0 | 0 | 0 | 0 | 0 | 0
WI CT DFO NOx Annual Rate v3.1 | 773 | 7367 | Rate Constraint in lbs/MMBtu | FALSE | L | Annual | Seasons Included | Seasons | Winter, WintShld, Summer | Winter, WintShld, Summer | Winter, WintShld, Summer | Winter, WintShld, Summer | Winter, WintShld, Summer | Winter, WintShld, Summer | Winter, WintShld, Summer | Winter, WintShld, Summer
WI CT DFO NOx Annual Rate v3.1 | 773 | 7367 | Rate Constraint in lbs/MMBtu | FALSE | L | Annual | Standard NOX | lb/MMBtu | 0.41 | 0.41 | 0.41 | 0.41 | 0.41 | 0.41 | 0.41 | 0.41
WI CT DFO NOx Annual Rate v3.1 | 773 | 7367 | Rate Constraint in lbs/MMBtu | FALSE | L | Annual | Emissions at Affected Plants NOX | Thousand Tons | 0.00070415 | 0.0019679 | 0.044893 | 0.058962 | 0.10008 | 0.12621 | 0.15155 | 0.10533
WI CT DFO NOx Annual Rate v3.1 | 773 | 7367 | Rate Constraint in lbs/MMBtu | FALSE | L | Annual | Allowances Purchased NOX | Thousand Tons | 0 | 0 | 0 | 0 | 0 | 0 | 0 | 0
WI CT DFO NOx Annual Rate v3.1 | 773 | 7367 | Rate Constraint in lbs/MMBtu | FALSE | L | Annual | Allowances Sold NOX | Thousand Tons | 0 | 0 | 0 | 0 | 0 | 0 | 0 | 0
WI CT DFO NOx Annual Rate v3.1 | 773 | 7367 | Rate Constraint in lbs/MMBtu | FALSE | L | Annual | Allowances Banked | Thousand Tons | 0 | 0 | 0 | 0 | 0 | 0 | 0 | 0
WI CT DFO NOx Annual Rate v3.1 | 773 | 7367 | Rate Constraint in lbs/MMBtu | FALSE | L | Annual | Allowances Withdrawn (1:1) | Thousand Tons | 0 | 0 | 0 | 0 | 0 | 0 | 0 | 0
WI CT DFO NOx Annual Rate v3.1 | 773 | 7367 | Rate Constraint in lbs/MMBtu | FALSE | L | Annual | Allowances Withdrawn (n:1) | Thousand Tons | 0 | 0 | 0 | 0 | 0 | 0 | 0 | 0
WI CT DFO NOx Annual Rate v3.1 | 773 | 7367 | Rate Constraint in lbs/MMBtu | FALSE | L | Annual | Net Emissions Allowance Position | Thousand Tons | 0.00070415 | 0.0019679 | 0.044893 | 0.058962 | 0.10008 | 0.12621 | 0.15155 | 0.10533
WI CT DFO NOx Annual Rate v3.1 | 773 | 7367 | Rate Constraint in lbs/MMBtu | FALSE | L | Annual | Fuel Consumed | TBtu | 0.12803 | 0.3578 | 8.1624 | 10.7203 | 18.1969 | 22.9469 | 27.5554 | 19.151
WI CT DFO NOx Annual Rate v3.1 | 773 | 7367 | Rate Constraint in lbs/MMBtu | FALSE | L | Annual | Rate | lb/MMBtu | 0.011 | 0.011 | 0.011 | 0.011 | 0.011 | 0.011 | 0.011 | 0.011
WI CT DFO NOx Annual Rate v3.1 | 773 | 7367 | Rate Constraint in lbs/MMBtu | FALSE | L | Annual | Generation | TWh | 0.012925 | 0.036123 | 1.1838 | 1.3924 | 2.2497 | 2.7219 | 2.9077 | 2.0239
WI CT DFO NOx Annual Rate v3.1 | 773 | 7367 | Rate Constraint in lbs/MMBtu | FALSE | L | Annual | Qualifying Generation | TWh | 0.012925 | 0.036123 | 0.82406 | 1.0823 | 1.8371 | 2.3167 | 2.782 | 1.9335
WI CT DFO NOx Annual Rate v3.1 | 773 | 7367 | Rate Constraint in lbs/MMBtu | FALSE | L | Annual | Rate | lb/MWh | 0.10895 | 0.10895 | 0.10895 | 0.10895 | 0.10895 | 0.10895 | 0.10895 | 0.10895
WI CT DFO NOx Annual Rate v3.1 | 773 | 7367 | Rate Constraint in lbs/MMBtu | FALSE | L | Annual | Constraint Shadow Price | US2019$/Ton | 0 | 0 | 0 | 0 | 0 | 0 | 0 | 0
WI CT NGas NOx Annual Rate v3.1 | 774 | 7366 | Rate Constraint in lbs/MMBtu | FALSE | L | Annual | Seasons Included | Seasons | Winter, WintShld, Summer | Winter, WintShld, Summer | Winter, WintShld, Summer | Winter, WintShld, Summer | Winter, WintShld, Summer | Winter, WintShld, Summer | Winter, WintShld, Summer | Winter, WintShld, Summer
WI CT NGas NOx Annual Rate v3.1 | 774 | 7366 | Rate Constraint in lbs/MMBtu | FALSE | L | Annual | Standard NOX | lb/MMBtu | 0.11 | 0.11 | 0.11 | 0.11 | 0.11 | 0.11 | 0.11 | 0.11
WI CT NGas NOx Annual Rate v3.1 | 774 | 7366 | Rate Constraint in lbs/MMBtu | FALSE | L | Annual | Emissions at Affected Plants NOX | Thousand Tons | 0.002233 | 0.0040317 | 0.048194 | 0.061063 | 0.10516 | 0.13129 | 0.15155 | 0.10533
WI CT NGas NOx Annual Rate v3.1 | 774 | 7366 | Rate Constraint in lbs/MMBtu | FALSE | L | Annual | Allowances Purchased NOX | Thousand Tons | 0 | 0 | 0 | 0 | 0 | 0 | 0 | 0
WI CT NGas NOx Annual Rate v3.1 | 774 | 7366 | Rate Constraint in lbs/MMBtu | FALSE | L | Annual | Allowances Sold NOX | Thousand Tons | 0 | 0 | 0 | 0 | 0 | 0 | 0 | 0
WI CT NGas NOx Annual Rate v3.1 | 774 | 7366 | Rate Constraint in lbs/MMBtu | FALSE | L | Annual | Allowances Banked | Thousand Tons | 0 | 0 | 0 | 0 | 0 | 0 | 0 | 0
WI CT NGas NOx Annual Rate v3.1 | 774 | 7366 | Rate Constraint in lbs/MMBtu | FALSE | L | Annual | Allowances Withdrawn (1:1) | Thousand Tons | 0 | 0 | 0 | 0 | 0 | 0 | 0 | 0
WI CT NGas NOx Annual Rate v3.1 | 774 | 7366 | Rate Constraint in lbs/MMBtu | FALSE | L | Annual | Allowances Withdrawn (n:1) | Thousand Tons | 0 | 0 | 0 | 0 | 0 | 0 | 0 | 0
WI CT NGas NOx Annual Rate v3.1 | 774 | 7366 | Rate Constraint in lbs/MMBtu | FALSE | L | Annual | Net Emissions Allowance Position | Thousand Tons | 0.002233 | 0.0040317 | 0.048194 | 0.061063 | 0.10516 | 0.13129 | 0.15155 | 0.10533
WI CT NGas NOx Annual Rate v3.1 | 774 | 7366 | Rate Constraint in lbs/MMBtu | FALSE | L | Annual | Fuel Consumed | TBtu | 0.23468 | 0.50177 | 8.3926 | 10.8669 | 18.5513 | 23.3013 | 27.5554 | 19.151
WI CT NGas NOx Annual Rate v3.1 | 774 | 7366 | Rate Constraint in lbs/MMBtu | FALSE | L | Annual | Rate | lb/MMBtu | 0.019031 | 0.01607 | 0.011485 | 0.011238 | 0.011338 | 0.011269 | 0.011 | 0.011
WI CT NGas NOx Annual Rate v3.1 | 774 | 7366 | Rate Constraint in lbs/MMBtu | FALSE | L | Annual | Generation | TWh | 0.021519 | 0.047723 | 1.2024 | 1.4042 | 2.2782 | 2.7505 | 2.9077 | 2.0239
WI CT NGas NOx Annual Rate v3.1 | 774 | 7366 | Rate Constraint in lbs/MMBtu | FALSE | L | Annual | Qualifying Generation | TWh | 0.021519 | 0.047723 | 0.84262 | 1.0941 | 1.8657 | 2.3453 | 2.782 | 1.9335
WI CT NGas NOx Annual Rate v3.1 | 774 | 7366 | Rate Constraint in lbs/MMBtu | FALSE | L | Annual | Rate | lb/MWh | 0.20754 | 0.16896 | 0.11439 | 0.11162 | 0.11273 | 0.11196 | 0.10895 | 0.10895
WI CT NGas NOx Annual Rate v3.1 | 774 | 7366 | Rate Constraint in lbs/MMBtu | FALSE | L | Annual | Constraint Shadow Price | US2019$/Ton | 0 | 0 | 0 | 0 | 0 | 0 | 0 | 0
WI Large Coal Units Hg Rule v3.1, Unit 2658 and retrofits | 775 | 7369 | MACT Fuel Choice Floor in lbs/MMBtu | FALSE | L | Annual | Seasons Included | Seasons | Winter, WintShld, Summer | Winter, WintShld, Summer | Winter, WintShld, Summer | Winter, WintShld, Summer | Winter, WintShld, Summer | Winter, WintShld, Summer | Winter, WintShld, Summer | Winter, WintShld, Summer
WI Large Coal Units Hg Rule v3.1, Unit 2658 and retrofits | 775 | 7369 | MACT Fuel Choice Floor in lbs/MMBtu | FALSE | L | Annual | Emission Floor | lbs/MMBtu | 7.92e-07 | 7.92e-07 | 7.92e-07 | 7.92e-07 | 7.92e-07 | 7.92e-07 | 7.92e-07 | 7.92e-07
WI Large Coal Units Hg Rule v3.1, Unit 2658 and retrofits | 775 | 7369 | MACT Fuel Choice Floor in lbs/MMBtu | FALSE | L | Annual | Emissions at Affected Plants MER | lbs | 22.9758 | 0 | 0 | 0 | 0 | 0 | 0 | 0
WI Large Coal Units Hg Rule v3.1, Unit 2658 and retrofits | 775 | 7369 | MACT Fuel Choice Floor in lbs/MMBtu | FALSE | L | Annual | Allowances Purchased MER | lbs | 0 | 0 | 0 | 0 | 0 | 0 | 0 | 0
WI Large Coal Units Hg Rule v3.1, Unit 2658 and retrofits | 775 | 7369 | MACT Fuel Choice Floor in lbs/MMBtu | FALSE | L | Annual | Allowances Sold MER | lbs | 0 | 0 | 0 | 0 | 0 | 0 | 0 | 0
WI Large Coal Units Hg Rule v3.1, Unit 2658 and retrofits | 775 | 7369 | MACT Fuel Choice Floor in lbs/MMBtu | FALSE | L | Annual | Allowances Banked | lbs | 0 | 0 | 0 | 0 | 0 | 0 | 0 | 0
WI Large Coal Units Hg Rule v3.1, Unit 2658 and retrofits | 775 | 7369 | MACT Fuel Choice Floor in lbs/MMBtu | FALSE | L | Annual | Allowances Withdrawn (1:1) | lbs | 0 | 0 | 0 | 0 | 0 | 0 | 0 | 0
WI Large Coal Units Hg Rule v3.1, Unit 2658 and retrofits | 775 | 7369 | MACT Fuel Choice Floor in lbs/MMBtu | FALSE | L | Annual | Allowances Withdrawn (n:1) | lbs | 0 | 0 | 0 | 0 | 0 | 0 | 0 | 0
WI Large Coal Units Hg Rule v3.1, Unit 2658 and retrofits | 775 | 7369 | MACT Fuel Choice Floor in lbs/MMBtu | FALSE | L | Annual | Net Emissions Allowance Position | lbs | 22.9758 | 0 | 0 | 0 | 0 | 0 | 0 | 0
WI Large Coal Units Hg Rule v3.1, Unit 2658 and retrofits | 775 | 7369 | MACT Fuel Choice Floor in lbs/MMBtu | FALSE | L | Annual | Fuel Consumed | TBtu | 40.9459 | 0 | 0 | 0 | 0 | 0 | 0 | 0
WI Large Coal Units Hg Rule v3.1, Unit 2658 and retrofits | 775 | 7369 | MACT Fuel Choice Floor in lbs/MMBtu | FALSE | L | Annual | Rate | lb/MMBtu | 5.6112e-07 | 0 | 0 | 0 | 0 | 0 | 0 | 0
WI Large Coal Units Hg Rule v3.1, Unit 2658 and retrofits | 775 | 7369 | MACT Fuel Choice Floor in lbs/MMBtu | FALSE | L | Annual | Generation | TWh | 3.8833 | 0 | 0 | 0 | 0 | 0 | 0 | 0
WI Large Coal Units Hg Rule v3.1, Unit 2658 and retrofits | 775 | 7369 | MACT Fuel Choice Floor in lbs/MMBtu | FALSE | L | Annual | Qualifying Generation | TWh | 3.8833 | 0 | 0 | 0 | 0 | 0 | 0 | 0
WI Large Coal Units Hg Rule v3.1, Unit 2658 and retrofits | 775 | 7369 | MACT Fuel Choice Floor in lbs/MMBtu | FALSE | L | Annual | Constraint Shadow Price | US2019$/Lb | 0 | 0 | 0 | 0 | 0 | 0 | 0 | 0
WI Large Coal Units Hg Rule v3.1, Unit 2659 and retrofits | 776 | 7369 | MACT Fuel Choice Floor in lbs/MMBtu | FALSE | L | Annual | Seasons Included | Seasons | Winter, WintShld, Summer | Winter, WintShld, Summer | Winter, WintShld, Summer | Winter, WintShld, Summer | Winter, WintShld, Summer | Winter, WintShld, Summer | Winter, WintShld, Summer | Winter, WintShld, Summer
WI Large Coal Units Hg Rule v3.1, Unit 2659 and retrofits | 776 | 7369 | MACT Fuel Choice Floor in lbs/MMBtu | FALSE | L | Annual | Emission Floor | lbs/MMBtu | 7.92e-07 | 7.92e-07 | 7.92e-07 | 7.92e-07 | 7.92e-07 | 7.92e-07 | 7.92e-07 | 7.92e-07
WI Large Coal Units Hg Rule v3.1, Unit 2659 and retrofits | 776 | 7369 | MACT Fuel Choice Floor in lbs/MMBtu | FALSE | L | Annual | Emissions at Affected Plants MER | lbs | 23.1327 | 0 | 0 | 0 | 0 | 0 | 0 | 0
WI Large Coal Units Hg Rule v3.1, Unit 2659 and retrofits | 776 | 7369 | MACT Fuel Choice Floor in lbs/MMBtu | FALSE | L | Annual | Allowances Purchased MER | lbs | 0 | 0 | 0 | 0 | 0 | 0 | 0 | 0
WI Large Coal Units Hg Rule v3.1, Unit 2659 and retrofits | 776 | 7369 | MACT Fuel Choice Floor in lbs/MMBtu | FALSE | L | Annual | Allowances Sold MER | lbs | 0 | 0 | 0 | 0 | 0 | 0 | 0 | 0
WI Large Coal Units Hg Rule v3.1, Unit 2659 and retrofits | 776 | 7369 | MACT Fuel Choice Floor in lbs/MMBtu | FALSE | L | Annual | Allowances Banked | lbs | 0 | 0 | 0 | 0 | 0 | 0 | 0 | 0
WI Large Coal Units Hg Rule v3.1, Unit 2659 and retrofits | 776 | 7369 | MACT Fuel Choice Floor in lbs/MMBtu | FALSE | L | Annual | Allowances Withdrawn (1:1) | lbs | 0 | 0 | 0 | 0 | 0 | 0 | 0 | 0
WI Large Coal Units Hg Rule v3.1, Unit 2659 and retrofits | 776 | 7369 | MACT Fuel Choice Floor in lbs/MMBtu | FALSE | L | Annual | Allowances Withdrawn (n:1) | lbs | 0 | 0 | 0 | 0 | 0 | 0 | 0 | 0
WI Large Coal Units Hg Rule v3.1, Unit 2659 and retrofits | 776 | 7369 | MACT Fuel Choice Floor in lbs/MMBtu | FALSE | L | Annual | Net Emissions Allowance Position | lbs | 23.1327 | 0 | 0 | 0 | 0 | 0 | 0 | 0
WI Large Coal Units Hg Rule v3.1, Unit 2659 and retrofits | 776 | 7369 | MACT Fuel Choice Floor in lbs/MMBtu | FALSE | L | Annual | Fuel Consumed | TBtu | 41.2255 | 0 | 0 | 0 | 0 | 0 | 0 | 0
WI Large Coal Units Hg Rule v3.1, Unit 2659 and retrofits | 776 | 7369 | MACT Fuel Choice Floor in lbs/MMBtu | FALSE | L | Annual | Rate | lb/MMBtu | 5.6112e-07 | 0 | 0 | 0 | 0 | 0 | 0 | 0
WI Large Coal Units Hg Rule v3.1, Unit 2659 and retrofits | 776 | 7369 | MACT Fuel Choice Floor in lbs/MMBtu | FALSE | L | Annual | Generation | TWh | 3.9139 | 0 | 0 | 0 | 0 | 0 | 0 | 0
WI Large Coal Units Hg Rule v3.1, Unit 2659 and retrofits | 776 | 7369 | MACT Fuel Choice Floor in lbs/MMBtu | FALSE | L | Annual | Qualifying Generation | TWh | 3.9139 | 0 | 0 | 0 | 0 | 0 | 0 | 0
WI Large Coal Units Hg Rule v3.1, Unit 2659 and retrofits | 776 | 7369 | MACT Fuel Choice Floor in lbs/MMBtu | FALSE | L | Annual | Constraint Shadow Price | US2019$/Lb | 0 | 0 | 0 | 0 | 0 | 0 | 0 | 0
WI Large Coal Units Hg Rule v3.1, Unit 2660 and retrofits | 777 | 7369 | MACT Fuel Choice Floor in lbs/MMBtu | FALSE | L | Annual | Seasons Included | Seasons | Winter, WintShld, Summer | Winter, WintShld, Summer | Winter, WintShld, Summer | Winter, WintShld, Summer | Winter, WintShld, Summer | Winter, WintShld, Summer | Winter, WintShld, Summer | Winter, WintShld, Summer
WI Large Coal Units Hg Rule v3.1, Unit 2660 and retrofits | 777 | 7369 | MACT Fuel Choice Floor in lbs/MMBtu | FALSE | L | Annual | Emission Floor | lbs/MMBtu | 7.92e-07 | 7.92e-07 | 7.92e-07 | 7.92e-07 | 7.92e-07 | 7.92e-07 | 7.92e-07 | 7.92e-07
WI Large Coal Units Hg Rule v3.1, Unit 2660 and retrofits | 777 | 7369 | MACT Fuel Choice Floor in lbs/MMBtu | FALSE | L | Annual | Emissions at Affected Plants MER | lbs | 14.0031 | 0 | 0 | 0 | 0 | 0 | 0 | 0
WI Large Coal Units Hg Rule v3.1, Unit 2660 and retrofits | 777 | 7369 | MACT Fuel Choice Floor in lbs/MMBtu | FALSE | L | Annual | Allowances Purchased MER | lbs | 0 | 0 | 0 | 0 | 0 | 0 | 0 | 0
WI Large Coal Units Hg Rule v3.1, Unit 2660 and retrofits | 777 | 7369 | MACT Fuel Choice Floor in lbs/MMBtu | FALSE | L | Annual | Allowances Sold MER | lbs | 0 | 0 | 0 | 0 | 0 | 0 | 0 | 0
WI Large Coal Units Hg Rule v3.1, Unit 2660 and retrofits | 777 | 7369 | MACT Fuel Choice Floor in lbs/MMBtu | FALSE | L | Annual | Allowances Banked | lbs | 0 | 0 | 0 | 0 | 0 | 0 | 0 | 0
WI Large Coal Units Hg Rule v3.1, Unit 2660 and retrofits | 777 | 7369 | MACT Fuel Choice Floor in lbs/MMBtu | FALSE | L | Annual | Allowances Withdrawn (1:1) | lbs | 0 | 0 | 0 | 0 | 0 | 0 | 0 | 0
WI Large Coal Units Hg Rule v3.1, Unit 2660 and retrofits | 777 | 7369 | MACT Fuel Choice Floor in lbs/MMBtu | FALSE | L | Annual | Allowances Withdrawn (n:1) | lbs | 0 | 0 | 0 | 0 | 0 | 0 | 0 | 0
WI Large Coal Units Hg Rule v3.1, Unit 2660 and retrofits | 777 | 7369 | MACT Fuel Choice Floor in lbs/MMBtu | FALSE | L | Annual | Net Emissions Allowance Position | lbs | 14.0031 | 0 | 0 | 0 | 0 | 0 | 0 | 0
WI Large Coal Units Hg Rule v3.1, Unit 2660 and retrofits | 777 | 7369 | MACT Fuel Choice Floor in lbs/MMBtu | FALSE | L | Annual | Fuel Consumed | TBtu | 24.9554 | 0 | 0 | 0 | 0 | 0 | 0 | 0
WI Large Coal Units Hg Rule v3.1, Unit 2660 and retrofits | 777 | 7369 | MACT Fuel Choice Floor in lbs/MMBtu | FALSE | L | Annual | Rate | lb/MMBtu | 5.6112e-07 | 0 | 0 | 0 | 0 | 0 | 0 | 0
WI Large Coal Units Hg Rule v3.1, Unit 2660 and retrofits | 777 | 7369 | MACT Fuel Choice Floor in lbs/MMBtu | FALSE | L | Annual | Generation | TWh | 2.3872 | 0 | 0 | 0 | 0 | 0 | 0 | 0
WI Large Coal Units Hg Rule v3.1, Unit 2660 and retrofits | 777 | 7369 | MACT Fuel Choice Floor in lbs/MMBtu | FALSE | L | Annual | Qualifying Generation | TWh | 2.3872 | 0 | 0 | 0 | 0 | 0 | 0 | 0
WI Large Coal Units Hg Rule v3.1, Unit 2660 and retrofits | 777 | 7369 | MACT Fuel Choice Floor in lbs/MMBtu | FALSE | L | Annual | Constraint Shadow Price | US2019$/Lb | 0 | 0 | 0 | 0 | 0 | 0 | 0 | 0
WI Large Coal Units Hg Rule v3.1, Unit 2661 and retrofits | 778 | 7369 | MACT Fuel Choice Floor in lbs/MMBtu | FALSE | L | Annual | Seasons Included | Seasons | Winter, WintShld, Summer | Winter, WintShld, Summer | Winter, WintShld, Summer | Winter, WintShld, Summer | Winter, WintShld, Summer | Winter, WintShld, Summer | Winter, WintShld, Summer | Winter, WintShld, Summer
WI Large Coal Units Hg Rule v3.1, Unit 2661 and retrofits | 778 | 7369 | MACT Fuel Choice Floor in lbs/MMBtu | FALSE | L | Annual | Emission Floor | lbs/MMBtu | 7.92e-07 | 7.92e-07 | 7.92e-07 | 7.92e-07 | 7.92e-07 | 7.92e-07 | 7.92e-07 | 7.92e-07
WI Large Coal Units Hg Rule v3.1, Unit 2661 and retrofits | 778 | 7369 | MACT Fuel Choice Floor in lbs/MMBtu | FALSE | L | Annual | Emissions at Affected Plants MER | lbs | 19.7558 | 17.6016 | 15.3768 | 16.9565 | 18.1329 | 18.1329 | 18.1329 | 12.4836
WI Large Coal Units Hg Rule v3.1, Unit 2661 and retrofits | 778 | 7369 | MACT Fuel Choice Floor in lbs/MMBtu | FALSE | L | Annual | Allowances Purchased MER | lbs | 0 | 0 | 0 | 0 | 0 | 0 | 0 | 0
WI Large Coal Units Hg Rule v3.1, Unit 2661 and retrofits | 778 | 7369 | MACT Fuel Choice Floor in lbs/MMBtu | FALSE | L | Annual | Allowances Sold MER | lbs | 0 | 0 | 0 | 0 | 0 | 0 | 0 | 0
WI Large Coal Units Hg Rule v3.1, Unit 2661 and retrofits | 778 | 7369 | MACT Fuel Choice Floor in lbs/MMBtu | FALSE | L | Annual | Allowances Banked | lbs | 0 | 0 | 0 | 0 | 0 | 0 | 0 | 0
WI Large Coal Units Hg Rule v3.1, Unit 2661 and retrofits | 778 | 7369 | MACT Fuel Choice Floor in lbs/MMBtu | FALSE | L | Annual | Allowances Withdrawn (1:1) | lbs | 0 | 0 | 0 | 0 | 0 | 0 | 0 | 0
WI Large Coal Units Hg Rule v3.1, Unit 2661 and retrofits | 778 | 7369 | MACT Fuel Choice Floor in lbs/MMBtu | FALSE | L | Annual | Allowances Withdrawn (n:1) | lbs | 0 | 0 | 0 | 0 | 0 | 0 | 0 | 0
WI Large Coal Units Hg Rule v3.1, Unit 2661 and retrofits | 778 | 7369 | MACT Fuel Choice Floor in lbs/MMBtu | FALSE | L | Annual | Net Emissions Allowance Position | lbs | 19.7558 | 17.6016 | 15.3768 | 16.9565 | 18.1329 | 18.1329 | 18.1329 | 12.4836
WI Large Coal Units Hg Rule v3.1, Unit 2661 and retrofits | 778 | 7369 | MACT Fuel Choice Floor in lbs/MMBtu | FALSE | L | Annual | Fuel Consumed | TBtu | 35.2075 | 31.3684 | 27.4036 | 30.2188 | 32.3152 | 32.3152 | 32.3152 | 22.2475
WI Large Coal Units Hg Rule v3.1, Unit 2661 and retrofits | 778 | 7369 | MACT Fuel Choice Floor in lbs/MMBtu | FALSE | L | Annual | Rate | lb/MMBtu | 5.6112e-07 | 5.6112e-07 | 5.6112e-07 | 5.6112e-07 | 5.6112e-07 | 5.6112e-07 | 5.6112e-07 | 5.6112e-07
WI Large Coal Units Hg Rule v3.1, Unit 2661 and retrofits | 778 | 7369 | MACT Fuel Choice Floor in lbs/MMBtu | FALSE | L | Annual | Generation | TWh | 3.6375 | 3.2409 | 2.8312 | 3.1221 | 3.3387 | 3.3387 | 3.3387 | 2.2985
WI Large Coal Units Hg Rule v3.1, Unit 2661 and retrofits | 778 | 7369 | MACT Fuel Choice Floor in lbs/MMBtu | FALSE | L | Annual | Qualifying Generation | TWh | 3.6375 | 3.2409 | 2.8312 | 3.1221 | 3.3387 | 3.3387 | 3.3387 | 2.2985
WI Large Coal Units Hg Rule v3.1, Unit 2661 and retrofits | 778 | 7369 | MACT Fuel Choice Floor in lbs/MMBtu | FALSE | L | Annual | Constraint Shadow Price | US2019$/Lb | 0 | 0 | 0 | 0 | 0 | 0 | 0 | 0
WI Large Coal Units Hg Rule v3.1, Unit 3272 and retrofits | 779 | 7369 | MACT Fuel Choice Floor in lbs/MMBtu | FALSE | L | Annual | Seasons Included | Seasons | Winter, WintShld, Summer | Winter, WintShld, Summer | Winter, WintShld, Summer | Winter, WintShld, Summer | Winter, WintShld, Summer | Winter, WintShld, Summer | Winter, WintShld, Summer | Winter, WintShld, Summer
WI Large Coal Units Hg Rule v3.1, Unit 3272 and retrofits | 779 | 7369 | MACT Fuel Choice Floor in lbs/MMBtu | FALSE | L | Annual | Emission Floor | lbs/MMBtu | 7.92e-07 | 7.92e-07 | 7.92e-07 | 7.92e-07 | 7.92e-07 | 7.92e-07 | 7.92e-07 | 7.92e-07
WI Large Coal Units Hg Rule v3.1, Unit 3272 and retrofits | 779 | 7369 | MACT Fuel Choice Floor in lbs/MMBtu | FALSE | L | Annual | Emissions at Affected Plants MER | lbs | 9.4841 | 5.8902 | 2.003 | 2.5412 | 2.9896 | 5.4418 | 5.7676 | 1.3191
WI Large Coal Units Hg Rule v3.1, Unit 3272 and retrofits | 779 | 7369 | MACT Fuel Choice Floor in lbs/MMBtu | FALSE | L | Annual | Allowances Purchased MER | lbs | 0 | 0 | 0 | 0 | 0 | 0 | 0 | 0
WI Large Coal Units Hg Rule v3.1, Unit 3272 and retrofits | 779 | 7369 | MACT Fuel Choice Floor in lbs/MMBtu | FALSE | L | Annual | Allowances Sold MER | lbs | 0 | 0 | 0 | 0 | 0 | 0 | 0 | 0
WI Large Coal Units Hg Rule v3.1, Unit 3272 and retrofits | 779 | 7369 | MACT Fuel Choice Floor in lbs/MMBtu | FALSE | L | Annual | Allowances Banked | lbs | 0 | 0 | 0 | 0 | 0 | 0 | 0 | 0
WI Large Coal Units Hg Rule v3.1, Unit 3272 and retrofits | 779 | 7369 | MACT Fuel Choice Floor in lbs/MMBtu | FALSE | L | Annual | Allowances Withdrawn (1:1) | lbs | 0 | 0 | 0 | 0 | 0 | 0 | 0 | 0
WI Large Coal Units Hg Rule v3.1, Unit 3272 and retrofits | 779 | 7369 | MACT Fuel Choice Floor in lbs/MMBtu | FALSE | L | Annual | Allowances Withdrawn (n:1) | lbs | 0 | 0 | 0 | 0 | 0 | 0 | 0 | 0
WI Large Coal Units Hg Rule v3.1, Unit 3272 and retrofits | 779 | 7369 | MACT Fuel Choice Floor in lbs/MMBtu | FALSE | L | Annual | Net Emissions Allowance Position | lbs | 9.4841 | 5.8902 | 2.003 | 2.5412 | 2.9896 | 5.4418 | 5.7676 | 1.3191
WI Large Coal Units Hg Rule v3.1, Unit 3272 and retrofits | 779 | 7369 | MACT Fuel Choice Floor in lbs/MMBtu | FALSE | L | Annual | Fuel Consumed | TBtu | 16.9019 | 10.4971 | 3.5697 | 4.5287 | 5.3279 | 9.6979 | 10.2787 | 2.3507
WI Large Coal Units Hg Rule v3.1, Unit 3272 and retrofits | 779 | 7369 | MACT Fuel Choice Floor in lbs/MMBtu | FALSE | L | Annual | Rate | lb/MMBtu | 5.6112e-07 | 5.6112e-07 | 5.6112e-07 | 5.6112e-07 | 5.6112e-07 | 5.6112e-07 | 5.6112e-07 | 5.6112e-07
WI Large Coal Units Hg Rule v3.1, Unit 3272 and retrofits | 779 | 7369 | MACT Fuel Choice Floor in lbs/MMBtu | FALSE | L | Annual | Generation | TWh | 1.6912 | 1.0503 | 0.35718 | 0.45314 | 0.53311 | 0.97038 | 1.0285 | 0.23522
WI Large Coal Units Hg Rule v3.1, Unit 3272 and retrofits | 779 | 7369 | MACT Fuel Choice Floor in lbs/MMBtu | FALSE | L | Annual | Qualifying Generation | TWh | 1.6912 | 1.0503 | 0.35718 | 0.45314 | 0.53311 | 0.97038 | 1.0285 | 0.23522
WI Large Coal Units Hg Rule v3.1, Unit 3272 and retrofits | 779 | 7369 | MACT Fuel Choice Floor in lbs/MMBtu | FALSE | L | Annual | Constraint Shadow Price | US2019$/Lb | 0 | 0 | 0 | 0 | 0 | 0 | 0 | 0
WI Large Coal Units Hg Rule v3.1, Unit 3543 and retrofits | 780 | 7369 | MACT Fuel Choice Floor in lbs/MMBtu | FALSE | L | Annual | Seasons Included | Seasons | Winter, WintShld, Summer | Winter, WintShld, Summer | Winter, WintShld, Summer | Winter, WintShld, Summer | Winter, WintShld, Summer | Winter, WintShld, Summer | Winter, WintShld, Summer | Winter, WintShld, Summer
WI Large Coal Units Hg Rule v3.1, Unit 3543 and retrofits | 780 | 7369 | MACT Fuel Choice Floor in lbs/MMBtu | FALSE | L | Annual | Emission Floor | lbs/MMBtu | 7.92e-07 | 7.92e-07 | 7.92e-07 | 7.92e-07 | 7.92e-07 | 7.92e-07 | 7.92e-07 | 7.92e-07
WI Large Coal Units Hg Rule v3.1, Unit 3543 and retrofits | 780 | 7369 | MACT Fuel Choice Floor in lbs/MMBtu | FALSE | L | Annual | Emissions at Affected Plants MER | lbs | 14.9555 | 12.2486 | 5.8952 | 7.9901 | 11.1011 | 10.0602 | 7.3017 | 6.5828
WI Large Coal Units Hg Rule v3.1, Unit 3543 and retrofits | 780 | 7369 | MACT Fuel Choice Floor in lbs/MMBtu | FALSE | L | Annual | Allowances Purchased MER | lbs | 0 | 0 | 0 | 0 | 0 | 0 | 0 | 0
WI Large Coal Units Hg Rule v3.1, Unit 3543 and retrofits | 780 | 7369 | MACT Fuel Choice Floor in lbs/MMBtu | FALSE | L | Annual | Allowances Sold MER | lbs | 0 | 0 | 0 | 0 | 0 | 0 | 0 | 0
WI Large Coal Units Hg Rule v3.1, Unit 3543 and retrofits | 780 | 7369 | MACT Fuel Choice Floor in lbs/MMBtu | FALSE | L | Annual | Allowances Banked | lbs | 0 | 0 | 0 | 0 | 0 | 0 | 0 | 0
WI Large Coal Units Hg Rule v3.1, Unit 3543 and retrofits | 780 | 7369 | MACT Fuel Choice Floor in lbs/MMBtu | FALSE | L | Annual | Allowances Withdrawn (1:1) | lbs | 0 | 0 | 0 | 0 | 0 | 0 | 0 | 0
WI Large Coal Units Hg Rule v3.1, Unit 3543 and retrofits | 780 | 7369 | MACT Fuel Choice Floor in lbs/MMBtu | FALSE | L | Annual | Allowances Withdrawn (n:1) | lbs | 0 | 0 | 0 | 0 | 0 | 0 | 0 | 0
WI Large Coal Units Hg Rule v3.1, Unit 3543 and retrofits | 780 | 7369 | MACT Fuel Choice Floor in lbs/MMBtu | FALSE | L | Annual | Net Emissions Allowance Position | lbs | 14.9555 | 12.2486 | 5.8952 | 7.9901 | 11.1011 | 10.0602 | 7.3017 | 6.5828
WI Large Coal Units Hg Rule v3.1, Unit 3543 and retrofits | 780 | 7369 | MACT Fuel Choice Floor in lbs/MMBtu | FALSE | L | Annual | Fuel Consumed | TBtu | 26.3975 | 21.6196 | 10.4054 | 14.1031 | 19.5943 | 17.757 | 12.8881 | 11.6191
WI Large Coal Units Hg Rule v3.1, Unit 3543 and retrofits | 780 | 7369 | MACT Fuel Choice Floor in lbs/MMBtu | FALSE | L | Annual | Rate | lb/MMBtu | 5.6655e-07 | 5.6655e-07 | 5.6655e-07 | 5.6655e-07 | 5.6655e-07 | 5.6655e-07 | 5.6655e-07 | 5.6655e-07
WI Large Coal Units Hg Rule v3.1, Unit 3543 and retrofits | 780 | 7369 | MACT Fuel Choice Floor in lbs/MMBtu | FALSE | L | Annual | Generation | TWh | 2.3483 | 1.9233 | 0.92567 | 1.2546 | 1.7431 | 1.5797 | 1.1465 | 1.0336
WI Large Coal Units Hg Rule v3.1, Unit 3543 and retrofits | 780 | 7369 | MACT Fuel Choice Floor in lbs/MMBtu | FALSE | L | Annual | Qualifying Generation | TWh | 2.3483 | 1.9233 | 0.92567 | 1.2546 | 1.7431 | 1.5797 | 1.1465 | 1.0336
WI Large Coal Units Hg Rule v3.1, Unit 3543 and retrofits | 780 | 7369 | MACT Fuel Choice Floor in lbs/MMBtu | FALSE | L | Annual | Constraint Shadow Price | US2019$/Lb | 0 | 0 | 0 | 0 | 0 | 0 | 0 | 0
WI Large Coal Units Hg Rule v3.1, Unit 3839 and retrofits | 781 | 7369 | MACT Fuel Choice Floor in lbs/MMBtu | FALSE | L | Annual | Seasons Included | Seasons | Winter, WintShld, Summer | Winter, WintShld, Summer | Winter, WintShld, Summer | Winter, WintShld, Summer | Winter, WintShld, Summer | Winter, WintShld, Summer | Winter, WintShld, Summer | Winter, WintShld, Summer
WI Large Coal Units Hg Rule v3.1, Unit 3839 and retrofits | 781 | 7369 | MACT Fuel Choice Floor in lbs/MMBtu | FALSE | L | Annual | Emission Floor | lbs/MMBtu | 7.92e-07 | 7.92e-07 | 7.92e-07 | 7.92e-07 | 7.92e-07 | 7.92e-07 | 7.92e-07 | 7.92e-07
WI Large Coal Units Hg Rule v3.1, Unit 3839 and retrofits | 781 | 7369 | MACT Fuel Choice Floor in lbs/MMBtu | FALSE | L | Annual | Emissions at Affected Plants MER | lbs | 10.9056 | 0 | 0 | 0 | 0 | 0 | 0 | 0
WI Large Coal Units Hg Rule v3.1, Unit 3839 and retrofits | 781 | 7369 | MACT Fuel Choice Floor in lbs/MMBtu | FALSE | L | Annual | Allowances Purchased MER | lbs | 0 | 0 | 0 | 0 | 0 | 0 | 0 | 0
WI Large Coal Units Hg Rule v3.1, Unit 3839 and retrofits | 781 | 7369 | MACT Fuel Choice Floor in lbs/MMBtu | FALSE | L | Annual | Allowances Sold MER | lbs | 0 | 0 | 0 | 0 | 0 | 0 | 0 | 0
WI Large Coal Units Hg Rule v3.1, Unit 3839 and retrofits | 781 | 7369 | MACT Fuel Choice Floor in lbs/MMBtu | FALSE | L | Annual | Allowances Banked | lbs | 0 | 0 | 0 | 0 | 0 | 0 | 0 | 0
WI Large Coal Units Hg Rule v3.1, Unit 3839 and retrofits | 781 | 7369 | MACT Fuel Choice Floor in lbs/MMBtu | FALSE | L | Annual | Allowances Withdrawn (1:1) | lbs | 0 | 0 | 0 | 0 | 0 | 0 | 0 | 0
WI Large Coal Units Hg Rule v3.1, Unit 3839 and retrofits | 781 | 7369 | MACT Fuel Choice Floor in lbs/MMBtu | FALSE | L | Annual | Allowances Withdrawn (n:1) | lbs | 0 | 0 | 0 | 0 | 0 | 0 | 0 | 0
WI Large Coal Units Hg Rule v3.1, Unit 3839 and retrofits | 781 | 7369 | MACT Fuel Choice Floor in lbs/MMBtu | FALSE | L | Annual | Net Emissions Allowance Position | lbs | 10.9056 | 0 | 0 | 0 | 0 | 0 | 0 | 0
WI Large Coal Units Hg Rule v3.1, Unit 3839 and retrofits | 781 | 7369 | MACT Fuel Choice Floor in lbs/MMBtu | FALSE | L | Annual | Fuel Consumed | TBtu | 19.4353 | 0 | 0 | 0 | 0 | 0 | 0 | 0
WI Large Coal Units Hg Rule v3.1, Unit 3839 and retrofits | 781 | 7369 | MACT Fuel Choice Floor in lbs/MMBtu | FALSE | L | Annual | Rate | lb/MMBtu | 5.6112e-07 | 0 | 0 | 0 | 0 | 0 | 0 | 0
WI Large Coal Units Hg Rule v3.1, Unit 3839 and retrofits | 781 | 7369 | MACT Fuel Choice Floor in lbs/MMBtu | FALSE | L | Annual | Generation | TWh | 1.8805 | 0 | 0 | 0 | 0 | 0 | 0 | 0
WI Large Coal Units Hg Rule v3.1, Unit 3839 and retrofits | 781 | 7369 | MACT Fuel Choice Floor in lbs/MMBtu | FALSE | L | Annual | Qualifying Generation | TWh | 1.8805 | 0 | 0 | 0 | 0 | 0 | 0 | 0
WI Large Coal Units Hg Rule v3.1, Unit 3839 and retrofits | 781 | 7369 | MACT Fuel Choice Floor in lbs/MMBtu | FALSE | L | Annual | Constraint Shadow Price | US2019$/Lb | 0 | 0 | 0 | 0 | 0 | 0 | 0 | 0
WI Large Coal Units Hg Rule v3.1, Unit 3840 and retrofits | 782 | 7369 | MACT Fuel Choice Floor in lbs/MMBtu | FALSE | L | Annual | Seasons Included | Seasons | Winter, WintShld, Summer | Winter, WintShld, Summer | Winter, WintShld, Summer | Winter, WintShld, Summer | Winter, WintShld, Summer | Winter, WintShld, Summer | Winter, WintShld, Summer | Winter, WintShld, Summer
WI Large Coal Units Hg Rule v3.1, Unit 3840 and retrofits | 782 | 7369 | MACT Fuel Choice Floor in lbs/MMBtu | FALSE | L | Annual | Emission Floor | lbs/MMBtu | 7.92e-07 | 7.92e-07 | 7.92e-07 | 7.92e-07 | 7.92e-07 | 7.92e-07 | 7.92e-07 | 7.92e-07
WI Large Coal Units Hg Rule v3.1, Unit 3840 and retrofits | 782 | 7369 | MACT Fuel Choice Floor in lbs/MMBtu | FALSE | L | Annual | Emissions at Affected Plants MER | lbs | 11.3932 | 0 | 0 | 0 | 0 | 0 | 0 | 0
WI Large Coal Units Hg Rule v3.1, Unit 3840 and retrofits | 782 | 7369 | MACT Fuel Choice Floor in lbs/MMBtu | FALSE | L | Annual | Allowances Purchased MER | lbs | 0 | 0 | 0 | 0 | 0 | 0 | 0 | 0
WI Large Coal Units Hg Rule v3.1, Unit 3840 and retrofits | 782 | 7369 | MACT Fuel Choice Floor in lbs/MMBtu | FALSE | L | Annual | Allowances Sold MER | lbs | 0 | 0 | 0 | 0 | 0 | 0 | 0 | 0
WI Large Coal Units Hg Rule v3.1, Unit 3840 and retrofits | 782 | 7369 | MACT Fuel Choice Floor in lbs/MMBtu | FALSE | L | Annual | Allowances Banked | lbs | 0 | 0 | 0 | 0 | 0 | 0 | 0 | 0
WI Large Coal Units Hg Rule v3.1, Unit 3840 and retrofits | 782 | 7369 | MACT Fuel Choice Floor in lbs/MMBtu | FALSE | L | Annual | Allowances Withdrawn (1:1) | lbs | 0 | 0 | 0 | 0 | 0 | 0 | 0 | 0
WI Large Coal Units Hg Rule v3.1, Unit 3840 and retrofits | 782 | 7369 | MACT Fuel Choice Floor in lbs/MMBtu | FALSE | L | Annual | Allowances Withdrawn (n:1) | lbs | 0 | 0 | 0 | 0 | 0 | 0 | 0 | 0
WI Large Coal Units Hg Rule v3.1, Unit 3840 and retrofits | 782 | 7369 | MACT Fuel Choice Floor in lbs/MMBtu | FALSE | L | Annual | Net Emissions Allowance Position | lbs | 11.3932 | 0 | 0 | 0 | 0 | 0 | 0 | 0
WI Large Coal Units Hg Rule v3.1, Unit 3840 and retrofits | 782 | 7369 | MACT Fuel Choice Floor in lbs/MMBtu | FALSE | L | Annual | Fuel Consumed | TBtu | 20.3042 | 0 | 0 | 0 | 0 | 0 | 0 | 0
WI Large Coal Units Hg Rule v3.1, Unit 3840 and retrofits | 782 | 7369 | MACT Fuel Choice Floor in lbs/MMBtu | FALSE | L | Annual | Rate | lb/MMBtu | 5.6112e-07 | 0 | 0 | 0 | 0 | 0 | 0 | 0
WI Large Coal Units Hg Rule v3.1, Unit 3840 and retrofits | 782 | 7369 | MACT Fuel Choice Floor in lbs/MMBtu | FALSE | L | Annual | Generation | TWh | 1.9323 | 0 | 0 | 0 | 0 | 0 | 0 | 0
WI Large Coal Units Hg Rule v3.1, Unit 3840 and retrofits | 782 | 7369 | MACT Fuel Choice Floor in lbs/MMBtu | FALSE | L | Annual | Qualifying Generation | TWh | 1.9323 | 0 | 0 | 0 | 0 | 0 | 0 | 0
WI Large Coal Units Hg Rule v3.1, Unit 3840 and retrofits | 782 | 7369 | MACT Fuel Choice Floor in lbs/MMBtu | FALSE | L | Annual | Constraint Shadow Price | US2019$/Lb | 0 | 0 | 0 | 0 | 0 | 0 | 0 | 0
WI Large Coal Units Hg Rule v3.1, Unit 3841 and retrofits | 783 | 7369 | MACT Fuel Choice Floor in lbs/MMBtu | FALSE | L | Annual | Seasons Included | Seasons | Winter, WintShld, Summer | Winter, WintShld, Summer | Winter, WintShld, Summer | Winter, WintShld, Summer | Winter, WintShld, Summer | Winter, WintShld, Summer | Winter, WintShld, Summer | Winter, WintShld, Summer
WI Large Coal Units Hg Rule v3.1, Unit 3841 and retrofits | 783 | 7369 | MACT Fuel Choice Floor in lbs/MMBtu | FALSE | L | Annual | Emission Floor | lbs/MMBtu | 7.92e-07 | 7.92e-07 | 7.92e-07 | 7.92e-07 | 7.92e-07 | 7.92e-07 | 7.92e-07 | 7.92e-07
WI Large Coal Units Hg Rule v3.1, Unit 3841 and retrofits | 783 | 7369 | MACT Fuel Choice Floor in lbs/MMBtu | FALSE | L | Annual | Emissions at Affected Plants MER | lbs | 8.6672 | 0 | 0 | 0 | 0 | 0 | 0 | 0
WI Large Coal Units Hg Rule v3.1, Unit 3841 and retrofits | 783 | 7369 | MACT Fuel Choice Floor in lbs/MMBtu | FALSE | L | Annual | Allowances Purchased MER | lbs | 0 | 0 | 0 | 0 | 0 | 0 | 0 | 0
WI Large Coal Units Hg Rule v3.1, Unit 3841 and retrofits | 783 | 7369 | MACT Fuel Choice Floor in lbs/MMBtu | FALSE | L | Annual | Allowances Sold MER | lbs | 0 | 0 | 0 | 0 | 0 | 0 | 0 | 0
WI Large Coal Units Hg Rule v3.1, Unit 3841 and retrofits | 783 | 7369 | MACT Fuel Choice Floor in lbs/MMBtu | FALSE | L | Annual | Allowances Banked | lbs | 0 | 0 | 0 | 0 | 0 | 0 | 0 | 0
WI Large Coal Units Hg Rule v3.1, Unit 3841 and retrofits | 783 | 7369 | MACT Fuel Choice Floor in lbs/MMBtu | FALSE | L | Annual | Allowances Withdrawn (1:1) | lbs | 0 | 0 | 0 | 0 | 0 | 0 | 0 | 0
WI Large Coal Units Hg Rule v3.1, Unit 3841 and retrofits | 783 | 7369 | MACT Fuel Choice Floor in lbs/MMBtu | FALSE | L | Annual | Allowances Withdrawn (n:1) | lbs | 0 | 0 | 0 | 0 | 0 | 0 | 0 | 0
WI Large Coal Units Hg Rule v3.1, Unit 3841 and retrofits | 783 | 7369 | MACT Fuel Choice Floor in lbs/MMBtu | FALSE | L | Annual | Net Emissions Allowance Position | lbs | 8.6672 | 0 | 0 | 0 | 0 | 0 | 0 | 0
WI Large Coal Units Hg Rule v3.1, Unit 3841 and retrofits | 783 | 7369 | MACT Fuel Choice Floor in lbs/MMBtu | FALSE | L | Annual | Fuel Consumed | TBtu | 15.4461 | 0 | 0 | 0 | 0 | 0 | 0 | 0
WI Large Coal Units Hg Rule v3.1, Unit 3841 and retrofits | 783 | 7369 | MACT Fuel Choice Floor in lbs/MMBtu | FALSE | L | Annual | Rate | lb/MMBtu | 5.6112e-07 | 0 | 0 | 0 | 0 | 0 | 0 | 0
WI Large Coal Units Hg Rule v3.1, Unit 3841 and retrofits | 783 | 7369 | MACT Fuel Choice Floor in lbs/MMBtu | FALSE | L | Annual | Generation | TWh | 1.4973 | 0 | 0 | 0 | 0 | 0 | 0 | 0
WI Large Coal Units Hg Rule v3.1, Unit 3841 and retrofits | 783 | 7369 | MACT Fuel Choice Floor in lbs/MMBtu | FALSE | L | Annual | Qualifying Generation | TWh | 1.4973 | 0 | 0 | 0 | 0 | 0 | 0 | 0
WI Large Coal Units Hg Rule v3.1, Unit 3841 and retrofits | 783 | 7369 | MACT Fuel Choice Floor in lbs/MMBtu | FALSE | L | Annual | Constraint Shadow Price | US2019$/Lb | 0 | 0 | 0 | 0 | 0 | 0 | 0 | 0
WI Large Coal Units Hg Rule v3.1, Unit 3842 and retrofits | 784 | 7369 | MACT Fuel Choice Floor in lbs/MMBtu | FALSE | L | Annual | Seasons Included | Seasons | Winter, WintShld, Summer | Winter, WintShld, Summer | Winter, WintShld, Summer | Winter, WintShld, Summer | Winter, WintShld, Summer | Winter, WintShld, Summer | Winter, WintShld, Summer | Winter, WintShld, Summer
WI Large Coal Units Hg Rule v3.1, Unit 3842 and retrofits | 784 | 7369 | MACT Fuel Choice Floor in lbs/MMBtu | FALSE | L | Annual | Emission Floor | lbs/MMBtu | 7.92e-07 | 7.92e-07 | 7.92e-07 | 7.92e-07 | 7.92e-07 | 7.92e-07 | 7.92e-07 | 7.92e-07
WI Large Coal Units Hg Rule v3.1, Unit 3842 and retrofits | 784 | 7369 | MACT Fuel Choice Floor in lbs/MMBtu | FALSE | L | Annual | Emissions at Affected Plants MER | lbs | 8.5339 | 0 | 0 | 0 | 0 | 0 | 0 | 0
WI Large Coal Units Hg Rule v3.1, Unit 3842 and retrofits | 784 | 7369 | MACT Fuel Choice Floor in lbs/MMBtu | FALSE | L | Annual | Allowances Purchased MER | lbs | 0 | 0 | 0 | 0 | 0 | 0 | 0 | 0
WI Large Coal Units Hg Rule v3.1, Unit 3842 and retrofits | 784 | 7369 | MACT Fuel Choice Floor in lbs/MMBtu | FALSE | L | Annual | Allowances Sold MER | lbs | 0 | 0 | 0 | 0 | 0 | 0 | 0 | 0
WI Large Coal Units Hg Rule v3.1, Unit 3842 and retrofits | 784 | 7369 | MACT Fuel Choice Floor in lbs/MMBtu | FALSE | L | Annual | Allowances Banked | lbs | 0 | 0 | 0 | 0 | 0 | 0 | 0 | 0
WI Large Coal Units Hg Rule v3.1, Unit 3842 and retrofits | 784 | 7369 | MACT Fuel Choice Floor in lbs/MMBtu | FALSE | L | Annual | Allowances Withdrawn (1:1) | lbs | 0 | 0 | 0 | 0 | 0 | 0 | 0 | 0
WI Large Coal Units Hg Rule v3.1, Unit 3842 and retrofits | 784 | 7369 | MACT Fuel Choice Floor in lbs/MMBtu | FALSE | L | Annual | Allowances Withdrawn (n:1) | lbs | 0 | 0 | 0 | 0 | 0 | 0 | 0 | 0
WI Large Coal Units Hg Rule v3.1, Unit 3842 and retrofits | 784 | 7369 | MACT Fuel Choice Floor in lbs/MMBtu | FALSE | L | Annual | Net Emissions Allowance Position | lbs | 8.5339 | 0 | 0 | 0 | 0 | 0 | 0 | 0
WI Large Coal Units Hg Rule v3.1, Unit 3842 and retrofits | 784 | 7369 | MACT Fuel Choice Floor in lbs/MMBtu | FALSE | L | Annual | Fuel Consumed | TBtu | 15.2086 | 0 | 0 | 0 | 0 | 0 | 0 | 0
WI Large Coal Units Hg Rule v3.1, Unit 3842 and retrofits | 784 | 7369 | MACT Fuel Choice Floor in lbs/MMBtu | FALSE | L | Annual | Rate | lb/MMBtu | 5.6112e-07 | 0 | 0 | 0 | 0 | 0 | 0 | 0
WI Large Coal Units Hg Rule v3.1, Unit 3842 and retrofits | 784 | 7369 | MACT Fuel Choice Floor in lbs/MMBtu | FALSE | L | Annual | Generation | TWh | 1.4728 | 0 | 0 | 0 | 0 | 0 | 0 | 0
WI Large Coal Units Hg Rule v3.1, Unit 3842 and retrofits | 784 | 7369 | MACT Fuel Choice Floor in lbs/MMBtu | FALSE | L | Annual | Qualifying Generation | TWh | 1.4728 | 0 | 0 | 0 | 0 | 0 | 0 | 0
WI Large Coal Units Hg Rule v3.1, Unit 3842 and retrofits | 784 | 7369 | MACT Fuel Choice Floor in lbs/MMBtu | FALSE | L | Annual | Constraint Shadow Price | US2019$/Lb | 0 | 0 | 0 | 0 | 0 | 0 | 0 | 0
WI Large Coal Units Hg Rule v3.1, Unit 3843 and retrofits | 785 | 7369 | MACT Fuel Choice Floor in lbs/MMBtu | FALSE | L | Annual | Seasons Included | Seasons | Winter, WintShld, Summer | Winter, WintShld, Summer | Winter, WintShld, Summer | Winter, WintShld, Summer | Winter, WintShld, Summer | Winter, WintShld, Summer | Winter, WintShld, Summer | Winter, WintShld, Summer
WI Large Coal Units Hg Rule v3.1, Unit 3843 and retrofits | 785 | 7369 | MACT Fuel Choice Floor in lbs/MMBtu | FALSE | L | Annual | Emission Floor | lbs/MMBtu | 7.92e-07 | 7.92e-07 | 7.92e-07 | 7.92e-07 | 7.92e-07 | 7.92e-07 | 7.92e-07 | 7.92e-07
WI Large Coal Units Hg Rule v3.1, Unit 3843 and retrofits | 785 | 7369 | MACT Fuel Choice Floor in lbs/MMBtu | FALSE | L | Annual | Emissions at Affected Plants MER | lbs | 24.6452 | 24.6452 | 20.3622 | 20.3622 | 0 | 0 | 0 | 0
WI Large Coal Units Hg Rule v3.1, Unit 3843 and retrofits | 785 | 7369 | MACT Fuel Choice Floor in lbs/MMBtu | FALSE | L | Annual | Allowances Purchased MER | lbs | 0 | 0 | 0 | 0 | 0 | 0 | 0 | 0
WI Large Coal Units Hg Rule v3.1, Unit 3843 and retrofits | 785 | 7369 | MACT Fuel Choice Floor in lbs/MMBtu | FALSE | L | Annual | Allowances Sold MER | lbs | 0 | 0 | 0 | 0 | 0 | 0 | 0 | 0
WI Large Coal Units Hg Rule v3.1, Unit 3843 and retrofits | 785 | 7369 | MACT Fuel Choice Floor in lbs/MMBtu | FALSE | L | Annual | Allowances Banked | lbs | 0 | 0 | 0 | 0 | 0 | 0 | 0 | 0
WI Large Coal Units Hg Rule v3.1, Unit 3843 and retrofits | 785 | 7369 | MACT Fuel Choice Floor in lbs/MMBtu | FALSE | L | Annual | Allowances Withdrawn (1:1) | lbs | 0 | 0 | 0 | 0 | 0 | 0 | 0 | 0
WI Large Coal Units Hg Rule v3.1, Unit 3843 and retrofits | 785 | 7369 | MACT Fuel Choice Floor in lbs/MMBtu | FALSE | L | Annual | Allowances Withdrawn (n:1) | lbs | 0 | 0 | 0 | 0 | 0 | 0 | 0 | 0
WI Large Coal Units Hg Rule v3.1, Unit 3843 and retrofits | 785 | 7369 | MACT Fuel Choice Floor in lbs/MMBtu | FALSE | L | Annual | Net Emissions Allowance Position | lbs | 24.6452 | 24.6452 | 20.3622 | 20.3622 | 0 | 0 | 0 | 0
WI Large Coal Units Hg Rule v3.1, Unit 3843 and retrofits | 785 | 7369 | MACT Fuel Choice Floor in lbs/MMBtu | FALSE | L | Annual | Fuel Consumed | TBtu | 43.2619 | 43.2619 | 35.7435 | 35.7435 | 0 | 0 | 0 | 0
WI Large Coal Units Hg Rule v3.1, Unit 3843 and retrofits | 785 | 7369 | MACT Fuel Choice Floor in lbs/MMBtu | FALSE | L | Annual | Rate | lb/MMBtu | 5.6967e-07 | 5.6967e-07 | 5.6967e-07 | 5.6967e-07 | 0 | 0 | 0 | 0
WI Large Coal Units Hg Rule v3.1, Unit 3843 and retrofits | 785 | 7369 | MACT Fuel Choice Floor in lbs/MMBtu | FALSE | L | Annual | Generation | TWh | 4.4788 | 4.4788 | 3.7004 | 3.7004 | 0 | 0 | 0 | 0
WI Large Coal Units Hg Rule v3.1, Unit 3843 and retrofits | 785 | 7369 | MACT Fuel Choice Floor in lbs/MMBtu | FALSE | L | Annual | Qualifying Generation | TWh | 4.4788 | 4.4788 | 3.7004 | 3.7004 | 0 | 0 | 0 | 0
WI Large Coal Units Hg Rule v3.1, Unit 3843 and retrofits | 785 | 7369 | MACT Fuel Choice Floor in lbs/MMBtu | FALSE | L | Annual | Constraint Shadow Price | US2019$/Lb | 0 | 0 | 0 | 0 | 0 | 0 | 0 | 0
WI Large Coal Units Hg Rule v3.1, Unit 3844 and retrofits | 786 | 7369 | MACT Fuel Choice Floor in lbs/MMBtu | FALSE | L | Annual | Seasons Included | Seasons | Winter, WintShld, Summer | Winter, WintShld, Summer | Winter, WintShld, Summer | Winter, WintShld, Summer | Winter, WintShld, Summer | Winter, WintShld, Summer | Winter, WintShld, Summer | Winter, WintShld, Summer
WI Large Coal Units Hg Rule v3.1, Unit 3844 and retrofits | 786 | 7369 | MACT Fuel Choice Floor in lbs/MMBtu | FALSE | L | Annual | Emission Floor | lbs/MMBtu | 7.92e-07 | 7.92e-07 | 7.92e-07 | 7.92e-07 | 7.92e-07 | 7.92e-07 | 7.92e-07 | 7.92e-07
WI Large Coal Units Hg Rule v3.1, Unit 3844 and retrofits | 786 | 7369 | MACT Fuel Choice Floor in lbs/MMBtu | FALSE | L | Annual | Emissions at Affected Plants MER | lbs | 24.4465 | 24.4465 | 20.198 | 21.4781 | 0 | 0 | 0 | 0
WI Large Coal Units Hg Rule v3.1, Unit 3844 and retrofits | 786 | 7369 | MACT Fuel Choice Floor in lbs/MMBtu | FALSE | L | Annual | Allowances Purchased MER | lbs | 0 | 0 | 0 | 0 | 0 | 0 | 0 | 0
WI Large Coal Units Hg Rule v3.1, Unit 3844 and retrofits | 786 | 7369 | MACT Fuel Choice Floor in lbs/MMBtu | FALSE | L | Annual | Allowances Sold MER | lbs | 0 | 0 | 0 | 0 | 0 | 0 | 0 | 0
WI Large Coal Units Hg Rule v3.1, Unit 3844 and retrofits | 786 | 7369 | MACT Fuel Choice Floor in lbs/MMBtu | FALSE | L | Annual | Allowances Banked | lbs | 0 | 0 | 0 | 0 | 0 | 0 | 0 | 0
WI Large Coal Units Hg Rule v3.1, Unit 3844 and retrofits | 786 | 7369 | MACT Fuel Choice Floor in lbs/MMBtu | FALSE | L | Annual | Allowances Withdrawn (1:1) | lbs | 0 | 0 | 0 | 0 | 0 | 0 | 0 | 0
WI Large Coal Units Hg Rule v3.1, Unit 3844 and retrofits | 786 | 7369 | MACT Fuel Choice Floor in lbs/MMBtu | FALSE | L | Annual | Allowances Withdrawn (n:1) | lbs | 0 | 0 | 0 | 0 | 0 | 0 | 0 | 0
WI Large Coal Units Hg Rule v3.1, Unit 3844 and retrofits | 786 | 7369 | MACT Fuel Choice Floor in lbs/MMBtu | FALSE | L | Annual | Net Emissions Allowance Position | lbs | 24.4465 | 24.4465 | 20.198 | 21.4781 | 0 | 0 | 0 | 0
WI Large Coal Units Hg Rule v3.1, Unit 3844 and retrofits | 786 | 7369 | MACT Fuel Choice Floor in lbs/MMBtu | FALSE | L | Annual | Fuel Consumed | TBtu | 42.9131 | 42.9131 | 35.4554 | 37.7025 | 0 | 0 | 0 | 0
WI Large Coal Units Hg Rule v3.1, Unit 3844 and retrofits | 786 | 7369 | MACT Fuel Choice Floor in lbs/MMBtu | FALSE | L | Annual | Rate | lb/MMBtu | 5.6967e-07 | 5.6967e-07 | 5.6967e-07 | 5.6967e-07 | 0 | 0 | 0 | 0
WI Large Coal Units Hg Rule v3.1, Unit 3844 and retrofits | 786 | 7369 | MACT Fuel Choice Floor in lbs/MMBtu | FALSE | L | Annual | Generation | TWh | 4.4788 | 4.4788 | 3.7004 | 3.9349 | 0 | 0 | 0 | 0
WI Large Coal Units Hg Rule v3.1, Unit 3844 and retrofits | 786 | 7369 | MACT Fuel Choice Floor in lbs/MMBtu | FALSE | L | Annual | Qualifying Generation | TWh | 4.4788 | 4.4788 | 3.7004 | 3.9349 | 0 | 0 | 0 | 0
WI Large Coal Units Hg Rule v3.1, Unit 3844 and retrofits | 786 | 7369 | MACT Fuel Choice Floor in lbs/MMBtu | FALSE | L | Annual | Constraint Shadow Price | US2019$/Lb | 0 | 0 | 0 | 0 | 0 | 0 | 0 | 0
WI Small Coal Units Hg Rule v3.1, Unit 3610 and retrofits | 787 | 7370 | MACT Fuel Choice Floor in lbs/MMBtu | FALSE | L | Annual | Seasons Included | Seasons | Winter, WintShld, Summer | Winter, WintShld, Summer | Winter, WintShld, Summer | Winter, WintShld, Summer | Winter, WintShld, Summer | Winter, WintShld, Summer | Winter, WintShld, Summer | Winter, WintShld, Summer
WI Small Coal Units Hg Rule v3.1, Unit 3610 and retrofits | 787 | 7370 | MACT Fuel Choice Floor in lbs/MMBtu | FALSE | L | Annual | Emission Floor | lbs/MMBtu | 6.91e-07 | 6.91e-07 | 6.91e-07 | 6.91e-07 | 6.91e-07 | 6.91e-07 | 6.91e-07 | 6.91e-07
WI Small Coal Units Hg Rule v3.1, Unit 3610 and retrofits | 787 | 7370 | MACT Fuel Choice Floor in lbs/MMBtu | FALSE | L | Annual | Emissions at Affected Plants MER | lbs | 1.3745 | 0.51181 | 0 | 0.45089 | 0.55632 | 0.55632 | 0 | 0
WI Small Coal Units Hg Rule v3.1, Unit 3610 and retrofits | 787 | 7370 | MACT Fuel Choice Floor in lbs/MMBtu | FALSE | L | Annual | Allowances Purchased MER | lbs | 0 | 0 | 0 | 0 | 0 | 0 | 0 | 0
WI Small Coal Units Hg Rule v3.1, Unit 3610 and retrofits | 787 | 7370 | MACT Fuel Choice Floor in lbs/MMBtu | FALSE | L | Annual | Allowances Sold MER | lbs | 0 | 0 | 0 | 0 | 0 | 0 | 0 | 0
WI Small Coal Units Hg Rule v3.1, Unit 3610 and retrofits | 787 | 7370 | MACT Fuel Choice Floor in lbs/MMBtu | FALSE | L | Annual | Allowances Banked | lbs | 0 | 0 | 0 | 0 | 0 | 0 | 0 | 0
WI Small Coal Units Hg Rule v3.1, Unit 3610 and retrofits | 787 | 7370 | MACT Fuel Choice Floor in lbs/MMBtu | FALSE | L | Annual | Allowances Withdrawn (1:1) | lbs | 0 | 0 | 0 | 0 | 0 | 0 | 0 | 0
WI Small Coal Units Hg Rule v3.1, Unit 3610 and retrofits | 787 | 7370 | MACT Fuel Choice Floor in lbs/MMBtu | FALSE | L | Annual | Allowances Withdrawn (n:1) | lbs | 0 | 0 | 0 | 0 | 0 | 0 | 0 | 0
WI Small Coal Units Hg Rule v3.1, Unit 3610 and retrofits | 787 | 7370 | MACT Fuel Choice Floor in lbs/MMBtu | FALSE | L | Annual | Net Emissions Allowance Position | lbs | 1.3745 | 0.51181 | 0 | 0.45089 | 0.55632 | 0.55632 | 0 | 0
WI Small Coal Units Hg Rule v3.1, Unit 3610 and retrofits | 787 | 7370 | MACT Fuel Choice Floor in lbs/MMBtu | FALSE | L | Annual | Fuel Consumed | TBtu | 2.7655 | 0.90723 | 0 | 0.90723 | 1.1194 | 1.1194 | 0 | 0
WI Small Coal Units Hg Rule v3.1, Unit 3610 and retrofits | 787 | 7370 | MACT Fuel Choice Floor in lbs/MMBtu | FALSE | L | Annual | Rate | lb/MMBtu | 4.97e-07 | 5.6415e-07 | 0 | 4.97e-07 | 4.97e-07 | 4.97e-07 | 0 | 0
WI Small Coal Units Hg Rule v3.1, Unit 3610 and retrofits | 787 | 7370 | MACT Fuel Choice Floor in lbs/MMBtu | FALSE | L | Annual | Generation | TWh | 0.21828 | 0.071608 | 0 | 0.071608 | 0.088352 | 0.088352 | 0 | 0
WI Small Coal Units Hg Rule v3.1, Unit 3610 and retrofits | 787 | 7370 | MACT Fuel Choice Floor in lbs/MMBtu | FALSE | L | Annual | Qualifying Generation | TWh | 0.21828 | 0.071608 | 0 | 0.071608 | 0.088352 | 0.088352 | 0 | 0
WI Small Coal Units Hg Rule v3.1, Unit 3610 and retrofits | 787 | 7370 | MACT Fuel Choice Floor in lbs/MMBtu | FALSE | L | Annual | Constraint Shadow Price | US2019$/Lb | 0 | 0 | 0 | 0 | 0 | 0 | 0 | 0
Zero Reserve Margin Type 3 Constraints | 788 | 7658 | MACT Fuel Choice Floor in lbs/MMBtu | FALSE | L | Annual | Seasons Included | Seasons | Winter, WintShld, Summer | Winter, WintShld, Summer | Winter, WintShld, Summer | Winter, WintShld, Summer | Winter, WintShld, Summer | Winter, WintShld, Summer | Winter, WintShld, Summer | Winter, WintShld, Summer
Zero Reserve Margin Type 3 Constraints | 788 | 7658 | MACT Fuel Choice Floor in lbs/MMBtu | FALSE | L | Annual | Emission Floor | lb/MMBtu | 0 | 0 | 0 | 0 | 0 | 0 | 0 | 0
Zero Reserve Margin Type 3 Constraints | 788 | 7658 | MACT Fuel Choice Floor in lbs/MMBtu | FALSE | L | Annual | Emissions at Affected Plants NOX | Thousand Tons | 0.56105 | 0.37429 | 0.27931 | 0.18184 | 0.18184 | 0.37429 | 0.15796 | 0
Zero Reserve Margin Type 3 Constraints | 788 | 7658 | MACT Fuel Choice Floor in lbs/MMBtu | FALSE | L | Annual | Allowances Purchased NOX | Thousand Tons | 0 | 0 | 0 | 0 | 0 | 0 | 0 | 0
Zero Reserve Margin Type 3 Constraints | 788 | 7658 | MACT Fuel Choice Floor in lbs/MMBtu | FALSE | L | Annual | Allowances Sold NOX | Thousand Tons | 0 | 0 | 0 | 0 | 0 | 0 | 0 | 0
Zero Reserve Margin Type 3 Constraints | 788 | 7658 | MACT Fuel Choice Floor in lbs/MMBtu | FALSE | L | Annual | Allowances Banked | Thousand Tons | 0 | 0 | 0 | 0 | 0 | 0 | 0 | 0
Zero Reserve Margin Type 3 Constraints | 788 | 7658 | MACT Fuel Choice Floor in lbs/MMBtu | FALSE | L | Annual | Allowances Withdrawn (1:1) | Thousand Tons | 0 | 0 | 0 | 0 | 0 | 0 | 0 | 0
Zero Reserve Margin Type 3 Constraints | 788 | 7658 | MACT Fuel Choice Floor in lbs/MMBtu | FALSE | L | Annual | Allowances Withdrawn (n:1) | Thousand Tons | 0 | 0 | 0 | 0 | 0 | 0 | 0 | 0
Zero Reserve Margin Type 3 Constraints | 788 | 7658 | MACT Fuel Choice Floor in lbs/MMBtu | FALSE | L | Annual | Net Emissions Allowance Position | Thousand Tons | 0.56105 | 0.37429 | 0.27931 | 0.18184 | 0.18184 | 0.37429 | 0.15796 | 0
Zero Reserve Margin Type 3 Constraints | 788 | 7658 | MACT Fuel Choice Floor in lbs/MMBtu | FALSE | L | Annual | Fuel Consumed | TBtu | 15.2541 | 10.1765 | 7.594 | 4.9441 | 4.9441 | 10.1765 | 4.2947 | 0
Zero Reserve Margin Type 3 Constraints | 788 | 7658 | MACT Fuel Choice Floor in lbs/MMBtu | FALSE | L | Annual | Rate | lb/MMBtu | 0.07356 | 0.07356 | 0.07356 | 0.07356 | 0.07356 | 0.07356 | 0.07356 | 0
Zero Reserve Margin Type 3 Constraints | 788 | 7658 | MACT Fuel Choice Floor in lbs/MMBtu | FALSE | L | Annual | Generation | TWh | 1.5342 | 1.0235 | 0.76376 | 0.49724 | 0.49724 | 1.0235 | 0.43194 | 0
Zero Reserve Margin Type 3 Constraints | 788 | 7658 | MACT Fuel Choice Floor in lbs/MMBtu | FALSE | L | Annual | Qualifying Generation | TWh | 1.5342 | 1.0235 | 0.76376 | 0.49724 | 0.49724 | 1.0235 | 0.43194 | 0
Zero Reserve Margin Type 3 Constraints | 788 | 7658 | MACT Fuel Choice Floor in lbs/MMBtu | FALSE | L | Annual | Constraint Shadow Price | US2019$/Ton | 0 | 0 | 0 | 0 | 0 | 0 | 0 | 0

## Table 1-16_US
Less Stringent Scenario
| 2023 | 2025 | 2028 | 2030 | 2035 | 2040 | 2045 | 2050
1. Reserve Margin Capacity Winter [MW] | 959070.9856 | 918060.3314 | 921804.1829 | 938443.1421 | 986919.7887 | 1050452.0417 | 1125928.1566 | 1216134.0466
Plus Firm Contract Purchases Winter [MW] | 0 | 0 | 0 | 0 | 0 | 0 | 0 | 0
Plus Transmission In Winter [MW] | 9868.5275 | 15986.9689 | 17994.3791 | 18494.8109 | 20165.755 | 22615.3073 | 33098.854 | 47396.6454
Less Firm Contract Sales Winter [MW] | 0 | 0 | 0 | 0 | 0 | 0 | 0 | 0
Less Transmission Out Winter [MW] | 11782.1496 | 17337.4657 | 20301.0882 | 23224.1298 | 24743.6303 | 27770.9979 | 37903.572 | 52458.0377
Total Reserve Margin Capacity Winter [MW] | 957157.3635 | 916709.8346 | 919497.4739 | 933713.8232 | 982341.9134 | 1045296.3512 | 1121123.4386 | 1211072.6543
2. Peak Load Winter [MW] | 657662.7939 | 664411.9352 | 675658.3762 | 688334.2693 | 723324.4958 | 766868.201 | 817027.1079 | 875467.3199
Less DSM [MW] | 0 | 0 | 0 | 0 | 0 | 0 | 0 | 0
Net Demand Winter [MW] | 657662.7939 | 664411.9352 | 675658.3762 | 688334.2693 | 723324.4958 | 766868.201 | 817027.1079 | 875467.3199
3. Reserve Margin Winter [%] | 45.5392 | 37.9731 | 36.0891 | 35.6483 | 35.8093 | 36.3072 | 37.2199 | 38.3344
1. Reserve Margin Capacity WintShld [MW] | 959070.9856 | 918060.3314 | 921804.1829 | 938443.1421 | 986919.7887 | 1050452.0417 | 1125928.1566 | 1216134.0466
Plus Firm Contract Purchases WintShld [MW] | 0 | 0 | 0 | 0 | 0 | 0 | 0 | 0
Plus Transmission In WintShld [MW] | 2965.1242 | 4349.1422 | 6082.1871 | 5757.5843 | 5663.9049 | 4800.9739 | 13076.7841 | 20175.3681
Less Firm Contract Sales WintShld [MW] | 0 | 0 | 0 | 0 | 0 | 0 | 0 | 0
Less Transmission Out WintShld [MW] | 3048.7306 | 4466.425 | 6245.3888 | 5913.6442 | 5816.1407 | 4924.4877 | 13402.0129 | 20674.7976
Total Reserve Margin Capacity WintShld [MW] | 958987.3792 | 917943.0486 | 921640.9812 | 938287.0821 | 986767.5529 | 1050328.5279 | 1125602.9277 | 1215634.6171
2. Peak Load WintShld [MW] | 597284.1547 | 603342.8941 | 613383.3031 | 624359.7315 | 655012.9036 | 692783.764 | 735983.2717 | 786318.7044
Less DSM [MW] | 0 | 0 | 0 | 0 | 0 | 0 | 0 | 0
Net Demand WintShld [MW] | 597284.1547 | 603342.8941 | 613383.3031 | 624359.7315 | 655012.9036 | 692783.764 | 735983.2717 | 786318.7044
3. Reserve Margin WintShld [%] | 60.558 | 52.1428 | 50.2553 | 50.2799 | 50.6486 | 51.6099 | 52.9387 | 54.5982
1. Reserve Margin Capacity Summer [MW] | 959070.9856 | 918060.3314 | 921804.1829 | 938443.1421 | 986919.7887 | 1050452.0417 | 1125928.1566 | 1216134.0466
Plus Firm Contract Purchases Summer [MW] | 0 | 0 | 0 | 0 | 0 | 0 | 0 | 0
Plus Transmission In Summer [MW] | 48454.1696 | 78191.3793 | 83190.9019 | 84024.3274 | 83842.9495 | 92702.6911 | 117167.5472 | 128004.9699
Less Firm Contract Sales Summer [MW] | 0 | 0 | 0 | 0 | 0 | 0 | 0 | 0
Less Transmission Out Summer [MW] | 49692.3191 | 78484.0796 | 81168.533 | 80424.1827 | 78190.8988 | 86591.6106 | 111641.0599 | 125412.4778
Total Reserve Margin Capacity Summer [MW] | 957832.8361 | 917767.6311 | 923826.5518 | 942043.2867 | 992571.8394 | 1056563.1222 | 1131454.6438 | 1218726.5387
2. Peak Load Summer [MW] | 782681.9523 | 790235.0926 | 802003.0866 | 817830.2889 | 861773.8208 | 917419.4998 | 982519.6712 | 1058366.7624
Less DSM [MW] | 0 | 0 | 0 | 0 | 0 | 0 | 0 | 0
Net Demand Summer [MW] | 782681.9523 | 790235.0926 | 802003.0866 | 817830.2889 | 861773.8208 | 917419.4998 | 982519.6712 | 1058366.7624
3. Reserve Margin Summer [%] | 22.3783 | 16.1386 | 15.1899 | 15.1881 | 15.1778 | 15.1668 | 15.1585 | 15.1516
1. Reserve Margin Capacity Annual [MW] | 959070.9856 | 918060.3314 | 921804.1829 | 938443.1421 | 986919.7887 | 1050452.0417 | 1125928.1566 | 1216134.0466
Plus Firm Contract Purchases Annual [MW] | 0 | 0 | 0 | 0 | 0 | 0 | 0 | 0
Plus Transmission In Annual [MW] | 51896.0432 | 80150.8065 | 83946.4745 | 85264.808 | 86181.8759 | 94783.767 | 119154.5926 | 133765.4786
Less Firm Contract Sales Annual [MW] | 0 | 0 | 0 | 0 | 0 | 0 | 0 | 0
Less Transmission Out Annual [MW] | 47000.9155 | 69610.4283 | 70915.6632 | 69670.1804 | 67509.0478 | 74520.6955 | 97602.9669 | 114373.6068
Total Reserve Margin Capacity Annual [MW] | 963966.1133 | 928600.7096 | 934834.9943 | 954037.7697 | 1005592.6168 | 1070715.1132 | 1147479.7823 | 1235525.9184
(for seasonal/annual regions combined)
2. Peak Load Annual [MW] | 787885.6428 | 795443.7069 | 807356.1136 | 823551.5129 | 868360.515 | 924967.0309 | 991090.2484 | 1068065.3655
Less DSM [MW] | 0 | 0 | 0 | 0 | 0 | 0 | 0 | 0
Net Demand Annual [MW] | 787885.6428 | 795443.7069 | 807356.1136 | 823551.5129 | 868360.515 | 924967.0309 | 991090.2484 | 1068065.3655
(for seasonal/annual regions combined)
3. Reserve Margin Annual [%] | 22.3485 | 16.74 | 15.7897 | 15.8443 | 15.8036 | 15.7571 | 15.7795 | 15.6789
(for seasonal/annual regions combined)
3a.Local Reserves Annual [%] | 121.7272 | 115.4149 | 114.1757 | 113.9508 | 113.6532 | 113.5664 | 113.605 | 113.8633
(for seasonal/annual regions combined)
4. Total Generation [GWh] | 4186064.9406 | 4264750.6658 | 4340439.2625 | 4411341.0425 | 4611031.8749 | 4837922.2461 | 5091600.4391 | 5412478.959
Inter-Region Transmission [GWh] | 41766.7398 | 20735.7696 | 16930.8279 | 16205.0355 | 14591.0077 | 10058.3277 | 2754.2201 | -7580.1136
Pumping & Storage Losses [GWh] | 40224.1457 | 54390.8235 | 52994.9191 | 56894.6014 | 78533.3078 | 84826.8076 | 86792.7962 | 107947.7601
Plus Purchases [GWh] | 0 | 0 | 0 | 0 | 0 | 0 | 0 | 0
Less Sales [GWh] | 0 | 0 | 0 | 0 | 0 | 0 | 0 | 0
5. Total Supply for Demand [GWh] | 4187607.5347 | 4231095.6119 | 4304375.1713 | 4370651.4766 | 4547089.5749 | 4763153.7661 | 5007561.863 | 5296951.0853
6. Projected Demand [GWh] | 4185729.91 | 4228551.733 | 4301734.17 | 4366049.361 | 4542120.521 | 4757199.143 | 4999612.007 | 5283438.895
Energy Not Served [GWh] | 0 | 0 | 0 | 0 | 0 | 0 | 0 | 0
Less DSM [GWh] | 0 | 0 | 0 | 0 | 0 | 0 | 0 | 0
Energy Demand Response [GWh] | 0 | 0 | 0 | 0 | 0 | 0 | 0 | 0
Net Demand [GWh] | 4185729.91 | 4228551.733 | 4301734.17 | 4366049.361 | 4542120.521 | 4757199.143 | 4999612.007 | 5283438.895
7. Dumped Energy [GWh] | 1877.6247 | 2543.8789 | 2641.0013 | 4602.1156 | 4969.0539 | 5954.6231 | 7949.856 | 13512.1903
8. Total Generation [GWh] | 4186064.9406 | 4264750.6658 | 4340439.2625 | 4411341.0425 | 4611031.8749 | 4837922.2461 | 5091600.4391 | 5412478.959
Less T&D Losses [GWh] | 273886.2748 | 278851.6334 | 283392.8654 | 287765.8225 | 300855.3176 | 315304.3278 | 332560.1523 | 353735.692
9. Total Sales [GWh] | 3912178.6657 | 3985899.0324 | 4057046.397 | 4123575.22 | 4310176.5574 | 4522617.9183 | 4759040.2868 | 5058743.267
Capacity Avoided Costs [US$/kW]
ANNUAL | 98.2765 | 32.8464 | 63.6122 | 84.555 | 60.1845 | 60.0693 | 60.4446 | 57.5059
WINTER | 3.8977 | 4.1682 | 1.8953 | 1.9857 | 2.0404 | 2.0612 | 1.9727 | 1.9186
WINTSHLD | 0.00052285 | 0.00092626 | 0.0013075 | 0.0014354 | 0.0014229 | 0.001127 | 0.0012652 | 0.00084427
SUMMER | 95.5756 | 29.4392 | 62.0844 | 82.9568 | 58.6057 | 58.4864 | 58.9827 | 56.1365
10. Capacity by Capacity Reporting Type [MW]
00 New Combined Cycle | 11467.8 | 12499.8 | 12499.8 | 12499.8 | 26582.6386 | 36760.1151 | 54298.2623 | 80645.921
00 New Combined Cycle with Carbon Capture | 0 | 0 | 0 | 452.4986 | 1154.2948 | 1154.2948 | 1154.2948 | 1154.2948
00 New Combustion Turbine | 6678.033 | 10453.8002 | 33466.125 | 52324.5327 | 80435.4392 | 128037.2937 | 194062.283 | 269032.9216
00 New Hydro | 0 | 1 | 1 | 1151 | 4026 | 7765.6946 | 7765.6946 | 7765.6946
00 New Nuclear | 0 | 0 | 0 | 0 | 0 | 0 | 0 | 61.7992
00 New Biomass | 56.9 | 56.9 | 56.9 | 56.9 | 56.9 | 56.9 | 56.9 | 56.9
00 New Geothermal | 87.3 | 376.53 | 376.53 | 458.38 | 458.38 | 458.38 | 458.38 | 458.38
00 New Landfill Gas | 553.5011 | 964.0511 | 1360.4825 | 1376.1344 | 1446.5656 | 2420.3186 | 3867.3696 | 4405.925
00 New Battery Storage | 13389.7 | 17291.8232 | 17291.8232 | 19954.8232 | 26670.0449 | 26919.4107 | 27852.5637 | 38079.3544
00 New Offshore Wind | 1130 | 2280 | 4680.01 | 6680 | 20880.01 | 30468 | 36242.5342 | 51817.607
00 New Onshore Wind | 33402.5501 | 72074.958 | 72074.958 | 76856.6401 | 88410.9573 | 114767.7517 | 156127.574 | 205154.5859
00 New Solar PV | 45130.4 | 68131.4714 | 71983.8887 | 97511.5887 | 135439.6027 | 177433.7181 | 210533.7346 | 275655.3759
00 New Solar Thermal | 0 | 0 | 0 | 0 | 0 | 0 | 0 | 0
00 New Fuel Cell | 109.1 | 109.1 | 109.1 | 109.1 | 109.1 | 109.1 | 109.1 | 109.1
00 New Ultrasupercritical Coal without CCS | 0 | 0 | 0 | 0 | 0 | 0 | 0 | 0
00 New Ultrasupercritical Coal with 30% CCS | 0 | 0 | 0 | 0 | 0 | 0 | 0 | 0
00 New Ultrasupercritical Coal with 90% CCS | 0 | 0 | 0 | 0 | 0 | 0 | 0 | 0
00 Exist & New Distributed Solar PV | 48537.9826 | 55160.9183 | 65774.1253 | 72865.9032 | 88157.5704 | 104236.1402 | 120678.3371 | 138183.9934
00 Exist Combined Cycle | 276563.2 | 270836.1753 | 269202.83 | 268657.83 | 268157.83 | 268139.6552 | 264569.4552 | 255603.0552
00 Exist Combustion Turbine | 146127.8788 | 142302.5675 | 142071.7935 | 141428.1675 | 141048.5675 | 140397.69 | 130024.89 | 125242.99
00 Exist Coal Steam_Uncontrolled | 554.6 | 554.6 | 554.6 | 533.4 | 488.1 | 488.1 | 418.1 | 394.9
00 Exist Coal Steam_ACI | 13775.6 | 9748.4933 | 8675.96 | 1445.96 | 1445.96 | 1445.96 | 1445.96 | 1442
00 Exist Coal Steam_ACI_DSI | 4318.2 | 3409.2 | 2814.2 | 1104.2 | 1104.2 | 1069.2 | 1046 | 1046
00 Exist Coal Steam_DryFGD | 60 | 60 | 60 | 60 | 0 | 0 | 0 | 0
00 Exist Coal Steam_DryFGD_ACI | 8872 | 7281.8808 | 7281.8808 | 3867.8808 | 3664 | 2903 | 2903 | 2157
00 Exist Coal Steam_DryFGD_DSI | 268 | 0 | 0 | 0 | 0 | 0 | 0 | 0
00 Exist Coal Steam_DryFGD_SCR | 441 | 0 | 0 | 0 | 0 | 0 | 0 | 0
00 Exist Coal Steam_DryFGD_SCR_ACI | 15623 | 10200 | 9188 | 9188 | 8212 | 7472 | 7472 | 6914
00 Exist Coal Steam_DryFGD_SCR_DSI | 268 | 268 | 268 | 268 | 0 | 0 | 0 | 0
00 Exist Coal Steam_DryFGD_SCR_ACI_DSI | 1400 | 1400 | 931 | 931 | 931 | 931 | 931 | 931
00 Exist Coal Steam_DryFGD_SNCR_ACI | 2178 | 2178 | 2178 | 1730 | 1730 | 1730 | 1730 | 1730
00 Exist Coal Steam_DryFGD_SNCR_ACI_DSI | 584 | 584 | 584 | 584 | 4 | 4 | 4 | 4
00 Exist Coal Steam_DSI | 1209 | 955 | 955 | 17 | 0 | 0 | 0 | 0
00 Exist Coal Steam_SCR_ACI | 4781 | 4361 | 4361 | 4361 | 4361 | 4361 | 4361 | 4361
00 Exist Coal Steam_SCR_ACI_DSI | 3394.4437 | 1690 | 1690 | 390 | 390 | 390 | 390 | 390
00 Exist Coal Steam_SNCR | 15.2 | 15.2 | 15.2 | 15.2 | 15.2 | 15.2 | 15.2 | 15.2
00 Exist Coal Steam_SCR | 0 | 0 | 0 | 0 | 0 | 0 | 0 | 0
00 Exist Coal Steam_SNCR_ACI | 580 | 580 | 0 | 0 | 0 | 0 | 0 | 0
00 Exist Coal Steam_SNCR_ACI_DSI | 2693 | 505 | 0 | 0 | 0 | 0 | 0 | 0
00 Exist Coal Steam_WetFGD | 5449 | 2927 | 2927 | 9 | 9 | 9 | 9 | 3
00 Exist Coal Steam_WetFGD_ACI | 9501 | 7412.0684 | 7412.0684 | 2878 | 2872 | 2872 | 2872 | 2709
00 Exist Coal Steam_WetFGD_ACI_DSI | 3086 | 1029 | 1029 | 4 | 4 | 4 | 4 | 0
00 Exist Coal Steam_WetFGD_DSI | 0 | 0 | 0 | 0 | 0 | 0 | 0 | 0
00 Exist Coal Steam_WetFGD_SCR | 47310 | 39969.9444 | 33604.8223 | 31889.8223 | 27251.5839 | 14252.5839 | 12634.5113 | 9172.5839
00 Exist Coal Steam_WetFGD_SCR_DSI | 5900 | 1705 | 1239 | 4 | 4 | 4 | 4 | 4
00 Exist Coal Steam_WetFGD_SCR_ACI | 25854 | 18531.2336 | 16410.2336 | 16046.2336 | 12519.5618 | 9553 | 9553 | 9050
00 Exist Coal Steam_WetFGD_SCR_ACI_DSI | 9705 | 7042 | 7042 | 7042 | 6531 | 5452 | 3100 | 1615.3143
00 Exist Coal Steam_WetFGD_SNCR | 2586.7 | 1386 | 1386 | 60 | 60 | 60 | 54 | 54
00 Exist Coal Steam_WetFGD_SNCR_ACI | 9124.1698 | 7457.0129 | 7457.0129 | 3616.8954 | 2956.8954 | 1859 | 1610.3199 | 1190
00 Exist Coal Steam_WetFGD_SNCR_ACI_DSI | 0 | 0 | 0 | 0 | 0 | 0 | 0 | 0
00 Exist FBC_ACI_DSI | 478 | 440 | 440 | 440 | 440 | 440 | 440 | 0
00 Exist FBC_DryFGD_ACI | 136 | 136 | 136 | 136 | 136 | 136 | 136 | 0
00 Exist FBC_DryFGD_DSI | 43 | 0 | 0 | 0 | 0 | 0 | 0 | 0
00 Exist FBC_DryFGD_SNCR | 1674 | 1674 | 1674 | 1674 | 1674 | 1674 | 1674 | 752.1418
00 Exist FBC_DryFGD_SNCR_ACI | 610 | 610 | 610 | 610 | 610 | 610 | 610 | 0
00 Exist FBC_DryFGD_SNCR_ACI_DSI | 718 | 718 | 92 | 92 | 92 | 92 | 92 | 92
00 Exist FBC_DryFGD_SNCR_DSI | 86 | 0 | 0 | 0 | 0 | 0 | 0 | 0
00 Exist FBC_DSI | 822 | 626 | 626 | 626 | 626 | 626 | 626 | 576
00 Exist FBC_SCR | 10.6 | 10.6 | 10.6 | 0 | 0 | 0 | 0 | 0
00 Exist FBC_SNCR | 53 | 0 | 0 | 0 | 0 | 0 | 0 | 0
00 Exist FBC_SNCR_ACI | 10.6 | 10.6 | 10.6 | 0 | 0 | 0 | 0 | 0
00 Exist FBC_SNCR_ACI_DSI | 305 | 305 | 305 | 305 | 305 | 305 | 305 | 0
00 Exist FBC_SNCR_DSI | 1114 | 1114 | 1114 | 1000 | 1000 | 1000 | 1000 | 889.7977
00 Exist FBC_Uncontrolled | 0 | 0 | 0 | 0 | 0 | 0 | 0 | 0
00 Exist FBC_WetFGD_DSI | 51 | 51 | 51 | 51 | 51 | 51 | 51 | 51
00 Exist IGCC | 815 | 595 | 595 | 595 | 477.5031 | 175.1705 | 0 | 0
00 Exist Fossil_Other | 1379.3 | 1379.3 | 1379.3 | 1379.3 | 1379.3 | 1379.3 | 1379.3 | 1379.3
00 Exist Fuel Cell | 174.8 | 174.8 | 174.8 | 174.8 | 174.8 | 174.8 | 174.8 | 174.8
00 Exist Hydro | 79354.2 | 79326 | 79310.2 | 79310.2 | 79310.2 | 79310.2 | 79310.2 | 79310.2
00 Exist Non Fossil_Other | 4323.1 | 4179.3 | 4179.3 | 4179.3 | 4179.3 | 4179.3 | 4179.3 | 4179.3
00 Exist Nuclear | 96925.2 | 90567.2 | 78240.0695 | 76049.7849 | 61606.7103 | 60483.7103 | 55269.124 | 44528.9457
00 Exist Oil/Gas Steam | 52575.72 | 41797.8925 | 41576.308 | 41350.308 | 40812.487 | 40670.987 | 40302.987 | 36858.1989
00 Exist Oil/Gas Steam_SCR | 8749.7 | 5609.9 | 5609.9 | 5609.9 | 5609.9 | 5609.9 | 5609.9 | 4646.9
00 Exist Oil/Gas Steam_SNCR | 6273.9 | 5808.9 | 5808.9 | 5808.9 | 5808.9 | 5707.9 | 4357.9 | 3244.1
00 Exist Biomass | 3395 | 248.5 | 125.3 | 125.3 | 125.3 | 125.3 | 125.3 | 125.3
00 Exist Landfill Gas | 1738.4 | 1729.9 | 1729.9 | 1729.9 | 1729.9 | 1729.9 | 1729.9 | 1602.1
00 Exist Geothermal | 2401.6 | 2401.6 | 2401.6 | 2401.6 | 2401.6 | 2401.6 | 2401.6 | 2401.6
00 Exist Pump Storage | 22820 | 22820 | 22820 | 22820 | 22820 | 22820 | 22820 | 22820
00 Exist Energy Storage | 1036.7 | 1035.7 | 1035.7 | 1035.7 | 1035.7 | 1035.7 | 1035.7 | 1035.7
00 Exist Solar PV | 39772.8 | 39952 | 39944.8 | 39944.8 | 39942.8 | 39942.8 | 39942.8 | 39942.8
00 Exist Solar Thermal | 1486 | 1486 | 1486 | 1486 | 1486 | 1486 | 1486 | 1486
00 Exist Offshore Wind | 29.3 | 29.3 | 29.3 | 29.3 | 29.3 | 29.3 | 29.3 | 29.3
00 Exist Onshore Wind | 112303.1 | 113323.1 | 113323.1 | 113323.1 | 113323.1 | 113323.1 | 113323.1 | 113323.1
00 International Imports | 1000 | 1000 | 1000 | 1000 | 1000 | 1000 | 1000 | 1000
00 Ret.ACI | 0 | 0 | 0 | 0 | 0 | 0 | 0 | 0
00 Ret.ACI & DryFGD | 0 | 0 | 0 | 0 | 0 | 0 | 0 | 0
00 Ret.ACI & DryFGD & HRI | 0 | 0 | 0 | 0 | 0 | 0 | 0 | 0
00 Ret.ACI & DSI | 0 | 0 | 0 | 0 | 0 | 0 | 0 | 0
00 Ret.ACI & DSI & DryFGD | 0 | 0 | 0 | 0 | 0 | 0 | 0 | 0
00 Ret.ACI & DSI & DryFGD & HRI | 0 | 0 | 0 | 0 | 0 | 0 | 0 | 0
00 Ret.ACI & DSI & HRI | 0 | 0 | 0 | 0 | 0 | 0 | 0 | 0
00 Ret.ACI & DSI & WetFGD & HRI | 0 | 0 | 0 | 0 | 0 | 0 | 0 | 0
00 Ret.ACI & HRI | 0 | 0 | 0 | 0 | 0 | 0 | 0 | 0
00 Ret.ACI & SCR | 0 | 0 | 0 | 0 | 0 | 0 | 0 | 0
00 Ret.ACI & SCR & DryFGD & HRI | 0 | 0 | 0 | 0 | 0 | 0 | 0 | 0
00 Ret.ACI & SCR & DSI | 0 | 0 | 0 | 0 | 0 | 0 | 0 | 0
00 Ret.ACI & SCR & DSI & DryFGD | 0 | 0 | 0 | 0 | 0 | 0 | 0 | 0
00 Ret.ACI & SCR & DSI & DryFGD & HRI | 0 | 0 | 0 | 0 | 0 | 0 | 0 | 0
00 Ret.ACI & SCR & DSI & HRI | 0 | 0 | 0 | 0 | 0 | 0 | 0 | 0
00 Ret.ACI & SCR & DSI & WetFGD | 0 | 0 | 0 | 0 | 0 | 0 | 0 | 0
00 Ret.ACI & SCR & DSI & WetFGD & HRI | 0 | 0 | 0 | 0 | 0 | 0 | 0 | 0
00 Ret.ACI & SCR & HRI | 0 | 0 | 0 | 0 | 0 | 0 | 0 | 0
00 Ret.ACI & SCR & WetFGD & HRI | 0 | 0 | 0 | 0 | 0 | 0 | 0 | 0
00 Ret.ACI & SNCR | 0 | 0 | 0 | 0 | 0 | 0 | 0 | 0
00 Ret.ACI & SNCR & DSI | 0 | 0 | 0 | 0 | 0 | 0 | 0 | 0
00 Ret.ACI & SNCR & DSI & DryFGD | 0 | 0 | 0 | 0 | 0 | 0 | 0 | 0
00 Ret.ACI & SNCR & DSI & DryFGD & HRI | 0 | 0 | 0 | 0 | 0 | 0 | 0 | 0
00 Ret.ACI & SNCR & DSI & HRI | 0 | 0 | 0 | 0 | 0 | 0 | 0 | 0
00 Ret.ACI & SNCR & DSI & WetFGD | 0 | 0 | 0 | 0 | 0 | 0 | 0 | 0
00 Ret.ACI & SNCR & DSI & WetFGD & HRI | 0 | 0 | 0 | 0 | 0 | 0 | 0 | 0
00 Ret.ACI & SNCR & HRI | 0 | 0 | 0 | 0 | 0 | 0 | 0 | 0
00 Ret.ACI & WetFGD | 0 | 0 | 0 | 0 | 0 | 0 | 0 | 0
00 Ret.ACI & WetFGD & DSI | 0 | 0 | 0 | 0 | 0 | 0 | 0 | 0
00 Ret.ACI & WetFGD & HRI | 0 | 0 | 0 | 0 | 0 | 0 | 0 | 0
00 Ret.C2G | 5747.5163 | 6862.3316 | 9790.4537 | 9499.5221 | 11117.8161 | 8325.8561 | 7989.8561 | 7537.4161
00 Ret.C2G & SCR | 0 | 0 | 0 | 1599.4274 | 1599.4274 | 1599.4274 | 1599.4274 | 1599.4274
00 Ret.CCG | 0 | 0 | 1451.3632 | 1935.6411 | 1935.6411 | 1935.6411 | 1935.6411 | 1935.6411
00 Ret.DryFGD | 0 | 0 | 0 | 0 | 0 | 0 | 0 | 0
00 Ret.DryFGD & CCS | 0 | 0 | 0 | 0 | 0 | 0 | 0 | 0
00 Ret.DryFGD & HRI | 0 | 0 | 0 | 0 | 0 | 0 | 0 | 0
00 Ret.DSI | 0 | 0 | 0 | 0 | 0 | 0 | 0 | 0
00 Ret.DSI & DryFGD | 0 | 0 | 0 | 0 | 0 | 0 | 0 | 0
00 Ret.DSI & DryFGD & HRI | 0 | 0 | 0 | 0 | 0 | 0 | 0 | 0
00 Ret.DSI & HRI | 0 | 0 | 0 | 0 | 0 | 0 | 0 | 0
00 Ret.ExistACI & DryFGD | 0 | 0 | 0 | 0 | 0 | 0 | 0 | 0
00 Ret.ExistACI & DryFGD & CCS | 0 | 0 | 0 | 0 | 0 | 0 | 0 | 0
00 Ret.ExistACI & DryFGD & HRI | 0 | 0 | 0 | 0 | 0 | 0 | 0 | 0
00 Ret.ExistACI & DryFGD & HRI & CCS | 0 | 0 | 0 | 0 | 0 | 0 | 0 | 0
00 Ret.ExistACI & DSI | 0 | 0 | 0 | 0 | 0 | 0 | 0 | 0
00 Ret.ExistACI & DSI & DryFGD | 0 | 0 | 0 | 0 | 0 | 0 | 0 | 0
00 Ret.ExistACI & DSI & DryFGD & HRI | 0 | 0 | 0 | 0 | 0 | 0 | 0 | 0
00 Ret.ExistACI & DSI & HRI | 0 | 0 | 0 | 0 | 0 | 0 | 0 | 0
00 Ret.ExistACI & HRI | 0 | 0 | 0 | 0 | 0 | 0 | 0 | 0
00 Ret.ExistACI & HRI & WetFGD | 0 | 0 | 0 | 0 | 0 | 0 | 0 | 0
00 Ret.ExistACI & SCR | 0 | 0 | 0 | 2358.202 | 2358.202 | 1179.101 | 3.9767 | 3.9767
00 Ret.ExistACI & SCR & DryFGD | 0 | 0 | 0 | 0 | 0 | 0 | 0 | 0
00 Ret.ExistACI & SCR & DryFGD & CCS | 0 | 0 | 0 | 0 | 0 | 0 | 0 | 0
00 Ret.ExistACI & SCR & DryFGD & HRI | 0 | 0 | 0 | 0 | 0 | 0 | 0 | 0
00 Ret.ExistACI & SCR & DryFGD & HRI & CCS | 0 | 0 | 0 | 0 | 0 | 0 | 0 | 0
00 Ret.ExistACI & SCR & DSI | 0 | 0 | 0 | 0 | 0 | 0 | 0 | 0
00 Ret.ExistACI & SCR & DSI & DryFGD | 0 | 0 | 0 | 0 | 0 | 0 | 0 | 0
00 Ret.ExistACI & SCR & DSI & DryFGD & HRI | 0 | 0 | 0 | 0 | 0 | 0 | 0 | 0
00 Ret.ExistACI & SCR & DSI & HRI | 0 | 0 | 0 | 0 | 0 | 0 | 0 | 0
00 Ret.ExistACI & SCR & HRI | 0 | 0 | 0 | 0 | 0 | 0 | 0 | 0
00 Ret.ExistACI & SCR & WetFGD | 0 | 0 | 0 | 0 | 0 | 0 | 0 | 0
00 Ret.ExistACI & SCR & WetFGD & CCS | 0 | 0 | 0 | 0 | 0 | 0 | 0 | 0
00 Ret.ExistACI & SCR & WetFGD & HRI | 0 | 0 | 0 | 0 | 0 | 0 | 0 | 0
00 Ret.ExistACI & SCR & WetFGD & HRI & CCS | 0 | 0 | 0 | 0 | 0 | 0 | 0 | 0
00 Ret.ExistACI & SNCR | 0 | 0 | 0 | 0 | 0 | 0 | 0 | 0
00 Ret.ExistACI & SNCR & DryFGD | 0 | 0 | 0 | 0 | 0 | 0 | 0 | 0
00 Ret.ExistACI & SNCR & DryFGD & CCS | 0 | 0 | 0 | 0 | 0 | 0 | 0 | 0
00 Ret.ExistACI & SNCR & DryFGD & HRI | 0 | 0 | 0 | 0 | 0 | 0 | 0 | 0
00 Ret.ExistACI & SNCR & DryFGD & HRI & CCS | 0 | 0 | 0 | 0 | 0 | 0 | 0 | 0
00 Ret.ExistACI & SNCR & DSI | 0 | 0 | 0 | 0 | 0 | 0 | 0 | 0
00 Ret.ExistACI & SNCR & DSI & HRI | 0 | 0 | 0 | 0 | 0 | 0 | 0 | 0
00 Ret.ExistACI & SNCR & HRI | 0 | 0 | 0 | 0 | 0 | 0 | 0 | 0
00 Ret.ExistACI & SNCR & WetFGD | 0 | 0 | 0 | 0 | 0 | 0 | 0 | 0
00 Ret.ExistACI & SNCR & WetFGD & CCS | 0 | 0 | 0 | 0 | 0 | 0 | 0 | 0
00 Ret.ExistACI & SNCR & WetFGD & HRI | 0 | 0 | 0 | 0 | 0 | 0 | 0 | 0
00 Ret.ExistACI & SNCR & WetFGD & HRI & CCS | 0 | 0 | 0 | 0 | 0 | 0 | 0 | 0
00 Ret.ExistACI & WetFGD | 0 | 0 | 0 | 0 | 0 | 0 | 0 | 0
00 Ret.ExistACI & WetFGD & CCS | 0 | 0 | 0 | 0 | 0 | 0 | 0 | 0
00 Ret.ExistACI & WetFGD & HRI & CCS | 0 | 0 | 0 | 0 | 0 | 0 | 0 | 0
00 Ret.ExistACI_DSI & DryFGD | 0 | 0 | 0 | 0 | 0 | 0 | 0 | 0
00 Ret.ExistACI_DSI & DryFGD & CCS | 0 | 0 | 0 | 0 | 0 | 0 | 0 | 0
00 Ret.ExistACI_DSI & DryFGD & HRI | 0 | 0 | 0 | 0 | 0 | 0 | 0 | 0
00 Ret.ExistACI_DSI & DryFGD & HRI & CCS | 0 | 0 | 0 | 0 | 0 | 0 | 0 | 0
00 Ret.ExistACI_DSI & HRI | 0 | 0 | 0 | 0 | 0 | 0 | 0 | 0
00 Ret.ExistACI_DSI & SCR | 0 | 0 | 0 | 437.3723 | 437.3723 | 437.3723 | 437.3723 | 437.3723
00 Ret.ExistACI_DSI & SCR & DryFGD | 0 | 0 | 0 | 0 | 0 | 0 | 0 | 0
00 Ret.ExistACI_DSI & SCR & DryFGD & CCS | 0 | 0 | 0 | 0 | 0 | 0 | 0 | 0
00 Ret.ExistACI_DSI & SCR & DryFGD & HRI | 0 | 0 | 0 | 0 | 0 | 0 | 0 | 0
00 Ret.ExistACI_DSI & SCR & DryFGD & HRI & CCS | 0 | 0 | 0 | 0 | 0 | 0 | 0 | 0
00 Ret.ExistACI_DSI & SCR & HRI | 0 | 0 | 0 | 0 | 0 | 0 | 0 | 0
00 Ret.ExistACI_DSI & SCR & WetFGD | 0 | 0 | 0 | 0 | 0 | 0 | 0 | 0
00 Ret.ExistACI_DSI & SCR & WetFGD & CCS | 0 | 0 | 0 | 0 | 0 | 0 | 0 | 0
00 Ret.ExistACI_DSI & SCR & WetFGD & HRI | 0 | 0 | 0 | 0 | 0 | 0 | 0 | 0
00 Ret.ExistACI_DSI & SCR & WetFGD & HRI & CCS | 0 | 0 | 0 | 0 | 0 | 0 | 0 | 0
00 Ret.ExistACI_DSI & SNCR | 0 | 0 | 0 | 0 | 0 | 0 | 0 | 0
00 Ret.ExistACI_DSI & SNCR & DryFGD | 0 | 0 | 0 | 0 | 0 | 0 | 0 | 0
00 Ret.ExistACI_DSI & SNCR & DryFGD & HRI & CCS | 0 | 0 | 0 | 0 | 0 | 0 | 0 | 0
00 Ret.ExistACI_DSI & SNCR & DryFGD & HRI | 0 | 0 | 0 | 0 | 0 | 0 | 0 | 0
00 Ret.ExistACI_DSI & SNCR & WetFGD & HRI & CCS | 0 | 0 | 0 | 0 | 0 | 0 | 0 | 0
00 Ret.ExistACI_DSI & SNCR & HRI | 0 | 0 | 0 | 0 | 0 | 0 | 0 | 0
00 Ret.ExistACI_DSI & SNCR & WetFGD | 0 | 0 | 0 | 0 | 0 | 0 | 0 | 0
00 Ret.ExistACI_DSI & SNCR & WetFGD & HRI | 0 | 0 | 0 | 0 | 0 | 0 | 0 | 0
00 Ret.ExistACI_DSI & WetFGD | 0 | 0 | 0 | 0 | 0 | 0 | 0 | 0
00 Ret.ExistACI_DSI & WetFGD & CCS | 0 | 0 | 0 | 0 | 0 | 0 | 0 | 0
00 Ret.ExistACI_DSI & WetFGD & HRI | 0 | 0 | 0 | 0 | 0 | 0 | 0 | 0
00 Ret.ExistACI_DSI & WetFGD & HRI & CCS | 0 | 0 | 0 | 0 | 0 | 0 | 0 | 0
00 Ret.ExistDryFGD & CCS | 0 | 0 | 0 | 0 | 0 | 0 | 0 | 0
00 Ret.ExistDryFGD & HRI | 0 | 0 | 0 | 0 | 0 | 0 | 0 | 0
00 Ret.ExistDryFGD & SCR | 0 | 0 | 0 | 0 | 0 | 0 | 0 | 0
00 Ret.ExistDryFGD & SCR & CCS | 0 | 0 | 0 | 0 | 0 | 0 | 0 | 0
00 Ret.ExistDryFGD & SCR & HRI | 0 | 0 | 0 | 0 | 0 | 0 | 0 | 0
00 Ret.ExistDryFGD & SNCR | 0 | 0 | 0 | 0 | 0 | 0 | 0 | 0
00 Ret.ExistDryFGD & SNCR & CCS | 0 | 0 | 0 | 0 | 0 | 0 | 0 | 0
00 Ret.ExistDryFGD & SNCR & HRI | 0 | 0 | 0 | 0 | 0 | 0 | 0 | 0
00 Ret.ExistDryFGD_ACI & CCS | 0 | 0 | 0 | 0 | 0 | 0 | 0 | 0
00 Ret.ExistDryFGD_ACI & HRI | 0 | 0 | 0 | 0 | 0 | 0 | 0 | 0
00 Ret.ExistDryFGD_ACI & HRI & CCS | 0 | 0 | 0 | 0 | 0 | 0 | 0 | 0
00 Ret.ExistDryFGD_ACI & SCR | 0 | 0 | 0 | 0 | 0 | 0 | 0 | 0
00 Ret.ExistDryFGD_ACI & SCR & CCS | 0 | 0 | 0 | 0 | 0 | 0 | 0 | 0
00 Ret.ExistDryFGD_ACI & SCR & HRI | 0 | 0 | 0 | 0 | 0 | 0 | 0 | 0
00 Ret.ExistDryFGD_ACI & SCR & HRI & CCS | 0 | 0 | 0 | 0 | 0 | 0 | 0 | 0
00 Ret.ExistDryFGD_ACI & SNCR | 0 | 0 | 0 | 0 | 0 | 0 | 0 | 0
00 Ret.ExistDryFGD_ACI & SNCR & CCS | 0 | 0 | 0 | 0 | 0 | 0 | 0 | 0
00 Ret.ExistDryFGD_ACI & SNCR & HRI | 0 | 0 | 0 | 0 | 0 | 0 | 0 | 0
00 Ret.ExistDryFGD_ACI & SNCR & HRI & CCS | 0 | 0 | 0 | 0 | 0 | 0 | 0 | 0
00 Ret.ExistDryFGD_ACI_DSI & SCR | 0 | 0 | 0 | 0 | 0 | 0 | 0 | 0
00 Ret.ExistDryFGD_ACI_DSI & SCR & CCS | 0 | 0 | 0 | 0 | 0 | 0 | 0 | 0
00 Ret.ExistDryFGD_ACI_DSI & SCR & HRI | 0 | 0 | 0 | 0 | 0 | 0 | 0 | 0
00 Ret.ExistDryFGD_ACI_DSI & SCR & HRI & CCS | 0 | 0 | 0 | 0 | 0 | 0 | 0 | 0
00 Ret.ExistDryFGD_DSI & HRI | 0 | 0 | 0 | 0 | 0 | 0 | 0 | 0
00 Ret.ExistDryFGD_SNCR_ACI_DSI & CCS | 0 | 0 | 0 | 0 | 0 | 0 | 0 | 0
00 Ret.ExistDryFGD_SNCR_ACI_DSI & HRI | 0 | 0 | 0 | 0 | 0 | 0 | 0 | 0
00 Ret.ExistDryFGD_SNCR_ACI_DSI & HRI & CCS | 0 | 0 | 0 | 0 | 0 | 0 | 0 | 0
00 Ret.ExistDSI & DryFGD | 0 | 0 | 0 | 0 | 0 | 0 | 0 | 0
00 Ret.ExistDSI & DryFGD & HRI | 0 | 0 | 0 | 0 | 0 | 0 | 0 | 0
00 Ret.ExistDSI & HRI | 0 | 0 | 0 | 0 | 0 | 0 | 0 | 0
00 Ret.ExistDSI & SCR | 0 | 0 | 0 | 0 | 0 | 0 | 0 | 0
00 Ret.ExistDSI & SCR & DryFGD | 0 | 0 | 0 | 0 | 0 | 0 | 0 | 0
00 Ret.ExistDSI & SCR & DryFGD & HRI | 0 | 0 | 0 | 0 | 0 | 0 | 0 | 0
00 Ret.ExistDSI & SCR & HRI | 0 | 0 | 0 | 0 | 0 | 0 | 0 | 0
00 Ret.ExistDSI & SCR & WetFGD | 0 | 0 | 0 | 0 | 0 | 0 | 0 | 0
00 Ret.ExistDSI & SCR & WetFGD & HRI | 0 | 0 | 0 | 0 | 0 | 0 | 0 | 0
00 Ret.ExistDSI & SNCR | 0 | 0 | 0 | 0 | 0 | 0 | 0 | 0
00 Ret.ExistSCR & ACI | 0 | 0 | 0 | 0 | 0 | 0 | 0 | 0
00 Ret.ExistDSI & SNCR & DryFGD | 0 | 0 | 0 | 0 | 0 | 0 | 0 | 0
00 Ret.ExistSCR & ACI & DSI | 0 | 0 | 0 | 0 | 0 | 0 | 0 | 0
00 Ret.ExistSCR & ACI & DSI & DryFGD | 0 | 0 | 0 | 0 | 0 | 0 | 0 | 0
00 Ret.ExistSCR & ACI & DSI & DryFGD & HRI | 0 | 0 | 0 | 0 | 0 | 0 | 0 | 0
00 Ret.ExistDSI & SNCR & DryFGD & HRI | 0 | 0 | 0 | 0 | 0 | 0 | 0 | 0
00 Ret.ExistDSI & SNCR & HRI | 0 | 0 | 0 | 0 | 0 | 0 | 0 | 0
00 Ret.ExistSCR & ACI & DSI & HRI | 0 | 0 | 0 | 0 | 0 | 0 | 0 | 0
00 Ret.ExistDSI & SNCR & WetFGD | 0 | 0 | 0 | 0 | 0 | 0 | 0 | 0
00 Ret.ExistSCR & ACI & DSI & WetFGD | 0 | 0 | 0 | 0 | 0 | 0 | 0 | 0
00 Ret.ExistSCR & ACI & DSI & WetFGD & HRI | 0 | 0 | 0 | 0 | 0 | 0 | 0 | 0
00 Ret.ExistSCR & ACI & HRI | 0 | 0 | 0 | 0 | 0 | 0 | 0 | 0
00 Ret.ExistDSI & SNCR & WetFGD & HRI | 0 | 0 | 0 | 0 | 0 | 0 | 0 | 0
00 Ret.ExistDSI & WetFGD | 0 | 0 | 0 | 0 | 0 | 0 | 0 | 0
00 Ret.ExistDSI & WetFGD & HRI | 0 | 0 | 0 | 0 | 0 | 0 | 0 | 0
00 Ret.ExistDSI_ACI & SNCR & DryFGD & CCS | 0 | 0 | 0 | 0 | 0 | 0 | 0 | 0
00 Ret.ExistDSI_ACI & SNCR & WetFGD & CCS | 0 | 0 | 0 | 0 | 0 | 0 | 0 | 0
00 Ret.ExistSCR_ACI & DryFGD | 0 | 0 | 0 | 0 | 0 | 0 | 0 | 0
00 Ret.ExistSCR & DSI | 0 | 0 | 0 | 0 | 0 | 0 | 0 | 0
00 Ret.ExistSCR_ACI & DryFGD & CCS | 0 | 0 | 0 | 0 | 0 | 0 | 0 | 0
00 Ret.ExistSCR_ACI & DryFGD & HRI | 0 | 0 | 0 | 0 | 0 | 0 | 0 | 0
00 Ret.ExistSCR & DSI & DryFGD | 0 | 0 | 0 | 0 | 0 | 0 | 0 | 0
00 Ret.ExistSCR_ACI & DryFGD & HRI & CCS | 0 | 0 | 0 | 0 | 0 | 0 | 0 | 0
00 Ret.ExistSCR & DSI & DryFGD & HRI | 0 | 0 | 0 | 0 | 0 | 0 | 0 | 0
00 Ret.ExistSCR & DSI & HRI | 0 | 0 | 0 | 0 | 0 | 0 | 0 | 0
00 Ret.ExistSCR_ACI & DSI & HRI | 0 | 0 | 0 | 0 | 0 | 0 | 0 | 0
00 Ret.ExistSCR_ACI & HRI | 0 | 0 | 0 | 0 | 0 | 0 | 0 | 0
00 Ret.ExistSCR_ACI & WetFGD | 0 | 0 | 0 | 0 | 0 | 0 | 0 | 0
00 Ret.ExistSCR & HRI | 0 | 0 | 0 | 0 | 0 | 0 | 0 | 0
00 Ret.ExistSCR_ACI & WetFGD & CCS | 0 | 0 | 0 | 0 | 0 | 0 | 0 | 0
00 Ret.ExistSCR_ACI & WetFGD & HRI | 0 | 0 | 0 | 0 | 0 | 0 | 0 | 0
00 Ret.ExistSCR_ACI & WetFGD & HRI & CCS | 0 | 0 | 0 | 0 | 0 | 0 | 0 | 0
00 Ret.ExistSCR_ACI_DSI & DryFGD | 0 | 0 | 0 | 0 | 0 | 0 | 0 | 0
00 Ret.ExistSCR_ACI_DSI & DryFGD & CCS | 0 | 0 | 0 | 0 | 0 | 0 | 0 | 0
00 Ret.ExistSCR_ACI_DSI & DryFGD & HRI | 0 | 0 | 0 | 0 | 0 | 0 | 0 | 0
00 Ret.ExistSCR_ACI_DSI & DryFGD & HRI & CCS | 0 | 0 | 0 | 0 | 0 | 0 | 0 | 0
00 Ret.ExistSCR_ACI_DSI & HRI | 0 | 0 | 0 | 0 | 0 | 0 | 0 | 0
00 Ret.ExistSCR_ACI_DSI & WetFGD | 0 | 0 | 0 | 0 | 0 | 0 | 0 | 0
00 Ret.ExistSCR_ACI_DSI & WetFGD & CCS | 0 | 0 | 0 | 0 | 0 | 0 | 0 | 0
00 Ret.ExistSCR_ACI_DSI & WetFGD & HRI | 0 | 0 | 0 | 0 | 0 | 0 | 0 | 0
00 Ret.ExistSCR_ACI_DSI & WetFGD & HRI & CCS | 0 | 0 | 0 | 0 | 0 | 0 | 0 | 0
00 Ret.ExistSCR_DryFGD & HRI | 0 | 0 | 0 | 0 | 0 | 0 | 0 | 0
00 Ret.ExistSCR_DryFGD_ACI & CCS | 0 | 0 | 0 | 0 | 0 | 0 | 0 | 0
00 Ret.ExistSCR_DryFGD_ACI & HRI | 0 | 0 | 0 | 0 | 0 | 0 | 0 | 0
00 Ret.ExistSCR_DryFGD_ACI & HRI & CCS | 0 | 0 | 0 | 0 | 0 | 0 | 0 | 0
00 Ret.ExistSCR_DryFGD_ACI_DSI & CCS | 0 | 0 | 0 | 0 | 0 | 0 | 0 | 0
00 Ret.ExistSCR_DryFGD_ACI_DSI & HRI | 0 | 0 | 0 | 0 | 0 | 0 | 0 | 0
00 Ret.ExistSCR_DryFGD_ACI_DSI & HRI & CCS | 0 | 0 | 0 | 0 | 0 | 0 | 0 | 0
00 Ret.ExistSCR_WetFGD & HRI | 0 | 0 | 0 | 0 | 0 | 0 | 0 | 0
00 Ret.ExistSCR_WetFGD & HRI & CCS | 0 | 0 | 0 | 0 | 0 | 0 | 0 | 0
00 Ret.ExistSCR_WetFGD_ACI & CCS | 0 | 0 | 0 | 0 | 0 | 0 | 0 | 0
00 Ret.ExistSCR_WetFGD_ACI & HRI | 0 | 0 | 0 | 0 | 0 | 0 | 0 | 0
00 Ret.ExistSCR_WetFGD_ACI & HRI & CCS | 0 | 0 | 0 | 0 | 0 | 0 | 0 | 0
00 Ret.ExistSCR_WetFGD_ACI_DSI & CCS | 0 | 0 | 0 | 0 | 0 | 0 | 0 | 0
00 Ret.ExistSCR_WetFGD_ACI_DSI & HRI | 0 | 0 | 0 | 0 | 0 | 0 | 0 | 0
00 Ret.ExistSCR_WetFGD_ACI_DSI & HRI & CCS | 0 | 0 | 0 | 0 | 0 | 0 | 0 | 0
00 Ret.ExistSCR_WetFGD_DSI & HRI | 0 | 0 | 0 | 0 | 0 | 0 | 0 | 0
00 Ret.ExistSCR_WetFGD_DSI & HRI & CCS | 0 | 0 | 0 | 0 | 0 | 0 | 0 | 0
00 Ret.ExistSNCR_ACI & DryFGD | 0 | 0 | 0 | 0 | 0 | 0 | 0 | 0
00 Ret.ExistSNCR_ACI & DryFGD & CCS | 0 | 0 | 0 | 0 | 0 | 0 | 0 | 0
00 Ret.ExistSNCR_ACI & DryFGD & HRI | 0 | 0 | 0 | 0 | 0 | 0 | 0 | 0
00 Ret.ExistSNCR_ACI & DryFGD & HRI & CCS | 0 | 0 | 0 | 0 | 0 | 0 | 0 | 0
00 Ret.ExistSNCR_ACI & DSI & HRI | 0 | 0 | 0 | 0 | 0 | 0 | 0 | 0
00 Ret.ExistSNCR_ACI & HRI | 0 | 0 | 0 | 0 | 0 | 0 | 0 | 0
00 Ret.ExistSNCR_ACI & WetFGD | 0 | 0 | 0 | 0 | 0 | 0 | 0 | 0
00 Ret.ExistSNCR_ACI & WetFGD & CCS | 0 | 0 | 0 | 0 | 0 | 0 | 0 | 0
00 Ret.ExistSNCR_ACI & WetFGD & HRI | 0 | 0 | 0 | 0 | 0 | 0 | 0 | 0
00 Ret.ExistSNCR_ACI & WetFGD & HRI & CCS | 0 | 0 | 0 | 0 | 0 | 0 | 0 | 0
00 Ret.ExistSNCR_ACI_DSI & DryFGD | 0 | 0 | 0 | 0 | 0 | 0 | 0 | 0
00 Ret.ExistSNCR_ACI_DSI & DryFGD & CCS | 0 | 0 | 0 | 0 | 0 | 0 | 0 | 0
00 Ret.ExistSNCR_ACI_DSI & DryFGD & HRI | 0 | 0 | 0 | 0 | 0 | 0 | 0 | 0
00 Ret.ExistSNCR_ACI_DSI & DryFGD & HRI & CCS | 0 | 0 | 0 | 0 | 0 | 0 | 0 | 0
00 Ret.ExistSNCR_ACI_DSI & HRI | 0 | 0 | 0 | 0 | 0 | 0 | 0 | 0
00 Ret.ExistSNCR_ACI_DSI & WetFGD | 0 | 0 | 0 | 0 | 0 | 0 | 0 | 0
00 Ret.ExistSNCR_ACI_DSI & WetFGD & CCS | 0 | 0 | 0 | 0 | 0 | 0 | 0 | 0
00 Ret.ExistSNCR_ACI_DSI & WetFGD & HRI | 0 | 0 | 0 | 0 | 0 | 0 | 0 | 0
00 Ret.ExistSNCR_ACI_DSI & WetFGD & HRI & CCS | 0 | 0 | 0 | 0 | 0 | 0 | 0 | 0
00 Ret.ExistSNCR_DryFGD & HRI | 0 | 0 | 0 | 0 | 0 | 0 | 0 | 0
00 Ret.ExistSNCR_DryFGD_ACI & CCS | 0 | 0 | 0 | 0 | 0 | 0 | 0 | 0
00 Ret.ExistSNCR_DryFGD_ACI & HRI | 0 | 0 | 0 | 0 | 0 | 0 | 0 | 0
00 Ret.ExistSNCR_DryFGD_ACI & HRI & CCS | 0 | 0 | 0 | 0 | 0 | 0 | 0 | 0
00 Ret.ExistSNCR_WetFGD & HRI | 0 | 0 | 0 | 0 | 0 | 0 | 0 | 0
00 Ret.ExistSNCR_WetFGD & HRI & CCS | 0 | 0 | 0 | 0 | 0 | 0 | 0 | 0
00 Ret.ExistSNCR_WetFGD_ACI & CCS | 0 | 0 | 0 | 0 | 0 | 0 | 0 | 0
00 Ret.ExistSNCR_WetFGD_ACI & HRI | 0 | 0 | 0 | 0 | 0 | 0 | 0 | 0
00 Ret.ExistSNCR_WetFGD_ACI & HRI & CCS | 0 | 0 | 0 | 0 | 0 | 0 | 0 | 0
00 Ret.ExistSNCR_WetFGD_ACI_DSI & CCS | 0 | 0 | 0 | 0 | 0 | 0 | 0 | 0
00 Ret.ExistSNCR_WetFGD_ACI_DSI & HRI | 0 | 0 | 0 | 0 | 0 | 0 | 0 | 0
00 Ret.ExistSNCR_WetFGD_ACI_DSI & HRI & CCS | 0 | 0 | 0 | 0 | 0 | 0 | 0 | 0
00 Ret.ExistSNCR & DryFGD & HRI | 0 | 0 | 0 | 0 | 0 | 0 | 0 | 0
00 Ret.ExistSNCR & HRI | 0 | 0 | 0 | 0 | 0 | 0 | 0 | 0
00 Ret.ExistWetFGD & CCS | 0 | 0 | 0 | 0 | 0 | 0 | 0 | 0
00 Ret.ExistWetFGD & HRI | 0 | 0 | 0 | 0 | 0 | 0 | 0 | 0
00 Ret.ExistWetFGD & HRI & CCS | 0 | 0 | 0 | 0 | 0 | 0 | 0 | 0
00 Ret.ExistWetFGD & SCR | 0 | 0 | 0 | 2372.0387 | 2372.0387 | 1988.5864 | 635.2817 | 446.4001
00 Ret.ExistWetFGD & SCR & CCS | 0 | 0 | 0 | 0 | 0 | 0 | 0 | 0
00 Ret.ExistWetFGD & SCR & HRI | 0 | 0 | 0 | 0 | 0 | 0 | 0 | 0
00 Ret.ExistWetFGD & SCR & HRI & CCS | 0 | 0 | 0 | 0 | 0 | 0 | 0 | 0
00 Ret.ExistWetFGD & SNCR | 0 | 0 | 0 | 0 | 0 | 0 | 0 | 0
00 Ret.ExistWetFGD & SNCR & CCS | 0 | 0 | 0 | 0 | 0 | 0 | 0 | 0
00 Ret.ExistWetFGD & SNCR & HRI | 0 | 0 | 0 | 0 | 0 | 0 | 0 | 0
00 Ret.ExistWetFGD & SNCR & HRI & CCS | 0 | 0 | 0 | 0 | 0 | 0 | 0 | 0
00 Ret.ExistWetFGD_ACI & CCS | 0 | 0 | 0 | 0 | 0 | 0 | 0 | 0
00 Ret.ExistWetFGD_ACI & HRI | 0 | 0 | 0 | 0 | 0 | 0 | 0 | 0
00 Ret.ExistWetFGD_ACI & HRI & CCS | 0 | 0 | 0 | 0 | 0 | 0 | 0 | 0
00 Ret.ExistWetFGD_ACI & SCR | 169.8675 | 170.6678 | 170.6678 | 1268.6354 | 1268.6354 | 1138.316 | 1138.316 | 1138.316
00 Ret.ExistWetFGD_ACI & SCR & CCS | 0 | 0 | 0 | 0 | 0 | 0 | 0 | 0
00 Ret.ExistWetFGD_ACI & SCR & HRI | 0 | 0 | 0 | 0 | 0 | 0 | 0 | 0
00 Ret.ExistWetFGD_ACI & SCR & HRI & CCS | 0 | 0 | 0 | 0 | 0 | 0 | 0 | 0
00 Ret.ExistWetFGD_ACI & SNCR | 0 | 0 | 0 | 0 | 0 | 0 | 0 | 0
00 Ret.ExistWetFGD_ACI & SNCR & CCS | 0 | 0 | 0 | 0 | 0 | 0 | 0 | 0
00 Ret.ExistWetFGD_ACI & SNCR & HRI | 0 | 0 | 0 | 0 | 0 | 0 | 0 | 0
00 Ret.ExistWetFGD_ACI & SNCR & HRI & CCS | 0 | 0 | 0 | 0 | 0 | 0 | 0 | 0
00 Ret.ExistWetFGD_ACI_DSI & CCS | 0 | 0 | 0 | 0 | 0 | 0 | 0 | 0
00 Ret.ExistWetFGD_ACI_DSI & HRI | 0 | 0 | 0 | 0 | 0 | 0 | 0 | 0
00 Ret.ExistWetFGD_ACI_DSI & HRI & CCS | 0 | 0 | 0 | 0 | 0 | 0 | 0 | 0
00 Ret.ExistWetFGD_ACI_DSI & SCR | 0 | 0 | 0 | 0 | 0 | 0 | 0 | 0
00 Ret.ExistWetFGD_ACI_DSI & SCR & CCS | 0 | 0 | 0 | 0 | 0 | 0 | 0 | 0
00 Ret.ExistWetFGD_ACI_DSI & SCR & HRI | 0 | 0 | 0 | 0 | 0 | 0 | 0 | 0
00 Ret.ExistWetFGD_ACI_DSI & SCR & HRI & CCS | 0 | 0 | 0 | 0 | 0 | 0 | 0 | 0
00 Ret.ExistWetFGD_ACI_DSI & SNCR | 0 | 0 | 0 | 0 | 0 | 0 | 0 | 0
00 Ret.ExistWetFGD_ACI_DSI & SNCR & CCS | 0 | 0 | 0 | 0 | 0 | 0 | 0 | 0
00 Ret.ExistWetFGD_ACI_DSI & SNCR & HRI | 0 | 0 | 0 | 0 | 0 | 0 | 0 | 0
00 Ret.ExistWetFGD_ACI_DSI & SNCR & HRI & CCS | 0 | 0 | 0 | 0 | 0 | 0 | 0 | 0
00 Ret.ExistWetFGD_DSI & HRI | 0 | 0 | 0 | 0 | 0 | 0 | 0 | 0
00 Ret.ExistWetFGD_DSI & SCR | 0 | 0 | 0 | 0 | 0 | 0 | 0 | 0
00 Ret.ExistSNCR_DSI & DryFGD & HRI | 0 | 0 | 0 | 0 | 0 | 0 | 0 | 0
00 Ret.ExistWetFGD_DSI & SCR & HRI | 0 | 0 | 0 | 0 | 0 | 0 | 0 | 0
00 Ret.ExistSNCR_DSI & HRI | 0 | 0 | 0 | 0 | 0 | 0 | 0 | 0
00 Ret.ExistWetFGD_DSI & SNCR | 0 | 0 | 0 | 0 | 0 | 0 | 0 | 0
00 Ret.ExistWetFGD_DSI & SNCR & HRI | 0 | 0 | 0 | 0 | 0 | 0 | 0 | 0
00 Ret.ExistWetFGD_SCR & CCS | 0 | 0 | 8.0464 | 8.0464 | 8.0464 | 8.0464 | 8.0464 | 8.0464
00 Ret.ExistWetFGD_SCR_DSI & CCS | 0 | 0 | 0 | 0 | 0 | 0 | 0 | 0
00 Ret.ExistWetFGD_SNCR & CCS | 0 | 0 | 0 | 0 | 0 | 0 | 0 | 0
00 Ret.HRI | 0 | 0 | 0 | 0 | 0 | 0 | 0 | 0
00 Ret.SCR | 0 | 0 | 0 | 0 | 0 | 0 | 0 | 0
00 Ret.SCR & DryFGD | 0 | 0 | 0 | 0 | 0 | 0 | 0 | 0
00 Ret.SCR & DryFGD & ACI | 0 | 0 | 0 | 0 | 0 | 0 | 0 | 0
00 Ret.SCR & DryFGD & CCS | 0 | 0 | 0 | 0 | 0 | 0 | 0 | 0
00 Ret.SCR & DryFGD & HRI | 0 | 0 | 0 | 0 | 0 | 0 | 0 | 0
00 Ret.SCR & DSI | 0 | 0 | 0 | 0 | 0 | 0 | 0 | 0
00 Ret.SCR & DSI & DryFGD | 0 | 0 | 0 | 0 | 0 | 0 | 0 | 0
00 Ret.SCR & DSI & DryFGD & HRI | 0 | 0 | 0 | 0 | 0 | 0 | 0 | 0
00 Ret.SCR & DSI & HRI | 0 | 0 | 0 | 0 | 0 | 0 | 0 | 0
00 Ret.SCR & DSI & WetFGD | 0 | 0 | 0 | 0 | 0 | 0 | 0 | 0
00 Ret.SCR & DSI & WetFGD & HRI | 0 | 0 | 0 | 0 | 0 | 0 | 0 | 0
00 Ret.SCR & HRI | 0 | 0 | 0 | 0 | 0 | 0 | 0 | 0
00 Ret.SCR & WetFGD | 0 | 0 | 0 | 0 | 0 | 0 | 0 | 0
00 Ret.SCR & WetFGD & ACI | 0 | 0 | 0 | 0 | 0 | 0 | 0 | 0
00 Ret.SCR & WetFGD & CCS | 0 | 0 | 0 | 0 | 0 | 0 | 0 | 0
00 Ret.SCR & WetFGD & HRI | 0 | 0 | 0 | 0 | 0 | 0 | 0 | 0
00 Ret.SNCR | 0 | 0 | 0 | 0 | 0 | 0 | 0 | 0
00 Ret.SNCR & DryFGD | 0 | 0 | 0 | 0 | 0 | 0 | 0 | 0
00 Ret.SNCR & DryFGD & ACI | 0 | 0 | 0 | 0 | 0 | 0 | 0 | 0
00 Ret.SNCR & DryFGD & ACI & HRI | 0 | 0 | 0 | 0 | 0 | 0 | 0 | 0
00 Ret.SNCR & DryFGD & CCS | 0 | 0 | 0 | 0 | 0 | 0 | 0 | 0
00 Ret.SNCR & DryFGD & HRI | 0 | 0 | 0 | 0 | 0 | 0 | 0 | 0
00 Ret.SNCR & DSI | 0 | 0 | 0 | 0 | 0 | 0 | 0 | 0
00 Ret.SNCR & DSI & HRI | 0 | 0 | 0 | 0 | 0 | 0 | 0 | 0
00 Ret.SNCR & HRI | 0 | 0 | 0 | 0 | 0 | 0 | 0 | 0
00 Ret.SNCR & WetFGD | 0 | 0 | 0 | 0 | 0 | 0 | 0 | 0
00 Ret.SNCR & WetFGD & ACI | 0 | 0 | 0 | 0 | 0 | 0 | 0 | 0
00 Ret.SNCR & WetFGD & ACI & HRI | 0 | 0 | 0 | 0 | 0 | 0 | 0 | 0
00 Ret.SNCR & WetFGD & CCS | 0 | 0 | 0 | 0 | 0 | 0 | 0 | 0
00 Ret.SNCR & WetFGD & HRI | 0 | 0 | 0 | 0 | 0 | 0 | 0 | 0
00 Ret.WetFGD | 0 | 0 | 0 | 0 | 0 | 0 | 0 | 0
00 Ret.WetFGD & CCS | 0 | 0 | 0 | 0 | 0 | 0 | 0 | 0
00 Ret.WetFGD & HRI | 0 | 0 | 0 | 0 | 0 | 0 | 0 | 0
00 Ret.FB & HRI | 0 | 0 | 0 | 0 | 0 | 0 | 0 | 0
00 Ret.FB DryFGD | 0 | 0 | 0 | 0 | 0 | 0 | 0 | 0
00 Ret.FB DryFGD & HRI | 0 | 0 | 0 | 0 | 0 | 0 | 0 | 0
00 Ret.FB DryFGD & SNCR | 0 | 0 | 0 | 0 | 0 | 0 | 0 | 0
00 Ret.FB-Exist ACI & DryFGD & HRI | 0 | 0 | 0 | 0 | 0 | 0 | 0 | 0
00 Ret.FB-Exist ACI_DSI & DryFGD & SNCR | 0 | 0 | 0 | 0 | 0 | 0 | 0 | 0
00 Ret.FB-Exist ACI_DSI & SNCR | 0 | 0 | 0 | 0 | 0 | 0 | 0 | 0
00 Ret.FB-ExistACI & HRI | 0 | 0 | 0 | 0 | 0 | 0 | 0 | 0
00 Ret.FB-ExistACI_DSI & DryFGD | 0 | 0 | 0 | 0 | 0 | 0 | 0 | 0
00 Ret.FB-ExistACI_DSI & DryFGD & HRI | 0 | 0 | 0 | 0 | 0 | 0 | 0 | 0
00 Ret.FB-ExistACI_DSI & DryFGD & SNCR | 0 | 0 | 0 | 0 | 0 | 0 | 0 | 0
00 Ret.FB-ExistACI_DSI & DryFGD & SNCR & HRI | 0 | 0 | 0 | 0 | 0 | 0 | 0 | 0
00 Ret.FB-ExistACI_DSI & HRI | 0 | 0 | 0 | 0 | 0 | 0 | 0 | 0
00 Ret.FB-ExistACI_DSI & SNCR & HRI | 0 | 0 | 0 | 0 | 0 | 0 | 0 | 0
00 Ret.FB-ExistDryFGD & HRI | 0 | 0 | 0 | 0 | 0 | 0 | 0 | 0
00 Ret.FB-ExistDryFGD_ACI & HRI | 0 | 0 | 0 | 0 | 0 | 0 | 0 | 0
00 Ret.FB-ExistDryFGD_ACI & HRI & CCS | 0 | 0 | 0 | 0 | 0 | 0 | 0 | 0
00 Ret.FB-ExistDryFGD_ACI & SNCR | 0 | 0 | 0 | 0 | 0 | 0 | 0 | 0
00 Ret.FB-ExistDryFGD_ACI & SNCR & HRI | 0 | 0 | 0 | 0 | 0 | 0 | 0 | 0
00 Ret.FB-ExistDryFGD_DSI & HRI | 0 | 0 | 0 | 0 | 0 | 0 | 0 | 0
00 Ret.FB-ExistDryFGD_DSI & SNCR | 0 | 0 | 0 | 0 | 0 | 0 | 0 | 0
00 Ret.FB-ExistDryFGD_DSI & SNCR & HRI | 0 | 0 | 0 | 0 | 0 | 0 | 0 | 0
00 Ret.FB-ExistDryFGD_SNCR & HRI | 0 | 0 | 0 | 0 | 0 | 0 | 0 | 0
00 Ret.FB-ExistDryFGD_SNCR_ACI & HRI | 0 | 0 | 0 | 0 | 0 | 0 | 0 | 0
00 Ret.FB-ExistDryFGD_SNCR_ACI & HRI & CCS | 0 | 0 | 0 | 0 | 0 | 0 | 0 | 0
00 Ret.FB-ExistDryFGD_SNCR_ACI_DSI & HRI | 0 | 0 | 0 | 0 | 0 | 0 | 0 | 0
00 Ret.FB-ExistDryFGD_SNCR_ACI_DSI & HRI & CCS | 0 | 0 | 0 | 0 | 0 | 0 | 0 | 0
00 Ret.FB-ExistWetFGD_SNCR_ACI & HRI | 0 | 0 | 0 | 0 | 0 | 0 | 0 | 0
00 Ret.FB-ExistWetFGD_SNCR_ACI & HRI & CCS | 0 | 0 | 0 | 0 | 0 | 0 | 0 | 0
00 Ret.FB-ExistDryFGD_SNCR_DSI & HRI | 0 | 0 | 0 | 0 | 0 | 0 | 0 | 0
00 Ret.FB-ExistDSI & DryFGD | 0 | 0 | 0 | 0 | 0 | 0 | 0 | 0
00 Ret.FB-ExistDSI & DryFGD & HRI | 0 | 0 | 0 | 0 | 0 | 0 | 0 | 0
00 Ret.FB-ExistDSI & DryFGD & SNCR | 0 | 0 | 0 | 0 | 0 | 0 | 0 | 0
00 Ret.FB-ExistDSI & DryFGD & SNCR & HRI | 0 | 0 | 0 | 0 | 0 | 0 | 0 | 0
00 Ret.FB-ExistDSI & HRI | 0 | 0 | 0 | 0 | 0 | 0 | 0 | 0
00 Ret.FB-ExistDSI & SNCR | 0 | 0 | 0 | 0 | 0 | 0 | 0 | 0
00 Ret.FB-ExistDSI & SNCR & HRI | 0 | 0 | 0 | 0 | 0 | 0 | 0 | 0
00 Ret.FB-ExistSNCR & DryFGD | 0 | 0 | 0 | 0 | 0 | 0 | 0 | 0
00 Ret.FB-ExistSNCR & DryFGD & HRI | 0 | 0 | 0 | 0 | 0 | 0 | 0 | 0
00 Ret.FB-ExistSNCR & HRI | 0 | 0 | 0 | 0 | 0 | 0 | 0 | 0
00 Ret.FB-ExistSNCR_ACI & HRI | 0 | 0 | 0 | 0 | 0 | 0 | 0 | 0
00 Ret.FB-ExistSNCR_ACI_DSI & DryFGD | 0 | 0 | 0 | 0 | 0 | 0 | 0 | 0
00 Ret.FB-ExistSNCR_ACI_DSI & DryFGD & HRI | 0 | 0 | 0 | 0 | 0 | 0 | 0 | 0
00 Ret.FB-ExistSNCR_ACI_DSI & HRI | 0 | 0 | 0 | 0 | 0 | 0 | 0 | 0
00 Ret.FB-ExistSNCR_DryFGD & HRI | 0 | 0 | 0 | 0 | 0 | 0 | 0 | 0
00 Ret.FB-ExistSNCR_DryFGD_ACI & HRI | 0 | 0 | 0 | 0 | 0 | 0 | 0 | 0
00 Ret.FB-ExistSNCR_DryFGD_ACI & HRI & CCS | 0 | 0 | 0 | 0 | 0 | 0 | 0 | 0
00 Ret.FB-ExistSNCR_DSI & DryFGD | 0 | 0 | 0 | 0 | 0 | 0 | 0 | 0
00 Ret.FB-ExistSNCR_DSI & DryFGD & HRI | 0 | 0 | 0 | 0 | 0 | 0 | 0 | 0
00 Ret.FB-ExistSNCR_DSI & HRI | 0 | 0 | 0 | 0 | 0 | 0 | 0 | 0
00 Ret.FB-ExistSNCR_WetFGD & HRI | 0 | 0 | 0 | 0 | 0 | 0 | 0 | 0
00 Ret.FB-ExistSNCR_WetFGD & HRI & CCS | 0 | 0 | 0 | 0 | 0 | 0 | 0 | 0
00 Ret.FB-ExistWetFGD_DSI & HRI | 0 | 0 | 0 | 0 | 0 | 0 | 0 | 0
00 Ret.FB-ExistWetFGD_DSI & SNCR | 0 | 0 | 0 | 0 | 0 | 0 | 0 | 0
00 Ret.FB-ExistWetFGD_DSI & SNCR & HRI | 0 | 0 | 0 | 0 | 0 | 0 | 0 | 0
00 Ret.FB-SNCR | 0 | 0 | 0 | 0 | 0 | 0 | 0 | 0
00 Ret.Oil/Gas Steam SCR | 0 | 0 | 0 | 0 | 0 | 0 | 0 | 0
00 CC Retirement | 808 | 6535.0247 | 6535.0247 | 6535.0247 | 7035.0247 | 7053.1996 | 10623.3996 | 19589.7996
00 CT Retirement | 2558.3212 | 4766.9325 | 4997.7065 | 5641.3325 | 6020.9325 | 6671.81 | 17044.61 | 21826.51
00 O/G Retirement | 3075 | 17338.3838 | 17559.9683 | 17785.9683 | 18555.7894 | 21590.2494 | 23644.2494 | 29618.2774
00 Coal Retirement | 12341.6788 | 57520.7822 | 68394.3155 | 92926.2927 | 102568.0896 | 123939.4196 | 130785.8013 | 140921.8365
00 IGCC Retirement | 0 | 220 | 220 | 220 | 337.4969 | 639.8295 | 815 | 815
00 Nuke Retirement | 0 | 6358 | 18685.1305 | 20875.4151 | 35318.4897 | 36441.4897 | 41656.076 | 52396.2543
00 Biomass Retirement | 40.9 | 3187.4 | 3310.6 | 3310.6 | 3310.6 | 3310.6 | 3310.6 | 3310.6
00 Fossil_Other Retirement | 0 | 0 | 0 | 0 | 0 | 0 | 0 | 0
00 Fuel Cell Retirement | 3 | 3 | 3 | 3 | 3 | 3 | 3 | 3
00 Geothermal Retirement | 18.3 | 18.3 | 18.3 | 18.3 | 18.3 | 18.3 | 18.3 | 18.3
00 Hydro Retirement | 5.5 | 10.7 | 10.7 | 10.7 | 10.7 | 10.7 | 10.7 | 10.7
00 Landfill Gas Retirement | 114.6 | 123.1 | 123.1 | 123.1 | 123.1 | 123.1 | 123.1 | 250.9
00 Non Fossil_Other Retirement | 97 | 239.8 | 239.8 | 239.8 | 239.8 | 239.8 | 239.8 | 239.8
Total | 1230409.963 | 1306302.7435 | 1346370.1983 | 1408884.502 | 1540412.7046 | 1697172.3187 | 1879792.2291 | 2139167.0539
11. Capacity Additions and Changes by Capacity Reporting Type [MW]
00 New Combined Cycle | 11467.8 | 1032 | 0 | 0 | 14082.8386 | 10177.4765 | 17538.1472 | 26347.6587
00 New Combined Cycle with Carbon Capture | 0 | 0 | 0 | 452.4986 | 701.7962 | 0 | 0 | 0
00 New Combustion Turbine | 6678.033 | 3775.7672 | 23012.3247 | 18858.4077 | 28110.9066 | 47601.8545 | 66024.9893 | 74970.6386
00 New Hydro | 0 | 1 | 0 | 1150 | 2875 | 3739.6946 | 0 | 0
00 New Nuclear | 0 | 0 | 0 | 0 | 0 | 0 | 0 | 61.7992
00 New Biomass | 56.9 | 0 | 0 | 0 | 0 | 0 | 0 | 0
00 New Geothermal | 87.3 | 289.23 | 0 | 81.85 | 0 | 0 | 0 | 0
00 New Landfill Gas | 553.5011 | 410.55 | 396.4315 | 15.6518 | 70.4313 | 973.753 | 1447.051 | 538.5553
00 New Battery Storage | 13389.7 | 3902.1232 | 0 | 2663 | 6715.2216 | 249.3659 | 933.153 | 10226.7907
00 New Offshore Wind | 1130 | 1150 | 2400.01 | 1999.99 | 14200.01 | 9587.99 | 5774.5342 | 15575.0729
00 New Onshore Wind | 33402.5501 | 38672.4079 | 0 | 4781.682 | 11554.3172 | 26356.7944 | 41359.8223 | 49027.0119
00 New Solar PV | 45130.4 | 23001.0714 | 3852.4174 | 25527.7 | 37928.0139 | 41994.1155 | 33100.0165 | 65121.6413
00 New Solar Thermal | 0 | 0 | 0 | 0 | 0 | 0 | 0 | 0
00 New Fuel Cell | 109.1 | 0 | 0 | 0 | 0 | 0 | 0 | 0
00 New Ultrasupercritical Coal without CCS | 0 | 0 | 0 | 0 | 0 | 0 | 0 | 0
00 New Ultrasupercritical Coal with 30% CCS | 0 | 0 | 0 | 0 | 0 | 0 | 0 | 0
00 New Ultrasupercritical Coal with 90% CCS | 0 | 0 | 0 | 0 | 0 | 0 | 0 | 0
00 Exist & New Distributed Solar PV | 0 | 0 | 0 | 0 | 0 | 0 | 0 | 0
00 Exist Combined Cycle | 0 | 0 | 0 | 0 | 0 | 0 | 0 | 0
00 Exist Combustion Turbine | 0 | 0 | 0 | 0 | 0 | 0 | 0 | 0
00 Exist Coal Steam_Uncontrolled | 0 | 0 | 0 | 0 | 0 | 0 | 0 | 0
00 Exist Coal Steam_ACI | 0 | 0 | 0 | 0 | 0 | 0 | 0 | 0
00 Exist Coal Steam_ACI_DSI | 0 | 0 | 0 | 0 | 0 | 0 | 0 | 0
00 Exist Coal Steam_DryFGD | 0 | 0 | 0 | 0 | 0 | 0 | 0 | 0
00 Exist Coal Steam_DryFGD_ACI | 0 | 0 | 0 | 0 | 0 | 0 | 0 | 0
00 Exist Coal Steam_DryFGD_DSI | 0 | 0 | 0 | 0 | 0 | 0 | 0 | 0
00 Exist Coal Steam_DryFGD_SCR | 0 | 0 | 0 | 0 | 0 | 0 | 0 | 0
00 Exist Coal Steam_DryFGD_SCR_ACI | 0 | 0 | 0 | 0 | 0 | 0 | 0 | 0
00 Exist Coal Steam_DryFGD_SCR_DSI | 0 | 0 | 0 | 0 | 0 | 0 | 0 | 0
00 Exist Coal Steam_DryFGD_SCR_ACI_DSI | 0 | 0 | 0 | 0 | 0 | 0 | 0 | 0
00 Exist Coal Steam_DryFGD_SNCR_ACI | 0 | 0 | 0 | 0 | 0 | 0 | 0 | 0
00 Exist Coal Steam_DryFGD_SNCR_ACI_DSI | 0 | 0 | 0 | 0 | 0 | 0 | 0 | 0
00 Exist Coal Steam_DSI | 0 | 0 | 0 | 0 | 0 | 0 | 0 | 0
00 Exist Coal Steam_SCR_ACI | 0 | 0 | 0 | 0 | 0 | 0 | 0 | 0
00 Exist Coal Steam_SCR_ACI_DSI | 0 | 0 | 0 | 0 | 0 | 0 | 0 | 0
00 Exist Coal Steam_SNCR | 0 | 0 | 0 | 0 | 0 | 0 | 0 | 0
00 Exist Coal Steam_SCR | 0 | 0 | 0 | 0 | 0 | 0 | 0 | 0
00 Exist Coal Steam_SNCR_ACI | 0 | 0 | 0 | 0 | 0 | 0 | 0 | 0
00 Exist Coal Steam_SNCR_ACI_DSI | 0 | 0 | 0 | 0 | 0 | 0 | 0 | 0
00 Exist Coal Steam_WetFGD | 0 | 0 | 0 | 0 | 0 | 0 | 0 | 0
00 Exist Coal Steam_WetFGD_ACI | 0 | 0 | 0 | 0 | 0 | 0 | 0 | 0
00 Exist Coal Steam_WetFGD_ACI_DSI | 0 | 0 | 0 | 0 | 0 | 0 | 0 | 0
00 Exist Coal Steam_WetFGD_DSI | 0 | 0 | 0 | 0 | 0 | 0 | 0 | 0
00 Exist Coal Steam_WetFGD_SCR | 0 | 0 | 0 | 0 | 0 | 0 | 0 | 0
00 Exist Coal Steam_WetFGD_SCR_DSI | 0 | 0 | 0 | 0 | 0 | 0 | 0 | 0
00 Exist Coal Steam_WetFGD_SCR_ACI | 0 | 0 | 0 | 0 | 0 | 0 | 0 | 0
00 Exist Coal Steam_WetFGD_SCR_ACI_DSI | 0 | 0 | 0 | 0 | 0 | 0 | 0 | 0
00 Exist Coal Steam_WetFGD_SNCR | 0 | 0 | 0 | 0 | 0 | 0 | 0 | 0
00 Exist Coal Steam_WetFGD_SNCR_ACI | 0 | 0 | 0 | 0 | 0 | 0 | 0 | 0
00 Exist Coal Steam_WetFGD_SNCR_ACI_DSI | 0 | 0 | 0 | 0 | 0 | 0 | 0 | 0
00 Exist FBC_ACI_DSI | 0 | 0 | 0 | 0 | 0 | 0 | 0 | 0
00 Exist FBC_DryFGD_ACI | 0 | 0 | 0 | 0 | 0 | 0 | 0 | 0
00 Exist FBC_DryFGD_DSI | 0 | 0 | 0 | 0 | 0 | 0 | 0 | 0
00 Exist FBC_DryFGD_SNCR | 0 | 0 | 0 | 0 | 0 | 0 | 0 | 0
00 Exist FBC_DryFGD_SNCR_ACI | 0 | 0 | 0 | 0 | 0 | 0 | 0 | 0
00 Exist FBC_DryFGD_SNCR_ACI_DSI | 0 | 0 | 0 | 0 | 0 | 0 | 0 | 0
00 Exist FBC_DryFGD_SNCR_DSI | 0 | 0 | 0 | 0 | 0 | 0 | 0 | 0
00 Exist FBC_DSI | 0 | 0 | 0 | 0 | 0 | 0 | 0 | 0
00 Exist FBC_SCR | 0 | 0 | 0 | 0 | 0 | 0 | 0 | 0
00 Exist FBC_SNCR | 0 | 0 | 0 | 0 | 0 | 0 | 0 | 0
00 Exist FBC_SNCR_ACI | 0 | 0 | 0 | 0 | 0 | 0 | 0 | 0
00 Exist FBC_SNCR_ACI_DSI | 0 | 0 | 0 | 0 | 0 | 0 | 0 | 0
00 Exist FBC_SNCR_DSI | 0 | 0 | 0 | 0 | 0 | 0 | 0 | 0
00 Exist FBC_Uncontrolled | 0 | 0 | 0 | 0 | 0 | 0 | 0 | 0
00 Exist FBC_WetFGD_DSI | 0 | 0 | 0 | 0 | 0 | 0 | 0 | 0
00 Exist IGCC | 0 | 0 | 0 | 0 | 0 | 0 | 0 | 0
00 Exist Fossil_Other | 0 | 0 | 0 | 0 | 0 | 0 | 0 | 0
00 Exist Fuel Cell | 0 | 0 | 0 | 0 | 0 | 0 | 0 | 0
00 Exist Hydro | 0 | 0 | 0 | 0 | 0 | 0 | 0 | 0
00 Exist Non Fossil_Other | 0 | 0 | 0 | 0 | 0 | 0 | 0 | 0
00 Exist Nuclear | 0 | 0 | 0 | 0 | 0 | 0 | 0 | 0
00 Exist Oil/Gas Steam | 0 | 0 | 0 | 0 | 0 | 0 | 0 | 0
00 Exist Oil/Gas Steam_SCR | 0 | 0 | 0 | 0 | 0 | 0 | 0 | 0
00 Exist Oil/Gas Steam_SNCR | 0 | 0 | 0 | 0 | 0 | 0 | 0 | 0
00 Exist Biomass | 0 | 0 | 0 | 0 | 0 | 0 | 0 | 0
00 Exist Landfill Gas | 0 | 0 | 0 | 0 | 0 | 0 | 0 | 0
00 Exist Geothermal | 0 | 0 | 0 | 0 | 0 | 0 | 0 | 0
00 Exist Pump Storage | 0 | 0 | 0 | 0 | 0 | 0 | 0 | 0
00 Exist Energy Storage | 0 | 0 | 0 | 0 | 0 | 0 | 0 | 0
00 Exist Solar PV | 0 | 0 | 0 | 0 | 0 | 0 | 0 | 0
00 Exist Solar Thermal | 0 | 0 | 0 | 0 | 0 | 0 | 0 | 0
00 Exist Offshore Wind | 0 | 0 | 0 | 0 | 0 | 0 | 0 | 0
00 Exist Onshore Wind | 0 | 0 | 0 | 0 | 0 | 0 | 0 | 0
00 International Imports | 0 | 0 | 0 | 0 | 0 | 0 | 0 | 0
00 Ret.ACI | 0 | 0 | 0 | 0 | 0 | 0 | 0 | 0
00 Ret.ACI & DryFGD | 0 | 0 | 0 | 0 | 0 | 0 | 0 | 0
00 Ret.ACI & DryFGD & HRI | 0 | 0 | 0 | 0 | 0 | 0 | 0 | 0
00 Ret.ACI & DSI | 0 | 0 | 0 | 0 | 0 | 0 | 0 | 0
00 Ret.ACI & DSI & DryFGD | 0 | 0 | 0 | 0 | 0 | 0 | 0 | 0
00 Ret.ACI & DSI & DryFGD & HRI | 0 | 0 | 0 | 0 | 0 | 0 | 0 | 0
00 Ret.ACI & DSI & HRI | 0 | 0 | 0 | 0 | 0 | 0 | 0 | 0
00 Ret.ACI & DSI & WetFGD & HRI | 0 | 0 | 0 | 0 | 0 | 0 | 0 | 0
00 Ret.ACI & HRI | 0 | 0 | 0 | 0 | 0 | 0 | 0 | 0
00 Ret.ACI & SCR | 0 | 0 | 0 | 0 | 0 | 0 | 0 | 0
00 Ret.ACI & SCR & DryFGD & HRI | 0 | 0 | 0 | 0 | 0 | 0 | 0 | 0
00 Ret.ACI & SCR & DSI | 0 | 0 | 0 | 0 | 0 | 0 | 0 | 0
00 Ret.ACI & SCR & DSI & DryFGD | 0 | 0 | 0 | 0 | 0 | 0 | 0 | 0
00 Ret.ACI & SCR & DSI & DryFGD & HRI | 0 | 0 | 0 | 0 | 0 | 0 | 0 | 0
00 Ret.ACI & SCR & DSI & HRI | 0 | 0 | 0 | 0 | 0 | 0 | 0 | 0
00 Ret.ACI & SCR & DSI & WetFGD | 0 | 0 | 0 | 0 | 0 | 0 | 0 | 0
00 Ret.ACI & SCR & DSI & WetFGD & HRI | 0 | 0 | 0 | 0 | 0 | 0 | 0 | 0
00 Ret.ACI & SCR & HRI | 0 | 0 | 0 | 0 | 0 | 0 | 0 | 0
00 Ret.ACI & SCR & WetFGD & HRI | 0 | 0 | 0 | 0 | 0 | 0 | 0 | 0
00 Ret.ACI & SNCR | 0 | 0 | 0 | 0 | 0 | 0 | 0 | 0
00 Ret.ACI & SNCR & DSI | 0 | 0 | 0 | 0 | 0 | 0 | 0 | 0
00 Ret.ACI & SNCR & DSI & DryFGD | 0 | 0 | 0 | 0 | 0 | 0 | 0 | 0
00 Ret.ACI & SNCR & DSI & DryFGD & HRI | 0 | 0 | 0 | 0 | 0 | 0 | 0 | 0
00 Ret.ACI & SNCR & DSI & HRI | 0 | 0 | 0 | 0 | 0 | 0 | 0 | 0
00 Ret.ACI & SNCR & DSI & WetFGD | 0 | 0 | 0 | 0 | 0 | 0 | 0 | 0
00 Ret.ACI & SNCR & DSI & WetFGD & HRI | 0 | 0 | 0 | 0 | 0 | 0 | 0 | 0
00 Ret.ACI & SNCR & HRI | 0 | 0 | 0 | 0 | 0 | 0 | 0 | 0
00 Ret.ACI & WetFGD | 0 | 0 | 0 | 0 | 0 | 0 | 0 | 0
00 Ret.ACI & WetFGD & DSI | 0 | 0 | 0 | 0 | 0 | 0 | 0 | 0
00 Ret.ACI & WetFGD & HRI | 0 | 0 | 0 | 0 | 0 | 0 | 0 | 0
00 Ret.C2G | 5747.5163 | 3249.3716 | 2928.1221 | 1308.4958 | 1850.2941 | 0 | 0 | 0
00 Ret.C2G & SCR | 0 | 0 | 0 | 1599.4274 | 0 | 0 | 0 | 0
00 Ret.CCG | 0 | 0 | 1451.3632 | 484.2779 | 0 | 0 | 0 | 0
00 Ret.DryFGD | 0 | 0 | 0 | 0 | 0 | 0 | 0 | 0
00 Ret.DryFGD & CCS | 0 | 0 | 0 | 0 | 0 | 0 | 0 | 0
00 Ret.DryFGD & HRI | 0 | 0 | 0 | 0 | 0 | 0 | 0 | 0
00 Ret.DSI | 0 | 0 | 0 | 0 | 0 | 0 | 0 | 0
00 Ret.DSI & DryFGD | 0 | 0 | 0 | 0 | 0 | 0 | 0 | 0
00 Ret.DSI & DryFGD & HRI | 0 | 0 | 0 | 0 | 0 | 0 | 0 | 0
00 Ret.DSI & HRI | 0 | 0 | 0 | 0 | 0 | 0 | 0 | 0
00 Ret.ExistACI & DryFGD | 0 | 0 | 0 | 0 | 0 | 0 | 0 | 0
00 Ret.ExistACI & DryFGD & CCS | 0 | 0 | 0 | 0 | 0 | 0 | 0 | 0
00 Ret.ExistACI & DryFGD & HRI | 0 | 0 | 0 | 0 | 0 | 0 | 0 | 0
00 Ret.ExistACI & DryFGD & HRI & CCS | 0 | 0 | 0 | 0 | 0 | 0 | 0 | 0
00 Ret.ExistACI & DSI | 0 | 0 | 0 | 0 | 0 | 0 | 0 | 0
00 Ret.ExistACI & DSI & DryFGD | 0 | 0 | 0 | 0 | 0 | 0 | 0 | 0
00 Ret.ExistACI & DSI & DryFGD & HRI | 0 | 0 | 0 | 0 | 0 | 0 | 0 | 0
00 Ret.ExistACI & DSI & HRI | 0 | 0 | 0 | 0 | 0 | 0 | 0 | 0
00 Ret.ExistACI & HRI | 0 | 0 | 0 | 0 | 0 | 0 | 0 | 0
00 Ret.ExistACI & HRI & WetFGD | 0 | 0 | 0 | 0 | 0 | 0 | 0 | 0
00 Ret.ExistACI & SCR | 0 | 0 | 0 | 2358.202 | 0 | 0 | 0 | 0
00 Ret.ExistACI & SCR & DryFGD | 0 | 0 | 0 | 0 | 0 | 0 | 0 | 0
00 Ret.ExistACI & SCR & DryFGD & CCS | 0 | 0 | 0 | 0 | 0 | 0 | 0 | 0
00 Ret.ExistACI & SCR & DryFGD & HRI | 0 | 0 | 0 | 0 | 0 | 0 | 0 | 0
00 Ret.ExistACI & SCR & DryFGD & HRI & CCS | 0 | 0 | 0 | 0 | 0 | 0 | 0 | 0
00 Ret.ExistACI & SCR & DSI | 0 | 0 | 0 | 0 | 0 | 0 | 0 | 0
00 Ret.ExistACI & SCR & DSI & DryFGD | 0 | 0 | 0 | 0 | 0 | 0 | 0 | 0
00 Ret.ExistACI & SCR & DSI & DryFGD & HRI | 0 | 0 | 0 | 0 | 0 | 0 | 0 | 0
00 Ret.ExistACI & SCR & DSI & HRI | 0 | 0 | 0 | 0 | 0 | 0 | 0 | 0
00 Ret.ExistACI & SCR & HRI | 0 | 0 | 0 | 0 | 0 | 0 | 0 | 0
00 Ret.ExistACI & SCR & WetFGD | 0 | 0 | 0 | 0 | 0 | 0 | 0 | 0
00 Ret.ExistACI & SCR & WetFGD & CCS | 0 | 0 | 0 | 0 | 0 | 0 | 0 | 0
00 Ret.ExistACI & SCR & WetFGD & HRI | 0 | 0 | 0 | 0 | 0 | 0 | 0 | 0
00 Ret.ExistACI & SCR & WetFGD & HRI & CCS | 0 | 0 | 0 | 0 | 0 | 0 | 0 | 0
00 Ret.ExistACI & SNCR | 0 | 0 | 0 | 0 | 0 | 0 | 0 | 0
00 Ret.ExistACI & SNCR & DryFGD | 0 | 0 | 0 | 0 | 0 | 0 | 0 | 0
00 Ret.ExistACI & SNCR & DryFGD & CCS | 0 | 0 | 0 | 0 | 0 | 0 | 0 | 0
00 Ret.ExistACI & SNCR & DryFGD & HRI | 0 | 0 | 0 | 0 | 0 | 0 | 0 | 0
00 Ret.ExistACI & SNCR & DryFGD & HRI & CCS | 0 | 0 | 0 | 0 | 0 | 0 | 0 | 0
00 Ret.ExistACI & SNCR & DSI | 0 | 0 | 0 | 0 | 0 | 0 | 0 | 0
00 Ret.ExistACI & SNCR & DSI & HRI | 0 | 0 | 0 | 0 | 0 | 0 | 0 | 0
00 Ret.ExistACI & SNCR & HRI | 0 | 0 | 0 | 0 | 0 | 0 | 0 | 0
00 Ret.ExistACI & SNCR & WetFGD | 0 | 0 | 0 | 0 | 0 | 0 | 0 | 0
00 Ret.ExistACI & SNCR & WetFGD & CCS | 0 | 0 | 0 | 0 | 0 | 0 | 0 | 0
00 Ret.ExistACI & SNCR & WetFGD & HRI | 0 | 0 | 0 | 0 | 0 | 0 | 0 | 0
00 Ret.ExistACI & SNCR & WetFGD & HRI & CCS | 0 | 0 | 0 | 0 | 0 | 0 | 0 | 0
00 Ret.ExistACI & WetFGD | 0 | 0 | 0 | 0 | 0 | 0 | 0 | 0
00 Ret.ExistACI & WetFGD & CCS | 0 | 0 | 0 | 0 | 0 | 0 | 0 | 0
00 Ret.ExistACI & WetFGD & HRI & CCS | 0 | 0 | 0 | 0 | 0 | 0 | 0 | 0
00 Ret.ExistACI_DSI & DryFGD | 0 | 0 | 0 | 0 | 0 | 0 | 0 | 0
00 Ret.ExistACI_DSI & DryFGD & CCS | 0 | 0 | 0 | 0 | 0 | 0 | 0 | 0
00 Ret.ExistACI_DSI & DryFGD & HRI | 0 | 0 | 0 | 0 | 0 | 0 | 0 | 0
00 Ret.ExistACI_DSI & DryFGD & HRI & CCS | 0 | 0 | 0 | 0 | 0 | 0 | 0 | 0
00 Ret.ExistACI_DSI & HRI | 0 | 0 | 0 | 0 | 0 | 0 | 0 | 0
00 Ret.ExistACI_DSI & SCR | 0 | 0 | 0 | 437.3723 | 0 | 0 | 0 | 0
00 Ret.ExistACI_DSI & SCR & DryFGD | 0 | 0 | 0 | 0 | 0 | 0 | 0 | 0
00 Ret.ExistACI_DSI & SCR & DryFGD & CCS | 0 | 0 | 0 | 0 | 0 | 0 | 0 | 0
00 Ret.ExistACI_DSI & SCR & DryFGD & HRI | 0 | 0 | 0 | 0 | 0 | 0 | 0 | 0
00 Ret.ExistACI_DSI & SCR & DryFGD & HRI & CCS | 0 | 0 | 0 | 0 | 0 | 0 | 0 | 0
00 Ret.ExistACI_DSI & SCR & HRI | 0 | 0 | 0 | 0 | 0 | 0 | 0 | 0
00 Ret.ExistACI_DSI & SCR & WetFGD | 0 | 0 | 0 | 0 | 0 | 0 | 0 | 0
00 Ret.ExistACI_DSI & SCR & WetFGD & CCS | 0 | 0 | 0 | 0 | 0 | 0 | 0 | 0
00 Ret.ExistACI_DSI & SCR & WetFGD & HRI | 0 | 0 | 0 | 0 | 0 | 0 | 0 | 0
00 Ret.ExistACI_DSI & SCR & WetFGD & HRI & CCS | 0 | 0 | 0 | 0 | 0 | 0 | 0 | 0
00 Ret.ExistACI_DSI & SNCR | 0 | 0 | 0 | 0 | 0 | 0 | 0 | 0
00 Ret.ExistACI_DSI & SNCR & DryFGD | 0 | 0 | 0 | 0 | 0 | 0 | 0 | 0
00 Ret.ExistACI_DSI & SNCR & DryFGD & HRI & CCS | 0 | 0 | 0 | 0 | 0 | 0 | 0 | 0
00 Ret.ExistACI_DSI & SNCR & DryFGD & HRI | 0 | 0 | 0 | 0 | 0 | 0 | 0 | 0
00 Ret.ExistACI_DSI & SNCR & WetFGD & HRI & CCS | 0 | 0 | 0 | 0 | 0 | 0 | 0 | 0
00 Ret.ExistACI_DSI & SNCR & HRI | 0 | 0 | 0 | 0 | 0 | 0 | 0 | 0
00 Ret.ExistACI_DSI & SNCR & WetFGD | 0 | 0 | 0 | 0 | 0 | 0 | 0 | 0
00 Ret.ExistACI_DSI & SNCR & WetFGD & HRI | 0 | 0 | 0 | 0 | 0 | 0 | 0 | 0
00 Ret.ExistACI_DSI & WetFGD | 0 | 0 | 0 | 0 | 0 | 0 | 0 | 0
00 Ret.ExistACI_DSI & WetFGD & CCS | 0 | 0 | 0 | 0 | 0 | 0 | 0 | 0
00 Ret.ExistACI_DSI & WetFGD & HRI | 0 | 0 | 0 | 0 | 0 | 0 | 0 | 0
00 Ret.ExistACI_DSI & WetFGD & HRI & CCS | 0 | 0 | 0 | 0 | 0 | 0 | 0 | 0
00 Ret.ExistDryFGD & CCS | 0 | 0 | 0 | 0 | 0 | 0 | 0 | 0
00 Ret.ExistDryFGD & HRI | 0 | 0 | 0 | 0 | 0 | 0 | 0 | 0
00 Ret.ExistDryFGD & SCR | 0 | 0 | 0 | 0 | 0 | 0 | 0 | 0
00 Ret.ExistDryFGD & SCR & CCS | 0 | 0 | 0 | 0 | 0 | 0 | 0 | 0
00 Ret.ExistDryFGD & SCR & HRI | 0 | 0 | 0 | 0 | 0 | 0 | 0 | 0
00 Ret.ExistDryFGD & SNCR | 0 | 0 | 0 | 0 | 0 | 0 | 0 | 0
00 Ret.ExistDryFGD & SNCR & CCS | 0 | 0 | 0 | 0 | 0 | 0 | 0 | 0
00 Ret.ExistDryFGD & SNCR & HRI | 0 | 0 | 0 | 0 | 0 | 0 | 0 | 0
00 Ret.ExistDryFGD_ACI & CCS | 0 | 0 | 0 | 0 | 0 | 0 | 0 | 0
00 Ret.ExistDryFGD_ACI & HRI | 0 | 0 | 0 | 0 | 0 | 0 | 0 | 0
00 Ret.ExistDryFGD_ACI & HRI & CCS | 0 | 0 | 0 | 0 | 0 | 0 | 0 | 0
00 Ret.ExistDryFGD_ACI & SCR | 0 | 0 | 0 | 0 | 0 | 0 | 0 | 0
00 Ret.ExistDryFGD_ACI & SCR & CCS | 0 | 0 | 0 | 0 | 0 | 0 | 0 | 0
00 Ret.ExistDryFGD_ACI & SCR & HRI | 0 | 0 | 0 | 0 | 0 | 0 | 0 | 0
00 Ret.ExistDryFGD_ACI & SCR & HRI & CCS | 0 | 0 | 0 | 0 | 0 | 0 | 0 | 0
00 Ret.ExistDryFGD_ACI & SNCR | 0 | 0 | 0 | 0 | 0 | 0 | 0 | 0
00 Ret.ExistDryFGD_ACI & SNCR & CCS | 0 | 0 | 0 | 0 | 0 | 0 | 0 | 0
00 Ret.ExistDryFGD_ACI & SNCR & HRI | 0 | 0 | 0 | 0 | 0 | 0 | 0 | 0
00 Ret.ExistDryFGD_ACI & SNCR & HRI & CCS | 0 | 0 | 0 | 0 | 0 | 0 | 0 | 0
00 Ret.ExistDryFGD_ACI_DSI & SCR | 0 | 0 | 0 | 0 | 0 | 0 | 0 | 0
00 Ret.ExistDryFGD_ACI_DSI & SCR & CCS | 0 | 0 | 0 | 0 | 0 | 0 | 0 | 0
00 Ret.ExistDryFGD_ACI_DSI & SCR & HRI | 0 | 0 | 0 | 0 | 0 | 0 | 0 | 0
00 Ret.ExistDryFGD_ACI_DSI & SCR & HRI & CCS | 0 | 0 | 0 | 0 | 0 | 0 | 0 | 0
00 Ret.ExistDryFGD_DSI & HRI | 0 | 0 | 0 | 0 | 0 | 0 | 0 | 0
00 Ret.ExistDryFGD_SNCR_ACI_DSI & CCS | 0 | 0 | 0 | 0 | 0 | 0 | 0 | 0
00 Ret.ExistDryFGD_SNCR_ACI_DSI & HRI | 0 | 0 | 0 | 0 | 0 | 0 | 0 | 0
00 Ret.ExistDryFGD_SNCR_ACI_DSI & HRI & CCS | 0 | 0 | 0 | 0 | 0 | 0 | 0 | 0
00 Ret.ExistDSI & DryFGD | 0 | 0 | 0 | 0 | 0 | 0 | 0 | 0
00 Ret.ExistDSI & DryFGD & HRI | 0 | 0 | 0 | 0 | 0 | 0 | 0 | 0
00 Ret.ExistDSI & HRI | 0 | 0 | 0 | 0 | 0 | 0 | 0 | 0
00 Ret.ExistDSI & SCR | 0 | 0 | 0 | 0 | 0 | 0 | 0 | 0
00 Ret.ExistDSI & SCR & DryFGD | 0 | 0 | 0 | 0 | 0 | 0 | 0 | 0
00 Ret.ExistDSI & SCR & DryFGD & HRI | 0 | 0 | 0 | 0 | 0 | 0 | 0 | 0
00 Ret.ExistDSI & SCR & HRI | 0 | 0 | 0 | 0 | 0 | 0 | 0 | 0
00 Ret.ExistDSI & SCR & WetFGD | 0 | 0 | 0 | 0 | 0 | 0 | 0 | 0
00 Ret.ExistDSI & SCR & WetFGD & HRI | 0 | 0 | 0 | 0 | 0 | 0 | 0 | 0
00 Ret.ExistDSI & SNCR | 0 | 0 | 0 | 0 | 0 | 0 | 0 | 0
00 Ret.ExistSCR & ACI | 0 | 0 | 0 | 0 | 0 | 0 | 0 | 0
00 Ret.ExistDSI & SNCR & DryFGD | 0 | 0 | 0 | 0 | 0 | 0 | 0 | 0
00 Ret.ExistSCR & ACI & DSI | 0 | 0 | 0 | 0 | 0 | 0 | 0 | 0
00 Ret.ExistSCR & ACI & DSI & DryFGD | 0 | 0 | 0 | 0 | 0 | 0 | 0 | 0
00 Ret.ExistSCR & ACI & DSI & DryFGD & HRI | 0 | 0 | 0 | 0 | 0 | 0 | 0 | 0
00 Ret.ExistDSI & SNCR & DryFGD & HRI | 0 | 0 | 0 | 0 | 0 | 0 | 0 | 0
00 Ret.ExistDSI & SNCR & HRI | 0 | 0 | 0 | 0 | 0 | 0 | 0 | 0
00 Ret.ExistSCR & ACI & DSI & HRI | 0 | 0 | 0 | 0 | 0 | 0 | 0 | 0
00 Ret.ExistDSI & SNCR & WetFGD | 0 | 0 | 0 | 0 | 0 | 0 | 0 | 0
00 Ret.ExistSCR & ACI & DSI & WetFGD | 0 | 0 | 0 | 0 | 0 | 0 | 0 | 0
00 Ret.ExistSCR & ACI & DSI & WetFGD & HRI | 0 | 0 | 0 | 0 | 0 | 0 | 0 | 0
00 Ret.ExistSCR & ACI & HRI | 0 | 0 | 0 | 0 | 0 | 0 | 0 | 0
00 Ret.ExistDSI & SNCR & WetFGD & HRI | 0 | 0 | 0 | 0 | 0 | 0 | 0 | 0
00 Ret.ExistDSI & WetFGD | 0 | 0 | 0 | 0 | 0 | 0 | 0 | 0
00 Ret.ExistDSI & WetFGD & HRI | 0 | 0 | 0 | 0 | 0 | 0 | 0 | 0
00 Ret.ExistDSI_ACI & SNCR & DryFGD & CCS | 0 | 0 | 0 | 0 | 0 | 0 | 0 | 0
00 Ret.ExistDSI_ACI & SNCR & WetFGD & CCS | 0 | 0 | 0 | 0 | 0 | 0 | 0 | 0
00 Ret.ExistSCR_ACI & DryFGD | 0 | 0 | 0 | 0 | 0 | 0 | 0 | 0
00 Ret.ExistSCR & DSI | 0 | 0 | 0 | 0 | 0 | 0 | 0 | 0
00 Ret.ExistSCR_ACI & DryFGD & CCS | 0 | 0 | 0 | 0 | 0 | 0 | 0 | 0
00 Ret.ExistSCR_ACI & DryFGD & HRI | 0 | 0 | 0 | 0 | 0 | 0 | 0 | 0
00 Ret.ExistSCR & DSI & DryFGD | 0 | 0 | 0 | 0 | 0 | 0 | 0 | 0
00 Ret.ExistSCR_ACI & DryFGD & HRI & CCS | 0 | 0 | 0 | 0 | 0 | 0 | 0 | 0
00 Ret.ExistSCR & DSI & DryFGD & HRI | 0 | 0 | 0 | 0 | 0 | 0 | 0 | 0
00 Ret.ExistSCR & DSI & HRI | 0 | 0 | 0 | 0 | 0 | 0 | 0 | 0
00 Ret.ExistSCR_ACI & DSI & HRI | 0 | 0 | 0 | 0 | 0 | 0 | 0 | 0
00 Ret.ExistSCR_ACI & HRI | 0 | 0 | 0 | 0 | 0 | 0 | 0 | 0
00 Ret.ExistSCR_ACI & WetFGD | 0 | 0 | 0 | 0 | 0 | 0 | 0 | 0
00 Ret.ExistSCR & HRI | 0 | 0 | 0 | 0 | 0 | 0 | 0 | 0
00 Ret.ExistSCR_ACI & WetFGD & CCS | 0 | 0 | 0 | 0 | 0 | 0 | 0 | 0
00 Ret.ExistSCR_ACI & WetFGD & HRI | 0 | 0 | 0 | 0 | 0 | 0 | 0 | 0
00 Ret.ExistSCR_ACI & WetFGD & HRI & CCS | 0 | 0 | 0 | 0 | 0 | 0 | 0 | 0
00 Ret.ExistSCR_ACI_DSI & DryFGD | 0 | 0 | 0 | 0 | 0 | 0 | 0 | 0
00 Ret.ExistSCR_ACI_DSI & DryFGD & CCS | 0 | 0 | 0 | 0 | 0 | 0 | 0 | 0
00 Ret.ExistSCR_ACI_DSI & DryFGD & HRI | 0 | 0 | 0 | 0 | 0 | 0 | 0 | 0
00 Ret.ExistSCR_ACI_DSI & DryFGD & HRI & CCS | 0 | 0 | 0 | 0 | 0 | 0 | 0 | 0
00 Ret.ExistSCR_ACI_DSI & HRI | 0 | 0 | 0 | 0 | 0 | 0 | 0 | 0
00 Ret.ExistSCR_ACI_DSI & WetFGD | 0 | 0 | 0 | 0 | 0 | 0 | 0 | 0
00 Ret.ExistSCR_ACI_DSI & WetFGD & CCS | 0 | 0 | 0 | 0 | 0 | 0 | 0 | 0
00 Ret.ExistSCR_ACI_DSI & WetFGD & HRI | 0 | 0 | 0 | 0 | 0 | 0 | 0 | 0
00 Ret.ExistSCR_ACI_DSI & WetFGD & HRI & CCS | 0 | 0 | 0 | 0 | 0 | 0 | 0 | 0
00 Ret.ExistSCR_DryFGD & HRI | 0 | 0 | 0 | 0 | 0 | 0 | 0 | 0
00 Ret.ExistSCR_DryFGD_ACI & CCS | 0 | 0 | 0 | 0 | 0 | 0 | 0 | 0
00 Ret.ExistSCR_DryFGD_ACI & HRI | 0 | 0 | 0 | 0 | 0 | 0 | 0 | 0
00 Ret.ExistSCR_DryFGD_ACI & HRI & CCS | 0 | 0 | 0 | 0 | 0 | 0 | 0 | 0
00 Ret.ExistSCR_DryFGD_ACI_DSI & CCS | 0 | 0 | 0 | 0 | 0 | 0 | 0 | 0
00 Ret.ExistSCR_DryFGD_ACI_DSI & HRI | 0 | 0 | 0 | 0 | 0 | 0 | 0 | 0
00 Ret.ExistSCR_DryFGD_ACI_DSI & HRI & CCS | 0 | 0 | 0 | 0 | 0 | 0 | 0 | 0
00 Ret.ExistSCR_WetFGD & HRI | 0 | 0 | 0 | 0 | 0 | 0 | 0 | 0
00 Ret.ExistSCR_WetFGD & HRI & CCS | 0 | 0 | 0 | 0 | 0 | 0 | 0 | 0
00 Ret.ExistSCR_WetFGD_ACI & CCS | 0 | 0 | 0 | 0 | 0 | 0 | 0 | 0
00 Ret.ExistSCR_WetFGD_ACI & HRI | 0 | 0 | 0 | 0 | 0 | 0 | 0 | 0
00 Ret.ExistSCR_WetFGD_ACI & HRI & CCS | 0 | 0 | 0 | 0 | 0 | 0 | 0 | 0
00 Ret.ExistSCR_WetFGD_ACI_DSI & CCS | 0 | 0 | 0 | 0 | 0 | 0 | 0 | 0
00 Ret.ExistSCR_WetFGD_ACI_DSI & HRI | 0 | 0 | 0 | 0 | 0 | 0 | 0 | 0
00 Ret.ExistSCR_WetFGD_ACI_DSI & HRI & CCS | 0 | 0 | 0 | 0 | 0 | 0 | 0 | 0
00 Ret.ExistSCR_WetFGD_DSI & HRI | 0 | 0 | 0 | 0 | 0 | 0 | 0 | 0
00 Ret.ExistSCR_WetFGD_DSI & HRI & CCS | 0 | 0 | 0 | 0 | 0 | 0 | 0 | 0
00 Ret.ExistSNCR_ACI & DryFGD | 0 | 0 | 0 | 0 | 0 | 0 | 0 | 0
00 Ret.ExistSNCR_ACI & DryFGD & CCS | 0 | 0 | 0 | 0 | 0 | 0 | 0 | 0
00 Ret.ExistSNCR_ACI & DryFGD & HRI | 0 | 0 | 0 | 0 | 0 | 0 | 0 | 0
00 Ret.ExistSNCR_ACI & DryFGD & HRI & CCS | 0 | 0 | 0 | 0 | 0 | 0 | 0 | 0
00 Ret.ExistSNCR_ACI & DSI & HRI | 0 | 0 | 0 | 0 | 0 | 0 | 0 | 0
00 Ret.ExistSNCR_ACI & HRI | 0 | 0 | 0 | 0 | 0 | 0 | 0 | 0
00 Ret.ExistSNCR_ACI & WetFGD | 0 | 0 | 0 | 0 | 0 | 0 | 0 | 0
00 Ret.ExistSNCR_ACI & WetFGD & CCS | 0 | 0 | 0 | 0 | 0 | 0 | 0 | 0
00 Ret.ExistSNCR_ACI & WetFGD & HRI | 0 | 0 | 0 | 0 | 0 | 0 | 0 | 0
00 Ret.ExistSNCR_ACI & WetFGD & HRI & CCS | 0 | 0 | 0 | 0 | 0 | 0 | 0 | 0
00 Ret.ExistSNCR_ACI_DSI & DryFGD | 0 | 0 | 0 | 0 | 0 | 0 | 0 | 0
00 Ret.ExistSNCR_ACI_DSI & DryFGD & CCS | 0 | 0 | 0 | 0 | 0 | 0 | 0 | 0
00 Ret.ExistSNCR_ACI_DSI & DryFGD & HRI | 0 | 0 | 0 | 0 | 0 | 0 | 0 | 0
00 Ret.ExistSNCR_ACI_DSI & DryFGD & HRI & CCS | 0 | 0 | 0 | 0 | 0 | 0 | 0 | 0
00 Ret.ExistSNCR_ACI_DSI & HRI | 0 | 0 | 0 | 0 | 0 | 0 | 0 | 0
00 Ret.ExistSNCR_ACI_DSI & WetFGD | 0 | 0 | 0 | 0 | 0 | 0 | 0 | 0
00 Ret.ExistSNCR_ACI_DSI & WetFGD & CCS | 0 | 0 | 0 | 0 | 0 | 0 | 0 | 0
00 Ret.ExistSNCR_ACI_DSI & WetFGD & HRI | 0 | 0 | 0 | 0 | 0 | 0 | 0 | 0
00 Ret.ExistSNCR_ACI_DSI & WetFGD & HRI & CCS | 0 | 0 | 0 | 0 | 0 | 0 | 0 | 0
00 Ret.ExistSNCR_DryFGD & HRI | 0 | 0 | 0 | 0 | 0 | 0 | 0 | 0
00 Ret.ExistSNCR_DryFGD_ACI & CCS | 0 | 0 | 0 | 0 | 0 | 0 | 0 | 0
00 Ret.ExistSNCR_DryFGD_ACI & HRI | 0 | 0 | 0 | 0 | 0 | 0 | 0 | 0
00 Ret.ExistSNCR_DryFGD_ACI & HRI & CCS | 0 | 0 | 0 | 0 | 0 | 0 | 0 | 0
00 Ret.ExistSNCR_WetFGD & HRI | 0 | 0 | 0 | 0 | 0 | 0 | 0 | 0
00 Ret.ExistSNCR_WetFGD & HRI & CCS | 0 | 0 | 0 | 0 | 0 | 0 | 0 | 0
00 Ret.ExistSNCR_WetFGD_ACI & CCS | 0 | 0 | 0 | 0 | 0 | 0 | 0 | 0
00 Ret.ExistSNCR_WetFGD_ACI & HRI | 0 | 0 | 0 | 0 | 0 | 0 | 0 | 0
00 Ret.ExistSNCR_WetFGD_ACI & HRI & CCS | 0 | 0 | 0 | 0 | 0 | 0 | 0 | 0
00 Ret.ExistSNCR_WetFGD_ACI_DSI & CCS | 0 | 0 | 0 | 0 | 0 | 0 | 0 | 0
00 Ret.ExistSNCR_WetFGD_ACI_DSI & HRI | 0 | 0 | 0 | 0 | 0 | 0 | 0 | 0
00 Ret.ExistSNCR_WetFGD_ACI_DSI & HRI & CCS | 0 | 0 | 0 | 0 | 0 | 0 | 0 | 0
00 Ret.ExistSNCR & DryFGD & HRI | 0 | 0 | 0 | 0 | 0 | 0 | 0 | 0
00 Ret.ExistSNCR & HRI | 0 | 0 | 0 | 0 | 0 | 0 | 0 | 0
00 Ret.ExistWetFGD & CCS | 0 | 0 | 0 | 0 | 0 | 0 | 0 | 0
00 Ret.ExistWetFGD & HRI | 0 | 0 | 0 | 0 | 0 | 0 | 0 | 0
00 Ret.ExistWetFGD & HRI & CCS | 0 | 0 | 0 | 0 | 0 | 0 | 0 | 0
00 Ret.ExistWetFGD & SCR | 0 | 0 | 0 | 2372.0387 | 0 | 0 | 0 | 0
00 Ret.ExistWetFGD & SCR & CCS | 0 | 0 | 0 | 0 | 0 | 0 | 0 | 0
00 Ret.ExistWetFGD & SCR & HRI | 0 | 0 | 0 | 0 | 0 | 0 | 0 | 0
00 Ret.ExistWetFGD & SCR & HRI & CCS | 0 | 0 | 0 | 0 | 0 | 0 | 0 | 0
00 Ret.ExistWetFGD & SNCR | 0 | 0 | 0 | 0 | 0 | 0 | 0 | 0
00 Ret.ExistWetFGD & SNCR & CCS | 0 | 0 | 0 | 0 | 0 | 0 | 0 | 0
00 Ret.ExistWetFGD & SNCR & HRI | 0 | 0 | 0 | 0 | 0 | 0 | 0 | 0
00 Ret.ExistWetFGD & SNCR & HRI & CCS | 0 | 0 | 0 | 0 | 0 | 0 | 0 | 0
00 Ret.ExistWetFGD_ACI & CCS | 0 | 0 | 0 | 0 | 0 | 0 | 0 | 0
00 Ret.ExistWetFGD_ACI & HRI | 0 | 0 | 0 | 0 | 0 | 0 | 0 | 0
00 Ret.ExistWetFGD_ACI & HRI & CCS | 0 | 0 | 0 | 0 | 0 | 0 | 0 | 0
00 Ret.ExistWetFGD_ACI & SCR | 169.8675 | 0.80031 | 0 | 1138.316 | 0 | 0 | 0 | 0
00 Ret.ExistWetFGD_ACI & SCR & CCS | 0 | 0 | 0 | 0 | 0 | 0 | 0 | 0
00 Ret.ExistWetFGD_ACI & SCR & HRI | 0 | 0 | 0 | 0 | 0 | 0 | 0 | 0
00 Ret.ExistWetFGD_ACI & SCR & HRI & CCS | 0 | 0 | 0 | 0 | 0 | 0 | 0 | 0
00 Ret.ExistWetFGD_ACI & SNCR | 0 | 0 | 0 | 0 | 0 | 0 | 0 | 0
00 Ret.ExistWetFGD_ACI & SNCR & CCS | 0 | 0 | 0 | 0 | 0 | 0 | 0 | 0
00 Ret.ExistWetFGD_ACI & SNCR & HRI | 0 | 0 | 0 | 0 | 0 | 0 | 0 | 0
00 Ret.ExistWetFGD_ACI & SNCR & HRI & CCS | 0 | 0 | 0 | 0 | 0 | 0 | 0 | 0
00 Ret.ExistWetFGD_ACI_DSI & CCS | 0 | 0 | 0 | 0 | 0 | 0 | 0 | 0
00 Ret.ExistWetFGD_ACI_DSI & HRI | 0 | 0 | 0 | 0 | 0 | 0 | 0 | 0
00 Ret.ExistWetFGD_ACI_DSI & HRI & CCS | 0 | 0 | 0 | 0 | 0 | 0 | 0 | 0
00 Ret.ExistWetFGD_ACI_DSI & SCR | 0 | 0 | 0 | 0 | 0 | 0 | 0 | 0
00 Ret.ExistWetFGD_ACI_DSI & SCR & CCS | 0 | 0 | 0 | 0 | 0 | 0 | 0 | 0
00 Ret.ExistWetFGD_ACI_DSI & SCR & HRI | 0 | 0 | 0 | 0 | 0 | 0 | 0 | 0
00 Ret.ExistWetFGD_ACI_DSI & SCR & HRI & CCS | 0 | 0 | 0 | 0 | 0 | 0 | 0 | 0
00 Ret.ExistWetFGD_ACI_DSI & SNCR | 0 | 0 | 0 | 0 | 0 | 0 | 0 | 0
00 Ret.ExistWetFGD_ACI_DSI & SNCR & CCS | 0 | 0 | 0 | 0 | 0 | 0 | 0 | 0
00 Ret.ExistWetFGD_ACI_DSI & SNCR & HRI | 0 | 0 | 0 | 0 | 0 | 0 | 0 | 0
00 Ret.ExistWetFGD_ACI_DSI & SNCR & HRI & CCS | 0 | 0 | 0 | 0 | 0 | 0 | 0 | 0
00 Ret.ExistWetFGD_DSI & HRI | 0 | 0 | 0 | 0 | 0 | 0 | 0 | 0
00 Ret.ExistWetFGD_DSI & SCR | 0 | 0 | 0 | 0 | 0 | 0 | 0 | 0
00 Ret.ExistSNCR_DSI & DryFGD & HRI | 0 | 0 | 0 | 0 | 0 | 0 | 0 | 0
00 Ret.ExistWetFGD_DSI & SCR & HRI | 0 | 0 | 0 | 0 | 0 | 0 | 0 | 0
00 Ret.ExistSNCR_DSI & HRI | 0 | 0 | 0 | 0 | 0 | 0 | 0 | 0
00 Ret.ExistWetFGD_DSI & SNCR | 0 | 0 | 0 | 0 | 0 | 0 | 0 | 0
00 Ret.ExistWetFGD_DSI & SNCR & HRI | 0 | 0 | 0 | 0 | 0 | 0 | 0 | 0
00 Ret.ExistWetFGD_SCR & CCS | 0 | 0 | 8.0464 | 0 | 0 | 0 | 0 | 0
00 Ret.ExistWetFGD_SCR_DSI & CCS | 0 | 0 | 0 | 0 | 0 | 0 | 0 | 0
00 Ret.ExistWetFGD_SNCR & CCS | 0 | 0 | 0 | 0 | 0 | 0 | 0 | 0
00 Ret.HRI | 0 | 0 | 0 | 0 | 0 | 0 | 0 | 0
00 Ret.SCR | 0 | 0 | 0 | 0 | 0 | 0 | 0 | 0
00 Ret.SCR & DryFGD | 0 | 0 | 0 | 0 | 0 | 0 | 0 | 0
00 Ret.SCR & DryFGD & ACI | 0 | 0 | 0 | 0 | 0 | 0 | 0 | 0
00 Ret.SCR & DryFGD & CCS | 0 | 0 | 0 | 0 | 0 | 0 | 0 | 0
00 Ret.SCR & DryFGD & HRI | 0 | 0 | 0 | 0 | 0 | 0 | 0 | 0
00 Ret.SCR & DSI | 0 | 0 | 0 | 0 | 0 | 0 | 0 | 0
00 Ret.SCR & DSI & DryFGD | 0 | 0 | 0 | 0 | 0 | 0 | 0 | 0
00 Ret.SCR & DSI & DryFGD & HRI | 0 | 0 | 0 | 0 | 0 | 0 | 0 | 0
00 Ret.SCR & DSI & HRI | 0 | 0 | 0 | 0 | 0 | 0 | 0 | 0
00 Ret.SCR & DSI & WetFGD | 0 | 0 | 0 | 0 | 0 | 0 | 0 | 0
00 Ret.SCR & DSI & WetFGD & HRI | 0 | 0 | 0 | 0 | 0 | 0 | 0 | 0
00 Ret.SCR & HRI | 0 | 0 | 0 | 0 | 0 | 0 | 0 | 0
00 Ret.SCR & WetFGD | 0 | 0 | 0 | 0 | 0 | 0 | 0 | 0
00 Ret.SCR & WetFGD & ACI | 0 | 0 | 0 | 0 | 0 | 0 | 0 | 0
00 Ret.SCR & WetFGD & CCS | 0 | 0 | 0 | 0 | 0 | 0 | 0 | 0
00 Ret.SCR & WetFGD & HRI | 0 | 0 | 0 | 0 | 0 | 0 | 0 | 0
00 Ret.SNCR | 0 | 0 | 0 | 0 | 0 | 0 | 0 | 0
00 Ret.SNCR & DryFGD | 0 | 0 | 0 | 0 | 0 | 0 | 0 | 0
00 Ret.SNCR & DryFGD & ACI | 0 | 0 | 0 | 0 | 0 | 0 | 0 | 0
00 Ret.SNCR & DryFGD & ACI & HRI | 0 | 0 | 0 | 0 | 0 | 0 | 0 | 0
00 Ret.SNCR & DryFGD & CCS | 0 | 0 | 0 | 0 | 0 | 0 | 0 | 0
00 Ret.SNCR & DryFGD & HRI | 0 | 0 | 0 | 0 | 0 | 0 | 0 | 0
00 Ret.SNCR & DSI | 0 | 0 | 0 | 0 | 0 | 0 | 0 | 0
00 Ret.SNCR & DSI & HRI | 0 | 0 | 0 | 0 | 0 | 0 | 0 | 0
00 Ret.SNCR & HRI | 0 | 0 | 0 | 0 | 0 | 0 | 0 | 0
00 Ret.SNCR & WetFGD | 0 | 0 | 0 | 0 | 0 | 0 | 0 | 0
00 Ret.SNCR & WetFGD & ACI | 0 | 0 | 0 | 0 | 0 | 0 | 0 | 0
00 Ret.SNCR & WetFGD & ACI & HRI | 0 | 0 | 0 | 0 | 0 | 0 | 0 | 0
00 Ret.SNCR & WetFGD & CCS | 0 | 0 | 0 | 0 | 0 | 0 | 0 | 0
00 Ret.SNCR & WetFGD & HRI | 0 | 0 | 0 | 0 | 0 | 0 | 0 | 0
00 Ret.WetFGD | 0 | 0 | 0 | 0 | 0 | 0 | 0 | 0
00 Ret.WetFGD & CCS | 0 | 0 | 0 | 0 | 0 | 0 | 0 | 0
00 Ret.WetFGD & HRI | 0 | 0 | 0 | 0 | 0 | 0 | 0 | 0
00 Ret.FB & HRI | 0 | 0 | 0 | 0 | 0 | 0 | 0 | 0
00 Ret.FB DryFGD | 0 | 0 | 0 | 0 | 0 | 0 | 0 | 0
00 Ret.FB DryFGD & HRI | 0 | 0 | 0 | 0 | 0 | 0 | 0 | 0
00 Ret.FB DryFGD & SNCR | 0 | 0 | 0 | 0 | 0 | 0 | 0 | 0
00 Ret.FB-Exist ACI & DryFGD & HRI | 0 | 0 | 0 | 0 | 0 | 0 | 0 | 0
00 Ret.FB-Exist ACI_DSI & DryFGD & SNCR | 0 | 0 | 0 | 0 | 0 | 0 | 0 | 0
00 Ret.FB-Exist ACI_DSI & SNCR | 0 | 0 | 0 | 0 | 0 | 0 | 0 | 0
00 Ret.FB-ExistACI & HRI | 0 | 0 | 0 | 0 | 0 | 0 | 0 | 0
00 Ret.FB-ExistACI_DSI & DryFGD | 0 | 0 | 0 | 0 | 0 | 0 | 0 | 0
00 Ret.FB-ExistACI_DSI & DryFGD & HRI | 0 | 0 | 0 | 0 | 0 | 0 | 0 | 0
00 Ret.FB-ExistACI_DSI & DryFGD & SNCR | 0 | 0 | 0 | 0 | 0 | 0 | 0 | 0
00 Ret.FB-ExistACI_DSI & DryFGD & SNCR & HRI | 0 | 0 | 0 | 0 | 0 | 0 | 0 | 0
00 Ret.FB-ExistACI_DSI & HRI | 0 | 0 | 0 | 0 | 0 | 0 | 0 | 0
00 Ret.FB-ExistACI_DSI & SNCR & HRI | 0 | 0 | 0 | 0 | 0 | 0 | 0 | 0
00 Ret.FB-ExistDryFGD & HRI | 0 | 0 | 0 | 0 | 0 | 0 | 0 | 0
00 Ret.FB-ExistDryFGD_ACI & HRI | 0 | 0 | 0 | 0 | 0 | 0 | 0 | 0
00 Ret.FB-ExistDryFGD_ACI & HRI & CCS | 0 | 0 | 0 | 0 | 0 | 0 | 0 | 0
00 Ret.FB-ExistDryFGD_ACI & SNCR | 0 | 0 | 0 | 0 | 0 | 0 | 0 | 0
00 Ret.FB-ExistDryFGD_ACI & SNCR & HRI | 0 | 0 | 0 | 0 | 0 | 0 | 0 | 0
00 Ret.FB-ExistDryFGD_DSI & HRI | 0 | 0 | 0 | 0 | 0 | 0 | 0 | 0
00 Ret.FB-ExistDryFGD_DSI & SNCR | 0 | 0 | 0 | 0 | 0 | 0 | 0 | 0
00 Ret.FB-ExistDryFGD_DSI & SNCR & HRI | 0 | 0 | 0 | 0 | 0 | 0 | 0 | 0
00 Ret.FB-ExistDryFGD_SNCR & HRI | 0 | 0 | 0 | 0 | 0 | 0 | 0 | 0
00 Ret.FB-ExistDryFGD_SNCR_ACI & HRI | 0 | 0 | 0 | 0 | 0 | 0 | 0 | 0
00 Ret.FB-ExistDryFGD_SNCR_ACI & HRI & CCS | 0 | 0 | 0 | 0 | 0 | 0 | 0 | 0
00 Ret.FB-ExistDryFGD_SNCR_ACI_DSI & HRI | 0 | 0 | 0 | 0 | 0 | 0 | 0 | 0
00 Ret.FB-ExistDryFGD_SNCR_ACI_DSI & HRI & CCS | 0 | 0 | 0 | 0 | 0 | 0 | 0 | 0
00 Ret.FB-ExistWetFGD_SNCR_ACI & HRI | 0 | 0 | 0 | 0 | 0 | 0 | 0 | 0
00 Ret.FB-ExistWetFGD_SNCR_ACI & HRI & CCS | 0 | 0 | 0 | 0 | 0 | 0 | 0 | 0
00 Ret.FB-ExistDryFGD_SNCR_DSI & HRI | 0 | 0 | 0 | 0 | 0 | 0 | 0 | 0
00 Ret.FB-ExistDSI & DryFGD | 0 | 0 | 0 | 0 | 0 | 0 | 0 | 0
00 Ret.FB-ExistDSI & DryFGD & HRI | 0 | 0 | 0 | 0 | 0 | 0 | 0 | 0
00 Ret.FB-ExistDSI & DryFGD & SNCR | 0 | 0 | 0 | 0 | 0 | 0 | 0 | 0
00 Ret.FB-ExistDSI & DryFGD & SNCR & HRI | 0 | 0 | 0 | 0 | 0 | 0 | 0 | 0
00 Ret.FB-ExistDSI & HRI | 0 | 0 | 0 | 0 | 0 | 0 | 0 | 0
00 Ret.FB-ExistDSI & SNCR | 0 | 0 | 0 | 0 | 0 | 0 | 0 | 0
00 Ret.FB-ExistDSI & SNCR & HRI | 0 | 0 | 0 | 0 | 0 | 0 | 0 | 0
00 Ret.FB-ExistSNCR & DryFGD | 0 | 0 | 0 | 0 | 0 | 0 | 0 | 0
00 Ret.FB-ExistSNCR & DryFGD & HRI | 0 | 0 | 0 | 0 | 0 | 0 | 0 | 0
00 Ret.FB-ExistSNCR & HRI | 0 | 0 | 0 | 0 | 0 | 0 | 0 | 0
00 Ret.FB-ExistSNCR_ACI & HRI | 0 | 0 | 0 | 0 | 0 | 0 | 0 | 0
00 Ret.FB-ExistSNCR_ACI_DSI & DryFGD | 0 | 0 | 0 | 0 | 0 | 0 | 0 | 0
00 Ret.FB-ExistSNCR_ACI_DSI & DryFGD & HRI | 0 | 0 | 0 | 0 | 0 | 0 | 0 | 0
00 Ret.FB-ExistSNCR_ACI_DSI & HRI | 0 | 0 | 0 | 0 | 0 | 0 | 0 | 0
00 Ret.FB-ExistSNCR_DryFGD & HRI | 0 | 0 | 0 | 0 | 0 | 0 | 0 | 0
00 Ret.FB-ExistSNCR_DryFGD_ACI & HRI | 0 | 0 | 0 | 0 | 0 | 0 | 0 | 0
00 Ret.FB-ExistSNCR_DryFGD_ACI & HRI & CCS | 0 | 0 | 0 | 0 | 0 | 0 | 0 | 0
00 Ret.FB-ExistSNCR_DSI & DryFGD | 0 | 0 | 0 | 0 | 0 | 0 | 0 | 0
00 Ret.FB-ExistSNCR_DSI & DryFGD & HRI | 0 | 0 | 0 | 0 | 0 | 0 | 0 | 0
00 Ret.FB-ExistSNCR_DSI & HRI | 0 | 0 | 0 | 0 | 0 | 0 | 0 | 0
00 Ret.FB-ExistSNCR_WetFGD & HRI | 0 | 0 | 0 | 0 | 0 | 0 | 0 | 0
00 Ret.FB-ExistSNCR_WetFGD & HRI & CCS | 0 | 0 | 0 | 0 | 0 | 0 | 0 | 0
00 Ret.FB-ExistWetFGD_DSI & HRI | 0 | 0 | 0 | 0 | 0 | 0 | 0 | 0
00 Ret.FB-ExistWetFGD_DSI & SNCR | 0 | 0 | 0 | 0 | 0 | 0 | 0 | 0
00 Ret.FB-ExistWetFGD_DSI & SNCR & HRI | 0 | 0 | 0 | 0 | 0 | 0 | 0 | 0
00 Ret.FB-SNCR | 0 | 0 | 0 | 0 | 0 | 0 | 0 | 0
00 Ret.Oil/Gas Steam SCR | 0 | 0 | 0 | 0 | 0 | 0 | 0 | 0
00 CC Retirement | 808 | 5727.0247 | 0 | 0 | 500 | 18.1749 | 3570.2 | 8966.4
00 CT Retirement | 2558.3212 | 2228.3788 | 230.774 | 643.626 | 379.6 | 650.8775 | 10372.8 | 4781.9
00 O/G Retirement | 3075 | 14263.3838 | 221.5845 | 226 | 769.8211 | 3034.46 | 2054 | 5974.028
00 Coal Retirement | 12341.6788 | 45179.1034 | 10873.5333 | 24531.9772 | 9641.797 | 21371.33 | 6846.3817 | 10136.0351
00 IGCC Retirement | 0 | 220 | 0 | 0 | 117.4969 | 302.3327 | 175.1705 | 0
00 Nuke Retirement | 0 | 6358 | 12327.1305 | 2190.2847 | 14443.0745 | 1123 | 5214.5863 | 10740.1783
00 Biomass Retirement | 40.9 | 3146.5 | 123.2 | 0 | 0 | 0 | 0 | 0
00 Fossil_Other Retirement | 0 | 0 | 0 | 0 | 0 | 0 | 0 | 0
00 Fuel Cell Retirement | 3 | 0 | 0 | 0 | 0 | 0 | 0 | 0
00 Geothermal Retirement | 18.3 | 0 | 0 | 0 | 0 | 0 | 0 | 0
00 Hydro Retirement | 5.5 | 5.2 | 0 | 0 | 0 | 0 | 0 | 0
00 Landfill Gas Retirement | 114.6 | 8.5 | 0 | 0 | 0 | 0 | 0 | 127.8
00 Non Fossil_Other Retirement | 97 | 142.8 | 0 | 0 | 0 | 0 | 0 | 0
Total | 136984.968 | 152763.2123 | 57824.9375 | 92820.7979 | 143940.6189 | 167181.2193 | 194410.8521 | 282595.51
12. Generation by Capacity Reporting Type [GWh]
00 New Combined Cycle | 74181.388 | 83512.3396 | 88516.0773 | 87686.3619 | 184766.8692 | 242306.2624 | 328361.4266 | 474716.1691
00 New Combined Cycle with Carbon Capture | 0 | 0 | 0 | 3448.6259 | 8797.2222 | 8766.9773 | 7809.1932 | 4666.349
00 New Combustion Turbine | 2030.2217 | 6271.7561 | 42333.4514 | 75152.9442 | 96543.3483 | 136137.1114 | 161473.3555 | 154083.7874
00 New Hydro | 0 | 5.4713 | 5.4713 | 6357.7666 | 21961.4286 | 42158.4995 | 42158.4995 | 42158.4995
00 New Nuclear | 0 | 0 | 0 | 0 | 0 | 0 | 0 | 487.2046
00 New Biomass | 84.8884 | 12.5645 | 15.2388 | 15.2388 | 3.6122 | 0.64201 | 0 | 0
00 New Geothermal | 688.2732 | 2968.5625 | 2968.5625 | 3613.8679 | 3613.8679 | 3613.8679 | 3613.8679 | 3613.8679
00 New Landfill Gas | 4363.7017 | 7575.8293 | 10668.5142 | 10169.6935 | 10452.2924 | 17710.4092 | 28091.5979 | 32018.7922
00 New Battery Storage | 18934.7796 | 24304.519 | 24274.9907 | 27635.9874 | 37785.0235 | 39042.1166 | 40350.1244 | 55547.7254
00 New Offshore Wind | 5031.4608 | 9797.3901 | 20083.9199 | 28506.8536 | 87686.1192 | 135901.1923 | 161721.3434 | 233643.3503
00 New Onshore Wind | 160999.3909 | 345081.3805 | 345081.3805 | 365251.889 | 411421.8096 | 535220.054 | 730101.6823 | 965731.4394
00 New Solar PV | 120486.3675 | 177233.253 | 186056.8313 | 256946.4664 | 358504.783 | 467596.0454 | 556244.4893 | 726441.1858
00 New Solar Thermal | 0 | 0 | 0 | 0 | 0 | 0 | 0 | 0
00 New Fuel Cell | 700.9186 | 711.2112 | 719.885 | 720.2004 | 637.7616 | 537.5017 | 569.047 | 528.2177
00 New Ultrasupercritical Coal without CCS | 0 | 0 | 0 | 0 | 0 | 0 | 0 | 0
00 New Ultrasupercritical Coal with 30% CCS | 0 | 0 | 0 | 0 | 0 | 0 | 0 | 0
00 New Ultrasupercritical Coal with 90% CCS | 0 | 0 | 0 | 0 | 0 | 0 | 0 | 0
00 Exist & New Distributed Solar PV | 63905.0331 | 72403.3198 | 86047.3683 | 95287.3568 | 115335.6927 | 136491.7844 | 158305.8927 | 181841.9712
00 Exist Combined Cycle | 995805.7423 | 1199568.5427 | 1482260.2795 | 1490094.2941 | 1455113.8957 | 1372061.7823 | 1302272.2819 | 1137632.7984
00 Exist Combustion Turbine | 17751.168 | 25088.1771 | 42232.0699 | 38536.3964 | 34486.423 | 25899.0904 | 16720.4442 | 14508.7096
00 Exist Coal Steam_Uncontrolled | 3138.8749 | 3172.2978 | 2945.4345 | 2963.7118 | 2921.0426 | 2956.8908 | 2872.2308 | 2358.1268
00 Exist Coal Steam_ACI | 93263.7557 | 63329.6625 | 51114.1689 | 10246.9412 | 10248.0335 | 10249.7528 | 10241.962 | 10156.1535
00 Exist Coal Steam_ACI_DSI | 28498.3901 | 20502.979 | 12602.2439 | 5080.4884 | 5160.4547 | 5597.7212 | 5655.8344 | 4862.5612
00 Exist Coal Steam_DryFGD | 68.9988 | 0 | 0 | 0 | 0 | 0 | 0 | 0
00 Exist Coal Steam_DryFGD_ACI | 58372.8447 | 42335.2216 | 31666.5243 | 23850.5691 | 23248.716 | 19758.9704 | 17634.5451 | 11853.6168
00 Exist Coal Steam_DryFGD_DSI | 1814.7566 | 0 | 0 | 0 | 0 | 0 | 0 | 0
00 Exist Coal Steam_DryFGD_SCR | 2843.7251 | 0 | 0 | 0 | 0 | 0 | 0 | 0
00 Exist Coal Steam_DryFGD_SCR_ACI | 97597.8401 | 58142.9342 | 37902.7585 | 42320.5922 | 45358.2863 | 44062.8068 | 38819.6725 | 29622.7969
00 Exist Coal Steam_DryFGD_SCR_DSI | 1918.9936 | 1918.9936 | 1724.1439 | 1918.9936 | 0 | 0 | 0 | 0
00 Exist Coal Steam_DryFGD_SCR_ACI_DSI | 9608.1402 | 9165.3795 | 5730.6414 | 5810.4438 | 5858.9547 | 6514.2925 | 5771.3931 | 5138.6215
00 Exist Coal Steam_DryFGD_SNCR_ACI | 15190.0975 | 15190.0975 | 13631.5228 | 11532.0575 | 11532.0575 | 11658.9847 | 11275.0713 | 10849.1515
00 Exist Coal Steam_DryFGD_SNCR_ACI_DSI | 4048.1642 | 3265.8049 | 3199.7865 | 3199.7865 | 22.9495 | 25.1808 | 16.5195 | 14.2882
00 Exist Coal Steam_DSI | 8261.8884 | 6731.3697 | 6539.7876 | 14.892 | 0 | 0 | 0 | 0
00 Exist Coal Steam_SCR_ACI | 33369.4496 | 28911.0982 | 17804.5385 | 19824.7222 | 24905.398 | 29081.2399 | 27328.0393 | 21412.1414
00 Exist Coal Steam_SCR_ACI_DSI | 16011.9092 | 4130.8913 | 2237.5983 | 1254.6151 | 1743.1127 | 1579.6595 | 1146.526 | 1033.633
00 Exist Coal Steam_SNCR | 111.8077 | 111.8077 | 111.8077 | 111.8077 | 111.8077 | 111.8077 | 111.8077 | 111.8077
00 Exist Coal Steam_SCR | 0 | 0 | 0 | 0 | 0 | 0 | 0 | 0
00 Exist Coal Steam_SNCR_ACI | 4020.437 | 2874.4077 | 0 | 0 | 0 | 0 | 0 | 0
00 Exist Coal Steam_SNCR_ACI_DSI | 6458.5739 | 1321.0229 | 0 | 0 | 0 | 0 | 0 | 0
00 Exist Coal Steam_WetFGD | 36472.3824 | 20165.5172 | 17821.0501 | 63.7579 | 63.7579 | 63.7579 | 60.5644 | 20.7954
00 Exist Coal Steam_WetFGD_ACI | 65891.006 | 40213.9427 | 29423.6667 | 20050.0345 | 20102.9947 | 20357.7407 | 20073.2163 | 17955.6401
00 Exist Coal Steam_WetFGD_ACI_DSI | 12049.3551 | 3795.8064 | 3885.7978 | 24.0722 | 20.913 | 20.913 | 15.3992 | 0
00 Exist Coal Steam_WetFGD_DSI | 0 | 0 | 0 | 0 | 0 | 0 | 0 | 0
00 Exist Coal Steam_WetFGD_SCR | 303270.4867 | 238483.674 | 162200.0295 | 162660.7625 | 149014.0673 | 85178.7947 | 68501.4998 | 38387.0705
00 Exist Coal Steam_WetFGD_SCR_DSI | 28986.5568 | 4888.2413 | 4391.0765 | 16.1409 | 16.1409 | 15.1077 | 15.1077 | 12.0449
00 Exist Coal Steam_WetFGD_SCR_ACI | 159596.2862 | 105212.759 | 63459.0875 | 72750.7461 | 66511.0356 | 51969.8999 | 48670.0791 | 37999.3218
00 Exist Coal Steam_WetFGD_SCR_ACI_DSI | 45702.2158 | 40043.6781 | 36779.2409 | 38964.3295 | 30178.9364 | 25007.5938 | 9921.8991 | 3819.8572
00 Exist Coal Steam_WetFGD_SNCR | 12168.6326 | 3619.0186 | 3624.2582 | 417.4652 | 413.0268 | 405.9601 | 393.639 | 380.296
00 Exist Coal Steam_WetFGD_SNCR_ACI | 53647.6667 | 43156.2453 | 29802.4391 | 14125.999 | 14691.8836 | 10974.7101 | 8354.2558 | 5275.3997
00 Exist Coal Steam_WetFGD_SNCR_ACI_DSI | 0 | 0 | 0 | 0 | 0 | 0 | 0 | 0
00 Exist FBC_ACI_DSI | 3234.7526 | 1326.4459 | 534.6492 | 628.2767 | 611.6261 | 602.5406 | 385.44 | 0
00 Exist FBC_DryFGD_ACI | 973.8177 | 796.8004 | 231.7048 | 231.7048 | 471.9416 | 809.0655 | 652.2251 | 0
00 Exist FBC_DryFGD_DSI | 0 | 0 | 0 | 0 | 0 | 0 | 0 | 0
00 Exist FBC_DryFGD_SNCR | 3563.1453 | 3390.8916 | 4127.8989 | 4146.3297 | 4357.2834 | 3675.3994 | 3974.5644 | 4280.7698
00 Exist FBC_DryFGD_SNCR_ACI | 2702.3852 | 2046.9765 | 1260.9988 | 994.4849 | 994.4849 | 2046.9765 | 863.8723 | 0
00 Exist FBC_DryFGD_SNCR_ACI_DSI | 4991.6968 | 4991.6968 | 669.3972 | 669.3972 | 669.3972 | 669.3972 | 669.3972 | 640.9179
00 Exist FBC_DryFGD_SNCR_DSI | 0 | 0 | 0 | 0 | 0 | 0 | 0 | 0
00 Exist FBC_DSI | 2953.4647 | 1522.8864 | 682.1936 | 771.8988 | 1180.1975 | 1659.6889 | 1209.5956 | 1076.1795
00 Exist FBC_SCR | 32.8119 | 37.4768 | 13.0413 | 0 | 0 | 0 | 0 | 0
00 Exist FBC_SNCR | 0 | 0 | 0 | 0 | 0 | 0 | 0 | 0
00 Exist FBC_SNCR_ACI | 34.3132 | 37.5993 | 13.087 | 0 | 0 | 0 | 0 | 0
00 Exist FBC_SNCR_ACI_DSI | 2102.9245 | 267.18 | 267.18 | 267.18 | 358.9502 | 717.0026 | 717.0026 | 0
00 Exist FBC_SNCR_DSI | 4567.0836 | 3803.4329 | 3474.2315 | 3102.772 | 3216.2848 | 3249.8221 | 3265.2229 | 2555.9554
00 Exist FBC_Uncontrolled | 0 | 0 | 0 | 0 | 0 | 0 | 0 | 0
00 Exist FBC_WetFGD_DSI | 89.9584 | 211.902 | 211.902 | 375.1444 | 304.2768 | 325.2266 | 325.2266 | 375.1444
00 Exist IGCC | 4208.5058 | 4165.0832 | 4165.0832 | 4165.0832 | 3342.5888 | 1226.2177 | 0 | 0
00 Exist Fossil_Other | 3892.4529 | 3892.453 | 3787.794 | 3569.1775 | 3569.1775 | 3569.1775 | 3569.1775 | 3569.1775
00 Exist Fuel Cell | 0.25508 | 0.20741 | 0.20741 | 86.446 | 141.3918 | 82.8685 | 121.7971 | 72.6317
00 Exist Hydro | 275579.6269 | 275424.1973 | 275333.6589 | 275333.6588 | 275333.6589 | 275333.6588 | 275333.6588 | 275333.6588
00 Exist Non Fossil_Other | 22705.046 | 22115.0482 | 22115.0482 | 21839.5028 | 21812.122 | 21799.0941 | 21836.087 | 21812.914
00 Exist Nuclear | 775361.9644 | 723673.3391 | 630504.8358 | 613263.219 | 499706.8473 | 490880.0958 | 449092.8589 | 364430.5762
00 Exist Oil/Gas Steam | 22870.6043 | 14555.2033 | 25044.3749 | 18815.1735 | 11696.3857 | 5403.9243 | 4252.7301 | 2447.9146
00 Exist Oil/Gas Steam_SCR | 2769.1156 | 2779.4395 | 3638.5658 | 1661.9935 | 79.1344 | 36.1063 | 16.842 | 16.2787
00 Exist Oil/Gas Steam_SNCR | 784.0915 | 745.3532 | 1487.5842 | 983.0343 | 366.9187 | 365.6691 | 389.8449 | 391.1094
00 Exist Biomass | 10788.2128 | 1011.7063 | 148.4619 | 107.8669 | 124.0286 | 111.257 | 102.327 | 102.327
00 Exist Landfill Gas | 10456.2404 | 10315.6856 | 10312.4025 | 9778.8176 | 9656.1585 | 9622.8297 | 9663.1661 | 9007.5732
00 Exist Geothermal | 16633.8345 | 16633.8345 | 16633.8345 | 16633.8345 | 16633.8345 | 16633.8345 | 16633.8345 | 16633.8345
00 Exist Pump Storage | 13212.2657 | 19210.2865 | 18191.6683 | 17961.2933 | 25443.9912 | 28891.8914 | 29310.6992 | 31627.7758
00 Exist Energy Storage | 480.1455 | 490.2685 | 423.479 | 565.1805 | 668.5901 | 783.3504 | 695.1993 | 845.2477
00 Exist Solar PV | 85539.8234 | 85783.9182 | 85773.683 | 85773.683 | 85768.6221 | 85768.6221 | 85768.6221 | 85768.6221
00 Exist Solar Thermal | 2732.8535 | 2732.8535 | 2732.8535 | 2732.8535 | 2732.8535 | 2732.8535 | 2732.8535 | 2732.8535
00 Exist Offshore Wind | 110.8785 | 110.8785 | 110.8785 | 110.8785 | 110.8785 | 110.8785 | 110.8785 | 110.8785
00 Exist Onshore Wind | 338206.8663 | 340858.9766 | 340858.9766 | 340858.9766 | 340858.9766 | 340858.9766 | 340858.9766 | 340858.9766
00 International Imports | 5406.672 | 5406.672 | 5406.672 | 5406.672 | 5406.672 | 5127.228 | 5127.228 | 5127.228
00 Ret.ACI | 0 | 0 | 0 | 0 | 0 | 0 | 0 | 0
00 Ret.ACI & DryFGD | 0 | 0 | 0 | 0 | 0 | 0 | 0 | 0
00 Ret.ACI & DryFGD & HRI | 0 | 0 | 0 | 0 | 0 | 0 | 0 | 0
00 Ret.ACI & DSI | 0 | 0 | 0 | 0 | 0 | 0 | 0 | 0
00 Ret.ACI & DSI & DryFGD | 0 | 0 | 0 | 0 | 0 | 0 | 0 | 0
00 Ret.ACI & DSI & DryFGD & HRI | 0 | 0 | 0 | 0 | 0 | 0 | 0 | 0
00 Ret.ACI & DSI & HRI | 0 | 0 | 0 | 0 | 0 | 0 | 0 | 0
00 Ret.ACI & DSI & WetFGD & HRI | 0 | 0 | 0 | 0 | 0 | 0 | 0 | 0
00 Ret.ACI & HRI | 0 | 0 | 0 | 0 | 0 | 0 | 0 | 0
00 Ret.ACI & SCR | 0 | 0 | 0 | 0 | 0 | 0 | 0 | 0
00 Ret.ACI & SCR & DryFGD & HRI | 0 | 0 | 0 | 0 | 0 | 0 | 0 | 0
00 Ret.ACI & SCR & DSI | 0 | 0 | 0 | 0 | 0 | 0 | 0 | 0
00 Ret.ACI & SCR & DSI & DryFGD | 0 | 0 | 0 | 0 | 0 | 0 | 0 | 0
00 Ret.ACI & SCR & DSI & DryFGD & HRI | 0 | 0 | 0 | 0 | 0 | 0 | 0 | 0
00 Ret.ACI & SCR & DSI & HRI | 0 | 0 | 0 | 0 | 0 | 0 | 0 | 0
00 Ret.ACI & SCR & DSI & WetFGD | 0 | 0 | 0 | 0 | 0 | 0 | 0 | 0
00 Ret.ACI & SCR & DSI & WetFGD & HRI | 0 | 0 | 0 | 0 | 0 | 0 | 0 | 0
00 Ret.ACI & SCR & HRI | 0 | 0 | 0 | 0 | 0 | 0 | 0 | 0
00 Ret.ACI & SCR & WetFGD & HRI | 0 | 0 | 0 | 0 | 0 | 0 | 0 | 0
00 Ret.ACI & SNCR | 0 | 0 | 0 | 0 | 0 | 0 | 0 | 0
00 Ret.ACI & SNCR & DSI | 0 | 0 | 0 | 0 | 0 | 0 | 0 | 0
00 Ret.ACI & SNCR & DSI & DryFGD | 0 | 0 | 0 | 0 | 0 | 0 | 0 | 0
00 Ret.ACI & SNCR & DSI & DryFGD & HRI | 0 | 0 | 0 | 0 | 0 | 0 | 0 | 0
00 Ret.ACI & SNCR & DSI & HRI | 0 | 0 | 0 | 0 | 0 | 0 | 0 | 0
00 Ret.ACI & SNCR & DSI & WetFGD | 0 | 0 | 0 | 0 | 0 | 0 | 0 | 0
00 Ret.ACI & SNCR & DSI & WetFGD & HRI | 0 | 0 | 0 | 0 | 0 | 0 | 0 | 0
00 Ret.ACI & SNCR & HRI | 0 | 0 | 0 | 0 | 0 | 0 | 0 | 0
00 Ret.ACI & WetFGD | 0 | 0 | 0 | 0 | 0 | 0 | 0 | 0
00 Ret.ACI & WetFGD & DSI | 0 | 0 | 0 | 0 | 0 | 0 | 0 | 0
00 Ret.ACI & WetFGD & HRI | 0 | 0 | 0 | 0 | 0 | 0 | 0 | 0
00 Ret.C2G | 530.6722 | 0 | 506.8667 | 506.8667 | 536.6322 | 536.6322 | 536.6322 | 364.7126
00 Ret.C2G & SCR | 0 | 0 | 0 | 0 | 0 | 0 | 0 | 0
00 Ret.CCG | 0 | 0 | 10794.1365 | 14395.8271 | 14395.8271 | 14335.8078 | 6418.781 | 4134.2571
00 Ret.DryFGD | 0 | 0 | 0 | 0 | 0 | 0 | 0 | 0
00 Ret.DryFGD & CCS | 0 | 0 | 0 | 0 | 0 | 0 | 0 | 0
00 Ret.DryFGD & HRI | 0 | 0 | 0 | 0 | 0 | 0 | 0 | 0
00 Ret.DSI | 0 | 0 | 0 | 0 | 0 | 0 | 0 | 0
00 Ret.DSI & DryFGD | 0 | 0 | 0 | 0 | 0 | 0 | 0 | 0
00 Ret.DSI & DryFGD & HRI | 0 | 0 | 0 | 0 | 0 | 0 | 0 | 0
00 Ret.DSI & HRI | 0 | 0 | 0 | 0 | 0 | 0 | 0 | 0
00 Ret.ExistACI & DryFGD | 0 | 0 | 0 | 0 | 0 | 0 | 0 | 0
00 Ret.ExistACI & DryFGD & CCS | 0 | 0 | 0 | 0 | 0 | 0 | 0 | 0
00 Ret.ExistACI & DryFGD & HRI | 0 | 0 | 0 | 0 | 0 | 0 | 0 | 0
00 Ret.ExistACI & DryFGD & HRI & CCS | 0 | 0 | 0 | 0 | 0 | 0 | 0 | 0
00 Ret.ExistACI & DSI | 0 | 0 | 0 | 0 | 0 | 0 | 0 | 0
00 Ret.ExistACI & DSI & DryFGD | 0 | 0 | 0 | 0 | 0 | 0 | 0 | 0
00 Ret.ExistACI & DSI & DryFGD & HRI | 0 | 0 | 0 | 0 | 0 | 0 | 0 | 0
00 Ret.ExistACI & DSI & HRI | 0 | 0 | 0 | 0 | 0 | 0 | 0 | 0
00 Ret.ExistACI & HRI | 0 | 0 | 0 | 0 | 0 | 0 | 0 | 0
00 Ret.ExistACI & HRI & WetFGD | 0 | 0 | 0 | 0 | 0 | 0 | 0 | 0
00 Ret.ExistACI & SCR | 0 | 0 | 0 | 16346.5566 | 16346.5566 | 8173.2783 | 27.5659 | 27.5659
00 Ret.ExistACI & SCR & DryFGD | 0 | 0 | 0 | 0 | 0 | 0 | 0 | 0
00 Ret.ExistACI & SCR & DryFGD & CCS | 0 | 0 | 0 | 0 | 0 | 0 | 0 | 0
00 Ret.ExistACI & SCR & DryFGD & HRI | 0 | 0 | 0 | 0 | 0 | 0 | 0 | 0
00 Ret.ExistACI & SCR & DryFGD & HRI & CCS | 0 | 0 | 0 | 0 | 0 | 0 | 0 | 0
00 Ret.ExistACI & SCR & DSI | 0 | 0 | 0 | 0 | 0 | 0 | 0 | 0
00 Ret.ExistACI & SCR & DSI & DryFGD | 0 | 0 | 0 | 0 | 0 | 0 | 0 | 0
00 Ret.ExistACI & SCR & DSI & DryFGD & HRI | 0 | 0 | 0 | 0 | 0 | 0 | 0 | 0
00 Ret.ExistACI & SCR & DSI & HRI | 0 | 0 | 0 | 0 | 0 | 0 | 0 | 0
00 Ret.ExistACI & SCR & HRI | 0 | 0 | 0 | 0 | 0 | 0 | 0 | 0
00 Ret.ExistACI & SCR & WetFGD | 0 | 0 | 0 | 0 | 0 | 0 | 0 | 0
00 Ret.ExistACI & SCR & WetFGD & CCS | 0 | 0 | 0 | 0 | 0 | 0 | 0 | 0
00 Ret.ExistACI & SCR & WetFGD & HRI | 0 | 0 | 0 | 0 | 0 | 0 | 0 | 0
00 Ret.ExistACI & SCR & WetFGD & HRI & CCS | 0 | 0 | 0 | 0 | 0 | 0 | 0 | 0
00 Ret.ExistACI & SNCR | 0 | 0 | 0 | 0 | 0 | 0 | 0 | 0
00 Ret.ExistACI & SNCR & DryFGD | 0 | 0 | 0 | 0 | 0 | 0 | 0 | 0
00 Ret.ExistACI & SNCR & DryFGD & CCS | 0 | 0 | 0 | 0 | 0 | 0 | 0 | 0
00 Ret.ExistACI & SNCR & DryFGD & HRI | 0 | 0 | 0 | 0 | 0 | 0 | 0 | 0
00 Ret.ExistACI & SNCR & DryFGD & HRI & CCS | 0 | 0 | 0 | 0 | 0 | 0 | 0 | 0
00 Ret.ExistACI & SNCR & DSI | 0 | 0 | 0 | 0 | 0 | 0 | 0 | 0
00 Ret.ExistACI & SNCR & DSI & HRI | 0 | 0 | 0 | 0 | 0 | 0 | 0 | 0
00 Ret.ExistACI & SNCR & HRI | 0 | 0 | 0 | 0 | 0 | 0 | 0 | 0
00 Ret.ExistACI & SNCR & WetFGD | 0 | 0 | 0 | 0 | 0 | 0 | 0 | 0
00 Ret.ExistACI & SNCR & WetFGD & CCS | 0 | 0 | 0 | 0 | 0 | 0 | 0 | 0
00 Ret.ExistACI & SNCR & WetFGD & HRI | 0 | 0 | 0 | 0 | 0 | 0 | 0 | 0
00 Ret.ExistACI & SNCR & WetFGD & HRI & CCS | 0 | 0 | 0 | 0 | 0 | 0 | 0 | 0
00 Ret.ExistACI & WetFGD | 0 | 0 | 0 | 0 | 0 | 0 | 0 | 0
00 Ret.ExistACI & WetFGD & CCS | 0 | 0 | 0 | 0 | 0 | 0 | 0 | 0
00 Ret.ExistACI & WetFGD & HRI & CCS | 0 | 0 | 0 | 0 | 0 | 0 | 0 | 0
00 Ret.ExistACI_DSI & DryFGD | 0 | 0 | 0 | 0 | 0 | 0 | 0 | 0
00 Ret.ExistACI_DSI & DryFGD & CCS | 0 | 0 | 0 | 0 | 0 | 0 | 0 | 0
00 Ret.ExistACI_DSI & DryFGD & HRI | 0 | 0 | 0 | 0 | 0 | 0 | 0 | 0
00 Ret.ExistACI_DSI & DryFGD & HRI & CCS | 0 | 0 | 0 | 0 | 0 | 0 | 0 | 0
00 Ret.ExistACI_DSI & HRI | 0 | 0 | 0 | 0 | 0 | 0 | 0 | 0
00 Ret.ExistACI_DSI & SCR | 0 | 0 | 0 | 600.6289 | 1610.7592 | 1802.3995 | 1544.4471 | 1032.9983
00 Ret.ExistACI_DSI & SCR & DryFGD | 0 | 0 | 0 | 0 | 0 | 0 | 0 | 0
00 Ret.ExistACI_DSI & SCR & DryFGD & CCS | 0 | 0 | 0 | 0 | 0 | 0 | 0 | 0
00 Ret.ExistACI_DSI & SCR & DryFGD & HRI | 0 | 0 | 0 | 0 | 0 | 0 | 0 | 0
00 Ret.ExistACI_DSI & SCR & DryFGD & HRI & CCS | 0 | 0 | 0 | 0 | 0 | 0 | 0 | 0
00 Ret.ExistACI_DSI & SCR & HRI | 0 | 0 | 0 | 0 | 0 | 0 | 0 | 0
00 Ret.ExistACI_DSI & SCR & WetFGD | 0 | 0 | 0 | 0 | 0 | 0 | 0 | 0
00 Ret.ExistACI_DSI & SCR & WetFGD & CCS | 0 | 0 | 0 | 0 | 0 | 0 | 0 | 0
00 Ret.ExistACI_DSI & SCR & WetFGD & HRI | 0 | 0 | 0 | 0 | 0 | 0 | 0 | 0
00 Ret.ExistACI_DSI & SCR & WetFGD & HRI & CCS | 0 | 0 | 0 | 0 | 0 | 0 | 0 | 0
00 Ret.ExistACI_DSI & SNCR | 0 | 0 | 0 | 0 | 0 | 0 | 0 | 0
00 Ret.ExistACI_DSI & SNCR & DryFGD | 0 | 0 | 0 | 0 | 0 | 0 | 0 | 0
00 Ret.ExistACI_DSI & SNCR & DryFGD & HRI & CCS | 0 | 0 | 0 | 0 | 0 | 0 | 0 | 0
00 Ret.ExistACI_DSI & SNCR & DryFGD & HRI | 0 | 0 | 0 | 0 | 0 | 0 | 0 | 0
00 Ret.ExistACI_DSI & SNCR & WetFGD & HRI & CCS | 0 | 0 | 0 | 0 | 0 | 0 | 0 | 0
00 Ret.ExistACI_DSI & SNCR & HRI | 0 | 0 | 0 | 0 | 0 | 0 | 0 | 0
00 Ret.ExistACI_DSI & SNCR & WetFGD | 0 | 0 | 0 | 0 | 0 | 0 | 0 | 0
00 Ret.ExistACI_DSI & SNCR & WetFGD & HRI | 0 | 0 | 0 | 0 | 0 | 0 | 0 | 0
00 Ret.ExistACI_DSI & WetFGD | 0 | 0 | 0 | 0 | 0 | 0 | 0 | 0
00 Ret.ExistACI_DSI & WetFGD & CCS | 0 | 0 | 0 | 0 | 0 | 0 | 0 | 0
00 Ret.ExistACI_DSI & WetFGD & HRI | 0 | 0 | 0 | 0 | 0 | 0 | 0 | 0
00 Ret.ExistACI_DSI & WetFGD & HRI & CCS | 0 | 0 | 0 | 0 | 0 | 0 | 0 | 0
00 Ret.ExistDryFGD & CCS | 0 | 0 | 0 | 0 | 0 | 0 | 0 | 0
00 Ret.ExistDryFGD & HRI | 0 | 0 | 0 | 0 | 0 | 0 | 0 | 0
00 Ret.ExistDryFGD & SCR | 0 | 0 | 0 | 0 | 0 | 0 | 0 | 0
00 Ret.ExistDryFGD & SCR & CCS | 0 | 0 | 0 | 0 | 0 | 0 | 0 | 0
00 Ret.ExistDryFGD & SCR & HRI | 0 | 0 | 0 | 0 | 0 | 0 | 0 | 0
00 Ret.ExistDryFGD & SNCR | 0 | 0 | 0 | 0 | 0 | 0 | 0 | 0
00 Ret.ExistDryFGD & SNCR & CCS | 0 | 0 | 0 | 0 | 0 | 0 | 0 | 0
00 Ret.ExistDryFGD & SNCR & HRI | 0 | 0 | 0 | 0 | 0 | 0 | 0 | 0
00 Ret.ExistDryFGD_ACI & CCS | 0 | 0 | 0 | 0 | 0 | 0 | 0 | 0
00 Ret.ExistDryFGD_ACI & HRI | 0 | 0 | 0 | 0 | 0 | 0 | 0 | 0
00 Ret.ExistDryFGD_ACI & HRI & CCS | 0 | 0 | 0 | 0 | 0 | 0 | 0 | 0
00 Ret.ExistDryFGD_ACI & SCR | 0 | 0 | 0 | 0 | 0 | 0 | 0 | 0
00 Ret.ExistDryFGD_ACI & SCR & CCS | 0 | 0 | 0 | 0 | 0 | 0 | 0 | 0
00 Ret.ExistDryFGD_ACI & SCR & HRI | 0 | 0 | 0 | 0 | 0 | 0 | 0 | 0
00 Ret.ExistDryFGD_ACI & SCR & HRI & CCS | 0 | 0 | 0 | 0 | 0 | 0 | 0 | 0
00 Ret.ExistDryFGD_ACI & SNCR | 0 | 0 | 0 | 0 | 0 | 0 | 0 | 0
00 Ret.ExistDryFGD_ACI & SNCR & CCS | 0 | 0 | 0 | 0 | 0 | 0 | 0 | 0
00 Ret.ExistDryFGD_ACI & SNCR & HRI | 0 | 0 | 0 | 0 | 0 | 0 | 0 | 0
00 Ret.ExistDryFGD_ACI & SNCR & HRI & CCS | 0 | 0 | 0 | 0 | 0 | 0 | 0 | 0
00 Ret.ExistDryFGD_ACI_DSI & SCR | 0 | 0 | 0 | 0 | 0 | 0 | 0 | 0
00 Ret.ExistDryFGD_ACI_DSI & SCR & CCS | 0 | 0 | 0 | 0 | 0 | 0 | 0 | 0
00 Ret.ExistDryFGD_ACI_DSI & SCR & HRI | 0 | 0 | 0 | 0 | 0 | 0 | 0 | 0
00 Ret.ExistDryFGD_ACI_DSI & SCR & HRI & CCS | 0 | 0 | 0 | 0 | 0 | 0 | 0 | 0
00 Ret.ExistDryFGD_DSI & HRI | 0 | 0 | 0 | 0 | 0 | 0 | 0 | 0
00 Ret.ExistDryFGD_SNCR_ACI_DSI & CCS | 0 | 0 | 0 | 0 | 0 | 0 | 0 | 0
00 Ret.ExistDryFGD_SNCR_ACI_DSI & HRI | 0 | 0 | 0 | 0 | 0 | 0 | 0 | 0
00 Ret.ExistDryFGD_SNCR_ACI_DSI & HRI & CCS | 0 | 0 | 0 | 0 | 0 | 0 | 0 | 0
00 Ret.ExistDSI & DryFGD | 0 | 0 | 0 | 0 | 0 | 0 | 0 | 0
00 Ret.ExistDSI & DryFGD & HRI | 0 | 0 | 0 | 0 | 0 | 0 | 0 | 0
00 Ret.ExistDSI & HRI | 0 | 0 | 0 | 0 | 0 | 0 | 0 | 0
00 Ret.ExistDSI & SCR | 0 | 0 | 0 | 0 | 0 | 0 | 0 | 0
00 Ret.ExistDSI & SCR & DryFGD | 0 | 0 | 0 | 0 | 0 | 0 | 0 | 0
00 Ret.ExistDSI & SCR & DryFGD & HRI | 0 | 0 | 0 | 0 | 0 | 0 | 0 | 0
00 Ret.ExistDSI & SCR & HRI | 0 | 0 | 0 | 0 | 0 | 0 | 0 | 0
00 Ret.ExistDSI & SCR & WetFGD | 0 | 0 | 0 | 0 | 0 | 0 | 0 | 0
00 Ret.ExistDSI & SCR & WetFGD & HRI | 0 | 0 | 0 | 0 | 0 | 0 | 0 | 0
00 Ret.ExistDSI & SNCR | 0 | 0 | 0 | 0 | 0 | 0 | 0 | 0
00 Ret.ExistSCR & ACI | 0 | 0 | 0 | 0 | 0 | 0 | 0 | 0
00 Ret.ExistDSI & SNCR & DryFGD | 0 | 0 | 0 | 0 | 0 | 0 | 0 | 0
00 Ret.ExistSCR & ACI & DSI | 0 | 0 | 0 | 0 | 0 | 0 | 0 | 0
00 Ret.ExistSCR & ACI & DSI & DryFGD | 0 | 0 | 0 | 0 | 0 | 0 | 0 | 0
00 Ret.ExistSCR & ACI & DSI & DryFGD & HRI | 0 | 0 | 0 | 0 | 0 | 0 | 0 | 0
00 Ret.ExistDSI & SNCR & DryFGD & HRI | 0 | 0 | 0 | 0 | 0 | 0 | 0 | 0
00 Ret.ExistDSI & SNCR & HRI | 0 | 0 | 0 | 0 | 0 | 0 | 0 | 0
00 Ret.ExistSCR & ACI & DSI & HRI | 0 | 0 | 0 | 0 | 0 | 0 | 0 | 0
00 Ret.ExistDSI & SNCR & WetFGD | 0 | 0 | 0 | 0 | 0 | 0 | 0 | 0
00 Ret.ExistSCR & ACI & DSI & WetFGD | 0 | 0 | 0 | 0 | 0 | 0 | 0 | 0
00 Ret.ExistSCR & ACI & DSI & WetFGD & HRI | 0 | 0 | 0 | 0 | 0 | 0 | 0 | 0
00 Ret.ExistSCR & ACI & HRI | 0 | 0 | 0 | 0 | 0 | 0 | 0 | 0
00 Ret.ExistDSI & SNCR & WetFGD & HRI | 0 | 0 | 0 | 0 | 0 | 0 | 0 | 0
00 Ret.ExistDSI & WetFGD | 0 | 0 | 0 | 0 | 0 | 0 | 0 | 0
00 Ret.ExistDSI & WetFGD & HRI | 0 | 0 | 0 | 0 | 0 | 0 | 0 | 0
00 Ret.ExistDSI_ACI & SNCR & DryFGD & CCS | 0 | 0 | 0 | 0 | 0 | 0 | 0 | 0
00 Ret.ExistDSI_ACI & SNCR & WetFGD & CCS | 0 | 0 | 0 | 0 | 0 | 0 | 0 | 0
00 Ret.ExistSCR_ACI & DryFGD | 0 | 0 | 0 | 0 | 0 | 0 | 0 | 0
00 Ret.ExistSCR & DSI | 0 | 0 | 0 | 0 | 0 | 0 | 0 | 0
00 Ret.ExistSCR_ACI & DryFGD & CCS | 0 | 0 | 0 | 0 | 0 | 0 | 0 | 0
00 Ret.ExistSCR_ACI & DryFGD & HRI | 0 | 0 | 0 | 0 | 0 | 0 | 0 | 0
00 Ret.ExistSCR & DSI & DryFGD | 0 | 0 | 0 | 0 | 0 | 0 | 0 | 0
00 Ret.ExistSCR_ACI & DryFGD & HRI & CCS | 0 | 0 | 0 | 0 | 0 | 0 | 0 | 0
00 Ret.ExistSCR & DSI & DryFGD & HRI | 0 | 0 | 0 | 0 | 0 | 0 | 0 | 0
00 Ret.ExistSCR & DSI & HRI | 0 | 0 | 0 | 0 | 0 | 0 | 0 | 0
00 Ret.ExistSCR_ACI & DSI & HRI | 0 | 0 | 0 | 0 | 0 | 0 | 0 | 0
00 Ret.ExistSCR_ACI & HRI | 0 | 0 | 0 | 0 | 0 | 0 | 0 | 0
00 Ret.ExistSCR_ACI & WetFGD | 0 | 0 | 0 | 0 | 0 | 0 | 0 | 0
00 Ret.ExistSCR & HRI | 0 | 0 | 0 | 0 | 0 | 0 | 0 | 0
00 Ret.ExistSCR_ACI & WetFGD & CCS | 0 | 0 | 0 | 0 | 0 | 0 | 0 | 0
00 Ret.ExistSCR_ACI & WetFGD & HRI | 0 | 0 | 0 | 0 | 0 | 0 | 0 | 0
00 Ret.ExistSCR_ACI & WetFGD & HRI & CCS | 0 | 0 | 0 | 0 | 0 | 0 | 0 | 0
00 Ret.ExistSCR_ACI_DSI & DryFGD | 0 | 0 | 0 | 0 | 0 | 0 | 0 | 0
00 Ret.ExistSCR_ACI_DSI & DryFGD & CCS | 0 | 0 | 0 | 0 | 0 | 0 | 0 | 0
00 Ret.ExistSCR_ACI_DSI & DryFGD & HRI | 0 | 0 | 0 | 0 | 0 | 0 | 0 | 0
00 Ret.ExistSCR_ACI_DSI & DryFGD & HRI & CCS | 0 | 0 | 0 | 0 | 0 | 0 | 0 | 0
00 Ret.ExistSCR_ACI_DSI & HRI | 0 | 0 | 0 | 0 | 0 | 0 | 0 | 0
00 Ret.ExistSCR_ACI_DSI & WetFGD | 0 | 0 | 0 | 0 | 0 | 0 | 0 | 0
00 Ret.ExistSCR_ACI_DSI & WetFGD & CCS | 0 | 0 | 0 | 0 | 0 | 0 | 0 | 0
00 Ret.ExistSCR_ACI_DSI & WetFGD & HRI | 0 | 0 | 0 | 0 | 0 | 0 | 0 | 0
00 Ret.ExistSCR_ACI_DSI & WetFGD & HRI & CCS | 0 | 0 | 0 | 0 | 0 | 0 | 0 | 0
00 Ret.ExistSCR_DryFGD & HRI | 0 | 0 | 0 | 0 | 0 | 0 | 0 | 0
00 Ret.ExistSCR_DryFGD_ACI & CCS | 0 | 0 | 0 | 0 | 0 | 0 | 0 | 0
00 Ret.ExistSCR_DryFGD_ACI & HRI | 0 | 0 | 0 | 0 | 0 | 0 | 0 | 0
00 Ret.ExistSCR_DryFGD_ACI & HRI & CCS | 0 | 0 | 0 | 0 | 0 | 0 | 0 | 0
00 Ret.ExistSCR_DryFGD_ACI_DSI & CCS | 0 | 0 | 0 | 0 | 0 | 0 | 0 | 0
00 Ret.ExistSCR_DryFGD_ACI_DSI & HRI | 0 | 0 | 0 | 0 | 0 | 0 | 0 | 0
00 Ret.ExistSCR_DryFGD_ACI_DSI & HRI & CCS | 0 | 0 | 0 | 0 | 0 | 0 | 0 | 0
00 Ret.ExistSCR_WetFGD & HRI | 0 | 0 | 0 | 0 | 0 | 0 | 0 | 0
00 Ret.ExistSCR_WetFGD & HRI & CCS | 0 | 0 | 0 | 0 | 0 | 0 | 0 | 0
00 Ret.ExistSCR_WetFGD_ACI & CCS | 0 | 0 | 0 | 0 | 0 | 0 | 0 | 0
00 Ret.ExistSCR_WetFGD_ACI & HRI | 0 | 0 | 0 | 0 | 0 | 0 | 0 | 0
00 Ret.ExistSCR_WetFGD_ACI & HRI & CCS | 0 | 0 | 0 | 0 | 0 | 0 | 0 | 0
00 Ret.ExistSCR_WetFGD_ACI_DSI & CCS | 0 | 0 | 0 | 0 | 0 | 0 | 0 | 0
00 Ret.ExistSCR_WetFGD_ACI_DSI & HRI | 0 | 0 | 0 | 0 | 0 | 0 | 0 | 0
00 Ret.ExistSCR_WetFGD_ACI_DSI & HRI & CCS | 0 | 0 | 0 | 0 | 0 | 0 | 0 | 0
00 Ret.ExistSCR_WetFGD_DSI & HRI | 0 | 0 | 0 | 0 | 0 | 0 | 0 | 0
00 Ret.ExistSCR_WetFGD_DSI & HRI & CCS | 0 | 0 | 0 | 0 | 0 | 0 | 0 | 0
00 Ret.ExistSNCR_ACI & DryFGD | 0 | 0 | 0 | 0 | 0 | 0 | 0 | 0
00 Ret.ExistSNCR_ACI & DryFGD & CCS | 0 | 0 | 0 | 0 | 0 | 0 | 0 | 0
00 Ret.ExistSNCR_ACI & DryFGD & HRI | 0 | 0 | 0 | 0 | 0 | 0 | 0 | 0
00 Ret.ExistSNCR_ACI & DryFGD & HRI & CCS | 0 | 0 | 0 | 0 | 0 | 0 | 0 | 0
00 Ret.ExistSNCR_ACI & DSI & HRI | 0 | 0 | 0 | 0 | 0 | 0 | 0 | 0
00 Ret.ExistSNCR_ACI & HRI | 0 | 0 | 0 | 0 | 0 | 0 | 0 | 0
00 Ret.ExistSNCR_ACI & WetFGD | 0 | 0 | 0 | 0 | 0 | 0 | 0 | 0
00 Ret.ExistSNCR_ACI & WetFGD & CCS | 0 | 0 | 0 | 0 | 0 | 0 | 0 | 0
00 Ret.ExistSNCR_ACI & WetFGD & HRI | 0 | 0 | 0 | 0 | 0 | 0 | 0 | 0
00 Ret.ExistSNCR_ACI & WetFGD & HRI & CCS | 0 | 0 | 0 | 0 | 0 | 0 | 0 | 0
00 Ret.ExistSNCR_ACI_DSI & DryFGD | 0 | 0 | 0 | 0 | 0 | 0 | 0 | 0
00 Ret.ExistSNCR_ACI_DSI & DryFGD & CCS | 0 | 0 | 0 | 0 | 0 | 0 | 0 | 0
00 Ret.ExistSNCR_ACI_DSI & DryFGD & HRI | 0 | 0 | 0 | 0 | 0 | 0 | 0 | 0
00 Ret.ExistSNCR_ACI_DSI & DryFGD & HRI & CCS | 0 | 0 | 0 | 0 | 0 | 0 | 0 | 0
00 Ret.ExistSNCR_ACI_DSI & HRI | 0 | 0 | 0 | 0 | 0 | 0 | 0 | 0
00 Ret.ExistSNCR_ACI_DSI & WetFGD | 0 | 0 | 0 | 0 | 0 | 0 | 0 | 0
00 Ret.ExistSNCR_ACI_DSI & WetFGD & CCS | 0 | 0 | 0 | 0 | 0 | 0 | 0 | 0
00 Ret.ExistSNCR_ACI_DSI & WetFGD & HRI | 0 | 0 | 0 | 0 | 0 | 0 | 0 | 0
00 Ret.ExistSNCR_ACI_DSI & WetFGD & HRI & CCS | 0 | 0 | 0 | 0 | 0 | 0 | 0 | 0
00 Ret.ExistSNCR_DryFGD & HRI | 0 | 0 | 0 | 0 | 0 | 0 | 0 | 0
00 Ret.ExistSNCR_DryFGD_ACI & CCS | 0 | 0 | 0 | 0 | 0 | 0 | 0 | 0
00 Ret.ExistSNCR_DryFGD_ACI & HRI | 0 | 0 | 0 | 0 | 0 | 0 | 0 | 0
00 Ret.ExistSNCR_DryFGD_ACI & HRI & CCS | 0 | 0 | 0 | 0 | 0 | 0 | 0 | 0
00 Ret.ExistSNCR_WetFGD & HRI | 0 | 0 | 0 | 0 | 0 | 0 | 0 | 0
00 Ret.ExistSNCR_WetFGD & HRI & CCS | 0 | 0 | 0 | 0 | 0 | 0 | 0 | 0
00 Ret.ExistSNCR_WetFGD_ACI & CCS | 0 | 0 | 0 | 0 | 0 | 0 | 0 | 0
00 Ret.ExistSNCR_WetFGD_ACI & HRI | 0 | 0 | 0 | 0 | 0 | 0 | 0 | 0
00 Ret.ExistSNCR_WetFGD_ACI & HRI & CCS | 0 | 0 | 0 | 0 | 0 | 0 | 0 | 0
00 Ret.ExistSNCR_WetFGD_ACI_DSI & CCS | 0 | 0 | 0 | 0 | 0 | 0 | 0 | 0
00 Ret.ExistSNCR_WetFGD_ACI_DSI & HRI | 0 | 0 | 0 | 0 | 0 | 0 | 0 | 0
00 Ret.ExistSNCR_WetFGD_ACI_DSI & HRI & CCS | 0 | 0 | 0 | 0 | 0 | 0 | 0 | 0
00 Ret.ExistSNCR & DryFGD & HRI | 0 | 0 | 0 | 0 | 0 | 0 | 0 | 0
00 Ret.ExistSNCR & HRI | 0 | 0 | 0 | 0 | 0 | 0 | 0 | 0
00 Ret.ExistWetFGD & CCS | 0 | 0 | 0 | 0 | 0 | 0 | 0 | 0
00 Ret.ExistWetFGD & HRI | 0 | 0 | 0 | 0 | 0 | 0 | 0 | 0
00 Ret.ExistWetFGD & HRI & CCS | 0 | 0 | 0 | 0 | 0 | 0 | 0 | 0
00 Ret.ExistWetFGD & SCR | 0 | 0 | 0 | 16487.0873 | 16587.7174 | 13929.7077 | 4448.3537 | 3024.4783
00 Ret.ExistWetFGD & SCR & CCS | 0 | 0 | 0 | 0 | 0 | 0 | 0 | 0
00 Ret.ExistWetFGD & SCR & HRI | 0 | 0 | 0 | 0 | 0 | 0 | 0 | 0
00 Ret.ExistWetFGD & SCR & HRI & CCS | 0 | 0 | 0 | 0 | 0 | 0 | 0 | 0
00 Ret.ExistWetFGD & SNCR | 0 | 0 | 0 | 0 | 0 | 0 | 0 | 0
00 Ret.ExistWetFGD & SNCR & CCS | 0 | 0 | 0 | 0 | 0 | 0 | 0 | 0
00 Ret.ExistWetFGD & SNCR & HRI | 0 | 0 | 0 | 0 | 0 | 0 | 0 | 0
00 Ret.ExistWetFGD & SNCR & HRI & CCS | 0 | 0 | 0 | 0 | 0 | 0 | 0 | 0
00 Ret.ExistWetFGD_ACI & CCS | 0 | 0 | 0 | 0 | 0 | 0 | 0 | 0
00 Ret.ExistWetFGD_ACI & HRI | 0 | 0 | 0 | 0 | 0 | 0 | 0 | 0
00 Ret.ExistWetFGD_ACI & HRI & CCS | 0 | 0 | 0 | 0 | 0 | 0 | 0 | 0
00 Ret.ExistWetFGD_ACI & SCR | 1201.8895 | 1194.8053 | 1063.3371 | 5485.7389 | 6646.4587 | 6958.7134 | 6215.8913 | 5136.0785
00 Ret.ExistWetFGD_ACI & SCR & CCS | 0 | 0 | 0 | 0 | 0 | 0 | 0 | 0
00 Ret.ExistWetFGD_ACI & SCR & HRI | 0 | 0 | 0 | 0 | 0 | 0 | 0 | 0
00 Ret.ExistWetFGD_ACI & SCR & HRI & CCS | 0 | 0 | 0 | 0 | 0 | 0 | 0 | 0
00 Ret.ExistWetFGD_ACI & SNCR | 0 | 0 | 0 | 0 | 0 | 0 | 0 | 0
00 Ret.ExistWetFGD_ACI & SNCR & CCS | 0 | 0 | 0 | 0 | 0 | 0 | 0 | 0
00 Ret.ExistWetFGD_ACI & SNCR & HRI | 0 | 0 | 0 | 0 | 0 | 0 | 0 | 0
00 Ret.ExistWetFGD_ACI & SNCR & HRI & CCS | 0 | 0 | 0 | 0 | 0 | 0 | 0 | 0
00 Ret.ExistWetFGD_ACI_DSI & CCS | 0 | 0 | 0 | 0 | 0 | 0 | 0 | 0
00 Ret.ExistWetFGD_ACI_DSI & HRI | 0 | 0 | 0 | 0 | 0 | 0 | 0 | 0
00 Ret.ExistWetFGD_ACI_DSI & HRI & CCS | 0 | 0 | 0 | 0 | 0 | 0 | 0 | 0
00 Ret.ExistWetFGD_ACI_DSI & SCR | 0 | 0 | 0 | 0 | 0 | 0 | 0 | 0
00 Ret.ExistWetFGD_ACI_DSI & SCR & CCS | 0 | 0 | 0 | 0 | 0 | 0 | 0 | 0
00 Ret.ExistWetFGD_ACI_DSI & SCR & HRI | 0 | 0 | 0 | 0 | 0 | 0 | 0 | 0
00 Ret.ExistWetFGD_ACI_DSI & SCR & HRI & CCS | 0 | 0 | 0 | 0 | 0 | 0 | 0 | 0
00 Ret.ExistWetFGD_ACI_DSI & SNCR | 0 | 0 | 0 | 0 | 0 | 0 | 0 | 0
00 Ret.ExistWetFGD_ACI_DSI & SNCR & CCS | 0 | 0 | 0 | 0 | 0 | 0 | 0 | 0
00 Ret.ExistWetFGD_ACI_DSI & SNCR & HRI | 0 | 0 | 0 | 0 | 0 | 0 | 0 | 0
00 Ret.ExistWetFGD_ACI_DSI & SNCR & HRI & CCS | 0 | 0 | 0 | 0 | 0 | 0 | 0 | 0
00 Ret.ExistWetFGD_DSI & HRI | 0 | 0 | 0 | 0 | 0 | 0 | 0 | 0
00 Ret.ExistWetFGD_DSI & SCR | 0 | 0 | 0 | 0 | 0 | 0 | 0 | 0
00 Ret.ExistSNCR_DSI & DryFGD & HRI | 0 | 0 | 0 | 0 | 0 | 0 | 0 | 0
00 Ret.ExistWetFGD_DSI & SCR & HRI | 0 | 0 | 0 | 0 | 0 | 0 | 0 | 0
00 Ret.ExistSNCR_DSI & HRI | 0 | 0 | 0 | 0 | 0 | 0 | 0 | 0
00 Ret.ExistWetFGD_DSI & SNCR | 0 | 0 | 0 | 0 | 0 | 0 | 0 | 0
00 Ret.ExistWetFGD_DSI & SNCR & HRI | 0 | 0 | 0 | 0 | 0 | 0 | 0 | 0
00 Ret.ExistWetFGD_SCR & CCS | 0 | 0 | 56.9317 | 56.9317 | 56.9317 | 56.9317 | 56.9317 | 56.9317
00 Ret.ExistWetFGD_SCR_DSI & CCS | 0 | 0 | 0 | 0 | 0 | 0 | 0 | 0
00 Ret.ExistWetFGD_SNCR & CCS | 0 | 0 | 0 | 0 | 0 | 0 | 0 | 0
00 Ret.HRI | 0 | 0 | 0 | 0 | 0 | 0 | 0 | 0
00 Ret.SCR | 0 | 0 | 0 | 0 | 0 | 0 | 0 | 0
00 Ret.SCR & DryFGD | 0 | 0 | 0 | 0 | 0 | 0 | 0 | 0
00 Ret.SCR & DryFGD & ACI | 0 | 0 | 0 | 0 | 0 | 0 | 0 | 0
00 Ret.SCR & DryFGD & CCS | 0 | 0 | 0 | 0 | 0 | 0 | 0 | 0
00 Ret.SCR & DryFGD & HRI | 0 | 0 | 0 | 0 | 0 | 0 | 0 | 0
00 Ret.SCR & DSI | 0 | 0 | 0 | 0 | 0 | 0 | 0 | 0
00 Ret.SCR & DSI & DryFGD | 0 | 0 | 0 | 0 | 0 | 0 | 0 | 0
00 Ret.SCR & DSI & DryFGD & HRI | 0 | 0 | 0 | 0 | 0 | 0 | 0 | 0
00 Ret.SCR & DSI & HRI | 0 | 0 | 0 | 0 | 0 | 0 | 0 | 0
00 Ret.SCR & DSI & WetFGD | 0 | 0 | 0 | 0 | 0 | 0 | 0 | 0
00 Ret.SCR & DSI & WetFGD & HRI | 0 | 0 | 0 | 0 | 0 | 0 | 0 | 0
00 Ret.SCR & HRI | 0 | 0 | 0 | 0 | 0 | 0 | 0 | 0
00 Ret.SCR & WetFGD | 0 | 0 | 0 | 0 | 0 | 0 | 0 | 0
00 Ret.SCR & WetFGD & ACI | 0 | 0 | 0 | 0 | 0 | 0 | 0 | 0
00 Ret.SCR & WetFGD & CCS | 0 | 0 | 0 | 0 | 0 | 0 | 0 | 0
00 Ret.SCR & WetFGD & HRI | 0 | 0 | 0 | 0 | 0 | 0 | 0 | 0
00 Ret.SNCR | 0 | 0 | 0 | 0 | 0 | 0 | 0 | 0
00 Ret.SNCR & DryFGD | 0 | 0 | 0 | 0 | 0 | 0 | 0 | 0
00 Ret.SNCR & DryFGD & ACI | 0 | 0 | 0 | 0 | 0 | 0 | 0 | 0
00 Ret.SNCR & DryFGD & ACI & HRI | 0 | 0 | 0 | 0 | 0 | 0 | 0 | 0
00 Ret.SNCR & DryFGD & CCS | 0 | 0 | 0 | 0 | 0 | 0 | 0 | 0
00 Ret.SNCR & DryFGD & HRI | 0 | 0 | 0 | 0 | 0 | 0 | 0 | 0
00 Ret.SNCR & DSI | 0 | 0 | 0 | 0 | 0 | 0 | 0 | 0
00 Ret.SNCR & DSI & HRI | 0 | 0 | 0 | 0 | 0 | 0 | 0 | 0
00 Ret.SNCR & HRI | 0 | 0 | 0 | 0 | 0 | 0 | 0 | 0
00 Ret.SNCR & WetFGD | 0 | 0 | 0 | 0 | 0 | 0 | 0 | 0
00 Ret.SNCR & WetFGD & ACI | 0 | 0 | 0 | 0 | 0 | 0 | 0 | 0
00 Ret.SNCR & WetFGD & ACI & HRI | 0 | 0 | 0 | 0 | 0 | 0 | 0 | 0
00 Ret.SNCR & WetFGD & CCS | 0 | 0 | 0 | 0 | 0 | 0 | 0 | 0
00 Ret.SNCR & WetFGD & HRI | 0 | 0 | 0 | 0 | 0 | 0 | 0 | 0
00 Ret.WetFGD | 0 | 0 | 0 | 0 | 0 | 0 | 0 | 0
00 Ret.WetFGD & CCS | 0 | 0 | 0 | 0 | 0 | 0 | 0 | 0
00 Ret.WetFGD & HRI | 0 | 0 | 0 | 0 | 0 | 0 | 0 | 0
00 Ret.FB & HRI | 0 | 0 | 0 | 0 | 0 | 0 | 0 | 0
00 Ret.FB DryFGD | 0 | 0 | 0 | 0 | 0 | 0 | 0 | 0
00 Ret.FB DryFGD & HRI | 0 | 0 | 0 | 0 | 0 | 0 | 0 | 0
00 Ret.FB DryFGD & SNCR | 0 | 0 | 0 | 0 | 0 | 0 | 0 | 0
00 Ret.FB-Exist ACI & DryFGD & HRI | 0 | 0 | 0 | 0 | 0 | 0 | 0 | 0
00 Ret.FB-Exist ACI_DSI & DryFGD & SNCR | 0 | 0 | 0 | 0 | 0 | 0 | 0 | 0
00 Ret.FB-Exist ACI_DSI & SNCR | 0 | 0 | 0 | 0 | 0 | 0 | 0 | 0
00 Ret.FB-ExistACI & HRI | 0 | 0 | 0 | 0 | 0 | 0 | 0 | 0
00 Ret.FB-ExistACI_DSI & DryFGD | 0 | 0 | 0 | 0 | 0 | 0 | 0 | 0
00 Ret.FB-ExistACI_DSI & DryFGD & HRI | 0 | 0 | 0 | 0 | 0 | 0 | 0 | 0
00 Ret.FB-ExistACI_DSI & DryFGD & SNCR | 0 | 0 | 0 | 0 | 0 | 0 | 0 | 0
00 Ret.FB-ExistACI_DSI & DryFGD & SNCR & HRI | 0 | 0 | 0 | 0 | 0 | 0 | 0 | 0
00 Ret.FB-ExistACI_DSI & HRI | 0 | 0 | 0 | 0 | 0 | 0 | 0 | 0
00 Ret.FB-ExistACI_DSI & SNCR & HRI | 0 | 0 | 0 | 0 | 0 | 0 | 0 | 0
00 Ret.FB-ExistDryFGD & HRI | 0 | 0 | 0 | 0 | 0 | 0 | 0 | 0
00 Ret.FB-ExistDryFGD_ACI & HRI | 0 | 0 | 0 | 0 | 0 | 0 | 0 | 0
00 Ret.FB-ExistDryFGD_ACI & HRI & CCS | 0 | 0 | 0 | 0 | 0 | 0 | 0 | 0
00 Ret.FB-ExistDryFGD_ACI & SNCR | 0 | 0 | 0 | 0 | 0 | 0 | 0 | 0
00 Ret.FB-ExistDryFGD_ACI & SNCR & HRI | 0 | 0 | 0 | 0 | 0 | 0 | 0 | 0
00 Ret.FB-ExistDryFGD_DSI & HRI | 0 | 0 | 0 | 0 | 0 | 0 | 0 | 0
00 Ret.FB-ExistDryFGD_DSI & SNCR | 0 | 0 | 0 | 0 | 0 | 0 | 0 | 0
00 Ret.FB-ExistDryFGD_DSI & SNCR & HRI | 0 | 0 | 0 | 0 | 0 | 0 | 0 | 0
00 Ret.FB-ExistDryFGD_SNCR & HRI | 0 | 0 | 0 | 0 | 0 | 0 | 0 | 0
00 Ret.FB-ExistDryFGD_SNCR_ACI & HRI | 0 | 0 | 0 | 0 | 0 | 0 | 0 | 0
00 Ret.FB-ExistDryFGD_SNCR_ACI & HRI & CCS | 0 | 0 | 0 | 0 | 0 | 0 | 0 | 0
00 Ret.FB-ExistDryFGD_SNCR_ACI_DSI & HRI | 0 | 0 | 0 | 0 | 0 | 0 | 0 | 0
00 Ret.FB-ExistDryFGD_SNCR_ACI_DSI & HRI & CCS | 0 | 0 | 0 | 0 | 0 | 0 | 0 | 0
00 Ret.FB-ExistWetFGD_SNCR_ACI & HRI | 0 | 0 | 0 | 0 | 0 | 0 | 0 | 0
00 Ret.FB-ExistWetFGD_SNCR_ACI & HRI & CCS | 0 | 0 | 0 | 0 | 0 | 0 | 0 | 0
00 Ret.FB-ExistDryFGD_SNCR_DSI & HRI | 0 | 0 | 0 | 0 | 0 | 0 | 0 | 0
00 Ret.FB-ExistDSI & DryFGD | 0 | 0 | 0 | 0 | 0 | 0 | 0 | 0
00 Ret.FB-ExistDSI & DryFGD & HRI | 0 | 0 | 0 | 0 | 0 | 0 | 0 | 0
00 Ret.FB-ExistDSI & DryFGD & SNCR | 0 | 0 | 0 | 0 | 0 | 0 | 0 | 0
00 Ret.FB-ExistDSI & DryFGD & SNCR & HRI | 0 | 0 | 0 | 0 | 0 | 0 | 0 | 0
00 Ret.FB-ExistDSI & HRI | 0 | 0 | 0 | 0 | 0 | 0 | 0 | 0
00 Ret.FB-ExistDSI & SNCR | 0 | 0 | 0 | 0 | 0 | 0 | 0 | 0
00 Ret.FB-ExistDSI & SNCR & HRI | 0 | 0 | 0 | 0 | 0 | 0 | 0 | 0
00 Ret.FB-ExistSNCR & DryFGD | 0 | 0 | 0 | 0 | 0 | 0 | 0 | 0
00 Ret.FB-ExistSNCR & DryFGD & HRI | 0 | 0 | 0 | 0 | 0 | 0 | 0 | 0
00 Ret.FB-ExistSNCR & HRI | 0 | 0 | 0 | 0 | 0 | 0 | 0 | 0
00 Ret.FB-ExistSNCR_ACI & HRI | 0 | 0 | 0 | 0 | 0 | 0 | 0 | 0
00 Ret.FB-ExistSNCR_ACI_DSI & DryFGD | 0 | 0 | 0 | 0 | 0 | 0 | 0 | 0
00 Ret.FB-ExistSNCR_ACI_DSI & DryFGD & HRI | 0 | 0 | 0 | 0 | 0 | 0 | 0 | 0
00 Ret.FB-ExistSNCR_ACI_DSI & HRI | 0 | 0 | 0 | 0 | 0 | 0 | 0 | 0
00 Ret.FB-ExistSNCR_DryFGD & HRI | 0 | 0 | 0 | 0 | 0 | 0 | 0 | 0
00 Ret.FB-ExistSNCR_DryFGD_ACI & HRI | 0 | 0 | 0 | 0 | 0 | 0 | 0 | 0
00 Ret.FB-ExistSNCR_DryFGD_ACI & HRI & CCS | 0 | 0 | 0 | 0 | 0 | 0 | 0 | 0
00 Ret.FB-ExistSNCR_DSI & DryFGD | 0 | 0 | 0 | 0 | 0 | 0 | 0 | 0
00 Ret.FB-ExistSNCR_DSI & DryFGD & HRI | 0 | 0 | 0 | 0 | 0 | 0 | 0 | 0
00 Ret.FB-ExistSNCR_DSI & HRI | 0 | 0 | 0 | 0 | 0 | 0 | 0 | 0
00 Ret.FB-ExistSNCR_WetFGD & HRI | 0 | 0 | 0 | 0 | 0 | 0 | 0 | 0
00 Ret.FB-ExistSNCR_WetFGD & HRI & CCS | 0 | 0 | 0 | 0 | 0 | 0 | 0 | 0
00 Ret.FB-ExistWetFGD_DSI & HRI | 0 | 0 | 0 | 0 | 0 | 0 | 0 | 0
00 Ret.FB-ExistWetFGD_DSI & SNCR | 0 | 0 | 0 | 0 | 0 | 0 | 0 | 0
00 Ret.FB-ExistWetFGD_DSI & SNCR & HRI | 0 | 0 | 0 | 0 | 0 | 0 | 0 | 0
00 Ret.FB-SNCR | 0 | 0 | 0 | 0 | 0 | 0 | 0 | 0
00 Ret.Oil/Gas Steam SCR | 0 | 0 | 0 | 0 | 0 | 0 | 0 | 0
00 CC Retirement | 0 | 0 | 0 | 0 | 0 | 0 | 0 | 0
00 CT Retirement | 0 | 0 | 0 | 0 | 0 | 0 | 0 | 0
00 O/G Retirement | 0 | 0 | 0 | 0 | 0 | 0 | 0 | 0
00 Coal Retirement | 0 | 0 | 0 | 0 | 0 | 0 | 0 | 0
00 IGCC Retirement | 0 | 0 | 0 | 0 | 0 | 0 | 0 | 0
00 Nuke Retirement | 0 | 0 | 0 | 0 | 0 | 0 | 0 | 0
00 Biomass Retirement | 0 | 0 | 0 | 0 | 0 | 0 | 0 | 0
00 Fossil_Other Retirement | 0 | 0 | 0 | 0 | 0 | 0 | 0 | 0
00 Fuel Cell Retirement | 0 | 0 | 0 | 0 | 0 | 0 | 0 | 0
00 Geothermal Retirement | 0 | 0 | 0 | 0 | 0 | 0 | 0 | 0
00 Hydro Retirement | 0 | 0 | 0 | 0 | 0 | 0 | 0 | 0
00 Landfill Gas Retirement | 0 | 0 | 0 | 0 | 0 | 0 | 0 | 0
00 Non Fossil_Other Retirement | 0 | 0 | 0 | 0 | 0 | 0 | 0 | 0
Total | 4186064.9406 | 4264750.6658 | 4340439.2625 | 4411341.0425 | 4611031.8749 | 4837922.2461 | 5091600.4391 | 5412478.959
12a. Generation by Fuel Type [GWh]
Biomass | 10875.9627 | 1024.2708 | 163.7007 | 123.1057 | 127.6407 | 111.899 | 102.327 | 102.327
Coal | 1108621.5274 | 761472.9845 | 537968.8913 | 474095.9787 | 450739.9404 | 363700.282 | 294494.2063 | 213639.3735
EnerStor | 24821.5972 | 30201.4595 | 30105.1418 | 33607.8399 | 43860.2857 | 44952.695 | 46172.5517 | 61520.2011
Fwaste | 3892.4529 | 3892.453 | 3787.794 | 3569.1775 | 3569.1775 | 3569.1775 | 3569.1775 | 3569.1775
Geothermal | 17322.1077 | 19602.3971 | 19602.3971 | 20247.7025 | 20247.7025 | 20247.7025 | 20247.7025 | 20247.7025
Hydro | 275579.6269 | 275429.6686 | 275339.1302 | 281691.4254 | 297295.0875 | 317492.1583 | 317492.1583 | 317492.1583
LF Gas | 14819.9422 | 17891.515 | 20980.9166 | 19948.5112 | 20108.4509 | 27333.2389 | 37754.764 | 41026.3654
MSW | 12769.9387 | 12570.2355 | 12570.2355 | 12294.6901 | 12267.3093 | 12254.2814 | 12291.2743 | 12268.1013
NaturalGas | 1117394.8746 | 1333226.249 | 1697533.4415 | 1732086.5602 | 1807561.3461 | 1806469.3351 | 1828942.3758 | 1793562.9353
Non-Fossil | 9799.9689 | 9409.6743 | 9409.6743 | 9409.6743 | 9409.6743 | 9409.6743 | 9409.6743 | 9409.6743
Nuclear | 775361.9644 | 723673.3391 | 630504.8358 | 613263.219 | 499706.8473 | 490880.0958 | 449092.8589 | 364917.7808
Oil | 29.3027 | 5.9812 | 0.057133 | 1.6038 | 0.46403 | 0.39874 | 0 | 0
Pet. Coke | 18686.7819 | 17894.0102 | 12100.8676 | 12199.1319 | 12889.271 | 2394.9741 | 2234.1528 | 1452.4925
Pumps | 13212.2657 | 19210.2865 | 18191.6683 | 17961.2933 | 25443.9912 | 28891.8914 | 29310.6992 | 31627.7758
Solar | 208759.0444 | 265750.0246 | 274563.3678 | 345453.0029 | 447006.2586 | 556097.521 | 644745.9649 | 814942.6615
Tires | 135.1384 | 135.1384 | 135.1384 | 135.1384 | 135.1384 | 135.1384 | 135.1384 | 135.1384
Waste Coal | 5728.8143 | 5109.033 | 5299.4807 | 5237.0333 | 5249.813 | 5398.8969 | 4506.6395 | 4378.4779
Wind | 504348.5965 | 695848.6257 | 706135.1555 | 734728.5977 | 840077.7838 | 1012091.1013 | 1232792.8808 | 1540344.6448
None | 0 | 0 | 0 | 0 | 0 | 0 | 0 | 0
Solar-DER | 63905.0331 | 72403.3198 | 86047.3683 | 95287.3568 | 115335.6927 | 136491.7844 | 158305.8927 | 181841.9712
Total | 4186064.9406 | 4264750.6658 | 4340439.2625 | 4411341.0425 | 4611031.8749 | 4837922.2461 | 5091600.4391 | 5412478.959
13. Generation by Capacity Reporting Type [TBtu]
00 New Combined Cycle | 253.1069 | 284.9441 | 302.0169 | 299.1859 | 630.4246 | 826.749 | 1120.3692 | 1619.7316
00 New Combined Cycle with Carbon Capture | 0 | 0 | 0 | 11.7667 | 30.0161 | 29.9129 | 26.645 | 15.9216
00 New Combustion Turbine | 6.9271 | 21.3992 | 144.4417 | 256.4218 | 329.4059 | 464.4998 | 550.9471 | 525.7339
00 New Hydro | 0 | 0.018668 | 0.018668 | 21.6927 | 74.9324 | 143.8448 | 143.8448 | 143.8448
00 New Nuclear | 0 | 0 | 0 | 0 | 0 | 0 | 0 | 1.6623
00 New Biomass | 0.28964 | 0.04287 | 0.051995 | 0.051995 | 0.012325 | 0.0021905 | 0 | 0
00 New Geothermal | 2.3484 | 10.1287 | 10.1287 | 12.3305 | 12.3305 | 12.3305 | 12.3305 | 12.3305
00 New Landfill Gas | 14.889 | 25.8487 | 36.401 | 34.699 | 35.6632 | 60.4279 | 95.8485 | 109.2481
00 New Battery Storage | 64.6055 | 82.927 | 82.8263 | 94.294 | 128.9225 | 133.2117 | 137.6746 | 189.5288
00 New Offshore Wind | 17.1673 | 33.4287 | 68.5263 | 97.2654 | 299.185 | 463.6949 | 551.7932 | 797.1911
00 New Onshore Wind | 549.3299 | 1177.4177 | 1177.4177 | 1246.2394 | 1403.7712 | 1826.1708 | 2491.1069 | 3295.0757
00 New Solar PV | 411.0995 | 604.7199 | 634.8259 | 876.7013 | 1223.2183 | 1595.4377 | 1897.9062 | 2478.6173
00 New Solar Thermal | 0 | 0 | 0 | 0 | 0 | 0 | 0 | 0
00 New Fuel Cell | 2.3915 | 2.4267 | 2.4562 | 2.4573 | 2.176 | 1.834 | 1.9416 | 1.8023
00 New Ultrasupercritical Coal without CCS | 0 | 0 | 0 | 0 | 0 | 0 | 0 | 0
00 New Ultrasupercritical Coal with 30% CCS | 0 | 0 | 0 | 0 | 0 | 0 | 0 | 0
00 New Ultrasupercritical Coal with 90% CCS | 0 | 0 | 0 | 0 | 0 | 0 | 0 | 0
00 Exist & New Distributed Solar PV | 218.044 | 247.0401 | 293.5936 | 325.1205 | 393.5254 | 465.71 | 540.1397 | 620.4448
00 Exist Combined Cycle | 3397.6892 | 4092.9279 | 5057.4721 | 5084.2017 | 4964.8486 | 4681.4748 | 4443.353 | 3881.6031
00 Exist Combustion Turbine | 60.567 | 85.6009 | 144.0958 | 131.4862 | 117.6677 | 88.3677 | 57.0502 | 49.5037
00 Exist Coal Steam_Uncontrolled | 10.7098 | 10.8239 | 10.0498 | 10.1122 | 9.9666 | 10.0889 | 9.8001 | 8.0459
00 Exist Coal Steam_ACI | 318.2159 | 216.0808 | 174.4015 | 34.9626 | 34.9663 | 34.9722 | 34.9456 | 34.6528
00 Exist Coal Steam_ACI_DSI | 97.2365 | 69.9562 | 42.9989 | 17.3346 | 17.6075 | 19.0994 | 19.2977 | 16.5911
00 Exist Coal Steam_DryFGD | 0.23542 | 0 | 0 | 0 | 0 | 0 | 0 | 0
00 Exist Coal Steam_DryFGD_ACI | 199.1681 | 144.4478 | 108.0462 | 81.3781 | 79.3246 | 67.4176 | 60.1691 | 40.4445
00 Exist Coal Steam_DryFGD_DSI | 6.1919 | 0 | 0 | 0 | 0 | 0 | 0 | 0
00 Exist Coal Steam_DryFGD_SCR | 9.7028 | 0 | 0 | 0 | 0 | 0 | 0 | 0
00 Exist Coal Steam_DryFGD_SCR_ACI | 333.0038 | 198.3837 | 129.3242 | 144.3979 | 154.7625 | 150.3423 | 132.4527 | 101.073
00 Exist Coal Steam_DryFGD_SCR_DSI | 6.5476 | 6.5476 | 5.8828 | 6.5476 | 0 | 0 | 0 | 0
00 Exist Coal Steam_DryFGD_SCR_ACI_DSI | 32.783 | 31.2723 | 19.5529 | 19.8252 | 19.9908 | 22.2268 | 19.692 | 17.533
00 Exist Coal Steam_DryFGD_SNCR_ACI | 51.8286 | 51.8286 | 46.5108 | 39.3474 | 39.3474 | 39.7805 | 38.4705 | 37.0173
00 Exist Coal Steam_DryFGD_SNCR_ACI_DSI | 13.8123 | 11.1429 | 10.9177 | 10.9177 | 0.078304 | 0.085917 | 0.056365 | 0.048751
00 Exist Coal Steam_DSI | 28.1896 | 22.9674 | 22.3138 | 0.050812 | 0 | 0 | 0 | 0
00 Exist Coal Steam_SCR_ACI | 113.8566 | 98.6447 | 60.7491 | 67.642 | 84.9772 | 99.2252 | 93.2433 | 73.0582
00 Exist Coal Steam_SCR_ACI_DSI | 54.6326 | 14.0946 | 7.6347 | 4.2807 | 5.9475 | 5.3898 | 3.9119 | 3.5268
00 Exist Coal Steam_SNCR | 0.38149 | 0.38149 | 0.38149 | 0.38149 | 0.38149 | 0.38149 | 0.38149 | 0.38149
00 Exist Coal Steam_SCR | 0 | 0 | 0 | 0 | 0 | 0 | 0 | 0
00 Exist Coal Steam_SNCR_ACI | 13.7177 | 9.8075 | 0 | 0 | 0 | 0 | 0 | 0
00 Exist Coal Steam_SNCR_ACI_DSI | 22.0367 | 4.5073 | 0 | 0 | 0 | 0 | 0 | 0
00 Exist Coal Steam_WetFGD | 124.4438 | 68.8047 | 60.8054 | 0.21754 | 0.21754 | 0.21754 | 0.20665 | 0.070954
00 Exist Coal Steam_WetFGD_ACI | 224.8201 | 137.21 | 100.3936 | 68.4107 | 68.5914 | 69.4606 | 68.4898 | 61.2646
00 Exist Coal Steam_WetFGD_ACI_DSI | 41.1124 | 12.9513 | 13.2583 | 0.082134 | 0.071355 | 0.071355 | 0.052542 | 0
00 Exist Coal Steam_WetFGD_DSI | 0 | 0 | 0 | 0 | 0 | 0 | 0 | 0
00 Exist Coal Steam_WetFGD_SCR | 1034.7589 | 813.7063 | 553.4265 | 554.9985 | 508.436 | 290.63 | 233.7271 | 130.9767
00 Exist Coal Steam_WetFGD_SCR_DSI | 98.9021 | 16.6787 | 14.9824 | 0.055073 | 0.055073 | 0.051547 | 0.051547 | 0.041097
00 Exist Coal Steam_WetFGD_SCR_ACI | 544.5425 | 358.9859 | 216.5224 | 248.2255 | 226.9357 | 177.3213 | 166.0623 | 129.6537
00 Exist Coal Steam_WetFGD_SCR_ACI_DSI | 155.936 | 136.629 | 125.4908 | 132.9463 | 102.9705 | 85.3259 | 33.8535 | 13.0334
00 Exist Coal Steam_WetFGD_SNCR | 41.5194 | 12.3481 | 12.366 | 1.4244 | 1.4092 | 1.3851 | 1.3431 | 1.2976
00 Exist Coal Steam_WetFGD_SNCR_ACI | 183.0458 | 147.2491 | 101.6859 | 48.1979 | 50.1287 | 37.4457 | 28.5047 | 17.9997
00 Exist Coal Steam_WetFGD_SNCR_ACI_DSI | 0 | 0 | 0 | 0 | 0 | 0 | 0 | 0
00 Exist FBC_ACI_DSI | 11.037 | 4.5258 | 1.8242 | 2.1437 | 2.0869 | 2.0559 | 1.3151 | 0
00 Exist FBC_DryFGD_ACI | 3.3227 | 2.7187 | 0.79058 | 0.79058 | 1.6103 | 2.7605 | 2.2254 | 0
00 Exist FBC_DryFGD_DSI | 0 | 0 | 0 | 0 | 0 | 0 | 0 | 0
00 Exist FBC_DryFGD_SNCR | 12.1575 | 11.5697 | 14.0844 | 14.1473 | 14.8671 | 12.5405 | 13.5612 | 14.606
00 Exist FBC_DryFGD_SNCR_ACI | 9.2205 | 6.9843 | 4.3025 | 3.3932 | 3.3932 | 6.9843 | 2.9475 | 0
00 Exist FBC_DryFGD_SNCR_ACI_DSI | 17.0317 | 17.0317 | 2.284 | 2.284 | 2.284 | 2.284 | 2.284 | 2.1868
00 Exist FBC_DryFGD_SNCR_DSI | 0 | 0 | 0 | 0 | 0 | 0 | 0 | 0
00 Exist FBC_DSI | 10.0772 | 5.1961 | 2.3276 | 2.6337 | 4.0268 | 5.6629 | 4.1271 | 3.6719
00 Exist FBC_SCR | 0.11195 | 0.12787 | 0.044497 | 0 | 0 | 0 | 0 | 0
00 Exist FBC_SNCR | 0 | 0 | 0 | 0 | 0 | 0 | 0 | 0
00 Exist FBC_SNCR_ACI | 0.11708 | 0.12829 | 0.044653 | 0 | 0 | 0 | 0 | 0
00 Exist FBC_SNCR_ACI_DSI | 7.1752 | 0.91162 | 0.91162 | 0.91162 | 1.2247 | 2.4464 | 2.4464 | 0
00 Exist FBC_SNCR_DSI | 15.5829 | 12.9773 | 11.8541 | 10.5867 | 10.974 | 11.0884 | 11.1409 | 8.7209
00 Exist FBC_Uncontrolled | 0 | 0 | 0 | 0 | 0 | 0 | 0 | 0
00 Exist FBC_WetFGD_DSI | 0.30694 | 0.72301 | 0.72301 | 1.28 | 1.0382 | 1.1097 | 1.1097 | 1.28
00 Exist IGCC | 14.3594 | 14.2113 | 14.2113 | 14.2113 | 11.4049 | 4.1839 | 0 | 0
00 Exist Fossil_Other | 13.281 | 13.281 | 12.924 | 12.178 | 12.178 | 12.178 | 12.178 | 12.178
00 Exist Fuel Cell | 0.00087035 | 0.00070768 | 0.00070768 | 0.29495 | 0.48243 | 0.28275 | 0.41557 | 0.24782
00 Exist Hydro | 940.2777 | 939.7474 | 939.4384 | 939.4384 | 939.4384 | 939.4384 | 939.4384 | 939.4384
00 Exist Non Fossil_Other | 77.4696 | 75.4565 | 75.4565 | 74.5164 | 74.423 | 74.3785 | 74.5047 | 74.4257
00 Exist Nuclear | 2645.535 | 2469.1734 | 2151.2825 | 2092.4541 | 1704.9998 | 1674.8829 | 1532.3048 | 1243.4371
00 Exist Oil/Gas Steam | 78.0345 | 49.6624 | 85.4514 | 64.1974 | 39.9081 | 18.4382 | 14.5103 | 8.3523
00 Exist Oil/Gas Steam_SCR | 9.4482 | 9.4834 | 12.4148 | 5.6707 | 0.27001 | 0.12319 | 0.057465 | 0.055543
00 Exist Oil/Gas Steam_SNCR | 2.6753 | 2.5431 | 5.0756 | 3.3541 | 1.2519 | 1.2477 | 1.3302 | 1.3345
00 Exist Biomass | 36.8094 | 3.4519 | 0.50655 | 0.36804 | 0.42319 | 0.37961 | 0.34914 | 0.34914
00 Exist Landfill Gas | 35.6767 | 35.1971 | 35.1859 | 33.3653 | 32.9468 | 32.8331 | 32.9707 | 30.7338
00 Exist Geothermal | 56.7546 | 56.7546 | 56.7546 | 56.7546 | 56.7546 | 56.7546 | 56.7546 | 56.7546
00 Exist Pump Storage | 45.0803 | 65.5455 | 62.07 | 61.2839 | 86.8149 | 98.5791 | 100.0081 | 107.914
00 Exist Energy Storage | 1.6383 | 1.6728 | 1.4449 | 1.9284 | 2.2812 | 2.6728 | 2.372 | 2.884
00 Exist Solar PV | 291.8619 | 292.6947 | 292.6598 | 292.6598 | 292.6425 | 292.6425 | 292.6425 | 292.6425
00 Exist Solar Thermal | 9.3245 | 9.3245 | 9.3245 | 9.3245 | 9.3245 | 9.3245 | 9.3245 | 9.3245
00 Exist Offshore Wind | 0.37832 | 0.37832 | 0.37832 | 0.37832 | 0.37832 | 0.37832 | 0.37832 | 0.37832
00 Exist Onshore Wind | 1153.9618 | 1163.0108 | 1163.0108 | 1163.0108 | 1163.0108 | 1163.0108 | 1163.0108 | 1163.0108
00 International Imports | 18.4476 | 18.4476 | 18.4476 | 18.4476 | 18.4476 | 17.4941 | 17.4941 | 17.4941
00 Ret.ACI | 0 | 0 | 0 | 0 | 0 | 0 | 0 | 0
00 Ret.ACI & DryFGD | 0 | 0 | 0 | 0 | 0 | 0 | 0 | 0
00 Ret.ACI & DryFGD & HRI | 0 | 0 | 0 | 0 | 0 | 0 | 0 | 0
00 Ret.ACI & DSI | 0 | 0 | 0 | 0 | 0 | 0 | 0 | 0
00 Ret.ACI & DSI & DryFGD | 0 | 0 | 0 | 0 | 0 | 0 | 0 | 0
00 Ret.ACI & DSI & DryFGD & HRI | 0 | 0 | 0 | 0 | 0 | 0 | 0 | 0
00 Ret.ACI & DSI & HRI | 0 | 0 | 0 | 0 | 0 | 0 | 0 | 0
00 Ret.ACI & DSI & WetFGD & HRI | 0 | 0 | 0 | 0 | 0 | 0 | 0 | 0
00 Ret.ACI & HRI | 0 | 0 | 0 | 0 | 0 | 0 | 0 | 0
00 Ret.ACI & SCR | 0 | 0 | 0 | 0 | 0 | 0 | 0 | 0
00 Ret.ACI & SCR & DryFGD & HRI | 0 | 0 | 0 | 0 | 0 | 0 | 0 | 0
00 Ret.ACI & SCR & DSI | 0 | 0 | 0 | 0 | 0 | 0 | 0 | 0
00 Ret.ACI & SCR & DSI & DryFGD | 0 | 0 | 0 | 0 | 0 | 0 | 0 | 0
00 Ret.ACI & SCR & DSI & DryFGD & HRI | 0 | 0 | 0 | 0 | 0 | 0 | 0 | 0
00 Ret.ACI & SCR & DSI & HRI | 0 | 0 | 0 | 0 | 0 | 0 | 0 | 0
00 Ret.ACI & SCR & DSI & WetFGD | 0 | 0 | 0 | 0 | 0 | 0 | 0 | 0
00 Ret.ACI & SCR & DSI & WetFGD & HRI | 0 | 0 | 0 | 0 | 0 | 0 | 0 | 0
00 Ret.ACI & SCR & HRI | 0 | 0 | 0 | 0 | 0 | 0 | 0 | 0
00 Ret.ACI & SCR & WetFGD & HRI | 0 | 0 | 0 | 0 | 0 | 0 | 0 | 0
00 Ret.ACI & SNCR | 0 | 0 | 0 | 0 | 0 | 0 | 0 | 0
00 Ret.ACI & SNCR & DSI | 0 | 0 | 0 | 0 | 0 | 0 | 0 | 0
00 Ret.ACI & SNCR & DSI & DryFGD | 0 | 0 | 0 | 0 | 0 | 0 | 0 | 0
00 Ret.ACI & SNCR & DSI & DryFGD & HRI | 0 | 0 | 0 | 0 | 0 | 0 | 0 | 0
00 Ret.ACI & SNCR & DSI & HRI | 0 | 0 | 0 | 0 | 0 | 0 | 0 | 0
00 Ret.ACI & SNCR & DSI & WetFGD | 0 | 0 | 0 | 0 | 0 | 0 | 0 | 0
00 Ret.ACI & SNCR & DSI & WetFGD & HRI | 0 | 0 | 0 | 0 | 0 | 0 | 0 | 0
00 Ret.ACI & SNCR & HRI | 0 | 0 | 0 | 0 | 0 | 0 | 0 | 0
00 Ret.ACI & WetFGD | 0 | 0 | 0 | 0 | 0 | 0 | 0 | 0
00 Ret.ACI & WetFGD & DSI | 0 | 0 | 0 | 0 | 0 | 0 | 0 | 0
00 Ret.ACI & WetFGD & HRI | 0 | 0 | 0 | 0 | 0 | 0 | 0 | 0
00 Ret.C2G | 1.8107 | 0 | 1.7294 | 1.7294 | 1.831 | 1.831 | 1.831 | 1.2444
00 Ret.C2G & SCR | 0 | 0 | 0 | 0 | 0 | 0 | 0 | 0
00 Ret.CCG | 0 | 0 | 36.8296 | 49.1186 | 49.1186 | 48.9138 | 21.9009 | 14.1061
00 Ret.DryFGD | 0 | 0 | 0 | 0 | 0 | 0 | 0 | 0
00 Ret.DryFGD & CCS | 0 | 0 | 0 | 0 | 0 | 0 | 0 | 0
00 Ret.DryFGD & HRI | 0 | 0 | 0 | 0 | 0 | 0 | 0 | 0
00 Ret.DSI | 0 | 0 | 0 | 0 | 0 | 0 | 0 | 0
00 Ret.DSI & DryFGD | 0 | 0 | 0 | 0 | 0 | 0 | 0 | 0
00 Ret.DSI & DryFGD & HRI | 0 | 0 | 0 | 0 | 0 | 0 | 0 | 0
00 Ret.DSI & HRI | 0 | 0 | 0 | 0 | 0 | 0 | 0 | 0
00 Ret.ExistACI & DryFGD | 0 | 0 | 0 | 0 | 0 | 0 | 0 | 0
00 Ret.ExistACI & DryFGD & CCS | 0 | 0 | 0 | 0 | 0 | 0 | 0 | 0
00 Ret.ExistACI & DryFGD & HRI | 0 | 0 | 0 | 0 | 0 | 0 | 0 | 0
00 Ret.ExistACI & DryFGD & HRI & CCS | 0 | 0 | 0 | 0 | 0 | 0 | 0 | 0
00 Ret.ExistACI & DSI | 0 | 0 | 0 | 0 | 0 | 0 | 0 | 0
00 Ret.ExistACI & DSI & DryFGD | 0 | 0 | 0 | 0 | 0 | 0 | 0 | 0
00 Ret.ExistACI & DSI & DryFGD & HRI | 0 | 0 | 0 | 0 | 0 | 0 | 0 | 0
00 Ret.ExistACI & DSI & HRI | 0 | 0 | 0 | 0 | 0 | 0 | 0 | 0
00 Ret.ExistACI & HRI | 0 | 0 | 0 | 0 | 0 | 0 | 0 | 0
00 Ret.ExistACI & HRI & WetFGD | 0 | 0 | 0 | 0 | 0 | 0 | 0 | 0
00 Ret.ExistACI & SCR | 0 | 0 | 0 | 55.7745 | 55.7745 | 27.8872 | 0.094055 | 0.094055
00 Ret.ExistACI & SCR & DryFGD | 0 | 0 | 0 | 0 | 0 | 0 | 0 | 0
00 Ret.ExistACI & SCR & DryFGD & CCS | 0 | 0 | 0 | 0 | 0 | 0 | 0 | 0
00 Ret.ExistACI & SCR & DryFGD & HRI | 0 | 0 | 0 | 0 | 0 | 0 | 0 | 0
00 Ret.ExistACI & SCR & DryFGD & HRI & CCS | 0 | 0 | 0 | 0 | 0 | 0 | 0 | 0
00 Ret.ExistACI & SCR & DSI | 0 | 0 | 0 | 0 | 0 | 0 | 0 | 0
00 Ret.ExistACI & SCR & DSI & DryFGD | 0 | 0 | 0 | 0 | 0 | 0 | 0 | 0
00 Ret.ExistACI & SCR & DSI & DryFGD & HRI | 0 | 0 | 0 | 0 | 0 | 0 | 0 | 0
00 Ret.ExistACI & SCR & DSI & HRI | 0 | 0 | 0 | 0 | 0 | 0 | 0 | 0
00 Ret.ExistACI & SCR & HRI | 0 | 0 | 0 | 0 | 0 | 0 | 0 | 0
00 Ret.ExistACI & SCR & WetFGD | 0 | 0 | 0 | 0 | 0 | 0 | 0 | 0
00 Ret.ExistACI & SCR & WetFGD & CCS | 0 | 0 | 0 | 0 | 0 | 0 | 0 | 0
00 Ret.ExistACI & SCR & WetFGD & HRI | 0 | 0 | 0 | 0 | 0 | 0 | 0 | 0
00 Ret.ExistACI & SCR & WetFGD & HRI & CCS | 0 | 0 | 0 | 0 | 0 | 0 | 0 | 0
00 Ret.ExistACI & SNCR | 0 | 0 | 0 | 0 | 0 | 0 | 0 | 0
00 Ret.ExistACI & SNCR & DryFGD | 0 | 0 | 0 | 0 | 0 | 0 | 0 | 0
00 Ret.ExistACI & SNCR & DryFGD & CCS | 0 | 0 | 0 | 0 | 0 | 0 | 0 | 0
00 Ret.ExistACI & SNCR & DryFGD & HRI | 0 | 0 | 0 | 0 | 0 | 0 | 0 | 0
00 Ret.ExistACI & SNCR & DryFGD & HRI & CCS | 0 | 0 | 0 | 0 | 0 | 0 | 0 | 0
00 Ret.ExistACI & SNCR & DSI | 0 | 0 | 0 | 0 | 0 | 0 | 0 | 0
00 Ret.ExistACI & SNCR & DSI & HRI | 0 | 0 | 0 | 0 | 0 | 0 | 0 | 0
00 Ret.ExistACI & SNCR & HRI | 0 | 0 | 0 | 0 | 0 | 0 | 0 | 0
00 Ret.ExistACI & SNCR & WetFGD | 0 | 0 | 0 | 0 | 0 | 0 | 0 | 0
00 Ret.ExistACI & SNCR & WetFGD & CCS | 0 | 0 | 0 | 0 | 0 | 0 | 0 | 0
00 Ret.ExistACI & SNCR & WetFGD & HRI | 0 | 0 | 0 | 0 | 0 | 0 | 0 | 0
00 Ret.ExistACI & SNCR & WetFGD & HRI & CCS | 0 | 0 | 0 | 0 | 0 | 0 | 0 | 0
00 Ret.ExistACI & WetFGD | 0 | 0 | 0 | 0 | 0 | 0 | 0 | 0
00 Ret.ExistACI & WetFGD & CCS | 0 | 0 | 0 | 0 | 0 | 0 | 0 | 0
00 Ret.ExistACI & WetFGD & HRI & CCS | 0 | 0 | 0 | 0 | 0 | 0 | 0 | 0
00 Ret.ExistACI_DSI & DryFGD | 0 | 0 | 0 | 0 | 0 | 0 | 0 | 0
00 Ret.ExistACI_DSI & DryFGD & CCS | 0 | 0 | 0 | 0 | 0 | 0 | 0 | 0
00 Ret.ExistACI_DSI & DryFGD & HRI | 0 | 0 | 0 | 0 | 0 | 0 | 0 | 0
00 Ret.ExistACI_DSI & DryFGD & HRI & CCS | 0 | 0 | 0 | 0 | 0 | 0 | 0 | 0
00 Ret.ExistACI_DSI & HRI | 0 | 0 | 0 | 0 | 0 | 0 | 0 | 0
00 Ret.ExistACI_DSI & SCR | 0 | 0 | 0 | 2.0493 | 5.4959 | 6.1498 | 5.2697 | 3.5246
00 Ret.ExistACI_DSI & SCR & DryFGD | 0 | 0 | 0 | 0 | 0 | 0 | 0 | 0
00 Ret.ExistACI_DSI & SCR & DryFGD & CCS | 0 | 0 | 0 | 0 | 0 | 0 | 0 | 0
00 Ret.ExistACI_DSI & SCR & DryFGD & HRI | 0 | 0 | 0 | 0 | 0 | 0 | 0 | 0
00 Ret.ExistACI_DSI & SCR & DryFGD & HRI & CCS | 0 | 0 | 0 | 0 | 0 | 0 | 0 | 0
00 Ret.ExistACI_DSI & SCR & HRI | 0 | 0 | 0 | 0 | 0 | 0 | 0 | 0
00 Ret.ExistACI_DSI & SCR & WetFGD | 0 | 0 | 0 | 0 | 0 | 0 | 0 | 0
00 Ret.ExistACI_DSI & SCR & WetFGD & CCS | 0 | 0 | 0 | 0 | 0 | 0 | 0 | 0
00 Ret.ExistACI_DSI & SCR & WetFGD & HRI | 0 | 0 | 0 | 0 | 0 | 0 | 0 | 0
00 Ret.ExistACI_DSI & SCR & WetFGD & HRI & CCS | 0 | 0 | 0 | 0 | 0 | 0 | 0 | 0
00 Ret.ExistACI_DSI & SNCR | 0 | 0 | 0 | 0 | 0 | 0 | 0 | 0
00 Ret.ExistACI_DSI & SNCR & DryFGD | 0 | 0 | 0 | 0 | 0 | 0 | 0 | 0
00 Ret.ExistACI_DSI & SNCR & DryFGD & HRI & CCS | 0 | 0 | 0 | 0 | 0 | 0 | 0 | 0
00 Ret.ExistACI_DSI & SNCR & DryFGD & HRI | 0 | 0 | 0 | 0 | 0 | 0 | 0 | 0
00 Ret.ExistACI_DSI & SNCR & WetFGD & HRI & CCS | 0 | 0 | 0 | 0 | 0 | 0 | 0 | 0
00 Ret.ExistACI_DSI & SNCR & HRI | 0 | 0 | 0 | 0 | 0 | 0 | 0 | 0
00 Ret.ExistACI_DSI & SNCR & WetFGD | 0 | 0 | 0 | 0 | 0 | 0 | 0 | 0
00 Ret.ExistACI_DSI & SNCR & WetFGD & HRI | 0 | 0 | 0 | 0 | 0 | 0 | 0 | 0
00 Ret.ExistACI_DSI & WetFGD | 0 | 0 | 0 | 0 | 0 | 0 | 0 | 0
00 Ret.ExistACI_DSI & WetFGD & CCS | 0 | 0 | 0 | 0 | 0 | 0 | 0 | 0
00 Ret.ExistACI_DSI & WetFGD & HRI | 0 | 0 | 0 | 0 | 0 | 0 | 0 | 0
00 Ret.ExistACI_DSI & WetFGD & HRI & CCS | 0 | 0 | 0 | 0 | 0 | 0 | 0 | 0
00 Ret.ExistDryFGD & CCS | 0 | 0 | 0 | 0 | 0 | 0 | 0 | 0
00 Ret.ExistDryFGD & HRI | 0 | 0 | 0 | 0 | 0 | 0 | 0 | 0
00 Ret.ExistDryFGD & SCR | 0 | 0 | 0 | 0 | 0 | 0 | 0 | 0
00 Ret.ExistDryFGD & SCR & CCS | 0 | 0 | 0 | 0 | 0 | 0 | 0 | 0
00 Ret.ExistDryFGD & SCR & HRI | 0 | 0 | 0 | 0 | 0 | 0 | 0 | 0
00 Ret.ExistDryFGD & SNCR | 0 | 0 | 0 | 0 | 0 | 0 | 0 | 0
00 Ret.ExistDryFGD & SNCR & CCS | 0 | 0 | 0 | 0 | 0 | 0 | 0 | 0
00 Ret.ExistDryFGD & SNCR & HRI | 0 | 0 | 0 | 0 | 0 | 0 | 0 | 0
00 Ret.ExistDryFGD_ACI & CCS | 0 | 0 | 0 | 0 | 0 | 0 | 0 | 0
00 Ret.ExistDryFGD_ACI & HRI | 0 | 0 | 0 | 0 | 0 | 0 | 0 | 0
00 Ret.ExistDryFGD_ACI & HRI & CCS | 0 | 0 | 0 | 0 | 0 | 0 | 0 | 0
00 Ret.ExistDryFGD_ACI & SCR | 0 | 0 | 0 | 0 | 0 | 0 | 0 | 0
00 Ret.ExistDryFGD_ACI & SCR & CCS | 0 | 0 | 0 | 0 | 0 | 0 | 0 | 0
00 Ret.ExistDryFGD_ACI & SCR & HRI | 0 | 0 | 0 | 0 | 0 | 0 | 0 | 0
00 Ret.ExistDryFGD_ACI & SCR & HRI & CCS | 0 | 0 | 0 | 0 | 0 | 0 | 0 | 0
00 Ret.ExistDryFGD_ACI & SNCR | 0 | 0 | 0 | 0 | 0 | 0 | 0 | 0
00 Ret.ExistDryFGD_ACI & SNCR & CCS | 0 | 0 | 0 | 0 | 0 | 0 | 0 | 0
00 Ret.ExistDryFGD_ACI & SNCR & HRI | 0 | 0 | 0 | 0 | 0 | 0 | 0 | 0
00 Ret.ExistDryFGD_ACI & SNCR & HRI & CCS | 0 | 0 | 0 | 0 | 0 | 0 | 0 | 0
00 Ret.ExistDryFGD_ACI_DSI & SCR | 0 | 0 | 0 | 0 | 0 | 0 | 0 | 0
00 Ret.ExistDryFGD_ACI_DSI & SCR & CCS | 0 | 0 | 0 | 0 | 0 | 0 | 0 | 0
00 Ret.ExistDryFGD_ACI_DSI & SCR & HRI | 0 | 0 | 0 | 0 | 0 | 0 | 0 | 0
00 Ret.ExistDryFGD_ACI_DSI & SCR & HRI & CCS | 0 | 0 | 0 | 0 | 0 | 0 | 0 | 0
00 Ret.ExistDryFGD_DSI & HRI | 0 | 0 | 0 | 0 | 0 | 0 | 0 | 0
00 Ret.ExistDryFGD_SNCR_ACI_DSI & CCS | 0 | 0 | 0 | 0 | 0 | 0 | 0 | 0
00 Ret.ExistDryFGD_SNCR_ACI_DSI & HRI | 0 | 0 | 0 | 0 | 0 | 0 | 0 | 0
00 Ret.ExistDryFGD_SNCR_ACI_DSI & HRI & CCS | 0 | 0 | 0 | 0 | 0 | 0 | 0 | 0
00 Ret.ExistDSI & DryFGD | 0 | 0 | 0 | 0 | 0 | 0 | 0 | 0
00 Ret.ExistDSI & DryFGD & HRI | 0 | 0 | 0 | 0 | 0 | 0 | 0 | 0
00 Ret.ExistDSI & HRI | 0 | 0 | 0 | 0 | 0 | 0 | 0 | 0
00 Ret.ExistDSI & SCR | 0 | 0 | 0 | 0 | 0 | 0 | 0 | 0
00 Ret.ExistDSI & SCR & DryFGD | 0 | 0 | 0 | 0 | 0 | 0 | 0 | 0
00 Ret.ExistDSI & SCR & DryFGD & HRI | 0 | 0 | 0 | 0 | 0 | 0 | 0 | 0
00 Ret.ExistDSI & SCR & HRI | 0 | 0 | 0 | 0 | 0 | 0 | 0 | 0
00 Ret.ExistDSI & SCR & WetFGD | 0 | 0 | 0 | 0 | 0 | 0 | 0 | 0
00 Ret.ExistDSI & SCR & WetFGD & HRI | 0 | 0 | 0 | 0 | 0 | 0 | 0 | 0
00 Ret.ExistDSI & SNCR | 0 | 0 | 0 | 0 | 0 | 0 | 0 | 0
00 Ret.ExistSCR & ACI | 0 | 0 | 0 | 0 | 0 | 0 | 0 | 0
00 Ret.ExistDSI & SNCR & DryFGD | 0 | 0 | 0 | 0 | 0 | 0 | 0 | 0
00 Ret.ExistSCR & ACI & DSI | 0 | 0 | 0 | 0 | 0 | 0 | 0 | 0
00 Ret.ExistSCR & ACI & DSI & DryFGD | 0 | 0 | 0 | 0 | 0 | 0 | 0 | 0
00 Ret.ExistSCR & ACI & DSI & DryFGD & HRI | 0 | 0 | 0 | 0 | 0 | 0 | 0 | 0
00 Ret.ExistDSI & SNCR & DryFGD & HRI | 0 | 0 | 0 | 0 | 0 | 0 | 0 | 0
00 Ret.ExistDSI & SNCR & HRI | 0 | 0 | 0 | 0 | 0 | 0 | 0 | 0
00 Ret.ExistSCR & ACI & DSI & HRI | 0 | 0 | 0 | 0 | 0 | 0 | 0 | 0
00 Ret.ExistDSI & SNCR & WetFGD | 0 | 0 | 0 | 0 | 0 | 0 | 0 | 0
00 Ret.ExistSCR & ACI & DSI & WetFGD | 0 | 0 | 0 | 0 | 0 | 0 | 0 | 0
00 Ret.ExistSCR & ACI & DSI & WetFGD & HRI | 0 | 0 | 0 | 0 | 0 | 0 | 0 | 0
00 Ret.ExistSCR & ACI & HRI | 0 | 0 | 0 | 0 | 0 | 0 | 0 | 0
00 Ret.ExistDSI & SNCR & WetFGD & HRI | 0 | 0 | 0 | 0 | 0 | 0 | 0 | 0
00 Ret.ExistDSI & WetFGD | 0 | 0 | 0 | 0 | 0 | 0 | 0 | 0
00 Ret.ExistDSI & WetFGD & HRI | 0 | 0 | 0 | 0 | 0 | 0 | 0 | 0
00 Ret.ExistDSI_ACI & SNCR & DryFGD & CCS | 0 | 0 | 0 | 0 | 0 | 0 | 0 | 0
00 Ret.ExistDSI_ACI & SNCR & WetFGD & CCS | 0 | 0 | 0 | 0 | 0 | 0 | 0 | 0
00 Ret.ExistSCR_ACI & DryFGD | 0 | 0 | 0 | 0 | 0 | 0 | 0 | 0
00 Ret.ExistSCR & DSI | 0 | 0 | 0 | 0 | 0 | 0 | 0 | 0
00 Ret.ExistSCR_ACI & DryFGD & CCS | 0 | 0 | 0 | 0 | 0 | 0 | 0 | 0
00 Ret.ExistSCR_ACI & DryFGD & HRI | 0 | 0 | 0 | 0 | 0 | 0 | 0 | 0
00 Ret.ExistSCR & DSI & DryFGD | 0 | 0 | 0 | 0 | 0 | 0 | 0 | 0
00 Ret.ExistSCR_ACI & DryFGD & HRI & CCS | 0 | 0 | 0 | 0 | 0 | 0 | 0 | 0
00 Ret.ExistSCR & DSI & DryFGD & HRI | 0 | 0 | 0 | 0 | 0 | 0 | 0 | 0
00 Ret.ExistSCR & DSI & HRI | 0 | 0 | 0 | 0 | 0 | 0 | 0 | 0
00 Ret.ExistSCR_ACI & DSI & HRI | 0 | 0 | 0 | 0 | 0 | 0 | 0 | 0
00 Ret.ExistSCR_ACI & HRI | 0 | 0 | 0 | 0 | 0 | 0 | 0 | 0
00 Ret.ExistSCR_ACI & WetFGD | 0 | 0 | 0 | 0 | 0 | 0 | 0 | 0
00 Ret.ExistSCR & HRI | 0 | 0 | 0 | 0 | 0 | 0 | 0 | 0
00 Ret.ExistSCR_ACI & WetFGD & CCS | 0 | 0 | 0 | 0 | 0 | 0 | 0 | 0
00 Ret.ExistSCR_ACI & WetFGD & HRI | 0 | 0 | 0 | 0 | 0 | 0 | 0 | 0
00 Ret.ExistSCR_ACI & WetFGD & HRI & CCS | 0 | 0 | 0 | 0 | 0 | 0 | 0 | 0
00 Ret.ExistSCR_ACI_DSI & DryFGD | 0 | 0 | 0 | 0 | 0 | 0 | 0 | 0
00 Ret.ExistSCR_ACI_DSI & DryFGD & CCS | 0 | 0 | 0 | 0 | 0 | 0 | 0 | 0
00 Ret.ExistSCR_ACI_DSI & DryFGD & HRI | 0 | 0 | 0 | 0 | 0 | 0 | 0 | 0
00 Ret.ExistSCR_ACI_DSI & DryFGD & HRI & CCS | 0 | 0 | 0 | 0 | 0 | 0 | 0 | 0
00 Ret.ExistSCR_ACI_DSI & HRI | 0 | 0 | 0 | 0 | 0 | 0 | 0 | 0
00 Ret.ExistSCR_ACI_DSI & WetFGD | 0 | 0 | 0 | 0 | 0 | 0 | 0 | 0
00 Ret.ExistSCR_ACI_DSI & WetFGD & CCS | 0 | 0 | 0 | 0 | 0 | 0 | 0 | 0
00 Ret.ExistSCR_ACI_DSI & WetFGD & HRI | 0 | 0 | 0 | 0 | 0 | 0 | 0 | 0
00 Ret.ExistSCR_ACI_DSI & WetFGD & HRI & CCS | 0 | 0 | 0 | 0 | 0 | 0 | 0 | 0
00 Ret.ExistSCR_DryFGD & HRI | 0 | 0 | 0 | 0 | 0 | 0 | 0 | 0
00 Ret.ExistSCR_DryFGD_ACI & CCS | 0 | 0 | 0 | 0 | 0 | 0 | 0 | 0
00 Ret.ExistSCR_DryFGD_ACI & HRI | 0 | 0 | 0 | 0 | 0 | 0 | 0 | 0
00 Ret.ExistSCR_DryFGD_ACI & HRI & CCS | 0 | 0 | 0 | 0 | 0 | 0 | 0 | 0
00 Ret.ExistSCR_DryFGD_ACI_DSI & CCS | 0 | 0 | 0 | 0 | 0 | 0 | 0 | 0
00 Ret.ExistSCR_DryFGD_ACI_DSI & HRI | 0 | 0 | 0 | 0 | 0 | 0 | 0 | 0
00 Ret.ExistSCR_DryFGD_ACI_DSI & HRI & CCS | 0 | 0 | 0 | 0 | 0 | 0 | 0 | 0
00 Ret.ExistSCR_WetFGD & HRI | 0 | 0 | 0 | 0 | 0 | 0 | 0 | 0
00 Ret.ExistSCR_WetFGD & HRI & CCS | 0 | 0 | 0 | 0 | 0 | 0 | 0 | 0
00 Ret.ExistSCR_WetFGD_ACI & CCS | 0 | 0 | 0 | 0 | 0 | 0 | 0 | 0
00 Ret.ExistSCR_WetFGD_ACI & HRI | 0 | 0 | 0 | 0 | 0 | 0 | 0 | 0
00 Ret.ExistSCR_WetFGD_ACI & HRI & CCS | 0 | 0 | 0 | 0 | 0 | 0 | 0 | 0
00 Ret.ExistSCR_WetFGD_ACI_DSI & CCS | 0 | 0 | 0 | 0 | 0 | 0 | 0 | 0
00 Ret.ExistSCR_WetFGD_ACI_DSI & HRI | 0 | 0 | 0 | 0 | 0 | 0 | 0 | 0
00 Ret.ExistSCR_WetFGD_ACI_DSI & HRI & CCS | 0 | 0 | 0 | 0 | 0 | 0 | 0 | 0
00 Ret.ExistSCR_WetFGD_DSI & HRI | 0 | 0 | 0 | 0 | 0 | 0 | 0 | 0
00 Ret.ExistSCR_WetFGD_DSI & HRI & CCS | 0 | 0 | 0 | 0 | 0 | 0 | 0 | 0
00 Ret.ExistSNCR_ACI & DryFGD | 0 | 0 | 0 | 0 | 0 | 0 | 0 | 0
00 Ret.ExistSNCR_ACI & DryFGD & CCS | 0 | 0 | 0 | 0 | 0 | 0 | 0 | 0
00 Ret.ExistSNCR_ACI & DryFGD & HRI | 0 | 0 | 0 | 0 | 0 | 0 | 0 | 0
00 Ret.ExistSNCR_ACI & DryFGD & HRI & CCS | 0 | 0 | 0 | 0 | 0 | 0 | 0 | 0
00 Ret.ExistSNCR_ACI & DSI & HRI | 0 | 0 | 0 | 0 | 0 | 0 | 0 | 0
00 Ret.ExistSNCR_ACI & HRI | 0 | 0 | 0 | 0 | 0 | 0 | 0 | 0
00 Ret.ExistSNCR_ACI & WetFGD | 0 | 0 | 0 | 0 | 0 | 0 | 0 | 0
00 Ret.ExistSNCR_ACI & WetFGD & CCS | 0 | 0 | 0 | 0 | 0 | 0 | 0 | 0
00 Ret.ExistSNCR_ACI & WetFGD & HRI | 0 | 0 | 0 | 0 | 0 | 0 | 0 | 0
00 Ret.ExistSNCR_ACI & WetFGD & HRI & CCS | 0 | 0 | 0 | 0 | 0 | 0 | 0 | 0
00 Ret.ExistSNCR_ACI_DSI & DryFGD | 0 | 0 | 0 | 0 | 0 | 0 | 0 | 0
00 Ret.ExistSNCR_ACI_DSI & DryFGD & CCS | 0 | 0 | 0 | 0 | 0 | 0 | 0 | 0
00 Ret.ExistSNCR_ACI_DSI & DryFGD & HRI | 0 | 0 | 0 | 0 | 0 | 0 | 0 | 0
00 Ret.ExistSNCR_ACI_DSI & DryFGD & HRI & CCS | 0 | 0 | 0 | 0 | 0 | 0 | 0 | 0
00 Ret.ExistSNCR_ACI_DSI & HRI | 0 | 0 | 0 | 0 | 0 | 0 | 0 | 0
00 Ret.ExistSNCR_ACI_DSI & WetFGD | 0 | 0 | 0 | 0 | 0 | 0 | 0 | 0
00 Ret.ExistSNCR_ACI_DSI & WetFGD & CCS | 0 | 0 | 0 | 0 | 0 | 0 | 0 | 0
00 Ret.ExistSNCR_ACI_DSI & WetFGD & HRI | 0 | 0 | 0 | 0 | 0 | 0 | 0 | 0
00 Ret.ExistSNCR_ACI_DSI & WetFGD & HRI & CCS | 0 | 0 | 0 | 0 | 0 | 0 | 0 | 0
00 Ret.ExistSNCR_DryFGD & HRI | 0 | 0 | 0 | 0 | 0 | 0 | 0 | 0
00 Ret.ExistSNCR_DryFGD_ACI & CCS | 0 | 0 | 0 | 0 | 0 | 0 | 0 | 0
00 Ret.ExistSNCR_DryFGD_ACI & HRI | 0 | 0 | 0 | 0 | 0 | 0 | 0 | 0
00 Ret.ExistSNCR_DryFGD_ACI & HRI & CCS | 0 | 0 | 0 | 0 | 0 | 0 | 0 | 0
00 Ret.ExistSNCR_WetFGD & HRI | 0 | 0 | 0 | 0 | 0 | 0 | 0 | 0
00 Ret.ExistSNCR_WetFGD & HRI & CCS | 0 | 0 | 0 | 0 | 0 | 0 | 0 | 0
00 Ret.ExistSNCR_WetFGD_ACI & CCS | 0 | 0 | 0 | 0 | 0 | 0 | 0 | 0
00 Ret.ExistSNCR_WetFGD_ACI & HRI | 0 | 0 | 0 | 0 | 0 | 0 | 0 | 0
00 Ret.ExistSNCR_WetFGD_ACI & HRI & CCS | 0 | 0 | 0 | 0 | 0 | 0 | 0 | 0
00 Ret.ExistSNCR_WetFGD_ACI_DSI & CCS | 0 | 0 | 0 | 0 | 0 | 0 | 0 | 0
00 Ret.ExistSNCR_WetFGD_ACI_DSI & HRI | 0 | 0 | 0 | 0 | 0 | 0 | 0 | 0
00 Ret.ExistSNCR_WetFGD_ACI_DSI & HRI & CCS | 0 | 0 | 0 | 0 | 0 | 0 | 0 | 0
00 Ret.ExistSNCR & DryFGD & HRI | 0 | 0 | 0 | 0 | 0 | 0 | 0 | 0
00 Ret.ExistSNCR & HRI | 0 | 0 | 0 | 0 | 0 | 0 | 0 | 0
00 Ret.ExistWetFGD & CCS | 0 | 0 | 0 | 0 | 0 | 0 | 0 | 0
00 Ret.ExistWetFGD & HRI | 0 | 0 | 0 | 0 | 0 | 0 | 0 | 0
00 Ret.ExistWetFGD & HRI & CCS | 0 | 0 | 0 | 0 | 0 | 0 | 0 | 0
00 Ret.ExistWetFGD & SCR | 0 | 0 | 0 | 56.2539 | 56.5973 | 47.5282 | 15.1778 | 10.3195
00 Ret.ExistWetFGD & SCR & CCS | 0 | 0 | 0 | 0 | 0 | 0 | 0 | 0
00 Ret.ExistWetFGD & SCR & HRI | 0 | 0 | 0 | 0 | 0 | 0 | 0 | 0
00 Ret.ExistWetFGD & SCR & HRI & CCS | 0 | 0 | 0 | 0 | 0 | 0 | 0 | 0
00 Ret.ExistWetFGD & SNCR | 0 | 0 | 0 | 0 | 0 | 0 | 0 | 0
00 Ret.ExistWetFGD & SNCR & CCS | 0 | 0 | 0 | 0 | 0 | 0 | 0 | 0
00 Ret.ExistWetFGD & SNCR & HRI | 0 | 0 | 0 | 0 | 0 | 0 | 0 | 0
00 Ret.ExistWetFGD & SNCR & HRI & CCS | 0 | 0 | 0 | 0 | 0 | 0 | 0 | 0
00 Ret.ExistWetFGD_ACI & CCS | 0 | 0 | 0 | 0 | 0 | 0 | 0 | 0
00 Ret.ExistWetFGD_ACI & HRI | 0 | 0 | 0 | 0 | 0 | 0 | 0 | 0
00 Ret.ExistWetFGD_ACI & HRI & CCS | 0 | 0 | 0 | 0 | 0 | 0 | 0 | 0
00 Ret.ExistWetFGD_ACI & SCR | 4.1008 | 4.0767 | 3.6281 | 18.7173 | 22.6777 | 23.7431 | 21.2086 | 17.5243
00 Ret.ExistWetFGD_ACI & SCR & CCS | 0 | 0 | 0 | 0 | 0 | 0 | 0 | 0
00 Ret.ExistWetFGD_ACI & SCR & HRI | 0 | 0 | 0 | 0 | 0 | 0 | 0 | 0
00 Ret.ExistWetFGD_ACI & SCR & HRI & CCS | 0 | 0 | 0 | 0 | 0 | 0 | 0 | 0
00 Ret.ExistWetFGD_ACI & SNCR | 0 | 0 | 0 | 0 | 0 | 0 | 0 | 0
00 Ret.ExistWetFGD_ACI & SNCR & CCS | 0 | 0 | 0 | 0 | 0 | 0 | 0 | 0
00 Ret.ExistWetFGD_ACI & SNCR & HRI | 0 | 0 | 0 | 0 | 0 | 0 | 0 | 0
00 Ret.ExistWetFGD_ACI & SNCR & HRI & CCS | 0 | 0 | 0 | 0 | 0 | 0 | 0 | 0
00 Ret.ExistWetFGD_ACI_DSI & CCS | 0 | 0 | 0 | 0 | 0 | 0 | 0 | 0
00 Ret.ExistWetFGD_ACI_DSI & HRI | 0 | 0 | 0 | 0 | 0 | 0 | 0 | 0
00 Ret.ExistWetFGD_ACI_DSI & HRI & CCS | 0 | 0 | 0 | 0 | 0 | 0 | 0 | 0
00 Ret.ExistWetFGD_ACI_DSI & SCR | 0 | 0 | 0 | 0 | 0 | 0 | 0 | 0
00 Ret.ExistWetFGD_ACI_DSI & SCR & CCS | 0 | 0 | 0 | 0 | 0 | 0 | 0 | 0
00 Ret.ExistWetFGD_ACI_DSI & SCR & HRI | 0 | 0 | 0 | 0 | 0 | 0 | 0 | 0
00 Ret.ExistWetFGD_ACI_DSI & SCR & HRI & CCS | 0 | 0 | 0 | 0 | 0 | 0 | 0 | 0
00 Ret.ExistWetFGD_ACI_DSI & SNCR | 0 | 0 | 0 | 0 | 0 | 0 | 0 | 0
00 Ret.ExistWetFGD_ACI_DSI & SNCR & CCS | 0 | 0 | 0 | 0 | 0 | 0 | 0 | 0
00 Ret.ExistWetFGD_ACI_DSI & SNCR & HRI | 0 | 0 | 0 | 0 | 0 | 0 | 0 | 0
00 Ret.ExistWetFGD_ACI_DSI & SNCR & HRI & CCS | 0 | 0 | 0 | 0 | 0 | 0 | 0 | 0
00 Ret.ExistWetFGD_DSI & HRI | 0 | 0 | 0 | 0 | 0 | 0 | 0 | 0
00 Ret.ExistWetFGD_DSI & SCR | 0 | 0 | 0 | 0 | 0 | 0 | 0 | 0
00 Ret.ExistSNCR_DSI & DryFGD & HRI | 0 | 0 | 0 | 0 | 0 | 0 | 0 | 0
00 Ret.ExistWetFGD_DSI & SCR & HRI | 0 | 0 | 0 | 0 | 0 | 0 | 0 | 0
00 Ret.ExistSNCR_DSI & HRI | 0 | 0 | 0 | 0 | 0 | 0 | 0 | 0
00 Ret.ExistWetFGD_DSI & SNCR | 0 | 0 | 0 | 0 | 0 | 0 | 0 | 0
00 Ret.ExistWetFGD_DSI & SNCR & HRI | 0 | 0 | 0 | 0 | 0 | 0 | 0 | 0
00 Ret.ExistWetFGD_SCR & CCS | 0 | 0 | 0.19425 | 0.19425 | 0.19425 | 0.19425 | 0.19425 | 0.19425
00 Ret.ExistWetFGD_SCR_DSI & CCS | 0 | 0 | 0 | 0 | 0 | 0 | 0 | 0
00 Ret.ExistWetFGD_SNCR & CCS | 0 | 0 | 0 | 0 | 0 | 0 | 0 | 0
00 Ret.HRI | 0 | 0 | 0 | 0 | 0 | 0 | 0 | 0
00 Ret.SCR | 0 | 0 | 0 | 0 | 0 | 0 | 0 | 0
00 Ret.SCR & DryFGD | 0 | 0 | 0 | 0 | 0 | 0 | 0 | 0
00 Ret.SCR & DryFGD & ACI | 0 | 0 | 0 | 0 | 0 | 0 | 0 | 0
00 Ret.SCR & DryFGD & CCS | 0 | 0 | 0 | 0 | 0 | 0 | 0 | 0
00 Ret.SCR & DryFGD & HRI | 0 | 0 | 0 | 0 | 0 | 0 | 0 | 0
00 Ret.SCR & DSI | 0 | 0 | 0 | 0 | 0 | 0 | 0 | 0
00 Ret.SCR & DSI & DryFGD | 0 | 0 | 0 | 0 | 0 | 0 | 0 | 0
00 Ret.SCR & DSI & DryFGD & HRI | 0 | 0 | 0 | 0 | 0 | 0 | 0 | 0
00 Ret.SCR & DSI & HRI | 0 | 0 | 0 | 0 | 0 | 0 | 0 | 0
00 Ret.SCR & DSI & WetFGD | 0 | 0 | 0 | 0 | 0 | 0 | 0 | 0
00 Ret.SCR & DSI & WetFGD & HRI | 0 | 0 | 0 | 0 | 0 | 0 | 0 | 0
00 Ret.SCR & HRI | 0 | 0 | 0 | 0 | 0 | 0 | 0 | 0
00 Ret.SCR & WetFGD | 0 | 0 | 0 | 0 | 0 | 0 | 0 | 0
00 Ret.SCR & WetFGD & ACI | 0 | 0 | 0 | 0 | 0 | 0 | 0 | 0
00 Ret.SCR & WetFGD & CCS | 0 | 0 | 0 | 0 | 0 | 0 | 0 | 0
00 Ret.SCR & WetFGD & HRI | 0 | 0 | 0 | 0 | 0 | 0 | 0 | 0
00 Ret.SNCR | 0 | 0 | 0 | 0 | 0 | 0 | 0 | 0
00 Ret.SNCR & DryFGD | 0 | 0 | 0 | 0 | 0 | 0 | 0 | 0
00 Ret.SNCR & DryFGD & ACI | 0 | 0 | 0 | 0 | 0 | 0 | 0 | 0
00 Ret.SNCR & DryFGD & ACI & HRI | 0 | 0 | 0 | 0 | 0 | 0 | 0 | 0
00 Ret.SNCR & DryFGD & CCS | 0 | 0 | 0 | 0 | 0 | 0 | 0 | 0
00 Ret.SNCR & DryFGD & HRI | 0 | 0 | 0 | 0 | 0 | 0 | 0 | 0
00 Ret.SNCR & DSI | 0 | 0 | 0 | 0 | 0 | 0 | 0 | 0
00 Ret.SNCR & DSI & HRI | 0 | 0 | 0 | 0 | 0 | 0 | 0 | 0
00 Ret.SNCR & HRI | 0 | 0 | 0 | 0 | 0 | 0 | 0 | 0
00 Ret.SNCR & WetFGD | 0 | 0 | 0 | 0 | 0 | 0 | 0 | 0
00 Ret.SNCR & WetFGD & ACI | 0 | 0 | 0 | 0 | 0 | 0 | 0 | 0
00 Ret.SNCR & WetFGD & ACI & HRI | 0 | 0 | 0 | 0 | 0 | 0 | 0 | 0
00 Ret.SNCR & WetFGD & CCS | 0 | 0 | 0 | 0 | 0 | 0 | 0 | 0
00 Ret.SNCR & WetFGD & HRI | 0 | 0 | 0 | 0 | 0 | 0 | 0 | 0
00 Ret.WetFGD | 0 | 0 | 0 | 0 | 0 | 0 | 0 | 0
00 Ret.WetFGD & CCS | 0 | 0 | 0 | 0 | 0 | 0 | 0 | 0
00 Ret.WetFGD & HRI | 0 | 0 | 0 | 0 | 0 | 0 | 0 | 0
00 Ret.FB & HRI | 0 | 0 | 0 | 0 | 0 | 0 | 0 | 0
00 Ret.FB DryFGD | 0 | 0 | 0 | 0 | 0 | 0 | 0 | 0
00 Ret.FB DryFGD & HRI | 0 | 0 | 0 | 0 | 0 | 0 | 0 | 0
00 Ret.FB DryFGD & SNCR | 0 | 0 | 0 | 0 | 0 | 0 | 0 | 0
00 Ret.FB-Exist ACI & DryFGD & HRI | 0 | 0 | 0 | 0 | 0 | 0 | 0 | 0
00 Ret.FB-Exist ACI_DSI & DryFGD & SNCR | 0 | 0 | 0 | 0 | 0 | 0 | 0 | 0
00 Ret.FB-Exist ACI_DSI & SNCR | 0 | 0 | 0 | 0 | 0 | 0 | 0 | 0
00 Ret.FB-ExistACI & HRI | 0 | 0 | 0 | 0 | 0 | 0 | 0 | 0
00 Ret.FB-ExistACI_DSI & DryFGD | 0 | 0 | 0 | 0 | 0 | 0 | 0 | 0
00 Ret.FB-ExistACI_DSI & DryFGD & HRI | 0 | 0 | 0 | 0 | 0 | 0 | 0 | 0
00 Ret.FB-ExistACI_DSI & DryFGD & SNCR | 0 | 0 | 0 | 0 | 0 | 0 | 0 | 0
00 Ret.FB-ExistACI_DSI & DryFGD & SNCR & HRI | 0 | 0 | 0 | 0 | 0 | 0 | 0 | 0
00 Ret.FB-ExistACI_DSI & HRI | 0 | 0 | 0 | 0 | 0 | 0 | 0 | 0
00 Ret.FB-ExistACI_DSI & SNCR & HRI | 0 | 0 | 0 | 0 | 0 | 0 | 0 | 0
00 Ret.FB-ExistDryFGD & HRI | 0 | 0 | 0 | 0 | 0 | 0 | 0 | 0
00 Ret.FB-ExistDryFGD_ACI & HRI | 0 | 0 | 0 | 0 | 0 | 0 | 0 | 0
00 Ret.FB-ExistDryFGD_ACI & HRI & CCS | 0 | 0 | 0 | 0 | 0 | 0 | 0 | 0
00 Ret.FB-ExistDryFGD_ACI & SNCR | 0 | 0 | 0 | 0 | 0 | 0 | 0 | 0
00 Ret.FB-ExistDryFGD_ACI & SNCR & HRI | 0 | 0 | 0 | 0 | 0 | 0 | 0 | 0
00 Ret.FB-ExistDryFGD_DSI & HRI | 0 | 0 | 0 | 0 | 0 | 0 | 0 | 0
00 Ret.FB-ExistDryFGD_DSI & SNCR | 0 | 0 | 0 | 0 | 0 | 0 | 0 | 0
00 Ret.FB-ExistDryFGD_DSI & SNCR & HRI | 0 | 0 | 0 | 0 | 0 | 0 | 0 | 0
00 Ret.FB-ExistDryFGD_SNCR & HRI | 0 | 0 | 0 | 0 | 0 | 0 | 0 | 0
00 Ret.FB-ExistDryFGD_SNCR_ACI & HRI | 0 | 0 | 0 | 0 | 0 | 0 | 0 | 0
00 Ret.FB-ExistDryFGD_SNCR_ACI & HRI & CCS | 0 | 0 | 0 | 0 | 0 | 0 | 0 | 0
00 Ret.FB-ExistDryFGD_SNCR_ACI_DSI & HRI | 0 | 0 | 0 | 0 | 0 | 0 | 0 | 0
00 Ret.FB-ExistDryFGD_SNCR_ACI_DSI & HRI & CCS | 0 | 0 | 0 | 0 | 0 | 0 | 0 | 0
00 Ret.FB-ExistWetFGD_SNCR_ACI & HRI | 0 | 0 | 0 | 0 | 0 | 0 | 0 | 0
00 Ret.FB-ExistWetFGD_SNCR_ACI & HRI & CCS | 0 | 0 | 0 | 0 | 0 | 0 | 0 | 0
00 Ret.FB-ExistDryFGD_SNCR_DSI & HRI | 0 | 0 | 0 | 0 | 0 | 0 | 0 | 0
00 Ret.FB-ExistDSI & DryFGD | 0 | 0 | 0 | 0 | 0 | 0 | 0 | 0
00 Ret.FB-ExistDSI & DryFGD & HRI | 0 | 0 | 0 | 0 | 0 | 0 | 0 | 0
00 Ret.FB-ExistDSI & DryFGD & SNCR | 0 | 0 | 0 | 0 | 0 | 0 | 0 | 0
00 Ret.FB-ExistDSI & DryFGD & SNCR & HRI | 0 | 0 | 0 | 0 | 0 | 0 | 0 | 0
00 Ret.FB-ExistDSI & HRI | 0 | 0 | 0 | 0 | 0 | 0 | 0 | 0
00 Ret.FB-ExistDSI & SNCR | 0 | 0 | 0 | 0 | 0 | 0 | 0 | 0
00 Ret.FB-ExistDSI & SNCR & HRI | 0 | 0 | 0 | 0 | 0 | 0 | 0 | 0
00 Ret.FB-ExistSNCR & DryFGD | 0 | 0 | 0 | 0 | 0 | 0 | 0 | 0
00 Ret.FB-ExistSNCR & DryFGD & HRI | 0 | 0 | 0 | 0 | 0 | 0 | 0 | 0
00 Ret.FB-ExistSNCR & HRI | 0 | 0 | 0 | 0 | 0 | 0 | 0 | 0
00 Ret.FB-ExistSNCR_ACI & HRI | 0 | 0 | 0 | 0 | 0 | 0 | 0 | 0
00 Ret.FB-ExistSNCR_ACI_DSI & DryFGD | 0 | 0 | 0 | 0 | 0 | 0 | 0 | 0
00 Ret.FB-ExistSNCR_ACI_DSI & DryFGD & HRI | 0 | 0 | 0 | 0 | 0 | 0 | 0 | 0
00 Ret.FB-ExistSNCR_ACI_DSI & HRI | 0 | 0 | 0 | 0 | 0 | 0 | 0 | 0
00 Ret.FB-ExistSNCR_DryFGD & HRI | 0 | 0 | 0 | 0 | 0 | 0 | 0 | 0
00 Ret.FB-ExistSNCR_DryFGD_ACI & HRI | 0 | 0 | 0 | 0 | 0 | 0 | 0 | 0
00 Ret.FB-ExistSNCR_DryFGD_ACI & HRI & CCS | 0 | 0 | 0 | 0 | 0 | 0 | 0 | 0
00 Ret.FB-ExistSNCR_DSI & DryFGD | 0 | 0 | 0 | 0 | 0 | 0 | 0 | 0
00 Ret.FB-ExistSNCR_DSI & DryFGD & HRI | 0 | 0 | 0 | 0 | 0 | 0 | 0 | 0
00 Ret.FB-ExistSNCR_DSI & HRI | 0 | 0 | 0 | 0 | 0 | 0 | 0 | 0
00 Ret.FB-ExistSNCR_WetFGD & HRI | 0 | 0 | 0 | 0 | 0 | 0 | 0 | 0
00 Ret.FB-ExistSNCR_WetFGD & HRI & CCS | 0 | 0 | 0 | 0 | 0 | 0 | 0 | 0
00 Ret.FB-ExistWetFGD_DSI & HRI | 0 | 0 | 0 | 0 | 0 | 0 | 0 | 0
00 Ret.FB-ExistWetFGD_DSI & SNCR | 0 | 0 | 0 | 0 | 0 | 0 | 0 | 0
00 Ret.FB-ExistWetFGD_DSI & SNCR & HRI | 0 | 0 | 0 | 0 | 0 | 0 | 0 | 0
00 Ret.FB-SNCR | 0 | 0 | 0 | 0 | 0 | 0 | 0 | 0
00 Ret.Oil/Gas Steam SCR | 0 | 0 | 0 | 0 | 0 | 0 | 0 | 0
00 CC Retirement | 0 | 0 | 0 | 0 | 0 | 0 | 0 | 0
00 CT Retirement | 0 | 0 | 0 | 0 | 0 | 0 | 0 | 0
00 O/G Retirement | 0 | 0 | 0 | 0 | 0 | 0 | 0 | 0
00 Coal Retirement | 0 | 0 | 0 | 0 | 0 | 0 | 0 | 0
00 IGCC Retirement | 0 | 0 | 0 | 0 | 0 | 0 | 0 | 0
00 Nuke Retirement | 0 | 0 | 0 | 0 | 0 | 0 | 0 | 0
00 Biomass Retirement | 0 | 0 | 0 | 0 | 0 | 0 | 0 | 0
00 Fossil_Other Retirement | 0 | 0 | 0 | 0 | 0 | 0 | 0 | 0
00 Fuel Cell Retirement | 0 | 0 | 0 | 0 | 0 | 0 | 0 | 0
00 Geothermal Retirement | 0 | 0 | 0 | 0 | 0 | 0 | 0 | 0
00 Hydro Retirement | 0 | 0 | 0 | 0 | 0 | 0 | 0 | 0
00 Landfill Gas Retirement | 0 | 0 | 0 | 0 | 0 | 0 | 0 | 0
00 Non Fossil_Other Retirement | 0 | 0 | 0 | 0 | 0 | 0 | 0 | 0
Total | 14282.8536 | 14551.3293 | 14809.5788 | 15051.4956 | 15732.8408 | 16506.9907 | 17372.5407 | 18467.3782
14. Capacity Factor by Capacity Reporting Type [%]
00 New Combined Cycle | 73.8432 | 76.2682 | 80.8379 | 80.0802 | 79.3454 | 75.246 | 69.0339 | 67.1966
00 New Combined Cycle with Carbon Capture | N/A | N/A | N/A | 87.0011 | 87.0011 | 86.702 | 77.2299 | 46.1484
00 New Combustion Turbine | 3.4705 | 6.8487 | 14.4402 | 16.3959 | 13.7016 | 12.1377 | 9.4985 | 6.538
00 New Hydro | N/A | 62.4579 | 62.4579 | 63.0558 | 62.2706 | 61.9727 | 61.9727 | 61.9727
00 New Nuclear | N/A | N/A | N/A | N/A | N/A | N/A | N/A | 89.9962
00 New Biomass | 17.0307 | 2.5208 | 3.0573 | 3.0573 | 0.72469 | 0.1288 | 0 | 0
00 New Geothermal | 90 | 90 | 90 | 90 | 90 | 90 | 90 | 90
00 New Landfill Gas | 89.9979 | 89.7069 | 89.5173 | 84.3612 | 82.4839 | 83.5318 | 82.9195 | 82.959
00 New Battery Storage | 16.143 | 16.0451 | 16.0256 | 15.8097 | 16.173 | 16.5563 | 16.5377 | 16.6522
00 New Offshore Wind | 50.829 | 49.0537 | 48.9889 | 48.7157 | 47.9398 | 50.9185 | 50.9383 | 51.4721
00 New Onshore Wind | 55.0225 | 54.6554 | 54.6554 | 54.2509 | 53.1223 | 53.2364 | 53.3826 | 53.7367
00 New Solar PV | 30.4765 | 29.6957 | 29.5057 | 30.0803 | 30.2166 | 30.0837 | 30.1606 | 30.0836
00 New Solar Thermal | N/A | N/A | N/A | N/A | N/A | N/A | N/A | N/A
00 New Fuel Cell | 73.3396 | 74.4166 | 75.3242 | 75.3572 | 66.7313 | 56.2407 | 59.5414 | 55.2693
00 New Ultrasupercritical Coal without CCS | N/A | N/A | N/A | N/A | N/A | N/A | N/A | N/A
00 New Ultrasupercritical Coal with 30% CCS | N/A | N/A | N/A | N/A | N/A | N/A | N/A | N/A
00 New Ultrasupercritical Coal with 90% CCS | N/A | N/A | N/A | N/A | N/A | N/A | N/A | N/A
00 Exist & New Distributed Solar PV | 15.0297 | 14.9838 | 14.9341 | 14.9282 | 14.9348 | 14.948 | 14.9749 | 15.0222
00 Exist Combined Cycle | 41.1032 | 50.5608 | 62.8551 | 63.3155 | 61.9444 | 58.4129 | 56.1899 | 50.808
00 Exist Combustion Turbine | 1.3867 | 2.0126 | 3.3934 | 3.1105 | 2.7911 | 2.1058 | 1.468 | 1.3224
00 Exist Coal Steam_Uncontrolled | 64.6086 | 65.2965 | 60.6269 | 63.4277 | 68.3164 | 69.1548 | 78.4215 | 68.1673
00 Exist Coal Steam_ACI | 77.2855 | 74.1593 | 67.2542 | 80.8973 | 80.9059 | 80.9195 | 80.858 | 80.4007
00 Exist Coal Steam_ACI_DSI | 75.3379 | 68.6531 | 51.1198 | 52.5235 | 53.3502 | 59.7652 | 61.725 | 53.0676
00 Exist Coal Steam_DryFGD | 13.1276 | 0 | 0 | 0 | N/A | N/A | N/A | N/A
00 Exist Coal Steam_DryFGD_ACI | 75.1078 | 66.3673 | 49.6424 | 70.3917 | 72.4335 | 77.6986 | 69.3447 | 62.7331
00 Exist Coal Steam_DryFGD_DSI | 77.3 | N/A | N/A | N/A | N/A | N/A | N/A | N/A
00 Exist Coal Steam_DryFGD_SCR | 73.6114 | N/A | N/A | N/A | N/A | N/A | N/A | N/A
00 Exist Coal Steam_DryFGD_SCR_ACI | 71.3135 | 65.0718 | 47.0918 | 52.5807 | 63.0527 | 67.318 | 59.3077 | 48.9094
00 Exist Coal Steam_DryFGD_SCR_DSI | 81.74 | 81.74 | 73.4403 | 81.74 | N/A | N/A | N/A | N/A
00 Exist Coal Steam_DryFGD_SCR_ACI_DSI | 78.3443 | 74.734 | 70.2667 | 71.2452 | 71.84 | 79.8755 | 70.7664 | 63.0076
00 Exist Coal Steam_DryFGD_SNCR_ACI | 79.6157 | 79.6157 | 71.4467 | 76.0951 | 76.0951 | 76.9326 | 74.3993 | 71.5889
00 Exist Coal Steam_DryFGD_SNCR_ACI_DSI | 79.13 | 63.8371 | 62.5466 | 62.5466 | 65.4952 | 71.8631 | 47.1448 | 40.7769
00 Exist Coal Steam_DSI | 78.0098 | 80.463 | 78.1729 | 10 | N/A | N/A | N/A | N/A
00 Exist Coal Steam_SCR_ACI | 79.6758 | 75.6788 | 46.6059 | 51.894 | 65.1933 | 76.1242 | 71.535 | 56.0493
00 Exist Coal Steam_SCR_ACI_DSI | 53.8481 | 27.9031 | 15.1144 | 36.7233 | 51.0219 | 46.2375 | 33.5595 | 30.255
00 Exist Coal Steam_SNCR | 83.97 | 83.97 | 83.97 | 83.97 | 83.97 | 83.97 | 83.97 | 83.97
00 Exist Coal Steam_SCR | N/A | N/A | N/A | N/A | N/A | N/A | N/A | N/A
00 Exist Coal Steam_SNCR_ACI | 79.13 | 56.5739 | N/A | N/A | N/A | N/A | N/A | N/A
00 Exist Coal Steam_SNCR_ACI_DSI | 27.3777 | 29.8617 | N/A | N/A | N/A | N/A | N/A | N/A
00 Exist Coal Steam_WetFGD | 76.4088 | 78.6471 | 69.5035 | 80.87 | 80.87 | 80.87 | 76.8194 | 79.13
00 Exist Coal Steam_WetFGD_ACI | 79.1686 | 61.9346 | 45.3162 | 79.528 | 79.9047 | 80.9172 | 79.7863 | 75.6637
00 Exist Coal Steam_WetFGD_ACI_DSI | 44.5722 | 42.1099 | 43.1083 | 68.6992 | 59.6833 | 59.6833 | 43.9475 | N/A
00 Exist Coal Steam_WetFGD_DSI | N/A | N/A | N/A | N/A | N/A | N/A | N/A | N/A
00 Exist Coal Steam_WetFGD_SCR | 73.1767 | 68.1116 | 55.0992 | 58.2273 | 62.4211 | 68.2235 | 61.8924 | 47.7737
00 Exist Coal Steam_WetFGD_SCR_DSI | 56.0842 | 32.7284 | 40.4572 | 46.0642 | 46.0642 | 43.1154 | 43.1154 | 34.3746
00 Exist Coal Steam_WetFGD_SCR_ACI | 70.4678 | 64.8127 | 44.1443 | 51.7559 | 60.6458 | 62.1023 | 58.1592 | 47.9317
00 Exist Coal Steam_WetFGD_SCR_ACI_DSI | 53.7573 | 64.9133 | 59.6215 | 63.1636 | 52.7497 | 52.3615 | 36.5367 | 26.9952
00 Exist Coal Steam_WetFGD_SNCR | 53.7021 | 29.8074 | 29.8505 | 79.4264 | 78.582 | 77.2375 | 83.2147 | 80.394
00 Exist Coal Steam_WetFGD_SNCR_ACI | 67.1202 | 66.0655 | 45.6229 | 44.584 | 56.7202 | 67.3922 | 59.2232 | 50.6063
00 Exist Coal Steam_WetFGD_SNCR_ACI_DSI | N/A | N/A | N/A | N/A | N/A | N/A | N/A | N/A
00 Exist FBC_ACI_DSI | 77.2519 | 34.4138 | 13.8711 | 16.3002 | 15.8683 | 15.6325 | 10 | N/A
00 Exist FBC_DryFGD_ACI | 81.74 | 66.8816 | 19.4488 | 19.4488 | 39.6137 | 67.9111 | 54.7463 | N/A
00 Exist FBC_DryFGD_DSI | 0 | N/A | N/A | N/A | N/A | N/A | N/A | N/A
00 Exist FBC_DryFGD_SNCR | 24.2982 | 23.1235 | 28.1494 | 28.2751 | 29.7137 | 25.0637 | 27.1038 | 64.9708
00 Exist FBC_DryFGD_SNCR_ACI | 50.5724 | 38.3071 | 23.5983 | 18.6108 | 18.6108 | 38.3071 | 16.1665 | N/A
00 Exist FBC_DryFGD_SNCR_ACI_DSI | 79.3633 | 79.3633 | 83.06 | 83.06 | 83.06 | 83.06 | 83.06 | 79.5262
00 Exist FBC_DryFGD_SNCR_DSI | 0 | N/A | N/A | N/A | N/A | N/A | N/A | N/A
00 Exist FBC_DSI | 41.0162 | 27.7708 | 12.4403 | 14.0761 | 21.5217 | 30.2655 | 22.0578 | 21.3284
00 Exist FBC_SCR | 35.3363 | 40.3601 | 14.0447 | N/A | N/A | N/A | N/A | N/A
00 Exist FBC_SNCR | 0 | N/A | N/A | N/A | N/A | N/A | N/A | N/A
00 Exist FBC_SNCR_ACI | 36.9532 | 40.492 | 14.0939 | N/A | N/A | N/A | N/A | N/A
00 Exist FBC_SNCR_ACI_DSI | 78.7082 | 10 | 10 | 10 | 13.4348 | 26.8359 | 26.8359 | N/A
00 Exist FBC_SNCR_DSI | 46.8004 | 38.975 | 35.6016 | 35.4198 | 36.7156 | 37.0984 | 37.2742 | 32.7912
00 Exist FBC_Uncontrolled | N/A | N/A | N/A | N/A | N/A | N/A | N/A | N/A
00 Exist FBC_WetFGD_DSI | 20.1357 | 47.4308 | 47.4308 | 83.97 | 68.1074 | 72.7967 | 72.7967 | 83.97
00 Exist IGCC | 58.9476 | 79.9103 | 79.9103 | 79.9103 | 79.9103 | 79.9103 | N/A | N/A
00 Exist Fossil_Other | 32.2152 | 32.2152 | 31.349 | 29.5396 | 29.5396 | 29.5396 | 29.5396 | 29.5396
00 Exist Fuel Cell | 0.016659 | 0.013545 | 0.013545 | 5.6455 | 9.2338 | 5.4118 | 7.9541 | 4.7433
00 Exist Hydro | 39.6436 | 39.6353 | 39.6302 | 39.6302 | 39.6302 | 39.6302 | 39.6302 | 39.6302
00 Exist Non Fossil_Other | 59.9547 | 60.406 | 60.406 | 59.6534 | 59.5786 | 59.543 | 59.6441 | 59.5808
00 Exist Nuclear | 91.3195 | 91.2153 | 91.9931 | 92.0545 | 92.5941 | 92.6473 | 92.7576 | 93.4261
00 Exist Oil/Gas Steam | 4.9658 | 3.9752 | 6.8764 | 5.1943 | 3.2716 | 1.5168 | 1.2046 | 0.75816
00 Exist Oil/Gas Steam_SCR | 3.6128 | 5.6559 | 7.4041 | 3.382 | 0.16103 | 0.073472 | 0.034272 | 0.03999
00 Exist Oil/Gas Steam_SNCR | 1.4267 | 1.4648 | 2.9234 | 1.9318 | 0.72106 | 0.73132 | 1.0212 | 1.3763
00 Exist Biomass | 36.2748 | 46.4755 | 13.5257 | 9.8273 | 11.2997 | 10.1361 | 9.3226 | 9.3226
00 Exist Landfill Gas | 68.6628 | 68.0727 | 68.051 | 64.5299 | 63.7205 | 63.5006 | 63.7668 | 64.1821
00 Exist Geothermal | 79.0656 | 79.0656 | 79.0656 | 79.0656 | 79.0656 | 79.0656 | 79.0656 | 79.0656
00 Exist Pump Storage | 6.6093 | 9.6098 | 9.1002 | 8.985 | 12.7282 | 14.4529 | 14.6624 | 15.8215
00 Exist Energy Storage | 5.2871 | 5.4038 | 4.6676 | 6.2294 | 7.3692 | 8.6341 | 7.6625 | 9.3164
00 Exist Solar PV | 24.5515 | 24.5111 | 24.5126 | 24.5126 | 24.5124 | 24.5124 | 24.5124 | 24.5124
00 Exist Solar Thermal | 20.9939 | 20.9939 | 20.9939 | 20.9939 | 20.9939 | 20.9939 | 20.9939 | 20.9939
00 Exist Offshore Wind | 43.1992 | 43.1992 | 43.1992 | 43.1992 | 43.1992 | 43.1992 | 43.1992 | 43.1992
00 Exist Onshore Wind | 34.3785 | 34.3362 | 34.3362 | 34.3362 | 34.3362 | 34.3362 | 34.3362 | 34.3362
00 International Imports | 61.72 | 61.72 | 61.72 | 61.72 | 61.72 | 58.53 | 58.53 | 58.53
00 Ret.ACI | N/A | N/A | N/A | N/A | N/A | N/A | N/A | N/A
00 Ret.ACI & DryFGD | N/A | N/A | N/A | N/A | N/A | N/A | N/A | N/A
00 Ret.ACI & DryFGD & HRI | N/A | N/A | N/A | N/A | N/A | N/A | N/A | N/A
00 Ret.ACI & DSI | N/A | N/A | N/A | N/A | N/A | N/A | N/A | N/A
00 Ret.ACI & DSI & DryFGD | N/A | N/A | N/A | N/A | N/A | N/A | N/A | N/A
00 Ret.ACI & DSI & DryFGD & HRI | N/A | N/A | N/A | N/A | N/A | N/A | N/A | N/A
00 Ret.ACI & DSI & HRI | N/A | N/A | N/A | N/A | N/A | N/A | N/A | N/A
00 Ret.ACI & DSI & WetFGD & HRI | N/A | N/A | N/A | N/A | N/A | N/A | N/A | N/A
00 Ret.ACI & HRI | N/A | N/A | N/A | N/A | N/A | N/A | N/A | N/A
00 Ret.ACI & SCR | N/A | N/A | N/A | N/A | N/A | N/A | N/A | N/A
00 Ret.ACI & SCR & DryFGD & HRI | N/A | N/A | N/A | N/A | N/A | N/A | N/A | N/A
00 Ret.ACI & SCR & DSI | N/A | N/A | N/A | N/A | N/A | N/A | N/A | N/A
00 Ret.ACI & SCR & DSI & DryFGD | N/A | N/A | N/A | N/A | N/A | N/A | N/A | N/A
00 Ret.ACI & SCR & DSI & DryFGD & HRI | N/A | N/A | N/A | N/A | N/A | N/A | N/A | N/A
00 Ret.ACI & SCR & DSI & HRI | N/A | N/A | N/A | N/A | N/A | N/A | N/A | N/A
00 Ret.ACI & SCR & DSI & WetFGD | N/A | N/A | N/A | N/A | N/A | N/A | N/A | N/A
00 Ret.ACI & SCR & DSI & WetFGD & HRI | N/A | N/A | N/A | N/A | N/A | N/A | N/A | N/A
00 Ret.ACI & SCR & HRI | N/A | N/A | N/A | N/A | N/A | N/A | N/A | N/A
00 Ret.ACI & SCR & WetFGD & HRI | N/A | N/A | N/A | N/A | N/A | N/A | N/A | N/A
00 Ret.ACI & SNCR | N/A | N/A | N/A | N/A | N/A | N/A | N/A | N/A
00 Ret.ACI & SNCR & DSI | N/A | N/A | N/A | N/A | N/A | N/A | N/A | N/A
00 Ret.ACI & SNCR & DSI & DryFGD | N/A | N/A | N/A | N/A | N/A | N/A | N/A | N/A
00 Ret.ACI & SNCR & DSI & DryFGD & HRI | N/A | N/A | N/A | N/A | N/A | N/A | N/A | N/A
00 Ret.ACI & SNCR & DSI & HRI | N/A | N/A | N/A | N/A | N/A | N/A | N/A | N/A
00 Ret.ACI & SNCR & DSI & WetFGD | N/A | N/A | N/A | N/A | N/A | N/A | N/A | N/A
00 Ret.ACI & SNCR & DSI & WetFGD & HRI | N/A | N/A | N/A | N/A | N/A | N/A | N/A | N/A
00 Ret.ACI & SNCR & HRI | N/A | N/A | N/A | N/A | N/A | N/A | N/A | N/A
00 Ret.ACI & WetFGD | N/A | N/A | N/A | N/A | N/A | N/A | N/A | N/A
00 Ret.ACI & WetFGD & DSI | N/A | N/A | N/A | N/A | N/A | N/A | N/A | N/A
00 Ret.ACI & WetFGD & HRI | N/A | N/A | N/A | N/A | N/A | N/A | N/A | N/A
00 Ret.C2G | 1.054 | 0 | 0.591 | 0.6091 | 0.551 | 0.73577 | 0.76671 | 0.55236
00 Ret.C2G & SCR | N/A | N/A | N/A | 0 | 0 | 0 | 0 | 0
00 Ret.CCG | N/A | N/A | 84.9 | 84.9 | 84.9 | 84.546 | 37.855 | 24.382
00 Ret.DryFGD | N/A | N/A | N/A | N/A | N/A | N/A | N/A | N/A
00 Ret.DryFGD & CCS | N/A | N/A | N/A | N/A | N/A | N/A | N/A | N/A
00 Ret.DryFGD & HRI | N/A | N/A | N/A | N/A | N/A | N/A | N/A | N/A
00 Ret.DSI | N/A | N/A | N/A | N/A | N/A | N/A | N/A | N/A
00 Ret.DSI & DryFGD | N/A | N/A | N/A | N/A | N/A | N/A | N/A | N/A
00 Ret.DSI & DryFGD & HRI | N/A | N/A | N/A | N/A | N/A | N/A | N/A | N/A
00 Ret.DSI & HRI | N/A | N/A | N/A | N/A | N/A | N/A | N/A | N/A
00 Ret.ExistACI & DryFGD | N/A | N/A | N/A | N/A | N/A | N/A | N/A | N/A
00 Ret.ExistACI & DryFGD & CCS | N/A | N/A | N/A | N/A | N/A | N/A | N/A | N/A
00 Ret.ExistACI & DryFGD & HRI | N/A | N/A | N/A | N/A | N/A | N/A | N/A | N/A
00 Ret.ExistACI & DryFGD & HRI & CCS | N/A | N/A | N/A | N/A | N/A | N/A | N/A | N/A
00 Ret.ExistACI & DSI | N/A | N/A | N/A | N/A | N/A | N/A | N/A | N/A
00 Ret.ExistACI & DSI & DryFGD | N/A | N/A | N/A | N/A | N/A | N/A | N/A | N/A
00 Ret.ExistACI & DSI & DryFGD & HRI | N/A | N/A | N/A | N/A | N/A | N/A | N/A | N/A
00 Ret.ExistACI & DSI & HRI | N/A | N/A | N/A | N/A | N/A | N/A | N/A | N/A
00 Ret.ExistACI & HRI | N/A | N/A | N/A | N/A | N/A | N/A | N/A | N/A
00 Ret.ExistACI & HRI & WetFGD | N/A | N/A | N/A | N/A | N/A | N/A | N/A | N/A
00 Ret.ExistACI & SCR | N/A | N/A | N/A | 79.13 | 79.13 | 79.13 | 79.13 | 79.13
00 Ret.ExistACI & SCR & DryFGD | N/A | N/A | N/A | N/A | N/A | N/A | N/A | N/A
00 Ret.ExistACI & SCR & DryFGD & CCS | N/A | N/A | N/A | N/A | N/A | N/A | N/A | N/A
00 Ret.ExistACI & SCR & DryFGD & HRI | N/A | N/A | N/A | N/A | N/A | N/A | N/A | N/A
00 Ret.ExistACI & SCR & DryFGD & HRI & CCS | N/A | N/A | N/A | N/A | N/A | N/A | N/A | N/A
00 Ret.ExistACI & SCR & DSI | N/A | N/A | N/A | N/A | N/A | N/A | N/A | N/A
00 Ret.ExistACI & SCR & DSI & DryFGD | N/A | N/A | N/A | N/A | N/A | N/A | N/A | N/A
00 Ret.ExistACI & SCR & DSI & DryFGD & HRI | N/A | N/A | N/A | N/A | N/A | N/A | N/A | N/A
00 Ret.ExistACI & SCR & DSI & HRI | N/A | N/A | N/A | N/A | N/A | N/A | N/A | N/A
00 Ret.ExistACI & SCR & HRI | N/A | N/A | N/A | N/A | N/A | N/A | N/A | N/A
00 Ret.ExistACI & SCR & WetFGD | N/A | N/A | N/A | N/A | N/A | N/A | N/A | N/A
00 Ret.ExistACI & SCR & WetFGD & CCS | N/A | N/A | N/A | N/A | N/A | N/A | N/A | N/A
00 Ret.ExistACI & SCR & WetFGD & HRI | N/A | N/A | N/A | N/A | N/A | N/A | N/A | N/A
00 Ret.ExistACI & SCR & WetFGD & HRI & CCS | N/A | N/A | N/A | N/A | N/A | N/A | N/A | N/A
00 Ret.ExistACI & SNCR | N/A | N/A | N/A | N/A | N/A | N/A | N/A | N/A
00 Ret.ExistACI & SNCR & DryFGD | N/A | N/A | N/A | N/A | N/A | N/A | N/A | N/A
00 Ret.ExistACI & SNCR & DryFGD & CCS | N/A | N/A | N/A | N/A | N/A | N/A | N/A | N/A
00 Ret.ExistACI & SNCR & DryFGD & HRI | N/A | N/A | N/A | N/A | N/A | N/A | N/A | N/A
00 Ret.ExistACI & SNCR & DryFGD & HRI & CCS | N/A | N/A | N/A | N/A | N/A | N/A | N/A | N/A
00 Ret.ExistACI & SNCR & DSI | N/A | N/A | N/A | N/A | N/A | N/A | N/A | N/A
00 Ret.ExistACI & SNCR & DSI & HRI | N/A | N/A | N/A | N/A | N/A | N/A | N/A | N/A
00 Ret.ExistACI & SNCR & HRI | N/A | N/A | N/A | N/A | N/A | N/A | N/A | N/A
00 Ret.ExistACI & SNCR & WetFGD | N/A | N/A | N/A | N/A | N/A | N/A | N/A | N/A
00 Ret.ExistACI & SNCR & WetFGD & CCS | N/A | N/A | N/A | N/A | N/A | N/A | N/A | N/A
00 Ret.ExistACI & SNCR & WetFGD & HRI | N/A | N/A | N/A | N/A | N/A | N/A | N/A | N/A
00 Ret.ExistACI & SNCR & WetFGD & HRI & CCS | N/A | N/A | N/A | N/A | N/A | N/A | N/A | N/A
00 Ret.ExistACI & WetFGD | N/A | N/A | N/A | N/A | N/A | N/A | N/A | N/A
00 Ret.ExistACI & WetFGD & CCS | N/A | N/A | N/A | N/A | N/A | N/A | N/A | N/A
00 Ret.ExistACI & WetFGD & HRI & CCS | N/A | N/A | N/A | N/A | N/A | N/A | N/A | N/A
00 Ret.ExistACI_DSI & DryFGD | N/A | N/A | N/A | N/A | N/A | N/A | N/A | N/A
00 Ret.ExistACI_DSI & DryFGD & CCS | N/A | N/A | N/A | N/A | N/A | N/A | N/A | N/A
00 Ret.ExistACI_DSI & DryFGD & HRI | N/A | N/A | N/A | N/A | N/A | N/A | N/A | N/A
00 Ret.ExistACI_DSI & DryFGD & HRI & CCS | N/A | N/A | N/A | N/A | N/A | N/A | N/A | N/A
00 Ret.ExistACI_DSI & HRI | N/A | N/A | N/A | N/A | N/A | N/A | N/A | N/A
00 Ret.ExistACI_DSI & SCR | N/A | N/A | N/A | 15.6766 | 42.0412 | 47.0431 | 40.3105 | 26.9615
00 Ret.ExistACI_DSI & SCR & DryFGD | N/A | N/A | N/A | N/A | N/A | N/A | N/A | N/A
00 Ret.ExistACI_DSI & SCR & DryFGD & CCS | N/A | N/A | N/A | N/A | N/A | N/A | N/A | N/A
00 Ret.ExistACI_DSI & SCR & DryFGD & HRI | N/A | N/A | N/A | N/A | N/A | N/A | N/A | N/A
00 Ret.ExistACI_DSI & SCR & DryFGD & HRI & CCS | N/A | N/A | N/A | N/A | N/A | N/A | N/A | N/A
00 Ret.ExistACI_DSI & SCR & HRI | N/A | N/A | N/A | N/A | N/A | N/A | N/A | N/A
00 Ret.ExistACI_DSI & SCR & WetFGD | N/A | N/A | N/A | N/A | N/A | N/A | N/A | N/A
00 Ret.ExistACI_DSI & SCR & WetFGD & CCS | N/A | N/A | N/A | N/A | N/A | N/A | N/A | N/A
00 Ret.ExistACI_DSI & SCR & WetFGD & HRI | N/A | N/A | N/A | N/A | N/A | N/A | N/A | N/A
00 Ret.ExistACI_DSI & SCR & WetFGD & HRI & CCS | N/A | N/A | N/A | N/A | N/A | N/A | N/A | N/A
00 Ret.ExistACI_DSI & SNCR | N/A | N/A | N/A | N/A | N/A | N/A | N/A | N/A
00 Ret.ExistACI_DSI & SNCR & DryFGD | N/A | N/A | N/A | N/A | N/A | N/A | N/A | N/A
00 Ret.ExistACI_DSI & SNCR & DryFGD & HRI & CCS | N/A | N/A | N/A | N/A | N/A | N/A | N/A | N/A
00 Ret.ExistACI_DSI & SNCR & DryFGD & HRI | N/A | N/A | N/A | N/A | N/A | N/A | N/A | N/A
00 Ret.ExistACI_DSI & SNCR & WetFGD & HRI & CCS | N/A | N/A | N/A | N/A | N/A | N/A | N/A | N/A
00 Ret.ExistACI_DSI & SNCR & HRI | N/A | N/A | N/A | N/A | N/A | N/A | N/A | N/A
00 Ret.ExistACI_DSI & SNCR & WetFGD | N/A | N/A | N/A | N/A | N/A | N/A | N/A | N/A
00 Ret.ExistACI_DSI & SNCR & WetFGD & HRI | N/A | N/A | N/A | N/A | N/A | N/A | N/A | N/A
00 Ret.ExistACI_DSI & WetFGD | N/A | N/A | N/A | N/A | N/A | N/A | N/A | N/A
00 Ret.ExistACI_DSI & WetFGD & CCS | N/A | N/A | N/A | N/A | N/A | N/A | N/A | N/A
00 Ret.ExistACI_DSI & WetFGD & HRI | N/A | N/A | N/A | N/A | N/A | N/A | N/A | N/A
00 Ret.ExistACI_DSI & WetFGD & HRI & CCS | N/A | N/A | N/A | N/A | N/A | N/A | N/A | N/A
00 Ret.ExistDryFGD & CCS | N/A | N/A | N/A | N/A | N/A | N/A | N/A | N/A
00 Ret.ExistDryFGD & HRI | N/A | N/A | N/A | N/A | N/A | N/A | N/A | N/A
00 Ret.ExistDryFGD & SCR | N/A | N/A | N/A | N/A | N/A | N/A | N/A | N/A
00 Ret.ExistDryFGD & SCR & CCS | N/A | N/A | N/A | N/A | N/A | N/A | N/A | N/A
00 Ret.ExistDryFGD & SCR & HRI | N/A | N/A | N/A | N/A | N/A | N/A | N/A | N/A
00 Ret.ExistDryFGD & SNCR | N/A | N/A | N/A | N/A | N/A | N/A | N/A | N/A
00 Ret.ExistDryFGD & SNCR & CCS | N/A | N/A | N/A | N/A | N/A | N/A | N/A | N/A
00 Ret.ExistDryFGD & SNCR & HRI | N/A | N/A | N/A | N/A | N/A | N/A | N/A | N/A
00 Ret.ExistDryFGD_ACI & CCS | N/A | N/A | N/A | N/A | N/A | N/A | N/A | N/A
00 Ret.ExistDryFGD_ACI & HRI | N/A | N/A | N/A | N/A | N/A | N/A | N/A | N/A
00 Ret.ExistDryFGD_ACI & HRI & CCS | N/A | N/A | N/A | N/A | N/A | N/A | N/A | N/A
00 Ret.ExistDryFGD_ACI & SCR | N/A | N/A | N/A | N/A | N/A | N/A | N/A | N/A
00 Ret.ExistDryFGD_ACI & SCR & CCS | N/A | N/A | N/A | N/A | N/A | N/A | N/A | N/A
00 Ret.ExistDryFGD_ACI & SCR & HRI | N/A | N/A | N/A | N/A | N/A | N/A | N/A | N/A
00 Ret.ExistDryFGD_ACI & SCR & HRI & CCS | N/A | N/A | N/A | N/A | N/A | N/A | N/A | N/A
00 Ret.ExistDryFGD_ACI & SNCR | N/A | N/A | N/A | N/A | N/A | N/A | N/A | N/A
00 Ret.ExistDryFGD_ACI & SNCR & CCS | N/A | N/A | N/A | N/A | N/A | N/A | N/A | N/A
00 Ret.ExistDryFGD_ACI & SNCR & HRI | N/A | N/A | N/A | N/A | N/A | N/A | N/A | N/A
00 Ret.ExistDryFGD_ACI & SNCR & HRI & CCS | N/A | N/A | N/A | N/A | N/A | N/A | N/A | N/A
00 Ret.ExistDryFGD_ACI_DSI & SCR | N/A | N/A | N/A | N/A | N/A | N/A | N/A | N/A
00 Ret.ExistDryFGD_ACI_DSI & SCR & CCS | N/A | N/A | N/A | N/A | N/A | N/A | N/A | N/A
00 Ret.ExistDryFGD_ACI_DSI & SCR & HRI | N/A | N/A | N/A | N/A | N/A | N/A | N/A | N/A
00 Ret.ExistDryFGD_ACI_DSI & SCR & HRI & CCS | N/A | N/A | N/A | N/A | N/A | N/A | N/A | N/A
00 Ret.ExistDryFGD_DSI & HRI | N/A | N/A | N/A | N/A | N/A | N/A | N/A | N/A
00 Ret.ExistDryFGD_SNCR_ACI_DSI & CCS | N/A | N/A | N/A | N/A | N/A | N/A | N/A | N/A
00 Ret.ExistDryFGD_SNCR_ACI_DSI & HRI | N/A | N/A | N/A | N/A | N/A | N/A | N/A | N/A
00 Ret.ExistDryFGD_SNCR_ACI_DSI & HRI & CCS | N/A | N/A | N/A | N/A | N/A | N/A | N/A | N/A
00 Ret.ExistDSI & DryFGD | N/A | N/A | N/A | N/A | N/A | N/A | N/A | N/A
00 Ret.ExistDSI & DryFGD & HRI | N/A | N/A | N/A | N/A | N/A | N/A | N/A | N/A
00 Ret.ExistDSI & HRI | N/A | N/A | N/A | N/A | N/A | N/A | N/A | N/A
00 Ret.ExistDSI & SCR | N/A | N/A | N/A | N/A | N/A | N/A | N/A | N/A
00 Ret.ExistDSI & SCR & DryFGD | N/A | N/A | N/A | N/A | N/A | N/A | N/A | N/A
00 Ret.ExistDSI & SCR & DryFGD & HRI | N/A | N/A | N/A | N/A | N/A | N/A | N/A | N/A
00 Ret.ExistDSI & SCR & HRI | N/A | N/A | N/A | N/A | N/A | N/A | N/A | N/A
00 Ret.ExistDSI & SCR & WetFGD | N/A | N/A | N/A | N/A | N/A | N/A | N/A | N/A
00 Ret.ExistDSI & SCR & WetFGD & HRI | N/A | N/A | N/A | N/A | N/A | N/A | N/A | N/A
00 Ret.ExistDSI & SNCR | N/A | N/A | N/A | N/A | N/A | N/A | N/A | N/A
00 Ret.ExistSCR & ACI | N/A | N/A | N/A | N/A | N/A | N/A | N/A | N/A
00 Ret.ExistDSI & SNCR & DryFGD | N/A | N/A | N/A | N/A | N/A | N/A | N/A | N/A
00 Ret.ExistSCR & ACI & DSI | N/A | N/A | N/A | N/A | N/A | N/A | N/A | N/A
00 Ret.ExistSCR & ACI & DSI & DryFGD | N/A | N/A | N/A | N/A | N/A | N/A | N/A | N/A
00 Ret.ExistSCR & ACI & DSI & DryFGD & HRI | N/A | N/A | N/A | N/A | N/A | N/A | N/A | N/A
00 Ret.ExistDSI & SNCR & DryFGD & HRI | N/A | N/A | N/A | N/A | N/A | N/A | N/A | N/A
00 Ret.ExistDSI & SNCR & HRI | N/A | N/A | N/A | N/A | N/A | N/A | N/A | N/A
00 Ret.ExistSCR & ACI & DSI & HRI | N/A | N/A | N/A | N/A | N/A | N/A | N/A | N/A
00 Ret.ExistDSI & SNCR & WetFGD | N/A | N/A | N/A | N/A | N/A | N/A | N/A | N/A
00 Ret.ExistSCR & ACI & DSI & WetFGD | N/A | N/A | N/A | N/A | N/A | N/A | N/A | N/A
00 Ret.ExistSCR & ACI & DSI & WetFGD & HRI | N/A | N/A | N/A | N/A | N/A | N/A | N/A | N/A
00 Ret.ExistSCR & ACI & HRI | N/A | N/A | N/A | N/A | N/A | N/A | N/A | N/A
00 Ret.ExistDSI & SNCR & WetFGD & HRI | N/A | N/A | N/A | N/A | N/A | N/A | N/A | N/A
00 Ret.ExistDSI & WetFGD | N/A | N/A | N/A | N/A | N/A | N/A | N/A | N/A
00 Ret.ExistDSI & WetFGD & HRI | N/A | N/A | N/A | N/A | N/A | N/A | N/A | N/A
00 Ret.ExistDSI_ACI & SNCR & DryFGD & CCS | N/A | N/A | N/A | N/A | N/A | N/A | N/A | N/A
00 Ret.ExistDSI_ACI & SNCR & WetFGD & CCS | N/A | N/A | N/A | N/A | N/A | N/A | N/A | N/A
00 Ret.ExistSCR_ACI & DryFGD | N/A | N/A | N/A | N/A | N/A | N/A | N/A | N/A
00 Ret.ExistSCR & DSI | N/A | N/A | N/A | N/A | N/A | N/A | N/A | N/A
00 Ret.ExistSCR_ACI & DryFGD & CCS | N/A | N/A | N/A | N/A | N/A | N/A | N/A | N/A
00 Ret.ExistSCR_ACI & DryFGD & HRI | N/A | N/A | N/A | N/A | N/A | N/A | N/A | N/A
00 Ret.ExistSCR & DSI & DryFGD | N/A | N/A | N/A | N/A | N/A | N/A | N/A | N/A
00 Ret.ExistSCR_ACI & DryFGD & HRI & CCS | N/A | N/A | N/A | N/A | N/A | N/A | N/A | N/A
00 Ret.ExistSCR & DSI & DryFGD & HRI | N/A | N/A | N/A | N/A | N/A | N/A | N/A | N/A
00 Ret.ExistSCR & DSI & HRI | N/A | N/A | N/A | N/A | N/A | N/A | N/A | N/A
00 Ret.ExistSCR_ACI & DSI & HRI | N/A | N/A | N/A | N/A | N/A | N/A | N/A | N/A
00 Ret.ExistSCR_ACI & HRI | N/A | N/A | N/A | N/A | N/A | N/A | N/A | N/A
00 Ret.ExistSCR_ACI & WetFGD | N/A | N/A | N/A | N/A | N/A | N/A | N/A | N/A
00 Ret.ExistSCR & HRI | N/A | N/A | N/A | N/A | N/A | N/A | N/A | N/A
00 Ret.ExistSCR_ACI & WetFGD & CCS | N/A | N/A | N/A | N/A | N/A | N/A | N/A | N/A
00 Ret.ExistSCR_ACI & WetFGD & HRI | N/A | N/A | N/A | N/A | N/A | N/A | N/A | N/A
00 Ret.ExistSCR_ACI & WetFGD & HRI & CCS | N/A | N/A | N/A | N/A | N/A | N/A | N/A | N/A
00 Ret.ExistSCR_ACI_DSI & DryFGD | N/A | N/A | N/A | N/A | N/A | N/A | N/A | N/A
00 Ret.ExistSCR_ACI_DSI & DryFGD & CCS | N/A | N/A | N/A | N/A | N/A | N/A | N/A | N/A
00 Ret.ExistSCR_ACI_DSI & DryFGD & HRI | N/A | N/A | N/A | N/A | N/A | N/A | N/A | N/A
00 Ret.ExistSCR_ACI_DSI & DryFGD & HRI & CCS | N/A | N/A | N/A | N/A | N/A | N/A | N/A | N/A
00 Ret.ExistSCR_ACI_DSI & HRI | N/A | N/A | N/A | N/A | N/A | N/A | N/A | N/A
00 Ret.ExistSCR_ACI_DSI & WetFGD | N/A | N/A | N/A | N/A | N/A | N/A | N/A | N/A
00 Ret.ExistSCR_ACI_DSI & WetFGD & CCS | N/A | N/A | N/A | N/A | N/A | N/A | N/A | N/A
00 Ret.ExistSCR_ACI_DSI & WetFGD & HRI | N/A | N/A | N/A | N/A | N/A | N/A | N/A | N/A
00 Ret.ExistSCR_ACI_DSI & WetFGD & HRI & CCS | N/A | N/A | N/A | N/A | N/A | N/A | N/A | N/A
00 Ret.ExistSCR_DryFGD & HRI | N/A | N/A | N/A | N/A | N/A | N/A | N/A | N/A
00 Ret.ExistSCR_DryFGD_ACI & CCS | N/A | N/A | N/A | N/A | N/A | N/A | N/A | N/A
00 Ret.ExistSCR_DryFGD_ACI & HRI | N/A | N/A | N/A | N/A | N/A | N/A | N/A | N/A
00 Ret.ExistSCR_DryFGD_ACI & HRI & CCS | N/A | N/A | N/A | N/A | N/A | N/A | N/A | N/A
00 Ret.ExistSCR_DryFGD_ACI_DSI & CCS | N/A | N/A | N/A | N/A | N/A | N/A | N/A | N/A
00 Ret.ExistSCR_DryFGD_ACI_DSI & HRI | N/A | N/A | N/A | N/A | N/A | N/A | N/A | N/A
00 Ret.ExistSCR_DryFGD_ACI_DSI & HRI & CCS | N/A | N/A | N/A | N/A | N/A | N/A | N/A | N/A
00 Ret.ExistSCR_WetFGD & HRI | N/A | N/A | N/A | N/A | N/A | N/A | N/A | N/A
00 Ret.ExistSCR_WetFGD & HRI & CCS | N/A | N/A | N/A | N/A | N/A | N/A | N/A | N/A
00 Ret.ExistSCR_WetFGD_ACI & CCS | N/A | N/A | N/A | N/A | N/A | N/A | N/A | N/A
00 Ret.ExistSCR_WetFGD_ACI & HRI | N/A | N/A | N/A | N/A | N/A | N/A | N/A | N/A
00 Ret.ExistSCR_WetFGD_ACI & HRI & CCS | N/A | N/A | N/A | N/A | N/A | N/A | N/A | N/A
00 Ret.ExistSCR_WetFGD_ACI_DSI & CCS | N/A | N/A | N/A | N/A | N/A | N/A | N/A | N/A
00 Ret.ExistSCR_WetFGD_ACI_DSI & HRI | N/A | N/A | N/A | N/A | N/A | N/A | N/A | N/A
00 Ret.ExistSCR_WetFGD_ACI_DSI & HRI & CCS | N/A | N/A | N/A | N/A | N/A | N/A | N/A | N/A
00 Ret.ExistSCR_WetFGD_DSI & HRI | N/A | N/A | N/A | N/A | N/A | N/A | N/A | N/A
00 Ret.ExistSCR_WetFGD_DSI & HRI & CCS | N/A | N/A | N/A | N/A | N/A | N/A | N/A | N/A
00 Ret.ExistSNCR_ACI & DryFGD | N/A | N/A | N/A | N/A | N/A | N/A | N/A | N/A
00 Ret.ExistSNCR_ACI & DryFGD & CCS | N/A | N/A | N/A | N/A | N/A | N/A | N/A | N/A
00 Ret.ExistSNCR_ACI & DryFGD & HRI | N/A | N/A | N/A | N/A | N/A | N/A | N/A | N/A
00 Ret.ExistSNCR_ACI & DryFGD & HRI & CCS | N/A | N/A | N/A | N/A | N/A | N/A | N/A | N/A
00 Ret.ExistSNCR_ACI & DSI & HRI | N/A | N/A | N/A | N/A | N/A | N/A | N/A | N/A
00 Ret.ExistSNCR_ACI & HRI | N/A | N/A | N/A | N/A | N/A | N/A | N/A | N/A
00 Ret.ExistSNCR_ACI & WetFGD | N/A | N/A | N/A | N/A | N/A | N/A | N/A | N/A
00 Ret.ExistSNCR_ACI & WetFGD & CCS | N/A | N/A | N/A | N/A | N/A | N/A | N/A | N/A
00 Ret.ExistSNCR_ACI & WetFGD & HRI | N/A | N/A | N/A | N/A | N/A | N/A | N/A | N/A
00 Ret.ExistSNCR_ACI & WetFGD & HRI & CCS | N/A | N/A | N/A | N/A | N/A | N/A | N/A | N/A
00 Ret.ExistSNCR_ACI_DSI & DryFGD | N/A | N/A | N/A | N/A | N/A | N/A | N/A | N/A
00 Ret.ExistSNCR_ACI_DSI & DryFGD & CCS | N/A | N/A | N/A | N/A | N/A | N/A | N/A | N/A
00 Ret.ExistSNCR_ACI_DSI & DryFGD & HRI | N/A | N/A | N/A | N/A | N/A | N/A | N/A | N/A
00 Ret.ExistSNCR_ACI_DSI & DryFGD & HRI & CCS | N/A | N/A | N/A | N/A | N/A | N/A | N/A | N/A
00 Ret.ExistSNCR_ACI_DSI & HRI | N/A | N/A | N/A | N/A | N/A | N/A | N/A | N/A
00 Ret.ExistSNCR_ACI_DSI & WetFGD | N/A | N/A | N/A | N/A | N/A | N/A | N/A | N/A
00 Ret.ExistSNCR_ACI_DSI & WetFGD & CCS | N/A | N/A | N/A | N/A | N/A | N/A | N/A | N/A
00 Ret.ExistSNCR_ACI_DSI & WetFGD & HRI | N/A | N/A | N/A | N/A | N/A | N/A | N/A | N/A
00 Ret.ExistSNCR_ACI_DSI & WetFGD & HRI & CCS | N/A | N/A | N/A | N/A | N/A | N/A | N/A | N/A
00 Ret.ExistSNCR_DryFGD & HRI | N/A | N/A | N/A | N/A | N/A | N/A | N/A | N/A
00 Ret.ExistSNCR_DryFGD_ACI & CCS | N/A | N/A | N/A | N/A | N/A | N/A | N/A | N/A
00 Ret.ExistSNCR_DryFGD_ACI & HRI | N/A | N/A | N/A | N/A | N/A | N/A | N/A | N/A
00 Ret.ExistSNCR_DryFGD_ACI & HRI & CCS | N/A | N/A | N/A | N/A | N/A | N/A | N/A | N/A
00 Ret.ExistSNCR_WetFGD & HRI | N/A | N/A | N/A | N/A | N/A | N/A | N/A | N/A
00 Ret.ExistSNCR_WetFGD & HRI & CCS | N/A | N/A | N/A | N/A | N/A | N/A | N/A | N/A
00 Ret.ExistSNCR_WetFGD_ACI & CCS | N/A | N/A | N/A | N/A | N/A | N/A | N/A | N/A
00 Ret.ExistSNCR_WetFGD_ACI & HRI | N/A | N/A | N/A | N/A | N/A | N/A | N/A | N/A
00 Ret.ExistSNCR_WetFGD_ACI & HRI & CCS | N/A | N/A | N/A | N/A | N/A | N/A | N/A | N/A
00 Ret.ExistSNCR_WetFGD_ACI_DSI & CCS | N/A | N/A | N/A | N/A | N/A | N/A | N/A | N/A
00 Ret.ExistSNCR_WetFGD_ACI_DSI & HRI | N/A | N/A | N/A | N/A | N/A | N/A | N/A | N/A
00 Ret.ExistSNCR_WetFGD_ACI_DSI & HRI & CCS | N/A | N/A | N/A | N/A | N/A | N/A | N/A | N/A
00 Ret.ExistSNCR & DryFGD & HRI | N/A | N/A | N/A | N/A | N/A | N/A | N/A | N/A
00 Ret.ExistSNCR & HRI | N/A | N/A | N/A | N/A | N/A | N/A | N/A | N/A
00 Ret.ExistWetFGD & CCS | N/A | N/A | N/A | N/A | N/A | N/A | N/A | N/A
00 Ret.ExistWetFGD & HRI | N/A | N/A | N/A | N/A | N/A | N/A | N/A | N/A
00 Ret.ExistWetFGD & HRI & CCS | N/A | N/A | N/A | N/A | N/A | N/A | N/A | N/A
00 Ret.ExistWetFGD & SCR | N/A | N/A | N/A | 79.3447 | 79.829 | 79.9638 | 79.9335 | 77.3432
00 Ret.ExistWetFGD & SCR & CCS | N/A | N/A | N/A | N/A | N/A | N/A | N/A | N/A
00 Ret.ExistWetFGD & SCR & HRI | N/A | N/A | N/A | N/A | N/A | N/A | N/A | N/A
00 Ret.ExistWetFGD & SCR & HRI & CCS | N/A | N/A | N/A | N/A | N/A | N/A | N/A | N/A
00 Ret.ExistWetFGD & SNCR | N/A | N/A | N/A | N/A | N/A | N/A | N/A | N/A
00 Ret.ExistWetFGD & SNCR & CCS | N/A | N/A | N/A | N/A | N/A | N/A | N/A | N/A
00 Ret.ExistWetFGD & SNCR & HRI | N/A | N/A | N/A | N/A | N/A | N/A | N/A | N/A
00 Ret.ExistWetFGD & SNCR & HRI & CCS | N/A | N/A | N/A | N/A | N/A | N/A | N/A | N/A
00 Ret.ExistWetFGD_ACI & CCS | N/A | N/A | N/A | N/A | N/A | N/A | N/A | N/A
00 Ret.ExistWetFGD_ACI & HRI | N/A | N/A | N/A | N/A | N/A | N/A | N/A | N/A
00 Ret.ExistWetFGD_ACI & HRI & CCS | N/A | N/A | N/A | N/A | N/A | N/A | N/A | N/A
00 Ret.ExistWetFGD_ACI & SCR | 80.77 | 79.9174 | 71.1238 | 49.3622 | 59.8066 | 69.785 | 62.3356 | 51.5068
00 Ret.ExistWetFGD_ACI & SCR & CCS | N/A | N/A | N/A | N/A | N/A | N/A | N/A | N/A
00 Ret.ExistWetFGD_ACI & SCR & HRI | N/A | N/A | N/A | N/A | N/A | N/A | N/A | N/A
00 Ret.ExistWetFGD_ACI & SCR & HRI & CCS | N/A | N/A | N/A | N/A | N/A | N/A | N/A | N/A
00 Ret.ExistWetFGD_ACI & SNCR | N/A | N/A | N/A | N/A | N/A | N/A | N/A | N/A
00 Ret.ExistWetFGD_ACI & SNCR & CCS | N/A | N/A | N/A | N/A | N/A | N/A | N/A | N/A
00 Ret.ExistWetFGD_ACI & SNCR & HRI | N/A | N/A | N/A | N/A | N/A | N/A | N/A | N/A
00 Ret.ExistWetFGD_ACI & SNCR & HRI & CCS | N/A | N/A | N/A | N/A | N/A | N/A | N/A | N/A
00 Ret.ExistWetFGD_ACI_DSI & CCS | N/A | N/A | N/A | N/A | N/A | N/A | N/A | N/A
00 Ret.ExistWetFGD_ACI_DSI & HRI | N/A | N/A | N/A | N/A | N/A | N/A | N/A | N/A
00 Ret.ExistWetFGD_ACI_DSI & HRI & CCS | N/A | N/A | N/A | N/A | N/A | N/A | N/A | N/A
00 Ret.ExistWetFGD_ACI_DSI & SCR | N/A | N/A | N/A | N/A | N/A | N/A | N/A | N/A
00 Ret.ExistWetFGD_ACI_DSI & SCR & CCS | N/A | N/A | N/A | N/A | N/A | N/A | N/A | N/A
00 Ret.ExistWetFGD_ACI_DSI & SCR & HRI | N/A | N/A | N/A | N/A | N/A | N/A | N/A | N/A
00 Ret.ExistWetFGD_ACI_DSI & SCR & HRI & CCS | N/A | N/A | N/A | N/A | N/A | N/A | N/A | N/A
00 Ret.ExistWetFGD_ACI_DSI & SNCR | N/A | N/A | N/A | N/A | N/A | N/A | N/A | N/A
00 Ret.ExistWetFGD_ACI_DSI & SNCR & CCS | N/A | N/A | N/A | N/A | N/A | N/A | N/A | N/A
00 Ret.ExistWetFGD_ACI_DSI & SNCR & HRI | N/A | N/A | N/A | N/A | N/A | N/A | N/A | N/A
00 Ret.ExistWetFGD_ACI_DSI & SNCR & HRI & CCS | N/A | N/A | N/A | N/A | N/A | N/A | N/A | N/A
00 Ret.ExistWetFGD_DSI & HRI | N/A | N/A | N/A | N/A | N/A | N/A | N/A | N/A
00 Ret.ExistWetFGD_DSI & SCR | N/A | N/A | N/A | N/A | N/A | N/A | N/A | N/A
00 Ret.ExistSNCR_DSI & DryFGD & HRI | N/A | N/A | N/A | N/A | N/A | N/A | N/A | N/A
00 Ret.ExistWetFGD_DSI & SCR & HRI | N/A | N/A | N/A | N/A | N/A | N/A | N/A | N/A
00 Ret.ExistSNCR_DSI & HRI | N/A | N/A | N/A | N/A | N/A | N/A | N/A | N/A
00 Ret.ExistWetFGD_DSI & SNCR | N/A | N/A | N/A | N/A | N/A | N/A | N/A | N/A
00 Ret.ExistWetFGD_DSI & SNCR & HRI | N/A | N/A | N/A | N/A | N/A | N/A | N/A | N/A
00 Ret.ExistWetFGD_SCR & CCS | N/A | N/A | 80.77 | 80.77 | 80.77 | 80.77 | 80.77 | 80.77
00 Ret.ExistWetFGD_SCR_DSI & CCS | N/A | N/A | N/A | N/A | N/A | N/A | N/A | N/A
00 Ret.ExistWetFGD_SNCR & CCS | N/A | N/A | N/A | N/A | N/A | N/A | N/A | N/A
00 Ret.HRI | N/A | N/A | N/A | N/A | N/A | N/A | N/A | N/A
00 Ret.SCR | N/A | N/A | N/A | N/A | N/A | N/A | N/A | N/A
00 Ret.SCR & DryFGD | N/A | N/A | N/A | N/A | N/A | N/A | N/A | N/A
00 Ret.SCR & DryFGD & ACI | N/A | N/A | N/A | N/A | N/A | N/A | N/A | N/A
00 Ret.SCR & DryFGD & CCS | N/A | N/A | N/A | N/A | N/A | N/A | N/A | N/A
00 Ret.SCR & DryFGD & HRI | N/A | N/A | N/A | N/A | N/A | N/A | N/A | N/A
00 Ret.SCR & DSI | N/A | N/A | N/A | N/A | N/A | N/A | N/A | N/A
00 Ret.SCR & DSI & DryFGD | N/A | N/A | N/A | N/A | N/A | N/A | N/A | N/A
00 Ret.SCR & DSI & DryFGD & HRI | N/A | N/A | N/A | N/A | N/A | N/A | N/A | N/A
00 Ret.SCR & DSI & HRI | N/A | N/A | N/A | N/A | N/A | N/A | N/A | N/A
00 Ret.SCR & DSI & WetFGD | N/A | N/A | N/A | N/A | N/A | N/A | N/A | N/A
00 Ret.SCR & DSI & WetFGD & HRI | N/A | N/A | N/A | N/A | N/A | N/A | N/A | N/A
00 Ret.SCR & HRI | N/A | N/A | N/A | N/A | N/A | N/A | N/A | N/A
00 Ret.SCR & WetFGD | N/A | N/A | N/A | N/A | N/A | N/A | N/A | N/A
00 Ret.SCR & WetFGD & ACI | N/A | N/A | N/A | N/A | N/A | N/A | N/A | N/A
00 Ret.SCR & WetFGD & CCS | N/A | N/A | N/A | N/A | N/A | N/A | N/A | N/A
00 Ret.SCR & WetFGD & HRI | N/A | N/A | N/A | N/A | N/A | N/A | N/A | N/A
00 Ret.SNCR | N/A | N/A | N/A | N/A | N/A | N/A | N/A | N/A
00 Ret.SNCR & DryFGD | N/A | N/A | N/A | N/A | N/A | N/A | N/A | N/A
00 Ret.SNCR & DryFGD & ACI | N/A | N/A | N/A | N/A | N/A | N/A | N/A | N/A
00 Ret.SNCR & DryFGD & ACI & HRI | N/A | N/A | N/A | N/A | N/A | N/A | N/A | N/A
00 Ret.SNCR & DryFGD & CCS | N/A | N/A | N/A | N/A | N/A | N/A | N/A | N/A
00 Ret.SNCR & DryFGD & HRI | N/A | N/A | N/A | N/A | N/A | N/A | N/A | N/A
00 Ret.SNCR & DSI | N/A | N/A | N/A | N/A | N/A | N/A | N/A | N/A
00 Ret.SNCR & DSI & HRI | N/A | N/A | N/A | N/A | N/A | N/A | N/A | N/A
00 Ret.SNCR & HRI | N/A | N/A | N/A | N/A | N/A | N/A | N/A | N/A
00 Ret.SNCR & WetFGD | N/A | N/A | N/A | N/A | N/A | N/A | N/A | N/A
00 Ret.SNCR & WetFGD & ACI | N/A | N/A | N/A | N/A | N/A | N/A | N/A | N/A
00 Ret.SNCR & WetFGD & ACI & HRI | N/A | N/A | N/A | N/A | N/A | N/A | N/A | N/A
00 Ret.SNCR & WetFGD & CCS | N/A | N/A | N/A | N/A | N/A | N/A | N/A | N/A
00 Ret.SNCR & WetFGD & HRI | N/A | N/A | N/A | N/A | N/A | N/A | N/A | N/A
00 Ret.WetFGD | N/A | N/A | N/A | N/A | N/A | N/A | N/A | N/A
00 Ret.WetFGD & CCS | N/A | N/A | N/A | N/A | N/A | N/A | N/A | N/A
00 Ret.WetFGD & HRI | N/A | N/A | N/A | N/A | N/A | N/A | N/A | N/A
00 Ret.FB & HRI | N/A | N/A | N/A | N/A | N/A | N/A | N/A | N/A
00 Ret.FB DryFGD | N/A | N/A | N/A | N/A | N/A | N/A | N/A | N/A
00 Ret.FB DryFGD & HRI | N/A | N/A | N/A | N/A | N/A | N/A | N/A | N/A
00 Ret.FB DryFGD & SNCR | N/A | N/A | N/A | N/A | N/A | N/A | N/A | N/A
00 Ret.FB-Exist ACI & DryFGD & HRI | N/A | N/A | N/A | N/A | N/A | N/A | N/A | N/A
00 Ret.FB-Exist ACI_DSI & DryFGD & SNCR | N/A | N/A | N/A | N/A | N/A | N/A | N/A | N/A
00 Ret.FB-Exist ACI_DSI & SNCR | N/A | N/A | N/A | N/A | N/A | N/A | N/A | N/A
00 Ret.FB-ExistACI & HRI | N/A | N/A | N/A | N/A | N/A | N/A | N/A | N/A
00 Ret.FB-ExistACI_DSI & DryFGD | N/A | N/A | N/A | N/A | N/A | N/A | N/A | N/A
00 Ret.FB-ExistACI_DSI & DryFGD & HRI | N/A | N/A | N/A | N/A | N/A | N/A | N/A | N/A
00 Ret.FB-ExistACI_DSI & DryFGD & SNCR | N/A | N/A | N/A | N/A | N/A | N/A | N/A | N/A
00 Ret.FB-ExistACI_DSI & DryFGD & SNCR & HRI | N/A | N/A | N/A | N/A | N/A | N/A | N/A | N/A
00 Ret.FB-ExistACI_DSI & HRI | N/A | N/A | N/A | N/A | N/A | N/A | N/A | N/A
00 Ret.FB-ExistACI_DSI & SNCR & HRI | N/A | N/A | N/A | N/A | N/A | N/A | N/A | N/A
00 Ret.FB-ExistDryFGD & HRI | N/A | N/A | N/A | N/A | N/A | N/A | N/A | N/A
00 Ret.FB-ExistDryFGD_ACI & HRI | N/A | N/A | N/A | N/A | N/A | N/A | N/A | N/A
00 Ret.FB-ExistDryFGD_ACI & HRI & CCS | N/A | N/A | N/A | N/A | N/A | N/A | N/A | N/A
00 Ret.FB-ExistDryFGD_ACI & SNCR | N/A | N/A | N/A | N/A | N/A | N/A | N/A | N/A
00 Ret.FB-ExistDryFGD_ACI & SNCR & HRI | N/A | N/A | N/A | N/A | N/A | N/A | N/A | N/A
00 Ret.FB-ExistDryFGD_DSI & HRI | N/A | N/A | N/A | N/A | N/A | N/A | N/A | N/A
00 Ret.FB-ExistDryFGD_DSI & SNCR | N/A | N/A | N/A | N/A | N/A | N/A | N/A | N/A
00 Ret.FB-ExistDryFGD_DSI & SNCR & HRI | N/A | N/A | N/A | N/A | N/A | N/A | N/A | N/A
00 Ret.FB-ExistDryFGD_SNCR & HRI | N/A | N/A | N/A | N/A | N/A | N/A | N/A | N/A
00 Ret.FB-ExistDryFGD_SNCR_ACI & HRI | N/A | N/A | N/A | N/A | N/A | N/A | N/A | N/A
00 Ret.FB-ExistDryFGD_SNCR_ACI & HRI & CCS | N/A | N/A | N/A | N/A | N/A | N/A | N/A | N/A
00 Ret.FB-ExistDryFGD_SNCR_ACI_DSI & HRI | N/A | N/A | N/A | N/A | N/A | N/A | N/A | N/A
00 Ret.FB-ExistDryFGD_SNCR_ACI_DSI & HRI & CCS | N/A | N/A | N/A | N/A | N/A | N/A | N/A | N/A
00 Ret.FB-ExistWetFGD_SNCR_ACI & HRI | N/A | N/A | N/A | N/A | N/A | N/A | N/A | N/A
00 Ret.FB-ExistWetFGD_SNCR_ACI & HRI & CCS | N/A | N/A | N/A | N/A | N/A | N/A | N/A | N/A
00 Ret.FB-ExistDryFGD_SNCR_DSI & HRI | N/A | N/A | N/A | N/A | N/A | N/A | N/A | N/A
00 Ret.FB-ExistDSI & DryFGD | N/A | N/A | N/A | N/A | N/A | N/A | N/A | N/A
00 Ret.FB-ExistDSI & DryFGD & HRI | N/A | N/A | N/A | N/A | N/A | N/A | N/A | N/A
00 Ret.FB-ExistDSI & DryFGD & SNCR | N/A | N/A | N/A | N/A | N/A | N/A | N/A | N/A
00 Ret.FB-ExistDSI & DryFGD & SNCR & HRI | N/A | N/A | N/A | N/A | N/A | N/A | N/A | N/A
00 Ret.FB-ExistDSI & HRI | N/A | N/A | N/A | N/A | N/A | N/A | N/A | N/A
00 Ret.FB-ExistDSI & SNCR | N/A | N/A | N/A | N/A | N/A | N/A | N/A | N/A
00 Ret.FB-ExistDSI & SNCR & HRI | N/A | N/A | N/A | N/A | N/A | N/A | N/A | N/A
00 Ret.FB-ExistSNCR & DryFGD | N/A | N/A | N/A | N/A | N/A | N/A | N/A | N/A
00 Ret.FB-ExistSNCR & DryFGD & HRI | N/A | N/A | N/A | N/A | N/A | N/A | N/A | N/A
00 Ret.FB-ExistSNCR & HRI | N/A | N/A | N/A | N/A | N/A | N/A | N/A | N/A
00 Ret.FB-ExistSNCR_ACI & HRI | N/A | N/A | N/A | N/A | N/A | N/A | N/A | N/A
00 Ret.FB-ExistSNCR_ACI_DSI & DryFGD | N/A | N/A | N/A | N/A | N/A | N/A | N/A | N/A
00 Ret.FB-ExistSNCR_ACI_DSI & DryFGD & HRI | N/A | N/A | N/A | N/A | N/A | N/A | N/A | N/A
00 Ret.FB-ExistSNCR_ACI_DSI & HRI | N/A | N/A | N/A | N/A | N/A | N/A | N/A | N/A
00 Ret.FB-ExistSNCR_DryFGD & HRI | N/A | N/A | N/A | N/A | N/A | N/A | N/A | N/A
00 Ret.FB-ExistSNCR_DryFGD_ACI & HRI | N/A | N/A | N/A | N/A | N/A | N/A | N/A | N/A
00 Ret.FB-ExistSNCR_DryFGD_ACI & HRI & CCS | N/A | N/A | N/A | N/A | N/A | N/A | N/A | N/A
00 Ret.FB-ExistSNCR_DSI & DryFGD | N/A | N/A | N/A | N/A | N/A | N/A | N/A | N/A
00 Ret.FB-ExistSNCR_DSI & DryFGD & HRI | N/A | N/A | N/A | N/A | N/A | N/A | N/A | N/A
00 Ret.FB-ExistSNCR_DSI & HRI | N/A | N/A | N/A | N/A | N/A | N/A | N/A | N/A
00 Ret.FB-ExistSNCR_WetFGD & HRI | N/A | N/A | N/A | N/A | N/A | N/A | N/A | N/A
00 Ret.FB-ExistSNCR_WetFGD & HRI & CCS | N/A | N/A | N/A | N/A | N/A | N/A | N/A | N/A
00 Ret.FB-ExistWetFGD_DSI & HRI | N/A | N/A | N/A | N/A | N/A | N/A | N/A | N/A
00 Ret.FB-ExistWetFGD_DSI & SNCR | N/A | N/A | N/A | N/A | N/A | N/A | N/A | N/A
00 Ret.FB-ExistWetFGD_DSI & SNCR & HRI | N/A | N/A | N/A | N/A | N/A | N/A | N/A | N/A
00 Ret.FB-SNCR | N/A | N/A | N/A | N/A | N/A | N/A | N/A | N/A
00 Ret.Oil/Gas Steam SCR | N/A | N/A | N/A | N/A | N/A | N/A | N/A | N/A
00 CC Retirement | 0 | 0 | 0 | 0 | 0 | 0 | 0 | 0
00 CT Retirement | 0 | 0 | 0 | 0 | 0 | 0 | 0 | 0
00 O/G Retirement | 0 | 0 | 0 | 0 | 0 | 0 | 0 | 0
00 Coal Retirement | 0 | 0 | 0 | 0 | 0 | 0 | 0 | 0
00 IGCC Retirement | N/A | 0 | 0 | 0 | 0 | 0 | 0 | 0
00 Nuke Retirement | N/A | 0 | 0 | 0 | 0 | 0 | 0 | 0
00 Biomass Retirement | 0 | 0 | 0 | 0 | 0 | 0 | 0 | 0
00 Fossil_Other Retirement | N/A | N/A | N/A | N/A | N/A | N/A | N/A | N/A
00 Fuel Cell Retirement | 0 | 0 | 0 | 0 | 0 | 0 | 0 | 0
00 Geothermal Retirement | 0 | 0 | 0 | 0 | 0 | 0 | 0 | 0
00 Hydro Retirement | 0 | 0 | 0 | 0 | 0 | 0 | 0 | 0
00 Landfill Gas Retirement | 0 | 0 | 0 | 0 | 0 | 0 | 0 | 0
00 Non Fossil_Other Retirement | 0 | 0 | 0 | 0 | 0 | 0 | 0 | 0
Average | 38.8376 | 37.2688 | 36.8015 | 35.743 | 34.1709 | 32.5408 | 30.9201 | 28.8833
15. Total Annual Production Cost [Million US2019$](*)
Variable O&M | 9758.5642 | 8254.1383 | 7916.9883 | 7824.9102 | 7878.6658 | 7424.6178 | 7172.4177 | 6552.7408
Fixed O&M | 54378.3265 | 51073.6602 | 48505.1307 | 47946.7348 | 50429.7566 | 52250.0732 | 54077.1727 | 55234.8414
Fuel | 75573.6221 | 55336.7198 | 49081.6659 | 50416.9265 | 53351.3148 | 54578.6689 | 53043.9135 | 48656.9425
Capital | 13738.1138 | 21648.8865 | 24229.7546 | 29368.5065 | 41240.0181 | 48484.0749 | 60196.5024 | 76944.9831
Pollutant Transport & Storage | 0 | 0 | -179.9028 | -273.6993 | -340.6954 | -87.9178 | -46.8707 | -31.6124
Total | 153448.6267 | 136313.4048 | 129553.6367 | 135283.3788 | 152559.0599 | 162649.517 | 174443.1356 | 187357.8953
Sales Revenue | 0 | 0 | 0 | 0 | 0 | 0 | 0 | 0
(*) Costs include only those items that are important for determining incremental cost of pollution control
16. Emissions
CO2 Thousand Tonnes | 1623825.3864 | 1341636.889 | 1264862.6438 | 1211396.1133 | 1212550.5582 | 1117439.5083 | 1061679.538 | 960035.5275
CO2 Thousand Tons | 1789960.5855 | 1478901.1007 | 1394272.0057 | 1335335.2611 | 1336607.8183 | 1231765.8619 | 1170301.0332 | 1058257.7224
Carbon Million Tonnes | 442.8172 | 365.8644 | 344.928 | 330.3477 | 330.6625 | 304.7258 | 289.52 | 261.8017
Carbon Million Tons | 488.1223 | 403.2963 | 380.218 | 364.1459 | 364.493 | 335.9026 | 319.1411 | 288.5869
HCL Thousand Tons | 5.7328 | 4.0598 | 2.8307 | 2.5601 | 2.421 | 1.9585 | 1.5689 | 1.1503
MER lbs | 8882.1457 | 6750.7817 | 5460.9268 | 5126.1079 | 5034.1565 | 4598.4619 | 4250.5702 | 3783.2418
NOX Thousand Tons | 874.5658 | 649.0301 | 554.2695 | 473.4324 | 454.9322 | 394.5725 | 355.803 | 302.0079
SO2 Thousand Tons | 1192.1115 | 849.2122 | 550.6231 | 433.9152 | 482.2306 | 406.4168 | 334.2464 | 265.5784

## FuelReport_ToEPA
Fuel Consumption by Fuel and Fuel Type [Tbtu]
Fuel Type | 2023 | 2025 | 2028 | 2030 | 2035 | 2040 | 2045 | 2050
Biomass | 110.0105 | 5.6935 | 1.3659 | 1.0436 | 1.0165 | 0.87407 | 0.79386 | 0.79386
EPA v6 Biomass | 110.0105 | 5.6935 | 1.3659 | 1.0436 | 1.0165 | 0.87407 | 0.79386 | 0.79386
Coal | 11501.8497 | 7860.593 | 5532.6549 | 4860.4124 | 4631.7192 | 3733.0186 | 3020.569 | 2182.557
EPA v6 Coal BA | 116.1764 | 128.7177 | 112.8029 | 96.494 | 96.4772 | 96.4772 | 0 | 0
EPA v6 Coal BB | 124.1128 | 49.6782 | 41.983 | 19.8334 | 19.8334 | 1.9537 | 2.1139 | 1.3186
EPA v6 Coal BD | 246.7679 | 91.2273 | 54.388 | 66.3539 | 33.4939 | 3.2672 | 3.2672 | 3.1565
EPA v6 Coal BE | 1000.9425 | 459.2396 | 404.6863 | 361.1412 | 287.0597 | 261.0348 | 248.4886 | 135.3348
EPA v6 Coal BG | 674.65 | 856.7716 | 649.6276 | 570.8444 | 645.5077 | 551.008 | 353.2075 | 174.7005
EPA v6 Coal BH | 2389.061 | 1680.7347 | 994.7844 | 997.6205 | 811.4211 | 393.8879 | 269.8048 | 146.8381
EPA v6 Coal LA
EPA v6 Coal LD | 0 | 0 | 0 | 0 | 0 | 0 | 0 | 0
EPA v6 Coal LE | 700.4734 | 524.3613 | 397.7185 | 329.5119 | 343.6821 | 315.5155 | 288.9974 | 212.0355
EPA v6 Coal LG | 87.262 | 87.262 | 87.262 | 87.262 | 87.262 | 87.262 | 87.262 | 87.262
EPA v6 Coal LH | 42.704 | 0 | 0 | 0 | 0 | 0 | 0 | 0
EPA v6 Coal SA | 4016.2657 | 2768.7783 | 2231.6067 | 1753.4518 | 1584.6063 | 1384.3298 | 1014.2445 | 760.6506
EPA v6 Coal SB | 1707.9389 | 1027.2788 | 446.7748 | 461.2264 | 684.7421 | 585.0429 | 715.0543 | 623.1316
EPA v6 Coal SD | 149.4179 | 43.6331 | 0 | 0 | 0 | 0 | 0 | 0
EPA v6 Coal SE | 246.0772 | 142.9103 | 111.0207 | 116.673 | 37.6336 | 53.2396 | 38.1288 | 38.1288
LF Gas | 181.5171 | 206.9055 | 233.1992 | 221.4974 | 222.1985 | 283.4702 | 372.4152 | 396.6368
EPA v6 LFG | 181.5171 | 206.9055 | 233.1992 | 221.4974 | 222.1985 | 283.4702 | 372.4152 | 396.6368
MSW | 239.4178 | 235.219 | 235.219 | 230.0142 | 229.5078 | 229.2633 | 229.9509 | 229.5224
EPA v6 MSW | 239.4178 | 235.219 | 235.219 | 230.0142 | 229.5078 | 229.2633 | 229.9509 | 229.5224
NaturalGas | 7964.6903 | 9535.3352 | 12416.4072 | 12727.0781 | 13182.1623 | 13183.1786 | 13290.8815 | 12864.0708
EPA v6 Gas | 7964.6903 | 9535.3352 | 12416.4072 | 12727.0781 | 13182.1623 | 13183.1786 | 13290.8815 | 12864.0708
Nuclear | 8107.1847 | 7566.7284 | 6592.5586 | 6412.2802 | 5224.9348 | 5132.6423 | 4695.7149 | 3815.5828
EPA v6 Nuclear | 8107.1847 | 7566.7284 | 6592.5586 | 6412.2802 | 5224.9348 | 5132.6423 | 4695.7149 | 3815.5828
Oil | 0.39618 | 0.054132 | 0.00061389 | 0.019143 | 0.0061341 | 0.0054261 | 0 | 0
EPA v6 DFO | 0.35828 | 0.016232 | 0.00061389 | 0.019143 | 0.0061341 | 0.0054261 | 0 | 0
EPA v6 RFO | 0.037901 | 0.037901 | 0 | 0 | 0 | 0 | 0 | 0
Pet. Coke | 191.655 | 182.4565 | 120.2462 | 121.4429 | 130.0478 | 28.2747 | 26.2613 | 16.4616
EPA v6 Pet Coke | 191.655 | 182.4565 | 120.2462 | 121.4429 | 130.0478 | 28.2747 | 26.2613 | 16.4616
Waste Coal | 60.2944 | 54.2312 | 58.1055 | 58.013 | 57.6565 | 57.5598 | 48.9865 | 48.7838
EPA v6 Waste Coal | 60.2944 | 54.2312 | 58.1055 | 58.013 | 57.6565 | 57.5598 | 48.9865 | 48.7838
Grand Total | 28357.0156 | 25647.2165 | 25189.757 | 24631.801 | 23679.2494 | 22648.287 | 21685.5731 | 19554.409
Fuel Costs by Fuel and Fuel Type[MMUS$]
Fuel Type | 2023 | 2025 | 2028 | 2030 | 2035 | 2040 | 2045 | 2050
Biomass | 443.6166 | 20.025 | 4.8041 | 3.6706 | 3.5752 | 3.0743 | 2.7921 | 2.7921
EPA v6 Biomass | 443.6166 | 20.025 | 4.8041 | 3.6706 | 3.5752 | 3.0743 | 2.7921 | 2.7921
Coal | 27400.6385 | 14162.9418 | 9166.2373 | 8067.679 | 7862.684 | 6392.0879 | 5183.1908 | 3675.5551
EPA v6 Coal BA | 249.9461 | 250.9892 | 168.1514 | 144.1429 | 154.6896 | 167.865 | 0 | 0
EPA v6 Coal BB | 372.1404 | 164.1102 | 135.8203 | 103.7909 | 109.98 | 4.7583 | 5.4605 | 3.3494
EPA v6 Coal BD | 786.4378 | 210.4185 | 107.4027 | 156.0627 | 58.259 | 7.995 | 8.1337 | 7.9967
EPA v6 Coal BE | 3118.3237 | 1051.5284 | 787.8744 | 699.4888 | 588.0979 | 569.8313 | 535.925 | 282.0901
EPA v6 Coal BG | 1997.08 | 1700.6212 | 1159.9514 | 1039.7103 | 1216.1853 | 1098.1553 | 764.6028 | 400.5721
EPA v6 Coal BH | 6536.0227 | 3148.1485 | 1822.9081 | 1843.5883 | 1565.5141 | 761.0962 | 543.5643 | 309.2307
EPA v6 Coal LA
EPA v6 Coal LD | 0 | 0 | 0 | 0 | 0 | 0 | 0 | 0
EPA v6 Coal LE | 1186.1918 | 848.0051 | 569.712 | 475.3284 | 516.1853 | 483.2199 | 427.7261 | 323.3116
EPA v6 Coal LG | 154.9342 | 147.3381 | 115.5175 | 109.2035 | 114.471 | 120.3934 | 126.3984 | 133.2178
EPA v6 Coal LH | 75.8212 | 0 | 0 | 0 | 0 | 0 | 0 | 0
EPA v6 Coal SA | 8945.0647 | 4848.3357 | 3583.235 | 2743.3008 | 2491.9269 | 2241.8908 | 1590.7276 | 1168.9252
EPA v6 Coal SB | 3320.2385 | 1487.2488 | 574.3701 | 598.3675 | 978.6162 | 836.8084 | 1109.8636 | 976.8197
EPA v6 Coal SD | 175.579 | 37.9339 | 0 | 0 | 0 | 0 | 0 | 0
EPA v6 Coal SE | 482.8584 | 268.2641 | 141.2946 | 154.6949 | 68.7588 | 100.0742 | 70.7887 | 70.0418
LF Gas | 0 | 0 | 0 | 0 | 0 | 0 | 0 | 0
EPA v6 LFG | 0 | 0 | 0 | 0 | 0 | 0 | 0 | 0
MSW | 0 | 0 | 0 | 0 | 0 | 0 | 0 | 0
EPA v6 MSW | 0 | 0 | 0 | 0 | 0 | 0 | 0 | 0
NaturalGas | 41672.9822 | 35537.1337 | 35066.6013 | 37593.8854 | 41494.9082 | 44371.5472 | 44338.6045 | 42080.8186
EPA v6 Gas | 41672.9822 | 35537.1337 | 35066.6013 | 37593.8854 | 41494.9082 | 44371.5472 | 44338.6045 | 42080.8186
Nuclear | 5533.1617 | 5184.9987 | 4542.6136 | 4446.3739 | 3658.3879 | 3644.4048 | 3379.9825 | 2792.1963
EPA v6 Nuclear | 5533.1617 | 5184.9987 | 4542.6136 | 4446.3739 | 3658.3879 | 3644.4048 | 3379.9825 | 2792.1963
Oil | 7.567 | 0.6944 | 0.012803 | 0.40267 | 0.12656 | 0.11116 | 0 | 0
EPA v6 DFO | 7.1716 | 0.31646 | 0.012803 | 0.40267 | 0.12656 | 0.11116 | 0 | 0
EPA v6 RFO | 0.39539 | 0.37794 | 0 | 0 | 0 | 0 | 0 | 0
Pet. Coke | 336.38 | 320.172 | 211.7223 | 213.801 | 228.7647 | 51.3587 | 47.8081 | 30.7135
EPA v6 Pet Coke | 336.38 | 320.172 | 211.7223 | 213.801 | 228.7647 | 51.3587 | 47.8081 | 30.7135
Waste Coal | 179.2761 | 110.7542 | 89.6745 | 91.1138 | 102.8683 | 116.0848 | 91.5354 | 74.8669
EPA v6 Waste Coal | 179.2761 | 110.7542 | 89.6745 | 91.1138 | 102.8683 | 116.0848 | 91.5354 | 74.8669
Grand Total | 75573.6221 | 55336.7198 | 49081.6659 | 50416.9265 | 53351.3148 | 54578.6689 | 53043.9135 | 48656.9425
Fuel Costs by Fuel and Fuel Type[US$/MMBtu]
Fuel Type | 2023 | 2025 | 2028 | 2030 | 2035 | 2040 | 2045 | 2050
Biomass | 4.0325 | 3.5172 | 3.5172 | 3.5172 | 3.5172 | 3.5172 | 3.5172 | 3.5172
EPA v6 Biomass | 4.0325 | 3.5172 | 3.5172 | 3.5172 | 3.5172 | 3.5172 | 3.5172 | 3.5172
Coal | 2.3823 | 1.8018 | 1.6568 | 1.6599 | 1.6976 | 1.7123 | 1.716 | 1.6841
EPA v6 Coal BA | 2.1514 | 1.9499 | 1.4907 | 1.4938 | 1.6034 | 1.7399 | 0 | 0
EPA v6 Coal BB | 2.9984 | 3.3035 | 3.2351 | 5.2331 | 5.5452 | 2.4356 | 2.5832 | 2.5401
EPA v6 Coal BD | 3.187 | 2.3065 | 1.9747 | 2.352 | 1.7394 | 2.447 | 2.4895 | 2.5334
EPA v6 Coal BE | 3.1154 | 2.2897 | 1.9469 | 1.9369 | 2.0487 | 2.183 | 2.1567 | 2.0844
EPA v6 Coal BG | 2.9602 | 1.9849 | 1.7856 | 1.8214 | 1.8841 | 1.993 | 2.1647 | 2.2929
EPA v6 Coal BH | 2.7358 | 1.8731 | 1.8325 | 1.848 | 1.9293 | 1.9323 | 2.0147 | 2.1059
EPA v6 Coal LA | 0 | 0 | 0 | 0 | 0 | 0 | 0 | 0
EPA v6 Coal LD | 0 | 0 | 0 | 0 | 0 | 0 | 0 | 0
EPA v6 Coal LE | 1.6934 | 1.6172 | 1.4325 | 1.4425 | 1.5019 | 1.5315 | 1.48 | 1.5248
EPA v6 Coal LG | 1.7755 | 1.6885 | 1.3238 | 1.2514 | 1.3118 | 1.3797 | 1.4485 | 1.5266
EPA v6 Coal LH | 1.7755 | 0 | 0 | 0 | 0 | 0 | 0 | 0
EPA v6 Coal SA | 2.2272 | 1.7511 | 1.6057 | 1.5645 | 1.5726 | 1.6195 | 1.5684 | 1.5367
EPA v6 Coal SB | 1.944 | 1.4478 | 1.2856 | 1.2973 | 1.4292 | 1.4303 | 1.5521 | 1.5676
EPA v6 Coal SD | 1.1751 | 0.86938 | 0 | 0 | 0 | 0 | 0 | 0
EPA v6 Coal SE | 1.9622 | 1.8772 | 1.2727 | 1.3259 | 1.8271 | 1.8797 | 1.8566 | 1.837
LF Gas | 0 | 0 | 0 | 0 | 0 | 0 | 0 | 0
EPA v6 LFG | 0 | 0 | 0 | 0 | 0 | 0 | 0 | 0
MSW | 0 | 0 | 0 | 0 | 0 | 0 | 0 | 0
EPA v6 MSW | 0 | 0 | 0 | 0 | 0 | 0 | 0 | 0
NaturalGas | 5.2322 | 3.7269 | 2.8242 | 2.9539 | 3.1478 | 3.3658 | 3.336 | 3.2712
EPA v6 Gas | 5.2322 | 3.7269 | 2.8242 | 2.9539 | 3.1478 | 3.3658 | 3.336 | 3.2712
Nuclear | 0.6825 | 0.68524 | 0.68905 | 0.69342 | 0.70018 | 0.71004 | 0.7198 | 0.73179
EPA v6 Nuclear | 0.6825 | 0.68524 | 0.68905 | 0.69342 | 0.70018 | 0.71004 | 0.7198 | 0.73179
Oil | 19.0998 | 12.8278 | 20.8556 | 21.0353 | 20.6321 | 20.4868 | 0 | 0
EPA v6 DFO | 20.0167 | 19.4963 | 20.8556 | 21.0353 | 20.6321 | 20.4868 | 0 | 0
EPA v6 RFO | 10.4322 | 9.9718 | 0 | 0 | 0 | 0 | 0 | 0
Pet. Coke | 1.7551 | 1.7548 | 1.7607 | 1.7605 | 1.7591 | 1.8164 | 1.8205 | 1.8658
EPA v6 Pet Coke | 1.7551 | 1.7548 | 1.7607 | 1.7605 | 1.7591 | 1.8164 | 1.8205 | 1.8658
Waste Coal | 2.9733 | 2.0423 | 1.5433 | 1.5706 | 1.7842 | 2.0168 | 1.8686 | 1.5347
EPA v6 Waste Coal | 2.9733 | 2.0423 | 1.5433 | 1.5706 | 1.7842 | 2.0168 | 1.8686 | 1.5347
Grand Total | 2.6651 | 2.1576 | 1.9485 | 2.0468 | 2.2531 | 2.4098 | 2.446 | 2.4883

## Coal Pivot Tables
Coal Prices (2019$/MMBtu) | [8 empty] | Total TBtu
Coal Region | 2023 | 2025 | 2028 | 2030 | 2035 | 2040 | 2045 | 2050 | 2023 | 2025 | 2028 | 2030 | 2035 | 2040 | 2045 | 2050
Appalachia | 2.5084 | 1.7805 | 1.835 | 1.9075 | 2.0021 | 2.208 | 2.34 | 2.6263 | 3577.9844 | 2552.9617 | 1827.134 | 1780.8063 | 1759.0088 | 1275.4434 | 1175.5475 | 929.4946
Imports | 7.6004 | 2.3515 | 2.3674 | 4.3666 | 3.0941 | 3.0269 | 2.708 |  | 15.3476 | 8.4967 | 6.9875 | 0.29036 | 0.29036 | 0.29036 | 0.29036
Interior | 2.146 | 1.5103 | 1.3551 | 1.3822 | 1.4924 | 1.4426 | 1.5091 | 1.5207 | 2034.1121 | 1759.814 | 1351.7523 | 1188.9714 | 1011.9538 | 842.132 | 661.9286 | 449.8104
Waste Coal | 2.4475 | 1.5163 | 1.0145 | 1.0485 | 1.2461 | 1.4471 | 1.3092 | 0.99552 | 60.2944 | 54.2312 | 58.1055 | 58.013 | 57.6565 | 57.5598 | 48.9865 | 48.7838
West | 1.1063 | 0.81981 | 0.78095 | 0.81694 | 0.85204 | 0.91356 | 0.9329 | 1.0021 | 7293.0221 | 5044.6496 | 3782.1119 | 3318.5923 | 3279.9171 | 2920.6784 | 2540.4004 | 2155.6767
National | 1.6696 | 1.2145 | 1.169 | 1.2311 | 1.2931 | 1.3311 | 1.397 | 1.4884 | 12980.7605 | 9420.1533 | 7026.0913 | 6346.6732 | 6108.8266 | 5096.104 | 4427.1533 | 3583.7654
Coal Prices (2019$/Ton) | [8 empty] | Total Million Tons
Coal Region | 2023 | 2025 | 2028 | 2030 | 2035 | 2040 | 2045 | 2050 | 2023 | 2025 | 2028 | 2030 | 2035 | 2040 | 2045 | 2050
Appalachia | 62.4047 | 44.4745 | 46.0323 | 47.8922 | 50.1946 | 55.4417 | 58.3892 | 65.3829 | 143.8219 | 102.2046 | 72.8347 | 70.926 | 70.1604 | 50.7962 | 47.1117 | 37.3363
Imports | 157.6322 | 48.77 | 49.1 | 90.5625 | 64.1714 | 62.777 | 56.1639 |  | 0.74 | 0.40968 | 0.33691 | 0.014 | 0.014 | 0.014 | 0.014
Interior | 40.9074 | 29.9362 | 26.6045 | 28.0753 | 29.496 | 27.5183 | 27.7073 | 26.8755 | 106.7075 | 88.7812 | 68.8507 | 58.5357 | 51.2026 | 44.1469 | 36.0515 | 25.4519
Waste Coal | 32.7965 | 20.3187 | 13.595 | 14.0505 | 16.6978 | 19.3913 | 17.5434 | 13.34 | 4.4996 | 4.0471 | 4.3362 | 4.3293 | 4.3027 | 4.2955 | 3.6557 | 3.6406
West | 19.4628 | 14.3924 | 13.8501 | 14.3666 | 14.847 | 15.9461 | 16.0445 | 17.2681 | 414.5337 | 287.3492 | 213.2581 | 188.7085 | 188.2288 | 167.3271 | 147.7093 | 125.0998
National | 32.3324 | 23.6978 | 22.8399 | 24.2266 | 25.1644 | 25.4463 | 26.3686 | 27.8496 | 670.3026 | 482.7918 | 359.6167 | 322.5134 | 313.9086 | 266.5797 | 234.5423 | 191.5286

## Final Wholesale Price
Wholesale Electricity Price (2019$/MWh)
Region Group | 2023 | 2025 | 2028 | 2030 | 2035 | 2040 | 2045 | 2050
ERCOT_Tenaska Frontier Generating Station | 36.5498 | 29.8014 | 31.0768 | 34.4812 | 32.3246 | 33.9849 | 32.7182 | 31.0536
ERCOT_Tenaska Gateway Generating Station | 0 | 0 | 31.0768 | 34.4812 | 32.3246 | 33.9849 | 32.7182 | 31.0536
ERCOT_Panhandle | 33.9869 | 27.427 | 28.4165 | 30.6682 | 28.699 | 30.0634 | 28.2409 | 27.088
ERCOT_Rest | 36.2881 | 29.4733 | 30.3759 | 34.3021 | 32.5246 | 34.0516 | 33.2752 | 31.5699
ERCOT_West | 35.0046 | 28.1843 | 29.1511 | 31.5316 | 29.6289 | 31.1225 | 29.255 | 28.2487
FRCC | 42.7202 | 32.5008 | 35.6266 | 39.8371 | 37.7253 | 38.9064 | 38.5437 | 36.7565
MISO_Amite South (including DSG) | 40.5189 | 36.9235 | 36.5566 | 41.8815 | 38.2477 | 38.3536 | 36.8635 | 35.0111
MISO_Arkansas | 38.2062 | 35.5384 | 35.2294 | 40.8899 | 37.2997 | 37.5474 | 36.0415 | 34.3055
MISO_Iowa | 39.3138 | 34.312 | 34.189 | 37.8652 | 35.4676 | 35.3624 | 33.8089 | 31.2394
MISO_Illinois | 41.3367 | 36.1832 | 36.1387 | 39.8269 | 38.1188 | 39.105 | 40.7263 | 37.1396
MISO_Indiana (including parts of Kentucky) | 44.3569 | 37.8026 | 36.757 | 39.443 | 38.1565 | 38.5068 | 37.0484 | 33.9209
MISO_Louisiana | 39.6199 | 36.5351 | 36.6048 | 41.7047 | 37.7612 | 37.857 | 36.1284 | 34.1233
MISO_Lower Michigan | 41.8942 | 32.3902 | 39.1206 | 40.9047 | 35.6859 | 34.7677 | 34.1939 | 35.026
MISO_MT, SD, ND | 38.7914 | 31.5564 | 34.0892 | 33.9539 | 31.449 | 31.0359 | 29.0757 | 26.9721
MISO_Iowa-MidAmerican | 38.9228 | 33.8716 | 33.6926 | 37.1412 | 35.0134 | 35.1628 | 34.0224 | 31.4489
MISO_Minnesota and Western Wisconsin | 39.7465 | 35.055 | 34.9311 | 38.7162 | 35.8269 | 36.0764 | 33.8393 | 31.3376
MISO_Missouri | 40.3489 | 35.321 | 35.3387 | 39.3354 | 37.3342 | 38.2568 | 36.4911 | 33.2909
MISO_Mississippi | 40.5466 | 37.3778 | 37.4955 | 42.7049 | 38.7319 | 38.9182 | 37.2227 | 35.2214
MISO_WOTAB (including Western) | 39.4303 | 31.183 | 33.8108 | 34.1679 | 34.3526 | 35.6065 | 36.0114 | 33.9595
MISO_Wisconsin- Upper Michigan (WUMS) | 40.2602 | 36.3491 | 35.2304 | 39.0137 | 36.7967 | 37.3086 | 35.7656 | 33.372
ISONE_Connecticut | 48.7654 | 34.852 | 29.8838 | 34.0132 | 35.4833 | 36.7926 | 35.2749 | 32.7776
ISONE_Maine | 47.6584 | 33.2308 | 28.1752 | 33.1349 | 33.3397 | 31.4727 | 29.7677 | 27.6429
ISONE_MA, VT, NH, RI (Rest of ISO New England) | 49.3426 | 34.6445 | 29.5103 | 34.2006 | 35.5345 | 37.012 | 35.0741 | 32.3148
NY_Zone A (West) | 46.1699 | 32.9249 | 27.074 | 32.4283 | 31.497 | 28.7049 | 31.1223 | 29.3575
NY_Zone B (Genesee) | 47.0359 | 33.5928 | 27.5849 | 32.9871 | 31.9794 | 29.2271 | 31.5477 | 29.7524
NY_Zone C&E | 49.0864 | 34.2648 | 28.2859 | 33.6325 | 31.9788 | 29.8547 | 29.4749 | 29.6682
NY_Zone D (North) | 47.9072 | 33.4002 | 27.5926 | 32.7848 | 31.2102 | 29.1342 | 28.1707 | 26.8314
NY_Zone F (Capital) | 50.9587 | 35.5851 | 29.0732 | 34.3245 | 32.379 | 30.9332 | 30.5714 | 30.4181
NY_Zone G-I (Downstate NY) | 53.7225 | 37.1801 | 30.978 | 35.3379 | 33.1781 | 31.956 | 31.537 | 33.0274
NY_Zone J (NYC) | 313.9211 | 41.2003 | 34.566 | 38.9151 | 34.0072 | 33.2075 | 36.4174 | 36.2532
NY_Zone K (LI) | 57.7171 | 43.6699 | 36.8148 | 39.9539 | 34.0911 | 32.9599 | 32.7563 | 35.6901
PJM_AP | 39.4517 | 32.1066 | 32.6084 | 36.3014 | 34.5324 | 36.4088 | 35.2495 | 33.0755
PJM_ATSI | 39.589 | 33.0759 | 33.8928 | 37.1692 | 35.4139 | 36.7742 | 35.249 | 33.3693
PJM_ComEd | 37.6263 | 31.2995 | 29.7951 | 33.2004 | 34.7747 | 36.4591 | 41.2356 | 38.7861
PJM_Dominion | 40.3787 | 32.846 | 33.017 | 36.9437 | 34.6316 | 36.1198 | 35.5446 | 36.899
PJM_EMAAC | 40.6801 | 29.87 | 30.3175 | 31.1899 | 33.6478 | 36.0649 | 35.015 | 33.9382
PJM_PENELEC | 38.5638 | 28.8477 | 30.1396 | 31.0898 | 33.0442 | 35.621 | 34.5931 | 32.4726
PJM_SWMAAC | 115.8799 | 81.1731 | 33.0865 | 37.0166 | 35.2642 | 38.9552 | 37.8831 | 36.4426
PJM West | 39.2828 | 32.4382 | 33.2599 | 37.1024 | 35.2894 | 36.9289 | 35.661 | 33.5386
PJM_Western MAAC | 39.6647 | 29.2018 | 30.0694 | 30.9824 | 33.2896 | 35.8898 | 34.7187 | 33.1483
SERC_Central_Kentucky | 40.4711 | 36.6919 | 37.2259 | 41.3622 | 37.6363 | 37.9298 | 36.4752 | 34.634
SERC_Central_TVA | 39.9131 | 35.9227 | 37.1897 | 40.2145 | 38.0681 | 38.1632 | 36.9626 | 35.0804
SERC_Delta_AECI | 36.614 | 30.6228 | 30.3971 | 34.3147 | 32.247 | 33.0013 | 31.366 | 32.3871
SERC_Southeastern | 40.1657 | 32.0731 | 32.5391 | 36.1433 | 37.9611 | 38.5958 | 37.7082 | 35.919
SERC_VACAR | 120.9914 | 44.4524 | 40.959 | 44.846 | 41.2158 | 40.6073 | 39.3416 | 37.0738
SPP_Kiamichi Energy Facility | 0 | 29.8014 | 31.0768 | 34.2619 | 32.2181 | 33.9142 | 32.6818 | 31.0242
SPP North- (Kansas, Missouri) | 31.9266 | 28.6619 | 31.6829 | 34.563 | 32.2395 | 34.3351 | 32.308 | 29.729
SPP Nebraska | 31.119 | 27.9728 | 30.8848 | 33.7495 | 31.6268 | 33.741 | 31.8699 | 29.4003
SPP SPS (Texas Panhandle) | 31.6929 | 25.2983 | 28.4887 | 29.7165 | 27.1882 | 28.2676 | 28.4626 | 25.969
SPP_WAUE | 30.651 | 27.2819 | 30.1085 | 33.0818 | 31.1334 | 32.9588 | 31.3056 | 28.8747
SPP West (Oklahoma, Arkansas, Louisiana) | 32.402 | 28.8042 | 31.3422 | 34.6941 | 32.3246 | 34.0647 | 31.9086 | 29.2622
WECC_BANC | 65.6895 | 56.4276 | 54.0881 | 73.3645 | 64.7342 | 62.7126 | 65.7254 | 64.5301
WECC_Northern California (not including BANC) | 53.5392 | 45.3501 | 43.2492 | 68.1944 | 65.9994 | 59.7763 | 60.4466 | 52.7679
WECC_LADWP | 50.7375 | 45.5909 | 43.4355 | 67.2101 | 64.3277 | 61.3925 | 63.1712 | 59.7363
WECC_San Diego Gas and Electric | 55.0694 | 46.0095 | 43.7271 | 67.9061 | 64.8665 | 62.0426 | 64.8337 | 63.2266
WECC_Arizona | 39.6815 | 30.8488 | 29.4698 | 33.0468 | 33.5398 | 35.3745 | 34.6043 | 33.6098
WECC_Colorado | 35.7667 | 29.9264 | 26.9374 | 36.074 | 35.0479 | 37.3877 | 35.9195 | 33.6368
WECC_Idaho | 42.8508 | 35.5841 | 31.0415 | 34.6219 | 33.1028 | 34.785 | 34.3249 | 31.9165
WECC_Imperial Irrigation District (IID) | 31.9691 | 28.15 | 29.8854 | 51.0625 | 49.8019 | 48.5046 | 50.7716 | 49.2526
WECC_Montana | 37.3213 | 26.1856 | 25.371 | 32.2499 | 29.9208 | 31.0803 | 30.517 | 28.3938
WECC_New Mexico | 38.6181 | 30.0945 | 29.03 | 32.6724 | 32.561 | 33.9538 | 33.4163 | 31.1276
WECC_Northern Nevada | 38.7652 | 34.2217 | 32.7913 | 36.5677 | 34.1511 | 34.3691 | 34.41 | 31.7838
WECC_Pacific Northwest | 38.5859 | 31.0357 | 30.1145 | 33.995 | 31.2484 | 32.299 | 31.9794 | 28.9572
WECC_Southern California Edison | 55.1642 | 46.3703 | 43.9858 | 68.9707 | 65.5428 | 61.9421 | 64.2677 | 59.8275
WECC_Southern Nevada | 40.0976 | 30.9785 | 29.3862 | 33.1638 | 30.777 | 32.7237 | 33.5089 | 34.0278
WECC_Utah | 35.5782 | 35.6646 | 31.3609 | 35.2927 | 33.8688 | 36.0427 | 35.3604 | 33.2052
WECC_Wyoming | 26.8097 | 19.9965 | 19.7448 | 28.6276 | 26.5369 | 30.29 | 29.8869 | 28.9819
National | 50.4391 | 34.8113 | 33.8521 | 38.9224 | 37.227 | 37.8908 | 37.2775 | 35.2742

## Natural Gas
Less Stringent Scenario - Natural Gas Results
| Delivered Natural Gas Price (2019$/MMBtu) | [24 empty] | Natural Gas Consumption in the Power Sector (Tcf)
| Winter | [7 empty] | Winter-Shoulder | [7 empty] | Summer | [8 empty] | Winter | [7 empty] | Winter-Shoulder | [7 empty] | Summer
| 2023 | 2025 | 2028 | 2030 | 2035 | 2040 | 2045 | 2050 | 2023 | 2025 | 2028 | 2030 | 2035 | 2040 | 2045 | 2050 | 2023 | 2025 | 2028 | 2030 | 2035 | 2040 | 2045 | 2050 |  | 2023 | 2025 | 2028 | 2030 | 2035 | 2040 | 2045 | 2050 | 2023 | 2025 | 2028 | 2030 | 2035 | 2040 | 2045 | 2050 | 2023 | 2025 | 2028 | 2030 | 2035 | 2040 | 2045 | 2050
ERC_FRNT | 5.3558 | 3.9056 | 3.0669 | 3.1045 | 3.31 | 3.244 | 3.0006 | 2.9369 | 5.1125 | 3.5833 | 2.7259 | 2.8006 | 2.9629 | 3.1629 | 3.0971 | 3.0334 | 4.9244 | 3.4572 | 2.5835 | 2.7377 | 2.8656 | 3.2951 | 3.3324 | 3.2687 | ERC_FRNT | 0 | 0 | 0.0091066 | 0.01053 | 0.01053 | 0.01053 | 0.01053 | 0.01053 | 0 | 0 | 0.013404 | 0.0087507 | 0.0087507 | 0.0087507 | 0.0087507 | 0.0087507 | 0.0093272 | 0.016879 | 0.019738 | 0.019738 | 0.016879 | 0.016879 | 0.016879 | 0.016879
ERC_GWAY | 5.3558 | 3.9056 | 3.0669 | 3.1045 | 3.31 | 3.244 | 3.0006 | 2.9369 | 5.1125 | 3.5833 | 2.7259 | 2.8006 | 2.9629 | 3.1629 | 3.0971 | 3.0334 | 4.9244 | 3.4572 | 2.5835 | 2.7377 | 2.8656 | 3.2951 | 3.3324 | 3.2687 | ERC_GWAY | 0 | 0 | 0 | 0.010691 | 0.010691 | 0.010691 | 0.010691 | 0.00029203 | 0 | 0 | 0 | 8.9093e-05 | 0.0088846 | 0.0088846 | 0.0088846 | 8.9093e-05 | 0 | 0 | 0.02004 | 0.017137 | 0.017137 | 0.017137 | 0.017137 | 0.017137
ERC_PHDL | - | - | - | - | - | - | - | - | - | - | - | - | - | - | - | - | - | - | - | - | - | - | - | - | ERC_PHDL | - | - | - | - | - | - | - | - | - | - | - | - | - | - | - | - | - | - | - | - | - | - | - | -
ERC_REST | 5.3558 | 3.9056 | 3.0669 | 3.1045 | 3.31 | 3.244 | 3.0006 | 2.9369 | 5.1125 | 3.5833 | 2.7259 | 2.8006 | 2.9629 | 3.1629 | 3.0971 | 3.0334 | 4.9244 | 3.4572 | 2.5835 | 2.7377 | 2.8656 | 3.2951 | 3.3324 | 3.2687 | ERC_REST | 0.090786 | 0.070466 | 0.092522 | 0.1364 | 0.20011 | 0.21208 | 0.24153 | 0.18066 | 0.095157 | 0.099372 | 0.18178 | 0.20071 | 0.28343 | 0.28169 | 0.2776 | 0.20802 | 0.32912 | 0.30087 | 0.42952 | 0.47817 | 0.58157 | 0.5978 | 0.61299 | 0.51828
ERC_WEST | 5.2584 | 3.804 | 3.02 | 3.0722 | 3.2888 | 3.2007 | 2.9515 | 2.8878 | 4.9771 | 3.4621 | 2.6562 | 2.7379 | 2.9073 | 3.0952 | 3.0084 | 2.9447 | 4.7555 | 3.3311 | 2.4752 | 2.5963 | 2.7516 | 3.1602 | 3.1873 | 3.1236 | ERC_WEST | 0.00037425 | 0.00039905 | 5.0987e-05 | 0.0029901 | 0.0067853 | 0.0084149 | 0.0041496 | 0.0035142 | 0.00049363 | 0.00029341 | 0.0002731 | 0 | 0 | 0 | 2.8633e-06 | 0.00035401 | 0.011011 | 0.013376 | 0.019918 | 0.021516 | 0.02389 | 0.023891 | 0.023908 | 0.024146
FRCC | 5.6103 | 4.2228 | 3.3788 | 3.4629 | 3.7455 | 3.644 | 3.4736 | 3.4099 | 5.3702 | 3.8722 | 3.0254 | 3.1486 | 3.346 | 3.4929 | 3.3778 | 3.3141 | 5.4308 | 3.9917 | 3.2475 | 3.5781 | 3.7795 | 4.176 | 4.5221 | 4.4584 | FRCC | 0.26038 | 0.27338 | 0.29514 | 0.29789 | 0.30248 | 0.30932 | 0.31108 | 0.29622 | 0.36896 | 0.39593 | 0.41614 | 0.42444 | 0.41726 | 0.42671 | 0.42801 | 0.39985 | 0.61362 | 0.65717 | 0.69727 | 0.7029 | 0.72711 | 0.7466 | 0.76085 | 0.74529
MIS_AMSO | 5.4006 | 4.0093 | 3.1768 | 3.245 | 3.4853 | 3.39 | 3.1463 | 3.0826 | 5.1762 | 3.6699 | 2.821 | 2.9416 | 3.1276 | 3.3008 | 3.1963 | 3.1326 | 5.001 | 3.5508 | 2.6864 | 2.8951 | 3.1103 | 3.567 | 3.7824 | 3.7187 | MIS_AMSO | 0.031784 | 0.037161 | 0.039765 | 0.046709 | 0.041985 | 0.042335 | 0.043254 | 0.049622 | 0.034529 | 0.04828 | 0.060359 | 0.054005 | 0.054208 | 0.045461 | 0.042773 | 0.051657 | 0.07183 | 0.080817 | 0.097324 | 0.078681 | 0.072604 | 0.072565 | 0.069738 | 0.074141
MIS_AR | 5.3816 | 3.9848 | 3.1591 | 3.2177 | 3.4319 | 3.3433 | 3.0957 | 3.032 | 5.1816 | 3.6708 | 2.8187 | 2.9297 | 3.0987 | 3.2806 | 3.171 | 3.1073 | 4.9399 | 3.4664 | 2.603 | 2.7912 | 2.9336 | 3.363 | 3.4031 | 3.3394 | MIS_AR | 0.013568 | 0.02921 | 0.0487 | 0.050726 | 0.052866 | 0.049386 | 0.050823 | 0.054228 | 0.0026414 | 0.013119 | 0.059661 | 0.060247 | 0.058215 | 0.057648 | 0.057648 | 0.047996 | 0.044712 | 0.065256 | 0.091503 | 0.10894 | 0.10213 | 0.10151 | 0.10148 | 0.10688
MIS_IA | 5.6379 | 4.2774 | 3.4158 | 3.4708 | 3.6198 | 3.4649 | 3.1496 | 3.0859 | 5.351 | 3.845 | 3.0052 | 3.1296 | 3.1863 | 3.3122 | 3.1329 | 3.0692 | 4.7923 | 3.3651 | 2.4696 | 2.607 | 2.7165 | 3.0992 | 3.0914 | 3.0277 | MIS_IA | 0.004149 | 0.0067887 | 0.010683 | 0.014113 | 0.014113 | 0.014113 | 0.014113 | 0.014113 | 6.5338e-06 | 0.00037243 | 0.016003 | 0.014578 | 0.014402 | 0.012963 | 0.012917 | 0.00045084 | 0.012668 | 0.020229 | 0.028606 | 0.028545 | 0.028139 | 0.025925 | 0.023832 | 0.022244
MIS_IL | 5.4882 | 4.1146 | 3.2776 | 3.3347 | 3.5185 | 3.3893 | 3.1028 | 3.039 | 5.2557 | 3.7526 | 2.9186 | 3.0409 | 3.1533 | 3.3076 | 3.1499 | 3.0861 | 4.7996 | 3.3643 | 2.4884 | 2.6363 | 2.7638 | 3.1536 | 3.1522 | 3.0884 | MIS_IL | 0.0011121 | 0.00458 | 0.0063487 | 0.0082471 | 0.0027409 | 0.0026055 | 0 | 0 | 0 | 0.00032483 | 0.0084215 | 0.0068834 | 0 | 8.3403e-05 | 0 | 0 | 0.0045476 | 0.011294 | 0.020837 | 0.019214 | 0.0051167 | 0.0044042 | 0 | 0
MIS_INKY | 5.3985 | 4.0109 | 3.1825 | 3.2491 | 3.4627 | 3.357 | 3.1007 | 3.037 | 5.1849 | 3.6748 | 2.83 | 2.9499 | 3.1122 | 3.2879 | 3.1606 | 3.0969 | 4.8486 | 3.3951 | 2.5259 | 2.6976 | 2.8382 | 3.247 | 3.2721 | 3.2084 | MIS_INKY | 0.012766 | 0.020363 | 0.030449 | 0.03509 | 0.058903 | 0.10205 | 0.1103 | 0.093424 | 0.01509 | 0.020885 | 0.03147 | 0.032558 | 0.05889 | 0.10205 | 0.098772 | 0.07097 | 0.027195 | 0.037856 | 0.078297 | 0.068464 | 0.10354 | 0.16423 | 0.1882 | 0.17726
MIS_LA | 5.334 | 3.9373 | 3.1102 | 3.1723 | 3.3933 | 3.3034 | 3.0557 | 2.992 | 5.124 | 3.6138 | 2.764 | 2.8785 | 3.0516 | 3.2311 | 3.1248 | 3.0611 | 4.9082 | 3.4367 | 2.5765 | 2.7733 | 2.9318 | 3.3689 | 3.4505 | 3.3868 | MIS_LA | 0.032478 | 0.041518 | 0.055859 | 0.069977 | 0.10067 | 0.11166 | 0.11765 | 0.13264 | 0.0143 | 0.044103 | 0.067151 | 0.073624 | 0.11395 | 0.11482 | 0.11354 | 0.13318 | 0.059489 | 0.077142 | 0.13283 | 0.098356 | 0.18989 | 0.20727 | 0.21617 | 0.24836
MIS_LMI | 5.5683 | 4.1879 | 3.3736 | 3.4329 | 3.5876 | 3.4477 | 3.1268 | 3.0631 | 5.3596 | 3.8565 | 3.0539 | 3.1877 | 3.2843 | 3.4233 | 3.2205 | 3.1568 | 4.843 | 3.4077 | 2.5504 | 2.7036 | 2.8266 | 3.2099 | 3.1932 | 3.1294 | MIS_LMI | 0.053828 | 0.065233 | 0.071138 | 0.073044 | 0.074666 | 0.074998 | 0.077255 | 0.078975 | 0.042115 | 0.048377 | 0.082088 | 0.079813 | 0.065077 | 0.054384 | 0.055188 | 0.068486 | 0.094576 | 0.12373 | 0.1469 | 0.14422 | 0.14595 | 0.14526 | 0.14521 | 0.15953
MIS_MAPP | 5.6698 | 4.2971 | 3.464 | 3.4964 | 3.6756 | 3.5318 | 3.1587 | 3.095 | 5.4675 | 3.9717 | 3.1043 | 3.2336 | 3.3004 | 3.4325 | 3.2455 | 3.1818 | 4.923 | 3.5073 | 2.5871 | 2.7243 | 2.8387 | 3.2079 | 3.1838 | 3.12 | MIS_MAPP | 0 | 0 | 0 | 5.9108e-06 | 0 | 3.9637e-05 | 0 | 0 | 0 | 0 | 7.3016e-06 | 1.4486e-05 | 1.0804e-05 | 1.0804e-05 | 4.1723e-06 | 4.1723e-06 | 9.7262e-05 | 0.00010715 | 0.00024632 | 0.00025657 | 0.0003262 | 0.00018113 | 1.4646e-05 | 0
MIS_MIDA | 5.5449 | 4.1766 | 3.3376 | 3.3837 | 3.5454 | 3.4038 | 3.0987 | 3.035 | 5.2862 | 3.785 | 2.9504 | 3.0753 | 3.1455 | 3.2777 | 3.1047 | 3.041 | 4.7544 | 3.3289 | 2.4357 | 2.5719 | 2.6891 | 3.0741 | 3.0678 | 3.004 | MIS_MIDA | 2.7197e-05 | 0.00014807 | 0.003458 | 0.0053357 | 0.0054128 | 0.0054128 | 0.0054128 | 0.0053453 | 0 | 2.1382e-06 | 0.00026202 | 0.00024851 | 0.00027425 | 0.00022967 | 0.00022967 | 0.00020851 | 0.001644 | 0.0028228 | 0.010781 | 0.012673 | 0.012725 | 0.01179 | 0.024278 | 0.016139
MIS_MNWI | 5.9299 | 4.5723 | 3.6954 | 3.7512 | 3.8981 | 3.7443 | 3.4181 | 3.3544 | 5.6482 | 4.1439 | 3.3199 | 3.4502 | 3.5019 | 3.6127 | 3.4134 | 3.3497 | 5.0973 | 3.664 | 2.7834 | 2.9294 | 3.0133 | 3.3844 | 3.3734 | 3.3097 | MIS_MNWI | 0.0015167 | 0.0044024 | 0.01589 | 0.018396 | 0.028813 | 0.029022 | 0.025492 | 0.015831 | 0.00016134 | 0.0001415 | 0.0064788 | 0.0034926 | 0.0034507 | 0.0034514 | 0.0034274 | 0.0033842 | 0.0086828 | 0.01136 | 0.04509 | 0.044312 | 0.045705 | 0.025223 | 0.022857 | 0.015841
MIS_MO | 5.4769 | 4.0884 | 3.2457 | 3.3075 | 3.4939 | 3.3676 | 3.0907 | 3.027 | 5.2141 | 3.713 | 2.8639 | 2.9856 | 3.1139 | 3.2711 | 3.1259 | 3.0622 | 4.8012 | 3.3649 | 2.4854 | 2.6445 | 2.777 | 3.1774 | 3.1909 | 3.1272 | MIS_MO | 0.00062295 | 0.00064926 | 0.0020948 | 0.0065319 | 0.01205 | 0.017298 | 0.015495 | 0.004758 | 0.00083996 | 0.000847 | 0.00093338 | 0.0010075 | 0.0021988 | 0.0032964 | 0.0031133 | 0.00087357 | 0.0017526 | 0.0023146 | 0.011726 | 0.037282 | 0.056989 | 0.053237 | 0.065586 | 0.034869
MIS_MS | 5.4664 | 4.0784 | 3.2375 | 3.3096 | 3.5728 | 3.4743 | 3.2584 | 3.1947 | 5.2237 | 3.723 | 2.8721 | 2.9915 | 3.1881 | 3.3494 | 3.2407 | 3.177 | 5.1905 | 3.75 | 2.9305 | 3.1696 | 3.3937 | 3.8149 | 4.0801 | 4.0164 | MIS_MS | 0.0087232 | 0.01094 | 0.016867 | 0.018026 | 0.016537 | 0.016769 | 0.016899 | 0.015161 | 0.0020874 | 0.0096141 | 0.018174 | 0.020326 | 0.017906 | 0.016801 | 0.016943 | 0.017317 | 0.01099 | 0.015782 | 0.032106 | 0.044417 | 0.028557 | 0.021597 | 0.017495 | 0.016173
MIS_WOTA | 5.5081 | 4.1001 | 3.2299 | 3.2705 | 3.4741 | 3.3986 | 3.1504 | 3.0867 | 5.2993 | 3.7783 | 2.886 | 2.9804 | 3.1435 | 3.3326 | 3.2511 | 3.1874 | 5.0757 | 3.5919 | 2.7095 | 2.8976 | 3.0203 | 3.4541 | 3.4895 | 3.4257 | MIS_WOTA | 0.040747 | 0.048264 | 0.056088 | 0.056448 | 0.055935 | 0.056333 | 0.052982 | 0.051279 | 0.039884 | 0.051783 | 0.075492 | 0.07732 | 0.065801 | 0.064718 | 0.064148 | 0.049043 | 0.096041 | 0.1031 | 0.11993 | 0.11765 | 0.10012 | 0.097395 | 0.097348 | 0.092087
MIS_WUMS | 5.7227 | 4.3679 | 3.4756 | 3.5323 | 3.6772 | 3.5245 | 3.1874 | 3.1237 | 5.4461 | 3.9435 | 3.1354 | 3.2715 | 3.3183 | 3.414 | 3.1947 | 3.131 | 4.9029 | 3.4637 | 2.5978 | 2.7526 | 2.811 | 3.1703 | 3.1561 | 3.0924 | MIS_WUMS | 0.017855 | 0.028044 | 0.039678 | 0.041773 | 0.045834 | 0.051701 | 0.051009 | 0.042816 | 0.00037526 | 0.014188 | 0.044319 | 0.040538 | 0.047535 | 0.046664 | 0.046267 | 0.035423 | 0.026584 | 0.05248 | 0.090852 | 0.092877 | 0.10283 | 0.093249 | 0.090346 | 0.084206
NENG_CT | 9.3676 | 7.4113 | 6.4349 | 6.6142 | 6.671 | 6.3028 | 5.8673 | 5.8036 | 5.9492 | 4.1249 | 3.1343 | 3.2196 | 3.371 | 3.5175 | 3.3283 | 3.2646 | 4.8142 | 3.2007 | 2.1951 | 2.3297 | 2.5136 | 2.7694 | 2.8726 | 2.8089 | NENG_CT | 0.026841 | 0.013797 | 0.030484 | 0.021987 | 0.019942 | 0.020665 | 0.031485 | 0.028453 | 0.022456 | 0.0057592 | 0.029367 | 0.017583 | 0.0051793 | 0.0018281 | 0.002313 | 0.0017224 | 0.064056 | 0.059388 | 0.08308 | 0.085436 | 0.074306 | 0.082669 | 0.092812 | 0.096493
NENG_ME | 9.3464 | 7.39 | 6.4136 | 6.593 | 6.6497 | 6.2816 | 5.8461 | 5.7824 | 5.9279 | 4.1037 | 3.113 | 3.1984 | 3.3498 | 3.4962 | 3.307 | 3.2433 | 4.7929 | 3.1794 | 2.1738 | 2.3085 | 2.4923 | 2.7482 | 2.8514 | 2.7877 | NENG_ME | 0.0032024 | 0.00078845 | 0.0012022 | 0.0012213 | 0.0012213 | 0.0011441 | 0.0011552 | 0.0011552 | 0.0010501 | 4.3667e-05 | 4.5044e-05 | 0.00019305 | 0.0001256 | 0.00014393 | 0.0002374 | 0.00012035 | 0.014833 | 0.0020426 | 0.0012689 | 0.0020002 | 0.0012689 | 0.0017068 | 0.0017923 | 0.0017895
NENGREST | 9.3464 | 7.39 | 6.4136 | 6.593 | 6.6497 | 6.2816 | 5.8461 | 5.7824 | 5.9279 | 4.1037 | 3.113 | 3.1984 | 3.3498 | 3.4962 | 3.307 | 3.2433 | 4.7929 | 3.1794 | 2.1738 | 2.3085 | 2.4923 | 2.7482 | 2.8514 | 2.7877 | NENGREST | 0.029449 | 0.0046964 | 0.016479 | 0.028014 | 0.028436 | 0.029111 | 0.029412 | 0.018022 | 0.014943 | 0.0023077 | 0.0051941 | 0.0043188 | 0.0023475 | 0.00021448 | 0.00073167 | 0.00079247 | 0.099397 | 0.08129 | 0.11368 | 0.12319 | 0.094218 | 0.086193 | 0.074319 | 0.070331
NY_Z_A | 5.2497 | 3.7414 | 2.875 | 3.0124 | 3.3135 | 3.1461 | 2.9393 | 2.8756 | 4.973 | 3.303 | 2.3783 | 2.4442 | 2.7174 | 2.9516 | 2.9118 | 2.8481 | 4.5633 | 3.0196 | 2.0344 | 2.1318 | 2.3862 | 2.7637 | 2.8779 | 2.8142 | NY_Z_A | 0.0038771 | 0.0040475 | 0.004856 | 0.0044276 | 0.0043157 | 0.00079272 | 0.00059027 | 0.00085711 | 0.00083744 | 0.0011446 | 0.001315 | 0.0013206 | 0.0011446 | 0 | 0 | 0 | 0.0028227 | 0.0018159 | 0.0061138 | 0.0075347 | 0.0061132 | 0 | 0 | 0
NY_Z_B | 5.1492 | 3.6349 | 2.7646 | 2.8689 | 3.1959 | 3.0715 | 2.8722 | 2.8085 | 4.9177 | 3.2426 | 2.3208 | 2.3863 | 2.6721 | 2.9113 | 2.8706 | 2.8069 | 4.524 | 2.9699 | 1.9831 | 2.0766 | 2.3431 | 2.7238 | 2.8411 | 2.7774 | NY_Z_B | 0.0028791 | 0.0032589 | 0.0032877 | 0.0032637 | 0.0032522 | 0.0018087 | 0.0015292 | 0.0017022 | 0.001446 | 0.0022242 | 0.0028619 | 0.0036928 | 0.0024883 | 0 | 0 | 0 | 0.0034658 | 0.0037392 | 0.0050718 | 0.0057824 | 0.0050375 | 0 | 0 | 0
NY_Z_C&E | 5.832 | 4.3096 | 3.3613 | 3.4622 | 3.6642 | 3.5035 | 3.2448 | 3.1811 | 5.1869 | 3.4884 | 2.5444 | 2.6093 | 2.8483 | 3.0693 | 2.9929 | 2.9291 | 4.6566 | 3.0838 | 2.0938 | 2.2011 | 2.441 | 2.7784 | 2.892 | 2.8283 | NY_Z_C&E | 0.01564 | 0.012453 | 0.014495 | 0.015091 | 0.013941 | 0.012226 | 0.012223 | 0.012226 | 0.01657 | 0.01657 | 0.016571 | 0.016579 | 0.016572 | 0 | 0 | 0 | 0.023298 | 0.022929 | 0.023507 | 0.024352 | 0.023559 | 0.00054503 | 0.00054503 | 0.00054414
NY_Z_D | 7.1977 | 5.6592 | 4.5547 | 4.6489 | 4.6008 | 4.3674 | 3.9901 | 3.9264 | 5.7254 | 3.9799 | 2.9916 | 3.0554 | 3.2008 | 3.3851 | 3.2374 | 3.1737 | 4.9219 | 3.3117 | 2.3152 | 2.4501 | 2.6368 | 2.8875 | 2.9938 | 2.9301 | NY_Z_D | 0 | 0 | 0 | 0 | 0 | 0 | 0 | 0 | 0 | 0 | 0 | 0 | 0 | 0 | 0 | 0 | 0 | 0 | 0 | 0 | 0 | 0 | 0 | 0
NY_Z_F | 7.1977 | 5.6592 | 4.5547 | 4.6489 | 4.6008 | 4.3674 | 3.9901 | 3.9264 | 5.7254 | 3.9799 | 2.9916 | 3.0554 | 3.2008 | 3.3851 | 3.2374 | 3.1737 | 4.9219 | 3.3117 | 2.3152 | 2.4501 | 2.6368 | 2.8875 | 2.9938 | 2.9301 | NY_Z_F | 0.032512 | 0.015158 | 0.020216 | 0.026024 | 0.027381 | 0.00037697 | 0.0016398 | 0.0031366 | 0.017098 | 0.0007689 | 0.0017486 | 0.018214 | 0.00032469 | 0 | 0 | 0 | 0.055638 | 0.051017 | 0.055313 | 0.055628 | 0.053402 | 0.00026156 | 0.00027552 | 0.00044249
NY_Z_G-I | 7.1977 | 5.6592 | 4.5547 | 4.6489 | 4.6008 | 4.3674 | 3.9901 | 3.9264 | 5.7254 | 3.9799 | 2.9916 | 3.0554 | 3.2008 | 3.3851 | 3.2374 | 3.1737 | 4.9219 | 3.3117 | 2.3152 | 2.4501 | 2.6368 | 2.8875 | 2.9938 | 2.9301 | NY_Z_G-I | 0.020938 | 0.02093 | 0.020938 | 0.02093 | 0.02093 | 0.0052122 | 0.0052122 | 0.0052122 | 0.028371 | 0.021687 | 0.025119 | 0.028371 | 0.0070744 | 1.6002e-06 | 2.6453e-05 | 1.2502e-05 | 0.039306 | 0.039267 | 0.039288 | 0.039265 | 0.039254 | 0.020813 | 0.01044 | 0.0076136
NY_Z_J | 9.5079 | 7.5118 | 6.4287 | 6.5702 | 6.4596 | 5.9956 | 5.5083 | 5.4446 | 6.0291 | 4.1934 | 3.1539 | 3.2166 | 3.3522 | 3.5241 | 3.3771 | 3.3134 | 4.9471 | 3.3341 | 2.321 | 2.4532 | 2.6356 | 2.9055 | 3.0102 | 2.9465 | NY_Z_J | 0.020203 | 0.018892 | 0.01934 | 0.01973 | 0.0013657 | 0.0069816 | 0.0084452 | 0.0085924 | 0.028757 | 0.029893 | 0.032976 | 0.030302 | 0.013933 | 0.0002826 | 0.00071339 | 0.00064395 | 0.090069 | 0.084653 | 0.083164 | 0.077877 | 0.067485 | 0.04465 | 0.056429 | 0.064316
NY_Z_K | 9.5079 | 7.5118 | 6.4287 | 6.5702 | 6.4596 | 5.9956 | 5.5083 | 5.4446 | 6.0291 | 4.1934 | 3.1539 | 3.2166 | 3.3522 | 3.5241 | 3.3771 | 3.3134 | 4.9471 | 3.3341 | 2.321 | 2.4532 | 2.6356 | 2.9055 | 3.0102 | 2.9465 | NY_Z_K | 0.0077541 | 0.0061302 | 0.0047273 | 0.0029827 | 0.00051043 | 0.00018589 | 0.00021616 | 0.00026175 | 0.0086617 | 0.0059143 | 0.0075704 | 0.0042137 | 0.00097162 | 8.831e-05 | 0.00011286 | 8.8937e-05 | 0.025691 | 0.025979 | 0.030751 | 0.019263 | 0.013714 | 0.0048855 | 0.0059389 | 0.0044394
PJM_AP | 5.1309 | 3.6653 | 2.7912 | 2.8587 | 3.1417 | 3.0455 | 2.8525 | 2.7888 | 4.8235 | 3.1564 | 2.2367 | 2.3106 | 2.5806 | 2.8128 | 2.7644 | 2.7007 | 4.4389 | 2.8824 | 1.8984 | 1.9951 | 2.2524 | 2.6331 | 2.7508 | 2.6871 | PJM_AP | 0.045715 | 0.045929 | 0.047286 | 0.048514 | 0.046584 | 0.051139 | 0.048009 | 0.18726 | 0.052982 | 0.052985 | 0.053223 | 0.053241 | 0.053182 | 0.053645 | 0.035544 | 0.13364 | 0.067696 | 0.070622 | 0.078934 | 0.07645 | 0.074546 | 0.080262 | 0.071571 | 0.25213
PJM_ATSI | 5.1687 | 3.73 | 2.8798 | 2.9572 | 3.215 | 3.0976 | 2.8672 | 2.8035 | 4.9357 | 3.3445 | 2.4598 | 2.5523 | 2.7725 | 2.9753 | 2.8916 | 2.8279 | 4.5433 | 3.0503 | 2.112 | 2.232 | 2.4342 | 2.8199 | 2.888 | 2.8243 | PJM_ATSI | 0.057222 | 0.058108 | 0.063549 | 0.078095 | 0.078834 | 0.10926 | 0.13731 | 0.12157 | 0.075282 | 0.07778 | 0.079868 | 0.083821 | 0.084854 | 0.11126 | 0.13107 | 0.12851 | 0.10267 | 0.1099 | 0.12591 | 0.14386 | 0.14581 | 0.18663 | 0.21301 | 0.20618
PJM_COMD | 5.5706 | 4.2002 | 3.3643 | 3.4143 | 3.5758 | 3.4346 | 3.1317 | 3.0679 | 5.3208 | 3.8196 | 2.9981 | 3.1253 | 3.2071 | 3.3418 | 3.1647 | 3.101 | 4.8087 | 3.375 | 2.5008 | 2.6489 | 2.7728 | 3.1588 | 3.1524 | 3.0887 | PJM_COMD | 0.026148 | 0.041029 | 0.052348 | 0.053382 | 0.046888 | 0.049766 | 0.00013881 | 0.00013556 | 0.011539 | 0.017355 | 0.031138 | 0.025963 | 0.027733 | 0.027154 | 0.00016645 | 0.00011312 | 0.054503 | 0.070548 | 0.10027 | 0.098434 | 0.082347 | 0.075357 | 0.00024659 | 0.00024593
PJM_Dom | 5.5774 | 4.1605 | 3.2754 | 3.3379 | 3.5411 | 3.4327 | 3.2521 | 3.1884 | 5.0545 | 3.3654 | 2.4368 | 2.517 | 2.7562 | 2.9791 | 2.9169 | 2.8532 | 4.6515 | 3.0677 | 2.0791 | 2.1826 | 2.4157 | 2.7885 | 2.9054 | 2.8417 | PJM_Dom | 0.050734 | 0.058729 | 0.081378 | 0.082724 | 0.081128 | 0.080338 | 0.051269 | 0 | 0.043067 | 0.06559 | 0.10786 | 0.10158 | 0.097149 | 0.073632 | 0.009794 | 0 | 0.094179 | 0.13585 | 0.17368 | 0.17213 | 0.16302 | 0.16062 | 0.12787 | 0
PJM_EMAC | 5.7875 | 4.3798 | 3.4836 | 3.5454 | 3.7433 | 3.627 | 3.4352 | 3.3715 | 5.2065 | 3.5294 | 2.5913 | 2.6658 | 2.9022 | 3.122 | 3.0582 | 2.9944 | 4.7527 | 3.1916 | 2.1951 | 2.2959 | 2.5276 | 2.8856 | 2.9996 | 2.9358 | PJM_EMAC | 0.067901 | 0.092565 | 0.1281 | 0.13232 | 0.14639 | 0.15705 | 0.16321 | 0.15646 | 0.040277 | 0.06781 | 0.15481 | 0.14381 | 0.12971 | 0.13872 | 0.14601 | 0.13163 | 0.16995 | 0.20535 | 0.28623 | 0.28606 | 0.29153 | 0.30367 | 0.30178 | 0.3103
PJM_PENE | 4.9612 | 3.4578 | 2.5892 | 2.6761 | 3.0043 | 2.9005 | 2.7055 | 2.6418 | 4.7427 | 3.0768 | 2.1585 | 2.2271 | 2.5125 | 2.7517 | 2.7114 | 2.6477 | 4.3597 | 2.8123 | 1.8279 | 1.9216 | 2.1878 | 2.571 | 2.6886 | 2.6248 | PJM_PENE | 0.033737 | 0.034033 | 0.03495 | 0.035096 | 0.034502 | 0.034806 | 0.041205 | 0.041285 | 0.045682 | 0.045684 | 0.046187 | 0.046181 | 0.046181 | 0.046232 | 0.046307 | 0.04584 | 0.063399 | 0.06403 | 0.074624 | 0.073312 | 0.065423 | 0.065663 | 0.073414 | 0.06701
PJM_SMAC | 5.6549 | 4.2315 | 3.3457 | 3.4095 | 3.6144 | 3.4976 | 3.301 | 3.2373 | 5.1275 | 3.4424 | 2.5129 | 2.5915 | 2.8335 | 3.0558 | 2.9959 | 2.9322 | 4.6963 | 3.1329 | 2.1431 | 2.2432 | 2.4823 | 2.8484 | 2.9649 | 2.9012 | PJM_SMAC | 0.015014 | 0.017498 | 0.020605 | 0.021626 | 0.020447 | 0.022018 | 0.027535 | 0.020534 | 0.018376 | 0.021555 | 0.025583 | 0.024933 | 0.02442 | 0.027059 | 0.026988 | 0.026181 | 0.033736 | 0.043548 | 0.058517 | 0.0557 | 0.057804 | 0.07208 | 0.073174 | 0.07259
PJM_West | 5.3153 | 3.9101 | 3.0624 | 3.1256 | 3.3437 | 3.235 | 3.002 | 2.9382 | 5.0371 | 3.4618 | 2.5887 | 2.6918 | 2.8847 | 3.0748 | 2.971 | 2.9073 | 4.6535 | 3.1595 | 2.2394 | 2.3755 | 2.5556 | 2.9469 | 3.0038 | 2.9401 | PJM_West | 0.10383 | 0.1097 | 0.11157 | 0.1127 | 0.12437 | 0.16864 | 0.18635 | 0.20238 | 0.099629 | 0.10773 | 0.15015 | 0.1502 | 0.14696 | 0.14444 | 0.18637 | 0.1853 | 0.16325 | 0.18449 | 0.21968 | 0.21614 | 0.23673 | 0.29627 | 0.37383 | 0.38468
PJM_WMAC | 5.0686 | 3.5876 | 2.7137 | 2.7812 | 3.085 | 2.9936 | 2.8005 | 2.7367 | 4.7861 | 3.1193 | 2.1981 | 2.2684 | 2.5462 | 2.7825 | 2.7376 | 2.6739 | 4.3926 | 2.8448 | 1.857 | 1.9506 | 2.2124 | 2.5892 | 2.7061 | 2.6424 | PJM_WMAC | 0.11745 | 0.12487 | 0.14005 | 0.142 | 0.13857 | 0.13898 | 0.15982 | 0.17814 | 0.12108 | 0.12646 | 0.14477 | 0.1448 | 0.14481 | 0.14482 | 0.14326 | 0.12745 | 0.15619 | 0.17435 | 0.24435 | 0.24422 | 0.20503 | 0.19868 | 0.20744 | 0.23596
S_C_KY | 5.4775 | 4.066 | 3.2145 | 3.2762 | 3.4989 | 3.3955 | 3.175 | 3.1113 | 5.165 | 3.5747 | 2.6884 | 2.7857 | 2.9972 | 3.1948 | 3.1105 | 3.0468 | 4.8364 | 3.319 | 2.3968 | 2.5438 | 2.7324 | 3.1345 | 3.2107 | 3.147 | S_C_KY | 0.0049892 | 0.0098036 | 0.013747 | 0.016322 | 0.032768 | 0.035333 | 0.046905 | 0.059168 | 0.010816 | 0.010949 | 0.013326 | 0.014074 | 0.041627 | 0.045856 | 0.062241 | 0.072581 | 0.015775 | 0.020322 | 0.035393 | 0.032637 | 0.066893 | 0.071344 | 0.091169 | 0.11247
S_C_TVA | 5.4234 | 4.03 | 3.1838 | 3.2519 | 3.5033 | 3.3999 | 3.1899 | 3.1262 | 5.1451 | 3.6146 | 2.7527 | 2.8678 | 3.0659 | 3.2424 | 3.1393 | 3.0756 | 4.9454 | 3.4788 | 2.6022 | 2.7942 | 3.0103 | 3.4362 | 3.6735 | 3.6098 | S_C_TVA | 0.070884 | 0.11481 | 0.12848 | 0.14154 | 0.15244 | 0.16366 | 0.17695 | 0.20795 | 0.056847 | 0.15407 | 0.1664 | 0.16429 | 0.15915 | 0.17248 | 0.16864 | 0.18142 | 0.14781 | 0.22122 | 0.24658 | 0.26328 | 0.26475 | 0.26931 | 0.27048 | 0.30112
S_D_AECI | 5.4535 | 4.0549 | 3.2104 | 3.2801 | 3.4787 | 3.3601 | 3.0973 | 3.0336 | 5.1886 | 3.6876 | 2.8313 | 2.9513 | 3.1087 | 3.2784 | 3.1472 | 3.0835 | 4.8352 | 3.3935 | 2.5209 | 2.6915 | 2.8316 | 3.2397 | 3.2631 | 3.1993 | S_D_AECI | 0.0019043 | 0.0070827 | 0.018714 | 0.022474 | 0.022489 | 0.022512 | 0.022512 | 0.017538 | 0 | 0.00028051 | 0.022968 | 0.020692 | 0.017763 | 0.01716 | 0.013066 | 0.0040702 | 0.011677 | 0.018686 | 0.042252 | 0.042294 | 0.042143 | 0.04215 | 0.037548 | 0.028142
S_SOU | 5.4748 | 4.0886 | 3.2433 | 3.3151 | 3.5903 | 3.4894 | 3.2972 | 3.2335 | 5.2182 | 3.7174 | 2.866 | 2.9877 | 3.1854 | 3.3457 | 3.2362 | 3.1725 | 5.1717 | 3.7306 | 2.9033 | 3.1497 | 3.3854 | 3.8175 | 4.1746 | 4.1108 | S_SOU | 0.13171 | 0.20861 | 0.23328 | 0.23431 | 0.25428 | 0.25651 | 0.28337 | 0.31562 | 0.13853 | 0.22763 | 0.30917 | 0.30471 | 0.29505 | 0.27195 | 0.31075 | 0.33726 | 0.3085 | 0.40886 | 0.48554 | 0.46796 | 0.51054 | 0.49553 | 0.52498 | 0.5588
S_VACA | 5.8265 | 4.4367 | 3.5814 | 3.6552 | 3.9239 | 3.825 | 3.6586 | 3.5949 | 5.4733 | 3.9268 | 3.0592 | 3.1799 | 3.3932 | 3.574 | 3.4782 | 3.4145 | 5.2892 | 3.8096 | 2.9131 | 3.1085 | 3.3661 | 3.8091 | 4.1843 | 4.1206 | S_VACA | 0.0722 | 0.095515 | 0.16642 | 0.19705 | 0.24323 | 0.2692 | 0.25072 | 0.26776 | 0.063397 | 0.11614 | 0.15497 | 0.15887 | 0.2263 | 0.18769 | 0.17772 | 0.17158 | 0.17143 | 0.21864 | 0.36161 | 0.37806 | 0.41042 | 0.37684 | 0.348 | 0.35563
SPP_KIAM | 5.2384 | 3.8471 | 3.0096 | 3.058 | 3.276 | 3.1764 | 2.9184 | 2.8547 | 5.0118 | 3.5075 | 2.6476 | 2.7525 | 2.92 | 3.0981 | 2.9785 | 2.9148 | 4.7075 | 3.2617 | 2.3819 | 2.5412 | 2.6953 | 3.1141 | 3.1405 | 3.0768 | SPP_KIAM | 0 | 0 | 0 | 0.01115 | 0.015304 | 0.015304 | 0.015304 | 0.0069689 | 0 | 0 | 0 | 0.00012753 | 0.0068605 | 0.012718 | 0.012718 | 0.012718 | 0 | 0.011028 | 0.028686 | 0.028686 | 0.027731 | 0.02453 | 0.026904 | 0.025128
SPP_N | 5.4008 | 4.0182 | 3.1736 | 3.2339 | 3.4352 | 3.3172 | 3.0486 | 2.9849 | 5.1525 | 3.6535 | 2.795 | 2.9065 | 3.058 | 3.2283 | 3.0946 | 3.0308 | 4.7789 | 3.3544 | 2.4667 | 2.612 | 2.7579 | 3.1623 | 3.1742 | 3.1105 | SPP_N | 5.9055e-05 | 0.00050652 | 0.0023116 | 0.004477 | 0.0061488 | 0.010917 | 0.0071363 | 0.0046898 | 6.8801e-06 | 8.8806e-07 | 0.00013798 | 8.4781e-05 | 0.00017486 | 0.00034186 | 0.0005213 | 0.00056503 | 0.00595 | 0.011665 | 0.03301 | 0.027378 | 0.023704 | 0.038727 | 0.04378 | 0.039804
SPP_NEBR | 5.7298 | 4.3607 | 3.5182 | 3.5719 | 3.7762 | 3.6584 | 3.3839 | 3.3201 | 5.4946 | 3.9962 | 3.1379 | 3.2434 | 3.3884 | 3.5588 | 3.4201 | 3.3564 | 5.0866 | 3.6716 | 2.776 | 2.9004 | 3.0457 | 3.4412 | 3.4396 | 3.3759 | SPP_NEBR | 0 | 0 | 0 | 0 | 0 | 0.00013261 | 0.00013261 | 8.5693e-05 | 0 | 0 | 0 | 0 | 0 | 0 | 1.9207e-05 | 1.391e-05 | 0.0004841 | 0.00056261 | 0.0014458 | 0.0014908 | 0.00065497 | 0.0017977 | 0.0021277 | 0.0030696
SPP_SPS | 5.285 | 3.9079 | 3.0975 | 3.1611 | 3.3861 | 3.2413 | 2.9791 | 2.9154 | 5.0134 | 3.5123 | 2.6864 | 2.7835 | 2.949 | 3.1242 | 3.0176 | 2.9539 | 4.6883 | 3.2906 | 2.4132 | 2.513 | 2.7339 | 3.2297 | 3.1906 | 3.1269 | SPP_SPS | 0.0031327 | 0.0012957 | 0.00083055 | 0.0032288 | 0.0025189 | 0.0028067 | 0.0028157 | 0.00075768 | 0.0038886 | 0.00048056 | 3.7642e-05 | 3.3271e-06 | 0.00017691 | 0.00019727 | 8.1658e-05 | 0 | 0.014569 | 0.011519 | 0.024776 | 0.02407 | 0.012215 | 0.010024 | 0.0096225 | 0.0061574
SPP_WAUE | 5.3857 | 4.0196 | 3.1695 | 3.2124 | 3.3773 | 3.2253 | 2.8681 | 2.8044 | 5.1457 | 3.645 | 2.785 | 2.9125 | 2.9714 | 3.0994 | 2.9128 | 2.8491 | 4.5876 | 3.1674 | 2.2547 | 2.3924 | 2.5026 | 2.8755 | 2.8563 | 2.7926 | SPP_WAUE | 0 | 0 | 8.639e-05 | 0.00074641 | 0.001235 | 0.003732 | 0.0028457 | 0.000895 | 0 | 0 | 0 | 0 | 0 | 0.00020906 | 0.00058386 | 0.00061599 | 0.0010801 | 0.0017419 | 0.008587 | 0.0079128 | 0.0080555 | 0.0089491 | 0.009159 | 0.0095966
SPP_WEST | 5.2384 | 3.8471 | 3.0096 | 3.058 | 3.276 | 3.1764 | 2.9184 | 2.8547 | 5.0118 | 3.5075 | 2.6476 | 2.7525 | 2.92 | 3.0981 | 2.9785 | 2.9148 | 4.7075 | 3.2617 | 2.3819 | 2.5412 | 2.6953 | 3.1141 | 3.1405 | 3.0768 | SPP_WEST | 0.0057314 | 0.012765 | 0.049327 | 0.055232 | 0.050992 | 0.063571 | 0.053195 | 0.048275 | 0.0023834 | 0.0041494 | 0.056115 | 0.032256 | 0.026623 | 0.031863 | 0.026603 | 0.003845 | 0.045436 | 0.067663 | 0.13361 | 0.12166 | 0.12508 | 0.14046 | 0.1256 | 0.090698
WEC_BANC | 5.974 | 4.7509 | 3.6121 | 3.7178 | 3.7914 | 3.4291 | 3.1592 | 3.0955 | 5.5169 | 4.0299 | 3.1848 | 3.3353 | 3.3389 | 3.4205 | 3.267 | 3.2033 | 5.4936 | 4.1485 | 3.178 | 3.1886 | 3.0338 | 3.035 | 3.0846 | 3.0208 | WEC_BANC | 0.016735 | 0.01683 | 0.019432 | 0.022996 | 0.022959 | 0.024819 | 0.023541 | 0.021996 | 0.023983 | 0.026059 | 0.026284 | 0.028797 | 0.028574 | 0.028842 | 0.023194 | 0.016395 | 0.030752 | 0.033002 | 0.032549 | 0.030667 | 0.035978 | 0.036286 | 0.032204 | 0.0028083
WEC_CALN | 5.8758 | 4.6788 | 3.6002 | 3.7121 | 3.8335 | 3.4825 | 3.2119 | 3.1482 | 5.3854 | 3.8921 | 3.0459 | 3.1889 | 3.2579 | 3.3769 | 3.2608 | 3.1971 | 5.4969 | 4.1418 | 3.094 | 3.0858 | 3.1917 | 4.4215 | 4.6422 | 4.5785 | WEC_CALN | 0.10665 | 0.11437 | 0.1202 | 0.115 | 0.093243 | 0.060921 | 0.011809 | 0.01139 | 0.11253 | 0.14045 | 0.13765 | 0.10608 | 0.051764 | 0.011449 | 0.0020243 | 0.0010421 | 0.080888 | 0.13207 | 0.13272 | 0.11565 | 0.073178 | 0.005128 | 0.0009555 | 0.00084785
WEC_LADW | 5.9807 | 4.7703 | 3.6396 | 3.7294 | 3.8364 | 3.4726 | 3.2023 | 3.1386 | 5.4461 | 3.9445 | 3.0979 | 3.2355 | 3.2884 | 3.3984 | 3.2738 | 3.2101 | 5.6237 | 4.2509 | 3.1696 | 3.1366 | 3.1898 | 4.7825 | 5.1229 | 5.0592 | WEC_LADW | 0.029317 | 0.030024 | 0.037539 | 0.038782 | 0.033 | 0.032653 | 0.024552 | 0.024806 | 0.031165 | 0.040245 | 0.041881 | 0.042366 | 0.037433 | 0.032885 | 0.011614 | 0.011569 | 0.033131 | 0.044242 | 0.058411 | 0.048956 | 0.046461 | 0.042238 | 0.0021594 | 0.0021605
WEC_SDGE | 5.9964 | 4.7994 | 3.6769 | 3.7517 | 3.892 | 3.5275 | 3.2593 | 3.1956 | 5.3838 | 3.868 | 3.0204 | 3.1458 | 3.2477 | 3.3874 | 3.2935 | 3.2298 | 5.7617 | 4.3612 | 3.1704 | 3.0949 | 3.3557 | 6.5419 | 7.1731 | 7.1093 | WEC_SDGE | 0.014907 | 0.015026 | 0.020433 | 0.024564 | 0.021024 | 0.019317 | 0.0094404 | 0.0094648 | 0.026864 | 0.027222 | 0.0278 | 0.023536 | 0.011605 | 0.011605 | 0.0093346 | 0.0073939 | 0.021031 | 0.021132 | 0.032719 | 0.025899 | 0.012438 | 0.0098041 | 0.00040254 | 0.0011532
WECC_AZ | 5.4507 | 4.2783 | 3.3007 | 3.4508 | 3.6007 | 3.2738 | 3.0018 | 2.9381 | 5.0259 | 3.5524 | 2.7184 | 2.868 | 2.9747 | 3.1104 | 3.0163 | 2.9526 | 5.0468 | 3.7293 | 2.7497 | 2.8079 | 3.0297 | 3.7881 | 3.5103 | 3.4466 | WECC_AZ | 0.036951 | 0.060784 | 0.071651 | 0.07132 | 0.067933 | 0.079678 | 0.098359 | 0.093833 | 0.0097141 | 0.049646 | 0.049544 | 0.061641 | 0.06565 | 0.064252 | 0.066805 | 0.064791 | 0.083815 | 0.12085 | 0.15188 | 0.16612 | 0.18151 | 0.18144 | 0.21814 | 0.22189
WECC_CO | 5.3041 | 4.0573 | 3.2217 | 3.3368 | 3.5189 | 3.2686 | 2.992 | 2.9283 | 4.9878 | 3.5013 | 2.677 | 2.601 | 2.9648 | 3.1361 | 3.0381 | 2.9743 | 4.3557 | 3.1008 | 2.3286 | 2.3354 | 2.7905 | 3.5089 | 3.3531 | 3.2894 | WECC_CO | 0.015092 | 0.027323 | 0.036385 | 0.047087 | 0.054851 | 0.053147 | 0.054509 | 0.048341 | 0.0034271 | 0.015495 | 0.026392 | 0.039367 | 0.043691 | 0.029883 | 0.025414 | 0.011706 | 0.024932 | 0.045616 | 0.062366 | 0.080699 | 0.085479 | 0.08001 | 0.085709 | 0.070176
WECC_ID | 5.2249 | 4.0302 | 3.2097 | 3.3852 | 3.5181 | 3.207 | 2.9463 | 2.8826 | 4.9654 | 3.4956 | 2.6416 | 2.7937 | 2.905 | 3.0322 | 2.9399 | 2.8762 | 4.5068 | 3.1244 | 2.2172 | 2.3549 | 2.6729 | 3.0595 | 2.9723 | 2.9086 | WECC_ID | 0.0036092 | 0.0036335 | 0.0040029 | 0.0049826 | 0.005007 | 0.0071972 | 0.044055 | 0.042349 | 0.00045259 | 0.0012217 | 0.0094175 | 0.017881 | 0.01721 | 0.017475 | 0.014881 | 0.0056382 | 0.0057689 | 0.0091396 | 0.013887 | 0.02417 | 0.020455 | 0.024028 | 0.027144 | 0.02206
WECC_IID | 5.9874 | 4.7898 | 3.6671 | 3.7409 | 3.8815 | 3.5161 | 3.2455 | 3.1818 | 5.3754 | 3.8591 | 3.0111 | 3.1357 | 3.2378 | 3.3763 | 3.2807 | 3.217 | 5.7538 | 4.3533 | 3.1612 | 3.0845 | 3.3457 | 6.53 | 7.1613 | 7.0976 | WECC_IID | 0 | 0 | 0 | 0 | 0 | 0 | 0 | 0 | 0 | 0 | 0 | 0 | 0 | 0 | 0 | 0 | 0 | 0 | 0 | 0 | 0 | 0 | 0 | 0
WECC_MT | 5.5717 | 4.1944 | 3.3672 | 3.386 | 3.5828 | 3.4367 | 2.9957 | 2.932 | 5.4257 | 3.9354 | 3.0351 | 3.1688 | 3.2321 | 3.3642 | 3.1632 | 3.0995 | 4.8686 | 3.4626 | 2.5155 | 2.6537 | 2.7653 | 3.1187 | 3.0767 | 3.013 | WECC_MT | 0 | 0 | 0 | 0 | 0 | 0 | 0.00012748 | 0.00012748 | 0 | 0 | 0 | 0 | 0 | 0 | 0 | 0 | 0 | 9.3774e-05 | 9.3774e-05 | 0.00020528 | 0.00016837 | 0 | 0 | 0
WECC_NM | 5.0558 | 3.7397 | 2.9555 | 3.0824 | 3.2873 | 3.0528 | 2.8002 | 2.7365 | 4.732 | 3.239 | 2.4481 | 2.5674 | 2.7272 | 2.9023 | 2.8328 | 2.7691 | 4.4643 | 3.0868 | 2.2408 | 2.3446 | 2.6638 | 3.3742 | 3.2284 | 3.1647 | WECC_NM | 0.0028113 | 0.0095292 | 0.0095912 | 0.010085 | 0.015157 | 0.013728 | 0.028107 | 0.014074 | 0.0038733 | 0.0071376 | 0.016903 | 0.020393 | 0.029783 | 0.030043 | 0.029376 | 0.0050201 | 0.029373 | 0.033084 | 0.036162 | 0.038836 | 0.052471 | 0.050826 | 0.037906 | 0.029465
WECC_NNV | 5.4036 | 4.2206 | 3.3265 | 3.4863 | 3.6417 | 3.3256 | 3.0588 | 2.9951 | 5.0723 | 3.5976 | 2.7541 | 2.9072 | 3.0169 | 3.1616 | 3.0697 | 3.006 | 4.8436 | 3.4898 | 2.5557 | 2.6488 | 2.9093 | 3.3426 | 3.2919 | 3.2282 | WECC_NNV | 0.0013595 | 0.0022177 | 0.0045816 | 0.0086927 | 0.0090539 | 0.0086132 | 0.012874 | 0.0026493 | 0.0019433 | 0.0020043 | 0.002212 | 0.006658 | 0.005081 | 0.0038742 | 0.0044661 | 0.0004701 | 0.0026716 | 0.0040229 | 0.0042354 | 0.0086067 | 0.0091215 | 0.0089792 | 0.011523 | 0.0013256
WECC_PNW | 5.3019 | 4.1009 | 3.2006 | 3.365 | 3.4725 | 3.1484 | 4.0268 | 3.9631 | 5.0085 | 3.5485 | 2.6786 | 2.8324 | 2.8863 | 3.0059 | 2.8692 | 2.8055 | 4.5858 | 3.225 | 2.269 | 2.3837 | 2.4476 | 2.6789 | 2.6102 | 2.5465 | WECC_PNW | 0.050496 | 0.076765 | 0.081124 | 0.084763 | 0.088011 | 0.098749 | 0.080105 | 0.065948 | 0.0019444 | 0.0080898 | 0.03637 | 0.056717 | 0.070722 | 0.057262 | 0.078331 | 0.056281 | 0.0028827 | 0.010972 | 0.011562 | 0.027378 | 0.047991 | 0.065955 | 0.073495 | 0.025564
WECC_SCE | 5.8267 | 4.6428 | 3.5942 | 3.7093 | 3.8546 | 3.5093 | 3.2383 | 3.1746 | 5.3196 | 3.8232 | 2.9765 | 3.1157 | 3.2174 | 3.3551 | 3.2577 | 3.194 | 5.4985 | 4.1385 | 3.0519 | 3.0344 | 3.2706 | 5.1147 | 5.4211 | 5.3574 | WECC_SCE | 0.052958 | 0.05353 | 0.056976 | 0.055924 | 0.057392 | 0.048385 | 0.028533 | 0.027973 | 0.0807 | 0.083009 | 0.093712 | 0.06005 | 0.049363 | 0.056427 | 0.023173 | 0.018924 | 0.096248 | 0.090458 | 0.11589 | 0.089675 | 0.055323 | 0.043257 | 0.010743 | 0.011621
WECC_SNV | 5.4705 | 4.3007 | 3.3273 | 3.4784 | 3.6356 | 3.3166 | 3.0489 | 2.9852 | 5.0726 | 3.5965 | 2.7507 | 2.9006 | 3.0087 | 3.1521 | 3.0596 | 2.9959 | 5.0541 | 3.7368 | 2.7509 | 2.7869 | 3.0061 | 3.513 | 3.4982 | 3.4345 | WECC_SNV | 0.036506 | 0.033008 | 0.034958 | 0.033763 | 0.036554 | 0.03993 | 0.047491 | 0.019736 | 0.03314 | 0.039688 | 0.041863 | 0.041316 | 0.040045 | 0.038369 | 0.040061 | 0.0021194 | 0.054492 | 0.055036 | 0.058833 | 0.062584 | 0.061462 | 0.06428 | 0.065121 | 0.011901
WECC_UT | 5.2458 | 4.0543 | 3.226 | 3.3788 | 3.5415 | 3.2315 | 2.9665 | 2.9028 | 4.9734 | 3.4986 | 2.6521 | 2.7972 | 2.9155 | 3.0775 | 2.9942 | 2.9305 | 4.5577 | 3.176 | 2.2874 | 2.4156 | 2.7967 | 3.5957 | 3.4472 | 3.3835 | WECC_UT | 0.014782 | 0.021537 | 0.022273 | 0.029323 | 0.031478 | 0.033015 | 0.077872 | 0.079324 | 5.8257e-05 | 0.0020535 | 0.021177 | 0.049154 | 0.050098 | 0.035567 | 0.050008 | 0.043137 | 0.00098004 | 0.030474 | 0.049683 | 0.065153 | 0.063756 | 0.035485 | 0.068224 | 0.063226
WECC_WY | 5.2803 | 3.9466 | 3.1085 | 3.1721 | 3.3576 | 3.1937 | 2.8915 | 2.8278 | 5.0408 | 3.5549 | 2.6944 | 2.8159 | 2.9293 | 3.0838 | 2.9442 | 2.8805 | 4.5896 | 3.183 | 2.2771 | 2.408 | 2.5783 | 3.0144 | 3.0492 | 2.9854 | WECC_WY | 0 | 3.5789e-05 | 5.3455e-06 | 5.3455e-06 | 6.1864e-05 | 0.0012793 | 0.0023579 | 0.0022501 | 0 | 0 | 1.8947e-05 | 1.5029e-05 | 1.3145e-07 | 3.6805e-06 | 4.5209e-05 | 7.9749e-05 | 7.8354e-06 | 5.7256e-05 | 0.00020435 | 0.00046426 | 0.0010236 | 0.0078519 | 0.010874 | 0.011973