## Summary
EPA IPM Summary Run Results
EPA Platform v6 Projections for
Continental U.S.
More Stringent Scenario
All costs and prices are in 2019-year dollars | Values in red are rounded to zero, not equal to zero
NATIONWIDE EMISSIONS | 2023 | 2025 | 2028 | 2030 | 2035 | 2040 | 2045 | 2050
SO2 (million tons) | 1.1943 | 0.73787 | 0.47613 | 0.48108 | 0.48628 | 0.42018 | 0.3421 | 0.26606
NOx (million tons) | 0.87436 | 0.56552 | 0.49316 | 0.48222 | 0.46048 | 0.39951 | 0.35687 | 0.30167
CO2 (million metric tons) | 1623.8117 | 1309.9029 | 1244.2715 | 1226.4904 | 1219.499 | 1127.6538 | 1066.3449 | 960.9405
Hg (tons) | 4.4416 | 3.2192 | 2.6454 | 2.6223 | 2.5522 | 2.3523 | 2.1504 | 1.8861
HCL (Mtons) | 5.7328 | 3.8346 | 2.709 | 2.6469 | 2.4697 | 2.0179 | 1.5857 | 1.1529
TOTAL COSTS | 2023 | 2025 | 2028 | 2030 | 2035 | 2040 | 2045 | 2050
Total Costs (billion $) | 153.4411 | 137.1885 | 130.3505 | 135.4495 | 152.2905 | 162.4044 | 174.536 | 187.4542
PRICES | 2023 | 2025 | 2028 | 2030 | 2035 | 2040 | 2045 | 2050
National Wholesale Electricity Price (mills/kWh) | 51.0754 | 37.4723 | 34.4749 | 38.2438 | 37.1288 | 37.8282 | 37.2767 | 35.2738
Natural Gas Prices (2019 $/MMBtu)
Henry Hub | 5.07 | 3.6 | 2.7609 | 2.8876 | 3.0492 | 3.287 | 3.2034 | 3.1402
Delivered | 5.2309 | 3.7249 | 2.8286 | 2.9409 | 3.1253 | 3.3672 | 3.3356 | 3.2713
Minemouth Coal Prices (2019 $/MMBtu)
Appalachia | 2.5114 | 1.7916 | 1.8323 | 1.9065 | 2.0048 | 2.212 | 2.3574 | 2.6396
Imports | 7.6228 | 2.3515 | 2.3674 | 4.384 | 3.0902 | 3.0184 | 2.7079
Interior | 2.1467 | 1.4326 | 1.343 | 1.3787 | 1.4897 | 1.4412 | 1.5073 | 1.5307
Waste Coal | 2.4015 | 1.5095 | 0.96282 | 1.0527 | 1.2372 | 1.4529 | 1.3066 | 0.99578
West | 1.1064 | 0.83059 | 0.78348 | 0.81339 | 0.85814 | 0.90846 | 0.9315 | 0.99988
National | 1.6703 | 1.2223 | 1.1798 | 1.225 | 1.2928 | 1.3226 | 1.3927 | 1.4872
TOTAL CAPACITY (Cumulative GW) | 2023 | 2025 | 2028 | 2030 | 2035 | 2040 | 2045 | 2050
Hydro | 102.1742 | 102.147 | 102.1312 | 103.2812 | 106.1562 | 109.9113 | 109.9113 | 109.9113
Non-Hydro Renewables | 241.4868 | 305.116 | 312.0908 | 342.7294 | 405.0218 | 483.3856 | 564.2031 | 695.6205
Biomass | 3.4519 | 0.3054 | 0.1822 | 0.1822 | 0.1822 | 0.1822 | 0.1822 | 0.1822
Geothermal | 2.4889 | 2.7781 | 2.7781 | 2.86 | 2.86 | 2.86 | 2.86 | 2.86
Landfill Gas | 2.2919 | 2.6939 | 3.0909 | 3.1065 | 3.1753 | 4.1634 | 5.5973 | 6.008
Solar | 86.3892 | 111.6311 | 115.9322 | 141.2523 | 177.9309 | 218.8201 | 251.5047 | 316.5705
Wind | 146.8649 | 187.7074 | 190.1074 | 195.3284 | 220.8734 | 257.36 | 304.059 | 369.9997
Distributed Solar PV | 48.538 | 55.1609 | 65.7741 | 72.8659 | 88.1576 | 104.2361 | 120.6783 | 138.184
Coal | 186.627 | 127.6799 | 112.0118 | 103.0693 | 90.115 | 67.7122 | 59.3028 | 49.0314
Coal without CCS | 185.812 | 127.0849 | 111.4087 | 102.4663 | 89.6475 | 67.529 | 59.2948 | 49.0234
IGCC without CCS | 0.815 | 0.595 | 0.595 | 0.595 | 0.45953 | 0.17517 | 0 | 0
Coal with CCS | 0 | 0 | 0.0080464 | 0.0080464 | 0.0080464 | 0.0080464 | 0.0080464 | 0.0080464
Energy Storage | 14.4264 | 18.3275 | 18.3275 | 20.9905 | 27.7021 | 27.9522 | 28.8969 | 39.105
Nuclear | 96.9252 | 90.5672 | 78.7567 | 74.7939 | 61.7303 | 60.6073 | 55.671 | 44.7879
Natural Gas | 440.8369 | 438.5773 | 465.3289 | 473.9593 | 515.8528 | 573.9173 | 645.1479 | 732.8507
CC without CCS | 288.031 | 283.7462 | 282.0942 | 281.5112 | 295.2628 | 304.9292 | 319.7296 | 336.2131
CC with CCS | 0 | 0 | 1.4679 | 2.4047 | 3.0869 | 3.0869 | 3.0869 | 3.0869
CT | 152.8059 | 154.8311 | 181.7667 | 190.0434 | 217.503 | 265.9012 | 322.3315 | 393.5506
Oil/Gas Steam | 73.3468 | 62.3994 | 63.9489 | 63.7229 | 64.8034 | 61.6384 | 59.6849 | 53.4729
Other | 6.9863 | 6.8425 | 6.8425 | 6.8425 | 6.8425 | 6.8425 | 6.8425 | 6.8425
Grand Total | 1162.8096 | 1151.6567 | 1159.4383 | 1189.3891 | 1278.224 | 1391.9668 | 1529.6605 | 1731.6221
NEW CAPACITY (Cumulative GW) | 2023 | 2025 | 2028 | 2030 | 2035 | 2040 | 2045 | 2050
Hydro | 0 | 0.001 | 0.001 | 1.151 | 4.026 | 7.7811 | 7.7811 | 7.7811
Non-Hydro Renewables | 80.3606 | 145.9456 | 153.0508 | 183.6894 | 245.9838 | 324.3476 | 405.1651 | 536.7103
Biomass | 0.0569 | 0.0569 | 0.0569 | 0.0569 | 0.0569 | 0.0569 | 0.0569 | 0.0569
Geothermal | 0.0873 | 0.37653 | 0.37653 | 0.45838 | 0.45838 | 0.45838 | 0.45838 | 0.45838
Landfill Gas | 0.55345 | 0.964 | 1.361 | 1.3766 | 1.4454 | 2.4335 | 3.8674 | 4.4059
Solar | 45.1304 | 70.1931 | 74.5014 | 99.8215 | 136.5021 | 177.3913 | 210.0759 | 275.1417
Wind | 34.5325 | 74.355 | 76.755 | 81.976 | 107.521 | 144.0076 | 190.7066 | 256.6473
Coal | 0 | 0 | 0 | 0 | 0 | 0 | 0 | 0
Coal without CCS | 0 | 0 | 0 | 0 | 0 | 0 | 0 | 0
IGCC without CCS | 0 | 0 | 0 | 0 | 0 | 0 | 0 | 0
Coal with CCS | 0 | 0 | 0 | 0 | 0 | 0 | 0 | 0
Energy Storage | 13.3897 | 17.2918 | 17.2918 | 19.9548 | 26.6664 | 26.9165 | 27.8612 | 38.0693
Nuclear | 0 | 0 | 0 | 0 | 0 | 0 | 0 | 0.064531
Natural Gas | 18.1458 | 25.0283 | 52.1947 | 61.6061 | 104.3406 | 163.2496 | 248.4232 | 349.8743
CC without CCS | 11.4678 | 12.4998 | 12.4998 | 12.4998 | 26.7514 | 36.6885 | 55.0591 | 80.5091
CC with CCS | 0 | 0 | 0 | 0.4525 | 1.1347 | 1.1347 | 1.1347 | 1.1347
CT | 6.678 | 12.5285 | 39.6949 | 48.6538 | 76.4545 | 125.4264 | 192.2294 | 268.2305
Other | 0.1091 | 0.1091 | 0.1091 | 0.1091 | 0.1091 | 0.1091 | 0.1091 | 0.1091
Grand Total | 112.0052 | 188.3758 | 222.6474 | 266.5104 | 381.1258 | 522.4039 | 689.3397 | 932.6086
RETIREMENTS (GW) | 2023 | 2025 | 2028 | 2030 | 2035 | 2040 | 2045 | 2050
CC Retirements | 0.808 | 6.1248 | 6.1248 | 6.1628 | 6.6628 | 6.9335 | 10.5037 | 19.4701
Coal Retirements | 12.3417 | 65.5285 | 79.3225 | 88.2544 | 99.2229 | 122.3974 | 130.6316 | 140.9029
CT Retirements | 2.5583 | 4.7669 | 4.9977 | 5.6799 | 6.0209 | 6.5947 | 16.9675 | 21.7494
Nuclear Retirements | 0 | 6.358 | 18.1685 | 22.1313 | 35.1949 | 36.3179 | 41.2542 | 52.2019
O/G Retirements | 3.075 | 16.9693 | 17.292 | 17.518 | 18.2878 | 20.3967 | 22.3502 | 28.5623
IGCC Retirements | 0 | 0.22 | 0.22 | 0.22 | 0.35547 | 0.63983 | 0.815 | 0.815
Biomass Retirements | 0.0409 | 3.1874 | 3.3106 | 3.3106 | 3.3106 | 3.3106 | 3.3106 | 3.3106
Fuel Cell Retirements | 0.003 | 0.003 | 0.003 | 0.003 | 0.003 | 0.003 | 0.003 | 0.003
Fossil_Other Retirements | 0 | 0 | 0 | 0 | 0 | 0 | 0 | 0
Geothermal Retirements | 0.0183 | 0.0183 | 0.0183 | 0.0183 | 0.0183 | 0.0183 | 0.0183 | 0.0183
Hydro Retirements | 0.0055 | 0.0107 | 0.0107 | 0.0107 | 0.0107 | 0.0107 | 0.0107 | 0.0107
Landfill Gas Retirements | 0.1146 | 0.1231 | 0.1231 | 0.1231 | 0.1231 | 0.1231 | 0.1231 | 0.2509
Non Fossil_Other Retirements | 0.097 | 0.2398 | 0.2398 | 0.2398 | 0.2398 | 0.2398 | 0.2398 | 0.2398
Energy Storage Retirements | 0 | 0 | 0 | 0 | 0 | 0 | 0 | 0
Grand Total | 19.0623 | 103.5498 | 129.8309 | 143.6718 | 169.4503 | 196.9856 | 226.2277 | 267.5349
GENERATION MIX (thousand GWh) | 2023 | 2025 | 2028 | 2030 | 2035 | 2040 | 2045 | 2050
Hydro | 288.8437 | 295.4387 | 292.7133 | 300.8657 | 323.0594 | 346.4981 | 346.8406 | 349.2098
Non-Hydro Renewables | 756.1284 | 1005.5029 | 1028.0298 | 1116.3558 | 1321.6302 | 1609.548 | 1926.8262 | 2413.6903
Biomass | 10.8763 | 1.0353 | 0.18927 | 0.14633 | 0.12764 | 0.1119 | 0.10233 | 0.10233
Biomass Co-firing | 0.0028614 | 0 | 0 | 0 | 0 | 0 | 0 | 0
Geothermal | 17.3221 | 19.6024 | 19.6024 | 20.2477 | 20.2477 | 20.2477 | 20.2477 | 20.2477
Landfill Gas | 14.8195 | 17.9 | 21.0328 | 19.5625 | 20.0962 | 27.4358 | 37.7388 | 41.0266
Solar | 208.759 | 271.5469 | 281.5006 | 348.9581 | 449.0499 | 555.7529 | 643.2259 | 813.2481
Wind | 504.3485 | 695.4182 | 705.7048 | 727.4411 | 832.1087 | 1005.9996 | 1225.5114 | 1539.0655
Distributed Solar PV | 63.905 | 72.4033 | 86.0474 | 95.2874 | 115.3357 | 136.4918 | 158.3059 | 181.842
Coal | 1133.0499 | 736.7747 | 528.5948 | 506.8632 | 476.7079 | 383.9518 | 305.3046 | 220.3547
Coal without CCS (Biomass Co-firing is included) | 1128.8414 | 732.6096 | 524.3728 | 502.6412 | 473.4341 | 382.6687 | 305.2476 | 220.2977
IGCC without CCS | 4.2085 | 4.1651 | 4.1651 | 4.1651 | 3.2168 | 1.2262 | 0 | 0
Coal with CCS | 0 | 0 | 0.056932 | 0.056932 | 0.056932 | 0.056932 | 0.056932 | 0.056932
Energy Storage | 19.4215 | 24.8074 | 25.1602 | 28.4303 | 38.4531 | 39.8105 | 41.0427 | 56.3772
Nuclear | 775.362 | 723.6811 | 634.4735 | 602.9134 | 500.6483 | 491.8218 | 452.3464 | 366.4638
Natural Gas | 1089.6148 | 1355.5224 | 1680.4814 | 1707.6619 | 1788.0739 | 1792.2572 | 1825.2801 | 1790.1924
CC without CCS | 1069.8737 | 1321.5763 | 1576.1686 | 1577.3138 | 1634.657 | 1608.9883 | 1634.0268 | 1613.8146
CC with CCS | 0 | 0 | 10.9173 | 17.9676 | 23.1668 | 23.0723 | 14.1654 | 8.7074
CT | 19.7411 | 33.9461 | 93.3956 | 112.3805 | 130.25 | 160.1965 | 177.0879 | 167.6704
Oil/Gas Steam | 26.9566 | 18.7358 | 32.171 | 22.801 | 14.4738 | 6.3595 | 4.523 | 3.2024
Other | 32.7053 | 32.1281 | 31.7625 | 31.6427 | 31.5695 | 31.1244 | 31.2219 | 31.1119
Grand Total | 4122.0792 | 4192.5911 | 4253.3866 | 4317.5339 | 4494.616 | 4701.3713 | 4933.3855 | 5230.6024
FUEL SUPPLY AND CONSUMPTION | 2023 | 2025 | 2028 | 2030 | 2035 | 2040 | 2045 | 2050
Coal Use by Region (million tons) | 670.319 | 452.7953 | 341.948 | 331.5039 | 319.0341 | 274.8871 | 237.982 | 191.6938
Power Sector | 603.819 | 382.7953 | 275.138 | 264.7239 | 252.9841 | 213.7771 | 174.392 | 128.3238
Appalachia | 121.3308 | 77.1588 | 49.949 | 48.1796 | 46.2175 | 27.2341 | 19.8751 | 10.8016
Imports | 0.74 | 0.40551 | 0.33712 | 0.014 | 0.014 | 0.014 | 0.014
Interior | 95.6275 | 70.6189 | 53.7566 | 51.7638 | 43.8842 | 41.671 | 33.0297 | 19.5834
Waste Coal | 4.4996 | 4.0471 | 4.3362 | 4.3293 | 4.3027 | 4.2955 | 3.6557 | 3.6406
West | 381.6212 | 230.565 | 166.759 | 160.4371 | 158.5656 | 140.5625 | 117.8175 | 94.2982
Non-Power Sector | 66.5 | 70 | 66.81 | 66.78 | 66.05 | 61.11 | 63.59 | 63.37
Appalachia | 22.47 | 23.41 | 23.55 | 23.52 | 23.97 | 23.78 | 26.52 | 26.44
Interior | 11.08 | 13.19 | 9.39 | 9.39 | 9.18 | 4.84 | 4.76 | 4.69
West | 32.95 | 33.4 | 33.87 | 33.87 | 32.9 | 32.49 | 32.31 | 32.24
Power Sector Coal Use by Rank (million tons) | 599.3194 | 378.7482 | 270.8017 | 260.3945 | 248.6813 | 209.4816 | 170.7363 | 124.6832
Bituminous | 187.1171 | 134.638 | 93.6886 | 89.7118 | 79.895 | 54.6208 | 35.2989 | 18.9658
Subbituminous | 347.4438 | 204.3928 | 145.9475 | 137.2362 | 133.3814 | 121.3649 | 104.6593 | 83.8286
Lignite | 64.7585 | 39.7173 | 31.1656 | 33.4465 | 35.405 | 33.4959 | 30.7782 | 21.8888
Natural Gas Use (Trillion cubic feet) | 7.7321 | 9.5659 | 12.198 | 12.3564 | 12.7704 | 12.7429 | 12.9041 | 12.4899
Note: Distributed Solar PV are not included in the Grand Total of "Total Capacity" and "Generation Mix"
Note on A9: ICFI: All tons are SHORT tons, unless otherwise noted as metric Mtons : thousand tons

## Retrofit Summary
EPA IPM Summary Run Results
EPA Platform v6 Projections for
Continental U.S.
More Stringent Scenario
All costs and prices are in 2019-year dollars | Values in red are rounded to zero, not equal to zero
TOTAL CONTROLS (Cumulative GW) | 2023 | 2025 | 2028 | 2030 | 2035 | 2040 | 2045 | 2050
FGD | 151.6977 | 106.8019 | 94.1982 | 88.3597 | 76.2305 | 55.3261 | 48.3602 | 39.4752
Existing Scrubber | 151.6977 | 106.8019 | 94.1982 | 88.3597 | 76.2305 | 55.3261 | 48.3602 | 39.4752
Existing Wet Scrubber | 118.7367 | 82.291 | 71.796 | 67.7578 | 57.9186 | 38.7402 | 32.8082 | 26.8951
Existing Dry Scrubber | 32.961 | 24.5109 | 22.4022 | 20.6019 | 18.3119 | 16.5859 | 15.552 | 12.5801
Retrofit Scrubber | 0 | 0 | 0 | 0 | 0 | 0 | 0 | 0
Retrofit Wet Scrubber | 0 | 0 | 0 | 0 | 0 | 0 | 0 | 0
Retrofit Dry Scrubber | 0 | 0 | 0 | 0 | 0 | 0 | 0 | 0
New Scrubber | 0 | 0 | 0 | 0 | 0 | 0 | 0 | 0
New Wet Scrubber | 0 | 0 | 0 | 0 | 0 | 0 | 0 | 0
New Dry Scrubber | 0 | 0 | 0 | 0 | 0 | 0 | 0 | 0
SCR | 114.8569 | 103.1145 | 90.1071 | 83.7019 | 72.6574 | 51.3768 | 43.5178 | 37.1117
Existing SCR | 114.687 | 88.5042 | 75.4968 | 70.8522 | 60.435 | 42.4236 | 38.127 | 32.4097
Retrofit SCR | 0.16987 | 14.6103 | 14.6103 | 12.8497 | 12.2224 | 8.9532 | 5.3908 | 4.702
New SCR | 0 | 0 | 0 | 0 | 0 | 0 | 0 | 0
SNCR | 22.3317 | 12.0689 | 10.8492 | 9.6871 | 8.4471 | 7.3492 | 7.0672 | 4.7271
Existing SNCR | 22.3317 | 12.0689 | 10.8492 | 9.6871 | 8.4471 | 7.3492 | 7.0672 | 4.7271
Retrofit SNCR | 0 | 0 | 0 | 0 | 0 | 0 | 0 | 0
New SNCR | 0 | 0 | 0 | 0 | 0 | 0 | 0 | 0
ACI | 117.8969 | 76.7321 | 69.2591 | 63.4124 | 55.6221 | 47.4065 | 42.5462 | 36.7329
Existing ACI | 117.8969 | 76.7321 | 69.2591 | 63.4124 | 55.6221 | 47.4065 | 42.5462 | 36.7329
Retrofit ACI | 0 | 0 | 0 | 0 | 0 | 0 | 0 | 0
New ACI | 0 | 0 | 0 | 0 | 0 | 0 | 0 | 0
CCS | 0 | 0 | 1.476 | 1.9602 | 1.9602 | 1.9602 | 1.9602 | 1.9602
Hardwired CCS | 0 | 0 | 0 | 0 | 0 | 0 | 0 | 0
Retrofit CCS | 0 | 0 | 1.476 | 1.9602 | 1.9602 | 1.9602 | 1.9602 | 1.9602
New CCS | 0 | 0 | 0 | 0 | 0 | 0 | 0 | 0
DSI | 36.4426 | 19.7959 | 15.9176 | 13.2486 | 11.8726 | 10.7586 | 8.3834 | 6.0688
Existing DSI | 36.4426 | 19.7959 | 15.9176 | 13.2486 | 11.8726 | 10.7586 | 8.3834 | 6.0688
Retrofit DSI | 0 | 0 | 0 | 0 | 0 | 0 | 0 | 0
C2G | 5.7475 | 8.8902 | 10.6858 | 10.6858 | 12.3041 | 9.4116 | 9.1761 | 8.7237
HRI | 0 | 0 | 0 | 0 | 0 | 0 | 0 | 0
RETROFITS (Cumulative GW) | 2023 | 2025 | 2028 | 2030 | 2035 | 2040 | 2045 | 2050
FGD | 0 | 0 | 0 | 0 | 0 | 0 | 0 | 0
SCR | 0.16987 | 14.6103 | 14.6103 | 12.8497 | 12.2224 | 8.9532 | 5.3908 | 4.702
SNCR | 0 | 0 | 0 | 0 | 0 | 0 | 0 | 0
ACI | 0 | 0 | 0 | 0 | 0 | 0 | 0 | 0
CCS | 0 | 0 | 1.476 | 1.9602 | 1.9602 | 1.9602 | 1.9602 | 1.9602
DSI | 0 | 0 | 0 | 0 | 0 | 0 | 0 | 0
C2G | 5.7475 | 8.8902 | 10.6858 | 10.6858 | 12.3041 | 9.4116 | 9.1761 | 8.7237
HRI | 0 | 0 | 0 | 0 | 0 | 0 | 0 | 0
TOTAL CONTROLS IN NEEDS (GW)
FGD | 155.4887
SCR | 118.0636
SNCR | 23.0175
ACI | 122.7514
DSI | 39.8172
Note on A9: ICFI: All tons are SHORT tons, unless otherwise noted as metric Mtons : thousand tons

## All Constraints
Constraint Name | Constraint # | Constraint ID | Constraint Type | Neutralized | LimitType | Constraint Time Frame | Data Field | Unit of Measure | 2023-2023(RY 2023) | 2024-2026(RY 2025) | 2027-2029(RY 2028) | 2030-2031(RY 2030) | 2032-2037(RY 2035) | 2038-2042(RY 2040) | 2043-2047(RY 2045) | 2048-2054(RY 2050)
#1 - SO2 Title IV Annual Constraint v5.14 | 1 | 7117 | Rate Constraint in MTons | FALSE | L | Annual | Seasons Included | Seasons | Winter, WintShld, Summer | Winter, WintShld, Summer | Winter, WintShld, Summer | Winter, WintShld, Summer | Winter, WintShld, Summer | Winter, WintShld, Summer | Winter, WintShld, Summer | Winter, WintShld, Summer
#1 - SO2 Title IV Annual Constraint v5.14 | 1 | 7117 | Rate Constraint in MTons | FALSE | L | Annual | Standard SO2 | Thousand Tons | 7973.0011 | 7973.0011 | 7973.0011 | 7973.0011 | 7973.0011 | 7973.0011 | 7973.0011 | 7973.0011
#1 - SO2 Title IV Annual Constraint v5.14 | 1 | 7117 | Rate Constraint in MTons | FALSE | L | Annual | Emissions at Affected Plants SO2 | Thousand Tons | 1163.5307 | 709.5312 | 457.8682 | 461.2141 | 467.8047 | 400.1139 | 324.8123 | 252.5787
#1 - SO2 Title IV Annual Constraint v5.14 | 1 | 7117 | Rate Constraint in MTons | FALSE | L | Annual | Allowances Purchased SO2 | Thousand Tons | 0 | 0 | 0 | 0 | 0 | 0 | 0 | 0
#1 - SO2 Title IV Annual Constraint v5.14 | 1 | 7117 | Rate Constraint in MTons | FALSE | L | Annual | Allowances Sold SO2 | Thousand Tons | 0 | 0 | 0 | 0 | 0 | 0 | 0 | 0
#1 - SO2 Title IV Annual Constraint v5.14 | 1 | 7117 | Rate Constraint in MTons | FALSE | L | Annual | Allowances Banked | Thousand Tons | 0 | 0 | 0 | 0 | 0 | 0 | 0 | 0
#1 - SO2 Title IV Annual Constraint v5.14 | 1 | 7117 | Rate Constraint in MTons | FALSE | L | Annual | Allowances Withdrawn (1:1) | Thousand Tons | 0 | 0 | 0 | 0 | 0 | 0 | 0 | 0
#1 - SO2 Title IV Annual Constraint v5.14 | 1 | 7117 | Rate Constraint in MTons | FALSE | L | Annual | Allowances Withdrawn (n:1) | Thousand Tons | 0 | 0 | 0 | 0 | 0 | 0 | 0 | 0
#1 - SO2 Title IV Annual Constraint v5.14 | 1 | 7117 | Rate Constraint in MTons | FALSE | L | Annual | Net Emissions Allowance Position | Thousand Tons | 1163.5307 | 709.5312 | 457.8682 | 461.2141 | 467.8047 | 400.1139 | 324.8123 | 252.5787
#1 - SO2 Title IV Annual Constraint v5.14 | 1 | 7117 | Rate Constraint in MTons | FALSE | L | Annual | Fuel Consumed | TBtu | 19629.7848 | 17341.4688 | 17850.9256 | 17795.2678 | 17939.6141 | 16994.3637 | 16365.6191 | 15061.1302
#1 - SO2 Title IV Annual Constraint v5.14 | 1 | 7117 | Rate Constraint in MTons | FALSE | L | Annual | Rate | lb/MMBtu | 0.11855 | 0.081831 | 0.051299 | 0.051836 | 0.052153 | 0.047088 | 0.039694 | 0.03354
#1 - SO2 Title IV Annual Constraint v5.14 | 1 | 7117 | Rate Constraint in MTons | FALSE | L | Annual | Generation | TWh | 2239.4422 | 2098.7462 | 2225.0996 | 2222.7179 | 2265.8794 | 2173.1198 | 2127.4778 | 2006.8908
#1 - SO2 Title IV Annual Constraint v5.14 | 1 | 7117 | Rate Constraint in MTons | FALSE | L | Annual | Qualifying Generation | TWh | 2239.4422 | 2098.7462 | 2225.0996 | 2222.7179 | 2265.8794 | 2173.1198 | 2127.4778 | 2006.8908
#1 - SO2 Title IV Annual Constraint v5.14 | 1 | 7117 | Rate Constraint in MTons | FALSE | L | Annual | Rate | lb/MWh | 1.0391 | 0.67615 | 0.41155 | 0.415 | 0.41291 | 0.36824 | 0.30535 | 0.25171
#1 - SO2 Title IV Annual Constraint v5.14 | 1 | 7117 | Rate Constraint in MTons | FALSE | L | Annual | Constraint Shadow Price | US2019$/Ton | 0 | 0 | 0 | 0 | 0 | 0 | 0 | 0
#4 - NOx SIPCall Constraint v5.16 | 2 | 7116 | Rate Constraint in MTons | FALSE | L | Annual | Seasons Included | Seasons | Summer | Summer | Summer | Summer | Summer | Summer | Summer | Summer
#4 - NOx SIPCall Constraint v5.16 | 2 | 7116 | Rate Constraint in MTons | FALSE | L | Annual | Standard NOX | Thousand Tons | 72.845 | 72.845 | 72.845 | 72.845 | 72.845 | 72.845 | 72.845 | 72.845
#4 - NOx SIPCall Constraint v5.16 | 2 | 7116 | Rate Constraint in MTons | FALSE | L | Annual | Emissions at Affected Plants NOX | Thousand Tons | 23.3029 | 18.7856 | 9.8965 | 9.7909 | 8.3911 | 8.3529 | 8.0247 | 7.5125
#4 - NOx SIPCall Constraint v5.16 | 2 | 7116 | Rate Constraint in MTons | FALSE | L | Annual | Allowances Purchased NOX | Thousand Tons | 0 | 0 | 0 | 0 | 0 | 0 | 0 | 0
#4 - NOx SIPCall Constraint v5.16 | 2 | 7116 | Rate Constraint in MTons | FALSE | L | Annual | Allowances Sold NOX | Thousand Tons | 0 | 0 | 0 | 0 | 0 | 0 | 0 | 0
#4 - NOx SIPCall Constraint v5.16 | 2 | 7116 | Rate Constraint in MTons | FALSE | L | Annual | Allowances Banked | Thousand Tons | 0 | 54.0594 | 0 | 0 | 0 | 0 | 0 | 0
#4 - NOx SIPCall Constraint v5.16 | 2 | 7116 | Rate Constraint in MTons | FALSE | L | Annual | Allowances Withdrawn (1:1) | Thousand Tons | 0 | 0 | 0 | -72.845 | 0 | -3.2977 | 0 | 0
#4 - NOx SIPCall Constraint v5.16 | 2 | 7116 | Rate Constraint in MTons | FALSE | L | Annual | Allowances Withdrawn (n:1) | Thousand Tons | 0 | 0 | 0 | 0 | 0 | 0 | 0 | 0
#4 - NOx SIPCall Constraint v5.16 | 2 | 7116 | Rate Constraint in MTons | FALSE | L | Annual | Net Emissions Allowance Position | Thousand Tons | 23.3029 | 72.845 | 9.8965 | -63.0541 | 8.3911 | 5.0553 | 8.0247 | 7.5125
#4 - NOx SIPCall Constraint v5.16 | 2 | 7116 | Rate Constraint in MTons | FALSE | L | Annual | Fuel Consumed | TBtu | 658.762 | 641.3939 | 710.4314 | 722.6717 | 699.9811 | 687.7425 | 657.7946 | 649.661
#4 - NOx SIPCall Constraint v5.16 | 2 | 7116 | Rate Constraint in MTons | FALSE | L | Annual | Rate | lb/MMBtu | 0.070748 | 0.058577 | 0.027861 | 0.027096 | 0.023975 | 0.024291 | 0.024399 | 0.023127
#4 - NOx SIPCall Constraint v5.16 | 2 | 7116 | Rate Constraint in MTons | FALSE | L | Annual | Generation | TWh | 79.2619 | 79.1272 | 91.1678 | 93.9874 | 98.9109 | 102.2274 | 100.5493 | 108.7513
#4 - NOx SIPCall Constraint v5.16 | 2 | 7116 | Rate Constraint in MTons | FALSE | L | Annual | Qualifying Generation | TWh | 78.8766 | 77.8689 | 87.6213 | 89.3744 | 93.0843 | 91.7244 | 88.4239 | 89.2685
#4 - NOx SIPCall Constraint v5.16 | 2 | 7116 | Rate Constraint in MTons | FALSE | L | Annual | Rate | lb/MWh | 0.59087 | 0.48249 | 0.22589 | 0.2191 | 0.18029 | 0.18213 | 0.18151 | 0.16831
#4 - NOx SIPCall Constraint v5.16 | 2 | 7116 | Rate Constraint in MTons | FALSE | L | Annual | Constraint Shadow Price | US2019$/Ton | 0 | 0 | 0 | 0 | 0 | 0 | 0 | 0
#6 - WRAP SO2 Policy Case Constraint | 3 | 7119 | Rate Constraint in MTons | FALSE | L | Annual | Seasons Included | Seasons | Winter, WintShld, Summer | Winter, WintShld, Summer | Winter, WintShld, Summer | Winter, WintShld, Summer | Winter, WintShld, Summer | Winter, WintShld, Summer | Winter, WintShld, Summer | Winter, WintShld, Summer
#6 - WRAP SO2 Policy Case Constraint | 3 | 7119 | Rate Constraint in MTons | FALSE | L | Annual | Standard SO2 | Thousand Tons | 89.572 | 89.572 | 89.572 | 89.572 | 89.572 | 89.572 | 89.572 | 89.572
#6 - WRAP SO2 Policy Case Constraint | 3 | 7119 | Rate Constraint in MTons | FALSE | L | Annual | Emissions at Affected Plants SO2 | Thousand Tons | 46.3492 | 36.1249 | 27.9805 | 27.533 | 21.8553 | 13.8215 | 8.4676 | 8.4672
#6 - WRAP SO2 Policy Case Constraint | 3 | 7119 | Rate Constraint in MTons | FALSE | L | Annual | Allowances Purchased SO2 | Thousand Tons | 0 | 0 | 0 | 0 | 0 | 0 | 0 | 0
#6 - WRAP SO2 Policy Case Constraint | 3 | 7119 | Rate Constraint in MTons | FALSE | L | Annual | Allowances Sold SO2 | Thousand Tons | 0 | 0 | 0 | 0 | 0 | 0 | 0 | 0
#6 - WRAP SO2 Policy Case Constraint | 3 | 7119 | Rate Constraint in MTons | FALSE | L | Annual | Allowances Banked | Thousand Tons | 0 | 0 | 0 | 0 | 0 | 0 | 0 | 0
#6 - WRAP SO2 Policy Case Constraint | 3 | 7119 | Rate Constraint in MTons | FALSE | L | Annual | Allowances Withdrawn (1:1) | Thousand Tons | 0 | 0 | 0 | 0 | 0 | 0 | 0 | 0
#6 - WRAP SO2 Policy Case Constraint | 3 | 7119 | Rate Constraint in MTons | FALSE | L | Annual | Allowances Withdrawn (n:1) | Thousand Tons | 0 | 0 | 0 | 0 | 0 | 0 | 0 | 0
#6 - WRAP SO2 Policy Case Constraint | 3 | 7119 | Rate Constraint in MTons | FALSE | L | Annual | Net Emissions Allowance Position | Thousand Tons | 46.3492 | 36.1249 | 27.9805 | 27.533 | 21.8553 | 13.8215 | 8.4676 | 8.4672
#6 - WRAP SO2 Policy Case Constraint | 3 | 7119 | Rate Constraint in MTons | FALSE | L | Annual | Fuel Consumed | TBtu | 841.197 | 612.8978 | 583.1188 | 619.5908 | 577.1226 | 467.7137 | 474.337 | 405.1227
#6 - WRAP SO2 Policy Case Constraint | 3 | 7119 | Rate Constraint in MTons | FALSE | L | Annual | Rate | lb/MMBtu | 0.1102 | 0.11788 | 0.095968 | 0.088875 | 0.075739 | 0.059102 | 0.035703 | 0.041801
#6 - WRAP SO2 Policy Case Constraint | 3 | 7119 | Rate Constraint in MTons | FALSE | L | Annual | Generation | TWh | 82.1073 | 62.3293 | 61.3116 | 64.789 | 60.6956 | 50.0598 | 54.6384 | 47.7165
#6 - WRAP SO2 Policy Case Constraint | 3 | 7119 | Rate Constraint in MTons | FALSE | L | Annual | Qualifying Generation | TWh | 82.1073 | 62.3293 | 61.3116 | 64.789 | 59.8324 | 49.1006 | 53.4148 | 47.1207
#6 - WRAP SO2 Policy Case Constraint | 3 | 7119 | Rate Constraint in MTons | FALSE | L | Annual | Rate | lb/MWh | 1.129 | 1.1592 | 0.91273 | 0.84993 | 0.73055 | 0.56299 | 0.31705 | 0.35938
#6 - WRAP SO2 Policy Case Constraint | 3 | 7119 | Rate Constraint in MTons | FALSE | L | Annual | Constraint Shadow Price | US2019$/Ton | 0 | 0 | 0 | 0 | 0 | 0 | 0 | 0
#CAN - #1 National - SO2 Cap Annual v3.1 | 4 | 7604 | Rate Constraint in MTons | FALSE | L | Annual | Seasons Included | Seasons | Winter, WintShld, Summer | Winter, WintShld, Summer | Winter, WintShld, Summer | Winter, WintShld, Summer | Winter, WintShld, Summer | Winter, WintShld, Summer | Winter, WintShld, Summer | Winter, WintShld, Summer
#CAN - #1 National - SO2 Cap Annual v3.1 | 4 | 7604 | Rate Constraint in MTons | FALSE | L | Annual | Standard SO2 | Thousand Tons | 948.21 | 948.21 | 948.21 | 948.21 | 948.21 | 948.21 | 948.21 | 948.21
#CAN - #1 National - SO2 Cap Annual v3.1 | 4 | 7604 | Rate Constraint in MTons | FALSE | L | Annual | Emissions at Affected Plants SO2 | Thousand Tons | 123.2477 | 108.2666 | 108.1348 | 93.0798 | 94.6617 | 81.8434 | 72.9561 | 55.6573
#CAN - #1 National - SO2 Cap Annual v3.1 | 4 | 7604 | Rate Constraint in MTons | FALSE | L | Annual | Allowances Purchased SO2 | Thousand Tons | 0 | 0 | 0 | 0 | 0 | 0 | 0 | 0
#CAN - #1 National - SO2 Cap Annual v3.1 | 4 | 7604 | Rate Constraint in MTons | FALSE | L | Annual | Allowances Sold SO2 | Thousand Tons | 0 | 0 | 0 | 0 | 0 | 0 | 0 | 0
#CAN - #1 National - SO2 Cap Annual v3.1 | 4 | 7604 | Rate Constraint in MTons | FALSE | L | Annual | Allowances Banked | Thousand Tons | 0 | 0 | 0 | 0 | 0 | 0 | 0 | 0
#CAN - #1 National - SO2 Cap Annual v3.1 | 4 | 7604 | Rate Constraint in MTons | FALSE | L | Annual | Allowances Withdrawn (1:1) | Thousand Tons | 0 | 0 | 0 | 0 | 0 | 0 | 0 | 0
#CAN - #1 National - SO2 Cap Annual v3.1 | 4 | 7604 | Rate Constraint in MTons | FALSE | L | Annual | Allowances Withdrawn (n:1) | Thousand Tons | 0 | 0 | 0 | 0 | 0 | 0 | 0 | 0
#CAN - #1 National - SO2 Cap Annual v3.1 | 4 | 7604 | Rate Constraint in MTons | FALSE | L | Annual | Net Emissions Allowance Position | Thousand Tons | 123.2477 | 108.2666 | 108.1348 | 93.0798 | 94.6617 | 81.8434 | 72.9561 | 55.6573
#CAN - #1 National - SO2 Cap Annual v3.1 | 4 | 7604 | Rate Constraint in MTons | FALSE | L | Annual | Fuel Consumed | TBtu | 722.798 | 787.8162 | 815.189 | 841.4469 | 922.8249 | 1026.9815 | 1127.0231 | 1465.185
#CAN - #1 National - SO2 Cap Annual v3.1 | 4 | 7604 | Rate Constraint in MTons | FALSE | L | Annual | Rate | lb/MMBtu | 0.34103 | 0.27485 | 0.2653 | 0.22124 | 0.20516 | 0.15939 | 0.12947 | 0.075973
#CAN - #1 National - SO2 Cap Annual v3.1 | 4 | 7604 | Rate Constraint in MTons | FALSE | L | Annual | Generation | TWh | 85.5124 | 97.5617 | 101.5696 | 107.2884 | 123.3692 | 141.4075 | 157.6752 | 213.0736
#CAN - #1 National - SO2 Cap Annual v3.1 | 4 | 7604 | Rate Constraint in MTons | FALSE | L | Annual | Qualifying Generation | TWh | 85.5124 | 97.5617 | 101.5696 | 107.2884 | 123.3692 | 141.4075 | 157.6752 | 213.0736
#CAN - #1 National - SO2 Cap Annual v3.1 | 4 | 7604 | Rate Constraint in MTons | FALSE | L | Annual | Rate | lb/MWh | 2.8826 | 2.2194 | 2.1293 | 1.7351 | 1.5346 | 1.1576 | 0.9254 | 0.52242
#CAN - #1 National - SO2 Cap Annual v3.1 | 4 | 7604 | Rate Constraint in MTons | FALSE | L | Annual | Constraint Shadow Price | US2019$/Ton | 0 | 0 | 0 | 0 | 0 | 0 | 0 | 0
#CAN - AB - MER Cap Annual v4.12 | 5 | 7616 | Rate Constraint in MTons | FALSE | L | Annual | Seasons Included | Seasons | Winter, WintShld, Summer | Winter, WintShld, Summer | Winter, WintShld, Summer | Winter, WintShld, Summer | Winter, WintShld, Summer | Winter, WintShld, Summer | Winter, WintShld, Summer | Winter, WintShld, Summer
#CAN - AB - MER Cap Annual v4.12 | 5 | 7616 | Rate Constraint in MTons | FALSE | L | Annual | Standard MER | lbs | 1300.7273 | 1300.7273 | 1300.7273 | 1300.7273 | 1300.7273 | 1300.7273 | 1300.7273 | 1300.7273
#CAN - AB - MER Cap Annual v4.12 | 5 | 7616 | Rate Constraint in MTons | FALSE | L | Annual | Emissions at Affected Plants MER | lbs | 29.2387 | 13.8589 | 13.8589 | 0 | 0 | 0 | 0 | 0
#CAN - AB - MER Cap Annual v4.12 | 5 | 7616 | Rate Constraint in MTons | FALSE | L | Annual | Allowances Purchased MER | lbs | 0 | 0 | 0 | 0 | 0 | 0 | 0 | 0
#CAN - AB - MER Cap Annual v4.12 | 5 | 7616 | Rate Constraint in MTons | FALSE | L | Annual | Allowances Sold MER | lbs | 0 | 0 | 0 | 0 | 0 | 0 | 0 | 0
#CAN - AB - MER Cap Annual v4.12 | 5 | 7616 | Rate Constraint in MTons | FALSE | L | Annual | Allowances Banked | lbs | 0 | 0 | 0 | 0 | 0 | 0 | 0 | 0
#CAN - AB - MER Cap Annual v4.12 | 5 | 7616 | Rate Constraint in MTons | FALSE | L | Annual | Allowances Withdrawn (1:1) | lbs | 0 | 0 | 0 | 0 | 0 | 0 | 0 | 0
#CAN - AB - MER Cap Annual v4.12 | 5 | 7616 | Rate Constraint in MTons | FALSE | L | Annual | Allowances Withdrawn (n:1) | lbs | 0 | 0 | 0 | 0 | 0 | 0 | 0 | 0
#CAN - AB - MER Cap Annual v4.12 | 5 | 7616 | Rate Constraint in MTons | FALSE | L | Annual | Net Emissions Allowance Position | lbs | 29.2387 | 13.8589 | 13.8589 | 0 | 0 | 0 | 0 | 0
#CAN - AB - MER Cap Annual v4.12 | 5 | 7616 | Rate Constraint in MTons | FALSE | L | Annual | Fuel Consumed | TBtu | 59.1477 | 28.0354 | 28.0354 | 0 | 0 | 0 | 0 | 0
#CAN - AB - MER Cap Annual v4.12 | 5 | 7616 | Rate Constraint in MTons | FALSE | L | Annual | Rate | lb/MMBtu | 4.9433e-07 | 4.9433e-07 | 4.9433e-07 | 0 | 0 | 0 | 0 | 0
#CAN - AB - MER Cap Annual v4.12 | 5 | 7616 | Rate Constraint in MTons | FALSE | L | Annual | Generation | TWh | 5.6666 | 2.6859 | 2.6859 | 0 | 0 | 0 | 0 | 0
#CAN - AB - MER Cap Annual v4.12 | 5 | 7616 | Rate Constraint in MTons | FALSE | L | Annual | Qualifying Generation | TWh | 5.6666 | 2.6859 | 2.6859 | 0 | 0 | 0 | 0 | 0
#CAN - AB - MER Cap Annual v4.12 | 5 | 7616 | Rate Constraint in MTons | FALSE | L | Annual | Rate | lb/MWh | 5.1599e-06 | 5.1599e-06 | 5.1599e-06 | 0 | 0 | 0 | 0 | 0
#CAN - AB - MER Cap Annual v4.12 | 5 | 7616 | Rate Constraint in MTons | FALSE | L | Annual | Constraint Shadow Price | US2019$/Lb | 0 | 0 | 0 | 0 | 0 | 0 | 0 | 0
#CAN - BC - CO2 Constraint- v.6.17 | 6 | 7617 | Rate Constraint in MTons | FALSE | L | Annual | Seasons Included | Seasons | Winter, WintShld, Summer | Winter, WintShld, Summer | Winter, WintShld, Summer | Winter, WintShld, Summer | Winter, WintShld, Summer | Winter, WintShld, Summer | Winter, WintShld, Summer | Winter, WintShld, Summer
#CAN - BC - CO2 Constraint- v.6.17 | 6 | 7617 | Rate Constraint in MTons | FALSE | L | Annual | Standard CO2 | Thousand Tons | 0 | 0 | 0 | 0 | 0 | 0 | 0 | 0
#CAN - BC - CO2 Constraint- v.6.17 | 6 | 7617 | Rate Constraint in MTons | FALSE | L | Annual | Emissions at Affected Plants CO2 | Thousand Tons | 221.2926 | 101.5055 | 19.7328 | 103.0892 | 174.6758 | 323.356 | 1338.4855 | 1914.0609
#CAN - BC - CO2 Constraint- v.6.17 | 6 | 7617 | Rate Constraint in MTons | FALSE | L | Annual | Allowances Purchased CO2 | Thousand Tons | -221.2926 | -101.5055 | -19.7328 | -103.0892 | -174.6758 | -323.356 | -1338.4855 | -1914.0609
#CAN - BC - CO2 Constraint- v.6.17 | 6 | 7617 | Rate Constraint in MTons | FALSE | L | Annual | Allowances Sold CO2 | Thousand Tons | 0 | 0 | 0 | 0 | 0 | 0 | 0 | 0
#CAN - BC - CO2 Constraint- v.6.17 | 6 | 7617 | Rate Constraint in MTons | FALSE | L | Annual | Allowances Banked | Thousand Tons | 0 | 0 | 0 | 0 | 0 | 0 | 0 | 0
#CAN - BC - CO2 Constraint- v.6.17 | 6 | 7617 | Rate Constraint in MTons | FALSE | L | Annual | Allowances Withdrawn (1:1) | Thousand Tons | 0 | 0 | 0 | 0 | 0 | 0 | 0 | 0
#CAN - BC - CO2 Constraint- v.6.17 | 6 | 7617 | Rate Constraint in MTons | FALSE | L | Annual | Allowances Withdrawn (n:1) | Thousand Tons | 0 | 0 | 0 | 0 | 0 | 0 | 0 | 0
#CAN - BC - CO2 Constraint- v.6.17 | 6 | 7617 | Rate Constraint in MTons | FALSE | L | Annual | Net Emissions Allowance Position | Thousand Tons | 2.3251e-07 | 1.4322e-07 | 5.8745e-08 | 1.9668e-07 | 2.6411e-07 | -4.1869e-07 | -3.9971e-07 | 3.819e-07
#CAN - BC - CO2 Constraint- v.6.17 | 6 | 7617 | Rate Constraint in MTons | FALSE | L | Annual | Fuel Consumed | TBtu | 2.7424 | 1.2579 | 0.24449 | 1.2748 | 2.1703 | 4.4599 | 22.1446 | 30.679
#CAN - BC - CO2 Constraint- v.6.17 | 6 | 7617 | Rate Constraint in MTons | FALSE | L | Annual | Rate | lb/MMBtu | 161.386 | 161.3903 | 161.4191 | 161.7297 | 160.9718 | 145.0056 | 120.8862 | 124.7799
#CAN - BC - CO2 Constraint- v.6.17 | 6 | 7617 | Rate Constraint in MTons | FALSE | L | Annual | Generation | TWh | 0.20139 | 0.099042 | 0.023274 | 0.10392 | 0.16601 | 0.44334 | 3.3015 | 4.5998
#CAN - BC - CO2 Constraint- v.6.17 | 6 | 7617 | Rate Constraint in MTons | FALSE | L | Annual | Qualifying Generation | TWh | 0.20139 | 0.099042 | 0.023274 | 0.10392 | 0.16601 | 0.44334 | 3.3015 | 4.5998
#CAN - BC - CO2 Constraint- v.6.17 | 6 | 7617 | Rate Constraint in MTons | FALSE | L | Annual | Rate | lb/MWh | 2197.6135 | 2049.7418 | 1695.678 | 1983.9704 | 2104.4099 | 1458.723 | 810.8344 | 832.2352
#CAN - BC - CO2 Constraint- v.6.17 | 6 | 7617 | Rate Constraint in MTons | FALSE | L | Annual | Constraint Shadow Price | US2019$/Ton | 21.957 | 21.9558 | 21.9558 | 21.9559 | 21.9557 | 21.9558 | 21.956 | 21.956
#CAN - MB - Acid Rain - SO2 Cap Annual v3.1 | 7 | 7618 | Rate Constraint in MTons | FALSE | L | Annual | Seasons Included | Seasons | Winter, WintShld, Summer | Winter, WintShld, Summer | Winter, WintShld, Summer | Winter, WintShld, Summer | Winter, WintShld, Summer | Winter, WintShld, Summer | Winter, WintShld, Summer | Winter, WintShld, Summer
#CAN - MB - Acid Rain - SO2 Cap Annual v3.1 | 7 | 7618 | Rate Constraint in MTons | FALSE | L | Annual | Standard SO2 | Thousand Tons | 4.41 | 4.41 | 4.41 | 4.41 | 4.41 | 4.41 | 4.41 | 4.41
#CAN - MB - Acid Rain - SO2 Cap Annual v3.1 | 7 | 7618 | Rate Constraint in MTons | FALSE | L | Annual | Emissions at Affected Plants SO2 | Thousand Tons | 0 | 0 | 0 | 0 | 0 | 0 | 0 | 0
#CAN - MB - Acid Rain - SO2 Cap Annual v3.1 | 7 | 7618 | Rate Constraint in MTons | FALSE | L | Annual | Allowances Purchased SO2 | Thousand Tons | 0 | 0 | 0 | 0 | 0 | 0 | 0 | 0
#CAN - MB - Acid Rain - SO2 Cap Annual v3.1 | 7 | 7618 | Rate Constraint in MTons | FALSE | L | Annual | Allowances Sold SO2 | Thousand Tons | 0 | 0 | 0 | 0 | 0 | 0 | 0 | 0
#CAN - MB - Acid Rain - SO2 Cap Annual v3.1 | 7 | 7618 | Rate Constraint in MTons | FALSE | L | Annual | Allowances Banked | Thousand Tons | 0 | 0 | 0 | 0 | 0 | 0 | 0 | 0
#CAN - MB - Acid Rain - SO2 Cap Annual v3.1 | 7 | 7618 | Rate Constraint in MTons | FALSE | L | Annual | Allowances Withdrawn (1:1) | Thousand Tons | 0 | 0 | 0 | 0 | 0 | 0 | 0 | 0
#CAN - MB - Acid Rain - SO2 Cap Annual v3.1 | 7 | 7618 | Rate Constraint in MTons | FALSE | L | Annual | Allowances Withdrawn (n:1) | Thousand Tons | 0 | 0 | 0 | 0 | 0 | 0 | 0 | 0
#CAN - MB - Acid Rain - SO2 Cap Annual v3.1 | 7 | 7618 | Rate Constraint in MTons | FALSE | L | Annual | Net Emissions Allowance Position | Thousand Tons | 0 | 0 | 0 | 0 | 0 | 0 | 0 | 0
#CAN - MB - Acid Rain - SO2 Cap Annual v3.1 | 7 | 7618 | Rate Constraint in MTons | FALSE | L | Annual | Fuel Consumed | TBtu | 1.0104 | 1.0104 | 1.0104 | 1.0104 | 12.5173 | 36.4441 | 36.4441 | 42.1069
#CAN - MB - Acid Rain - SO2 Cap Annual v3.1 | 7 | 7618 | Rate Constraint in MTons | FALSE | L | Annual | Rate | lb/MMBtu | 0 | 0 | 0 | 0 | 0 | 0 | 0 | 0
#CAN - MB - Acid Rain - SO2 Cap Annual v3.1 | 7 | 7618 | Rate Constraint in MTons | FALSE | L | Annual | Generation | TWh | 0.073763 | 0.073763 | 0.073763 | 0.073763 | 1.8802 | 5.6363 | 5.6363 | 6.5253
#CAN - MB - Acid Rain - SO2 Cap Annual v3.1 | 7 | 7618 | Rate Constraint in MTons | FALSE | L | Annual | Qualifying Generation | TWh | 0.073763 | 0.073763 | 0.073763 | 0.073763 | 1.8802 | 5.6363 | 5.6363 | 6.5253
#CAN - MB - Acid Rain - SO2 Cap Annual v3.1 | 7 | 7618 | Rate Constraint in MTons | FALSE | L | Annual | Rate | lb/MWh | 0 | 0 | 0 | 0 | 0 | 0 | 0 | 0
#CAN - MB - Acid Rain - SO2 Cap Annual v3.1 | 7 | 7618 | Rate Constraint in MTons | FALSE | L | Annual | Constraint Shadow Price | US2019$/Ton | 0 | 0 | 0 | 0 | 0 | 0 | 0 | 0
#CAN - MB - CO2 Constraint- v.6.17 | 8 | 7620 | Rate Constraint in MTons | FALSE | L | Annual | Seasons Included | Seasons | Winter, WintShld, Summer | Winter, WintShld, Summer | Winter, WintShld, Summer | Winter, WintShld, Summer | Winter, WintShld, Summer | Winter, WintShld, Summer | Winter, WintShld, Summer | Winter, WintShld, Summer
#CAN - MB - CO2 Constraint- v.6.17 | 8 | 7620 | Rate Constraint in MTons | FALSE | L | Annual | Standard CO2 | Thousand Tons | 0 | 0 | 0 | 0 | 0 | 0 | 0 | 0
#CAN - MB - CO2 Constraint- v.6.17 | 8 | 7620 | Rate Constraint in MTons | FALSE | L | Annual | Emissions at Affected Plants CO2 | Thousand Tons | 0 | 0 | 0 | 0 | 0 | 0 | 0 | 0
#CAN - MB - CO2 Constraint- v.6.17 | 8 | 7620 | Rate Constraint in MTons | FALSE | L | Annual | Allowances Purchased CO2 | Thousand Tons | 0 | 0 | 0 | 0 | 0 | 0 | 0 | 0
#CAN - MB - CO2 Constraint- v.6.17 | 8 | 7620 | Rate Constraint in MTons | FALSE | L | Annual | Allowances Sold CO2 | Thousand Tons | 0 | 0 | 0 | 0 | 0 | 0 | 0 | 0
#CAN - MB - CO2 Constraint- v.6.17 | 8 | 7620 | Rate Constraint in MTons | FALSE | L | Annual | Allowances Banked | Thousand Tons | 0 | 0 | 0 | 0 | 0 | 0 | 0 | 0
#CAN - MB - CO2 Constraint- v.6.17 | 8 | 7620 | Rate Constraint in MTons | FALSE | L | Annual | Allowances Withdrawn (1:1) | Thousand Tons | 0 | 0 | 0 | 0 | 0 | 0 | 0 | 0
#CAN - MB - CO2 Constraint- v.6.17 | 8 | 7620 | Rate Constraint in MTons | FALSE | L | Annual | Allowances Withdrawn (n:1) | Thousand Tons | 0 | 0 | 0 | 0 | 0 | 0 | 0 | 0
#CAN - MB - CO2 Constraint- v.6.17 | 8 | 7620 | Rate Constraint in MTons | FALSE | L | Annual | Net Emissions Allowance Position | Thousand Tons | 0 | 0 | 0 | 0 | 0 | 0 | 0 | 0
#CAN - MB - CO2 Constraint- v.6.17 | 8 | 7620 | Rate Constraint in MTons | FALSE | L | Annual | Fuel Consumed | TBtu | 0 | 0 | 0 | 0 | 0 | 0 | 0 | 0
#CAN - MB - CO2 Constraint- v.6.17 | 8 | 7620 | Rate Constraint in MTons | FALSE | L | Annual | Rate | lb/MMBtu | 0 | 0 | 0 | 0 | 0 | 0 | 0 | 0
#CAN - MB - CO2 Constraint- v.6.17 | 8 | 7620 | Rate Constraint in MTons | FALSE | L | Annual | Generation | TWh | 0 | 0 | 0 | 0 | 0 | 0 | 0 | 0
#CAN - MB - CO2 Constraint- v.6.17 | 8 | 7620 | Rate Constraint in MTons | FALSE | L | Annual | Qualifying Generation | TWh | 0 | 0 | 0 | 0 | 0 | 0 | 0 | 0
#CAN - MB - CO2 Constraint- v.6.17 | 8 | 7620 | Rate Constraint in MTons | FALSE | L | Annual | Rate | lb/MWh | 0 | 0 | 0 | 0 | 0 | 0 | 0 | 0
#CAN - MB - CO2 Constraint- v.6.17 | 8 | 7620 | Rate Constraint in MTons | FALSE | L | Annual | Constraint Shadow Price | US2019$/Ton | 0 | 10.3957 | 10.3956 | 10.3961 | 10.3954 | 10.3957 | 10.3959 | 10.3955
#CAN - MB - MER Cap Annual v4.12 | 9 | 7619 | Rate Constraint in MTons | FALSE | L | Annual | Seasons Included | Seasons | Winter, WintShld, Summer | Winter, WintShld, Summer | Winter, WintShld, Summer | Winter, WintShld, Summer | Winter, WintShld, Summer | Winter, WintShld, Summer | Winter, WintShld, Summer | Winter, WintShld, Summer
#CAN - MB - MER Cap Annual v4.12 | 9 | 7619 | Rate Constraint in MTons | FALSE | L | Annual | Standard MER | lbs | 44.0925 | 44.0925 | 44.0925 | 44.0925 | 44.0925 | 44.0925 | 44.0925 | 44.0925
#CAN - MB - MER Cap Annual v4.12 | 9 | 7619 | Rate Constraint in MTons | FALSE | L | Annual | Emissions at Affected Plants MER | lbs | 0 | 0 | 0 | 0 | 0 | 0 | 0 | 0
#CAN - MB - MER Cap Annual v4.12 | 9 | 7619 | Rate Constraint in MTons | FALSE | L | Annual | Allowances Purchased MER | lbs | 0 | 0 | 0 | 0 | 0 | 0 | 0 | 0
#CAN - MB - MER Cap Annual v4.12 | 9 | 7619 | Rate Constraint in MTons | FALSE | L | Annual | Allowances Sold MER | lbs | 0 | 0 | 0 | 0 | 0 | 0 | 0 | 0
#CAN - MB - MER Cap Annual v4.12 | 9 | 7619 | Rate Constraint in MTons | FALSE | L | Annual | Allowances Banked | lbs | 0 | 0 | 0 | 0 | 0 | 0 | 0 | 0
#CAN - MB - MER Cap Annual v4.12 | 9 | 7619 | Rate Constraint in MTons | FALSE | L | Annual | Allowances Withdrawn (1:1) | lbs | 0 | 0 | 0 | 0 | 0 | 0 | 0 | 0
#CAN - MB - MER Cap Annual v4.12 | 9 | 7619 | Rate Constraint in MTons | FALSE | L | Annual | Allowances Withdrawn (n:1) | lbs | 0 | 0 | 0 | 0 | 0 | 0 | 0 | 0
#CAN - MB - MER Cap Annual v4.12 | 9 | 7619 | Rate Constraint in MTons | FALSE | L | Annual | Net Emissions Allowance Position | lbs | 0 | 0 | 0 | 0 | 0 | 0 | 0 | 0
#CAN - MB - MER Cap Annual v4.12 | 9 | 7619 | Rate Constraint in MTons | FALSE | L | Annual | Fuel Consumed | TBtu | 0 | 0 | 0 | 0 | 0 | 0 | 0 | 0
#CAN - MB - MER Cap Annual v4.12 | 9 | 7619 | Rate Constraint in MTons | FALSE | L | Annual | Rate | lb/MMBtu | 0 | 0 | 0 | 0 | 0 | 0 | 0 | 0
#CAN - MB - MER Cap Annual v4.12 | 9 | 7619 | Rate Constraint in MTons | FALSE | L | Annual | Generation | TWh | 0 | 0 | 0 | 0 | 0 | 0 | 0 | 0
#CAN - MB - MER Cap Annual v4.12 | 9 | 7619 | Rate Constraint in MTons | FALSE | L | Annual | Qualifying Generation | TWh | 0 | 0 | 0 | 0 | 0 | 0 | 0 | 0
#CAN - MB - MER Cap Annual v4.12 | 9 | 7619 | Rate Constraint in MTons | FALSE | L | Annual | Rate | lb/MWh | 0 | 0 | 0 | 0 | 0 | 0 | 0 | 0
#CAN - MB - MER Cap Annual v4.12 | 9 | 7619 | Rate Constraint in MTons | FALSE | L | Annual | Constraint Shadow Price | US2019$/Lb | 0 | 0 | 0 | 0 | 0 | 0 | 0 | 0
#CAN - NB - Acid Rain - SO2 Cap Annual v3.1 | 10 | 7622 | Rate Constraint in MTons | FALSE | L | Annual | Seasons Included | Seasons | Winter, WintShld, Summer | Winter, WintShld, Summer | Winter, WintShld, Summer | Winter, WintShld, Summer | Winter, WintShld, Summer | Winter, WintShld, Summer | Winter, WintShld, Summer | Winter, WintShld, Summer
#CAN - NB - Acid Rain - SO2 Cap Annual v3.1 | 10 | 7622 | Rate Constraint in MTons | FALSE | L | Annual | Standard SO2 | Thousand Tons | 135.58 | 135.58 | 135.58 | 135.58 | 135.58 | 135.58 | 135.58 | 135.58
#CAN - NB - Acid Rain - SO2 Cap Annual v3.1 | 10 | 7622 | Rate Constraint in MTons | FALSE | L | Annual | Emissions at Affected Plants SO2 | Thousand Tons | 0 | 0.087474 | 0 | 0 | 0 | 0 | 0 | 0
#CAN - NB - Acid Rain - SO2 Cap Annual v3.1 | 10 | 7622 | Rate Constraint in MTons | FALSE | L | Annual | Allowances Purchased SO2 | Thousand Tons | 0 | 0 | 0 | 0 | 0 | 0 | 0 | 0
#CAN - NB - Acid Rain - SO2 Cap Annual v3.1 | 10 | 7622 | Rate Constraint in MTons | FALSE | L | Annual | Allowances Sold SO2 | Thousand Tons | 0 | 0 | 0 | 0 | 0 | 0 | 0 | 0
#CAN - NB - Acid Rain - SO2 Cap Annual v3.1 | 10 | 7622 | Rate Constraint in MTons | FALSE | L | Annual | Allowances Banked | Thousand Tons | 0 | 0 | 0 | 0 | 0 | 0 | 0 | 0
#CAN - NB - Acid Rain - SO2 Cap Annual v3.1 | 10 | 7622 | Rate Constraint in MTons | FALSE | L | Annual | Allowances Withdrawn (1:1) | Thousand Tons | 0 | 0 | 0 | 0 | 0 | 0 | 0 | 0
#CAN - NB - Acid Rain - SO2 Cap Annual v3.1 | 10 | 7622 | Rate Constraint in MTons | FALSE | L | Annual | Allowances Withdrawn (n:1) | Thousand Tons | 0 | 0 | 0 | 0 | 0 | 0 | 0 | 0
#CAN - NB - Acid Rain - SO2 Cap Annual v3.1 | 10 | 7622 | Rate Constraint in MTons | FALSE | L | Annual | Net Emissions Allowance Position | Thousand Tons | 0 | 0.087474 | 0 | 0 | 0 | 0 | 0 | 0
#CAN - NB - Acid Rain - SO2 Cap Annual v3.1 | 10 | 7622 | Rate Constraint in MTons | FALSE | L | Annual | Fuel Consumed | TBtu | 46.702 | 47.0981 | 46.3163 | 46.7175 | 99.7648 | 106.229 | 123.6713 | 115.4657
#CAN - NB - Acid Rain - SO2 Cap Annual v3.1 | 10 | 7622 | Rate Constraint in MTons | FALSE | L | Annual | Rate | lb/MMBtu | 0 | 0.0037145 | 0 | 0 | 0 | 0 | 0 | 0
#CAN - NB - Acid Rain - SO2 Cap Annual v3.1 | 10 | 7622 | Rate Constraint in MTons | FALSE | L | Annual | Generation | TWh | 2.6862 | 2.7106 | 2.6363 | 2.6901 | 11.0389 | 12.0537 | 14.7919 | 13.826
#CAN - NB - Acid Rain - SO2 Cap Annual v3.1 | 10 | 7622 | Rate Constraint in MTons | FALSE | L | Annual | Qualifying Generation | TWh | 2.6862 | 2.7106 | 2.6363 | 2.6901 | 11.0389 | 12.0537 | 14.7919 | 13.826
#CAN - NB - Acid Rain - SO2 Cap Annual v3.1 | 10 | 7622 | Rate Constraint in MTons | FALSE | L | Annual | Rate | lb/MWh | 0 | 0.064542 | 0 | 0 | 0 | 0 | 0 | 0
#CAN - NB - Acid Rain - SO2 Cap Annual v3.1 | 10 | 7622 | Rate Constraint in MTons | FALSE | L | Annual | Constraint Shadow Price | US2019$/Ton | 0 | 0 | 0 | 0 | 0 | 0 | 0 | 0
#CAN - NB - MER Cap Annual v4.12 | 11 | 7623 | Rate Constraint in MTons | FALSE | L | Annual | Seasons Included | Seasons | Winter, WintShld, Summer | Winter, WintShld, Summer | Winter, WintShld, Summer | Winter, WintShld, Summer | Winter, WintShld, Summer | Winter, WintShld, Summer | Winter, WintShld, Summer | Winter, WintShld, Summer
#CAN - NB - MER Cap Annual v4.12 | 11 | 7623 | Rate Constraint in MTons | FALSE | L | Annual | Standard MER | lbs | 55.1156 | 55.1156 | 55.1156 | 55.1156 | 55.1156 | 55.1156 | 55.1156 | 55.1156
#CAN - NB - MER Cap Annual v4.12 | 11 | 7623 | Rate Constraint in MTons | FALSE | L | Annual | Emissions at Affected Plants MER | lbs | 0 | 0.26926 | 0 | 0 | 0 | 0 | 0 | 0
#CAN - NB - MER Cap Annual v4.12 | 11 | 7623 | Rate Constraint in MTons | FALSE | L | Annual | Allowances Purchased MER | lbs | 0 | 0 | 0 | 0 | 0 | 0 | 0 | 0
#CAN - NB - MER Cap Annual v4.12 | 11 | 7623 | Rate Constraint in MTons | FALSE | L | Annual | Allowances Sold MER | lbs | 0 | 0 | 0 | 0 | 0 | 0 | 0 | 0
#CAN - NB - MER Cap Annual v4.12 | 11 | 7623 | Rate Constraint in MTons | FALSE | L | Annual | Allowances Banked | lbs | 0 | 0 | 0 | 0 | 0 | 0 | 0 | 0
#CAN - NB - MER Cap Annual v4.12 | 11 | 7623 | Rate Constraint in MTons | FALSE | L | Annual | Allowances Withdrawn (1:1) | lbs | 0 | 0 | 0 | 0 | 0 | 0 | 0 | 0
#CAN - NB - MER Cap Annual v4.12 | 11 | 7623 | Rate Constraint in MTons | FALSE | L | Annual | Allowances Withdrawn (n:1) | lbs | 0 | 0 | 0 | 0 | 0 | 0 | 0 | 0
#CAN - NB - MER Cap Annual v4.12 | 11 | 7623 | Rate Constraint in MTons | FALSE | L | Annual | Net Emissions Allowance Position | lbs | 0 | 0.26926 | 0 | 0 | 0 | 0 | 0 | 0
#CAN - NB - MER Cap Annual v4.12 | 11 | 7623 | Rate Constraint in MTons | FALSE | L | Annual | Fuel Consumed | TBtu | 0 | 0.79848 | 0 | 0 | 0 | 0 | 0 | 0
#CAN - NB - MER Cap Annual v4.12 | 11 | 7623 | Rate Constraint in MTons | FALSE | L | Annual | Rate | lb/MMBtu | 0 | 3.3721e-07 | 0 | 0 | 0 | 0 | 0 | 0
#CAN - NB - MER Cap Annual v4.12 | 11 | 7623 | Rate Constraint in MTons | FALSE | L | Annual | Generation | TWh | 0 | 0.076497 | 0 | 0 | 0 | 0 | 0 | 0
#CAN - NB - MER Cap Annual v4.12 | 11 | 7623 | Rate Constraint in MTons | FALSE | L | Annual | Qualifying Generation | TWh | 0 | 0.076497 | 0 | 0 | 0 | 0 | 0 | 0
#CAN - NB - MER Cap Annual v4.12 | 11 | 7623 | Rate Constraint in MTons | FALSE | L | Annual | Rate | lb/MWh | 0 | 3.5198e-06 | 0 | 0 | 0 | 0 | 0 | 0
#CAN - NB - MER Cap Annual v4.12 | 11 | 7623 | Rate Constraint in MTons | FALSE | L | Annual | Constraint Shadow Price | US2019$/Lb | 0 | 0 | 0 | 0 | 0 | 0 | 0 | 0
#CAN - NL&NF - SO2 Cap Annual v3.1 | 12 | 7621 | Rate Constraint in MTons | FALSE | L | Annual | Seasons Included | Seasons | Winter, WintShld, Summer | Winter, WintShld, Summer | Winter, WintShld, Summer | Winter, WintShld, Summer | Winter, WintShld, Summer | Winter, WintShld, Summer | Winter, WintShld, Summer | Winter, WintShld, Summer
#CAN - NL&NF - SO2 Cap Annual v3.1 | 12 | 7621 | Rate Constraint in MTons | FALSE | L | Annual | Standard SO2 | Thousand Tons | 16.53 | 16.53 | 16.53 | 16.53 | 16.53 | 16.53 | 16.53 | 16.53
#CAN - NL&NF - SO2 Cap Annual v3.1 | 12 | 7621 | Rate Constraint in MTons | FALSE | L | Annual | Emissions at Affected Plants SO2 | Thousand Tons | 0 | 0 | 0 | 0 | 0 | 0 | 0 | 0
#CAN - NL&NF - SO2 Cap Annual v3.1 | 12 | 7621 | Rate Constraint in MTons | FALSE | L | Annual | Allowances Purchased SO2 | Thousand Tons | 0 | 0 | 0 | 0 | 0 | 0 | 0 | 0
#CAN - NL&NF - SO2 Cap Annual v3.1 | 12 | 7621 | Rate Constraint in MTons | FALSE | L | Annual | Allowances Sold SO2 | Thousand Tons | 0 | 0 | 0 | 0 | 0 | 0 | 0 | 0
#CAN - NL&NF - SO2 Cap Annual v3.1 | 12 | 7621 | Rate Constraint in MTons | FALSE | L | Annual | Allowances Banked | Thousand Tons | 0 | 0 | 0 | 0 | 0 | 0 | 0 | 0
#CAN - NL&NF - SO2 Cap Annual v3.1 | 12 | 7621 | Rate Constraint in MTons | FALSE | L | Annual | Allowances Withdrawn (1:1) | Thousand Tons | 0 | 0 | 0 | 0 | 0 | 0 | 0 | 0
#CAN - NL&NF - SO2 Cap Annual v3.1 | 12 | 7621 | Rate Constraint in MTons | FALSE | L | Annual | Allowances Withdrawn (n:1) | Thousand Tons | 0 | 0 | 0 | 0 | 0 | 0 | 0 | 0
#CAN - NL&NF - SO2 Cap Annual v3.1 | 12 | 7621 | Rate Constraint in MTons | FALSE | L | Annual | Net Emissions Allowance Position | Thousand Tons | 0 | 0 | 0 | 0 | 0 | 0 | 0 | 0
#CAN - NL&NF - SO2 Cap Annual v3.1 | 12 | 7621 | Rate Constraint in MTons | FALSE | L | Annual | Fuel Consumed | TBtu | 0 | 0 | 0 | 0 | 0 | 0 | 0 | 0
#CAN - NL&NF - SO2 Cap Annual v3.1 | 12 | 7621 | Rate Constraint in MTons | FALSE | L | Annual | Rate | lb/MMBtu | 0 | 0 | 0 | 0 | 0 | 0 | 0 | 0
#CAN - NL&NF - SO2 Cap Annual v3.1 | 12 | 7621 | Rate Constraint in MTons | FALSE | L | Annual | Generation | TWh | 0 | 0 | 0 | 0 | 0 | 0 | 0 | 0
#CAN - NL&NF - SO2 Cap Annual v3.1 | 12 | 7621 | Rate Constraint in MTons | FALSE | L | Annual | Qualifying Generation | TWh | 0 | 0 | 0 | 0 | 0 | 0 | 0 | 0
#CAN - NL&NF - SO2 Cap Annual v3.1 | 12 | 7621 | Rate Constraint in MTons | FALSE | L | Annual | Rate | lb/MWh | 0 | 0 | 0 | 0 | 0 | 0 | 0 | 0
#CAN - NL&NF - SO2 Cap Annual v3.1 | 12 | 7621 | Rate Constraint in MTons | FALSE | L | Annual | Constraint Shadow Price | US2019$/Ton | 0 | 0 | 0 | 0 | 0 | 0 | 0 | 0
#CAN - NS - CO2 Cap Annual v6.20 | 13 | 7663 | Rate Constraint in MTons | FALSE | L | Annual | Seasons Included | Seasons | Winter, WintShld, Summer | Winter, WintShld, Summer | Winter, WintShld, Summer | Winter, WintShld, Summer | Winter, WintShld, Summer | Winter, WintShld, Summer | Winter, WintShld, Summer | Winter, WintShld, Summer
#CAN - NS - CO2 Cap Annual v6.20 | 13 | 7663 | Rate Constraint in MTons | FALSE | L | Annual | Standard CO2 | Thousand Tons | 7578.3813 | 6613.86 | 5924.9163 | 5924.9163 | 0 | 0 | 0 | 0
#CAN - NS - CO2 Cap Annual v6.20 | 13 | 7663 | Rate Constraint in MTons | FALSE | L | Annual | Emissions at Affected Plants CO2 | Thousand Tons | 1586.5581 | 786.8621 | 722.7891 | 30.016 | 0 | 0 | 0 | 0
#CAN - NS - CO2 Cap Annual v6.20 | 13 | 7663 | Rate Constraint in MTons | FALSE | L | Annual | Allowances Purchased CO2 | Thousand Tons | 0 | 0 | 0 | 0 | 0 | 0 | 0 | 0
#CAN - NS - CO2 Cap Annual v6.20 | 13 | 7663 | Rate Constraint in MTons | FALSE | L | Annual | Allowances Sold CO2 | Thousand Tons | 0 | 0 | 0 | 0 | 0 | 0 | 0 | 0
#CAN - NS - CO2 Cap Annual v6.20 | 13 | 7663 | Rate Constraint in MTons | FALSE | L | Annual | Allowances Banked | Thousand Tons | 0 | 0 | 0 | 0 | 0 | 0 | 0 | 0
#CAN - NS - CO2 Cap Annual v6.20 | 13 | 7663 | Rate Constraint in MTons | FALSE | L | Annual | Allowances Withdrawn (1:1) | Thousand Tons | 0 | 0 | 0 | 0 | 0 | 0 | 0 | 0
#CAN - NS - CO2 Cap Annual v6.20 | 13 | 7663 | Rate Constraint in MTons | FALSE | L | Annual | Allowances Withdrawn (n:1) | Thousand Tons | 0 | 0 | 0 | 0 | 0 | 0 | 0 | 0
#CAN - NS - CO2 Cap Annual v6.20 | 13 | 7663 | Rate Constraint in MTons | FALSE | L | Annual | Net Emissions Allowance Position | Thousand Tons | 1586.5581 | 786.8621 | 722.7891 | 30.016 | 0 | 0 | 0 | 0
#CAN - NS - CO2 Cap Annual v6.20 | 13 | 7663 | Rate Constraint in MTons | FALSE | L | Annual | Fuel Consumed | TBtu | 15.3476 | 7.6117 | 6.9919 | 0.29036 | 0 | 0 | 0 | 0
#CAN - NS - CO2 Cap Annual v6.20 | 13 | 7663 | Rate Constraint in MTons | FALSE | L | Annual | Rate | lb/MMBtu | 206.75 | 206.75 | 206.75 | 206.75 | 0 | 0 | 0 | 0
#CAN - NS - CO2 Cap Annual v6.20 | 13 | 7663 | Rate Constraint in MTons | FALSE | L | Annual | Generation | TWh | 1.4704 | 0.72923 | 0.66985 | 0.027818 | 0 | 0 | 0 | 0
#CAN - NS - CO2 Cap Annual v6.20 | 13 | 7663 | Rate Constraint in MTons | FALSE | L | Annual | Qualifying Generation | TWh | 1.4704 | 0.72923 | 0.66985 | 0.027818 | 0 | 0 | 0 | 0
#CAN - NS - CO2 Cap Annual v6.20 | 13 | 7663 | Rate Constraint in MTons | FALSE | L | Annual | Rate | lb/MWh | 2158.0565 | 2158.0565 | 2158.0565 | 2158.0565 | 0 | 0 | 0 | 0
#CAN - NS - CO2 Cap Annual v6.20 | 13 | 7663 | Rate Constraint in MTons | FALSE | L | Annual | Constraint Shadow Price | US2019$/Ton | 0 | 0 | 0 | 0 | 0 | 0 | 0 | 0
#CAN - NS - MER Cap Annual v4.12 | 14 | 7627 | Rate Constraint in MTons | FALSE | L | Annual | Seasons Included | Seasons | Winter, WintShld, Summer | Winter, WintShld, Summer | Winter, WintShld, Summer | Winter, WintShld, Summer | Winter, WintShld, Summer | Winter, WintShld, Summer | Winter, WintShld, Summer | Winter, WintShld, Summer
#CAN - NS - MER Cap Annual v4.12 | 14 | 7627 | Rate Constraint in MTons | FALSE | L | Annual | Standard MER | lbs | 77.1618 | 77.1618 | 77.1618 | 77.1618 | 77.1618 | 77.1618 | 77.1618 | 77.1618
#CAN - NS - MER Cap Annual v4.12 | 14 | 7627 | Rate Constraint in MTons | FALSE | L | Annual | Emissions at Affected Plants MER | lbs | 59.8841 | 24.3061 | 24.0316 | 1.2533 | 1.2533 | 1.2533 | 0 | 0
#CAN - NS - MER Cap Annual v4.12 | 14 | 7627 | Rate Constraint in MTons | FALSE | L | Annual | Allowances Purchased MER | lbs | 0 | 0 | 0 | 0 | 0 | 0 | 0 | 0
#CAN - NS - MER Cap Annual v4.12 | 14 | 7627 | Rate Constraint in MTons | FALSE | L | Annual | Allowances Sold MER | lbs | 0 | 0 | 0 | 0 | 0 | 0 | 0 | 0
#CAN - NS - MER Cap Annual v4.12 | 14 | 7627 | Rate Constraint in MTons | FALSE | L | Annual | Allowances Banked | lbs | 0 | 0 | 0 | 0 | 0 | 0 | 0 | 0
#CAN - NS - MER Cap Annual v4.12 | 14 | 7627 | Rate Constraint in MTons | FALSE | L | Annual | Allowances Withdrawn (1:1) | lbs | 0 | 0 | 0 | 0 | 0 | 0 | 0 | 0
#CAN - NS - MER Cap Annual v4.12 | 14 | 7627 | Rate Constraint in MTons | FALSE | L | Annual | Allowances Withdrawn (n:1) | lbs | 0 | 0 | 0 | 0 | 0 | 0 | 0 | 0
#CAN - NS - MER Cap Annual v4.12 | 14 | 7627 | Rate Constraint in MTons | FALSE | L | Annual | Net Emissions Allowance Position | lbs | 59.8841 | 24.3061 | 24.0316 | 1.2533 | 1.2533 | 1.2533 | 0 | 0
#CAN - NS - MER Cap Annual v4.12 | 14 | 7627 | Rate Constraint in MTons | FALSE | L | Annual | Fuel Consumed | TBtu | 15.3476 | 7.6117 | 6.9919 | 0.29036 | 0.29036 | 0.29036 | 0 | 0
#CAN - NS - MER Cap Annual v4.12 | 14 | 7627 | Rate Constraint in MTons | FALSE | L | Annual | Rate | lb/MMBtu | 3.9019e-06 | 3.1932e-06 | 3.4371e-06 | 4.3163e-06 | 4.3163e-06 | 4.3163e-06 | 0 | 0
#CAN - NS - MER Cap Annual v4.12 | 14 | 7627 | Rate Constraint in MTons | FALSE | L | Annual | Generation | TWh | 1.4704 | 0.72923 | 0.66985 | 0.027818 | 0.027818 | 0.027818 | 0 | 0
#CAN - NS - MER Cap Annual v4.12 | 14 | 7627 | Rate Constraint in MTons | FALSE | L | Annual | Qualifying Generation | TWh | 1.4704 | 0.72923 | 0.66985 | 0.027818 | 0.027818 | 0.027818 | 0 | 0
#CAN - NS - MER Cap Annual v4.12 | 14 | 7627 | Rate Constraint in MTons | FALSE | L | Annual | Rate | lb/MWh | 4.0728e-05 | 3.3331e-05 | 3.5876e-05 | 4.5054e-05 | 4.5054e-05 | 4.5054e-05 | 0 | 0
#CAN - NS - MER Cap Annual v4.12 | 14 | 7627 | Rate Constraint in MTons | FALSE | L | Annual | Constraint Shadow Price | US2019$/Lb | 0 | 0 | 0 | 0 | 0 | 0 | 0 | 0
#CAN - NS - NS Power - NOX Cap Annual v3.1 | 15 | 7624 | Rate Constraint in MTons | FALSE | L | Annual | Seasons Included | Seasons | Winter, WintShld, Summer | Winter, WintShld, Summer | Winter, WintShld, Summer | Winter, WintShld, Summer | Winter, WintShld, Summer | Winter, WintShld, Summer | Winter, WintShld, Summer | Winter, WintShld, Summer
#CAN - NS - NS Power - NOX Cap Annual v3.1 | 15 | 7624 | Rate Constraint in MTons | FALSE | L | Annual | Standard NOX | Thousand Tons | 16.485 | 16.485 | 16.485 | 16.485 | 16.485 | 16.485 | 16.485 | 16.485
#CAN - NS - NS Power - NOX Cap Annual v3.1 | 15 | 7624 | Rate Constraint in MTons | FALSE | L | Annual | Emissions at Affected Plants NOX | Thousand Tons | 16.485 | 16.485 | 16.485 | 15.2113 | 15.2506 | 15.2511 | 15.1726 | 15.1725
#CAN - NS - NS Power - NOX Cap Annual v3.1 | 15 | 7624 | Rate Constraint in MTons | FALSE | L | Annual | Allowances Purchased NOX | Thousand Tons | 0 | 0 | 0 | 0 | 0 | 0 | 0 | 0
#CAN - NS - NS Power - NOX Cap Annual v3.1 | 15 | 7624 | Rate Constraint in MTons | FALSE | L | Annual | Allowances Sold NOX | Thousand Tons | 0 | 0 | 0 | 0 | 0 | 0 | 0 | 0
#CAN - NS - NS Power - NOX Cap Annual v3.1 | 15 | 7624 | Rate Constraint in MTons | FALSE | L | Annual | Allowances Banked | Thousand Tons | 0 | 0 | 0 | 0 | 0 | 0 | 0 | 0
#CAN - NS - NS Power - NOX Cap Annual v3.1 | 15 | 7624 | Rate Constraint in MTons | FALSE | L | Annual | Allowances Withdrawn (1:1) | Thousand Tons | 0 | 0 | 0 | 0 | 0 | 0 | 0 | 0
#CAN - NS - NS Power - NOX Cap Annual v3.1 | 15 | 7624 | Rate Constraint in MTons | FALSE | L | Annual | Allowances Withdrawn (n:1) | Thousand Tons | 0 | 0 | 0 | 0 | 0 | 0 | 0 | 0
#CAN - NS - NS Power - NOX Cap Annual v3.1 | 15 | 7624 | Rate Constraint in MTons | FALSE | L | Annual | Net Emissions Allowance Position | Thousand Tons | 16.485 | 16.485 | 16.485 | 15.2113 | 15.2506 | 15.2511 | 15.1726 | 15.1725
#CAN - NS - NS Power - NOX Cap Annual v3.1 | 15 | 7624 | Rate Constraint in MTons | FALSE | L | Annual | Fuel Consumed | TBtu | 54.5997 | 76.7892 | 76.8213 | 70.8068 | 78.0742 | 78.1579 | 76.1348 | 76.129
#CAN - NS - NS Power - NOX Cap Annual v3.1 | 15 | 7624 | Rate Constraint in MTons | FALSE | L | Annual | Rate | lb/MMBtu | 0.60385 | 0.42936 | 0.42918 | 0.42966 | 0.39067 | 0.39026 | 0.39857 | 0.3986
#CAN - NS - NS Power - NOX Cap Annual v3.1 | 15 | 7624 | Rate Constraint in MTons | FALSE | L | Annual | Generation | TWh | 4.6329 | 8.7356 | 8.7499 | 8.1519 | 9.2948 | 9.3081 | 9.005 | 8.9843
#CAN - NS - NS Power - NOX Cap Annual v3.1 | 15 | 7624 | Rate Constraint in MTons | FALSE | L | Annual | Qualifying Generation | TWh | 4.6329 | 8.7356 | 8.7499 | 8.1519 | 9.2948 | 9.3081 | 9.005 | 8.9843
#CAN - NS - NS Power - NOX Cap Annual v3.1 | 15 | 7624 | Rate Constraint in MTons | FALSE | L | Annual | Rate | lb/MWh | 7.1164 | 3.7742 | 3.7681 | 3.732 | 3.2815 | 3.2769 | 3.3698 | 3.3776
#CAN - NS - NS Power - NOX Cap Annual v3.1 | 15 | 7624 | Rate Constraint in MTons | FALSE | L | Annual | Constraint Shadow Price | US2019$/Ton | 6439.469 | 1137.8286 | 522.5293 | 0 | 0 | 0 | 0 | 0
#CAN - NS - NS Power - SO2 Cap Annual v3.1 | 16 | 7625 | Rate Constraint in MTons | FALSE | L | Annual | Seasons Included | Seasons | Winter, WintShld, Summer | Winter, WintShld, Summer | Winter, WintShld, Summer | Winter, WintShld, Summer | Winter, WintShld, Summer | Winter, WintShld, Summer | Winter, WintShld, Summer | Winter, WintShld, Summer
#CAN - NS - NS Power - SO2 Cap Annual v3.1 | 16 | 7625 | Rate Constraint in MTons | FALSE | L | Annual | Standard SO2 | Thousand Tons | 39.9587 | 39.9587 | 39.9587 | 39.9587 | 39.9587 | 39.9587 | 39.9587 | 39.9587
#CAN - NS - NS Power - SO2 Cap Annual v3.1 | 16 | 7625 | Rate Constraint in MTons | FALSE | L | Annual | Emissions at Affected Plants SO2 | Thousand Tons | 8.5461 | 3.1185 | 3.0741 | 0.15905 | 0.15905 | 0.15905 | 0 | 0
#CAN - NS - NS Power - SO2 Cap Annual v3.1 | 16 | 7625 | Rate Constraint in MTons | FALSE | L | Annual | Allowances Purchased SO2 | Thousand Tons | 0 | 0 | 0 | 0 | 0 | 0 | 0 | 0
#CAN - NS - NS Power - SO2 Cap Annual v3.1 | 16 | 7625 | Rate Constraint in MTons | FALSE | L | Annual | Allowances Sold SO2 | Thousand Tons | 0 | 0 | 0 | 0 | 0 | 0 | 0 | 0
#CAN - NS - NS Power - SO2 Cap Annual v3.1 | 16 | 7625 | Rate Constraint in MTons | FALSE | L | Annual | Allowances Banked | Thousand Tons | 0 | 0 | 0 | 0 | 0 | 0 | 0 | 0
#CAN - NS - NS Power - SO2 Cap Annual v3.1 | 16 | 7625 | Rate Constraint in MTons | FALSE | L | Annual | Allowances Withdrawn (1:1) | Thousand Tons | 0 | 0 | 0 | 0 | 0 | 0 | 0 | 0
#CAN - NS - NS Power - SO2 Cap Annual v3.1 | 16 | 7625 | Rate Constraint in MTons | FALSE | L | Annual | Allowances Withdrawn (n:1) | Thousand Tons | 0 | 0 | 0 | 0 | 0 | 0 | 0 | 0
#CAN - NS - NS Power - SO2 Cap Annual v3.1 | 16 | 7625 | Rate Constraint in MTons | FALSE | L | Annual | Net Emissions Allowance Position | Thousand Tons | 8.5461 | 3.1185 | 3.0741 | 0.15905 | 0.15905 | 0.15905 | 0 | 0
#CAN - NS - NS Power - SO2 Cap Annual v3.1 | 16 | 7625 | Rate Constraint in MTons | FALSE | L | Annual | Fuel Consumed | TBtu | 54.5997 | 76.7892 | 76.8213 | 70.8068 | 78.0742 | 78.1579 | 76.1348 | 76.129
#CAN - NS - NS Power - SO2 Cap Annual v3.1 | 16 | 7625 | Rate Constraint in MTons | FALSE | L | Annual | Rate | lb/MMBtu | 0.31305 | 0.081222 | 0.080033 | 0.0044924 | 0.0040742 | 0.0040699 | 0 | 0
#CAN - NS - NS Power - SO2 Cap Annual v3.1 | 16 | 7625 | Rate Constraint in MTons | FALSE | L | Annual | Generation | TWh | 4.6329 | 8.7356 | 8.7499 | 8.1519 | 9.2948 | 9.3081 | 9.005 | 8.9843
#CAN - NS - NS Power - SO2 Cap Annual v3.1 | 16 | 7625 | Rate Constraint in MTons | FALSE | L | Annual | Qualifying Generation | TWh | 4.6329 | 8.7356 | 8.7499 | 8.1519 | 9.2948 | 9.3081 | 9.005 | 8.9843
#CAN - NS - NS Power - SO2 Cap Annual v3.1 | 16 | 7625 | Rate Constraint in MTons | FALSE | L | Annual | Rate | lb/MWh | 3.6893 | 0.71398 | 0.70267 | 0.039021 | 0.034222 | 0.034174 | 0 | 0
#CAN - NS - NS Power - SO2 Cap Annual v3.1 | 16 | 7625 | Rate Constraint in MTons | FALSE | L | Annual | Constraint Shadow Price | US2019$/Ton | 0 | 0 | 0 | 0 | 0 | 0 | 0 | 0
#CAN - NS - SO2 Cap Annual v3.1 | 17 | 7626 | Rate Constraint in MTons | FALSE | L | Annual | Seasons Included | Seasons | Winter, WintShld, Summer | Winter, WintShld, Summer | Winter, WintShld, Summer | Winter, WintShld, Summer | Winter, WintShld, Summer | Winter, WintShld, Summer | Winter, WintShld, Summer | Winter, WintShld, Summer
#CAN - NS - SO2 Cap Annual v3.1 | 17 | 7626 | Rate Constraint in MTons | FALSE | L | Annual | Standard SO2 | Thousand Tons | 131.2522 | 131.2522 | 131.2522 | 131.2522 | 131.2522 | 131.2522 | 131.2522 | 131.2522
#CAN - NS - SO2 Cap Annual v3.1 | 17 | 7626 | Rate Constraint in MTons | FALSE | L | Annual | Emissions at Affected Plants SO2 | Thousand Tons | 8.5461 | 3.1185 | 3.0741 | 0.15905 | 0.15905 | 0.15905 | 0 | 0
#CAN - NS - SO2 Cap Annual v3.1 | 17 | 7626 | Rate Constraint in MTons | FALSE | L | Annual | Allowances Purchased SO2 | Thousand Tons | 0 | 0 | 0 | 0 | 0 | 0 | 0 | 0
#CAN - NS - SO2 Cap Annual v3.1 | 17 | 7626 | Rate Constraint in MTons | FALSE | L | Annual | Allowances Sold SO2 | Thousand Tons | 0 | 0 | 0 | 0 | 0 | 0 | 0 | 0
#CAN - NS - SO2 Cap Annual v3.1 | 17 | 7626 | Rate Constraint in MTons | FALSE | L | Annual | Allowances Banked | Thousand Tons | 0 | 0 | 0 | 0 | 0 | 0 | 0 | 0
#CAN - NS - SO2 Cap Annual v3.1 | 17 | 7626 | Rate Constraint in MTons | FALSE | L | Annual | Allowances Withdrawn (1:1) | Thousand Tons | 0 | 0 | 0 | 0 | 0 | 0 | 0 | 0
#CAN - NS - SO2 Cap Annual v3.1 | 17 | 7626 | Rate Constraint in MTons | FALSE | L | Annual | Allowances Withdrawn (n:1) | Thousand Tons | 0 | 0 | 0 | 0 | 0 | 0 | 0 | 0
#CAN - NS - SO2 Cap Annual v3.1 | 17 | 7626 | Rate Constraint in MTons | FALSE | L | Annual | Net Emissions Allowance Position | Thousand Tons | 8.5461 | 3.1185 | 3.0741 | 0.15905 | 0.15905 | 0.15905 | 0 | 0
#CAN - NS - SO2 Cap Annual v3.1 | 17 | 7626 | Rate Constraint in MTons | FALSE | L | Annual | Fuel Consumed | TBtu | 54.5997 | 76.7892 | 76.8213 | 70.8068 | 78.0742 | 78.1579 | 76.1348 | 76.129
#CAN - NS - SO2 Cap Annual v3.1 | 17 | 7626 | Rate Constraint in MTons | FALSE | L | Annual | Rate | lb/MMBtu | 0.31305 | 0.081222 | 0.080033 | 0.0044924 | 0.0040742 | 0.0040699 | 0 | 0
#CAN - NS - SO2 Cap Annual v3.1 | 17 | 7626 | Rate Constraint in MTons | FALSE | L | Annual | Generation | TWh | 4.6329 | 8.7356 | 8.7499 | 8.1519 | 9.2948 | 9.3081 | 9.005 | 8.9843
#CAN - NS - SO2 Cap Annual v3.1 | 17 | 7626 | Rate Constraint in MTons | FALSE | L | Annual | Qualifying Generation | TWh | 4.6329 | 8.7356 | 8.7499 | 8.1519 | 9.2948 | 9.3081 | 9.005 | 8.9843
#CAN - NS - SO2 Cap Annual v3.1 | 17 | 7626 | Rate Constraint in MTons | FALSE | L | Annual | Rate | lb/MWh | 3.6893 | 0.71398 | 0.70267 | 0.039021 | 0.034222 | 0.034174 | 0 | 0
#CAN - NS - SO2 Cap Annual v3.1 | 17 | 7626 | Rate Constraint in MTons | FALSE | L | Annual | Constraint Shadow Price | US2019$/Ton | 0 | 0 | 0 | 0 | 0 | 0 | 0 | 0
#CAN - ON - NOX Cap Annual v3.1 | 18 | 7628 | Rate Constraint in MTons | FALSE | L | Annual | Seasons Included | Seasons | Winter, WintShld, Summer | Winter, WintShld, Summer | Winter, WintShld, Summer | Winter, WintShld, Summer | Winter, WintShld, Summer | Winter, WintShld, Summer | Winter, WintShld, Summer | Winter, WintShld, Summer
#CAN - ON - NOX Cap Annual v3.1 | 18 | 7628 | Rate Constraint in MTons | FALSE | L | Annual | Standard NOX | Thousand Tons | 47.2891 | 47.2891 | 47.2891 | 47.2891 | 47.2891 | 47.2891 | 47.2891 | 47.2891
#CAN - ON - NOX Cap Annual v3.1 | 18 | 7628 | Rate Constraint in MTons | FALSE | L | Annual | Emissions at Affected Plants NOX | Thousand Tons | 0.40332 | 0.54733 | 0.62823 | 0.86935 | 0.67285 | 0.77323 | 0.90999 | 2.5722
#CAN - ON - NOX Cap Annual v3.1 | 18 | 7628 | Rate Constraint in MTons | FALSE | L | Annual | Allowances Purchased NOX | Thousand Tons | 0 | 0 | 0 | 0 | 0 | 0 | 0 | 0
#CAN - ON - NOX Cap Annual v3.1 | 18 | 7628 | Rate Constraint in MTons | FALSE | L | Annual | Allowances Sold NOX | Thousand Tons | 0 | 0 | 0 | 0 | 0 | 0 | 0 | 0
#CAN - ON - NOX Cap Annual v3.1 | 18 | 7628 | Rate Constraint in MTons | FALSE | L | Annual | Allowances Banked | Thousand Tons | 0 | 0 | 0 | 0 | 39.4076 | 0 | 0 | 0
#CAN - ON - NOX Cap Annual v3.1 | 18 | 7628 | Rate Constraint in MTons | FALSE | L | Annual | Allowances Withdrawn (1:1) | Thousand Tons | 0 | 0 | 0 | 0 | 0 | 0 | -47.2891 | 0
#CAN - ON - NOX Cap Annual v3.1 | 18 | 7628 | Rate Constraint in MTons | FALSE | L | Annual | Allowances Withdrawn (n:1) | Thousand Tons | 0 | 0 | 0 | 0 | 0 | 0 | 0 | 0
#CAN - ON - NOX Cap Annual v3.1 | 18 | 7628 | Rate Constraint in MTons | FALSE | L | Annual | Net Emissions Allowance Position | Thousand Tons | 0.40332 | 0.54733 | 0.62823 | 0.86935 | 40.0804 | 0.77323 | -46.3791 | 2.5722
#CAN - ON - NOX Cap Annual v3.1 | 18 | 7628 | Rate Constraint in MTons | FALSE | L | Annual | Fuel Consumed | TBtu | 53.5851 | 83.661 | 96.3572 | 138.0513 | 104.5599 | 123.0815 | 148.6211 | 447.1745
#CAN - ON - NOX Cap Annual v3.1 | 18 | 7628 | Rate Constraint in MTons | FALSE | L | Annual | Rate | lb/MMBtu | 0.015053 | 0.013084 | 0.01304 | 0.012595 | 0.01287 | 0.012565 | 0.012246 | 0.011504
#CAN - ON - NOX Cap Annual v3.1 | 18 | 7628 | Rate Constraint in MTons | FALSE | L | Annual | Generation | TWh | 7.4194 | 11.3076 | 13.0282 | 18.8255 | 14.1798 | 16.6556 | 20.122 | 66.7615
#CAN - ON - NOX Cap Annual v3.1 | 18 | 7628 | Rate Constraint in MTons | FALSE | L | Annual | Qualifying Generation | TWh | 7.4194 | 11.3076 | 13.0282 | 18.8255 | 14.1798 | 16.6556 | 20.122 | 66.7615
#CAN - ON - NOX Cap Annual v3.1 | 18 | 7628 | Rate Constraint in MTons | FALSE | L | Annual | Rate | lb/MWh | 0.10872 | 0.096807 | 0.096442 | 0.092359 | 0.094903 | 0.092849 | 0.090448 | 0.077057
#CAN - ON - NOX Cap Annual v3.1 | 18 | 7628 | Rate Constraint in MTons | FALSE | L | Annual | Constraint Shadow Price | US2019$/Ton | 0 | 0 | 0 | 0 | 0 | 0 | 0 | 0
#CAN - ON - O3 Annex - NOX Cap Annual v3.1 | 19 | 7629 | Rate Constraint in MTons | FALSE | L | Annual | Seasons Included | Seasons | Winter, WintShld, Summer | Winter, WintShld, Summer | Winter, WintShld, Summer | Winter, WintShld, Summer | Winter, WintShld, Summer | Winter, WintShld, Summer | Winter, WintShld, Summer | Winter, WintShld, Summer
#CAN - ON - O3 Annex - NOX Cap Annual v3.1 | 19 | 7629 | Rate Constraint in MTons | FALSE | L | Annual | Standard NOX | Thousand Tons | 42.9901 | 42.9901 | 42.9901 | 42.9901 | 42.9901 | 42.9901 | 42.9901 | 42.9901
#CAN - ON - O3 Annex - NOX Cap Annual v3.1 | 19 | 7629 | Rate Constraint in MTons | FALSE | L | Annual | Emissions at Affected Plants NOX | Thousand Tons | 0.23655 | 0.29491 | 0.37103 | 0.5894 | 0.40925 | 0.46049 | 0.5715 | 0.67865
#CAN - ON - O3 Annex - NOX Cap Annual v3.1 | 19 | 7629 | Rate Constraint in MTons | FALSE | L | Annual | Allowances Purchased NOX | Thousand Tons | 0 | 0 | 0 | 0 | 0 | 0 | 0 | 0
#CAN - ON - O3 Annex - NOX Cap Annual v3.1 | 19 | 7629 | Rate Constraint in MTons | FALSE | L | Annual | Allowances Sold NOX | Thousand Tons | 0 | 0 | 0 | 0 | 0 | 0 | 0 | 0
#CAN - ON - O3 Annex - NOX Cap Annual v3.1 | 19 | 7629 | Rate Constraint in MTons | FALSE | L | Annual | Allowances Banked | Thousand Tons | 0 | 0 | 0 | 0 | 0 | 0 | 0 | 0
#CAN - ON - O3 Annex - NOX Cap Annual v3.1 | 19 | 7629 | Rate Constraint in MTons | FALSE | L | Annual | Allowances Withdrawn (1:1) | Thousand Tons | 0 | 0 | 0 | 0 | 0 | 0 | 0 | 0
#CAN - ON - O3 Annex - NOX Cap Annual v3.1 | 19 | 7629 | Rate Constraint in MTons | FALSE | L | Annual | Allowances Withdrawn (n:1) | Thousand Tons | 0 | 0 | 0 | 0 | 0 | 0 | 0 | 0
#CAN - ON - O3 Annex - NOX Cap Annual v3.1 | 19 | 7629 | Rate Constraint in MTons | FALSE | L | Annual | Net Emissions Allowance Position | Thousand Tons | 0.23655 | 0.29491 | 0.37103 | 0.5894 | 0.40925 | 0.46049 | 0.5715 | 0.67865
#CAN - ON - O3 Annex - NOX Cap Annual v3.1 | 19 | 7629 | Rate Constraint in MTons | FALSE | L | Annual | Fuel Consumed | TBtu | 37.3143 | 52.1281 | 64.1964 | 101.6775 | 71.0235 | 80.8118 | 101.5893 | 117.5244
#CAN - ON - O3 Annex - NOX Cap Annual v3.1 | 19 | 7629 | Rate Constraint in MTons | FALSE | L | Annual | Rate | lb/MMBtu | 0.012679 | 0.011315 | 0.011559 | 0.011594 | 0.011524 | 0.011397 | 0.011251 | 0.011549
#CAN - ON - O3 Annex - NOX Cap Annual v3.1 | 19 | 7629 | Rate Constraint in MTons | FALSE | L | Annual | Generation | TWh | 5.2553 | 7.0727 | 8.7087 | 13.9339 | 9.673 | 10.9639 | 13.7841 | 16.0111
#CAN - ON - O3 Annex - NOX Cap Annual v3.1 | 19 | 7629 | Rate Constraint in MTons | FALSE | L | Annual | Qualifying Generation | TWh | 5.2553 | 7.0727 | 8.7087 | 13.9339 | 9.673 | 10.9639 | 13.7841 | 16.0111
#CAN - ON - O3 Annex - NOX Cap Annual v3.1 | 19 | 7629 | Rate Constraint in MTons | FALSE | L | Annual | Rate | lb/MWh | 0.090025 | 0.083395 | 0.085209 | 0.0846 | 0.084618 | 0.084002 | 0.082923 | 0.084772
#CAN - ON - O3 Annex - NOX Cap Annual v3.1 | 19 | 7629 | Rate Constraint in MTons | FALSE | L | Annual | Constraint Shadow Price | US2019$/Ton | 0 | 0 | 0 | 0 | 0 | 0 | 0 | 0
#CAN - ON - SO2 Cap Annual v3.1 | 20 | 7630 | Rate Constraint in MTons | FALSE | L | Annual | Seasons Included | Seasons | Winter, WintShld, Summer | Winter, WintShld, Summer | Winter, WintShld, Summer | Winter, WintShld, Summer | Winter, WintShld, Summer | Winter, WintShld, Summer | Winter, WintShld, Summer | Winter, WintShld, Summer
#CAN - ON - SO2 Cap Annual v3.1 | 20 | 7630 | Rate Constraint in MTons | FALSE | L | Annual | Standard SO2 | Thousand Tons | 144.4026 | 144.4026 | 144.4026 | 144.4026 | 144.4026 | 144.4026 | 144.4026 | 144.4026
#CAN - ON - SO2 Cap Annual v3.1 | 20 | 7630 | Rate Constraint in MTons | FALSE | L | Annual | Emissions at Affected Plants SO2 | Thousand Tons | 0.13696 | 0.13696 | 0.13696 | 0.13696 | 0.13696 | 0.13696 | 0.13696 | 0.13696
#CAN - ON - SO2 Cap Annual v3.1 | 20 | 7630 | Rate Constraint in MTons | FALSE | L | Annual | Allowances Purchased SO2 | Thousand Tons | 0 | 0 | 0 | 0 | 0 | 0 | 0 | 0
#CAN - ON - SO2 Cap Annual v3.1 | 20 | 7630 | Rate Constraint in MTons | FALSE | L | Annual | Allowances Sold SO2 | Thousand Tons | 0 | 0 | 0 | 0 | 0 | 0 | 0 | 0
#CAN - ON - SO2 Cap Annual v3.1 | 20 | 7630 | Rate Constraint in MTons | FALSE | L | Annual | Allowances Banked | Thousand Tons | 0 | 0 | 0 | 0 | 120.3355 | 0 | 0 | 0
#CAN - ON - SO2 Cap Annual v3.1 | 20 | 7630 | Rate Constraint in MTons | FALSE | L | Annual | Allowances Withdrawn (1:1) | Thousand Tons | 0 | 0 | 0 | 0 | 0 | 0 | -144.4026 | 0
#CAN - ON - SO2 Cap Annual v3.1 | 20 | 7630 | Rate Constraint in MTons | FALSE | L | Annual | Allowances Withdrawn (n:1) | Thousand Tons | 0 | 0 | 0 | 0 | 0 | 0 | 0 | 0
#CAN - ON - SO2 Cap Annual v3.1 | 20 | 7630 | Rate Constraint in MTons | FALSE | L | Annual | Net Emissions Allowance Position | Thousand Tons | 0.13696 | 0.13696 | 0.13696 | 0.13696 | 120.4725 | 0.13696 | -144.2657 | 0.13696
#CAN - ON - SO2 Cap Annual v3.1 | 20 | 7630 | Rate Constraint in MTons | FALSE | L | Annual | Fuel Consumed | TBtu | 53.5851 | 83.661 | 96.3572 | 138.0513 | 104.5599 | 123.0815 | 148.6211 | 447.1745
#CAN - ON - SO2 Cap Annual v3.1 | 20 | 7630 | Rate Constraint in MTons | FALSE | L | Annual | Rate | lb/MMBtu | 0.0051119 | 0.0032742 | 0.0028428 | 0.0019842 | 0.0026198 | 0.0022255 | 0.0018431 | 0.00061256
#CAN - ON - SO2 Cap Annual v3.1 | 20 | 7630 | Rate Constraint in MTons | FALSE | L | Annual | Generation | TWh | 7.4194 | 11.3076 | 13.0282 | 18.8255 | 14.1798 | 16.6556 | 20.122 | 66.7615
#CAN - ON - SO2 Cap Annual v3.1 | 20 | 7630 | Rate Constraint in MTons | FALSE | L | Annual | Qualifying Generation | TWh | 7.4194 | 11.3076 | 13.0282 | 18.8255 | 14.1798 | 16.6556 | 20.122 | 66.7615
#CAN - ON - SO2 Cap Annual v3.1 | 20 | 7630 | Rate Constraint in MTons | FALSE | L | Annual | Rate | lb/MWh | 0.03692 | 0.024225 | 0.021025 | 0.014551 | 0.019318 | 0.016446 | 0.013613 | 0.004103
#CAN - ON - SO2 Cap Annual v3.1 | 20 | 7630 | Rate Constraint in MTons | FALSE | L | Annual | Constraint Shadow Price | US2019$/Ton | 0 | 0 | 0 | 0 | 0 | 0 | 0 | 0
#CAN - PE - Acid Rain - SO2 Cap Annual v3.1 | 21 | 7634 | Rate Constraint in MTons | FALSE | L | Annual | Seasons Included | Seasons | Winter, WintShld, Summer | Winter, WintShld, Summer | Winter, WintShld, Summer | Winter, WintShld, Summer | Winter, WintShld, Summer | Winter, WintShld, Summer | Winter, WintShld, Summer | Winter, WintShld, Summer
#CAN - PE - Acid Rain - SO2 Cap Annual v3.1 | 21 | 7634 | Rate Constraint in MTons | FALSE | L | Annual | Standard SO2 | Thousand Tons | 3.31 | 3.31 | 3.31 | 3.31 | 3.31 | 3.31 | 3.31 | 3.31
#CAN - PE - Acid Rain - SO2 Cap Annual v3.1 | 21 | 7634 | Rate Constraint in MTons | FALSE | L | Annual | Emissions at Affected Plants SO2 | Thousand Tons | 0.33759 | 0 | 0 | 0 | 0 | 0 | 0 | 0
#CAN - PE - Acid Rain - SO2 Cap Annual v3.1 | 21 | 7634 | Rate Constraint in MTons | FALSE | L | Annual | Allowances Purchased SO2 | Thousand Tons | 0 | 0 | 0 | 0 | 0 | 0 | 0 | 0
#CAN - PE - Acid Rain - SO2 Cap Annual v3.1 | 21 | 7634 | Rate Constraint in MTons | FALSE | L | Annual | Allowances Sold SO2 | Thousand Tons | 0 | 0 | 0 | 0 | 0 | 0 | 0 | 0
#CAN - PE - Acid Rain - SO2 Cap Annual v3.1 | 21 | 7634 | Rate Constraint in MTons | FALSE | L | Annual | Allowances Banked | Thousand Tons | 0 | 0 | 0 | 0 | 0 | 0 | 0 | 0
#CAN - PE - Acid Rain - SO2 Cap Annual v3.1 | 21 | 7634 | Rate Constraint in MTons | FALSE | L | Annual | Allowances Withdrawn (1:1) | Thousand Tons | 0 | 0 | 0 | 0 | 0 | 0 | 0 | 0
#CAN - PE - Acid Rain - SO2 Cap Annual v3.1 | 21 | 7634 | Rate Constraint in MTons | FALSE | L | Annual | Allowances Withdrawn (n:1) | Thousand Tons | 0 | 0 | 0 | 0 | 0 | 0 | 0 | 0
#CAN - PE - Acid Rain - SO2 Cap Annual v3.1 | 21 | 7634 | Rate Constraint in MTons | FALSE | L | Annual | Net Emissions Allowance Position | Thousand Tons | 0.33759 | 0 | 0 | 0 | 0 | 0 | 0 | 0
#CAN - PE - Acid Rain - SO2 Cap Annual v3.1 | 21 | 7634 | Rate Constraint in MTons | FALSE | L | Annual | Fuel Consumed | TBtu | 5.445 | 11.177 | 10.3274 | 10.9586 | 10.8001 | 10.4851 | 9.4406 | 8.347
#CAN - PE - Acid Rain - SO2 Cap Annual v3.1 | 21 | 7634 | Rate Constraint in MTons | FALSE | L | Annual | Rate | lb/MMBtu | 0.124 | 0 | 0 | 0 | 0 | 0 | 0 | 0
#CAN - PE - Acid Rain - SO2 Cap Annual v3.1 | 21 | 7634 | Rate Constraint in MTons | FALSE | L | Annual | Generation | TWh | 0.79752 | 1.7501 | 1.601 | 1.6978 | 1.6802 | 1.6263 | 1.4723 | 1.303
#CAN - PE - Acid Rain - SO2 Cap Annual v3.1 | 21 | 7634 | Rate Constraint in MTons | FALSE | L | Annual | Qualifying Generation | TWh | 0.79752 | 1.7501 | 1.601 | 1.6978 | 1.6802 | 1.6263 | 1.4723 | 1.303
#CAN - PE - Acid Rain - SO2 Cap Annual v3.1 | 21 | 7634 | Rate Constraint in MTons | FALSE | L | Annual | Rate | lb/MWh | 0.8466 | 0 | 0 | 0 | 0 | 0 | 0 | 0
#CAN - PE - Acid Rain - SO2 Cap Annual v3.1 | 21 | 7634 | Rate Constraint in MTons | FALSE | L | Annual | Constraint Shadow Price | US2019$/Ton | 0 | 0 | 0 | 0 | 0 | 0 | 0 | 0
#CAN - PQ - Acid Rain - SO2 Cap Annual v3.1 | 22 | 7632 | Rate Constraint in MTons | FALSE | L | Annual | Seasons Included | Seasons | Winter, WintShld, Summer | Winter, WintShld, Summer | Winter, WintShld, Summer | Winter, WintShld, Summer | Winter, WintShld, Summer | Winter, WintShld, Summer | Winter, WintShld, Summer | Winter, WintShld, Summer
#CAN - PQ - Acid Rain - SO2 Cap Annual v3.1 | 22 | 7632 | Rate Constraint in MTons | FALSE | L | Annual | Standard SO2 | Thousand Tons | 6.61 | 6.61 | 6.61 | 6.61 | 6.61 | 6.61 | 6.61 | 6.61
#CAN - PQ - Acid Rain - SO2 Cap Annual v3.1 | 22 | 7632 | Rate Constraint in MTons | FALSE | L | Annual | Emissions at Affected Plants SO2 | Thousand Tons | 0 | 0 | 0 | 0 | 0 | 0 | 0 | 0
#CAN - PQ - Acid Rain - SO2 Cap Annual v3.1 | 22 | 7632 | Rate Constraint in MTons | FALSE | L | Annual | Allowances Purchased SO2 | Thousand Tons | 0 | 0 | 0 | 0 | 0 | 0 | 0 | 0
#CAN - PQ - Acid Rain - SO2 Cap Annual v3.1 | 22 | 7632 | Rate Constraint in MTons | FALSE | L | Annual | Allowances Sold SO2 | Thousand Tons | 0 | 0 | 0 | 0 | 0 | 0 | 0 | 0
#CAN - PQ - Acid Rain - SO2 Cap Annual v3.1 | 22 | 7632 | Rate Constraint in MTons | FALSE | L | Annual | Allowances Banked | Thousand Tons | 0 | 0 | 0 | 0 | 0 | 0 | 0 | 0
#CAN - PQ - Acid Rain - SO2 Cap Annual v3.1 | 22 | 7632 | Rate Constraint in MTons | FALSE | L | Annual | Allowances Withdrawn (1:1) | Thousand Tons | 0 | 0 | 0 | 0 | 0 | 0 | 0 | 0
#CAN - PQ - Acid Rain - SO2 Cap Annual v3.1 | 22 | 7632 | Rate Constraint in MTons | FALSE | L | Annual | Allowances Withdrawn (n:1) | Thousand Tons | 0 | 0 | 0 | 0 | 0 | 0 | 0 | 0
#CAN - PQ - Acid Rain - SO2 Cap Annual v3.1 | 22 | 7632 | Rate Constraint in MTons | FALSE | L | Annual | Net Emissions Allowance Position | Thousand Tons | 0 | 0 | 0 | 0 | 0 | 0 | 0 | 0
#CAN - PQ - Acid Rain - SO2 Cap Annual v3.1 | 22 | 7632 | Rate Constraint in MTons | FALSE | L | Annual | Fuel Consumed | TBtu | 30.6317 | 16.1255 | 13.7274 | 0 | 0 | 0.017866 | 0.10326 | 0.050561
#CAN - PQ - Acid Rain - SO2 Cap Annual v3.1 | 22 | 7632 | Rate Constraint in MTons | FALSE | L | Annual | Rate | lb/MMBtu | 0 | 0 | 0 | 0 | 0 | 0 | 0 | 0
#CAN - PQ - Acid Rain - SO2 Cap Annual v3.1 | 22 | 7632 | Rate Constraint in MTons | FALSE | L | Annual | Generation | TWh | 2.8166 | 1.1688 | 0.9643 | 0 | 0 | 0.0015795 | 0.0079004 | 0.0038913
#CAN - PQ - Acid Rain - SO2 Cap Annual v3.1 | 22 | 7632 | Rate Constraint in MTons | FALSE | L | Annual | Qualifying Generation | TWh | 2.8166 | 1.1688 | 0.9643 | 0 | 0 | 0.0015795 | 0.0079004 | 0.0038913
#CAN - PQ - Acid Rain - SO2 Cap Annual v3.1 | 22 | 7632 | Rate Constraint in MTons | FALSE | L | Annual | Rate | lb/MWh | 0 | 0 | 0 | 0 | 0 | 0 | 0 | 0
#CAN - PQ - Acid Rain - SO2 Cap Annual v3.1 | 22 | 7632 | Rate Constraint in MTons | FALSE | L | Annual | Constraint Shadow Price | US2019$/Ton | 0 | 0 | 0 | 0 | 0 | 0 | 0 | 0
#CAN - PQ - CO2 Constraint- v.6.17 | 23 | 7633 | Rate Constraint in MTons | FALSE | L | Annual | Seasons Included | Seasons | Winter, WintShld, Summer | Winter, WintShld, Summer | Winter, WintShld, Summer | Winter, WintShld, Summer | Winter, WintShld, Summer | Winter, WintShld, Summer | Winter, WintShld, Summer | Winter, WintShld, Summer
#CAN - PQ - CO2 Constraint- v.6.17 | 23 | 7633 | Rate Constraint in MTons | FALSE | L | Annual | Standard CO2 | Thousand Tons | 0 | 0 | 0 | 0 | 0 | 0 | 0 | 0
#CAN - PQ - CO2 Constraint- v.6.17 | 23 | 7633 | Rate Constraint in MTons | FALSE | L | Annual | Emissions at Affected Plants CO2 | Thousand Tons | 2450.4343 | 1301.2124 | 1107.7018 | 0 | 0 | 1.4417 | 8.3327 | 4.08
#CAN - PQ - CO2 Constraint- v.6.17 | 23 | 7633 | Rate Constraint in MTons | FALSE | L | Annual | Allowances Purchased CO2 | Thousand Tons | -2450.4343 | -1301.2124 | -1107.7018 | 0 | 0 | -1.4417 | -8.3327 | -4.08
#CAN - PQ - CO2 Constraint- v.6.17 | 23 | 7633 | Rate Constraint in MTons | FALSE | L | Annual | Allowances Sold CO2 | Thousand Tons | 0 | 0 | 0 | 0 | 0 | 0 | 0 | 0
#CAN - PQ - CO2 Constraint- v.6.17 | 23 | 7633 | Rate Constraint in MTons | FALSE | L | Annual | Allowances Banked | Thousand Tons | 0 | 0 | 0 | 0 | 0 | 0 | 0 | 0
#CAN - PQ - CO2 Constraint- v.6.17 | 23 | 7633 | Rate Constraint in MTons | FALSE | L | Annual | Allowances Withdrawn (1:1) | Thousand Tons | 0 | 0 | 0 | 0 | 0 | 0 | 0 | 0
#CAN - PQ - CO2 Constraint- v.6.17 | 23 | 7633 | Rate Constraint in MTons | FALSE | L | Annual | Allowances Withdrawn (n:1) | Thousand Tons | 0 | 0 | 0 | 0 | 0 | 0 | 0 | 0
#CAN - PQ - CO2 Constraint- v.6.17 | 23 | 7633 | Rate Constraint in MTons | FALSE | L | Annual | Net Emissions Allowance Position | Thousand Tons | -2.7523e-06 | -4.3662e-07 | -4.9319e-07 | 0 | 0 | -5.467e-11 | 3.8585e-09 | -1.5275e-08
#CAN - PQ - CO2 Constraint- v.6.17 | 23 | 7633 | Rate Constraint in MTons | FALSE | L | Annual | Fuel Consumed | TBtu | 30.6317 | 16.1255 | 13.7274 | 0 | 0 | 0.017866 | 0.10326 | 0.050561
#CAN - PQ - CO2 Constraint- v.6.17 | 23 | 7633 | Rate Constraint in MTons | FALSE | L | Annual | Rate | lb/MMBtu | 159.9935 | 161.386 | 161.386 | 0 | 0 | 161.386 | 161.386 | 161.386
#CAN - PQ - CO2 Constraint- v.6.17 | 23 | 7633 | Rate Constraint in MTons | FALSE | L | Annual | Generation | TWh | 2.8166 | 1.1688 | 0.9643 | 0 | 0 | 0.0015795 | 0.0079004 | 0.0038913
#CAN - PQ - CO2 Constraint- v.6.17 | 23 | 7633 | Rate Constraint in MTons | FALSE | L | Annual | Qualifying Generation | TWh | 2.8166 | 1.1688 | 0.9643 | 0 | 0 | 0.0015795 | 0.0079004 | 0.0038913
#CAN - PQ - CO2 Constraint- v.6.17 | 23 | 7633 | Rate Constraint in MTons | FALSE | L | Annual | Rate | lb/MWh | 1739.9708 | 2226.5171 | 2297.4195 | 0 | 0 | 1825.437 | 2109.4281 | 2096.9393
#CAN - PQ - CO2 Constraint- v.6.17 | 23 | 7633 | Rate Constraint in MTons | FALSE | L | Annual | Constraint Shadow Price | US2019$/Ton | 14.091 | 14.0904 | 14.0902 | 64.501 | 71.6704 | 71.6702 | 71.6705 | 71.6706
#CAN - PQ - O3 Annex - NOX Cap Annual v3.1 | 24 | 7631 | Rate Constraint in MTons | FALSE | L | Annual | Seasons Included | Seasons | Winter, WintShld, Summer | Winter, WintShld, Summer | Winter, WintShld, Summer | Winter, WintShld, Summer | Winter, WintShld, Summer | Winter, WintShld, Summer | Winter, WintShld, Summer | Winter, WintShld, Summer
#CAN - PQ - O3 Annex - NOX Cap Annual v3.1 | 24 | 7631 | Rate Constraint in MTons | FALSE | L | Annual | Standard NOX | Thousand Tons | 5.5115 | 5.5115 | 5.5115 | 5.5115 | 5.5115 | 5.5115 | 5.5115 | 5.5115
#CAN - PQ - O3 Annex - NOX Cap Annual v3.1 | 24 | 7631 | Rate Constraint in MTons | FALSE | L | Annual | Emissions at Affected Plants NOX | Thousand Tons | 5.5115 | 5.5116 | 5.5115 | 0 | 0 | 0 | 0.008072 | 0
#CAN - PQ - O3 Annex - NOX Cap Annual v3.1 | 24 | 7631 | Rate Constraint in MTons | FALSE | L | Annual | Allowances Purchased NOX | Thousand Tons | 0 | 0 | 0 | 0 | 0 | 0 | 0 | 0
#CAN - PQ - O3 Annex - NOX Cap Annual v3.1 | 24 | 7631 | Rate Constraint in MTons | FALSE | L | Annual | Allowances Sold NOX | Thousand Tons | 0 | 0 | 0 | 0 | 0 | 0 | 0 | 0
#CAN - PQ - O3 Annex - NOX Cap Annual v3.1 | 24 | 7631 | Rate Constraint in MTons | FALSE | L | Annual | Allowances Banked | Thousand Tons | 0 | 0 | 0 | 0 | 0 | 0 | 0 | 0
#CAN - PQ - O3 Annex - NOX Cap Annual v3.1 | 24 | 7631 | Rate Constraint in MTons | FALSE | L | Annual | Allowances Withdrawn (1:1) | Thousand Tons | 0 | 0 | 0 | 0 | 0 | 0 | 0 | 0
#CAN - PQ - O3 Annex - NOX Cap Annual v3.1 | 24 | 7631 | Rate Constraint in MTons | FALSE | L | Annual | Allowances Withdrawn (n:1) | Thousand Tons | 0 | 0 | 0 | 0 | 0 | 0 | 0 | 0
#CAN - PQ - O3 Annex - NOX Cap Annual v3.1 | 24 | 7631 | Rate Constraint in MTons | FALSE | L | Annual | Net Emissions Allowance Position | Thousand Tons | 5.5115 | 5.5116 | 5.5115 | 0 | 0 | 0 | 0.008072 | 0
#CAN - PQ - O3 Annex - NOX Cap Annual v3.1 | 24 | 7631 | Rate Constraint in MTons | FALSE | L | Annual | Fuel Consumed | TBtu | 17.8233 | 10.469 | 10.469 | 0 | 0 | 0 | 0.015333 | 0
#CAN - PQ - O3 Annex - NOX Cap Annual v3.1 | 24 | 7631 | Rate Constraint in MTons | FALSE | L | Annual | Rate | lb/MMBtu | 0.61847 | 1.0529 | 1.0529 | 0 | 0 | 0 | 1.0529 | 0
#CAN - PQ - O3 Annex - NOX Cap Annual v3.1 | 24 | 7631 | Rate Constraint in MTons | FALSE | L | Annual | Generation | TWh | 1.8409 | 0.71607 | 0.71607 | 0 | 0 | 0 | 0.0010487 | 0
#CAN - PQ - O3 Annex - NOX Cap Annual v3.1 | 24 | 7631 | Rate Constraint in MTons | FALSE | L | Annual | Qualifying Generation | TWh | 1.8409 | 0.71607 | 0.71607 | 0 | 0 | 0 | 0.0010487 | 0
#CAN - PQ - O3 Annex - NOX Cap Annual v3.1 | 24 | 7631 | Rate Constraint in MTons | FALSE | L | Annual | Rate | lb/MWh | 5.988 | 15.3938 | 15.3938 | 0 | 0 | 0 | 15.3938 | 0
#CAN - PQ - O3 Annex - NOX Cap Annual v3.1 | 24 | 7631 | Rate Constraint in MTons | FALSE | L | Annual | Constraint Shadow Price | US2019$/Ton | 4384.21 | 2585.9618 | 1748.27 | 0 | 0 | 0 | 0 | 0
#CAN - SK - MER Cap Annual v4.12 | 25 | 7635 | Rate Constraint in MTons | FALSE | L | Annual | Seasons Included | Seasons | Winter, WintShld, Summer | Winter, WintShld, Summer | Winter, WintShld, Summer | Winter, WintShld, Summer | Winter, WintShld, Summer | Winter, WintShld, Summer | Winter, WintShld, Summer | Winter, WintShld, Summer
#CAN - SK - MER Cap Annual v4.12 | 25 | 7635 | Rate Constraint in MTons | FALSE | L | Annual | Standard MER | lbs | 947.9877 | 947.9877 | 947.9877 | 947.9877 | 947.9877 | 947.9877 | 947.9877 | 947.9877
#CAN - SK - MER Cap Annual v4.12 | 25 | 7635 | Rate Constraint in MTons | FALSE | L | Annual | Emissions at Affected Plants MER | lbs | 694.1406 | 714.0461 | 694.1406 | 705.6617 | 544.6948 | 569.7616 | 605.4501 | 370.4632
#CAN - SK - MER Cap Annual v4.12 | 25 | 7635 | Rate Constraint in MTons | FALSE | L | Annual | Allowances Purchased MER | lbs | 0 | 0 | 0 | 0 | 0 | 0 | 0 | 0
#CAN - SK - MER Cap Annual v4.12 | 25 | 7635 | Rate Constraint in MTons | FALSE | L | Annual | Allowances Sold MER | lbs | 0 | 0 | 0 | 0 | 0 | 0 | 0 | 0
#CAN - SK - MER Cap Annual v4.12 | 25 | 7635 | Rate Constraint in MTons | FALSE | L | Annual | Allowances Banked | lbs | 0 | 0 | 0 | 0 | 0 | 0 | 0 | 0
#CAN - SK - MER Cap Annual v4.12 | 25 | 7635 | Rate Constraint in MTons | FALSE | L | Annual | Allowances Withdrawn (1:1) | lbs | 0 | 0 | 0 | 0 | 0 | 0 | 0 | 0
#CAN - SK - MER Cap Annual v4.12 | 25 | 7635 | Rate Constraint in MTons | FALSE | L | Annual | Allowances Withdrawn (n:1) | lbs | 0 | 0 | 0 | 0 | 0 | 0 | 0 | 0
#CAN - SK - MER Cap Annual v4.12 | 25 | 7635 | Rate Constraint in MTons | FALSE | L | Annual | Net Emissions Allowance Position | lbs | 694.1406 | 714.0461 | 694.1406 | 705.6617 | 544.6948 | 569.7616 | 605.4501 | 370.4632
#CAN - SK - MER Cap Annual v4.12 | 25 | 7635 | Rate Constraint in MTons | FALSE | L | Annual | Fuel Consumed | TBtu | 117.111 | 117.111 | 117.111 | 117.111 | 91.5276 | 74.5804 | 63.0408 | 40.17
#CAN - SK - MER Cap Annual v4.12 | 25 | 7635 | Rate Constraint in MTons | FALSE | L | Annual | Rate | lb/MMBtu | 5.9272e-06 | 6.0972e-06 | 5.9272e-06 | 6.0256e-06 | 5.9512e-06 | 7.6396e-06 | 9.6041e-06 | 9.2224e-06
#CAN - SK - MER Cap Annual v4.12 | 25 | 7635 | Rate Constraint in MTons | FALSE | L | Annual | Generation | TWh | 11.2197 | 11.2197 | 11.2197 | 11.2197 | 8.7687 | 7.1451 | 6.0395 | 3.8484
#CAN - SK - MER Cap Annual v4.12 | 25 | 7635 | Rate Constraint in MTons | FALSE | L | Annual | Qualifying Generation | TWh | 11.2197 | 11.2197 | 11.2197 | 11.2197 | 8.7687 | 7.1451 | 6.0395 | 3.8484
#CAN - SK - MER Cap Annual v4.12 | 25 | 7635 | Rate Constraint in MTons | FALSE | L | Annual | Rate | lb/MWh | 6.1868e-05 | 6.3642e-05 | 6.1868e-05 | 6.2895e-05 | 6.2118e-05 | 7.9742e-05 | 0.00010025 | 9.6263e-05
#CAN - SK - MER Cap Annual v4.12 | 25 | 7635 | Rate Constraint in MTons | FALSE | L | Annual | Constraint Shadow Price | US2019$/Lb | 0 | 0 | 0 | 0 | 0 | 0 | 0 | 0
#CAN Aconi 1 - SO2 Rate Annual v3.1 | 26 | 7636 | Rate Constraint in lbs/MMBtu | FALSE | L | Annual | Seasons Included | Seasons | Winter, WintShld, Summer | Winter, WintShld, Summer | Winter, WintShld, Summer | Winter, WintShld, Summer | Winter, WintShld, Summer | Winter, WintShld, Summer | Winter, WintShld, Summer | Winter, WintShld, Summer
#CAN Aconi 1 - SO2 Rate Annual v3.1 | 26 | 7636 | Rate Constraint in lbs/MMBtu | FALSE | L | Annual | Standard SO2 | lb/MMBtu | 0.58146 | 0.58146 | 0.58146 | 0.58146 | 0.58146 | 0.58146 | 0.58146 | 0.58146
#CAN Aconi 1 - SO2 Rate Annual v3.1 | 26 | 7636 | Rate Constraint in lbs/MMBtu | FALSE | L | Annual | Emissions at Affected Plants SO2 | Thousand Tons | 0.093696 | 0.12592 | 0.090552 | 0 | 0 | 0 | 0 | 0
#CAN Aconi 1 - SO2 Rate Annual v3.1 | 26 | 7636 | Rate Constraint in lbs/MMBtu | FALSE | L | Annual | Allowances Purchased SO2 | Thousand Tons | 0 | 0 | 0 | 0 | 0 | 0 | 0 | 0
#CAN Aconi 1 - SO2 Rate Annual v3.1 | 26 | 7636 | Rate Constraint in lbs/MMBtu | FALSE | L | Annual | Allowances Sold SO2 | Thousand Tons | 0 | 0 | 0 | 0 | 0 | 0 | 0 | 0
#CAN Aconi 1 - SO2 Rate Annual v3.1 | 26 | 7636 | Rate Constraint in lbs/MMBtu | FALSE | L | Annual | Allowances Banked | Thousand Tons | 0 | 0 | 0 | 0 | 0 | 0 | 0 | 0
#CAN Aconi 1 - SO2 Rate Annual v3.1 | 26 | 7636 | Rate Constraint in lbs/MMBtu | FALSE | L | Annual | Allowances Withdrawn (1:1) | Thousand Tons | 0 | 0 | 0 | 0 | 0 | 0 | 0 | 0
#CAN Aconi 1 - SO2 Rate Annual v3.1 | 26 | 7636 | Rate Constraint in lbs/MMBtu | FALSE | L | Annual | Allowances Withdrawn (n:1) | Thousand Tons | 0 | 0 | 0 | 0 | 0 | 0 | 0 | 0
#CAN Aconi 1 - SO2 Rate Annual v3.1 | 26 | 7636 | Rate Constraint in lbs/MMBtu | FALSE | L | Annual | Net Emissions Allowance Position | Thousand Tons | 0.093696 | 0.12592 | 0.090552 | 0 | 0 | 0 | 0 | 0
#CAN Aconi 1 - SO2 Rate Annual v3.1 | 26 | 7636 | Rate Constraint in lbs/MMBtu | FALSE | L | Annual | Fuel Consumed | TBtu | 1.5986 | 2.1484 | 1.545 | 0 | 0 | 0 | 0 | 0
#CAN Aconi 1 - SO2 Rate Annual v3.1 | 26 | 7636 | Rate Constraint in lbs/MMBtu | FALSE | L | Annual | Rate | lb/MMBtu | 0.11722 | 0.11722 | 0.11722 | 0 | 0 | 0 | 0 | 0
#CAN Aconi 1 - SO2 Rate Annual v3.1 | 26 | 7636 | Rate Constraint in lbs/MMBtu | FALSE | L | Annual | Generation | TWh | 0.15316 | 0.20582 | 0.14802 | 0 | 0 | 0 | 0 | 0
#CAN Aconi 1 - SO2 Rate Annual v3.1 | 26 | 7636 | Rate Constraint in lbs/MMBtu | FALSE | L | Annual | Qualifying Generation | TWh | 0.15316 | 0.20582 | 0.14802 | 0 | 0 | 0 | 0 | 0
#CAN Aconi 1 - SO2 Rate Annual v3.1 | 26 | 7636 | Rate Constraint in lbs/MMBtu | FALSE | L | Annual | Rate | lb/MWh | 1.2235 | 1.2235 | 1.2235 | 0 | 0 | 0 | 0 | 0
#CAN Aconi 1 - SO2 Rate Annual v3.1 | 26 | 7636 | Rate Constraint in lbs/MMBtu | FALSE | L | Annual | Constraint Shadow Price | US2019$/Ton | 0 | 0 | 0 | 0 | 0 | 0 | 0 | 0
#CAN Lingan 1-4 - SO2 Rate Annual v3.1 | 27 | 7637 | Rate Constraint in lbs/MMBtu | FALSE | L | Annual | Seasons Included | Seasons | Winter, WintShld, Summer | Winter, WintShld, Summer | Winter, WintShld, Summer | Winter, WintShld, Summer | Winter, WintShld, Summer | Winter, WintShld, Summer | Winter, WintShld, Summer | Winter, WintShld, Summer
#CAN Lingan 1-4 - SO2 Rate Annual v3.1 | 27 | 7637 | Rate Constraint in lbs/MMBtu | FALSE | L | Annual | Standard SO2 | lb/MMBtu | 3.7214 | 3.7214 | 3.7214 | 3.7214 | 3.7214 | 3.7214 | 3.7214 | 3.7214
#CAN Lingan 1-4 - SO2 Rate Annual v3.1 | 27 | 7637 | Rate Constraint in lbs/MMBtu | FALSE | L | Annual | Emissions at Affected Plants SO2 | Thousand Tons | 7.5267 | 2.9926 | 2.9836 | 0.15905 | 0.15905 | 0.15905 | 0 | 0
#CAN Lingan 1-4 - SO2 Rate Annual v3.1 | 27 | 7637 | Rate Constraint in lbs/MMBtu | FALSE | L | Annual | Allowances Purchased SO2 | Thousand Tons | 0 | 0 | 0 | 0 | 0 | 0 | 0 | 0
#CAN Lingan 1-4 - SO2 Rate Annual v3.1 | 27 | 7637 | Rate Constraint in lbs/MMBtu | FALSE | L | Annual | Allowances Sold SO2 | Thousand Tons | 0 | 0 | 0 | 0 | 0 | 0 | 0 | 0
#CAN Lingan 1-4 - SO2 Rate Annual v3.1 | 27 | 7637 | Rate Constraint in lbs/MMBtu | FALSE | L | Annual | Allowances Banked | Thousand Tons | 0 | 0 | 0 | 0 | 0 | 0 | 0 | 0
#CAN Lingan 1-4 - SO2 Rate Annual v3.1 | 27 | 7637 | Rate Constraint in lbs/MMBtu | FALSE | L | Annual | Allowances Withdrawn (1:1) | Thousand Tons | 0 | 0 | 0 | 0 | 0 | 0 | 0 | 0
#CAN Lingan 1-4 - SO2 Rate Annual v3.1 | 27 | 7637 | Rate Constraint in lbs/MMBtu | FALSE | L | Annual | Allowances Withdrawn (n:1) | Thousand Tons | 0 | 0 | 0 | 0 | 0 | 0 | 0 | 0
#CAN Lingan 1-4 - SO2 Rate Annual v3.1 | 27 | 7637 | Rate Constraint in lbs/MMBtu | FALSE | L | Annual | Net Emissions Allowance Position | Thousand Tons | 7.5267 | 2.9926 | 2.9836 | 0.15905 | 0.15905 | 0.15905 | 0 | 0
#CAN Lingan 1-4 - SO2 Rate Annual v3.1 | 27 | 7637 | Rate Constraint in lbs/MMBtu | FALSE | L | Annual | Fuel Consumed | TBtu | 13.741 | 5.4634 | 5.4469 | 0.29036 | 0.29036 | 0.29036 | 0 | 0
#CAN Lingan 1-4 - SO2 Rate Annual v3.1 | 27 | 7637 | Rate Constraint in lbs/MMBtu | FALSE | L | Annual | Rate | lb/MMBtu | 1.0955 | 1.0955 | 1.0955 | 1.0955 | 1.0955 | 1.0955 | 0 | 0
#CAN Lingan 1-4 - SO2 Rate Annual v3.1 | 27 | 7637 | Rate Constraint in lbs/MMBtu | FALSE | L | Annual | Generation | TWh | 1.3164 | 0.52341 | 0.52183 | 0.027818 | 0.027818 | 0.027818 | 0 | 0
#CAN Lingan 1-4 - SO2 Rate Annual v3.1 | 27 | 7637 | Rate Constraint in lbs/MMBtu | FALSE | L | Annual | Qualifying Generation | TWh | 1.3164 | 0.52341 | 0.52183 | 0.027818 | 0.027818 | 0.027818 | 0 | 0
#CAN Lingan 1-4 - SO2 Rate Annual v3.1 | 27 | 7637 | Rate Constraint in lbs/MMBtu | FALSE | L | Annual | Rate | lb/MWh | 11.4349 | 11.4349 | 11.4349 | 11.4349 | 11.4349 | 11.4349 | 0 | 0
#CAN Lingan 1-4 - SO2 Rate Annual v3.1 | 27 | 7637 | Rate Constraint in lbs/MMBtu | FALSE | L | Annual | Constraint Shadow Price | US2019$/Ton | 0 | 0 | 0 | 0 | 0 | 0 | 0 | 0
#CAN -National Coal CO2 Rate Limit- 2023- v6.20 | 28 | 7607 | Rate Constraint in lbs/MWh | FALSE | L | Annual | Seasons Included | Seasons | Winter, WintShld, Summer | Winter, WintShld, Summer | Winter, WintShld, Summer | Winter, WintShld, Summer | Winter, WintShld, Summer | Winter, WintShld, Summer | Winter, WintShld, Summer | Winter, WintShld, Summer
#CAN -National Coal CO2 Rate Limit- 2023- v6.20 | 28 | 7607 | Rate Constraint in lbs/MWh | FALSE | L | Annual | Standard CO2 | lb/MWh | 925.94 | 925.94 | 925.94 | 925.94 | 925.94 | 925.94 | 925.94 | 925.94
#CAN -National Coal CO2 Rate Limit- 2023- v6.20 | 28 | 7607 | Rate Constraint in lbs/MWh | FALSE | L | Annual | Emissions at Affected Plants CO2 | Thousand Tons | 0 | 0 | 0 | 0 | 0 | 0 | 0 | 0
#CAN -National Coal CO2 Rate Limit- 2023- v6.20 | 28 | 7607 | Rate Constraint in lbs/MWh | FALSE | L | Annual | Allowances Purchased CO2 | Thousand Tons | 0 | 0 | 0 | 0 | 0 | 0 | 0 | 0
#CAN -National Coal CO2 Rate Limit- 2023- v6.20 | 28 | 7607 | Rate Constraint in lbs/MWh | FALSE | L | Annual | Allowances Sold CO2 | Thousand Tons | 0 | 0 | 0 | 0 | 0 | 0 | 0 | 0
#CAN -National Coal CO2 Rate Limit- 2023- v6.20 | 28 | 7607 | Rate Constraint in lbs/MWh | FALSE | L | Annual | Allowances Banked | Thousand Tons | 0 | 0 | 0 | 0 | 0 | 0 | 0 | 0
#CAN -National Coal CO2 Rate Limit- 2023- v6.20 | 28 | 7607 | Rate Constraint in lbs/MWh | FALSE | L | Annual | Allowances Withdrawn (1:1) | Thousand Tons | 0 | 0 | 0 | 0 | 0 | 0 | 0 | 0
#CAN -National Coal CO2 Rate Limit- 2023- v6.20 | 28 | 7607 | Rate Constraint in lbs/MWh | FALSE | L | Annual | Allowances Withdrawn (n:1) | Thousand Tons | 0 | 0 | 0 | 0 | 0 | 0 | 0 | 0
#CAN -National Coal CO2 Rate Limit- 2023- v6.20 | 28 | 7607 | Rate Constraint in lbs/MWh | FALSE | L | Annual | Net Emissions Allowance Position | Thousand Tons | 0 | 0 | 0 | 0 | 0 | 0 | 0 | 0
#CAN -National Coal CO2 Rate Limit- 2023- v6.20 | 28 | 7607 | Rate Constraint in lbs/MWh | FALSE | L | Annual | Fuel Consumed | TBtu | 0 | 0 | 0 | 0 | 0 | 0 | 0 | 0
#CAN -National Coal CO2 Rate Limit- 2023- v6.20 | 28 | 7607 | Rate Constraint in lbs/MWh | FALSE | L | Annual | Rate | lb/MMBtu | 0 | 0 | 0 | 0 | 0 | 0 | 0 | 0
#CAN -National Coal CO2 Rate Limit- 2023- v6.20 | 28 | 7607 | Rate Constraint in lbs/MWh | FALSE | L | Annual | Generation | TWh | 0 | 0 | 0 | 0 | 0 | 0 | 0 | 0
#CAN -National Coal CO2 Rate Limit- 2023- v6.20 | 28 | 7607 | Rate Constraint in lbs/MWh | FALSE | L | Annual | Qualifying Generation | TWh | 0 | 0 | 0 | 0 | 0 | 0 | 0 | 0
#CAN -National Coal CO2 Rate Limit- 2023- v6.20 | 28 | 7607 | Rate Constraint in lbs/MWh | FALSE | L | Annual | Constraint Shadow Price | US2019$/Ton | 0 | 0 | 0 | 0 | 0 | 0 | 0 | 0
#CAN -National Coal CO2 Rate Limit- 2028- v6.20 | 29 | 7609 | Rate Constraint in lbs/MWh | FALSE | L | Annual | Seasons Included | Seasons | Winter, WintShld, Summer | Winter, WintShld, Summer | Winter, WintShld, Summer | Winter, WintShld, Summer | Winter, WintShld, Summer | Winter, WintShld, Summer | Winter, WintShld, Summer | Winter, WintShld, Summer
#CAN -National Coal CO2 Rate Limit- 2028- v6.20 | 29 | 7609 | Rate Constraint in lbs/MWh | FALSE | L | Annual | Standard CO2 | lb/MWh | 0 | 0 | 925.94 | 925.94 | 925.94 | 925.94 | 925.94 | 925.94
#CAN -National Coal CO2 Rate Limit- 2028- v6.20 | 29 | 7609 | Rate Constraint in lbs/MWh | FALSE | L | Annual | Emissions at Affected Plants CO2 | Thousand Tons | 0 | 0 | 0 | 0 | 0 | 0 | 0 | 0
#CAN -National Coal CO2 Rate Limit- 2028- v6.20 | 29 | 7609 | Rate Constraint in lbs/MWh | FALSE | L | Annual | Allowances Purchased CO2 | Thousand Tons | 0 | 0 | 0 | 0 | 0 | 0 | 0 | 0
#CAN -National Coal CO2 Rate Limit- 2028- v6.20 | 29 | 7609 | Rate Constraint in lbs/MWh | FALSE | L | Annual | Allowances Sold CO2 | Thousand Tons | 0 | 0 | 0 | 0 | 0 | 0 | 0 | 0
#CAN -National Coal CO2 Rate Limit- 2028- v6.20 | 29 | 7609 | Rate Constraint in lbs/MWh | FALSE | L | Annual | Allowances Banked | Thousand Tons | 0 | 0 | 0 | 0 | 0 | 0 | 0 | 0
#CAN -National Coal CO2 Rate Limit- 2028- v6.20 | 29 | 7609 | Rate Constraint in lbs/MWh | FALSE | L | Annual | Allowances Withdrawn (1:1) | Thousand Tons | 0 | 0 | 0 | 0 | 0 | 0 | 0 | 0
#CAN -National Coal CO2 Rate Limit- 2028- v6.20 | 29 | 7609 | Rate Constraint in lbs/MWh | FALSE | L | Annual | Allowances Withdrawn (n:1) | Thousand Tons | 0 | 0 | 0 | 0 | 0 | 0 | 0 | 0
#CAN -National Coal CO2 Rate Limit- 2028- v6.20 | 29 | 7609 | Rate Constraint in lbs/MWh | FALSE | L | Annual | Net Emissions Allowance Position | Thousand Tons | 0 | 0 | 0 | 0 | 0 | 0 | 0 | 0
#CAN -National Coal CO2 Rate Limit- 2028- v6.20 | 29 | 7609 | Rate Constraint in lbs/MWh | FALSE | L | Annual | Fuel Consumed | TBtu | 0 | 0 | 0 | 0 | 0 | 0 | 0 | 0
#CAN -National Coal CO2 Rate Limit- 2028- v6.20 | 29 | 7609 | Rate Constraint in lbs/MWh | FALSE | L | Annual | Rate | lb/MMBtu | 0 | 0 | 0 | 0 | 0 | 0 | 0 | 0
#CAN -National Coal CO2 Rate Limit- 2028- v6.20 | 29 | 7609 | Rate Constraint in lbs/MWh | FALSE | L | Annual | Generation | TWh | 0 | 0 | 0 | 0 | 0 | 0 | 0 | 0
#CAN -National Coal CO2 Rate Limit- 2028- v6.20 | 29 | 7609 | Rate Constraint in lbs/MWh | FALSE | L | Annual | Qualifying Generation | TWh | 0 | 0 | 0 | 0 | 0 | 0 | 0 | 0
#CAN -National Coal CO2 Rate Limit- 2028- v6.20 | 29 | 7609 | Rate Constraint in lbs/MWh | FALSE | L | Annual | Constraint Shadow Price | US2019$/Ton | 0 | 0 | 38.6863 | 71.055 | 40.5256 | 40.5151 | 35.0939 | 32.5033
#CAN -National Coal CO2 Rate Limit- 2030- v6.20 | 30 | 7610 | Rate Constraint in lbs/MWh | FALSE | L | Annual | Seasons Included | Seasons | Winter, WintShld, Summer | Winter, WintShld, Summer | Winter, WintShld, Summer | Winter, WintShld, Summer | Winter, WintShld, Summer | Winter, WintShld, Summer | Winter, WintShld, Summer | Winter, WintShld, Summer
#CAN -National Coal CO2 Rate Limit- 2030- v6.20 | 30 | 7610 | Rate Constraint in lbs/MWh | FALSE | L | Annual | Standard CO2 | lb/MWh | 0 | 0 | 0 | 925.94 | 925.94 | 925.94 | 925.94 | 925.94
#CAN -National Coal CO2 Rate Limit- 2030- v6.20 | 30 | 7610 | Rate Constraint in lbs/MWh | FALSE | L | Annual | Emissions at Affected Plants CO2 | Thousand Tons | 0 | 0 | 0 | 0 | 0 | 0 | 0 | 0
#CAN -National Coal CO2 Rate Limit- 2030- v6.20 | 30 | 7610 | Rate Constraint in lbs/MWh | FALSE | L | Annual | Allowances Purchased CO2 | Thousand Tons | 0 | 0 | 0 | 0 | 0 | 0 | 0 | 0
#CAN -National Coal CO2 Rate Limit- 2030- v6.20 | 30 | 7610 | Rate Constraint in lbs/MWh | FALSE | L | Annual | Allowances Sold CO2 | Thousand Tons | 0 | 0 | 0 | 0 | 0 | 0 | 0 | 0
#CAN -National Coal CO2 Rate Limit- 2030- v6.20 | 30 | 7610 | Rate Constraint in lbs/MWh | FALSE | L | Annual | Allowances Banked | Thousand Tons | 0 | 0 | 0 | 0 | 0 | 0 | 0 | 0
#CAN -National Coal CO2 Rate Limit- 2030- v6.20 | 30 | 7610 | Rate Constraint in lbs/MWh | FALSE | L | Annual | Allowances Withdrawn (1:1) | Thousand Tons | 0 | 0 | 0 | 0 | 0 | 0 | 0 | 0
#CAN -National Coal CO2 Rate Limit- 2030- v6.20 | 30 | 7610 | Rate Constraint in lbs/MWh | FALSE | L | Annual | Allowances Withdrawn (n:1) | Thousand Tons | 0 | 0 | 0 | 0 | 0 | 0 | 0 | 0
#CAN -National Coal CO2 Rate Limit- 2030- v6.20 | 30 | 7610 | Rate Constraint in lbs/MWh | FALSE | L | Annual | Net Emissions Allowance Position | Thousand Tons | 0 | 0 | 0 | 0 | 0 | 0 | 0 | 0
#CAN -National Coal CO2 Rate Limit- 2030- v6.20 | 30 | 7610 | Rate Constraint in lbs/MWh | FALSE | L | Annual | Fuel Consumed | TBtu | 0 | 0 | 0 | 0 | 0 | 0 | 0 | 0
#CAN -National Coal CO2 Rate Limit- 2030- v6.20 | 30 | 7610 | Rate Constraint in lbs/MWh | FALSE | L | Annual | Rate | lb/MMBtu | 0 | 0 | 0 | 0 | 0 | 0 | 0 | 0
#CAN -National Coal CO2 Rate Limit- 2030- v6.20 | 30 | 7610 | Rate Constraint in lbs/MWh | FALSE | L | Annual | Generation | TWh | 0 | 0 | 0 | 0 | 0 | 0 | 0 | 0
#CAN -National Coal CO2 Rate Limit- 2030- v6.20 | 30 | 7610 | Rate Constraint in lbs/MWh | FALSE | L | Annual | Qualifying Generation | TWh | 0 | 0 | 0 | 0 | 0 | 0 | 0 | 0
#CAN -National Coal CO2 Rate Limit- 2030- v6.20 | 30 | 7610 | Rate Constraint in lbs/MWh | FALSE | L | Annual | Constraint Shadow Price | US2019$/Ton | 0 | 0 | 0 | 941.485 | 73.5595 | 69.5429 | 75.3825 | 65.4979
#CAN -National Coal CO2 Rate Limit- NewUnit- v6.20 | 31 | 7615 | Rate Constraint in lbs/MWh | FALSE | L | Annual | Seasons Included | Seasons | Winter, WintShld, Summer | Winter, WintShld, Summer | Winter, WintShld, Summer | Winter, WintShld, Summer | Winter, WintShld, Summer | Winter, WintShld, Summer | Winter, WintShld, Summer | Winter, WintShld, Summer
#CAN -National Coal CO2 Rate Limit- NewUnit- v6.20 | 31 | 7615 | Rate Constraint in lbs/MWh | FALSE | L | Annual | Standard CO2 | lb/MWh | 925.94 | 925.94 | 925.94 | 925.94 | 925.94 | 925.94 | 925.94 | 925.94
#CAN -National Coal CO2 Rate Limit- NewUnit- v6.20 | 31 | 7615 | Rate Constraint in lbs/MWh | FALSE | L | Annual | Emissions at Affected Plants CO2 | Thousand Tons | 0 | 0 | 0 | 0 | 0 | 0 | 0 | 0
#CAN -National Coal CO2 Rate Limit- NewUnit- v6.20 | 31 | 7615 | Rate Constraint in lbs/MWh | FALSE | L | Annual | Allowances Purchased CO2 | Thousand Tons | 0 | 0 | 0 | 0 | 0 | 0 | 0 | 0
#CAN -National Coal CO2 Rate Limit- NewUnit- v6.20 | 31 | 7615 | Rate Constraint in lbs/MWh | FALSE | L | Annual | Allowances Sold CO2 | Thousand Tons | 0 | 0 | 0 | 0 | 0 | 0 | 0 | 0
#CAN -National Coal CO2 Rate Limit- NewUnit- v6.20 | 31 | 7615 | Rate Constraint in lbs/MWh | FALSE | L | Annual | Allowances Banked | Thousand Tons | 0 | 0 | 0 | 0 | 0 | 0 | 0 | 0
#CAN -National Coal CO2 Rate Limit- NewUnit- v6.20 | 31 | 7615 | Rate Constraint in lbs/MWh | FALSE | L | Annual | Allowances Withdrawn (1:1) | Thousand Tons | 0 | 0 | 0 | 0 | 0 | 0 | 0 | 0
#CAN -National Coal CO2 Rate Limit- NewUnit- v6.20 | 31 | 7615 | Rate Constraint in lbs/MWh | FALSE | L | Annual | Allowances Withdrawn (n:1) | Thousand Tons | 0 | 0 | 0 | 0 | 0 | 0 | 0 | 0
#CAN -National Coal CO2 Rate Limit- NewUnit- v6.20 | 31 | 7615 | Rate Constraint in lbs/MWh | FALSE | L | Annual | Net Emissions Allowance Position | Thousand Tons | 0 | 0 | 0 | 0 | 0 | 0 | 0 | 0
#CAN -National Coal CO2 Rate Limit- NewUnit- v6.20 | 31 | 7615 | Rate Constraint in lbs/MWh | FALSE | L | Annual | Fuel Consumed | TBtu | 0 | 0 | 0 | 0 | 0 | 0 | 0 | 0
#CAN -National Coal CO2 Rate Limit- NewUnit- v6.20 | 31 | 7615 | Rate Constraint in lbs/MWh | FALSE | L | Annual | Rate | lb/MMBtu | 0 | 0 | 0 | 0 | 0 | 0 | 0 | 0
#CAN -National Coal CO2 Rate Limit- NewUnit- v6.20 | 31 | 7615 | Rate Constraint in lbs/MWh | FALSE | L | Annual | Generation | TWh | 0 | 0 | 0 | 0 | 0 | 0 | 0 | 0
#CAN -National Coal CO2 Rate Limit- NewUnit- v6.20 | 31 | 7615 | Rate Constraint in lbs/MWh | FALSE | L | Annual | Qualifying Generation | TWh | 0 | 0 | 0 | 0 | 0 | 0 | 0 | 0
#CAN -National Coal CO2 Rate Limit- NewUnit- v6.20 | 31 | 7615 | Rate Constraint in lbs/MWh | FALSE | L | Annual | Constraint Shadow Price | US2019$/Ton | 0 | 390.6287 | 421.7572 | 449.9731 | 105.3301 | 99.5404 | 107.958 | 93.7095
#CAN -National Large NGas CO2 Rate Limit- v6.20 | 32 | 7661 | Rate Constraint in lbs/MWh | FALSE | L | Annual | Seasons Included | Seasons | Winter, WintShld, Summer | Winter, WintShld, Summer | Winter, WintShld, Summer | Winter, WintShld, Summer | Winter, WintShld, Summer | Winter, WintShld, Summer | Winter, WintShld, Summer | Winter, WintShld, Summer
#CAN -National Large NGas CO2 Rate Limit- v6.20 | 32 | 7661 | Rate Constraint in lbs/MWh | FALSE | L | Annual | Standard CO2 | lb/MWh | 925.9404 | 925.9404 | 925.9404 | 925.9404 | 925.9404 | 925.9404 | 925.9404 | 925.9404
#CAN -National Large NGas CO2 Rate Limit- v6.20 | 32 | 7661 | Rate Constraint in lbs/MWh | FALSE | L | Annual | Emissions at Affected Plants CO2 | Thousand Tons | 22457.2768 | 29975.7778 | 31342.5928 | 34827.0451 | 45728.7315 | 56273.2928 | 65021.031 | 92761.374
#CAN -National Large NGas CO2 Rate Limit- v6.20 | 32 | 7661 | Rate Constraint in lbs/MWh | FALSE | L | Annual | Allowances Purchased CO2 | Thousand Tons | 0 | 0 | 0 | 0 | 0 | 0 | 0 | 0
#CAN -National Large NGas CO2 Rate Limit- v6.20 | 32 | 7661 | Rate Constraint in lbs/MWh | FALSE | L | Annual | Allowances Sold CO2 | Thousand Tons | 0 | 0 | 0 | 0 | 0 | 0 | 0 | 0
#CAN -National Large NGas CO2 Rate Limit- v6.20 | 32 | 7661 | Rate Constraint in lbs/MWh | FALSE | L | Annual | Allowances Banked | Thousand Tons | 0 | 0 | 0 | 0 | 0 | 0 | 0 | 0
#CAN -National Large NGas CO2 Rate Limit- v6.20 | 32 | 7661 | Rate Constraint in lbs/MWh | FALSE | L | Annual | Allowances Withdrawn (1:1) | Thousand Tons | 0 | 0 | 0 | 0 | 0 | 0 | 0 | 0
#CAN -National Large NGas CO2 Rate Limit- v6.20 | 32 | 7661 | Rate Constraint in lbs/MWh | FALSE | L | Annual | Allowances Withdrawn (n:1) | Thousand Tons | 0 | 0 | 0 | 0 | 0 | 0 | 0 | 0
#CAN -National Large NGas CO2 Rate Limit- v6.20 | 32 | 7661 | Rate Constraint in lbs/MWh | FALSE | L | Annual | Net Emissions Allowance Position | Thousand Tons | 22457.2768 | 29975.7778 | 31342.5928 | 34827.0451 | 45728.7315 | 56273.2928 | 65021.031 | 92761.374
#CAN -National Large NGas CO2 Rate Limit- v6.20 | 32 | 7661 | Rate Constraint in lbs/MWh | FALSE | L | Annual | Fuel Consumed | TBtu | 344.506 | 449.9272 | 470.8523 | 523.4452 | 668.1278 | 812.9864 | 936.5834 | 1315.7831
#CAN -National Large NGas CO2 Rate Limit- v6.20 | 32 | 7661 | Rate Constraint in lbs/MWh | FALSE | L | Annual | Rate | lb/MMBtu | 130.3738 | 133.2472 | 133.1313 | 133.0685 | 136.8862 | 138.436 | 138.8473 | 140.998
#CAN -National Large NGas CO2 Rate Limit- v6.20 | 32 | 7661 | Rate Constraint in lbs/MWh | FALSE | L | Annual | Generation | TWh | 48.507 | 64.7467 | 67.6989 | 75.2252 | 98.7725 | 121.5484 | 140.4432 | 200.3614
#CAN -National Large NGas CO2 Rate Limit- v6.20 | 32 | 7661 | Rate Constraint in lbs/MWh | FALSE | L | Annual | Qualifying Generation | TWh | 48.507 | 64.7467 | 67.6989 | 75.2252 | 98.7725 | 121.5484 | 140.4432 | 200.3614
#CAN -National Large NGas CO2 Rate Limit- v6.20 | 32 | 7661 | Rate Constraint in lbs/MWh | FALSE | L | Annual | Constraint Shadow Price | US2019$/Ton | 120.917 | 109.1969 | 88.7258 | 93.2147 | 95.1122 | 108.5254 | 99.1439 | 85.5573
#CAN -National NOx Rate Limit v4.12 | 33 | 7606 | Rate Constraint in lbs/MWh | FALSE | L | Annual | Seasons Included | Seasons | Winter, WintShld, Summer | Winter, WintShld, Summer | Winter, WintShld, Summer | Winter, WintShld, Summer | Winter, WintShld, Summer | Winter, WintShld, Summer | Winter, WintShld, Summer | Winter, WintShld, Summer
#CAN -National NOx Rate Limit v4.12 | 33 | 7606 | Rate Constraint in lbs/MWh | FALSE | L | Annual | Standard NOX | lb/MWh | 1.5212 | 1.5212 | 1.5212 | 1.5212 | 1.5212 | 1.5212 | 1.5212 | 1.5212
#CAN -National NOx Rate Limit v4.12 | 33 | 7606 | Rate Constraint in lbs/MWh | FALSE | L | Annual | Emissions at Affected Plants NOX | Thousand Tons | 2.2362 | 3.145 | 3.462 | 4.5207 | 4.4711 | 4.8701 | 5.4289 | 7.3999
#CAN -National NOx Rate Limit v4.12 | 33 | 7606 | Rate Constraint in lbs/MWh | FALSE | L | Annual | Allowances Purchased NOX | Thousand Tons | 0 | 0 | 0 | 0 | 0 | 0 | 0 | 0
#CAN -National NOx Rate Limit v4.12 | 33 | 7606 | Rate Constraint in lbs/MWh | FALSE | L | Annual | Allowances Sold NOX | Thousand Tons | 0 | 0 | 0 | 0 | 0 | 0 | 0 | 0
#CAN -National NOx Rate Limit v4.12 | 33 | 7606 | Rate Constraint in lbs/MWh | FALSE | L | Annual | Allowances Banked | Thousand Tons | 0 | 0 | 0 | 0 | 0 | 0 | 0 | 0
#CAN -National NOx Rate Limit v4.12 | 33 | 7606 | Rate Constraint in lbs/MWh | FALSE | L | Annual | Allowances Withdrawn (1:1) | Thousand Tons | 0 | 0 | 0 | 0 | 0 | 0 | 0 | 0
#CAN -National NOx Rate Limit v4.12 | 33 | 7606 | Rate Constraint in lbs/MWh | FALSE | L | Annual | Allowances Withdrawn (n:1) | Thousand Tons | 0 | 0 | 0 | 0 | 0 | 0 | 0 | 0
#CAN -National NOx Rate Limit v4.12 | 33 | 7606 | Rate Constraint in lbs/MWh | FALSE | L | Annual | Net Emissions Allowance Position | Thousand Tons | 2.2362 | 3.145 | 3.462 | 4.5207 | 4.4711 | 4.8701 | 5.4289 | 7.3999
#CAN -National NOx Rate Limit v4.12 | 33 | 7606 | Rate Constraint in lbs/MWh | FALSE | L | Annual | Fuel Consumed | TBtu | 350.6845 | 476.0326 | 497.6327 | 553.3382 | 686.9843 | 827.4996 | 947.9287 | 1321.2647
#CAN -National NOx Rate Limit v4.12 | 33 | 7606 | Rate Constraint in lbs/MWh | FALSE | L | Annual | Rate | lb/MMBtu | 0.012754 | 0.013213 | 0.013914 | 0.01634 | 0.013017 | 0.011771 | 0.011454 | 0.011201
#CAN -National NOx Rate Limit v4.12 | 33 | 7606 | Rate Constraint in lbs/MWh | FALSE | L | Annual | Generation | TWh | 51.2605 | 69.9249 | 73.3699 | 81.2507 | 102.5944 | 124.0899 | 142.3719 | 201.1684
#CAN -National NOx Rate Limit v4.12 | 33 | 7606 | Rate Constraint in lbs/MWh | FALSE | L | Annual | Qualifying Generation | TWh | 49.5792 | 68.1418 | 71.1038 | 78.7041 | 100.9594 | 123.3265 | 141.8388 | 200.908
#CAN -National NOx Rate Limit v4.12 | 33 | 7606 | Rate Constraint in lbs/MWh | FALSE | L | Annual | Constraint Shadow Price | US2019$/Ton | 0 | 0 | 0 | 0 | 0 | 0 | 0 | 0
#CAN -National Small NGas CO2 Rate Limit- v6.20 | 34 | 7662 | Rate Constraint in lbs/MWh | FALSE | L | Annual | Seasons Included | Seasons | Winter, WintShld, Summer | Winter, WintShld, Summer | Winter, WintShld, Summer | Winter, WintShld, Summer | Winter, WintShld, Summer | Winter, WintShld, Summer | Winter, WintShld, Summer | Winter, WintShld, Summer
#CAN -National Small NGas CO2 Rate Limit- v6.20 | 34 | 7662 | Rate Constraint in lbs/MWh | FALSE | L | Annual | Standard CO2 | lb/MWh | 1212.541 | 1212.541 | 1212.541 | 1212.541 | 1212.541 | 1212.541 | 1212.541 | 1212.541
#CAN -National Small NGas CO2 Rate Limit- v6.20 | 34 | 7662 | Rate Constraint in lbs/MWh | FALSE | L | Annual | Emissions at Affected Plants CO2 | Thousand Tons | 6149.9397 | 6528.8678 | 7413.9732 | 9130.132 | 6035.3303 | 4000.0284 | 3106.9525 | 1915.0574
#CAN -National Small NGas CO2 Rate Limit- v6.20 | 34 | 7662 | Rate Constraint in lbs/MWh | FALSE | L | Annual | Allowances Purchased CO2 | Thousand Tons | 0 | 0 | 0 | 0 | 0 | 0 | 0 | 0
#CAN -National Small NGas CO2 Rate Limit- v6.20 | 34 | 7662 | Rate Constraint in lbs/MWh | FALSE | L | Annual | Allowances Sold CO2 | Thousand Tons | 0 | 0 | 0 | 0 | 0 | 0 | 0 | 0
#CAN -National Small NGas CO2 Rate Limit- v6.20 | 34 | 7662 | Rate Constraint in lbs/MWh | FALSE | L | Annual | Allowances Banked | Thousand Tons | 0 | 0 | 0 | 0 | 0 | 0 | 0 | 0
#CAN -National Small NGas CO2 Rate Limit- v6.20 | 34 | 7662 | Rate Constraint in lbs/MWh | FALSE | L | Annual | Allowances Withdrawn (1:1) | Thousand Tons | 0 | 0 | 0 | 0 | 0 | 0 | 0 | 0
#CAN -National Small NGas CO2 Rate Limit- v6.20 | 34 | 7662 | Rate Constraint in lbs/MWh | FALSE | L | Annual | Allowances Withdrawn (n:1) | Thousand Tons | 0 | 0 | 0 | 0 | 0 | 0 | 0 | 0
#CAN -National Small NGas CO2 Rate Limit- v6.20 | 34 | 7662 | Rate Constraint in lbs/MWh | FALSE | L | Annual | Net Emissions Allowance Position | Thousand Tons | 6149.9397 | 6528.8678 | 7413.9732 | 9130.132 | 6035.3303 | 4000.0284 | 3106.9525 | 1915.0574
#CAN -National Small NGas CO2 Rate Limit- v6.20 | 34 | 7662 | Rate Constraint in lbs/MWh | FALSE | L | Annual | Fuel Consumed | TBtu | 79.3254 | 82.3399 | 93.2199 | 113.7528 | 75.1621 | 50.7882 | 39.8269 | 24.731
#CAN -National Small NGas CO2 Rate Limit- v6.20 | 34 | 7662 | Rate Constraint in lbs/MWh | FALSE | L | Annual | Rate | lb/MMBtu | 155.0559 | 158.5833 | 159.0642 | 160.5258 | 160.595 | 157.5182 | 156.0227 | 154.8708
#CAN -National Small NGas CO2 Rate Limit- v6.20 | 34 | 7662 | Rate Constraint in lbs/MWh | FALSE | L | Annual | Generation | TWh | 11.6438 | 11.6437 | 13.0859 | 15.4609 | 10.385 | 7.2313 | 5.7842 | 3.6263
#CAN -National Small NGas CO2 Rate Limit- v6.20 | 34 | 7662 | Rate Constraint in lbs/MWh | FALSE | L | Annual | Qualifying Generation | TWh | 11.6438 | 11.6437 | 13.0859 | 15.4609 | 10.385 | 7.2313 | 5.7842 | 3.6263
#CAN -National Small NGas CO2 Rate Limit- v6.20 | 34 | 7662 | Rate Constraint in lbs/MWh | FALSE | L | Annual | Constraint Shadow Price | US2019$/Ton | 0 | 0 | 0 | 0 | 0 | 0 | 0 | 0
#CAN -National SO2 Rate Limit v4.12 | 35 | 7605 | Rate Constraint in lbs/MWh | FALSE | L | Annual | Seasons Included | Seasons | Winter, WintShld, Summer | Winter, WintShld, Summer | Winter, WintShld, Summer | Winter, WintShld, Summer | Winter, WintShld, Summer | Winter, WintShld, Summer | Winter, WintShld, Summer | Winter, WintShld, Summer
#CAN -National SO2 Rate Limit v4.12 | 35 | 7605 | Rate Constraint in lbs/MWh | FALSE | L | Annual | Standard SO2 | lb/MWh | 9.3476 | 9.3476 | 9.3476 | 9.3476 | 9.3476 | 9.3476 | 9.3476 | 9.3476
#CAN -National SO2 Rate Limit v4.12 | 35 | 7605 | Rate Constraint in lbs/MWh | FALSE | L | Annual | Emissions at Affected Plants SO2 | Thousand Tons | 0.10472 | 0.10472 | 0.10472 | 0.10472 | 0.10472 | 0.10472 | 0.10472 | 0.10472
#CAN -National SO2 Rate Limit v4.12 | 35 | 7605 | Rate Constraint in lbs/MWh | FALSE | L | Annual | Allowances Purchased SO2 | Thousand Tons | 0 | 0 | 0 | 0 | 0 | 0 | 0 | 0
#CAN -National SO2 Rate Limit v4.12 | 35 | 7605 | Rate Constraint in lbs/MWh | FALSE | L | Annual | Allowances Sold SO2 | Thousand Tons | 0 | 0 | 0 | 0 | 0 | 0 | 0 | 0
#CAN -National SO2 Rate Limit v4.12 | 35 | 7605 | Rate Constraint in lbs/MWh | FALSE | L | Annual | Allowances Banked | Thousand Tons | 0 | 0 | 0 | 0 | 0 | 0 | 0 | 0
#CAN -National SO2 Rate Limit v4.12 | 35 | 7605 | Rate Constraint in lbs/MWh | FALSE | L | Annual | Allowances Withdrawn (1:1) | Thousand Tons | 0 | 0 | 0 | 0 | 0 | 0 | 0 | 0
#CAN -National SO2 Rate Limit v4.12 | 35 | 7605 | Rate Constraint in lbs/MWh | FALSE | L | Annual | Allowances Withdrawn (n:1) | Thousand Tons | 0 | 0 | 0 | 0 | 0 | 0 | 0 | 0
#CAN -National SO2 Rate Limit v4.12 | 35 | 7605 | Rate Constraint in lbs/MWh | FALSE | L | Annual | Net Emissions Allowance Position | Thousand Tons | 0.10472 | 0.10472 | 0.10472 | 0.10472 | 0.10472 | 0.10472 | 0.10472 | 0.10472
#CAN -National SO2 Rate Limit v4.12 | 35 | 7605 | Rate Constraint in lbs/MWh | FALSE | L | Annual | Fuel Consumed | TBtu | 350.6845 | 476.0326 | 497.6327 | 553.3382 | 686.9843 | 827.4996 | 947.9287 | 1321.2647
#CAN -National SO2 Rate Limit v4.12 | 35 | 7605 | Rate Constraint in lbs/MWh | FALSE | L | Annual | Rate | lb/MMBtu | 0.00059721 | 0.00043996 | 0.00042086 | 0.00037849 | 0.00030486 | 0.00025309 | 0.00022094 | 0.00015851
#CAN -National SO2 Rate Limit v4.12 | 35 | 7605 | Rate Constraint in lbs/MWh | FALSE | L | Annual | Generation | TWh | 51.2605 | 69.9249 | 73.3699 | 81.2507 | 102.5944 | 124.0899 | 142.3719 | 201.1684
#CAN -National SO2 Rate Limit v4.12 | 35 | 7605 | Rate Constraint in lbs/MWh | FALSE | L | Annual | Qualifying Generation | TWh | 49.5792 | 68.1418 | 71.1038 | 78.7041 | 100.9594 | 123.3265 | 141.8388 | 200.908
#CAN -National SO2 Rate Limit v4.12 | 35 | 7605 | Rate Constraint in lbs/MWh | FALSE | L | Annual | Constraint Shadow Price | US2019$/Ton | 0 | 0 | 0 | 0 | 0 | 0 | 0 | 0
#CAN RPS v6.20- CNAB | 36 | 7565 | Generation Constraint in GWh | FALSE | G | Annual | Seasons Included | Seasons | Winter, WintShld, Summer | Winter, WintShld, Summer | Winter, WintShld, Summer | Winter, WintShld, Summer | Winter, WintShld, Summer | Winter, WintShld, Summer | Winter, WintShld, Summer | Winter, WintShld, Summer
#CAN RPS v6.20- CNAB | 36 | 7565 | Generation Constraint in GWh | FALSE | G | Annual | Standard GWh | GWh | 0 | 0 | 0 | 26576.8872 | 28551.9721 | 30772.3268 | 33165.3481 | 35744.4637
#CAN RPS v6.20- CNAB | 36 | 7565 | Generation Constraint in GWh | FALSE | G | Annual | Emissions at Affected Plants | GWh | 32806.4483 | 30868.754 | 30868.754 | 30868.754 | 30868.7549 | 30868.7549 | 33165.3481 | 35744.4637
#CAN RPS v6.20- CNAB | 36 | 7565 | Generation Constraint in GWh | FALSE | G | Annual | Allowances Purchased | GWh | 0 | 0 | 0 | 0 | 0 | 0 | 0 | 0
#CAN RPS v6.20- CNAB | 36 | 7565 | Generation Constraint in GWh | FALSE | G | Annual | Allowances Sold | GWh | 0 | 0 | 0 | 0 | 0 | 0 | 0 | 0
#CAN RPS v6.20- CNAB | 36 | 7565 | Generation Constraint in GWh | FALSE | G | Annual | Allowances Banked | GWh | 0 | 0 | 0 | 0 | 0 | 0 | 0 | 0
#CAN RPS v6.20- CNAB | 36 | 7565 | Generation Constraint in GWh | FALSE | G | Annual | Allowances Withdrawn (1:1) | GWh | 0 | 0 | 0 | 0 | 0 | 0 | 0 | 0
#CAN RPS v6.20- CNAB | 36 | 7565 | Generation Constraint in GWh | FALSE | G | Annual | Allowances Withdrawn (n:1) | GWh | 0 | 0 | 0 | 0 | 0 | 0 | 0 | 0
#CAN RPS v6.20- CNAB | 36 | 7565 | Generation Constraint in GWh | FALSE | G | Annual | Net Emissions Allowance Position | GWh | 32806.4483 | 30868.754 | 30868.754 | 30868.754 | 30868.7549 | 30868.7549 | 33165.3481 | 35744.4637
#CAN RPS v6.20- CNAB | 36 | 7565 | Generation Constraint in GWh | FALSE | G | Annual | Fuel Consumed | TBtu | 43.9895 | 0.51424 | 0.51424 | 0.51424 | 0.51425 | 0.51425 | 3.5345 | 3.5345
#CAN RPS v6.20- CNAB | 36 | 7565 | Generation Constraint in GWh | FALSE | G | Annual | Heat Rate | MMBtu/MWh | 1.3409 | 0.016659 | 0.016659 | 0.016659 | 0.016659 | 0.016659 | 0.10657 | 0.098882
#CAN RPS v6.20- CNAB | 36 | 7565 | Generation Constraint in GWh | FALSE | G | Annual | Generation | TWh | 32.8064 | 30.8688 | 30.8688 | 30.8688 | 30.8688 | 30.8688 | 33.1653 | 35.7445
#CAN RPS v6.20- CNAB | 36 | 7565 | Generation Constraint in GWh | FALSE | G | Annual | Qualifying Generation | TWh | 32.8064 | 30.8688 | 30.8688 | 30.8688 | 30.8688 | 30.8688 | 33.1653 | 35.7445
#CAN RPS v6.20- CNAB | 36 | 7565 | Generation Constraint in GWh | FALSE | G | Annual | Rate | lb/MWh | 0 | 0 | 0 | 0 | 0 | 0 | 0 | 0
#CAN RPS v6.20- CNAB | 36 | 7565 | Generation Constraint in GWh | FALSE | G | Annual | Constraint Shadow Price | US2019$/MWh | 0 | 0 | 0 | 0 | 0 | 0 | 11.1692 | 10.494
#CAN RPS v6.20- CNBC | 37 | 7564 | Generation Constraint in GWh | FALSE | G | Annual | Seasons Included | Seasons | Winter, WintShld, Summer | Winter, WintShld, Summer | Winter, WintShld, Summer | Winter, WintShld, Summer | Winter, WintShld, Summer | Winter, WintShld, Summer | Winter, WintShld, Summer | Winter, WintShld, Summer
#CAN RPS v6.20- CNBC | 37 | 7564 | Generation Constraint in GWh | FALSE | G | Annual | Standard GWh | GWh | 58825.896 | 60183.4453 | 62151.6236 | 63905.3032 | 67165.8632 | 69949.4433 | 72845.8437 | 75866.683
#CAN RPS v6.20- CNBC | 37 | 7564 | Generation Constraint in GWh | FALSE | G | Annual | Emissions at Affected Plants | GWh | 87143.2097 | 78477.7895 | 78480.0891 | 78478.0826 | 78939.3528 | 78925.1084 | 78944.6097 | 78944.6097
#CAN RPS v6.20- CNBC | 37 | 7564 | Generation Constraint in GWh | FALSE | G | Annual | Allowances Purchased | GWh | 0 | 0 | 0 | 0 | 0 | 0 | 0 | 0
#CAN RPS v6.20- CNBC | 37 | 7564 | Generation Constraint in GWh | FALSE | G | Annual | Allowances Sold | GWh | 0 | 0 | 0 | 0 | 0 | 0 | 0 | 0
#CAN RPS v6.20- CNBC | 37 | 7564 | Generation Constraint in GWh | FALSE | G | Annual | Allowances Banked | GWh | 0 | 0 | 0 | 0 | 0 | 0 | 0 | 0
#CAN RPS v6.20- CNBC | 37 | 7564 | Generation Constraint in GWh | FALSE | G | Annual | Allowances Withdrawn (1:1) | GWh | 0 | 0 | 0 | 0 | 0 | 0 | 0 | 0
#CAN RPS v6.20- CNBC | 37 | 7564 | Generation Constraint in GWh | FALSE | G | Annual | Allowances Withdrawn (n:1) | GWh | 0 | 0 | 0 | 0 | 0 | 0 | 0 | 0
#CAN RPS v6.20- CNBC | 37 | 7564 | Generation Constraint in GWh | FALSE | G | Annual | Net Emissions Allowance Position | GWh | 87143.2097 | 78477.7895 | 78480.0891 | 78478.0826 | 78939.3528 | 78925.1084 | 78944.6097 | 78944.6097
#CAN RPS v6.20- CNBC | 37 | 7564 | Generation Constraint in GWh | FALSE | G | Annual | Fuel Consumed | TBtu | 105.7481 | 2.1221 | 2.1545 | 2.1262 | 6.0654 | 5.9441 | 6.1102 | 6.1102
#CAN RPS v6.20- CNBC | 37 | 7564 | Generation Constraint in GWh | FALSE | G | Annual | Heat Rate | MMBtu/MWh | 1.2135 | 0.02704 | 0.027453 | 0.027093 | 0.076836 | 0.075314 | 0.077398 | 0.077398
#CAN RPS v6.20- CNBC | 37 | 7564 | Generation Constraint in GWh | FALSE | G | Annual | Generation | TWh | 87.1432 | 78.4778 | 78.4801 | 78.4781 | 78.9394 | 78.9251 | 78.9446 | 78.9446
#CAN RPS v6.20- CNBC | 37 | 7564 | Generation Constraint in GWh | FALSE | G | Annual | Qualifying Generation | TWh | 87.1432 | 78.4778 | 78.4801 | 78.4781 | 78.9394 | 78.9251 | 78.9446 | 78.9446
#CAN RPS v6.20- CNBC | 37 | 7564 | Generation Constraint in GWh | FALSE | G | Annual | Rate | lb/MWh | 0 | 0 | 0 | 0 | 0 | 0 | 0 | 0
#CAN RPS v6.20- CNBC | 37 | 7564 | Generation Constraint in GWh | FALSE | G | Annual | Constraint Shadow Price | US2019$/MWh | 0 | 0 | 0 | 0 | 0 | 0 | 0 | 0
#CAN RPS v6.20- CNNB | 38 | 7567 | Generation Constraint in GWh | FALSE | G | Annual | Seasons Included | Seasons | Winter, WintShld, Summer | Winter, WintShld, Summer | Winter, WintShld, Summer | Winter, WintShld, Summer | Winter, WintShld, Summer | Winter, WintShld, Summer | Winter, WintShld, Summer | Winter, WintShld, Summer
#CAN RPS v6.20- CNNB | 38 | 7567 | Generation Constraint in GWh | FALSE | G | Annual | Standard GWh | GWh | 5186.2499 | 5146.0836 | 5108.0313 | 4870.4147 | 4592.1053 | 4703.4291 | 4703.4291 | 4703.4291
#CAN RPS v6.20- CNNB | 38 | 7567 | Generation Constraint in GWh | FALSE | G | Annual | Emissions at Affected Plants | GWh | 5186.2499 | 5146.0836 | 5108.0313 | 4870.4147 | 4824.0073 | 4824.0073 | 4824.0073 | 4824.0073
#CAN RPS v6.20- CNNB | 38 | 7567 | Generation Constraint in GWh | FALSE | G | Annual | Allowances Purchased | GWh | 0 | 0 | 0 | 0 | 0 | 0 | 0 | 0
#CAN RPS v6.20- CNNB | 38 | 7567 | Generation Constraint in GWh | FALSE | G | Annual | Allowances Sold | GWh | 0 | 0 | 0 | 0 | 0 | 0 | 0 | 0
#CAN RPS v6.20- CNNB | 38 | 7567 | Generation Constraint in GWh | FALSE | G | Annual | Allowances Banked | GWh | 0 | 0 | 0 | 0 | 0 | 0 | 0 | 0
#CAN RPS v6.20- CNNB | 38 | 7567 | Generation Constraint in GWh | FALSE | G | Annual | Allowances Withdrawn (1:1) | GWh | 0 | 0 | 0 | 0 | 0 | 0 | 0 | 0
#CAN RPS v6.20- CNNB | 38 | 7567 | Generation Constraint in GWh | FALSE | G | Annual | Allowances Withdrawn (n:1) | GWh | 0 | 0 | 0 | 0 | 0 | 0 | 0 | 0
#CAN RPS v6.20- CNNB | 38 | 7567 | Generation Constraint in GWh | FALSE | G | Annual | Net Emissions Allowance Position | GWh | 5186.2499 | 5146.0836 | 5108.0313 | 4870.4147 | 4824.0073 | 4824.0073 | 4824.0073 | 4824.0073
#CAN RPS v6.20- CNNB | 38 | 7567 | Generation Constraint in GWh | FALSE | G | Annual | Fuel Consumed | TBtu | 5.4139 | 2.4513 | 2.1617 | 2.1617 | 0 | 0 | 0 | 0
#CAN RPS v6.20- CNNB | 38 | 7567 | Generation Constraint in GWh | FALSE | G | Annual | Heat Rate | MMBtu/MWh | 0.79174 | 0.47635 | 0.4232 | 0.4232 | 0 | 0 | 0 | 0
#CAN RPS v6.20- CNNB | 38 | 7567 | Generation Constraint in GWh | FALSE | G | Annual | Generation | TWh | 6.8379 | 5.1461 | 5.108 | 5.108 | 4.824 | 4.824 | 4.824 | 4.824
#CAN RPS v6.20- CNNB | 38 | 7567 | Generation Constraint in GWh | FALSE | G | Annual | Qualifying Generation | TWh | 5.1862 | 5.1461 | 5.108 | 4.8704 | 4.824 | 4.824 | 4.824 | 4.824
#CAN RPS v6.20- CNNB | 38 | 7567 | Generation Constraint in GWh | FALSE | G | Annual | Rate | lb/MWh | 0 | 0 | 0 | 0 | 0 | 0 | 0 | 0
#CAN RPS v6.20- CNNB | 38 | 7567 | Generation Constraint in GWh | FALSE | G | Annual | Constraint Shadow Price | US2019$/MWh | 10.624 | 4.0046 | 10.8324 | 9.7624 | 0 | 0 | 0 | 0
#CAN RPS v6.20- CNNS | 39 | 7568 | Generation Constraint in GWh | FALSE | G | Annual | Seasons Included | Seasons | Winter, WintShld, Summer | Winter, WintShld, Summer | Winter, WintShld, Summer | Winter, WintShld, Summer | Winter, WintShld, Summer | Winter, WintShld, Summer | Winter, WintShld, Summer | Winter, WintShld, Summer
#CAN RPS v6.20- CNNS | 39 | 7568 | Generation Constraint in GWh | FALSE | G | Annual | Standard GWh | GWh | 4337.085 | 4332.4431 | 4335.6454 | 4348.8506 | 4446.7732 | 4505.5268 | 4565.0566 | 4625.373
#CAN RPS v6.20- CNNS | 39 | 7568 | Generation Constraint in GWh | FALSE | G | Annual | Emissions at Affected Plants | GWh | 4337.085 | 4332.4431 | 4335.6454 | 4348.8507 | 4446.7732 | 4505.5268 | 4565.0566 | 4625.373
#CAN RPS v6.20- CNNS | 39 | 7568 | Generation Constraint in GWh | FALSE | G | Annual | Allowances Purchased | GWh | 0 | 0 | 0 | 0 | 0 | 0 | 0 | 0
#CAN RPS v6.20- CNNS | 39 | 7568 | Generation Constraint in GWh | FALSE | G | Annual | Allowances Sold | GWh | 0 | 0 | 0 | 0 | 0 | 0 | 0 | 0
#CAN RPS v6.20- CNNS | 39 | 7568 | Generation Constraint in GWh | FALSE | G | Annual | Allowances Banked | GWh | 0 | 0 | 0 | 0 | 0 | 0 | 0 | 0
#CAN RPS v6.20- CNNS | 39 | 7568 | Generation Constraint in GWh | FALSE | G | Annual | Allowances Withdrawn (1:1) | GWh | 0 | 0 | 0 | 0 | 0 | 0 | 0 | 0
#CAN RPS v6.20- CNNS | 39 | 7568 | Generation Constraint in GWh | FALSE | G | Annual | Allowances Withdrawn (n:1) | GWh | 0 | 0 | 0 | 0 | 0 | 0 | 0 | 0
#CAN RPS v6.20- CNNS | 39 | 7568 | Generation Constraint in GWh | FALSE | G | Annual | Net Emissions Allowance Position | GWh | 4337.085 | 4332.4431 | 4335.6454 | 4348.8507 | 4446.7732 | 4505.5268 | 4565.0566 | 4625.373
#CAN RPS v6.20- CNNS | 39 | 7568 | Generation Constraint in GWh | FALSE | G | Annual | Fuel Consumed | TBtu | 3.7513 | 1.719 | 0.33558 | 0.33558 | 0.33558 | 0.33558 | 0.33558 | 0.33558
#CAN RPS v6.20- CNNS | 39 | 7568 | Generation Constraint in GWh | FALSE | G | Annual | Heat Rate | MMBtu/MWh | 0.85458 | 0.39678 | 0.077401 | 0.077166 | 0.075467 | 0.074482 | 0.073511 | 0.072553
#CAN RPS v6.20- CNNS | 39 | 7568 | Generation Constraint in GWh | FALSE | G | Annual | Generation | TWh | 4.3896 | 4.3324 | 4.3356 | 4.3489 | 4.4468 | 4.5055 | 4.5651 | 4.6254
#CAN RPS v6.20- CNNS | 39 | 7568 | Generation Constraint in GWh | FALSE | G | Annual | Qualifying Generation | TWh | 4.3371 | 4.3324 | 4.3356 | 4.3489 | 4.4468 | 4.5055 | 4.5651 | 4.6254
#CAN RPS v6.20- CNNS | 39 | 7568 | Generation Constraint in GWh | FALSE | G | Annual | Rate | lb/MWh | 0 | 0 | 0 | 0 | 0 | 0 | 0 | 0
#CAN RPS v6.20- CNNS | 39 | 7568 | Generation Constraint in GWh | FALSE | G | Annual | Constraint Shadow Price | US2019$/MWh | 10.624 | 45.1305 | 25.6708 | 17.5198 | 13.6643 | 11.7307 | 11.3698 | 9.796
#CAN RPS v6.20- CNPE | 40 | 7569 | Generation Constraint in GWh | FALSE | G | Annual | Seasons Included | Seasons | Winter, WintShld, Summer | Winter, WintShld, Summer | Winter, WintShld, Summer | Winter, WintShld, Summer | Winter, WintShld, Summer | Winter, WintShld, Summer | Winter, WintShld, Summer | Winter, WintShld, Summer
#CAN RPS v6.20- CNPE | 40 | 7569 | Generation Constraint in GWh | FALSE | G | Annual | Standard GWh | GWh | 673.6004 | 669.6845 | 675.2907 | 682.194 | 721.363 | 750.7398 | 781.3129 | 813.1311
#CAN RPS v6.20- CNPE | 40 | 7569 | Generation Constraint in GWh | FALSE | G | Annual | Emissions at Affected Plants | GWh | 673.6004 | 669.6845 | 675.2907 | 682.194 | 721.363 | 750.7398 | 781.3129 | 813.1311
#CAN RPS v6.20- CNPE | 40 | 7569 | Generation Constraint in GWh | FALSE | G | Annual | Allowances Purchased | GWh | 0 | 0 | 0 | 0 | 0 | 0 | 0 | 0
#CAN RPS v6.20- CNPE | 40 | 7569 | Generation Constraint in GWh | FALSE | G | Annual | Allowances Sold | GWh | 0 | 0 | 0 | 0 | 0 | 0 | 0 | 0
#CAN RPS v6.20- CNPE | 40 | 7569 | Generation Constraint in GWh | FALSE | G | Annual | Allowances Banked | GWh | 0 | 0 | 0 | 0 | 0 | 0 | 0 | 0
#CAN RPS v6.20- CNPE | 40 | 7569 | Generation Constraint in GWh | FALSE | G | Annual | Allowances Withdrawn (1:1) | GWh | 0 | 0 | 0 | 0 | 0 | 0 | 0 | 0
#CAN RPS v6.20- CNPE | 40 | 7569 | Generation Constraint in GWh | FALSE | G | Annual | Allowances Withdrawn (n:1) | GWh | 0 | 0 | 0 | 0 | 0 | 0 | 0 | 0
#CAN RPS v6.20- CNPE | 40 | 7569 | Generation Constraint in GWh | FALSE | G | Annual | Net Emissions Allowance Position | GWh | 673.6004 | 669.6845 | 675.2907 | 682.194 | 721.363 | 750.7398 | 781.3129 | 813.1311
#CAN RPS v6.20- CNPE | 40 | 7569 | Generation Constraint in GWh | FALSE | G | Annual | Fuel Consumed | TBtu | 0.23372 | 0.17378 | 0.23372 | 0.15621 | 0 | 0 | 0 | 0
#CAN RPS v6.20- CNPE | 40 | 7569 | Generation Constraint in GWh | FALSE | G | Annual | Heat Rate | MMBtu/MWh | 0.34697 | 0.25949 | 0.3461 | 0.22898 | 0 | 0 | 0 | 0
#CAN RPS v6.20- CNPE | 40 | 7569 | Generation Constraint in GWh | FALSE | G | Annual | Generation | TWh | 0.6736 | 0.66968 | 0.67529 | 0.68219 | 0.72136 | 0.75074 | 0.78131 | 0.81313
#CAN RPS v6.20- CNPE | 40 | 7569 | Generation Constraint in GWh | FALSE | G | Annual | Qualifying Generation | TWh | 0.6736 | 0.66968 | 0.67529 | 0.68219 | 0.72136 | 0.75074 | 0.78131 | 0.81313
#CAN RPS v6.20- CNPE | 40 | 7569 | Generation Constraint in GWh | FALSE | G | Annual | Rate | lb/MWh | 0 | 0 | 0 | 0 | 0 | 0 | 0 | 0
#CAN RPS v6.20- CNPE | 40 | 7569 | Generation Constraint in GWh | FALSE | G | Annual | Constraint Shadow Price | US2019$/MWh | 128.708 | 20.4464 | 32.4616 | 22.945 | 14.6383 | 11.5448 | 9.928 | 7.461
#CAN RPS v6.20- CNSK | 41 | 7566 | Generation Constraint in GWh | FALSE | G | Annual | Seasons Included | Seasons | Winter, WintShld, Summer | Winter, WintShld, Summer | Winter, WintShld, Summer | Winter, WintShld, Summer | Winter, WintShld, Summer | Winter, WintShld, Summer | Winter, WintShld, Summer | Winter, WintShld, Summer
#CAN RPS v6.20- CNSK | 41 | 7566 | Generation Constraint in GWh | FALSE | G | Annual | Standard GWh | GWh | 7524.0613 | 8514.5285 | 10217.823 | 12925.4147 | 13280.5593 | 13672.621 | 14076.257 | 14491.8088
#CAN RPS v6.20- CNSK | 41 | 7566 | Generation Constraint in GWh | FALSE | G | Annual | Emissions at Affected Plants | GWh | 7524.0613 | 8514.5285 | 10217.823 | 12925.4147 | 13280.5593 | 13672.621 | 14076.257 | 14491.8088
#CAN RPS v6.20- CNSK | 41 | 7566 | Generation Constraint in GWh | FALSE | G | Annual | Allowances Purchased | GWh | 0 | 0 | 0 | 0 | 0 | 0 | 0 | 0
#CAN RPS v6.20- CNSK | 41 | 7566 | Generation Constraint in GWh | FALSE | G | Annual | Allowances Sold | GWh | 0 | 0 | 0 | 0 | 0 | 0 | 0 | 0
#CAN RPS v6.20- CNSK | 41 | 7566 | Generation Constraint in GWh | FALSE | G | Annual | Allowances Banked | GWh | 0 | 0 | 0 | 0 | 0 | 0 | 0 | 0
#CAN RPS v6.20- CNSK | 41 | 7566 | Generation Constraint in GWh | FALSE | G | Annual | Allowances Withdrawn (1:1) | GWh | 0 | 0 | 0 | 0 | 0 | 0 | 0 | 0
#CAN RPS v6.20- CNSK | 41 | 7566 | Generation Constraint in GWh | FALSE | G | Annual | Allowances Withdrawn (n:1) | GWh | 0 | 0 | 0 | 0 | 0 | 0 | 0 | 0
#CAN RPS v6.20- CNSK | 41 | 7566 | Generation Constraint in GWh | FALSE | G | Annual | Net Emissions Allowance Position | GWh | 7524.0613 | 8514.5285 | 10217.823 | 12925.4147 | 13280.5593 | 13672.621 | 14076.257 | 14491.8088
#CAN RPS v6.20- CNSK | 41 | 7566 | Generation Constraint in GWh | FALSE | G | Annual | Fuel Consumed | TBtu | 6.9338 | 6.9338 | 6.9338 | 6.9338 | 2.482 | 2.482 | 0.26847 | 0.26847
#CAN RPS v6.20- CNSK | 41 | 7566 | Generation Constraint in GWh | FALSE | G | Annual | Heat Rate | MMBtu/MWh | 0.92154 | 0.81434 | 0.67859 | 0.53644 | 0.18689 | 0.18153 | 0.019072 | 0.018525
#CAN RPS v6.20- CNSK | 41 | 7566 | Generation Constraint in GWh | FALSE | G | Annual | Generation | TWh | 7.5241 | 8.5145 | 10.2178 | 12.9254 | 13.2806 | 13.6726 | 14.0763 | 14.4918
#CAN RPS v6.20- CNSK | 41 | 7566 | Generation Constraint in GWh | FALSE | G | Annual | Qualifying Generation | TWh | 7.5241 | 8.5145 | 10.2178 | 12.9254 | 13.2806 | 13.6726 | 14.0763 | 14.4918
#CAN RPS v6.20- CNSK | 41 | 7566 | Generation Constraint in GWh | FALSE | G | Annual | Rate | lb/MWh | 0 | 0 | 0 | 0 | 0 | 0 | 0 | 0
#CAN RPS v6.20- CNSK | 41 | 7566 | Generation Constraint in GWh | FALSE | G | Annual | Constraint Shadow Price | US2019$/MWh | 67.202 | 43.233 | 30.0345 | 24.6942 | 15.0433 | 12.4908 | 11.6105 | 11.8184
#CAN Trenton 1-2 - SO2 Rate Annual v3.1 | 42 | 7638 | Rate Constraint in lbs/MMBtu | FALSE | L | Annual | Seasons Included | Seasons | Winter, WintShld, Summer | Winter, WintShld, Summer | Winter, WintShld, Summer | Winter, WintShld, Summer | Winter, WintShld, Summer | Winter, WintShld, Summer | Winter, WintShld, Summer | Winter, WintShld, Summer
#CAN Trenton 1-2 - SO2 Rate Annual v3.1 | 42 | 7638 | Rate Constraint in lbs/MMBtu | FALSE | L | Annual | Standard SO2 | lb/MMBtu | 3.2097 | 3.2097 | 3.2097 | 3.2097 | 3.2097 | 3.2097 | 3.2097 | 3.2097
#CAN Trenton 1-2 - SO2 Rate Annual v3.1 | 42 | 7638 | Rate Constraint in lbs/MMBtu | FALSE | L | Annual | Emissions at Affected Plants SO2 | Thousand Tons | 0.0043403 | 0 | 0 | 0 | 0 | 0 | 0 | 0
#CAN Trenton 1-2 - SO2 Rate Annual v3.1 | 42 | 7638 | Rate Constraint in lbs/MMBtu | FALSE | L | Annual | Allowances Purchased SO2 | Thousand Tons | 0 | 0 | 0 | 0 | 0 | 0 | 0 | 0
#CAN Trenton 1-2 - SO2 Rate Annual v3.1 | 42 | 7638 | Rate Constraint in lbs/MMBtu | FALSE | L | Annual | Allowances Sold SO2 | Thousand Tons | 0 | 0 | 0 | 0 | 0 | 0 | 0 | 0
#CAN Trenton 1-2 - SO2 Rate Annual v3.1 | 42 | 7638 | Rate Constraint in lbs/MMBtu | FALSE | L | Annual | Allowances Banked | Thousand Tons | 0 | 0 | 0 | 0 | 0 | 0 | 0 | 0
#CAN Trenton 1-2 - SO2 Rate Annual v3.1 | 42 | 7638 | Rate Constraint in lbs/MMBtu | FALSE | L | Annual | Allowances Withdrawn (1:1) | Thousand Tons | 0 | 0 | 0 | 0 | 0 | 0 | 0 | 0
#CAN Trenton 1-2 - SO2 Rate Annual v3.1 | 42 | 7638 | Rate Constraint in lbs/MMBtu | FALSE | L | Annual | Allowances Withdrawn (n:1) | Thousand Tons | 0 | 0 | 0 | 0 | 0 | 0 | 0 | 0
#CAN Trenton 1-2 - SO2 Rate Annual v3.1 | 42 | 7638 | Rate Constraint in lbs/MMBtu | FALSE | L | Annual | Net Emissions Allowance Position | Thousand Tons | 0.0043403 | 0 | 0 | 0 | 0 | 0 | 0 | 0
#CAN Trenton 1-2 - SO2 Rate Annual v3.1 | 42 | 7638 | Rate Constraint in lbs/MMBtu | FALSE | L | Annual | Fuel Consumed | TBtu | 0.0079237 | 0 | 0 | 0 | 0 | 0 | 0 | 0
#CAN Trenton 1-2 - SO2 Rate Annual v3.1 | 42 | 7638 | Rate Constraint in lbs/MMBtu | FALSE | L | Annual | Rate | lb/MMBtu | 1.0955 | 0 | 0 | 0 | 0 | 0 | 0 | 0
#CAN Trenton 1-2 - SO2 Rate Annual v3.1 | 42 | 7638 | Rate Constraint in lbs/MMBtu | FALSE | L | Annual | Generation | TWh | 0.00075912 | 0 | 0 | 0 | 0 | 0 | 0 | 0
#CAN Trenton 1-2 - SO2 Rate Annual v3.1 | 42 | 7638 | Rate Constraint in lbs/MMBtu | FALSE | L | Annual | Qualifying Generation | TWh | 0.00075912 | 0 | 0 | 0 | 0 | 0 | 0 | 0
#CAN Trenton 1-2 - SO2 Rate Annual v3.1 | 42 | 7638 | Rate Constraint in lbs/MMBtu | FALSE | L | Annual | Rate | lb/MWh | 11.4349 | 0 | 0 | 0 | 0 | 0 | 0 | 0
#CAN Trenton 1-2 - SO2 Rate Annual v3.1 | 42 | 7638 | Rate Constraint in lbs/MMBtu | FALSE | L | Annual | Constraint Shadow Price | US2019$/Ton | 0 | 0 | 0 | 0 | 0 | 0 | 0 | 0
#MATS - HCL Rate in 2015 | 43 | 7120 | MACT Fuel Choice Floor in lbs/MMBtu | FALSE | L | Annual | Seasons Included | Seasons | Winter, WintShld, Summer | Winter, WintShld, Summer | Winter, WintShld, Summer | Winter, WintShld, Summer | Winter, WintShld, Summer | Winter, WintShld, Summer | Winter, WintShld, Summer | Winter, WintShld, Summer
#MATS - HCL Rate in 2015 | 43 | 7120 | MACT Fuel Choice Floor in lbs/MMBtu | FALSE | L | Annual | Emission Floor | lb/MMBtu | 0.002 | 0.002 | 0.002 | 0.002 | 0.002 | 0.002 | 0.002 | 0.002
#MATS - HCL Rate in 2015 | 43 | 7120 | MACT Fuel Choice Floor in lbs/MMBtu | FALSE | L | Annual | Emissions at Affected Plants HCL | Thousand Tons | 5.4641 | 3.5455 | 2.4997 | 2.4322 | 2.2957 | 1.8451 | 1.4453 | 1.0402
#MATS - HCL Rate in 2015 | 43 | 7120 | MACT Fuel Choice Floor in lbs/MMBtu | FALSE | L | Annual | Allowances Purchased HCL | Thousand Tons | 0 | 0 | 0 | 0 | 0 | 0 | 0 | 0
#MATS - HCL Rate in 2015 | 43 | 7120 | MACT Fuel Choice Floor in lbs/MMBtu | FALSE | L | Annual | Allowances Sold HCL | Thousand Tons | 0 | 0 | 0 | 0 | 0 | 0 | 0 | 0
#MATS - HCL Rate in 2015 | 43 | 7120 | MACT Fuel Choice Floor in lbs/MMBtu | FALSE | L | Annual | Allowances Banked | Thousand Tons | 0 | 0 | 0 | 0 | 0 | 0 | 0 | 0
#MATS - HCL Rate in 2015 | 43 | 7120 | MACT Fuel Choice Floor in lbs/MMBtu | FALSE | L | Annual | Allowances Withdrawn (1:1) | Thousand Tons | 0 | 0 | 0 | 0 | 0 | 0 | 0 | 0
#MATS - HCL Rate in 2015 | 43 | 7120 | MACT Fuel Choice Floor in lbs/MMBtu | FALSE | L | Annual | Allowances Withdrawn (n:1) | Thousand Tons | 0 | 0 | 0 | 0 | 0 | 0 | 0 | 0
#MATS - HCL Rate in 2015 | 43 | 7120 | MACT Fuel Choice Floor in lbs/MMBtu | FALSE | L | Annual | Net Emissions Allowance Position | Thousand Tons | 5.4641 | 3.5455 | 2.4997 | 2.4322 | 2.2957 | 1.8451 | 1.4453 | 1.0402
#MATS - HCL Rate in 2015 | 43 | 7120 | MACT Fuel Choice Floor in lbs/MMBtu | FALSE | L | Annual | Fuel Consumed | TBtu | 11699.6377 | 7541.3702 | 5377.1134 | 5150.8379 | 4868.7394 | 3938.2607 | 3141.3256 | 2255.1333
#MATS - HCL Rate in 2015 | 43 | 7120 | MACT Fuel Choice Floor in lbs/MMBtu | FALSE | L | Annual | Rate | lb/MMBtu | 0.00093406 | 0.00094028 | 0.00092975 | 0.0009444 | 0.00094303 | 0.00093701 | 0.00092015 | 0.0009225
#MATS - HCL Rate in 2015 | 43 | 7120 | MACT Fuel Choice Floor in lbs/MMBtu | FALSE | L | Annual | Generation | TWh | 1128.2714 | 731.9295 | 524.1637 | 502.458 | 473.3325 | 382.5312 | 305.1953 | 220.2097
#MATS - HCL Rate in 2015 | 43 | 7120 | MACT Fuel Choice Floor in lbs/MMBtu | FALSE | L | Annual | Qualifying Generation | TWh | 1128.2714 | 731.9295 | 524.1637 | 502.458 | 473.3325 | 382.5312 | 305.1953 | 220.2097
#MATS - HCL Rate in 2015 | 43 | 7120 | MACT Fuel Choice Floor in lbs/MMBtu | FALSE | L | Annual | Constraint Shadow Price | US2019$/Ton | 0 | 0 | 0 | 0 | 0 | 0 | 0 | 0
#MATS - HCL Rate in 2015 (IGCC) | 44 | 7121 | MACT Fuel Choice Floor in lbs/MMBtu | FALSE | L | Annual | Seasons Included | Seasons | Winter, WintShld, Summer | Winter, WintShld, Summer | Winter, WintShld, Summer | Winter, WintShld, Summer | Winter, WintShld, Summer | Winter, WintShld, Summer | Winter, WintShld, Summer | Winter, WintShld, Summer
#MATS - HCL Rate in 2015 (IGCC) | 44 | 7121 | MACT Fuel Choice Floor in lbs/MMBtu | FALSE | L | Annual | Emission Floor | lb/MMBtu | 0.005 | 0.005 | 0.005 | 0.005 | 0.005 | 0.005 | 0.005 | 0.005
#MATS - HCL Rate in 2015 (IGCC) | 44 | 7121 | MACT Fuel Choice Floor in lbs/MMBtu | FALSE | L | Annual | Emissions at Affected Plants HCL | Thousand Tons | 0.0239 | 0.023681 | 0.023681 | 0.023681 | 0.018289 | 0.0069717 | 0 | 0
#MATS - HCL Rate in 2015 (IGCC) | 44 | 7121 | MACT Fuel Choice Floor in lbs/MMBtu | FALSE | L | Annual | Allowances Purchased HCL | Thousand Tons | 0 | 0 | 0 | 0 | 0 | 0 | 0 | 0
#MATS - HCL Rate in 2015 (IGCC) | 44 | 7121 | MACT Fuel Choice Floor in lbs/MMBtu | FALSE | L | Annual | Allowances Sold HCL | Thousand Tons | 0 | 0 | 0 | 0 | 0 | 0 | 0 | 0
#MATS - HCL Rate in 2015 (IGCC) | 44 | 7121 | MACT Fuel Choice Floor in lbs/MMBtu | FALSE | L | Annual | Allowances Banked | Thousand Tons | 0 | 0 | 0 | 0 | 0 | 0 | 0 | 0
#MATS - HCL Rate in 2015 (IGCC) | 44 | 7121 | MACT Fuel Choice Floor in lbs/MMBtu | FALSE | L | Annual | Allowances Withdrawn (1:1) | Thousand Tons | 0 | 0 | 0 | 0 | 0 | 0 | 0 | 0
#MATS - HCL Rate in 2015 (IGCC) | 44 | 7121 | MACT Fuel Choice Floor in lbs/MMBtu | FALSE | L | Annual | Allowances Withdrawn (n:1) | Thousand Tons | 0 | 0 | 0 | 0 | 0 | 0 | 0 | 0
#MATS - HCL Rate in 2015 (IGCC) | 44 | 7121 | MACT Fuel Choice Floor in lbs/MMBtu | FALSE | L | Annual | Net Emissions Allowance Position | Thousand Tons | 0.0239 | 0.023681 | 0.023681 | 0.023681 | 0.018289 | 0.0069717 | 0 | 0
#MATS - HCL Rate in 2015 (IGCC) | 44 | 7121 | MACT Fuel Choice Floor in lbs/MMBtu | FALSE | L | Annual | Fuel Consumed | TBtu | 47.7999 | 47.3612 | 47.3612 | 47.3612 | 36.5783 | 13.9433 | 0 | 0
#MATS - HCL Rate in 2015 (IGCC) | 44 | 7121 | MACT Fuel Choice Floor in lbs/MMBtu | FALSE | L | Annual | Rate | lb/MMBtu | 0.001 | 0.001 | 0.001 | 0.001 | 0.001 | 0.001 | 0 | 0
#MATS - HCL Rate in 2015 (IGCC) | 44 | 7121 | MACT Fuel Choice Floor in lbs/MMBtu | FALSE | L | Annual | Generation | TWh | 4.2085 | 4.1651 | 4.1651 | 4.1651 | 3.2168 | 1.2262 | 0 | 0
#MATS - HCL Rate in 2015 (IGCC) | 44 | 7121 | MACT Fuel Choice Floor in lbs/MMBtu | FALSE | L | Annual | Qualifying Generation | TWh | 4.2085 | 4.1651 | 4.1651 | 4.1651 | 3.2168 | 1.2262 | 0 | 0
#MATS - HCL Rate in 2015 (IGCC) | 44 | 7121 | MACT Fuel Choice Floor in lbs/MMBtu | FALSE | L | Annual | Constraint Shadow Price | US2019$/Ton | 0 | 0 | 0 | 0 | 0 | 0 | 0 | 0
#MATS - HCL Rate in 2015 (PK) | 45 | 7122 | MACT Fuel Choice Floor in lbs/MMBtu | FALSE | L | Annual | Seasons Included | Seasons | Winter, WintShld, Summer | Winter, WintShld, Summer | Winter, WintShld, Summer | Winter, WintShld, Summer | Winter, WintShld, Summer | Winter, WintShld, Summer | Winter, WintShld, Summer | Winter, WintShld, Summer
#MATS - HCL Rate in 2015 (PK) | 45 | 7122 | MACT Fuel Choice Floor in lbs/MMBtu | FALSE | L | Annual | Emission Floor | lb/MMBtu | 0.0005 | 0.0005 | 0.0005 | 0.0005 | 0.0005 | 0.0005 | 0.0005 | 0.0005
#MATS - HCL Rate in 2015 (PK) | 45 | 7122 | MACT Fuel Choice Floor in lbs/MMBtu | FALSE | L | Annual | Emissions at Affected Plants HCL | Thousand Tons | 5.4372 | 3.5239 | 2.4852 | 2.4142 | 2.2776 | 1.8261 | 1.4264 | 1.022
#MATS - HCL Rate in 2015 (PK) | 45 | 7122 | MACT Fuel Choice Floor in lbs/MMBtu | FALSE | L | Annual | Allowances Purchased HCL | Thousand Tons | 0 | 0 | 0 | 0 | 0 | 0 | 0 | 0
#MATS - HCL Rate in 2015 (PK) | 45 | 7122 | MACT Fuel Choice Floor in lbs/MMBtu | FALSE | L | Annual | Allowances Sold HCL | Thousand Tons | 0 | 0 | 0 | 0 | 0 | 0 | 0 | 0
#MATS - HCL Rate in 2015 (PK) | 45 | 7122 | MACT Fuel Choice Floor in lbs/MMBtu | FALSE | L | Annual | Allowances Banked | Thousand Tons | 0 | 0 | 0 | 0 | 0 | 0 | 0 | 0
#MATS - HCL Rate in 2015 (PK) | 45 | 7122 | MACT Fuel Choice Floor in lbs/MMBtu | FALSE | L | Annual | Allowances Withdrawn (1:1) | Thousand Tons | 0 | 0 | 0 | 0 | 0 | 0 | 0 | 0
#MATS - HCL Rate in 2015 (PK) | 45 | 7122 | MACT Fuel Choice Floor in lbs/MMBtu | FALSE | L | Annual | Allowances Withdrawn (n:1) | Thousand Tons | 0 | 0 | 0 | 0 | 0 | 0 | 0 | 0
#MATS - HCL Rate in 2015 (PK) | 45 | 7122 | MACT Fuel Choice Floor in lbs/MMBtu | FALSE | L | Annual | Net Emissions Allowance Position | Thousand Tons | 5.4372 | 3.5239 | 2.4852 | 2.4142 | 2.2776 | 1.8261 | 1.4264 | 1.022
#MATS - HCL Rate in 2015 (PK) | 45 | 7122 | MACT Fuel Choice Floor in lbs/MMBtu | FALSE | L | Annual | Fuel Consumed | TBtu | 11645.5045 | 7497.9675 | 5348.1698 | 5114.6645 | 4832.566 | 3900.1654 | 3103.587 | 2218.772
#MATS - HCL Rate in 2015 (PK) | 45 | 7122 | MACT Fuel Choice Floor in lbs/MMBtu | FALSE | L | Annual | Rate | lb/MMBtu | 0.00093378 | 0.00093995 | 0.00092938 | 0.00094402 | 0.00094261 | 0.00093641 | 0.0009192 | 0.00092125
#MATS - HCL Rate in 2015 (PK) | 45 | 7122 | MACT Fuel Choice Floor in lbs/MMBtu | FALSE | L | Annual | Generation | TWh | 1123.0672 | 727.6802 | 521.3251 | 498.9062 | 469.7807 | 378.7987 | 301.4979 | 216.6394
#MATS - HCL Rate in 2015 (PK) | 45 | 7122 | MACT Fuel Choice Floor in lbs/MMBtu | FALSE | L | Annual | Qualifying Generation | TWh | 1123.0672 | 727.6802 | 521.3251 | 498.9062 | 469.7807 | 378.7987 | 301.4979 | 216.6394
#MATS - HCL Rate in 2015 (PK) | 45 | 7122 | MACT Fuel Choice Floor in lbs/MMBtu | FALSE | L | Annual | Constraint Shadow Price | US2019$/Ton | 0 | 0 | 0 | 0 | 0 | 0 | 0 | 0
#MATS - MER Rate in 2015 (Bit and Subbit) | 46 | 7123 | MACT Fuel Choice Floor in lbs/MMBtu | FALSE | L | Annual | Seasons Included | Seasons | Winter, WintShld, Summer | Winter, WintShld, Summer | Winter, WintShld, Summer | Winter, WintShld, Summer | Winter, WintShld, Summer | Winter, WintShld, Summer | Winter, WintShld, Summer | Winter, WintShld, Summer
#MATS - MER Rate in 2015 (Bit and Subbit) | 46 | 7123 | MACT Fuel Choice Floor in lbs/MMBtu | FALSE | L | Annual | Emission Floor | lbs/MMBtu | 1.2e-06 | 1.2e-06 | 1.2e-06 | 1.2e-06 | 1.2e-06 | 1.2e-06 | 1.2e-06 | 1.2e-06
#MATS - MER Rate in 2015 (Bit and Subbit) | 46 | 7123 | MACT Fuel Choice Floor in lbs/MMBtu | FALSE | L | Annual | Emissions at Affected Plants MER | lbs | 6610.2054 | 4007.8228 | 2898.2474 | 2809.8956 | 2686.0873 | 2302.9466 | 1917.6036 | 1400.7258
#MATS - MER Rate in 2015 (Bit and Subbit) | 46 | 7123 | MACT Fuel Choice Floor in lbs/MMBtu | FALSE | L | Annual | Allowances Purchased MER | lbs | 0 | 0 | 0 | 0 | 0 | 0 | 0 | 0
#MATS - MER Rate in 2015 (Bit and Subbit) | 46 | 7123 | MACT Fuel Choice Floor in lbs/MMBtu | FALSE | L | Annual | Allowances Sold MER | lbs | 0 | 0 | 0 | 0 | 0 | 0 | 0 | 0
#MATS - MER Rate in 2015 (Bit and Subbit) | 46 | 7123 | MACT Fuel Choice Floor in lbs/MMBtu | FALSE | L | Annual | Allowances Banked | lbs | 0 | 0 | 0 | 0 | 0 | 0 | 0 | 0
#MATS - MER Rate in 2015 (Bit and Subbit) | 46 | 7123 | MACT Fuel Choice Floor in lbs/MMBtu | FALSE | L | Annual | Allowances Withdrawn (1:1) | lbs | 0 | 0 | 0 | 0 | 0 | 0 | 0 | 0
#MATS - MER Rate in 2015 (Bit and Subbit) | 46 | 7123 | MACT Fuel Choice Floor in lbs/MMBtu | FALSE | L | Annual | Allowances Withdrawn (n:1) | lbs | 0 | 0 | 0 | 0 | 0 | 0 | 0 | 0
#MATS - MER Rate in 2015 (Bit and Subbit) | 46 | 7123 | MACT Fuel Choice Floor in lbs/MMBtu | FALSE | L | Annual | Net Emissions Allowance Position | lbs | 6610.2054 | 4007.8228 | 2898.2474 | 2809.8956 | 2686.0873 | 2302.9466 | 1917.6036 | 1400.7258
#MATS - MER Rate in 2015 (Bit and Subbit) | 46 | 7123 | MACT Fuel Choice Floor in lbs/MMBtu | FALSE | L | Annual | Fuel Consumed | TBtu | 11699.6377 | 7541.3702 | 5377.1134 | 5150.8379 | 4868.7394 | 3938.2607 | 3141.3256 | 2255.1333
#MATS - MER Rate in 2015 (Bit and Subbit) | 46 | 7123 | MACT Fuel Choice Floor in lbs/MMBtu | FALSE | L | Annual | Rate | lb/MMBtu | 5.6499e-07 | 5.3144e-07 | 5.39e-07 | 5.4552e-07 | 5.517e-07 | 5.8476e-07 | 6.1044e-07 | 6.2113e-07
#MATS - MER Rate in 2015 (Bit and Subbit) | 46 | 7123 | MACT Fuel Choice Floor in lbs/MMBtu | FALSE | L | Annual | Generation | TWh | 1128.2714 | 731.9295 | 524.1637 | 502.458 | 473.3325 | 382.5312 | 305.1953 | 220.2097
#MATS - MER Rate in 2015 (Bit and Subbit) | 46 | 7123 | MACT Fuel Choice Floor in lbs/MMBtu | FALSE | L | Annual | Qualifying Generation | TWh | 1128.2714 | 731.9295 | 524.1637 | 502.458 | 473.3325 | 382.5312 | 305.1953 | 220.2097
#MATS - MER Rate in 2015 (Bit and Subbit) | 46 | 7123 | MACT Fuel Choice Floor in lbs/MMBtu | FALSE | L | Annual | Constraint Shadow Price | US2019$/Lb | 0 | 0 | 0 | 0 | 0 | 0 | 0 | 0
#MATS - MER Rate in 2015 (IGCC) | 47 | 7124 | MACT Fuel Choice Floor in lbs/MMBtu | FALSE | L | Annual | Seasons Included | Seasons | Winter, WintShld, Summer | Winter, WintShld, Summer | Winter, WintShld, Summer | Winter, WintShld, Summer | Winter, WintShld, Summer | Winter, WintShld, Summer | Winter, WintShld, Summer | Winter, WintShld, Summer
#MATS - MER Rate in 2015 (IGCC) | 47 | 7124 | MACT Fuel Choice Floor in lbs/MMBtu | FALSE | L | Annual | Emission Floor | lbs/MMBtu | 3e-06 | 3e-06 | 3e-06 | 3e-06 | 3e-06 | 3e-06 | 3e-06 | 3e-06
#MATS - MER Rate in 2015 (IGCC) | 47 | 7124 | MACT Fuel Choice Floor in lbs/MMBtu | FALSE | L | Annual | Emissions at Affected Plants MER | lbs | 38.4022 | 36.1723 | 36.9474 | 37.2346 | 29.3699 | 11.1956 | 0 | 0
#MATS - MER Rate in 2015 (IGCC) | 47 | 7124 | MACT Fuel Choice Floor in lbs/MMBtu | FALSE | L | Annual | Allowances Purchased MER | lbs | 0 | 0 | 0 | 0 | 0 | 0 | 0 | 0
#MATS - MER Rate in 2015 (IGCC) | 47 | 7124 | MACT Fuel Choice Floor in lbs/MMBtu | FALSE | L | Annual | Allowances Sold MER | lbs | 0 | 0 | 0 | 0 | 0 | 0 | 0 | 0
#MATS - MER Rate in 2015 (IGCC) | 47 | 7124 | MACT Fuel Choice Floor in lbs/MMBtu | FALSE | L | Annual | Allowances Banked | lbs | 0 | 0 | 0 | 0 | 0 | 0 | 0 | 0
#MATS - MER Rate in 2015 (IGCC) | 47 | 7124 | MACT Fuel Choice Floor in lbs/MMBtu | FALSE | L | Annual | Allowances Withdrawn (1:1) | lbs | 0 | 0 | 0 | 0 | 0 | 0 | 0 | 0
#MATS - MER Rate in 2015 (IGCC) | 47 | 7124 | MACT Fuel Choice Floor in lbs/MMBtu | FALSE | L | Annual | Allowances Withdrawn (n:1) | lbs | 0 | 0 | 0 | 0 | 0 | 0 | 0 | 0
#MATS - MER Rate in 2015 (IGCC) | 47 | 7124 | MACT Fuel Choice Floor in lbs/MMBtu | FALSE | L | Annual | Net Emissions Allowance Position | lbs | 38.4022 | 36.1723 | 36.9474 | 37.2346 | 29.3699 | 11.1956 | 0 | 0
#MATS - MER Rate in 2015 (IGCC) | 47 | 7124 | MACT Fuel Choice Floor in lbs/MMBtu | FALSE | L | Annual | Fuel Consumed | TBtu | 47.7999 | 47.3612 | 47.3612 | 47.3612 | 36.5783 | 13.9433 | 0 | 0
#MATS - MER Rate in 2015 (IGCC) | 47 | 7124 | MACT Fuel Choice Floor in lbs/MMBtu | FALSE | L | Annual | Rate | lb/MMBtu | 8.0339e-07 | 7.6375e-07 | 7.8012e-07 | 7.8618e-07 | 8.0293e-07 | 8.0293e-07 | 0 | 0
#MATS - MER Rate in 2015 (IGCC) | 47 | 7124 | MACT Fuel Choice Floor in lbs/MMBtu | FALSE | L | Annual | Generation | TWh | 4.2085 | 4.1651 | 4.1651 | 4.1651 | 3.2168 | 1.2262 | 0 | 0
#MATS - MER Rate in 2015 (IGCC) | 47 | 7124 | MACT Fuel Choice Floor in lbs/MMBtu | FALSE | L | Annual | Qualifying Generation | TWh | 4.2085 | 4.1651 | 4.1651 | 4.1651 | 3.2168 | 1.2262 | 0 | 0
#MATS - MER Rate in 2015 (IGCC) | 47 | 7124 | MACT Fuel Choice Floor in lbs/MMBtu | FALSE | L | Annual | Constraint Shadow Price | US2019$/Lb | 0 | 0 | 0 | 0 | 0 | 0 | 0 | 0
#MATS - MER Rate in 2015 (Lig) | 48 | 7125 | MACT Fuel Choice Floor in lbs/MMBtu | FALSE | L | Annual | Seasons Included | Seasons | Winter, WintShld, Summer | Winter, WintShld, Summer | Winter, WintShld, Summer | Winter, WintShld, Summer | Winter, WintShld, Summer | Winter, WintShld, Summer | Winter, WintShld, Summer | Winter, WintShld, Summer
#MATS - MER Rate in 2015 (Lig) | 48 | 7125 | MACT Fuel Choice Floor in lbs/MMBtu | FALSE | L | Annual | Emission Floor | lbs/MMBtu | 4e-06 | 4e-06 | 4e-06 | 4e-06 | 4e-06 | 4e-06 | 4e-06 | 4e-06
#MATS - MER Rate in 2015 (Lig) | 48 | 7125 | MACT Fuel Choice Floor in lbs/MMBtu | FALSE | L | Annual | Emissions at Affected Plants MER | lbs | 6610.2054 | 4007.8228 | 2898.2474 | 2809.8956 | 2686.0873 | 2302.9466 | 1917.6036 | 1400.7258
#MATS - MER Rate in 2015 (Lig) | 48 | 7125 | MACT Fuel Choice Floor in lbs/MMBtu | FALSE | L | Annual | Allowances Purchased MER | lbs | 0 | 0 | 0 | 0 | 0 | 0 | 0 | 0
#MATS - MER Rate in 2015 (Lig) | 48 | 7125 | MACT Fuel Choice Floor in lbs/MMBtu | FALSE | L | Annual | Allowances Sold MER | lbs | 0 | 0 | 0 | 0 | 0 | 0 | 0 | 0
#MATS - MER Rate in 2015 (Lig) | 48 | 7125 | MACT Fuel Choice Floor in lbs/MMBtu | FALSE | L | Annual | Allowances Banked | lbs | 0 | 0 | 0 | 0 | 0 | 0 | 0 | 0
#MATS - MER Rate in 2015 (Lig) | 48 | 7125 | MACT Fuel Choice Floor in lbs/MMBtu | FALSE | L | Annual | Allowances Withdrawn (1:1) | lbs | 0 | 0 | 0 | 0 | 0 | 0 | 0 | 0
#MATS - MER Rate in 2015 (Lig) | 48 | 7125 | MACT Fuel Choice Floor in lbs/MMBtu | FALSE | L | Annual | Allowances Withdrawn (n:1) | lbs | 0 | 0 | 0 | 0 | 0 | 0 | 0 | 0
#MATS - MER Rate in 2015 (Lig) | 48 | 7125 | MACT Fuel Choice Floor in lbs/MMBtu | FALSE | L | Annual | Net Emissions Allowance Position | lbs | 6610.2054 | 4007.8228 | 2898.2474 | 2809.8956 | 2686.0873 | 2302.9466 | 1917.6036 | 1400.7258
#MATS - MER Rate in 2015 (Lig) | 48 | 7125 | MACT Fuel Choice Floor in lbs/MMBtu | FALSE | L | Annual | Fuel Consumed | TBtu | 11699.6377 | 7541.3702 | 5377.1134 | 5150.8379 | 4868.7394 | 3938.2607 | 3141.3256 | 2255.1333
#MATS - MER Rate in 2015 (Lig) | 48 | 7125 | MACT Fuel Choice Floor in lbs/MMBtu | FALSE | L | Annual | Rate | lb/MMBtu | 5.6499e-07 | 5.3144e-07 | 5.39e-07 | 5.4552e-07 | 5.517e-07 | 5.8476e-07 | 6.1044e-07 | 6.2113e-07
#MATS - MER Rate in 2015 (Lig) | 48 | 7125 | MACT Fuel Choice Floor in lbs/MMBtu | FALSE | L | Annual | Generation | TWh | 1128.2714 | 731.9295 | 524.1637 | 502.458 | 473.3325 | 382.5312 | 305.1953 | 220.2097
#MATS - MER Rate in 2015 (Lig) | 48 | 7125 | MACT Fuel Choice Floor in lbs/MMBtu | FALSE | L | Annual | Qualifying Generation | TWh | 1128.2714 | 731.9295 | 524.1637 | 502.458 | 473.3325 | 382.5312 | 305.1953 | 220.2097
#MATS - MER Rate in 2015 (Lig) | 48 | 7125 | MACT Fuel Choice Floor in lbs/MMBtu | FALSE | L | Annual | Constraint Shadow Price | US2019$/Lb | 0 | 0 | 0 | 0 | 0 | 0 | 0 | 0
#MATS - MER Rate in 2015 (PK) | 49 | 7126 | MACT Fuel Choice Floor in lbs/MMBtu | FALSE | L | Annual | Seasons Included | Seasons | Winter, WintShld, Summer | Winter, WintShld, Summer | Winter, WintShld, Summer | Winter, WintShld, Summer | Winter, WintShld, Summer | Winter, WintShld, Summer | Winter, WintShld, Summer | Winter, WintShld, Summer
#MATS - MER Rate in 2015 (PK) | 49 | 7126 | MACT Fuel Choice Floor in lbs/MMBtu | FALSE | L | Annual | Emission Floor | lbs/MMBtu | 2e-07 | 2e-07 | 2e-07 | 2e-07 | 2e-07 | 2e-07 | 2e-07 | 2e-07
#MATS - MER Rate in 2015 (PK) | 49 | 7126 | MACT Fuel Choice Floor in lbs/MMBtu | FALSE | L | Annual | Emissions at Affected Plants MER | lbs | 6582.5051 | 3983.4684 | 2882.0064 | 2789.5978 | 2665.7895 | 2281.5703 | 1896.4275 | 1380.3226
#MATS - MER Rate in 2015 (PK) | 49 | 7126 | MACT Fuel Choice Floor in lbs/MMBtu | FALSE | L | Annual | Allowances Purchased MER | lbs | 0 | 0 | 0 | 0 | 0 | 0 | 0 | 0
#MATS - MER Rate in 2015 (PK) | 49 | 7126 | MACT Fuel Choice Floor in lbs/MMBtu | FALSE | L | Annual | Allowances Sold MER | lbs | 0 | 0 | 0 | 0 | 0 | 0 | 0 | 0
#MATS - MER Rate in 2015 (PK) | 49 | 7126 | MACT Fuel Choice Floor in lbs/MMBtu | FALSE | L | Annual | Allowances Banked | lbs | 0 | 0 | 0 | 0 | 0 | 0 | 0 | 0
#MATS - MER Rate in 2015 (PK) | 49 | 7126 | MACT Fuel Choice Floor in lbs/MMBtu | FALSE | L | Annual | Allowances Withdrawn (1:1) | lbs | 0 | 0 | 0 | 0 | 0 | 0 | 0 | 0
#MATS - MER Rate in 2015 (PK) | 49 | 7126 | MACT Fuel Choice Floor in lbs/MMBtu | FALSE | L | Annual | Allowances Withdrawn (n:1) | lbs | 0 | 0 | 0 | 0 | 0 | 0 | 0 | 0
#MATS - MER Rate in 2015 (PK) | 49 | 7126 | MACT Fuel Choice Floor in lbs/MMBtu | FALSE | L | Annual | Net Emissions Allowance Position | lbs | 6582.5051 | 3983.4684 | 2882.0064 | 2789.5978 | 2665.7895 | 2281.5703 | 1896.4275 | 1380.3226
#MATS - MER Rate in 2015 (PK) | 49 | 7126 | MACT Fuel Choice Floor in lbs/MMBtu | FALSE | L | Annual | Fuel Consumed | TBtu | 11645.5045 | 7497.9675 | 5348.1698 | 5114.6645 | 4832.566 | 3900.1654 | 3103.587 | 2218.772
#MATS - MER Rate in 2015 (PK) | 49 | 7126 | MACT Fuel Choice Floor in lbs/MMBtu | FALSE | L | Annual | Rate | lb/MMBtu | 5.6524e-07 | 5.3127e-07 | 5.3888e-07 | 5.4541e-07 | 5.5163e-07 | 5.8499e-07 | 6.1104e-07 | 6.2211e-07
#MATS - MER Rate in 2015 (PK) | 49 | 7126 | MACT Fuel Choice Floor in lbs/MMBtu | FALSE | L | Annual | Generation | TWh | 1123.0672 | 727.6802 | 521.3251 | 498.9062 | 469.7807 | 378.7987 | 301.4979 | 216.6394
#MATS - MER Rate in 2015 (PK) | 49 | 7126 | MACT Fuel Choice Floor in lbs/MMBtu | FALSE | L | Annual | Qualifying Generation | TWh | 1123.0672 | 727.6802 | 521.3251 | 498.9062 | 469.7807 | 378.7987 | 301.4979 | 216.6394
#MATS - MER Rate in 2015 (PK) | 49 | 7126 | MACT Fuel Choice Floor in lbs/MMBtu | FALSE | L | Annual | Constraint Shadow Price | US2019$/Lb | 0 | 0 | 0 | 0 | 0 | 0 | 0 | 0
111(b) - 1000lbs/MWh CO2 - New CC | 50 | 7691 | Rate Constraint in lbs/MWh | FALSE | L | Annual | Seasons Included | Seasons | Winter, WintShld, Summer | Winter, WintShld, Summer | Winter, WintShld, Summer | Winter, WintShld, Summer | Winter, WintShld, Summer | Winter, WintShld, Summer | Winter, WintShld, Summer | Winter, WintShld, Summer
111(b) - 1000lbs/MWh CO2 - New CC | 50 | 7691 | Rate Constraint in lbs/MWh | FALSE | L | Annual | Standard CO2 | lb/MWh | 1000 | 1000 | 1000 | 1000 | 1000 | 1000 | 1000 | 1000
111(b) - 1000lbs/MWh CO2 - New CC | 50 | 7691 | Rate Constraint in lbs/MWh | FALSE | L | Annual | Emissions at Affected Plants CO2 | Thousand Tons | 27767.6214 | 31424.0359 | 33050.7807 | 32730.7061 | 69267.7729 | 90210.4972 | 124593.5371 | 176788.4359
111(b) - 1000lbs/MWh CO2 - New CC | 50 | 7691 | Rate Constraint in lbs/MWh | FALSE | L | Annual | Allowances Purchased CO2 | Thousand Tons | 0 | 0 | 0 | 0 | 0 | 0 | 0 | 0
111(b) - 1000lbs/MWh CO2 - New CC | 50 | 7691 | Rate Constraint in lbs/MWh | FALSE | L | Annual | Allowances Sold CO2 | Thousand Tons | 0 | 0 | 0 | 0 | 0 | 0 | 0 | 0
111(b) - 1000lbs/MWh CO2 - New CC | 50 | 7691 | Rate Constraint in lbs/MWh | FALSE | L | Annual | Allowances Banked | Thousand Tons | 0 | 0 | 0 | 0 | 0 | 0 | 0 | 0
111(b) - 1000lbs/MWh CO2 - New CC | 50 | 7691 | Rate Constraint in lbs/MWh | FALSE | L | Annual | Allowances Withdrawn (1:1) | Thousand Tons | 0 | 0 | 0 | 0 | 0 | 0 | 0 | 0
111(b) - 1000lbs/MWh CO2 - New CC | 50 | 7691 | Rate Constraint in lbs/MWh | FALSE | L | Annual | Allowances Withdrawn (n:1) | Thousand Tons | 0 | 0 | 0 | 0 | 0 | 0 | 0 | 0
111(b) - 1000lbs/MWh CO2 - New CC | 50 | 7691 | Rate Constraint in lbs/MWh | FALSE | L | Annual | Net Emissions Allowance Position | Thousand Tons | 27767.6214 | 31424.0359 | 33050.7807 | 32730.7061 | 69267.7729 | 90210.4972 | 124593.5371 | 176788.4359
111(b) - 1000lbs/MWh CO2 - New CC | 50 | 7691 | Rate Constraint in lbs/MWh | FALSE | L | Annual | Fuel Consumed | TBtu | 474.3359 | 536.796 | 564.5846 | 559.1169 | 1183.2554 | 1541.0061 | 2128.3488 | 3019.9596
111(b) - 1000lbs/MWh CO2 - New CC | 50 | 7691 | Rate Constraint in lbs/MWh | FALSE | L | Annual | Rate | lb/MMBtu | 117.08 | 117.08 | 117.08 | 117.08 | 117.08 | 117.08 | 117.08 | 117.08
111(b) - 1000lbs/MWh CO2 - New CC | 50 | 7691 | Rate Constraint in lbs/MWh | FALSE | L | Annual | Generation | TWh | 74.358 | 84.1319 | 88.4734 | 87.6242 | 185.6016 | 241.7673 | 334.1207 | 474.091
111(b) - 1000lbs/MWh CO2 - New CC | 50 | 7691 | Rate Constraint in lbs/MWh | FALSE | L | Annual | Qualifying Generation | TWh | 74.358 | 84.1319 | 88.4734 | 87.6242 | 185.6016 | 241.7673 | 334.1207 | 474.091
111(b) - 1000lbs/MWh CO2 - New CC | 50 | 7691 | Rate Constraint in lbs/MWh | FALSE | L | Annual | Constraint Shadow Price | US2019$/Ton | 0 | 0 | 0 | 0 | 0 | 0 | 0 | 0
111(b) - 1000lbs/MWh CO2 - New CC with CCS | 51 | 7692 | Rate Constraint in lbs/MWh | FALSE | L | Annual | Seasons Included | Seasons | Winter, WintShld, Summer | Winter, WintShld, Summer | Winter, WintShld, Summer | Winter, WintShld, Summer | Winter, WintShld, Summer | Winter, WintShld, Summer | Winter, WintShld, Summer | Winter, WintShld, Summer
111(b) - 1000lbs/MWh CO2 - New CC with CCS | 51 | 7692 | Rate Constraint in lbs/MWh | FALSE | L | Annual | Standard CO2 | lb/MWh | 1000 | 1000 | 1000 | 1000 | 1000 | 1000 | 1000 | 1000
111(b) - 1000lbs/MWh CO2 - New CC with CCS | 51 | 7692 | Rate Constraint in lbs/MWh | FALSE | L | Annual | Emissions at Affected Plants CO2 | Thousand Tons | 0 | 0 | 0 | 143.8211 | 360.6498 | 359.297 | 321.6998 | 189.3826
111(b) - 1000lbs/MWh CO2 - New CC with CCS | 51 | 7692 | Rate Constraint in lbs/MWh | FALSE | L | Annual | Allowances Purchased CO2 | Thousand Tons | 0 | 0 | 0 | 0 | 0 | 0 | 0 | 0
111(b) - 1000lbs/MWh CO2 - New CC with CCS | 51 | 7692 | Rate Constraint in lbs/MWh | FALSE | L | Annual | Allowances Sold CO2 | Thousand Tons | 0 | 0 | 0 | 0 | 0 | 0 | 0 | 0
111(b) - 1000lbs/MWh CO2 - New CC with CCS | 51 | 7692 | Rate Constraint in lbs/MWh | FALSE | L | Annual | Allowances Banked | Thousand Tons | 0 | 0 | 0 | 0 | 0 | 0 | 0 | 0
111(b) - 1000lbs/MWh CO2 - New CC with CCS | 51 | 7692 | Rate Constraint in lbs/MWh | FALSE | L | Annual | Allowances Withdrawn (1:1) | Thousand Tons | 0 | 0 | 0 | 0 | 0 | 0 | 0 | 0
111(b) - 1000lbs/MWh CO2 - New CC with CCS | 51 | 7692 | Rate Constraint in lbs/MWh | FALSE | L | Annual | Allowances Withdrawn (n:1) | Thousand Tons | 0 | 0 | 0 | 0 | 0 | 0 | 0 | 0
111(b) - 1000lbs/MWh CO2 - New CC with CCS | 51 | 7692 | Rate Constraint in lbs/MWh | FALSE | L | Annual | Net Emissions Allowance Position | Thousand Tons | 0 | 0 | 0 | 143.8211 | 360.6498 | 359.297 | 321.6998 | 189.3826
111(b) - 1000lbs/MWh CO2 - New CC with CCS | 51 | 7692 | Rate Constraint in lbs/MWh | FALSE | L | Annual | Fuel Consumed | TBtu | 0 | 0 | 0 | 24.568 | 61.6074 | 61.3763 | 54.9539 | 32.351
111(b) - 1000lbs/MWh CO2 - New CC with CCS | 51 | 7692 | Rate Constraint in lbs/MWh | FALSE | L | Annual | Rate | lb/MMBtu | 0 | 0 | 0 | 11.708 | 11.708 | 11.708 | 11.708 | 11.708
111(b) - 1000lbs/MWh CO2 - New CC with CCS | 51 | 7692 | Rate Constraint in lbs/MWh | FALSE | L | Annual | Generation | TWh | 0 | 0 | 0 | 3.4486 | 8.6479 | 8.6154 | 7.7139 | 4.5411
111(b) - 1000lbs/MWh CO2 - New CC with CCS | 51 | 7692 | Rate Constraint in lbs/MWh | FALSE | L | Annual | Qualifying Generation | TWh | 0 | 0 | 0 | 3.4486 | 8.6479 | 8.6154 | 7.7139 | 4.5411
111(b) - 1000lbs/MWh CO2 - New CC with CCS | 51 | 7692 | Rate Constraint in lbs/MWh | FALSE | L | Annual | Constraint Shadow Price | US2019$/Ton | 0 | 0 | 0 | 0 | 0 | 0 | 0 | 0
111(b) - 1400lbs/MWh CO2 - New UPC with 90% CCS | 52 | 7689 | Rate Constraint in lbs/MWh | FALSE | L | Annual | Seasons Included | Seasons | Winter, WintShld, Summer | Winter, WintShld, Summer | Winter, WintShld, Summer | Winter, WintShld, Summer | Winter, WintShld, Summer | Winter, WintShld, Summer | Winter, WintShld, Summer | Winter, WintShld, Summer
111(b) - 1400lbs/MWh CO2 - New UPC with 90% CCS | 52 | 7689 | Rate Constraint in lbs/MWh | FALSE | L | Annual | Standard CO2 | lb/MWh | 1400 | 1400 | 1400 | 1400 | 1400 | 1400 | 1400 | 1400
111(b) - 1400lbs/MWh CO2 - New UPC with 90% CCS | 52 | 7689 | Rate Constraint in lbs/MWh | FALSE | L | Annual | Emissions at Affected Plants CO2 | Thousand Tons | 0 | 0 | 0 | 0 | 0 | 0 | 0 | 0
111(b) - 1400lbs/MWh CO2 - New UPC with 90% CCS | 52 | 7689 | Rate Constraint in lbs/MWh | FALSE | L | Annual | Allowances Purchased CO2 | Thousand Tons | 0 | 0 | 0 | 0 | 0 | 0 | 0 | 0
111(b) - 1400lbs/MWh CO2 - New UPC with 90% CCS | 52 | 7689 | Rate Constraint in lbs/MWh | FALSE | L | Annual | Allowances Sold CO2 | Thousand Tons | 0 | 0 | 0 | 0 | 0 | 0 | 0 | 0
111(b) - 1400lbs/MWh CO2 - New UPC with 90% CCS | 52 | 7689 | Rate Constraint in lbs/MWh | FALSE | L | Annual | Allowances Banked | Thousand Tons | 0 | 0 | 0 | 0 | 0 | 0 | 0 | 0
111(b) - 1400lbs/MWh CO2 - New UPC with 90% CCS | 52 | 7689 | Rate Constraint in lbs/MWh | FALSE | L | Annual | Allowances Withdrawn (1:1) | Thousand Tons | 0 | 0 | 0 | 0 | 0 | 0 | 0 | 0
111(b) - 1400lbs/MWh CO2 - New UPC with 90% CCS | 52 | 7689 | Rate Constraint in lbs/MWh | FALSE | L | Annual | Allowances Withdrawn (n:1) | Thousand Tons | 0 | 0 | 0 | 0 | 0 | 0 | 0 | 0
111(b) - 1400lbs/MWh CO2 - New UPC with 90% CCS | 52 | 7689 | Rate Constraint in lbs/MWh | FALSE | L | Annual | Net Emissions Allowance Position | Thousand Tons | 0 | 0 | 0 | 0 | 0 | 0 | 0 | 0
111(b) - 1400lbs/MWh CO2 - New UPC with 90% CCS | 52 | 7689 | Rate Constraint in lbs/MWh | FALSE | L | Annual | Fuel Consumed | TBtu | 0 | 0 | 0 | 0 | 0 | 0 | 0 | 0
111(b) - 1400lbs/MWh CO2 - New UPC with 90% CCS | 52 | 7689 | Rate Constraint in lbs/MWh | FALSE | L | Annual | Rate | lb/MMBtu | 0 | 0 | 0 | 0 | 0 | 0 | 0 | 0
111(b) - 1400lbs/MWh CO2 - New UPC with 90% CCS | 52 | 7689 | Rate Constraint in lbs/MWh | FALSE | L | Annual | Generation | TWh | 0 | 0 | 0 | 0 | 0 | 0 | 0 | 0
111(b) - 1400lbs/MWh CO2 - New UPC with 90% CCS | 52 | 7689 | Rate Constraint in lbs/MWh | FALSE | L | Annual | Qualifying Generation | TWh | 0 | 0 | 0 | 0 | 0 | 0 | 0 | 0
111(b) - 1400lbs/MWh CO2 - New UPC with 90% CCS | 52 | 7689 | Rate Constraint in lbs/MWh | FALSE | L | Annual | Constraint Shadow Price | US2019$/Ton | 0 | 0 | 0 | 0 | 0 | 0 | 0 | 0
AES Somerset MER Rate Limit v3.1 | 53 | 7516 | Rate Constraint in lbs/MMBtu | FALSE | L | Annual | Seasons Included | Seasons | Winter, WintShld, Summer | Winter, WintShld, Summer | Winter, WintShld, Summer | Winter, WintShld, Summer | Winter, WintShld, Summer | Winter, WintShld, Summer | Winter, WintShld, Summer | Winter, WintShld, Summer
AES Somerset MER Rate Limit v3.1 | 53 | 7516 | Rate Constraint in lbs/MMBtu | FALSE | L | Annual | Standard MER | lb/MMBtu | 6e-07 | 6e-07 | 6e-07 | 6e-07 | 6e-07 | 6e-07 | 6e-07 | 6e-07
AES Somerset MER Rate Limit v3.1 | 53 | 7516 | Rate Constraint in lbs/MMBtu | FALSE | L | Annual | Emissions at Affected Plants MER | lbs | 0 | 0 | 0 | 0 | 0 | 0 | 0 | 0
AES Somerset MER Rate Limit v3.1 | 53 | 7516 | Rate Constraint in lbs/MMBtu | FALSE | L | Annual | Allowances Purchased MER | lbs | 0 | 0 | 0 | 0 | 0 | 0 | 0 | 0
AES Somerset MER Rate Limit v3.1 | 53 | 7516 | Rate Constraint in lbs/MMBtu | FALSE | L | Annual | Allowances Sold MER | lbs | 0 | 0 | 0 | 0 | 0 | 0 | 0 | 0
AES Somerset MER Rate Limit v3.1 | 53 | 7516 | Rate Constraint in lbs/MMBtu | FALSE | L | Annual | Allowances Banked | lbs | 0 | 0 | 0 | 0 | 0 | 0 | 0 | 0
AES Somerset MER Rate Limit v3.1 | 53 | 7516 | Rate Constraint in lbs/MMBtu | FALSE | L | Annual | Allowances Withdrawn (1:1) | lbs | 0 | 0 | 0 | 0 | 0 | 0 | 0 | 0
AES Somerset MER Rate Limit v3.1 | 53 | 7516 | Rate Constraint in lbs/MMBtu | FALSE | L | Annual | Allowances Withdrawn (n:1) | lbs | 0 | 0 | 0 | 0 | 0 | 0 | 0 | 0
AES Somerset MER Rate Limit v3.1 | 53 | 7516 | Rate Constraint in lbs/MMBtu | FALSE | L | Annual | Net Emissions Allowance Position | lbs | 0 | 0 | 0 | 0 | 0 | 0 | 0 | 0
AES Somerset MER Rate Limit v3.1 | 53 | 7516 | Rate Constraint in lbs/MMBtu | FALSE | L | Annual | Fuel Consumed | TBtu | 0 | 0 | 0 | 0 | 0 | 0 | 0 | 0
AES Somerset MER Rate Limit v3.1 | 53 | 7516 | Rate Constraint in lbs/MMBtu | FALSE | L | Annual | Rate | lb/MMBtu | 0 | 0 | 0 | 0 | 0 | 0 | 0 | 0
AES Somerset MER Rate Limit v3.1 | 53 | 7516 | Rate Constraint in lbs/MMBtu | FALSE | L | Annual | Generation | TWh | 0 | 0 | 0 | 0 | 0 | 0 | 0 | 0
AES Somerset MER Rate Limit v3.1 | 53 | 7516 | Rate Constraint in lbs/MMBtu | FALSE | L | Annual | Qualifying Generation | TWh | 0 | 0 | 0 | 0 | 0 | 0 | 0 | 0
AES Somerset MER Rate Limit v3.1 | 53 | 7516 | Rate Constraint in lbs/MMBtu | FALSE | L | Annual | Rate | lb/MWh | 0 | 0 | 0 | 0 | 0 | 0 | 0 | 0
AES Somerset MER Rate Limit v3.1 | 53 | 7516 | Rate Constraint in lbs/MMBtu | FALSE | L | Annual | Constraint Shadow Price | US2019$/Lb | 0 | 0 | 0 | 0 | 0 | 0 | 0 | 0
AZ Hg Rule - MER Removal Annual v3.1 | 54 | 7278 | MACT Fuel Choice Floor in lbs/MMBtu | FALSE | L | Annual | Seasons Included | Seasons | Winter, WintShld, Summer | Winter, WintShld, Summer | Winter, WintShld, Summer | Winter, WintShld, Summer | Winter, WintShld, Summer | Winter, WintShld, Summer | Winter, WintShld, Summer | Winter, WintShld, Summer
AZ Hg Rule - MER Removal Annual v3.1 | 54 | 7278 | MACT Fuel Choice Floor in lbs/MMBtu | FALSE | L | Annual | Emission Floor | lbs/MMBtu | 8.44e-07 | 8.44e-07 | 8.44e-07 | 8.44e-07 | 8.44e-07 | 8.44e-07 | 8.44e-07 | 8.44e-07
AZ Hg Rule - MER Removal Annual v3.1 | 54 | 7278 | MACT Fuel Choice Floor in lbs/MMBtu | FALSE | L | Annual | Emissions at Affected Plants MER | lbs | 170.5885 | 59.2269 | 25.8518 | 31.3797 | 27.5096 | 46.9129 | 33.8488 | 33.333
AZ Hg Rule - MER Removal Annual v3.1 | 54 | 7278 | MACT Fuel Choice Floor in lbs/MMBtu | FALSE | L | Annual | Allowances Purchased MER | lbs | 0 | 0 | 0 | 0 | 0 | 0 | 0 | 0
AZ Hg Rule - MER Removal Annual v3.1 | 54 | 7278 | MACT Fuel Choice Floor in lbs/MMBtu | FALSE | L | Annual | Allowances Sold MER | lbs | 0 | 0 | 0 | 0 | 0 | 0 | 0 | 0
AZ Hg Rule - MER Removal Annual v3.1 | 54 | 7278 | MACT Fuel Choice Floor in lbs/MMBtu | FALSE | L | Annual | Allowances Banked | lbs | 0 | 0 | 0 | 0 | 0 | 0 | 0 | 0
AZ Hg Rule - MER Removal Annual v3.1 | 54 | 7278 | MACT Fuel Choice Floor in lbs/MMBtu | FALSE | L | Annual | Allowances Withdrawn (1:1) | lbs | 0 | 0 | 0 | 0 | 0 | 0 | 0 | 0
AZ Hg Rule - MER Removal Annual v3.1 | 54 | 7278 | MACT Fuel Choice Floor in lbs/MMBtu | FALSE | L | Annual | Allowances Withdrawn (n:1) | lbs | 0 | 0 | 0 | 0 | 0 | 0 | 0 | 0
AZ Hg Rule - MER Removal Annual v3.1 | 54 | 7278 | MACT Fuel Choice Floor in lbs/MMBtu | FALSE | L | Annual | Net Emissions Allowance Position | lbs | 170.5885 | 59.2269 | 25.8518 | 31.3797 | 27.5096 | 46.9129 | 33.8488 | 33.333
AZ Hg Rule - MER Removal Annual v3.1 | 54 | 7278 | MACT Fuel Choice Floor in lbs/MMBtu | FALSE | L | Annual | Fuel Consumed | TBtu | 215.0851 | 69.6821 | 30.5067 | 36.9007 | 32.4243 | 55.1901 | 40.0793 | 39.1601
AZ Hg Rule - MER Removal Annual v3.1 | 54 | 7278 | MACT Fuel Choice Floor in lbs/MMBtu | FALSE | L | Annual | Rate | lb/MMBtu | 7.9312e-07 | 8.4996e-07 | 8.4741e-07 | 8.5038e-07 | 8.4843e-07 | 8.5002e-07 | 8.4455e-07 | 8.512e-07
AZ Hg Rule - MER Removal Annual v3.1 | 54 | 7278 | MACT Fuel Choice Floor in lbs/MMBtu | FALSE | L | Annual | Generation | TWh | 20.4337 | 6.7669 | 2.9575 | 3.5786 | 3.1558 | 5.3741 | 3.8963 | 3.8145
AZ Hg Rule - MER Removal Annual v3.1 | 54 | 7278 | MACT Fuel Choice Floor in lbs/MMBtu | FALSE | L | Annual | Qualifying Generation | TWh | 20.4337 | 6.7669 | 2.9575 | 3.5786 | 3.1558 | 5.3741 | 3.8963 | 3.8145
AZ Hg Rule - MER Removal Annual v3.1 | 54 | 7278 | MACT Fuel Choice Floor in lbs/MMBtu | FALSE | L | Annual | Constraint Shadow Price | US2019$/Lb | 0 | 0 | 0 | 0 | 0 | 0 | 0 | 0
BART NOX Annual- Antelope Valley 1- v5.16 | 55 | 7196 | Rate Constraint in lbs/MMBtu | FALSE | L | Annual | Seasons Included | Seasons | Winter, WintShld, Summer | Winter, WintShld, Summer | Winter, WintShld, Summer | Winter, WintShld, Summer | Winter, WintShld, Summer | Winter, WintShld, Summer | Winter, WintShld, Summer | Winter, WintShld, Summer
BART NOX Annual- Antelope Valley 1- v5.16 | 55 | 7196 | Rate Constraint in lbs/MMBtu | FALSE | L | Annual | Standard NOX | lb/MMBtu | 0.17 | 0.17 | 0.17 | 0.17 | 0.17 | 0.17 | 0.17 | 0.17
BART NOX Annual- Antelope Valley 1- v5.16 | 55 | 7196 | Rate Constraint in lbs/MMBtu | FALSE | L | Annual | Emissions at Affected Plants NOX | Thousand Tons | 1.9633 | 1.9633 | 1.0626 | 1.4052 | 1.688 | 1.8047 | 1.7148 | 1.3283
BART NOX Annual- Antelope Valley 1- v5.16 | 55 | 7196 | Rate Constraint in lbs/MMBtu | FALSE | L | Annual | Allowances Purchased NOX | Thousand Tons | 0 | 0 | 0 | 0 | 0 | 0 | 0 | 0
BART NOX Annual- Antelope Valley 1- v5.16 | 55 | 7196 | Rate Constraint in lbs/MMBtu | FALSE | L | Annual | Allowances Sold NOX | Thousand Tons | 0 | 0 | 0 | 0 | 0 | 0 | 0 | 0
BART NOX Annual- Antelope Valley 1- v5.16 | 55 | 7196 | Rate Constraint in lbs/MMBtu | FALSE | L | Annual | Allowances Banked | Thousand Tons | 0 | 0 | 0 | 0 | 0 | 0 | 0 | 0
BART NOX Annual- Antelope Valley 1- v5.16 | 55 | 7196 | Rate Constraint in lbs/MMBtu | FALSE | L | Annual | Allowances Withdrawn (1:1) | Thousand Tons | 0 | 0 | 0 | 0 | 0 | 0 | 0 | 0
BART NOX Annual- Antelope Valley 1- v5.16 | 55 | 7196 | Rate Constraint in lbs/MMBtu | FALSE | L | Annual | Allowances Withdrawn (n:1) | Thousand Tons | 0 | 0 | 0 | 0 | 0 | 0 | 0 | 0
BART NOX Annual- Antelope Valley 1- v5.16 | 55 | 7196 | Rate Constraint in lbs/MMBtu | FALSE | L | Annual | Net Emissions Allowance Position | Thousand Tons | 1.9633 | 1.9633 | 1.0626 | 1.4052 | 1.688 | 1.8047 | 1.7148 | 1.3283
BART NOX Annual- Antelope Valley 1- v5.16 | 55 | 7196 | Rate Constraint in lbs/MMBtu | FALSE | L | Annual | Fuel Consumed | TBtu | 37.0708 | 37.0708 | 20.0642 | 26.5325 | 31.8727 | 34.0764 | 32.3799 | 25.0812
BART NOX Annual- Antelope Valley 1- v5.16 | 55 | 7196 | Rate Constraint in lbs/MMBtu | FALSE | L | Annual | Rate | lb/MMBtu | 0.10592 | 0.10592 | 0.10592 | 0.10592 | 0.10592 | 0.10592 | 0.10592 | 0.10592
BART NOX Annual- Antelope Valley 1- v5.16 | 55 | 7196 | Rate Constraint in lbs/MMBtu | FALSE | L | Annual | Generation | TWh | 3.2742 | 3.2742 | 1.7721 | 2.3434 | 2.8151 | 3.0097 | 2.8599 | 2.2153
BART NOX Annual- Antelope Valley 1- v5.16 | 55 | 7196 | Rate Constraint in lbs/MMBtu | FALSE | L | Annual | Qualifying Generation | TWh | 3.2742 | 3.2742 | 1.7721 | 2.3434 | 2.8151 | 3.0097 | 2.8599 | 2.2153
BART NOX Annual- Antelope Valley 1- v5.16 | 55 | 7196 | Rate Constraint in lbs/MMBtu | FALSE | L | Annual | Rate | lb/MWh | 1.1992 | 1.1992 | 1.1992 | 1.1992 | 1.1992 | 1.1992 | 1.1992 | 1.1992
BART NOX Annual- Antelope Valley 1- v5.16 | 55 | 7196 | Rate Constraint in lbs/MMBtu | FALSE | L | Annual | Constraint Shadow Price | US2019$/Ton | 0 | 0 | 0 | 0 | 0 | 0 | 0 | 0
BART NOX Annual- Antelope Valley 2- v5.16 | 56 | 7197 | Rate Constraint in lbs/MMBtu | FALSE | L | Annual | Seasons Included | Seasons | Winter, WintShld, Summer | Winter, WintShld, Summer | Winter, WintShld, Summer | Winter, WintShld, Summer | Winter, WintShld, Summer | Winter, WintShld, Summer | Winter, WintShld, Summer | Winter, WintShld, Summer
BART NOX Annual- Antelope Valley 2- v5.16 | 56 | 7197 | Rate Constraint in lbs/MMBtu | FALSE | L | Annual | Standard NOX | lb/MMBtu | 0.17 | 0.17 | 0.17 | 0.17 | 0.17 | 0.17 | 0.17 | 0.17
BART NOX Annual- Antelope Valley 2- v5.16 | 56 | 7197 | Rate Constraint in lbs/MMBtu | FALSE | L | Annual | Emissions at Affected Plants NOX | Thousand Tons | 1.9352 | 1.9352 | 1.0474 | 1.4236 | 1.6903 | 1.9352 | 1.8732 | 1.3093
BART NOX Annual- Antelope Valley 2- v5.16 | 56 | 7197 | Rate Constraint in lbs/MMBtu | FALSE | L | Annual | Allowances Purchased NOX | Thousand Tons | 0 | 0 | 0 | 0 | 0 | 0 | 0 | 0
BART NOX Annual- Antelope Valley 2- v5.16 | 56 | 7197 | Rate Constraint in lbs/MMBtu | FALSE | L | Annual | Allowances Sold NOX | Thousand Tons | 0 | 0 | 0 | 0 | 0 | 0 | 0 | 0
BART NOX Annual- Antelope Valley 2- v5.16 | 56 | 7197 | Rate Constraint in lbs/MMBtu | FALSE | L | Annual | Allowances Banked | Thousand Tons | 0 | 0 | 0 | 0 | 0 | 0 | 0 | 0
BART NOX Annual- Antelope Valley 2- v5.16 | 56 | 7197 | Rate Constraint in lbs/MMBtu | FALSE | L | Annual | Allowances Withdrawn (1:1) | Thousand Tons | 0 | 0 | 0 | 0 | 0 | 0 | 0 | 0
BART NOX Annual- Antelope Valley 2- v5.16 | 56 | 7197 | Rate Constraint in lbs/MMBtu | FALSE | L | Annual | Allowances Withdrawn (n:1) | Thousand Tons | 0 | 0 | 0 | 0 | 0 | 0 | 0 | 0
BART NOX Annual- Antelope Valley 2- v5.16 | 56 | 7197 | Rate Constraint in lbs/MMBtu | FALSE | L | Annual | Net Emissions Allowance Position | Thousand Tons | 1.9352 | 1.9352 | 1.0474 | 1.4236 | 1.6903 | 1.9352 | 1.8732 | 1.3093
BART NOX Annual- Antelope Valley 2- v5.16 | 56 | 7197 | Rate Constraint in lbs/MMBtu | FALSE | L | Annual | Fuel Consumed | TBtu | 36.8776 | 36.8776 | 19.9596 | 27.1283 | 32.2112 | 36.8776 | 35.6975 | 24.9505
BART NOX Annual- Antelope Valley 2- v5.16 | 56 | 7197 | Rate Constraint in lbs/MMBtu | FALSE | L | Annual | Rate | lb/MMBtu | 0.10495 | 0.10495 | 0.10495 | 0.10495 | 0.10495 | 0.10495 | 0.10495 | 0.10495
BART NOX Annual- Antelope Valley 2- v5.16 | 56 | 7197 | Rate Constraint in lbs/MMBtu | FALSE | L | Annual | Generation | TWh | 3.2742 | 3.2742 | 1.7721 | 2.4086 | 2.8599 | 3.2742 | 3.1694 | 2.2153
BART NOX Annual- Antelope Valley 2- v5.16 | 56 | 7197 | Rate Constraint in lbs/MMBtu | FALSE | L | Annual | Qualifying Generation | TWh | 3.2742 | 3.2742 | 1.7721 | 2.4086 | 2.8599 | 3.2742 | 3.1694 | 2.2153
BART NOX Annual- Antelope Valley 2- v5.16 | 56 | 7197 | Rate Constraint in lbs/MMBtu | FALSE | L | Annual | Rate | lb/MWh | 1.1821 | 1.1821 | 1.1821 | 1.1821 | 1.1821 | 1.1821 | 1.1821 | 1.1821
BART NOX Annual- Antelope Valley 2- v5.16 | 56 | 7197 | Rate Constraint in lbs/MMBtu | FALSE | L | Annual | Constraint Shadow Price | US2019$/Ton | 0 | 0 | 0 | 0 | 0 | 0 | 0 | 0
BART NOX Annual- Arthur Kill- v5.16 | 57 | 7182 | Rate Constraint in lbs/MMBtu | FALSE | L | Annual | Seasons Included | Seasons | Winter, WintShld, Summer | Winter, WintShld, Summer | Winter, WintShld, Summer | Winter, WintShld, Summer | Winter, WintShld, Summer | Winter, WintShld, Summer | Winter, WintShld, Summer | Winter, WintShld, Summer
BART NOX Annual- Arthur Kill- v5.16 | 57 | 7182 | Rate Constraint in lbs/MMBtu | FALSE | L | Annual | Standard NOX | lb/MMBtu | 0.15 | 0.15 | 0.15 | 0.15 | 0.15 | 0.15 | 0.15 | 0.15
BART NOX Annual- Arthur Kill- v5.16 | 57 | 7182 | Rate Constraint in lbs/MMBtu | FALSE | L | Annual | Emissions at Affected Plants NOX | Thousand Tons | 0.12612 | 0.12612 | 0.12612 | 0 | 0 | 0 | 0 | 0
BART NOX Annual- Arthur Kill- v5.16 | 57 | 7182 | Rate Constraint in lbs/MMBtu | FALSE | L | Annual | Allowances Purchased NOX | Thousand Tons | 0 | 0 | 0 | 0 | 0 | 0 | 0 | 0
BART NOX Annual- Arthur Kill- v5.16 | 57 | 7182 | Rate Constraint in lbs/MMBtu | FALSE | L | Annual | Allowances Sold NOX | Thousand Tons | 0 | 0 | 0 | 0 | 0 | 0 | 0 | 0
BART NOX Annual- Arthur Kill- v5.16 | 57 | 7182 | Rate Constraint in lbs/MMBtu | FALSE | L | Annual | Allowances Banked | Thousand Tons | 0 | 0 | 0 | 0 | 0 | 0 | 0 | 0
BART NOX Annual- Arthur Kill- v5.16 | 57 | 7182 | Rate Constraint in lbs/MMBtu | FALSE | L | Annual | Allowances Withdrawn (1:1) | Thousand Tons | 0 | 0 | 0 | 0 | 0 | 0 | 0 | 0
BART NOX Annual- Arthur Kill- v5.16 | 57 | 7182 | Rate Constraint in lbs/MMBtu | FALSE | L | Annual | Allowances Withdrawn (n:1) | Thousand Tons | 0 | 0 | 0 | 0 | 0 | 0 | 0 | 0
BART NOX Annual- Arthur Kill- v5.16 | 57 | 7182 | Rate Constraint in lbs/MMBtu | FALSE | L | Annual | Net Emissions Allowance Position | Thousand Tons | 0.12612 | 0.12612 | 0.12612 | 0 | 0 | 0 | 0 | 0
BART NOX Annual- Arthur Kill- v5.16 | 57 | 7182 | Rate Constraint in lbs/MMBtu | FALSE | L | Annual | Fuel Consumed | TBtu | 3.6936 | 3.6936 | 3.6936 | 0 | 0 | 0 | 0 | 0
BART NOX Annual- Arthur Kill- v5.16 | 57 | 7182 | Rate Constraint in lbs/MMBtu | FALSE | L | Annual | Rate | lb/MMBtu | 0.06829 | 0.06829 | 0.06829 | 0 | 0 | 0 | 0 | 0
BART NOX Annual- Arthur Kill- v5.16 | 57 | 7182 | Rate Constraint in lbs/MMBtu | FALSE | L | Annual | Generation | TWh | 0.32899 | 0.32899 | 0.32899 | 0 | 0 | 0 | 0 | 0
BART NOX Annual- Arthur Kill- v5.16 | 57 | 7182 | Rate Constraint in lbs/MMBtu | FALSE | L | Annual | Qualifying Generation | TWh | 0.32899 | 0.32899 | 0.32899 | 0 | 0 | 0 | 0 | 0
BART NOX Annual- Arthur Kill- v5.16 | 57 | 7182 | Rate Constraint in lbs/MMBtu | FALSE | L | Annual | Rate | lb/MWh | 0.76669 | 0.76669 | 0.76669 | 0 | 0 | 0 | 0 | 0
BART NOX Annual- Arthur Kill- v5.16 | 57 | 7182 | Rate Constraint in lbs/MMBtu | FALSE | L | Annual | Constraint Shadow Price | US2019$/Ton | 0 | 0 | 0 | 0 | 0 | 0 | 0 | 0
BART NOX Annual- Big Stone 1- v5.16 | 58 | 7161 | Rate Constraint in lbs/MMBtu | FALSE | L | Annual | Seasons Included | Seasons | Winter, WintShld, Summer | Winter, WintShld, Summer | Winter, WintShld, Summer | Winter, WintShld, Summer | Winter, WintShld, Summer | Winter, WintShld, Summer | Winter, WintShld, Summer | Winter, WintShld, Summer
BART NOX Annual- Big Stone 1- v5.16 | 58 | 7161 | Rate Constraint in lbs/MMBtu | FALSE | L | Annual | Standard NOX | lb/MMBtu | 0.1 | 0.1 | 0.1 | 0.1 | 0.1 | 0.1 | 0.1 | 0.1
BART NOX Annual- Big Stone 1- v5.16 | 58 | 7161 | Rate Constraint in lbs/MMBtu | FALSE | L | Annual | Emissions at Affected Plants NOX | Thousand Tons | 1.2341 | 1.1778 | 1.1281 | 1.1807 | 1.2341 | 1.2212 | 1.0971 | 0
BART NOX Annual- Big Stone 1- v5.16 | 58 | 7161 | Rate Constraint in lbs/MMBtu | FALSE | L | Annual | Allowances Purchased NOX | Thousand Tons | 0 | 0 | 0 | 0 | 0 | 0 | 0 | 0
BART NOX Annual- Big Stone 1- v5.16 | 58 | 7161 | Rate Constraint in lbs/MMBtu | FALSE | L | Annual | Allowances Sold NOX | Thousand Tons | 0 | 0 | 0 | 0 | 0 | 0 | 0 | 0
BART NOX Annual- Big Stone 1- v5.16 | 58 | 7161 | Rate Constraint in lbs/MMBtu | FALSE | L | Annual | Allowances Banked | Thousand Tons | 0 | 0 | 0 | 0 | 0 | 0 | 0 | 0
BART NOX Annual- Big Stone 1- v5.16 | 58 | 7161 | Rate Constraint in lbs/MMBtu | FALSE | L | Annual | Allowances Withdrawn (1:1) | Thousand Tons | 0 | 0 | 0 | 0 | 0 | 0 | 0 | 0
BART NOX Annual- Big Stone 1- v5.16 | 58 | 7161 | Rate Constraint in lbs/MMBtu | FALSE | L | Annual | Allowances Withdrawn (n:1) | Thousand Tons | 0 | 0 | 0 | 0 | 0 | 0 | 0 | 0
BART NOX Annual- Big Stone 1- v5.16 | 58 | 7161 | Rate Constraint in lbs/MMBtu | FALSE | L | Annual | Net Emissions Allowance Position | Thousand Tons | 1.2341 | 1.1778 | 1.1281 | 1.1807 | 1.2341 | 1.2212 | 1.0971 | 0
BART NOX Annual- Big Stone 1- v5.16 | 58 | 7161 | Rate Constraint in lbs/MMBtu | FALSE | L | Annual | Fuel Consumed | TBtu | 32.6176 | 31.131 | 29.8174 | 31.2069 | 32.6176 | 32.2779 | 28.9983 | 0
BART NOX Annual- Big Stone 1- v5.16 | 58 | 7161 | Rate Constraint in lbs/MMBtu | FALSE | L | Annual | Rate | lb/MMBtu | 0.07567 | 0.07567 | 0.07567 | 0.07567 | 0.07567 | 0.07567 | 0.07567 | 0
BART NOX Annual- Big Stone 1- v5.16 | 58 | 7161 | Rate Constraint in lbs/MMBtu | FALSE | L | Annual | Generation | TWh | 3.2857 | 3.1359 | 3.0036 | 3.1436 | 3.2857 | 3.2514 | 2.9211 | 0
BART NOX Annual- Big Stone 1- v5.16 | 58 | 7161 | Rate Constraint in lbs/MMBtu | FALSE | L | Annual | Qualifying Generation | TWh | 3.1884 | 3.0431 | 2.9147 | 3.0505 | 3.1884 | 3.1552 | 2.8346 | 0
BART NOX Annual- Big Stone 1- v5.16 | 58 | 7161 | Rate Constraint in lbs/MMBtu | FALSE | L | Annual | Rate | lb/MWh | 0.7741 | 0.7741 | 0.7741 | 0.7741 | 0.7741 | 0.7741 | 0.7741 | 0
BART NOX Annual- Big Stone 1- v5.16 | 58 | 7161 | Rate Constraint in lbs/MMBtu | FALSE | L | Annual | Constraint Shadow Price | US2019$/Ton | 0 | 0 | 0 | 0 | 0 | 0 | 0 | 0
BART NOX Annual- Bowline Point 1- v6.17 | 59 | 7193 | Rate Constraint in lbs/MMBtu | FALSE | L | Annual | Seasons Included | Seasons | Winter, WintShld, Summer | Winter, WintShld, Summer | Winter, WintShld, Summer | Winter, WintShld, Summer | Winter, WintShld, Summer | Winter, WintShld, Summer | Winter, WintShld, Summer | Winter, WintShld, Summer
BART NOX Annual- Bowline Point 1- v6.17 | 59 | 7193 | Rate Constraint in lbs/MMBtu | FALSE | L | Annual | Standard NOX | lb/MMBtu | 0.15 | 0.15 | 0.15 | 0.15 | 0.15 | 0.15 | 0.15 | 0.15
BART NOX Annual- Bowline Point 1- v6.17 | 59 | 7193 | Rate Constraint in lbs/MMBtu | FALSE | L | Annual | Emissions at Affected Plants NOX | Thousand Tons | 0 | 0 | 0 | 0 | 0 | 0 | 0 | 0
BART NOX Annual- Bowline Point 1- v6.17 | 59 | 7193 | Rate Constraint in lbs/MMBtu | FALSE | L | Annual | Allowances Purchased NOX | Thousand Tons | 0 | 0 | 0 | 0 | 0 | 0 | 0 | 0
BART NOX Annual- Bowline Point 1- v6.17 | 59 | 7193 | Rate Constraint in lbs/MMBtu | FALSE | L | Annual | Allowances Sold NOX | Thousand Tons | 0 | 0 | 0 | 0 | 0 | 0 | 0 | 0
BART NOX Annual- Bowline Point 1- v6.17 | 59 | 7193 | Rate Constraint in lbs/MMBtu | FALSE | L | Annual | Allowances Banked | Thousand Tons | 0 | 0 | 0 | 0 | 0 | 0 | 0 | 0
BART NOX Annual- Bowline Point 1- v6.17 | 59 | 7193 | Rate Constraint in lbs/MMBtu | FALSE | L | Annual | Allowances Withdrawn (1:1) | Thousand Tons | 0 | 0 | 0 | 0 | 0 | 0 | 0 | 0
BART NOX Annual- Bowline Point 1- v6.17 | 59 | 7193 | Rate Constraint in lbs/MMBtu | FALSE | L | Annual | Allowances Withdrawn (n:1) | Thousand Tons | 0 | 0 | 0 | 0 | 0 | 0 | 0 | 0
BART NOX Annual- Bowline Point 1- v6.17 | 59 | 7193 | Rate Constraint in lbs/MMBtu | FALSE | L | Annual | Net Emissions Allowance Position | Thousand Tons | 0 | 0 | 0 | 0 | 0 | 0 | 0 | 0
BART NOX Annual- Bowline Point 1- v6.17 | 59 | 7193 | Rate Constraint in lbs/MMBtu | FALSE | L | Annual | Fuel Consumed | TBtu | 0 | 0 | 0 | 0 | 0 | 0 | 0 | 0
BART NOX Annual- Bowline Point 1- v6.17 | 59 | 7193 | Rate Constraint in lbs/MMBtu | FALSE | L | Annual | Rate | lb/MMBtu | 0 | 0 | 0 | 0 | 0 | 0 | 0 | 0
BART NOX Annual- Bowline Point 1- v6.17 | 59 | 7193 | Rate Constraint in lbs/MMBtu | FALSE | L | Annual | Generation | TWh | 0 | 0 | 0 | 0 | 0 | 0 | 0 | 0
BART NOX Annual- Bowline Point 1- v6.17 | 59 | 7193 | Rate Constraint in lbs/MMBtu | FALSE | L | Annual | Qualifying Generation | TWh | 0 | 0 | 0 | 0 | 0 | 0 | 0 | 0
BART NOX Annual- Bowline Point 1- v6.17 | 59 | 7193 | Rate Constraint in lbs/MMBtu | FALSE | L | Annual | Rate | lb/MWh | 0 | 0 | 0 | 0 | 0 | 0 | 0 | 0
BART NOX Annual- Bowline Point 1- v6.17 | 59 | 7193 | Rate Constraint in lbs/MMBtu | FALSE | L | Annual | Constraint Shadow Price | US2019$/Ton | 0 | 0 | 0 | 0 | 0 | 0 | 0 | 0
BART NOX Annual- Bowline Point 2- v6.17 | 60 | 7194 | Rate Constraint in lbs/MMBtu | FALSE | L | Annual | Seasons Included | Seasons | Winter, WintShld, Summer | Winter, WintShld, Summer | Winter, WintShld, Summer | Winter, WintShld, Summer | Winter, WintShld, Summer | Winter, WintShld, Summer | Winter, WintShld, Summer | Winter, WintShld, Summer
BART NOX Annual- Bowline Point 2- v6.17 | 60 | 7194 | Rate Constraint in lbs/MMBtu | FALSE | L | Annual | Standard NOX | lb/MMBtu | 0.15 | 0.15 | 0.15 | 0.15 | 0.15 | 0.15 | 0.15 | 0.15
BART NOX Annual- Bowline Point 2- v6.17 | 60 | 7194 | Rate Constraint in lbs/MMBtu | FALSE | L | Annual | Emissions at Affected Plants NOX | Thousand Tons | 0 | 0 | 0 | 0 | 0 | 0 | 0 | 0
BART NOX Annual- Bowline Point 2- v6.17 | 60 | 7194 | Rate Constraint in lbs/MMBtu | FALSE | L | Annual | Allowances Purchased NOX | Thousand Tons | 0 | 0 | 0 | 0 | 0 | 0 | 0 | 0
BART NOX Annual- Bowline Point 2- v6.17 | 60 | 7194 | Rate Constraint in lbs/MMBtu | FALSE | L | Annual | Allowances Sold NOX | Thousand Tons | 0 | 0 | 0 | 0 | 0 | 0 | 0 | 0
BART NOX Annual- Bowline Point 2- v6.17 | 60 | 7194 | Rate Constraint in lbs/MMBtu | FALSE | L | Annual | Allowances Banked | Thousand Tons | 0 | 0 | 0 | 0 | 0 | 0 | 0 | 0
BART NOX Annual- Bowline Point 2- v6.17 | 60 | 7194 | Rate Constraint in lbs/MMBtu | FALSE | L | Annual | Allowances Withdrawn (1:1) | Thousand Tons | 0 | 0 | 0 | 0 | 0 | 0 | 0 | 0
BART NOX Annual- Bowline Point 2- v6.17 | 60 | 7194 | Rate Constraint in lbs/MMBtu | FALSE | L | Annual | Allowances Withdrawn (n:1) | Thousand Tons | 0 | 0 | 0 | 0 | 0 | 0 | 0 | 0
BART NOX Annual- Bowline Point 2- v6.17 | 60 | 7194 | Rate Constraint in lbs/MMBtu | FALSE | L | Annual | Net Emissions Allowance Position | Thousand Tons | 0 | 0 | 0 | 0 | 0 | 0 | 0 | 0
BART NOX Annual- Bowline Point 2- v6.17 | 60 | 7194 | Rate Constraint in lbs/MMBtu | FALSE | L | Annual | Fuel Consumed | TBtu | 0 | 0 | 0 | 0 | 0 | 0 | 0 | 0
BART NOX Annual- Bowline Point 2- v6.17 | 60 | 7194 | Rate Constraint in lbs/MMBtu | FALSE | L | Annual | Rate | lb/MMBtu | 0 | 0 | 0 | 0 | 0 | 0 | 0 | 0
BART NOX Annual- Bowline Point 2- v6.17 | 60 | 7194 | Rate Constraint in lbs/MMBtu | FALSE | L | Annual | Generation | TWh | 0 | 0 | 0 | 0 | 0 | 0 | 0 | 0
BART NOX Annual- Bowline Point 2- v6.17 | 60 | 7194 | Rate Constraint in lbs/MMBtu | FALSE | L | Annual | Qualifying Generation | TWh | 0 | 0 | 0 | 0 | 0 | 0 | 0 | 0
BART NOX Annual- Bowline Point 2- v6.17 | 60 | 7194 | Rate Constraint in lbs/MMBtu | FALSE | L | Annual | Rate | lb/MWh | 0 | 0 | 0 | 0 | 0 | 0 | 0 | 0
BART NOX Annual- Bowline Point 2- v6.17 | 60 | 7194 | Rate Constraint in lbs/MMBtu | FALSE | L | Annual | Constraint Shadow Price | US2019$/Ton | 0 | 0 | 0 | 0 | 0 | 0 | 0 | 0
BART NOX Annual- E F Barrett- v5.16 | 62 | 7186 | Rate Constraint in lbs/MMBtu | FALSE | L | Annual | Seasons Included | Seasons | Winter, WintShld, Summer | Winter, WintShld, Summer | Winter, WintShld, Summer | Winter, WintShld, Summer | Winter, WintShld, Summer | Winter, WintShld, Summer | Winter, WintShld, Summer | Winter, WintShld, Summer
BART NOX Annual- E F Barrett- v5.16 | 62 | 7186 | Rate Constraint in lbs/MMBtu | FALSE | L | Annual | Standard NOX | lb/MMBtu | 0.1 | 0.1 | 0.1 | 0.1 | 0.1 | 0.1 | 0.1 | 0.1
BART NOX Annual- E F Barrett- v5.16 | 62 | 7186 | Rate Constraint in lbs/MMBtu | FALSE | L | Annual | Emissions at Affected Plants NOX | Thousand Tons | 0.11286 | 0 | 0 | 0 | 0 | 0 | 0 | 0
BART NOX Annual- E F Barrett- v5.16 | 62 | 7186 | Rate Constraint in lbs/MMBtu | FALSE | L | Annual | Allowances Purchased NOX | Thousand Tons | 0 | 0 | 0 | 0 | 0 | 0 | 0 | 0
BART NOX Annual- E F Barrett- v5.16 | 62 | 7186 | Rate Constraint in lbs/MMBtu | FALSE | L | Annual | Allowances Sold NOX | Thousand Tons | 0 | 0 | 0 | 0 | 0 | 0 | 0 | 0
BART NOX Annual- E F Barrett- v5.16 | 62 | 7186 | Rate Constraint in lbs/MMBtu | FALSE | L | Annual | Allowances Banked | Thousand Tons | 0 | 0 | 0 | 0 | 0 | 0 | 0 | 0
BART NOX Annual- E F Barrett- v5.16 | 62 | 7186 | Rate Constraint in lbs/MMBtu | FALSE | L | Annual | Allowances Withdrawn (1:1) | Thousand Tons | 0 | 0 | 0 | 0 | 0 | 0 | 0 | 0
BART NOX Annual- E F Barrett- v5.16 | 62 | 7186 | Rate Constraint in lbs/MMBtu | FALSE | L | Annual | Allowances Withdrawn (n:1) | Thousand Tons | 0 | 0 | 0 | 0 | 0 | 0 | 0 | 0
BART NOX Annual- E F Barrett- v5.16 | 62 | 7186 | Rate Constraint in lbs/MMBtu | FALSE | L | Annual | Net Emissions Allowance Position | Thousand Tons | 0.11286 | 0 | 0 | 0 | 0 | 0 | 0 | 0
BART NOX Annual- E F Barrett- v5.16 | 62 | 7186 | Rate Constraint in lbs/MMBtu | FALSE | L | Annual | Fuel Consumed | TBtu | 4.4564 | 0 | 0 | 0 | 0 | 0 | 0 | 0
BART NOX Annual- E F Barrett- v5.16 | 62 | 7186 | Rate Constraint in lbs/MMBtu | FALSE | L | Annual | Rate | lb/MMBtu | 0.05065 | 0 | 0 | 0 | 0 | 0 | 0 | 0
BART NOX Annual- E F Barrett- v5.16 | 62 | 7186 | Rate Constraint in lbs/MMBtu | FALSE | L | Annual | Generation | TWh | 0.40359 | 0 | 0 | 0 | 0 | 0 | 0 | 0
BART NOX Annual- E F Barrett- v5.16 | 62 | 7186 | Rate Constraint in lbs/MMBtu | FALSE | L | Annual | Qualifying Generation | TWh | 0.40359 | 0 | 0 | 0 | 0 | 0 | 0 | 0
BART NOX Annual- E F Barrett- v5.16 | 62 | 7186 | Rate Constraint in lbs/MMBtu | FALSE | L | Annual | Rate | lb/MWh | 0.55928 | 0 | 0 | 0 | 0 | 0 | 0 | 0
BART NOX Annual- E F Barrett- v5.16 | 62 | 7186 | Rate Constraint in lbs/MMBtu | FALSE | L | Annual | Constraint Shadow Price | US2019$/Ton | 0 | 0 | 0 | 0 | 0 | 0 | 0 | 0
BART NOX Annual- Hunter 1- v5.16 | 63 | 7175 | Rate Constraint in lbs/MMBtu | FALSE | L | Annual | Seasons Included | Seasons | Winter, WintShld, Summer | Winter, WintShld, Summer | Winter, WintShld, Summer | Winter, WintShld, Summer | Winter, WintShld, Summer | Winter, WintShld, Summer | Winter, WintShld, Summer | Winter, WintShld, Summer
BART NOX Annual- Hunter 1- v5.16 | 63 | 7175 | Rate Constraint in lbs/MMBtu | FALSE | L | Annual | Standard NOX | lb/MMBtu | 0.26 | 0.26 | 0.26 | 0.26 | 0.26 | 0.26 | 0.26 | 0.26
BART NOX Annual- Hunter 1- v5.16 | 63 | 7175 | Rate Constraint in lbs/MMBtu | FALSE | L | Annual | Emissions at Affected Plants NOX | Thousand Tons | 3.4529 | 0.83899 | 0.83899 | 0.83899 | 0.83899 | 0.83899 | 0 | 0
BART NOX Annual- Hunter 1- v5.16 | 63 | 7175 | Rate Constraint in lbs/MMBtu | FALSE | L | Annual | Allowances Purchased NOX | Thousand Tons | 0 | 0 | 0 | 0 | 0 | 0 | 0 | 0
BART NOX Annual- Hunter 1- v5.16 | 63 | 7175 | Rate Constraint in lbs/MMBtu | FALSE | L | Annual | Allowances Sold NOX | Thousand Tons | 0 | 0 | 0 | 0 | 0 | 0 | 0 | 0
BART NOX Annual- Hunter 1- v5.16 | 63 | 7175 | Rate Constraint in lbs/MMBtu | FALSE | L | Annual | Allowances Banked | Thousand Tons | 0 | 0 | 0 | 0 | 0 | 0 | 0 | 0
BART NOX Annual- Hunter 1- v5.16 | 63 | 7175 | Rate Constraint in lbs/MMBtu | FALSE | L | Annual | Allowances Withdrawn (1:1) | Thousand Tons | 0 | 0 | 0 | 0 | 0 | 0 | 0 | 0
BART NOX Annual- Hunter 1- v5.16 | 63 | 7175 | Rate Constraint in lbs/MMBtu | FALSE | L | Annual | Allowances Withdrawn (n:1) | Thousand Tons | 0 | 0 | 0 | 0 | 0 | 0 | 0 | 0
BART NOX Annual- Hunter 1- v5.16 | 63 | 7175 | Rate Constraint in lbs/MMBtu | FALSE | L | Annual | Net Emissions Allowance Position | Thousand Tons | 3.4529 | 0.83899 | 0.83899 | 0.83899 | 0.83899 | 0.83899 | 0 | 0
BART NOX Annual- Hunter 1- v5.16 | 63 | 7175 | Rate Constraint in lbs/MMBtu | FALSE | L | Annual | Fuel Consumed | TBtu | 33.5596 | 33.5596 | 33.5596 | 33.5596 | 33.5596 | 33.5596 | 0 | 0
BART NOX Annual- Hunter 1- v5.16 | 63 | 7175 | Rate Constraint in lbs/MMBtu | FALSE | L | Annual | Rate | lb/MMBtu | 0.20578 | 0.05 | 0.05 | 0.05 | 0.05 | 0.05 | 0 | 0
BART NOX Annual- Hunter 1- v5.16 | 63 | 7175 | Rate Constraint in lbs/MMBtu | FALSE | L | Annual | Generation | TWh | 3.2649 | 3.2464 | 3.2464 | 3.2464 | 3.2464 | 3.2464 | 0 | 0
BART NOX Annual- Hunter 1- v5.16 | 63 | 7175 | Rate Constraint in lbs/MMBtu | FALSE | L | Annual | Qualifying Generation | TWh | 3.2649 | 3.2464 | 3.2464 | 3.2464 | 3.2464 | 3.2464 | 0 | 0
BART NOX Annual- Hunter 1- v5.16 | 63 | 7175 | Rate Constraint in lbs/MMBtu | FALSE | L | Annual | Rate | lb/MWh | 2.1152 | 0.51688 | 0.51688 | 0.51688 | 0.51688 | 0.51688 | 0 | 0
BART NOX Annual- Hunter 1- v5.16 | 63 | 7175 | Rate Constraint in lbs/MMBtu | FALSE | L | Annual | Constraint Shadow Price | US2019$/Ton | 0 | 0 | 0 | 0 | 0 | 0 | 0 | 0
BART NOX Annual- Hunter 2- v5.16 | 64 | 7176 | Rate Constraint in lbs/MMBtu | FALSE | L | Annual | Seasons Included | Seasons | Winter, WintShld, Summer | Winter, WintShld, Summer | Winter, WintShld, Summer | Winter, WintShld, Summer | Winter, WintShld, Summer | Winter, WintShld, Summer | Winter, WintShld, Summer | Winter, WintShld, Summer
BART NOX Annual- Hunter 2- v5.16 | 64 | 7176 | Rate Constraint in lbs/MMBtu | FALSE | L | Annual | Standard NOX | lb/MMBtu | 0.26 | 0.26 | 0.26 | 0.26 | 0.26 | 0.26 | 0.26 | 0.26
BART NOX Annual- Hunter 2- v5.16 | 64 | 7176 | Rate Constraint in lbs/MMBtu | FALSE | L | Annual | Emissions at Affected Plants NOX | Thousand Tons | 3.0664 | 0.76335 | 0.76335 | 0.76335 | 0.76335 | 0.76335 | 0 | 0
BART NOX Annual- Hunter 2- v5.16 | 64 | 7176 | Rate Constraint in lbs/MMBtu | FALSE | L | Annual | Allowances Purchased NOX | Thousand Tons | 0 | 0 | 0 | 0 | 0 | 0 | 0 | 0
BART NOX Annual- Hunter 2- v5.16 | 64 | 7176 | Rate Constraint in lbs/MMBtu | FALSE | L | Annual | Allowances Sold NOX | Thousand Tons | 0 | 0 | 0 | 0 | 0 | 0 | 0 | 0
BART NOX Annual- Hunter 2- v5.16 | 64 | 7176 | Rate Constraint in lbs/MMBtu | FALSE | L | Annual | Allowances Banked | Thousand Tons | 0 | 0 | 0 | 0 | 0 | 0 | 0 | 0
BART NOX Annual- Hunter 2- v5.16 | 64 | 7176 | Rate Constraint in lbs/MMBtu | FALSE | L | Annual | Allowances Withdrawn (1:1) | Thousand Tons | 0 | 0 | 0 | 0 | 0 | 0 | 0 | 0
BART NOX Annual- Hunter 2- v5.16 | 64 | 7176 | Rate Constraint in lbs/MMBtu | FALSE | L | Annual | Allowances Withdrawn (n:1) | Thousand Tons | 0 | 0 | 0 | 0 | 0 | 0 | 0 | 0
BART NOX Annual- Hunter 2- v5.16 | 64 | 7176 | Rate Constraint in lbs/MMBtu | FALSE | L | Annual | Net Emissions Allowance Position | Thousand Tons | 3.0664 | 0.76335 | 0.76335 | 0.76335 | 0.76335 | 0.76335 | 0 | 0
BART NOX Annual- Hunter 2- v5.16 | 64 | 7176 | Rate Constraint in lbs/MMBtu | FALSE | L | Annual | Fuel Consumed | TBtu | 30.534 | 30.534 | 30.534 | 30.534 | 30.534 | 30.534 | 0 | 0
BART NOX Annual- Hunter 2- v5.16 | 64 | 7176 | Rate Constraint in lbs/MMBtu | FALSE | L | Annual | Rate | lb/MMBtu | 0.20085 | 0.05 | 0.05 | 0.05 | 0.05 | 0.05 | 0 | 0
BART NOX Annual- Hunter 2- v5.16 | 64 | 7176 | Rate Constraint in lbs/MMBtu | FALSE | L | Annual | Generation | TWh | 2.9807 | 2.9638 | 2.9638 | 2.9638 | 2.9638 | 2.9638 | 0 | 0
BART NOX Annual- Hunter 2- v5.16 | 64 | 7176 | Rate Constraint in lbs/MMBtu | FALSE | L | Annual | Qualifying Generation | TWh | 2.9807 | 2.9638 | 2.9638 | 2.9638 | 2.9638 | 2.9638 | 0 | 0
BART NOX Annual- Hunter 2- v5.16 | 64 | 7176 | Rate Constraint in lbs/MMBtu | FALSE | L | Annual | Rate | lb/MWh | 2.0575 | 0.51511 | 0.51511 | 0.51511 | 0.51511 | 0.51511 | 0 | 0
BART NOX Annual- Hunter 2- v5.16 | 64 | 7176 | Rate Constraint in lbs/MMBtu | FALSE | L | Annual | Constraint Shadow Price | US2019$/Ton | 0 | 0 | 0 | 0 | 0 | 0 | 0 | 0
BART NOX Annual- Hunter 3- v6.17 | 65 | 7177 | Rate Constraint in lbs/MMBtu | FALSE | L | Annual | Seasons Included | Seasons | Winter, WintShld, Summer | Winter, WintShld, Summer | Winter, WintShld, Summer | Winter, WintShld, Summer | Winter, WintShld, Summer | Winter, WintShld, Summer | Winter, WintShld, Summer | Winter, WintShld, Summer
BART NOX Annual- Hunter 3- v6.17 | 65 | 7177 | Rate Constraint in lbs/MMBtu | FALSE | L | Annual | Standard NOX | lb/MMBtu | 0.34 | 0.34 | 0.34 | 0.34 | 0.34 | 0.34 | 0.34 | 0.34
BART NOX Annual- Hunter 3- v6.17 | 65 | 7177 | Rate Constraint in lbs/MMBtu | FALSE | L | Annual | Emissions at Affected Plants NOX | Thousand Tons | 4.6378 | 0.80959 | 0.6592 | 0.68079 | 0.80959 | 0.80959 | 0 | 0
BART NOX Annual- Hunter 3- v6.17 | 65 | 7177 | Rate Constraint in lbs/MMBtu | FALSE | L | Annual | Allowances Purchased NOX | Thousand Tons | 0 | 0 | 0 | 0 | 0 | 0 | 0 | 0
BART NOX Annual- Hunter 3- v6.17 | 65 | 7177 | Rate Constraint in lbs/MMBtu | FALSE | L | Annual | Allowances Sold NOX | Thousand Tons | 0 | 0 | 0 | 0 | 0 | 0 | 0 | 0
BART NOX Annual- Hunter 3- v6.17 | 65 | 7177 | Rate Constraint in lbs/MMBtu | FALSE | L | Annual | Allowances Banked | Thousand Tons | 0 | 0 | 0 | 0 | 0 | 0 | 0 | 0
BART NOX Annual- Hunter 3- v6.17 | 65 | 7177 | Rate Constraint in lbs/MMBtu | FALSE | L | Annual | Allowances Withdrawn (1:1) | Thousand Tons | 0 | 0 | 0 | 0 | 0 | 0 | 0 | 0
BART NOX Annual- Hunter 3- v6.17 | 65 | 7177 | Rate Constraint in lbs/MMBtu | FALSE | L | Annual | Allowances Withdrawn (n:1) | Thousand Tons | 0 | 0 | 0 | 0 | 0 | 0 | 0 | 0
BART NOX Annual- Hunter 3- v6.17 | 65 | 7177 | Rate Constraint in lbs/MMBtu | FALSE | L | Annual | Net Emissions Allowance Position | Thousand Tons | 4.6378 | 0.80959 | 0.6592 | 0.68079 | 0.80959 | 0.80959 | 0 | 0
BART NOX Annual- Hunter 3- v6.17 | 65 | 7177 | Rate Constraint in lbs/MMBtu | FALSE | L | Annual | Fuel Consumed | TBtu | 32.3836 | 32.3836 | 26.3679 | 27.2317 | 32.3836 | 32.3836 | 0 | 0
BART NOX Annual- Hunter 3- v6.17 | 65 | 7177 | Rate Constraint in lbs/MMBtu | FALSE | L | Annual | Rate | lb/MMBtu | 0.28643 | 0.05 | 0.05 | 0.05 | 0.05 | 0.05 | 0 | 0
BART NOX Annual- Hunter 3- v6.17 | 65 | 7177 | Rate Constraint in lbs/MMBtu | FALSE | L | Annual | Generation | TWh | 3.1886 | 3.1706 | 2.5817 | 2.6662 | 3.1706 | 3.1706 | 0 | 0
BART NOX Annual- Hunter 3- v6.17 | 65 | 7177 | Rate Constraint in lbs/MMBtu | FALSE | L | Annual | Qualifying Generation | TWh | 3.1886 | 3.1706 | 2.5817 | 2.6662 | 3.1706 | 3.1706 | 0 | 0
BART NOX Annual- Hunter 3- v6.17 | 65 | 7177 | Rate Constraint in lbs/MMBtu | FALSE | L | Annual | Rate | lb/MWh | 2.909 | 0.51068 | 0.51068 | 0.51068 | 0.51068 | 0.51068 | 0 | 0
BART NOX Annual- Hunter 3- v6.17 | 65 | 7177 | Rate Constraint in lbs/MMBtu | FALSE | L | Annual | Constraint Shadow Price | US2019$/Ton | 0 | 0 | 0 | 0 | 0 | 0 | 0 | 0
BART NOX Annual- Huntington 1- v5.16 | 66 | 7178 | Rate Constraint in lbs/MMBtu | FALSE | L | Annual | Seasons Included | Seasons | Winter, WintShld, Summer | Winter, WintShld, Summer | Winter, WintShld, Summer | Winter, WintShld, Summer | Winter, WintShld, Summer | Winter, WintShld, Summer | Winter, WintShld, Summer | Winter, WintShld, Summer
BART NOX Annual- Huntington 1- v5.16 | 66 | 7178 | Rate Constraint in lbs/MMBtu | FALSE | L | Annual | Standard NOX | lb/MMBtu | 0.26 | 0.26 | 0.26 | 0.26 | 0.26 | 0.26 | 0.26 | 0.26
BART NOX Annual- Huntington 1- v5.16 | 66 | 7178 | Rate Constraint in lbs/MMBtu | FALSE | L | Annual | Emissions at Affected Plants NOX | Thousand Tons | 3.2933 | 0.81793 | 0.81793 | 0.81793 | 0.81793 | 0 | 0 | 0
BART NOX Annual- Huntington 1- v5.16 | 66 | 7178 | Rate Constraint in lbs/MMBtu | FALSE | L | Annual | Allowances Purchased NOX | Thousand Tons | 0 | 0 | 0 | 0 | 0 | 0 | 0 | 0
BART NOX Annual- Huntington 1- v5.16 | 66 | 7178 | Rate Constraint in lbs/MMBtu | FALSE | L | Annual | Allowances Sold NOX | Thousand Tons | 0 | 0 | 0 | 0 | 0 | 0 | 0 | 0
BART NOX Annual- Huntington 1- v5.16 | 66 | 7178 | Rate Constraint in lbs/MMBtu | FALSE | L | Annual | Allowances Banked | Thousand Tons | 0 | 0 | 0 | 0 | 0 | 0 | 0 | 0
BART NOX Annual- Huntington 1- v5.16 | 66 | 7178 | Rate Constraint in lbs/MMBtu | FALSE | L | Annual | Allowances Withdrawn (1:1) | Thousand Tons | 0 | 0 | 0 | 0 | 0 | 0 | 0 | 0
BART NOX Annual- Huntington 1- v5.16 | 66 | 7178 | Rate Constraint in lbs/MMBtu | FALSE | L | Annual | Allowances Withdrawn (n:1) | Thousand Tons | 0 | 0 | 0 | 0 | 0 | 0 | 0 | 0
BART NOX Annual- Huntington 1- v5.16 | 66 | 7178 | Rate Constraint in lbs/MMBtu | FALSE | L | Annual | Net Emissions Allowance Position | Thousand Tons | 3.2933 | 0.81793 | 0.81793 | 0.81793 | 0.81793 | 0 | 0 | 0
BART NOX Annual- Huntington 1- v5.16 | 66 | 7178 | Rate Constraint in lbs/MMBtu | FALSE | L | Annual | Fuel Consumed | TBtu | 32.7173 | 32.7173 | 32.7173 | 32.7173 | 32.7173 | 0 | 0 | 0
BART NOX Annual- Huntington 1- v5.16 | 66 | 7178 | Rate Constraint in lbs/MMBtu | FALSE | L | Annual | Rate | lb/MMBtu | 0.20132 | 0.05 | 0.05 | 0.05 | 0.05 | 0 | 0 | 0
BART NOX Annual- Huntington 1- v5.16 | 66 | 7178 | Rate Constraint in lbs/MMBtu | FALSE | L | Annual | Generation | TWh | 3.1817 | 3.1637 | 3.1637 | 3.1637 | 3.1637 | 0 | 0 | 0
BART NOX Annual- Huntington 1- v5.16 | 66 | 7178 | Rate Constraint in lbs/MMBtu | FALSE | L | Annual | Qualifying Generation | TWh | 3.1817 | 3.1637 | 3.1637 | 3.1637 | 3.1637 | 0 | 0 | 0
BART NOX Annual- Huntington 1- v5.16 | 66 | 7178 | Rate Constraint in lbs/MMBtu | FALSE | L | Annual | Rate | lb/MWh | 2.0702 | 0.51708 | 0.51708 | 0.51708 | 0.51708 | 0 | 0 | 0
BART NOX Annual- Huntington 1- v5.16 | 66 | 7178 | Rate Constraint in lbs/MMBtu | FALSE | L | Annual | Constraint Shadow Price | US2019$/Ton | 0 | 0 | 0 | 0 | 0 | 0 | 0 | 0
BART NOX Annual- Huntington 2- v5.16 | 67 | 7179 | Rate Constraint in lbs/MMBtu | FALSE | L | Annual | Seasons Included | Seasons | Winter, WintShld, Summer | Winter, WintShld, Summer | Winter, WintShld, Summer | Winter, WintShld, Summer | Winter, WintShld, Summer | Winter, WintShld, Summer | Winter, WintShld, Summer | Winter, WintShld, Summer
BART NOX Annual- Huntington 2- v5.16 | 67 | 7179 | Rate Constraint in lbs/MMBtu | FALSE | L | Annual | Standard NOX | lb/MMBtu | 0.26 | 0.26 | 0.26 | 0.26 | 0.26 | 0.26 | 0.26 | 0.26
BART NOX Annual- Huntington 2- v5.16 | 67 | 7179 | Rate Constraint in lbs/MMBtu | FALSE | L | Annual | Emissions at Affected Plants NOX | Thousand Tons | 3.1712 | 0.80517 | 0.44824 | 0.47601 | 0.80517 | 0 | 0 | 0
BART NOX Annual- Huntington 2- v5.16 | 67 | 7179 | Rate Constraint in lbs/MMBtu | FALSE | L | Annual | Allowances Purchased NOX | Thousand Tons | 0 | 0 | 0 | 0 | 0 | 0 | 0 | 0
BART NOX Annual- Huntington 2- v5.16 | 67 | 7179 | Rate Constraint in lbs/MMBtu | FALSE | L | Annual | Allowances Sold NOX | Thousand Tons | 0 | 0 | 0 | 0 | 0 | 0 | 0 | 0
BART NOX Annual- Huntington 2- v5.16 | 67 | 7179 | Rate Constraint in lbs/MMBtu | FALSE | L | Annual | Allowances Banked | Thousand Tons | 0 | 0 | 0 | 0 | 0 | 0 | 0 | 0
BART NOX Annual- Huntington 2- v5.16 | 67 | 7179 | Rate Constraint in lbs/MMBtu | FALSE | L | Annual | Allowances Withdrawn (1:1) | Thousand Tons | 0 | 0 | 0 | 0 | 0 | 0 | 0 | 0
BART NOX Annual- Huntington 2- v5.16 | 67 | 7179 | Rate Constraint in lbs/MMBtu | FALSE | L | Annual | Allowances Withdrawn (n:1) | Thousand Tons | 0 | 0 | 0 | 0 | 0 | 0 | 0 | 0
BART NOX Annual- Huntington 2- v5.16 | 67 | 7179 | Rate Constraint in lbs/MMBtu | FALSE | L | Annual | Net Emissions Allowance Position | Thousand Tons | 3.1712 | 0.80517 | 0.44824 | 0.47601 | 0.80517 | 0 | 0 | 0
BART NOX Annual- Huntington 2- v5.16 | 67 | 7179 | Rate Constraint in lbs/MMBtu | FALSE | L | Annual | Fuel Consumed | TBtu | 32.2068 | 32.2068 | 17.9297 | 19.0406 | 32.2068 | 0 | 0 | 0
BART NOX Annual- Huntington 2- v5.16 | 67 | 7179 | Rate Constraint in lbs/MMBtu | FALSE | L | Annual | Rate | lb/MMBtu | 0.19693 | 0.05 | 0.05 | 0.05 | 0.05 | 0 | 0 | 0
BART NOX Annual- Huntington 2- v5.16 | 67 | 7179 | Rate Constraint in lbs/MMBtu | FALSE | L | Annual | Generation | TWh | 3.1193 | 3.1016 | 1.7267 | 1.8337 | 3.1016 | 0 | 0 | 0
BART NOX Annual- Huntington 2- v5.16 | 67 | 7179 | Rate Constraint in lbs/MMBtu | FALSE | L | Annual | Qualifying Generation | TWh | 3.1193 | 3.1016 | 1.7267 | 1.8337 | 3.1016 | 0 | 0 | 0
BART NOX Annual- Huntington 2- v5.16 | 67 | 7179 | Rate Constraint in lbs/MMBtu | FALSE | L | Annual | Rate | lb/MWh | 2.0333 | 0.5192 | 0.5192 | 0.5192 | 0.5192 | 0 | 0 | 0
BART NOX Annual- Huntington 2- v5.16 | 67 | 7179 | Rate Constraint in lbs/MMBtu | FALSE | L | Annual | Constraint Shadow Price | US2019$/Ton | 0 | 0 | 0 | 0 | 0 | 0 | 0 | 0
BART NOX Annual- Northport 1- v5.16 | 68 | 7187 | Rate Constraint in lbs/MMBtu | FALSE | L | Annual | Seasons Included | Seasons | Winter, WintShld, Summer | Winter, WintShld, Summer | Winter, WintShld, Summer | Winter, WintShld, Summer | Winter, WintShld, Summer | Winter, WintShld, Summer | Winter, WintShld, Summer | Winter, WintShld, Summer
BART NOX Annual- Northport 1- v5.16 | 68 | 7187 | Rate Constraint in lbs/MMBtu | FALSE | L | Annual | Standard NOX | lb/MMBtu | 0.1 | 0.1 | 0.1 | 0.1 | 0.1 | 0.1 | 0.1 | 0.1
BART NOX Annual- Northport 1- v5.16 | 68 | 7187 | Rate Constraint in lbs/MMBtu | FALSE | L | Annual | Emissions at Affected Plants NOX | Thousand Tons | 0.14046 | 0.11229 | 0 | 0 | 0 | 0 | 0 | 0
BART NOX Annual- Northport 1- v5.16 | 68 | 7187 | Rate Constraint in lbs/MMBtu | FALSE | L | Annual | Allowances Purchased NOX | Thousand Tons | 0 | 0 | 0 | 0 | 0 | 0 | 0 | 0
BART NOX Annual- Northport 1- v5.16 | 68 | 7187 | Rate Constraint in lbs/MMBtu | FALSE | L | Annual | Allowances Sold NOX | Thousand Tons | 0 | 0 | 0 | 0 | 0 | 0 | 0 | 0
BART NOX Annual- Northport 1- v5.16 | 68 | 7187 | Rate Constraint in lbs/MMBtu | FALSE | L | Annual | Allowances Banked | Thousand Tons | 0 | 0 | 0 | 0 | 0 | 0 | 0 | 0
BART NOX Annual- Northport 1- v5.16 | 68 | 7187 | Rate Constraint in lbs/MMBtu | FALSE | L | Annual | Allowances Withdrawn (1:1) | Thousand Tons | 0 | 0 | 0 | 0 | 0 | 0 | 0 | 0
BART NOX Annual- Northport 1- v5.16 | 68 | 7187 | Rate Constraint in lbs/MMBtu | FALSE | L | Annual | Allowances Withdrawn (n:1) | Thousand Tons | 0 | 0 | 0 | 0 | 0 | 0 | 0 | 0
BART NOX Annual- Northport 1- v5.16 | 68 | 7187 | Rate Constraint in lbs/MMBtu | FALSE | L | Annual | Net Emissions Allowance Position | Thousand Tons | 0.14046 | 0.11229 | 0 | 0 | 0 | 0 | 0 | 0
BART NOX Annual- Northport 1- v5.16 | 68 | 7187 | Rate Constraint in lbs/MMBtu | FALSE | L | Annual | Fuel Consumed | TBtu | 4.3541 | 3.4808 | 0 | 0 | 0 | 0 | 0 | 0
BART NOX Annual- Northport 1- v5.16 | 68 | 7187 | Rate Constraint in lbs/MMBtu | FALSE | L | Annual | Rate | lb/MMBtu | 0.06452 | 0.06452 | 0 | 0 | 0 | 0 | 0 | 0
BART NOX Annual- Northport 1- v5.16 | 68 | 7187 | Rate Constraint in lbs/MMBtu | FALSE | L | Annual | Generation | TWh | 0.40567 | 0.3243 | 0 | 0 | 0 | 0 | 0 | 0
BART NOX Annual- Northport 1- v5.16 | 68 | 7187 | Rate Constraint in lbs/MMBtu | FALSE | L | Annual | Qualifying Generation | TWh | 0.40567 | 0.3243 | 0 | 0 | 0 | 0 | 0 | 0
BART NOX Annual- Northport 1- v5.16 | 68 | 7187 | Rate Constraint in lbs/MMBtu | FALSE | L | Annual | Rate | lb/MWh | 0.69249 | 0.69249 | 0 | 0 | 0 | 0 | 0 | 0
BART NOX Annual- Northport 1- v5.16 | 68 | 7187 | Rate Constraint in lbs/MMBtu | FALSE | L | Annual | Constraint Shadow Price | US2019$/Ton | 0 | 0 | 0 | 0 | 0 | 0 | 0 | 0
BART NOX Annual- Northport 2- v5.16 | 69 | 7188 | Rate Constraint in lbs/MMBtu | FALSE | L | Annual | Seasons Included | Seasons | Winter, WintShld, Summer | Winter, WintShld, Summer | Winter, WintShld, Summer | Winter, WintShld, Summer | Winter, WintShld, Summer | Winter, WintShld, Summer | Winter, WintShld, Summer | Winter, WintShld, Summer
BART NOX Annual- Northport 2- v5.16 | 69 | 7188 | Rate Constraint in lbs/MMBtu | FALSE | L | Annual | Standard NOX | lb/MMBtu | 0.1 | 0.1 | 0.1 | 0.1 | 0.1 | 0.1 | 0.1 | 0.1
BART NOX Annual- Northport 2- v5.16 | 69 | 7188 | Rate Constraint in lbs/MMBtu | FALSE | L | Annual | Emissions at Affected Plants NOX | Thousand Tons | 0.13401 | 0.10713 | 0.073517 | 0 | 0 | 0 | 0 | 0
BART NOX Annual- Northport 2- v5.16 | 69 | 7188 | Rate Constraint in lbs/MMBtu | FALSE | L | Annual | Allowances Purchased NOX | Thousand Tons | 0 | 0 | 0 | 0 | 0 | 0 | 0 | 0
BART NOX Annual- Northport 2- v5.16 | 69 | 7188 | Rate Constraint in lbs/MMBtu | FALSE | L | Annual | Allowances Sold NOX | Thousand Tons | 0 | 0 | 0 | 0 | 0 | 0 | 0 | 0
BART NOX Annual- Northport 2- v5.16 | 69 | 7188 | Rate Constraint in lbs/MMBtu | FALSE | L | Annual | Allowances Banked | Thousand Tons | 0 | 0 | 0 | 0 | 0 | 0 | 0 | 0
BART NOX Annual- Northport 2- v5.16 | 69 | 7188 | Rate Constraint in lbs/MMBtu | FALSE | L | Annual | Allowances Withdrawn (1:1) | Thousand Tons | 0 | 0 | 0 | 0 | 0 | 0 | 0 | 0
BART NOX Annual- Northport 2- v5.16 | 69 | 7188 | Rate Constraint in lbs/MMBtu | FALSE | L | Annual | Allowances Withdrawn (n:1) | Thousand Tons | 0 | 0 | 0 | 0 | 0 | 0 | 0 | 0
BART NOX Annual- Northport 2- v5.16 | 69 | 7188 | Rate Constraint in lbs/MMBtu | FALSE | L | Annual | Net Emissions Allowance Position | Thousand Tons | 0.13401 | 0.10713 | 0.073517 | 0 | 0 | 0 | 0 | 0
BART NOX Annual- Northport 2- v5.16 | 69 | 7188 | Rate Constraint in lbs/MMBtu | FALSE | L | Annual | Fuel Consumed | TBtu | 4.3679 | 3.4918 | 2.3962 | 0 | 0 | 0 | 0 | 0
BART NOX Annual- Northport 2- v5.16 | 69 | 7188 | Rate Constraint in lbs/MMBtu | FALSE | L | Annual | Rate | lb/MMBtu | 0.06136 | 0.06136 | 0.06136 | 0 | 0 | 0 | 0 | 0
BART NOX Annual- Northport 2- v5.16 | 69 | 7188 | Rate Constraint in lbs/MMBtu | FALSE | L | Annual | Generation | TWh | 0.40466 | 0.32349 | 0.222 | 0 | 0 | 0 | 0 | 0
BART NOX Annual- Northport 2- v5.16 | 69 | 7188 | Rate Constraint in lbs/MMBtu | FALSE | L | Annual | Qualifying Generation | TWh | 0.40466 | 0.32349 | 0.222 | 0 | 0 | 0 | 0 | 0
BART NOX Annual- Northport 2- v5.16 | 69 | 7188 | Rate Constraint in lbs/MMBtu | FALSE | L | Annual | Rate | lb/MWh | 0.66232 | 0.66232 | 0.66232 | 0 | 0 | 0 | 0 | 0
BART NOX Annual- Northport 2- v5.16 | 69 | 7188 | Rate Constraint in lbs/MMBtu | FALSE | L | Annual | Constraint Shadow Price | US2019$/Ton | 0 | 0 | 0 | 0 | 0 | 0 | 0 | 0
BART NOX Annual- Northport 3- v5.16 | 70 | 7189 | Rate Constraint in lbs/MMBtu | FALSE | L | Annual | Seasons Included | Seasons | Winter, WintShld, Summer | Winter, WintShld, Summer | Winter, WintShld, Summer | Winter, WintShld, Summer | Winter, WintShld, Summer | Winter, WintShld, Summer | Winter, WintShld, Summer | Winter, WintShld, Summer
BART NOX Annual- Northport 3- v5.16 | 70 | 7189 | Rate Constraint in lbs/MMBtu | FALSE | L | Annual | Standard NOX | lb/MMBtu | 0.1 | 0.1 | 0.1 | 0.1 | 0.1 | 0.1 | 0.1 | 0.1
BART NOX Annual- Northport 3- v5.16 | 70 | 7189 | Rate Constraint in lbs/MMBtu | FALSE | L | Annual | Emissions at Affected Plants NOX | Thousand Tons | 0.13601 | 0.10873 | 0.074613 | 0 | 0 | 0 | 0 | 0
BART NOX Annual- Northport 3- v5.16 | 70 | 7189 | Rate Constraint in lbs/MMBtu | FALSE | L | Annual | Allowances Purchased NOX | Thousand Tons | 0 | 0 | 0 | 0 | 0 | 0 | 0 | 0
BART NOX Annual- Northport 3- v5.16 | 70 | 7189 | Rate Constraint in lbs/MMBtu | FALSE | L | Annual | Allowances Sold NOX | Thousand Tons | 0 | 0 | 0 | 0 | 0 | 0 | 0 | 0
BART NOX Annual- Northport 3- v5.16 | 70 | 7189 | Rate Constraint in lbs/MMBtu | FALSE | L | Annual | Allowances Banked | Thousand Tons | 0 | 0 | 0 | 0 | 0 | 0 | 0 | 0
BART NOX Annual- Northport 3- v5.16 | 70 | 7189 | Rate Constraint in lbs/MMBtu | FALSE | L | Annual | Allowances Withdrawn (1:1) | Thousand Tons | 0 | 0 | 0 | 0 | 0 | 0 | 0 | 0
BART NOX Annual- Northport 3- v5.16 | 70 | 7189 | Rate Constraint in lbs/MMBtu | FALSE | L | Annual | Allowances Withdrawn (n:1) | Thousand Tons | 0 | 0 | 0 | 0 | 0 | 0 | 0 | 0
BART NOX Annual- Northport 3- v5.16 | 70 | 7189 | Rate Constraint in lbs/MMBtu | FALSE | L | Annual | Net Emissions Allowance Position | Thousand Tons | 0.13601 | 0.10873 | 0.074613 | 0 | 0 | 0 | 0 | 0
BART NOX Annual- Northport 3- v5.16 | 70 | 7189 | Rate Constraint in lbs/MMBtu | FALSE | L | Annual | Fuel Consumed | TBtu | 4.2349 | 3.3855 | 2.3233 | 0 | 0 | 0 | 0 | 0
BART NOX Annual- Northport 3- v5.16 | 70 | 7189 | Rate Constraint in lbs/MMBtu | FALSE | L | Annual | Rate | lb/MMBtu | 0.06423 | 0.06423 | 0.06423 | 0 | 0 | 0 | 0 | 0
BART NOX Annual- Northport 3- v5.16 | 70 | 7189 | Rate Constraint in lbs/MMBtu | FALSE | L | Annual | Generation | TWh | 0.39553 | 0.3162 | 0.21699 | 0 | 0 | 0 | 0 | 0
BART NOX Annual- Northport 3- v5.16 | 70 | 7189 | Rate Constraint in lbs/MMBtu | FALSE | L | Annual | Qualifying Generation | TWh | 0.39553 | 0.3162 | 0.21699 | 0 | 0 | 0 | 0 | 0
BART NOX Annual- Northport 3- v5.16 | 70 | 7189 | Rate Constraint in lbs/MMBtu | FALSE | L | Annual | Rate | lb/MWh | 0.68771 | 0.68771 | 0.68771 | 0 | 0 | 0 | 0 | 0
BART NOX Annual- Northport 3- v5.16 | 70 | 7189 | Rate Constraint in lbs/MMBtu | FALSE | L | Annual | Constraint Shadow Price | US2019$/Ton | 0 | 0 | 0 | 0 | 0 | 0 | 0 | 0
BART NOX Annual- Northport 4- v5.16 | 71 | 7190 | Rate Constraint in lbs/MMBtu | FALSE | L | Annual | Seasons Included | Seasons | Winter, WintShld, Summer | Winter, WintShld, Summer | Winter, WintShld, Summer | Winter, WintShld, Summer | Winter, WintShld, Summer | Winter, WintShld, Summer | Winter, WintShld, Summer | Winter, WintShld, Summer
BART NOX Annual- Northport 4- v5.16 | 71 | 7190 | Rate Constraint in lbs/MMBtu | FALSE | L | Annual | Standard NOX | lb/MMBtu | 0.1 | 0.1 | 0.1 | 0.1 | 0.1 | 0.1 | 0.1 | 0.1
BART NOX Annual- Northport 4- v5.16 | 71 | 7190 | Rate Constraint in lbs/MMBtu | FALSE | L | Annual | Emissions at Affected Plants NOX | Thousand Tons | 0.10492 | 0.089982 | 0.20186 | 0.063287 | 0 | 0 | 0 | 0
BART NOX Annual- Northport 4- v5.16 | 71 | 7190 | Rate Constraint in lbs/MMBtu | FALSE | L | Annual | Allowances Purchased NOX | Thousand Tons | 0 | 0 | 0 | 0 | 0 | 0 | 0 | 0
BART NOX Annual- Northport 4- v5.16 | 71 | 7190 | Rate Constraint in lbs/MMBtu | FALSE | L | Annual | Allowances Sold NOX | Thousand Tons | 0 | 0 | 0 | 0 | 0 | 0 | 0 | 0
BART NOX Annual- Northport 4- v5.16 | 71 | 7190 | Rate Constraint in lbs/MMBtu | FALSE | L | Annual | Allowances Banked | Thousand Tons | 0 | 0 | 0 | 0 | 0 | 0 | 0 | 0
BART NOX Annual- Northport 4- v5.16 | 71 | 7190 | Rate Constraint in lbs/MMBtu | FALSE | L | Annual | Allowances Withdrawn (1:1) | Thousand Tons | 0 | 0 | 0 | 0 | 0 | 0 | 0 | 0
BART NOX Annual- Northport 4- v5.16 | 71 | 7190 | Rate Constraint in lbs/MMBtu | FALSE | L | Annual | Allowances Withdrawn (n:1) | Thousand Tons | 0 | 0 | 0 | 0 | 0 | 0 | 0 | 0
BART NOX Annual- Northport 4- v5.16 | 71 | 7190 | Rate Constraint in lbs/MMBtu | FALSE | L | Annual | Net Emissions Allowance Position | Thousand Tons | 0.10492 | 0.089982 | 0.20186 | 0.063287 | 0 | 0 | 0 | 0
BART NOX Annual- Northport 4- v5.16 | 71 | 7190 | Rate Constraint in lbs/MMBtu | FALSE | L | Annual | Fuel Consumed | TBtu | 4.2161 | 3.6159 | 8.1118 | 2.5432 | 0 | 0 | 0 | 0
BART NOX Annual- Northport 4- v5.16 | 71 | 7190 | Rate Constraint in lbs/MMBtu | FALSE | L | Annual | Rate | lb/MMBtu | 0.04977 | 0.04977 | 0.04977 | 0.04977 | 0 | 0 | 0 | 0
BART NOX Annual- Northport 4- v5.16 | 71 | 7190 | Rate Constraint in lbs/MMBtu | FALSE | L | Annual | Generation | TWh | 0.39756 | 0.34096 | 0.7649 | 0.23981 | 0 | 0 | 0 | 0
BART NOX Annual- Northport 4- v5.16 | 71 | 7190 | Rate Constraint in lbs/MMBtu | FALSE | L | Annual | Qualifying Generation | TWh | 0.39756 | 0.34096 | 0.7649 | 0.23981 | 0 | 0 | 0 | 0
BART NOX Annual- Northport 4- v5.16 | 71 | 7190 | Rate Constraint in lbs/MMBtu | FALSE | L | Annual | Rate | lb/MWh | 0.52781 | 0.52781 | 0.52781 | 0.52781 | 0 | 0 | 0 | 0
BART NOX Annual- Northport 4- v5.16 | 71 | 7190 | Rate Constraint in lbs/MMBtu | FALSE | L | Annual | Constraint Shadow Price | US2019$/Ton | 0 | 0 | 0 | 0 | 0 | 0 | 0 | 0
BART NOX Annual- Ravenswood 1- v5.16 | 72 | 7183 | Rate Constraint in lbs/MMBtu | FALSE | L | Annual | Seasons Included | Seasons | Winter, WintShld, Summer | Winter, WintShld, Summer | Winter, WintShld, Summer | Winter, WintShld, Summer | Winter, WintShld, Summer | Winter, WintShld, Summer | Winter, WintShld, Summer | Winter, WintShld, Summer
BART NOX Annual- Ravenswood 1- v5.16 | 72 | 7183 | Rate Constraint in lbs/MMBtu | FALSE | L | Annual | Standard NOX | lb/MMBtu | 0.15 | 0.15 | 0.15 | 0.15 | 0.15 | 0.15 | 0.15 | 0.15
BART NOX Annual- Ravenswood 1- v5.16 | 72 | 7183 | Rate Constraint in lbs/MMBtu | FALSE | L | Annual | Emissions at Affected Plants NOX | Thousand Tons | 0.099191 | 0.012647 | 0 | 0 | 0 | 0 | 0 | 0
BART NOX Annual- Ravenswood 1- v5.16 | 72 | 7183 | Rate Constraint in lbs/MMBtu | FALSE | L | Annual | Allowances Purchased NOX | Thousand Tons | 0 | 0 | 0 | 0 | 0 | 0 | 0 | 0
BART NOX Annual- Ravenswood 1- v5.16 | 72 | 7183 | Rate Constraint in lbs/MMBtu | FALSE | L | Annual | Allowances Sold NOX | Thousand Tons | 0 | 0 | 0 | 0 | 0 | 0 | 0 | 0
BART NOX Annual- Ravenswood 1- v5.16 | 72 | 7183 | Rate Constraint in lbs/MMBtu | FALSE | L | Annual | Allowances Banked | Thousand Tons | 0 | 0 | 0 | 0 | 0 | 0 | 0 | 0
BART NOX Annual- Ravenswood 1- v5.16 | 72 | 7183 | Rate Constraint in lbs/MMBtu | FALSE | L | Annual | Allowances Withdrawn (1:1) | Thousand Tons | 0 | 0 | 0 | 0 | 0 | 0 | 0 | 0
BART NOX Annual- Ravenswood 1- v5.16 | 72 | 7183 | Rate Constraint in lbs/MMBtu | FALSE | L | Annual | Allowances Withdrawn (n:1) | Thousand Tons | 0 | 0 | 0 | 0 | 0 | 0 | 0 | 0
BART NOX Annual- Ravenswood 1- v5.16 | 72 | 7183 | Rate Constraint in lbs/MMBtu | FALSE | L | Annual | Net Emissions Allowance Position | Thousand Tons | 0.099191 | 0.012647 | 0 | 0 | 0 | 0 | 0 | 0
BART NOX Annual- Ravenswood 1- v5.16 | 72 | 7183 | Rate Constraint in lbs/MMBtu | FALSE | L | Annual | Fuel Consumed | TBtu | 3.0896 | 0.39394 | 0 | 0 | 0 | 0 | 0 | 0
BART NOX Annual- Ravenswood 1- v5.16 | 72 | 7183 | Rate Constraint in lbs/MMBtu | FALSE | L | Annual | Rate | lb/MMBtu | 0.06421 | 0.06421 | 0 | 0 | 0 | 0 | 0 | 0
BART NOX Annual- Ravenswood 1- v5.16 | 72 | 7183 | Rate Constraint in lbs/MMBtu | FALSE | L | Annual | Generation | TWh | 0.28049 | 0.035764 | 0 | 0 | 0 | 0 | 0 | 0
BART NOX Annual- Ravenswood 1- v5.16 | 72 | 7183 | Rate Constraint in lbs/MMBtu | FALSE | L | Annual | Qualifying Generation | TWh | 0.28049 | 0.035764 | 0 | 0 | 0 | 0 | 0 | 0
BART NOX Annual- Ravenswood 1- v5.16 | 72 | 7183 | Rate Constraint in lbs/MMBtu | FALSE | L | Annual | Rate | lb/MWh | 0.70727 | 0.70727 | 0 | 0 | 0 | 0 | 0 | 0
BART NOX Annual- Ravenswood 1- v5.16 | 72 | 7183 | Rate Constraint in lbs/MMBtu | FALSE | L | Annual | Constraint Shadow Price | US2019$/Ton | 0 | 0 | 0 | 0 | 0 | 0 | 0 | 0
BART NOX Annual- Ravenswood 2- v5.16 | 73 | 7184 | Rate Constraint in lbs/MMBtu | FALSE | L | Annual | Seasons Included | Seasons | Winter, WintShld, Summer | Winter, WintShld, Summer | Winter, WintShld, Summer | Winter, WintShld, Summer | Winter, WintShld, Summer | Winter, WintShld, Summer | Winter, WintShld, Summer | Winter, WintShld, Summer
BART NOX Annual- Ravenswood 2- v5.16 | 73 | 7184 | Rate Constraint in lbs/MMBtu | FALSE | L | Annual | Standard NOX | lb/MMBtu | 0.15 | 0.15 | 0.15 | 0.15 | 0.15 | 0.15 | 0.15 | 0.15
BART NOX Annual- Ravenswood 2- v5.16 | 73 | 7184 | Rate Constraint in lbs/MMBtu | FALSE | L | Annual | Emissions at Affected Plants NOX | Thousand Tons | 0.086849 | 0 | 0 | 0 | 0 | 0 | 0 | 0
BART NOX Annual- Ravenswood 2- v5.16 | 73 | 7184 | Rate Constraint in lbs/MMBtu | FALSE | L | Annual | Allowances Purchased NOX | Thousand Tons | 0 | 0 | 0 | 0 | 0 | 0 | 0 | 0
BART NOX Annual- Ravenswood 2- v5.16 | 73 | 7184 | Rate Constraint in lbs/MMBtu | FALSE | L | Annual | Allowances Sold NOX | Thousand Tons | 0 | 0 | 0 | 0 | 0 | 0 | 0 | 0
BART NOX Annual- Ravenswood 2- v5.16 | 73 | 7184 | Rate Constraint in lbs/MMBtu | FALSE | L | Annual | Allowances Banked | Thousand Tons | 0 | 0 | 0 | 0 | 0 | 0 | 0 | 0
BART NOX Annual- Ravenswood 2- v5.16 | 73 | 7184 | Rate Constraint in lbs/MMBtu | FALSE | L | Annual | Allowances Withdrawn (1:1) | Thousand Tons | 0 | 0 | 0 | 0 | 0 | 0 | 0 | 0
BART NOX Annual- Ravenswood 2- v5.16 | 73 | 7184 | Rate Constraint in lbs/MMBtu | FALSE | L | Annual | Allowances Withdrawn (n:1) | Thousand Tons | 0 | 0 | 0 | 0 | 0 | 0 | 0 | 0
BART NOX Annual- Ravenswood 2- v5.16 | 73 | 7184 | Rate Constraint in lbs/MMBtu | FALSE | L | Annual | Net Emissions Allowance Position | Thousand Tons | 0.086849 | 0 | 0 | 0 | 0 | 0 | 0 | 0
BART NOX Annual- Ravenswood 2- v5.16 | 73 | 7184 | Rate Constraint in lbs/MMBtu | FALSE | L | Annual | Fuel Consumed | TBtu | 2.584 | 0 | 0 | 0 | 0 | 0 | 0 | 0
BART NOX Annual- Ravenswood 2- v5.16 | 73 | 7184 | Rate Constraint in lbs/MMBtu | FALSE | L | Annual | Rate | lb/MMBtu | 0.06722 | 0 | 0 | 0 | 0 | 0 | 0 | 0
BART NOX Annual- Ravenswood 2- v5.16 | 73 | 7184 | Rate Constraint in lbs/MMBtu | FALSE | L | Annual | Generation | TWh | 0.23421 | 0 | 0 | 0 | 0 | 0 | 0 | 0
BART NOX Annual- Ravenswood 2- v5.16 | 73 | 7184 | Rate Constraint in lbs/MMBtu | FALSE | L | Annual | Qualifying Generation | TWh | 0.23421 | 0 | 0 | 0 | 0 | 0 | 0 | 0
BART NOX Annual- Ravenswood 2- v5.16 | 73 | 7184 | Rate Constraint in lbs/MMBtu | FALSE | L | Annual | Rate | lb/MWh | 0.74164 | 0 | 0 | 0 | 0 | 0 | 0 | 0
BART NOX Annual- Ravenswood 2- v5.16 | 73 | 7184 | Rate Constraint in lbs/MMBtu | FALSE | L | Annual | Constraint Shadow Price | US2019$/Ton | 0 | 0 | 0 | 0 | 0 | 0 | 0 | 0
BART NOX Annual- Ravenswood 3- v5.16 | 74 | 7185 | Rate Constraint in lbs/MMBtu | FALSE | L | Annual | Seasons Included | Seasons | Winter, WintShld, Summer | Winter, WintShld, Summer | Winter, WintShld, Summer | Winter, WintShld, Summer | Winter, WintShld, Summer | Winter, WintShld, Summer | Winter, WintShld, Summer | Winter, WintShld, Summer
BART NOX Annual- Ravenswood 3- v5.16 | 74 | 7185 | Rate Constraint in lbs/MMBtu | FALSE | L | Annual | Standard NOX | lb/MMBtu | 0.15 | 0.15 | 0.15 | 0.15 | 0.15 | 0.15 | 0.15 | 0.15
BART NOX Annual- Ravenswood 3- v5.16 | 74 | 7185 | Rate Constraint in lbs/MMBtu | FALSE | L | Annual | Emissions at Affected Plants NOX | Thousand Tons | 0.23689 | 0.23689 | 0 | 0 | 0 | 0 | 0 | 0
BART NOX Annual- Ravenswood 3- v5.16 | 74 | 7185 | Rate Constraint in lbs/MMBtu | FALSE | L | Annual | Allowances Purchased NOX | Thousand Tons | 0 | 0 | 0 | 0 | 0 | 0 | 0 | 0
BART NOX Annual- Ravenswood 3- v5.16 | 74 | 7185 | Rate Constraint in lbs/MMBtu | FALSE | L | Annual | Allowances Sold NOX | Thousand Tons | 0 | 0 | 0 | 0 | 0 | 0 | 0 | 0
BART NOX Annual- Ravenswood 3- v5.16 | 74 | 7185 | Rate Constraint in lbs/MMBtu | FALSE | L | Annual | Allowances Banked | Thousand Tons | 0 | 0 | 0 | 0 | 0 | 0 | 0 | 0
BART NOX Annual- Ravenswood 3- v5.16 | 74 | 7185 | Rate Constraint in lbs/MMBtu | FALSE | L | Annual | Allowances Withdrawn (1:1) | Thousand Tons | 0 | 0 | 0 | 0 | 0 | 0 | 0 | 0
BART NOX Annual- Ravenswood 3- v5.16 | 74 | 7185 | Rate Constraint in lbs/MMBtu | FALSE | L | Annual | Allowances Withdrawn (n:1) | Thousand Tons | 0 | 0 | 0 | 0 | 0 | 0 | 0 | 0
BART NOX Annual- Ravenswood 3- v5.16 | 74 | 7185 | Rate Constraint in lbs/MMBtu | FALSE | L | Annual | Net Emissions Allowance Position | Thousand Tons | 0.23689 | 0.23689 | 0 | 0 | 0 | 0 | 0 | 0
BART NOX Annual- Ravenswood 3- v5.16 | 74 | 7185 | Rate Constraint in lbs/MMBtu | FALSE | L | Annual | Fuel Consumed | TBtu | 6.7576 | 6.7576 | 0 | 0 | 0 | 0 | 0 | 0
BART NOX Annual- Ravenswood 3- v5.16 | 74 | 7185 | Rate Constraint in lbs/MMBtu | FALSE | L | Annual | Rate | lb/MMBtu | 0.07011 | 0.07011 | 0 | 0 | 0 | 0 | 0 | 0
BART NOX Annual- Ravenswood 3- v5.16 | 74 | 7185 | Rate Constraint in lbs/MMBtu | FALSE | L | Annual | Generation | TWh | 0.6126 | 0.6126 | 0 | 0 | 0 | 0 | 0 | 0
BART NOX Annual- Ravenswood 3- v5.16 | 74 | 7185 | Rate Constraint in lbs/MMBtu | FALSE | L | Annual | Qualifying Generation | TWh | 0.6126 | 0.6126 | 0 | 0 | 0 | 0 | 0 | 0
BART NOX Annual- Ravenswood 3- v5.16 | 74 | 7185 | Rate Constraint in lbs/MMBtu | FALSE | L | Annual | Rate | lb/MWh | 0.77338 | 0.77338 | 0 | 0 | 0 | 0 | 0 | 0
BART NOX Annual- Ravenswood 3- v5.16 | 74 | 7185 | Rate Constraint in lbs/MMBtu | FALSE | L | Annual | Constraint Shadow Price | US2019$/Ton | 0 | 0 | 0 | 0 | 0 | 0 | 0 | 0
BART NOX Annual- Transalta Centralia 1,2- v5.16 | 75 | 7174 | Rate Constraint in lbs/MMBtu | FALSE | L | Annual | Seasons Included | Seasons | Winter, WintShld, Summer | Winter, WintShld, Summer | Winter, WintShld, Summer | Winter, WintShld, Summer | Winter, WintShld, Summer | Winter, WintShld, Summer | Winter, WintShld, Summer | Winter, WintShld, Summer
BART NOX Annual- Transalta Centralia 1,2- v5.16 | 75 | 7174 | Rate Constraint in lbs/MMBtu | FALSE | L | Annual | Standard NOX | lb/MMBtu | 0.21 | 0.21 | 0.21 | 0.21 | 0.21 | 0.21 | 0.21 | 0.21
BART NOX Annual- Transalta Centralia 1,2- v5.16 | 75 | 7174 | Rate Constraint in lbs/MMBtu | FALSE | L | Annual | Emissions at Affected Plants NOX | Thousand Tons | 3.2254 | 0 | 0 | 0 | 0 | 0 | 0 | 0
BART NOX Annual- Transalta Centralia 1,2- v5.16 | 75 | 7174 | Rate Constraint in lbs/MMBtu | FALSE | L | Annual | Allowances Purchased NOX | Thousand Tons | 0 | 0 | 0 | 0 | 0 | 0 | 0 | 0
BART NOX Annual- Transalta Centralia 1,2- v5.16 | 75 | 7174 | Rate Constraint in lbs/MMBtu | FALSE | L | Annual | Allowances Sold NOX | Thousand Tons | 0 | 0 | 0 | 0 | 0 | 0 | 0 | 0
BART NOX Annual- Transalta Centralia 1,2- v5.16 | 75 | 7174 | Rate Constraint in lbs/MMBtu | FALSE | L | Annual | Allowances Banked | Thousand Tons | 0 | 0 | 0 | 0 | 0 | 0 | 0 | 0
BART NOX Annual- Transalta Centralia 1,2- v5.16 | 75 | 7174 | Rate Constraint in lbs/MMBtu | FALSE | L | Annual | Allowances Withdrawn (1:1) | Thousand Tons | 0 | 0 | 0 | 0 | 0 | 0 | 0 | 0
BART NOX Annual- Transalta Centralia 1,2- v5.16 | 75 | 7174 | Rate Constraint in lbs/MMBtu | FALSE | L | Annual | Allowances Withdrawn (n:1) | Thousand Tons | 0 | 0 | 0 | 0 | 0 | 0 | 0 | 0
BART NOX Annual- Transalta Centralia 1,2- v5.16 | 75 | 7174 | Rate Constraint in lbs/MMBtu | FALSE | L | Annual | Net Emissions Allowance Position | Thousand Tons | 3.2254 | 0 | 0 | 0 | 0 | 0 | 0 | 0
BART NOX Annual- Transalta Centralia 1,2- v5.16 | 75 | 7174 | Rate Constraint in lbs/MMBtu | FALSE | L | Annual | Fuel Consumed | TBtu | 31.4748 | 0 | 0 | 0 | 0 | 0 | 0 | 0
BART NOX Annual- Transalta Centralia 1,2- v5.16 | 75 | 7174 | Rate Constraint in lbs/MMBtu | FALSE | L | Annual | Rate | lb/MMBtu | 0.20495 | 0 | 0 | 0 | 0 | 0 | 0 | 0
BART NOX Annual- Transalta Centralia 1,2- v5.16 | 75 | 7174 | Rate Constraint in lbs/MMBtu | FALSE | L | Annual | Generation | TWh | 2.8274 | 0 | 0 | 0 | 0 | 0 | 0 | 0
BART NOX Annual- Transalta Centralia 1,2- v5.16 | 75 | 7174 | Rate Constraint in lbs/MMBtu | FALSE | L | Annual | Qualifying Generation | TWh | 2.8274 | 0 | 0 | 0 | 0 | 0 | 0 | 0
BART NOX Annual- Transalta Centralia 1,2- v5.16 | 75 | 7174 | Rate Constraint in lbs/MMBtu | FALSE | L | Annual | Rate | lb/MWh | 2.2815 | 0 | 0 | 0 | 0 | 0 | 0 | 0
BART NOX Annual- Transalta Centralia 1,2- v5.16 | 75 | 7174 | Rate Constraint in lbs/MMBtu | FALSE | L | Annual | Constraint Shadow Price | US2019$/Ton | 0 | 0 | 0 | 0 | 0 | 0 | 0 | 0
BART NOX Annual-Apache Station 2 -v5.13 | 76 | 7138 | Rate Constraint in lbs/MMBtu | FALSE | L | Annual | Seasons Included | Seasons | Winter, WintShld, Summer | Winter, WintShld, Summer | Winter, WintShld, Summer | Winter, WintShld, Summer | Winter, WintShld, Summer | Winter, WintShld, Summer | Winter, WintShld, Summer | Winter, WintShld, Summer
BART NOX Annual-Apache Station 2 -v5.13 | 76 | 7138 | Rate Constraint in lbs/MMBtu | FALSE | L | Annual | Standard NOX | lb/MMBtu | 0.085 | 0.085 | 0.085 | 0.085 | 0.085 | 0.085 | 0.085 | 0.085
BART NOX Annual-Apache Station 2 -v5.13 | 76 | 7138 | Rate Constraint in lbs/MMBtu | FALSE | L | Annual | Emissions at Affected Plants NOX | Thousand Tons | 0 | 0 | 0 | 0 | 0 | 0 | 0 | 0
BART NOX Annual-Apache Station 2 -v5.13 | 76 | 7138 | Rate Constraint in lbs/MMBtu | FALSE | L | Annual | Allowances Purchased NOX | Thousand Tons | 0 | 0 | 0 | 0 | 0 | 0 | 0 | 0
BART NOX Annual-Apache Station 2 -v5.13 | 76 | 7138 | Rate Constraint in lbs/MMBtu | FALSE | L | Annual | Allowances Sold NOX | Thousand Tons | 0 | 0 | 0 | 0 | 0 | 0 | 0 | 0
BART NOX Annual-Apache Station 2 -v5.13 | 76 | 7138 | Rate Constraint in lbs/MMBtu | FALSE | L | Annual | Allowances Banked | Thousand Tons | 0 | 0 | 0 | 0 | 0 | 0 | 0 | 0
BART NOX Annual-Apache Station 2 -v5.13 | 76 | 7138 | Rate Constraint in lbs/MMBtu | FALSE | L | Annual | Allowances Withdrawn (1:1) | Thousand Tons | 0 | 0 | 0 | 0 | 0 | 0 | 0 | 0
BART NOX Annual-Apache Station 2 -v5.13 | 76 | 7138 | Rate Constraint in lbs/MMBtu | FALSE | L | Annual | Allowances Withdrawn (n:1) | Thousand Tons | 0 | 0 | 0 | 0 | 0 | 0 | 0 | 0
BART NOX Annual-Apache Station 2 -v5.13 | 76 | 7138 | Rate Constraint in lbs/MMBtu | FALSE | L | Annual | Net Emissions Allowance Position | Thousand Tons | 0 | 0 | 0 | 0 | 0 | 0 | 0 | 0
BART NOX Annual-Apache Station 2 -v5.13 | 76 | 7138 | Rate Constraint in lbs/MMBtu | FALSE | L | Annual | Fuel Consumed | TBtu | 0 | 0 | 0 | 0 | 0 | 0 | 0 | 0
BART NOX Annual-Apache Station 2 -v5.13 | 76 | 7138 | Rate Constraint in lbs/MMBtu | FALSE | L | Annual | Rate | lb/MMBtu | 0 | 0 | 0 | 0 | 0 | 0 | 0 | 0
BART NOX Annual-Apache Station 2 -v5.13 | 76 | 7138 | Rate Constraint in lbs/MMBtu | FALSE | L | Annual | Generation | TWh | 0 | 0 | 0 | 0 | 0 | 0 | 0 | 0
BART NOX Annual-Apache Station 2 -v5.13 | 76 | 7138 | Rate Constraint in lbs/MMBtu | FALSE | L | Annual | Qualifying Generation | TWh | 0 | 0 | 0 | 0 | 0 | 0 | 0 | 0
BART NOX Annual-Apache Station 2 -v5.13 | 76 | 7138 | Rate Constraint in lbs/MMBtu | FALSE | L | Annual | Rate | lb/MWh | 0 | 0 | 0 | 0 | 0 | 0 | 0 | 0
BART NOX Annual-Apache Station 2 -v5.13 | 76 | 7138 | Rate Constraint in lbs/MMBtu | FALSE | L | Annual | Constraint Shadow Price | US2019$/Ton | 0 | 0 | 0 | 0 | 0 | 0 | 0 | 0
BART NOX Annual-Apache Station 3 -v5.13 | 77 | 7139 | Rate Constraint in lbs/MMBtu | FALSE | L | Annual | Seasons Included | Seasons | Winter, WintShld, Summer | Winter, WintShld, Summer | Winter, WintShld, Summer | Winter, WintShld, Summer | Winter, WintShld, Summer | Winter, WintShld, Summer | Winter, WintShld, Summer | Winter, WintShld, Summer
BART NOX Annual-Apache Station 3 -v5.13 | 77 | 7139 | Rate Constraint in lbs/MMBtu | FALSE | L | Annual | Standard NOX | lb/MMBtu | 0.23 | 0.23 | 0.23 | 0.23 | 0.23 | 0.23 | 0.23 | 0.23
BART NOX Annual-Apache Station 3 -v5.13 | 77 | 7139 | Rate Constraint in lbs/MMBtu | FALSE | L | Annual | Emissions at Affected Plants NOX | Thousand Tons | 1.3049 | 0.31049 | 0.15964 | 0.15964 | 0.15964 | 0.24483 | 0.24483 | 0.15964
BART NOX Annual-Apache Station 3 -v5.13 | 77 | 7139 | Rate Constraint in lbs/MMBtu | FALSE | L | Annual | Allowances Purchased NOX | Thousand Tons | 0 | 0 | 0 | 0 | 0 | 0 | 0 | 0
BART NOX Annual-Apache Station 3 -v5.13 | 77 | 7139 | Rate Constraint in lbs/MMBtu | FALSE | L | Annual | Allowances Sold NOX | Thousand Tons | 0 | 0 | 0 | 0 | 0 | 0 | 0 | 0
BART NOX Annual-Apache Station 3 -v5.13 | 77 | 7139 | Rate Constraint in lbs/MMBtu | FALSE | L | Annual | Allowances Banked | Thousand Tons | 0 | 0 | 0 | 0 | 0 | 0 | 0 | 0
BART NOX Annual-Apache Station 3 -v5.13 | 77 | 7139 | Rate Constraint in lbs/MMBtu | FALSE | L | Annual | Allowances Withdrawn (1:1) | Thousand Tons | 0 | 0 | 0 | 0 | 0 | 0 | 0 | 0
BART NOX Annual-Apache Station 3 -v5.13 | 77 | 7139 | Rate Constraint in lbs/MMBtu | FALSE | L | Annual | Allowances Withdrawn (n:1) | Thousand Tons | 0 | 0 | 0 | 0 | 0 | 0 | 0 | 0
BART NOX Annual-Apache Station 3 -v5.13 | 77 | 7139 | Rate Constraint in lbs/MMBtu | FALSE | L | Annual | Net Emissions Allowance Position | Thousand Tons | 1.3049 | 0.31049 | 0.15964 | 0.15964 | 0.15964 | 0.24483 | 0.24483 | 0.15964
BART NOX Annual-Apache Station 3 -v5.13 | 77 | 7139 | Rate Constraint in lbs/MMBtu | FALSE | L | Annual | Fuel Consumed | TBtu | 14.0807 | 3.3503 | 1.7226 | 1.7226 | 1.7226 | 2.6418 | 2.6418 | 1.7226
BART NOX Annual-Apache Station 3 -v5.13 | 77 | 7139 | Rate Constraint in lbs/MMBtu | FALSE | L | Annual | Rate | lb/MMBtu | 0.18535 | 0.18535 | 0.18535 | 0.18535 | 0.18535 | 0.18535 | 0.18535 | 0.18535
BART NOX Annual-Apache Station 3 -v5.13 | 77 | 7139 | Rate Constraint in lbs/MMBtu | FALSE | L | Annual | Generation | TWh | 1.2531 | 0.29815 | 0.1533 | 0.1533 | 0.1533 | 0.2351 | 0.2351 | 0.1533
BART NOX Annual-Apache Station 3 -v5.13 | 77 | 7139 | Rate Constraint in lbs/MMBtu | FALSE | L | Annual | Qualifying Generation | TWh | 1.2531 | 0.29815 | 0.1533 | 0.1533 | 0.1533 | 0.2351 | 0.2351 | 0.1533
BART NOX Annual-Apache Station 3 -v5.13 | 77 | 7139 | Rate Constraint in lbs/MMBtu | FALSE | L | Annual | Rate | lb/MWh | 2.0828 | 2.0828 | 2.0828 | 2.0828 | 2.0828 | 2.0828 | 2.0828 | 2.0828
BART NOX Annual-Apache Station 3 -v5.13 | 77 | 7139 | Rate Constraint in lbs/MMBtu | FALSE | L | Annual | Constraint Shadow Price | US2019$/Ton | 0 | 0 | 0 | 0 | 0 | 0 | 0 | 0
BART NOX Annual-Big Cajun 2 -v5.14 | 78 | 7160 | Rate Constraint in lbs/MMBtu | FALSE | L | Annual | Seasons Included | Seasons | Winter, WintShld, Summer | Winter, WintShld, Summer | Winter, WintShld, Summer | Winter, WintShld, Summer | Winter, WintShld, Summer | Winter, WintShld, Summer | Winter, WintShld, Summer | Winter, WintShld, Summer
BART NOX Annual-Big Cajun 2 -v5.14 | 78 | 7160 | Rate Constraint in lbs/MMBtu | FALSE | L | Annual | Standard NOX | lb/MMBtu | 0.15 | 0.15 | 0.15 | 0.15 | 0.15 | 0.15 | 0.15 | 0.15
BART NOX Annual-Big Cajun 2 -v5.14 | 78 | 7160 | Rate Constraint in lbs/MMBtu | FALSE | L | Annual | Emissions at Affected Plants NOX | Thousand Tons | 2.2378 | 0 | 0 | 0 | 0 | 0 | 0 | 0
BART NOX Annual-Big Cajun 2 -v5.14 | 78 | 7160 | Rate Constraint in lbs/MMBtu | FALSE | L | Annual | Allowances Purchased NOX | Thousand Tons | 0 | 0 | 0 | 0 | 0 | 0 | 0 | 0
BART NOX Annual-Big Cajun 2 -v5.14 | 78 | 7160 | Rate Constraint in lbs/MMBtu | FALSE | L | Annual | Allowances Sold NOX | Thousand Tons | 0 | 0 | 0 | 0 | 0 | 0 | 0 | 0
BART NOX Annual-Big Cajun 2 -v5.14 | 78 | 7160 | Rate Constraint in lbs/MMBtu | FALSE | L | Annual | Allowances Banked | Thousand Tons | 0 | 0 | 0 | 0 | 0 | 0 | 0 | 0
BART NOX Annual-Big Cajun 2 -v5.14 | 78 | 7160 | Rate Constraint in lbs/MMBtu | FALSE | L | Annual | Allowances Withdrawn (1:1) | Thousand Tons | 0 | 0 | 0 | 0 | 0 | 0 | 0 | 0
BART NOX Annual-Big Cajun 2 -v5.14 | 78 | 7160 | Rate Constraint in lbs/MMBtu | FALSE | L | Annual | Allowances Withdrawn (n:1) | Thousand Tons | 0 | 0 | 0 | 0 | 0 | 0 | 0 | 0
BART NOX Annual-Big Cajun 2 -v5.14 | 78 | 7160 | Rate Constraint in lbs/MMBtu | FALSE | L | Annual | Net Emissions Allowance Position | Thousand Tons | 2.2378 | 0 | 0 | 0 | 0 | 0 | 0 | 0
BART NOX Annual-Big Cajun 2 -v5.14 | 78 | 7160 | Rate Constraint in lbs/MMBtu | FALSE | L | Annual | Fuel Consumed | TBtu | 35.8596 | 0 | 0 | 0 | 0 | 0 | 0 | 0
BART NOX Annual-Big Cajun 2 -v5.14 | 78 | 7160 | Rate Constraint in lbs/MMBtu | FALSE | L | Annual | Rate | lb/MMBtu | 0.12481 | 0 | 0 | 0 | 0 | 0 | 0 | 0
BART NOX Annual-Big Cajun 2 -v5.14 | 78 | 7160 | Rate Constraint in lbs/MMBtu | FALSE | L | Annual | Generation | TWh | 3.4355 | 0 | 0 | 0 | 0 | 0 | 0 | 0
BART NOX Annual-Big Cajun 2 -v5.14 | 78 | 7160 | Rate Constraint in lbs/MMBtu | FALSE | L | Annual | Qualifying Generation | TWh | 3.4355 | 0 | 0 | 0 | 0 | 0 | 0 | 0
BART NOX Annual-Big Cajun 2 -v5.14 | 78 | 7160 | Rate Constraint in lbs/MMBtu | FALSE | L | Annual | Rate | lb/MWh | 1.3028 | 0 | 0 | 0 | 0 | 0 | 0 | 0
BART NOX Annual-Big Cajun 2 -v5.14 | 78 | 7160 | Rate Constraint in lbs/MMBtu | FALSE | L | Annual | Constraint Shadow Price | US2019$/Ton | 0 | 0 | 0 | 0 | 0 | 0 | 0 | 0
BART NOX Annual-Campbell 2 -v5.14 | 79 | 7162 | Rate Constraint in lbs/MMBtu | FALSE | L | Annual | Seasons Included | Seasons | Winter, WintShld, Summer | Winter, WintShld, Summer | Winter, WintShld, Summer | Winter, WintShld, Summer | Winter, WintShld, Summer | Winter, WintShld, Summer | Winter, WintShld, Summer | Winter, WintShld, Summer
BART NOX Annual-Campbell 2 -v5.14 | 79 | 7162 | Rate Constraint in lbs/MMBtu | FALSE | L | Annual | Standard NOX | lb/MMBtu | 0.08 | 0.08 | 0.08 | 0.08 | 0.08 | 0.08 | 0.08 | 0.08
BART NOX Annual-Campbell 2 -v5.14 | 79 | 7162 | Rate Constraint in lbs/MMBtu | FALSE | L | Annual | Emissions at Affected Plants NOX | Thousand Tons | 0.59484 | 0 | 0 | 0 | 0 | 0 | 0 | 0
BART NOX Annual-Campbell 2 -v5.14 | 79 | 7162 | Rate Constraint in lbs/MMBtu | FALSE | L | Annual | Allowances Purchased NOX | Thousand Tons | 0 | 0 | 0 | 0 | 0 | 0 | 0 | 0
BART NOX Annual-Campbell 2 -v5.14 | 79 | 7162 | Rate Constraint in lbs/MMBtu | FALSE | L | Annual | Allowances Sold NOX | Thousand Tons | 0 | 0 | 0 | 0 | 0 | 0 | 0 | 0
BART NOX Annual-Campbell 2 -v5.14 | 79 | 7162 | Rate Constraint in lbs/MMBtu | FALSE | L | Annual | Allowances Banked | Thousand Tons | 0 | 0 | 0 | 0 | 0 | 0 | 0 | 0
BART NOX Annual-Campbell 2 -v5.14 | 79 | 7162 | Rate Constraint in lbs/MMBtu | FALSE | L | Annual | Allowances Withdrawn (1:1) | Thousand Tons | 0 | 0 | 0 | 0 | 0 | 0 | 0 | 0
BART NOX Annual-Campbell 2 -v5.14 | 79 | 7162 | Rate Constraint in lbs/MMBtu | FALSE | L | Annual | Allowances Withdrawn (n:1) | Thousand Tons | 0 | 0 | 0 | 0 | 0 | 0 | 0 | 0
BART NOX Annual-Campbell 2 -v5.14 | 79 | 7162 | Rate Constraint in lbs/MMBtu | FALSE | L | Annual | Net Emissions Allowance Position | Thousand Tons | 0.59484 | 0 | 0 | 0 | 0 | 0 | 0 | 0
BART NOX Annual-Campbell 2 -v5.14 | 79 | 7162 | Rate Constraint in lbs/MMBtu | FALSE | L | Annual | Fuel Consumed | TBtu | 25.0565 | 0 | 0 | 0 | 0 | 0 | 0 | 0
BART NOX Annual-Campbell 2 -v5.14 | 79 | 7162 | Rate Constraint in lbs/MMBtu | FALSE | L | Annual | Rate | lb/MMBtu | 0.04748 | 0 | 0 | 0 | 0 | 0 | 0 | 0
BART NOX Annual-Campbell 2 -v5.14 | 79 | 7162 | Rate Constraint in lbs/MMBtu | FALSE | L | Annual | Generation | TWh | 2.4028 | 0 | 0 | 0 | 0 | 0 | 0 | 0
BART NOX Annual-Campbell 2 -v5.14 | 79 | 7162 | Rate Constraint in lbs/MMBtu | FALSE | L | Annual | Qualifying Generation | TWh | 2.4028 | 0 | 0 | 0 | 0 | 0 | 0 | 0
BART NOX Annual-Campbell 2 -v5.14 | 79 | 7162 | Rate Constraint in lbs/MMBtu | FALSE | L | Annual | Rate | lb/MWh | 0.49512 | 0 | 0 | 0 | 0 | 0 | 0 | 0
BART NOX Annual-Campbell 2 -v5.14 | 79 | 7162 | Rate Constraint in lbs/MMBtu | FALSE | L | Annual | Constraint Shadow Price | US2019$/Ton | 0 | 0 | 0 | 0 | 0 | 0 | 0 | 0
BART NOX Annual-Campbell 3 -v5.14 | 80 | 7163 | Rate Constraint in lbs/MMBtu | FALSE | L | Annual | Seasons Included | Seasons | Winter, WintShld, Summer | Winter, WintShld, Summer | Winter, WintShld, Summer | Winter, WintShld, Summer | Winter, WintShld, Summer | Winter, WintShld, Summer | Winter, WintShld, Summer | Winter, WintShld, Summer
BART NOX Annual-Campbell 3 -v5.14 | 80 | 7163 | Rate Constraint in lbs/MMBtu | FALSE | L | Annual | Standard NOX | lb/MMBtu | 0.08 | 0.08 | 0.08 | 0.08 | 0.08 | 0.08 | 0.08 | 0.08
BART NOX Annual-Campbell 3 -v5.14 | 80 | 7163 | Rate Constraint in lbs/MMBtu | FALSE | L | Annual | Emissions at Affected Plants NOX | Thousand Tons | 1.5134 | 0 | 0 | 0 | 0 | 0 | 0 | 0
BART NOX Annual-Campbell 3 -v5.14 | 80 | 7163 | Rate Constraint in lbs/MMBtu | FALSE | L | Annual | Allowances Purchased NOX | Thousand Tons | 0 | 0 | 0 | 0 | 0 | 0 | 0 | 0
BART NOX Annual-Campbell 3 -v5.14 | 80 | 7163 | Rate Constraint in lbs/MMBtu | FALSE | L | Annual | Allowances Sold NOX | Thousand Tons | 0 | 0 | 0 | 0 | 0 | 0 | 0 | 0
BART NOX Annual-Campbell 3 -v5.14 | 80 | 7163 | Rate Constraint in lbs/MMBtu | FALSE | L | Annual | Allowances Banked | Thousand Tons | 0 | 0 | 0 | 0 | 0 | 0 | 0 | 0
BART NOX Annual-Campbell 3 -v5.14 | 80 | 7163 | Rate Constraint in lbs/MMBtu | FALSE | L | Annual | Allowances Withdrawn (1:1) | Thousand Tons | 0 | 0 | 0 | 0 | 0 | 0 | 0 | 0
BART NOX Annual-Campbell 3 -v5.14 | 80 | 7163 | Rate Constraint in lbs/MMBtu | FALSE | L | Annual | Allowances Withdrawn (n:1) | Thousand Tons | 0 | 0 | 0 | 0 | 0 | 0 | 0 | 0
BART NOX Annual-Campbell 3 -v5.14 | 80 | 7163 | Rate Constraint in lbs/MMBtu | FALSE | L | Annual | Net Emissions Allowance Position | Thousand Tons | 1.5134 | 0 | 0 | 0 | 0 | 0 | 0 | 0
BART NOX Annual-Campbell 3 -v5.14 | 80 | 7163 | Rate Constraint in lbs/MMBtu | FALSE | L | Annual | Fuel Consumed | TBtu | 59.6521 | 0 | 0 | 0 | 0 | 0 | 0 | 0
BART NOX Annual-Campbell 3 -v5.14 | 80 | 7163 | Rate Constraint in lbs/MMBtu | FALSE | L | Annual | Rate | lb/MMBtu | 0.05074 | 0 | 0 | 0 | 0 | 0 | 0 | 0
BART NOX Annual-Campbell 3 -v5.14 | 80 | 7163 | Rate Constraint in lbs/MMBtu | FALSE | L | Annual | Generation | TWh | 5.8118 | 0 | 0 | 0 | 0 | 0 | 0 | 0
BART NOX Annual-Campbell 3 -v5.14 | 80 | 7163 | Rate Constraint in lbs/MMBtu | FALSE | L | Annual | Qualifying Generation | TWh | 5.8118 | 0 | 0 | 0 | 0 | 0 | 0 | 0
BART NOX Annual-Campbell 3 -v5.14 | 80 | 7163 | Rate Constraint in lbs/MMBtu | FALSE | L | Annual | Rate | lb/MWh | 0.5208 | 0 | 0 | 0 | 0 | 0 | 0 | 0
BART NOX Annual-Campbell 3 -v5.14 | 80 | 7163 | Rate Constraint in lbs/MMBtu | FALSE | L | Annual | Constraint Shadow Price | US2019$/Ton | 0 | 0 | 0 | 0 | 0 | 0 | 0 | 0
BART NOX AnnualCap- Oswego Harbor 5- v5.16 | 81 | 7191 | Rate Constraint in MTons | FALSE | L | Annual | Seasons Included | Seasons | Winter, WintShld, Summer | Winter, WintShld, Summer | Winter, WintShld, Summer | Winter, WintShld, Summer | Winter, WintShld, Summer | Winter, WintShld, Summer | Winter, WintShld, Summer | Winter, WintShld, Summer
BART NOX AnnualCap- Oswego Harbor 5- v5.16 | 81 | 7191 | Rate Constraint in MTons | FALSE | L | Annual | Standard NOX | Thousand Tons | 0.383 | 0.383 | 0.383 | 0.383 | 0.383 | 0.383 | 0.383 | 0.383
BART NOX AnnualCap- Oswego Harbor 5- v5.16 | 81 | 7191 | Rate Constraint in MTons | FALSE | L | Annual | Emissions at Affected Plants NOX | Thousand Tons | 0 | 0 | 0 | 0 | 0 | 0 | 0 | 0
BART NOX AnnualCap- Oswego Harbor 5- v5.16 | 81 | 7191 | Rate Constraint in MTons | FALSE | L | Annual | Allowances Purchased NOX | Thousand Tons | 0 | 0 | 0 | 0 | 0 | 0 | 0 | 0
BART NOX AnnualCap- Oswego Harbor 5- v5.16 | 81 | 7191 | Rate Constraint in MTons | FALSE | L | Annual | Allowances Sold NOX | Thousand Tons | 0 | 0 | 0 | 0 | 0 | 0 | 0 | 0
BART NOX AnnualCap- Oswego Harbor 5- v5.16 | 81 | 7191 | Rate Constraint in MTons | FALSE | L | Annual | Allowances Banked | Thousand Tons | 0 | 0 | 0 | 0 | 0 | 0 | 0 | 0
BART NOX AnnualCap- Oswego Harbor 5- v5.16 | 81 | 7191 | Rate Constraint in MTons | FALSE | L | Annual | Allowances Withdrawn (1:1) | Thousand Tons | 0 | 0 | 0 | 0 | 0 | 0 | 0 | 0
BART NOX AnnualCap- Oswego Harbor 5- v5.16 | 81 | 7191 | Rate Constraint in MTons | FALSE | L | Annual | Allowances Withdrawn (n:1) | Thousand Tons | 0 | 0 | 0 | 0 | 0 | 0 | 0 | 0
BART NOX AnnualCap- Oswego Harbor 5- v5.16 | 81 | 7191 | Rate Constraint in MTons | FALSE | L | Annual | Net Emissions Allowance Position | Thousand Tons | 0 | 0 | 0 | 0 | 0 | 0 | 0 | 0
BART NOX AnnualCap- Oswego Harbor 5- v5.16 | 81 | 7191 | Rate Constraint in MTons | FALSE | L | Annual | Fuel Consumed | TBtu | 0 | 0 | 0 | 0 | 0 | 0 | 0 | 0
BART NOX AnnualCap- Oswego Harbor 5- v5.16 | 81 | 7191 | Rate Constraint in MTons | FALSE | L | Annual | Rate | lb/MMBtu | 0 | 0 | 0 | 0 | 0 | 0 | 0 | 0
BART NOX AnnualCap- Oswego Harbor 5- v5.16 | 81 | 7191 | Rate Constraint in MTons | FALSE | L | Annual | Generation | TWh | 0 | 0 | 0 | 0 | 0 | 0 | 0 | 0
BART NOX AnnualCap- Oswego Harbor 5- v5.16 | 81 | 7191 | Rate Constraint in MTons | FALSE | L | Annual | Qualifying Generation | TWh | 0 | 0 | 0 | 0 | 0 | 0 | 0 | 0
BART NOX AnnualCap- Oswego Harbor 5- v5.16 | 81 | 7191 | Rate Constraint in MTons | FALSE | L | Annual | Rate | lb/MWh | 0 | 0 | 0 | 0 | 0 | 0 | 0 | 0
BART NOX AnnualCap- Oswego Harbor 5- v5.16 | 81 | 7191 | Rate Constraint in MTons | FALSE | L | Annual | Constraint Shadow Price | US2019$/Ton | 0 | 0 | 0 | 0 | 0 | 0 | 0 | 0
BART NOX AnnualCap- Oswego Harbor 6- v5.16 | 82 | 7192 | Rate Constraint in MTons | FALSE | L | Annual | Seasons Included | Seasons | Winter, WintShld, Summer | Winter, WintShld, Summer | Winter, WintShld, Summer | Winter, WintShld, Summer | Winter, WintShld, Summer | Winter, WintShld, Summer | Winter, WintShld, Summer | Winter, WintShld, Summer
BART NOX AnnualCap- Oswego Harbor 6- v5.16 | 82 | 7192 | Rate Constraint in MTons | FALSE | L | Annual | Standard NOX | Thousand Tons | 0.665 | 0.665 | 0.665 | 0.665 | 0.665 | 0.665 | 0.665 | 0.665
BART NOX AnnualCap- Oswego Harbor 6- v5.16 | 82 | 7192 | Rate Constraint in MTons | FALSE | L | Annual | Emissions at Affected Plants NOX | Thousand Tons | 0 | 0 | 0 | 0 | 0 | 0 | 0 | 0
BART NOX AnnualCap- Oswego Harbor 6- v5.16 | 82 | 7192 | Rate Constraint in MTons | FALSE | L | Annual | Allowances Purchased NOX | Thousand Tons | 0 | 0 | 0 | 0 | 0 | 0 | 0 | 0
BART NOX AnnualCap- Oswego Harbor 6- v5.16 | 82 | 7192 | Rate Constraint in MTons | FALSE | L | Annual | Allowances Sold NOX | Thousand Tons | 0 | 0 | 0 | 0 | 0 | 0 | 0 | 0
BART NOX AnnualCap- Oswego Harbor 6- v5.16 | 82 | 7192 | Rate Constraint in MTons | FALSE | L | Annual | Allowances Banked | Thousand Tons | 0 | 0 | 0 | 0 | 0 | 0 | 0 | 0
BART NOX AnnualCap- Oswego Harbor 6- v5.16 | 82 | 7192 | Rate Constraint in MTons | FALSE | L | Annual | Allowances Withdrawn (1:1) | Thousand Tons | 0 | 0 | 0 | 0 | 0 | 0 | 0 | 0
BART NOX AnnualCap- Oswego Harbor 6- v5.16 | 82 | 7192 | Rate Constraint in MTons | FALSE | L | Annual | Allowances Withdrawn (n:1) | Thousand Tons | 0 | 0 | 0 | 0 | 0 | 0 | 0 | 0
BART NOX AnnualCap- Oswego Harbor 6- v5.16 | 82 | 7192 | Rate Constraint in MTons | FALSE | L | Annual | Net Emissions Allowance Position | Thousand Tons | 0 | 0 | 0 | 0 | 0 | 0 | 0 | 0
BART NOX AnnualCap- Oswego Harbor 6- v5.16 | 82 | 7192 | Rate Constraint in MTons | FALSE | L | Annual | Fuel Consumed | TBtu | 0 | 0 | 0 | 0 | 0 | 0 | 0 | 0
BART NOX AnnualCap- Oswego Harbor 6- v5.16 | 82 | 7192 | Rate Constraint in MTons | FALSE | L | Annual | Rate | lb/MMBtu | 0 | 0 | 0 | 0 | 0 | 0 | 0 | 0
BART NOX AnnualCap- Oswego Harbor 6- v5.16 | 82 | 7192 | Rate Constraint in MTons | FALSE | L | Annual | Generation | TWh | 0 | 0 | 0 | 0 | 0 | 0 | 0 | 0
BART NOX AnnualCap- Oswego Harbor 6- v5.16 | 82 | 7192 | Rate Constraint in MTons | FALSE | L | Annual | Qualifying Generation | TWh | 0 | 0 | 0 | 0 | 0 | 0 | 0 | 0
BART NOX AnnualCap- Oswego Harbor 6- v5.16 | 82 | 7192 | Rate Constraint in MTons | FALSE | L | Annual | Rate | lb/MWh | 0 | 0 | 0 | 0 | 0 | 0 | 0 | 0
BART NOX AnnualCap- Oswego Harbor 6- v5.16 | 82 | 7192 | Rate Constraint in MTons | FALSE | L | Annual | Constraint Shadow Price | US2019$/Ton | 0 | 0 | 0 | 0 | 0 | 0 | 0 | 0
BART NOX Annual-Cherokee 4 -v5.13 | 83 | 7140 | Rate Constraint in lbs/MMBtu | FALSE | L | Annual | Seasons Included | Seasons | Winter, WintShld, Summer | Winter, WintShld, Summer | Winter, WintShld, Summer | Winter, WintShld, Summer | Winter, WintShld, Summer | Winter, WintShld, Summer | Winter, WintShld, Summer | Winter, WintShld, Summer
BART NOX Annual-Cherokee 4 -v5.13 | 83 | 7140 | Rate Constraint in lbs/MMBtu | FALSE | L | Annual | Standard NOX | lb/MMBtu | 0.12 | 0.12 | 0.12 | 0.12 | 0.12 | 0.12 | 0.12 | 0.12
BART NOX Annual-Cherokee 4 -v5.13 | 83 | 7140 | Rate Constraint in lbs/MMBtu | FALSE | L | Annual | Emissions at Affected Plants NOX | Thousand Tons | 0 | 0 | 0 | 0 | 0 | 0 | 0 | 0
BART NOX Annual-Cherokee 4 -v5.13 | 83 | 7140 | Rate Constraint in lbs/MMBtu | FALSE | L | Annual | Allowances Purchased NOX | Thousand Tons | 0 | 0 | 0 | 0 | 0 | 0 | 0 | 0
BART NOX Annual-Cherokee 4 -v5.13 | 83 | 7140 | Rate Constraint in lbs/MMBtu | FALSE | L | Annual | Allowances Sold NOX | Thousand Tons | 0 | 0 | 0 | 0 | 0 | 0 | 0 | 0
BART NOX Annual-Cherokee 4 -v5.13 | 83 | 7140 | Rate Constraint in lbs/MMBtu | FALSE | L | Annual | Allowances Banked | Thousand Tons | 0 | 0 | 0 | 0 | 0 | 0 | 0 | 0
BART NOX Annual-Cherokee 4 -v5.13 | 83 | 7140 | Rate Constraint in lbs/MMBtu | FALSE | L | Annual | Allowances Withdrawn (1:1) | Thousand Tons | 0 | 0 | 0 | 0 | 0 | 0 | 0 | 0
BART NOX Annual-Cherokee 4 -v5.13 | 83 | 7140 | Rate Constraint in lbs/MMBtu | FALSE | L | Annual | Allowances Withdrawn (n:1) | Thousand Tons | 0 | 0 | 0 | 0 | 0 | 0 | 0 | 0
BART NOX Annual-Cherokee 4 -v5.13 | 83 | 7140 | Rate Constraint in lbs/MMBtu | FALSE | L | Annual | Net Emissions Allowance Position | Thousand Tons | 0 | 0 | 0 | 0 | 0 | 0 | 0 | 0
BART NOX Annual-Cherokee 4 -v5.13 | 83 | 7140 | Rate Constraint in lbs/MMBtu | FALSE | L | Annual | Fuel Consumed | TBtu | 0 | 0 | 0 | 0 | 0 | 0 | 0 | 0
BART NOX Annual-Cherokee 4 -v5.13 | 83 | 7140 | Rate Constraint in lbs/MMBtu | FALSE | L | Annual | Rate | lb/MMBtu | 0 | 0 | 0 | 0 | 0 | 0 | 0 | 0
BART NOX Annual-Cherokee 4 -v5.13 | 83 | 7140 | Rate Constraint in lbs/MMBtu | FALSE | L | Annual | Generation | TWh | 0 | 0 | 0 | 0 | 0 | 0 | 0 | 0
BART NOX Annual-Cherokee 4 -v5.13 | 83 | 7140 | Rate Constraint in lbs/MMBtu | FALSE | L | Annual | Qualifying Generation | TWh | 0 | 0 | 0 | 0 | 0 | 0 | 0 | 0
BART NOX Annual-Cherokee 4 -v5.13 | 83 | 7140 | Rate Constraint in lbs/MMBtu | FALSE | L | Annual | Rate | lb/MWh | 0 | 0 | 0 | 0 | 0 | 0 | 0 | 0
BART NOX Annual-Cherokee 4 -v5.13 | 83 | 7140 | Rate Constraint in lbs/MMBtu | FALSE | L | Annual | Constraint Shadow Price | US2019$/Ton | 0 | 0 | 0 | 0 | 0 | 0 | 0 | 0
BART NOX Annual-Cholla 3 -v6.17 | 84 | 7141 | Rate Constraint in lbs/MMBtu | FALSE | L | Annual | Seasons Included | Seasons | Winter, WintShld, Summer | Winter, WintShld, Summer | Winter, WintShld, Summer | Winter, WintShld, Summer | Winter, WintShld, Summer | Winter, WintShld, Summer | Winter, WintShld, Summer | Winter, WintShld, Summer
BART NOX Annual-Cholla 3 -v6.17 | 84 | 7141 | Rate Constraint in lbs/MMBtu | FALSE | L | Annual | Standard NOX | lb/MMBtu | 0.22 | 0.22 | 0.08 | 0.08 | 0.08 | 0.08 | 0.08 | 0.08
BART NOX Annual-Cholla 3 -v6.17 | 84 | 7141 | Rate Constraint in lbs/MMBtu | FALSE | L | Annual | Emissions at Affected Plants NOX | Thousand Tons | 1.9292 | 0 | 0 | 0 | 0 | 0 | 0 | 0
BART NOX Annual-Cholla 3 -v6.17 | 84 | 7141 | Rate Constraint in lbs/MMBtu | FALSE | L | Annual | Allowances Purchased NOX | Thousand Tons | 0 | 0 | 0 | 0 | 0 | 0 | 0 | 0
BART NOX Annual-Cholla 3 -v6.17 | 84 | 7141 | Rate Constraint in lbs/MMBtu | FALSE | L | Annual | Allowances Sold NOX | Thousand Tons | 0 | 0 | 0 | 0 | 0 | 0 | 0 | 0
BART NOX Annual-Cholla 3 -v6.17 | 84 | 7141 | Rate Constraint in lbs/MMBtu | FALSE | L | Annual | Allowances Banked | Thousand Tons | 0 | 0 | 0 | 0 | 0 | 0 | 0 | 0
BART NOX Annual-Cholla 3 -v6.17 | 84 | 7141 | Rate Constraint in lbs/MMBtu | FALSE | L | Annual | Allowances Withdrawn (1:1) | Thousand Tons | 0 | 0 | 0 | 0 | 0 | 0 | 0 | 0
BART NOX Annual-Cholla 3 -v6.17 | 84 | 7141 | Rate Constraint in lbs/MMBtu | FALSE | L | Annual | Allowances Withdrawn (n:1) | Thousand Tons | 0 | 0 | 0 | 0 | 0 | 0 | 0 | 0
BART NOX Annual-Cholla 3 -v6.17 | 84 | 7141 | Rate Constraint in lbs/MMBtu | FALSE | L | Annual | Net Emissions Allowance Position | Thousand Tons | 1.9292 | 0 | 0 | 0 | 0 | 0 | 0 | 0
BART NOX Annual-Cholla 3 -v6.17 | 84 | 7141 | Rate Constraint in lbs/MMBtu | FALSE | L | Annual | Fuel Consumed | TBtu | 20.2353 | 0 | 0 | 0 | 0 | 0 | 0 | 0
BART NOX Annual-Cholla 3 -v6.17 | 84 | 7141 | Rate Constraint in lbs/MMBtu | FALSE | L | Annual | Rate | lb/MMBtu | 0.19068 | 0 | 0 | 0 | 0 | 0 | 0 | 0
BART NOX Annual-Cholla 3 -v6.17 | 84 | 7141 | Rate Constraint in lbs/MMBtu | FALSE | L | Annual | Generation | TWh | 1.8351 | 0 | 0 | 0 | 0 | 0 | 0 | 0
BART NOX Annual-Cholla 3 -v6.17 | 84 | 7141 | Rate Constraint in lbs/MMBtu | FALSE | L | Annual | Qualifying Generation | TWh | 1.8351 | 0 | 0 | 0 | 0 | 0 | 0 | 0
BART NOX Annual-Cholla 3 -v6.17 | 84 | 7141 | Rate Constraint in lbs/MMBtu | FALSE | L | Annual | Rate | lb/MWh | 2.1026 | 0 | 0 | 0 | 0 | 0 | 0 | 0
BART NOX Annual-Cholla 3 -v6.17 | 84 | 7141 | Rate Constraint in lbs/MMBtu | FALSE | L | Annual | Constraint Shadow Price | US2019$/Ton | 0 | 0 | 0 | 0 | 0 | 0 | 0 | 0
BART NOX Annual-Cholla 4 -v6.17 | 85 | 7142 | Rate Constraint in lbs/MMBtu | FALSE | L | Annual | Seasons Included | Seasons | Winter, WintShld, Summer | Winter, WintShld, Summer | Winter, WintShld, Summer | Winter, WintShld, Summer | Winter, WintShld, Summer | Winter, WintShld, Summer | Winter, WintShld, Summer | Winter, WintShld, Summer
BART NOX Annual-Cholla 4 -v6.17 | 85 | 7142 | Rate Constraint in lbs/MMBtu | FALSE | L | Annual | Standard NOX | lb/MMBtu | 0.22 | 0.22 | 0.08 | 0.08 | 0.08 | 0.08 | 0.08 | 0.08
BART NOX Annual-Cholla 4 -v6.17 | 85 | 7142 | Rate Constraint in lbs/MMBtu | FALSE | L | Annual | Emissions at Affected Plants NOX | Thousand Tons | 0 | 0 | 0 | 0 | 0 | 0 | 0 | 0
BART NOX Annual-Cholla 4 -v6.17 | 85 | 7142 | Rate Constraint in lbs/MMBtu | FALSE | L | Annual | Allowances Purchased NOX | Thousand Tons | 0 | 0 | 0 | 0 | 0 | 0 | 0 | 0
BART NOX Annual-Cholla 4 -v6.17 | 85 | 7142 | Rate Constraint in lbs/MMBtu | FALSE | L | Annual | Allowances Sold NOX | Thousand Tons | 0 | 0 | 0 | 0 | 0 | 0 | 0 | 0
BART NOX Annual-Cholla 4 -v6.17 | 85 | 7142 | Rate Constraint in lbs/MMBtu | FALSE | L | Annual | Allowances Banked | Thousand Tons | 0 | 0 | 0 | 0 | 0 | 0 | 0 | 0
BART NOX Annual-Cholla 4 -v6.17 | 85 | 7142 | Rate Constraint in lbs/MMBtu | FALSE | L | Annual | Allowances Withdrawn (1:1) | Thousand Tons | 0 | 0 | 0 | 0 | 0 | 0 | 0 | 0
BART NOX Annual-Cholla 4 -v6.17 | 85 | 7142 | Rate Constraint in lbs/MMBtu | FALSE | L | Annual | Allowances Withdrawn (n:1) | Thousand Tons | 0 | 0 | 0 | 0 | 0 | 0 | 0 | 0
BART NOX Annual-Cholla 4 -v6.17 | 85 | 7142 | Rate Constraint in lbs/MMBtu | FALSE | L | Annual | Net Emissions Allowance Position | Thousand Tons | 0 | 0 | 0 | 0 | 0 | 0 | 0 | 0
BART NOX Annual-Cholla 4 -v6.17 | 85 | 7142 | Rate Constraint in lbs/MMBtu | FALSE | L | Annual | Fuel Consumed | TBtu | 0 | 0 | 0 | 0 | 0 | 0 | 0 | 0
BART NOX Annual-Cholla 4 -v6.17 | 85 | 7142 | Rate Constraint in lbs/MMBtu | FALSE | L | Annual | Rate | lb/MMBtu | 0 | 0 | 0 | 0 | 0 | 0 | 0 | 0
BART NOX Annual-Cholla 4 -v6.17 | 85 | 7142 | Rate Constraint in lbs/MMBtu | FALSE | L | Annual | Generation | TWh | 0 | 0 | 0 | 0 | 0 | 0 | 0 | 0
BART NOX Annual-Cholla 4 -v6.17 | 85 | 7142 | Rate Constraint in lbs/MMBtu | FALSE | L | Annual | Qualifying Generation | TWh | 0 | 0 | 0 | 0 | 0 | 0 | 0 | 0
BART NOX Annual-Cholla 4 -v6.17 | 85 | 7142 | Rate Constraint in lbs/MMBtu | FALSE | L | Annual | Rate | lb/MWh | 0 | 0 | 0 | 0 | 0 | 0 | 0 | 0
BART NOX Annual-Cholla 4 -v6.17 | 85 | 7142 | Rate Constraint in lbs/MMBtu | FALSE | L | Annual | Constraint Shadow Price | US2019$/Ton | 0 | 0 | 0 | 0 | 0 | 0 | 0 | 0
BART NOX Annual-Comanche 2 -v5.13 | 86 | 7127 | Rate Constraint in lbs/MMBtu | FALSE | L | Annual | Seasons Included | Seasons | Winter, WintShld, Summer | Winter, WintShld, Summer | Winter, WintShld, Summer | Winter, WintShld, Summer | Winter, WintShld, Summer | Winter, WintShld, Summer | Winter, WintShld, Summer | Winter, WintShld, Summer
BART NOX Annual-Comanche 2 -v5.13 | 86 | 7127 | Rate Constraint in lbs/MMBtu | FALSE | L | Annual | Standard NOX | lb/MMBtu | 0.2 | 0.2 | 0.2 | 0.2 | 0.2 | 0.2 | 0.2 | 0.2
BART NOX Annual-Comanche 2 -v5.13 | 86 | 7127 | Rate Constraint in lbs/MMBtu | FALSE | L | Annual | Emissions at Affected Plants NOX | Thousand Tons | 1.99 | 0 | 0 | 0 | 0 | 0 | 0 | 0
BART NOX Annual-Comanche 2 -v5.13 | 86 | 7127 | Rate Constraint in lbs/MMBtu | FALSE | L | Annual | Allowances Purchased NOX | Thousand Tons | 0 | 0 | 0 | 0 | 0 | 0 | 0 | 0
BART NOX Annual-Comanche 2 -v5.13 | 86 | 7127 | Rate Constraint in lbs/MMBtu | FALSE | L | Annual | Allowances Sold NOX | Thousand Tons | 0 | 0 | 0 | 0 | 0 | 0 | 0 | 0
BART NOX Annual-Comanche 2 -v5.13 | 86 | 7127 | Rate Constraint in lbs/MMBtu | FALSE | L | Annual | Allowances Banked | Thousand Tons | 0 | 0 | 0 | 0 | 0 | 0 | 0 | 0
BART NOX Annual-Comanche 2 -v5.13 | 86 | 7127 | Rate Constraint in lbs/MMBtu | FALSE | L | Annual | Allowances Withdrawn (1:1) | Thousand Tons | 0 | 0 | 0 | 0 | 0 | 0 | 0 | 0
BART NOX Annual-Comanche 2 -v5.13 | 86 | 7127 | Rate Constraint in lbs/MMBtu | FALSE | L | Annual | Allowances Withdrawn (n:1) | Thousand Tons | 0 | 0 | 0 | 0 | 0 | 0 | 0 | 0
BART NOX Annual-Comanche 2 -v5.13 | 86 | 7127 | Rate Constraint in lbs/MMBtu | FALSE | L | Annual | Net Emissions Allowance Position | Thousand Tons | 1.99 | 0 | 0 | 0 | 0 | 0 | 0 | 0
BART NOX Annual-Comanche 2 -v5.13 | 86 | 7127 | Rate Constraint in lbs/MMBtu | FALSE | L | Annual | Fuel Consumed | TBtu | 25.0018 | 0 | 0 | 0 | 0 | 0 | 0 | 0
BART NOX Annual-Comanche 2 -v5.13 | 86 | 7127 | Rate Constraint in lbs/MMBtu | FALSE | L | Annual | Rate | lb/MMBtu | 0.15919 | 0 | 0 | 0 | 0 | 0 | 0 | 0
BART NOX Annual-Comanche 2 -v5.13 | 86 | 7127 | Rate Constraint in lbs/MMBtu | FALSE | L | Annual | Generation | TWh | 2.3131 | 0 | 0 | 0 | 0 | 0 | 0 | 0
BART NOX Annual-Comanche 2 -v5.13 | 86 | 7127 | Rate Constraint in lbs/MMBtu | FALSE | L | Annual | Qualifying Generation | TWh | 2.3131 | 0 | 0 | 0 | 0 | 0 | 0 | 0
BART NOX Annual-Comanche 2 -v5.13 | 86 | 7127 | Rate Constraint in lbs/MMBtu | FALSE | L | Annual | Rate | lb/MWh | 1.7207 | 0 | 0 | 0 | 0 | 0 | 0 | 0
BART NOX Annual-Comanche 2 -v5.13 | 86 | 7127 | Rate Constraint in lbs/MMBtu | FALSE | L | Annual | Constraint Shadow Price | US2019$/Ton | 0 | 0 | 0 | 0 | 0 | 0 | 0 | 0
BART NOX Annual-Craig C2 -v5.13 | 88 | 7128 | Rate Constraint in lbs/MMBtu | FALSE | L | Annual | Seasons Included | Seasons | Winter, WintShld, Summer | Winter, WintShld, Summer | Winter, WintShld, Summer | Winter, WintShld, Summer | Winter, WintShld, Summer | Winter, WintShld, Summer | Winter, WintShld, Summer | Winter, WintShld, Summer
BART NOX Annual-Craig C2 -v5.13 | 88 | 7128 | Rate Constraint in lbs/MMBtu | FALSE | L | Annual | Standard NOX | lb/MMBtu | 0.08 | 0.08 | 0.08 | 0.08 | 0.08 | 0.08 | 0.08 | 0.08
BART NOX Annual-Craig C2 -v5.13 | 88 | 7128 | Rate Constraint in lbs/MMBtu | FALSE | L | Annual | Emissions at Affected Plants NOX | Thousand Tons | 0.91498 | 0.91498 | 0.022317 | 0.022317 | 0.022317 | 0.022317 | 0.022317 | 0.022317
BART NOX Annual-Craig C2 -v5.13 | 88 | 7128 | Rate Constraint in lbs/MMBtu | FALSE | L | Annual | Allowances Purchased NOX | Thousand Tons | 0 | 0 | 0 | 0 | 0 | 0 | 0 | 0
BART NOX Annual-Craig C2 -v5.13 | 88 | 7128 | Rate Constraint in lbs/MMBtu | FALSE | L | Annual | Allowances Sold NOX | Thousand Tons | 0 | 0 | 0 | 0 | 0 | 0 | 0 | 0
BART NOX Annual-Craig C2 -v5.13 | 88 | 7128 | Rate Constraint in lbs/MMBtu | FALSE | L | Annual | Allowances Banked | Thousand Tons | 0 | 0 | 0 | 0 | 0 | 0 | 0 | 0
BART NOX Annual-Craig C2 -v5.13 | 88 | 7128 | Rate Constraint in lbs/MMBtu | FALSE | L | Annual | Allowances Withdrawn (1:1) | Thousand Tons | 0 | 0 | 0 | 0 | 0 | 0 | 0 | 0
BART NOX Annual-Craig C2 -v5.13 | 88 | 7128 | Rate Constraint in lbs/MMBtu | FALSE | L | Annual | Allowances Withdrawn (n:1) | Thousand Tons | 0 | 0 | 0 | 0 | 0 | 0 | 0 | 0
BART NOX Annual-Craig C2 -v5.13 | 88 | 7128 | Rate Constraint in lbs/MMBtu | FALSE | L | Annual | Net Emissions Allowance Position | Thousand Tons | 0.91498 | 0.91498 | 0.022317 | 0.022317 | 0.022317 | 0.022317 | 0.022317 | 0.022317
BART NOX Annual-Craig C2 -v5.13 | 88 | 7128 | Rate Constraint in lbs/MMBtu | FALSE | L | Annual | Fuel Consumed | TBtu | 29.1024 | 29.1024 | 0.70982 | 0.70982 | 0.70982 | 0.70982 | 0.70982 | 0.70982
BART NOX Annual-Craig C2 -v5.13 | 88 | 7128 | Rate Constraint in lbs/MMBtu | FALSE | L | Annual | Rate | lb/MMBtu | 0.06288 | 0.06288 | 0.06288 | 0.06288 | 0.06288 | 0.06288 | 0.06288 | 0.06288
BART NOX Annual-Craig C2 -v5.13 | 88 | 7128 | Rate Constraint in lbs/MMBtu | FALSE | L | Annual | Generation | TWh | 2.842 | 2.842 | 0.069318 | 0.069318 | 0.069318 | 0.069318 | 0.069318 | 0.069318
BART NOX Annual-Craig C2 -v5.13 | 88 | 7128 | Rate Constraint in lbs/MMBtu | FALSE | L | Annual | Qualifying Generation | TWh | 2.842 | 2.842 | 0.069318 | 0.069318 | 0.069318 | 0.069318 | 0.069318 | 0.069318
BART NOX Annual-Craig C2 -v5.13 | 88 | 7128 | Rate Constraint in lbs/MMBtu | FALSE | L | Annual | Rate | lb/MWh | 0.64389 | 0.64389 | 0.64389 | 0.64389 | 0.64389 | 0.64389 | 0.64389 | 0.64389
BART NOX Annual-Craig C2 -v5.13 | 88 | 7128 | Rate Constraint in lbs/MMBtu | FALSE | L | Annual | Constraint Shadow Price | US2019$/Ton | 0 | 0 | 0 | 0 | 0 | 0 | 0 | 0
BART NOX Annual-Dave Johnston 4 -v5.14 | 89 | 7164 | Rate Constraint in lbs/MMBtu | FALSE | L | Annual | Seasons Included | Seasons | Winter, WintShld, Summer | Winter, WintShld, Summer | Winter, WintShld, Summer | Winter, WintShld, Summer | Winter, WintShld, Summer | Winter, WintShld, Summer | Winter, WintShld, Summer | Winter, WintShld, Summer
BART NOX Annual-Dave Johnston 4 -v5.14 | 89 | 7164 | Rate Constraint in lbs/MMBtu | FALSE | L | Annual | Standard NOX | lb/MMBtu | 0.15 | 0.15 | 0.15 | 0.15 | 0.15 | 0.15 | 0.15 | 0.15
BART NOX Annual-Dave Johnston 4 -v5.14 | 89 | 7164 | Rate Constraint in lbs/MMBtu | FALSE | L | Annual | Emissions at Affected Plants NOX | Thousand Tons | 1.7209 | 0 | 0 | 0 | 0 | 0 | 0 | 0
BART NOX Annual-Dave Johnston 4 -v5.14 | 89 | 7164 | Rate Constraint in lbs/MMBtu | FALSE | L | Annual | Allowances Purchased NOX | Thousand Tons | 0 | 0 | 0 | 0 | 0 | 0 | 0 | 0
BART NOX Annual-Dave Johnston 4 -v5.14 | 89 | 7164 | Rate Constraint in lbs/MMBtu | FALSE | L | Annual | Allowances Sold NOX | Thousand Tons | 0 | 0 | 0 | 0 | 0 | 0 | 0 | 0
BART NOX Annual-Dave Johnston 4 -v5.14 | 89 | 7164 | Rate Constraint in lbs/MMBtu | FALSE | L | Annual | Allowances Banked | Thousand Tons | 0 | 0 | 0 | 0 | 0 | 0 | 0 | 0
BART NOX Annual-Dave Johnston 4 -v5.14 | 89 | 7164 | Rate Constraint in lbs/MMBtu | FALSE | L | Annual | Allowances Withdrawn (1:1) | Thousand Tons | 0 | 0 | 0 | 0 | 0 | 0 | 0 | 0
BART NOX Annual-Dave Johnston 4 -v5.14 | 89 | 7164 | Rate Constraint in lbs/MMBtu | FALSE | L | Annual | Allowances Withdrawn (n:1) | Thousand Tons | 0 | 0 | 0 | 0 | 0 | 0 | 0 | 0
BART NOX Annual-Dave Johnston 4 -v5.14 | 89 | 7164 | Rate Constraint in lbs/MMBtu | FALSE | L | Annual | Net Emissions Allowance Position | Thousand Tons | 1.7209 | 0 | 0 | 0 | 0 | 0 | 0 | 0
BART NOX Annual-Dave Johnston 4 -v5.14 | 89 | 7164 | Rate Constraint in lbs/MMBtu | FALSE | L | Annual | Fuel Consumed | TBtu | 25.8408 | 0 | 0 | 0 | 0 | 0 | 0 | 0
BART NOX Annual-Dave Johnston 4 -v5.14 | 89 | 7164 | Rate Constraint in lbs/MMBtu | FALSE | L | Annual | Rate | lb/MMBtu | 0.13319 | 0 | 0 | 0 | 0 | 0 | 0 | 0
BART NOX Annual-Dave Johnston 4 -v5.14 | 89 | 7164 | Rate Constraint in lbs/MMBtu | FALSE | L | Annual | Generation | TWh | 2.2785 | 0 | 0 | 0 | 0 | 0 | 0 | 0
BART NOX Annual-Dave Johnston 4 -v5.14 | 89 | 7164 | Rate Constraint in lbs/MMBtu | FALSE | L | Annual | Qualifying Generation | TWh | 2.2785 | 0 | 0 | 0 | 0 | 0 | 0 | 0
BART NOX Annual-Dave Johnston 4 -v5.14 | 89 | 7164 | Rate Constraint in lbs/MMBtu | FALSE | L | Annual | Rate | lb/MWh | 1.5105 | 0 | 0 | 0 | 0 | 0 | 0 | 0
BART NOX Annual-Dave Johnston 4 -v5.14 | 89 | 7164 | Rate Constraint in lbs/MMBtu | FALSE | L | Annual | Constraint Shadow Price | US2019$/Ton | 0 | 0 | 0 | 0 | 0 | 0 | 0 | 0
BART NOX Annual-Four Corners 4 -v5.14 | 90 | 7129 | Rate Constraint in lbs/MMBtu | FALSE | L | Annual | Seasons Included | Seasons | Winter, WintShld, Summer | Winter, WintShld, Summer | Winter, WintShld, Summer | Winter, WintShld, Summer | Winter, WintShld, Summer | Winter, WintShld, Summer | Winter, WintShld, Summer | Winter, WintShld, Summer
BART NOX Annual-Four Corners 4 -v5.14 | 90 | 7129 | Rate Constraint in lbs/MMBtu | FALSE | L | Annual | Standard NOX | lb/MMBtu | 0.098 | 0.098 | 0.098 | 0.098 | 0.098 | 0.098 | 0.098 | 0.098
BART NOX Annual-Four Corners 4 -v5.14 | 90 | 7129 | Rate Constraint in lbs/MMBtu | FALSE | L | Annual | Emissions at Affected Plants NOX | Thousand Tons | 1.385 | 1.0539 | 1.0539 | 1.0539 | 0.020115 | 0.020115 | 0.020115 | 0.020115
BART NOX Annual-Four Corners 4 -v5.14 | 90 | 7129 | Rate Constraint in lbs/MMBtu | FALSE | L | Annual | Allowances Purchased NOX | Thousand Tons | 0 | 0 | 0 | 0 | 0 | 0 | 0 | 0
BART NOX Annual-Four Corners 4 -v5.14 | 90 | 7129 | Rate Constraint in lbs/MMBtu | FALSE | L | Annual | Allowances Sold NOX | Thousand Tons | 0 | 0 | 0 | 0 | 0 | 0 | 0 | 0
BART NOX Annual-Four Corners 4 -v5.14 | 90 | 7129 | Rate Constraint in lbs/MMBtu | FALSE | L | Annual | Allowances Banked | Thousand Tons | 0 | 0 | 0 | 0 | 0 | 0 | 0 | 0
BART NOX Annual-Four Corners 4 -v5.14 | 90 | 7129 | Rate Constraint in lbs/MMBtu | FALSE | L | Annual | Allowances Withdrawn (1:1) | Thousand Tons | 0 | 0 | 0 | 0 | 0 | 0 | 0 | 0
BART NOX Annual-Four Corners 4 -v5.14 | 90 | 7129 | Rate Constraint in lbs/MMBtu | FALSE | L | Annual | Allowances Withdrawn (n:1) | Thousand Tons | 0 | 0 | 0 | 0 | 0 | 0 | 0 | 0
BART NOX Annual-Four Corners 4 -v5.14 | 90 | 7129 | Rate Constraint in lbs/MMBtu | FALSE | L | Annual | Net Emissions Allowance Position | Thousand Tons | 1.385 | 1.0539 | 1.0539 | 1.0539 | 0.020115 | 0.020115 | 0.020115 | 0.020115
BART NOX Annual-Four Corners 4 -v5.14 | 90 | 7129 | Rate Constraint in lbs/MMBtu | FALSE | L | Annual | Fuel Consumed | TBtu | 47.6025 | 36.2225 | 36.2225 | 36.2225 | 0.69134 | 0.69134 | 0.69134 | 0.69134
BART NOX Annual-Four Corners 4 -v5.14 | 90 | 7129 | Rate Constraint in lbs/MMBtu | FALSE | L | Annual | Rate | lb/MMBtu | 0.05819 | 0.05819 | 0.05819 | 0.05819 | 0.05819 | 0.05819 | 0.05819 | 0.05819
BART NOX Annual-Four Corners 4 -v5.14 | 90 | 7129 | Rate Constraint in lbs/MMBtu | FALSE | L | Annual | Generation | TWh | 4.8718 | 3.7071 | 3.6933 | 3.6933 | 0.056932 | 0.056932 | 0.056932 | 0.056932
BART NOX Annual-Four Corners 4 -v5.14 | 90 | 7129 | Rate Constraint in lbs/MMBtu | FALSE | L | Annual | Qualifying Generation | TWh | 4.8718 | 3.7071 | 3.6933 | 3.6933 | 0.056932 | 0.056932 | 0.056932 | 0.056932
BART NOX Annual-Four Corners 4 -v5.14 | 90 | 7129 | Rate Constraint in lbs/MMBtu | FALSE | L | Annual | Rate | lb/MWh | 0.56857 | 0.56857 | 0.5707 | 0.5707 | 0.70662 | 0.70662 | 0.70662 | 0.70662
BART NOX Annual-Four Corners 4 -v5.14 | 90 | 7129 | Rate Constraint in lbs/MMBtu | FALSE | L | Annual | Constraint Shadow Price | US2019$/Ton | 0 | 0 | 0 | 0 | 0 | 0 | 0 | 0
BART NOX Annual-Four Corners 5 -v5.14 | 91 | 7130 | Rate Constraint in lbs/MMBtu | FALSE | L | Annual | Seasons Included | Seasons | Winter, WintShld, Summer | Winter, WintShld, Summer | Winter, WintShld, Summer | Winter, WintShld, Summer | Winter, WintShld, Summer | Winter, WintShld, Summer | Winter, WintShld, Summer | Winter, WintShld, Summer
BART NOX Annual-Four Corners 5 -v5.14 | 91 | 7130 | Rate Constraint in lbs/MMBtu | FALSE | L | Annual | Standard NOX | lb/MMBtu | 0.098 | 0.098 | 0.098 | 0.098 | 0.098 | 0.098 | 0.098 | 0.098
BART NOX Annual-Four Corners 5 -v5.14 | 91 | 7130 | Rate Constraint in lbs/MMBtu | FALSE | L | Annual | Emissions at Affected Plants NOX | Thousand Tons | 1.6367 | 1.7183 | 1.7183 | 1.7183 | 0 | 0 | 0 | 0
BART NOX Annual-Four Corners 5 -v5.14 | 91 | 7130 | Rate Constraint in lbs/MMBtu | FALSE | L | Annual | Allowances Purchased NOX | Thousand Tons | 0 | 0 | 0 | 0 | 0 | 0 | 0 | 0
BART NOX Annual-Four Corners 5 -v5.14 | 91 | 7130 | Rate Constraint in lbs/MMBtu | FALSE | L | Annual | Allowances Sold NOX | Thousand Tons | 0 | 0 | 0 | 0 | 0 | 0 | 0 | 0
BART NOX Annual-Four Corners 5 -v5.14 | 91 | 7130 | Rate Constraint in lbs/MMBtu | FALSE | L | Annual | Allowances Banked | Thousand Tons | 0 | 0 | 0 | 0 | 0 | 0 | 0 | 0
BART NOX Annual-Four Corners 5 -v5.14 | 91 | 7130 | Rate Constraint in lbs/MMBtu | FALSE | L | Annual | Allowances Withdrawn (1:1) | Thousand Tons | 0 | 0 | 0 | 0 | 0 | 0 | 0 | 0
BART NOX Annual-Four Corners 5 -v5.14 | 91 | 7130 | Rate Constraint in lbs/MMBtu | FALSE | L | Annual | Allowances Withdrawn (n:1) | Thousand Tons | 0 | 0 | 0 | 0 | 0 | 0 | 0 | 0
BART NOX Annual-Four Corners 5 -v5.14 | 91 | 7130 | Rate Constraint in lbs/MMBtu | FALSE | L | Annual | Net Emissions Allowance Position | Thousand Tons | 1.6367 | 1.7183 | 1.7183 | 1.7183 | 0 | 0 | 0 | 0
BART NOX Annual-Four Corners 5 -v5.14 | 91 | 7130 | Rate Constraint in lbs/MMBtu | FALSE | L | Annual | Fuel Consumed | TBtu | 50.6811 | 53.2061 | 53.2061 | 53.2061 | 0 | 0 | 0 | 0
BART NOX Annual-Four Corners 5 -v5.14 | 91 | 7130 | Rate Constraint in lbs/MMBtu | FALSE | L | Annual | Rate | lb/MMBtu | 0.06459 | 0.06459 | 0.06459 | 0.06459 | 0 | 0 | 0 | 0
BART NOX Annual-Four Corners 5 -v5.14 | 91 | 7130 | Rate Constraint in lbs/MMBtu | FALSE | L | Annual | Generation | TWh | 5.1895 | 5.4481 | 5.4481 | 5.4481 | 0 | 0 | 0 | 0
BART NOX Annual-Four Corners 5 -v5.14 | 91 | 7130 | Rate Constraint in lbs/MMBtu | FALSE | L | Annual | Qualifying Generation | TWh | 5.1895 | 5.4481 | 5.4481 | 5.4481 | 0 | 0 | 0 | 0
BART NOX Annual-Four Corners 5 -v5.14 | 91 | 7130 | Rate Constraint in lbs/MMBtu | FALSE | L | Annual | Rate | lb/MWh | 0.63079 | 0.63079 | 0.63079 | 0.63079 | 0 | 0 | 0 | 0
BART NOX Annual-Four Corners 5 -v5.14 | 91 | 7130 | Rate Constraint in lbs/MMBtu | FALSE | L | Annual | Constraint Shadow Price | US2019$/Ton | 0 | 0 | 0 | 0 | 0 | 0 | 0 | 0
BART NOX Annual-Gerald Gentleman 1 -v5.14 | 92 | 7131 | Rate Constraint in lbs/MMBtu | FALSE | L | Annual | Seasons Included | Seasons | Winter, WintShld, Summer | Winter, WintShld, Summer | Winter, WintShld, Summer | Winter, WintShld, Summer | Winter, WintShld, Summer | Winter, WintShld, Summer | Winter, WintShld, Summer | Winter, WintShld, Summer
BART NOX Annual-Gerald Gentleman 1 -v5.14 | 92 | 7131 | Rate Constraint in lbs/MMBtu | FALSE | L | Annual | Standard NOX | lb/MMBtu | 0.23 | 0.23 | 0.23 | 0.23 | 0.23 | 0.23 | 0.23 | 0.23
BART NOX Annual-Gerald Gentleman 1 -v5.14 | 92 | 7131 | Rate Constraint in lbs/MMBtu | FALSE | L | Annual | Emissions at Affected Plants NOX | Thousand Tons | 4.866 | 4.866 | 4.866 | 4.866 | 4.866 | 4.866 | 4.866 | 4.866
BART NOX Annual-Gerald Gentleman 1 -v5.14 | 92 | 7131 | Rate Constraint in lbs/MMBtu | FALSE | L | Annual | Allowances Purchased NOX | Thousand Tons | 0 | 0 | 0 | 0 | 0 | 0 | 0 | 0
BART NOX Annual-Gerald Gentleman 1 -v5.14 | 92 | 7131 | Rate Constraint in lbs/MMBtu | FALSE | L | Annual | Allowances Sold NOX | Thousand Tons | 0 | 0 | 0 | 0 | 0 | 0 | 0 | 0
BART NOX Annual-Gerald Gentleman 1 -v5.14 | 92 | 7131 | Rate Constraint in lbs/MMBtu | FALSE | L | Annual | Allowances Banked | Thousand Tons | 0 | 0 | 0 | 0 | 0 | 0 | 0 | 0
BART NOX Annual-Gerald Gentleman 1 -v5.14 | 92 | 7131 | Rate Constraint in lbs/MMBtu | FALSE | L | Annual | Allowances Withdrawn (1:1) | Thousand Tons | 0 | 0 | 0 | 0 | 0 | 0 | 0 | 0
BART NOX Annual-Gerald Gentleman 1 -v5.14 | 92 | 7131 | Rate Constraint in lbs/MMBtu | FALSE | L | Annual | Allowances Withdrawn (n:1) | Thousand Tons | 0 | 0 | 0 | 0 | 0 | 0 | 0 | 0
BART NOX Annual-Gerald Gentleman 1 -v5.14 | 92 | 7131 | Rate Constraint in lbs/MMBtu | FALSE | L | Annual | Net Emissions Allowance Position | Thousand Tons | 4.866 | 4.866 | 4.866 | 4.866 | 4.866 | 4.866 | 4.866 | 4.866
BART NOX Annual-Gerald Gentleman 1 -v5.14 | 92 | 7131 | Rate Constraint in lbs/MMBtu | FALSE | L | Annual | Fuel Consumed | TBtu | 47.2447 | 47.2447 | 47.2447 | 47.2447 | 47.2447 | 47.2447 | 47.2447 | 47.2447
BART NOX Annual-Gerald Gentleman 1 -v5.14 | 92 | 7131 | Rate Constraint in lbs/MMBtu | FALSE | L | Annual | Rate | lb/MMBtu | 0.20599 | 0.20599 | 0.20599 | 0.20599 | 0.20599 | 0.20599 | 0.20599 | 0.20599
BART NOX Annual-Gerald Gentleman 1 -v5.14 | 92 | 7131 | Rate Constraint in lbs/MMBtu | FALSE | L | Annual | Generation | TWh | 4.7052 | 4.7052 | 4.7052 | 4.7052 | 4.7052 | 4.7052 | 4.7052 | 4.7052
BART NOX Annual-Gerald Gentleman 1 -v5.14 | 92 | 7131 | Rate Constraint in lbs/MMBtu | FALSE | L | Annual | Qualifying Generation | TWh | 4.7052 | 4.7052 | 4.7052 | 4.7052 | 4.7052 | 4.7052 | 4.7052 | 4.7052
BART NOX Annual-Gerald Gentleman 1 -v5.14 | 92 | 7131 | Rate Constraint in lbs/MMBtu | FALSE | L | Annual | Rate | lb/MWh | 2.0683 | 2.0683 | 2.0683 | 2.0683 | 2.0683 | 2.0683 | 2.0683 | 2.0683
BART NOX Annual-Gerald Gentleman 1 -v5.14 | 92 | 7131 | Rate Constraint in lbs/MMBtu | FALSE | L | Annual | Constraint Shadow Price | US2019$/Ton | 0 | 0 | 0 | 0 | 0 | 0 | 0 | 0
BART NOX Annual-Gerald Gentleman 2 -v5.14 | 93 | 7132 | Rate Constraint in lbs/MMBtu | FALSE | L | Annual | Seasons Included | Seasons | Winter, WintShld, Summer | Winter, WintShld, Summer | Winter, WintShld, Summer | Winter, WintShld, Summer | Winter, WintShld, Summer | Winter, WintShld, Summer | Winter, WintShld, Summer | Winter, WintShld, Summer
BART NOX Annual-Gerald Gentleman 2 -v5.14 | 93 | 7132 | Rate Constraint in lbs/MMBtu | FALSE | L | Annual | Standard NOX | lb/MMBtu | 0.23 | 0.23 | 0.23 | 0.23 | 0.23 | 0.23 | 0.23 | 0.23
BART NOX Annual-Gerald Gentleman 2 -v5.14 | 93 | 7132 | Rate Constraint in lbs/MMBtu | FALSE | L | Annual | Emissions at Affected Plants NOX | Thousand Tons | 3.9319 | 3.9319 | 3.9319 | 3.9319 | 3.9319 | 3.9319 | 3.9319 | 3.9319
BART NOX Annual-Gerald Gentleman 2 -v5.14 | 93 | 7132 | Rate Constraint in lbs/MMBtu | FALSE | L | Annual | Allowances Purchased NOX | Thousand Tons | 0 | 0 | 0 | 0 | 0 | 0 | 0 | 0
BART NOX Annual-Gerald Gentleman 2 -v5.14 | 93 | 7132 | Rate Constraint in lbs/MMBtu | FALSE | L | Annual | Allowances Sold NOX | Thousand Tons | 0 | 0 | 0 | 0 | 0 | 0 | 0 | 0
BART NOX Annual-Gerald Gentleman 2 -v5.14 | 93 | 7132 | Rate Constraint in lbs/MMBtu | FALSE | L | Annual | Allowances Banked | Thousand Tons | 0 | 0 | 0 | 0 | 0 | 0 | 0 | 0
BART NOX Annual-Gerald Gentleman 2 -v5.14 | 93 | 7132 | Rate Constraint in lbs/MMBtu | FALSE | L | Annual | Allowances Withdrawn (1:1) | Thousand Tons | 0 | 0 | 0 | 0 | 0 | 0 | 0 | 0
BART NOX Annual-Gerald Gentleman 2 -v5.14 | 93 | 7132 | Rate Constraint in lbs/MMBtu | FALSE | L | Annual | Allowances Withdrawn (n:1) | Thousand Tons | 0 | 0 | 0 | 0 | 0 | 0 | 0 | 0
BART NOX Annual-Gerald Gentleman 2 -v5.14 | 93 | 7132 | Rate Constraint in lbs/MMBtu | FALSE | L | Annual | Net Emissions Allowance Position | Thousand Tons | 3.9319 | 3.9319 | 3.9319 | 3.9319 | 3.9319 | 3.9319 | 3.9319 | 3.9319
BART NOX Annual-Gerald Gentleman 2 -v5.14 | 93 | 7132 | Rate Constraint in lbs/MMBtu | FALSE | L | Annual | Fuel Consumed | TBtu | 49.865 | 49.865 | 49.865 | 49.865 | 49.865 | 49.865 | 49.865 | 49.865
BART NOX Annual-Gerald Gentleman 2 -v5.14 | 93 | 7132 | Rate Constraint in lbs/MMBtu | FALSE | L | Annual | Rate | lb/MMBtu | 0.1577 | 0.1577 | 0.1577 | 0.1577 | 0.1577 | 0.1577 | 0.1577 | 0.1577
BART NOX Annual-Gerald Gentleman 2 -v5.14 | 93 | 7132 | Rate Constraint in lbs/MMBtu | FALSE | L | Annual | Generation | TWh | 4.9528 | 4.9528 | 4.9528 | 4.9528 | 4.9528 | 4.9528 | 4.9528 | 4.9528
BART NOX Annual-Gerald Gentleman 2 -v5.14 | 93 | 7132 | Rate Constraint in lbs/MMBtu | FALSE | L | Annual | Qualifying Generation | TWh | 4.9528 | 4.9528 | 4.9528 | 4.9528 | 4.9528 | 4.9528 | 4.9528 | 4.9528
BART NOX Annual-Gerald Gentleman 2 -v5.14 | 93 | 7132 | Rate Constraint in lbs/MMBtu | FALSE | L | Annual | Rate | lb/MWh | 1.5877 | 1.5877 | 1.5877 | 1.5877 | 1.5877 | 1.5877 | 1.5877 | 1.5877
BART NOX Annual-Gerald Gentleman 2 -v5.14 | 93 | 7132 | Rate Constraint in lbs/MMBtu | FALSE | L | Annual | Constraint Shadow Price | US2019$/Ton | 0 | 0 | 0 | 0 | 0 | 0 | 0 | 0
BART NOX Annual-Hayden H1 -v5.13 | 94 | 7133 | Rate Constraint in lbs/MMBtu | FALSE | L | Annual | Seasons Included | Seasons | Winter, WintShld, Summer | Winter, WintShld, Summer | Winter, WintShld, Summer | Winter, WintShld, Summer | Winter, WintShld, Summer | Winter, WintShld, Summer | Winter, WintShld, Summer | Winter, WintShld, Summer
BART NOX Annual-Hayden H1 -v5.13 | 94 | 7133 | Rate Constraint in lbs/MMBtu | FALSE | L | Annual | Standard NOX | lb/MMBtu | 0.08 | 0.08 | 0.08 | 0.08 | 0.08 | 0.08 | 0.08 | 0.08
BART NOX Annual-Hayden H1 -v5.13 | 94 | 7133 | Rate Constraint in lbs/MMBtu | FALSE | L | Annual | Emissions at Affected Plants NOX | Thousand Tons | 0.30453 | 0 | 0 | 0 | 0 | 0 | 0 | 0
BART NOX Annual-Hayden H1 -v5.13 | 94 | 7133 | Rate Constraint in lbs/MMBtu | FALSE | L | Annual | Allowances Purchased NOX | Thousand Tons | 0 | 0 | 0 | 0 | 0 | 0 | 0 | 0
BART NOX Annual-Hayden H1 -v5.13 | 94 | 7133 | Rate Constraint in lbs/MMBtu | FALSE | L | Annual | Allowances Sold NOX | Thousand Tons | 0 | 0 | 0 | 0 | 0 | 0 | 0 | 0
BART NOX Annual-Hayden H1 -v5.13 | 94 | 7133 | Rate Constraint in lbs/MMBtu | FALSE | L | Annual | Allowances Banked | Thousand Tons | 0 | 0 | 0 | 0 | 0 | 0 | 0 | 0
BART NOX Annual-Hayden H1 -v5.13 | 94 | 7133 | Rate Constraint in lbs/MMBtu | FALSE | L | Annual | Allowances Withdrawn (1:1) | Thousand Tons | 0 | 0 | 0 | 0 | 0 | 0 | 0 | 0
BART NOX Annual-Hayden H1 -v5.13 | 94 | 7133 | Rate Constraint in lbs/MMBtu | FALSE | L | Annual | Allowances Withdrawn (n:1) | Thousand Tons | 0 | 0 | 0 | 0 | 0 | 0 | 0 | 0
BART NOX Annual-Hayden H1 -v5.13 | 94 | 7133 | Rate Constraint in lbs/MMBtu | FALSE | L | Annual | Net Emissions Allowance Position | Thousand Tons | 0.30453 | 0 | 0 | 0 | 0 | 0 | 0 | 0
BART NOX Annual-Hayden H1 -v5.13 | 94 | 7133 | Rate Constraint in lbs/MMBtu | FALSE | L | Annual | Fuel Consumed | TBtu | 12.7391 | 0 | 0 | 0 | 0 | 0 | 0 | 0
BART NOX Annual-Hayden H1 -v5.13 | 94 | 7133 | Rate Constraint in lbs/MMBtu | FALSE | L | Annual | Rate | lb/MMBtu | 0.04781 | 0 | 0 | 0 | 0 | 0 | 0 | 0
BART NOX Annual-Hayden H1 -v5.13 | 94 | 7133 | Rate Constraint in lbs/MMBtu | FALSE | L | Annual | Generation | TWh | 1.1677 | 0 | 0 | 0 | 0 | 0 | 0 | 0
BART NOX Annual-Hayden H1 -v5.13 | 94 | 7133 | Rate Constraint in lbs/MMBtu | FALSE | L | Annual | Qualifying Generation | TWh | 1.1677 | 0 | 0 | 0 | 0 | 0 | 0 | 0
BART NOX Annual-Hayden H1 -v5.13 | 94 | 7133 | Rate Constraint in lbs/MMBtu | FALSE | L | Annual | Rate | lb/MWh | 0.52161 | 0 | 0 | 0 | 0 | 0 | 0 | 0
BART NOX Annual-Hayden H1 -v5.13 | 94 | 7133 | Rate Constraint in lbs/MMBtu | FALSE | L | Annual | Constraint Shadow Price | US2019$/Ton | 0 | 0 | 0 | 0 | 0 | 0 | 0 | 0
BART NOX Annual-Hayden H2 -v5.13 | 95 | 7134 | Rate Constraint in lbs/MMBtu | FALSE | L | Annual | Seasons Included | Seasons | Winter, WintShld, Summer | Winter, WintShld, Summer | Winter, WintShld, Summer | Winter, WintShld, Summer | Winter, WintShld, Summer | Winter, WintShld, Summer | Winter, WintShld, Summer | Winter, WintShld, Summer
BART NOX Annual-Hayden H2 -v5.13 | 95 | 7134 | Rate Constraint in lbs/MMBtu | FALSE | L | Annual | Standard NOX | lb/MMBtu | 0.07 | 0.07 | 0.07 | 0.07 | 0.07 | 0.07 | 0.07 | 0.07
BART NOX Annual-Hayden H2 -v5.13 | 95 | 7134 | Rate Constraint in lbs/MMBtu | FALSE | L | Annual | Emissions at Affected Plants NOX | Thousand Tons | 0.48243 | 0 | 0 | 0 | 0 | 0 | 0 | 0
BART NOX Annual-Hayden H2 -v5.13 | 95 | 7134 | Rate Constraint in lbs/MMBtu | FALSE | L | Annual | Allowances Purchased NOX | Thousand Tons | 0 | 0 | 0 | 0 | 0 | 0 | 0 | 0
BART NOX Annual-Hayden H2 -v5.13 | 95 | 7134 | Rate Constraint in lbs/MMBtu | FALSE | L | Annual | Allowances Sold NOX | Thousand Tons | 0 | 0 | 0 | 0 | 0 | 0 | 0 | 0
BART NOX Annual-Hayden H2 -v5.13 | 95 | 7134 | Rate Constraint in lbs/MMBtu | FALSE | L | Annual | Allowances Banked | Thousand Tons | 0 | 0 | 0 | 0 | 0 | 0 | 0 | 0
BART NOX Annual-Hayden H2 -v5.13 | 95 | 7134 | Rate Constraint in lbs/MMBtu | FALSE | L | Annual | Allowances Withdrawn (1:1) | Thousand Tons | 0 | 0 | 0 | 0 | 0 | 0 | 0 | 0
BART NOX Annual-Hayden H2 -v5.13 | 95 | 7134 | Rate Constraint in lbs/MMBtu | FALSE | L | Annual | Allowances Withdrawn (n:1) | Thousand Tons | 0 | 0 | 0 | 0 | 0 | 0 | 0 | 0
BART NOX Annual-Hayden H2 -v5.13 | 95 | 7134 | Rate Constraint in lbs/MMBtu | FALSE | L | Annual | Net Emissions Allowance Position | Thousand Tons | 0.48243 | 0 | 0 | 0 | 0 | 0 | 0 | 0
BART NOX Annual-Hayden H2 -v5.13 | 95 | 7134 | Rate Constraint in lbs/MMBtu | FALSE | L | Annual | Fuel Consumed | TBtu | 18.2809 | 0 | 0 | 0 | 0 | 0 | 0 | 0
BART NOX Annual-Hayden H2 -v5.13 | 95 | 7134 | Rate Constraint in lbs/MMBtu | FALSE | L | Annual | Rate | lb/MMBtu | 0.05278 | 0 | 0 | 0 | 0 | 0 | 0 | 0
BART NOX Annual-Hayden H2 -v5.13 | 95 | 7134 | Rate Constraint in lbs/MMBtu | FALSE | L | Annual | Generation | TWh | 1.6761 | 0 | 0 | 0 | 0 | 0 | 0 | 0
BART NOX Annual-Hayden H2 -v5.13 | 95 | 7134 | Rate Constraint in lbs/MMBtu | FALSE | L | Annual | Qualifying Generation | TWh | 1.6761 | 0 | 0 | 0 | 0 | 0 | 0 | 0
BART NOX Annual-Hayden H2 -v5.13 | 95 | 7134 | Rate Constraint in lbs/MMBtu | FALSE | L | Annual | Rate | lb/MWh | 0.57567 | 0 | 0 | 0 | 0 | 0 | 0 | 0
BART NOX Annual-Hayden H2 -v5.13 | 95 | 7134 | Rate Constraint in lbs/MMBtu | FALSE | L | Annual | Constraint Shadow Price | US2019$/Ton | 0 | 0 | 0 | 0 | 0 | 0 | 0 | 0
BART NOX Annual-Jeffrey Energy Center 1 -v5.13 | 96 | 7145 | Rate Constraint in lbs/MMBtu | FALSE | L | Annual | Seasons Included | Seasons | Winter, WintShld, Summer | Winter, WintShld, Summer | Winter, WintShld, Summer | Winter, WintShld, Summer | Winter, WintShld, Summer | Winter, WintShld, Summer | Winter, WintShld, Summer | Winter, WintShld, Summer
BART NOX Annual-Jeffrey Energy Center 1 -v5.13 | 96 | 7145 | Rate Constraint in lbs/MMBtu | FALSE | L | Annual | Standard NOX | lb/MMBtu | 0.15 | 0.15 | 0.15 | 0.15 | 0.15 | 0.15 | 0.15 | 0.15
BART NOX Annual-Jeffrey Energy Center 1 -v5.13 | 96 | 7145 | Rate Constraint in lbs/MMBtu | FALSE | L | Annual | Emissions at Affected Plants NOX | Thousand Tons | 1.0806 | 1.0477 | 0.79075 | 0.65326 | 0.80398 | 0 | 0 | 0
BART NOX Annual-Jeffrey Energy Center 1 -v5.13 | 96 | 7145 | Rate Constraint in lbs/MMBtu | FALSE | L | Annual | Allowances Purchased NOX | Thousand Tons | 0 | 0 | 0 | 0 | 0 | 0 | 0 | 0
BART NOX Annual-Jeffrey Energy Center 1 -v5.13 | 96 | 7145 | Rate Constraint in lbs/MMBtu | FALSE | L | Annual | Allowances Sold NOX | Thousand Tons | 0 | 0 | 0 | 0 | 0 | 0 | 0 | 0
BART NOX Annual-Jeffrey Energy Center 1 -v5.13 | 96 | 7145 | Rate Constraint in lbs/MMBtu | FALSE | L | Annual | Allowances Banked | Thousand Tons | 0 | 0 | 0 | 0 | 0 | 0 | 0 | 0
BART NOX Annual-Jeffrey Energy Center 1 -v5.13 | 96 | 7145 | Rate Constraint in lbs/MMBtu | FALSE | L | Annual | Allowances Withdrawn (1:1) | Thousand Tons | 0 | 0 | 0 | 0 | 0 | 0 | 0 | 0
BART NOX Annual-Jeffrey Energy Center 1 -v5.13 | 96 | 7145 | Rate Constraint in lbs/MMBtu | FALSE | L | Annual | Allowances Withdrawn (n:1) | Thousand Tons | 0 | 0 | 0 | 0 | 0 | 0 | 0 | 0
BART NOX Annual-Jeffrey Energy Center 1 -v5.13 | 96 | 7145 | Rate Constraint in lbs/MMBtu | FALSE | L | Annual | Net Emissions Allowance Position | Thousand Tons | 1.0806 | 1.0477 | 0.79075 | 0.65326 | 0.80398 | 0 | 0 | 0
BART NOX Annual-Jeffrey Energy Center 1 -v5.13 | 96 | 7145 | Rate Constraint in lbs/MMBtu | FALSE | L | Annual | Fuel Consumed | TBtu | 54.1404 | 52.4914 | 39.6168 | 32.7283 | 40.2796 | 0 | 0 | 0
BART NOX Annual-Jeffrey Energy Center 1 -v5.13 | 96 | 7145 | Rate Constraint in lbs/MMBtu | FALSE | L | Annual | Rate | lb/MMBtu | 0.03992 | 0.03992 | 0.03992 | 0.03992 | 0.03992 | 0 | 0 | 0
BART NOX Annual-Jeffrey Energy Center 1 -v5.13 | 96 | 7145 | Rate Constraint in lbs/MMBtu | FALSE | L | Annual | Generation | TWh | 4.9263 | 4.7763 | 3.6048 | 2.978 | 3.6651 | 0 | 0 | 0
BART NOX Annual-Jeffrey Energy Center 1 -v5.13 | 96 | 7145 | Rate Constraint in lbs/MMBtu | FALSE | L | Annual | Qualifying Generation | TWh | 4.9263 | 4.7763 | 3.6048 | 2.978 | 3.6651 | 0 | 0 | 0
BART NOX Annual-Jeffrey Energy Center 1 -v5.13 | 96 | 7145 | Rate Constraint in lbs/MMBtu | FALSE | L | Annual | Rate | lb/MWh | 0.43872 | 0.43872 | 0.43872 | 0.43872 | 0.43872 | 0 | 0 | 0
BART NOX Annual-Jeffrey Energy Center 1 -v5.13 | 96 | 7145 | Rate Constraint in lbs/MMBtu | FALSE | L | Annual | Constraint Shadow Price | US2019$/Ton | 0 | 0 | 0 | 0 | 0 | 0 | 0 | 0
BART NOX Annual-Jeffrey Energy Center 2 -v5.13 | 97 | 7146 | Rate Constraint in lbs/MMBtu | FALSE | L | Annual | Seasons Included | Seasons | Winter, WintShld, Summer | Winter, WintShld, Summer | Winter, WintShld, Summer | Winter, WintShld, Summer | Winter, WintShld, Summer | Winter, WintShld, Summer | Winter, WintShld, Summer | Winter, WintShld, Summer
BART NOX Annual-Jeffrey Energy Center 2 -v5.13 | 97 | 7146 | Rate Constraint in lbs/MMBtu | FALSE | L | Annual | Standard NOX | lb/MMBtu | 0.15 | 0.15 | 0.15 | 0.15 | 0.15 | 0.15 | 0.15 | 0.15
BART NOX Annual-Jeffrey Energy Center 2 -v5.13 | 97 | 7146 | Rate Constraint in lbs/MMBtu | FALSE | L | Annual | Emissions at Affected Plants NOX | Thousand Tons | 1.7992 | 1.8103 | 1.7501 | 1.8103 | 1.8103 | 0 | 0 | 0
BART NOX Annual-Jeffrey Energy Center 2 -v5.13 | 97 | 7146 | Rate Constraint in lbs/MMBtu | FALSE | L | Annual | Allowances Purchased NOX | Thousand Tons | 0 | 0 | 0 | 0 | 0 | 0 | 0 | 0
BART NOX Annual-Jeffrey Energy Center 2 -v5.13 | 97 | 7146 | Rate Constraint in lbs/MMBtu | FALSE | L | Annual | Allowances Sold NOX | Thousand Tons | 0 | 0 | 0 | 0 | 0 | 0 | 0 | 0
BART NOX Annual-Jeffrey Energy Center 2 -v5.13 | 97 | 7146 | Rate Constraint in lbs/MMBtu | FALSE | L | Annual | Allowances Banked | Thousand Tons | 0 | 0 | 0 | 0 | 0 | 0 | 0 | 0
BART NOX Annual-Jeffrey Energy Center 2 -v5.13 | 97 | 7146 | Rate Constraint in lbs/MMBtu | FALSE | L | Annual | Allowances Withdrawn (1:1) | Thousand Tons | 0 | 0 | 0 | 0 | 0 | 0 | 0 | 0
BART NOX Annual-Jeffrey Energy Center 2 -v5.13 | 97 | 7146 | Rate Constraint in lbs/MMBtu | FALSE | L | Annual | Allowances Withdrawn (n:1) | Thousand Tons | 0 | 0 | 0 | 0 | 0 | 0 | 0 | 0
BART NOX Annual-Jeffrey Energy Center 2 -v5.13 | 97 | 7146 | Rate Constraint in lbs/MMBtu | FALSE | L | Annual | Net Emissions Allowance Position | Thousand Tons | 1.7992 | 1.8103 | 1.7501 | 1.8103 | 1.8103 | 0 | 0 | 0
BART NOX Annual-Jeffrey Energy Center 2 -v5.13 | 97 | 7146 | Rate Constraint in lbs/MMBtu | FALSE | L | Annual | Fuel Consumed | TBtu | 35.9844 | 36.2068 | 35.0017 | 36.2068 | 36.2068 | 0 | 0 | 0
BART NOX Annual-Jeffrey Energy Center 2 -v5.13 | 97 | 7146 | Rate Constraint in lbs/MMBtu | FALSE | L | Annual | Rate | lb/MMBtu | 0.1 | 0.1 | 0.1 | 0.1 | 0.1 | 0 | 0 | 0
BART NOX Annual-Jeffrey Energy Center 2 -v5.13 | 97 | 7146 | Rate Constraint in lbs/MMBtu | FALSE | L | Annual | Generation | TWh | 3.227 | 3.2469 | 3.1389 | 3.2469 | 3.2469 | 0 | 0 | 0
BART NOX Annual-Jeffrey Energy Center 2 -v5.13 | 97 | 7146 | Rate Constraint in lbs/MMBtu | FALSE | L | Annual | Qualifying Generation | TWh | 3.227 | 3.2469 | 3.1389 | 3.2469 | 3.2469 | 0 | 0 | 0
BART NOX Annual-Jeffrey Energy Center 2 -v5.13 | 97 | 7146 | Rate Constraint in lbs/MMBtu | FALSE | L | Annual | Rate | lb/MWh | 1.1151 | 1.1151 | 1.1151 | 1.1151 | 1.1151 | 0 | 0 | 0
BART NOX Annual-Jeffrey Energy Center 2 -v5.13 | 97 | 7146 | Rate Constraint in lbs/MMBtu | FALSE | L | Annual | Constraint Shadow Price | US2019$/Ton | 0 | 0 | 0 | 0 | 0 | 0 | 0 | 0
BART NOX Annual-Jim Bridger 1 -v5.14 | 98 | 7165 | Rate Constraint in lbs/MMBtu | FALSE | L | Annual | Seasons Included | Seasons | Winter, WintShld, Summer | Winter, WintShld, Summer | Winter, WintShld, Summer | Winter, WintShld, Summer | Winter, WintShld, Summer | Winter, WintShld, Summer | Winter, WintShld, Summer | Winter, WintShld, Summer
BART NOX Annual-Jim Bridger 1 -v5.14 | 98 | 7165 | Rate Constraint in lbs/MMBtu | FALSE | L | Annual | Standard NOX | lb/MMBtu | 0.07 | 0.07 | 0.07 | 0.07 | 0.07 | 0.07 | 0.07 | 0.07
BART NOX Annual-Jim Bridger 1 -v5.14 | 98 | 7165 | Rate Constraint in lbs/MMBtu | FALSE | L | Annual | Emissions at Affected Plants NOX | Thousand Tons | 0 | 0 | 0 | 0 | 0 | 0 | 0 | 0
BART NOX Annual-Jim Bridger 1 -v5.14 | 98 | 7165 | Rate Constraint in lbs/MMBtu | FALSE | L | Annual | Allowances Purchased NOX | Thousand Tons | 0 | 0 | 0 | 0 | 0 | 0 | 0 | 0
BART NOX Annual-Jim Bridger 1 -v5.14 | 98 | 7165 | Rate Constraint in lbs/MMBtu | FALSE | L | Annual | Allowances Sold NOX | Thousand Tons | 0 | 0 | 0 | 0 | 0 | 0 | 0 | 0
BART NOX Annual-Jim Bridger 1 -v5.14 | 98 | 7165 | Rate Constraint in lbs/MMBtu | FALSE | L | Annual | Allowances Banked | Thousand Tons | 0 | 0 | 0 | 0 | 0 | 0 | 0 | 0
BART NOX Annual-Jim Bridger 1 -v5.14 | 98 | 7165 | Rate Constraint in lbs/MMBtu | FALSE | L | Annual | Allowances Withdrawn (1:1) | Thousand Tons | 0 | 0 | 0 | 0 | 0 | 0 | 0 | 0
BART NOX Annual-Jim Bridger 1 -v5.14 | 98 | 7165 | Rate Constraint in lbs/MMBtu | FALSE | L | Annual | Allowances Withdrawn (n:1) | Thousand Tons | 0 | 0 | 0 | 0 | 0 | 0 | 0 | 0
BART NOX Annual-Jim Bridger 1 -v5.14 | 98 | 7165 | Rate Constraint in lbs/MMBtu | FALSE | L | Annual | Net Emissions Allowance Position | Thousand Tons | 0 | 0 | 0 | 0 | 0 | 0 | 0 | 0
BART NOX Annual-Jim Bridger 1 -v5.14 | 98 | 7165 | Rate Constraint in lbs/MMBtu | FALSE | L | Annual | Fuel Consumed | TBtu | 0 | 0 | 0 | 0 | 0 | 0 | 0 | 0
BART NOX Annual-Jim Bridger 1 -v5.14 | 98 | 7165 | Rate Constraint in lbs/MMBtu | FALSE | L | Annual | Rate | lb/MMBtu | 0 | 0 | 0 | 0 | 0 | 0 | 0 | 0
BART NOX Annual-Jim Bridger 1 -v5.14 | 98 | 7165 | Rate Constraint in lbs/MMBtu | FALSE | L | Annual | Generation | TWh | 0 | 0 | 0 | 0 | 0 | 0 | 0 | 0
BART NOX Annual-Jim Bridger 1 -v5.14 | 98 | 7165 | Rate Constraint in lbs/MMBtu | FALSE | L | Annual | Qualifying Generation | TWh | 0 | 0 | 0 | 0 | 0 | 0 | 0 | 0
BART NOX Annual-Jim Bridger 1 -v5.14 | 98 | 7165 | Rate Constraint in lbs/MMBtu | FALSE | L | Annual | Rate | lb/MWh | 0 | 0 | 0 | 0 | 0 | 0 | 0 | 0
BART NOX Annual-Jim Bridger 1 -v5.14 | 98 | 7165 | Rate Constraint in lbs/MMBtu | FALSE | L | Annual | Constraint Shadow Price | US2019$/Ton | 6884119.753 | 0 | 0 | 0 | 0 | 1141.0526 | 1824.3949 | 0
BART NOX Annual-Jim Bridger 2 -v5.14 | 99 | 7166 | Rate Constraint in lbs/MMBtu | FALSE | L | Annual | Seasons Included | Seasons | Winter, WintShld, Summer | Winter, WintShld, Summer | Winter, WintShld, Summer | Winter, WintShld, Summer | Winter, WintShld, Summer | Winter, WintShld, Summer | Winter, WintShld, Summer | Winter, WintShld, Summer
BART NOX Annual-Jim Bridger 2 -v5.14 | 99 | 7166 | Rate Constraint in lbs/MMBtu | FALSE | L | Annual | Standard NOX | lb/MMBtu | 0.07 | 0.07 | 0.07 | 0.07 | 0.07 | 0.07 | 0.07 | 0.07
BART NOX Annual-Jim Bridger 2 -v5.14 | 99 | 7166 | Rate Constraint in lbs/MMBtu | FALSE | L | Annual | Emissions at Affected Plants NOX | Thousand Tons | 0 | 0 | 0 | 0 | 0 | 0 | 0 | 0
BART NOX Annual-Jim Bridger 2 -v5.14 | 99 | 7166 | Rate Constraint in lbs/MMBtu | FALSE | L | Annual | Allowances Purchased NOX | Thousand Tons | 0 | 0 | 0 | 0 | 0 | 0 | 0 | 0
BART NOX Annual-Jim Bridger 2 -v5.14 | 99 | 7166 | Rate Constraint in lbs/MMBtu | FALSE | L | Annual | Allowances Sold NOX | Thousand Tons | 0 | 0 | 0 | 0 | 0 | 0 | 0 | 0
BART NOX Annual-Jim Bridger 2 -v5.14 | 99 | 7166 | Rate Constraint in lbs/MMBtu | FALSE | L | Annual | Allowances Banked | Thousand Tons | 0 | 0 | 0 | 0 | 0 | 0 | 0 | 0
BART NOX Annual-Jim Bridger 2 -v5.14 | 99 | 7166 | Rate Constraint in lbs/MMBtu | FALSE | L | Annual | Allowances Withdrawn (1:1) | Thousand Tons | 0 | 0 | 0 | 0 | 0 | 0 | 0 | 0
BART NOX Annual-Jim Bridger 2 -v5.14 | 99 | 7166 | Rate Constraint in lbs/MMBtu | FALSE | L | Annual | Allowances Withdrawn (n:1) | Thousand Tons | 0 | 0 | 0 | 0 | 0 | 0 | 0 | 0
BART NOX Annual-Jim Bridger 2 -v5.14 | 99 | 7166 | Rate Constraint in lbs/MMBtu | FALSE | L | Annual | Net Emissions Allowance Position | Thousand Tons | 0 | 0 | 0 | 0 | 0 | 0 | 0 | 0
BART NOX Annual-Jim Bridger 2 -v5.14 | 99 | 7166 | Rate Constraint in lbs/MMBtu | FALSE | L | Annual | Fuel Consumed | TBtu | 0 | 0 | 0 | 0 | 0 | 0 | 0 | 0
BART NOX Annual-Jim Bridger 2 -v5.14 | 99 | 7166 | Rate Constraint in lbs/MMBtu | FALSE | L | Annual | Rate | lb/MMBtu | 0 | 0 | 0 | 0 | 0 | 0 | 0 | 0
BART NOX Annual-Jim Bridger 2 -v5.14 | 99 | 7166 | Rate Constraint in lbs/MMBtu | FALSE | L | Annual | Generation | TWh | 0 | 0 | 0 | 0 | 0 | 0 | 0 | 0
BART NOX Annual-Jim Bridger 2 -v5.14 | 99 | 7166 | Rate Constraint in lbs/MMBtu | FALSE | L | Annual | Qualifying Generation | TWh | 0 | 0 | 0 | 0 | 0 | 0 | 0 | 0
BART NOX Annual-Jim Bridger 2 -v5.14 | 99 | 7166 | Rate Constraint in lbs/MMBtu | FALSE | L | Annual | Rate | lb/MWh | 0 | 0 | 0 | 0 | 0 | 0 | 0 | 0
BART NOX Annual-Jim Bridger 2 -v5.14 | 99 | 7166 | Rate Constraint in lbs/MMBtu | FALSE | L | Annual | Constraint Shadow Price | US2019$/Ton | 6866631.278 | 0 | 83.275 | 0 | 0 | 1371.2141 | 1761.134 | 0
BART NOX Annual-Jim Bridger 3 -v5.14 | 100 | 7167 | Rate Constraint in lbs/MMBtu | FALSE | L | Annual | Seasons Included | Seasons | Winter, WintShld, Summer | Winter, WintShld, Summer | Winter, WintShld, Summer | Winter, WintShld, Summer | Winter, WintShld, Summer | Winter, WintShld, Summer | Winter, WintShld, Summer | Winter, WintShld, Summer
BART NOX Annual-Jim Bridger 3 -v5.14 | 100 | 7167 | Rate Constraint in lbs/MMBtu | FALSE | L | Annual | Standard NOX | lb/MMBtu | 0.07 | 0.07 | 0.07 | 0.07 | 0.07 | 0.07 | 0.07 | 0.07
BART NOX Annual-Jim Bridger 3 -v5.14 | 100 | 7167 | Rate Constraint in lbs/MMBtu | FALSE | L | Annual | Emissions at Affected Plants NOX | Thousand Tons | 0.97885 | 0.53217 | 0.19371 | 0.19204 | 0.25157 | 0 | 0 | 0
BART NOX Annual-Jim Bridger 3 -v5.14 | 100 | 7167 | Rate Constraint in lbs/MMBtu | FALSE | L | Annual | Allowances Purchased NOX | Thousand Tons | 0 | 0 | 0 | 0 | 0 | 0 | 0 | 0
BART NOX Annual-Jim Bridger 3 -v5.14 | 100 | 7167 | Rate Constraint in lbs/MMBtu | FALSE | L | Annual | Allowances Sold NOX | Thousand Tons | 0 | 0 | 0 | 0 | 0 | 0 | 0 | 0
BART NOX Annual-Jim Bridger 3 -v5.14 | 100 | 7167 | Rate Constraint in lbs/MMBtu | FALSE | L | Annual | Allowances Banked | Thousand Tons | 0 | 0 | 0 | 0 | 0 | 0 | 0 | 0
BART NOX Annual-Jim Bridger 3 -v5.14 | 100 | 7167 | Rate Constraint in lbs/MMBtu | FALSE | L | Annual | Allowances Withdrawn (1:1) | Thousand Tons | 0 | 0 | 0 | 0 | 0 | 0 | 0 | 0
BART NOX Annual-Jim Bridger 3 -v5.14 | 100 | 7167 | Rate Constraint in lbs/MMBtu | FALSE | L | Annual | Allowances Withdrawn (n:1) | Thousand Tons | 0 | 0 | 0 | 0 | 0 | 0 | 0 | 0
BART NOX Annual-Jim Bridger 3 -v5.14 | 100 | 7167 | Rate Constraint in lbs/MMBtu | FALSE | L | Annual | Net Emissions Allowance Position | Thousand Tons | 0.97885 | 0.53217 | 0.19371 | 0.19204 | 0.25157 | 0 | 0 | 0
BART NOX Annual-Jim Bridger 3 -v5.14 | 100 | 7167 | Rate Constraint in lbs/MMBtu | FALSE | L | Annual | Fuel Consumed | TBtu | 37.852 | 20.5791 | 7.4906 | 7.426 | 9.7282 | 0 | 0 | 0
BART NOX Annual-Jim Bridger 3 -v5.14 | 100 | 7167 | Rate Constraint in lbs/MMBtu | FALSE | L | Annual | Rate | lb/MMBtu | 0.05172 | 0.05172 | 0.05172 | 0.05172 | 0.05172 | 0 | 0 | 0
BART NOX Annual-Jim Bridger 3 -v5.14 | 100 | 7167 | Rate Constraint in lbs/MMBtu | FALSE | L | Annual | Generation | TWh | 3.6253 | 1.971 | 0.71742 | 0.71124 | 0.93173 | 0 | 0 | 0
BART NOX Annual-Jim Bridger 3 -v5.14 | 100 | 7167 | Rate Constraint in lbs/MMBtu | FALSE | L | Annual | Qualifying Generation | TWh | 3.6253 | 1.971 | 0.71742 | 0.71124 | 0.93173 | 0 | 0 | 0
BART NOX Annual-Jim Bridger 3 -v5.14 | 100 | 7167 | Rate Constraint in lbs/MMBtu | FALSE | L | Annual | Rate | lb/MWh | 0.54001 | 0.54001 | 0.54001 | 0.54001 | 0.54001 | 0 | 0 | 0
BART NOX Annual-Jim Bridger 3 -v5.14 | 100 | 7167 | Rate Constraint in lbs/MMBtu | FALSE | L | Annual | Constraint Shadow Price | US2019$/Ton | 0 | 0 | 0 | 0 | 0 | 0 | 0 | 0
BART NOX Annual-Jim Bridger 4 -v5.14 | 101 | 7168 | Rate Constraint in lbs/MMBtu | FALSE | L | Annual | Seasons Included | Seasons | Winter, WintShld, Summer | Winter, WintShld, Summer | Winter, WintShld, Summer | Winter, WintShld, Summer | Winter, WintShld, Summer | Winter, WintShld, Summer | Winter, WintShld, Summer | Winter, WintShld, Summer
BART NOX Annual-Jim Bridger 4 -v5.14 | 101 | 7168 | Rate Constraint in lbs/MMBtu | FALSE | L | Annual | Standard NOX | lb/MMBtu | 0.07 | 0.07 | 0.07 | 0.07 | 0.07 | 0.07 | 0.07 | 0.07
BART NOX Annual-Jim Bridger 4 -v5.14 | 101 | 7168 | Rate Constraint in lbs/MMBtu | FALSE | L | Annual | Emissions at Affected Plants NOX | Thousand Tons | 1.0483 | 0 | 0 | 0 | 0 | 0 | 0 | 0
BART NOX Annual-Jim Bridger 4 -v5.14 | 101 | 7168 | Rate Constraint in lbs/MMBtu | FALSE | L | Annual | Allowances Purchased NOX | Thousand Tons | 0 | 0 | 0 | 0 | 0 | 0 | 0 | 0
BART NOX Annual-Jim Bridger 4 -v5.14 | 101 | 7168 | Rate Constraint in lbs/MMBtu | FALSE | L | Annual | Allowances Sold NOX | Thousand Tons | 0 | 0 | 0 | 0 | 0 | 0 | 0 | 0
BART NOX Annual-Jim Bridger 4 -v5.14 | 101 | 7168 | Rate Constraint in lbs/MMBtu | FALSE | L | Annual | Allowances Banked | Thousand Tons | 0 | 0 | 0 | 0 | 0 | 0 | 0 | 0
BART NOX Annual-Jim Bridger 4 -v5.14 | 101 | 7168 | Rate Constraint in lbs/MMBtu | FALSE | L | Annual | Allowances Withdrawn (1:1) | Thousand Tons | 0 | 0 | 0 | 0 | 0 | 0 | 0 | 0
BART NOX Annual-Jim Bridger 4 -v5.14 | 101 | 7168 | Rate Constraint in lbs/MMBtu | FALSE | L | Annual | Allowances Withdrawn (n:1) | Thousand Tons | 0 | 0 | 0 | 0 | 0 | 0 | 0 | 0
BART NOX Annual-Jim Bridger 4 -v5.14 | 101 | 7168 | Rate Constraint in lbs/MMBtu | FALSE | L | Annual | Net Emissions Allowance Position | Thousand Tons | 1.0483 | 0 | 0 | 0 | 0 | 0 | 0 | 0
BART NOX Annual-Jim Bridger 4 -v5.14 | 101 | 7168 | Rate Constraint in lbs/MMBtu | FALSE | L | Annual | Fuel Consumed | TBtu | 38.4468 | 0 | 0 | 0 | 0 | 0 | 0 | 0
BART NOX Annual-Jim Bridger 4 -v5.14 | 101 | 7168 | Rate Constraint in lbs/MMBtu | FALSE | L | Annual | Rate | lb/MMBtu | 0.05453 | 0 | 0 | 0 | 0 | 0 | 0 | 0
BART NOX Annual-Jim Bridger 4 -v5.14 | 101 | 7168 | Rate Constraint in lbs/MMBtu | FALSE | L | Annual | Generation | TWh | 3.6738 | 0 | 0 | 0 | 0 | 0 | 0 | 0
BART NOX Annual-Jim Bridger 4 -v5.14 | 101 | 7168 | Rate Constraint in lbs/MMBtu | FALSE | L | Annual | Qualifying Generation | TWh | 3.6738 | 0 | 0 | 0 | 0 | 0 | 0 | 0
BART NOX Annual-Jim Bridger 4 -v5.14 | 101 | 7168 | Rate Constraint in lbs/MMBtu | FALSE | L | Annual | Rate | lb/MWh | 0.57066 | 0 | 0 | 0 | 0 | 0 | 0 | 0
BART NOX Annual-Jim Bridger 4 -v5.14 | 101 | 7168 | Rate Constraint in lbs/MMBtu | FALSE | L | Annual | Constraint Shadow Price | US2019$/Ton | 0 | 0 | 0 | 0 | 0 | 0 | 0 | 0
BART NOX Annual-La Cygne 1 & 2 -v5.13 | 102 | 7147 | Rate Constraint in lbs/MMBtu | FALSE | L | Annual | Seasons Included | Seasons | Winter, WintShld, Summer | Winter, WintShld, Summer | Winter, WintShld, Summer | Winter, WintShld, Summer | Winter, WintShld, Summer | Winter, WintShld, Summer | Winter, WintShld, Summer | Winter, WintShld, Summer
BART NOX Annual-La Cygne 1 & 2 -v5.13 | 102 | 7147 | Rate Constraint in lbs/MMBtu | FALSE | L | Annual | Standard NOX | lb/MMBtu | 0.13 | 0.13 | 0.13 | 0.13 | 0.13 | 0.13 | 0.13 | 0.13
BART NOX Annual-La Cygne 1 & 2 -v5.13 | 102 | 7147 | Rate Constraint in lbs/MMBtu | FALSE | L | Annual | Emissions at Affected Plants NOX | Thousand Tons | 4.6477 | 2.3527 | 2.0738 | 2.1947 | 2.1947 | 0 | 0 | 0
BART NOX Annual-La Cygne 1 & 2 -v5.13 | 102 | 7147 | Rate Constraint in lbs/MMBtu | FALSE | L | Annual | Allowances Purchased NOX | Thousand Tons | 0 | 0 | 0 | 0 | 0 | 0 | 0 | 0
BART NOX Annual-La Cygne 1 & 2 -v5.13 | 102 | 7147 | Rate Constraint in lbs/MMBtu | FALSE | L | Annual | Allowances Sold NOX | Thousand Tons | 0 | 0 | 0 | 0 | 0 | 0 | 0 | 0
BART NOX Annual-La Cygne 1 & 2 -v5.13 | 102 | 7147 | Rate Constraint in lbs/MMBtu | FALSE | L | Annual | Allowances Banked | Thousand Tons | 0 | 0 | 0 | 0 | 0 | 0 | 0 | 0
BART NOX Annual-La Cygne 1 & 2 -v5.13 | 102 | 7147 | Rate Constraint in lbs/MMBtu | FALSE | L | Annual | Allowances Withdrawn (1:1) | Thousand Tons | 0 | 0 | 0 | 0 | 0 | 0 | 0 | 0
BART NOX Annual-La Cygne 1 & 2 -v5.13 | 102 | 7147 | Rate Constraint in lbs/MMBtu | FALSE | L | Annual | Allowances Withdrawn (n:1) | Thousand Tons | 0 | 0 | 0 | 0 | 0 | 0 | 0 | 0
BART NOX Annual-La Cygne 1 & 2 -v5.13 | 102 | 7147 | Rate Constraint in lbs/MMBtu | FALSE | L | Annual | Net Emissions Allowance Position | Thousand Tons | 4.6477 | 2.3527 | 2.0738 | 2.1947 | 2.1947 | 0 | 0 | 0
BART NOX Annual-La Cygne 1 & 2 -v5.13 | 102 | 7147 | Rate Constraint in lbs/MMBtu | FALSE | L | Annual | Fuel Consumed | TBtu | 101.3482 | 48.9841 | 43.1773 | 45.6934 | 45.6934 | 0 | 0 | 0
BART NOX Annual-La Cygne 1 & 2 -v5.13 | 102 | 7147 | Rate Constraint in lbs/MMBtu | FALSE | L | Annual | Rate | lb/MMBtu | 0.091718 | 0.09606 | 0.09606 | 0.09606 | 0.09606 | 0 | 0 | 0
BART NOX Annual-La Cygne 1 & 2 -v5.13 | 102 | 7147 | Rate Constraint in lbs/MMBtu | FALSE | L | Annual | Generation | TWh | 9.6055 | 4.6839 | 4.1287 | 4.3693 | 4.3693 | 0 | 0 | 0
BART NOX Annual-La Cygne 1 & 2 -v5.13 | 102 | 7147 | Rate Constraint in lbs/MMBtu | FALSE | L | Annual | Qualifying Generation | TWh | 9.6055 | 4.6839 | 4.1287 | 4.3693 | 4.3693 | 0 | 0 | 0
BART NOX Annual-La Cygne 1 & 2 -v5.13 | 102 | 7147 | Rate Constraint in lbs/MMBtu | FALSE | L | Annual | Rate | lb/MWh | 0.96772 | 1.0046 | 1.0046 | 1.0046 | 1.0046 | 0 | 0 | 0
BART NOX Annual-La Cygne 1 & 2 -v5.13 | 102 | 7147 | Rate Constraint in lbs/MMBtu | FALSE | L | Annual | Constraint Shadow Price | US2019$/Ton | 0 | 0 | 0 | 0 | 0 | 0 | 0 | 0
BART NOX Annual-Laramie 1 -v5.14 | 103 | 7169 | Rate Constraint in lbs/MMBtu | FALSE | L | Annual | Seasons Included | Seasons | Winter, WintShld, Summer | Winter, WintShld, Summer | Winter, WintShld, Summer | Winter, WintShld, Summer | Winter, WintShld, Summer | Winter, WintShld, Summer | Winter, WintShld, Summer | Winter, WintShld, Summer
BART NOX Annual-Laramie 1 -v5.14 | 103 | 7169 | Rate Constraint in lbs/MMBtu | FALSE | L | Annual | Standard NOX | lb/MMBtu | 0.06 | 0.06 | 0.06 | 0.06 | 0.06 | 0.06 | 0.06 | 0.06
BART NOX Annual-Laramie 1 -v5.14 | 103 | 7169 | Rate Constraint in lbs/MMBtu | FALSE | L | Annual | Emissions at Affected Plants NOX | Thousand Tons | 1.211 | 1.211 | 0.55518 | 0.55518 | 0.55518 | 0.99221 | 0.99221 | 0.82302
BART NOX Annual-Laramie 1 -v5.14 | 103 | 7169 | Rate Constraint in lbs/MMBtu | FALSE | L | Annual | Allowances Purchased NOX | Thousand Tons | 0 | 0 | 0 | 0 | 0 | 0 | 0 | 0
BART NOX Annual-Laramie 1 -v5.14 | 103 | 7169 | Rate Constraint in lbs/MMBtu | FALSE | L | Annual | Allowances Sold NOX | Thousand Tons | 0 | 0 | 0 | 0 | 0 | 0 | 0 | 0
BART NOX Annual-Laramie 1 -v5.14 | 103 | 7169 | Rate Constraint in lbs/MMBtu | FALSE | L | Annual | Allowances Banked | Thousand Tons | 0 | 0 | 0 | 0 | 0 | 0 | 0 | 0
BART NOX Annual-Laramie 1 -v5.14 | 103 | 7169 | Rate Constraint in lbs/MMBtu | FALSE | L | Annual | Allowances Withdrawn (1:1) | Thousand Tons | 0 | 0 | 0 | 0 | 0 | 0 | 0 | 0
BART NOX Annual-Laramie 1 -v5.14 | 103 | 7169 | Rate Constraint in lbs/MMBtu | FALSE | L | Annual | Allowances Withdrawn (n:1) | Thousand Tons | 0 | 0 | 0 | 0 | 0 | 0 | 0 | 0
BART NOX Annual-Laramie 1 -v5.14 | 103 | 7169 | Rate Constraint in lbs/MMBtu | FALSE | L | Annual | Net Emissions Allowance Position | Thousand Tons | 1.211 | 1.211 | 0.55518 | 0.55518 | 0.55518 | 0.99221 | 0.99221 | 0.82302
BART NOX Annual-Laramie 1 -v5.14 | 103 | 7169 | Rate Constraint in lbs/MMBtu | FALSE | L | Annual | Fuel Consumed | TBtu | 40.3725 | 40.3725 | 18.509 | 18.509 | 18.509 | 33.0792 | 33.0792 | 27.4385
BART NOX Annual-Laramie 1 -v5.14 | 103 | 7169 | Rate Constraint in lbs/MMBtu | FALSE | L | Annual | Rate | lb/MMBtu | 0.05999 | 0.05999 | 0.05999 | 0.05999 | 0.05999 | 0.05999 | 0.05999 | 0.05999
BART NOX Annual-Laramie 1 -v5.14 | 103 | 7169 | Rate Constraint in lbs/MMBtu | FALSE | L | Annual | Generation | TWh | 3.9511 | 3.9511 | 1.8114 | 1.8114 | 1.8114 | 3.2373 | 3.2373 | 2.6853
BART NOX Annual-Laramie 1 -v5.14 | 103 | 7169 | Rate Constraint in lbs/MMBtu | FALSE | L | Annual | Qualifying Generation | TWh | 3.9511 | 3.9511 | 1.8114 | 1.8114 | 1.8114 | 3.2373 | 3.2373 | 2.6853
BART NOX Annual-Laramie 1 -v5.14 | 103 | 7169 | Rate Constraint in lbs/MMBtu | FALSE | L | Annual | Rate | lb/MWh | 0.61298 | 0.61298 | 0.61298 | 0.61298 | 0.61298 | 0.61298 | 0.61298 | 0.61298
BART NOX Annual-Laramie 1 -v5.14 | 103 | 7169 | Rate Constraint in lbs/MMBtu | FALSE | L | Annual | Constraint Shadow Price | US2019$/Ton | 0 | 0 | 0 | 0 | 0 | 0 | 0 | 0
BART NOX Annual-Laramie 2 -v5.14 | 104 | 7170 | Rate Constraint in lbs/MMBtu | FALSE | L | Annual | Seasons Included | Seasons | Winter, WintShld, Summer | Winter, WintShld, Summer | Winter, WintShld, Summer | Winter, WintShld, Summer | Winter, WintShld, Summer | Winter, WintShld, Summer | Winter, WintShld, Summer | Winter, WintShld, Summer
BART NOX Annual-Laramie 2 -v5.14 | 104 | 7170 | Rate Constraint in lbs/MMBtu | FALSE | L | Annual | Standard NOX | lb/MMBtu | 0.15 | 0.15 | 0.15 | 0.15 | 0.15 | 0.15 | 0.15 | 0.15
BART NOX Annual-Laramie 2 -v5.14 | 104 | 7170 | Rate Constraint in lbs/MMBtu | FALSE | L | Annual | Emissions at Affected Plants NOX | Thousand Tons | 2.833 | 2.833 | 1.5586 | 1.5646 | 1.9783 | 2.3212 | 2.3212 | 2.227
BART NOX Annual-Laramie 2 -v5.14 | 104 | 7170 | Rate Constraint in lbs/MMBtu | FALSE | L | Annual | Allowances Purchased NOX | Thousand Tons | 0 | 0 | 0 | 0 | 0 | 0 | 0 | 0
BART NOX Annual-Laramie 2 -v5.14 | 104 | 7170 | Rate Constraint in lbs/MMBtu | FALSE | L | Annual | Allowances Sold NOX | Thousand Tons | 0 | 0 | 0 | 0 | 0 | 0 | 0 | 0
BART NOX Annual-Laramie 2 -v5.14 | 104 | 7170 | Rate Constraint in lbs/MMBtu | FALSE | L | Annual | Allowances Banked | Thousand Tons | 0 | 0 | 0 | 0 | 0 | 0 | 0 | 0
BART NOX Annual-Laramie 2 -v5.14 | 104 | 7170 | Rate Constraint in lbs/MMBtu | FALSE | L | Annual | Allowances Withdrawn (1:1) | Thousand Tons | 0 | 0 | 0 | 0 | 0 | 0 | 0 | 0
BART NOX Annual-Laramie 2 -v5.14 | 104 | 7170 | Rate Constraint in lbs/MMBtu | FALSE | L | Annual | Allowances Withdrawn (n:1) | Thousand Tons | 0 | 0 | 0 | 0 | 0 | 0 | 0 | 0
BART NOX Annual-Laramie 2 -v5.14 | 104 | 7170 | Rate Constraint in lbs/MMBtu | FALSE | L | Annual | Net Emissions Allowance Position | Thousand Tons | 2.833 | 2.833 | 1.5586 | 1.5646 | 1.9783 | 2.3212 | 2.3212 | 2.227
BART NOX Annual-Laramie 2 -v5.14 | 104 | 7170 | Rate Constraint in lbs/MMBtu | FALSE | L | Annual | Fuel Consumed | TBtu | 40.1592 | 40.1592 | 22.0937 | 22.179 | 28.0432 | 32.9044 | 32.9044 | 31.5689
BART NOX Annual-Laramie 2 -v5.14 | 104 | 7170 | Rate Constraint in lbs/MMBtu | FALSE | L | Annual | Rate | lb/MMBtu | 0.14109 | 0.14109 | 0.14109 | 0.14109 | 0.14109 | 0.14109 | 0.14109 | 0.14109
BART NOX Annual-Laramie 2 -v5.14 | 104 | 7170 | Rate Constraint in lbs/MMBtu | FALSE | L | Annual | Generation | TWh | 3.9511 | 3.9511 | 2.1737 | 2.1821 | 2.7591 | 3.2373 | 3.2373 | 3.106
BART NOX Annual-Laramie 2 -v5.14 | 104 | 7170 | Rate Constraint in lbs/MMBtu | FALSE | L | Annual | Qualifying Generation | TWh | 3.9511 | 3.9511 | 2.1737 | 2.1821 | 2.7591 | 3.2373 | 3.2373 | 3.106
BART NOX Annual-Laramie 2 -v5.14 | 104 | 7170 | Rate Constraint in lbs/MMBtu | FALSE | L | Annual | Rate | lb/MWh | 1.434 | 1.434 | 1.434 | 1.434 | 1.434 | 1.434 | 1.434 | 1.434
BART NOX Annual-Laramie 2 -v5.14 | 104 | 7170 | Rate Constraint in lbs/MMBtu | FALSE | L | Annual | Constraint Shadow Price | US2019$/Ton | 0 | 0 | 0 | 0 | 0 | 0 | 0 | 0
BART NOX Annual-Laramie 3 -v5.14 | 105 | 7195 | Rate Constraint in lbs/MMBtu | FALSE | L | Annual | Seasons Included | Seasons | Winter, WintShld, Summer | Winter, WintShld, Summer | Winter, WintShld, Summer | Winter, WintShld, Summer | Winter, WintShld, Summer | Winter, WintShld, Summer | Winter, WintShld, Summer | Winter, WintShld, Summer
BART NOX Annual-Laramie 3 -v5.14 | 105 | 7195 | Rate Constraint in lbs/MMBtu | FALSE | L | Annual | Standard NOX | lb/MMBtu | 0.15 | 0.15 | 0.15 | 0.15 | 0.15 | 0.15 | 0.15 | 0.15
BART NOX Annual-Laramie 3 -v5.14 | 105 | 7195 | Rate Constraint in lbs/MMBtu | FALSE | L | Annual | Emissions at Affected Plants NOX | Thousand Tons | 2.8678 | 2.8678 | 1.949 | 2.4667 | 2.4667 | 2.5385 | 2.5129 | 2.4801
BART NOX Annual-Laramie 3 -v5.14 | 105 | 7195 | Rate Constraint in lbs/MMBtu | FALSE | L | Annual | Allowances Purchased NOX | Thousand Tons | 0 | 0 | 0 | 0 | 0 | 0 | 0 | 0
BART NOX Annual-Laramie 3 -v5.14 | 105 | 7195 | Rate Constraint in lbs/MMBtu | FALSE | L | Annual | Allowances Sold NOX | Thousand Tons | 0 | 0 | 0 | 0 | 0 | 0 | 0 | 0
BART NOX Annual-Laramie 3 -v5.14 | 105 | 7195 | Rate Constraint in lbs/MMBtu | FALSE | L | Annual | Allowances Banked | Thousand Tons | 0 | 0 | 0 | 0 | 0 | 0 | 0 | 0
BART NOX Annual-Laramie 3 -v5.14 | 105 | 7195 | Rate Constraint in lbs/MMBtu | FALSE | L | Annual | Allowances Withdrawn (1:1) | Thousand Tons | 0 | 0 | 0 | 0 | 0 | 0 | 0 | 0
BART NOX Annual-Laramie 3 -v5.14 | 105 | 7195 | Rate Constraint in lbs/MMBtu | FALSE | L | Annual | Allowances Withdrawn (n:1) | Thousand Tons | 0 | 0 | 0 | 0 | 0 | 0 | 0 | 0
BART NOX Annual-Laramie 3 -v5.14 | 105 | 7195 | Rate Constraint in lbs/MMBtu | FALSE | L | Annual | Net Emissions Allowance Position | Thousand Tons | 2.8678 | 2.8678 | 1.949 | 2.4667 | 2.4667 | 2.5385 | 2.5129 | 2.4801
BART NOX Annual-Laramie 3 -v5.14 | 105 | 7195 | Rate Constraint in lbs/MMBtu | FALSE | L | Annual | Fuel Consumed | TBtu | 40.0525 | 40.0525 | 27.221 | 34.4508 | 34.4508 | 35.4536 | 35.0968 | 34.6387
BART NOX Annual-Laramie 3 -v5.14 | 105 | 7195 | Rate Constraint in lbs/MMBtu | FALSE | L | Annual | Rate | lb/MMBtu | 0.1432 | 0.1432 | 0.1432 | 0.1432 | 0.1432 | 0.1432 | 0.1432 | 0.1432
BART NOX Annual-Laramie 3 -v5.14 | 105 | 7195 | Rate Constraint in lbs/MMBtu | FALSE | L | Annual | Generation | TWh | 3.9511 | 3.9511 | 2.6853 | 3.3985 | 3.3985 | 3.4974 | 3.4622 | 3.4171
BART NOX Annual-Laramie 3 -v5.14 | 105 | 7195 | Rate Constraint in lbs/MMBtu | FALSE | L | Annual | Qualifying Generation | TWh | 3.9511 | 3.9511 | 2.6853 | 3.3985 | 3.3985 | 3.4974 | 3.4622 | 3.4171
BART NOX Annual-Laramie 3 -v5.14 | 105 | 7195 | Rate Constraint in lbs/MMBtu | FALSE | L | Annual | Rate | lb/MWh | 1.4516 | 1.4516 | 1.4516 | 1.4516 | 1.4516 | 1.4516 | 1.4516 | 1.4516
BART NOX Annual-Laramie 3 -v5.14 | 105 | 7195 | Rate Constraint in lbs/MMBtu | FALSE | L | Annual | Constraint Shadow Price | US2019$/Ton | 0 | 0 | 0 | 0 | 0 | 0 | 0 | 0
BART NOX Annual-Lawrence 4 -v5.14 | 106 | 7180 | Rate Constraint in lbs/MMBtu | FALSE | L | Annual | Seasons Included | Seasons | Winter, WintShld, Summer | Winter, WintShld, Summer | Winter, WintShld, Summer | Winter, WintShld, Summer | Winter, WintShld, Summer | Winter, WintShld, Summer | Winter, WintShld, Summer | Winter, WintShld, Summer
BART NOX Annual-Lawrence 4 -v5.14 | 106 | 7180 | Rate Constraint in lbs/MMBtu | FALSE | L | Annual | Standard NOX | lb/MMBtu | 0.18 | 0.18 | 0.18 | 0.18 | 0.18 | 0.18 | 0.18 | 0.18
BART NOX Annual-Lawrence 4 -v5.14 | 106 | 7180 | Rate Constraint in lbs/MMBtu | FALSE | L | Annual | Emissions at Affected Plants NOX | Thousand Tons | 0 | 0 | 0 | 0 | 0 | 0 | 0 | 0
BART NOX Annual-Lawrence 4 -v5.14 | 106 | 7180 | Rate Constraint in lbs/MMBtu | FALSE | L | Annual | Allowances Purchased NOX | Thousand Tons | 0 | 0 | 0 | 0 | 0 | 0 | 0 | 0
BART NOX Annual-Lawrence 4 -v5.14 | 106 | 7180 | Rate Constraint in lbs/MMBtu | FALSE | L | Annual | Allowances Sold NOX | Thousand Tons | 0 | 0 | 0 | 0 | 0 | 0 | 0 | 0
BART NOX Annual-Lawrence 4 -v5.14 | 106 | 7180 | Rate Constraint in lbs/MMBtu | FALSE | L | Annual | Allowances Banked | Thousand Tons | 0 | 0 | 0 | 0 | 0 | 0 | 0 | 0
BART NOX Annual-Lawrence 4 -v5.14 | 106 | 7180 | Rate Constraint in lbs/MMBtu | FALSE | L | Annual | Allowances Withdrawn (1:1) | Thousand Tons | 0 | 0 | 0 | 0 | 0 | 0 | 0 | 0
BART NOX Annual-Lawrence 4 -v5.14 | 106 | 7180 | Rate Constraint in lbs/MMBtu | FALSE | L | Annual | Allowances Withdrawn (n:1) | Thousand Tons | 0 | 0 | 0 | 0 | 0 | 0 | 0 | 0
BART NOX Annual-Lawrence 4 -v5.14 | 106 | 7180 | Rate Constraint in lbs/MMBtu | FALSE | L | Annual | Net Emissions Allowance Position | Thousand Tons | 0 | 0 | 0 | 0 | 0 | 0 | 0 | 0
BART NOX Annual-Lawrence 4 -v5.14 | 106 | 7180 | Rate Constraint in lbs/MMBtu | FALSE | L | Annual | Fuel Consumed | TBtu | 0 | 0 | 0 | 0 | 0 | 0 | 0 | 0
BART NOX Annual-Lawrence 4 -v5.14 | 106 | 7180 | Rate Constraint in lbs/MMBtu | FALSE | L | Annual | Rate | lb/MMBtu | 0 | 0 | 0 | 0 | 0 | 0 | 0 | 0
BART NOX Annual-Lawrence 4 -v5.14 | 106 | 7180 | Rate Constraint in lbs/MMBtu | FALSE | L | Annual | Generation | TWh | 0 | 0 | 0 | 0 | 0 | 0 | 0 | 0
BART NOX Annual-Lawrence 4 -v5.14 | 106 | 7180 | Rate Constraint in lbs/MMBtu | FALSE | L | Annual | Qualifying Generation | TWh | 0 | 0 | 0 | 0 | 0 | 0 | 0 | 0
BART NOX Annual-Lawrence 4 -v5.14 | 106 | 7180 | Rate Constraint in lbs/MMBtu | FALSE | L | Annual | Rate | lb/MWh | 0 | 0 | 0 | 0 | 0 | 0 | 0 | 0
BART NOX Annual-Lawrence 4 -v5.14 | 106 | 7180 | Rate Constraint in lbs/MMBtu | FALSE | L | Annual | Constraint Shadow Price | US2019$/Ton | 0 | 0 | 0 | 0 | 0 | 0 | 0 | 0
BART NOX Annual-Lawrence 5 -v5.14 | 107 | 7181 | Rate Constraint in lbs/MMBtu | FALSE | L | Annual | Seasons Included | Seasons | Winter, WintShld, Summer | Winter, WintShld, Summer | Winter, WintShld, Summer | Winter, WintShld, Summer | Winter, WintShld, Summer | Winter, WintShld, Summer | Winter, WintShld, Summer | Winter, WintShld, Summer
BART NOX Annual-Lawrence 5 -v5.14 | 107 | 7181 | Rate Constraint in lbs/MMBtu | FALSE | L | Annual | Standard NOX | lb/MMBtu | 0.15 | 0.15 | 0.15 | 0.15 | 0.15 | 0.15 | 0.15 | 0.15
BART NOX Annual-Lawrence 5 -v5.14 | 107 | 7181 | Rate Constraint in lbs/MMBtu | FALSE | L | Annual | Emissions at Affected Plants NOX | Thousand Tons | 0 | 0 | 0 | 0 | 0 | 0 | 0 | 0
BART NOX Annual-Lawrence 5 -v5.14 | 107 | 7181 | Rate Constraint in lbs/MMBtu | FALSE | L | Annual | Allowances Purchased NOX | Thousand Tons | 0 | 0 | 0 | 0 | 0 | 0 | 0 | 0
BART NOX Annual-Lawrence 5 -v5.14 | 107 | 7181 | Rate Constraint in lbs/MMBtu | FALSE | L | Annual | Allowances Sold NOX | Thousand Tons | 0 | 0 | 0 | 0 | 0 | 0 | 0 | 0
BART NOX Annual-Lawrence 5 -v5.14 | 107 | 7181 | Rate Constraint in lbs/MMBtu | FALSE | L | Annual | Allowances Banked | Thousand Tons | 0 | 0 | 0 | 0 | 0 | 0 | 0 | 0
BART NOX Annual-Lawrence 5 -v5.14 | 107 | 7181 | Rate Constraint in lbs/MMBtu | FALSE | L | Annual | Allowances Withdrawn (1:1) | Thousand Tons | 0 | 0 | 0 | 0 | 0 | 0 | 0 | 0
BART NOX Annual-Lawrence 5 -v5.14 | 107 | 7181 | Rate Constraint in lbs/MMBtu | FALSE | L | Annual | Allowances Withdrawn (n:1) | Thousand Tons | 0 | 0 | 0 | 0 | 0 | 0 | 0 | 0
BART NOX Annual-Lawrence 5 -v5.14 | 107 | 7181 | Rate Constraint in lbs/MMBtu | FALSE | L | Annual | Net Emissions Allowance Position | Thousand Tons | 0 | 0 | 0 | 0 | 0 | 0 | 0 | 0
BART NOX Annual-Lawrence 5 -v5.14 | 107 | 7181 | Rate Constraint in lbs/MMBtu | FALSE | L | Annual | Fuel Consumed | TBtu | 0 | 0 | 0 | 0 | 0 | 0 | 0 | 0
BART NOX Annual-Lawrence 5 -v5.14 | 107 | 7181 | Rate Constraint in lbs/MMBtu | FALSE | L | Annual | Rate | lb/MMBtu | 0 | 0 | 0 | 0 | 0 | 0 | 0 | 0
BART NOX Annual-Lawrence 5 -v5.14 | 107 | 7181 | Rate Constraint in lbs/MMBtu | FALSE | L | Annual | Generation | TWh | 0 | 0 | 0 | 0 | 0 | 0 | 0 | 0
BART NOX Annual-Lawrence 5 -v5.14 | 107 | 7181 | Rate Constraint in lbs/MMBtu | FALSE | L | Annual | Qualifying Generation | TWh | 0 | 0 | 0 | 0 | 0 | 0 | 0 | 0
BART NOX Annual-Lawrence 5 -v5.14 | 107 | 7181 | Rate Constraint in lbs/MMBtu | FALSE | L | Annual | Rate | lb/MWh | 0 | 0 | 0 | 0 | 0 | 0 | 0 | 0
BART NOX Annual-Lawrence 5 -v5.14 | 107 | 7181 | Rate Constraint in lbs/MMBtu | FALSE | L | Annual | Constraint Shadow Price | US2019$/Ton | 0 | 0 | 0 | 0 | 0 | 0 | 0 | 0
BART NOX Annual-Leland Olds 1 -v5.13 | 108 | 7148 | Rate Constraint in lbs/MMBtu | FALSE | L | Annual | Seasons Included | Seasons | Winter, WintShld, Summer | Winter, WintShld, Summer | Winter, WintShld, Summer | Winter, WintShld, Summer | Winter, WintShld, Summer | Winter, WintShld, Summer | Winter, WintShld, Summer | Winter, WintShld, Summer
BART NOX Annual-Leland Olds 1 -v5.13 | 108 | 7148 | Rate Constraint in lbs/MMBtu | FALSE | L | Annual | Standard NOX | lb/MMBtu | 0.19 | 0.19 | 0.19 | 0.19 | 0.19 | 0.19 | 0.19 | 0.19
BART NOX Annual-Leland Olds 1 -v5.13 | 108 | 7148 | Rate Constraint in lbs/MMBtu | FALSE | L | Annual | Emissions at Affected Plants NOX | Thousand Tons | 1.2599 | 1.2599 | 0.90398 | 1.0898 | 1.0898 | 1.2599 | 0.85624 | 0
BART NOX Annual-Leland Olds 1 -v5.13 | 108 | 7148 | Rate Constraint in lbs/MMBtu | FALSE | L | Annual | Allowances Purchased NOX | Thousand Tons | 0 | 0 | 0 | 0 | 0 | 0 | 0 | 0
BART NOX Annual-Leland Olds 1 -v5.13 | 108 | 7148 | Rate Constraint in lbs/MMBtu | FALSE | L | Annual | Allowances Sold NOX | Thousand Tons | 0 | 0 | 0 | 0 | 0 | 0 | 0 | 0
BART NOX Annual-Leland Olds 1 -v5.13 | 108 | 7148 | Rate Constraint in lbs/MMBtu | FALSE | L | Annual | Allowances Banked | Thousand Tons | 0 | 0 | 0 | 0 | 0 | 0 | 0 | 0
BART NOX Annual-Leland Olds 1 -v5.13 | 108 | 7148 | Rate Constraint in lbs/MMBtu | FALSE | L | Annual | Allowances Withdrawn (1:1) | Thousand Tons | 0 | 0 | 0 | 0 | 0 | 0 | 0 | 0
BART NOX Annual-Leland Olds 1 -v5.13 | 108 | 7148 | Rate Constraint in lbs/MMBtu | FALSE | L | Annual | Allowances Withdrawn (n:1) | Thousand Tons | 0 | 0 | 0 | 0 | 0 | 0 | 0 | 0
BART NOX Annual-Leland Olds 1 -v5.13 | 108 | 7148 | Rate Constraint in lbs/MMBtu | FALSE | L | Annual | Net Emissions Allowance Position | Thousand Tons | 1.2599 | 1.2599 | 0.90398 | 1.0898 | 1.0898 | 1.2599 | 0.85624 | 0
BART NOX Annual-Leland Olds 1 -v5.13 | 108 | 7148 | Rate Constraint in lbs/MMBtu | FALSE | L | Annual | Fuel Consumed | TBtu | 17.8152 | 17.8152 | 12.7825 | 15.4103 | 15.4103 | 17.8152 | 12.1074 | 0
BART NOX Annual-Leland Olds 1 -v5.13 | 108 | 7148 | Rate Constraint in lbs/MMBtu | FALSE | L | Annual | Rate | lb/MMBtu | 0.14144 | 0.14144 | 0.14144 | 0.14144 | 0.14144 | 0.14144 | 0.14144 | 0
BART NOX Annual-Leland Olds 1 -v5.13 | 108 | 7148 | Rate Constraint in lbs/MMBtu | FALSE | L | Annual | Generation | TWh | 1.5033 | 1.5033 | 1.0786 | 1.3003 | 1.3003 | 1.5033 | 1.0216 | 0
BART NOX Annual-Leland Olds 1 -v5.13 | 108 | 7148 | Rate Constraint in lbs/MMBtu | FALSE | L | Annual | Qualifying Generation | TWh | 1.5033 | 1.5033 | 1.0786 | 1.3003 | 1.3003 | 1.5033 | 1.0216 | 0
BART NOX Annual-Leland Olds 1 -v5.13 | 108 | 7148 | Rate Constraint in lbs/MMBtu | FALSE | L | Annual | Rate | lb/MWh | 1.6762 | 1.6762 | 1.6762 | 1.6762 | 1.6762 | 1.6762 | 1.6762 | 0
BART NOX Annual-Leland Olds 1 -v5.13 | 108 | 7148 | Rate Constraint in lbs/MMBtu | FALSE | L | Annual | Constraint Shadow Price | US2019$/Ton | 0 | 0 | 0 | 0 | 0 | 0 | 0 | 0
BART NOX Annual-Leland Olds 2 -v5.13 | 109 | 7149 | Rate Constraint in lbs/MMBtu | FALSE | L | Annual | Seasons Included | Seasons | Winter, WintShld, Summer | Winter, WintShld, Summer | Winter, WintShld, Summer | Winter, WintShld, Summer | Winter, WintShld, Summer | Winter, WintShld, Summer | Winter, WintShld, Summer | Winter, WintShld, Summer
BART NOX Annual-Leland Olds 2 -v5.13 | 109 | 7149 | Rate Constraint in lbs/MMBtu | FALSE | L | Annual | Standard NOX | lb/MMBtu | 0.35 | 0.35 | 0.35 | 0.35 | 0.35 | 0.35 | 0.35 | 0.35
BART NOX Annual-Leland Olds 2 -v5.13 | 109 | 7149 | Rate Constraint in lbs/MMBtu | FALSE | L | Annual | Emissions at Affected Plants NOX | Thousand Tons | 5.2318 | 5.2318 | 4.9602 | 4.6013 | 5.2318 | 5.2318 | 4.3961 | 3.4011
BART NOX Annual-Leland Olds 2 -v5.13 | 109 | 7149 | Rate Constraint in lbs/MMBtu | FALSE | L | Annual | Allowances Purchased NOX | Thousand Tons | 0 | 0 | 0 | 0 | 0 | 0 | 0 | 0
BART NOX Annual-Leland Olds 2 -v5.13 | 109 | 7149 | Rate Constraint in lbs/MMBtu | FALSE | L | Annual | Allowances Sold NOX | Thousand Tons | 0 | 0 | 0 | 0 | 0 | 0 | 0 | 0
BART NOX Annual-Leland Olds 2 -v5.13 | 109 | 7149 | Rate Constraint in lbs/MMBtu | FALSE | L | Annual | Allowances Banked | Thousand Tons | 0 | 0 | 0 | 0 | 0 | 0 | 0 | 0
BART NOX Annual-Leland Olds 2 -v5.13 | 109 | 7149 | Rate Constraint in lbs/MMBtu | FALSE | L | Annual | Allowances Withdrawn (1:1) | Thousand Tons | 0 | 0 | 0 | 0 | 0 | 0 | 0 | 0
BART NOX Annual-Leland Olds 2 -v5.13 | 109 | 7149 | Rate Constraint in lbs/MMBtu | FALSE | L | Annual | Allowances Withdrawn (n:1) | Thousand Tons | 0 | 0 | 0 | 0 | 0 | 0 | 0 | 0
BART NOX Annual-Leland Olds 2 -v5.13 | 109 | 7149 | Rate Constraint in lbs/MMBtu | FALSE | L | Annual | Net Emissions Allowance Position | Thousand Tons | 5.2318 | 5.2318 | 4.9602 | 4.6013 | 5.2318 | 5.2318 | 4.3961 | 3.4011
BART NOX Annual-Leland Olds 2 -v5.13 | 109 | 7149 | Rate Constraint in lbs/MMBtu | FALSE | L | Annual | Fuel Consumed | TBtu | 36.2477 | 36.2477 | 34.366 | 31.8791 | 36.2477 | 36.2477 | 30.4576 | 23.5643
BART NOX Annual-Leland Olds 2 -v5.13 | 109 | 7149 | Rate Constraint in lbs/MMBtu | FALSE | L | Annual | Rate | lb/MMBtu | 0.28867 | 0.28867 | 0.28867 | 0.28867 | 0.28867 | 0.28867 | 0.28867 | 0.28867
BART NOX Annual-Leland Olds 2 -v5.13 | 109 | 7149 | Rate Constraint in lbs/MMBtu | FALSE | L | Annual | Generation | TWh | 3.0846 | 3.0846 | 2.9245 | 2.7129 | 3.0846 | 3.0846 | 2.5919 | 2.0053
BART NOX Annual-Leland Olds 2 -v5.13 | 109 | 7149 | Rate Constraint in lbs/MMBtu | FALSE | L | Annual | Qualifying Generation | TWh | 3.0846 | 3.0846 | 2.9245 | 2.7129 | 3.0846 | 3.0846 | 2.5919 | 2.0053
BART NOX Annual-Leland Olds 2 -v5.13 | 109 | 7149 | Rate Constraint in lbs/MMBtu | FALSE | L | Annual | Rate | lb/MWh | 3.3922 | 3.3922 | 3.3922 | 3.3922 | 3.3922 | 3.3922 | 3.3922 | 3.3922
BART NOX Annual-Leland Olds 2 -v5.13 | 109 | 7149 | Rate Constraint in lbs/MMBtu | FALSE | L | Annual | Constraint Shadow Price | US2019$/Ton | 0 | 0 | 0 | 0 | 0 | 0 | 0 | 0
BART NOX Annual-Martin Drake 6 -v5.13 | 110 | 7135 | Rate Constraint in lbs/MMBtu | FALSE | L | Annual | Seasons Included | Seasons | Winter, WintShld, Summer | Winter, WintShld, Summer | Winter, WintShld, Summer | Winter, WintShld, Summer | Winter, WintShld, Summer | Winter, WintShld, Summer | Winter, WintShld, Summer | Winter, WintShld, Summer
BART NOX Annual-Martin Drake 6 -v5.13 | 110 | 7135 | Rate Constraint in lbs/MMBtu | FALSE | L | Annual | Standard NOX | lb/MMBtu | 0.31 | 0.31 | 0.31 | 0.31 | 0.31 | 0.31 | 0.31 | 0.31
BART NOX Annual-Martin Drake 6 -v5.13 | 110 | 7135 | Rate Constraint in lbs/MMBtu | FALSE | L | Annual | Emissions at Affected Plants NOX | Thousand Tons | 0 | 0 | 0 | 0 | 0 | 0 | 0 | 0
BART NOX Annual-Martin Drake 6 -v5.13 | 110 | 7135 | Rate Constraint in lbs/MMBtu | FALSE | L | Annual | Allowances Purchased NOX | Thousand Tons | 0 | 0 | 0 | 0 | 0 | 0 | 0 | 0
BART NOX Annual-Martin Drake 6 -v5.13 | 110 | 7135 | Rate Constraint in lbs/MMBtu | FALSE | L | Annual | Allowances Sold NOX | Thousand Tons | 0 | 0 | 0 | 0 | 0 | 0 | 0 | 0
BART NOX Annual-Martin Drake 6 -v5.13 | 110 | 7135 | Rate Constraint in lbs/MMBtu | FALSE | L | Annual | Allowances Banked | Thousand Tons | 0 | 0 | 0 | 0 | 0 | 0 | 0 | 0
BART NOX Annual-Martin Drake 6 -v5.13 | 110 | 7135 | Rate Constraint in lbs/MMBtu | FALSE | L | Annual | Allowances Withdrawn (1:1) | Thousand Tons | 0 | 0 | 0 | 0 | 0 | 0 | 0 | 0
BART NOX Annual-Martin Drake 6 -v5.13 | 110 | 7135 | Rate Constraint in lbs/MMBtu | FALSE | L | Annual | Allowances Withdrawn (n:1) | Thousand Tons | 0 | 0 | 0 | 0 | 0 | 0 | 0 | 0
BART NOX Annual-Martin Drake 6 -v5.13 | 110 | 7135 | Rate Constraint in lbs/MMBtu | FALSE | L | Annual | Net Emissions Allowance Position | Thousand Tons | 0 | 0 | 0 | 0 | 0 | 0 | 0 | 0
BART NOX Annual-Martin Drake 6 -v5.13 | 110 | 7135 | Rate Constraint in lbs/MMBtu | FALSE | L | Annual | Fuel Consumed | TBtu | 0 | 0 | 0 | 0 | 0 | 0 | 0 | 0
BART NOX Annual-Martin Drake 6 -v5.13 | 110 | 7135 | Rate Constraint in lbs/MMBtu | FALSE | L | Annual | Rate | lb/MMBtu | 0 | 0 | 0 | 0 | 0 | 0 | 0 | 0
BART NOX Annual-Martin Drake 6 -v5.13 | 110 | 7135 | Rate Constraint in lbs/MMBtu | FALSE | L | Annual | Generation | TWh | 0 | 0 | 0 | 0 | 0 | 0 | 0 | 0
BART NOX Annual-Martin Drake 6 -v5.13 | 110 | 7135 | Rate Constraint in lbs/MMBtu | FALSE | L | Annual | Qualifying Generation | TWh | 0 | 0 | 0 | 0 | 0 | 0 | 0 | 0
BART NOX Annual-Martin Drake 6 -v5.13 | 110 | 7135 | Rate Constraint in lbs/MMBtu | FALSE | L | Annual | Rate | lb/MWh | 0 | 0 | 0 | 0 | 0 | 0 | 0 | 0
BART NOX Annual-Martin Drake 6 -v5.13 | 110 | 7135 | Rate Constraint in lbs/MMBtu | FALSE | L | Annual | Constraint Shadow Price | US2019$/Ton | 0 | 0 | 0 | 0 | 0 | 0 | 0 | 0
BART NOX Annual-Martin Drake 7 -v5.13 | 111 | 7136 | Rate Constraint in lbs/MMBtu | FALSE | L | Annual | Seasons Included | Seasons | Winter, WintShld, Summer | Winter, WintShld, Summer | Winter, WintShld, Summer | Winter, WintShld, Summer | Winter, WintShld, Summer | Winter, WintShld, Summer | Winter, WintShld, Summer | Winter, WintShld, Summer
BART NOX Annual-Martin Drake 7 -v5.13 | 111 | 7136 | Rate Constraint in lbs/MMBtu | FALSE | L | Annual | Standard NOX | lb/MMBtu | 0.29 | 0.29 | 0.29 | 0.29 | 0.29 | 0.29 | 0.29 | 0.29
BART NOX Annual-Martin Drake 7 -v5.13 | 111 | 7136 | Rate Constraint in lbs/MMBtu | FALSE | L | Annual | Emissions at Affected Plants NOX | Thousand Tons | 0 | 0 | 0 | 0 | 0 | 0 | 0 | 0
BART NOX Annual-Martin Drake 7 -v5.13 | 111 | 7136 | Rate Constraint in lbs/MMBtu | FALSE | L | Annual | Allowances Purchased NOX | Thousand Tons | 0 | 0 | 0 | 0 | 0 | 0 | 0 | 0
BART NOX Annual-Martin Drake 7 -v5.13 | 111 | 7136 | Rate Constraint in lbs/MMBtu | FALSE | L | Annual | Allowances Sold NOX | Thousand Tons | 0 | 0 | 0 | 0 | 0 | 0 | 0 | 0
BART NOX Annual-Martin Drake 7 -v5.13 | 111 | 7136 | Rate Constraint in lbs/MMBtu | FALSE | L | Annual | Allowances Banked | Thousand Tons | 0 | 0 | 0 | 0 | 0 | 0 | 0 | 0
BART NOX Annual-Martin Drake 7 -v5.13 | 111 | 7136 | Rate Constraint in lbs/MMBtu | FALSE | L | Annual | Allowances Withdrawn (1:1) | Thousand Tons | 0 | 0 | 0 | 0 | 0 | 0 | 0 | 0
BART NOX Annual-Martin Drake 7 -v5.13 | 111 | 7136 | Rate Constraint in lbs/MMBtu | FALSE | L | Annual | Allowances Withdrawn (n:1) | Thousand Tons | 0 | 0 | 0 | 0 | 0 | 0 | 0 | 0
BART NOX Annual-Martin Drake 7 -v5.13 | 111 | 7136 | Rate Constraint in lbs/MMBtu | FALSE | L | Annual | Net Emissions Allowance Position | Thousand Tons | 0 | 0 | 0 | 0 | 0 | 0 | 0 | 0
BART NOX Annual-Martin Drake 7 -v5.13 | 111 | 7136 | Rate Constraint in lbs/MMBtu | FALSE | L | Annual | Fuel Consumed | TBtu | 0 | 0 | 0 | 0 | 0 | 0 | 0 | 0
BART NOX Annual-Martin Drake 7 -v5.13 | 111 | 7136 | Rate Constraint in lbs/MMBtu | FALSE | L | Annual | Rate | lb/MMBtu | 0 | 0 | 0 | 0 | 0 | 0 | 0 | 0
BART NOX Annual-Martin Drake 7 -v5.13 | 111 | 7136 | Rate Constraint in lbs/MMBtu | FALSE | L | Annual | Generation | TWh | 0 | 0 | 0 | 0 | 0 | 0 | 0 | 0
BART NOX Annual-Martin Drake 7 -v5.13 | 111 | 7136 | Rate Constraint in lbs/MMBtu | FALSE | L | Annual | Qualifying Generation | TWh | 0 | 0 | 0 | 0 | 0 | 0 | 0 | 0
BART NOX Annual-Martin Drake 7 -v5.13 | 111 | 7136 | Rate Constraint in lbs/MMBtu | FALSE | L | Annual | Rate | lb/MWh | 0 | 0 | 0 | 0 | 0 | 0 | 0 | 0
BART NOX Annual-Martin Drake 7 -v5.13 | 111 | 7136 | Rate Constraint in lbs/MMBtu | FALSE | L | Annual | Constraint Shadow Price | US2019$/Ton | 0 | 0 | 0 | 0 | 0 | 0 | 0 | 0
BART NOX Annual-Merrimack 2 -v5.13 | 112 | 7150 | Rate Constraint in lbs/MMBtu | FALSE | L | Annual | Seasons Included | Seasons | Winter, WintShld, Summer | Winter, WintShld, Summer | Winter, WintShld, Summer | Winter, WintShld, Summer | Winter, WintShld, Summer | Winter, WintShld, Summer | Winter, WintShld, Summer | Winter, WintShld, Summer
BART NOX Annual-Merrimack 2 -v5.13 | 112 | 7150 | Rate Constraint in lbs/MMBtu | FALSE | L | Annual | Standard NOX | lb/MMBtu | 0.3 | 0.3 | 0.3 | 0.3 | 0.3 | 0.3 | 0.3 | 0.3
BART NOX Annual-Merrimack 2 -v5.13 | 112 | 7150 | Rate Constraint in lbs/MMBtu | FALSE | L | Annual | Emissions at Affected Plants NOX | Thousand Tons | 0.48737 | 0.2069 | 0.2069 | 0.2069 | 0.2069 | 0.2069 | 0.2069 | 0.2069
BART NOX Annual-Merrimack 2 -v5.13 | 112 | 7150 | Rate Constraint in lbs/MMBtu | FALSE | L | Annual | Allowances Purchased NOX | Thousand Tons | 0 | 0 | 0 | 0 | 0 | 0 | 0 | 0
BART NOX Annual-Merrimack 2 -v5.13 | 112 | 7150 | Rate Constraint in lbs/MMBtu | FALSE | L | Annual | Allowances Sold NOX | Thousand Tons | 0 | 0 | 0 | 0 | 0 | 0 | 0 | 0
BART NOX Annual-Merrimack 2 -v5.13 | 112 | 7150 | Rate Constraint in lbs/MMBtu | FALSE | L | Annual | Allowances Banked | Thousand Tons | 0 | 0 | 0 | 0 | 0 | 0 | 0 | 0
BART NOX Annual-Merrimack 2 -v5.13 | 112 | 7150 | Rate Constraint in lbs/MMBtu | FALSE | L | Annual | Allowances Withdrawn (1:1) | Thousand Tons | 0 | 0 | 0 | 0 | 0 | 0 | 0 | 0
BART NOX Annual-Merrimack 2 -v5.13 | 112 | 7150 | Rate Constraint in lbs/MMBtu | FALSE | L | Annual | Allowances Withdrawn (n:1) | Thousand Tons | 0 | 0 | 0 | 0 | 0 | 0 | 0 | 0
BART NOX Annual-Merrimack 2 -v5.13 | 112 | 7150 | Rate Constraint in lbs/MMBtu | FALSE | L | Annual | Net Emissions Allowance Position | Thousand Tons | 0.48737 | 0.2069 | 0.2069 | 0.2069 | 0.2069 | 0.2069 | 0.2069 | 0.2069
BART NOX Annual-Merrimack 2 -v5.13 | 112 | 7150 | Rate Constraint in lbs/MMBtu | FALSE | L | Annual | Fuel Consumed | TBtu | 13.925 | 5.9115 | 5.9115 | 5.9115 | 5.9115 | 5.9115 | 5.9115 | 5.9115
BART NOX Annual-Merrimack 2 -v5.13 | 112 | 7150 | Rate Constraint in lbs/MMBtu | FALSE | L | Annual | Rate | lb/MMBtu | 0.07 | 0.07 | 0.07 | 0.07 | 0.07 | 0.07 | 0.07 | 0.07
BART NOX Annual-Merrimack 2 -v5.13 | 112 | 7150 | Rate Constraint in lbs/MMBtu | FALSE | L | Annual | Generation | TWh | 1.2673 | 0.538 | 0.538 | 0.538 | 0.538 | 0.538 | 0.538 | 0.538
BART NOX Annual-Merrimack 2 -v5.13 | 112 | 7150 | Rate Constraint in lbs/MMBtu | FALSE | L | Annual | Qualifying Generation | TWh | 1.2673 | 0.538 | 0.538 | 0.538 | 0.538 | 0.538 | 0.538 | 0.538
BART NOX Annual-Merrimack 2 -v5.13 | 112 | 7150 | Rate Constraint in lbs/MMBtu | FALSE | L | Annual | Rate | lb/MWh | 0.76916 | 0.76916 | 0.76916 | 0.76916 | 0.76916 | 0.76916 | 0.76916 | 0.76916
BART NOX Annual-Merrimack 2 -v5.13 | 112 | 7150 | Rate Constraint in lbs/MMBtu | FALSE | L | Annual | Constraint Shadow Price | US2019$/Ton | 0 | 0 | 0 | 0 | 0 | 0 | 0 | 0
BART NOX Annual-Milton R Young B1 -v5.13 | 113 | 7151 | Rate Constraint in lbs/MMBtu | FALSE | L | Annual | Seasons Included | Seasons | Winter, WintShld, Summer | Winter, WintShld, Summer | Winter, WintShld, Summer | Winter, WintShld, Summer | Winter, WintShld, Summer | Winter, WintShld, Summer | Winter, WintShld, Summer | Winter, WintShld, Summer
BART NOX Annual-Milton R Young B1 -v5.13 | 113 | 7151 | Rate Constraint in lbs/MMBtu | FALSE | L | Annual | Standard NOX | lb/MMBtu | 0.36 | 0.36 | 0.36 | 0.36 | 0.36 | 0.36 | 0.36 | 0.36
BART NOX Annual-Milton R Young B1 -v5.13 | 113 | 7151 | Rate Constraint in lbs/MMBtu | FALSE | L | Annual | Emissions at Affected Plants NOX | Thousand Tons | 2.6799 | 2.6256 | 2.3496 | 2.4635 | 2.4995 | 0 | 0 | 0
BART NOX Annual-Milton R Young B1 -v5.13 | 113 | 7151 | Rate Constraint in lbs/MMBtu | FALSE | L | Annual | Allowances Purchased NOX | Thousand Tons | 0 | 0 | 0 | 0 | 0 | 0 | 0 | 0
BART NOX Annual-Milton R Young B1 -v5.13 | 113 | 7151 | Rate Constraint in lbs/MMBtu | FALSE | L | Annual | Allowances Sold NOX | Thousand Tons | 0 | 0 | 0 | 0 | 0 | 0 | 0 | 0
BART NOX Annual-Milton R Young B1 -v5.13 | 113 | 7151 | Rate Constraint in lbs/MMBtu | FALSE | L | Annual | Allowances Banked | Thousand Tons | 0 | 0 | 0 | 0 | 0 | 0 | 0 | 0
BART NOX Annual-Milton R Young B1 -v5.13 | 113 | 7151 | Rate Constraint in lbs/MMBtu | FALSE | L | Annual | Allowances Withdrawn (1:1) | Thousand Tons | 0 | 0 | 0 | 0 | 0 | 0 | 0 | 0
BART NOX Annual-Milton R Young B1 -v5.13 | 113 | 7151 | Rate Constraint in lbs/MMBtu | FALSE | L | Annual | Allowances Withdrawn (n:1) | Thousand Tons | 0 | 0 | 0 | 0 | 0 | 0 | 0 | 0
BART NOX Annual-Milton R Young B1 -v5.13 | 113 | 7151 | Rate Constraint in lbs/MMBtu | FALSE | L | Annual | Net Emissions Allowance Position | Thousand Tons | 2.6799 | 2.6256 | 2.3496 | 2.4635 | 2.4995 | 0 | 0 | 0
BART NOX Annual-Milton R Young B1 -v5.13 | 113 | 7151 | Rate Constraint in lbs/MMBtu | FALSE | L | Annual | Fuel Consumed | TBtu | 20.0568 | 19.6501 | 17.5846 | 18.4371 | 18.707 | 0 | 0 | 0
BART NOX Annual-Milton R Young B1 -v5.13 | 113 | 7151 | Rate Constraint in lbs/MMBtu | FALSE | L | Annual | Rate | lb/MMBtu | 0.26723 | 0.26723 | 0.26723 | 0.26723 | 0.26723 | 0 | 0 | 0
BART NOX Annual-Milton R Young B1 -v5.13 | 113 | 7151 | Rate Constraint in lbs/MMBtu | FALSE | L | Annual | Generation | TWh | 1.7244 | 1.6895 | 1.5119 | 1.5852 | 1.6084 | 0 | 0 | 0
BART NOX Annual-Milton R Young B1 -v5.13 | 113 | 7151 | Rate Constraint in lbs/MMBtu | FALSE | L | Annual | Qualifying Generation | TWh | 1.7244 | 1.6895 | 1.5119 | 1.5852 | 1.6084 | 0 | 0 | 0
BART NOX Annual-Milton R Young B1 -v5.13 | 113 | 7151 | Rate Constraint in lbs/MMBtu | FALSE | L | Annual | Rate | lb/MWh | 3.1082 | 3.1082 | 3.1082 | 3.1082 | 3.1082 | 0 | 0 | 0
BART NOX Annual-Milton R Young B1 -v5.13 | 113 | 7151 | Rate Constraint in lbs/MMBtu | FALSE | L | Annual | Constraint Shadow Price | US2019$/Ton | 0 | 0 | 0 | 0 | 0 | 0 | 0 | 0
BART NOX Annual-Milton R Young B2 -v5.13 | 114 | 7152 | Rate Constraint in lbs/MMBtu | FALSE | L | Annual | Seasons Included | Seasons | Winter, WintShld, Summer | Winter, WintShld, Summer | Winter, WintShld, Summer | Winter, WintShld, Summer | Winter, WintShld, Summer | Winter, WintShld, Summer | Winter, WintShld, Summer | Winter, WintShld, Summer
BART NOX Annual-Milton R Young B2 -v5.13 | 114 | 7152 | Rate Constraint in lbs/MMBtu | FALSE | L | Annual | Standard NOX | lb/MMBtu | 0.35 | 0.35 | 0.35 | 0.35 | 0.35 | 0.35 | 0.35 | 0.35
BART NOX Annual-Milton R Young B2 -v5.13 | 114 | 7152 | Rate Constraint in lbs/MMBtu | FALSE | L | Annual | Emissions at Affected Plants NOX | Thousand Tons | 5.2521 | 5.0473 | 4.1104 | 4.4365 | 4.911 | 4.7062 | 1.714 | 0
BART NOX Annual-Milton R Young B2 -v5.13 | 114 | 7152 | Rate Constraint in lbs/MMBtu | FALSE | L | Annual | Allowances Purchased NOX | Thousand Tons | 0 | 0 | 0 | 0 | 0 | 0 | 0 | 0
BART NOX Annual-Milton R Young B2 -v5.13 | 114 | 7152 | Rate Constraint in lbs/MMBtu | FALSE | L | Annual | Allowances Sold NOX | Thousand Tons | 0 | 0 | 0 | 0 | 0 | 0 | 0 | 0
BART NOX Annual-Milton R Young B2 -v5.13 | 114 | 7152 | Rate Constraint in lbs/MMBtu | FALSE | L | Annual | Allowances Banked | Thousand Tons | 0 | 0 | 0 | 0 | 0 | 0 | 0 | 0
BART NOX Annual-Milton R Young B2 -v5.13 | 114 | 7152 | Rate Constraint in lbs/MMBtu | FALSE | L | Annual | Allowances Withdrawn (1:1) | Thousand Tons | 0 | 0 | 0 | 0 | 0 | 0 | 0 | 0
BART NOX Annual-Milton R Young B2 -v5.13 | 114 | 7152 | Rate Constraint in lbs/MMBtu | FALSE | L | Annual | Allowances Withdrawn (n:1) | Thousand Tons | 0 | 0 | 0 | 0 | 0 | 0 | 0 | 0
BART NOX Annual-Milton R Young B2 -v5.13 | 114 | 7152 | Rate Constraint in lbs/MMBtu | FALSE | L | Annual | Net Emissions Allowance Position | Thousand Tons | 5.2521 | 5.0473 | 4.1104 | 4.4365 | 4.911 | 4.7062 | 1.714 | 0
BART NOX Annual-Milton R Young B2 -v5.13 | 114 | 7152 | Rate Constraint in lbs/MMBtu | FALSE | L | Annual | Fuel Consumed | TBtu | 37.0481 | 35.6035 | 28.9944 | 31.2946 | 34.6419 | 33.1973 | 12.0907 | 0
BART NOX Annual-Milton R Young B2 -v5.13 | 114 | 7152 | Rate Constraint in lbs/MMBtu | FALSE | L | Annual | Rate | lb/MMBtu | 0.28353 | 0.28353 | 0.28353 | 0.28353 | 0.28353 | 0.28353 | 0.28353 | 0
BART NOX Annual-Milton R Young B2 -v5.13 | 114 | 7152 | Rate Constraint in lbs/MMBtu | FALSE | L | Annual | Generation | TWh | 3.2524 | 3.1256 | 2.5454 | 2.7473 | 3.0412 | 2.9143 | 1.0614 | 0
BART NOX Annual-Milton R Young B2 -v5.13 | 114 | 7152 | Rate Constraint in lbs/MMBtu | FALSE | L | Annual | Qualifying Generation | TWh | 3.2524 | 3.1256 | 2.5454 | 2.7473 | 3.0412 | 2.9143 | 1.0614 | 0
BART NOX Annual-Milton R Young B2 -v5.13 | 114 | 7152 | Rate Constraint in lbs/MMBtu | FALSE | L | Annual | Rate | lb/MWh | 3.2297 | 3.2297 | 3.2297 | 3.2297 | 3.2297 | 3.2297 | 3.2297 | 0
BART NOX Annual-Milton R Young B2 -v5.13 | 114 | 7152 | Rate Constraint in lbs/MMBtu | FALSE | L | Annual | Constraint Shadow Price | US2019$/Ton | 0 | 0 | 0 | 0 | 0 | 0 | 0 | 0
BART NOX Annual-Muskogee 4 -v6.17 | 115 | 7153 | Rate Constraint in lbs/MMBtu | FALSE | L | Annual | Seasons Included | Seasons | Winter, WintShld, Summer | Winter, WintShld, Summer | Winter, WintShld, Summer | Winter, WintShld, Summer | Winter, WintShld, Summer | Winter, WintShld, Summer | Winter, WintShld, Summer | Winter, WintShld, Summer
BART NOX Annual-Muskogee 4 -v6.17 | 115 | 7153 | Rate Constraint in lbs/MMBtu | FALSE | L | Annual | Standard NOX | lb/MMBtu | 0.15 | 0.15 | 0.15 | 0.15 | 0.15 | 0.15 | 0.15 | 0.15
BART NOX Annual-Muskogee 4 -v6.17 | 115 | 7153 | Rate Constraint in lbs/MMBtu | FALSE | L | Annual | Emissions at Affected Plants NOX | Thousand Tons | 0 | 0 | 0 | 0 | 0 | 0 | 0 | 0
BART NOX Annual-Muskogee 4 -v6.17 | 115 | 7153 | Rate Constraint in lbs/MMBtu | FALSE | L | Annual | Allowances Purchased NOX | Thousand Tons | 0 | 0 | 0 | 0 | 0 | 0 | 0 | 0
BART NOX Annual-Muskogee 4 -v6.17 | 115 | 7153 | Rate Constraint in lbs/MMBtu | FALSE | L | Annual | Allowances Sold NOX | Thousand Tons | 0 | 0 | 0 | 0 | 0 | 0 | 0 | 0
BART NOX Annual-Muskogee 4 -v6.17 | 115 | 7153 | Rate Constraint in lbs/MMBtu | FALSE | L | Annual | Allowances Banked | Thousand Tons | 0 | 0 | 0 | 0 | 0 | 0 | 0 | 0
BART NOX Annual-Muskogee 4 -v6.17 | 115 | 7153 | Rate Constraint in lbs/MMBtu | FALSE | L | Annual | Allowances Withdrawn (1:1) | Thousand Tons | 0 | 0 | 0 | 0 | 0 | 0 | 0 | 0
BART NOX Annual-Muskogee 4 -v6.17 | 115 | 7153 | Rate Constraint in lbs/MMBtu | FALSE | L | Annual | Allowances Withdrawn (n:1) | Thousand Tons | 0 | 0 | 0 | 0 | 0 | 0 | 0 | 0
BART NOX Annual-Muskogee 4 -v6.17 | 115 | 7153 | Rate Constraint in lbs/MMBtu | FALSE | L | Annual | Net Emissions Allowance Position | Thousand Tons | 0 | 0 | 0 | 0 | 0 | 0 | 0 | 0
BART NOX Annual-Muskogee 4 -v6.17 | 115 | 7153 | Rate Constraint in lbs/MMBtu | FALSE | L | Annual | Fuel Consumed | TBtu | 0 | 0 | 0 | 0 | 0 | 0 | 0 | 0
BART NOX Annual-Muskogee 4 -v6.17 | 115 | 7153 | Rate Constraint in lbs/MMBtu | FALSE | L | Annual | Rate | lb/MMBtu | 0 | 0 | 0 | 0 | 0 | 0 | 0 | 0
BART NOX Annual-Muskogee 4 -v6.17 | 115 | 7153 | Rate Constraint in lbs/MMBtu | FALSE | L | Annual | Generation | TWh | 0 | 0 | 0 | 0 | 0 | 0 | 0 | 0
BART NOX Annual-Muskogee 4 -v6.17 | 115 | 7153 | Rate Constraint in lbs/MMBtu | FALSE | L | Annual | Qualifying Generation | TWh | 0 | 0 | 0 | 0 | 0 | 0 | 0 | 0
BART NOX Annual-Muskogee 4 -v6.17 | 115 | 7153 | Rate Constraint in lbs/MMBtu | FALSE | L | Annual | Rate | lb/MWh | 0 | 0 | 0 | 0 | 0 | 0 | 0 | 0
BART NOX Annual-Muskogee 4 -v6.17 | 115 | 7153 | Rate Constraint in lbs/MMBtu | FALSE | L | Annual | Constraint Shadow Price | US2019$/Ton | 0 | 0 | 0 | 0 | 0 | 0 | 0 | 0
BART NOX Annual-Muskogee 5 -v6.17 | 116 | 7154 | Rate Constraint in lbs/MMBtu | FALSE | L | Annual | Seasons Included | Seasons | Winter, WintShld, Summer | Winter, WintShld, Summer | Winter, WintShld, Summer | Winter, WintShld, Summer | Winter, WintShld, Summer | Winter, WintShld, Summer | Winter, WintShld, Summer | Winter, WintShld, Summer
BART NOX Annual-Muskogee 5 -v6.17 | 116 | 7154 | Rate Constraint in lbs/MMBtu | FALSE | L | Annual | Standard NOX | lb/MMBtu | 0.15 | 0.15 | 0.15 | 0.15 | 0.15 | 0.15 | 0.15 | 0.15
BART NOX Annual-Muskogee 5 -v6.17 | 116 | 7154 | Rate Constraint in lbs/MMBtu | FALSE | L | Annual | Emissions at Affected Plants NOX | Thousand Tons | 0 | 0 | 0 | 0 | 0 | 0 | 0 | 0
BART NOX Annual-Muskogee 5 -v6.17 | 116 | 7154 | Rate Constraint in lbs/MMBtu | FALSE | L | Annual | Allowances Purchased NOX | Thousand Tons | 0 | 0 | 0 | 0 | 0 | 0 | 0 | 0
BART NOX Annual-Muskogee 5 -v6.17 | 116 | 7154 | Rate Constraint in lbs/MMBtu | FALSE | L | Annual | Allowances Sold NOX | Thousand Tons | 0 | 0 | 0 | 0 | 0 | 0 | 0 | 0
BART NOX Annual-Muskogee 5 -v6.17 | 116 | 7154 | Rate Constraint in lbs/MMBtu | FALSE | L | Annual | Allowances Banked | Thousand Tons | 0 | 0 | 0 | 0 | 0 | 0 | 0 | 0
BART NOX Annual-Muskogee 5 -v6.17 | 116 | 7154 | Rate Constraint in lbs/MMBtu | FALSE | L | Annual | Allowances Withdrawn (1:1) | Thousand Tons | 0 | 0 | 0 | 0 | 0 | 0 | 0 | 0
BART NOX Annual-Muskogee 5 -v6.17 | 116 | 7154 | Rate Constraint in lbs/MMBtu | FALSE | L | Annual | Allowances Withdrawn (n:1) | Thousand Tons | 0 | 0 | 0 | 0 | 0 | 0 | 0 | 0
BART NOX Annual-Muskogee 5 -v6.17 | 116 | 7154 | Rate Constraint in lbs/MMBtu | FALSE | L | Annual | Net Emissions Allowance Position | Thousand Tons | 0 | 0 | 0 | 0 | 0 | 0 | 0 | 0
BART NOX Annual-Muskogee 5 -v6.17 | 116 | 7154 | Rate Constraint in lbs/MMBtu | FALSE | L | Annual | Fuel Consumed | TBtu | 0 | 0 | 0 | 0 | 0 | 0 | 0 | 0
BART NOX Annual-Muskogee 5 -v6.17 | 116 | 7154 | Rate Constraint in lbs/MMBtu | FALSE | L | Annual | Rate | lb/MMBtu | 0 | 0 | 0 | 0 | 0 | 0 | 0 | 0
BART NOX Annual-Muskogee 5 -v6.17 | 116 | 7154 | Rate Constraint in lbs/MMBtu | FALSE | L | Annual | Generation | TWh | 0 | 0 | 0 | 0 | 0 | 0 | 0 | 0
BART NOX Annual-Muskogee 5 -v6.17 | 116 | 7154 | Rate Constraint in lbs/MMBtu | FALSE | L | Annual | Qualifying Generation | TWh | 0 | 0 | 0 | 0 | 0 | 0 | 0 | 0
BART NOX Annual-Muskogee 5 -v6.17 | 116 | 7154 | Rate Constraint in lbs/MMBtu | FALSE | L | Annual | Rate | lb/MWh | 0 | 0 | 0 | 0 | 0 | 0 | 0 | 0
BART NOX Annual-Muskogee 5 -v6.17 | 116 | 7154 | Rate Constraint in lbs/MMBtu | FALSE | L | Annual | Constraint Shadow Price | US2019$/Ton | 0 | 0 | 0 | 0 | 0 | 0 | 0 | 0
BART NOX Annual-Naughton 1 -v5.14 | 117 | 7171 | Rate Constraint in lbs/MMBtu | FALSE | L | Annual | Seasons Included | Seasons | Winter, WintShld, Summer | Winter, WintShld, Summer | Winter, WintShld, Summer | Winter, WintShld, Summer | Winter, WintShld, Summer | Winter, WintShld, Summer | Winter, WintShld, Summer | Winter, WintShld, Summer
BART NOX Annual-Naughton 1 -v5.14 | 117 | 7171 | Rate Constraint in lbs/MMBtu | FALSE | L | Annual | Standard NOX | lb/MMBtu | 0.26 | 0.26 | 0.26 | 0.26 | 0.26 | 0.26 | 0.26 | 0.26
BART NOX Annual-Naughton 1 -v5.14 | 117 | 7171 | Rate Constraint in lbs/MMBtu | FALSE | L | Annual | Emissions at Affected Plants NOX | Thousand Tons | 0.90111 | 0 | 0 | 0 | 0 | 0 | 0 | 0
BART NOX Annual-Naughton 1 -v5.14 | 117 | 7171 | Rate Constraint in lbs/MMBtu | FALSE | L | Annual | Allowances Purchased NOX | Thousand Tons | 0 | 0 | 0 | 0 | 0 | 0 | 0 | 0
BART NOX Annual-Naughton 1 -v5.14 | 117 | 7171 | Rate Constraint in lbs/MMBtu | FALSE | L | Annual | Allowances Sold NOX | Thousand Tons | 0 | 0 | 0 | 0 | 0 | 0 | 0 | 0
BART NOX Annual-Naughton 1 -v5.14 | 117 | 7171 | Rate Constraint in lbs/MMBtu | FALSE | L | Annual | Allowances Banked | Thousand Tons | 0 | 0 | 0 | 0 | 0 | 0 | 0 | 0
BART NOX Annual-Naughton 1 -v5.14 | 117 | 7171 | Rate Constraint in lbs/MMBtu | FALSE | L | Annual | Allowances Withdrawn (1:1) | Thousand Tons | 0 | 0 | 0 | 0 | 0 | 0 | 0 | 0
BART NOX Annual-Naughton 1 -v5.14 | 117 | 7171 | Rate Constraint in lbs/MMBtu | FALSE | L | Annual | Allowances Withdrawn (n:1) | Thousand Tons | 0 | 0 | 0 | 0 | 0 | 0 | 0 | 0
BART NOX Annual-Naughton 1 -v5.14 | 117 | 7171 | Rate Constraint in lbs/MMBtu | FALSE | L | Annual | Net Emissions Allowance Position | Thousand Tons | 0.90111 | 0 | 0 | 0 | 0 | 0 | 0 | 0
BART NOX Annual-Naughton 1 -v5.14 | 117 | 7171 | Rate Constraint in lbs/MMBtu | FALSE | L | Annual | Fuel Consumed | TBtu | 12.2683 | 0 | 0 | 0 | 0 | 0 | 0 | 0
BART NOX Annual-Naughton 1 -v5.14 | 117 | 7171 | Rate Constraint in lbs/MMBtu | FALSE | L | Annual | Rate | lb/MMBtu | 0.1469 | 0 | 0 | 0 | 0 | 0 | 0 | 0
BART NOX Annual-Naughton 1 -v5.14 | 117 | 7171 | Rate Constraint in lbs/MMBtu | FALSE | L | Annual | Generation | TWh | 1.117 | 0 | 0 | 0 | 0 | 0 | 0 | 0
BART NOX Annual-Naughton 1 -v5.14 | 117 | 7171 | Rate Constraint in lbs/MMBtu | FALSE | L | Annual | Qualifying Generation | TWh | 1.117 | 0 | 0 | 0 | 0 | 0 | 0 | 0
BART NOX Annual-Naughton 1 -v5.14 | 117 | 7171 | Rate Constraint in lbs/MMBtu | FALSE | L | Annual | Rate | lb/MWh | 1.6134 | 0 | 0 | 0 | 0 | 0 | 0 | 0
BART NOX Annual-Naughton 1 -v5.14 | 117 | 7171 | Rate Constraint in lbs/MMBtu | FALSE | L | Annual | Constraint Shadow Price | US2019$/Ton | 0 | 0 | 0 | 0 | 0 | 0 | 0 | 0
BART NOX Annual-Naughton 2 -v5.14 | 118 | 7172 | Rate Constraint in lbs/MMBtu | FALSE | L | Annual | Seasons Included | Seasons | Winter, WintShld, Summer | Winter, WintShld, Summer | Winter, WintShld, Summer | Winter, WintShld, Summer | Winter, WintShld, Summer | Winter, WintShld, Summer | Winter, WintShld, Summer | Winter, WintShld, Summer
BART NOX Annual-Naughton 2 -v5.14 | 118 | 7172 | Rate Constraint in lbs/MMBtu | FALSE | L | Annual | Standard NOX | lb/MMBtu | 0.26 | 0.26 | 0.26 | 0.26 | 0.26 | 0.26 | 0.26 | 0.26
BART NOX Annual-Naughton 2 -v5.14 | 118 | 7172 | Rate Constraint in lbs/MMBtu | FALSE | L | Annual | Emissions at Affected Plants NOX | Thousand Tons | 1.0953 | 0 | 0 | 0 | 0 | 0 | 0 | 0
BART NOX Annual-Naughton 2 -v5.14 | 118 | 7172 | Rate Constraint in lbs/MMBtu | FALSE | L | Annual | Allowances Purchased NOX | Thousand Tons | 0 | 0 | 0 | 0 | 0 | 0 | 0 | 0
BART NOX Annual-Naughton 2 -v5.14 | 118 | 7172 | Rate Constraint in lbs/MMBtu | FALSE | L | Annual | Allowances Sold NOX | Thousand Tons | 0 | 0 | 0 | 0 | 0 | 0 | 0 | 0
BART NOX Annual-Naughton 2 -v5.14 | 118 | 7172 | Rate Constraint in lbs/MMBtu | FALSE | L | Annual | Allowances Banked | Thousand Tons | 0 | 0 | 0 | 0 | 0 | 0 | 0 | 0
BART NOX Annual-Naughton 2 -v5.14 | 118 | 7172 | Rate Constraint in lbs/MMBtu | FALSE | L | Annual | Allowances Withdrawn (1:1) | Thousand Tons | 0 | 0 | 0 | 0 | 0 | 0 | 0 | 0
BART NOX Annual-Naughton 2 -v5.14 | 118 | 7172 | Rate Constraint in lbs/MMBtu | FALSE | L | Annual | Allowances Withdrawn (n:1) | Thousand Tons | 0 | 0 | 0 | 0 | 0 | 0 | 0 | 0
BART NOX Annual-Naughton 2 -v5.14 | 118 | 7172 | Rate Constraint in lbs/MMBtu | FALSE | L | Annual | Net Emissions Allowance Position | Thousand Tons | 1.0953 | 0 | 0 | 0 | 0 | 0 | 0 | 0
BART NOX Annual-Naughton 2 -v5.14 | 118 | 7172 | Rate Constraint in lbs/MMBtu | FALSE | L | Annual | Fuel Consumed | TBtu | 14.9119 | 0 | 0 | 0 | 0 | 0 | 0 | 0
BART NOX Annual-Naughton 2 -v5.14 | 118 | 7172 | Rate Constraint in lbs/MMBtu | FALSE | L | Annual | Rate | lb/MMBtu | 0.1469 | 0 | 0 | 0 | 0 | 0 | 0 | 0
BART NOX Annual-Naughton 2 -v5.14 | 118 | 7172 | Rate Constraint in lbs/MMBtu | FALSE | L | Annual | Generation | TWh | 1.3611 | 0 | 0 | 0 | 0 | 0 | 0 | 0
BART NOX Annual-Naughton 2 -v5.14 | 118 | 7172 | Rate Constraint in lbs/MMBtu | FALSE | L | Annual | Qualifying Generation | TWh | 1.3611 | 0 | 0 | 0 | 0 | 0 | 0 | 0
BART NOX Annual-Naughton 2 -v5.14 | 118 | 7172 | Rate Constraint in lbs/MMBtu | FALSE | L | Annual | Rate | lb/MWh | 1.6094 | 0 | 0 | 0 | 0 | 0 | 0 | 0
BART NOX Annual-Naughton 2 -v5.14 | 118 | 7172 | Rate Constraint in lbs/MMBtu | FALSE | L | Annual | Constraint Shadow Price | US2019$/Ton | 0 | 0 | 0 | 0 | 0 | 0 | 0 | 0
BART NOX Annual-Naughton 3 -v5.14 | 119 | 7173 | Rate Constraint in lbs/MMBtu | FALSE | L | Annual | Seasons Included | Seasons | Winter, WintShld, Summer | Winter, WintShld, Summer | Winter, WintShld, Summer | Winter, WintShld, Summer | Winter, WintShld, Summer | Winter, WintShld, Summer | Winter, WintShld, Summer | Winter, WintShld, Summer
BART NOX Annual-Naughton 3 -v5.14 | 119 | 7173 | Rate Constraint in lbs/MMBtu | FALSE | L | Annual | Standard NOX | lb/MMBtu | 0.12 | 0.12 | 0.12 | 0.12 | 0.12 | 0.12 | 0.12 | 0.12
BART NOX Annual-Naughton 3 -v5.14 | 119 | 7173 | Rate Constraint in lbs/MMBtu | FALSE | L | Annual | Emissions at Affected Plants NOX | Thousand Tons | 0 | 0 | 0 | 0 | 0 | 0 | 0 | 0
BART NOX Annual-Naughton 3 -v5.14 | 119 | 7173 | Rate Constraint in lbs/MMBtu | FALSE | L | Annual | Allowances Purchased NOX | Thousand Tons | 0 | 0 | 0 | 0 | 0 | 0 | 0 | 0
BART NOX Annual-Naughton 3 -v5.14 | 119 | 7173 | Rate Constraint in lbs/MMBtu | FALSE | L | Annual | Allowances Sold NOX | Thousand Tons | 0 | 0 | 0 | 0 | 0 | 0 | 0 | 0
BART NOX Annual-Naughton 3 -v5.14 | 119 | 7173 | Rate Constraint in lbs/MMBtu | FALSE | L | Annual | Allowances Banked | Thousand Tons | 0 | 0 | 0 | 0 | 0 | 0 | 0 | 0
BART NOX Annual-Naughton 3 -v5.14 | 119 | 7173 | Rate Constraint in lbs/MMBtu | FALSE | L | Annual | Allowances Withdrawn (1:1) | Thousand Tons | 0 | 0 | 0 | 0 | 0 | 0 | 0 | 0
BART NOX Annual-Naughton 3 -v5.14 | 119 | 7173 | Rate Constraint in lbs/MMBtu | FALSE | L | Annual | Allowances Withdrawn (n:1) | Thousand Tons | 0 | 0 | 0 | 0 | 0 | 0 | 0 | 0
BART NOX Annual-Naughton 3 -v5.14 | 119 | 7173 | Rate Constraint in lbs/MMBtu | FALSE | L | Annual | Net Emissions Allowance Position | Thousand Tons | 0 | 0 | 0 | 0 | 0 | 0 | 0 | 0
BART NOX Annual-Naughton 3 -v5.14 | 119 | 7173 | Rate Constraint in lbs/MMBtu | FALSE | L | Annual | Fuel Consumed | TBtu | 0 | 0 | 0 | 0 | 0 | 0 | 0 | 0
BART NOX Annual-Naughton 3 -v5.14 | 119 | 7173 | Rate Constraint in lbs/MMBtu | FALSE | L | Annual | Rate | lb/MMBtu | 0 | 0 | 0 | 0 | 0 | 0 | 0 | 0
BART NOX Annual-Naughton 3 -v5.14 | 119 | 7173 | Rate Constraint in lbs/MMBtu | FALSE | L | Annual | Generation | TWh | 0 | 0 | 0 | 0 | 0 | 0 | 0 | 0
BART NOX Annual-Naughton 3 -v5.14 | 119 | 7173 | Rate Constraint in lbs/MMBtu | FALSE | L | Annual | Qualifying Generation | TWh | 0 | 0 | 0 | 0 | 0 | 0 | 0 | 0
BART NOX Annual-Naughton 3 -v5.14 | 119 | 7173 | Rate Constraint in lbs/MMBtu | FALSE | L | Annual | Rate | lb/MWh | 0 | 0 | 0 | 0 | 0 | 0 | 0 | 0
BART NOX Annual-Naughton 3 -v5.14 | 119 | 7173 | Rate Constraint in lbs/MMBtu | FALSE | L | Annual | Constraint Shadow Price | US2019$/Ton | 0 | 365.1715 | 0 | 0 | 414.1092 | 0 | 0 | 0
BART NOX Annual-Nebraska City 1 -v5.14 | 120 | 7137 | Rate Constraint in lbs/MMBtu | FALSE | L | Annual | Seasons Included | Seasons | Winter, WintShld, Summer | Winter, WintShld, Summer | Winter, WintShld, Summer | Winter, WintShld, Summer | Winter, WintShld, Summer | Winter, WintShld, Summer | Winter, WintShld, Summer | Winter, WintShld, Summer
BART NOX Annual-Nebraska City 1 -v5.14 | 120 | 7137 | Rate Constraint in lbs/MMBtu | FALSE | L | Annual | Standard NOX | lb/MMBtu | 0.23 | 0.23 | 0.23 | 0.23 | 0.23 | 0.23 | 0.23 | 0.23
BART NOX Annual-Nebraska City 1 -v5.14 | 120 | 7137 | Rate Constraint in lbs/MMBtu | FALSE | L | Annual | Emissions at Affected Plants NOX | Thousand Tons | 4.2569 | 4.2569 | 4.2569 | 4.2569 | 4.2569 | 4.2569 | 4.2569 | 4.2569
BART NOX Annual-Nebraska City 1 -v5.14 | 120 | 7137 | Rate Constraint in lbs/MMBtu | FALSE | L | Annual | Allowances Purchased NOX | Thousand Tons | 0 | 0 | 0 | 0 | 0 | 0 | 0 | 0
BART NOX Annual-Nebraska City 1 -v5.14 | 120 | 7137 | Rate Constraint in lbs/MMBtu | FALSE | L | Annual | Allowances Sold NOX | Thousand Tons | 0 | 0 | 0 | 0 | 0 | 0 | 0 | 0
BART NOX Annual-Nebraska City 1 -v5.14 | 120 | 7137 | Rate Constraint in lbs/MMBtu | FALSE | L | Annual | Allowances Banked | Thousand Tons | 0 | 0 | 0 | 0 | 0 | 0 | 0 | 0
BART NOX Annual-Nebraska City 1 -v5.14 | 120 | 7137 | Rate Constraint in lbs/MMBtu | FALSE | L | Annual | Allowances Withdrawn (1:1) | Thousand Tons | 0 | 0 | 0 | 0 | 0 | 0 | 0 | 0
BART NOX Annual-Nebraska City 1 -v5.14 | 120 | 7137 | Rate Constraint in lbs/MMBtu | FALSE | L | Annual | Allowances Withdrawn (n:1) | Thousand Tons | 0 | 0 | 0 | 0 | 0 | 0 | 0 | 0
BART NOX Annual-Nebraska City 1 -v5.14 | 120 | 7137 | Rate Constraint in lbs/MMBtu | FALSE | L | Annual | Net Emissions Allowance Position | Thousand Tons | 4.2569 | 4.2569 | 4.2569 | 4.2569 | 4.2569 | 4.2569 | 4.2569 | 4.2569
BART NOX Annual-Nebraska City 1 -v5.14 | 120 | 7137 | Rate Constraint in lbs/MMBtu | FALSE | L | Annual | Fuel Consumed | TBtu | 45.4313 | 45.4313 | 45.4313 | 45.4313 | 45.4313 | 45.4313 | 45.4313 | 45.4313
BART NOX Annual-Nebraska City 1 -v5.14 | 120 | 7137 | Rate Constraint in lbs/MMBtu | FALSE | L | Annual | Rate | lb/MMBtu | 0.1874 | 0.1874 | 0.1874 | 0.1874 | 0.1874 | 0.1874 | 0.1874 | 0.1874
BART NOX Annual-Nebraska City 1 -v5.14 | 120 | 7137 | Rate Constraint in lbs/MMBtu | FALSE | L | Annual | Generation | TWh | 4.6273 | 4.6273 | 4.6273 | 4.6273 | 4.6273 | 4.6273 | 4.6273 | 4.6273
BART NOX Annual-Nebraska City 1 -v5.14 | 120 | 7137 | Rate Constraint in lbs/MMBtu | FALSE | L | Annual | Qualifying Generation | TWh | 4.6273 | 4.6273 | 4.6273 | 4.6273 | 4.6273 | 4.6273 | 4.6273 | 4.6273
BART NOX Annual-Nebraska City 1 -v5.14 | 120 | 7137 | Rate Constraint in lbs/MMBtu | FALSE | L | Annual | Rate | lb/MWh | 1.8399 | 1.8399 | 1.8399 | 1.8399 | 1.8399 | 1.8399 | 1.8399 | 1.8399
BART NOX Annual-Nebraska City 1 -v5.14 | 120 | 7137 | Rate Constraint in lbs/MMBtu | FALSE | L | Annual | Constraint Shadow Price | US2019$/Ton | 0 | 0 | 0 | 0 | 0 | 0 | 0 | 0
BART NOX Annual-Northeastern 3313 -v5.13 | 121 | 7159 | Rate Constraint in lbs/MMBtu | FALSE | L | Annual | Seasons Included | Seasons | Winter, WintShld, Summer | Winter, WintShld, Summer | Winter, WintShld, Summer | Winter, WintShld, Summer | Winter, WintShld, Summer | Winter, WintShld, Summer | Winter, WintShld, Summer | Winter, WintShld, Summer
BART NOX Annual-Northeastern 3313 -v5.13 | 121 | 7159 | Rate Constraint in lbs/MMBtu | FALSE | L | Annual | Standard NOX | lb/MMBtu | 0.23 | 0.23 | 0.23 | 0.23 | 0.23 | 0.23 | 0.23 | 0.23
BART NOX Annual-Northeastern 3313 -v5.13 | 121 | 7159 | Rate Constraint in lbs/MMBtu | FALSE | L | Annual | Emissions at Affected Plants NOX | Thousand Tons | 1.3234 | 0 | 0 | 0 | 0 | 0 | 0 | 0
BART NOX Annual-Northeastern 3313 -v5.13 | 121 | 7159 | Rate Constraint in lbs/MMBtu | FALSE | L | Annual | Allowances Purchased NOX | Thousand Tons | 0 | 0 | 0 | 0 | 0 | 0 | 0 | 0
BART NOX Annual-Northeastern 3313 -v5.13 | 121 | 7159 | Rate Constraint in lbs/MMBtu | FALSE | L | Annual | Allowances Sold NOX | Thousand Tons | 0 | 0 | 0 | 0 | 0 | 0 | 0 | 0
BART NOX Annual-Northeastern 3313 -v5.13 | 121 | 7159 | Rate Constraint in lbs/MMBtu | FALSE | L | Annual | Allowances Banked | Thousand Tons | 0 | 0 | 0 | 0 | 0 | 0 | 0 | 0
BART NOX Annual-Northeastern 3313 -v5.13 | 121 | 7159 | Rate Constraint in lbs/MMBtu | FALSE | L | Annual | Allowances Withdrawn (1:1) | Thousand Tons | 0 | 0 | 0 | 0 | 0 | 0 | 0 | 0
BART NOX Annual-Northeastern 3313 -v5.13 | 121 | 7159 | Rate Constraint in lbs/MMBtu | FALSE | L | Annual | Allowances Withdrawn (n:1) | Thousand Tons | 0 | 0 | 0 | 0 | 0 | 0 | 0 | 0
BART NOX Annual-Northeastern 3313 -v5.13 | 121 | 7159 | Rate Constraint in lbs/MMBtu | FALSE | L | Annual | Net Emissions Allowance Position | Thousand Tons | 1.3234 | 0 | 0 | 0 | 0 | 0 | 0 | 0
BART NOX Annual-Northeastern 3313 -v5.13 | 121 | 7159 | Rate Constraint in lbs/MMBtu | FALSE | L | Annual | Fuel Consumed | TBtu | 22.3744 | 0 | 0 | 0 | 0 | 0 | 0 | 0
BART NOX Annual-Northeastern 3313 -v5.13 | 121 | 7159 | Rate Constraint in lbs/MMBtu | FALSE | L | Annual | Rate | lb/MMBtu | 0.1183 | 0 | 0 | 0 | 0 | 0 | 0 | 0
BART NOX Annual-Northeastern 3313 -v5.13 | 121 | 7159 | Rate Constraint in lbs/MMBtu | FALSE | L | Annual | Generation | TWh | 2.1611 | 0 | 0 | 0 | 0 | 0 | 0 | 0
BART NOX Annual-Northeastern 3313 -v5.13 | 121 | 7159 | Rate Constraint in lbs/MMBtu | FALSE | L | Annual | Qualifying Generation | TWh | 2.1611 | 0 | 0 | 0 | 0 | 0 | 0 | 0
BART NOX Annual-Northeastern 3313 -v5.13 | 121 | 7159 | Rate Constraint in lbs/MMBtu | FALSE | L | Annual | Rate | lb/MWh | 1.2248 | 0 | 0 | 0 | 0 | 0 | 0 | 0
BART NOX Annual-Northeastern 3313 -v5.13 | 121 | 7159 | Rate Constraint in lbs/MMBtu | FALSE | L | Annual | Constraint Shadow Price | US2019$/Ton | 0 | 0 | 0 | 0 | 0 | 0 | 0 | 0
BART NOX Annual-Pawnee 1 -v5.13 | 122 | 7155 | Rate Constraint in lbs/MMBtu | FALSE | L | Annual | Seasons Included | Seasons | Winter, WintShld, Summer | Winter, WintShld, Summer | Winter, WintShld, Summer | Winter, WintShld, Summer | Winter, WintShld, Summer | Winter, WintShld, Summer | Winter, WintShld, Summer | Winter, WintShld, Summer
BART NOX Annual-Pawnee 1 -v5.13 | 122 | 7155 | Rate Constraint in lbs/MMBtu | FALSE | L | Annual | Standard NOX | lb/MMBtu | 0.07 | 0.07 | 0.07 | 0.07 | 0.07 | 0.07 | 0.07 | 0.07
BART NOX Annual-Pawnee 1 -v5.13 | 122 | 7155 | Rate Constraint in lbs/MMBtu | FALSE | L | Annual | Emissions at Affected Plants NOX | Thousand Tons | 1.0156 | 1.0156 | 0.0080441 | 0.0080441 | 0.0080441 | 0.0080441 | 0.0080441 | 0.0080441
BART NOX Annual-Pawnee 1 -v5.13 | 122 | 7155 | Rate Constraint in lbs/MMBtu | FALSE | L | Annual | Allowances Purchased NOX | Thousand Tons | 0 | 0 | 0 | 0 | 0 | 0 | 0 | 0
BART NOX Annual-Pawnee 1 -v5.13 | 122 | 7155 | Rate Constraint in lbs/MMBtu | FALSE | L | Annual | Allowances Sold NOX | Thousand Tons | 0 | 0 | 0 | 0 | 0 | 0 | 0 | 0
BART NOX Annual-Pawnee 1 -v5.13 | 122 | 7155 | Rate Constraint in lbs/MMBtu | FALSE | L | Annual | Allowances Banked | Thousand Tons | 0 | 0 | 0 | 0 | 0 | 0 | 0 | 0
BART NOX Annual-Pawnee 1 -v5.13 | 122 | 7155 | Rate Constraint in lbs/MMBtu | FALSE | L | Annual | Allowances Withdrawn (1:1) | Thousand Tons | 0 | 0 | 0 | 0 | 0 | 0 | 0 | 0
BART NOX Annual-Pawnee 1 -v5.13 | 122 | 7155 | Rate Constraint in lbs/MMBtu | FALSE | L | Annual | Allowances Withdrawn (n:1) | Thousand Tons | 0 | 0 | 0 | 0 | 0 | 0 | 0 | 0
BART NOX Annual-Pawnee 1 -v5.13 | 122 | 7155 | Rate Constraint in lbs/MMBtu | FALSE | L | Annual | Net Emissions Allowance Position | Thousand Tons | 1.0156 | 1.0156 | 0.0080441 | 0.0080441 | 0.0080441 | 0.0080441 | 0.0080441 | 0.0080441
BART NOX Annual-Pawnee 1 -v5.13 | 122 | 7155 | Rate Constraint in lbs/MMBtu | FALSE | L | Annual | Fuel Consumed | TBtu | 37.6975 | 37.6975 | 0.29859 | 0.29859 | 0.29859 | 0.29859 | 0.29859 | 0.29859
BART NOX Annual-Pawnee 1 -v5.13 | 122 | 7155 | Rate Constraint in lbs/MMBtu | FALSE | L | Annual | Rate | lb/MMBtu | 0.05388 | 0.05388 | 0.05388 | 0.05388 | 0.05388 | 0.05388 | 0.05388 | 0.05388
BART NOX Annual-Pawnee 1 -v5.13 | 122 | 7155 | Rate Constraint in lbs/MMBtu | FALSE | L | Annual | Generation | TWh | 3.5006 | 3.5006 | 0.027727 | 0.027727 | 0.027727 | 0.027727 | 0.027727 | 0.027727
BART NOX Annual-Pawnee 1 -v5.13 | 122 | 7155 | Rate Constraint in lbs/MMBtu | FALSE | L | Annual | Qualifying Generation | TWh | 3.5006 | 3.5006 | 0.027727 | 0.027727 | 0.027727 | 0.027727 | 0.027727 | 0.027727
BART NOX Annual-Pawnee 1 -v5.13 | 122 | 7155 | Rate Constraint in lbs/MMBtu | FALSE | L | Annual | Rate | lb/MWh | 0.58023 | 0.58023 | 0.58023 | 0.58023 | 0.58023 | 0.58023 | 0.58023 | 0.58023
BART NOX Annual-Pawnee 1 -v5.13 | 122 | 7155 | Rate Constraint in lbs/MMBtu | FALSE | L | Annual | Constraint Shadow Price | US2019$/Ton | 0 | 0 | 0 | 0 | 0 | 0 | 0 | 0
BART NOX Annual-Ray D Nixon 1 -v5.13 | 123 | 7156 | Rate Constraint in lbs/MMBtu | FALSE | L | Annual | Seasons Included | Seasons | Winter, WintShld, Summer | Winter, WintShld, Summer | Winter, WintShld, Summer | Winter, WintShld, Summer | Winter, WintShld, Summer | Winter, WintShld, Summer | Winter, WintShld, Summer | Winter, WintShld, Summer
BART NOX Annual-Ray D Nixon 1 -v5.13 | 123 | 7156 | Rate Constraint in lbs/MMBtu | FALSE | L | Annual | Standard NOX | lb/MMBtu | 0.21 | 0.21 | 0.21 | 0.21 | 0.21 | 0.21 | 0.21 | 0.21
BART NOX Annual-Ray D Nixon 1 -v5.13 | 123 | 7156 | Rate Constraint in lbs/MMBtu | FALSE | L | Annual | Emissions at Affected Plants NOX | Thousand Tons | 1.199 | 1.199 | 1.199 | 0.057646 | 0.057646 | 0.057646 | 0.057646 | 0.057646
BART NOX Annual-Ray D Nixon 1 -v5.13 | 123 | 7156 | Rate Constraint in lbs/MMBtu | FALSE | L | Annual | Allowances Purchased NOX | Thousand Tons | 0 | 0 | 0 | 0 | 0 | 0 | 0 | 0
BART NOX Annual-Ray D Nixon 1 -v5.13 | 123 | 7156 | Rate Constraint in lbs/MMBtu | FALSE | L | Annual | Allowances Sold NOX | Thousand Tons | 0 | 0 | 0 | 0 | 0 | 0 | 0 | 0
BART NOX Annual-Ray D Nixon 1 -v5.13 | 123 | 7156 | Rate Constraint in lbs/MMBtu | FALSE | L | Annual | Allowances Banked | Thousand Tons | 0 | 0 | 0 | 0 | 0 | 0 | 0 | 0
BART NOX Annual-Ray D Nixon 1 -v5.13 | 123 | 7156 | Rate Constraint in lbs/MMBtu | FALSE | L | Annual | Allowances Withdrawn (1:1) | Thousand Tons | 0 | 0 | 0 | 0 | 0 | 0 | 0 | 0
BART NOX Annual-Ray D Nixon 1 -v5.13 | 123 | 7156 | Rate Constraint in lbs/MMBtu | FALSE | L | Annual | Allowances Withdrawn (n:1) | Thousand Tons | 0 | 0 | 0 | 0 | 0 | 0 | 0 | 0
BART NOX Annual-Ray D Nixon 1 -v5.13 | 123 | 7156 | Rate Constraint in lbs/MMBtu | FALSE | L | Annual | Net Emissions Allowance Position | Thousand Tons | 1.199 | 1.199 | 1.199 | 0.057646 | 0.057646 | 0.057646 | 0.057646 | 0.057646
BART NOX Annual-Ray D Nixon 1 -v5.13 | 123 | 7156 | Rate Constraint in lbs/MMBtu | FALSE | L | Annual | Fuel Consumed | TBtu | 14.7283 | 14.7283 | 14.7283 | 0.70809 | 0.70809 | 0.70809 | 0.70809 | 0.70809
BART NOX Annual-Ray D Nixon 1 -v5.13 | 123 | 7156 | Rate Constraint in lbs/MMBtu | FALSE | L | Annual | Rate | lb/MMBtu | 0.16282 | 0.16282 | 0.16282 | 0.16282 | 0.16282 | 0.16282 | 0.16282 | 0.16282
BART NOX Annual-Ray D Nixon 1 -v5.13 | 123 | 7156 | Rate Constraint in lbs/MMBtu | FALSE | L | Annual | Generation | TWh | 1.4085 | 1.4085 | 1.4085 | 0.067715 | 0.067715 | 0.067715 | 0.067715 | 0.067715
BART NOX Annual-Ray D Nixon 1 -v5.13 | 123 | 7156 | Rate Constraint in lbs/MMBtu | FALSE | L | Annual | Qualifying Generation | TWh | 1.4085 | 1.4085 | 1.4085 | 0.067715 | 0.067715 | 0.067715 | 0.067715 | 0.067715
BART NOX Annual-Ray D Nixon 1 -v5.13 | 123 | 7156 | Rate Constraint in lbs/MMBtu | FALSE | L | Annual | Rate | lb/MWh | 1.7026 | 1.7026 | 1.7026 | 1.7026 | 1.7026 | 1.7026 | 1.7026 | 1.7026
BART NOX Annual-Ray D Nixon 1 -v5.13 | 123 | 7156 | Rate Constraint in lbs/MMBtu | FALSE | L | Annual | Constraint Shadow Price | US2019$/Ton | 0 | 0 | 0 | 0 | 0 | 0 | 0 | 0
BART NOX Annual-Sooner 1 -v5.13 | 124 | 7157 | Rate Constraint in lbs/MMBtu | FALSE | L | Annual | Seasons Included | Seasons | Winter, WintShld, Summer | Winter, WintShld, Summer | Winter, WintShld, Summer | Winter, WintShld, Summer | Winter, WintShld, Summer | Winter, WintShld, Summer | Winter, WintShld, Summer | Winter, WintShld, Summer
BART NOX Annual-Sooner 1 -v5.13 | 124 | 7157 | Rate Constraint in lbs/MMBtu | FALSE | L | Annual | Standard NOX | lb/MMBtu | 0.15 | 0.15 | 0.15 | 0.15 | 0.15 | 0.15 | 0.15 | 0.15
BART NOX Annual-Sooner 1 -v5.13 | 124 | 7157 | Rate Constraint in lbs/MMBtu | FALSE | L | Annual | Emissions at Affected Plants NOX | Thousand Tons | 2.0401 | 0.52783 | 0.40003 | 0.45042 | 0.45042 | 0.53597 | 0 | 0
BART NOX Annual-Sooner 1 -v5.13 | 124 | 7157 | Rate Constraint in lbs/MMBtu | FALSE | L | Annual | Allowances Purchased NOX | Thousand Tons | 0 | 0 | 0 | 0 | 0 | 0 | 0 | 0
BART NOX Annual-Sooner 1 -v5.13 | 124 | 7157 | Rate Constraint in lbs/MMBtu | FALSE | L | Annual | Allowances Sold NOX | Thousand Tons | 0 | 0 | 0 | 0 | 0 | 0 | 0 | 0
BART NOX Annual-Sooner 1 -v5.13 | 124 | 7157 | Rate Constraint in lbs/MMBtu | FALSE | L | Annual | Allowances Banked | Thousand Tons | 0 | 0 | 0 | 0 | 0 | 0 | 0 | 0
BART NOX Annual-Sooner 1 -v5.13 | 124 | 7157 | Rate Constraint in lbs/MMBtu | FALSE | L | Annual | Allowances Withdrawn (1:1) | Thousand Tons | 0 | 0 | 0 | 0 | 0 | 0 | 0 | 0
BART NOX Annual-Sooner 1 -v5.13 | 124 | 7157 | Rate Constraint in lbs/MMBtu | FALSE | L | Annual | Allowances Withdrawn (n:1) | Thousand Tons | 0 | 0 | 0 | 0 | 0 | 0 | 0 | 0
BART NOX Annual-Sooner 1 -v5.13 | 124 | 7157 | Rate Constraint in lbs/MMBtu | FALSE | L | Annual | Net Emissions Allowance Position | Thousand Tons | 2.0401 | 0.52783 | 0.40003 | 0.45042 | 0.45042 | 0.53597 | 0 | 0
BART NOX Annual-Sooner 1 -v5.13 | 124 | 7157 | Rate Constraint in lbs/MMBtu | FALSE | L | Annual | Fuel Consumed | TBtu | 33.1135 | 21.1132 | 16.0011 | 18.0166 | 18.0166 | 21.439 | 0 | 0
BART NOX Annual-Sooner 1 -v5.13 | 124 | 7157 | Rate Constraint in lbs/MMBtu | FALSE | L | Annual | Rate | lb/MMBtu | 0.12322 | 0.05 | 0.05 | 0.05 | 0.05 | 0.05 | 0 | 0
BART NOX Annual-Sooner 1 -v5.13 | 124 | 7157 | Rate Constraint in lbs/MMBtu | FALSE | L | Annual | Generation | TWh | 3.1177 | 1.9762 | 1.4977 | 1.6864 | 1.6864 | 2.0067 | 0 | 0
BART NOX Annual-Sooner 1 -v5.13 | 124 | 7157 | Rate Constraint in lbs/MMBtu | FALSE | L | Annual | Qualifying Generation | TWh | 3.1177 | 1.9762 | 1.4977 | 1.6864 | 1.6864 | 2.0067 | 0 | 0
BART NOX Annual-Sooner 1 -v5.13 | 124 | 7157 | Rate Constraint in lbs/MMBtu | FALSE | L | Annual | Rate | lb/MWh | 1.3087 | 0.53419 | 0.53419 | 0.53419 | 0.53419 | 0.53419 | 0 | 0
BART NOX Annual-Sooner 1 -v5.13 | 124 | 7157 | Rate Constraint in lbs/MMBtu | FALSE | L | Annual | Constraint Shadow Price | US2019$/Ton | 0 | 0 | 0 | 0 | 0 | 0 | 0 | 0
BART NOX Annual-Sooner 2 -v5.13 | 125 | 7158 | Rate Constraint in lbs/MMBtu | FALSE | L | Annual | Seasons Included | Seasons | Winter, WintShld, Summer | Winter, WintShld, Summer | Winter, WintShld, Summer | Winter, WintShld, Summer | Winter, WintShld, Summer | Winter, WintShld, Summer | Winter, WintShld, Summer | Winter, WintShld, Summer
BART NOX Annual-Sooner 2 -v5.13 | 125 | 7158 | Rate Constraint in lbs/MMBtu | FALSE | L | Annual | Standard NOX | lb/MMBtu | 0.15 | 0.15 | 0.15 | 0.15 | 0.15 | 0.15 | 0.15 | 0.15
BART NOX Annual-Sooner 2 -v5.13 | 125 | 7158 | Rate Constraint in lbs/MMBtu | FALSE | L | Annual | Emissions at Affected Plants NOX | Thousand Tons | 2.1329 | 0.69708 | 0.41713 | 0.43803 | 0.43803 | 0.69155 | 0 | 0
BART NOX Annual-Sooner 2 -v5.13 | 125 | 7158 | Rate Constraint in lbs/MMBtu | FALSE | L | Annual | Allowances Purchased NOX | Thousand Tons | 0 | 0 | 0 | 0 | 0 | 0 | 0 | 0
BART NOX Annual-Sooner 2 -v5.13 | 125 | 7158 | Rate Constraint in lbs/MMBtu | FALSE | L | Annual | Allowances Sold NOX | Thousand Tons | 0 | 0 | 0 | 0 | 0 | 0 | 0 | 0
BART NOX Annual-Sooner 2 -v5.13 | 125 | 7158 | Rate Constraint in lbs/MMBtu | FALSE | L | Annual | Allowances Banked | Thousand Tons | 0 | 0 | 0 | 0 | 0 | 0 | 0 | 0
BART NOX Annual-Sooner 2 -v5.13 | 125 | 7158 | Rate Constraint in lbs/MMBtu | FALSE | L | Annual | Allowances Withdrawn (1:1) | Thousand Tons | 0 | 0 | 0 | 0 | 0 | 0 | 0 | 0
BART NOX Annual-Sooner 2 -v5.13 | 125 | 7158 | Rate Constraint in lbs/MMBtu | FALSE | L | Annual | Allowances Withdrawn (n:1) | Thousand Tons | 0 | 0 | 0 | 0 | 0 | 0 | 0 | 0
BART NOX Annual-Sooner 2 -v5.13 | 125 | 7158 | Rate Constraint in lbs/MMBtu | FALSE | L | Annual | Net Emissions Allowance Position | Thousand Tons | 2.1329 | 0.69708 | 0.41713 | 0.43803 | 0.43803 | 0.69155 | 0 | 0
BART NOX Annual-Sooner 2 -v5.13 | 125 | 7158 | Rate Constraint in lbs/MMBtu | FALSE | L | Annual | Fuel Consumed | TBtu | 32.9709 | 27.8833 | 16.6853 | 17.5211 | 17.5211 | 27.662 | 0 | 0
BART NOX Annual-Sooner 2 -v5.13 | 125 | 7158 | Rate Constraint in lbs/MMBtu | FALSE | L | Annual | Rate | lb/MMBtu | 0.12938 | 0.05 | 0.05 | 0.05 | 0.05 | 0.05 | 0 | 0
BART NOX Annual-Sooner 2 -v5.13 | 125 | 7158 | Rate Constraint in lbs/MMBtu | FALSE | L | Annual | Generation | TWh | 3.1464 | 2.6453 | 1.583 | 1.6623 | 1.6623 | 2.6244 | 0 | 0
BART NOX Annual-Sooner 2 -v5.13 | 125 | 7158 | Rate Constraint in lbs/MMBtu | FALSE | L | Annual | Qualifying Generation | TWh | 3.1464 | 2.6453 | 1.583 | 1.6623 | 1.6623 | 2.6244 | 0 | 0
BART NOX Annual-Sooner 2 -v5.13 | 125 | 7158 | Rate Constraint in lbs/MMBtu | FALSE | L | Annual | Rate | lb/MWh | 1.3558 | 0.52703 | 0.52703 | 0.52703 | 0.52703 | 0.52703 | 0 | 0
BART NOX Annual-Sooner 2 -v5.13 | 125 | 7158 | Rate Constraint in lbs/MMBtu | FALSE | L | Annual | Constraint Shadow Price | US2019$/Ton | 0 | 0 | 0 | 0 | 0 | 0 | 0 | 0
BART NOX Annual-Wyodak - v6.20 | 126 | 7647 | Rate Constraint in lbs/MMBtu | FALSE | L | Annual | Seasons Included | Seasons | Winter, WintShld, Summer | Winter, WintShld, Summer | Winter, WintShld, Summer | Winter, WintShld, Summer | Winter, WintShld, Summer | Winter, WintShld, Summer | Winter, WintShld, Summer | Winter, WintShld, Summer
BART NOX Annual-Wyodak - v6.20 | 126 | 7647 | Rate Constraint in lbs/MMBtu | FALSE | L | Annual | Standard NOX | lb/MMBtu | 0.23 | 0.23 | 0.23 | 0.23 | 0.23 | 0.23 | 0.23 | 0.23
BART NOX Annual-Wyodak - v6.20 | 126 | 7647 | Rate Constraint in lbs/MMBtu | FALSE | L | Annual | Emissions at Affected Plants NOX | Thousand Tons | 3.1696 | 3.1696 | 3.1696 | 3.1696 | 3.1696 | 0 | 0 | 0
BART NOX Annual-Wyodak - v6.20 | 126 | 7647 | Rate Constraint in lbs/MMBtu | FALSE | L | Annual | Allowances Purchased NOX | Thousand Tons | 0 | 0 | 0 | 0 | 0 | 0 | 0 | 0
BART NOX Annual-Wyodak - v6.20 | 126 | 7647 | Rate Constraint in lbs/MMBtu | FALSE | L | Annual | Allowances Sold NOX | Thousand Tons | 0 | 0 | 0 | 0 | 0 | 0 | 0 | 0
BART NOX Annual-Wyodak - v6.20 | 126 | 7647 | Rate Constraint in lbs/MMBtu | FALSE | L | Annual | Allowances Banked | Thousand Tons | 0 | 0 | 0 | 0 | 0 | 0 | 0 | 0
BART NOX Annual-Wyodak - v6.20 | 126 | 7647 | Rate Constraint in lbs/MMBtu | FALSE | L | Annual | Allowances Withdrawn (1:1) | Thousand Tons | 0 | 0 | 0 | 0 | 0 | 0 | 0 | 0
BART NOX Annual-Wyodak - v6.20 | 126 | 7647 | Rate Constraint in lbs/MMBtu | FALSE | L | Annual | Allowances Withdrawn (n:1) | Thousand Tons | 0 | 0 | 0 | 0 | 0 | 0 | 0 | 0
BART NOX Annual-Wyodak - v6.20 | 126 | 7647 | Rate Constraint in lbs/MMBtu | FALSE | L | Annual | Net Emissions Allowance Position | Thousand Tons | 3.1696 | 3.1696 | 3.1696 | 3.1696 | 3.1696 | 0 | 0 | 0
BART NOX Annual-Wyodak - v6.20 | 126 | 7647 | Rate Constraint in lbs/MMBtu | FALSE | L | Annual | Fuel Consumed | TBtu | 28.0147 | 28.0147 | 28.0147 | 28.0147 | 28.0147 | 0 | 0 | 0
BART NOX Annual-Wyodak - v6.20 | 126 | 7647 | Rate Constraint in lbs/MMBtu | FALSE | L | Annual | Rate | lb/MMBtu | 0.22628 | 0.22628 | 0.22628 | 0.22628 | 0.22628 | 0 | 0 | 0
BART NOX Annual-Wyodak - v6.20 | 126 | 7647 | Rate Constraint in lbs/MMBtu | FALSE | L | Annual | Generation | TWh | 2.2923 | 2.2923 | 2.2923 | 2.2923 | 2.2923 | 0 | 0 | 0
BART NOX Annual-Wyodak - v6.20 | 126 | 7647 | Rate Constraint in lbs/MMBtu | FALSE | L | Annual | Qualifying Generation | TWh | 2.2923 | 2.2923 | 2.2923 | 2.2923 | 2.2923 | 0 | 0 | 0
BART NOX Annual-Wyodak - v6.20 | 126 | 7647 | Rate Constraint in lbs/MMBtu | FALSE | L | Annual | Rate | lb/MWh | 2.7654 | 2.7654 | 2.7654 | 2.7654 | 2.7654 | 0 | 0 | 0
BART NOX Annual-Wyodak - v6.20 | 126 | 7647 | Rate Constraint in lbs/MMBtu | FALSE | L | Annual | Constraint Shadow Price | US2019$/Ton | 0 | 0 | 0 | 0 | 0 | 0 | 0 | 0
BART NOX Cap-Craig C1 -v6.20 | 127 | 7657 | Rate Constraint in MTons | FALSE | L | Annual | Seasons Included | Seasons | Winter, WintShld, Summer | Winter, WintShld, Summer | Winter, WintShld, Summer | Winter, WintShld, Summer | Winter, WintShld, Summer | Winter, WintShld, Summer | Winter, WintShld, Summer | Winter, WintShld, Summer
BART NOX Cap-Craig C1 -v6.20 | 127 | 7657 | Rate Constraint in MTons | FALSE | L | Annual | Standard NOX | Thousand Tons | 4.065 | 4.065 | 4.065 | 4.065 | 4.065 | 4.065 | 4.065 | 4.065
BART NOX Cap-Craig C1 -v6.20 | 127 | 7657 | Rate Constraint in MTons | FALSE | L | Annual | Emissions at Affected Plants NOX | Thousand Tons | 0.026742 | 0.026742 | 0.026742 | 0.026742 | 0.026742 | 0.026742 | 0.026742 | 0.026742
BART NOX Cap-Craig C1 -v6.20 | 127 | 7657 | Rate Constraint in MTons | FALSE | L | Annual | Allowances Purchased NOX | Thousand Tons | 0 | 0 | 0 | 0 | 0 | 0 | 0 | 0
BART NOX Cap-Craig C1 -v6.20 | 127 | 7657 | Rate Constraint in MTons | FALSE | L | Annual | Allowances Sold NOX | Thousand Tons | 0 | 0 | 0 | 0 | 0 | 0 | 0 | 0
BART NOX Cap-Craig C1 -v6.20 | 127 | 7657 | Rate Constraint in MTons | FALSE | L | Annual | Allowances Banked | Thousand Tons | 0 | 0 | 0 | 0 | 0 | 0 | 0 | 0
BART NOX Cap-Craig C1 -v6.20 | 127 | 7657 | Rate Constraint in MTons | FALSE | L | Annual | Allowances Withdrawn (1:1) | Thousand Tons | 0 | 0 | 0 | 0 | 0 | 0 | 0 | 0
BART NOX Cap-Craig C1 -v6.20 | 127 | 7657 | Rate Constraint in MTons | FALSE | L | Annual | Allowances Withdrawn (n:1) | Thousand Tons | 0 | 0 | 0 | 0 | 0 | 0 | 0 | 0
BART NOX Cap-Craig C1 -v6.20 | 127 | 7657 | Rate Constraint in MTons | FALSE | L | Annual | Net Emissions Allowance Position | Thousand Tons | 0.026742 | 0.026742 | 0.026742 | 0.026742 | 0.026742 | 0.026742 | 0.026742 | 0.026742
BART NOX Cap-Craig C1 -v6.20 | 127 | 7657 | Rate Constraint in MTons | FALSE | L | Annual | Fuel Consumed | TBtu | 0.2122 | 0.2122 | 0.2122 | 0.2122 | 0.2122 | 0.2122 | 0.2122 | 0.2122
BART NOX Cap-Craig C1 -v6.20 | 127 | 7657 | Rate Constraint in MTons | FALSE | L | Annual | Rate | lb/MMBtu | 0.25205 | 0.25205 | 0.25205 | 0.25205 | 0.25205 | 0.25205 | 0.25205 | 0.25205
BART NOX Cap-Craig C1 -v6.20 | 127 | 7657 | Rate Constraint in MTons | FALSE | L | Annual | Generation | TWh | 0.020795 | 0.020795 | 0.020795 | 0.020795 | 0.020795 | 0.020795 | 0.020795 | 0.020795
BART NOX Cap-Craig C1 -v6.20 | 127 | 7657 | Rate Constraint in MTons | FALSE | L | Annual | Qualifying Generation | TWh | 0.020795 | 0.020795 | 0.020795 | 0.020795 | 0.020795 | 0.020795 | 0.020795 | 0.020795
BART NOX Cap-Craig C1 -v6.20 | 127 | 7657 | Rate Constraint in MTons | FALSE | L | Annual | Rate | lb/MWh | 2.5719 | 2.5719 | 2.5719 | 2.5719 | 2.5719 | 2.5719 | 2.5719 | 2.5719
BART NOX Cap-Craig C1 -v6.20 | 127 | 7657 | Rate Constraint in MTons | FALSE | L | Annual | Constraint Shadow Price | US2019$/Ton | 0 | 0 | 0 | 0 | 0 | 0 | 0 | 0
BART SO2 Annual- Arthur Kill- v5.16 | 128 | 7243 | Rate Constraint in lbs/MMBtu | FALSE | L | Annual | Seasons Included | Seasons | Winter, WintShld, Summer | Winter, WintShld, Summer | Winter, WintShld, Summer | Winter, WintShld, Summer | Winter, WintShld, Summer | Winter, WintShld, Summer | Winter, WintShld, Summer | Winter, WintShld, Summer
BART SO2 Annual- Arthur Kill- v5.16 | 128 | 7243 | Rate Constraint in lbs/MMBtu | FALSE | L | Annual | Standard SO2 | lb/MMBtu | 0.15 | 0.15 | 0.15 | 0.15 | 0.15 | 0.15 | 0.15 | 0.15
BART SO2 Annual- Arthur Kill- v5.16 | 128 | 7243 | Rate Constraint in lbs/MMBtu | FALSE | L | Annual | Emissions at Affected Plants SO2 | Thousand Tons | 0 | 0 | 0 | 0 | 0 | 0 | 0 | 0
BART SO2 Annual- Arthur Kill- v5.16 | 128 | 7243 | Rate Constraint in lbs/MMBtu | FALSE | L | Annual | Allowances Purchased SO2 | Thousand Tons | 0 | 0 | 0 | 0 | 0 | 0 | 0 | 0
BART SO2 Annual- Arthur Kill- v5.16 | 128 | 7243 | Rate Constraint in lbs/MMBtu | FALSE | L | Annual | Allowances Sold SO2 | Thousand Tons | 0 | 0 | 0 | 0 | 0 | 0 | 0 | 0
BART SO2 Annual- Arthur Kill- v5.16 | 128 | 7243 | Rate Constraint in lbs/MMBtu | FALSE | L | Annual | Allowances Banked | Thousand Tons | 0 | 0 | 0 | 0 | 0 | 0 | 0 | 0
BART SO2 Annual- Arthur Kill- v5.16 | 128 | 7243 | Rate Constraint in lbs/MMBtu | FALSE | L | Annual | Allowances Withdrawn (1:1) | Thousand Tons | 0 | 0 | 0 | 0 | 0 | 0 | 0 | 0
BART SO2 Annual- Arthur Kill- v5.16 | 128 | 7243 | Rate Constraint in lbs/MMBtu | FALSE | L | Annual | Allowances Withdrawn (n:1) | Thousand Tons | 0 | 0 | 0 | 0 | 0 | 0 | 0 | 0
BART SO2 Annual- Arthur Kill- v5.16 | 128 | 7243 | Rate Constraint in lbs/MMBtu | FALSE | L | Annual | Net Emissions Allowance Position | Thousand Tons | 0 | 0 | 0 | 0 | 0 | 0 | 0 | 0
BART SO2 Annual- Arthur Kill- v5.16 | 128 | 7243 | Rate Constraint in lbs/MMBtu | FALSE | L | Annual | Fuel Consumed | TBtu | 3.6936 | 3.6936 | 3.6936 | 0 | 0 | 0 | 0 | 0
BART SO2 Annual- Arthur Kill- v5.16 | 128 | 7243 | Rate Constraint in lbs/MMBtu | FALSE | L | Annual | Rate | lb/MMBtu | 0 | 0 | 0 | 0 | 0 | 0 | 0 | 0
BART SO2 Annual- Arthur Kill- v5.16 | 128 | 7243 | Rate Constraint in lbs/MMBtu | FALSE | L | Annual | Generation | TWh | 0.32899 | 0.32899 | 0.32899 | 0 | 0 | 0 | 0 | 0
BART SO2 Annual- Arthur Kill- v5.16 | 128 | 7243 | Rate Constraint in lbs/MMBtu | FALSE | L | Annual | Qualifying Generation | TWh | 0.32899 | 0.32899 | 0.32899 | 0 | 0 | 0 | 0 | 0
BART SO2 Annual- Arthur Kill- v5.16 | 128 | 7243 | Rate Constraint in lbs/MMBtu | FALSE | L | Annual | Rate | lb/MWh | 0 | 0 | 0 | 0 | 0 | 0 | 0 | 0
BART SO2 Annual- Arthur Kill- v5.16 | 128 | 7243 | Rate Constraint in lbs/MMBtu | FALSE | L | Annual | Constraint Shadow Price | US2019$/Ton | 0 | 0 | 0 | 0 | 0 | 0 | 0 | 0
BART SO2 Annual- Big Stone 1- v5.16 | 129 | 7234 | Rate Constraint in lbs/MMBtu | FALSE | L | Annual | Seasons Included | Seasons | Winter, WintShld, Summer | Winter, WintShld, Summer | Winter, WintShld, Summer | Winter, WintShld, Summer | Winter, WintShld, Summer | Winter, WintShld, Summer | Winter, WintShld, Summer | Winter, WintShld, Summer
BART SO2 Annual- Big Stone 1- v5.16 | 129 | 7234 | Rate Constraint in lbs/MMBtu | FALSE | L | Annual | Standard SO2 | lb/MMBtu | 0.09 | 0.09 | 0.09 | 0.09 | 0.09 | 0.09 | 0.09 | 0.09
BART SO2 Annual- Big Stone 1- v5.16 | 129 | 7234 | Rate Constraint in lbs/MMBtu | FALSE | L | Annual | Emissions at Affected Plants SO2 | Thousand Tons | 1.1466 | 1.0943 | 1.0481 | 1.097 | 1.1466 | 1.1346 | 1.0193 | 0
BART SO2 Annual- Big Stone 1- v5.16 | 129 | 7234 | Rate Constraint in lbs/MMBtu | FALSE | L | Annual | Allowances Purchased SO2 | Thousand Tons | 0 | 0 | 0 | 0 | 0 | 0 | 0 | 0
BART SO2 Annual- Big Stone 1- v5.16 | 129 | 7234 | Rate Constraint in lbs/MMBtu | FALSE | L | Annual | Allowances Sold SO2 | Thousand Tons | 0 | 0 | 0 | 0 | 0 | 0 | 0 | 0
BART SO2 Annual- Big Stone 1- v5.16 | 129 | 7234 | Rate Constraint in lbs/MMBtu | FALSE | L | Annual | Allowances Banked | Thousand Tons | 0 | 0 | 0 | 0 | 0 | 0 | 0 | 0
BART SO2 Annual- Big Stone 1- v5.16 | 129 | 7234 | Rate Constraint in lbs/MMBtu | FALSE | L | Annual | Allowances Withdrawn (1:1) | Thousand Tons | 0 | 0 | 0 | 0 | 0 | 0 | 0 | 0
BART SO2 Annual- Big Stone 1- v5.16 | 129 | 7234 | Rate Constraint in lbs/MMBtu | FALSE | L | Annual | Allowances Withdrawn (n:1) | Thousand Tons | 0 | 0 | 0 | 0 | 0 | 0 | 0 | 0
BART SO2 Annual- Big Stone 1- v5.16 | 129 | 7234 | Rate Constraint in lbs/MMBtu | FALSE | L | Annual | Net Emissions Allowance Position | Thousand Tons | 1.1466 | 1.0943 | 1.0481 | 1.097 | 1.1466 | 1.1346 | 1.0193 | 0
BART SO2 Annual- Big Stone 1- v5.16 | 129 | 7234 | Rate Constraint in lbs/MMBtu | FALSE | L | Annual | Fuel Consumed | TBtu | 32.6176 | 31.131 | 29.8174 | 31.2069 | 32.6176 | 32.2779 | 28.9983 | 0
BART SO2 Annual- Big Stone 1- v5.16 | 129 | 7234 | Rate Constraint in lbs/MMBtu | FALSE | L | Annual | Rate | lb/MMBtu | 0.070303 | 0.070303 | 0.070303 | 0.070303 | 0.070303 | 0.070303 | 0.070303 | 0
BART SO2 Annual- Big Stone 1- v5.16 | 129 | 7234 | Rate Constraint in lbs/MMBtu | FALSE | L | Annual | Generation | TWh | 3.2857 | 3.1359 | 3.0036 | 3.1436 | 3.2857 | 3.2514 | 2.9211 | 0
BART SO2 Annual- Big Stone 1- v5.16 | 129 | 7234 | Rate Constraint in lbs/MMBtu | FALSE | L | Annual | Qualifying Generation | TWh | 3.1884 | 3.0431 | 2.9147 | 3.0505 | 3.1884 | 3.1552 | 2.8346 | 0
BART SO2 Annual- Big Stone 1- v5.16 | 129 | 7234 | Rate Constraint in lbs/MMBtu | FALSE | L | Annual | Rate | lb/MWh | 0.7192 | 0.7192 | 0.7192 | 0.7192 | 0.7192 | 0.7192 | 0.7192 | 0
BART SO2 Annual- Big Stone 1- v5.16 | 129 | 7234 | Rate Constraint in lbs/MMBtu | FALSE | L | Annual | Constraint Shadow Price | US2019$/Ton | 0 | 0 | 0 | 0 | 0 | 0 | 0 | 0
BART SO2 Annual Cap-Deerhaven B2 -v5.13 | 130 | 7233 | Rate Constraint in MTons | FALSE | L | Annual | Seasons Included | Seasons | Winter, WintShld, Summer | Winter, WintShld, Summer | Winter, WintShld, Summer | Winter, WintShld, Summer | Winter, WintShld, Summer | Winter, WintShld, Summer | Winter, WintShld, Summer | Winter, WintShld, Summer
BART SO2 Annual Cap-Deerhaven B2 -v5.13 | 130 | 7233 | Rate Constraint in MTons | FALSE | L | Annual | Standard SO2 | Thousand Tons | 5.5 | 5.5 | 5.5 | 5.5 | 5.5 | 5.5 | 5.5 | 5.5
BART SO2 Annual Cap-Deerhaven B2 -v5.13 | 130 | 7233 | Rate Constraint in MTons | FALSE | L | Annual | Emissions at Affected Plants SO2 | Thousand Tons | 0 | 0 | 0 | 0 | 0 | 0 | 0 | 0
BART SO2 Annual Cap-Deerhaven B2 -v5.13 | 130 | 7233 | Rate Constraint in MTons | FALSE | L | Annual | Allowances Purchased SO2 | Thousand Tons | 0 | 0 | 0 | 0 | 0 | 0 | 0 | 0
BART SO2 Annual Cap-Deerhaven B2 -v5.13 | 130 | 7233 | Rate Constraint in MTons | FALSE | L | Annual | Allowances Sold SO2 | Thousand Tons | 0 | 0 | 0 | 0 | 0 | 0 | 0 | 0
BART SO2 Annual Cap-Deerhaven B2 -v5.13 | 130 | 7233 | Rate Constraint in MTons | FALSE | L | Annual | Allowances Banked | Thousand Tons | 0 | 0 | 0 | 0 | 0 | 0 | 0 | 0
BART SO2 Annual Cap-Deerhaven B2 -v5.13 | 130 | 7233 | Rate Constraint in MTons | FALSE | L | Annual | Allowances Withdrawn (1:1) | Thousand Tons | 0 | 0 | 0 | 0 | 0 | 0 | 0 | 0
BART SO2 Annual Cap-Deerhaven B2 -v5.13 | 130 | 7233 | Rate Constraint in MTons | FALSE | L | Annual | Allowances Withdrawn (n:1) | Thousand Tons | 0 | 0 | 0 | 0 | 0 | 0 | 0 | 0
BART SO2 Annual Cap-Deerhaven B2 -v5.13 | 130 | 7233 | Rate Constraint in MTons | FALSE | L | Annual | Net Emissions Allowance Position | Thousand Tons | 0 | 0 | 0 | 0 | 0 | 0 | 0 | 0
BART SO2 Annual Cap-Deerhaven B2 -v5.13 | 130 | 7233 | Rate Constraint in MTons | FALSE | L | Annual | Fuel Consumed | TBtu | 0 | 0 | 0 | 0 | 0 | 0 | 0 | 0
BART SO2 Annual Cap-Deerhaven B2 -v5.13 | 130 | 7233 | Rate Constraint in MTons | FALSE | L | Annual | Rate | lb/MMBtu | 0 | 0 | 0 | 0 | 0 | 0 | 0 | 0
BART SO2 Annual Cap-Deerhaven B2 -v5.13 | 130 | 7233 | Rate Constraint in MTons | FALSE | L | Annual | Generation | TWh | 0 | 0 | 0 | 0 | 0 | 0 | 0 | 0
BART SO2 Annual Cap-Deerhaven B2 -v5.13 | 130 | 7233 | Rate Constraint in MTons | FALSE | L | Annual | Qualifying Generation | TWh | 0 | 0 | 0 | 0 | 0 | 0 | 0 | 0
BART SO2 Annual Cap-Deerhaven B2 -v5.13 | 130 | 7233 | Rate Constraint in MTons | FALSE | L | Annual | Rate | lb/MWh | 0 | 0 | 0 | 0 | 0 | 0 | 0 | 0
BART SO2 Annual Cap-Deerhaven B2 -v5.13 | 130 | 7233 | Rate Constraint in MTons | FALSE | L | Annual | Constraint Shadow Price | US2019$/Ton | 0 | 0 | 0 | 0 | 0 | 0 | 0 | 0
BART SO2 Annual Cap-Northside 1-3 -v5.13 | 131 | 7232 | Rate Constraint in MTons | FALSE | L | Annual | Seasons Included | Seasons | Winter, WintShld, Summer | Winter, WintShld, Summer | Winter, WintShld, Summer | Winter, WintShld, Summer | Winter, WintShld, Summer | Winter, WintShld, Summer | Winter, WintShld, Summer | Winter, WintShld, Summer
BART SO2 Annual Cap-Northside 1-3 -v5.13 | 131 | 7232 | Rate Constraint in MTons | FALSE | L | Annual | Standard SO2 | Thousand Tons | 3.6 | 3.6 | 3.6 | 3.6 | 3.6 | 3.6 | 3.6 | 3.6
BART SO2 Annual Cap-Northside 1-3 -v5.13 | 131 | 7232 | Rate Constraint in MTons | FALSE | L | Annual | Emissions at Affected Plants SO2 | Thousand Tons | 3.6 | 3.6 | 3.6 | 3.6 | 3.6 | 3.6 | 3.6 | 3.6
BART SO2 Annual Cap-Northside 1-3 -v5.13 | 131 | 7232 | Rate Constraint in MTons | FALSE | L | Annual | Allowances Purchased SO2 | Thousand Tons | 0 | 0 | 0 | 0 | 0 | 0 | 0 | 0
BART SO2 Annual Cap-Northside 1-3 -v5.13 | 131 | 7232 | Rate Constraint in MTons | FALSE | L | Annual | Allowances Sold SO2 | Thousand Tons | 0 | 0 | 0 | 0 | 0 | 0 | 0 | 0
BART SO2 Annual Cap-Northside 1-3 -v5.13 | 131 | 7232 | Rate Constraint in MTons | FALSE | L | Annual | Allowances Banked | Thousand Tons | 0 | 0 | 0 | 0 | 0 | 0 | 0 | 0
BART SO2 Annual Cap-Northside 1-3 -v5.13 | 131 | 7232 | Rate Constraint in MTons | FALSE | L | Annual | Allowances Withdrawn (1:1) | Thousand Tons | 0 | 0 | 0 | 0 | 0 | 0 | 0 | 0
BART SO2 Annual Cap-Northside 1-3 -v5.13 | 131 | 7232 | Rate Constraint in MTons | FALSE | L | Annual | Allowances Withdrawn (n:1) | Thousand Tons | 0 | 0 | 0 | 0 | 0 | 0 | 0 | 0
BART SO2 Annual Cap-Northside 1-3 -v5.13 | 131 | 7232 | Rate Constraint in MTons | FALSE | L | Annual | Net Emissions Allowance Position | Thousand Tons | 3.6 | 3.6 | 3.6 | 3.6 | 3.6 | 3.6 | 3.6 | 3.6
BART SO2 Annual Cap-Northside 1-3 -v5.13 | 131 | 7232 | Rate Constraint in MTons | FALSE | L | Annual | Fuel Consumed | TBtu | 6.2338 | 6.2338 | 6.2338 | 6.2338 | 6.2338 | 6.2338 | 6.4828 | 6.2338
BART SO2 Annual Cap-Northside 1-3 -v5.13 | 131 | 7232 | Rate Constraint in MTons | FALSE | L | Annual | Rate | lb/MMBtu | 1.155 | 1.155 | 1.155 | 1.155 | 1.155 | 1.155 | 1.1106 | 1.155
BART SO2 Annual Cap-Northside 1-3 -v5.13 | 131 | 7232 | Rate Constraint in MTons | FALSE | L | Annual | Generation | TWh | 0.60073 | 0.60073 | 0.60073 | 0.60073 | 0.60073 | 0.60073 | 0.62473 | 0.60073
BART SO2 Annual Cap-Northside 1-3 -v5.13 | 131 | 7232 | Rate Constraint in MTons | FALSE | L | Annual | Qualifying Generation | TWh | 0.60073 | 0.60073 | 0.60073 | 0.60073 | 0.60073 | 0.60073 | 0.62473 | 0.60073
BART SO2 Annual Cap-Northside 1-3 -v5.13 | 131 | 7232 | Rate Constraint in MTons | FALSE | L | Annual | Rate | lb/MWh | 11.9854 | 11.9854 | 11.9854 | 11.9854 | 11.9854 | 11.9854 | 11.525 | 11.9854
BART SO2 Annual Cap-Northside 1-3 -v5.13 | 131 | 7232 | Rate Constraint in MTons | FALSE | L | Annual | Constraint Shadow Price | US2019$/Ton | 3048.216 | 1414.0842 | 891.1442 | 1375.164 | 1397.7387 | 1951.8684 | 2136.885 | 1307.4372
BART SO2 Annual- Coal Creek 1- v6.17 | 132 | 7212 | Rate Constraint in lbs/MMBtu | FALSE | L | Annual | Seasons Included | Seasons | Winter, WintShld, Summer | Winter, WintShld, Summer | Winter, WintShld, Summer | Winter, WintShld, Summer | Winter, WintShld, Summer | Winter, WintShld, Summer | Winter, WintShld, Summer | Winter, WintShld, Summer
BART SO2 Annual- Coal Creek 1- v6.17 | 132 | 7212 | Rate Constraint in lbs/MMBtu | FALSE | L | Annual | Standard SO2 | lb/MMBtu | 0.15 | 0.15 | 0.15 | 0.15 | 0.15 | 0.15 | 0.15 | 0.15
BART SO2 Annual- Coal Creek 1- v6.17 | 132 | 7212 | Rate Constraint in lbs/MMBtu | FALSE | L | Annual | Emissions at Affected Plants SO2 | Thousand Tons | 2.9678 | 2.9678 | 2.9678 | 2.9678 | 2.9678 | 2.9678 | 2.9678 | 2.8104
BART SO2 Annual- Coal Creek 1- v6.17 | 132 | 7212 | Rate Constraint in lbs/MMBtu | FALSE | L | Annual | Allowances Purchased SO2 | Thousand Tons | 0 | 0 | 0 | 0 | 0 | 0 | 0 | 0
BART SO2 Annual- Coal Creek 1- v6.17 | 132 | 7212 | Rate Constraint in lbs/MMBtu | FALSE | L | Annual | Allowances Sold SO2 | Thousand Tons | 0 | 0 | 0 | 0 | 0 | 0 | 0 | 0
BART SO2 Annual- Coal Creek 1- v6.17 | 132 | 7212 | Rate Constraint in lbs/MMBtu | FALSE | L | Annual | Allowances Banked | Thousand Tons | 0 | 0 | 0 | 0 | 0 | 0 | 0 | 0
BART SO2 Annual- Coal Creek 1- v6.17 | 132 | 7212 | Rate Constraint in lbs/MMBtu | FALSE | L | Annual | Allowances Withdrawn (1:1) | Thousand Tons | 0 | 0 | 0 | 0 | 0 | 0 | 0 | 0
BART SO2 Annual- Coal Creek 1- v6.17 | 132 | 7212 | Rate Constraint in lbs/MMBtu | FALSE | L | Annual | Allowances Withdrawn (n:1) | Thousand Tons | 0 | 0 | 0 | 0 | 0 | 0 | 0 | 0
BART SO2 Annual- Coal Creek 1- v6.17 | 132 | 7212 | Rate Constraint in lbs/MMBtu | FALSE | L | Annual | Net Emissions Allowance Position | Thousand Tons | 2.9678 | 2.9678 | 2.9678 | 2.9678 | 2.9678 | 2.9678 | 2.9678 | 2.8104
BART SO2 Annual- Coal Creek 1- v6.17 | 132 | 7212 | Rate Constraint in lbs/MMBtu | FALSE | L | Annual | Fuel Consumed | TBtu | 40.5015 | 40.5015 | 40.5015 | 40.5015 | 40.5015 | 40.5015 | 40.5015 | 38.3537
BART SO2 Annual- Coal Creek 1- v6.17 | 132 | 7212 | Rate Constraint in lbs/MMBtu | FALSE | L | Annual | Rate | lb/MMBtu | 0.14655 | 0.14655 | 0.14655 | 0.14655 | 0.14655 | 0.14655 | 0.14655 | 0.14655
BART SO2 Annual- Coal Creek 1- v6.17 | 132 | 7212 | Rate Constraint in lbs/MMBtu | FALSE | L | Annual | Generation | TWh | 4.1765 | 4.1765 | 4.1765 | 4.1765 | 4.1765 | 4.1765 | 4.1765 | 3.955
BART SO2 Annual- Coal Creek 1- v6.17 | 132 | 7212 | Rate Constraint in lbs/MMBtu | FALSE | L | Annual | Qualifying Generation | TWh | 4.0705 | 4.0705 | 4.0705 | 4.0705 | 4.0705 | 4.0705 | 4.0705 | 3.8546
BART SO2 Annual- Coal Creek 1- v6.17 | 132 | 7212 | Rate Constraint in lbs/MMBtu | FALSE | L | Annual | Rate | lb/MWh | 1.4582 | 1.4582 | 1.4582 | 1.4582 | 1.4582 | 1.4582 | 1.4582 | 1.4582
BART SO2 Annual- Coal Creek 1- v6.17 | 132 | 7212 | Rate Constraint in lbs/MMBtu | FALSE | L | Annual | Constraint Shadow Price | US2019$/Ton | 0 | 0 | 0 | 0 | 0 | 0 | 0 | 0
BART SO2 Annual- Coal Creek 2- v6.17 | 133 | 7213 | Rate Constraint in lbs/MMBtu | FALSE | L | Annual | Seasons Included | Seasons | Winter, WintShld, Summer | Winter, WintShld, Summer | Winter, WintShld, Summer | Winter, WintShld, Summer | Winter, WintShld, Summer | Winter, WintShld, Summer | Winter, WintShld, Summer | Winter, WintShld, Summer
BART SO2 Annual- Coal Creek 2- v6.17 | 133 | 7213 | Rate Constraint in lbs/MMBtu | FALSE | L | Annual | Standard SO2 | lb/MMBtu | 0.15 | 0.15 | 0.15 | 0.15 | 0.15 | 0.15 | 0.15 | 0.15
BART SO2 Annual- Coal Creek 2- v6.17 | 133 | 7213 | Rate Constraint in lbs/MMBtu | FALSE | L | Annual | Emissions at Affected Plants SO2 | Thousand Tons | 2.9626 | 2.9626 | 2.9626 | 2.9626 | 2.9626 | 2.9626 | 2.9626 | 2.8055
BART SO2 Annual- Coal Creek 2- v6.17 | 133 | 7213 | Rate Constraint in lbs/MMBtu | FALSE | L | Annual | Allowances Purchased SO2 | Thousand Tons | 0 | 0 | 0 | 0 | 0 | 0 | 0 | 0
BART SO2 Annual- Coal Creek 2- v6.17 | 133 | 7213 | Rate Constraint in lbs/MMBtu | FALSE | L | Annual | Allowances Sold SO2 | Thousand Tons | 0 | 0 | 0 | 0 | 0 | 0 | 0 | 0
BART SO2 Annual- Coal Creek 2- v6.17 | 133 | 7213 | Rate Constraint in lbs/MMBtu | FALSE | L | Annual | Allowances Banked | Thousand Tons | 0 | 0 | 0 | 0 | 0 | 0 | 0 | 0
BART SO2 Annual- Coal Creek 2- v6.17 | 133 | 7213 | Rate Constraint in lbs/MMBtu | FALSE | L | Annual | Allowances Withdrawn (1:1) | Thousand Tons | 0 | 0 | 0 | 0 | 0 | 0 | 0 | 0
BART SO2 Annual- Coal Creek 2- v6.17 | 133 | 7213 | Rate Constraint in lbs/MMBtu | FALSE | L | Annual | Allowances Withdrawn (n:1) | Thousand Tons | 0 | 0 | 0 | 0 | 0 | 0 | 0 | 0
BART SO2 Annual- Coal Creek 2- v6.17 | 133 | 7213 | Rate Constraint in lbs/MMBtu | FALSE | L | Annual | Net Emissions Allowance Position | Thousand Tons | 2.9626 | 2.9626 | 2.9626 | 2.9626 | 2.9626 | 2.9626 | 2.9626 | 2.8055
BART SO2 Annual- Coal Creek 2- v6.17 | 133 | 7213 | Rate Constraint in lbs/MMBtu | FALSE | L | Annual | Fuel Consumed | TBtu | 40.6579 | 40.6579 | 40.6579 | 40.6579 | 40.6579 | 40.6579 | 40.6579 | 38.5019
BART SO2 Annual- Coal Creek 2- v6.17 | 133 | 7213 | Rate Constraint in lbs/MMBtu | FALSE | L | Annual | Rate | lb/MMBtu | 0.14573 | 0.14573 | 0.14573 | 0.14573 | 0.14573 | 0.14573 | 0.14573 | 0.14573
BART SO2 Annual- Coal Creek 2- v6.17 | 133 | 7213 | Rate Constraint in lbs/MMBtu | FALSE | L | Annual | Generation | TWh | 4.1692 | 4.1692 | 4.1692 | 4.1692 | 4.1692 | 4.1692 | 4.1692 | 3.9481
BART SO2 Annual- Coal Creek 2- v6.17 | 133 | 7213 | Rate Constraint in lbs/MMBtu | FALSE | L | Annual | Qualifying Generation | TWh | 4.0862 | 4.0862 | 4.0862 | 4.0862 | 4.0862 | 4.0862 | 4.0862 | 3.8695
BART SO2 Annual- Coal Creek 2- v6.17 | 133 | 7213 | Rate Constraint in lbs/MMBtu | FALSE | L | Annual | Rate | lb/MWh | 1.45 | 1.45 | 1.45 | 1.45 | 1.45 | 1.45 | 1.45 | 1.45
BART SO2 Annual- Coal Creek 2- v6.17 | 133 | 7213 | Rate Constraint in lbs/MMBtu | FALSE | L | Annual | Constraint Shadow Price | US2019$/Ton | 0 | 0 | 0 | 0 | 0 | 0 | 0 | 0
BART SO2 Annual- Comanche 1,2- v5.16 | 134 | 7199 | Rate Constraint in lbs/MMBtu | FALSE | L | Annual | Seasons Included | Seasons | Winter, WintShld, Summer | Winter, WintShld, Summer | Winter, WintShld, Summer | Winter, WintShld, Summer | Winter, WintShld, Summer | Winter, WintShld, Summer | Winter, WintShld, Summer | Winter, WintShld, Summer
BART SO2 Annual- Comanche 1,2- v5.16 | 134 | 7199 | Rate Constraint in lbs/MMBtu | FALSE | L | Annual | Standard SO2 | lb/MMBtu | 0.1 | 0.1 | 0.1 | 0.1 | 0.1 | 0.1 | 0.1 | 0.1
BART SO2 Annual- Comanche 1,2- v5.16 | 134 | 7199 | Rate Constraint in lbs/MMBtu | FALSE | L | Annual | Emissions at Affected Plants SO2 | Thousand Tons | 0.94766 | 0 | 0 | 0 | 0 | 0 | 0 | 0
BART SO2 Annual- Comanche 1,2- v5.16 | 134 | 7199 | Rate Constraint in lbs/MMBtu | FALSE | L | Annual | Allowances Purchased SO2 | Thousand Tons | 0 | 0 | 0 | 0 | 0 | 0 | 0 | 0
BART SO2 Annual- Comanche 1,2- v5.16 | 134 | 7199 | Rate Constraint in lbs/MMBtu | FALSE | L | Annual | Allowances Sold SO2 | Thousand Tons | 0 | 0 | 0 | 0 | 0 | 0 | 0 | 0
BART SO2 Annual- Comanche 1,2- v5.16 | 134 | 7199 | Rate Constraint in lbs/MMBtu | FALSE | L | Annual | Allowances Banked | Thousand Tons | 0 | 0 | 0 | 0 | 0 | 0 | 0 | 0
BART SO2 Annual- Comanche 1,2- v5.16 | 134 | 7199 | Rate Constraint in lbs/MMBtu | FALSE | L | Annual | Allowances Withdrawn (1:1) | Thousand Tons | 0 | 0 | 0 | 0 | 0 | 0 | 0 | 0
BART SO2 Annual- Comanche 1,2- v5.16 | 134 | 7199 | Rate Constraint in lbs/MMBtu | FALSE | L | Annual | Allowances Withdrawn (n:1) | Thousand Tons | 0 | 0 | 0 | 0 | 0 | 0 | 0 | 0
BART SO2 Annual- Comanche 1,2- v5.16 | 134 | 7199 | Rate Constraint in lbs/MMBtu | FALSE | L | Annual | Net Emissions Allowance Position | Thousand Tons | 0.94766 | 0 | 0 | 0 | 0 | 0 | 0 | 0
BART SO2 Annual- Comanche 1,2- v5.16 | 134 | 7199 | Rate Constraint in lbs/MMBtu | FALSE | L | Annual | Fuel Consumed | TBtu | 25.0018 | 0 | 0 | 0 | 0 | 0 | 0 | 0
BART SO2 Annual- Comanche 1,2- v5.16 | 134 | 7199 | Rate Constraint in lbs/MMBtu | FALSE | L | Annual | Rate | lb/MMBtu | 0.075808 | 0 | 0 | 0 | 0 | 0 | 0 | 0
BART SO2 Annual- Comanche 1,2- v5.16 | 134 | 7199 | Rate Constraint in lbs/MMBtu | FALSE | L | Annual | Generation | TWh | 2.3131 | 0 | 0 | 0 | 0 | 0 | 0 | 0
BART SO2 Annual- Comanche 1,2- v5.16 | 134 | 7199 | Rate Constraint in lbs/MMBtu | FALSE | L | Annual | Qualifying Generation | TWh | 2.3131 | 0 | 0 | 0 | 0 | 0 | 0 | 0
BART SO2 Annual- Comanche 1,2- v5.16 | 134 | 7199 | Rate Constraint in lbs/MMBtu | FALSE | L | Annual | Rate | lb/MWh | 0.81941 | 0 | 0 | 0 | 0 | 0 | 0 | 0
BART SO2 Annual- Comanche 1,2- v5.16 | 134 | 7199 | Rate Constraint in lbs/MMBtu | FALSE | L | Annual | Constraint Shadow Price | US2019$/Ton | 0 | 0 | 0 | 0 | 0 | 0 | 0 | 0
BART SO2 Annual- Comanche 2- v5.16 | 135 | 7198 | Rate Constraint in lbs/MMBtu | FALSE | L | Annual | Seasons Included | Seasons | Winter, WintShld, Summer | Winter, WintShld, Summer | Winter, WintShld, Summer | Winter, WintShld, Summer | Winter, WintShld, Summer | Winter, WintShld, Summer | Winter, WintShld, Summer | Winter, WintShld, Summer
BART SO2 Annual- Comanche 2- v5.16 | 135 | 7198 | Rate Constraint in lbs/MMBtu | FALSE | L | Annual | Standard SO2 | lb/MMBtu | 0.12 | 0.12 | 0.12 | 0.12 | 0.12 | 0.12 | 0.12 | 0.12
BART SO2 Annual- Comanche 2- v5.16 | 135 | 7198 | Rate Constraint in lbs/MMBtu | FALSE | L | Annual | Emissions at Affected Plants SO2 | Thousand Tons | 0.94766 | 0 | 0 | 0 | 0 | 0 | 0 | 0
BART SO2 Annual- Comanche 2- v5.16 | 135 | 7198 | Rate Constraint in lbs/MMBtu | FALSE | L | Annual | Allowances Purchased SO2 | Thousand Tons | 0 | 0 | 0 | 0 | 0 | 0 | 0 | 0
BART SO2 Annual- Comanche 2- v5.16 | 135 | 7198 | Rate Constraint in lbs/MMBtu | FALSE | L | Annual | Allowances Sold SO2 | Thousand Tons | 0 | 0 | 0 | 0 | 0 | 0 | 0 | 0
BART SO2 Annual- Comanche 2- v5.16 | 135 | 7198 | Rate Constraint in lbs/MMBtu | FALSE | L | Annual | Allowances Banked | Thousand Tons | 0 | 0 | 0 | 0 | 0 | 0 | 0 | 0
BART SO2 Annual- Comanche 2- v5.16 | 135 | 7198 | Rate Constraint in lbs/MMBtu | FALSE | L | Annual | Allowances Withdrawn (1:1) | Thousand Tons | 0 | 0 | 0 | 0 | 0 | 0 | 0 | 0
BART SO2 Annual- Comanche 2- v5.16 | 135 | 7198 | Rate Constraint in lbs/MMBtu | FALSE | L | Annual | Allowances Withdrawn (n:1) | Thousand Tons | 0 | 0 | 0 | 0 | 0 | 0 | 0 | 0
BART SO2 Annual- Comanche 2- v5.16 | 135 | 7198 | Rate Constraint in lbs/MMBtu | FALSE | L | Annual | Net Emissions Allowance Position | Thousand Tons | 0.94766 | 0 | 0 | 0 | 0 | 0 | 0 | 0
BART SO2 Annual- Comanche 2- v5.16 | 135 | 7198 | Rate Constraint in lbs/MMBtu | FALSE | L | Annual | Fuel Consumed | TBtu | 25.0018 | 0 | 0 | 0 | 0 | 0 | 0 | 0
BART SO2 Annual- Comanche 2- v5.16 | 135 | 7198 | Rate Constraint in lbs/MMBtu | FALSE | L | Annual | Rate | lb/MMBtu | 0.075808 | 0 | 0 | 0 | 0 | 0 | 0 | 0
BART SO2 Annual- Comanche 2- v5.16 | 135 | 7198 | Rate Constraint in lbs/MMBtu | FALSE | L | Annual | Generation | TWh | 2.3131 | 0 | 0 | 0 | 0 | 0 | 0 | 0
BART SO2 Annual- Comanche 2- v5.16 | 135 | 7198 | Rate Constraint in lbs/MMBtu | FALSE | L | Annual | Qualifying Generation | TWh | 2.3131 | 0 | 0 | 0 | 0 | 0 | 0 | 0
BART SO2 Annual- Comanche 2- v5.16 | 135 | 7198 | Rate Constraint in lbs/MMBtu | FALSE | L | Annual | Rate | lb/MWh | 0.81941 | 0 | 0 | 0 | 0 | 0 | 0 | 0
BART SO2 Annual- Comanche 2- v5.16 | 135 | 7198 | Rate Constraint in lbs/MMBtu | FALSE | L | Annual | Constraint Shadow Price | US2019$/Ton | 0 | 0 | 0 | 0 | 0 | 0 | 0 | 0
BART SO2 Annual- Flint Creek- v6.20 | 136 | 7643 | Rate Constraint in lbs/MMBtu | FALSE | L | Annual | Seasons Included | Seasons | Winter, WintShld, Summer | Winter, WintShld, Summer | Winter, WintShld, Summer | Winter, WintShld, Summer | Winter, WintShld, Summer | Winter, WintShld, Summer | Winter, WintShld, Summer | Winter, WintShld, Summer
BART SO2 Annual- Flint Creek- v6.20 | 136 | 7643 | Rate Constraint in lbs/MMBtu | FALSE | L | Annual | Standard SO2 | lb/MMBtu | 0.06 | 0.06 | 0.06 | 0.06 | 0.06 | 0.06 | 0.06 | 0.06
BART SO2 Annual- Flint Creek- v6.20 | 136 | 7643 | Rate Constraint in lbs/MMBtu | FALSE | L | Annual | Emissions at Affected Plants SO2 | Thousand Tons | 0.93569 | 0 | 0 | 0 | 0 | 0 | 0 | 0
BART SO2 Annual- Flint Creek- v6.20 | 136 | 7643 | Rate Constraint in lbs/MMBtu | FALSE | L | Annual | Allowances Purchased SO2 | Thousand Tons | 0 | 0 | 0 | 0 | 0 | 0 | 0 | 0
BART SO2 Annual- Flint Creek- v6.20 | 136 | 7643 | Rate Constraint in lbs/MMBtu | FALSE | L | Annual | Allowances Sold SO2 | Thousand Tons | 0 | 0 | 0 | 0 | 0 | 0 | 0 | 0
BART SO2 Annual- Flint Creek- v6.20 | 136 | 7643 | Rate Constraint in lbs/MMBtu | FALSE | L | Annual | Allowances Banked | Thousand Tons | 0 | 0 | 0 | 0 | 0 | 0 | 0 | 0
BART SO2 Annual- Flint Creek- v6.20 | 136 | 7643 | Rate Constraint in lbs/MMBtu | FALSE | L | Annual | Allowances Withdrawn (1:1) | Thousand Tons | 0 | 0 | 0 | 0 | 0 | 0 | 0 | 0
BART SO2 Annual- Flint Creek- v6.20 | 136 | 7643 | Rate Constraint in lbs/MMBtu | FALSE | L | Annual | Allowances Withdrawn (n:1) | Thousand Tons | 0 | 0 | 0 | 0 | 0 | 0 | 0 | 0
BART SO2 Annual- Flint Creek- v6.20 | 136 | 7643 | Rate Constraint in lbs/MMBtu | FALSE | L | Annual | Net Emissions Allowance Position | Thousand Tons | 0.93569 | 0 | 0 | 0 | 0 | 0 | 0 | 0
BART SO2 Annual- Flint Creek- v6.20 | 136 | 7643 | Rate Constraint in lbs/MMBtu | FALSE | L | Annual | Fuel Consumed | TBtu | 31.1898 | 0 | 0 | 0 | 0 | 0 | 0 | 0
BART SO2 Annual- Flint Creek- v6.20 | 136 | 7643 | Rate Constraint in lbs/MMBtu | FALSE | L | Annual | Rate | lb/MMBtu | 0.06 | 0 | 0 | 0 | 0 | 0 | 0 | 0
BART SO2 Annual- Flint Creek- v6.20 | 136 | 7643 | Rate Constraint in lbs/MMBtu | FALSE | L | Annual | Generation | TWh | 2.9344 | 0 | 0 | 0 | 0 | 0 | 0 | 0
BART SO2 Annual- Flint Creek- v6.20 | 136 | 7643 | Rate Constraint in lbs/MMBtu | FALSE | L | Annual | Qualifying Generation | TWh | 2.9344 | 0 | 0 | 0 | 0 | 0 | 0 | 0
BART SO2 Annual- Flint Creek- v6.20 | 136 | 7643 | Rate Constraint in lbs/MMBtu | FALSE | L | Annual | Rate | lb/MWh | 0.63774 | 0 | 0 | 0 | 0 | 0 | 0 | 0
BART SO2 Annual- Flint Creek- v6.20 | 136 | 7643 | Rate Constraint in lbs/MMBtu | FALSE | L | Annual | Constraint Shadow Price | US2019$/Ton | 314.642 | 62060.2462 | 96970.6778 | 204195.3054 | 47922.4414 | 404214.8744 | 376114.4616 | 400216.4771
BART SO2 Annual- Hayden 1- v5.16 | 137 | 7202 | Rate Constraint in lbs/MMBtu | FALSE | L | Annual | Seasons Included | Seasons | Winter, WintShld, Summer | Winter, WintShld, Summer | Winter, WintShld, Summer | Winter, WintShld, Summer | Winter, WintShld, Summer | Winter, WintShld, Summer | Winter, WintShld, Summer | Winter, WintShld, Summer
BART SO2 Annual- Hayden 1- v5.16 | 137 | 7202 | Rate Constraint in lbs/MMBtu | FALSE | L | Annual | Standard SO2 | lb/MMBtu | 0.13 | 0.13 | 0.13 | 0.13 | 0.13 | 0.13 | 0.13 | 0.13
BART SO2 Annual- Hayden 1- v5.16 | 137 | 7202 | Rate Constraint in lbs/MMBtu | FALSE | L | Annual | Emissions at Affected Plants SO2 | Thousand Tons | 0.78492 | 0 | 0 | 0 | 0 | 0 | 0 | 0
BART SO2 Annual- Hayden 1- v5.16 | 137 | 7202 | Rate Constraint in lbs/MMBtu | FALSE | L | Annual | Allowances Purchased SO2 | Thousand Tons | 0 | 0 | 0 | 0 | 0 | 0 | 0 | 0
BART SO2 Annual- Hayden 1- v5.16 | 137 | 7202 | Rate Constraint in lbs/MMBtu | FALSE | L | Annual | Allowances Sold SO2 | Thousand Tons | 0 | 0 | 0 | 0 | 0 | 0 | 0 | 0
BART SO2 Annual- Hayden 1- v5.16 | 137 | 7202 | Rate Constraint in lbs/MMBtu | FALSE | L | Annual | Allowances Banked | Thousand Tons | 0 | 0 | 0 | 0 | 0 | 0 | 0 | 0
BART SO2 Annual- Hayden 1- v5.16 | 137 | 7202 | Rate Constraint in lbs/MMBtu | FALSE | L | Annual | Allowances Withdrawn (1:1) | Thousand Tons | 0 | 0 | 0 | 0 | 0 | 0 | 0 | 0
BART SO2 Annual- Hayden 1- v5.16 | 137 | 7202 | Rate Constraint in lbs/MMBtu | FALSE | L | Annual | Allowances Withdrawn (n:1) | Thousand Tons | 0 | 0 | 0 | 0 | 0 | 0 | 0 | 0
BART SO2 Annual- Hayden 1- v5.16 | 137 | 7202 | Rate Constraint in lbs/MMBtu | FALSE | L | Annual | Net Emissions Allowance Position | Thousand Tons | 0.78492 | 0 | 0 | 0 | 0 | 0 | 0 | 0
BART SO2 Annual- Hayden 1- v5.16 | 137 | 7202 | Rate Constraint in lbs/MMBtu | FALSE | L | Annual | Fuel Consumed | TBtu | 12.7391 | 0 | 0 | 0 | 0 | 0 | 0 | 0
BART SO2 Annual- Hayden 1- v5.16 | 137 | 7202 | Rate Constraint in lbs/MMBtu | FALSE | L | Annual | Rate | lb/MMBtu | 0.12323 | 0 | 0 | 0 | 0 | 0 | 0 | 0
BART SO2 Annual- Hayden 1- v5.16 | 137 | 7202 | Rate Constraint in lbs/MMBtu | FALSE | L | Annual | Generation | TWh | 1.1677 | 0 | 0 | 0 | 0 | 0 | 0 | 0
BART SO2 Annual- Hayden 1- v5.16 | 137 | 7202 | Rate Constraint in lbs/MMBtu | FALSE | L | Annual | Qualifying Generation | TWh | 1.1677 | 0 | 0 | 0 | 0 | 0 | 0 | 0
BART SO2 Annual- Hayden 1- v5.16 | 137 | 7202 | Rate Constraint in lbs/MMBtu | FALSE | L | Annual | Rate | lb/MWh | 1.3444 | 0 | 0 | 0 | 0 | 0 | 0 | 0
BART SO2 Annual- Hayden 1- v5.16 | 137 | 7202 | Rate Constraint in lbs/MMBtu | FALSE | L | Annual | Constraint Shadow Price | US2019$/Ton | 0 | 0 | 0 | 0 | 0 | 0 | 0 | 0
BART SO2 Annual- Hayden 2- v5.16 | 138 | 7203 | Rate Constraint in lbs/MMBtu | FALSE | L | Annual | Seasons Included | Seasons | Winter, WintShld, Summer | Winter, WintShld, Summer | Winter, WintShld, Summer | Winter, WintShld, Summer | Winter, WintShld, Summer | Winter, WintShld, Summer | Winter, WintShld, Summer | Winter, WintShld, Summer
BART SO2 Annual- Hayden 2- v5.16 | 138 | 7203 | Rate Constraint in lbs/MMBtu | FALSE | L | Annual | Standard SO2 | lb/MMBtu | 0.13 | 0.13 | 0.13 | 0.13 | 0.13 | 0.13 | 0.13 | 0.13
BART SO2 Annual- Hayden 2- v5.16 | 138 | 7203 | Rate Constraint in lbs/MMBtu | FALSE | L | Annual | Emissions at Affected Plants SO2 | Thousand Tons | 1.1264 | 0 | 0 | 0 | 0 | 0 | 0 | 0
BART SO2 Annual- Hayden 2- v5.16 | 138 | 7203 | Rate Constraint in lbs/MMBtu | FALSE | L | Annual | Allowances Purchased SO2 | Thousand Tons | 0 | 0 | 0 | 0 | 0 | 0 | 0 | 0
BART SO2 Annual- Hayden 2- v5.16 | 138 | 7203 | Rate Constraint in lbs/MMBtu | FALSE | L | Annual | Allowances Sold SO2 | Thousand Tons | 0 | 0 | 0 | 0 | 0 | 0 | 0 | 0
BART SO2 Annual- Hayden 2- v5.16 | 138 | 7203 | Rate Constraint in lbs/MMBtu | FALSE | L | Annual | Allowances Banked | Thousand Tons | 0 | 0 | 0 | 0 | 0 | 0 | 0 | 0
BART SO2 Annual- Hayden 2- v5.16 | 138 | 7203 | Rate Constraint in lbs/MMBtu | FALSE | L | Annual | Allowances Withdrawn (1:1) | Thousand Tons | 0 | 0 | 0 | 0 | 0 | 0 | 0 | 0
BART SO2 Annual- Hayden 2- v5.16 | 138 | 7203 | Rate Constraint in lbs/MMBtu | FALSE | L | Annual | Allowances Withdrawn (n:1) | Thousand Tons | 0 | 0 | 0 | 0 | 0 | 0 | 0 | 0
BART SO2 Annual- Hayden 2- v5.16 | 138 | 7203 | Rate Constraint in lbs/MMBtu | FALSE | L | Annual | Net Emissions Allowance Position | Thousand Tons | 1.1264 | 0 | 0 | 0 | 0 | 0 | 0 | 0
BART SO2 Annual- Hayden 2- v5.16 | 138 | 7203 | Rate Constraint in lbs/MMBtu | FALSE | L | Annual | Fuel Consumed | TBtu | 18.2809 | 0 | 0 | 0 | 0 | 0 | 0 | 0
BART SO2 Annual- Hayden 2- v5.16 | 138 | 7203 | Rate Constraint in lbs/MMBtu | FALSE | L | Annual | Rate | lb/MMBtu | 0.12323 | 0 | 0 | 0 | 0 | 0 | 0 | 0
BART SO2 Annual- Hayden 2- v5.16 | 138 | 7203 | Rate Constraint in lbs/MMBtu | FALSE | L | Annual | Generation | TWh | 1.6761 | 0 | 0 | 0 | 0 | 0 | 0 | 0
BART SO2 Annual- Hayden 2- v5.16 | 138 | 7203 | Rate Constraint in lbs/MMBtu | FALSE | L | Annual | Qualifying Generation | TWh | 1.6761 | 0 | 0 | 0 | 0 | 0 | 0 | 0
BART SO2 Annual- Hayden 2- v5.16 | 138 | 7203 | Rate Constraint in lbs/MMBtu | FALSE | L | Annual | Rate | lb/MWh | 1.3441 | 0 | 0 | 0 | 0 | 0 | 0 | 0
BART SO2 Annual- Hayden 2- v5.16 | 138 | 7203 | Rate Constraint in lbs/MMBtu | FALSE | L | Annual | Constraint Shadow Price | US2019$/Ton | 0 | 0 | 0 | 0 | 0 | 0 | 0 | 0
BART SO2 Annual- Martin Drake 6- v5.16 | 139 | 7204 | Rate Constraint in lbs/MMBtu | FALSE | L | Annual | Seasons Included | Seasons | Winter, WintShld, Summer | Winter, WintShld, Summer | Winter, WintShld, Summer | Winter, WintShld, Summer | Winter, WintShld, Summer | Winter, WintShld, Summer | Winter, WintShld, Summer | Winter, WintShld, Summer
BART SO2 Annual- Martin Drake 6- v5.16 | 139 | 7204 | Rate Constraint in lbs/MMBtu | FALSE | L | Annual | Standard SO2 | lb/MMBtu | 0.13 | 0.13 | 0.13 | 0.13 | 0.13 | 0.13 | 0.13 | 0.13
BART SO2 Annual- Martin Drake 6- v5.16 | 139 | 7204 | Rate Constraint in lbs/MMBtu | FALSE | L | Annual | Emissions at Affected Plants SO2 | Thousand Tons | 0 | 0 | 0 | 0 | 0 | 0 | 0 | 0
BART SO2 Annual- Martin Drake 6- v5.16 | 139 | 7204 | Rate Constraint in lbs/MMBtu | FALSE | L | Annual | Allowances Purchased SO2 | Thousand Tons | 0 | 0 | 0 | 0 | 0 | 0 | 0 | 0
BART SO2 Annual- Martin Drake 6- v5.16 | 139 | 7204 | Rate Constraint in lbs/MMBtu | FALSE | L | Annual | Allowances Sold SO2 | Thousand Tons | 0 | 0 | 0 | 0 | 0 | 0 | 0 | 0
BART SO2 Annual- Martin Drake 6- v5.16 | 139 | 7204 | Rate Constraint in lbs/MMBtu | FALSE | L | Annual | Allowances Banked | Thousand Tons | 0 | 0 | 0 | 0 | 0 | 0 | 0 | 0
BART SO2 Annual- Martin Drake 6- v5.16 | 139 | 7204 | Rate Constraint in lbs/MMBtu | FALSE | L | Annual | Allowances Withdrawn (1:1) | Thousand Tons | 0 | 0 | 0 | 0 | 0 | 0 | 0 | 0
BART SO2 Annual- Martin Drake 6- v5.16 | 139 | 7204 | Rate Constraint in lbs/MMBtu | FALSE | L | Annual | Allowances Withdrawn (n:1) | Thousand Tons | 0 | 0 | 0 | 0 | 0 | 0 | 0 | 0
BART SO2 Annual- Martin Drake 6- v5.16 | 139 | 7204 | Rate Constraint in lbs/MMBtu | FALSE | L | Annual | Net Emissions Allowance Position | Thousand Tons | 0 | 0 | 0 | 0 | 0 | 0 | 0 | 0
BART SO2 Annual- Martin Drake 6- v5.16 | 139 | 7204 | Rate Constraint in lbs/MMBtu | FALSE | L | Annual | Fuel Consumed | TBtu | 0 | 0 | 0 | 0 | 0 | 0 | 0 | 0
BART SO2 Annual- Martin Drake 6- v5.16 | 139 | 7204 | Rate Constraint in lbs/MMBtu | FALSE | L | Annual | Rate | lb/MMBtu | 0 | 0 | 0 | 0 | 0 | 0 | 0 | 0
BART SO2 Annual- Martin Drake 6- v5.16 | 139 | 7204 | Rate Constraint in lbs/MMBtu | FALSE | L | Annual | Generation | TWh | 0 | 0 | 0 | 0 | 0 | 0 | 0 | 0
BART SO2 Annual- Martin Drake 6- v5.16 | 139 | 7204 | Rate Constraint in lbs/MMBtu | FALSE | L | Annual | Qualifying Generation | TWh | 0 | 0 | 0 | 0 | 0 | 0 | 0 | 0
BART SO2 Annual- Martin Drake 6- v5.16 | 139 | 7204 | Rate Constraint in lbs/MMBtu | FALSE | L | Annual | Rate | lb/MWh | 0 | 0 | 0 | 0 | 0 | 0 | 0 | 0
BART SO2 Annual- Martin Drake 6- v5.16 | 139 | 7204 | Rate Constraint in lbs/MMBtu | FALSE | L | Annual | Constraint Shadow Price | US2019$/Ton | 0 | 0 | 0 | 0 | 0 | 0 | 0 | 0
BART SO2 Annual- Martin Drake 7- v5.16 | 140 | 7205 | Rate Constraint in lbs/MMBtu | FALSE | L | Annual | Seasons Included | Seasons | Winter, WintShld, Summer | Winter, WintShld, Summer | Winter, WintShld, Summer | Winter, WintShld, Summer | Winter, WintShld, Summer | Winter, WintShld, Summer | Winter, WintShld, Summer | Winter, WintShld, Summer
BART SO2 Annual- Martin Drake 7- v5.16 | 140 | 7205 | Rate Constraint in lbs/MMBtu | FALSE | L | Annual | Standard SO2 | lb/MMBtu | 0.13 | 0.13 | 0.13 | 0.13 | 0.13 | 0.13 | 0.13 | 0.13
BART SO2 Annual- Martin Drake 7- v5.16 | 140 | 7205 | Rate Constraint in lbs/MMBtu | FALSE | L | Annual | Emissions at Affected Plants SO2 | Thousand Tons | 0 | 0 | 0 | 0 | 0 | 0 | 0 | 0
BART SO2 Annual- Martin Drake 7- v5.16 | 140 | 7205 | Rate Constraint in lbs/MMBtu | FALSE | L | Annual | Allowances Purchased SO2 | Thousand Tons | 0 | 0 | 0 | 0 | 0 | 0 | 0 | 0
BART SO2 Annual- Martin Drake 7- v5.16 | 140 | 7205 | Rate Constraint in lbs/MMBtu | FALSE | L | Annual | Allowances Sold SO2 | Thousand Tons | 0 | 0 | 0 | 0 | 0 | 0 | 0 | 0
BART SO2 Annual- Martin Drake 7- v5.16 | 140 | 7205 | Rate Constraint in lbs/MMBtu | FALSE | L | Annual | Allowances Banked | Thousand Tons | 0 | 0 | 0 | 0 | 0 | 0 | 0 | 0
BART SO2 Annual- Martin Drake 7- v5.16 | 140 | 7205 | Rate Constraint in lbs/MMBtu | FALSE | L | Annual | Allowances Withdrawn (1:1) | Thousand Tons | 0 | 0 | 0 | 0 | 0 | 0 | 0 | 0
BART SO2 Annual- Martin Drake 7- v5.16 | 140 | 7205 | Rate Constraint in lbs/MMBtu | FALSE | L | Annual | Allowances Withdrawn (n:1) | Thousand Tons | 0 | 0 | 0 | 0 | 0 | 0 | 0 | 0
BART SO2 Annual- Martin Drake 7- v5.16 | 140 | 7205 | Rate Constraint in lbs/MMBtu | FALSE | L | Annual | Net Emissions Allowance Position | Thousand Tons | 0 | 0 | 0 | 0 | 0 | 0 | 0 | 0
BART SO2 Annual- Martin Drake 7- v5.16 | 140 | 7205 | Rate Constraint in lbs/MMBtu | FALSE | L | Annual | Fuel Consumed | TBtu | 0 | 0 | 0 | 0 | 0 | 0 | 0 | 0
BART SO2 Annual- Martin Drake 7- v5.16 | 140 | 7205 | Rate Constraint in lbs/MMBtu | FALSE | L | Annual | Rate | lb/MMBtu | 0 | 0 | 0 | 0 | 0 | 0 | 0 | 0
BART SO2 Annual- Martin Drake 7- v5.16 | 140 | 7205 | Rate Constraint in lbs/MMBtu | FALSE | L | Annual | Generation | TWh | 0 | 0 | 0 | 0 | 0 | 0 | 0 | 0
BART SO2 Annual- Martin Drake 7- v5.16 | 140 | 7205 | Rate Constraint in lbs/MMBtu | FALSE | L | Annual | Qualifying Generation | TWh | 0 | 0 | 0 | 0 | 0 | 0 | 0 | 0
BART SO2 Annual- Martin Drake 7- v5.16 | 140 | 7205 | Rate Constraint in lbs/MMBtu | FALSE | L | Annual | Rate | lb/MWh | 0 | 0 | 0 | 0 | 0 | 0 | 0 | 0
BART SO2 Annual- Martin Drake 7- v5.16 | 140 | 7205 | Rate Constraint in lbs/MMBtu | FALSE | L | Annual | Constraint Shadow Price | US2019$/Ton | 0 | 0 | 0 | 0 | 0 | 0 | 0 | 0
BART SO2 Annual- Nebraska City- v6.17 | 141 | 7206 | Rate Constraint in lbs/MMBtu | FALSE | L | Annual | Seasons Included | Seasons | Winter, WintShld, Summer | Winter, WintShld, Summer | Winter, WintShld, Summer | Winter, WintShld, Summer | Winter, WintShld, Summer | Winter, WintShld, Summer | Winter, WintShld, Summer | Winter, WintShld, Summer
BART SO2 Annual- Nebraska City- v6.17 | 141 | 7206 | Rate Constraint in lbs/MMBtu | FALSE | L | Annual | Standard SO2 | lb/MMBtu | 1.2 | 1.2 | 1.2 | 1.2 | 1.2 | 1.2 | 1.2 | 1.2
BART SO2 Annual- Nebraska City- v6.17 | 141 | 7206 | Rate Constraint in lbs/MMBtu | FALSE | L | Annual | Emissions at Affected Plants SO2 | Thousand Tons | 11.8648 | 11.8648 | 11.8648 | 11.8648 | 11.8648 | 11.8648 | 11.8648 | 12.492
BART SO2 Annual- Nebraska City- v6.17 | 141 | 7206 | Rate Constraint in lbs/MMBtu | FALSE | L | Annual | Allowances Purchased SO2 | Thousand Tons | 0 | 0 | 0 | 0 | 0 | 0 | 0 | 0
BART SO2 Annual- Nebraska City- v6.17 | 141 | 7206 | Rate Constraint in lbs/MMBtu | FALSE | L | Annual | Allowances Sold SO2 | Thousand Tons | 0 | 0 | 0 | 0 | 0 | 0 | 0 | 0
BART SO2 Annual- Nebraska City- v6.17 | 141 | 7206 | Rate Constraint in lbs/MMBtu | FALSE | L | Annual | Allowances Banked | Thousand Tons | 0 | 0 | 0 | 0 | 0 | 0 | 0 | 0
BART SO2 Annual- Nebraska City- v6.17 | 141 | 7206 | Rate Constraint in lbs/MMBtu | FALSE | L | Annual | Allowances Withdrawn (1:1) | Thousand Tons | 0 | 0 | 0 | 0 | 0 | 0 | 0 | 0
BART SO2 Annual- Nebraska City- v6.17 | 141 | 7206 | Rate Constraint in lbs/MMBtu | FALSE | L | Annual | Allowances Withdrawn (n:1) | Thousand Tons | 0 | 0 | 0 | 0 | 0 | 0 | 0 | 0
BART SO2 Annual- Nebraska City- v6.17 | 141 | 7206 | Rate Constraint in lbs/MMBtu | FALSE | L | Annual | Net Emissions Allowance Position | Thousand Tons | 11.8648 | 11.8648 | 11.8648 | 11.8648 | 11.8648 | 11.8648 | 11.8648 | 12.492
BART SO2 Annual- Nebraska City- v6.17 | 141 | 7206 | Rate Constraint in lbs/MMBtu | FALSE | L | Annual | Fuel Consumed | TBtu | 45.4313 | 45.4313 | 45.4313 | 45.4313 | 45.4313 | 45.4313 | 45.4313 | 45.4313
BART SO2 Annual- Nebraska City- v6.17 | 141 | 7206 | Rate Constraint in lbs/MMBtu | FALSE | L | Annual | Rate | lb/MMBtu | 0.52232 | 0.52232 | 0.52232 | 0.52232 | 0.52232 | 0.52232 | 0.52232 | 0.54993
BART SO2 Annual- Nebraska City- v6.17 | 141 | 7206 | Rate Constraint in lbs/MMBtu | FALSE | L | Annual | Generation | TWh | 4.6273 | 4.6273 | 4.6273 | 4.6273 | 4.6273 | 4.6273 | 4.6273 | 4.6273
BART SO2 Annual- Nebraska City- v6.17 | 141 | 7206 | Rate Constraint in lbs/MMBtu | FALSE | L | Annual | Qualifying Generation | TWh | 4.6273 | 4.6273 | 4.6273 | 4.6273 | 4.6273 | 4.6273 | 4.6273 | 4.6273
BART SO2 Annual- Nebraska City- v6.17 | 141 | 7206 | Rate Constraint in lbs/MMBtu | FALSE | L | Annual | Rate | lb/MWh | 5.1281 | 5.1281 | 5.1281 | 5.1281 | 5.1281 | 5.1281 | 5.1281 | 5.3992
BART SO2 Annual- Nebraska City- v6.17 | 141 | 7206 | Rate Constraint in lbs/MMBtu | FALSE | L | Annual | Constraint Shadow Price | US2019$/Ton | 0 | 0 | 0 | 0 | 0 | 0 | 0 | 0
BART SO2 Annual- Oswego Harbor 5- v5.16 | 142 | 7244 | Rate Constraint in lbs/MMBtu | FALSE | L | Annual | Seasons Included | Seasons | Winter, WintShld, Summer | Winter, WintShld, Summer | Winter, WintShld, Summer | Winter, WintShld, Summer | Winter, WintShld, Summer | Winter, WintShld, Summer | Winter, WintShld, Summer | Winter, WintShld, Summer
BART SO2 Annual- Oswego Harbor 5- v5.16 | 142 | 7244 | Rate Constraint in lbs/MMBtu | FALSE | L | Annual | Standard SO2 | lb/MMBtu | 0.8 | 0.8 | 0.8 | 0.8 | 0.8 | 0.8 | 0.8 | 0.8
BART SO2 Annual- Oswego Harbor 5- v5.16 | 142 | 7244 | Rate Constraint in lbs/MMBtu | FALSE | L | Annual | Emissions at Affected Plants SO2 | Thousand Tons | 0 | 0 | 0 | 0 | 0 | 0 | 0 | 0
BART SO2 Annual- Oswego Harbor 5- v5.16 | 142 | 7244 | Rate Constraint in lbs/MMBtu | FALSE | L | Annual | Allowances Purchased SO2 | Thousand Tons | 0 | 0 | 0 | 0 | 0 | 0 | 0 | 0
BART SO2 Annual- Oswego Harbor 5- v5.16 | 142 | 7244 | Rate Constraint in lbs/MMBtu | FALSE | L | Annual | Allowances Sold SO2 | Thousand Tons | 0 | 0 | 0 | 0 | 0 | 0 | 0 | 0
BART SO2 Annual- Oswego Harbor 5- v5.16 | 142 | 7244 | Rate Constraint in lbs/MMBtu | FALSE | L | Annual | Allowances Banked | Thousand Tons | 0 | 0 | 0 | 0 | 0 | 0 | 0 | 0
BART SO2 Annual- Oswego Harbor 5- v5.16 | 142 | 7244 | Rate Constraint in lbs/MMBtu | FALSE | L | Annual | Allowances Withdrawn (1:1) | Thousand Tons | 0 | 0 | 0 | 0 | 0 | 0 | 0 | 0
BART SO2 Annual- Oswego Harbor 5- v5.16 | 142 | 7244 | Rate Constraint in lbs/MMBtu | FALSE | L | Annual | Allowances Withdrawn (n:1) | Thousand Tons | 0 | 0 | 0 | 0 | 0 | 0 | 0 | 0
BART SO2 Annual- Oswego Harbor 5- v5.16 | 142 | 7244 | Rate Constraint in lbs/MMBtu | FALSE | L | Annual | Net Emissions Allowance Position | Thousand Tons | 0 | 0 | 0 | 0 | 0 | 0 | 0 | 0
BART SO2 Annual- Oswego Harbor 5- v5.16 | 142 | 7244 | Rate Constraint in lbs/MMBtu | FALSE | L | Annual | Fuel Consumed | TBtu | 0 | 0 | 0 | 0 | 0 | 0 | 0 | 0
BART SO2 Annual- Oswego Harbor 5- v5.16 | 142 | 7244 | Rate Constraint in lbs/MMBtu | FALSE | L | Annual | Rate | lb/MMBtu | 0 | 0 | 0 | 0 | 0 | 0 | 0 | 0
BART SO2 Annual- Oswego Harbor 5- v5.16 | 142 | 7244 | Rate Constraint in lbs/MMBtu | FALSE | L | Annual | Generation | TWh | 0 | 0 | 0 | 0 | 0 | 0 | 0 | 0
BART SO2 Annual- Oswego Harbor 5- v5.16 | 142 | 7244 | Rate Constraint in lbs/MMBtu | FALSE | L | Annual | Qualifying Generation | TWh | 0 | 0 | 0 | 0 | 0 | 0 | 0 | 0
BART SO2 Annual- Oswego Harbor 5- v5.16 | 142 | 7244 | Rate Constraint in lbs/MMBtu | FALSE | L | Annual | Rate | lb/MWh | 0 | 0 | 0 | 0 | 0 | 0 | 0 | 0
BART SO2 Annual- Oswego Harbor 5- v5.16 | 142 | 7244 | Rate Constraint in lbs/MMBtu | FALSE | L | Annual | Constraint Shadow Price | US2019$/Ton | 0 | 0 | 0 | 0 | 0 | 0 | 0 | 0
BART SO2 Annual- Oswego Harbor 6- v6.17 | 143 | 7245 | Rate Constraint in lbs/MMBtu | FALSE | L | Annual | Seasons Included | Seasons | Winter, WintShld, Summer | Winter, WintShld, Summer | Winter, WintShld, Summer | Winter, WintShld, Summer | Winter, WintShld, Summer | Winter, WintShld, Summer | Winter, WintShld, Summer | Winter, WintShld, Summer
BART SO2 Annual- Oswego Harbor 6- v6.17 | 143 | 7245 | Rate Constraint in lbs/MMBtu | FALSE | L | Annual | Standard SO2 | lb/MMBtu | 0.8 | 0.8 | 0.8 | 0.8 | 0.8 | 0.8 | 0.8 | 0.8
BART SO2 Annual- Oswego Harbor 6- v6.17 | 143 | 7245 | Rate Constraint in lbs/MMBtu | FALSE | L | Annual | Emissions at Affected Plants SO2 | Thousand Tons | 0 | 0 | 0 | 0 | 0 | 0 | 0 | 0
BART SO2 Annual- Oswego Harbor 6- v6.17 | 143 | 7245 | Rate Constraint in lbs/MMBtu | FALSE | L | Annual | Allowances Purchased SO2 | Thousand Tons | 0 | 0 | 0 | 0 | 0 | 0 | 0 | 0
BART SO2 Annual- Oswego Harbor 6- v6.17 | 143 | 7245 | Rate Constraint in lbs/MMBtu | FALSE | L | Annual | Allowances Sold SO2 | Thousand Tons | 0 | 0 | 0 | 0 | 0 | 0 | 0 | 0
BART SO2 Annual- Oswego Harbor 6- v6.17 | 143 | 7245 | Rate Constraint in lbs/MMBtu | FALSE | L | Annual | Allowances Banked | Thousand Tons | 0 | 0 | 0 | 0 | 0 | 0 | 0 | 0
BART SO2 Annual- Oswego Harbor 6- v6.17 | 143 | 7245 | Rate Constraint in lbs/MMBtu | FALSE | L | Annual | Allowances Withdrawn (1:1) | Thousand Tons | 0 | 0 | 0 | 0 | 0 | 0 | 0 | 0
BART SO2 Annual- Oswego Harbor 6- v6.17 | 143 | 7245 | Rate Constraint in lbs/MMBtu | FALSE | L | Annual | Allowances Withdrawn (n:1) | Thousand Tons | 0 | 0 | 0 | 0 | 0 | 0 | 0 | 0
BART SO2 Annual- Oswego Harbor 6- v6.17 | 143 | 7245 | Rate Constraint in lbs/MMBtu | FALSE | L | Annual | Net Emissions Allowance Position | Thousand Tons | 0 | 0 | 0 | 0 | 0 | 0 | 0 | 0
BART SO2 Annual- Oswego Harbor 6- v6.17 | 143 | 7245 | Rate Constraint in lbs/MMBtu | FALSE | L | Annual | Fuel Consumed | TBtu | 0 | 0 | 0 | 0 | 0 | 0 | 0 | 0
BART SO2 Annual- Oswego Harbor 6- v6.17 | 143 | 7245 | Rate Constraint in lbs/MMBtu | FALSE | L | Annual | Rate | lb/MMBtu | 0 | 0 | 0 | 0 | 0 | 0 | 0 | 0
BART SO2 Annual- Oswego Harbor 6- v6.17 | 143 | 7245 | Rate Constraint in lbs/MMBtu | FALSE | L | Annual | Generation | TWh | 0 | 0 | 0 | 0 | 0 | 0 | 0 | 0
BART SO2 Annual- Oswego Harbor 6- v6.17 | 143 | 7245 | Rate Constraint in lbs/MMBtu | FALSE | L | Annual | Qualifying Generation | TWh | 0 | 0 | 0 | 0 | 0 | 0 | 0 | 0
BART SO2 Annual- Oswego Harbor 6- v6.17 | 143 | 7245 | Rate Constraint in lbs/MMBtu | FALSE | L | Annual | Rate | lb/MWh | 0 | 0 | 0 | 0 | 0 | 0 | 0 | 0
BART SO2 Annual- Oswego Harbor 6- v6.17 | 143 | 7245 | Rate Constraint in lbs/MMBtu | FALSE | L | Annual | Constraint Shadow Price | US2019$/Ton | 0 | 0 | 0 | 0 | 0 | 0 | 0 | 0
BART SO2 Annual Rate-Seminole 1&2 -v5.13 | 144 | 7231 | Rate Constraint in lbs/MMBtu | FALSE | L | Annual | Seasons Included | Seasons | Winter, WintShld, Summer | Winter, WintShld, Summer | Winter, WintShld, Summer | Winter, WintShld, Summer | Winter, WintShld, Summer | Winter, WintShld, Summer | Winter, WintShld, Summer | Winter, WintShld, Summer
BART SO2 Annual Rate-Seminole 1&2 -v5.13 | 144 | 7231 | Rate Constraint in lbs/MMBtu | FALSE | L | Annual | Standard SO2 | lb/MMBtu | 0.25 | 0.25 | 0.25 | 0.25 | 0.25 | 0.25 | 0.25 | 0.25
BART SO2 Annual Rate-Seminole 1&2 -v5.13 | 144 | 7231 | Rate Constraint in lbs/MMBtu | FALSE | L | Annual | Emissions at Affected Plants SO2 | Thousand Tons | 2.0608 | 0 | 0 | 0 | 0 | 0 | 0 | 0
BART SO2 Annual Rate-Seminole 1&2 -v5.13 | 144 | 7231 | Rate Constraint in lbs/MMBtu | FALSE | L | Annual | Allowances Purchased SO2 | Thousand Tons | 0 | 0 | 0 | 0 | 0 | 0 | 0 | 0
BART SO2 Annual Rate-Seminole 1&2 -v5.13 | 144 | 7231 | Rate Constraint in lbs/MMBtu | FALSE | L | Annual | Allowances Sold SO2 | Thousand Tons | 0 | 0 | 0 | 0 | 0 | 0 | 0 | 0
BART SO2 Annual Rate-Seminole 1&2 -v5.13 | 144 | 7231 | Rate Constraint in lbs/MMBtu | FALSE | L | Annual | Allowances Banked | Thousand Tons | 0 | 0 | 0 | 0 | 0 | 0 | 0 | 0
BART SO2 Annual Rate-Seminole 1&2 -v5.13 | 144 | 7231 | Rate Constraint in lbs/MMBtu | FALSE | L | Annual | Allowances Withdrawn (1:1) | Thousand Tons | 0 | 0 | 0 | 0 | 0 | 0 | 0 | 0
BART SO2 Annual Rate-Seminole 1&2 -v5.13 | 144 | 7231 | Rate Constraint in lbs/MMBtu | FALSE | L | Annual | Allowances Withdrawn (n:1) | Thousand Tons | 0 | 0 | 0 | 0 | 0 | 0 | 0 | 0
BART SO2 Annual Rate-Seminole 1&2 -v5.13 | 144 | 7231 | Rate Constraint in lbs/MMBtu | FALSE | L | Annual | Net Emissions Allowance Position | Thousand Tons | 2.0608 | 0 | 0 | 0 | 0 | 0 | 0 | 0
BART SO2 Annual Rate-Seminole 1&2 -v5.13 | 144 | 7231 | Rate Constraint in lbs/MMBtu | FALSE | L | Annual | Fuel Consumed | TBtu | 37.6749 | 0 | 0 | 0 | 0 | 0 | 0 | 0
BART SO2 Annual Rate-Seminole 1&2 -v5.13 | 144 | 7231 | Rate Constraint in lbs/MMBtu | FALSE | L | Annual | Rate | lb/MMBtu | 0.1094 | 0 | 0 | 0 | 0 | 0 | 0 | 0
BART SO2 Annual Rate-Seminole 1&2 -v5.13 | 144 | 7231 | Rate Constraint in lbs/MMBtu | FALSE | L | Annual | Generation | TWh | 3.8167 | 0 | 0 | 0 | 0 | 0 | 0 | 0
BART SO2 Annual Rate-Seminole 1&2 -v5.13 | 144 | 7231 | Rate Constraint in lbs/MMBtu | FALSE | L | Annual | Qualifying Generation | TWh | 3.8167 | 0 | 0 | 0 | 0 | 0 | 0 | 0
BART SO2 Annual Rate-Seminole 1&2 -v5.13 | 144 | 7231 | Rate Constraint in lbs/MMBtu | FALSE | L | Annual | Rate | lb/MWh | 1.0799 | 0 | 0 | 0 | 0 | 0 | 0 | 0
BART SO2 Annual Rate-Seminole 1&2 -v5.13 | 144 | 7231 | Rate Constraint in lbs/MMBtu | FALSE | L | Annual | Constraint Shadow Price | US2019$/Ton | 0 | 0 | 0 | 0 | 0 | 0 | 0 | 0
BART SO2 Annual- Roseton 1- v5.16 | 145 | 7247 | Rate Constraint in lbs/MMBtu | FALSE | L | Annual | Seasons Included | Seasons | Winter, WintShld, Summer | Winter, WintShld, Summer | Winter, WintShld, Summer | Winter, WintShld, Summer | Winter, WintShld, Summer | Winter, WintShld, Summer | Winter, WintShld, Summer | Winter, WintShld, Summer
BART SO2 Annual- Roseton 1- v5.16 | 145 | 7247 | Rate Constraint in lbs/MMBtu | FALSE | L | Annual | Standard SO2 | lb/MMBtu | 0.55 | 0.55 | 0.55 | 0.55 | 0.55 | 0.55 | 0.55 | 0.55
BART SO2 Annual- Roseton 1- v5.16 | 145 | 7247 | Rate Constraint in lbs/MMBtu | FALSE | L | Annual | Emissions at Affected Plants SO2 | Thousand Tons | 0 | 0 | 0 | 0 | 0 | 0 | 0 | 0
BART SO2 Annual- Roseton 1- v5.16 | 145 | 7247 | Rate Constraint in lbs/MMBtu | FALSE | L | Annual | Allowances Purchased SO2 | Thousand Tons | 0 | 0 | 0 | 0 | 0 | 0 | 0 | 0
BART SO2 Annual- Roseton 1- v5.16 | 145 | 7247 | Rate Constraint in lbs/MMBtu | FALSE | L | Annual | Allowances Sold SO2 | Thousand Tons | 0 | 0 | 0 | 0 | 0 | 0 | 0 | 0
BART SO2 Annual- Roseton 1- v5.16 | 145 | 7247 | Rate Constraint in lbs/MMBtu | FALSE | L | Annual | Allowances Banked | Thousand Tons | 0 | 0 | 0 | 0 | 0 | 0 | 0 | 0
BART SO2 Annual- Roseton 1- v5.16 | 145 | 7247 | Rate Constraint in lbs/MMBtu | FALSE | L | Annual | Allowances Withdrawn (1:1) | Thousand Tons | 0 | 0 | 0 | 0 | 0 | 0 | 0 | 0
BART SO2 Annual- Roseton 1- v5.16 | 145 | 7247 | Rate Constraint in lbs/MMBtu | FALSE | L | Annual | Allowances Withdrawn (n:1) | Thousand Tons | 0 | 0 | 0 | 0 | 0 | 0 | 0 | 0
BART SO2 Annual- Roseton 1- v5.16 | 145 | 7247 | Rate Constraint in lbs/MMBtu | FALSE | L | Annual | Net Emissions Allowance Position | Thousand Tons | 0 | 0 | 0 | 0 | 0 | 0 | 0 | 0
BART SO2 Annual- Roseton 1- v5.16 | 145 | 7247 | Rate Constraint in lbs/MMBtu | FALSE | L | Annual | Fuel Consumed | TBtu | 0 | 0 | 0 | 0 | 0 | 0 | 0 | 0
BART SO2 Annual- Roseton 1- v5.16 | 145 | 7247 | Rate Constraint in lbs/MMBtu | FALSE | L | Annual | Rate | lb/MMBtu | 0 | 0 | 0 | 0 | 0 | 0 | 0 | 0
BART SO2 Annual- Roseton 1- v5.16 | 145 | 7247 | Rate Constraint in lbs/MMBtu | FALSE | L | Annual | Generation | TWh | 0 | 0 | 0 | 0 | 0 | 0 | 0 | 0
BART SO2 Annual- Roseton 1- v5.16 | 145 | 7247 | Rate Constraint in lbs/MMBtu | FALSE | L | Annual | Qualifying Generation | TWh | 0 | 0 | 0 | 0 | 0 | 0 | 0 | 0
BART SO2 Annual- Roseton 1- v5.16 | 145 | 7247 | Rate Constraint in lbs/MMBtu | FALSE | L | Annual | Rate | lb/MWh | 0 | 0 | 0 | 0 | 0 | 0 | 0 | 0
BART SO2 Annual- Roseton 1- v5.16 | 145 | 7247 | Rate Constraint in lbs/MMBtu | FALSE | L | Annual | Constraint Shadow Price | US2019$/Ton | 0 | 0 | 0 | 0 | 0 | 0 | 0 | 0
BART SO2 Annual- Roseton 2- v5.16 | 146 | 7248 | Rate Constraint in lbs/MMBtu | FALSE | L | Annual | Seasons Included | Seasons | Winter, WintShld, Summer | Winter, WintShld, Summer | Winter, WintShld, Summer | Winter, WintShld, Summer | Winter, WintShld, Summer | Winter, WintShld, Summer | Winter, WintShld, Summer | Winter, WintShld, Summer
BART SO2 Annual- Roseton 2- v5.16 | 146 | 7248 | Rate Constraint in lbs/MMBtu | FALSE | L | Annual | Standard SO2 | lb/MMBtu | 0.55 | 0.55 | 0.55 | 0.55 | 0.55 | 0.55 | 0.55 | 0.55
BART SO2 Annual- Roseton 2- v5.16 | 146 | 7248 | Rate Constraint in lbs/MMBtu | FALSE | L | Annual | Emissions at Affected Plants SO2 | Thousand Tons | 0 | 0 | 0 | 0 | 0 | 0 | 0 | 0
BART SO2 Annual- Roseton 2- v5.16 | 146 | 7248 | Rate Constraint in lbs/MMBtu | FALSE | L | Annual | Allowances Purchased SO2 | Thousand Tons | 0 | 0 | 0 | 0 | 0 | 0 | 0 | 0
BART SO2 Annual- Roseton 2- v5.16 | 146 | 7248 | Rate Constraint in lbs/MMBtu | FALSE | L | Annual | Allowances Sold SO2 | Thousand Tons | 0 | 0 | 0 | 0 | 0 | 0 | 0 | 0
BART SO2 Annual- Roseton 2- v5.16 | 146 | 7248 | Rate Constraint in lbs/MMBtu | FALSE | L | Annual | Allowances Banked | Thousand Tons | 0 | 0 | 0 | 0 | 0 | 0 | 0 | 0
BART SO2 Annual- Roseton 2- v5.16 | 146 | 7248 | Rate Constraint in lbs/MMBtu | FALSE | L | Annual | Allowances Withdrawn (1:1) | Thousand Tons | 0 | 0 | 0 | 0 | 0 | 0 | 0 | 0
BART SO2 Annual- Roseton 2- v5.16 | 146 | 7248 | Rate Constraint in lbs/MMBtu | FALSE | L | Annual | Allowances Withdrawn (n:1) | Thousand Tons | 0 | 0 | 0 | 0 | 0 | 0 | 0 | 0
BART SO2 Annual- Roseton 2- v5.16 | 146 | 7248 | Rate Constraint in lbs/MMBtu | FALSE | L | Annual | Net Emissions Allowance Position | Thousand Tons | 0 | 0 | 0 | 0 | 0 | 0 | 0 | 0
BART SO2 Annual- Roseton 2- v5.16 | 146 | 7248 | Rate Constraint in lbs/MMBtu | FALSE | L | Annual | Fuel Consumed | TBtu | 0 | 0 | 0 | 0 | 0 | 0 | 0 | 0
BART SO2 Annual- Roseton 2- v5.16 | 146 | 7248 | Rate Constraint in lbs/MMBtu | FALSE | L | Annual | Rate | lb/MMBtu | 0 | 0 | 0 | 0 | 0 | 0 | 0 | 0
BART SO2 Annual- Roseton 2- v5.16 | 146 | 7248 | Rate Constraint in lbs/MMBtu | FALSE | L | Annual | Generation | TWh | 0 | 0 | 0 | 0 | 0 | 0 | 0 | 0
BART SO2 Annual- Roseton 2- v5.16 | 146 | 7248 | Rate Constraint in lbs/MMBtu | FALSE | L | Annual | Qualifying Generation | TWh | 0 | 0 | 0 | 0 | 0 | 0 | 0 | 0
BART SO2 Annual- Roseton 2- v5.16 | 146 | 7248 | Rate Constraint in lbs/MMBtu | FALSE | L | Annual | Rate | lb/MWh | 0 | 0 | 0 | 0 | 0 | 0 | 0 | 0
BART SO2 Annual- Roseton 2- v5.16 | 146 | 7248 | Rate Constraint in lbs/MMBtu | FALSE | L | Annual | Constraint Shadow Price | US2019$/Ton | 0 | 0 | 0 | 0 | 0 | 0 | 0 | 0
BART SO2 Annual- Sherburne County 1- v5.16 | 147 | 7240 | Rate Constraint in lbs/MMBtu | FALSE | L | Annual | Seasons Included | Seasons | Winter, WintShld, Summer | Winter, WintShld, Summer | Winter, WintShld, Summer | Winter, WintShld, Summer | Winter, WintShld, Summer | Winter, WintShld, Summer | Winter, WintShld, Summer | Winter, WintShld, Summer
BART SO2 Annual- Sherburne County 1- v5.16 | 147 | 7240 | Rate Constraint in lbs/MMBtu | FALSE | L | Annual | Standard SO2 | lb/MMBtu | 0.05 | 0.05 | 0.05 | 0.05 | 0.05 | 0.05 | 0.05 | 0.05
BART SO2 Annual- Sherburne County 1- v5.16 | 147 | 7240 | Rate Constraint in lbs/MMBtu | FALSE | L | Annual | Emissions at Affected Plants SO2 | Thousand Tons | 0.47363 | 0 | 0 | 0 | 0 | 0 | 0 | 0
BART SO2 Annual- Sherburne County 1- v5.16 | 147 | 7240 | Rate Constraint in lbs/MMBtu | FALSE | L | Annual | Allowances Purchased SO2 | Thousand Tons | 0 | 0 | 0 | 0 | 0 | 0 | 0 | 0
BART SO2 Annual- Sherburne County 1- v5.16 | 147 | 7240 | Rate Constraint in lbs/MMBtu | FALSE | L | Annual | Allowances Sold SO2 | Thousand Tons | 0 | 0 | 0 | 0 | 0 | 0 | 0 | 0
BART SO2 Annual- Sherburne County 1- v5.16 | 147 | 7240 | Rate Constraint in lbs/MMBtu | FALSE | L | Annual | Allowances Banked | Thousand Tons | 0 | 0 | 0 | 0 | 0 | 0 | 0 | 0
BART SO2 Annual- Sherburne County 1- v5.16 | 147 | 7240 | Rate Constraint in lbs/MMBtu | FALSE | L | Annual | Allowances Withdrawn (1:1) | Thousand Tons | 0 | 0 | 0 | 0 | 0 | 0 | 0 | 0
BART SO2 Annual- Sherburne County 1- v5.16 | 147 | 7240 | Rate Constraint in lbs/MMBtu | FALSE | L | Annual | Allowances Withdrawn (n:1) | Thousand Tons | 0 | 0 | 0 | 0 | 0 | 0 | 0 | 0
BART SO2 Annual- Sherburne County 1- v5.16 | 147 | 7240 | Rate Constraint in lbs/MMBtu | FALSE | L | Annual | Net Emissions Allowance Position | Thousand Tons | 0.47363 | 0 | 0 | 0 | 0 | 0 | 0 | 0
BART SO2 Annual- Sherburne County 1- v5.16 | 147 | 7240 | Rate Constraint in lbs/MMBtu | FALSE | L | Annual | Fuel Consumed | TBtu | 47.3419 | 0 | 0 | 0 | 0 | 0 | 0 | 0
BART SO2 Annual- Sherburne County 1- v5.16 | 147 | 7240 | Rate Constraint in lbs/MMBtu | FALSE | L | Annual | Rate | lb/MMBtu | 0.020009 | 0 | 0 | 0 | 0 | 0 | 0 | 0
BART SO2 Annual- Sherburne County 1- v5.16 | 147 | 7240 | Rate Constraint in lbs/MMBtu | FALSE | L | Annual | Generation | TWh | 4.8113 | 0 | 0 | 0 | 0 | 0 | 0 | 0
BART SO2 Annual- Sherburne County 1- v5.16 | 147 | 7240 | Rate Constraint in lbs/MMBtu | FALSE | L | Annual | Qualifying Generation | TWh | 4.7083 | 0 | 0 | 0 | 0 | 0 | 0 | 0
BART SO2 Annual- Sherburne County 1- v5.16 | 147 | 7240 | Rate Constraint in lbs/MMBtu | FALSE | L | Annual | Rate | lb/MWh | 0.20119 | 0 | 0 | 0 | 0 | 0 | 0 | 0
BART SO2 Annual- Sherburne County 1- v5.16 | 147 | 7240 | Rate Constraint in lbs/MMBtu | FALSE | L | Annual | Constraint Shadow Price | US2019$/Ton | 0 | 0 | 0 | 0 | 0 | 0 | 0 | 0
BART SO2 Annual- Sherburne County 3- v5.16 | 148 | 7246 | Rate Constraint in lbs/MMBtu | FALSE | L | Annual | Seasons Included | Seasons | Winter, WintShld, Summer | Winter, WintShld, Summer | Winter, WintShld, Summer | Winter, WintShld, Summer | Winter, WintShld, Summer | Winter, WintShld, Summer | Winter, WintShld, Summer | Winter, WintShld, Summer
BART SO2 Annual- Sherburne County 3- v5.16 | 148 | 7246 | Rate Constraint in lbs/MMBtu | FALSE | L | Annual | Standard SO2 | lb/MMBtu | 0.29 | 0.29 | 0.29 | 0.29 | 0.29 | 0.29 | 0.29 | 0.29
BART SO2 Annual- Sherburne County 3- v5.16 | 148 | 7246 | Rate Constraint in lbs/MMBtu | FALSE | L | Annual | Emissions at Affected Plants SO2 | Thousand Tons | 5.0412 | 4.6366 | 4.7335 | 0 | 0 | 0 | 0 | 0
BART SO2 Annual- Sherburne County 3- v5.16 | 148 | 7246 | Rate Constraint in lbs/MMBtu | FALSE | L | Annual | Allowances Purchased SO2 | Thousand Tons | 0 | 0 | 0 | 0 | 0 | 0 | 0 | 0
BART SO2 Annual- Sherburne County 3- v5.16 | 148 | 7246 | Rate Constraint in lbs/MMBtu | FALSE | L | Annual | Allowances Sold SO2 | Thousand Tons | 0 | 0 | 0 | 0 | 0 | 0 | 0 | 0
BART SO2 Annual- Sherburne County 3- v5.16 | 148 | 7246 | Rate Constraint in lbs/MMBtu | FALSE | L | Annual | Allowances Banked | Thousand Tons | 0 | 0 | 0 | 0 | 0 | 0 | 0 | 0
BART SO2 Annual- Sherburne County 3- v5.16 | 148 | 7246 | Rate Constraint in lbs/MMBtu | FALSE | L | Annual | Allowances Withdrawn (1:1) | Thousand Tons | 0 | 0 | 0 | 0 | 0 | 0 | 0 | 0
BART SO2 Annual- Sherburne County 3- v5.16 | 148 | 7246 | Rate Constraint in lbs/MMBtu | FALSE | L | Annual | Allowances Withdrawn (n:1) | Thousand Tons | 0 | 0 | 0 | 0 | 0 | 0 | 0 | 0
BART SO2 Annual- Sherburne County 3- v5.16 | 148 | 7246 | Rate Constraint in lbs/MMBtu | FALSE | L | Annual | Net Emissions Allowance Position | Thousand Tons | 5.0412 | 4.6366 | 4.7335 | 0 | 0 | 0 | 0 | 0
BART SO2 Annual- Sherburne County 3- v5.16 | 148 | 7246 | Rate Constraint in lbs/MMBtu | FALSE | L | Annual | Fuel Consumed | TBtu | 60.8625 | 55.9773 | 57.1471 | 0 | 0 | 0 | 0 | 0
BART SO2 Annual- Sherburne County 3- v5.16 | 148 | 7246 | Rate Constraint in lbs/MMBtu | FALSE | L | Annual | Rate | lb/MMBtu | 0.16566 | 0.16566 | 0.16566 | 0 | 0 | 0 | 0 | 0
BART SO2 Annual- Sherburne County 3- v5.16 | 148 | 7246 | Rate Constraint in lbs/MMBtu | FALSE | L | Annual | Generation | TWh | 6.0753 | 5.5877 | 5.7044 | 0 | 0 | 0 | 0 | 0
BART SO2 Annual- Sherburne County 3- v5.16 | 148 | 7246 | Rate Constraint in lbs/MMBtu | FALSE | L | Annual | Qualifying Generation | TWh | 6.0753 | 5.5877 | 5.7044 | 0 | 0 | 0 | 0 | 0
BART SO2 Annual- Sherburne County 3- v5.16 | 148 | 7246 | Rate Constraint in lbs/MMBtu | FALSE | L | Annual | Rate | lb/MWh | 1.6596 | 1.6596 | 1.6596 | 0 | 0 | 0 | 0 | 0
BART SO2 Annual- Sherburne County 3- v5.16 | 148 | 7246 | Rate Constraint in lbs/MMBtu | FALSE | L | Annual | Constraint Shadow Price | US2019$/Ton | 0 | 0 | 0 | 0 | 0 | 0 | 0 | 0
BART SO2 Annual- Transalta Centralia 1,2- v5.16 | 149 | 7239 | Rate Constraint in MTons | FALSE | L | Annual | Seasons Included | Seasons | Winter, WintShld, Summer | Winter, WintShld, Summer | Winter, WintShld, Summer | Winter, WintShld, Summer | Winter, WintShld, Summer | Winter, WintShld, Summer | Winter, WintShld, Summer | Winter, WintShld, Summer
BART SO2 Annual- Transalta Centralia 1,2- v5.16 | 149 | 7239 | Rate Constraint in MTons | FALSE | L | Annual | Standard SO2 | Thousand Tons | 10 | 10 | 10 | 10 | 10 | 10 | 10 | 10
BART SO2 Annual- Transalta Centralia 1,2- v5.16 | 149 | 7239 | Rate Constraint in MTons | FALSE | L | Annual | Emissions at Affected Plants SO2 | Thousand Tons | 0.84706 | 0 | 0 | 0 | 0 | 0 | 0 | 0
BART SO2 Annual- Transalta Centralia 1,2- v5.16 | 149 | 7239 | Rate Constraint in MTons | FALSE | L | Annual | Allowances Purchased SO2 | Thousand Tons | 0 | 0 | 0 | 0 | 0 | 0 | 0 | 0
BART SO2 Annual- Transalta Centralia 1,2- v5.16 | 149 | 7239 | Rate Constraint in MTons | FALSE | L | Annual | Allowances Sold SO2 | Thousand Tons | 0 | 0 | 0 | 0 | 0 | 0 | 0 | 0
BART SO2 Annual- Transalta Centralia 1,2- v5.16 | 149 | 7239 | Rate Constraint in MTons | FALSE | L | Annual | Allowances Banked | Thousand Tons | 0 | 0 | 0 | 0 | 0 | 0 | 0 | 0
BART SO2 Annual- Transalta Centralia 1,2- v5.16 | 149 | 7239 | Rate Constraint in MTons | FALSE | L | Annual | Allowances Withdrawn (1:1) | Thousand Tons | 0 | 0 | 0 | 0 | 0 | 0 | 0 | 0
BART SO2 Annual- Transalta Centralia 1,2- v5.16 | 149 | 7239 | Rate Constraint in MTons | FALSE | L | Annual | Allowances Withdrawn (n:1) | Thousand Tons | 0 | 0 | 0 | 0 | 0 | 0 | 0 | 0
BART SO2 Annual- Transalta Centralia 1,2- v5.16 | 149 | 7239 | Rate Constraint in MTons | FALSE | L | Annual | Net Emissions Allowance Position | Thousand Tons | 0.84706 | 0 | 0 | 0 | 0 | 0 | 0 | 0
BART SO2 Annual- Transalta Centralia 1,2- v5.16 | 149 | 7239 | Rate Constraint in MTons | FALSE | L | Annual | Fuel Consumed | TBtu | 31.4748 | 0 | 0 | 0 | 0 | 0 | 0 | 0
BART SO2 Annual- Transalta Centralia 1,2- v5.16 | 149 | 7239 | Rate Constraint in MTons | FALSE | L | Annual | Rate | lb/MMBtu | 0.053825 | 0 | 0 | 0 | 0 | 0 | 0 | 0
BART SO2 Annual- Transalta Centralia 1,2- v5.16 | 149 | 7239 | Rate Constraint in MTons | FALSE | L | Annual | Generation | TWh | 2.8274 | 0 | 0 | 0 | 0 | 0 | 0 | 0
BART SO2 Annual- Transalta Centralia 1,2- v5.16 | 149 | 7239 | Rate Constraint in MTons | FALSE | L | Annual | Qualifying Generation | TWh | 2.8274 | 0 | 0 | 0 | 0 | 0 | 0 | 0
BART SO2 Annual- Transalta Centralia 1,2- v5.16 | 149 | 7239 | Rate Constraint in MTons | FALSE | L | Annual | Rate | lb/MWh | 0.59917 | 0 | 0 | 0 | 0 | 0 | 0 | 0
BART SO2 Annual- Transalta Centralia 1,2- v5.16 | 149 | 7239 | Rate Constraint in MTons | FALSE | L | Annual | Constraint Shadow Price | US2019$/Ton | 0 | 0 | 0 | 0 | 0 | 0 | 0 | 0
BART SO2 Annual- White Bluff 1- v6.20 | 150 | 7641 | Rate Constraint in lbs/MMBtu | FALSE | L | Annual | Seasons Included | Seasons | Winter, WintShld, Summer | Winter, WintShld, Summer | Winter, WintShld, Summer | Winter, WintShld, Summer | Winter, WintShld, Summer | Winter, WintShld, Summer | Winter, WintShld, Summer | Winter, WintShld, Summer
BART SO2 Annual- White Bluff 1- v6.20 | 150 | 7641 | Rate Constraint in lbs/MMBtu | FALSE | L | Annual | Standard SO2 | lb/MMBtu | 0.6 | 0.6 | 0.6 | 0.6 | 0.6 | 0.6 | 0.6 | 0.6
BART SO2 Annual- White Bluff 1- v6.20 | 150 | 7641 | Rate Constraint in lbs/MMBtu | FALSE | L | Annual | Emissions at Affected Plants SO2 | Thousand Tons | 15.3165 | 15.3165 | 11.9354 | 0 | 0 | 0 | 0 | 0
BART SO2 Annual- White Bluff 1- v6.20 | 150 | 7641 | Rate Constraint in lbs/MMBtu | FALSE | L | Annual | Allowances Purchased SO2 | Thousand Tons | 0 | 0 | 0 | 0 | 0 | 0 | 0 | 0
BART SO2 Annual- White Bluff 1- v6.20 | 150 | 7641 | Rate Constraint in lbs/MMBtu | FALSE | L | Annual | Allowances Sold SO2 | Thousand Tons | 0 | 0 | 0 | 0 | 0 | 0 | 0 | 0
BART SO2 Annual- White Bluff 1- v6.20 | 150 | 7641 | Rate Constraint in lbs/MMBtu | FALSE | L | Annual | Allowances Banked | Thousand Tons | 0 | 0 | 0 | 0 | 0 | 0 | 0 | 0
BART SO2 Annual- White Bluff 1- v6.20 | 150 | 7641 | Rate Constraint in lbs/MMBtu | FALSE | L | Annual | Allowances Withdrawn (1:1) | Thousand Tons | 0 | 0 | 0 | 0 | 0 | 0 | 0 | 0
BART SO2 Annual- White Bluff 1- v6.20 | 150 | 7641 | Rate Constraint in lbs/MMBtu | FALSE | L | Annual | Allowances Withdrawn (n:1) | Thousand Tons | 0 | 0 | 0 | 0 | 0 | 0 | 0 | 0
BART SO2 Annual- White Bluff 1- v6.20 | 150 | 7641 | Rate Constraint in lbs/MMBtu | FALSE | L | Annual | Net Emissions Allowance Position | Thousand Tons | 15.3165 | 15.3165 | 11.9354 | 0 | 0 | 0 | 0 | 0
BART SO2 Annual- White Bluff 1- v6.20 | 150 | 7641 | Rate Constraint in lbs/MMBtu | FALSE | L | Annual | Fuel Consumed | TBtu | 58.6482 | 58.6482 | 45.7015 | 0 | 0 | 0 | 0 | 0
BART SO2 Annual- White Bluff 1- v6.20 | 150 | 7641 | Rate Constraint in lbs/MMBtu | FALSE | L | Annual | Rate | lb/MMBtu | 0.52232 | 0.52232 | 0.52232 | 0 | 0 | 0 | 0 | 0
BART SO2 Annual- White Bluff 1- v6.20 | 150 | 7641 | Rate Constraint in lbs/MMBtu | FALSE | L | Annual | Generation | TWh | 5.6731 | 5.6402 | 4.3951 | 0 | 0 | 0 | 0 | 0
BART SO2 Annual- White Bluff 1- v6.20 | 150 | 7641 | Rate Constraint in lbs/MMBtu | FALSE | L | Annual | Qualifying Generation | TWh | 5.6731 | 5.6402 | 4.3951 | 0 | 0 | 0 | 0 | 0
BART SO2 Annual- White Bluff 1- v6.20 | 150 | 7641 | Rate Constraint in lbs/MMBtu | FALSE | L | Annual | Rate | lb/MWh | 5.3997 | 5.4312 | 5.4312 | 0 | 0 | 0 | 0 | 0
BART SO2 Annual- White Bluff 1- v6.20 | 150 | 7641 | Rate Constraint in lbs/MMBtu | FALSE | L | Annual | Constraint Shadow Price | US2019$/Ton | 0 | 0 | 0 | 0 | 0 | 0 | 0 | 0
BART SO2 Annual- White Bluff 2- v6.20 | 151 | 7642 | Rate Constraint in lbs/MMBtu | FALSE | L | Annual | Seasons Included | Seasons | Winter, WintShld, Summer | Winter, WintShld, Summer | Winter, WintShld, Summer | Winter, WintShld, Summer | Winter, WintShld, Summer | Winter, WintShld, Summer | Winter, WintShld, Summer | Winter, WintShld, Summer
BART SO2 Annual- White Bluff 2- v6.20 | 151 | 7642 | Rate Constraint in lbs/MMBtu | FALSE | L | Annual | Standard SO2 | lb/MMBtu | 0.6 | 0.6 | 0.6 | 0.6 | 0.6 | 0.6 | 0.6 | 0.6
BART SO2 Annual- White Bluff 2- v6.20 | 151 | 7642 | Rate Constraint in lbs/MMBtu | FALSE | L | Annual | Emissions at Affected Plants SO2 | Thousand Tons | 15.1394 | 15.1394 | 13.649 | 0 | 0 | 0 | 0 | 0
BART SO2 Annual- White Bluff 2- v6.20 | 151 | 7642 | Rate Constraint in lbs/MMBtu | FALSE | L | Annual | Allowances Purchased SO2 | Thousand Tons | 0 | 0 | 0 | 0 | 0 | 0 | 0 | 0
BART SO2 Annual- White Bluff 2- v6.20 | 151 | 7642 | Rate Constraint in lbs/MMBtu | FALSE | L | Annual | Allowances Sold SO2 | Thousand Tons | 0 | 0 | 0 | 0 | 0 | 0 | 0 | 0
BART SO2 Annual- White Bluff 2- v6.20 | 151 | 7642 | Rate Constraint in lbs/MMBtu | FALSE | L | Annual | Allowances Banked | Thousand Tons | 0 | 0 | 0 | 0 | 0 | 0 | 0 | 0
BART SO2 Annual- White Bluff 2- v6.20 | 151 | 7642 | Rate Constraint in lbs/MMBtu | FALSE | L | Annual | Allowances Withdrawn (1:1) | Thousand Tons | 0 | 0 | 0 | 0 | 0 | 0 | 0 | 0
BART SO2 Annual- White Bluff 2- v6.20 | 151 | 7642 | Rate Constraint in lbs/MMBtu | FALSE | L | Annual | Allowances Withdrawn (n:1) | Thousand Tons | 0 | 0 | 0 | 0 | 0 | 0 | 0 | 0
BART SO2 Annual- White Bluff 2- v6.20 | 151 | 7642 | Rate Constraint in lbs/MMBtu | FALSE | L | Annual | Net Emissions Allowance Position | Thousand Tons | 15.1394 | 15.1394 | 13.649 | 0 | 0 | 0 | 0 | 0
BART SO2 Annual- White Bluff 2- v6.20 | 151 | 7642 | Rate Constraint in lbs/MMBtu | FALSE | L | Annual | Fuel Consumed | TBtu | 57.9701 | 57.9701 | 52.2633 | 0 | 0 | 0 | 0 | 0
BART SO2 Annual- White Bluff 2- v6.20 | 151 | 7642 | Rate Constraint in lbs/MMBtu | FALSE | L | Annual | Rate | lb/MMBtu | 0.52232 | 0.52232 | 0.52232 | 0 | 0 | 0 | 0 | 0
BART SO2 Annual- White Bluff 2- v6.20 | 151 | 7642 | Rate Constraint in lbs/MMBtu | FALSE | L | Annual | Generation | TWh | 5.68 | 5.6472 | 5.0913 | 0 | 0 | 0 | 0 | 0
BART SO2 Annual- White Bluff 2- v6.20 | 151 | 7642 | Rate Constraint in lbs/MMBtu | FALSE | L | Annual | Qualifying Generation | TWh | 5.68 | 5.6472 | 5.0913 | 0 | 0 | 0 | 0 | 0
BART SO2 Annual- White Bluff 2- v6.20 | 151 | 7642 | Rate Constraint in lbs/MMBtu | FALSE | L | Annual | Rate | lb/MWh | 5.3308 | 5.3617 | 5.3617 | 0 | 0 | 0 | 0 | 0
BART SO2 Annual- White Bluff 2- v6.20 | 151 | 7642 | Rate Constraint in lbs/MMBtu | FALSE | L | Annual | Constraint Shadow Price | US2019$/Ton | 0 | 0 | 0 | 0 | 0 | 0 | 0 | 0
BART SO2 Annual-Apache Station 2 -v5.13 | 152 | 7207 | Rate Constraint in lbs/MMBtu | FALSE | L | Annual | Seasons Included | Seasons | Winter, WintShld, Summer | Winter, WintShld, Summer | Winter, WintShld, Summer | Winter, WintShld, Summer | Winter, WintShld, Summer | Winter, WintShld, Summer | Winter, WintShld, Summer | Winter, WintShld, Summer
BART SO2 Annual-Apache Station 2 -v5.13 | 152 | 7207 | Rate Constraint in lbs/MMBtu | FALSE | L | Annual | Standard SO2 | lb/MMBtu | 0.00064 | 0.00064 | 0.00064 | 0.00064 | 0.00064 | 0.00064 | 0.00064 | 0.00064
BART SO2 Annual-Apache Station 2 -v5.13 | 152 | 7207 | Rate Constraint in lbs/MMBtu | FALSE | L | Annual | Emissions at Affected Plants SO2 | Thousand Tons | 0 | 0 | 0 | 0 | 0 | 0 | 0 | 0
BART SO2 Annual-Apache Station 2 -v5.13 | 152 | 7207 | Rate Constraint in lbs/MMBtu | FALSE | L | Annual | Allowances Purchased SO2 | Thousand Tons | 0 | 0 | 0 | 0 | 0 | 0 | 0 | 0
BART SO2 Annual-Apache Station 2 -v5.13 | 152 | 7207 | Rate Constraint in lbs/MMBtu | FALSE | L | Annual | Allowances Sold SO2 | Thousand Tons | 0 | 0 | 0 | 0 | 0 | 0 | 0 | 0
BART SO2 Annual-Apache Station 2 -v5.13 | 152 | 7207 | Rate Constraint in lbs/MMBtu | FALSE | L | Annual | Allowances Banked | Thousand Tons | 0 | 0 | 0 | 0 | 0 | 0 | 0 | 0
BART SO2 Annual-Apache Station 2 -v5.13 | 152 | 7207 | Rate Constraint in lbs/MMBtu | FALSE | L | Annual | Allowances Withdrawn (1:1) | Thousand Tons | 0 | 0 | 0 | 0 | 0 | 0 | 0 | 0
BART SO2 Annual-Apache Station 2 -v5.13 | 152 | 7207 | Rate Constraint in lbs/MMBtu | FALSE | L | Annual | Allowances Withdrawn (n:1) | Thousand Tons | 0 | 0 | 0 | 0 | 0 | 0 | 0 | 0
BART SO2 Annual-Apache Station 2 -v5.13 | 152 | 7207 | Rate Constraint in lbs/MMBtu | FALSE | L | Annual | Net Emissions Allowance Position | Thousand Tons | 0 | 0 | 0 | 0 | 0 | 0 | 0 | 0
BART SO2 Annual-Apache Station 2 -v5.13 | 152 | 7207 | Rate Constraint in lbs/MMBtu | FALSE | L | Annual | Fuel Consumed | TBtu | 0 | 0 | 0 | 0 | 0 | 0 | 0 | 0
BART SO2 Annual-Apache Station 2 -v5.13 | 152 | 7207 | Rate Constraint in lbs/MMBtu | FALSE | L | Annual | Rate | lb/MMBtu | 0 | 0 | 0 | 0 | 0 | 0 | 0 | 0
BART SO2 Annual-Apache Station 2 -v5.13 | 152 | 7207 | Rate Constraint in lbs/MMBtu | FALSE | L | Annual | Generation | TWh | 0 | 0 | 0 | 0 | 0 | 0 | 0 | 0
BART SO2 Annual-Apache Station 2 -v5.13 | 152 | 7207 | Rate Constraint in lbs/MMBtu | FALSE | L | Annual | Qualifying Generation | TWh | 0 | 0 | 0 | 0 | 0 | 0 | 0 | 0
BART SO2 Annual-Apache Station 2 -v5.13 | 152 | 7207 | Rate Constraint in lbs/MMBtu | FALSE | L | Annual | Rate | lb/MWh | 0 | 0 | 0 | 0 | 0 | 0 | 0 | 0
BART SO2 Annual-Apache Station 2 -v5.13 | 152 | 7207 | Rate Constraint in lbs/MMBtu | FALSE | L | Annual | Constraint Shadow Price | US2019$/Ton | 0 | 0 | 0 | 0 | 0 | 0 | 0 | 0
BART SO2 Annual-Apache Station 3 -v5.13 | 153 | 7208 | Rate Constraint in lbs/MMBtu | FALSE | L | Annual | Seasons Included | Seasons | Winter, WintShld, Summer | Winter, WintShld, Summer | Winter, WintShld, Summer | Winter, WintShld, Summer | Winter, WintShld, Summer | Winter, WintShld, Summer | Winter, WintShld, Summer | Winter, WintShld, Summer
BART SO2 Annual-Apache Station 3 -v5.13 | 153 | 7208 | Rate Constraint in lbs/MMBtu | FALSE | L | Annual | Standard SO2 | lb/MMBtu | 0.15 | 0.15 | 0.15 | 0.15 | 0.15 | 0.15 | 0.15 | 0.15
BART SO2 Annual-Apache Station 3 -v5.13 | 153 | 7208 | Rate Constraint in lbs/MMBtu | FALSE | L | Annual | Emissions at Affected Plants SO2 | Thousand Tons | 0.55159 | 0.13124 | 0.067482 | 0.067482 | 0.067482 | 0.10349 | 0.10349 | 0.067482
BART SO2 Annual-Apache Station 3 -v5.13 | 153 | 7208 | Rate Constraint in lbs/MMBtu | FALSE | L | Annual | Allowances Purchased SO2 | Thousand Tons | 0 | 0 | 0 | 0 | 0 | 0 | 0 | 0
BART SO2 Annual-Apache Station 3 -v5.13 | 153 | 7208 | Rate Constraint in lbs/MMBtu | FALSE | L | Annual | Allowances Sold SO2 | Thousand Tons | 0 | 0 | 0 | 0 | 0 | 0 | 0 | 0
BART SO2 Annual-Apache Station 3 -v5.13 | 153 | 7208 | Rate Constraint in lbs/MMBtu | FALSE | L | Annual | Allowances Banked | Thousand Tons | 0 | 0 | 0 | 0 | 0 | 0 | 0 | 0
BART SO2 Annual-Apache Station 3 -v5.13 | 153 | 7208 | Rate Constraint in lbs/MMBtu | FALSE | L | Annual | Allowances Withdrawn (1:1) | Thousand Tons | 0 | 0 | 0 | 0 | 0 | 0 | 0 | 0
BART SO2 Annual-Apache Station 3 -v5.13 | 153 | 7208 | Rate Constraint in lbs/MMBtu | FALSE | L | Annual | Allowances Withdrawn (n:1) | Thousand Tons | 0 | 0 | 0 | 0 | 0 | 0 | 0 | 0
BART SO2 Annual-Apache Station 3 -v5.13 | 153 | 7208 | Rate Constraint in lbs/MMBtu | FALSE | L | Annual | Net Emissions Allowance Position | Thousand Tons | 0.55159 | 0.13124 | 0.067482 | 0.067482 | 0.067482 | 0.10349 | 0.10349 | 0.067482
BART SO2 Annual-Apache Station 3 -v5.13 | 153 | 7208 | Rate Constraint in lbs/MMBtu | FALSE | L | Annual | Fuel Consumed | TBtu | 14.0807 | 3.3503 | 1.7226 | 1.7226 | 1.7226 | 2.6418 | 2.6418 | 1.7226
BART SO2 Annual-Apache Station 3 -v5.13 | 153 | 7208 | Rate Constraint in lbs/MMBtu | FALSE | L | Annual | Rate | lb/MMBtu | 0.078348 | 0.078348 | 0.078348 | 0.078348 | 0.078348 | 0.078348 | 0.078348 | 0.078348
BART SO2 Annual-Apache Station 3 -v5.13 | 153 | 7208 | Rate Constraint in lbs/MMBtu | FALSE | L | Annual | Generation | TWh | 1.2531 | 0.29815 | 0.1533 | 0.1533 | 0.1533 | 0.2351 | 0.2351 | 0.1533
BART SO2 Annual-Apache Station 3 -v5.13 | 153 | 7208 | Rate Constraint in lbs/MMBtu | FALSE | L | Annual | Qualifying Generation | TWh | 1.2531 | 0.29815 | 0.1533 | 0.1533 | 0.1533 | 0.2351 | 0.2351 | 0.1533
BART SO2 Annual-Apache Station 3 -v5.13 | 153 | 7208 | Rate Constraint in lbs/MMBtu | FALSE | L | Annual | Rate | lb/MWh | 0.88039 | 0.88039 | 0.88039 | 0.88039 | 0.88039 | 0.88039 | 0.88039 | 0.88039
BART SO2 Annual-Apache Station 3 -v5.13 | 153 | 7208 | Rate Constraint in lbs/MMBtu | FALSE | L | Annual | Constraint Shadow Price | US2019$/Ton | 0 | 0 | 0 | 0 | 0 | 0 | 0 | 0
BART SO2 Annual-Campbell 1 -v5.14 | 154 | 7235 | Rate Constraint in lbs/MMBtu | FALSE | L | Annual | Seasons Included | Seasons | Winter, WintShld, Summer | Winter, WintShld, Summer | Winter, WintShld, Summer | Winter, WintShld, Summer | Winter, WintShld, Summer | Winter, WintShld, Summer | Winter, WintShld, Summer | Winter, WintShld, Summer
BART SO2 Annual-Campbell 1 -v5.14 | 154 | 7235 | Rate Constraint in lbs/MMBtu | FALSE | L | Annual | Standard SO2 | lb/MMBtu | 0.29 | 0.29 | 0.29 | 0.29 | 0.29 | 0.29 | 0.29 | 0.29
BART SO2 Annual-Campbell 1 -v5.14 | 154 | 7235 | Rate Constraint in lbs/MMBtu | FALSE | L | Annual | Emissions at Affected Plants SO2 | Thousand Tons | 2.6223 | 0 | 0 | 0 | 0 | 0 | 0 | 0
BART SO2 Annual-Campbell 1 -v5.14 | 154 | 7235 | Rate Constraint in lbs/MMBtu | FALSE | L | Annual | Allowances Purchased SO2 | Thousand Tons | 0 | 0 | 0 | 0 | 0 | 0 | 0 | 0
BART SO2 Annual-Campbell 1 -v5.14 | 154 | 7235 | Rate Constraint in lbs/MMBtu | FALSE | L | Annual | Allowances Sold SO2 | Thousand Tons | 0 | 0 | 0 | 0 | 0 | 0 | 0 | 0
BART SO2 Annual-Campbell 1 -v5.14 | 154 | 7235 | Rate Constraint in lbs/MMBtu | FALSE | L | Annual | Allowances Banked | Thousand Tons | 0 | 0 | 0 | 0 | 0 | 0 | 0 | 0
BART SO2 Annual-Campbell 1 -v5.14 | 154 | 7235 | Rate Constraint in lbs/MMBtu | FALSE | L | Annual | Allowances Withdrawn (1:1) | Thousand Tons | 0 | 0 | 0 | 0 | 0 | 0 | 0 | 0
BART SO2 Annual-Campbell 1 -v5.14 | 154 | 7235 | Rate Constraint in lbs/MMBtu | FALSE | L | Annual | Allowances Withdrawn (n:1) | Thousand Tons | 0 | 0 | 0 | 0 | 0 | 0 | 0 | 0
BART SO2 Annual-Campbell 1 -v5.14 | 154 | 7235 | Rate Constraint in lbs/MMBtu | FALSE | L | Annual | Net Emissions Allowance Position | Thousand Tons | 2.6223 | 0 | 0 | 0 | 0 | 0 | 0 | 0
BART SO2 Annual-Campbell 1 -v5.14 | 154 | 7235 | Rate Constraint in lbs/MMBtu | FALSE | L | Annual | Fuel Consumed | TBtu | 18.2168 | 0 | 0 | 0 | 0 | 0 | 0 | 0
BART SO2 Annual-Campbell 1 -v5.14 | 154 | 7235 | Rate Constraint in lbs/MMBtu | FALSE | L | Annual | Rate | lb/MMBtu | 0.2879 | 0 | 0 | 0 | 0 | 0 | 0 | 0
BART SO2 Annual-Campbell 1 -v5.14 | 154 | 7235 | Rate Constraint in lbs/MMBtu | FALSE | L | Annual | Generation | TWh | 1.7606 | 0 | 0 | 0 | 0 | 0 | 0 | 0
BART SO2 Annual-Campbell 1 -v5.14 | 154 | 7235 | Rate Constraint in lbs/MMBtu | FALSE | L | Annual | Qualifying Generation | TWh | 1.7606 | 0 | 0 | 0 | 0 | 0 | 0 | 0
BART SO2 Annual-Campbell 1 -v5.14 | 154 | 7235 | Rate Constraint in lbs/MMBtu | FALSE | L | Annual | Rate | lb/MWh | 2.9789 | 0 | 0 | 0 | 0 | 0 | 0 | 0
BART SO2 Annual-Campbell 1 -v5.14 | 154 | 7235 | Rate Constraint in lbs/MMBtu | FALSE | L | Annual | Constraint Shadow Price | US2019$/Ton | 0 | 17405.8374 | 20381.2819 | 34714.2871 | 9183.2747 | 9773.5535 | 62400.5133 | 9490.5041
BART SO2 Annual-Campbell 2 -v5.14 | 155 | 7236 | Rate Constraint in lbs/MMBtu | FALSE | L | Annual | Seasons Included | Seasons | Winter, WintShld, Summer | Winter, WintShld, Summer | Winter, WintShld, Summer | Winter, WintShld, Summer | Winter, WintShld, Summer | Winter, WintShld, Summer | Winter, WintShld, Summer | Winter, WintShld, Summer
BART SO2 Annual-Campbell 2 -v5.14 | 155 | 7236 | Rate Constraint in lbs/MMBtu | FALSE | L | Annual | Standard SO2 | lb/MMBtu | 0.32 | 0.32 | 0.32 | 0.32 | 0.32 | 0.32 | 0.32 | 0.32
BART SO2 Annual-Campbell 2 -v5.14 | 155 | 7236 | Rate Constraint in lbs/MMBtu | FALSE | L | Annual | Emissions at Affected Plants SO2 | Thousand Tons | 3.6776 | 0 | 0 | 0 | 0 | 0 | 0 | 0
BART SO2 Annual-Campbell 2 -v5.14 | 155 | 7236 | Rate Constraint in lbs/MMBtu | FALSE | L | Annual | Allowances Purchased SO2 | Thousand Tons | 0 | 0 | 0 | 0 | 0 | 0 | 0 | 0
BART SO2 Annual-Campbell 2 -v5.14 | 155 | 7236 | Rate Constraint in lbs/MMBtu | FALSE | L | Annual | Allowances Sold SO2 | Thousand Tons | 0 | 0 | 0 | 0 | 0 | 0 | 0 | 0
BART SO2 Annual-Campbell 2 -v5.14 | 155 | 7236 | Rate Constraint in lbs/MMBtu | FALSE | L | Annual | Allowances Banked | Thousand Tons | 0 | 0 | 0 | 0 | 0 | 0 | 0 | 0
BART SO2 Annual-Campbell 2 -v5.14 | 155 | 7236 | Rate Constraint in lbs/MMBtu | FALSE | L | Annual | Allowances Withdrawn (1:1) | Thousand Tons | 0 | 0 | 0 | 0 | 0 | 0 | 0 | 0
BART SO2 Annual-Campbell 2 -v5.14 | 155 | 7236 | Rate Constraint in lbs/MMBtu | FALSE | L | Annual | Allowances Withdrawn (n:1) | Thousand Tons | 0 | 0 | 0 | 0 | 0 | 0 | 0 | 0
BART SO2 Annual-Campbell 2 -v5.14 | 155 | 7236 | Rate Constraint in lbs/MMBtu | FALSE | L | Annual | Net Emissions Allowance Position | Thousand Tons | 3.6776 | 0 | 0 | 0 | 0 | 0 | 0 | 0
BART SO2 Annual-Campbell 2 -v5.14 | 155 | 7236 | Rate Constraint in lbs/MMBtu | FALSE | L | Annual | Fuel Consumed | TBtu | 25.0565 | 0 | 0 | 0 | 0 | 0 | 0 | 0
BART SO2 Annual-Campbell 2 -v5.14 | 155 | 7236 | Rate Constraint in lbs/MMBtu | FALSE | L | Annual | Rate | lb/MMBtu | 0.29354 | 0 | 0 | 0 | 0 | 0 | 0 | 0
BART SO2 Annual-Campbell 2 -v5.14 | 155 | 7236 | Rate Constraint in lbs/MMBtu | FALSE | L | Annual | Generation | TWh | 2.4028 | 0 | 0 | 0 | 0 | 0 | 0 | 0
BART SO2 Annual-Campbell 2 -v5.14 | 155 | 7236 | Rate Constraint in lbs/MMBtu | FALSE | L | Annual | Qualifying Generation | TWh | 2.4028 | 0 | 0 | 0 | 0 | 0 | 0 | 0
BART SO2 Annual-Campbell 2 -v5.14 | 155 | 7236 | Rate Constraint in lbs/MMBtu | FALSE | L | Annual | Rate | lb/MWh | 3.0611 | 0 | 0 | 0 | 0 | 0 | 0 | 0
BART SO2 Annual-Campbell 2 -v5.14 | 155 | 7236 | Rate Constraint in lbs/MMBtu | FALSE | L | Annual | Constraint Shadow Price | US2019$/Ton | 0 | 0 | 0 | 0 | 0 | 0 | 13426.1839 | 0
BART SO2 Annual-Campbell 3 -v5.14 | 156 | 7237 | Rate Constraint in lbs/MMBtu | FALSE | L | Annual | Seasons Included | Seasons | Winter, WintShld, Summer | Winter, WintShld, Summer | Winter, WintShld, Summer | Winter, WintShld, Summer | Winter, WintShld, Summer | Winter, WintShld, Summer | Winter, WintShld, Summer | Winter, WintShld, Summer
BART SO2 Annual-Campbell 3 -v5.14 | 156 | 7237 | Rate Constraint in lbs/MMBtu | FALSE | L | Annual | Standard SO2 | lb/MMBtu | 0.07 | 0.07 | 0.07 | 0.07 | 0.07 | 0.07 | 0.07 | 0.07
BART SO2 Annual-Campbell 3 -v5.14 | 156 | 7237 | Rate Constraint in lbs/MMBtu | FALSE | L | Annual | Emissions at Affected Plants SO2 | Thousand Tons | 1.4854 | 0 | 0 | 0 | 0 | 0 | 0 | 0
BART SO2 Annual-Campbell 3 -v5.14 | 156 | 7237 | Rate Constraint in lbs/MMBtu | FALSE | L | Annual | Allowances Purchased SO2 | Thousand Tons | 0 | 0 | 0 | 0 | 0 | 0 | 0 | 0
BART SO2 Annual-Campbell 3 -v5.14 | 156 | 7237 | Rate Constraint in lbs/MMBtu | FALSE | L | Annual | Allowances Sold SO2 | Thousand Tons | 0 | 0 | 0 | 0 | 0 | 0 | 0 | 0
BART SO2 Annual-Campbell 3 -v5.14 | 156 | 7237 | Rate Constraint in lbs/MMBtu | FALSE | L | Annual | Allowances Banked | Thousand Tons | 0 | 0 | 0 | 0 | 0 | 0 | 0 | 0
BART SO2 Annual-Campbell 3 -v5.14 | 156 | 7237 | Rate Constraint in lbs/MMBtu | FALSE | L | Annual | Allowances Withdrawn (1:1) | Thousand Tons | 0 | 0 | 0 | 0 | 0 | 0 | 0 | 0
BART SO2 Annual-Campbell 3 -v5.14 | 156 | 7237 | Rate Constraint in lbs/MMBtu | FALSE | L | Annual | Allowances Withdrawn (n:1) | Thousand Tons | 0 | 0 | 0 | 0 | 0 | 0 | 0 | 0
BART SO2 Annual-Campbell 3 -v5.14 | 156 | 7237 | Rate Constraint in lbs/MMBtu | FALSE | L | Annual | Net Emissions Allowance Position | Thousand Tons | 1.4854 | 0 | 0 | 0 | 0 | 0 | 0 | 0
BART SO2 Annual-Campbell 3 -v5.14 | 156 | 7237 | Rate Constraint in lbs/MMBtu | FALSE | L | Annual | Fuel Consumed | TBtu | 59.6521 | 0 | 0 | 0 | 0 | 0 | 0 | 0
BART SO2 Annual-Campbell 3 -v5.14 | 156 | 7237 | Rate Constraint in lbs/MMBtu | FALSE | L | Annual | Rate | lb/MMBtu | 0.049802 | 0 | 0 | 0 | 0 | 0 | 0 | 0
BART SO2 Annual-Campbell 3 -v5.14 | 156 | 7237 | Rate Constraint in lbs/MMBtu | FALSE | L | Annual | Generation | TWh | 5.8118 | 0 | 0 | 0 | 0 | 0 | 0 | 0
BART SO2 Annual-Campbell 3 -v5.14 | 156 | 7237 | Rate Constraint in lbs/MMBtu | FALSE | L | Annual | Qualifying Generation | TWh | 5.8118 | 0 | 0 | 0 | 0 | 0 | 0 | 0
BART SO2 Annual-Campbell 3 -v5.14 | 156 | 7237 | Rate Constraint in lbs/MMBtu | FALSE | L | Annual | Rate | lb/MWh | 0.51116 | 0 | 0 | 0 | 0 | 0 | 0 | 0
BART SO2 Annual-Campbell 3 -v5.14 | 156 | 7237 | Rate Constraint in lbs/MMBtu | FALSE | L | Annual | Constraint Shadow Price | US2019$/Ton | 0 | 0 | 0 | 0 | 0 | 0 | 0 | 340.7667
BART SO2 Annual-Cherokee 4 -v5.13 | 157 | 7209 | Rate Constraint in MTons | FALSE | L | Annual | Seasons Included | Seasons | Winter, WintShld, Summer | Winter, WintShld, Summer | Winter, WintShld, Summer | Winter, WintShld, Summer | Winter, WintShld, Summer | Winter, WintShld, Summer | Winter, WintShld, Summer | Winter, WintShld, Summer
BART SO2 Annual-Cherokee 4 -v5.13 | 157 | 7209 | Rate Constraint in MTons | FALSE | L | Annual | Standard SO2 | Thousand Tons | 0.00781 | 0.00781 | 0.00781 | 0.00781 | 0.00781 | 0.00781 | 0.00781 | 0.00781
BART SO2 Annual-Cherokee 4 -v5.13 | 157 | 7209 | Rate Constraint in MTons | FALSE | L | Annual | Emissions at Affected Plants SO2 | Thousand Tons | 0 | 0 | 0 | 0 | 0 | 0 | 0 | 0
BART SO2 Annual-Cherokee 4 -v5.13 | 157 | 7209 | Rate Constraint in MTons | FALSE | L | Annual | Allowances Purchased SO2 | Thousand Tons | 0 | 0 | 0 | 0 | 0 | 0 | 0 | 0
BART SO2 Annual-Cherokee 4 -v5.13 | 157 | 7209 | Rate Constraint in MTons | FALSE | L | Annual | Allowances Sold SO2 | Thousand Tons | 0 | 0 | 0 | 0 | 0 | 0 | 0 | 0
BART SO2 Annual-Cherokee 4 -v5.13 | 157 | 7209 | Rate Constraint in MTons | FALSE | L | Annual | Allowances Banked | Thousand Tons | 0 | 0 | 0 | 0 | 0 | 0 | 0 | 0
BART SO2 Annual-Cherokee 4 -v5.13 | 157 | 7209 | Rate Constraint in MTons | FALSE | L | Annual | Allowances Withdrawn (1:1) | Thousand Tons | 0 | 0 | 0 | 0 | 0 | 0 | 0 | 0
BART SO2 Annual-Cherokee 4 -v5.13 | 157 | 7209 | Rate Constraint in MTons | FALSE | L | Annual | Allowances Withdrawn (n:1) | Thousand Tons | 0 | 0 | 0 | 0 | 0 | 0 | 0 | 0
BART SO2 Annual-Cherokee 4 -v5.13 | 157 | 7209 | Rate Constraint in MTons | FALSE | L | Annual | Net Emissions Allowance Position | Thousand Tons | 0 | 0 | 0 | 0 | 0 | 0 | 0 | 0
BART SO2 Annual-Cherokee 4 -v5.13 | 157 | 7209 | Rate Constraint in MTons | FALSE | L | Annual | Fuel Consumed | TBtu | 0 | 0 | 0 | 0 | 0 | 0 | 0 | 0
BART SO2 Annual-Cherokee 4 -v5.13 | 157 | 7209 | Rate Constraint in MTons | FALSE | L | Annual | Rate | lb/MMBtu | 0 | 0 | 0 | 0 | 0 | 0 | 0 | 0
BART SO2 Annual-Cherokee 4 -v5.13 | 157 | 7209 | Rate Constraint in MTons | FALSE | L | Annual | Generation | TWh | 0 | 0 | 0 | 0 | 0 | 0 | 0 | 0
BART SO2 Annual-Cherokee 4 -v5.13 | 157 | 7209 | Rate Constraint in MTons | FALSE | L | Annual | Qualifying Generation | TWh | 0 | 0 | 0 | 0 | 0 | 0 | 0 | 0
BART SO2 Annual-Cherokee 4 -v5.13 | 157 | 7209 | Rate Constraint in MTons | FALSE | L | Annual | Rate | lb/MWh | 0 | 0 | 0 | 0 | 0 | 0 | 0 | 0
BART SO2 Annual-Cherokee 4 -v5.13 | 157 | 7209 | Rate Constraint in MTons | FALSE | L | Annual | Constraint Shadow Price | US2019$/Ton | 0 | 0 | 0 | 0 | 0 | 0 | 0 | 0
BART SO2 Annual-Cholla 3 -v5.13 | 158 | 7210 | Rate Constraint in lbs/MMBtu | FALSE | L | Annual | Seasons Included | Seasons | Winter, WintShld, Summer | Winter, WintShld, Summer | Winter, WintShld, Summer | Winter, WintShld, Summer | Winter, WintShld, Summer | Winter, WintShld, Summer | Winter, WintShld, Summer | Winter, WintShld, Summer
BART SO2 Annual-Cholla 3 -v5.13 | 158 | 7210 | Rate Constraint in lbs/MMBtu | FALSE | L | Annual | Standard SO2 | lb/MMBtu | 0.15 | 0.0006 | 0.0006 | 0.0006 | 0.0006 | 0.0006 | 0.0006 | 0.0006
BART SO2 Annual-Cholla 3 -v5.13 | 158 | 7210 | Rate Constraint in lbs/MMBtu | FALSE | L | Annual | Emissions at Affected Plants SO2 | Thousand Tons | 1.154 | 0 | 0 | 0 | 0 | 0 | 0 | 0
BART SO2 Annual-Cholla 3 -v5.13 | 158 | 7210 | Rate Constraint in lbs/MMBtu | FALSE | L | Annual | Allowances Purchased SO2 | Thousand Tons | 0 | 0 | 0 | 0 | 0 | 0 | 0 | 0
BART SO2 Annual-Cholla 3 -v5.13 | 158 | 7210 | Rate Constraint in lbs/MMBtu | FALSE | L | Annual | Allowances Sold SO2 | Thousand Tons | 0 | 0 | 0 | 0 | 0 | 0 | 0 | 0
BART SO2 Annual-Cholla 3 -v5.13 | 158 | 7210 | Rate Constraint in lbs/MMBtu | FALSE | L | Annual | Allowances Banked | Thousand Tons | 0 | 0 | 0 | 0 | 0 | 0 | 0 | 0
BART SO2 Annual-Cholla 3 -v5.13 | 158 | 7210 | Rate Constraint in lbs/MMBtu | FALSE | L | Annual | Allowances Withdrawn (1:1) | Thousand Tons | 0 | 0 | 0 | 0 | 0 | 0 | 0 | 0
BART SO2 Annual-Cholla 3 -v5.13 | 158 | 7210 | Rate Constraint in lbs/MMBtu | FALSE | L | Annual | Allowances Withdrawn (n:1) | Thousand Tons | 0 | 0 | 0 | 0 | 0 | 0 | 0 | 0
BART SO2 Annual-Cholla 3 -v5.13 | 158 | 7210 | Rate Constraint in lbs/MMBtu | FALSE | L | Annual | Net Emissions Allowance Position | Thousand Tons | 1.154 | 0 | 0 | 0 | 0 | 0 | 0 | 0
BART SO2 Annual-Cholla 3 -v5.13 | 158 | 7210 | Rate Constraint in lbs/MMBtu | FALSE | L | Annual | Fuel Consumed | TBtu | 20.2353 | 0 | 0 | 0 | 0 | 0 | 0 | 0
BART SO2 Annual-Cholla 3 -v5.13 | 158 | 7210 | Rate Constraint in lbs/MMBtu | FALSE | L | Annual | Rate | lb/MMBtu | 0.11406 | 0 | 0 | 0 | 0 | 0 | 0 | 0
BART SO2 Annual-Cholla 3 -v5.13 | 158 | 7210 | Rate Constraint in lbs/MMBtu | FALSE | L | Annual | Generation | TWh | 1.8351 | 0 | 0 | 0 | 0 | 0 | 0 | 0
BART SO2 Annual-Cholla 3 -v5.13 | 158 | 7210 | Rate Constraint in lbs/MMBtu | FALSE | L | Annual | Qualifying Generation | TWh | 1.8351 | 0 | 0 | 0 | 0 | 0 | 0 | 0
BART SO2 Annual-Cholla 3 -v5.13 | 158 | 7210 | Rate Constraint in lbs/MMBtu | FALSE | L | Annual | Rate | lb/MWh | 1.2577 | 0 | 0 | 0 | 0 | 0 | 0 | 0
BART SO2 Annual-Cholla 3 -v5.13 | 158 | 7210 | Rate Constraint in lbs/MMBtu | FALSE | L | Annual | Constraint Shadow Price | US2019$/Ton | 0 | 119779.6438 | 102336.9723 | 108294.6401 | 121607.8952 | 141039.3451 | 132605.1445 | 98524.5708
BART SO2 Annual-Cholla 4 -v5.13 | 159 | 7211 | Rate Constraint in lbs/MMBtu | FALSE | L | Annual | Seasons Included | Seasons | Winter, WintShld, Summer | Winter, WintShld, Summer | Winter, WintShld, Summer | Winter, WintShld, Summer | Winter, WintShld, Summer | Winter, WintShld, Summer | Winter, WintShld, Summer | Winter, WintShld, Summer
BART SO2 Annual-Cholla 4 -v5.13 | 159 | 7211 | Rate Constraint in lbs/MMBtu | FALSE | L | Annual | Standard SO2 | lb/MMBtu | 0.15 | 0.0006 | 0.0006 | 0.0006 | 0.0006 | 0.0006 | 0.0006 | 0.0006
BART SO2 Annual-Cholla 4 -v5.13 | 159 | 7211 | Rate Constraint in lbs/MMBtu | FALSE | L | Annual | Emissions at Affected Plants SO2 | Thousand Tons | 0 | 0 | 0 | 0 | 0 | 0 | 0 | 0
BART SO2 Annual-Cholla 4 -v5.13 | 159 | 7211 | Rate Constraint in lbs/MMBtu | FALSE | L | Annual | Allowances Purchased SO2 | Thousand Tons | 0 | 0 | 0 | 0 | 0 | 0 | 0 | 0
BART SO2 Annual-Cholla 4 -v5.13 | 159 | 7211 | Rate Constraint in lbs/MMBtu | FALSE | L | Annual | Allowances Sold SO2 | Thousand Tons | 0 | 0 | 0 | 0 | 0 | 0 | 0 | 0
BART SO2 Annual-Cholla 4 -v5.13 | 159 | 7211 | Rate Constraint in lbs/MMBtu | FALSE | L | Annual | Allowances Banked | Thousand Tons | 0 | 0 | 0 | 0 | 0 | 0 | 0 | 0
BART SO2 Annual-Cholla 4 -v5.13 | 159 | 7211 | Rate Constraint in lbs/MMBtu | FALSE | L | Annual | Allowances Withdrawn (1:1) | Thousand Tons | 0 | 0 | 0 | 0 | 0 | 0 | 0 | 0
BART SO2 Annual-Cholla 4 -v5.13 | 159 | 7211 | Rate Constraint in lbs/MMBtu | FALSE | L | Annual | Allowances Withdrawn (n:1) | Thousand Tons | 0 | 0 | 0 | 0 | 0 | 0 | 0 | 0
BART SO2 Annual-Cholla 4 -v5.13 | 159 | 7211 | Rate Constraint in lbs/MMBtu | FALSE | L | Annual | Net Emissions Allowance Position | Thousand Tons | 0 | 0 | 0 | 0 | 0 | 0 | 0 | 0
BART SO2 Annual-Cholla 4 -v5.13 | 159 | 7211 | Rate Constraint in lbs/MMBtu | FALSE | L | Annual | Fuel Consumed | TBtu | 0 | 0 | 0 | 0 | 0 | 0 | 0 | 0
BART SO2 Annual-Cholla 4 -v5.13 | 159 | 7211 | Rate Constraint in lbs/MMBtu | FALSE | L | Annual | Rate | lb/MMBtu | 0 | 0 | 0 | 0 | 0 | 0 | 0 | 0
BART SO2 Annual-Cholla 4 -v5.13 | 159 | 7211 | Rate Constraint in lbs/MMBtu | FALSE | L | Annual | Generation | TWh | 0 | 0 | 0 | 0 | 0 | 0 | 0 | 0
BART SO2 Annual-Cholla 4 -v5.13 | 159 | 7211 | Rate Constraint in lbs/MMBtu | FALSE | L | Annual | Qualifying Generation | TWh | 0 | 0 | 0 | 0 | 0 | 0 | 0 | 0
BART SO2 Annual-Cholla 4 -v5.13 | 159 | 7211 | Rate Constraint in lbs/MMBtu | FALSE | L | Annual | Rate | lb/MWh | 0 | 0 | 0 | 0 | 0 | 0 | 0 | 0
BART SO2 Annual-Cholla 4 -v5.13 | 159 | 7211 | Rate Constraint in lbs/MMBtu | FALSE | L | Annual | Constraint Shadow Price | US2019$/Ton | 0 | 0 | 0 | 0 | 0 | 0 | 0 | 0
BART SO2 Annual-Coronado U1B -v5.13 | 160 | 7214 | Rate Constraint in lbs/MMBtu | FALSE | L | Annual | Seasons Included | Seasons | Winter, WintShld, Summer | Winter, WintShld, Summer | Winter, WintShld, Summer | Winter, WintShld, Summer | Winter, WintShld, Summer | Winter, WintShld, Summer | Winter, WintShld, Summer | Winter, WintShld, Summer
BART SO2 Annual-Coronado U1B -v5.13 | 160 | 7214 | Rate Constraint in lbs/MMBtu | FALSE | L | Annual | Standard SO2 | lb/MMBtu | 0.06 | 0.06 | 0.06 | 0.06 | 0.06 | 0.06 | 0.06 | 0.06
BART SO2 Annual-Coronado U1B -v5.13 | 160 | 7214 | Rate Constraint in lbs/MMBtu | FALSE | L | Annual | Emissions at Affected Plants SO2 | Thousand Tons | 0.26477 | 0.0041806 | 0.0038015 | 0.0041806 | 0 | 0 | 0 | 0
BART SO2 Annual-Coronado U1B -v5.13 | 160 | 7214 | Rate Constraint in lbs/MMBtu | FALSE | L | Annual | Allowances Purchased SO2 | Thousand Tons | 0 | 0 | 0 | 0 | 0 | 0 | 0 | 0
BART SO2 Annual-Coronado U1B -v5.13 | 160 | 7214 | Rate Constraint in lbs/MMBtu | FALSE | L | Annual | Allowances Sold SO2 | Thousand Tons | 0 | 0 | 0 | 0 | 0 | 0 | 0 | 0
BART SO2 Annual-Coronado U1B -v5.13 | 160 | 7214 | Rate Constraint in lbs/MMBtu | FALSE | L | Annual | Allowances Banked | Thousand Tons | 0 | 0 | 0 | 0 | 0 | 0 | 0 | 0
BART SO2 Annual-Coronado U1B -v5.13 | 160 | 7214 | Rate Constraint in lbs/MMBtu | FALSE | L | Annual | Allowances Withdrawn (1:1) | Thousand Tons | 0 | 0 | 0 | 0 | 0 | 0 | 0 | 0
BART SO2 Annual-Coronado U1B -v5.13 | 160 | 7214 | Rate Constraint in lbs/MMBtu | FALSE | L | Annual | Allowances Withdrawn (n:1) | Thousand Tons | 0 | 0 | 0 | 0 | 0 | 0 | 0 | 0
BART SO2 Annual-Coronado U1B -v5.13 | 160 | 7214 | Rate Constraint in lbs/MMBtu | FALSE | L | Annual | Net Emissions Allowance Position | Thousand Tons | 0.26477 | 0.0041806 | 0.0038015 | 0.0041806 | 0 | 0 | 0 | 0
BART SO2 Annual-Coronado U1B -v5.13 | 160 | 7214 | Rate Constraint in lbs/MMBtu | FALSE | L | Annual | Fuel Consumed | TBtu | 27.8565 | 0.43984 | 0.39995 | 0.43984 | 0 | 0 | 0 | 0
BART SO2 Annual-Coronado U1B -v5.13 | 160 | 7214 | Rate Constraint in lbs/MMBtu | FALSE | L | Annual | Rate | lb/MMBtu | 0.01901 | 0.01901 | 0.01901 | 0.01901 | 0 | 0 | 0 | 0
BART SO2 Annual-Coronado U1B -v5.13 | 160 | 7214 | Rate Constraint in lbs/MMBtu | FALSE | L | Annual | Generation | TWh | 2.6238 | 0.041428 | 0.037671 | 0.041428 | 0 | 0 | 0 | 0
BART SO2 Annual-Coronado U1B -v5.13 | 160 | 7214 | Rate Constraint in lbs/MMBtu | FALSE | L | Annual | Qualifying Generation | TWh | 2.6238 | 0.041428 | 0.037671 | 0.041428 | 0 | 0 | 0 | 0
BART SO2 Annual-Coronado U1B -v5.13 | 160 | 7214 | Rate Constraint in lbs/MMBtu | FALSE | L | Annual | Rate | lb/MWh | 0.20182 | 0.20182 | 0.20182 | 0.20182 | 0 | 0 | 0 | 0
BART SO2 Annual-Coronado U1B -v5.13 | 160 | 7214 | Rate Constraint in lbs/MMBtu | FALSE | L | Annual | Constraint Shadow Price | US2019$/Ton | 0 | 0 | 0 | 0 | 0 | 0 | 0 | 0
BART SO2 Annual-Coronado U2B -v5.13 | 161 | 7215 | Rate Constraint in lbs/MMBtu | FALSE | L | Annual | Seasons Included | Seasons | Winter, WintShld, Summer | Winter, WintShld, Summer | Winter, WintShld, Summer | Winter, WintShld, Summer | Winter, WintShld, Summer | Winter, WintShld, Summer | Winter, WintShld, Summer | Winter, WintShld, Summer
BART SO2 Annual-Coronado U2B -v5.13 | 161 | 7215 | Rate Constraint in lbs/MMBtu | FALSE | L | Annual | Standard SO2 | lb/MMBtu | 0.06 | 0.06 | 0.06 | 0.06 | 0.06 | 0.06 | 0.06 | 0.06
BART SO2 Annual-Coronado U2B -v5.13 | 161 | 7215 | Rate Constraint in lbs/MMBtu | FALSE | L | Annual | Emissions at Affected Plants SO2 | Thousand Tons | 0.26802 | 0 | 0 | 0 | 0 | 0 | 0 | 0
BART SO2 Annual-Coronado U2B -v5.13 | 161 | 7215 | Rate Constraint in lbs/MMBtu | FALSE | L | Annual | Allowances Purchased SO2 | Thousand Tons | 0 | 0 | 0 | 0 | 0 | 0 | 0 | 0
BART SO2 Annual-Coronado U2B -v5.13 | 161 | 7215 | Rate Constraint in lbs/MMBtu | FALSE | L | Annual | Allowances Sold SO2 | Thousand Tons | 0 | 0 | 0 | 0 | 0 | 0 | 0 | 0
BART SO2 Annual-Coronado U2B -v5.13 | 161 | 7215 | Rate Constraint in lbs/MMBtu | FALSE | L | Annual | Allowances Banked | Thousand Tons | 0 | 0 | 0 | 0 | 0 | 0 | 0 | 0
BART SO2 Annual-Coronado U2B -v5.13 | 161 | 7215 | Rate Constraint in lbs/MMBtu | FALSE | L | Annual | Allowances Withdrawn (1:1) | Thousand Tons | 0 | 0 | 0 | 0 | 0 | 0 | 0 | 0
BART SO2 Annual-Coronado U2B -v5.13 | 161 | 7215 | Rate Constraint in lbs/MMBtu | FALSE | L | Annual | Allowances Withdrawn (n:1) | Thousand Tons | 0 | 0 | 0 | 0 | 0 | 0 | 0 | 0
BART SO2 Annual-Coronado U2B -v5.13 | 161 | 7215 | Rate Constraint in lbs/MMBtu | FALSE | L | Annual | Net Emissions Allowance Position | Thousand Tons | 0.26802 | 0 | 0 | 0 | 0 | 0 | 0 | 0
BART SO2 Annual-Coronado U2B -v5.13 | 161 | 7215 | Rate Constraint in lbs/MMBtu | FALSE | L | Annual | Fuel Consumed | TBtu | 28.1983 | 0 | 0 | 0 | 0 | 0 | 0 | 0
BART SO2 Annual-Coronado U2B -v5.13 | 161 | 7215 | Rate Constraint in lbs/MMBtu | FALSE | L | Annual | Rate | lb/MMBtu | 0.01901 | 0 | 0 | 0 | 0 | 0 | 0 | 0
BART SO2 Annual-Coronado U2B -v5.13 | 161 | 7215 | Rate Constraint in lbs/MMBtu | FALSE | L | Annual | Generation | TWh | 2.6376 | 0 | 0 | 0 | 0 | 0 | 0 | 0
BART SO2 Annual-Coronado U2B -v5.13 | 161 | 7215 | Rate Constraint in lbs/MMBtu | FALSE | L | Annual | Qualifying Generation | TWh | 2.6376 | 0 | 0 | 0 | 0 | 0 | 0 | 0
BART SO2 Annual-Coronado U2B -v5.13 | 161 | 7215 | Rate Constraint in lbs/MMBtu | FALSE | L | Annual | Rate | lb/MWh | 0.20323 | 0 | 0 | 0 | 0 | 0 | 0 | 0
BART SO2 Annual-Coronado U2B -v5.13 | 161 | 7215 | Rate Constraint in lbs/MMBtu | FALSE | L | Annual | Constraint Shadow Price | US2019$/Ton | 0 | 0 | 0 | 0 | 0 | 0 | 0 | 0
BART SO2 Annual-Craig C1 -v5.14 | 162 | 7200 | Rate Constraint in lbs/MMBtu | FALSE | L | Annual | Seasons Included | Seasons | Winter, WintShld, Summer | Winter, WintShld, Summer | Winter, WintShld, Summer | Winter, WintShld, Summer | Winter, WintShld, Summer | Winter, WintShld, Summer | Winter, WintShld, Summer | Winter, WintShld, Summer
BART SO2 Annual-Craig C1 -v5.14 | 162 | 7200 | Rate Constraint in lbs/MMBtu | FALSE | L | Annual | Standard SO2 | lb/MMBtu | 0.11 | 0.11 | 0.11 | 0.11 | 0.11 | 0.11 | 0.11 | 0.11
BART SO2 Annual-Craig C1 -v5.14 | 162 | 7200 | Rate Constraint in lbs/MMBtu | FALSE | L | Annual | Emissions at Affected Plants SO2 | Thousand Tons | 0.0049233 | 0.004537 | 0.0036229 | 0.0036229 | 0.0036229 | 0.0049679 | 0.0049679 | 0.0049679
BART SO2 Annual-Craig C1 -v5.14 | 162 | 7200 | Rate Constraint in lbs/MMBtu | FALSE | L | Annual | Allowances Purchased SO2 | Thousand Tons | 0 | 0 | 0 | 0 | 0 | 0 | 0 | 0
BART SO2 Annual-Craig C1 -v5.14 | 162 | 7200 | Rate Constraint in lbs/MMBtu | FALSE | L | Annual | Allowances Sold SO2 | Thousand Tons | 0 | 0 | 0 | 0 | 0 | 0 | 0 | 0
BART SO2 Annual-Craig C1 -v5.14 | 162 | 7200 | Rate Constraint in lbs/MMBtu | FALSE | L | Annual | Allowances Banked | Thousand Tons | 0 | 0 | 0 | 0 | 0 | 0 | 0 | 0
BART SO2 Annual-Craig C1 -v5.14 | 162 | 7200 | Rate Constraint in lbs/MMBtu | FALSE | L | Annual | Allowances Withdrawn (1:1) | Thousand Tons | 0 | 0 | 0 | 0 | 0 | 0 | 0 | 0
BART SO2 Annual-Craig C1 -v5.14 | 162 | 7200 | Rate Constraint in lbs/MMBtu | FALSE | L | Annual | Allowances Withdrawn (n:1) | Thousand Tons | 0 | 0 | 0 | 0 | 0 | 0 | 0 | 0
BART SO2 Annual-Craig C1 -v5.14 | 162 | 7200 | Rate Constraint in lbs/MMBtu | FALSE | L | Annual | Net Emissions Allowance Position | Thousand Tons | 0.0049233 | 0.004537 | 0.0036229 | 0.0036229 | 0.0036229 | 0.0049679 | 0.0049679 | 0.0049679
BART SO2 Annual-Craig C1 -v5.14 | 162 | 7200 | Rate Constraint in lbs/MMBtu | FALSE | L | Annual | Fuel Consumed | TBtu | 0.2122 | 0.2122 | 0.2122 | 0.2122 | 0.2122 | 0.2122 | 0.2122 | 0.2122
BART SO2 Annual-Craig C1 -v5.14 | 162 | 7200 | Rate Constraint in lbs/MMBtu | FALSE | L | Annual | Rate | lb/MMBtu | 0.046403 | 0.042762 | 0.034147 | 0.034147 | 0.034147 | 0.046823 | 0.046823 | 0.046823
BART SO2 Annual-Craig C1 -v5.14 | 162 | 7200 | Rate Constraint in lbs/MMBtu | FALSE | L | Annual | Generation | TWh | 0.020795 | 0.020795 | 0.020795 | 0.020795 | 0.020795 | 0.020795 | 0.020795 | 0.020795
BART SO2 Annual-Craig C1 -v5.14 | 162 | 7200 | Rate Constraint in lbs/MMBtu | FALSE | L | Annual | Qualifying Generation | TWh | 0.020795 | 0.020795 | 0.020795 | 0.020795 | 0.020795 | 0.020795 | 0.020795 | 0.020795
BART SO2 Annual-Craig C1 -v5.14 | 162 | 7200 | Rate Constraint in lbs/MMBtu | FALSE | L | Annual | Rate | lb/MWh | 0.4735 | 0.43635 | 0.34843 | 0.34843 | 0.34843 | 0.47779 | 0.47779 | 0.47779
BART SO2 Annual-Craig C1 -v5.14 | 162 | 7200 | Rate Constraint in lbs/MMBtu | FALSE | L | Annual | Constraint Shadow Price | US2019$/Ton | 0 | 0 | 0 | 0 | 0 | 0 | 0 | 0
BART SO2 Annual-Craig C2 -v5.14 | 163 | 7201 | Rate Constraint in lbs/MMBtu | FALSE | L | Annual | Seasons Included | Seasons | Winter, WintShld, Summer | Winter, WintShld, Summer | Winter, WintShld, Summer | Winter, WintShld, Summer | Winter, WintShld, Summer | Winter, WintShld, Summer | Winter, WintShld, Summer | Winter, WintShld, Summer
BART SO2 Annual-Craig C2 -v5.14 | 163 | 7201 | Rate Constraint in lbs/MMBtu | FALSE | L | Annual | Standard SO2 | lb/MMBtu | 0.11 | 0.11 | 0.11 | 0.11 | 0.11 | 0.11 | 0.11 | 0.11
BART SO2 Annual-Craig C2 -v5.14 | 163 | 7201 | Rate Constraint in lbs/MMBtu | FALSE | L | Annual | Emissions at Affected Plants SO2 | Thousand Tons | 0.67522 | 0.67728 | 0.010933 | 0.010933 | 0.010933 | 0.016618 | 0.016618 | 0.016618
BART SO2 Annual-Craig C2 -v5.14 | 163 | 7201 | Rate Constraint in lbs/MMBtu | FALSE | L | Annual | Allowances Purchased SO2 | Thousand Tons | 0 | 0 | 0 | 0 | 0 | 0 | 0 | 0
BART SO2 Annual-Craig C2 -v5.14 | 163 | 7201 | Rate Constraint in lbs/MMBtu | FALSE | L | Annual | Allowances Sold SO2 | Thousand Tons | 0 | 0 | 0 | 0 | 0 | 0 | 0 | 0
BART SO2 Annual-Craig C2 -v5.14 | 163 | 7201 | Rate Constraint in lbs/MMBtu | FALSE | L | Annual | Allowances Banked | Thousand Tons | 0 | 0 | 0 | 0 | 0 | 0 | 0 | 0
BART SO2 Annual-Craig C2 -v5.14 | 163 | 7201 | Rate Constraint in lbs/MMBtu | FALSE | L | Annual | Allowances Withdrawn (1:1) | Thousand Tons | 0 | 0 | 0 | 0 | 0 | 0 | 0 | 0
BART SO2 Annual-Craig C2 -v5.14 | 163 | 7201 | Rate Constraint in lbs/MMBtu | FALSE | L | Annual | Allowances Withdrawn (n:1) | Thousand Tons | 0 | 0 | 0 | 0 | 0 | 0 | 0 | 0
BART SO2 Annual-Craig C2 -v5.14 | 163 | 7201 | Rate Constraint in lbs/MMBtu | FALSE | L | Annual | Net Emissions Allowance Position | Thousand Tons | 0.67522 | 0.67728 | 0.010933 | 0.010933 | 0.010933 | 0.016618 | 0.016618 | 0.016618
BART SO2 Annual-Craig C2 -v5.14 | 163 | 7201 | Rate Constraint in lbs/MMBtu | FALSE | L | Annual | Fuel Consumed | TBtu | 29.1024 | 29.1024 | 0.70982 | 0.70982 | 0.70982 | 0.70982 | 0.70982 | 0.70982
BART SO2 Annual-Craig C2 -v5.14 | 163 | 7201 | Rate Constraint in lbs/MMBtu | FALSE | L | Annual | Rate | lb/MMBtu | 0.046403 | 0.046545 | 0.030804 | 0.030804 | 0.030804 | 0.046823 | 0.046823 | 0.046823
BART SO2 Annual-Craig C2 -v5.14 | 163 | 7201 | Rate Constraint in lbs/MMBtu | FALSE | L | Annual | Generation | TWh | 2.842 | 2.842 | 0.069318 | 0.069318 | 0.069318 | 0.069318 | 0.069318 | 0.069318
BART SO2 Annual-Craig C2 -v5.14 | 163 | 7201 | Rate Constraint in lbs/MMBtu | FALSE | L | Annual | Qualifying Generation | TWh | 2.842 | 2.842 | 0.069318 | 0.069318 | 0.069318 | 0.069318 | 0.069318 | 0.069318
BART SO2 Annual-Craig C2 -v5.14 | 163 | 7201 | Rate Constraint in lbs/MMBtu | FALSE | L | Annual | Rate | lb/MWh | 0.47517 | 0.47662 | 0.31544 | 0.31544 | 0.31544 | 0.47947 | 0.47947 | 0.47947
BART SO2 Annual-Craig C2 -v5.14 | 163 | 7201 | Rate Constraint in lbs/MMBtu | FALSE | L | Annual | Constraint Shadow Price | US2019$/Ton | 0 | 0 | 0 | 0 | 0 | 0 | 0 | 0
BART SO2 Annual-Jeffrey Energy Center 1 -v5.13 | 164 | 7216 | Rate Constraint in lbs/MMBtu | FALSE | L | Annual | Seasons Included | Seasons | Winter, WintShld, Summer | Winter, WintShld, Summer | Winter, WintShld, Summer | Winter, WintShld, Summer | Winter, WintShld, Summer | Winter, WintShld, Summer | Winter, WintShld, Summer | Winter, WintShld, Summer
BART SO2 Annual-Jeffrey Energy Center 1 -v5.13 | 164 | 7216 | Rate Constraint in lbs/MMBtu | FALSE | L | Annual | Standard SO2 | lb/MMBtu | 0.15 | 0.15 | 0.15 | 0.15 | 0.15 | 0.15 | 0.15 | 0.15
BART SO2 Annual-Jeffrey Energy Center 1 -v5.13 | 164 | 7216 | Rate Constraint in lbs/MMBtu | FALSE | L | Annual | Emissions at Affected Plants SO2 | Thousand Tons | 0.6444 | 0.62477 | 0.47154 | 0.38955 | 0.47942 | 0 | 0 | 0
BART SO2 Annual-Jeffrey Energy Center 1 -v5.13 | 164 | 7216 | Rate Constraint in lbs/MMBtu | FALSE | L | Annual | Allowances Purchased SO2 | Thousand Tons | 0 | 0 | 0 | 0 | 0 | 0 | 0 | 0
BART SO2 Annual-Jeffrey Energy Center 1 -v5.13 | 164 | 7216 | Rate Constraint in lbs/MMBtu | FALSE | L | Annual | Allowances Sold SO2 | Thousand Tons | 0 | 0 | 0 | 0 | 0 | 0 | 0 | 0
BART SO2 Annual-Jeffrey Energy Center 1 -v5.13 | 164 | 7216 | Rate Constraint in lbs/MMBtu | FALSE | L | Annual | Allowances Banked | Thousand Tons | 0 | 0 | 0 | 0 | 0 | 0 | 0 | 0
BART SO2 Annual-Jeffrey Energy Center 1 -v5.13 | 164 | 7216 | Rate Constraint in lbs/MMBtu | FALSE | L | Annual | Allowances Withdrawn (1:1) | Thousand Tons | 0 | 0 | 0 | 0 | 0 | 0 | 0 | 0
BART SO2 Annual-Jeffrey Energy Center 1 -v5.13 | 164 | 7216 | Rate Constraint in lbs/MMBtu | FALSE | L | Annual | Allowances Withdrawn (n:1) | Thousand Tons | 0 | 0 | 0 | 0 | 0 | 0 | 0 | 0
BART SO2 Annual-Jeffrey Energy Center 1 -v5.13 | 164 | 7216 | Rate Constraint in lbs/MMBtu | FALSE | L | Annual | Net Emissions Allowance Position | Thousand Tons | 0.6444 | 0.62477 | 0.47154 | 0.38955 | 0.47942 | 0 | 0 | 0
BART SO2 Annual-Jeffrey Energy Center 1 -v5.13 | 164 | 7216 | Rate Constraint in lbs/MMBtu | FALSE | L | Annual | Fuel Consumed | TBtu | 54.1404 | 52.4914 | 39.6168 | 32.7283 | 40.2796 | 0 | 0 | 0
BART SO2 Annual-Jeffrey Energy Center 1 -v5.13 | 164 | 7216 | Rate Constraint in lbs/MMBtu | FALSE | L | Annual | Rate | lb/MMBtu | 0.023805 | 0.023805 | 0.023805 | 0.023805 | 0.023805 | 0 | 0 | 0
BART SO2 Annual-Jeffrey Energy Center 1 -v5.13 | 164 | 7216 | Rate Constraint in lbs/MMBtu | FALSE | L | Annual | Generation | TWh | 4.9263 | 4.7763 | 3.6048 | 2.978 | 3.6651 | 0 | 0 | 0
BART SO2 Annual-Jeffrey Energy Center 1 -v5.13 | 164 | 7216 | Rate Constraint in lbs/MMBtu | FALSE | L | Annual | Qualifying Generation | TWh | 4.9263 | 4.7763 | 3.6048 | 2.978 | 3.6651 | 0 | 0 | 0
BART SO2 Annual-Jeffrey Energy Center 1 -v5.13 | 164 | 7216 | Rate Constraint in lbs/MMBtu | FALSE | L | Annual | Rate | lb/MWh | 0.26162 | 0.26162 | 0.26162 | 0.26162 | 0.26162 | 0 | 0 | 0
BART SO2 Annual-Jeffrey Energy Center 1 -v5.13 | 164 | 7216 | Rate Constraint in lbs/MMBtu | FALSE | L | Annual | Constraint Shadow Price | US2019$/Ton | 0 | 0 | 0 | 0 | 0 | 0 | 0 | 0
BART SO2 Annual-Jeffrey Energy Center 2 -v5.13 | 165 | 7217 | Rate Constraint in lbs/MMBtu | FALSE | L | Annual | Seasons Included | Seasons | Winter, WintShld, Summer | Winter, WintShld, Summer | Winter, WintShld, Summer | Winter, WintShld, Summer | Winter, WintShld, Summer | Winter, WintShld, Summer | Winter, WintShld, Summer | Winter, WintShld, Summer
BART SO2 Annual-Jeffrey Energy Center 2 -v5.13 | 165 | 7217 | Rate Constraint in lbs/MMBtu | FALSE | L | Annual | Standard SO2 | lb/MMBtu | 0.15 | 0.15 | 0.15 | 0.15 | 0.15 | 0.15 | 0.15 | 0.15
BART SO2 Annual-Jeffrey Energy Center 2 -v5.13 | 165 | 7217 | Rate Constraint in lbs/MMBtu | FALSE | L | Annual | Emissions at Affected Plants SO2 | Thousand Tons | 0.36388 | 0.36613 | 0.35394 | 0.36613 | 0.36613 | 0 | 0 | 0
BART SO2 Annual-Jeffrey Energy Center 2 -v5.13 | 165 | 7217 | Rate Constraint in lbs/MMBtu | FALSE | L | Annual | Allowances Purchased SO2 | Thousand Tons | 0 | 0 | 0 | 0 | 0 | 0 | 0 | 0
BART SO2 Annual-Jeffrey Energy Center 2 -v5.13 | 165 | 7217 | Rate Constraint in lbs/MMBtu | FALSE | L | Annual | Allowances Sold SO2 | Thousand Tons | 0 | 0 | 0 | 0 | 0 | 0 | 0 | 0
BART SO2 Annual-Jeffrey Energy Center 2 -v5.13 | 165 | 7217 | Rate Constraint in lbs/MMBtu | FALSE | L | Annual | Allowances Banked | Thousand Tons | 0 | 0 | 0 | 0 | 0 | 0 | 0 | 0
BART SO2 Annual-Jeffrey Energy Center 2 -v5.13 | 165 | 7217 | Rate Constraint in lbs/MMBtu | FALSE | L | Annual | Allowances Withdrawn (1:1) | Thousand Tons | 0 | 0 | 0 | 0 | 0 | 0 | 0 | 0
BART SO2 Annual-Jeffrey Energy Center 2 -v5.13 | 165 | 7217 | Rate Constraint in lbs/MMBtu | FALSE | L | Annual | Allowances Withdrawn (n:1) | Thousand Tons | 0 | 0 | 0 | 0 | 0 | 0 | 0 | 0
BART SO2 Annual-Jeffrey Energy Center 2 -v5.13 | 165 | 7217 | Rate Constraint in lbs/MMBtu | FALSE | L | Annual | Net Emissions Allowance Position | Thousand Tons | 0.36388 | 0.36613 | 0.35394 | 0.36613 | 0.36613 | 0 | 0 | 0
BART SO2 Annual-Jeffrey Energy Center 2 -v5.13 | 165 | 7217 | Rate Constraint in lbs/MMBtu | FALSE | L | Annual | Fuel Consumed | TBtu | 35.9844 | 36.2068 | 35.0017 | 36.2068 | 36.2068 | 0 | 0 | 0
BART SO2 Annual-Jeffrey Energy Center 2 -v5.13 | 165 | 7217 | Rate Constraint in lbs/MMBtu | FALSE | L | Annual | Rate | lb/MMBtu | 0.020224 | 0.020224 | 0.020224 | 0.020224 | 0.020224 | 0 | 0 | 0
BART SO2 Annual-Jeffrey Energy Center 2 -v5.13 | 165 | 7217 | Rate Constraint in lbs/MMBtu | FALSE | L | Annual | Generation | TWh | 3.227 | 3.2469 | 3.1389 | 3.2469 | 3.2469 | 0 | 0 | 0
BART SO2 Annual-Jeffrey Energy Center 2 -v5.13 | 165 | 7217 | Rate Constraint in lbs/MMBtu | FALSE | L | Annual | Qualifying Generation | TWh | 3.227 | 3.2469 | 3.1389 | 3.2469 | 3.2469 | 0 | 0 | 0
BART SO2 Annual-Jeffrey Energy Center 2 -v5.13 | 165 | 7217 | Rate Constraint in lbs/MMBtu | FALSE | L | Annual | Rate | lb/MWh | 0.22552 | 0.22552 | 0.22552 | 0.22552 | 0.22552 | 0 | 0 | 0
BART SO2 Annual-Jeffrey Energy Center 2 -v5.13 | 165 | 7217 | Rate Constraint in lbs/MMBtu | FALSE | L | Annual | Constraint Shadow Price | US2019$/Ton | 0 | 0 | 0 | 0 | 0 | 0 | 0 | 0
BART SO2 Annual-La Cygne 1 -v5.13 | 166 | 7218 | Rate Constraint in lbs/MMBtu | FALSE | L | Annual | Seasons Included | Seasons | Winter, WintShld, Summer | Winter, WintShld, Summer | Winter, WintShld, Summer | Winter, WintShld, Summer | Winter, WintShld, Summer | Winter, WintShld, Summer | Winter, WintShld, Summer | Winter, WintShld, Summer
BART SO2 Annual-La Cygne 1 -v5.13 | 166 | 7218 | Rate Constraint in lbs/MMBtu | FALSE | L | Annual | Standard SO2 | lb/MMBtu | 0.15 | 0.15 | 0.15 | 0.15 | 0.15 | 0.15 | 0.15 | 0.15
BART SO2 Annual-La Cygne 1 -v5.13 | 166 | 7218 | Rate Constraint in lbs/MMBtu | FALSE | L | Annual | Emissions at Affected Plants SO2 | Thousand Tons | 0.62957 | 0 | 0 | 0 | 0 | 0 | 0 | 0
BART SO2 Annual-La Cygne 1 -v5.13 | 166 | 7218 | Rate Constraint in lbs/MMBtu | FALSE | L | Annual | Allowances Purchased SO2 | Thousand Tons | 0 | 0 | 0 | 0 | 0 | 0 | 0 | 0
BART SO2 Annual-La Cygne 1 -v5.13 | 166 | 7218 | Rate Constraint in lbs/MMBtu | FALSE | L | Annual | Allowances Sold SO2 | Thousand Tons | 0 | 0 | 0 | 0 | 0 | 0 | 0 | 0
BART SO2 Annual-La Cygne 1 -v5.13 | 166 | 7218 | Rate Constraint in lbs/MMBtu | FALSE | L | Annual | Allowances Banked | Thousand Tons | 0 | 0 | 0 | 0 | 0 | 0 | 0 | 0
BART SO2 Annual-La Cygne 1 -v5.13 | 166 | 7218 | Rate Constraint in lbs/MMBtu | FALSE | L | Annual | Allowances Withdrawn (1:1) | Thousand Tons | 0 | 0 | 0 | 0 | 0 | 0 | 0 | 0
BART SO2 Annual-La Cygne 1 -v5.13 | 166 | 7218 | Rate Constraint in lbs/MMBtu | FALSE | L | Annual | Allowances Withdrawn (n:1) | Thousand Tons | 0 | 0 | 0 | 0 | 0 | 0 | 0 | 0
BART SO2 Annual-La Cygne 1 -v5.13 | 166 | 7218 | Rate Constraint in lbs/MMBtu | FALSE | L | Annual | Net Emissions Allowance Position | Thousand Tons | 0.62957 | 0 | 0 | 0 | 0 | 0 | 0 | 0
BART SO2 Annual-La Cygne 1 -v5.13 | 166 | 7218 | Rate Constraint in lbs/MMBtu | FALSE | L | Annual | Fuel Consumed | TBtu | 53.9304 | 0 | 0 | 0 | 0 | 0 | 0 | 0
BART SO2 Annual-La Cygne 1 -v5.13 | 166 | 7218 | Rate Constraint in lbs/MMBtu | FALSE | L | Annual | Rate | lb/MMBtu | 0.023348 | 0 | 0 | 0 | 0 | 0 | 0 | 0
BART SO2 Annual-La Cygne 1 -v5.13 | 166 | 7218 | Rate Constraint in lbs/MMBtu | FALSE | L | Annual | Generation | TWh | 5.0713 | 0 | 0 | 0 | 0 | 0 | 0 | 0
BART SO2 Annual-La Cygne 1 -v5.13 | 166 | 7218 | Rate Constraint in lbs/MMBtu | FALSE | L | Annual | Qualifying Generation | TWh | 5.0713 | 0 | 0 | 0 | 0 | 0 | 0 | 0
BART SO2 Annual-La Cygne 1 -v5.13 | 166 | 7218 | Rate Constraint in lbs/MMBtu | FALSE | L | Annual | Rate | lb/MWh | 0.24829 | 0 | 0 | 0 | 0 | 0 | 0 | 0
BART SO2 Annual-La Cygne 1 -v5.13 | 166 | 7218 | Rate Constraint in lbs/MMBtu | FALSE | L | Annual | Constraint Shadow Price | US2019$/Ton | 0 | 0 | 0 | 0 | 0 | 0 | 0 | 0
BART SO2 Annual-La Cygne 2 -v5.13 | 167 | 7219 | Rate Constraint in lbs/MMBtu | FALSE | L | Annual | Seasons Included | Seasons | Winter, WintShld, Summer | Winter, WintShld, Summer | Winter, WintShld, Summer | Winter, WintShld, Summer | Winter, WintShld, Summer | Winter, WintShld, Summer | Winter, WintShld, Summer | Winter, WintShld, Summer
BART SO2 Annual-La Cygne 2 -v5.13 | 167 | 7219 | Rate Constraint in lbs/MMBtu | FALSE | L | Annual | Standard SO2 | lb/MMBtu | 0.15 | 0.15 | 0.15 | 0.15 | 0.15 | 0.15 | 0.15 | 0.15
BART SO2 Annual-La Cygne 2 -v5.13 | 167 | 7219 | Rate Constraint in lbs/MMBtu | FALSE | L | Annual | Emissions at Affected Plants SO2 | Thousand Tons | 0.44405 | 0.45872 | 0.40434 | 0.4279 | 0.4279 | 0 | 0 | 0
BART SO2 Annual-La Cygne 2 -v5.13 | 167 | 7219 | Rate Constraint in lbs/MMBtu | FALSE | L | Annual | Allowances Purchased SO2 | Thousand Tons | 0 | 0 | 0 | 0 | 0 | 0 | 0 | 0
BART SO2 Annual-La Cygne 2 -v5.13 | 167 | 7219 | Rate Constraint in lbs/MMBtu | FALSE | L | Annual | Allowances Sold SO2 | Thousand Tons | 0 | 0 | 0 | 0 | 0 | 0 | 0 | 0
BART SO2 Annual-La Cygne 2 -v5.13 | 167 | 7219 | Rate Constraint in lbs/MMBtu | FALSE | L | Annual | Allowances Banked | Thousand Tons | 0 | 0 | 0 | 0 | 0 | 0 | 0 | 0
BART SO2 Annual-La Cygne 2 -v5.13 | 167 | 7219 | Rate Constraint in lbs/MMBtu | FALSE | L | Annual | Allowances Withdrawn (1:1) | Thousand Tons | 0 | 0 | 0 | 0 | 0 | 0 | 0 | 0
BART SO2 Annual-La Cygne 2 -v5.13 | 167 | 7219 | Rate Constraint in lbs/MMBtu | FALSE | L | Annual | Allowances Withdrawn (n:1) | Thousand Tons | 0 | 0 | 0 | 0 | 0 | 0 | 0 | 0
BART SO2 Annual-La Cygne 2 -v5.13 | 167 | 7219 | Rate Constraint in lbs/MMBtu | FALSE | L | Annual | Net Emissions Allowance Position | Thousand Tons | 0.44405 | 0.45872 | 0.40434 | 0.4279 | 0.4279 | 0 | 0 | 0
BART SO2 Annual-La Cygne 2 -v5.13 | 167 | 7219 | Rate Constraint in lbs/MMBtu | FALSE | L | Annual | Fuel Consumed | TBtu | 47.4178 | 48.9841 | 43.1773 | 45.6934 | 45.6934 | 0 | 0 | 0
BART SO2 Annual-La Cygne 2 -v5.13 | 167 | 7219 | Rate Constraint in lbs/MMBtu | FALSE | L | Annual | Rate | lb/MMBtu | 0.018729 | 0.018729 | 0.018729 | 0.018729 | 0.018729 | 0 | 0 | 0
BART SO2 Annual-La Cygne 2 -v5.13 | 167 | 7219 | Rate Constraint in lbs/MMBtu | FALSE | L | Annual | Generation | TWh | 4.5342 | 4.6839 | 4.1287 | 4.3693 | 4.3693 | 0 | 0 | 0
BART SO2 Annual-La Cygne 2 -v5.13 | 167 | 7219 | Rate Constraint in lbs/MMBtu | FALSE | L | Annual | Qualifying Generation | TWh | 4.5342 | 4.6839 | 4.1287 | 4.3693 | 4.3693 | 0 | 0 | 0
BART SO2 Annual-La Cygne 2 -v5.13 | 167 | 7219 | Rate Constraint in lbs/MMBtu | FALSE | L | Annual | Rate | lb/MWh | 0.19587 | 0.19587 | 0.19587 | 0.19587 | 0.19587 | 0 | 0 | 0
BART SO2 Annual-La Cygne 2 -v5.13 | 167 | 7219 | Rate Constraint in lbs/MMBtu | FALSE | L | Annual | Constraint Shadow Price | US2019$/Ton | 0 | 0 | 0 | 0 | 0 | 0 | 0 | 0
BART SO2 Annual-Lawrence 4 -v5.14 | 168 | 7241 | Rate Constraint in lbs/MMBtu | FALSE | L | Annual | Seasons Included | Seasons | Winter, WintShld, Summer | Winter, WintShld, Summer | Winter, WintShld, Summer | Winter, WintShld, Summer | Winter, WintShld, Summer | Winter, WintShld, Summer | Winter, WintShld, Summer | Winter, WintShld, Summer
BART SO2 Annual-Lawrence 4 -v5.14 | 168 | 7241 | Rate Constraint in lbs/MMBtu | FALSE | L | Annual | Standard SO2 | lb/MMBtu | 0.15 | 0.15 | 0.15 | 0.15 | 0.15 | 0.15 | 0.15 | 0.15
BART SO2 Annual-Lawrence 4 -v5.14 | 168 | 7241 | Rate Constraint in lbs/MMBtu | FALSE | L | Annual | Emissions at Affected Plants SO2 | Thousand Tons | 0 | 0 | 0 | 0 | 0 | 0 | 0 | 0
BART SO2 Annual-Lawrence 4 -v5.14 | 168 | 7241 | Rate Constraint in lbs/MMBtu | FALSE | L | Annual | Allowances Purchased SO2 | Thousand Tons | 0 | 0 | 0 | 0 | 0 | 0 | 0 | 0
BART SO2 Annual-Lawrence 4 -v5.14 | 168 | 7241 | Rate Constraint in lbs/MMBtu | FALSE | L | Annual | Allowances Sold SO2 | Thousand Tons | 0 | 0 | 0 | 0 | 0 | 0 | 0 | 0
BART SO2 Annual-Lawrence 4 -v5.14 | 168 | 7241 | Rate Constraint in lbs/MMBtu | FALSE | L | Annual | Allowances Banked | Thousand Tons | 0 | 0 | 0 | 0 | 0 | 0 | 0 | 0
BART SO2 Annual-Lawrence 4 -v5.14 | 168 | 7241 | Rate Constraint in lbs/MMBtu | FALSE | L | Annual | Allowances Withdrawn (1:1) | Thousand Tons | 0 | 0 | 0 | 0 | 0 | 0 | 0 | 0
BART SO2 Annual-Lawrence 4 -v5.14 | 168 | 7241 | Rate Constraint in lbs/MMBtu | FALSE | L | Annual | Allowances Withdrawn (n:1) | Thousand Tons | 0 | 0 | 0 | 0 | 0 | 0 | 0 | 0
BART SO2 Annual-Lawrence 4 -v5.14 | 168 | 7241 | Rate Constraint in lbs/MMBtu | FALSE | L | Annual | Net Emissions Allowance Position | Thousand Tons | 0 | 0 | 0 | 0 | 0 | 0 | 0 | 0
BART SO2 Annual-Lawrence 4 -v5.14 | 168 | 7241 | Rate Constraint in lbs/MMBtu | FALSE | L | Annual | Fuel Consumed | TBtu | 0 | 0 | 0 | 0 | 0 | 0 | 0 | 0
BART SO2 Annual-Lawrence 4 -v5.14 | 168 | 7241 | Rate Constraint in lbs/MMBtu | FALSE | L | Annual | Rate | lb/MMBtu | 0 | 0 | 0 | 0 | 0 | 0 | 0 | 0
BART SO2 Annual-Lawrence 4 -v5.14 | 168 | 7241 | Rate Constraint in lbs/MMBtu | FALSE | L | Annual | Generation | TWh | 0 | 0 | 0 | 0 | 0 | 0 | 0 | 0
BART SO2 Annual-Lawrence 4 -v5.14 | 168 | 7241 | Rate Constraint in lbs/MMBtu | FALSE | L | Annual | Qualifying Generation | TWh | 0 | 0 | 0 | 0 | 0 | 0 | 0 | 0
BART SO2 Annual-Lawrence 4 -v5.14 | 168 | 7241 | Rate Constraint in lbs/MMBtu | FALSE | L | Annual | Rate | lb/MWh | 0 | 0 | 0 | 0 | 0 | 0 | 0 | 0
BART SO2 Annual-Lawrence 4 -v5.14 | 168 | 7241 | Rate Constraint in lbs/MMBtu | FALSE | L | Annual | Constraint Shadow Price | US2019$/Ton | 0 | 0 | 0 | 0 | 0 | 0 | 0 | 0
BART SO2 Annual-Lawrence 5 -v5.14 | 169 | 7242 | Rate Constraint in lbs/MMBtu | FALSE | L | Annual | Seasons Included | Seasons | Winter, WintShld, Summer | Winter, WintShld, Summer | Winter, WintShld, Summer | Winter, WintShld, Summer | Winter, WintShld, Summer | Winter, WintShld, Summer | Winter, WintShld, Summer | Winter, WintShld, Summer
BART SO2 Annual-Lawrence 5 -v5.14 | 169 | 7242 | Rate Constraint in lbs/MMBtu | FALSE | L | Annual | Standard SO2 | lb/MMBtu | 0.15 | 0.15 | 0.15 | 0.15 | 0.15 | 0.15 | 0.15 | 0.15
BART SO2 Annual-Lawrence 5 -v5.14 | 169 | 7242 | Rate Constraint in lbs/MMBtu | FALSE | L | Annual | Emissions at Affected Plants SO2 | Thousand Tons | 0 | 0 | 0 | 0 | 0 | 0 | 0 | 0
BART SO2 Annual-Lawrence 5 -v5.14 | 169 | 7242 | Rate Constraint in lbs/MMBtu | FALSE | L | Annual | Allowances Purchased SO2 | Thousand Tons | 0 | 0 | 0 | 0 | 0 | 0 | 0 | 0
BART SO2 Annual-Lawrence 5 -v5.14 | 169 | 7242 | Rate Constraint in lbs/MMBtu | FALSE | L | Annual | Allowances Sold SO2 | Thousand Tons | 0 | 0 | 0 | 0 | 0 | 0 | 0 | 0
BART SO2 Annual-Lawrence 5 -v5.14 | 169 | 7242 | Rate Constraint in lbs/MMBtu | FALSE | L | Annual | Allowances Banked | Thousand Tons | 0 | 0 | 0 | 0 | 0 | 0 | 0 | 0
BART SO2 Annual-Lawrence 5 -v5.14 | 169 | 7242 | Rate Constraint in lbs/MMBtu | FALSE | L | Annual | Allowances Withdrawn (1:1) | Thousand Tons | 0 | 0 | 0 | 0 | 0 | 0 | 0 | 0
BART SO2 Annual-Lawrence 5 -v5.14 | 169 | 7242 | Rate Constraint in lbs/MMBtu | FALSE | L | Annual | Allowances Withdrawn (n:1) | Thousand Tons | 0 | 0 | 0 | 0 | 0 | 0 | 0 | 0
BART SO2 Annual-Lawrence 5 -v5.14 | 169 | 7242 | Rate Constraint in lbs/MMBtu | FALSE | L | Annual | Net Emissions Allowance Position | Thousand Tons | 0 | 0 | 0 | 0 | 0 | 0 | 0 | 0
BART SO2 Annual-Lawrence 5 -v5.14 | 169 | 7242 | Rate Constraint in lbs/MMBtu | FALSE | L | Annual | Fuel Consumed | TBtu | 0 | 0 | 0 | 0 | 0 | 0 | 0 | 0
BART SO2 Annual-Lawrence 5 -v5.14 | 169 | 7242 | Rate Constraint in lbs/MMBtu | FALSE | L | Annual | Rate | lb/MMBtu | 0 | 0 | 0 | 0 | 0 | 0 | 0 | 0
BART SO2 Annual-Lawrence 5 -v5.14 | 169 | 7242 | Rate Constraint in lbs/MMBtu | FALSE | L | Annual | Generation | TWh | 0 | 0 | 0 | 0 | 0 | 0 | 0 | 0
BART SO2 Annual-Lawrence 5 -v5.14 | 169 | 7242 | Rate Constraint in lbs/MMBtu | FALSE | L | Annual | Qualifying Generation | TWh | 0 | 0 | 0 | 0 | 0 | 0 | 0 | 0
BART SO2 Annual-Lawrence 5 -v5.14 | 169 | 7242 | Rate Constraint in lbs/MMBtu | FALSE | L | Annual | Rate | lb/MWh | 0 | 0 | 0 | 0 | 0 | 0 | 0 | 0
BART SO2 Annual-Lawrence 5 -v5.14 | 169 | 7242 | Rate Constraint in lbs/MMBtu | FALSE | L | Annual | Constraint Shadow Price | US2019$/Ton | 0 | 0 | 0 | 0 | 0 | 0 | 0 | 0
BART SO2 Annual-Leland Olds 1 -v5.13 | 170 | 7220 | Rate Constraint in lbs/MMBtu | FALSE | L | Annual | Seasons Included | Seasons | Winter, WintShld, Summer | Winter, WintShld, Summer | Winter, WintShld, Summer | Winter, WintShld, Summer | Winter, WintShld, Summer | Winter, WintShld, Summer | Winter, WintShld, Summer | Winter, WintShld, Summer
BART SO2 Annual-Leland Olds 1 -v5.13 | 170 | 7220 | Rate Constraint in lbs/MMBtu | FALSE | L | Annual | Standard SO2 | lb/MMBtu | 0.15 | 0.15 | 0.15 | 0.15 | 0.15 | 0.15 | 0.15 | 0.15
BART SO2 Annual-Leland Olds 1 -v5.13 | 170 | 7220 | Rate Constraint in lbs/MMBtu | FALSE | L | Annual | Emissions at Affected Plants SO2 | Thousand Tons | 0.63615 | 0.53446 | 0.38348 | 0.46231 | 0.46231 | 0.53446 | 0.36322 | 0
BART SO2 Annual-Leland Olds 1 -v5.13 | 170 | 7220 | Rate Constraint in lbs/MMBtu | FALSE | L | Annual | Allowances Purchased SO2 | Thousand Tons | 0 | 0 | 0 | 0 | 0 | 0 | 0 | 0
BART SO2 Annual-Leland Olds 1 -v5.13 | 170 | 7220 | Rate Constraint in lbs/MMBtu | FALSE | L | Annual | Allowances Sold SO2 | Thousand Tons | 0 | 0 | 0 | 0 | 0 | 0 | 0 | 0
BART SO2 Annual-Leland Olds 1 -v5.13 | 170 | 7220 | Rate Constraint in lbs/MMBtu | FALSE | L | Annual | Allowances Banked | Thousand Tons | 0 | 0 | 0 | 0 | 0 | 0 | 0 | 0
BART SO2 Annual-Leland Olds 1 -v5.13 | 170 | 7220 | Rate Constraint in lbs/MMBtu | FALSE | L | Annual | Allowances Withdrawn (1:1) | Thousand Tons | 0 | 0 | 0 | 0 | 0 | 0 | 0 | 0
BART SO2 Annual-Leland Olds 1 -v5.13 | 170 | 7220 | Rate Constraint in lbs/MMBtu | FALSE | L | Annual | Allowances Withdrawn (n:1) | Thousand Tons | 0 | 0 | 0 | 0 | 0 | 0 | 0 | 0
BART SO2 Annual-Leland Olds 1 -v5.13 | 170 | 7220 | Rate Constraint in lbs/MMBtu | FALSE | L | Annual | Net Emissions Allowance Position | Thousand Tons | 0.63615 | 0.53446 | 0.38348 | 0.46231 | 0.46231 | 0.53446 | 0.36322 | 0
BART SO2 Annual-Leland Olds 1 -v5.13 | 170 | 7220 | Rate Constraint in lbs/MMBtu | FALSE | L | Annual | Fuel Consumed | TBtu | 17.8152 | 17.8152 | 12.7825 | 15.4103 | 15.4103 | 17.8152 | 12.1074 | 0
BART SO2 Annual-Leland Olds 1 -v5.13 | 170 | 7220 | Rate Constraint in lbs/MMBtu | FALSE | L | Annual | Rate | lb/MMBtu | 0.071417 | 0.06 | 0.06 | 0.06 | 0.06 | 0.06 | 0.06 | 0
BART SO2 Annual-Leland Olds 1 -v5.13 | 170 | 7220 | Rate Constraint in lbs/MMBtu | FALSE | L | Annual | Generation | TWh | 1.5033 | 1.5033 | 1.0786 | 1.3003 | 1.3003 | 1.5033 | 1.0216 | 0
BART SO2 Annual-Leland Olds 1 -v5.13 | 170 | 7220 | Rate Constraint in lbs/MMBtu | FALSE | L | Annual | Qualifying Generation | TWh | 1.5033 | 1.5033 | 1.0786 | 1.3003 | 1.3003 | 1.5033 | 1.0216 | 0
BART SO2 Annual-Leland Olds 1 -v5.13 | 170 | 7220 | Rate Constraint in lbs/MMBtu | FALSE | L | Annual | Rate | lb/MWh | 0.84636 | 0.71106 | 0.71106 | 0.71106 | 0.71106 | 0.71106 | 0.71106 | 0
BART SO2 Annual-Leland Olds 1 -v5.13 | 170 | 7220 | Rate Constraint in lbs/MMBtu | FALSE | L | Annual | Constraint Shadow Price | US2019$/Ton | 0 | 0 | 0 | 0 | 0 | 0 | 0 | 0
BART SO2 Annual-Leland Olds 2 -v5.13 | 171 | 7221 | Rate Constraint in lbs/MMBtu | FALSE | L | Annual | Seasons Included | Seasons | Winter, WintShld, Summer | Winter, WintShld, Summer | Winter, WintShld, Summer | Winter, WintShld, Summer | Winter, WintShld, Summer | Winter, WintShld, Summer | Winter, WintShld, Summer | Winter, WintShld, Summer
BART SO2 Annual-Leland Olds 2 -v5.13 | 171 | 7221 | Rate Constraint in lbs/MMBtu | FALSE | L | Annual | Standard SO2 | lb/MMBtu | 0.15 | 0.15 | 0.15 | 0.15 | 0.15 | 0.15 | 0.15 | 0.15
BART SO2 Annual-Leland Olds 2 -v5.13 | 171 | 7221 | Rate Constraint in lbs/MMBtu | FALSE | L | Annual | Emissions at Affected Plants SO2 | Thousand Tons | 1.1934 | 1.0874 | 1.031 | 0.95637 | 1.0874 | 1.0874 | 0.91373 | 0.70693
BART SO2 Annual-Leland Olds 2 -v5.13 | 171 | 7221 | Rate Constraint in lbs/MMBtu | FALSE | L | Annual | Allowances Purchased SO2 | Thousand Tons | 0 | 0 | 0 | 0 | 0 | 0 | 0 | 0
BART SO2 Annual-Leland Olds 2 -v5.13 | 171 | 7221 | Rate Constraint in lbs/MMBtu | FALSE | L | Annual | Allowances Sold SO2 | Thousand Tons | 0 | 0 | 0 | 0 | 0 | 0 | 0 | 0
BART SO2 Annual-Leland Olds 2 -v5.13 | 171 | 7221 | Rate Constraint in lbs/MMBtu | FALSE | L | Annual | Allowances Banked | Thousand Tons | 0 | 0 | 0 | 0 | 0 | 0 | 0 | 0
BART SO2 Annual-Leland Olds 2 -v5.13 | 171 | 7221 | Rate Constraint in lbs/MMBtu | FALSE | L | Annual | Allowances Withdrawn (1:1) | Thousand Tons | 0 | 0 | 0 | 0 | 0 | 0 | 0 | 0
BART SO2 Annual-Leland Olds 2 -v5.13 | 171 | 7221 | Rate Constraint in lbs/MMBtu | FALSE | L | Annual | Allowances Withdrawn (n:1) | Thousand Tons | 0 | 0 | 0 | 0 | 0 | 0 | 0 | 0
BART SO2 Annual-Leland Olds 2 -v5.13 | 171 | 7221 | Rate Constraint in lbs/MMBtu | FALSE | L | Annual | Net Emissions Allowance Position | Thousand Tons | 1.1934 | 1.0874 | 1.031 | 0.95637 | 1.0874 | 1.0874 | 0.91373 | 0.70693
BART SO2 Annual-Leland Olds 2 -v5.13 | 171 | 7221 | Rate Constraint in lbs/MMBtu | FALSE | L | Annual | Fuel Consumed | TBtu | 36.2477 | 36.2477 | 34.366 | 31.8791 | 36.2477 | 36.2477 | 30.4576 | 23.5643
BART SO2 Annual-Leland Olds 2 -v5.13 | 171 | 7221 | Rate Constraint in lbs/MMBtu | FALSE | L | Annual | Rate | lb/MMBtu | 0.065846 | 0.06 | 0.06 | 0.06 | 0.06 | 0.06 | 0.06 | 0.06
BART SO2 Annual-Leland Olds 2 -v5.13 | 171 | 7221 | Rate Constraint in lbs/MMBtu | FALSE | L | Annual | Generation | TWh | 3.0846 | 3.0846 | 2.9245 | 2.7129 | 3.0846 | 3.0846 | 2.5919 | 2.0053
BART SO2 Annual-Leland Olds 2 -v5.13 | 171 | 7221 | Rate Constraint in lbs/MMBtu | FALSE | L | Annual | Qualifying Generation | TWh | 3.0846 | 3.0846 | 2.9245 | 2.7129 | 3.0846 | 3.0846 | 2.5919 | 2.0053
BART SO2 Annual-Leland Olds 2 -v5.13 | 171 | 7221 | Rate Constraint in lbs/MMBtu | FALSE | L | Annual | Rate | lb/MWh | 0.77376 | 0.70506 | 0.70506 | 0.70506 | 0.70506 | 0.70506 | 0.70506 | 0.70506
BART SO2 Annual-Leland Olds 2 -v5.13 | 171 | 7221 | Rate Constraint in lbs/MMBtu | FALSE | L | Annual | Constraint Shadow Price | US2019$/Ton | 0 | 0 | 0 | 0 | 0 | 0 | 0 | 0
BART SO2 Annual-Milton R Young B1 -v5.13 | 172 | 7222 | Rate Constraint in lbs/MMBtu | FALSE | L | Annual | Seasons Included | Seasons | Winter, WintShld, Summer | Winter, WintShld, Summer | Winter, WintShld, Summer | Winter, WintShld, Summer | Winter, WintShld, Summer | Winter, WintShld, Summer | Winter, WintShld, Summer | Winter, WintShld, Summer
BART SO2 Annual-Milton R Young B1 -v5.13 | 172 | 7222 | Rate Constraint in lbs/MMBtu | FALSE | L | Annual | Standard SO2 | lb/MMBtu | 0.15 | 0.15 | 0.15 | 0.15 | 0.15 | 0.15 | 0.15 | 0.15
BART SO2 Annual-Milton R Young B1 -v5.13 | 172 | 7222 | Rate Constraint in lbs/MMBtu | FALSE | L | Annual | Emissions at Affected Plants SO2 | Thousand Tons | 0.69232 | 0.67828 | 0.60699 | 0.63641 | 0.64573 | 0 | 0 | 0
BART SO2 Annual-Milton R Young B1 -v5.13 | 172 | 7222 | Rate Constraint in lbs/MMBtu | FALSE | L | Annual | Allowances Purchased SO2 | Thousand Tons | 0 | 0 | 0 | 0 | 0 | 0 | 0 | 0
BART SO2 Annual-Milton R Young B1 -v5.13 | 172 | 7222 | Rate Constraint in lbs/MMBtu | FALSE | L | Annual | Allowances Sold SO2 | Thousand Tons | 0 | 0 | 0 | 0 | 0 | 0 | 0 | 0
BART SO2 Annual-Milton R Young B1 -v5.13 | 172 | 7222 | Rate Constraint in lbs/MMBtu | FALSE | L | Annual | Allowances Banked | Thousand Tons | 0 | 0 | 0 | 0 | 0 | 0 | 0 | 0
BART SO2 Annual-Milton R Young B1 -v5.13 | 172 | 7222 | Rate Constraint in lbs/MMBtu | FALSE | L | Annual | Allowances Withdrawn (1:1) | Thousand Tons | 0 | 0 | 0 | 0 | 0 | 0 | 0 | 0
BART SO2 Annual-Milton R Young B1 -v5.13 | 172 | 7222 | Rate Constraint in lbs/MMBtu | FALSE | L | Annual | Allowances Withdrawn (n:1) | Thousand Tons | 0 | 0 | 0 | 0 | 0 | 0 | 0 | 0
BART SO2 Annual-Milton R Young B1 -v5.13 | 172 | 7222 | Rate Constraint in lbs/MMBtu | FALSE | L | Annual | Net Emissions Allowance Position | Thousand Tons | 0.69232 | 0.67828 | 0.60699 | 0.63641 | 0.64573 | 0 | 0 | 0
BART SO2 Annual-Milton R Young B1 -v5.13 | 172 | 7222 | Rate Constraint in lbs/MMBtu | FALSE | L | Annual | Fuel Consumed | TBtu | 20.0568 | 19.6501 | 17.5846 | 18.4371 | 18.707 | 0 | 0 | 0
BART SO2 Annual-Milton R Young B1 -v5.13 | 172 | 7222 | Rate Constraint in lbs/MMBtu | FALSE | L | Annual | Rate | lb/MMBtu | 0.069036 | 0.069036 | 0.069036 | 0.069036 | 0.069036 | 0 | 0 | 0
BART SO2 Annual-Milton R Young B1 -v5.13 | 172 | 7222 | Rate Constraint in lbs/MMBtu | FALSE | L | Annual | Generation | TWh | 1.7244 | 1.6895 | 1.5119 | 1.5852 | 1.6084 | 0 | 0 | 0
BART SO2 Annual-Milton R Young B1 -v5.13 | 172 | 7222 | Rate Constraint in lbs/MMBtu | FALSE | L | Annual | Qualifying Generation | TWh | 1.7244 | 1.6895 | 1.5119 | 1.5852 | 1.6084 | 0 | 0 | 0
BART SO2 Annual-Milton R Young B1 -v5.13 | 172 | 7222 | Rate Constraint in lbs/MMBtu | FALSE | L | Annual | Rate | lb/MWh | 0.80296 | 0.80296 | 0.80296 | 0.80296 | 0.80296 | 0 | 0 | 0
BART SO2 Annual-Milton R Young B1 -v5.13 | 172 | 7222 | Rate Constraint in lbs/MMBtu | FALSE | L | Annual | Constraint Shadow Price | US2019$/Ton | 0 | 0 | 0 | 0 | 0 | 0 | 0 | 0
BART SO2 Annual-Milton R Young B2 -v5.13 | 173 | 7223 | Rate Constraint in lbs/MMBtu | FALSE | L | Annual | Seasons Included | Seasons | Winter, WintShld, Summer | Winter, WintShld, Summer | Winter, WintShld, Summer | Winter, WintShld, Summer | Winter, WintShld, Summer | Winter, WintShld, Summer | Winter, WintShld, Summer | Winter, WintShld, Summer
BART SO2 Annual-Milton R Young B2 -v5.13 | 173 | 7223 | Rate Constraint in lbs/MMBtu | FALSE | L | Annual | Standard SO2 | lb/MMBtu | 0.15 | 0.15 | 0.15 | 0.15 | 0.15 | 0.15 | 0.15 | 0.15
BART SO2 Annual-Milton R Young B2 -v5.13 | 173 | 7223 | Rate Constraint in lbs/MMBtu | FALSE | L | Annual | Emissions at Affected Plants SO2 | Thousand Tons | 1.367 | 1.3137 | 1.0699 | 1.1547 | 1.2782 | 1.2249 | 0.44613 | 0
BART SO2 Annual-Milton R Young B2 -v5.13 | 173 | 7223 | Rate Constraint in lbs/MMBtu | FALSE | L | Annual | Allowances Purchased SO2 | Thousand Tons | 0 | 0 | 0 | 0 | 0 | 0 | 0 | 0
BART SO2 Annual-Milton R Young B2 -v5.13 | 173 | 7223 | Rate Constraint in lbs/MMBtu | FALSE | L | Annual | Allowances Sold SO2 | Thousand Tons | 0 | 0 | 0 | 0 | 0 | 0 | 0 | 0
BART SO2 Annual-Milton R Young B2 -v5.13 | 173 | 7223 | Rate Constraint in lbs/MMBtu | FALSE | L | Annual | Allowances Banked | Thousand Tons | 0 | 0 | 0 | 0 | 0 | 0 | 0 | 0
BART SO2 Annual-Milton R Young B2 -v5.13 | 173 | 7223 | Rate Constraint in lbs/MMBtu | FALSE | L | Annual | Allowances Withdrawn (1:1) | Thousand Tons | 0 | 0 | 0 | 0 | 0 | 0 | 0 | 0
BART SO2 Annual-Milton R Young B2 -v5.13 | 173 | 7223 | Rate Constraint in lbs/MMBtu | FALSE | L | Annual | Allowances Withdrawn (n:1) | Thousand Tons | 0 | 0 | 0 | 0 | 0 | 0 | 0 | 0
BART SO2 Annual-Milton R Young B2 -v5.13 | 173 | 7223 | Rate Constraint in lbs/MMBtu | FALSE | L | Annual | Net Emissions Allowance Position | Thousand Tons | 1.367 | 1.3137 | 1.0699 | 1.1547 | 1.2782 | 1.2249 | 0.44613 | 0
BART SO2 Annual-Milton R Young B2 -v5.13 | 173 | 7223 | Rate Constraint in lbs/MMBtu | FALSE | L | Annual | Fuel Consumed | TBtu | 37.0481 | 35.6035 | 28.9944 | 31.2946 | 34.6419 | 33.1973 | 12.0907 | 0
BART SO2 Annual-Milton R Young B2 -v5.13 | 173 | 7223 | Rate Constraint in lbs/MMBtu | FALSE | L | Annual | Rate | lb/MMBtu | 0.073797 | 0.073797 | 0.073797 | 0.073797 | 0.073797 | 0.073797 | 0.073797 | 0
BART SO2 Annual-Milton R Young B2 -v5.13 | 173 | 7223 | Rate Constraint in lbs/MMBtu | FALSE | L | Annual | Generation | TWh | 3.2524 | 3.1256 | 2.5454 | 2.7473 | 3.0412 | 2.9143 | 1.0614 | 0
BART SO2 Annual-Milton R Young B2 -v5.13 | 173 | 7223 | Rate Constraint in lbs/MMBtu | FALSE | L | Annual | Qualifying Generation | TWh | 3.2524 | 3.1256 | 2.5454 | 2.7473 | 3.0412 | 2.9143 | 1.0614 | 0
BART SO2 Annual-Milton R Young B2 -v5.13 | 173 | 7223 | Rate Constraint in lbs/MMBtu | FALSE | L | Annual | Rate | lb/MWh | 0.84062 | 0.84062 | 0.84062 | 0.84062 | 0.84062 | 0.84062 | 0.84062 | 0
BART SO2 Annual-Milton R Young B2 -v5.13 | 173 | 7223 | Rate Constraint in lbs/MMBtu | FALSE | L | Annual | Constraint Shadow Price | US2019$/Ton | 0 | 0 | 0 | 0 | 0 | 0 | 0 | 0
BART SO2 Annual-Muskogee 4 -v5.13 | 174 | 7224 | Rate Constraint in lbs/MMBtu | FALSE | L | Annual | Seasons Included | Seasons | Winter, WintShld, Summer | Winter, WintShld, Summer | Winter, WintShld, Summer | Winter, WintShld, Summer | Winter, WintShld, Summer | Winter, WintShld, Summer | Winter, WintShld, Summer | Winter, WintShld, Summer
BART SO2 Annual-Muskogee 4 -v5.13 | 174 | 7224 | Rate Constraint in lbs/MMBtu | FALSE | L | Annual | Standard SO2 | lb/MMBtu | 0.06 | 0.06 | 0.06 | 0.06 | 0.06 | 0.06 | 0.06 | 0.06
BART SO2 Annual-Muskogee 4 -v5.13 | 174 | 7224 | Rate Constraint in lbs/MMBtu | FALSE | L | Annual | Emissions at Affected Plants SO2 | Thousand Tons | 0 | 0 | 0 | 0 | 0 | 0 | 0 | 0
BART SO2 Annual-Muskogee 4 -v5.13 | 174 | 7224 | Rate Constraint in lbs/MMBtu | FALSE | L | Annual | Allowances Purchased SO2 | Thousand Tons | 0 | 0 | 0 | 0 | 0 | 0 | 0 | 0
BART SO2 Annual-Muskogee 4 -v5.13 | 174 | 7224 | Rate Constraint in lbs/MMBtu | FALSE | L | Annual | Allowances Sold SO2 | Thousand Tons | 0 | 0 | 0 | 0 | 0 | 0 | 0 | 0
BART SO2 Annual-Muskogee 4 -v5.13 | 174 | 7224 | Rate Constraint in lbs/MMBtu | FALSE | L | Annual | Allowances Banked | Thousand Tons | 0 | 0 | 0 | 0 | 0 | 0 | 0 | 0
BART SO2 Annual-Muskogee 4 -v5.13 | 174 | 7224 | Rate Constraint in lbs/MMBtu | FALSE | L | Annual | Allowances Withdrawn (1:1) | Thousand Tons | 0 | 0 | 0 | 0 | 0 | 0 | 0 | 0
BART SO2 Annual-Muskogee 4 -v5.13 | 174 | 7224 | Rate Constraint in lbs/MMBtu | FALSE | L | Annual | Allowances Withdrawn (n:1) | Thousand Tons | 0 | 0 | 0 | 0 | 0 | 0 | 0 | 0
BART SO2 Annual-Muskogee 4 -v5.13 | 174 | 7224 | Rate Constraint in lbs/MMBtu | FALSE | L | Annual | Net Emissions Allowance Position | Thousand Tons | 0 | 0 | 0 | 0 | 0 | 0 | 0 | 0
BART SO2 Annual-Muskogee 4 -v5.13 | 174 | 7224 | Rate Constraint in lbs/MMBtu | FALSE | L | Annual | Fuel Consumed | TBtu | 0 | 0 | 0 | 0 | 0 | 0 | 0 | 0
BART SO2 Annual-Muskogee 4 -v5.13 | 174 | 7224 | Rate Constraint in lbs/MMBtu | FALSE | L | Annual | Rate | lb/MMBtu | 0 | 0 | 0 | 0 | 0 | 0 | 0 | 0
BART SO2 Annual-Muskogee 4 -v5.13 | 174 | 7224 | Rate Constraint in lbs/MMBtu | FALSE | L | Annual | Generation | TWh | 0 | 0 | 0 | 0 | 0 | 0 | 0 | 0
BART SO2 Annual-Muskogee 4 -v5.13 | 174 | 7224 | Rate Constraint in lbs/MMBtu | FALSE | L | Annual | Qualifying Generation | TWh | 0 | 0 | 0 | 0 | 0 | 0 | 0 | 0
BART SO2 Annual-Muskogee 4 -v5.13 | 174 | 7224 | Rate Constraint in lbs/MMBtu | FALSE | L | Annual | Rate | lb/MWh | 0 | 0 | 0 | 0 | 0 | 0 | 0 | 0
BART SO2 Annual-Muskogee 4 -v5.13 | 174 | 7224 | Rate Constraint in lbs/MMBtu | FALSE | L | Annual | Constraint Shadow Price | US2019$/Ton | 60093.286 | 31421.7659 | 12850.8671 | 15560.8887 | 21225.4927 | 26188.7284 | 0 | 0
BART SO2 Annual-Muskogee 5 -v5.13 | 175 | 7225 | Rate Constraint in lbs/MMBtu | FALSE | L | Annual | Seasons Included | Seasons | Winter, WintShld, Summer | Winter, WintShld, Summer | Winter, WintShld, Summer | Winter, WintShld, Summer | Winter, WintShld, Summer | Winter, WintShld, Summer | Winter, WintShld, Summer | Winter, WintShld, Summer
BART SO2 Annual-Muskogee 5 -v5.13 | 175 | 7225 | Rate Constraint in lbs/MMBtu | FALSE | L | Annual | Standard SO2 | lb/MMBtu | 0.06 | 0.06 | 0.06 | 0.06 | 0.06 | 0.06 | 0.06 | 0.06
BART SO2 Annual-Muskogee 5 -v5.13 | 175 | 7225 | Rate Constraint in lbs/MMBtu | FALSE | L | Annual | Emissions at Affected Plants SO2 | Thousand Tons | 0 | 0 | 0 | 0 | 0 | 0 | 0 | 0
BART SO2 Annual-Muskogee 5 -v5.13 | 175 | 7225 | Rate Constraint in lbs/MMBtu | FALSE | L | Annual | Allowances Purchased SO2 | Thousand Tons | 0 | 0 | 0 | 0 | 0 | 0 | 0 | 0
BART SO2 Annual-Muskogee 5 -v5.13 | 175 | 7225 | Rate Constraint in lbs/MMBtu | FALSE | L | Annual | Allowances Sold SO2 | Thousand Tons | 0 | 0 | 0 | 0 | 0 | 0 | 0 | 0
BART SO2 Annual-Muskogee 5 -v5.13 | 175 | 7225 | Rate Constraint in lbs/MMBtu | FALSE | L | Annual | Allowances Banked | Thousand Tons | 0 | 0 | 0 | 0 | 0 | 0 | 0 | 0
BART SO2 Annual-Muskogee 5 -v5.13 | 175 | 7225 | Rate Constraint in lbs/MMBtu | FALSE | L | Annual | Allowances Withdrawn (1:1) | Thousand Tons | 0 | 0 | 0 | 0 | 0 | 0 | 0 | 0
BART SO2 Annual-Muskogee 5 -v5.13 | 175 | 7225 | Rate Constraint in lbs/MMBtu | FALSE | L | Annual | Allowances Withdrawn (n:1) | Thousand Tons | 0 | 0 | 0 | 0 | 0 | 0 | 0 | 0
BART SO2 Annual-Muskogee 5 -v5.13 | 175 | 7225 | Rate Constraint in lbs/MMBtu | FALSE | L | Annual | Net Emissions Allowance Position | Thousand Tons | 0 | 0 | 0 | 0 | 0 | 0 | 0 | 0
BART SO2 Annual-Muskogee 5 -v5.13 | 175 | 7225 | Rate Constraint in lbs/MMBtu | FALSE | L | Annual | Fuel Consumed | TBtu | 0 | 0 | 0 | 0 | 0 | 0 | 0 | 0
BART SO2 Annual-Muskogee 5 -v5.13 | 175 | 7225 | Rate Constraint in lbs/MMBtu | FALSE | L | Annual | Rate | lb/MMBtu | 0 | 0 | 0 | 0 | 0 | 0 | 0 | 0
BART SO2 Annual-Muskogee 5 -v5.13 | 175 | 7225 | Rate Constraint in lbs/MMBtu | FALSE | L | Annual | Generation | TWh | 0 | 0 | 0 | 0 | 0 | 0 | 0 | 0
BART SO2 Annual-Muskogee 5 -v5.13 | 175 | 7225 | Rate Constraint in lbs/MMBtu | FALSE | L | Annual | Qualifying Generation | TWh | 0 | 0 | 0 | 0 | 0 | 0 | 0 | 0
BART SO2 Annual-Muskogee 5 -v5.13 | 175 | 7225 | Rate Constraint in lbs/MMBtu | FALSE | L | Annual | Rate | lb/MWh | 0 | 0 | 0 | 0 | 0 | 0 | 0 | 0
BART SO2 Annual-Muskogee 5 -v5.13 | 175 | 7225 | Rate Constraint in lbs/MMBtu | FALSE | L | Annual | Constraint Shadow Price | US2019$/Ton | 60007.221 | 31353.0363 | 12869.2369 | 15484.4968 | 21148.0182 | 26117.8763 | 0 | 0
BART SO2 Annual-Nelson -v6.20 | 176 | 7238 | Rate Constraint in lbs/MMBtu | FALSE | L | Annual | Seasons Included | Seasons | Winter, WintShld, Summer | Winter, WintShld, Summer | Winter, WintShld, Summer | Winter, WintShld, Summer | Winter, WintShld, Summer | Winter, WintShld, Summer | Winter, WintShld, Summer | Winter, WintShld, Summer
BART SO2 Annual-Nelson -v6.20 | 176 | 7238 | Rate Constraint in lbs/MMBtu | FALSE | L | Annual | Standard SO2 | lb/MMBtu | 0.6 | 0.6 | 0.6 | 0.6 | 0.6 | 0.6 | 0.6 | 0.6
BART SO2 Annual-Nelson -v6.20 | 176 | 7238 | Rate Constraint in lbs/MMBtu | FALSE | L | Annual | Emissions at Affected Plants SO2 | Thousand Tons | 11.8026 | 0 | 0 | 0 | 0 | 0 | 0 | 0
BART SO2 Annual-Nelson -v6.20 | 176 | 7238 | Rate Constraint in lbs/MMBtu | FALSE | L | Annual | Allowances Purchased SO2 | Thousand Tons | 0 | 0 | 0 | 0 | 0 | 0 | 0 | 0
BART SO2 Annual-Nelson -v6.20 | 176 | 7238 | Rate Constraint in lbs/MMBtu | FALSE | L | Annual | Allowances Sold SO2 | Thousand Tons | 0 | 0 | 0 | 0 | 0 | 0 | 0 | 0
BART SO2 Annual-Nelson -v6.20 | 176 | 7238 | Rate Constraint in lbs/MMBtu | FALSE | L | Annual | Allowances Banked | Thousand Tons | 0 | 0 | 0 | 0 | 0 | 0 | 0 | 0
BART SO2 Annual-Nelson -v6.20 | 176 | 7238 | Rate Constraint in lbs/MMBtu | FALSE | L | Annual | Allowances Withdrawn (1:1) | Thousand Tons | 0 | 0 | 0 | 0 | 0 | 0 | 0 | 0
BART SO2 Annual-Nelson -v6.20 | 176 | 7238 | Rate Constraint in lbs/MMBtu | FALSE | L | Annual | Allowances Withdrawn (n:1) | Thousand Tons | 0 | 0 | 0 | 0 | 0 | 0 | 0 | 0
BART SO2 Annual-Nelson -v6.20 | 176 | 7238 | Rate Constraint in lbs/MMBtu | FALSE | L | Annual | Net Emissions Allowance Position | Thousand Tons | 11.8026 | 0 | 0 | 0 | 0 | 0 | 0 | 0
BART SO2 Annual-Nelson -v6.20 | 176 | 7238 | Rate Constraint in lbs/MMBtu | FALSE | L | Annual | Fuel Consumed | TBtu | 45.1932 | 0 | 0 | 0 | 0 | 0 | 0 | 0
BART SO2 Annual-Nelson -v6.20 | 176 | 7238 | Rate Constraint in lbs/MMBtu | FALSE | L | Annual | Rate | lb/MMBtu | 0.52232 | 0 | 0 | 0 | 0 | 0 | 0 | 0
BART SO2 Annual-Nelson -v6.20 | 176 | 7238 | Rate Constraint in lbs/MMBtu | FALSE | L | Annual | Generation | TWh | 3.8125 | 0 | 0 | 0 | 0 | 0 | 0 | 0
BART SO2 Annual-Nelson -v6.20 | 176 | 7238 | Rate Constraint in lbs/MMBtu | FALSE | L | Annual | Qualifying Generation | TWh | 3.8125 | 0 | 0 | 0 | 0 | 0 | 0 | 0
BART SO2 Annual-Nelson -v6.20 | 176 | 7238 | Rate Constraint in lbs/MMBtu | FALSE | L | Annual | Rate | lb/MWh | 6.1916 | 0 | 0 | 0 | 0 | 0 | 0 | 0
BART SO2 Annual-Nelson -v6.20 | 176 | 7238 | Rate Constraint in lbs/MMBtu | FALSE | L | Annual | Constraint Shadow Price | US2019$/Ton | 0 | 0 | 0 | 0 | 0 | 0 | 0 | 0
BART SO2 Annual-Northeastern 3313 -v5.13 | 177 | 7230 | Rate Constraint in lbs/MMBtu | FALSE | L | Annual | Seasons Included | Seasons | Winter, WintShld, Summer | Winter, WintShld, Summer | Winter, WintShld, Summer | Winter, WintShld, Summer | Winter, WintShld, Summer | Winter, WintShld, Summer | Winter, WintShld, Summer | Winter, WintShld, Summer
BART SO2 Annual-Northeastern 3313 -v5.13 | 177 | 7230 | Rate Constraint in lbs/MMBtu | FALSE | L | Annual | Standard SO2 | lb/MMBtu | 0.4 | 0.4 | 0.13333 | 0 | 0 | 0 | 0 | 0
BART SO2 Annual-Northeastern 3313 -v5.13 | 177 | 7230 | Rate Constraint in lbs/MMBtu | FALSE | L | Annual | Emissions at Affected Plants SO2 | Thousand Tons | 4.4749 | 0 | 0 | 0 | 0 | 0 | 0 | 0
BART SO2 Annual-Northeastern 3313 -v5.13 | 177 | 7230 | Rate Constraint in lbs/MMBtu | FALSE | L | Annual | Allowances Purchased SO2 | Thousand Tons | 0 | 0 | 0 | 0 | 0 | 0 | 0 | 0
BART SO2 Annual-Northeastern 3313 -v5.13 | 177 | 7230 | Rate Constraint in lbs/MMBtu | FALSE | L | Annual | Allowances Sold SO2 | Thousand Tons | 0 | 0 | 0 | 0 | 0 | 0 | 0 | 0
BART SO2 Annual-Northeastern 3313 -v5.13 | 177 | 7230 | Rate Constraint in lbs/MMBtu | FALSE | L | Annual | Allowances Banked | Thousand Tons | 0 | 0 | 0 | 0 | 0 | 0 | 0 | 0
BART SO2 Annual-Northeastern 3313 -v5.13 | 177 | 7230 | Rate Constraint in lbs/MMBtu | FALSE | L | Annual | Allowances Withdrawn (1:1) | Thousand Tons | 0 | 0 | 0 | 0 | 0 | 0 | 0 | 0
BART SO2 Annual-Northeastern 3313 -v5.13 | 177 | 7230 | Rate Constraint in lbs/MMBtu | FALSE | L | Annual | Allowances Withdrawn (n:1) | Thousand Tons | 0 | 0 | 0 | 0 | 0 | 0 | 0 | 0
BART SO2 Annual-Northeastern 3313 -v5.13 | 177 | 7230 | Rate Constraint in lbs/MMBtu | FALSE | L | Annual | Net Emissions Allowance Position | Thousand Tons | 4.4749 | 0 | 0 | 0 | 0 | 0 | 0 | 0
BART SO2 Annual-Northeastern 3313 -v5.13 | 177 | 7230 | Rate Constraint in lbs/MMBtu | FALSE | L | Annual | Fuel Consumed | TBtu | 22.3744 | 0 | 0 | 0 | 0 | 0 | 0 | 0
BART SO2 Annual-Northeastern 3313 -v5.13 | 177 | 7230 | Rate Constraint in lbs/MMBtu | FALSE | L | Annual | Rate | lb/MMBtu | 0.4 | 0 | 0 | 0 | 0 | 0 | 0 | 0
BART SO2 Annual-Northeastern 3313 -v5.13 | 177 | 7230 | Rate Constraint in lbs/MMBtu | FALSE | L | Annual | Generation | TWh | 2.1611 | 0 | 0 | 0 | 0 | 0 | 0 | 0
BART SO2 Annual-Northeastern 3313 -v5.13 | 177 | 7230 | Rate Constraint in lbs/MMBtu | FALSE | L | Annual | Qualifying Generation | TWh | 2.1611 | 0 | 0 | 0 | 0 | 0 | 0 | 0
BART SO2 Annual-Northeastern 3313 -v5.13 | 177 | 7230 | Rate Constraint in lbs/MMBtu | FALSE | L | Annual | Rate | lb/MWh | 4.1412 | 0 | 0 | 0 | 0 | 0 | 0 | 0
BART SO2 Annual-Northeastern 3313 -v5.13 | 177 | 7230 | Rate Constraint in lbs/MMBtu | FALSE | L | Annual | Constraint Shadow Price | US2019$/Ton | 145.128 | 110.1001 | 30601.118 | 25201.0012 | 30382.0916 | 26578.8977 | 24143.6405 | 26175.5482
BART SO2 Annual-Pawnee 1 -v5.13 | 178 | 7226 | Rate Constraint in lbs/MMBtu | FALSE | L | Annual | Seasons Included | Seasons | Winter, WintShld, Summer | Winter, WintShld, Summer | Winter, WintShld, Summer | Winter, WintShld, Summer | Winter, WintShld, Summer | Winter, WintShld, Summer | Winter, WintShld, Summer | Winter, WintShld, Summer
BART SO2 Annual-Pawnee 1 -v5.13 | 178 | 7226 | Rate Constraint in lbs/MMBtu | FALSE | L | Annual | Standard SO2 | lb/MMBtu | 0.12 | 0.12 | 0.12 | 0.12 | 0.12 | 0.12 | 0.12 | 0.12
BART SO2 Annual-Pawnee 1 -v5.13 | 178 | 7226 | Rate Constraint in lbs/MMBtu | FALSE | L | Annual | Emissions at Affected Plants SO2 | Thousand Tons | 1.7651 | 1.5079 | 0.011944 | 0.011944 | 0.011944 | 0.013981 | 0.013981 | 0.013981
BART SO2 Annual-Pawnee 1 -v5.13 | 178 | 7226 | Rate Constraint in lbs/MMBtu | FALSE | L | Annual | Allowances Purchased SO2 | Thousand Tons | 0 | 0 | 0 | 0 | 0 | 0 | 0 | 0
BART SO2 Annual-Pawnee 1 -v5.13 | 178 | 7226 | Rate Constraint in lbs/MMBtu | FALSE | L | Annual | Allowances Sold SO2 | Thousand Tons | 0 | 0 | 0 | 0 | 0 | 0 | 0 | 0
BART SO2 Annual-Pawnee 1 -v5.13 | 178 | 7226 | Rate Constraint in lbs/MMBtu | FALSE | L | Annual | Allowances Banked | Thousand Tons | 0 | 0 | 0 | 0 | 0 | 0 | 0 | 0
BART SO2 Annual-Pawnee 1 -v5.13 | 178 | 7226 | Rate Constraint in lbs/MMBtu | FALSE | L | Annual | Allowances Withdrawn (1:1) | Thousand Tons | 0 | 0 | 0 | 0 | 0 | 0 | 0 | 0
BART SO2 Annual-Pawnee 1 -v5.13 | 178 | 7226 | Rate Constraint in lbs/MMBtu | FALSE | L | Annual | Allowances Withdrawn (n:1) | Thousand Tons | 0 | 0 | 0 | 0 | 0 | 0 | 0 | 0
BART SO2 Annual-Pawnee 1 -v5.13 | 178 | 7226 | Rate Constraint in lbs/MMBtu | FALSE | L | Annual | Net Emissions Allowance Position | Thousand Tons | 1.7651 | 1.5079 | 0.011944 | 0.011944 | 0.011944 | 0.013981 | 0.013981 | 0.013981
BART SO2 Annual-Pawnee 1 -v5.13 | 178 | 7226 | Rate Constraint in lbs/MMBtu | FALSE | L | Annual | Fuel Consumed | TBtu | 37.6975 | 37.6975 | 0.29859 | 0.29859 | 0.29859 | 0.29859 | 0.29859 | 0.29859
BART SO2 Annual-Pawnee 1 -v5.13 | 178 | 7226 | Rate Constraint in lbs/MMBtu | FALSE | L | Annual | Rate | lb/MMBtu | 0.093647 | 0.08 | 0.08 | 0.08 | 0.08 | 0.093647 | 0.093647 | 0.093647
BART SO2 Annual-Pawnee 1 -v5.13 | 178 | 7226 | Rate Constraint in lbs/MMBtu | FALSE | L | Annual | Generation | TWh | 3.5006 | 3.5006 | 0.027727 | 0.027727 | 0.027727 | 0.027727 | 0.027727 | 0.027727
BART SO2 Annual-Pawnee 1 -v5.13 | 178 | 7226 | Rate Constraint in lbs/MMBtu | FALSE | L | Annual | Qualifying Generation | TWh | 3.5006 | 3.5006 | 0.027727 | 0.027727 | 0.027727 | 0.027727 | 0.027727 | 0.027727
BART SO2 Annual-Pawnee 1 -v5.13 | 178 | 7226 | Rate Constraint in lbs/MMBtu | FALSE | L | Annual | Rate | lb/MWh | 1.0085 | 0.86152 | 0.86152 | 0.86152 | 0.86152 | 1.0085 | 1.0085 | 1.0085
BART SO2 Annual-Pawnee 1 -v5.13 | 178 | 7226 | Rate Constraint in lbs/MMBtu | FALSE | L | Annual | Constraint Shadow Price | US2019$/Ton | 0 | 0 | 0 | 0 | 0 | 0 | 0 | 0
BART SO2 Annual-Ray D Nixon 1 -v5.13 | 179 | 7227 | Rate Constraint in lbs/MMBtu | FALSE | L | Annual | Seasons Included | Seasons | Winter, WintShld, Summer | Winter, WintShld, Summer | Winter, WintShld, Summer | Winter, WintShld, Summer | Winter, WintShld, Summer | Winter, WintShld, Summer | Winter, WintShld, Summer | Winter, WintShld, Summer
BART SO2 Annual-Ray D Nixon 1 -v5.13 | 179 | 7227 | Rate Constraint in lbs/MMBtu | FALSE | L | Annual | Standard SO2 | lb/MMBtu | 0.11 | 0.11 | 0.11 | 0.11 | 0.11 | 0.11 | 0.11 | 0.11
BART SO2 Annual-Ray D Nixon 1 -v5.13 | 179 | 7227 | Rate Constraint in lbs/MMBtu | FALSE | L | Annual | Emissions at Affected Plants SO2 | Thousand Tons | 0.68963 | 0.68963 | 0.52591 | 0.025284 | 0.033155 | 0.033155 | 0.033155 | 0.033155
BART SO2 Annual-Ray D Nixon 1 -v5.13 | 179 | 7227 | Rate Constraint in lbs/MMBtu | FALSE | L | Annual | Allowances Purchased SO2 | Thousand Tons | 0 | 0 | 0 | 0 | 0 | 0 | 0 | 0
BART SO2 Annual-Ray D Nixon 1 -v5.13 | 179 | 7227 | Rate Constraint in lbs/MMBtu | FALSE | L | Annual | Allowances Sold SO2 | Thousand Tons | 0 | 0 | 0 | 0 | 0 | 0 | 0 | 0
BART SO2 Annual-Ray D Nixon 1 -v5.13 | 179 | 7227 | Rate Constraint in lbs/MMBtu | FALSE | L | Annual | Allowances Banked | Thousand Tons | 0 | 0 | 0 | 0 | 0 | 0 | 0 | 0
BART SO2 Annual-Ray D Nixon 1 -v5.13 | 179 | 7227 | Rate Constraint in lbs/MMBtu | FALSE | L | Annual | Allowances Withdrawn (1:1) | Thousand Tons | 0 | 0 | 0 | 0 | 0 | 0 | 0 | 0
BART SO2 Annual-Ray D Nixon 1 -v5.13 | 179 | 7227 | Rate Constraint in lbs/MMBtu | FALSE | L | Annual | Allowances Withdrawn (n:1) | Thousand Tons | 0 | 0 | 0 | 0 | 0 | 0 | 0 | 0
BART SO2 Annual-Ray D Nixon 1 -v5.13 | 179 | 7227 | Rate Constraint in lbs/MMBtu | FALSE | L | Annual | Net Emissions Allowance Position | Thousand Tons | 0.68963 | 0.68963 | 0.52591 | 0.025284 | 0.033155 | 0.033155 | 0.033155 | 0.033155
BART SO2 Annual-Ray D Nixon 1 -v5.13 | 179 | 7227 | Rate Constraint in lbs/MMBtu | FALSE | L | Annual | Fuel Consumed | TBtu | 14.7283 | 14.7283 | 14.7283 | 0.70809 | 0.70809 | 0.70809 | 0.70809 | 0.70809
BART SO2 Annual-Ray D Nixon 1 -v5.13 | 179 | 7227 | Rate Constraint in lbs/MMBtu | FALSE | L | Annual | Rate | lb/MMBtu | 0.093647 | 0.093647 | 0.071415 | 0.071415 | 0.093647 | 0.093647 | 0.093647 | 0.093647
BART SO2 Annual-Ray D Nixon 1 -v5.13 | 179 | 7227 | Rate Constraint in lbs/MMBtu | FALSE | L | Annual | Generation | TWh | 1.4085 | 1.4085 | 1.4085 | 0.067715 | 0.067715 | 0.067715 | 0.067715 | 0.067715
BART SO2 Annual-Ray D Nixon 1 -v5.13 | 179 | 7227 | Rate Constraint in lbs/MMBtu | FALSE | L | Annual | Qualifying Generation | TWh | 1.4085 | 1.4085 | 1.4085 | 0.067715 | 0.067715 | 0.067715 | 0.067715 | 0.067715
BART SO2 Annual-Ray D Nixon 1 -v5.13 | 179 | 7227 | Rate Constraint in lbs/MMBtu | FALSE | L | Annual | Rate | lb/MWh | 0.97926 | 0.97926 | 0.74678 | 0.74678 | 0.97926 | 0.97926 | 0.97926 | 0.97926
BART SO2 Annual-Ray D Nixon 1 -v5.13 | 179 | 7227 | Rate Constraint in lbs/MMBtu | FALSE | L | Annual | Constraint Shadow Price | US2019$/Ton | 0 | 0 | 0 | 0 | 0 | 0 | 0 | 0
BART SO2 Annual-Sooner 1 -v5.13 | 180 | 7228 | Rate Constraint in lbs/MMBtu | FALSE | L | Annual | Seasons Included | Seasons | Winter, WintShld, Summer | Winter, WintShld, Summer | Winter, WintShld, Summer | Winter, WintShld, Summer | Winter, WintShld, Summer | Winter, WintShld, Summer | Winter, WintShld, Summer | Winter, WintShld, Summer
BART SO2 Annual-Sooner 1 -v5.13 | 180 | 7228 | Rate Constraint in lbs/MMBtu | FALSE | L | Annual | Standard SO2 | lb/MMBtu | 0.06 | 0.06 | 0.06 | 0.06 | 0.06 | 0.06 | 0.06 | 0.06
BART SO2 Annual-Sooner 1 -v5.13 | 180 | 7228 | Rate Constraint in lbs/MMBtu | FALSE | L | Annual | Emissions at Affected Plants SO2 | Thousand Tons | 0.49259 | 0.31407 | 0.23803 | 0.26801 | 0.26801 | 0.31892 | 0 | 0
BART SO2 Annual-Sooner 1 -v5.13 | 180 | 7228 | Rate Constraint in lbs/MMBtu | FALSE | L | Annual | Allowances Purchased SO2 | Thousand Tons | 0 | 0 | 0 | 0 | 0 | 0 | 0 | 0
BART SO2 Annual-Sooner 1 -v5.13 | 180 | 7228 | Rate Constraint in lbs/MMBtu | FALSE | L | Annual | Allowances Sold SO2 | Thousand Tons | 0 | 0 | 0 | 0 | 0 | 0 | 0 | 0
BART SO2 Annual-Sooner 1 -v5.13 | 180 | 7228 | Rate Constraint in lbs/MMBtu | FALSE | L | Annual | Allowances Banked | Thousand Tons | 0 | 0 | 0 | 0 | 0 | 0 | 0 | 0
BART SO2 Annual-Sooner 1 -v5.13 | 180 | 7228 | Rate Constraint in lbs/MMBtu | FALSE | L | Annual | Allowances Withdrawn (1:1) | Thousand Tons | 0 | 0 | 0 | 0 | 0 | 0 | 0 | 0
BART SO2 Annual-Sooner 1 -v5.13 | 180 | 7228 | Rate Constraint in lbs/MMBtu | FALSE | L | Annual | Allowances Withdrawn (n:1) | Thousand Tons | 0 | 0 | 0 | 0 | 0 | 0 | 0 | 0
BART SO2 Annual-Sooner 1 -v5.13 | 180 | 7228 | Rate Constraint in lbs/MMBtu | FALSE | L | Annual | Net Emissions Allowance Position | Thousand Tons | 0.49259 | 0.31407 | 0.23803 | 0.26801 | 0.26801 | 0.31892 | 0 | 0
BART SO2 Annual-Sooner 1 -v5.13 | 180 | 7228 | Rate Constraint in lbs/MMBtu | FALSE | L | Annual | Fuel Consumed | TBtu | 33.1135 | 21.1132 | 16.0011 | 18.0166 | 18.0166 | 21.439 | 0 | 0
BART SO2 Annual-Sooner 1 -v5.13 | 180 | 7228 | Rate Constraint in lbs/MMBtu | FALSE | L | Annual | Rate | lb/MMBtu | 0.029751 | 0.029751 | 0.029751 | 0.029751 | 0.029751 | 0.029751 | 0 | 0
BART SO2 Annual-Sooner 1 -v5.13 | 180 | 7228 | Rate Constraint in lbs/MMBtu | FALSE | L | Annual | Generation | TWh | 3.1177 | 1.9762 | 1.4977 | 1.6864 | 1.6864 | 2.0067 | 0 | 0
BART SO2 Annual-Sooner 1 -v5.13 | 180 | 7228 | Rate Constraint in lbs/MMBtu | FALSE | L | Annual | Qualifying Generation | TWh | 3.1177 | 1.9762 | 1.4977 | 1.6864 | 1.6864 | 2.0067 | 0 | 0
BART SO2 Annual-Sooner 1 -v5.13 | 180 | 7228 | Rate Constraint in lbs/MMBtu | FALSE | L | Annual | Rate | lb/MWh | 0.31599 | 0.31786 | 0.31786 | 0.31786 | 0.31786 | 0.31786 | 0 | 0
BART SO2 Annual-Sooner 1 -v5.13 | 180 | 7228 | Rate Constraint in lbs/MMBtu | FALSE | L | Annual | Constraint Shadow Price | US2019$/Ton | 0 | 0 | 0 | 0 | 0 | 0 | 0 | 0
BART SO2 Annual-Sooner 2 -v5.13 | 181 | 7229 | Rate Constraint in lbs/MMBtu | FALSE | L | Annual | Seasons Included | Seasons | Winter, WintShld, Summer | Winter, WintShld, Summer | Winter, WintShld, Summer | Winter, WintShld, Summer | Winter, WintShld, Summer | Winter, WintShld, Summer | Winter, WintShld, Summer | Winter, WintShld, Summer
BART SO2 Annual-Sooner 2 -v5.13 | 181 | 7229 | Rate Constraint in lbs/MMBtu | FALSE | L | Annual | Standard SO2 | lb/MMBtu | 0.06 | 0.06 | 0.06 | 0.06 | 0.06 | 0.06 | 0.06 | 0.06
BART SO2 Annual-Sooner 2 -v5.13 | 181 | 7229 | Rate Constraint in lbs/MMBtu | FALSE | L | Annual | Emissions at Affected Plants SO2 | Thousand Tons | 0.45564 | 0.38533 | 0.23058 | 0.24213 | 0.24213 | 0.38228 | 0 | 0
BART SO2 Annual-Sooner 2 -v5.13 | 181 | 7229 | Rate Constraint in lbs/MMBtu | FALSE | L | Annual | Allowances Purchased SO2 | Thousand Tons | 0 | 0 | 0 | 0 | 0 | 0 | 0 | 0
BART SO2 Annual-Sooner 2 -v5.13 | 181 | 7229 | Rate Constraint in lbs/MMBtu | FALSE | L | Annual | Allowances Sold SO2 | Thousand Tons | 0 | 0 | 0 | 0 | 0 | 0 | 0 | 0
BART SO2 Annual-Sooner 2 -v5.13 | 181 | 7229 | Rate Constraint in lbs/MMBtu | FALSE | L | Annual | Allowances Banked | Thousand Tons | 0 | 0 | 0 | 0 | 0 | 0 | 0 | 0
BART SO2 Annual-Sooner 2 -v5.13 | 181 | 7229 | Rate Constraint in lbs/MMBtu | FALSE | L | Annual | Allowances Withdrawn (1:1) | Thousand Tons | 0 | 0 | 0 | 0 | 0 | 0 | 0 | 0
BART SO2 Annual-Sooner 2 -v5.13 | 181 | 7229 | Rate Constraint in lbs/MMBtu | FALSE | L | Annual | Allowances Withdrawn (n:1) | Thousand Tons | 0 | 0 | 0 | 0 | 0 | 0 | 0 | 0
BART SO2 Annual-Sooner 2 -v5.13 | 181 | 7229 | Rate Constraint in lbs/MMBtu | FALSE | L | Annual | Net Emissions Allowance Position | Thousand Tons | 0.45564 | 0.38533 | 0.23058 | 0.24213 | 0.24213 | 0.38228 | 0 | 0
BART SO2 Annual-Sooner 2 -v5.13 | 181 | 7229 | Rate Constraint in lbs/MMBtu | FALSE | L | Annual | Fuel Consumed | TBtu | 32.9709 | 27.8833 | 16.6853 | 17.5211 | 17.5211 | 27.662 | 0 | 0
BART SO2 Annual-Sooner 2 -v5.13 | 181 | 7229 | Rate Constraint in lbs/MMBtu | FALSE | L | Annual | Rate | lb/MMBtu | 0.027639 | 0.027639 | 0.027639 | 0.027639 | 0.027639 | 0.027639 | 0 | 0
BART SO2 Annual-Sooner 2 -v5.13 | 181 | 7229 | Rate Constraint in lbs/MMBtu | FALSE | L | Annual | Generation | TWh | 3.1464 | 2.6453 | 1.583 | 1.6623 | 1.6623 | 2.6244 | 0 | 0
BART SO2 Annual-Sooner 2 -v5.13 | 181 | 7229 | Rate Constraint in lbs/MMBtu | FALSE | L | Annual | Qualifying Generation | TWh | 3.1464 | 2.6453 | 1.583 | 1.6623 | 1.6623 | 2.6244 | 0 | 0
BART SO2 Annual-Sooner 2 -v5.13 | 181 | 7229 | Rate Constraint in lbs/MMBtu | FALSE | L | Annual | Rate | lb/MWh | 0.28963 | 0.29133 | 0.29133 | 0.29133 | 0.29133 | 0.29133 | 0 | 0
BART SO2 Annual-Sooner 2 -v5.13 | 181 | 7229 | Rate Constraint in lbs/MMBtu | FALSE | L | Annual | Constraint Shadow Price | US2019$/Ton | 0 | 0 | 0 | 0 | 0 | 0 | 0 | 0
BART SO2 Cap-Coronado U1B&U2B -v6.20 | 182 | 7656 | Rate Constraint in MTons | FALSE | L | Annual | Seasons Included | Seasons | Winter, WintShld, Summer | Winter, WintShld, Summer | Winter, WintShld, Summer | Winter, WintShld, Summer | Winter, WintShld, Summer | Winter, WintShld, Summer | Winter, WintShld, Summer | Winter, WintShld, Summer
BART SO2 Cap-Coronado U1B&U2B -v6.20 | 182 | 7656 | Rate Constraint in MTons | FALSE | L | Annual | Standard SO2 | Thousand Tons | 1.97 | 1.97 | 1.97 | 1.97 | 1.97 | 1.97 | 1.97 | 1.97
BART SO2 Cap-Coronado U1B&U2B -v6.20 | 182 | 7656 | Rate Constraint in MTons | FALSE | L | Annual | Emissions at Affected Plants SO2 | Thousand Tons | 0.53279 | 0.0041806 | 0.0038015 | 0.0041806 | 0 | 0 | 0 | 0
BART SO2 Cap-Coronado U1B&U2B -v6.20 | 182 | 7656 | Rate Constraint in MTons | FALSE | L | Annual | Allowances Purchased SO2 | Thousand Tons | 0 | 0 | 0 | 0 | 0 | 0 | 0 | 0
BART SO2 Cap-Coronado U1B&U2B -v6.20 | 182 | 7656 | Rate Constraint in MTons | FALSE | L | Annual | Allowances Sold SO2 | Thousand Tons | 0 | 0 | 0 | 0 | 0 | 0 | 0 | 0
BART SO2 Cap-Coronado U1B&U2B -v6.20 | 182 | 7656 | Rate Constraint in MTons | FALSE | L | Annual | Allowances Banked | Thousand Tons | 0 | 0 | 0 | 0 | 0 | 0 | 0 | 0
BART SO2 Cap-Coronado U1B&U2B -v6.20 | 182 | 7656 | Rate Constraint in MTons | FALSE | L | Annual | Allowances Withdrawn (1:1) | Thousand Tons | 0 | 0 | 0 | 0 | 0 | 0 | 0 | 0
BART SO2 Cap-Coronado U1B&U2B -v6.20 | 182 | 7656 | Rate Constraint in MTons | FALSE | L | Annual | Allowances Withdrawn (n:1) | Thousand Tons | 0 | 0 | 0 | 0 | 0 | 0 | 0 | 0
BART SO2 Cap-Coronado U1B&U2B -v6.20 | 182 | 7656 | Rate Constraint in MTons | FALSE | L | Annual | Net Emissions Allowance Position | Thousand Tons | 0.53279 | 0.0041806 | 0.0038015 | 0.0041806 | 0 | 0 | 0 | 0
BART SO2 Cap-Coronado U1B&U2B -v6.20 | 182 | 7656 | Rate Constraint in MTons | FALSE | L | Annual | Fuel Consumed | TBtu | 56.0547 | 0.43984 | 0.39995 | 0.43984 | 0 | 0 | 0 | 0
BART SO2 Cap-Coronado U1B&U2B -v6.20 | 182 | 7656 | Rate Constraint in MTons | FALSE | L | Annual | Rate | lb/MMBtu | 0.01901 | 0.01901 | 0.01901 | 0.01901 | 0 | 0 | 0 | 0
BART SO2 Cap-Coronado U1B&U2B -v6.20 | 182 | 7656 | Rate Constraint in MTons | FALSE | L | Annual | Generation | TWh | 5.2613 | 0.041428 | 0.037671 | 0.041428 | 0 | 0 | 0 | 0
BART SO2 Cap-Coronado U1B&U2B -v6.20 | 182 | 7656 | Rate Constraint in MTons | FALSE | L | Annual | Qualifying Generation | TWh | 5.2613 | 0.041428 | 0.037671 | 0.041428 | 0 | 0 | 0 | 0
BART SO2 Cap-Coronado U1B&U2B -v6.20 | 182 | 7656 | Rate Constraint in MTons | FALSE | L | Annual | Rate | lb/MWh | 0.20253 | 0.20182 | 0.20182 | 0.20182 | 0 | 0 | 0 | 0
BART SO2 Cap-Coronado U1B&U2B -v6.20 | 182 | 7656 | Rate Constraint in MTons | FALSE | L | Annual | Constraint Shadow Price | US2019$/Ton | 0 | 0 | 0 | 0 | 0 | 0 | 0 | 0
Black RiverGen MER Rate Limit v3.1 | 183 | 7517 | Rate Constraint in lbs/MMBtu | FALSE | L | Annual | Seasons Included | Seasons | Winter, WintShld, Summer | Winter, WintShld, Summer | Winter, WintShld, Summer | Winter, WintShld, Summer | Winter, WintShld, Summer | Winter, WintShld, Summer | Winter, WintShld, Summer | Winter, WintShld, Summer
Black RiverGen MER Rate Limit v3.1 | 183 | 7517 | Rate Constraint in lbs/MMBtu | FALSE | L | Annual | Standard MER | lb/MMBtu | 6e-07 | 6e-07 | 6e-07 | 6e-07 | 6e-07 | 6e-07 | 6e-07 | 6e-07
Black RiverGen MER Rate Limit v3.1 | 183 | 7517 | Rate Constraint in lbs/MMBtu | FALSE | L | Annual | Emissions at Affected Plants MER | lbs | 1.017 | 0 | 0 | 0 | 0 | 0 | 0 | 0
Black RiverGen MER Rate Limit v3.1 | 183 | 7517 | Rate Constraint in lbs/MMBtu | FALSE | L | Annual | Allowances Purchased MER | lbs | 0 | 0 | 0 | 0 | 0 | 0 | 0 | 0
Black RiverGen MER Rate Limit v3.1 | 183 | 7517 | Rate Constraint in lbs/MMBtu | FALSE | L | Annual | Allowances Sold MER | lbs | 0 | 0 | 0 | 0 | 0 | 0 | 0 | 0
Black RiverGen MER Rate Limit v3.1 | 183 | 7517 | Rate Constraint in lbs/MMBtu | FALSE | L | Annual | Allowances Banked | lbs | 0 | 0 | 0 | 0 | 0 | 0 | 0 | 0
Black RiverGen MER Rate Limit v3.1 | 183 | 7517 | Rate Constraint in lbs/MMBtu | FALSE | L | Annual | Allowances Withdrawn (1:1) | lbs | 0 | 0 | 0 | 0 | 0 | 0 | 0 | 0
Black RiverGen MER Rate Limit v3.1 | 183 | 7517 | Rate Constraint in lbs/MMBtu | FALSE | L | Annual | Allowances Withdrawn (n:1) | lbs | 0 | 0 | 0 | 0 | 0 | 0 | 0 | 0
Black RiverGen MER Rate Limit v3.1 | 183 | 7517 | Rate Constraint in lbs/MMBtu | FALSE | L | Annual | Net Emissions Allowance Position | lbs | 1.017 | 0 | 0 | 0 | 0 | 0 | 0 | 0
Black RiverGen MER Rate Limit v3.1 | 183 | 7517 | Rate Constraint in lbs/MMBtu | FALSE | L | Annual | Fuel Consumed | TBtu | 4.1495 | 0 | 0 | 0 | 0 | 0 | 0 | 0
Black RiverGen MER Rate Limit v3.1 | 183 | 7517 | Rate Constraint in lbs/MMBtu | FALSE | L | Annual | Rate | lb/MMBtu | 2.451e-07 | 0 | 0 | 0 | 0 | 0 | 0 | 0
Black RiverGen MER Rate Limit v3.1 | 183 | 7517 | Rate Constraint in lbs/MMBtu | FALSE | L | Annual | Generation | TWh | 0.23118 | 0 | 0 | 0 | 0 | 0 | 0 | 0
Black RiverGen MER Rate Limit v3.1 | 183 | 7517 | Rate Constraint in lbs/MMBtu | FALSE | L | Annual | Qualifying Generation | TWh | 0.23118 | 0 | 0 | 0 | 0 | 0 | 0 | 0
Black RiverGen MER Rate Limit v3.1 | 183 | 7517 | Rate Constraint in lbs/MMBtu | FALSE | L | Annual | Rate | lb/MWh | 4.3993e-06 | 0 | 0 | 0 | 0 | 0 | 0 | 0
Black RiverGen MER Rate Limit v3.1 | 183 | 7517 | Rate Constraint in lbs/MMBtu | FALSE | L | Annual | Constraint Shadow Price | US2019$/Lb | 0 | 0 | 0 | 0 | 0 | 0 | 0 | 0
CA AB 32- CO2 Constraint- v.5.13 | 184 | 7281 | Rate Constraint in MTons | FALSE | L | Annual | Seasons Included | Seasons | Winter, WintShld, Summer | Winter, WintShld, Summer | Winter, WintShld, Summer | Winter, WintShld, Summer | Winter, WintShld, Summer | Winter, WintShld, Summer | Winter, WintShld, Summer | Winter, WintShld, Summer
CA AB 32- CO2 Constraint- v.5.13 | 184 | 7281 | Rate Constraint in MTons | FALSE | L | Annual | Standard CO2 | Thousand Tons | 0 | 0 | 0 | 0 | 0 | 0 | 0 | 0
CA AB 32- CO2 Constraint- v.5.13 | 184 | 7281 | Rate Constraint in MTons | FALSE | L | Annual | Emissions at Affected Plants CO2 | Thousand Tons | 46026.8872 | 53954.339 | 53540.915 | 38869.4416 | 24729.3249 | 14296.8379 | 6496.0792 | 5830.254
CA AB 32- CO2 Constraint- v.5.13 | 184 | 7281 | Rate Constraint in MTons | FALSE | L | Annual | Allowances Purchased CO2 | Thousand Tons | -46026.8872 | -53954.339 | -53540.915 | -38869.4416 | -24729.3249 | -14296.8379 | -6496.0792 | -5830.254
CA AB 32- CO2 Constraint- v.5.13 | 184 | 7281 | Rate Constraint in MTons | FALSE | L | Annual | Allowances Sold CO2 | Thousand Tons | 0 | 0 | 0 | 0 | 0 | 0 | 0 | 0
CA AB 32- CO2 Constraint- v.5.13 | 184 | 7281 | Rate Constraint in MTons | FALSE | L | Annual | Allowances Banked | Thousand Tons | 0 | 0 | 0 | 0 | 0 | 0 | 0 | 0
CA AB 32- CO2 Constraint- v.5.13 | 184 | 7281 | Rate Constraint in MTons | FALSE | L | Annual | Allowances Withdrawn (1:1) | Thousand Tons | 0 | 0 | 0 | 0 | 0 | 0 | 0 | 0
CA AB 32- CO2 Constraint- v.5.13 | 184 | 7281 | Rate Constraint in MTons | FALSE | L | Annual | Allowances Withdrawn (n:1) | Thousand Tons | 0 | 0 | 0 | 0 | 0 | 0 | 0 | 0
CA AB 32- CO2 Constraint- v.5.13 | 184 | 7281 | Rate Constraint in MTons | FALSE | L | Annual | Net Emissions Allowance Position | Thousand Tons | 8.059e-07 | -1.1201e-05 | -6.4277e-06 | -2.974e-07 | 5.4246e-06 | -4.003e-07 | -1.3419e-06 | -7.5842e-07
CA AB 32- CO2 Constraint- v.5.13 | 184 | 7281 | Rate Constraint in MTons | FALSE | L | Annual | Fuel Consumed | TBtu | 740.8741 | 876.5422 | 952.8261 | 784.2529 | 584.2234 | 411.9906 | 216.8136 | 168.7086
CA AB 32- CO2 Constraint- v.5.13 | 184 | 7281 | Rate Constraint in MTons | FALSE | L | Annual | Rate | lb/MMBtu | 124.2502 | 123.1072 | 112.3834 | 99.1248 | 84.6571 | 69.4037 | 59.9232 | 69.1162
CA AB 32- CO2 Constraint- v.5.13 | 184 | 7281 | Rate Constraint in MTons | FALSE | L | Annual | Generation | TWh | 99.0639 | 117.0942 | 124.3696 | 103.9192 | 81.9411 | 63.5849 | 45.808 | 37.6171
CA AB 32- CO2 Constraint- v.5.13 | 184 | 7281 | Rate Constraint in MTons | FALSE | L | Annual | Qualifying Generation | TWh | 99.0639 | 117.0942 | 124.3696 | 103.1911 | 77.1697 | 52.6289 | 27.1425 | 20.9426
CA AB 32- CO2 Constraint- v.5.13 | 184 | 7281 | Rate Constraint in MTons | FALSE | L | Annual | Rate | lb/MWh | 929.2363 | 921.554 | 860.9966 | 753.3485 | 640.9073 | 543.3071 | 478.6653 | 556.7842
CA AB 32- CO2 Constraint- v.5.13 | 184 | 7281 | Rate Constraint in MTons | FALSE | L | Annual | Constraint Shadow Price | US2019$/Ton | 14.086 | 14.0858 | 14.0858 | 64.5043 | 71.6711 | 71.6714 | 71.6714 | 71.6714
CA NOx Annual v5.14 | 185 | 7279 | Rate Constraint in MTons | FALSE | L | Annual | Seasons Included | Seasons | Winter, WintShld, Summer | Winter, WintShld, Summer | Winter, WintShld, Summer | Winter, WintShld, Summer | Winter, WintShld, Summer | Winter, WintShld, Summer | Winter, WintShld, Summer | Winter, WintShld, Summer
CA NOx Annual v5.14 | 185 | 7279 | Rate Constraint in MTons | FALSE | L | Annual | Standard NOX | Thousand Tons | 9.676 | 9.676 | 9.676 | 9.676 | 9.676 | 9.676 | 9.676 | 9.676
CA NOx Annual v5.14 | 185 | 7279 | Rate Constraint in MTons | FALSE | L | Annual | Emissions at Affected Plants NOX | Thousand Tons | 0.33661 | 0.43073 | 0.68463 | 0.36657 | 0.29345 | 0.24559 | 0.060981 | 0.060338
CA NOx Annual v5.14 | 185 | 7279 | Rate Constraint in MTons | FALSE | L | Annual | Allowances Purchased NOX | Thousand Tons | 0 | 0 | 0 | 0 | 0 | 0 | 0 | 0
CA NOx Annual v5.14 | 185 | 7279 | Rate Constraint in MTons | FALSE | L | Annual | Allowances Sold NOX | Thousand Tons | 0 | 0 | 0 | 0 | 0 | 0 | 0 | 0
CA NOx Annual v5.14 | 185 | 7279 | Rate Constraint in MTons | FALSE | L | Annual | Allowances Banked | Thousand Tons | 0 | 0 | 0 | 0 | 0 | 0 | 0 | 0
CA NOx Annual v5.14 | 185 | 7279 | Rate Constraint in MTons | FALSE | L | Annual | Allowances Withdrawn (1:1) | Thousand Tons | 0 | 0 | 0 | 0 | 0 | 0 | 0 | 0
CA NOx Annual v5.14 | 185 | 7279 | Rate Constraint in MTons | FALSE | L | Annual | Allowances Withdrawn (n:1) | Thousand Tons | 0 | 0 | 0 | 0 | 0 | 0 | 0 | 0
CA NOx Annual v5.14 | 185 | 7279 | Rate Constraint in MTons | FALSE | L | Annual | Net Emissions Allowance Position | Thousand Tons | 0.33661 | 0.43073 | 0.68463 | 0.36657 | 0.29345 | 0.24559 | 0.060981 | 0.060338
CA NOx Annual v5.14 | 185 | 7279 | Rate Constraint in MTons | FALSE | L | Annual | Fuel Consumed | TBtu | 58.9675 | 77.4541 | 100.4085 | 82.9191 | 74.0339 | 63.6538 | 15.7285 | 15.6434
CA NOx Annual v5.14 | 185 | 7279 | Rate Constraint in MTons | FALSE | L | Annual | Rate | lb/MMBtu | 0.011417 | 0.011122 | 0.013637 | 0.0088415 | 0.0079275 | 0.0077165 | 0.0077542 | 0.0077142
CA NOx Annual v5.14 | 185 | 7279 | Rate Constraint in MTons | FALSE | L | Annual | Generation | TWh | 7.9066 | 10.4323 | 12.1289 | 10.1381 | 9.0867 | 7.8418 | 1.9245 | 1.9166
CA NOx Annual v5.14 | 185 | 7279 | Rate Constraint in MTons | FALSE | L | Annual | Qualifying Generation | TWh | 7.9066 | 10.4323 | 12.1289 | 10.1381 | 9.0867 | 7.8418 | 1.9245 | 1.9166
CA NOx Annual v5.14 | 185 | 7279 | Rate Constraint in MTons | FALSE | L | Annual | Rate | lb/MWh | 0.085146 | 0.082577 | 0.11289 | 0.072314 | 0.06459 | 0.062637 | 0.063372 | 0.062965
CA NOx Annual v5.14 | 185 | 7279 | Rate Constraint in MTons | FALSE | L | Annual | Constraint Shadow Price | US2019$/Ton | 0 | 0 | 0 | 0 | 0 | 0 | 0 | 0
CA SO2 Annual v5.14 | 186 | 7280 | Rate Constraint in MTons | FALSE | L | Annual | Seasons Included | Seasons | Winter, WintShld, Summer | Winter, WintShld, Summer | Winter, WintShld, Summer | Winter, WintShld, Summer | Winter, WintShld, Summer | Winter, WintShld, Summer | Winter, WintShld, Summer | Winter, WintShld, Summer
CA SO2 Annual v5.14 | 186 | 7280 | Rate Constraint in MTons | FALSE | L | Annual | Standard SO2 | Thousand Tons | 2.219 | 2.219 | 2.219 | 2.219 | 2.219 | 2.219 | 2.219 | 2.219
CA SO2 Annual v5.14 | 186 | 7280 | Rate Constraint in MTons | FALSE | L | Annual | Emissions at Affected Plants SO2 | Thousand Tons | 0 | 0 | 0 | 0 | 0 | 0 | 0 | 0
CA SO2 Annual v5.14 | 186 | 7280 | Rate Constraint in MTons | FALSE | L | Annual | Allowances Purchased SO2 | Thousand Tons | 0 | 0 | 0 | 0 | 0 | 0 | 0 | 0
CA SO2 Annual v5.14 | 186 | 7280 | Rate Constraint in MTons | FALSE | L | Annual | Allowances Sold SO2 | Thousand Tons | 0 | 0 | 0 | 0 | 0 | 0 | 0 | 0
CA SO2 Annual v5.14 | 186 | 7280 | Rate Constraint in MTons | FALSE | L | Annual | Allowances Banked | Thousand Tons | 0 | 0 | 0 | 0 | 0 | 0 | 0 | 0
CA SO2 Annual v5.14 | 186 | 7280 | Rate Constraint in MTons | FALSE | L | Annual | Allowances Withdrawn (1:1) | Thousand Tons | 0 | 0 | 0 | 0 | 0 | 0 | 0 | 0
CA SO2 Annual v5.14 | 186 | 7280 | Rate Constraint in MTons | FALSE | L | Annual | Allowances Withdrawn (n:1) | Thousand Tons | 0 | 0 | 0 | 0 | 0 | 0 | 0 | 0
CA SO2 Annual v5.14 | 186 | 7280 | Rate Constraint in MTons | FALSE | L | Annual | Net Emissions Allowance Position | Thousand Tons | 0 | 0 | 0 | 0 | 0 | 0 | 0 | 0
CA SO2 Annual v5.14 | 186 | 7280 | Rate Constraint in MTons | FALSE | L | Annual | Fuel Consumed | TBtu | 0.037754 | 0.044617 | 1.3903 | 0.8219 | 0.20765 | 0.037754 | 0 | 0
CA SO2 Annual v5.14 | 186 | 7280 | Rate Constraint in MTons | FALSE | L | Annual | Rate | lb/MMBtu | 0 | 0 | 0 | 0 | 0 | 0 | 0 | 0
CA SO2 Annual v5.14 | 186 | 7280 | Rate Constraint in MTons | FALSE | L | Annual | Generation | TWh | 0.0035136 | 0.0041524 | 0.12939 | 0.076492 | 0.019325 | 0.0035136 | 0 | 0
CA SO2 Annual v5.14 | 186 | 7280 | Rate Constraint in MTons | FALSE | L | Annual | Qualifying Generation | TWh | 0.0035136 | 0.0041524 | 0.12939 | 0.076492 | 0.019325 | 0.0035136 | 0 | 0
CA SO2 Annual v5.14 | 186 | 7280 | Rate Constraint in MTons | FALSE | L | Annual | Rate | lb/MWh | 0 | 0 | 0 | 0 | 0 | 0 | 0 | 0
CA SO2 Annual v5.14 | 186 | 7280 | Rate Constraint in MTons | FALSE | L | Annual | Constraint Shadow Price | US2019$/Ton | 0 | 0 | 0 | 0 | 0 | 0 | 0 | 0
CO Hg Rate Annual - Comanche 1,2 & 3 v5.14 | 187 | 7283 | Rate Constraint in lbs/MWh | FALSE | L | Annual | Seasons Included | Seasons | Winter, WintShld, Summer | Winter, WintShld, Summer | Winter, WintShld, Summer | Winter, WintShld, Summer | Winter, WintShld, Summer | Winter, WintShld, Summer | Winter, WintShld, Summer | Winter, WintShld, Summer
CO Hg Rate Annual - Comanche 1,2 & 3 v5.14 | 187 | 7283 | Rate Constraint in lbs/MWh | FALSE | L | Annual | Standard MER | lb/MWh | 1.3e-05 | 1.3e-05 | 1.3e-05 | 1.3e-05 | 1.3e-05 | 1.3e-05 | 1.3e-05 | 1.3e-05
CO Hg Rate Annual - Comanche 1,2 & 3 v5.14 | 187 | 7283 | Rate Constraint in lbs/MWh | FALSE | L | Annual | Emissions at Affected Plants MER | lbs | 45.1725 | 31.1433 | 31.1433 | 31.1433 | 31.1433 | 0.41524 | 0.41524 | 0.41959
CO Hg Rate Annual - Comanche 1,2 & 3 v5.14 | 187 | 7283 | Rate Constraint in lbs/MWh | FALSE | L | Annual | Allowances Purchased MER | lbs | 0 | 0 | 0 | 0 | 0 | 0 | 0 | 0
CO Hg Rate Annual - Comanche 1,2 & 3 v5.14 | 187 | 7283 | Rate Constraint in lbs/MWh | FALSE | L | Annual | Allowances Sold MER | lbs | 0 | 0 | 0 | 0 | 0 | 0 | 0 | 0
CO Hg Rate Annual - Comanche 1,2 & 3 v5.14 | 187 | 7283 | Rate Constraint in lbs/MWh | FALSE | L | Annual | Allowances Banked | lbs | 0 | 0 | 0 | 0 | 0 | 0 | 0 | 0
CO Hg Rate Annual - Comanche 1,2 & 3 v5.14 | 187 | 7283 | Rate Constraint in lbs/MWh | FALSE | L | Annual | Allowances Withdrawn (1:1) | lbs | 0 | 0 | 0 | 0 | 0 | 0 | 0 | 0
CO Hg Rate Annual - Comanche 1,2 & 3 v5.14 | 187 | 7283 | Rate Constraint in lbs/MWh | FALSE | L | Annual | Allowances Withdrawn (n:1) | lbs | 0 | 0 | 0 | 0 | 0 | 0 | 0 | 0
CO Hg Rate Annual - Comanche 1,2 & 3 v5.14 | 187 | 7283 | Rate Constraint in lbs/MWh | FALSE | L | Annual | Net Emissions Allowance Position | lbs | 45.1725 | 31.1433 | 31.1433 | 31.1433 | 31.1433 | 0.41524 | 0.41524 | 0.41959
CO Hg Rate Annual - Comanche 1,2 & 3 v5.14 | 187 | 7283 | Rate Constraint in lbs/MWh | FALSE | L | Annual | Fuel Consumed | TBtu | 80.5034 | 55.5016 | 55.5016 | 55.5016 | 55.5016 | 0.74002 | 0.74002 | 0.67094
CO Hg Rate Annual - Comanche 1,2 & 3 v5.14 | 187 | 7283 | Rate Constraint in lbs/MWh | FALSE | L | Annual | Rate | lb/MMBtu | 5.6112e-07 | 5.6112e-07 | 5.6112e-07 | 5.6112e-07 | 5.6112e-07 | 5.6112e-07 | 5.6112e-07 | 6.2537e-07
CO Hg Rate Annual - Comanche 1,2 & 3 v5.14 | 187 | 7283 | Rate Constraint in lbs/MWh | FALSE | L | Annual | Generation | TWh | 7.6196 | 5.3066 | 5.3066 | 5.3066 | 5.3066 | 0.070755 | 0.070755 | 0.064149
CO Hg Rate Annual - Comanche 1,2 & 3 v5.14 | 187 | 7283 | Rate Constraint in lbs/MWh | FALSE | L | Annual | Qualifying Generation | TWh | 7.6196 | 5.3066 | 5.3066 | 5.3066 | 5.3066 | 0.070755 | 0.070755 | 0.064149
CO Hg Rate Annual - Comanche 1,2 & 3 v5.14 | 187 | 7283 | Rate Constraint in lbs/MWh | FALSE | L | Annual | Constraint Shadow Price | US2019$/Lb | 0 | 0 | 0 | 0 | 0 | 0 | 0 | 0
CO Hg Rule - MER Removal Annual v3.1 | 188 | 7282 | MACT Fuel Choice Floor in lbs/MMBtu | FALSE | L | Annual | Seasons Included | Seasons | Winter, WintShld, Summer | Winter, WintShld, Summer | Winter, WintShld, Summer | Winter, WintShld, Summer | Winter, WintShld, Summer | Winter, WintShld, Summer | Winter, WintShld, Summer | Winter, WintShld, Summer
CO Hg Rule - MER Removal Annual v3.1 | 188 | 7282 | MACT Fuel Choice Floor in lbs/MMBtu | FALSE | L | Annual | Emission Floor | lbs/MMBtu | 8.248e-07 | 8.248e-07 | 8.248e-07 | 8.248e-07 | 8.248e-07 | 8.248e-07 | 8.248e-07 | 8.248e-07
CO Hg Rule - MER Removal Annual v3.1 | 188 | 7282 | MACT Fuel Choice Floor in lbs/MMBtu | FALSE | L | Annual | Emissions at Affected Plants MER | lbs | 105.989 | 90.6675 | 66.9331 | 32.2256 | 32.2711 | 1.6214 | 1.6214 | 1.6257
CO Hg Rule - MER Removal Annual v3.1 | 188 | 7282 | MACT Fuel Choice Floor in lbs/MMBtu | FALSE | L | Annual | Allowances Purchased MER | lbs | 0 | 0 | 0 | 0 | 0 | 0 | 0 | 0
CO Hg Rule - MER Removal Annual v3.1 | 188 | 7282 | MACT Fuel Choice Floor in lbs/MMBtu | FALSE | L | Annual | Allowances Sold MER | lbs | 0 | 0 | 0 | 0 | 0 | 0 | 0 | 0
CO Hg Rule - MER Removal Annual v3.1 | 188 | 7282 | MACT Fuel Choice Floor in lbs/MMBtu | FALSE | L | Annual | Allowances Banked | lbs | 0 | 0 | 0 | 0 | 0 | 0 | 0 | 0
CO Hg Rule - MER Removal Annual v3.1 | 188 | 7282 | MACT Fuel Choice Floor in lbs/MMBtu | FALSE | L | Annual | Allowances Withdrawn (1:1) | lbs | 0 | 0 | 0 | 0 | 0 | 0 | 0 | 0
CO Hg Rule - MER Removal Annual v3.1 | 188 | 7282 | MACT Fuel Choice Floor in lbs/MMBtu | FALSE | L | Annual | Allowances Withdrawn (n:1) | lbs | 0 | 0 | 0 | 0 | 0 | 0 | 0 | 0
CO Hg Rule - MER Removal Annual v3.1 | 188 | 7282 | MACT Fuel Choice Floor in lbs/MMBtu | FALSE | L | Annual | Net Emissions Allowance Position | lbs | 105.989 | 90.6675 | 66.9331 | 32.2256 | 32.2711 | 1.6214 | 1.6214 | 1.6257
CO Hg Rule - MER Removal Annual v3.1 | 188 | 7282 | MACT Fuel Choice Floor in lbs/MMBtu | FALSE | L | Annual | Fuel Consumed | TBtu | 243.4944 | 187.4726 | 121.5612 | 57.4303 | 57.4303 | 2.6687 | 2.6687 | 2.5996
CO Hg Rule - MER Removal Annual v3.1 | 188 | 7282 | MACT Fuel Choice Floor in lbs/MMBtu | FALSE | L | Annual | Rate | lb/MMBtu | 4.3528e-07 | 4.8363e-07 | 5.5061e-07 | 5.6112e-07 | 5.6192e-07 | 6.0756e-07 | 6.0756e-07 | 6.2537e-07
CO Hg Rule - MER Removal Annual v3.1 | 188 | 7282 | MACT Fuel Choice Floor in lbs/MMBtu | FALSE | L | Annual | Generation | TWh | 23.2367 | 18.0799 | 11.8224 | 5.4921 | 5.4921 | 0.25631 | 0.25631 | 0.2497
CO Hg Rule - MER Removal Annual v3.1 | 188 | 7282 | MACT Fuel Choice Floor in lbs/MMBtu | FALSE | L | Annual | Qualifying Generation | TWh | 23.2367 | 18.0799 | 11.8224 | 5.4921 | 5.4921 | 0.25631 | 0.25631 | 0.2497
CO Hg Rule - MER Removal Annual v3.1 | 188 | 7282 | MACT Fuel Choice Floor in lbs/MMBtu | FALSE | L | Annual | Constraint Shadow Price | US2019$/Lb | 0 | 0 | 0 | 0 | 0 | 0 | 0 | 0
CO NOX Rate Annual - Craig 1,3 v5.14 | 189 | 7284 | Rate Constraint in lbs/MMBtu | FALSE | L | Annual | Seasons Included | Seasons | Winter, WintShld, Summer | Winter, WintShld, Summer | Winter, WintShld, Summer | Winter, WintShld, Summer | Winter, WintShld, Summer | Winter, WintShld, Summer | Winter, WintShld, Summer | Winter, WintShld, Summer
CO NOX Rate Annual - Craig 1,3 v5.14 | 189 | 7284 | Rate Constraint in lbs/MMBtu | FALSE | L | Annual | Standard NOX | lb/MMBtu | 0.28 | 0.28 | 0.28 | 0.28 | 0.28 | 0.28 | 0.28 | 0.28
CO NOX Rate Annual - Craig 1,3 v5.14 | 189 | 7284 | Rate Constraint in lbs/MMBtu | FALSE | L | Annual | Emissions at Affected Plants NOX | Thousand Tons | 3.6372 | 3.6372 | 3.6233 | 0.026742 | 0.026742 | 0.026742 | 0.026742 | 0.026742
CO NOX Rate Annual - Craig 1,3 v5.14 | 189 | 7284 | Rate Constraint in lbs/MMBtu | FALSE | L | Annual | Allowances Purchased NOX | Thousand Tons | 0 | 0 | 0 | 0 | 0 | 0 | 0 | 0
CO NOX Rate Annual - Craig 1,3 v5.14 | 189 | 7284 | Rate Constraint in lbs/MMBtu | FALSE | L | Annual | Allowances Sold NOX | Thousand Tons | 0 | 0 | 0 | 0 | 0 | 0 | 0 | 0
CO NOX Rate Annual - Craig 1,3 v5.14 | 189 | 7284 | Rate Constraint in lbs/MMBtu | FALSE | L | Annual | Allowances Banked | Thousand Tons | 0 | 0 | 0 | 0 | 0 | 0 | 0 | 0
CO NOX Rate Annual - Craig 1,3 v5.14 | 189 | 7284 | Rate Constraint in lbs/MMBtu | FALSE | L | Annual | Allowances Withdrawn (1:1) | Thousand Tons | 0 | 0 | 0 | 0 | 0 | 0 | 0 | 0
CO NOX Rate Annual - Craig 1,3 v5.14 | 189 | 7284 | Rate Constraint in lbs/MMBtu | FALSE | L | Annual | Allowances Withdrawn (n:1) | Thousand Tons | 0 | 0 | 0 | 0 | 0 | 0 | 0 | 0
CO NOX Rate Annual - Craig 1,3 v5.14 | 189 | 7284 | Rate Constraint in lbs/MMBtu | FALSE | L | Annual | Net Emissions Allowance Position | Thousand Tons | 3.6372 | 3.6372 | 3.6233 | 0.026742 | 0.026742 | 0.026742 | 0.026742 | 0.026742
CO NOX Rate Annual - Craig 1,3 v5.14 | 189 | 7284 | Rate Constraint in lbs/MMBtu | FALSE | L | Annual | Fuel Consumed | TBtu | 31.3101 | 31.3101 | 31.1901 | 0.2122 | 0.2122 | 0.2122 | 0.2122 | 0.2122
CO NOX Rate Annual - Craig 1,3 v5.14 | 189 | 7284 | Rate Constraint in lbs/MMBtu | FALSE | L | Annual | Rate | lb/MMBtu | 0.23233 | 0.23233 | 0.23234 | 0.25205 | 0.25205 | 0.25205 | 0.25205 | 0.25205
CO NOX Rate Annual - Craig 1,3 v5.14 | 189 | 7284 | Rate Constraint in lbs/MMBtu | FALSE | L | Annual | Generation | TWh | 3.1262 | 3.1262 | 3.1143 | 0.020795 | 0.020795 | 0.020795 | 0.020795 | 0.020795
CO NOX Rate Annual - Craig 1,3 v5.14 | 189 | 7284 | Rate Constraint in lbs/MMBtu | FALSE | L | Annual | Qualifying Generation | TWh | 3.1262 | 3.1262 | 3.1143 | 0.020795 | 0.020795 | 0.020795 | 0.020795 | 0.020795
CO NOX Rate Annual - Craig 1,3 v5.14 | 189 | 7284 | Rate Constraint in lbs/MMBtu | FALSE | L | Annual | Rate | lb/MWh | 2.3269 | 2.3269 | 2.3269 | 2.5719 | 2.5719 | 2.5719 | 2.5719 | 2.5719
CO NOX Rate Annual - Craig 1,3 v5.14 | 189 | 7284 | Rate Constraint in lbs/MMBtu | FALSE | L | Annual | Constraint Shadow Price | US2019$/Ton | 0 | 0 | 0 | 0 | 0 | 0 | 0 | 0
CO NOX Rate Annual - Craig 2 v5.14 | 190 | 7285 | Rate Constraint in lbs/MMBtu | FALSE | L | Annual | Seasons Included | Seasons | Winter, WintShld, Summer | Winter, WintShld, Summer | Winter, WintShld, Summer | Winter, WintShld, Summer | Winter, WintShld, Summer | Winter, WintShld, Summer | Winter, WintShld, Summer | Winter, WintShld, Summer
CO NOX Rate Annual - Craig 2 v5.14 | 190 | 7285 | Rate Constraint in lbs/MMBtu | FALSE | L | Annual | Standard NOX | lb/MMBtu | 0.08 | 0.08 | 0.08 | 0.08 | 0.08 | 0.08 | 0.08 | 0.08
CO NOX Rate Annual - Craig 2 v5.14 | 190 | 7285 | Rate Constraint in lbs/MMBtu | FALSE | L | Annual | Emissions at Affected Plants NOX | Thousand Tons | 0.91498 | 0.91498 | 0.022317 | 0.022317 | 0.022317 | 0.022317 | 0.022317 | 0.022317
CO NOX Rate Annual - Craig 2 v5.14 | 190 | 7285 | Rate Constraint in lbs/MMBtu | FALSE | L | Annual | Allowances Purchased NOX | Thousand Tons | 0 | 0 | 0 | 0 | 0 | 0 | 0 | 0
CO NOX Rate Annual - Craig 2 v5.14 | 190 | 7285 | Rate Constraint in lbs/MMBtu | FALSE | L | Annual | Allowances Sold NOX | Thousand Tons | 0 | 0 | 0 | 0 | 0 | 0 | 0 | 0
CO NOX Rate Annual - Craig 2 v5.14 | 190 | 7285 | Rate Constraint in lbs/MMBtu | FALSE | L | Annual | Allowances Banked | Thousand Tons | 0 | 0 | 0 | 0 | 0 | 0 | 0 | 0
CO NOX Rate Annual - Craig 2 v5.14 | 190 | 7285 | Rate Constraint in lbs/MMBtu | FALSE | L | Annual | Allowances Withdrawn (1:1) | Thousand Tons | 0 | 0 | 0 | 0 | 0 | 0 | 0 | 0
CO NOX Rate Annual - Craig 2 v5.14 | 190 | 7285 | Rate Constraint in lbs/MMBtu | FALSE | L | Annual | Allowances Withdrawn (n:1) | Thousand Tons | 0 | 0 | 0 | 0 | 0 | 0 | 0 | 0
CO NOX Rate Annual - Craig 2 v5.14 | 190 | 7285 | Rate Constraint in lbs/MMBtu | FALSE | L | Annual | Net Emissions Allowance Position | Thousand Tons | 0.91498 | 0.91498 | 0.022317 | 0.022317 | 0.022317 | 0.022317 | 0.022317 | 0.022317
CO NOX Rate Annual - Craig 2 v5.14 | 190 | 7285 | Rate Constraint in lbs/MMBtu | FALSE | L | Annual | Fuel Consumed | TBtu | 29.1024 | 29.1024 | 0.70982 | 0.70982 | 0.70982 | 0.70982 | 0.70982 | 0.70982
CO NOX Rate Annual - Craig 2 v5.14 | 190 | 7285 | Rate Constraint in lbs/MMBtu | FALSE | L | Annual | Rate | lb/MMBtu | 0.06288 | 0.06288 | 0.06288 | 0.06288 | 0.06288 | 0.06288 | 0.06288 | 0.06288
CO NOX Rate Annual - Craig 2 v5.14 | 190 | 7285 | Rate Constraint in lbs/MMBtu | FALSE | L | Annual | Generation | TWh | 2.842 | 2.842 | 0.069318 | 0.069318 | 0.069318 | 0.069318 | 0.069318 | 0.069318
CO NOX Rate Annual - Craig 2 v5.14 | 190 | 7285 | Rate Constraint in lbs/MMBtu | FALSE | L | Annual | Qualifying Generation | TWh | 2.842 | 2.842 | 0.069318 | 0.069318 | 0.069318 | 0.069318 | 0.069318 | 0.069318
CO NOX Rate Annual - Craig 2 v5.14 | 190 | 7285 | Rate Constraint in lbs/MMBtu | FALSE | L | Annual | Rate | lb/MWh | 0.64389 | 0.64389 | 0.64389 | 0.64389 | 0.64389 | 0.64389 | 0.64389 | 0.64389
CO NOX Rate Annual - Craig 2 v5.14 | 190 | 7285 | Rate Constraint in lbs/MMBtu | FALSE | L | Annual | Constraint Shadow Price | US2019$/Ton | 0 | 0 | 0 | 0 | 0 | 0 | 0 | 0
CSAPR- NOX Annual- AL | 191 | 7069 | Rate Constraint in MTons | FALSE | L | Annual | Seasons Included | Seasons | Winter, WintShld, Summer | Winter, WintShld, Summer | Winter, WintShld, Summer | Winter, WintShld, Summer | Winter, WintShld, Summer | Winter, WintShld, Summer | Winter, WintShld, Summer | Winter, WintShld, Summer
CSAPR- NOX Annual- AL | 191 | 7069 | Rate Constraint in MTons | FALSE | L | Annual | Standard NOX | Thousand Tons | 84.9152 | 84.9152 | 84.9152 | 84.9152 | 84.9152 | 84.9152 | 84.9152 | 84.9152
CSAPR- NOX Annual- AL | 191 | 7069 | Rate Constraint in MTons | FALSE | L | Annual | Emissions at Affected Plants NOX | Thousand Tons | 12.5584 | 10.6499 | 8.7864 | 8.2821 | 11.1708 | 9.6216 | 8.6319 | 7.942
CSAPR- NOX Annual- AL | 191 | 7069 | Rate Constraint in MTons | FALSE | L | Annual | Allowances Purchased NOX | Thousand Tons | 0 | 0 | 0 | 0 | 0 | 0 | 0 | 0
CSAPR- NOX Annual- AL | 191 | 7069 | Rate Constraint in MTons | FALSE | L | Annual | Allowances Sold NOX | Thousand Tons | 0 | 0 | 0 | 0 | 0 | 0 | 0 | 0
CSAPR- NOX Annual- AL | 191 | 7069 | Rate Constraint in MTons | FALSE | L | Annual | Allowances Banked | Thousand Tons | 0 | 0 | 0 | 0 | 0 | 0 | 0 | 0
CSAPR- NOX Annual- AL | 191 | 7069 | Rate Constraint in MTons | FALSE | L | Annual | Allowances Withdrawn (1:1) | Thousand Tons | 0 | 0 | 0 | 0 | 0 | 0 | 0 | 0
CSAPR- NOX Annual- AL | 191 | 7069 | Rate Constraint in MTons | FALSE | L | Annual | Allowances Withdrawn (n:1) | Thousand Tons | 0 | 0 | 0 | 0 | 0 | 0 | 0 | 0
CSAPR- NOX Annual- AL | 191 | 7069 | Rate Constraint in MTons | FALSE | L | Annual | Net Emissions Allowance Position | Thousand Tons | 12.5584 | 10.6499 | 8.7864 | 8.2821 | 11.1708 | 9.6216 | 8.6319 | 7.942
CSAPR- NOX Annual- AL | 191 | 7069 | Rate Constraint in MTons | FALSE | L | Annual | Fuel Consumed | TBtu | 603.2331 | 690.4117 | 708.6753 | 714.1095 | 780.6522 | 751.8572 | 747.9031 | 758.1198
CSAPR- NOX Annual- AL | 191 | 7069 | Rate Constraint in MTons | FALSE | L | Annual | Rate | lb/MMBtu | 0.041637 | 0.030851 | 0.024797 | 0.023196 | 0.028619 | 0.025594 | 0.023083 | 0.020952
CSAPR- NOX Annual- AL | 191 | 7069 | Rate Constraint in MTons | FALSE | L | Annual | Generation | TWh | 73.7462 | 88.4516 | 96.3825 | 98.0031 | 106.4012 | 119.6085 | 138.7205 | 167.256
CSAPR- NOX Annual- AL | 191 | 7069 | Rate Constraint in MTons | FALSE | L | Annual | Qualifying Generation | TWh | 73.7462 | 88.4516 | 93.6091 | 94.1794 | 100.4244 | 97.5403 | 99.4012 | 102.7188
CSAPR- NOX Annual- AL | 191 | 7069 | Rate Constraint in MTons | FALSE | L | Annual | Rate | lb/MWh | 0.34058 | 0.24081 | 0.18773 | 0.17588 | 0.22247 | 0.19728 | 0.17368 | 0.15464
CSAPR- NOX Annual- AL | 191 | 7069 | Rate Constraint in MTons | FALSE | L | Annual | Constraint Shadow Price | US2019$/Ton | 0 | 0 | 0 | 0 | 0 | 0 | 0 | 0
CSAPR- NOX Annual- GA | 192 | 7070 | Rate Constraint in MTons | FALSE | L | Annual | Seasons Included | Seasons | Winter, WintShld, Summer | Winter, WintShld, Summer | Winter, WintShld, Summer | Winter, WintShld, Summer | Winter, WintShld, Summer | Winter, WintShld, Summer | Winter, WintShld, Summer | Winter, WintShld, Summer
CSAPR- NOX Annual- GA | 192 | 7070 | Rate Constraint in MTons | FALSE | L | Annual | Standard NOX | Thousand Tons | 63.4108 | 63.4108 | 63.4108 | 63.4108 | 63.4108 | 63.4108 | 63.4108 | 63.4108
CSAPR- NOX Annual- GA | 192 | 7070 | Rate Constraint in MTons | FALSE | L | Annual | Emissions at Affected Plants NOX | Thousand Tons | 26.7864 | 10.166 | 7.4405 | 8.6254 | 7.3145 | 6.0415 | 6.158 | 5.5611
CSAPR- NOX Annual- GA | 192 | 7070 | Rate Constraint in MTons | FALSE | L | Annual | Allowances Purchased NOX | Thousand Tons | 0 | 0 | 0 | 0 | 0 | 0 | 0 | 0
CSAPR- NOX Annual- GA | 192 | 7070 | Rate Constraint in MTons | FALSE | L | Annual | Allowances Sold NOX | Thousand Tons | 0 | 0 | 0 | 0 | 0 | 0 | 0 | 0
CSAPR- NOX Annual- GA | 192 | 7070 | Rate Constraint in MTons | FALSE | L | Annual | Allowances Banked | Thousand Tons | 0 | 0 | 0 | 0 | 0 | 0 | 0 | 0
CSAPR- NOX Annual- GA | 192 | 7070 | Rate Constraint in MTons | FALSE | L | Annual | Allowances Withdrawn (1:1) | Thousand Tons | 0 | 0 | 0 | 0 | 0 | 0 | 0 | 0
CSAPR- NOX Annual- GA | 192 | 7070 | Rate Constraint in MTons | FALSE | L | Annual | Allowances Withdrawn (n:1) | Thousand Tons | 0 | 0 | 0 | 0 | 0 | 0 | 0 | 0
CSAPR- NOX Annual- GA | 192 | 7070 | Rate Constraint in MTons | FALSE | L | Annual | Net Emissions Allowance Position | Thousand Tons | 26.7864 | 10.166 | 7.4405 | 8.6254 | 7.3145 | 6.0415 | 6.158 | 5.5611
CSAPR- NOX Annual- GA | 192 | 7070 | Rate Constraint in MTons | FALSE | L | Annual | Fuel Consumed | TBtu | 705.2959 | 527.2503 | 512.1944 | 543.8077 | 528.213 | 523.3231 | 584.0248 | 624.1244
CSAPR- NOX Annual- GA | 192 | 7070 | Rate Constraint in MTons | FALSE | L | Annual | Rate | lb/MMBtu | 0.075958 | 0.038562 | 0.029053 | 0.031722 | 0.027695 | 0.023089 | 0.021088 | 0.017821
CSAPR- NOX Annual- GA | 192 | 7070 | Rate Constraint in MTons | FALSE | L | Annual | Generation | TWh | 82.5183 | 70.954 | 92.1126 | 102.3517 | 138.5385 | 150.9358 | 176.849 | 221.8567
CSAPR- NOX Annual- GA | 192 | 7070 | Rate Constraint in MTons | FALSE | L | Annual | Qualifying Generation | TWh | 82.0816 | 67.5784 | 67.7922 | 70.7739 | 68.8337 | 69.8297 | 80.111 | 87.0739
CSAPR- NOX Annual- GA | 192 | 7070 | Rate Constraint in MTons | FALSE | L | Annual | Rate | lb/MWh | 0.65268 | 0.30087 | 0.21951 | 0.24374 | 0.21253 | 0.17304 | 0.15374 | 0.12773
CSAPR- NOX Annual- GA | 192 | 7070 | Rate Constraint in MTons | FALSE | L | Annual | Constraint Shadow Price | US2019$/Ton | 0 | 0 | 0 | 0 | 0 | 0 | 0 | 0
CSAPR- NOX Annual- IA | 193 | 7071 | Rate Constraint in MTons | FALSE | L | Annual | Seasons Included | Seasons | Winter, WintShld, Summer | Winter, WintShld, Summer | Winter, WintShld, Summer | Winter, WintShld, Summer | Winter, WintShld, Summer | Winter, WintShld, Summer | Winter, WintShld, Summer | Winter, WintShld, Summer
CSAPR- NOX Annual- IA | 193 | 7071 | Rate Constraint in MTons | FALSE | L | Annual | Standard NOX | Thousand Tons | 44.2476 | 44.2476 | 44.2476 | 44.2476 | 44.2476 | 44.2476 | 44.2476 | 44.2476
CSAPR- NOX Annual- IA | 193 | 7071 | Rate Constraint in MTons | FALSE | L | Annual | Emissions at Affected Plants NOX | Thousand Tons | 23.7739 | 22.5565 | 20.6196 | 22.3508 | 22.5137 | 22.7767 | 21.2136 | 16.1643
CSAPR- NOX Annual- IA | 193 | 7071 | Rate Constraint in MTons | FALSE | L | Annual | Allowances Purchased NOX | Thousand Tons | 0 | 0 | 0 | 0 | 0 | 0 | 0 | 0
CSAPR- NOX Annual- IA | 193 | 7071 | Rate Constraint in MTons | FALSE | L | Annual | Allowances Sold NOX | Thousand Tons | 0 | 0 | 0 | 0 | 0 | 0 | 0 | 0
CSAPR- NOX Annual- IA | 193 | 7071 | Rate Constraint in MTons | FALSE | L | Annual | Allowances Banked | Thousand Tons | 0 | 0 | 0 | 0 | 0 | 0 | 0 | 0
CSAPR- NOX Annual- IA | 193 | 7071 | Rate Constraint in MTons | FALSE | L | Annual | Allowances Withdrawn (1:1) | Thousand Tons | 0 | 0 | 0 | 0 | 0 | 0 | 0 | 0
CSAPR- NOX Annual- IA | 193 | 7071 | Rate Constraint in MTons | FALSE | L | Annual | Allowances Withdrawn (n:1) | Thousand Tons | 0 | 0 | 0 | 0 | 0 | 0 | 0 | 0
CSAPR- NOX Annual- IA | 193 | 7071 | Rate Constraint in MTons | FALSE | L | Annual | Net Emissions Allowance Position | Thousand Tons | 23.7739 | 22.5565 | 20.6196 | 22.3508 | 22.5137 | 22.7767 | 21.2136 | 16.1643
CSAPR- NOX Annual- IA | 193 | 7071 | Rate Constraint in MTons | FALSE | L | Annual | Fuel Consumed | TBtu | 349.0928 | 347.2072 | 358.2696 | 386.4387 | 391.8232 | 387.0864 | 378.8704 | 285.1265
CSAPR- NOX Annual- IA | 193 | 7071 | Rate Constraint in MTons | FALSE | L | Annual | Rate | lb/MMBtu | 0.1362 | 0.12993 | 0.11511 | 0.11568 | 0.11492 | 0.11768 | 0.11198 | 0.11338
CSAPR- NOX Annual- IA | 193 | 7071 | Rate Constraint in MTons | FALSE | L | Annual | Generation | TWh | 35.5993 | 35.98 | 41.2533 | 45.484 | 48.9063 | 48.8537 | 49.0067 | 34.2532
CSAPR- NOX Annual- IA | 193 | 7071 | Rate Constraint in MTons | FALSE | L | Annual | Qualifying Generation | TWh | 35.5993 | 35.98 | 38.5528 | 41.4638 | 42.0533 | 41.3069 | 40.4877 | 30.3529
CSAPR- NOX Annual- IA | 193 | 7071 | Rate Constraint in MTons | FALSE | L | Annual | Rate | lb/MWh | 1.3356 | 1.2538 | 1.0697 | 1.0781 | 1.0707 | 1.1028 | 1.0479 | 1.0651
CSAPR- NOX Annual- IA | 193 | 7071 | Rate Constraint in MTons | FALSE | L | Annual | Constraint Shadow Price | US2019$/Ton | 0 | 0 | 0 | 0 | 0 | 0 | 0 | 0
CSAPR- NOX Annual- IL | 194 | 7072 | Rate Constraint in MTons | FALSE | L | Annual | Seasons Included | Seasons | Winter, WintShld, Summer | Winter, WintShld, Summer | Winter, WintShld, Summer | Winter, WintShld, Summer | Winter, WintShld, Summer | Winter, WintShld, Summer | Winter, WintShld, Summer | Winter, WintShld, Summer
CSAPR- NOX Annual- IL | 194 | 7072 | Rate Constraint in MTons | FALSE | L | Annual | Standard NOX | Thousand Tons | 56.489 | 56.489 | 56.489 | 56.489 | 56.489 | 56.489 | 56.489 | 56.489
CSAPR- NOX Annual- IL | 194 | 7072 | Rate Constraint in MTons | FALSE | L | Annual | Emissions at Affected Plants NOX | Thousand Tons | 12.7269 | 9.3984 | 6.149 | 5.6858 | 3.9463 | 3.8214 | 0.27863 | 0.075291
CSAPR- NOX Annual- IL | 194 | 7072 | Rate Constraint in MTons | FALSE | L | Annual | Allowances Purchased NOX | Thousand Tons | 0 | 0 | 0 | 0 | 0 | 0 | 0 | 0
CSAPR- NOX Annual- IL | 194 | 7072 | Rate Constraint in MTons | FALSE | L | Annual | Allowances Sold NOX | Thousand Tons | 0 | 0 | 0 | 0 | 0 | 0 | 0 | 0
CSAPR- NOX Annual- IL | 194 | 7072 | Rate Constraint in MTons | FALSE | L | Annual | Allowances Banked | Thousand Tons | 0 | 0 | 0 | 0 | 0 | 0 | 0 | 0
CSAPR- NOX Annual- IL | 194 | 7072 | Rate Constraint in MTons | FALSE | L | Annual | Allowances Withdrawn (1:1) | Thousand Tons | 0 | 0 | 0 | 0 | 0 | 0 | 0 | 0
CSAPR- NOX Annual- IL | 194 | 7072 | Rate Constraint in MTons | FALSE | L | Annual | Allowances Withdrawn (n:1) | Thousand Tons | 0 | 0 | 0 | 0 | 0 | 0 | 0 | 0
CSAPR- NOX Annual- IL | 194 | 7072 | Rate Constraint in MTons | FALSE | L | Annual | Net Emissions Allowance Position | Thousand Tons | 12.7269 | 9.3984 | 6.149 | 5.6858 | 3.9463 | 3.8214 | 0.27863 | 0.075291
CSAPR- NOX Annual- IL | 194 | 7072 | Rate Constraint in MTons | FALSE | L | Annual | Fuel Consumed | TBtu | 416.5386 | 377.1604 | 363.709 | 346.4104 | 251.6138 | 245.4226 | 12.5164 | 4.1737
CSAPR- NOX Annual- IL | 194 | 7072 | Rate Constraint in MTons | FALSE | L | Annual | Rate | lb/MMBtu | 0.061108 | 0.049838 | 0.033813 | 0.032827 | 0.031368 | 0.031141 | 0.044522 | 0.036078
CSAPR- NOX Annual- IL | 194 | 7072 | Rate Constraint in MTons | FALSE | L | Annual | Generation | TWh | 45.8095 | 44.3878 | 52.0849 | 52.7899 | 46.9937 | 55.6857 | 31.5312 | 43.3568
CSAPR- NOX Annual- IL | 194 | 7072 | Rate Constraint in MTons | FALSE | L | Annual | Qualifying Generation | TWh | 45.8095 | 44.3878 | 46.3475 | 44.3897 | 33.2312 | 32.5045 | 1.2082 | 0.43948
CSAPR- NOX Annual- IL | 194 | 7072 | Rate Constraint in MTons | FALSE | L | Annual | Rate | lb/MWh | 0.55565 | 0.42347 | 0.26534 | 0.25618 | 0.23751 | 0.23513 | 0.46122 | 0.34264
CSAPR- NOX Annual- IL | 194 | 7072 | Rate Constraint in MTons | FALSE | L | Annual | Constraint Shadow Price | US2019$/Ton | 0 | 0 | 0 | 0 | 0 | 0 | 0 | 0
CSAPR- NOX Annual- IN | 195 | 7073 | Rate Constraint in MTons | FALSE | L | Annual | Seasons Included | Seasons | Winter, WintShld, Summer | Winter, WintShld, Summer | Winter, WintShld, Summer | Winter, WintShld, Summer | Winter, WintShld, Summer | Winter, WintShld, Summer | Winter, WintShld, Summer | Winter, WintShld, Summer
CSAPR- NOX Annual- IN | 195 | 7073 | Rate Constraint in MTons | FALSE | L | Annual | Standard NOX | Thousand Tons | 127.9403 | 127.9403 | 127.9403 | 127.9403 | 127.9403 | 127.9403 | 127.9403 | 127.9403
CSAPR- NOX Annual- IN | 195 | 7073 | Rate Constraint in MTons | FALSE | L | Annual | Emissions at Affected Plants NOX | Thousand Tons | 52.1401 | 37.7076 | 28.0612 | 26.6896 | 22.8283 | 18.5406 | 16.8741 | 7.4141
CSAPR- NOX Annual- IN | 195 | 7073 | Rate Constraint in MTons | FALSE | L | Annual | Allowances Purchased NOX | Thousand Tons | 0 | 0 | 0 | 0 | 0 | 0 | 0 | 0
CSAPR- NOX Annual- IN | 195 | 7073 | Rate Constraint in MTons | FALSE | L | Annual | Allowances Sold NOX | Thousand Tons | 0 | 0 | 0 | 0 | 0 | 0 | 0 | 0
CSAPR- NOX Annual- IN | 195 | 7073 | Rate Constraint in MTons | FALSE | L | Annual | Allowances Banked | Thousand Tons | 0 | 0 | 0 | 0 | 0 | 0 | 0 | 0
CSAPR- NOX Annual- IN | 195 | 7073 | Rate Constraint in MTons | FALSE | L | Annual | Allowances Withdrawn (1:1) | Thousand Tons | 0 | 0 | 0 | 0 | 0 | 0 | 0 | 0
CSAPR- NOX Annual- IN | 195 | 7073 | Rate Constraint in MTons | FALSE | L | Annual | Allowances Withdrawn (n:1) | Thousand Tons | 0 | 0 | 0 | 0 | 0 | 0 | 0 | 0
CSAPR- NOX Annual- IN | 195 | 7073 | Rate Constraint in MTons | FALSE | L | Annual | Net Emissions Allowance Position | Thousand Tons | 52.1401 | 37.7076 | 28.0612 | 26.6896 | 22.8283 | 18.5406 | 16.8741 | 7.4141
CSAPR- NOX Annual- IN | 195 | 7073 | Rate Constraint in MTons | FALSE | L | Annual | Fuel Consumed | TBtu | 854.2304 | 729.2219 | 633.2129 | 618.4907 | 640.7068 | 685.7503 | 703.8793 | 536.27
CSAPR- NOX Annual- IN | 195 | 7073 | Rate Constraint in MTons | FALSE | L | Annual | Rate | lb/MMBtu | 0.12208 | 0.10342 | 0.088631 | 0.086306 | 0.07126 | 0.054074 | 0.047946 | 0.02765
CSAPR- NOX Annual- IN | 195 | 7073 | Rate Constraint in MTons | FALSE | L | Annual | Generation | TWh | 86.2601 | 76.2981 | 68.369 | 67.0564 | 78.0337 | 102.316 | 129.3842 | 115.0571
CSAPR- NOX Annual- IN | 195 | 7073 | Rate Constraint in MTons | FALSE | L | Annual | Qualifying Generation | TWh | 86.2601 | 76.2981 | 68.2053 | 66.8406 | 74.0052 | 87.0884 | 91.732 | 74.4071
CSAPR- NOX Annual- IN | 195 | 7073 | Rate Constraint in MTons | FALSE | L | Annual | Rate | lb/MWh | 1.2089 | 0.98843 | 0.82285 | 0.7986 | 0.61694 | 0.42579 | 0.3679 | 0.19928
CSAPR- NOX Annual- IN | 195 | 7073 | Rate Constraint in MTons | FALSE | L | Annual | Constraint Shadow Price | US2019$/Ton | 0 | 0 | 0 | 0 | 0 | 0 | 0 | 0
CSAPR- NOX Annual- KS | 196 | 7074 | Rate Constraint in MTons | FALSE | L | Annual | Seasons Included | Seasons | Winter, WintShld, Summer | Winter, WintShld, Summer | Winter, WintShld, Summer | Winter, WintShld, Summer | Winter, WintShld, Summer | Winter, WintShld, Summer | Winter, WintShld, Summer | Winter, WintShld, Summer
CSAPR- NOX Annual- KS | 196 | 7074 | Rate Constraint in MTons | FALSE | L | Annual | Standard NOX | Thousand Tons | 36.9977 | 36.9977 | 36.9977 | 36.9977 | 36.9977 | 36.9977 | 36.9977 | 36.9977
CSAPR- NOX Annual- KS | 196 | 7074 | Rate Constraint in MTons | FALSE | L | Annual | Emissions at Affected Plants NOX | Thousand Tons | 12.3046 | 11.1452 | 9.5373 | 7.9732 | 8.4346 | 4.5275 | 3.4742 | 2.5607
CSAPR- NOX Annual- KS | 196 | 7074 | Rate Constraint in MTons | FALSE | L | Annual | Allowances Purchased NOX | Thousand Tons | 0 | 0 | 0 | 0 | 0 | 0 | 0 | 0
CSAPR- NOX Annual- KS | 196 | 7074 | Rate Constraint in MTons | FALSE | L | Annual | Allowances Sold NOX | Thousand Tons | 0 | 0 | 0 | 0 | 0 | 0 | 0 | 0
CSAPR- NOX Annual- KS | 196 | 7074 | Rate Constraint in MTons | FALSE | L | Annual | Allowances Banked | Thousand Tons | 0 | 0 | 0 | 0 | 0 | 0 | 0 | 0
CSAPR- NOX Annual- KS | 196 | 7074 | Rate Constraint in MTons | FALSE | L | Annual | Allowances Withdrawn (1:1) | Thousand Tons | 0 | 0 | 0 | 0 | 0 | 0 | 0 | 0
CSAPR- NOX Annual- KS | 196 | 7074 | Rate Constraint in MTons | FALSE | L | Annual | Allowances Withdrawn (n:1) | Thousand Tons | 0 | 0 | 0 | 0 | 0 | 0 | 0 | 0
CSAPR- NOX Annual- KS | 196 | 7074 | Rate Constraint in MTons | FALSE | L | Annual | Net Emissions Allowance Position | Thousand Tons | 12.3046 | 11.1452 | 9.5373 | 7.9732 | 8.4346 | 4.5275 | 3.4742 | 2.5607
CSAPR- NOX Annual- KS | 196 | 7074 | Rate Constraint in MTons | FALSE | L | Annual | Fuel Consumed | TBtu | 246.221 | 217.3673 | 193.4232 | 157.0726 | 165.841 | 63.2057 | 56.6155 | 42.7836
CSAPR- NOX Annual- KS | 196 | 7074 | Rate Constraint in MTons | FALSE | L | Annual | Rate | lb/MMBtu | 0.099947 | 0.10255 | 0.098616 | 0.10152 | 0.10172 | 0.14326 | 0.12273 | 0.11971
CSAPR- NOX Annual- KS | 196 | 7074 | Rate Constraint in MTons | FALSE | L | Annual | Generation | TWh | 22.7169 | 19.9731 | 18.325 | 14.9882 | 15.7137 | 7.9195 | 7.9498 | 6.0067
CSAPR- NOX Annual- KS | 196 | 7074 | Rate Constraint in MTons | FALSE | L | Annual | Qualifying Generation | TWh | 22.7169 | 19.9594 | 17.9344 | 14.7159 | 15.46 | 6.0613 | 5.5253 | 4.2189
CSAPR- NOX Annual- KS | 196 | 7074 | Rate Constraint in MTons | FALSE | L | Annual | Rate | lb/MWh | 1.0833 | 1.1168 | 1.0636 | 1.0836 | 1.0911 | 1.4939 | 1.2575 | 1.2139
CSAPR- NOX Annual- KS | 196 | 7074 | Rate Constraint in MTons | FALSE | L | Annual | Constraint Shadow Price | US2019$/Ton | 0 | 0 | 0 | 0 | 0 | 0 | 0 | 0
CSAPR- NOX Annual- KY | 197 | 7075 | Rate Constraint in MTons | FALSE | L | Annual | Seasons Included | Seasons | Winter, WintShld, Summer | Winter, WintShld, Summer | Winter, WintShld, Summer | Winter, WintShld, Summer | Winter, WintShld, Summer | Winter, WintShld, Summer | Winter, WintShld, Summer | Winter, WintShld, Summer
CSAPR- NOX Annual- KY | 197 | 7075 | Rate Constraint in MTons | FALSE | L | Annual | Standard NOX | Thousand Tons | 91.1408 | 91.1408 | 91.1408 | 91.1408 | 91.1408 | 91.1408 | 91.1408 | 91.1408
CSAPR- NOX Annual- KY | 197 | 7075 | Rate Constraint in MTons | FALSE | L | Annual | Emissions at Affected Plants NOX | Thousand Tons | 29.9876 | 15.482 | 13.9485 | 13.5047 | 10.851 | 10.8619 | 7.8527 | 5.8792
CSAPR- NOX Annual- KY | 197 | 7075 | Rate Constraint in MTons | FALSE | L | Annual | Allowances Purchased NOX | Thousand Tons | 0 | 0 | 0 | 0 | 0 | 0 | 0 | 0
CSAPR- NOX Annual- KY | 197 | 7075 | Rate Constraint in MTons | FALSE | L | Annual | Allowances Sold NOX | Thousand Tons | 0 | 0 | 0 | 0 | 0 | 0 | 0 | 0
CSAPR- NOX Annual- KY | 197 | 7075 | Rate Constraint in MTons | FALSE | L | Annual | Allowances Banked | Thousand Tons | 0 | 0 | 0 | 0 | 0 | 0 | 0 | 0
CSAPR- NOX Annual- KY | 197 | 7075 | Rate Constraint in MTons | FALSE | L | Annual | Allowances Withdrawn (1:1) | Thousand Tons | 0 | 0 | 0 | 0 | 0 | 0 | 0 | 0
CSAPR- NOX Annual- KY | 197 | 7075 | Rate Constraint in MTons | FALSE | L | Annual | Allowances Withdrawn (n:1) | Thousand Tons | 0 | 0 | 0 | 0 | 0 | 0 | 0 | 0
CSAPR- NOX Annual- KY | 197 | 7075 | Rate Constraint in MTons | FALSE | L | Annual | Net Emissions Allowance Position | Thousand Tons | 29.9876 | 15.482 | 13.9485 | 13.5047 | 10.851 | 10.8619 | 7.8527 | 5.8792
CSAPR- NOX Annual- KY | 197 | 7075 | Rate Constraint in MTons | FALSE | L | Annual | Fuel Consumed | TBtu | 573.3242 | 466.1133 | 458.5859 | 443.0045 | 472.8568 | 502.2438 | 471.1605 | 460.8826
CSAPR- NOX Annual- KY | 197 | 7075 | Rate Constraint in MTons | FALSE | L | Annual | Rate | lb/MMBtu | 0.10461 | 0.06643 | 0.060832 | 0.060969 | 0.045896 | 0.043253 | 0.033333 | 0.025513
CSAPR- NOX Annual- KY | 197 | 7075 | Rate Constraint in MTons | FALSE | L | Annual | Generation | TWh | 57.0596 | 48.6793 | 53.7803 | 54.3157 | 82.1569 | 126.7424 | 160.3936 | 177.3195
CSAPR- NOX Annual- KY | 197 | 7075 | Rate Constraint in MTons | FALSE | L | Annual | Qualifying Generation | TWh | 57.0596 | 48.6793 | 48.159 | 46.7204 | 55.5625 | 60.2541 | 61.7064 | 64.3652
CSAPR- NOX Annual- KY | 197 | 7075 | Rate Constraint in MTons | FALSE | L | Annual | Rate | lb/MWh | 1.0511 | 0.63608 | 0.57927 | 0.57811 | 0.39059 | 0.36054 | 0.25452 | 0.18268
CSAPR- NOX Annual- KY | 197 | 7075 | Rate Constraint in MTons | FALSE | L | Annual | Constraint Shadow Price | US2019$/Ton | 0 | 0 | 0 | 0 | 0 | 0 | 0 | 0
CSAPR- NOX Annual- MD | 198 | 7076 | Rate Constraint in MTons | FALSE | L | Annual | Seasons Included | Seasons | Winter, WintShld, Summer | Winter, WintShld, Summer | Winter, WintShld, Summer | Winter, WintShld, Summer | Winter, WintShld, Summer | Winter, WintShld, Summer | Winter, WintShld, Summer | Winter, WintShld, Summer
CSAPR- NOX Annual- MD | 198 | 7076 | Rate Constraint in MTons | FALSE | L | Annual | Standard NOX | Thousand Tons | 19.5573 | 19.5573 | 19.5573 | 19.5573 | 19.5573 | 19.5573 | 19.5573 | 19.5573
CSAPR- NOX Annual- MD | 198 | 7076 | Rate Constraint in MTons | FALSE | L | Annual | Emissions at Affected Plants NOX | Thousand Tons | 0.91641 | 0.5797 | 0.75524 | 0.75917 | 0.7372 | 1.0081 | 1.1515 | 1.0936
CSAPR- NOX Annual- MD | 198 | 7076 | Rate Constraint in MTons | FALSE | L | Annual | Allowances Purchased NOX | Thousand Tons | 0 | 0 | 0 | 0 | 0 | 0 | 0 | 0
CSAPR- NOX Annual- MD | 198 | 7076 | Rate Constraint in MTons | FALSE | L | Annual | Allowances Sold NOX | Thousand Tons | 0 | 0 | 0 | 0 | 0 | 0 | 0 | 0
CSAPR- NOX Annual- MD | 198 | 7076 | Rate Constraint in MTons | FALSE | L | Annual | Allowances Banked | Thousand Tons | 0 | 0 | 0 | 0 | 0 | 0 | 0 | 0
CSAPR- NOX Annual- MD | 198 | 7076 | Rate Constraint in MTons | FALSE | L | Annual | Allowances Withdrawn (1:1) | Thousand Tons | 0 | 0 | 0 | 0 | 0 | 0 | 0 | 0
CSAPR- NOX Annual- MD | 198 | 7076 | Rate Constraint in MTons | FALSE | L | Annual | Allowances Withdrawn (n:1) | Thousand Tons | 0 | 0 | 0 | 0 | 0 | 0 | 0 | 0
CSAPR- NOX Annual- MD | 198 | 7076 | Rate Constraint in MTons | FALSE | L | Annual | Net Emissions Allowance Position | Thousand Tons | 0.91641 | 0.5797 | 0.75524 | 0.75917 | 0.7372 | 1.0081 | 1.1515 | 1.0936
CSAPR- NOX Annual- MD | 198 | 7076 | Rate Constraint in MTons | FALSE | L | Annual | Fuel Consumed | TBtu | 110.7923 | 128.682 | 164.8447 | 165.3853 | 162.7254 | 185.9692 | 196.3067 | 205.8472
CSAPR- NOX Annual- MD | 198 | 7076 | Rate Constraint in MTons | FALSE | L | Annual | Rate | lb/MMBtu | 0.016543 | 0.0090099 | 0.0091631 | 0.0091806 | 0.0090606 | 0.010842 | 0.011732 | 0.010626
CSAPR- NOX Annual- MD | 198 | 7076 | Rate Constraint in MTons | FALSE | L | Annual | Generation | TWh | 15.0706 | 17.643 | 22.5192 | 22.5765 | 22.2857 | 25.8643 | 28.1633 | 96.9485
CSAPR- NOX Annual- MD | 198 | 7076 | Rate Constraint in MTons | FALSE | L | Annual | Qualifying Generation | TWh | 15.0692 | 17.6383 | 22.5127 | 22.5699 | 22.2795 | 24.8655 | 26.0146 | 27.6897
CSAPR- NOX Annual- MD | 198 | 7076 | Rate Constraint in MTons | FALSE | L | Annual | Rate | lb/MWh | 0.12163 | 0.065732 | 0.067095 | 0.067273 | 0.066177 | 0.081088 | 0.08853 | 0.078992
CSAPR- NOX Annual- MD | 198 | 7076 | Rate Constraint in MTons | FALSE | L | Annual | Constraint Shadow Price | US2019$/Ton | 0 | 0 | 0 | 0 | 0 | 0 | 0 | 0
CSAPR- NOX Annual- MI | 199 | 7077 | Rate Constraint in MTons | FALSE | L | Annual | Seasons Included | Seasons | Winter, WintShld, Summer | Winter, WintShld, Summer | Winter, WintShld, Summer | Winter, WintShld, Summer | Winter, WintShld, Summer | Winter, WintShld, Summer | Winter, WintShld, Summer | Winter, WintShld, Summer
CSAPR- NOX Annual- MI | 199 | 7077 | Rate Constraint in MTons | FALSE | L | Annual | Standard NOX | Thousand Tons | 74.3872 | 74.3872 | 74.3872 | 74.3872 | 74.3872 | 74.3872 | 74.3872 | 74.3872
CSAPR- NOX Annual- MI | 199 | 7077 | Rate Constraint in MTons | FALSE | L | Annual | Emissions at Affected Plants NOX | Thousand Tons | 23.0099 | 12.1466 | 14.531 | 13.8429 | 13.7184 | 7.0346 | 7.2034 | 7.5677
CSAPR- NOX Annual- MI | 199 | 7077 | Rate Constraint in MTons | FALSE | L | Annual | Allowances Purchased NOX | Thousand Tons | 0 | 0 | 0 | 0 | 0 | 0 | 0 | 0
CSAPR- NOX Annual- MI | 199 | 7077 | Rate Constraint in MTons | FALSE | L | Annual | Allowances Sold NOX | Thousand Tons | 0 | 0 | 0 | 0 | 0 | 0 | 0 | 0
CSAPR- NOX Annual- MI | 199 | 7077 | Rate Constraint in MTons | FALSE | L | Annual | Allowances Banked | Thousand Tons | 0 | 0 | 0 | 0 | 0 | 0 | 0 | 0
CSAPR- NOX Annual- MI | 199 | 7077 | Rate Constraint in MTons | FALSE | L | Annual | Allowances Withdrawn (1:1) | Thousand Tons | 0 | 0 | 0 | 0 | 0 | 0 | 0 | 0
CSAPR- NOX Annual- MI | 199 | 7077 | Rate Constraint in MTons | FALSE | L | Annual | Allowances Withdrawn (n:1) | Thousand Tons | 0 | 0 | 0 | 0 | 0 | 0 | 0 | 0
CSAPR- NOX Annual- MI | 199 | 7077 | Rate Constraint in MTons | FALSE | L | Annual | Net Emissions Allowance Position | Thousand Tons | 23.0099 | 12.1466 | 14.531 | 13.8429 | 13.7184 | 7.0346 | 7.2034 | 7.5677
CSAPR- NOX Annual- MI | 199 | 7077 | Rate Constraint in MTons | FALSE | L | Annual | Fuel Consumed | TBtu | 667.1398 | 514.6071 | 561.024 | 549.7092 | 550.1571 | 339.4806 | 350.6394 | 381.1631
CSAPR- NOX Annual- MI | 199 | 7077 | Rate Constraint in MTons | FALSE | L | Annual | Rate | lb/MMBtu | 0.068981 | 0.047207 | 0.051802 | 0.050365 | 0.049871 | 0.041444 | 0.041087 | 0.039709
CSAPR- NOX Annual- MI | 199 | 7077 | Rate Constraint in MTons | FALSE | L | Annual | Generation | TWh | 77.412 | 64.039 | 71.5345 | 70.7935 | 74.4406 | 64.3007 | 91.2324 | 98.2541
CSAPR- NOX Annual- MI | 199 | 7077 | Rate Constraint in MTons | FALSE | L | Annual | Qualifying Generation | TWh | 77.412 | 64.039 | 70.4568 | 69.369 | 68.9356 | 47.4717 | 49.1814 | 53.3225
CSAPR- NOX Annual- MI | 199 | 7077 | Rate Constraint in MTons | FALSE | L | Annual | Rate | lb/MWh | 0.59448 | 0.37935 | 0.41248 | 0.39911 | 0.39801 | 0.29637 | 0.29293 | 0.28385
CSAPR- NOX Annual- MI | 199 | 7077 | Rate Constraint in MTons | FALSE | L | Annual | Constraint Shadow Price | US2019$/Ton | 0 | 0 | 0 | 0 | 0 | 0 | 0 | 0
CSAPR- NOX Annual- MN | 200 | 7078 | Rate Constraint in MTons | FALSE | L | Annual | Seasons Included | Seasons | Winter, WintShld, Summer | Winter, WintShld, Summer | Winter, WintShld, Summer | Winter, WintShld, Summer | Winter, WintShld, Summer | Winter, WintShld, Summer | Winter, WintShld, Summer | Winter, WintShld, Summer
CSAPR- NOX Annual- MN | 200 | 7078 | Rate Constraint in MTons | FALSE | L | Annual | Standard NOX | Thousand Tons | 34.895 | 34.895 | 34.895 | 34.895 | 34.895 | 34.895 | 34.895 | 34.895
CSAPR- NOX Annual- MN | 200 | 7078 | Rate Constraint in MTons | FALSE | L | Annual | Emissions at Affected Plants NOX | Thousand Tons | 12.5067 | 8.3981 | 7.1549 | 3.0972 | 1.4566 | 1.2306 | 1.1736 | 1.0347
CSAPR- NOX Annual- MN | 200 | 7078 | Rate Constraint in MTons | FALSE | L | Annual | Allowances Purchased NOX | Thousand Tons | 0 | 0 | 0 | 0 | 0 | 0 | 0 | 0
CSAPR- NOX Annual- MN | 200 | 7078 | Rate Constraint in MTons | FALSE | L | Annual | Allowances Sold NOX | Thousand Tons | 0 | 0 | 0 | 0 | 0 | 0 | 0 | 0
CSAPR- NOX Annual- MN | 200 | 7078 | Rate Constraint in MTons | FALSE | L | Annual | Allowances Banked | Thousand Tons | 0 | 0 | 0 | 0 | 0 | 0 | 0 | 0
CSAPR- NOX Annual- MN | 200 | 7078 | Rate Constraint in MTons | FALSE | L | Annual | Allowances Withdrawn (1:1) | Thousand Tons | 0 | 0 | 0 | 0 | 0 | 0 | 0 | 0
CSAPR- NOX Annual- MN | 200 | 7078 | Rate Constraint in MTons | FALSE | L | Annual | Allowances Withdrawn (n:1) | Thousand Tons | 0 | 0 | 0 | 0 | 0 | 0 | 0 | 0
CSAPR- NOX Annual- MN | 200 | 7078 | Rate Constraint in MTons | FALSE | L | Annual | Net Emissions Allowance Position | Thousand Tons | 12.5067 | 8.3981 | 7.1549 | 3.0972 | 1.4566 | 1.2306 | 1.1736 | 1.0347
CSAPR- NOX Annual- MN | 200 | 7078 | Rate Constraint in MTons | FALSE | L | Annual | Fuel Consumed | TBtu | 231.114 | 175.9931 | 188.4665 | 115.0013 | 95.518 | 65.5088 | 60.464 | 43.4189
CSAPR- NOX Annual- MN | 200 | 7078 | Rate Constraint in MTons | FALSE | L | Annual | Rate | lb/MMBtu | 0.10823 | 0.095437 | 0.075928 | 0.053863 | 0.030498 | 0.037572 | 0.03882 | 0.047662
CSAPR- NOX Annual- MN | 200 | 7078 | Rate Constraint in MTons | FALSE | L | Annual | Generation | TWh | 23.097 | 18.0631 | 21.1127 | 14.0723 | 12.8776 | 8.6943 | 8.1341 | 9.6006
CSAPR- NOX Annual- MN | 200 | 7078 | Rate Constraint in MTons | FALSE | L | Annual | Qualifying Generation | TWh | 23.097 | 18.0631 | 20.892 | 13.8497 | 12.5898 | 8.5495 | 7.9831 | 5.6294
CSAPR- NOX Annual- MN | 200 | 7078 | Rate Constraint in MTons | FALSE | L | Annual | Rate | lb/MWh | 1.083 | 0.92987 | 0.68494 | 0.44726 | 0.23139 | 0.28788 | 0.29402 | 0.36761
CSAPR- NOX Annual- MN | 200 | 7078 | Rate Constraint in MTons | FALSE | L | Annual | Constraint Shadow Price | US2019$/Ton | 0 | 0 | 0 | 0 | 0 | 0 | 0 | 0
CSAPR- NOX Annual- MO | 201 | 7079 | Rate Constraint in MTons | FALSE | L | Annual | Seasons Included | Seasons | Winter, WintShld, Summer | Winter, WintShld, Summer | Winter, WintShld, Summer | Winter, WintShld, Summer | Winter, WintShld, Summer | Winter, WintShld, Summer | Winter, WintShld, Summer | Winter, WintShld, Summer
CSAPR- NOX Annual- MO | 201 | 7079 | Rate Constraint in MTons | FALSE | L | Annual | Standard NOX | Thousand Tons | 57.5167 | 57.5167 | 57.5167 | 57.5167 | 57.5167 | 57.5167 | 57.5167 | 57.5167
CSAPR- NOX Annual- MO | 201 | 7079 | Rate Constraint in MTons | FALSE | L | Annual | Emissions at Affected Plants NOX | Thousand Tons | 49.4283 | 35.7029 | 34.993 | 35.2854 | 35.5559 | 31.4093 | 27.8872 | 24.099
CSAPR- NOX Annual- MO | 201 | 7079 | Rate Constraint in MTons | FALSE | L | Annual | Allowances Purchased NOX | Thousand Tons | 0 | 0 | 0 | 0 | 0 | 0 | 0 | 0
CSAPR- NOX Annual- MO | 201 | 7079 | Rate Constraint in MTons | FALSE | L | Annual | Allowances Sold NOX | Thousand Tons | 0 | 0 | 0 | 0 | 0 | 0 | 0 | 0
CSAPR- NOX Annual- MO | 201 | 7079 | Rate Constraint in MTons | FALSE | L | Annual | Allowances Banked | Thousand Tons | 0 | 0 | 0 | 0 | 0 | 0 | 0 | 0
CSAPR- NOX Annual- MO | 201 | 7079 | Rate Constraint in MTons | FALSE | L | Annual | Allowances Withdrawn (1:1) | Thousand Tons | 0 | 0 | 0 | 0 | 0 | 0 | 0 | 0
CSAPR- NOX Annual- MO | 201 | 7079 | Rate Constraint in MTons | FALSE | L | Annual | Allowances Withdrawn (n:1) | Thousand Tons | 0 | 0 | 0 | 0 | 0 | 0 | 0 | 0
CSAPR- NOX Annual- MO | 201 | 7079 | Rate Constraint in MTons | FALSE | L | Annual | Net Emissions Allowance Position | Thousand Tons | 49.4283 | 35.7029 | 34.993 | 35.2854 | 35.5559 | 31.4093 | 27.8872 | 24.099
CSAPR- NOX Annual- MO | 201 | 7079 | Rate Constraint in MTons | FALSE | L | Annual | Fuel Consumed | TBtu | 680.5971 | 527.6135 | 548.1916 | 565.1449 | 592.8531 | 492.5061 | 410.8031 | 303.4449
CSAPR- NOX Annual- MO | 201 | 7079 | Rate Constraint in MTons | FALSE | L | Annual | Rate | lb/MMBtu | 0.14525 | 0.13534 | 0.12767 | 0.12487 | 0.11995 | 0.12755 | 0.13577 | 0.15884
CSAPR- NOX Annual- MO | 201 | 7079 | Rate Constraint in MTons | FALSE | L | Annual | Generation | TWh | 66.9877 | 53.056 | 56.7099 | 58.3402 | 61.261 | 53.7877 | 46.9375 | 34.3417
CSAPR- NOX Annual- MO | 201 | 7079 | Rate Constraint in MTons | FALSE | L | Annual | Qualifying Generation | TWh | 66.9877 | 53.0223 | 55.9661 | 57.6321 | 60.3874 | 50.537 | 42.8309 | 31.5826
CSAPR- NOX Annual- MO | 201 | 7079 | Rate Constraint in MTons | FALSE | L | Annual | Rate | lb/MWh | 1.4757 | 1.3467 | 1.2505 | 1.2245 | 1.1776 | 1.243 | 1.3022 | 1.5261
CSAPR- NOX Annual- MO | 201 | 7079 | Rate Constraint in MTons | FALSE | L | Annual | Constraint Shadow Price | US2019$/Ton | 0 | 0 | 0 | 0 | 0 | 0 | 0 | 0
CSAPR- NOX Annual- NC | 202 | 7080 | Rate Constraint in MTons | FALSE | L | Annual | Seasons Included | Seasons | Winter, WintShld, Summer | Winter, WintShld, Summer | Winter, WintShld, Summer | Winter, WintShld, Summer | Winter, WintShld, Summer | Winter, WintShld, Summer | Winter, WintShld, Summer | Winter, WintShld, Summer
CSAPR- NOX Annual- NC | 202 | 7080 | Rate Constraint in MTons | FALSE | L | Annual | Standard NOX | Thousand Tons | 49.0325 | 49.0325 | 49.0325 | 49.0325 | 49.0325 | 49.0325 | 49.0325 | 49.0325
CSAPR- NOX Annual- NC | 202 | 7080 | Rate Constraint in MTons | FALSE | L | Annual | Emissions at Affected Plants NOX | Thousand Tons | 36.7218 | 25.2759 | 11.3583 | 12.5958 | 10.0904 | 7.9873 | 6.9497 | 5.6001
CSAPR- NOX Annual- NC | 202 | 7080 | Rate Constraint in MTons | FALSE | L | Annual | Allowances Purchased NOX | Thousand Tons | 0 | 0 | 0 | 0 | 0 | 0 | 0 | 0
CSAPR- NOX Annual- NC | 202 | 7080 | Rate Constraint in MTons | FALSE | L | Annual | Allowances Sold NOX | Thousand Tons | 0 | 0 | 0 | 0 | 0 | 0 | 0 | 0
CSAPR- NOX Annual- NC | 202 | 7080 | Rate Constraint in MTons | FALSE | L | Annual | Allowances Banked | Thousand Tons | 0 | 0 | 0 | 0 | 0 | 0 | 0 | 0
CSAPR- NOX Annual- NC | 202 | 7080 | Rate Constraint in MTons | FALSE | L | Annual | Allowances Withdrawn (1:1) | Thousand Tons | 0 | 0 | 0 | 0 | 0 | 0 | 0 | 0
CSAPR- NOX Annual- NC | 202 | 7080 | Rate Constraint in MTons | FALSE | L | Annual | Allowances Withdrawn (n:1) | Thousand Tons | 0 | 0 | 0 | 0 | 0 | 0 | 0 | 0
CSAPR- NOX Annual- NC | 202 | 7080 | Rate Constraint in MTons | FALSE | L | Annual | Net Emissions Allowance Position | Thousand Tons | 36.7218 | 25.2759 | 11.3583 | 12.5958 | 10.0904 | 7.9873 | 6.9497 | 5.6001
CSAPR- NOX Annual- NC | 202 | 7080 | Rate Constraint in MTons | FALSE | L | Annual | Fuel Consumed | TBtu | 672.0724 | 645.558 | 566.301 | 612.1891 | 672.5784 | 625.2364 | 571.3714 | 533.4155
CSAPR- NOX Annual- NC | 202 | 7080 | Rate Constraint in MTons | FALSE | L | Annual | Rate | lb/MMBtu | 0.10928 | 0.078307 | 0.040114 | 0.04115 | 0.030005 | 0.02555 | 0.024327 | 0.020997
CSAPR- NOX Annual- NC | 202 | 7080 | Rate Constraint in MTons | FALSE | L | Annual | Generation | TWh | 76.3297 | 78.3361 | 83.2177 | 91.7945 | 124.8186 | 125.284 | 125.0046 | 145.9358
CSAPR- NOX Annual- NC | 202 | 7080 | Rate Constraint in MTons | FALSE | L | Annual | Qualifying Generation | TWh | 76.1407 | 76.8752 | 70.8291 | 75.5594 | 90.6364 | 83.7891 | 77.734 | 75.6235
CSAPR- NOX Annual- NC | 202 | 7080 | Rate Constraint in MTons | FALSE | L | Annual | Rate | lb/MWh | 0.96458 | 0.65758 | 0.32073 | 0.3334 | 0.22266 | 0.19065 | 0.17881 | 0.14811
CSAPR- NOX Annual- NC | 202 | 7080 | Rate Constraint in MTons | FALSE | L | Annual | Constraint Shadow Price | US2019$/Ton | 0 | 0 | 0 | 0 | 0 | 0 | 0 | 0
CSAPR- NOX Annual- NE | 203 | 7081 | Rate Constraint in MTons | FALSE | L | Annual | Seasons Included | Seasons | Winter, WintShld, Summer | Winter, WintShld, Summer | Winter, WintShld, Summer | Winter, WintShld, Summer | Winter, WintShld, Summer | Winter, WintShld, Summer | Winter, WintShld, Summer | Winter, WintShld, Summer
CSAPR- NOX Annual- NE | 203 | 7081 | Rate Constraint in MTons | FALSE | L | Annual | Standard NOX | Thousand Tons | 35.446 | 35.446 | 35.446 | 35.446 | 35.446 | 35.446 | 35.446 | 35.446
CSAPR- NOX Annual- NE | 203 | 7081 | Rate Constraint in MTons | FALSE | L | Annual | Emissions at Affected Plants NOX | Thousand Tons | 25.3203 | 21.3701 | 21.1665 | 21.2527 | 21.2995 | 21.5636 | 21.2337 | 19.6162
CSAPR- NOX Annual- NE | 203 | 7081 | Rate Constraint in MTons | FALSE | L | Annual | Allowances Purchased NOX | Thousand Tons | 0 | 0 | 0 | 0 | 0 | 0 | 0 | 0
CSAPR- NOX Annual- NE | 203 | 7081 | Rate Constraint in MTons | FALSE | L | Annual | Allowances Sold NOX | Thousand Tons | 0 | 0 | 0 | 0 | 0 | 0 | 0 | 0
CSAPR- NOX Annual- NE | 203 | 7081 | Rate Constraint in MTons | FALSE | L | Annual | Allowances Banked | Thousand Tons | 0 | 0 | 0 | 0 | 0 | 0 | 0 | 0
CSAPR- NOX Annual- NE | 203 | 7081 | Rate Constraint in MTons | FALSE | L | Annual | Allowances Withdrawn (1:1) | Thousand Tons | 0 | 0 | 0 | 0 | 0 | 0 | 0 | 0
CSAPR- NOX Annual- NE | 203 | 7081 | Rate Constraint in MTons | FALSE | L | Annual | Allowances Withdrawn (n:1) | Thousand Tons | 0 | 0 | 0 | 0 | 0 | 0 | 0 | 0
CSAPR- NOX Annual- NE | 203 | 7081 | Rate Constraint in MTons | FALSE | L | Annual | Net Emissions Allowance Position | Thousand Tons | 25.3203 | 21.3701 | 21.1665 | 21.2527 | 21.2995 | 21.5636 | 21.2337 | 19.6162
CSAPR- NOX Annual- NE | 203 | 7081 | Rate Constraint in MTons | FALSE | L | Annual | Fuel Consumed | TBtu | 280.7662 | 254.9373 | 252.5226 | 253.566 | 253.8793 | 257.6495 | 254.1238 | 234.4317
CSAPR- NOX Annual- NE | 203 | 7081 | Rate Constraint in MTons | FALSE | L | Annual | Rate | lb/MMBtu | 0.18037 | 0.16765 | 0.16764 | 0.16763 | 0.16779 | 0.16739 | 0.16711 | 0.16735
CSAPR- NOX Annual- NE | 203 | 7081 | Rate Constraint in MTons | FALSE | L | Annual | Generation | TWh | 26.9124 | 24.5844 | 24.7295 | 24.7597 | 24.6599 | 27.5613 | 28.2444 | 26.0699
CSAPR- NOX Annual- NE | 203 | 7081 | Rate Constraint in MTons | FALSE | L | Annual | Qualifying Generation | TWh | 26.9124 | 24.5376 | 24.3486 | 24.4442 | 24.4397 | 24.7947 | 24.5043 | 22.7632
CSAPR- NOX Annual- NE | 203 | 7081 | Rate Constraint in MTons | FALSE | L | Annual | Rate | lb/MWh | 1.8817 | 1.7418 | 1.7386 | 1.7389 | 1.743 | 1.7394 | 1.7331 | 1.7235
CSAPR- NOX Annual- NE | 203 | 7081 | Rate Constraint in MTons | FALSE | L | Annual | Constraint Shadow Price | US2019$/Ton | 0 | 0 | 0 | 0 | 0 | 0 | 0 | 0
CSAPR- NOX Annual- NJ | 204 | 7082 | Rate Constraint in MTons | FALSE | L | Annual | Seasons Included | Seasons | Winter, WintShld, Summer | Winter, WintShld, Summer | Winter, WintShld, Summer | Winter, WintShld, Summer | Winter, WintShld, Summer | Winter, WintShld, Summer | Winter, WintShld, Summer | Winter, WintShld, Summer
CSAPR- NOX Annual- NJ | 204 | 7082 | Rate Constraint in MTons | FALSE | L | Annual | Standard NOX | Thousand Tons | 9.3751 | 9.3751 | 9.3751 | 9.3751 | 9.3751 | 9.3751 | 9.3751 | 9.3751
CSAPR- NOX Annual- NJ | 204 | 7082 | Rate Constraint in MTons | FALSE | L | Annual | Emissions at Affected Plants NOX | Thousand Tons | 0.9318 | 1.2353 | 1.817 | 1.8905 | 1.6269 | 1.7282 | 1.8408 | 1.83
CSAPR- NOX Annual- NJ | 204 | 7082 | Rate Constraint in MTons | FALSE | L | Annual | Allowances Purchased NOX | Thousand Tons | 0 | 0 | 0 | 0 | 0 | 0 | 0 | 0
CSAPR- NOX Annual- NJ | 204 | 7082 | Rate Constraint in MTons | FALSE | L | Annual | Allowances Sold NOX | Thousand Tons | 0 | 0 | 0 | 0 | 0 | 0 | 0 | 0
CSAPR- NOX Annual- NJ | 204 | 7082 | Rate Constraint in MTons | FALSE | L | Annual | Allowances Banked | Thousand Tons | 0 | 0 | 0 | 0 | 0 | 0 | 0 | 0
CSAPR- NOX Annual- NJ | 204 | 7082 | Rate Constraint in MTons | FALSE | L | Annual | Allowances Withdrawn (1:1) | Thousand Tons | 0 | 0 | 0 | 0 | 0 | 0 | 0 | 0
CSAPR- NOX Annual- NJ | 204 | 7082 | Rate Constraint in MTons | FALSE | L | Annual | Allowances Withdrawn (n:1) | Thousand Tons | 0 | 0 | 0 | 0 | 0 | 0 | 0 | 0
CSAPR- NOX Annual- NJ | 204 | 7082 | Rate Constraint in MTons | FALSE | L | Annual | Net Emissions Allowance Position | Thousand Tons | 0.9318 | 1.2353 | 1.817 | 1.8905 | 1.6269 | 1.7282 | 1.8408 | 1.83
CSAPR- NOX Annual- NJ | 204 | 7082 | Rate Constraint in MTons | FALSE | L | Annual | Fuel Consumed | TBtu | 136.7151 | 188.1053 | 294.7718 | 313.9616 | 276.7873 | 307.0993 | 322.0005 | 325.0423
CSAPR- NOX Annual- NJ | 204 | 7082 | Rate Constraint in MTons | FALSE | L | Annual | Rate | lb/MMBtu | 0.013631 | 0.013134 | 0.012328 | 0.012043 | 0.011756 | 0.011255 | 0.011434 | 0.01126
CSAPR- NOX Annual- NJ | 204 | 7082 | Rate Constraint in MTons | FALSE | L | Annual | Generation | TWh | 20.242 | 27.3892 | 42.0555 | 44.6813 | 39.1204 | 42.9328 | 45.0977 | 46.2605
CSAPR- NOX Annual- NJ | 204 | 7082 | Rate Constraint in MTons | FALSE | L | Annual | Qualifying Generation | TWh | 19.9903 | 27.1099 | 41.7301 | 44.383 | 38.9777 | 42.9147 | 44.9699 | 45.3039
CSAPR- NOX Annual- NJ | 204 | 7082 | Rate Constraint in MTons | FALSE | L | Annual | Rate | lb/MWh | 0.093225 | 0.091129 | 0.087083 | 0.085189 | 0.083478 | 0.080543 | 0.081869 | 0.080786
CSAPR- NOX Annual- NJ | 204 | 7082 | Rate Constraint in MTons | FALSE | L | Annual | Constraint Shadow Price | US2019$/Ton | 0 | 0 | 0 | 0 | 0 | 0 | 0 | 0
CSAPR- NOX Annual- NY | 205 | 7083 | Rate Constraint in MTons | FALSE | L | Annual | Seasons Included | Seasons | Winter, WintShld, Summer | Winter, WintShld, Summer | Winter, WintShld, Summer | Winter, WintShld, Summer | Winter, WintShld, Summer | Winter, WintShld, Summer | Winter, WintShld, Summer | Winter, WintShld, Summer
CSAPR- NOX Annual- NY | 205 | 7083 | Rate Constraint in MTons | FALSE | L | Annual | Standard NOX | Thousand Tons | 25.632 | 25.632 | 25.632 | 25.632 | 25.632 | 25.632 | 25.632 | 25.632
CSAPR- NOX Annual- NY | 205 | 7083 | Rate Constraint in MTons | FALSE | L | Annual | Emissions at Affected Plants NOX | Thousand Tons | 3.9034 | 3.4492 | 3.6767 | 3.2818 | 2.5958 | 0.54365 | 0.55537 | 0.59286
CSAPR- NOX Annual- NY | 205 | 7083 | Rate Constraint in MTons | FALSE | L | Annual | Allowances Purchased NOX | Thousand Tons | 0 | 0 | 0 | 0 | 0 | 0 | 0 | 0
CSAPR- NOX Annual- NY | 205 | 7083 | Rate Constraint in MTons | FALSE | L | Annual | Allowances Sold NOX | Thousand Tons | 0 | 0 | 0 | 0 | 0 | 0 | 0 | 0
CSAPR- NOX Annual- NY | 205 | 7083 | Rate Constraint in MTons | FALSE | L | Annual | Allowances Banked | Thousand Tons | 0 | 0 | 0 | 0 | 0 | 0 | 0 | 0
CSAPR- NOX Annual- NY | 205 | 7083 | Rate Constraint in MTons | FALSE | L | Annual | Allowances Withdrawn (1:1) | Thousand Tons | 0 | 0 | 0 | 0 | 0 | 0 | 0 | 0
CSAPR- NOX Annual- NY | 205 | 7083 | Rate Constraint in MTons | FALSE | L | Annual | Allowances Withdrawn (n:1) | Thousand Tons | 0 | 0 | 0 | 0 | 0 | 0 | 0 | 0
CSAPR- NOX Annual- NY | 205 | 7083 | Rate Constraint in MTons | FALSE | L | Annual | Net Emissions Allowance Position | Thousand Tons | 3.9034 | 3.4492 | 3.6767 | 3.2818 | 2.5958 | 0.54365 | 0.55537 | 0.59286
CSAPR- NOX Annual- NY | 205 | 7083 | Rate Constraint in MTons | FALSE | L | Annual | Fuel Consumed | TBtu | 395.69 | 355.0054 | 385.2118 | 368.3462 | 293.1176 | 70.3673 | 74.2062 | 78.753
CSAPR- NOX Annual- NY | 205 | 7083 | Rate Constraint in MTons | FALSE | L | Annual | Rate | lb/MMBtu | 0.01973 | 0.019432 | 0.019089 | 0.017819 | 0.017712 | 0.015452 | 0.014968 | 0.015056
CSAPR- NOX Annual- NY | 205 | 7083 | Rate Constraint in MTons | FALSE | L | Annual | Generation | TWh | 53.3594 | 48.3567 | 52.5892 | 51.1281 | 41.1375 | 10.0487 | 10.4731 | 11.0491
CSAPR- NOX Annual- NY | 205 | 7083 | Rate Constraint in MTons | FALSE | L | Annual | Qualifying Generation | TWh | 53.3111 | 48.303 | 52.5267 | 51.0708 | 41.1101 | 10.0452 | 10.4485 | 10.918
CSAPR- NOX Annual- NY | 205 | 7083 | Rate Constraint in MTons | FALSE | L | Annual | Rate | lb/MWh | 0.14644 | 0.14281 | 0.13999 | 0.12852 | 0.12629 | 0.10824 | 0.10631 | 0.1086
CSAPR- NOX Annual- NY | 205 | 7083 | Rate Constraint in MTons | FALSE | L | Annual | Constraint Shadow Price | US2019$/Ton | 0 | 0 | 0 | 0 | 0 | 0 | 0 | 0
CSAPR- NOX Annual- OH | 206 | 7084 | Rate Constraint in MTons | FALSE | L | Annual | Seasons Included | Seasons | Winter, WintShld, Summer | Winter, WintShld, Summer | Winter, WintShld, Summer | Winter, WintShld, Summer | Winter, WintShld, Summer | Winter, WintShld, Summer | Winter, WintShld, Summer | Winter, WintShld, Summer
CSAPR- NOX Annual- OH | 206 | 7084 | Rate Constraint in MTons | FALSE | L | Annual | Standard NOX | Thousand Tons | 106.5044 | 106.5044 | 106.5044 | 106.5044 | 106.5044 | 106.5044 | 106.5044 | 106.5044
CSAPR- NOX Annual- OH | 206 | 7084 | Rate Constraint in MTons | FALSE | L | Annual | Emissions at Affected Plants NOX | Thousand Tons | 35.0668 | 32.5292 | 18.4726 | 18.2015 | 19.0221 | 21.4964 | 15.7795 | 10.362
CSAPR- NOX Annual- OH | 206 | 7084 | Rate Constraint in MTons | FALSE | L | Annual | Allowances Purchased NOX | Thousand Tons | 0 | 0 | 0 | 0 | 0 | 0 | 0 | 0
CSAPR- NOX Annual- OH | 206 | 7084 | Rate Constraint in MTons | FALSE | L | Annual | Allowances Sold NOX | Thousand Tons | 0 | 0 | 0 | 0 | 0 | 0 | 0 | 0
CSAPR- NOX Annual- OH | 206 | 7084 | Rate Constraint in MTons | FALSE | L | Annual | Allowances Banked | Thousand Tons | 0 | 0 | 0 | 0 | 0 | 0 | 0 | 0
CSAPR- NOX Annual- OH | 206 | 7084 | Rate Constraint in MTons | FALSE | L | Annual | Allowances Withdrawn (1:1) | Thousand Tons | 0 | 0 | 0 | 0 | 0 | 0 | 0 | 0
CSAPR- NOX Annual- OH | 206 | 7084 | Rate Constraint in MTons | FALSE | L | Annual | Allowances Withdrawn (n:1) | Thousand Tons | 0 | 0 | 0 | 0 | 0 | 0 | 0 | 0
CSAPR- NOX Annual- OH | 206 | 7084 | Rate Constraint in MTons | FALSE | L | Annual | Net Emissions Allowance Position | Thousand Tons | 35.0668 | 32.5292 | 18.4726 | 18.2015 | 19.0221 | 21.4964 | 15.7795 | 10.362
CSAPR- NOX Annual- OH | 206 | 7084 | Rate Constraint in MTons | FALSE | L | Annual | Fuel Consumed | TBtu | 991.0376 | 995.1595 | 858.7176 | 857.1817 | 894.1833 | 1046.6577 | 1110.0835 | 961.5455
CSAPR- NOX Annual- OH | 206 | 7084 | Rate Constraint in MTons | FALSE | L | Annual | Rate | lb/MMBtu | 0.070768 | 0.065375 | 0.043024 | 0.042468 | 0.042546 | 0.041076 | 0.028429 | 0.021553
CSAPR- NOX Annual- OH | 206 | 7084 | Rate Constraint in MTons | FALSE | L | Annual | Generation | TWh | 116.3623 | 118.6717 | 107.9929 | 108.1388 | 114.0413 | 142.881 | 175.7491 | 163.0463
CSAPR- NOX Annual- OH | 206 | 7084 | Rate Constraint in MTons | FALSE | L | Annual | Qualifying Generation | TWh | 116.3623 | 118.6717 | 107.628 | 107.4571 | 110.965 | 130.6052 | 145.5539 | 130.9626
CSAPR- NOX Annual- OH | 206 | 7084 | Rate Constraint in MTons | FALSE | L | Annual | Rate | lb/MWh | 0.60272 | 0.54822 | 0.34327 | 0.33877 | 0.34285 | 0.32918 | 0.21682 | 0.15824
CSAPR- NOX Annual- OH | 206 | 7084 | Rate Constraint in MTons | FALSE | L | Annual | Constraint Shadow Price | US2019$/Ton | 0 | 0 | 0 | 0 | 0 | 0 | 0 | 0
CSAPR- NOX Annual- PA | 207 | 7085 | Rate Constraint in MTons | FALSE | L | Annual | Seasons Included | Seasons | Winter, WintShld, Summer | Winter, WintShld, Summer | Winter, WintShld, Summer | Winter, WintShld, Summer | Winter, WintShld, Summer | Winter, WintShld, Summer | Winter, WintShld, Summer | Winter, WintShld, Summer
CSAPR- NOX Annual- PA | 207 | 7085 | Rate Constraint in MTons | FALSE | L | Annual | Standard NOX | Thousand Tons | 140.6489 | 140.6489 | 140.6489 | 140.6489 | 140.6489 | 140.6489 | 140.6489 | 140.6489
CSAPR- NOX Annual- PA | 207 | 7085 | Rate Constraint in MTons | FALSE | L | Annual | Emissions at Affected Plants NOX | Thousand Tons | 26.5776 | 7.4821 | 11.483 | 11.9321 | 9.4246 | 8.6209 | 8.3611 | 8.4546
CSAPR- NOX Annual- PA | 207 | 7085 | Rate Constraint in MTons | FALSE | L | Annual | Allowances Purchased NOX | Thousand Tons | 0 | 0 | 0 | 0 | 0 | 0 | 0 | 0
CSAPR- NOX Annual- PA | 207 | 7085 | Rate Constraint in MTons | FALSE | L | Annual | Allowances Sold NOX | Thousand Tons | 0 | 0 | 0 | 0 | 0 | 0 | 0 | 0
CSAPR- NOX Annual- PA | 207 | 7085 | Rate Constraint in MTons | FALSE | L | Annual | Allowances Banked | Thousand Tons | 0 | 0 | 0 | 0 | 0 | 0 | 0 | 0
CSAPR- NOX Annual- PA | 207 | 7085 | Rate Constraint in MTons | FALSE | L | Annual | Allowances Withdrawn (1:1) | Thousand Tons | 0 | 0 | 0 | 0 | 0 | 0 | 0 | 0
CSAPR- NOX Annual- PA | 207 | 7085 | Rate Constraint in MTons | FALSE | L | Annual | Allowances Withdrawn (n:1) | Thousand Tons | 0 | 0 | 0 | 0 | 0 | 0 | 0 | 0
CSAPR- NOX Annual- PA | 207 | 7085 | Rate Constraint in MTons | FALSE | L | Annual | Net Emissions Allowance Position | Thousand Tons | 26.5776 | 7.4821 | 11.483 | 11.9321 | 9.4246 | 8.6209 | 8.3611 | 8.4546
CSAPR- NOX Annual- PA | 207 | 7085 | Rate Constraint in MTons | FALSE | L | Annual | Fuel Consumed | TBtu | 1299.9015 | 1037.1607 | 1160.7398 | 1175.9599 | 1118.2919 | 1108.3774 | 1158.0384 | 1273.641
CSAPR- NOX Annual- PA | 207 | 7085 | Rate Constraint in MTons | FALSE | L | Annual | Rate | lb/MMBtu | 0.040892 | 0.014428 | 0.019786 | 0.020293 | 0.016855 | 0.015556 | 0.01444 | 0.013276
CSAPR- NOX Annual- PA | 207 | 7085 | Rate Constraint in MTons | FALSE | L | Annual | Generation | TWh | 164.5541 | 141.6562 | 156.5906 | 160.0622 | 159.8911 | 184.3145 | 226.8681 | 297.7784
CSAPR- NOX Annual- PA | 207 | 7085 | Rate Constraint in MTons | FALSE | L | Annual | Qualifying Generation | TWh | 164.5541 | 141.6562 | 154.2654 | 155.7181 | 150.5749 | 149.8213 | 155.9008 | 171.3765
CSAPR- NOX Annual- PA | 207 | 7085 | Rate Constraint in MTons | FALSE | L | Annual | Rate | lb/MWh | 0.32303 | 0.10564 | 0.14887 | 0.15325 | 0.12518 | 0.11508 | 0.10726 | 0.098667
CSAPR- NOX Annual- PA | 207 | 7085 | Rate Constraint in MTons | FALSE | L | Annual | Constraint Shadow Price | US2019$/Ton | 0 | 0 | 0 | 0 | 0 | 0 | 0 | 0
CSAPR- NOX Annual- SC | 208 | 7086 | Rate Constraint in MTons | FALSE | L | Annual | Seasons Included | Seasons | Winter, WintShld, Summer | Winter, WintShld, Summer | Winter, WintShld, Summer | Winter, WintShld, Summer | Winter, WintShld, Summer | Winter, WintShld, Summer | Winter, WintShld, Summer | Winter, WintShld, Summer
CSAPR- NOX Annual- SC | 208 | 7086 | Rate Constraint in MTons | FALSE | L | Annual | Standard NOX | Thousand Tons | 38.3476 | 38.3476 | 38.3476 | 38.3476 | 38.3476 | 38.3476 | 38.3476 | 38.3476
CSAPR- NOX Annual- SC | 208 | 7086 | Rate Constraint in MTons | FALSE | L | Annual | Emissions at Affected Plants NOX | Thousand Tons | 13.9326 | 13.2168 | 9.3198 | 7.3639 | 6.4898 | 6.5018 | 5.3995 | 5.4596
CSAPR- NOX Annual- SC | 208 | 7086 | Rate Constraint in MTons | FALSE | L | Annual | Allowances Purchased NOX | Thousand Tons | 0 | 0 | 0 | 0 | 0 | 0 | 0 | 0
CSAPR- NOX Annual- SC | 208 | 7086 | Rate Constraint in MTons | FALSE | L | Annual | Allowances Sold NOX | Thousand Tons | 0 | 0 | 0 | 0 | 0 | 0 | 0 | 0
CSAPR- NOX Annual- SC | 208 | 7086 | Rate Constraint in MTons | FALSE | L | Annual | Allowances Banked | Thousand Tons | 0 | 0 | 0 | 0 | 0 | 0 | 0 | 0
CSAPR- NOX Annual- SC | 208 | 7086 | Rate Constraint in MTons | FALSE | L | Annual | Allowances Withdrawn (1:1) | Thousand Tons | 0 | 0 | 0 | 0 | 0 | 0 | 0 | 0
CSAPR- NOX Annual- SC | 208 | 7086 | Rate Constraint in MTons | FALSE | L | Annual | Allowances Withdrawn (n:1) | Thousand Tons | 0 | 0 | 0 | 0 | 0 | 0 | 0 | 0
CSAPR- NOX Annual- SC | 208 | 7086 | Rate Constraint in MTons | FALSE | L | Annual | Net Emissions Allowance Position | Thousand Tons | 13.9326 | 13.2168 | 9.3198 | 7.3639 | 6.4898 | 6.5018 | 5.3995 | 5.4596
CSAPR- NOX Annual- SC | 208 | 7086 | Rate Constraint in MTons | FALSE | L | Annual | Fuel Consumed | TBtu | 385.7265 | 406.3449 | 459.2346 | 437.9704 | 469.9693 | 454.1887 | 406.7857 | 420.7766
CSAPR- NOX Annual- SC | 208 | 7086 | Rate Constraint in MTons | FALSE | L | Annual | Rate | lb/MMBtu | 0.072241 | 0.065052 | 0.040588 | 0.033627 | 0.027618 | 0.02863 | 0.026547 | 0.02595
CSAPR- NOX Annual- SC | 208 | 7086 | Rate Constraint in MTons | FALSE | L | Annual | Generation | TWh | 42.4686 | 47.3797 | 64.1415 | 65.8256 | 96.0502 | 91.4212 | 88.3714 | 99.7058
CSAPR- NOX Annual- SC | 208 | 7086 | Rate Constraint in MTons | FALSE | L | Annual | Qualifying Generation | TWh | 42.2207 | 45.4633 | 52.2567 | 50.5487 | 60.6204 | 57.6094 | 53.0735 | 56.5236
CSAPR- NOX Annual- SC | 208 | 7086 | Rate Constraint in MTons | FALSE | L | Annual | Rate | lb/MWh | 0.65999 | 0.58143 | 0.35669 | 0.29136 | 0.21411 | 0.22572 | 0.20347 | 0.19318
CSAPR- NOX Annual- SC | 208 | 7086 | Rate Constraint in MTons | FALSE | L | Annual | Constraint Shadow Price | US2019$/Ton | 0 | 0 | 0 | 0 | 0 | 0 | 0 | 0
CSAPR- NOX Annual- TN | 209 | 7087 | Rate Constraint in MTons | FALSE | L | Annual | Seasons Included | Seasons | Winter, WintShld, Summer | Winter, WintShld, Summer | Winter, WintShld, Summer | Winter, WintShld, Summer | Winter, WintShld, Summer | Winter, WintShld, Summer | Winter, WintShld, Summer | Winter, WintShld, Summer
CSAPR- NOX Annual- TN | 209 | 7087 | Rate Constraint in MTons | FALSE | L | Annual | Standard NOX | Thousand Tons | 22.8177 | 22.8177 | 22.8177 | 22.8177 | 22.8177 | 22.8177 | 22.8177 | 22.8177
CSAPR- NOX Annual- TN | 209 | 7087 | Rate Constraint in MTons | FALSE | L | Annual | Emissions at Affected Plants NOX | Thousand Tons | 13.0773 | 5.8047 | 4.299 | 1.5804 | 0.98242 | 1.0694 | 1.1251 | 1.453
CSAPR- NOX Annual- TN | 209 | 7087 | Rate Constraint in MTons | FALSE | L | Annual | Allowances Purchased NOX | Thousand Tons | 0 | 0 | 0 | 0 | 0 | 0 | 0 | 0
CSAPR- NOX Annual- TN | 209 | 7087 | Rate Constraint in MTons | FALSE | L | Annual | Allowances Sold NOX | Thousand Tons | 0 | 0 | 0 | 0 | 0 | 0 | 0 | 0
CSAPR- NOX Annual- TN | 209 | 7087 | Rate Constraint in MTons | FALSE | L | Annual | Allowances Banked | Thousand Tons | 0 | 0 | 0 | 0 | 0 | 0 | 0 | 0
CSAPR- NOX Annual- TN | 209 | 7087 | Rate Constraint in MTons | FALSE | L | Annual | Allowances Withdrawn (1:1) | Thousand Tons | 0 | 0 | 0 | 0 | 0 | 0 | 0 | 0
CSAPR- NOX Annual- TN | 209 | 7087 | Rate Constraint in MTons | FALSE | L | Annual | Allowances Withdrawn (n:1) | Thousand Tons | 0 | 0 | 0 | 0 | 0 | 0 | 0 | 0
CSAPR- NOX Annual- TN | 209 | 7087 | Rate Constraint in MTons | FALSE | L | Annual | Net Emissions Allowance Position | Thousand Tons | 13.0773 | 5.8047 | 4.299 | 1.5804 | 0.98242 | 1.0694 | 1.1251 | 1.453
CSAPR- NOX Annual- TN | 209 | 7087 | Rate Constraint in MTons | FALSE | L | Annual | Fuel Consumed | TBtu | 447.7523 | 283.7932 | 246.9356 | 181.4611 | 173.8462 | 191.8521 | 205.5799 | 266.111
CSAPR- NOX Annual- TN | 209 | 7087 | Rate Constraint in MTons | FALSE | L | Annual | Rate | lb/MMBtu | 0.058413 | 0.040908 | 0.034818 | 0.017418 | 0.011302 | 0.011149 | 0.010945 | 0.01092
CSAPR- NOX Annual- TN | 209 | 7087 | Rate Constraint in MTons | FALSE | L | Annual | Generation | TWh | 46.4114 | 32.5063 | 30.9198 | 25.1793 | 25.8389 | 33.3381 | 37.7681 | 55.007
CSAPR- NOX Annual- TN | 209 | 7087 | Rate Constraint in MTons | FALSE | L | Annual | Qualifying Generation | TWh | 46.4114 | 32.5063 | 29.4115 | 23.0997 | 22.5882 | 26.2149 | 28.5412 | 38.0627
CSAPR- NOX Annual- TN | 209 | 7087 | Rate Constraint in MTons | FALSE | L | Annual | Rate | lb/MWh | 0.56354 | 0.35714 | 0.29233 | 0.13683 | 0.086985 | 0.081591 | 0.078838 | 0.076348
CSAPR- NOX Annual- TN | 209 | 7087 | Rate Constraint in MTons | FALSE | L | Annual | Constraint Shadow Price | US2019$/Ton | 0 | 0 | 0 | 0 | 0 | 0 | 0 | 0
CSAPR- NOX Annual- VA | 210 | 7088 | Rate Constraint in MTons | FALSE | L | Annual | Seasons Included | Seasons | Winter, WintShld, Summer | Winter, WintShld, Summer | Winter, WintShld, Summer | Winter, WintShld, Summer | Winter, WintShld, Summer | Winter, WintShld, Summer | Winter, WintShld, Summer | Winter, WintShld, Summer
CSAPR- NOX Annual- VA | 210 | 7088 | Rate Constraint in MTons | FALSE | L | Annual | Standard NOX | Thousand Tons | 39.2256 | 39.2256 | 39.2256 | 39.2256 | 39.2256 | 39.2256 | 39.2256 | 39.2256
CSAPR- NOX Annual- VA | 210 | 7088 | Rate Constraint in MTons | FALSE | L | Annual | Emissions at Affected Plants NOX | Thousand Tons | 2.9313 | 2.1842 | 3.4864 | 3.4709 | 2.8615 | 3.2335 | 1.2701 | 0.46928
CSAPR- NOX Annual- VA | 210 | 7088 | Rate Constraint in MTons | FALSE | L | Annual | Allowances Purchased NOX | Thousand Tons | 0 | 0 | 0 | 0 | 0 | 0 | 0 | 0
CSAPR- NOX Annual- VA | 210 | 7088 | Rate Constraint in MTons | FALSE | L | Annual | Allowances Sold NOX | Thousand Tons | 0 | 0 | 0 | 0 | 0 | 0 | 0 | 0
CSAPR- NOX Annual- VA | 210 | 7088 | Rate Constraint in MTons | FALSE | L | Annual | Allowances Banked | Thousand Tons | 0 | 0 | 0 | 0 | 0 | 0 | 0 | 0
CSAPR- NOX Annual- VA | 210 | 7088 | Rate Constraint in MTons | FALSE | L | Annual | Allowances Withdrawn (1:1) | Thousand Tons | 0 | 0 | 0 | 0 | 0 | 0 | 0 | 0
CSAPR- NOX Annual- VA | 210 | 7088 | Rate Constraint in MTons | FALSE | L | Annual | Allowances Withdrawn (n:1) | Thousand Tons | 0 | 0 | 0 | 0 | 0 | 0 | 0 | 0
CSAPR- NOX Annual- VA | 210 | 7088 | Rate Constraint in MTons | FALSE | L | Annual | Net Emissions Allowance Position | Thousand Tons | 2.9313 | 2.1842 | 3.4864 | 3.4709 | 2.8615 | 3.2335 | 1.2701 | 0.46928
CSAPR- NOX Annual- VA | 210 | 7088 | Rate Constraint in MTons | FALSE | L | Annual | Fuel Consumed | TBtu | 301.2011 | 362.2418 | 453.3035 | 453.8197 | 433.05 | 431.3186 | 279.0226 | 85.3229
CSAPR- NOX Annual- VA | 210 | 7088 | Rate Constraint in MTons | FALSE | L | Annual | Rate | lb/MMBtu | 0.019464 | 0.01206 | 0.015382 | 0.015296 | 0.013216 | 0.014994 | 0.0091036 | 0.011
CSAPR- NOX Annual- VA | 210 | 7088 | Rate Constraint in MTons | FALSE | L | Annual | Generation | TWh | 40.7547 | 50.0842 | 65.5354 | 66.8859 | 70.3664 | 90.0848 | 99.2243 | 154.595
CSAPR- NOX Annual- VA | 210 | 7088 | Rate Constraint in MTons | FALSE | L | Annual | Qualifying Generation | TWh | 40.7547 | 50.0842 | 62.1464 | 62.2133 | 59.7414 | 58.8138 | 38.7801 | 12.0608
CSAPR- NOX Annual- VA | 210 | 7088 | Rate Constraint in MTons | FALSE | L | Annual | Rate | lb/MWh | 0.14385 | 0.087223 | 0.1122 | 0.11158 | 0.095796 | 0.10996 | 0.0655 | 0.077818
CSAPR- NOX Annual- VA | 210 | 7088 | Rate Constraint in MTons | FALSE | L | Annual | Constraint Shadow Price | US2019$/Ton | 0 | 0 | 0 | 0 | 0 | 0 | 0 | 0
CSAPR- NOX Annual- WI | 211 | 7089 | Rate Constraint in MTons | FALSE | L | Annual | Seasons Included | Seasons | Winter, WintShld, Summer | Winter, WintShld, Summer | Winter, WintShld, Summer | Winter, WintShld, Summer | Winter, WintShld, Summer | Winter, WintShld, Summer | Winter, WintShld, Summer | Winter, WintShld, Summer
CSAPR- NOX Annual- WI | 211 | 7089 | Rate Constraint in MTons | FALSE | L | Annual | Standard NOX | Thousand Tons | 38.7878 | 38.7878 | 38.7878 | 38.7878 | 38.7878 | 38.7878 | 38.7878 | 38.7878
CSAPR- NOX Annual- WI | 211 | 7089 | Rate Constraint in MTons | FALSE | L | Annual | Emissions at Affected Plants NOX | Thousand Tons | 11.4995 | 5.2932 | 4.6477 | 4.8705 | 3.0355 | 2.9344 | 2.6891 | 1.9231
CSAPR- NOX Annual- WI | 211 | 7089 | Rate Constraint in MTons | FALSE | L | Annual | Allowances Purchased NOX | Thousand Tons | 0 | 0 | 0 | 0 | 0 | 0 | 0 | 0
CSAPR- NOX Annual- WI | 211 | 7089 | Rate Constraint in MTons | FALSE | L | Annual | Allowances Sold NOX | Thousand Tons | 0 | 0 | 0 | 0 | 0 | 0 | 0 | 0
CSAPR- NOX Annual- WI | 211 | 7089 | Rate Constraint in MTons | FALSE | L | Annual | Allowances Banked | Thousand Tons | 0 | 0 | 0 | 0 | 0 | 0 | 0 | 0
CSAPR- NOX Annual- WI | 211 | 7089 | Rate Constraint in MTons | FALSE | L | Annual | Allowances Withdrawn (1:1) | Thousand Tons | 0 | 0 | 0 | 0 | 0 | 0 | 0 | 0
CSAPR- NOX Annual- WI | 211 | 7089 | Rate Constraint in MTons | FALSE | L | Annual | Allowances Withdrawn (n:1) | Thousand Tons | 0 | 0 | 0 | 0 | 0 | 0 | 0 | 0
CSAPR- NOX Annual- WI | 211 | 7089 | Rate Constraint in MTons | FALSE | L | Annual | Net Emissions Allowance Position | Thousand Tons | 11.4995 | 5.2932 | 4.6477 | 4.8705 | 3.0355 | 2.9344 | 2.6891 | 1.9231
CSAPR- NOX Annual- WI | 211 | 7089 | Rate Constraint in MTons | FALSE | L | Annual | Fuel Consumed | TBtu | 391.488 | 259.1449 | 296.5648 | 306.3471 | 259.693 | 254.9614 | 245.6914 | 202.0706
CSAPR- NOX Annual- WI | 211 | 7089 | Rate Constraint in MTons | FALSE | L | Annual | Rate | lb/MMBtu | 0.058748 | 0.040851 | 0.031344 | 0.031798 | 0.023377 | 0.023018 | 0.02189 | 0.019034
CSAPR- NOX Annual- WI | 211 | 7089 | Rate Constraint in MTons | FALSE | L | Annual | Generation | TWh | 40.3456 | 30.4866 | 37.0986 | 37.998 | 33.3262 | 32.6363 | 31.2913 | 26.3342
CSAPR- NOX Annual- WI | 211 | 7089 | Rate Constraint in MTons | FALSE | L | Annual | Qualifying Generation | TWh | 40.3456 | 30.4866 | 36.7641 | 37.6732 | 32.9066 | 32.2544 | 31.1674 | 26.2448
CSAPR- NOX Annual- WI | 211 | 7089 | Rate Constraint in MTons | FALSE | L | Annual | Rate | lb/MWh | 0.57005 | 0.34725 | 0.25284 | 0.25857 | 0.18449 | 0.18195 | 0.17256 | 0.14655
CSAPR- NOX Annual- WI | 211 | 7089 | Rate Constraint in MTons | FALSE | L | Annual | Constraint Shadow Price | US2019$/Ton | 0 | 0 | 0 | 0 | 0 | 0 | 0 | 0
CSAPR- NOX Annual- WV | 212 | 7090 | Rate Constraint in MTons | FALSE | L | Annual | Seasons Included | Seasons | Winter, WintShld, Summer | Winter, WintShld, Summer | Winter, WintShld, Summer | Winter, WintShld, Summer | Winter, WintShld, Summer | Winter, WintShld, Summer | Winter, WintShld, Summer | Winter, WintShld, Summer
CSAPR- NOX Annual- WV | 212 | 7090 | Rate Constraint in MTons | FALSE | L | Annual | Standard NOX | Thousand Tons | 64.4068 | 64.4068 | 64.4068 | 64.4068 | 64.4068 | 64.4068 | 64.4068 | 64.4068
CSAPR- NOX Annual- WV | 212 | 7090 | Rate Constraint in MTons | FALSE | L | Annual | Emissions at Affected Plants NOX | Thousand Tons | 37.9578 | 26.4812 | 22.1548 | 23.0584 | 24.3246 | 4.1007 | 3.0405 | 3.5433
CSAPR- NOX Annual- WV | 212 | 7090 | Rate Constraint in MTons | FALSE | L | Annual | Allowances Purchased NOX | Thousand Tons | 0 | 0 | 0 | 0 | 0 | 0 | 0 | 0
CSAPR- NOX Annual- WV | 212 | 7090 | Rate Constraint in MTons | FALSE | L | Annual | Allowances Sold NOX | Thousand Tons | 0 | 0 | 0 | 0 | 0 | 0 | 0 | 0
CSAPR- NOX Annual- WV | 212 | 7090 | Rate Constraint in MTons | FALSE | L | Annual | Allowances Banked | Thousand Tons | 0 | 0 | 0 | 0 | 0 | 0 | 0 | 0
CSAPR- NOX Annual- WV | 212 | 7090 | Rate Constraint in MTons | FALSE | L | Annual | Allowances Withdrawn (1:1) | Thousand Tons | 0 | 0 | 0 | 0 | 0 | 0 | 0 | 0
CSAPR- NOX Annual- WV | 212 | 7090 | Rate Constraint in MTons | FALSE | L | Annual | Allowances Withdrawn (n:1) | Thousand Tons | 0 | 0 | 0 | 0 | 0 | 0 | 0 | 0
CSAPR- NOX Annual- WV | 212 | 7090 | Rate Constraint in MTons | FALSE | L | Annual | Net Emissions Allowance Position | Thousand Tons | 37.9578 | 26.4812 | 22.1548 | 23.0584 | 24.3246 | 4.1007 | 3.0405 | 3.5433
CSAPR- NOX Annual- WV | 212 | 7090 | Rate Constraint in MTons | FALSE | L | Annual | Fuel Consumed | TBtu | 735.6255 | 641.9277 | 532.7462 | 555.5202 | 594.9906 | 143.1277 | 135.5157 | 400.9208
CSAPR- NOX Annual- WV | 212 | 7090 | Rate Constraint in MTons | FALSE | L | Annual | Rate | lb/MMBtu | 0.1032 | 0.082505 | 0.083172 | 0.083016 | 0.081765 | 0.057301 | 0.044873 | 0.017676
CSAPR- NOX Annual- WV | 212 | 7090 | Rate Constraint in MTons | FALSE | L | Annual | Generation | TWh | 73.6513 | 64.4197 | 53.5091 | 55.7767 | 62.6669 | 27.8575 | 50.4551 | 121.0927
CSAPR- NOX Annual- WV | 212 | 7090 | Rate Constraint in MTons | FALSE | L | Annual | Qualifying Generation | TWh | 73.6513 | 64.4197 | 53.5091 | 55.7767 | 59.7485 | 14.8173 | 15.7227 | 55.421
CSAPR- NOX Annual- WV | 212 | 7090 | Rate Constraint in MTons | FALSE | L | Annual | Rate | lb/MWh | 1.0307 | 0.82215 | 0.82808 | 0.82681 | 0.81423 | 0.5535 | 0.38677 | 0.12787
CSAPR- NOX Annual- WV | 212 | 7090 | Rate Constraint in MTons | FALSE | L | Annual | Constraint Shadow Price | US2019$/Ton | 0 | 0 | 0 | 0 | 0 | 0 | 0 | 0
CSAPR Rule Constraint- NOX Annual | 213 | 7091 | Rate Constraint in MTons | FALSE | L | Annual | Seasons Included | Seasons | Winter, WintShld, Summer | Winter, WintShld, Summer | Winter, WintShld, Summer | Winter, WintShld, Summer | Winter, WintShld, Summer | Winter, WintShld, Summer | Winter, WintShld, Summer | Winter, WintShld, Summer
CSAPR Rule Constraint- NOX Annual | 213 | 7091 | Rate Constraint in MTons | FALSE | L | Annual | Standard NOX | Thousand Tons | 1069.256 | 1069.256 | 1069.256 | 1069.256 | 1069.256 | 1069.256 | 1069.256 | 1069.256
CSAPR Rule Constraint- NOX Annual | 213 | 7091 | Rate Constraint in MTons | FALSE | L | Annual | Emissions at Affected Plants NOX | Thousand Tons | 464.0595 | 318.2548 | 263.8587 | 255.5948 | 240.2805 | 196.6537 | 170.1432 | 138.6958
CSAPR Rule Constraint- NOX Annual | 213 | 7091 | Rate Constraint in MTons | FALSE | L | Annual | Allowances Purchased NOX | Thousand Tons | 0 | 0 | 0 | 0 | 0 | 0 | 0 | 0
CSAPR Rule Constraint- NOX Annual | 213 | 7091 | Rate Constraint in MTons | FALSE | L | Annual | Allowances Sold NOX | Thousand Tons | 0 | 0 | 0 | 0 | 0 | 0 | 0 | 0
CSAPR Rule Constraint- NOX Annual | 213 | 7091 | Rate Constraint in MTons | FALSE | L | Annual | Allowances Banked | Thousand Tons | 0 | 0 | 0 | 0 | 0 | 0 | 0 | 0
CSAPR Rule Constraint- NOX Annual | 213 | 7091 | Rate Constraint in MTons | FALSE | L | Annual | Allowances Withdrawn (1:1) | Thousand Tons | 0 | 0 | 0 | 0 | 0 | 0 | 0 | 0
CSAPR Rule Constraint- NOX Annual | 213 | 7091 | Rate Constraint in MTons | FALSE | L | Annual | Allowances Withdrawn (n:1) | Thousand Tons | 0 | 0 | 0 | 0 | 0 | 0 | 0 | 0
CSAPR Rule Constraint- NOX Annual | 213 | 7091 | Rate Constraint in MTons | FALSE | L | Annual | Net Emissions Allowance Position | Thousand Tons | 464.0595 | 318.2548 | 263.8587 | 255.5948 | 240.2805 | 196.6537 | 170.1432 | 138.6958
CSAPR Rule Constraint- NOX Annual | 213 | 7091 | Rate Constraint in MTons | FALSE | L | Annual | Fuel Consumed | TBtu | 11475.5554 | 10131.0065 | 10197.6463 | 10120.8978 | 10073.347 | 9133.1896 | 8735.6024 | 8427.3857
CSAPR Rule Constraint- NOX Annual | 213 | 7091 | Rate Constraint in MTons | FALSE | L | Annual | Rate | lb/MMBtu | 0.080878 | 0.062828 | 0.051749 | 0.050508 | 0.047706 | 0.043064 | 0.038954 | 0.032915
CSAPR Rule Constraint- NOX Annual | 213 | 7091 | Rate Constraint in MTons | FALSE | L | Annual | Generation | TWh | 1286.4953 | 1194.216 | 1236.6671 | 1231.3641 | 1247.3958 | 1163.4737 | 1141.5862 | 1139.7963
CSAPR Rule Constraint- NOX Annual | 213 | 7091 | Rate Constraint in MTons | FALSE | L | Annual | Qualifying Generation | TWh | 1286.4938 | 1194.2108 | 1235.8436 | 1230.4485 | 1246.0717 | 1157.6889 | 1132.5782 | 1127.0611
CSAPR Rule Constraint- NOX Annual | 213 | 7091 | Rate Constraint in MTons | FALSE | L | Annual | Rate | lb/MWh | 0.72143 | 0.533 | 0.42701 | 0.41545 | 0.38566 | 0.33973 | 0.30045 | 0.24612
CSAPR Rule Constraint- NOX Annual | 213 | 7091 | Rate Constraint in MTons | FALSE | L | Annual | Constraint Shadow Price | US2019$/Ton | 0 | 0 | 0 | 0 | 0 | 0 | 0 | 0
CSAPR Rule Constraint- SO2 Annual- Region1 | 214 | 7092 | Rate Constraint in MTons | FALSE | L | Annual | Seasons Included | Seasons | Winter, WintShld, Summer | Winter, WintShld, Summer | Winter, WintShld, Summer | Winter, WintShld, Summer | Winter, WintShld, Summer | Winter, WintShld, Summer | Winter, WintShld, Summer | Winter, WintShld, Summer
CSAPR Rule Constraint- SO2 Annual- Region1 | 214 | 7092 | Rate Constraint in MTons | FALSE | L | Annual | Standard SO2 | Thousand Tons | 1372.631 | 1372.631 | 1372.631 | 1372.631 | 1372.631 | 1372.631 | 1372.631 | 1372.631
CSAPR Rule Constraint- SO2 Annual- Region1 | 214 | 7092 | Rate Constraint in MTons | FALSE | L | Annual | Emissions at Affected Plants SO2 | Thousand Tons | 556.942 | 370.7838 | 248.2563 | 275.4341 | 284.6931 | 205.8273 | 142.7624 | 108.2855
CSAPR Rule Constraint- SO2 Annual- Region1 | 214 | 7092 | Rate Constraint in MTons | FALSE | L | Annual | Allowances Purchased SO2 | Thousand Tons | 0 | 0 | 0 | 0 | 0 | 0 | 0 | 0
CSAPR Rule Constraint- SO2 Annual- Region1 | 214 | 7092 | Rate Constraint in MTons | FALSE | L | Annual | Allowances Sold SO2 | Thousand Tons | 0 | 0 | 0 | 0 | 0 | 0 | 0 | 0
CSAPR Rule Constraint- SO2 Annual- Region1 | 214 | 7092 | Rate Constraint in MTons | FALSE | L | Annual | Allowances Banked | Thousand Tons | 0 | 0 | 0 | 0 | 0 | 0 | 0 | 0
CSAPR Rule Constraint- SO2 Annual- Region1 | 214 | 7092 | Rate Constraint in MTons | FALSE | L | Annual | Allowances Withdrawn (1:1) | Thousand Tons | 0 | 0 | 0 | 0 | 0 | 0 | 0 | 0
CSAPR Rule Constraint- SO2 Annual- Region1 | 214 | 7092 | Rate Constraint in MTons | FALSE | L | Annual | Allowances Withdrawn (n:1) | Thousand Tons | 0 | 0 | 0 | 0 | 0 | 0 | 0 | 0
CSAPR Rule Constraint- SO2 Annual- Region1 | 214 | 7092 | Rate Constraint in MTons | FALSE | L | Annual | Net Emissions Allowance Position | Thousand Tons | 556.942 | 370.7838 | 248.2563 | 275.4341 | 284.6931 | 205.8273 | 142.7624 | 108.2855
CSAPR Rule Constraint- SO2 Annual- Region1 | 214 | 7092 | Rate Constraint in MTons | FALSE | L | Annual | Fuel Consumed | TBtu | 9023.1986 | 7858.7019 | 7883.1297 | 7899.3703 | 7779.2743 | 7017.4567 | 6625.6854 | 6303.7307
CSAPR Rule Constraint- SO2 Annual- Region1 | 214 | 7092 | Rate Constraint in MTons | FALSE | L | Annual | Rate | lb/MMBtu | 0.12345 | 0.094363 | 0.062984 | 0.069736 | 0.073193 | 0.058662 | 0.043094 | 0.034356
CSAPR Rule Constraint- SO2 Annual- Region1 | 214 | 7092 | Rate Constraint in MTons | FALSE | L | Annual | Generation | TWh | 1015.9093 | 931.6568 | 970.0713 | 975.84 | 993.8545 | 927.3736 | 899.2424 | 896.3196
CSAPR Rule Constraint- SO2 Annual- Region1 | 214 | 7092 | Rate Constraint in MTons | FALSE | L | Annual | Qualifying Generation | TWh | 1015.7189 | 930.1574 | 959.0106 | 961.9368 | 963.7036 | 893.304 | 861.9798 | 848.1334
CSAPR Rule Constraint- SO2 Annual- Region1 | 214 | 7092 | Rate Constraint in MTons | FALSE | L | Annual | Rate | lb/MWh | 1.0966 | 0.79725 | 0.51773 | 0.57267 | 0.59083 | 0.46082 | 0.33124 | 0.25535
CSAPR Rule Constraint- SO2 Annual- Region1 | 214 | 7092 | Rate Constraint in MTons | FALSE | L | Annual | Constraint Shadow Price | US2019$/Ton | 0 | 0 | 0 | 0 | 0 | 0 | 0 | 0
CSAPR Rule Constraint- SO2 Annual- Region2 | 215 | 7093 | Rate Constraint in MTons | FALSE | L | Annual | Seasons Included | Seasons | Winter, WintShld, Summer | Winter, WintShld, Summer | Winter, WintShld, Summer | Winter, WintShld, Summer | Winter, WintShld, Summer | Winter, WintShld, Summer | Winter, WintShld, Summer | Winter, WintShld, Summer
CSAPR Rule Constraint- SO2 Annual- Region2 | 215 | 7093 | Rate Constraint in MTons | FALSE | L | Annual | Standard SO2 | Thousand Tons | 597.579 | 597.579 | 597.579 | 597.579 | 597.579 | 597.579 | 597.579 | 597.579
CSAPR Rule Constraint- SO2 Annual- Region2 | 215 | 7093 | Rate Constraint in MTons | FALSE | L | Annual | Emissions at Affected Plants SO2 | Thousand Tons | 128.507 | 90.5622 | 77.3414 | 69.934 | 63.8087 | 64.231 | 71.1351 | 69.3658
CSAPR Rule Constraint- SO2 Annual- Region2 | 215 | 7093 | Rate Constraint in MTons | FALSE | L | Annual | Allowances Purchased SO2 | Thousand Tons | 0 | 0 | 0 | 0 | 0 | 0 | 0 | 0
CSAPR Rule Constraint- SO2 Annual- Region2 | 215 | 7093 | Rate Constraint in MTons | FALSE | L | Annual | Allowances Sold SO2 | Thousand Tons | 0 | 0 | 0 | 0 | 0 | 0 | 0 | 0
CSAPR Rule Constraint- SO2 Annual- Region2 | 215 | 7093 | Rate Constraint in MTons | FALSE | L | Annual | Allowances Banked | Thousand Tons | 0 | 0 | 0 | 0 | 0 | 0 | 0 | 0
CSAPR Rule Constraint- SO2 Annual- Region2 | 215 | 7093 | Rate Constraint in MTons | FALSE | L | Annual | Allowances Withdrawn (1:1) | Thousand Tons | 0 | 0 | 0 | 0 | 0 | 0 | 0 | 0
CSAPR Rule Constraint- SO2 Annual- Region2 | 215 | 7093 | Rate Constraint in MTons | FALSE | L | Annual | Allowances Withdrawn (n:1) | Thousand Tons | 0 | 0 | 0 | 0 | 0 | 0 | 0 | 0
CSAPR Rule Constraint- SO2 Annual- Region2 | 215 | 7093 | Rate Constraint in MTons | FALSE | L | Annual | Net Emissions Allowance Position | Thousand Tons | 128.507 | 90.5622 | 77.3414 | 69.934 | 63.8087 | 64.231 | 71.1351 | 69.3658
CSAPR Rule Constraint- SO2 Annual- Region2 | 215 | 7093 | Rate Constraint in MTons | FALSE | L | Annual | Fuel Consumed | TBtu | 2452.3567 | 2272.3046 | 2314.5166 | 2221.5275 | 2294.0727 | 2115.7329 | 2109.917 | 2123.655
CSAPR Rule Constraint- SO2 Annual- Region2 | 215 | 7093 | Rate Constraint in MTons | FALSE | L | Annual | Rate | lb/MMBtu | 0.1048 | 0.07971 | 0.066832 | 0.06296 | 0.055629 | 0.060718 | 0.067429 | 0.065327
CSAPR Rule Constraint- SO2 Annual- Region2 | 215 | 7093 | Rate Constraint in MTons | FALSE | L | Annual | Generation | TWh | 271.0227 | 265.9826 | 292.0939 | 288.0958 | 324.2935 | 315.3183 | 329.5881 | 364.6357
CSAPR Rule Constraint- SO2 Annual- Region2 | 215 | 7093 | Rate Constraint in MTons | FALSE | L | Annual | Qualifying Generation | TWh | 270.7749 | 264.0533 | 276.833 | 268.5117 | 282.3681 | 264.3849 | 270.5984 | 278.9277
CSAPR Rule Constraint- SO2 Annual- Region2 | 215 | 7093 | Rate Constraint in MTons | FALSE | L | Annual | Rate | lb/MWh | 0.94918 | 0.68594 | 0.55876 | 0.5209 | 0.45195 | 0.48589 | 0.52576 | 0.49737
CSAPR Rule Constraint- SO2 Annual- Region2 | 215 | 7093 | Rate Constraint in MTons | FALSE | L | Annual | Constraint Shadow Price | US2019$/Ton | 0 | 0 | 0 | 0 | 0 | 0 | 0 | 0
CSAPR- SO2 Annual- AL | 216 | 7094 | Rate Constraint in MTons | FALSE | L | Annual | Seasons Included | Seasons | Winter, WintShld, Summer | Winter, WintShld, Summer | Winter, WintShld, Summer | Winter, WintShld, Summer | Winter, WintShld, Summer | Winter, WintShld, Summer | Winter, WintShld, Summer | Winter, WintShld, Summer
CSAPR- SO2 Annual- AL | 216 | 7094 | Rate Constraint in MTons | FALSE | L | Annual | Standard SO2 | Thousand Tons | 251.6444 | 251.6444 | 251.6444 | 251.6444 | 251.6444 | 251.6444 | 251.6444 | 251.6444
CSAPR- SO2 Annual- AL | 216 | 7094 | Rate Constraint in MTons | FALSE | L | Annual | Emissions at Affected Plants SO2 | Thousand Tons | 18.5602 | 6.6382 | 1.5116 | 1.8404 | 2.2839 | 3.2909 | 3.8765 | 3.2664
CSAPR- SO2 Annual- AL | 216 | 7094 | Rate Constraint in MTons | FALSE | L | Annual | Allowances Purchased SO2 | Thousand Tons | 0 | 0 | 0 | 0 | 0 | 0 | 0 | 0
CSAPR- SO2 Annual- AL | 216 | 7094 | Rate Constraint in MTons | FALSE | L | Annual | Allowances Sold SO2 | Thousand Tons | 0 | 0 | 0 | 0 | 0 | 0 | 0 | 0
CSAPR- SO2 Annual- AL | 216 | 7094 | Rate Constraint in MTons | FALSE | L | Annual | Allowances Banked | Thousand Tons | 0 | 0 | 0 | 0 | 0 | 0 | 0 | 0
CSAPR- SO2 Annual- AL | 216 | 7094 | Rate Constraint in MTons | FALSE | L | Annual | Allowances Withdrawn (1:1) | Thousand Tons | 0 | 0 | 0 | 0 | 0 | 0 | 0 | 0
CSAPR- SO2 Annual- AL | 216 | 7094 | Rate Constraint in MTons | FALSE | L | Annual | Allowances Withdrawn (n:1) | Thousand Tons | 0 | 0 | 0 | 0 | 0 | 0 | 0 | 0
CSAPR- SO2 Annual- AL | 216 | 7094 | Rate Constraint in MTons | FALSE | L | Annual | Net Emissions Allowance Position | Thousand Tons | 18.5602 | 6.6382 | 1.5116 | 1.8404 | 2.2839 | 3.2909 | 3.8765 | 3.2664
CSAPR- SO2 Annual- AL | 216 | 7094 | Rate Constraint in MTons | FALSE | L | Annual | Fuel Consumed | TBtu | 603.2331 | 690.4117 | 708.6753 | 714.1095 | 780.6522 | 751.8572 | 747.9031 | 758.1198
CSAPR- SO2 Annual- AL | 216 | 7094 | Rate Constraint in MTons | FALSE | L | Annual | Rate | lb/MMBtu | 0.061536 | 0.01923 | 0.0042661 | 0.0051545 | 0.0058512 | 0.0087542 | 0.010366 | 0.0086172
CSAPR- SO2 Annual- AL | 216 | 7094 | Rate Constraint in MTons | FALSE | L | Annual | Generation | TWh | 73.7462 | 88.4516 | 96.3825 | 98.0031 | 106.4012 | 119.6085 | 138.7205 | 167.256
CSAPR- SO2 Annual- AL | 216 | 7094 | Rate Constraint in MTons | FALSE | L | Annual | Qualifying Generation | TWh | 73.7462 | 88.4516 | 93.6091 | 94.1794 | 100.4244 | 97.5403 | 99.4012 | 102.7188
CSAPR- SO2 Annual- AL | 216 | 7094 | Rate Constraint in MTons | FALSE | L | Annual | Rate | lb/MWh | 0.50335 | 0.1501 | 0.032297 | 0.039084 | 0.045485 | 0.067479 | 0.077997 | 0.063599
CSAPR- SO2 Annual- AL | 216 | 7094 | Rate Constraint in MTons | FALSE | L | Annual | Constraint Shadow Price | US2019$/Ton | 0 | 0 | 0 | 0 | 0 | 0 | 0 | 0
CSAPR- SO2 Annual- GA | 217 | 7095 | Rate Constraint in MTons | FALSE | L | Annual | Seasons Included | Seasons | Winter, WintShld, Summer | Winter, WintShld, Summer | Winter, WintShld, Summer | Winter, WintShld, Summer | Winter, WintShld, Summer | Winter, WintShld, Summer | Winter, WintShld, Summer | Winter, WintShld, Summer
CSAPR- SO2 Annual- GA | 217 | 7095 | Rate Constraint in MTons | FALSE | L | Annual | Standard SO2 | Thousand Tons | 159.9667 | 159.9667 | 159.9667 | 159.9667 | 159.9667 | 159.9667 | 159.9667 | 159.9667
CSAPR- SO2 Annual- GA | 217 | 7095 | Rate Constraint in MTons | FALSE | L | Annual | Emissions at Affected Plants SO2 | Thousand Tons | 19.156 | 7.3411 | 4.1391 | 5.0366 | 1.698 | 1.361 | 1.5506 | 1.223
CSAPR- SO2 Annual- GA | 217 | 7095 | Rate Constraint in MTons | FALSE | L | Annual | Allowances Purchased SO2 | Thousand Tons | 0 | 0 | 0 | 0 | 0 | 0 | 0 | 0
CSAPR- SO2 Annual- GA | 217 | 7095 | Rate Constraint in MTons | FALSE | L | Annual | Allowances Sold SO2 | Thousand Tons | 0 | 0 | 0 | 0 | 0 | 0 | 0 | 0
CSAPR- SO2 Annual- GA | 217 | 7095 | Rate Constraint in MTons | FALSE | L | Annual | Allowances Banked | Thousand Tons | 0 | 0 | 0 | 0 | 0 | 0 | 0 | 0
CSAPR- SO2 Annual- GA | 217 | 7095 | Rate Constraint in MTons | FALSE | L | Annual | Allowances Withdrawn (1:1) | Thousand Tons | 0 | 0 | 0 | 0 | 0 | 0 | 0 | 0
CSAPR- SO2 Annual- GA | 217 | 7095 | Rate Constraint in MTons | FALSE | L | Annual | Allowances Withdrawn (n:1) | Thousand Tons | 0 | 0 | 0 | 0 | 0 | 0 | 0 | 0
CSAPR- SO2 Annual- GA | 217 | 7095 | Rate Constraint in MTons | FALSE | L | Annual | Net Emissions Allowance Position | Thousand Tons | 19.156 | 7.3411 | 4.1391 | 5.0366 | 1.698 | 1.361 | 1.5506 | 1.223
CSAPR- SO2 Annual- GA | 217 | 7095 | Rate Constraint in MTons | FALSE | L | Annual | Fuel Consumed | TBtu | 705.2959 | 527.2503 | 512.1944 | 543.8077 | 528.213 | 523.3231 | 584.0248 | 624.1244
CSAPR- SO2 Annual- GA | 217 | 7095 | Rate Constraint in MTons | FALSE | L | Annual | Rate | lb/MMBtu | 0.054321 | 0.027847 | 0.016162 | 0.018523 | 0.0064291 | 0.0052015 | 0.0053099 | 0.0039191
CSAPR- SO2 Annual- GA | 217 | 7095 | Rate Constraint in MTons | FALSE | L | Annual | Generation | TWh | 82.5183 | 70.954 | 92.1126 | 102.3517 | 138.5385 | 150.9358 | 176.849 | 221.8567
CSAPR- SO2 Annual- GA | 217 | 7095 | Rate Constraint in MTons | FALSE | L | Annual | Qualifying Generation | TWh | 82.0816 | 67.5784 | 67.7922 | 70.7739 | 68.8337 | 69.8297 | 80.111 | 87.0739
CSAPR- SO2 Annual- GA | 217 | 7095 | Rate Constraint in MTons | FALSE | L | Annual | Rate | lb/MWh | 0.46676 | 0.21726 | 0.12211 | 0.14233 | 0.049335 | 0.038981 | 0.03871 | 0.028091
CSAPR- SO2 Annual- GA | 217 | 7095 | Rate Constraint in MTons | FALSE | L | Annual | Constraint Shadow Price | US2019$/Ton | 0 | 0 | 0 | 0 | 0 | 0 | 0 | 0
CSAPR- SO2 Annual- IA | 218 | 7096 | Rate Constraint in MTons | FALSE | L | Annual | Seasons Included | Seasons | Winter, WintShld, Summer | Winter, WintShld, Summer | Winter, WintShld, Summer | Winter, WintShld, Summer | Winter, WintShld, Summer | Winter, WintShld, Summer | Winter, WintShld, Summer | Winter, WintShld, Summer
CSAPR- SO2 Annual- IA | 218 | 7096 | Rate Constraint in MTons | FALSE | L | Annual | Standard SO2 | Thousand Tons | 88.7171 | 88.7171 | 88.7171 | 88.7171 | 88.7171 | 88.7171 | 88.7171 | 88.7171
CSAPR- SO2 Annual- IA | 218 | 7096 | Rate Constraint in MTons | FALSE | L | Annual | Emissions at Affected Plants SO2 | Thousand Tons | 12.5751 | 11.4727 | 10.4442 | 11.3064 | 11.3849 | 11.5093 | 11.2553 | 8.7989
CSAPR- SO2 Annual- IA | 218 | 7096 | Rate Constraint in MTons | FALSE | L | Annual | Allowances Purchased SO2 | Thousand Tons | 0 | 0 | 0 | 0 | 0 | 0 | 0 | 0
CSAPR- SO2 Annual- IA | 218 | 7096 | Rate Constraint in MTons | FALSE | L | Annual | Allowances Sold SO2 | Thousand Tons | 0 | 0 | 0 | 0 | 0 | 0 | 0 | 0
CSAPR- SO2 Annual- IA | 218 | 7096 | Rate Constraint in MTons | FALSE | L | Annual | Allowances Banked | Thousand Tons | 0 | 0 | 0 | 0 | 0 | 0 | 0 | 0
CSAPR- SO2 Annual- IA | 218 | 7096 | Rate Constraint in MTons | FALSE | L | Annual | Allowances Withdrawn (1:1) | Thousand Tons | 0 | 0 | 0 | 0 | 0 | 0 | 0 | 0
CSAPR- SO2 Annual- IA | 218 | 7096 | Rate Constraint in MTons | FALSE | L | Annual | Allowances Withdrawn (n:1) | Thousand Tons | 0 | 0 | 0 | 0 | 0 | 0 | 0 | 0
CSAPR- SO2 Annual- IA | 218 | 7096 | Rate Constraint in MTons | FALSE | L | Annual | Net Emissions Allowance Position | Thousand Tons | 12.5751 | 11.4727 | 10.4442 | 11.3064 | 11.3849 | 11.5093 | 11.2553 | 8.7989
CSAPR- SO2 Annual- IA | 218 | 7096 | Rate Constraint in MTons | FALSE | L | Annual | Fuel Consumed | TBtu | 349.0928 | 347.2072 | 358.2696 | 386.4387 | 391.8232 | 387.0864 | 378.8704 | 285.1265
CSAPR- SO2 Annual- IA | 218 | 7096 | Rate Constraint in MTons | FALSE | L | Annual | Rate | lb/MMBtu | 0.072044 | 0.066086 | 0.058304 | 0.058516 | 0.058112 | 0.059467 | 0.059415 | 0.061719
CSAPR- SO2 Annual- IA | 218 | 7096 | Rate Constraint in MTons | FALSE | L | Annual | Generation | TWh | 35.5993 | 35.98 | 41.2533 | 45.484 | 48.9063 | 48.8537 | 49.0067 | 34.2532
CSAPR- SO2 Annual- IA | 218 | 7096 | Rate Constraint in MTons | FALSE | L | Annual | Qualifying Generation | TWh | 35.5993 | 35.98 | 38.5528 | 41.4638 | 42.0533 | 41.3069 | 40.4877 | 30.3529
CSAPR- SO2 Annual- IA | 218 | 7096 | Rate Constraint in MTons | FALSE | L | Annual | Rate | lb/MWh | 0.70648 | 0.63773 | 0.54181 | 0.54536 | 0.54145 | 0.55726 | 0.55599 | 0.57978
CSAPR- SO2 Annual- IA | 218 | 7096 | Rate Constraint in MTons | FALSE | L | Annual | Constraint Shadow Price | US2019$/Ton | 0 | 0 | 0 | 0 | 0 | 0 | 0 | 0
CSAPR- SO2 Annual- IL | 219 | 7097 | Rate Constraint in MTons | FALSE | L | Annual | Seasons Included | Seasons | Winter, WintShld, Summer | Winter, WintShld, Summer | Winter, WintShld, Summer | Winter, WintShld, Summer | Winter, WintShld, Summer | Winter, WintShld, Summer | Winter, WintShld, Summer | Winter, WintShld, Summer
CSAPR- SO2 Annual- IL | 219 | 7097 | Rate Constraint in MTons | FALSE | L | Annual | Standard SO2 | Thousand Tons | 146.4651 | 146.4651 | 146.4651 | 146.4651 | 146.4651 | 146.4651 | 146.4651 | 146.4651
CSAPR- SO2 Annual- IL | 219 | 7097 | Rate Constraint in MTons | FALSE | L | Annual | Emissions at Affected Plants SO2 | Thousand Tons | 26.0375 | 17.5143 | 8.8018 | 6.8375 | 3.5074 | 3.5174 | 0.37852 | 0.10366
CSAPR- SO2 Annual- IL | 219 | 7097 | Rate Constraint in MTons | FALSE | L | Annual | Allowances Purchased SO2 | Thousand Tons | 0 | 0 | 0 | 0 | 0 | 0 | 0 | 0
CSAPR- SO2 Annual- IL | 219 | 7097 | Rate Constraint in MTons | FALSE | L | Annual | Allowances Sold SO2 | Thousand Tons | 0 | 0 | 0 | 0 | 0 | 0 | 0 | 0
CSAPR- SO2 Annual- IL | 219 | 7097 | Rate Constraint in MTons | FALSE | L | Annual | Allowances Banked | Thousand Tons | 0 | 0 | 0 | 0 | 0 | 0 | 0 | 0
CSAPR- SO2 Annual- IL | 219 | 7097 | Rate Constraint in MTons | FALSE | L | Annual | Allowances Withdrawn (1:1) | Thousand Tons | 0 | 0 | 0 | 0 | 0 | 0 | 0 | 0
CSAPR- SO2 Annual- IL | 219 | 7097 | Rate Constraint in MTons | FALSE | L | Annual | Allowances Withdrawn (n:1) | Thousand Tons | 0 | 0 | 0 | 0 | 0 | 0 | 0 | 0
CSAPR- SO2 Annual- IL | 219 | 7097 | Rate Constraint in MTons | FALSE | L | Annual | Net Emissions Allowance Position | Thousand Tons | 26.0375 | 17.5143 | 8.8018 | 6.8375 | 3.5074 | 3.5174 | 0.37852 | 0.10366
CSAPR- SO2 Annual- IL | 219 | 7097 | Rate Constraint in MTons | FALSE | L | Annual | Fuel Consumed | TBtu | 416.5386 | 377.1604 | 363.709 | 346.4104 | 251.6138 | 245.4226 | 12.5164 | 4.1737
CSAPR- SO2 Annual- IL | 219 | 7097 | Rate Constraint in MTons | FALSE | L | Annual | Rate | lb/MMBtu | 0.12502 | 0.092874 | 0.0484 | 0.039476 | 0.027879 | 0.028664 | 0.060483 | 0.049671
CSAPR- SO2 Annual- IL | 219 | 7097 | Rate Constraint in MTons | FALSE | L | Annual | Generation | TWh | 45.8095 | 44.3878 | 52.0849 | 52.7899 | 46.9937 | 55.6857 | 31.5312 | 43.3568
CSAPR- SO2 Annual- IL | 219 | 7097 | Rate Constraint in MTons | FALSE | L | Annual | Qualifying Generation | TWh | 45.8095 | 44.3878 | 46.3475 | 44.3897 | 33.2312 | 32.5045 | 1.2082 | 0.43948
CSAPR- SO2 Annual- IL | 219 | 7097 | Rate Constraint in MTons | FALSE | L | Annual | Rate | lb/MWh | 1.1368 | 0.78915 | 0.37982 | 0.30807 | 0.21109 | 0.21642 | 0.62657 | 0.47172
CSAPR- SO2 Annual- IL | 219 | 7097 | Rate Constraint in MTons | FALSE | L | Annual | Constraint Shadow Price | US2019$/Ton | 0 | 0 | 0 | 0 | 0 | 0 | 0 | 0
CSAPR- SO2 Annual- IN | 220 | 7098 | Rate Constraint in MTons | FALSE | L | Annual | Seasons Included | Seasons | Winter, WintShld, Summer | Winter, WintShld, Summer | Winter, WintShld, Summer | Winter, WintShld, Summer | Winter, WintShld, Summer | Winter, WintShld, Summer | Winter, WintShld, Summer | Winter, WintShld, Summer
CSAPR- SO2 Annual- IN | 220 | 7098 | Rate Constraint in MTons | FALSE | L | Annual | Standard SO2 | Thousand Tons | 196.4098 | 196.4098 | 196.4098 | 196.4098 | 196.4098 | 196.4098 | 196.4098 | 196.4098
CSAPR- SO2 Annual- IN | 220 | 7098 | Rate Constraint in MTons | FALSE | L | Annual | Emissions at Affected Plants SO2 | Thousand Tons | 64.7755 | 45.0257 | 30.0653 | 27.6592 | 22.0773 | 13.6933 | 9.1788 | 3.4752
CSAPR- SO2 Annual- IN | 220 | 7098 | Rate Constraint in MTons | FALSE | L | Annual | Allowances Purchased SO2 | Thousand Tons | 0 | 0 | 0 | 0 | 0 | 0 | 0 | 0
CSAPR- SO2 Annual- IN | 220 | 7098 | Rate Constraint in MTons | FALSE | L | Annual | Allowances Sold SO2 | Thousand Tons | 0 | 0 | 0 | 0 | 0 | 0 | 0 | 0
CSAPR- SO2 Annual- IN | 220 | 7098 | Rate Constraint in MTons | FALSE | L | Annual | Allowances Banked | Thousand Tons | 0 | 0 | 0 | 0 | 0 | 0 | 0 | 0
CSAPR- SO2 Annual- IN | 220 | 7098 | Rate Constraint in MTons | FALSE | L | Annual | Allowances Withdrawn (1:1) | Thousand Tons | 0 | 0 | 0 | 0 | 0 | 0 | 0 | 0
CSAPR- SO2 Annual- IN | 220 | 7098 | Rate Constraint in MTons | FALSE | L | Annual | Allowances Withdrawn (n:1) | Thousand Tons | 0 | 0 | 0 | 0 | 0 | 0 | 0 | 0
CSAPR- SO2 Annual- IN | 220 | 7098 | Rate Constraint in MTons | FALSE | L | Annual | Net Emissions Allowance Position | Thousand Tons | 64.7755 | 45.0257 | 30.0653 | 27.6592 | 22.0773 | 13.6933 | 9.1788 | 3.4752
CSAPR- SO2 Annual- IN | 220 | 7098 | Rate Constraint in MTons | FALSE | L | Annual | Fuel Consumed | TBtu | 854.2304 | 729.2219 | 633.2129 | 618.4907 | 640.7068 | 685.7503 | 703.8793 | 536.27
CSAPR- SO2 Annual- IN | 220 | 7098 | Rate Constraint in MTons | FALSE | L | Annual | Rate | lb/MMBtu | 0.15166 | 0.12349 | 0.094961 | 0.089441 | 0.068915 | 0.039937 | 0.026081 | 0.012961
CSAPR- SO2 Annual- IN | 220 | 7098 | Rate Constraint in MTons | FALSE | L | Annual | Generation | TWh | 86.2601 | 76.2981 | 68.369 | 67.0564 | 78.0337 | 102.316 | 129.3842 | 115.0571
CSAPR- SO2 Annual- IN | 220 | 7098 | Rate Constraint in MTons | FALSE | L | Annual | Qualifying Generation | TWh | 86.2601 | 76.2981 | 68.2053 | 66.8406 | 74.0052 | 87.0884 | 91.732 | 74.4071
CSAPR- SO2 Annual- IN | 220 | 7098 | Rate Constraint in MTons | FALSE | L | Annual | Rate | lb/MWh | 1.5019 | 1.1803 | 0.88161 | 0.82762 | 0.59664 | 0.31447 | 0.20012 | 0.093411
CSAPR- SO2 Annual- IN | 220 | 7098 | Rate Constraint in MTons | FALSE | L | Annual | Constraint Shadow Price | US2019$/Ton | 0 | 0 | 0 | 0 | 0 | 0 | 0 | 0
CSAPR- SO2 Annual- KS | 221 | 7099 | Rate Constraint in MTons | FALSE | L | Annual | Seasons Included | Seasons | Winter, WintShld, Summer | Winter, WintShld, Summer | Winter, WintShld, Summer | Winter, WintShld, Summer | Winter, WintShld, Summer | Winter, WintShld, Summer | Winter, WintShld, Summer | Winter, WintShld, Summer
CSAPR- SO2 Annual- KS | 221 | 7099 | Rate Constraint in MTons | FALSE | L | Annual | Standard SO2 | Thousand Tons | 49.5364 | 49.5364 | 49.5364 | 49.5364 | 49.5364 | 49.5364 | 49.5364 | 49.5364
CSAPR- SO2 Annual- KS | 221 | 7099 | Rate Constraint in MTons | FALSE | L | Annual | Emissions at Affected Plants SO2 | Thousand Tons | 4.245 | 3.9027 | 3.1498 | 2.74 | 3.0113 | 2.1044 | 1.6557 | 1.1586
CSAPR- SO2 Annual- KS | 221 | 7099 | Rate Constraint in MTons | FALSE | L | Annual | Allowances Purchased SO2 | Thousand Tons | 0 | 0 | 0 | 0 | 0 | 0 | 0 | 0
CSAPR- SO2 Annual- KS | 221 | 7099 | Rate Constraint in MTons | FALSE | L | Annual | Allowances Sold SO2 | Thousand Tons | 0 | 0 | 0 | 0 | 0 | 0 | 0 | 0
CSAPR- SO2 Annual- KS | 221 | 7099 | Rate Constraint in MTons | FALSE | L | Annual | Allowances Banked | Thousand Tons | 0 | 0 | 0 | 0 | 0 | 0 | 0 | 0
CSAPR- SO2 Annual- KS | 221 | 7099 | Rate Constraint in MTons | FALSE | L | Annual | Allowances Withdrawn (1:1) | Thousand Tons | 0 | 0 | 0 | 0 | 0 | 0 | 0 | 0
CSAPR- SO2 Annual- KS | 221 | 7099 | Rate Constraint in MTons | FALSE | L | Annual | Allowances Withdrawn (n:1) | Thousand Tons | 0 | 0 | 0 | 0 | 0 | 0 | 0 | 0
CSAPR- SO2 Annual- KS | 221 | 7099 | Rate Constraint in MTons | FALSE | L | Annual | Net Emissions Allowance Position | Thousand Tons | 4.245 | 3.9027 | 3.1498 | 2.74 | 3.0113 | 2.1044 | 1.6557 | 1.1586
CSAPR- SO2 Annual- KS | 221 | 7099 | Rate Constraint in MTons | FALSE | L | Annual | Fuel Consumed | TBtu | 246.221 | 217.3673 | 193.4232 | 157.0726 | 165.841 | 63.2057 | 56.6155 | 42.7836
CSAPR- SO2 Annual- KS | 221 | 7099 | Rate Constraint in MTons | FALSE | L | Annual | Rate | lb/MMBtu | 0.034481 | 0.035909 | 0.032568 | 0.034889 | 0.036316 | 0.066589 | 0.058491 | 0.054162
CSAPR- SO2 Annual- KS | 221 | 7099 | Rate Constraint in MTons | FALSE | L | Annual | Generation | TWh | 22.7169 | 19.9731 | 18.325 | 14.9882 | 15.7137 | 7.9195 | 7.9498 | 6.0067
CSAPR- SO2 Annual- KS | 221 | 7099 | Rate Constraint in MTons | FALSE | L | Annual | Qualifying Generation | TWh | 22.7169 | 19.9594 | 17.9344 | 14.7159 | 15.46 | 6.0613 | 5.5253 | 4.2189
CSAPR- SO2 Annual- KS | 221 | 7099 | Rate Constraint in MTons | FALSE | L | Annual | Rate | lb/MWh | 0.37373 | 0.39107 | 0.35125 | 0.37239 | 0.38956 | 0.69437 | 0.59933 | 0.54924
CSAPR- SO2 Annual- KS | 221 | 7099 | Rate Constraint in MTons | FALSE | L | Annual | Constraint Shadow Price | US2019$/Ton | 0 | 0 | 0 | 0 | 0 | 0 | 0 | 0
CSAPR- SO2 Annual- KY | 222 | 7100 | Rate Constraint in MTons | FALSE | L | Annual | Seasons Included | Seasons | Winter, WintShld, Summer | Winter, WintShld, Summer | Winter, WintShld, Summer | Winter, WintShld, Summer | Winter, WintShld, Summer | Winter, WintShld, Summer | Winter, WintShld, Summer | Winter, WintShld, Summer
CSAPR- SO2 Annual- KY | 222 | 7100 | Rate Constraint in MTons | FALSE | L | Annual | Standard SO2 | Thousand Tons | 125.4151 | 125.4151 | 125.4151 | 125.4151 | 125.4151 | 125.4151 | 125.4151 | 125.4151
CSAPR- SO2 Annual- KY | 222 | 7100 | Rate Constraint in MTons | FALSE | L | Annual | Emissions at Affected Plants SO2 | Thousand Tons | 44.2675 | 11.0754 | 8.7828 | 8.6388 | 7.3769 | 6.84 | 3.8023 | 2.216
CSAPR- SO2 Annual- KY | 222 | 7100 | Rate Constraint in MTons | FALSE | L | Annual | Allowances Purchased SO2 | Thousand Tons | 0 | 0 | 0 | 0 | 0 | 0 | 0 | 0
CSAPR- SO2 Annual- KY | 222 | 7100 | Rate Constraint in MTons | FALSE | L | Annual | Allowances Sold SO2 | Thousand Tons | 0 | 0 | 0 | 0 | 0 | 0 | 0 | 0
CSAPR- SO2 Annual- KY | 222 | 7100 | Rate Constraint in MTons | FALSE | L | Annual | Allowances Banked | Thousand Tons | 0 | 0 | 0 | 0 | 0 | 0 | 0 | 0
CSAPR- SO2 Annual- KY | 222 | 7100 | Rate Constraint in MTons | FALSE | L | Annual | Allowances Withdrawn (1:1) | Thousand Tons | 0 | 0 | 0 | 0 | 0 | 0 | 0 | 0
CSAPR- SO2 Annual- KY | 222 | 7100 | Rate Constraint in MTons | FALSE | L | Annual | Allowances Withdrawn (n:1) | Thousand Tons | 0 | 0 | 0 | 0 | 0 | 0 | 0 | 0
CSAPR- SO2 Annual- KY | 222 | 7100 | Rate Constraint in MTons | FALSE | L | Annual | Net Emissions Allowance Position | Thousand Tons | 44.2675 | 11.0754 | 8.7828 | 8.6388 | 7.3769 | 6.84 | 3.8023 | 2.216
CSAPR- SO2 Annual- KY | 222 | 7100 | Rate Constraint in MTons | FALSE | L | Annual | Fuel Consumed | TBtu | 573.3242 | 466.1133 | 458.5859 | 443.0045 | 472.8568 | 502.2438 | 471.1605 | 460.8826
CSAPR- SO2 Annual- KY | 222 | 7100 | Rate Constraint in MTons | FALSE | L | Annual | Rate | lb/MMBtu | 0.15442 | 0.047522 | 0.038304 | 0.039001 | 0.031201 | 0.027238 | 0.01614 | 0.0096161
CSAPR- SO2 Annual- KY | 222 | 7100 | Rate Constraint in MTons | FALSE | L | Annual | Generation | TWh | 57.0596 | 48.6793 | 53.7803 | 54.3157 | 82.1569 | 126.7424 | 160.3936 | 177.3195
CSAPR- SO2 Annual- KY | 222 | 7100 | Rate Constraint in MTons | FALSE | L | Annual | Qualifying Generation | TWh | 57.0596 | 48.6793 | 48.159 | 46.7204 | 55.5625 | 60.2541 | 61.7064 | 64.3652
CSAPR- SO2 Annual- KY | 222 | 7100 | Rate Constraint in MTons | FALSE | L | Annual | Rate | lb/MWh | 1.5516 | 0.45503 | 0.36474 | 0.36981 | 0.26554 | 0.22704 | 0.12324 | 0.068856
CSAPR- SO2 Annual- KY | 222 | 7100 | Rate Constraint in MTons | FALSE | L | Annual | Constraint Shadow Price | US2019$/Ton | 0 | 0 | 0 | 0 | 0 | 0 | 0 | 0
CSAPR- SO2 Annual- MD | 223 | 7101 | Rate Constraint in MTons | FALSE | L | Annual | Seasons Included | Seasons | Winter, WintShld, Summer | Winter, WintShld, Summer | Winter, WintShld, Summer | Winter, WintShld, Summer | Winter, WintShld, Summer | Winter, WintShld, Summer | Winter, WintShld, Summer | Winter, WintShld, Summer
CSAPR- SO2 Annual- MD | 223 | 7101 | Rate Constraint in MTons | FALSE | L | Annual | Standard SO2 | Thousand Tons | 33.2795 | 33.2795 | 33.2795 | 33.2795 | 33.2795 | 33.2795 | 33.2795 | 33.2795
CSAPR- SO2 Annual- MD | 223 | 7101 | Rate Constraint in MTons | FALSE | L | Annual | Emissions at Affected Plants SO2 | Thousand Tons | 1.1292 | 0.36153 | 0.23541 | 0.23541 | 0.27156 | 0.49978 | 0.67549 | 0.49978
CSAPR- SO2 Annual- MD | 223 | 7101 | Rate Constraint in MTons | FALSE | L | Annual | Allowances Purchased SO2 | Thousand Tons | 0 | 0 | 0 | 0 | 0 | 0 | 0 | 0
CSAPR- SO2 Annual- MD | 223 | 7101 | Rate Constraint in MTons | FALSE | L | Annual | Allowances Sold SO2 | Thousand Tons | 0 | 0 | 0 | 0 | 0 | 0 | 0 | 0
CSAPR- SO2 Annual- MD | 223 | 7101 | Rate Constraint in MTons | FALSE | L | Annual | Allowances Banked | Thousand Tons | 0 | 0 | 0 | 0 | 0 | 0 | 0 | 0
CSAPR- SO2 Annual- MD | 223 | 7101 | Rate Constraint in MTons | FALSE | L | Annual | Allowances Withdrawn (1:1) | Thousand Tons | 0 | 0 | 0 | 0 | 0 | 0 | 0 | 0
CSAPR- SO2 Annual- MD | 223 | 7101 | Rate Constraint in MTons | FALSE | L | Annual | Allowances Withdrawn (n:1) | Thousand Tons | 0 | 0 | 0 | 0 | 0 | 0 | 0 | 0
CSAPR- SO2 Annual- MD | 223 | 7101 | Rate Constraint in MTons | FALSE | L | Annual | Net Emissions Allowance Position | Thousand Tons | 1.1292 | 0.36153 | 0.23541 | 0.23541 | 0.27156 | 0.49978 | 0.67549 | 0.49978
CSAPR- SO2 Annual- MD | 223 | 7101 | Rate Constraint in MTons | FALSE | L | Annual | Fuel Consumed | TBtu | 110.7923 | 128.682 | 164.8447 | 165.3853 | 162.7254 | 185.9692 | 196.3067 | 205.8472
CSAPR- SO2 Annual- MD | 223 | 7101 | Rate Constraint in MTons | FALSE | L | Annual | Rate | lb/MMBtu | 0.020384 | 0.0056189 | 0.0028562 | 0.0028468 | 0.0033376 | 0.0053748 | 0.006882 | 0.0048558
CSAPR- SO2 Annual- MD | 223 | 7101 | Rate Constraint in MTons | FALSE | L | Annual | Generation | TWh | 15.0706 | 17.643 | 22.5192 | 22.5765 | 22.2857 | 25.8643 | 28.1633 | 96.9485
CSAPR- SO2 Annual- MD | 223 | 7101 | Rate Constraint in MTons | FALSE | L | Annual | Qualifying Generation | TWh | 15.0692 | 17.6383 | 22.5127 | 22.5699 | 22.2795 | 24.8655 | 26.0146 | 27.6897
CSAPR- SO2 Annual- MD | 223 | 7101 | Rate Constraint in MTons | FALSE | L | Annual | Rate | lb/MWh | 0.14987 | 0.040994 | 0.020914 | 0.020861 | 0.024377 | 0.040198 | 0.051932 | 0.036098
CSAPR- SO2 Annual- MD | 223 | 7101 | Rate Constraint in MTons | FALSE | L | Annual | Constraint Shadow Price | US2019$/Ton | 0 | 0 | 0 | 0 | 0 | 0 | 0 | 0
CSAPR- SO2 Annual- MI | 224 | 7102 | Rate Constraint in MTons | FALSE | L | Annual | Seasons Included | Seasons | Winter, WintShld, Summer | Winter, WintShld, Summer | Winter, WintShld, Summer | Winter, WintShld, Summer | Winter, WintShld, Summer | Winter, WintShld, Summer | Winter, WintShld, Summer | Winter, WintShld, Summer
CSAPR- SO2 Annual- MI | 224 | 7102 | Rate Constraint in MTons | FALSE | L | Annual | Standard SO2 | Thousand Tons | 169.9141 | 169.9141 | 169.9141 | 169.9141 | 169.9141 | 169.9141 | 169.9141 | 169.9141
CSAPR- SO2 Annual- MI | 224 | 7102 | Rate Constraint in MTons | FALSE | L | Annual | Emissions at Affected Plants SO2 | Thousand Tons | 43.758 | 13.6326 | 13.4087 | 13.4131 | 13.5278 | 0.25368 | 0.25368 | 0.25368
CSAPR- SO2 Annual- MI | 224 | 7102 | Rate Constraint in MTons | FALSE | L | Annual | Allowances Purchased SO2 | Thousand Tons | 0 | 0 | 0 | 0 | 0 | 0 | 0 | 0
CSAPR- SO2 Annual- MI | 224 | 7102 | Rate Constraint in MTons | FALSE | L | Annual | Allowances Sold SO2 | Thousand Tons | 0 | 0 | 0 | 0 | 0 | 0 | 0 | 0
CSAPR- SO2 Annual- MI | 224 | 7102 | Rate Constraint in MTons | FALSE | L | Annual | Allowances Banked | Thousand Tons | 0 | 0 | 0 | 0 | 0 | 0 | 0 | 0
CSAPR- SO2 Annual- MI | 224 | 7102 | Rate Constraint in MTons | FALSE | L | Annual | Allowances Withdrawn (1:1) | Thousand Tons | 0 | 0 | 0 | 0 | 0 | 0 | 0 | 0
CSAPR- SO2 Annual- MI | 224 | 7102 | Rate Constraint in MTons | FALSE | L | Annual | Allowances Withdrawn (n:1) | Thousand Tons | 0 | 0 | 0 | 0 | 0 | 0 | 0 | 0
CSAPR- SO2 Annual- MI | 224 | 7102 | Rate Constraint in MTons | FALSE | L | Annual | Net Emissions Allowance Position | Thousand Tons | 43.758 | 13.6326 | 13.4087 | 13.4131 | 13.5278 | 0.25368 | 0.25368 | 0.25368
CSAPR- SO2 Annual- MI | 224 | 7102 | Rate Constraint in MTons | FALSE | L | Annual | Fuel Consumed | TBtu | 667.1398 | 514.6071 | 561.024 | 549.7092 | 550.1571 | 339.4806 | 350.6394 | 381.1631
CSAPR- SO2 Annual- MI | 224 | 7102 | Rate Constraint in MTons | FALSE | L | Annual | Rate | lb/MMBtu | 0.13118 | 0.052983 | 0.047801 | 0.048801 | 0.049178 | 0.0014945 | 0.001447 | 0.0013311
CSAPR- SO2 Annual- MI | 224 | 7102 | Rate Constraint in MTons | FALSE | L | Annual | Generation | TWh | 77.412 | 64.039 | 71.5345 | 70.7935 | 74.4406 | 64.3007 | 91.2324 | 98.2541
CSAPR- SO2 Annual- MI | 224 | 7102 | Rate Constraint in MTons | FALSE | L | Annual | Qualifying Generation | TWh | 77.412 | 64.039 | 70.4568 | 69.369 | 68.9356 | 47.4717 | 49.1814 | 53.3225
CSAPR- SO2 Annual- MI | 224 | 7102 | Rate Constraint in MTons | FALSE | L | Annual | Rate | lb/MWh | 1.1305 | 0.42576 | 0.38062 | 0.38672 | 0.39248 | 0.010688 | 0.010316 | 0.0095151
CSAPR- SO2 Annual- MI | 224 | 7102 | Rate Constraint in MTons | FALSE | L | Annual | Constraint Shadow Price | US2019$/Ton | 0 | 0 | 0 | 0 | 0 | 0 | 0 | 0
CSAPR- SO2 Annual- MN | 225 | 7103 | Rate Constraint in MTons | FALSE | L | Annual | Seasons Included | Seasons | Winter, WintShld, Summer | Winter, WintShld, Summer | Winter, WintShld, Summer | Winter, WintShld, Summer | Winter, WintShld, Summer | Winter, WintShld, Summer | Winter, WintShld, Summer | Winter, WintShld, Summer
CSAPR- SO2 Annual- MN | 225 | 7103 | Rate Constraint in MTons | FALSE | L | Annual | Standard SO2 | Thousand Tons | 49.5376 | 49.5376 | 49.5376 | 49.5376 | 49.5376 | 49.5376 | 49.5376 | 49.5376
CSAPR- SO2 Annual- MN | 225 | 7103 | Rate Constraint in MTons | FALSE | L | Annual | Emissions at Affected Plants SO2 | Thousand Tons | 10.3407 | 8.971 | 7.9812 | 2.9368 | 2.3149 | 2.2191 | 2.1964 | 2.123
CSAPR- SO2 Annual- MN | 225 | 7103 | Rate Constraint in MTons | FALSE | L | Annual | Allowances Purchased SO2 | Thousand Tons | 0 | 0 | 0 | 0 | 0 | 0 | 0 | 0
CSAPR- SO2 Annual- MN | 225 | 7103 | Rate Constraint in MTons | FALSE | L | Annual | Allowances Sold SO2 | Thousand Tons | 0 | 0 | 0 | 0 | 0 | 0 | 0 | 0
CSAPR- SO2 Annual- MN | 225 | 7103 | Rate Constraint in MTons | FALSE | L | Annual | Allowances Banked | Thousand Tons | 0 | 0 | 0 | 0 | 0 | 0 | 0 | 0
CSAPR- SO2 Annual- MN | 225 | 7103 | Rate Constraint in MTons | FALSE | L | Annual | Allowances Withdrawn (1:1) | Thousand Tons | 0 | 0 | 0 | 0 | 0 | 0 | 0 | 0
CSAPR- SO2 Annual- MN | 225 | 7103 | Rate Constraint in MTons | FALSE | L | Annual | Allowances Withdrawn (n:1) | Thousand Tons | 0 | 0 | 0 | 0 | 0 | 0 | 0 | 0
CSAPR- SO2 Annual- MN | 225 | 7103 | Rate Constraint in MTons | FALSE | L | Annual | Net Emissions Allowance Position | Thousand Tons | 10.3407 | 8.971 | 7.9812 | 2.9368 | 2.3149 | 2.2191 | 2.1964 | 2.123
CSAPR- SO2 Annual- MN | 225 | 7103 | Rate Constraint in MTons | FALSE | L | Annual | Fuel Consumed | TBtu | 231.114 | 175.9931 | 188.4665 | 115.0013 | 95.518 | 65.5088 | 60.464 | 43.4189
CSAPR- SO2 Annual- MN | 225 | 7103 | Rate Constraint in MTons | FALSE | L | Annual | Rate | lb/MMBtu | 0.089486 | 0.10195 | 0.084696 | 0.051074 | 0.048471 | 0.06775 | 0.072651 | 0.097791
CSAPR- SO2 Annual- MN | 225 | 7103 | Rate Constraint in MTons | FALSE | L | Annual | Generation | TWh | 23.097 | 18.0631 | 21.1127 | 14.0723 | 12.8776 | 8.6943 | 8.1341 | 9.6006
CSAPR- SO2 Annual- MN | 225 | 7103 | Rate Constraint in MTons | FALSE | L | Annual | Qualifying Generation | TWh | 23.097 | 18.0631 | 20.892 | 13.8497 | 12.5898 | 8.5495 | 7.9831 | 5.6294
CSAPR- SO2 Annual- MN | 225 | 7103 | Rate Constraint in MTons | FALSE | L | Annual | Rate | lb/MWh | 0.89542 | 0.99329 | 0.76405 | 0.42409 | 0.36775 | 0.51912 | 0.55025 | 0.75425
CSAPR- SO2 Annual- MN | 225 | 7103 | Rate Constraint in MTons | FALSE | L | Annual | Constraint Shadow Price | US2019$/Ton | 0 | 0 | 0 | 0 | 0 | 0 | 0 | 0
CSAPR- SO2 Annual- MO | 226 | 7104 | Rate Constraint in MTons | FALSE | L | Annual | Seasons Included | Seasons | Winter, WintShld, Summer | Winter, WintShld, Summer | Winter, WintShld, Summer | Winter, WintShld, Summer | Winter, WintShld, Summer | Winter, WintShld, Summer | Winter, WintShld, Summer | Winter, WintShld, Summer
CSAPR- SO2 Annual- MO | 226 | 7104 | Rate Constraint in MTons | FALSE | L | Annual | Standard SO2 | Thousand Tons | 195.8104 | 195.8104 | 195.8104 | 195.8104 | 195.8104 | 195.8104 | 195.8104 | 195.8104
CSAPR- SO2 Annual- MO | 226 | 7104 | Rate Constraint in MTons | FALSE | L | Annual | Emissions at Affected Plants SO2 | Thousand Tons | 190.4473 | 146.3025 | 95.1657 | 126.7308 | 143.343 | 108.9536 | 65.9822 | 60.0176
CSAPR- SO2 Annual- MO | 226 | 7104 | Rate Constraint in MTons | FALSE | L | Annual | Allowances Purchased SO2 | Thousand Tons | 0 | 0 | 0 | 0 | 0 | 0 | 0 | 0
CSAPR- SO2 Annual- MO | 226 | 7104 | Rate Constraint in MTons | FALSE | L | Annual | Allowances Sold SO2 | Thousand Tons | 0 | 0 | 0 | 0 | 0 | 0 | 0 | 0
CSAPR- SO2 Annual- MO | 226 | 7104 | Rate Constraint in MTons | FALSE | L | Annual | Allowances Banked | Thousand Tons | 0 | 0 | 0 | 0 | 0 | 0 | 0 | 0
CSAPR- SO2 Annual- MO | 226 | 7104 | Rate Constraint in MTons | FALSE | L | Annual | Allowances Withdrawn (1:1) | Thousand Tons | 0 | 0 | 0 | 0 | 0 | 0 | 0 | 0
CSAPR- SO2 Annual- MO | 226 | 7104 | Rate Constraint in MTons | FALSE | L | Annual | Allowances Withdrawn (n:1) | Thousand Tons | 0 | 0 | 0 | 0 | 0 | 0 | 0 | 0
CSAPR- SO2 Annual- MO | 226 | 7104 | Rate Constraint in MTons | FALSE | L | Annual | Net Emissions Allowance Position | Thousand Tons | 190.4473 | 146.3025 | 95.1657 | 126.7308 | 143.343 | 108.9536 | 65.9822 | 60.0176
CSAPR- SO2 Annual- MO | 226 | 7104 | Rate Constraint in MTons | FALSE | L | Annual | Fuel Consumed | TBtu | 680.5971 | 527.6135 | 548.1916 | 565.1449 | 592.8531 | 492.5061 | 410.8031 | 303.4449
CSAPR- SO2 Annual- MO | 226 | 7104 | Rate Constraint in MTons | FALSE | L | Annual | Rate | lb/MMBtu | 0.55965 | 0.55458 | 0.3472 | 0.44849 | 0.48357 | 0.44245 | 0.32124 | 0.39557
CSAPR- SO2 Annual- MO | 226 | 7104 | Rate Constraint in MTons | FALSE | L | Annual | Generation | TWh | 66.9877 | 53.056 | 56.7099 | 58.3402 | 61.261 | 53.7877 | 46.9375 | 34.3417
CSAPR- SO2 Annual- MO | 226 | 7104 | Rate Constraint in MTons | FALSE | L | Annual | Qualifying Generation | TWh | 66.9877 | 53.0223 | 55.9661 | 57.6321 | 60.3874 | 50.537 | 42.8309 | 31.5826
CSAPR- SO2 Annual- MO | 226 | 7104 | Rate Constraint in MTons | FALSE | L | Annual | Rate | lb/MWh | 5.686 | 5.5185 | 3.4008 | 4.3979 | 4.7474 | 4.3118 | 3.0811 | 3.8007
CSAPR- SO2 Annual- MO | 226 | 7104 | Rate Constraint in MTons | FALSE | L | Annual | Constraint Shadow Price | US2019$/Ton | 0 | 0 | 0 | 0 | 0 | 0 | 0 | 0
CSAPR- SO2 Annual- NC | 227 | 7105 | Rate Constraint in MTons | FALSE | L | Annual | Seasons Included | Seasons | Winter, WintShld, Summer | Winter, WintShld, Summer | Winter, WintShld, Summer | Winter, WintShld, Summer | Winter, WintShld, Summer | Winter, WintShld, Summer | Winter, WintShld, Summer | Winter, WintShld, Summer
CSAPR- SO2 Annual- NC | 227 | 7105 | Rate Constraint in MTons | FALSE | L | Annual | Standard SO2 | Thousand Tons | 67.9916 | 67.9916 | 67.9916 | 67.9916 | 67.9916 | 67.9916 | 67.9916 | 67.9916
CSAPR- SO2 Annual- NC | 227 | 7105 | Rate Constraint in MTons | FALSE | L | Annual | Emissions at Affected Plants SO2 | Thousand Tons | 24.4672 | 17.1044 | 4.5417 | 5.0623 | 3.8964 | 3.3417 | 2.8316 | 1.1059
CSAPR- SO2 Annual- NC | 227 | 7105 | Rate Constraint in MTons | FALSE | L | Annual | Allowances Purchased SO2 | Thousand Tons | 0 | 0 | 0 | 0 | 0 | 0 | 0 | 0
CSAPR- SO2 Annual- NC | 227 | 7105 | Rate Constraint in MTons | FALSE | L | Annual | Allowances Sold SO2 | Thousand Tons | 0 | 0 | 0 | 0 | 0 | 0 | 0 | 0
CSAPR- SO2 Annual- NC | 227 | 7105 | Rate Constraint in MTons | FALSE | L | Annual | Allowances Banked | Thousand Tons | 0 | 0 | 0 | 0 | 0 | 0 | 0 | 0
CSAPR- SO2 Annual- NC | 227 | 7105 | Rate Constraint in MTons | FALSE | L | Annual | Allowances Withdrawn (1:1) | Thousand Tons | 0 | 0 | 0 | 0 | 0 | 0 | 0 | 0
CSAPR- SO2 Annual- NC | 227 | 7105 | Rate Constraint in MTons | FALSE | L | Annual | Allowances Withdrawn (n:1) | Thousand Tons | 0 | 0 | 0 | 0 | 0 | 0 | 0 | 0
CSAPR- SO2 Annual- NC | 227 | 7105 | Rate Constraint in MTons | FALSE | L | Annual | Net Emissions Allowance Position | Thousand Tons | 24.4672 | 17.1044 | 4.5417 | 5.0623 | 3.8964 | 3.3417 | 2.8316 | 1.1059
CSAPR- SO2 Annual- NC | 227 | 7105 | Rate Constraint in MTons | FALSE | L | Annual | Fuel Consumed | TBtu | 672.0724 | 645.558 | 566.301 | 612.1891 | 672.5784 | 625.2364 | 571.3714 | 533.4155
CSAPR- SO2 Annual- NC | 227 | 7105 | Rate Constraint in MTons | FALSE | L | Annual | Rate | lb/MMBtu | 0.072811 | 0.052991 | 0.01604 | 0.016538 | 0.011586 | 0.010689 | 0.0099116 | 0.0041463
CSAPR- SO2 Annual- NC | 227 | 7105 | Rate Constraint in MTons | FALSE | L | Annual | Generation | TWh | 76.3297 | 78.3361 | 83.2177 | 91.7945 | 124.8186 | 125.284 | 125.0046 | 145.9358
CSAPR- SO2 Annual- NC | 227 | 7105 | Rate Constraint in MTons | FALSE | L | Annual | Qualifying Generation | TWh | 76.1407 | 76.8752 | 70.8291 | 75.5594 | 90.6364 | 83.7891 | 77.734 | 75.6235
CSAPR- SO2 Annual- NC | 227 | 7105 | Rate Constraint in MTons | FALSE | L | Annual | Rate | lb/MWh | 0.64268 | 0.44499 | 0.12824 | 0.134 | 0.085979 | 0.079764 | 0.072854 | 0.029246
CSAPR- SO2 Annual- NC | 227 | 7105 | Rate Constraint in MTons | FALSE | L | Annual | Constraint Shadow Price | US2019$/Ton | 0 | 0 | 0 | 0 | 0 | 0 | 0 | 0
CSAPR- SO2 Annual- NE | 228 | 7106 | Rate Constraint in MTons | FALSE | L | Annual | Seasons Included | Seasons | Winter, WintShld, Summer | Winter, WintShld, Summer | Winter, WintShld, Summer | Winter, WintShld, Summer | Winter, WintShld, Summer | Winter, WintShld, Summer | Winter, WintShld, Summer | Winter, WintShld, Summer
CSAPR- SO2 Annual- NE | 228 | 7106 | Rate Constraint in MTons | FALSE | L | Annual | Standard SO2 | Thousand Tons | 80.4312 | 80.4312 | 80.4312 | 80.4312 | 80.4312 | 80.4312 | 80.4312 | 80.4312
CSAPR- SO2 Annual- NE | 228 | 7106 | Rate Constraint in MTons | FALSE | L | Annual | Emissions at Affected Plants SO2 | Thousand Tons | 58.3692 | 47.3797 | 47.263 | 47.2938 | 47.3599 | 47.4325 | 55.8454 | 55.7777
CSAPR- SO2 Annual- NE | 228 | 7106 | Rate Constraint in MTons | FALSE | L | Annual | Allowances Purchased SO2 | Thousand Tons | 0 | 0 | 0 | 0 | 0 | 0 | 0 | 0
CSAPR- SO2 Annual- NE | 228 | 7106 | Rate Constraint in MTons | FALSE | L | Annual | Allowances Sold SO2 | Thousand Tons | 0 | 0 | 0 | 0 | 0 | 0 | 0 | 0
CSAPR- SO2 Annual- NE | 228 | 7106 | Rate Constraint in MTons | FALSE | L | Annual | Allowances Banked | Thousand Tons | 0 | 0 | 0 | 0 | 0 | 0 | 0 | 0
CSAPR- SO2 Annual- NE | 228 | 7106 | Rate Constraint in MTons | FALSE | L | Annual | Allowances Withdrawn (1:1) | Thousand Tons | 0 | 0 | 0 | 0 | 0 | 0 | 0 | 0
CSAPR- SO2 Annual- NE | 228 | 7106 | Rate Constraint in MTons | FALSE | L | Annual | Allowances Withdrawn (n:1) | Thousand Tons | 0 | 0 | 0 | 0 | 0 | 0 | 0 | 0
CSAPR- SO2 Annual- NE | 228 | 7106 | Rate Constraint in MTons | FALSE | L | Annual | Net Emissions Allowance Position | Thousand Tons | 58.3692 | 47.3797 | 47.263 | 47.2938 | 47.3599 | 47.4325 | 55.8454 | 55.7777
CSAPR- SO2 Annual- NE | 228 | 7106 | Rate Constraint in MTons | FALSE | L | Annual | Fuel Consumed | TBtu | 280.7662 | 254.9373 | 252.5226 | 253.566 | 253.8793 | 257.6495 | 254.1238 | 234.4317
CSAPR- SO2 Annual- NE | 228 | 7106 | Rate Constraint in MTons | FALSE | L | Annual | Rate | lb/MMBtu | 0.41578 | 0.3717 | 0.37433 | 0.37303 | 0.37309 | 0.36819 | 0.43951 | 0.47585
CSAPR- SO2 Annual- NE | 228 | 7106 | Rate Constraint in MTons | FALSE | L | Annual | Generation | TWh | 26.9124 | 24.5844 | 24.7295 | 24.7597 | 24.6599 | 27.5613 | 28.2444 | 26.0699
CSAPR- SO2 Annual- NE | 228 | 7106 | Rate Constraint in MTons | FALSE | L | Annual | Qualifying Generation | TWh | 26.9124 | 24.5376 | 24.3486 | 24.4442 | 24.4397 | 24.7947 | 24.5043 | 22.7632
CSAPR- SO2 Annual- NE | 228 | 7106 | Rate Constraint in MTons | FALSE | L | Annual | Rate | lb/MWh | 4.3377 | 3.8618 | 3.8822 | 3.8695 | 3.8756 | 3.826 | 4.558 | 4.9007
CSAPR- SO2 Annual- NE | 228 | 7106 | Rate Constraint in MTons | FALSE | L | Annual | Constraint Shadow Price | US2019$/Ton | 0 | 0 | 0 | 0 | 0 | 0 | 0 | 0
CSAPR- SO2 Annual- NJ | 229 | 7107 | Rate Constraint in MTons | FALSE | L | Annual | Seasons Included | Seasons | Winter, WintShld, Summer | Winter, WintShld, Summer | Winter, WintShld, Summer | Winter, WintShld, Summer | Winter, WintShld, Summer | Winter, WintShld, Summer | Winter, WintShld, Summer | Winter, WintShld, Summer
CSAPR- SO2 Annual- NJ | 229 | 7107 | Rate Constraint in MTons | FALSE | L | Annual | Standard SO2 | Thousand Tons | 6.5773 | 6.5773 | 6.5773 | 6.5773 | 6.5773 | 6.5773 | 6.5773 | 6.5773
CSAPR- SO2 Annual- NJ | 229 | 7107 | Rate Constraint in MTons | FALSE | L | Annual | Emissions at Affected Plants SO2 | Thousand Tons | 0 | 0 | 0 | 0 | 0 | 0 | 0 | 0
CSAPR- SO2 Annual- NJ | 229 | 7107 | Rate Constraint in MTons | FALSE | L | Annual | Allowances Purchased SO2 | Thousand Tons | 0 | 0 | 0 | 0 | 0 | 0 | 0 | 0
CSAPR- SO2 Annual- NJ | 229 | 7107 | Rate Constraint in MTons | FALSE | L | Annual | Allowances Sold SO2 | Thousand Tons | 0 | 0 | 0 | 0 | 0 | 0 | 0 | 0
CSAPR- SO2 Annual- NJ | 229 | 7107 | Rate Constraint in MTons | FALSE | L | Annual | Allowances Banked | Thousand Tons | 0 | 0 | 0 | 0 | 0 | 0 | 0 | 0
CSAPR- SO2 Annual- NJ | 229 | 7107 | Rate Constraint in MTons | FALSE | L | Annual | Allowances Withdrawn (1:1) | Thousand Tons | 0 | 0 | 0 | 0 | 0 | 0 | 0 | 0
CSAPR- SO2 Annual- NJ | 229 | 7107 | Rate Constraint in MTons | FALSE | L | Annual | Allowances Withdrawn (n:1) | Thousand Tons | 0 | 0 | 0 | 0 | 0 | 0 | 0 | 0
CSAPR- SO2 Annual- NJ | 229 | 7107 | Rate Constraint in MTons | FALSE | L | Annual | Net Emissions Allowance Position | Thousand Tons | 0 | 0 | 0 | 0 | 0 | 0 | 0 | 0
CSAPR- SO2 Annual- NJ | 229 | 7107 | Rate Constraint in MTons | FALSE | L | Annual | Fuel Consumed | TBtu | 136.7151 | 188.1053 | 294.7718 | 313.9616 | 276.7873 | 307.0993 | 322.0005 | 325.0423
CSAPR- SO2 Annual- NJ | 229 | 7107 | Rate Constraint in MTons | FALSE | L | Annual | Rate | lb/MMBtu | 0 | 0 | 0 | 0 | 0 | 0 | 0 | 0
CSAPR- SO2 Annual- NJ | 229 | 7107 | Rate Constraint in MTons | FALSE | L | Annual | Generation | TWh | 20.242 | 27.3892 | 42.0555 | 44.6813 | 39.1204 | 42.9328 | 45.0977 | 46.2605
CSAPR- SO2 Annual- NJ | 229 | 7107 | Rate Constraint in MTons | FALSE | L | Annual | Qualifying Generation | TWh | 19.9903 | 27.1099 | 41.7301 | 44.383 | 38.9777 | 42.9147 | 44.9699 | 45.3039
CSAPR- SO2 Annual- NJ | 229 | 7107 | Rate Constraint in MTons | FALSE | L | Annual | Rate | lb/MWh | 0 | 0 | 0 | 0 | 0 | 0 | 0 | 0
CSAPR- SO2 Annual- NJ | 229 | 7107 | Rate Constraint in MTons | FALSE | L | Annual | Constraint Shadow Price | US2019$/Ton | 0 | 0 | 0 | 0 | 0 | 0 | 0 | 0
CSAPR- SO2 Annual- NY | 230 | 7108 | Rate Constraint in MTons | FALSE | L | Annual | Seasons Included | Seasons | Winter, WintShld, Summer | Winter, WintShld, Summer | Winter, WintShld, Summer | Winter, WintShld, Summer | Winter, WintShld, Summer | Winter, WintShld, Summer | Winter, WintShld, Summer | Winter, WintShld, Summer
CSAPR- SO2 Annual- NY | 230 | 7108 | Rate Constraint in MTons | FALSE | L | Annual | Standard SO2 | Thousand Tons | 32.5161 | 32.5161 | 32.5161 | 32.5161 | 32.5161 | 32.5161 | 32.5161 | 32.5161
CSAPR- SO2 Annual- NY | 230 | 7108 | Rate Constraint in MTons | FALSE | L | Annual | Emissions at Affected Plants SO2 | Thousand Tons | 0 | 0 | 0 | 0 | 0 | 0 | 0 | 0
CSAPR- SO2 Annual- NY | 230 | 7108 | Rate Constraint in MTons | FALSE | L | Annual | Allowances Purchased SO2 | Thousand Tons | 0 | 0 | 0 | 0 | 0 | 0 | 0 | 0
CSAPR- SO2 Annual- NY | 230 | 7108 | Rate Constraint in MTons | FALSE | L | Annual | Allowances Sold SO2 | Thousand Tons | 0 | 0 | 0 | 0 | 0 | 0 | 0 | 0
CSAPR- SO2 Annual- NY | 230 | 7108 | Rate Constraint in MTons | FALSE | L | Annual | Allowances Banked | Thousand Tons | 0 | 0 | 0 | 0 | 0 | 0 | 0 | 0
CSAPR- SO2 Annual- NY | 230 | 7108 | Rate Constraint in MTons | FALSE | L | Annual | Allowances Withdrawn (1:1) | Thousand Tons | 0 | 0 | 0 | 0 | 0 | 0 | 0 | 0
CSAPR- SO2 Annual- NY | 230 | 7108 | Rate Constraint in MTons | FALSE | L | Annual | Allowances Withdrawn (n:1) | Thousand Tons | 0 | 0 | 0 | 0 | 0 | 0 | 0 | 0
CSAPR- SO2 Annual- NY | 230 | 7108 | Rate Constraint in MTons | FALSE | L | Annual | Net Emissions Allowance Position | Thousand Tons | 0 | 0 | 0 | 0 | 0 | 0 | 0 | 0
CSAPR- SO2 Annual- NY | 230 | 7108 | Rate Constraint in MTons | FALSE | L | Annual | Fuel Consumed | TBtu | 395.69 | 355.0054 | 385.2118 | 368.3462 | 293.1176 | 70.3673 | 74.2062 | 78.753
CSAPR- SO2 Annual- NY | 230 | 7108 | Rate Constraint in MTons | FALSE | L | Annual | Rate | lb/MMBtu | 0 | 0 | 0 | 0 | 0 | 0 | 0 | 0
CSAPR- SO2 Annual- NY | 230 | 7108 | Rate Constraint in MTons | FALSE | L | Annual | Generation | TWh | 53.3594 | 48.3567 | 52.5892 | 51.1281 | 41.1375 | 10.0487 | 10.4731 | 11.0491
CSAPR- SO2 Annual- NY | 230 | 7108 | Rate Constraint in MTons | FALSE | L | Annual | Qualifying Generation | TWh | 53.3111 | 48.303 | 52.5267 | 51.0708 | 41.1101 | 10.0452 | 10.4485 | 10.918
CSAPR- SO2 Annual- NY | 230 | 7108 | Rate Constraint in MTons | FALSE | L | Annual | Rate | lb/MWh | 0 | 0 | 0 | 0 | 0 | 0 | 0 | 0
CSAPR- SO2 Annual- NY | 230 | 7108 | Rate Constraint in MTons | FALSE | L | Annual | Constraint Shadow Price | US2019$/Ton | 0 | 0 | 0 | 0 | 0 | 0 | 0 | 0
CSAPR- SO2 Annual- OH | 231 | 7109 | Rate Constraint in MTons | FALSE | L | Annual | Seasons Included | Seasons | Winter, WintShld, Summer | Winter, WintShld, Summer | Winter, WintShld, Summer | Winter, WintShld, Summer | Winter, WintShld, Summer | Winter, WintShld, Summer | Winter, WintShld, Summer | Winter, WintShld, Summer
CSAPR- SO2 Annual- OH | 231 | 7109 | Rate Constraint in MTons | FALSE | L | Annual | Standard SO2 | Thousand Tons | 167.8432 | 167.8432 | 167.8432 | 167.8432 | 167.8432 | 167.8432 | 167.8432 | 167.8432
CSAPR- SO2 Annual- OH | 231 | 7109 | Rate Constraint in MTons | FALSE | L | Annual | Emissions at Affected Plants SO2 | Thousand Tons | 56.6397 | 51.2971 | 29.8398 | 30.3023 | 34.6505 | 39.8636 | 34.5816 | 19.2731
CSAPR- SO2 Annual- OH | 231 | 7109 | Rate Constraint in MTons | FALSE | L | Annual | Allowances Purchased SO2 | Thousand Tons | 0 | 0 | 0 | 0 | 0 | 0 | 0 | 0
CSAPR- SO2 Annual- OH | 231 | 7109 | Rate Constraint in MTons | FALSE | L | Annual | Allowances Sold SO2 | Thousand Tons | 0 | 0 | 0 | 0 | 0 | 0 | 0 | 0
CSAPR- SO2 Annual- OH | 231 | 7109 | Rate Constraint in MTons | FALSE | L | Annual | Allowances Banked | Thousand Tons | 0 | 0 | 0 | 0 | 0 | 0 | 0 | 0
CSAPR- SO2 Annual- OH | 231 | 7109 | Rate Constraint in MTons | FALSE | L | Annual | Allowances Withdrawn (1:1) | Thousand Tons | 0 | 0 | 0 | 0 | 0 | 0 | 0 | 0
CSAPR- SO2 Annual- OH | 231 | 7109 | Rate Constraint in MTons | FALSE | L | Annual | Allowances Withdrawn (n:1) | Thousand Tons | 0 | 0 | 0 | 0 | 0 | 0 | 0 | 0
CSAPR- SO2 Annual- OH | 231 | 7109 | Rate Constraint in MTons | FALSE | L | Annual | Net Emissions Allowance Position | Thousand Tons | 56.6397 | 51.2971 | 29.8398 | 30.3023 | 34.6505 | 39.8636 | 34.5816 | 19.2731
CSAPR- SO2 Annual- OH | 231 | 7109 | Rate Constraint in MTons | FALSE | L | Annual | Fuel Consumed | TBtu | 991.0376 | 995.1595 | 858.7176 | 857.1817 | 894.1833 | 1046.6577 | 1110.0835 | 961.5455
CSAPR- SO2 Annual- OH | 231 | 7109 | Rate Constraint in MTons | FALSE | L | Annual | Rate | lb/MMBtu | 0.1143 | 0.10309 | 0.069498 | 0.070702 | 0.077502 | 0.076173 | 0.062305 | 0.040088
CSAPR- SO2 Annual- OH | 231 | 7109 | Rate Constraint in MTons | FALSE | L | Annual | Generation | TWh | 116.3623 | 118.6717 | 107.9929 | 108.1388 | 114.0413 | 142.881 | 175.7491 | 163.0463
CSAPR- SO2 Annual- OH | 231 | 7109 | Rate Constraint in MTons | FALSE | L | Annual | Qualifying Generation | TWh | 116.3623 | 118.6717 | 107.628 | 107.4571 | 110.965 | 130.6052 | 145.5539 | 130.9626
CSAPR- SO2 Annual- OH | 231 | 7109 | Rate Constraint in MTons | FALSE | L | Annual | Rate | lb/MWh | 0.97351 | 0.86452 | 0.5545 | 0.56399 | 0.62453 | 0.61044 | 0.47517 | 0.29433
CSAPR- SO2 Annual- OH | 231 | 7109 | Rate Constraint in MTons | FALSE | L | Annual | Constraint Shadow Price | US2019$/Ton | 0 | 0 | 0 | 0 | 0 | 0 | 0 | 0
CSAPR- SO2 Annual- PA | 232 | 7110 | Rate Constraint in MTons | FALSE | L | Annual | Seasons Included | Seasons | Winter, WintShld, Summer | Winter, WintShld, Summer | Winter, WintShld, Summer | Winter, WintShld, Summer | Winter, WintShld, Summer | Winter, WintShld, Summer | Winter, WintShld, Summer | Winter, WintShld, Summer
CSAPR- SO2 Annual- PA | 232 | 7110 | Rate Constraint in MTons | FALSE | L | Annual | Standard SO2 | Thousand Tons | 132.1848 | 132.1848 | 132.1848 | 132.1848 | 132.1848 | 132.1848 | 132.1848 | 132.1848
CSAPR- SO2 Annual- PA | 232 | 7110 | Rate Constraint in MTons | FALSE | L | Annual | Emissions at Affected Plants SO2 | Thousand Tons | 27.9729 | 10.3971 | 9.6723 | 9.8616 | 9.8004 | 10.1836 | 8.9507 | 9.7227
CSAPR- SO2 Annual- PA | 232 | 7110 | Rate Constraint in MTons | FALSE | L | Annual | Allowances Purchased SO2 | Thousand Tons | 0 | 0 | 0 | 0 | 0 | 0 | 0 | 0
CSAPR- SO2 Annual- PA | 232 | 7110 | Rate Constraint in MTons | FALSE | L | Annual | Allowances Sold SO2 | Thousand Tons | 0 | 0 | 0 | 0 | 0 | 0 | 0 | 0
CSAPR- SO2 Annual- PA | 232 | 7110 | Rate Constraint in MTons | FALSE | L | Annual | Allowances Banked | Thousand Tons | 0 | 0 | 0 | 0 | 0 | 0 | 0 | 0
CSAPR- SO2 Annual- PA | 232 | 7110 | Rate Constraint in MTons | FALSE | L | Annual | Allowances Withdrawn (1:1) | Thousand Tons | 0 | 0 | 0 | 0 | 0 | 0 | 0 | 0
CSAPR- SO2 Annual- PA | 232 | 7110 | Rate Constraint in MTons | FALSE | L | Annual | Allowances Withdrawn (n:1) | Thousand Tons | 0 | 0 | 0 | 0 | 0 | 0 | 0 | 0
CSAPR- SO2 Annual- PA | 232 | 7110 | Rate Constraint in MTons | FALSE | L | Annual | Net Emissions Allowance Position | Thousand Tons | 27.9729 | 10.3971 | 9.6723 | 9.8616 | 9.8004 | 10.1836 | 8.9507 | 9.7227
CSAPR- SO2 Annual- PA | 232 | 7110 | Rate Constraint in MTons | FALSE | L | Annual | Fuel Consumed | TBtu | 1299.9015 | 1037.1607 | 1160.7398 | 1175.9599 | 1118.2919 | 1108.3774 | 1158.0384 | 1273.641
CSAPR- SO2 Annual- PA | 232 | 7110 | Rate Constraint in MTons | FALSE | L | Annual | Rate | lb/MMBtu | 0.043039 | 0.020049 | 0.016666 | 0.016772 | 0.017527 | 0.018376 | 0.015458 | 0.015268
CSAPR- SO2 Annual- PA | 232 | 7110 | Rate Constraint in MTons | FALSE | L | Annual | Generation | TWh | 164.5541 | 141.6562 | 156.5906 | 160.0622 | 159.8911 | 184.3145 | 226.8681 | 297.7784
CSAPR- SO2 Annual- PA | 232 | 7110 | Rate Constraint in MTons | FALSE | L | Annual | Qualifying Generation | TWh | 164.5541 | 141.6562 | 154.2654 | 155.7181 | 150.5749 | 149.8213 | 155.9008 | 171.3765
CSAPR- SO2 Annual- PA | 232 | 7110 | Rate Constraint in MTons | FALSE | L | Annual | Rate | lb/MWh | 0.33998 | 0.14679 | 0.1254 | 0.12666 | 0.13017 | 0.13594 | 0.11483 | 0.11347
CSAPR- SO2 Annual- PA | 232 | 7110 | Rate Constraint in MTons | FALSE | L | Annual | Constraint Shadow Price | US2019$/Ton | 0 | 0 | 0 | 0 | 0 | 0 | 0 | 0
CSAPR- SO2 Annual- SC | 233 | 7111 | Rate Constraint in MTons | FALSE | L | Annual | Seasons Included | Seasons | Winter, WintShld, Summer | Winter, WintShld, Summer | Winter, WintShld, Summer | Winter, WintShld, Summer | Winter, WintShld, Summer | Winter, WintShld, Summer | Winter, WintShld, Summer | Winter, WintShld, Summer
CSAPR- SO2 Annual- SC | 233 | 7111 | Rate Constraint in MTons | FALSE | L | Annual | Standard SO2 | Thousand Tons | 114.0269 | 114.0269 | 114.0269 | 114.0269 | 114.0269 | 114.0269 | 114.0269 | 114.0269
CSAPR- SO2 Annual- SC | 233 | 7111 | Rate Constraint in MTons | FALSE | L | Annual | Emissions at Affected Plants SO2 | Thousand Tons | 17.8359 | 16.3295 | 13.2967 | 10.0863 | 7.1406 | 7.8231 | 6.0105 | 5.8171
CSAPR- SO2 Annual- SC | 233 | 7111 | Rate Constraint in MTons | FALSE | L | Annual | Allowances Purchased SO2 | Thousand Tons | 0 | 0 | 0 | 0 | 0 | 0 | 0 | 0
CSAPR- SO2 Annual- SC | 233 | 7111 | Rate Constraint in MTons | FALSE | L | Annual | Allowances Sold SO2 | Thousand Tons | 0 | 0 | 0 | 0 | 0 | 0 | 0 | 0
CSAPR- SO2 Annual- SC | 233 | 7111 | Rate Constraint in MTons | FALSE | L | Annual | Allowances Banked | Thousand Tons | 0 | 0 | 0 | 0 | 0 | 0 | 0 | 0
CSAPR- SO2 Annual- SC | 233 | 7111 | Rate Constraint in MTons | FALSE | L | Annual | Allowances Withdrawn (1:1) | Thousand Tons | 0 | 0 | 0 | 0 | 0 | 0 | 0 | 0
CSAPR- SO2 Annual- SC | 233 | 7111 | Rate Constraint in MTons | FALSE | L | Annual | Allowances Withdrawn (n:1) | Thousand Tons | 0 | 0 | 0 | 0 | 0 | 0 | 0 | 0
CSAPR- SO2 Annual- SC | 233 | 7111 | Rate Constraint in MTons | FALSE | L | Annual | Net Emissions Allowance Position | Thousand Tons | 17.8359 | 16.3295 | 13.2967 | 10.0863 | 7.1406 | 7.8231 | 6.0105 | 5.8171
CSAPR- SO2 Annual- SC | 233 | 7111 | Rate Constraint in MTons | FALSE | L | Annual | Fuel Consumed | TBtu | 385.7265 | 406.3449 | 459.2346 | 437.9704 | 469.9693 | 454.1887 | 406.7857 | 420.7766
CSAPR- SO2 Annual- SC | 233 | 7111 | Rate Constraint in MTons | FALSE | L | Annual | Rate | lb/MMBtu | 0.092479 | 0.080373 | 0.057908 | 0.046059 | 0.030388 | 0.034449 | 0.029551 | 0.027649
CSAPR- SO2 Annual- SC | 233 | 7111 | Rate Constraint in MTons | FALSE | L | Annual | Generation | TWh | 42.4686 | 47.3797 | 64.1415 | 65.8256 | 96.0502 | 91.4212 | 88.3714 | 99.7058
CSAPR- SO2 Annual- SC | 233 | 7111 | Rate Constraint in MTons | FALSE | L | Annual | Qualifying Generation | TWh | 42.2207 | 45.4633 | 52.2567 | 50.5487 | 60.6204 | 57.6094 | 53.0735 | 56.5236
CSAPR- SO2 Annual- SC | 233 | 7111 | Rate Constraint in MTons | FALSE | L | Annual | Rate | lb/MWh | 0.84489 | 0.71836 | 0.5089 | 0.39907 | 0.23559 | 0.27159 | 0.2265 | 0.20583
CSAPR- SO2 Annual- SC | 233 | 7111 | Rate Constraint in MTons | FALSE | L | Annual | Constraint Shadow Price | US2019$/Ton | 0 | 0 | 0 | 0 | 0 | 0 | 0 | 0
CSAPR- SO2 Annual- TN | 234 | 7112 | Rate Constraint in MTons | FALSE | L | Annual | Seasons Included | Seasons | Winter, WintShld, Summer | Winter, WintShld, Summer | Winter, WintShld, Summer | Winter, WintShld, Summer | Winter, WintShld, Summer | Winter, WintShld, Summer | Winter, WintShld, Summer | Winter, WintShld, Summer
CSAPR- SO2 Annual- TN | 234 | 7112 | Rate Constraint in MTons | FALSE | L | Annual | Standard SO2 | Thousand Tons | 69.4229 | 69.4229 | 69.4229 | 69.4229 | 69.4229 | 69.4229 | 69.4229 | 69.4229
CSAPR- SO2 Annual- TN | 234 | 7112 | Rate Constraint in MTons | FALSE | L | Annual | Emissions at Affected Plants SO2 | Thousand Tons | 11.7916 | 6.1261 | 4.005 | 0.52372 | 0.0089404 | 0.0083681 | 0.0083681 | 0.0066716
CSAPR- SO2 Annual- TN | 234 | 7112 | Rate Constraint in MTons | FALSE | L | Annual | Allowances Purchased SO2 | Thousand Tons | 0 | 0 | 0 | 0 | 0 | 0 | 0 | 0
CSAPR- SO2 Annual- TN | 234 | 7112 | Rate Constraint in MTons | FALSE | L | Annual | Allowances Sold SO2 | Thousand Tons | 0 | 0 | 0 | 0 | 0 | 0 | 0 | 0
CSAPR- SO2 Annual- TN | 234 | 7112 | Rate Constraint in MTons | FALSE | L | Annual | Allowances Banked | Thousand Tons | 0 | 0 | 0 | 0 | 0 | 0 | 0 | 0
CSAPR- SO2 Annual- TN | 234 | 7112 | Rate Constraint in MTons | FALSE | L | Annual | Allowances Withdrawn (1:1) | Thousand Tons | 0 | 0 | 0 | 0 | 0 | 0 | 0 | 0
CSAPR- SO2 Annual- TN | 234 | 7112 | Rate Constraint in MTons | FALSE | L | Annual | Allowances Withdrawn (n:1) | Thousand Tons | 0 | 0 | 0 | 0 | 0 | 0 | 0 | 0
CSAPR- SO2 Annual- TN | 234 | 7112 | Rate Constraint in MTons | FALSE | L | Annual | Net Emissions Allowance Position | Thousand Tons | 11.7916 | 6.1261 | 4.005 | 0.52372 | 0.0089404 | 0.0083681 | 0.0083681 | 0.0066716
CSAPR- SO2 Annual- TN | 234 | 7112 | Rate Constraint in MTons | FALSE | L | Annual | Fuel Consumed | TBtu | 447.7523 | 283.7932 | 246.9356 | 181.4611 | 173.8462 | 191.8521 | 205.5799 | 266.111
CSAPR- SO2 Annual- TN | 234 | 7112 | Rate Constraint in MTons | FALSE | L | Annual | Rate | lb/MMBtu | 0.05267 | 0.043173 | 0.032438 | 0.0057723 | 0.00010285 | 8.7235e-05 | 8.141e-05 | 5.0142e-05
CSAPR- SO2 Annual- TN | 234 | 7112 | Rate Constraint in MTons | FALSE | L | Annual | Generation | TWh | 46.4114 | 32.5063 | 30.9198 | 25.1793 | 25.8389 | 33.3381 | 37.7681 | 55.007
CSAPR- SO2 Annual- TN | 234 | 7112 | Rate Constraint in MTons | FALSE | L | Annual | Qualifying Generation | TWh | 46.4114 | 32.5063 | 29.4115 | 23.0997 | 22.5882 | 26.2149 | 28.5412 | 38.0627
CSAPR- SO2 Annual- TN | 234 | 7112 | Rate Constraint in MTons | FALSE | L | Annual | Rate | lb/MWh | 0.50813 | 0.37692 | 0.27234 | 0.045345 | 0.0007916 | 0.00063842 | 0.00058639 | 0.00035056
CSAPR- SO2 Annual- TN | 234 | 7112 | Rate Constraint in MTons | FALSE | L | Annual | Constraint Shadow Price | US2019$/Ton | 0 | 0 | 0 | 0 | 0 | 0 | 0 | 0
CSAPR- SO2 Annual- VA | 235 | 7113 | Rate Constraint in MTons | FALSE | L | Annual | Seasons Included | Seasons | Winter, WintShld, Summer | Winter, WintShld, Summer | Winter, WintShld, Summer | Winter, WintShld, Summer | Winter, WintShld, Summer | Winter, WintShld, Summer | Winter, WintShld, Summer | Winter, WintShld, Summer
CSAPR- SO2 Annual- VA | 235 | 7113 | Rate Constraint in MTons | FALSE | L | Annual | Standard SO2 | Thousand Tons | 41.3673 | 41.3673 | 41.3673 | 41.3673 | 41.3673 | 41.3673 | 41.3673 | 41.3673
CSAPR- SO2 Annual- VA | 235 | 7113 | Rate Constraint in MTons | FALSE | L | Annual | Emissions at Affected Plants SO2 | Thousand Tons | 0.78838 | 0.11855 | 0.082962 | 0.082962 | 0.082962 | 0.17076 | 0.072066 | 0
CSAPR- SO2 Annual- VA | 235 | 7113 | Rate Constraint in MTons | FALSE | L | Annual | Allowances Purchased SO2 | Thousand Tons | 0 | 0 | 0 | 0 | 0 | 0 | 0 | 0
CSAPR- SO2 Annual- VA | 235 | 7113 | Rate Constraint in MTons | FALSE | L | Annual | Allowances Sold SO2 | Thousand Tons | 0 | 0 | 0 | 0 | 0 | 0 | 0 | 0
CSAPR- SO2 Annual- VA | 235 | 7113 | Rate Constraint in MTons | FALSE | L | Annual | Allowances Banked | Thousand Tons | 0 | 0 | 0 | 0 | 0 | 0 | 0 | 0
CSAPR- SO2 Annual- VA | 235 | 7113 | Rate Constraint in MTons | FALSE | L | Annual | Allowances Withdrawn (1:1) | Thousand Tons | 0 | 0 | 0 | 0 | 0 | 0 | 0 | 0
CSAPR- SO2 Annual- VA | 235 | 7113 | Rate Constraint in MTons | FALSE | L | Annual | Allowances Withdrawn (n:1) | Thousand Tons | 0 | 0 | 0 | 0 | 0 | 0 | 0 | 0
CSAPR- SO2 Annual- VA | 235 | 7113 | Rate Constraint in MTons | FALSE | L | Annual | Net Emissions Allowance Position | Thousand Tons | 0.78838 | 0.11855 | 0.082962 | 0.082962 | 0.082962 | 0.17076 | 0.072066 | 0
CSAPR- SO2 Annual- VA | 235 | 7113 | Rate Constraint in MTons | FALSE | L | Annual | Fuel Consumed | TBtu | 301.2011 | 362.2418 | 453.3035 | 453.8197 | 433.05 | 431.3186 | 279.0226 | 85.3229
CSAPR- SO2 Annual- VA | 235 | 7113 | Rate Constraint in MTons | FALSE | L | Annual | Rate | lb/MMBtu | 0.0052349 | 0.00065452 | 0.00036603 | 0.00036562 | 0.00038315 | 0.00079182 | 0.00051656 | 0
CSAPR- SO2 Annual- VA | 235 | 7113 | Rate Constraint in MTons | FALSE | L | Annual | Generation | TWh | 40.7547 | 50.0842 | 65.5354 | 66.8859 | 70.3664 | 90.0848 | 99.2243 | 154.595
CSAPR- SO2 Annual- VA | 235 | 7113 | Rate Constraint in MTons | FALSE | L | Annual | Qualifying Generation | TWh | 40.7547 | 50.0842 | 62.1464 | 62.2133 | 59.7414 | 58.8138 | 38.7801 | 12.0608
CSAPR- SO2 Annual- VA | 235 | 7113 | Rate Constraint in MTons | FALSE | L | Annual | Rate | lb/MWh | 0.038689 | 0.0047339 | 0.0026699 | 0.002667 | 0.0027774 | 0.0058069 | 0.0037166 | 0
CSAPR- SO2 Annual- VA | 235 | 7113 | Rate Constraint in MTons | FALSE | L | Annual | Constraint Shadow Price | US2019$/Ton | 0 | 0 | 0 | 0 | 0 | 0 | 0 | 0
CSAPR- SO2 Annual- WI | 236 | 7114 | Rate Constraint in MTons | FALSE | L | Annual | Seasons Included | Seasons | Winter, WintShld, Summer | Winter, WintShld, Summer | Winter, WintShld, Summer | Winter, WintShld, Summer | Winter, WintShld, Summer | Winter, WintShld, Summer | Winter, WintShld, Summer | Winter, WintShld, Summer
CSAPR- SO2 Annual- WI | 236 | 7114 | Rate Constraint in MTons | FALSE | L | Annual | Standard SO2 | Thousand Tons | 56.5019 | 56.5019 | 56.5019 | 56.5019 | 56.5019 | 56.5019 | 56.5019 | 56.5019
CSAPR- SO2 Annual- WI | 236 | 7114 | Rate Constraint in MTons | FALSE | L | Annual | Emissions at Affected Plants SO2 | Thousand Tons | 6.3961 | 2.5743 | 1.9327 | 2.0785 | 1.6889 | 1.7003 | 1.4465 | 1.1121
CSAPR- SO2 Annual- WI | 236 | 7114 | Rate Constraint in MTons | FALSE | L | Annual | Allowances Purchased SO2 | Thousand Tons | 0 | 0 | 0 | 0 | 0 | 0 | 0 | 0
CSAPR- SO2 Annual- WI | 236 | 7114 | Rate Constraint in MTons | FALSE | L | Annual | Allowances Sold SO2 | Thousand Tons | 0 | 0 | 0 | 0 | 0 | 0 | 0 | 0
CSAPR- SO2 Annual- WI | 236 | 7114 | Rate Constraint in MTons | FALSE | L | Annual | Allowances Banked | Thousand Tons | 0 | 0 | 0 | 0 | 0 | 0 | 0 | 0
CSAPR- SO2 Annual- WI | 236 | 7114 | Rate Constraint in MTons | FALSE | L | Annual | Allowances Withdrawn (1:1) | Thousand Tons | 0 | 0 | 0 | 0 | 0 | 0 | 0 | 0
CSAPR- SO2 Annual- WI | 236 | 7114 | Rate Constraint in MTons | FALSE | L | Annual | Allowances Withdrawn (n:1) | Thousand Tons | 0 | 0 | 0 | 0 | 0 | 0 | 0 | 0
CSAPR- SO2 Annual- WI | 236 | 7114 | Rate Constraint in MTons | FALSE | L | Annual | Net Emissions Allowance Position | Thousand Tons | 6.3961 | 2.5743 | 1.9327 | 2.0785 | 1.6889 | 1.7003 | 1.4465 | 1.1121
CSAPR- SO2 Annual- WI | 236 | 7114 | Rate Constraint in MTons | FALSE | L | Annual | Fuel Consumed | TBtu | 391.488 | 259.1449 | 296.5648 | 306.3471 | 259.693 | 254.9614 | 245.6914 | 202.0706
CSAPR- SO2 Annual- WI | 236 | 7114 | Rate Constraint in MTons | FALSE | L | Annual | Rate | lb/MMBtu | 0.032676 | 0.019868 | 0.013034 | 0.01357 | 0.013007 | 0.013338 | 0.011775 | 0.011007
CSAPR- SO2 Annual- WI | 236 | 7114 | Rate Constraint in MTons | FALSE | L | Annual | Generation | TWh | 40.3456 | 30.4866 | 37.0986 | 37.998 | 33.3262 | 32.6363 | 31.2913 | 26.3342
CSAPR- SO2 Annual- WI | 236 | 7114 | Rate Constraint in MTons | FALSE | L | Annual | Qualifying Generation | TWh | 40.3456 | 30.4866 | 36.7641 | 37.6732 | 32.9066 | 32.2544 | 31.1674 | 26.2448
CSAPR- SO2 Annual- WI | 236 | 7114 | Rate Constraint in MTons | FALSE | L | Annual | Rate | lb/MWh | 0.31707 | 0.16888 | 0.10514 | 0.11034 | 0.10265 | 0.10543 | 0.092818 | 0.084747
CSAPR- SO2 Annual- WI | 236 | 7114 | Rate Constraint in MTons | FALSE | L | Annual | Constraint Shadow Price | US2019$/Ton | 0 | 0 | 0 | 0 | 0 | 0 | 0 | 0
CSAPR- SO2 Annual- WV | 237 | 7115 | Rate Constraint in MTons | FALSE | L | Annual | Seasons Included | Seasons | Winter, WintShld, Summer | Winter, WintShld, Summer | Winter, WintShld, Summer | Winter, WintShld, Summer | Winter, WintShld, Summer | Winter, WintShld, Summer | Winter, WintShld, Summer | Winter, WintShld, Summer
CSAPR- SO2 Annual- WV | 237 | 7115 | Rate Constraint in MTons | FALSE | L | Annual | Standard SO2 | Thousand Tons | 89.2882 | 89.2882 | 89.2882 | 89.2882 | 89.2882 | 89.2882 | 89.2882 | 89.2882
CSAPR- SO2 Annual- WV | 237 | 7115 | Rate Constraint in MTons | FALSE | L | Annual | Emissions at Affected Plants SO2 | Thousand Tons | 45.8959 | 37.7816 | 31.2779 | 32.7016 | 33.076 | 5.2921 | 3.3452 | 1.7003
CSAPR- SO2 Annual- WV | 237 | 7115 | Rate Constraint in MTons | FALSE | L | Annual | Allowances Purchased SO2 | Thousand Tons | 0 | 0 | 0 | 0 | 0 | 0 | 0 | 0
CSAPR- SO2 Annual- WV | 237 | 7115 | Rate Constraint in MTons | FALSE | L | Annual | Allowances Sold SO2 | Thousand Tons | 0 | 0 | 0 | 0 | 0 | 0 | 0 | 0
CSAPR- SO2 Annual- WV | 237 | 7115 | Rate Constraint in MTons | FALSE | L | Annual | Allowances Banked | Thousand Tons | 0 | 0 | 0 | 0 | 0 | 0 | 0 | 0
CSAPR- SO2 Annual- WV | 237 | 7115 | Rate Constraint in MTons | FALSE | L | Annual | Allowances Withdrawn (1:1) | Thousand Tons | 0 | 0 | 0 | 0 | 0 | 0 | 0 | 0
CSAPR- SO2 Annual- WV | 237 | 7115 | Rate Constraint in MTons | FALSE | L | Annual | Allowances Withdrawn (n:1) | Thousand Tons | 0 | 0 | 0 | 0 | 0 | 0 | 0 | 0
CSAPR- SO2 Annual- WV | 237 | 7115 | Rate Constraint in MTons | FALSE | L | Annual | Net Emissions Allowance Position | Thousand Tons | 45.8959 | 37.7816 | 31.2779 | 32.7016 | 33.076 | 5.2921 | 3.3452 | 1.7003
CSAPR- SO2 Annual- WV | 237 | 7115 | Rate Constraint in MTons | FALSE | L | Annual | Fuel Consumed | TBtu | 735.6255 | 641.9277 | 532.7462 | 555.5202 | 594.9906 | 143.1277 | 135.5157 | 400.9208
CSAPR- SO2 Annual- WV | 237 | 7115 | Rate Constraint in MTons | FALSE | L | Annual | Rate | lb/MMBtu | 0.12478 | 0.11771 | 0.11742 | 0.11773 | 0.11118 | 0.073949 | 0.04937 | 0.008482
CSAPR- SO2 Annual- WV | 237 | 7115 | Rate Constraint in MTons | FALSE | L | Annual | Generation | TWh | 73.6513 | 64.4197 | 53.5091 | 55.7767 | 62.6669 | 27.8575 | 50.4551 | 121.0927
CSAPR- SO2 Annual- WV | 237 | 7115 | Rate Constraint in MTons | FALSE | L | Annual | Qualifying Generation | TWh | 73.6513 | 64.4197 | 53.5091 | 55.7767 | 59.7485 | 14.8173 | 15.7227 | 55.421
CSAPR- SO2 Annual- WV | 237 | 7115 | Rate Constraint in MTons | FALSE | L | Annual | Rate | lb/MWh | 1.2463 | 1.173 | 1.1691 | 1.1726 | 1.1072 | 0.71431 | 0.42553 | 0.061359
CSAPR- SO2 Annual- WV | 237 | 7115 | Rate Constraint in MTons | FALSE | L | Annual | Constraint Shadow Price | US2019$/Ton | 0 | 0 | 0 | 0 | 0 | 0 | 0 | 0
CT Fac. Spec. - MER Rate Annual v3.1 | 238 | 7562 | MACT Fuel Choice Floor in lbs/MMBtu | FALSE | L | Annual | Seasons Included | Seasons | Winter, WintShld, Summer | Winter, WintShld, Summer | Winter, WintShld, Summer | Winter, WintShld, Summer | Winter, WintShld, Summer | Winter, WintShld, Summer | Winter, WintShld, Summer | Winter, WintShld, Summer
CT Fac. Spec. - MER Rate Annual v3.1 | 238 | 7562 | MACT Fuel Choice Floor in lbs/MMBtu | FALSE | L | Annual | Emission Floor | lbs/MMBtu | 6e-07 | 6e-07 | 6e-07 | 6e-07 | 6e-07 | 6e-07 | 6e-07 | 6e-07
CT Fac. Spec. - MER Rate Annual v3.1 | 238 | 7562 | MACT Fuel Choice Floor in lbs/MMBtu | FALSE | L | Annual | Emissions at Affected Plants MER | lbs | 0 | 0 | 0 | 0 | 0 | 0 | 0 | 0
CT Fac. Spec. - MER Rate Annual v3.1 | 238 | 7562 | MACT Fuel Choice Floor in lbs/MMBtu | FALSE | L | Annual | Allowances Purchased MER | lbs | 0 | 0 | 0 | 0 | 0 | 0 | 0 | 0
CT Fac. Spec. - MER Rate Annual v3.1 | 238 | 7562 | MACT Fuel Choice Floor in lbs/MMBtu | FALSE | L | Annual | Allowances Sold MER | lbs | 0 | 0 | 0 | 0 | 0 | 0 | 0 | 0
CT Fac. Spec. - MER Rate Annual v3.1 | 238 | 7562 | MACT Fuel Choice Floor in lbs/MMBtu | FALSE | L | Annual | Allowances Banked | lbs | 0 | 0 | 0 | 0 | 0 | 0 | 0 | 0
CT Fac. Spec. - MER Rate Annual v3.1 | 238 | 7562 | MACT Fuel Choice Floor in lbs/MMBtu | FALSE | L | Annual | Allowances Withdrawn (1:1) | lbs | 0 | 0 | 0 | 0 | 0 | 0 | 0 | 0
CT Fac. Spec. - MER Rate Annual v3.1 | 238 | 7562 | MACT Fuel Choice Floor in lbs/MMBtu | FALSE | L | Annual | Allowances Withdrawn (n:1) | lbs | 0 | 0 | 0 | 0 | 0 | 0 | 0 | 0
CT Fac. Spec. - MER Rate Annual v3.1 | 238 | 7562 | MACT Fuel Choice Floor in lbs/MMBtu | FALSE | L | Annual | Net Emissions Allowance Position | lbs | 0 | 0 | 0 | 0 | 0 | 0 | 0 | 0
CT Fac. Spec. - MER Rate Annual v3.1 | 238 | 7562 | MACT Fuel Choice Floor in lbs/MMBtu | FALSE | L | Annual | Fuel Consumed | TBtu | 0 | 0 | 0 | 0 | 0 | 0 | 0 | 0
CT Fac. Spec. - MER Rate Annual v3.1 | 238 | 7562 | MACT Fuel Choice Floor in lbs/MMBtu | FALSE | L | Annual | Rate | lb/MMBtu | 0 | 0 | 0 | 0 | 0 | 0 | 0 | 0
CT Fac. Spec. - MER Rate Annual v3.1 | 238 | 7562 | MACT Fuel Choice Floor in lbs/MMBtu | FALSE | L | Annual | Generation | TWh | 0 | 0 | 0 | 0 | 0 | 0 | 0 | 0
CT Fac. Spec. - MER Rate Annual v3.1 | 238 | 7562 | MACT Fuel Choice Floor in lbs/MMBtu | FALSE | L | Annual | Qualifying Generation | TWh | 0 | 0 | 0 | 0 | 0 | 0 | 0 | 0
CT Fac. Spec. - MER Rate Annual v3.1 | 238 | 7562 | MACT Fuel Choice Floor in lbs/MMBtu | FALSE | L | Annual | Constraint Shadow Price | US2019$/Lb | 0 | 0 | 0 | 0 | 0 | 0 | 0 | 0
CT Fac. Spec. - NOX Rate Winter v.4.10 Final, Unit 2230 and retrofits | 239 | 7286 | Rate Constraint in lbs/MMBtu | FALSE | L | Annual | Seasons Included | Seasons | Winter, WintShld | Winter, WintShld | Winter, WintShld | Winter, WintShld | Winter, WintShld | Winter, WintShld | Winter, WintShld | Winter, WintShld
CT Fac. Spec. - NOX Rate Winter v.4.10 Final, Unit 2230 and retrofits | 239 | 7286 | Rate Constraint in lbs/MMBtu | FALSE | L | Annual | Standard NOX | lb/MMBtu | 0.15 | 0.15 | 0.15 | 0.15 | 0.15 | 0.15 | 0.15 | 0.15
CT Fac. Spec. - NOX Rate Winter v.4.10 Final, Unit 2230 and retrofits | 239 | 7286 | Rate Constraint in lbs/MMBtu | FALSE | L | Annual | Emissions at Affected Plants NOX | Thousand Tons | 0 | 0 | 0 | 0 | 0 | 0 | 0 | 0
CT Fac. Spec. - NOX Rate Winter v.4.10 Final, Unit 2230 and retrofits | 239 | 7286 | Rate Constraint in lbs/MMBtu | FALSE | L | Annual | Allowances Purchased NOX | Thousand Tons | 0 | 0 | 0 | 0 | 0 | 0 | 0 | 0
CT Fac. Spec. - NOX Rate Winter v.4.10 Final, Unit 2230 and retrofits | 239 | 7286 | Rate Constraint in lbs/MMBtu | FALSE | L | Annual | Allowances Sold NOX | Thousand Tons | 0 | 0 | 0 | 0 | 0 | 0 | 0 | 0
CT Fac. Spec. - NOX Rate Winter v.4.10 Final, Unit 2230 and retrofits | 239 | 7286 | Rate Constraint in lbs/MMBtu | FALSE | L | Annual | Allowances Banked | Thousand Tons | 0 | 0 | 0 | 0 | 0 | 0 | 0 | 0
CT Fac. Spec. - NOX Rate Winter v.4.10 Final, Unit 2230 and retrofits | 239 | 7286 | Rate Constraint in lbs/MMBtu | FALSE | L | Annual | Allowances Withdrawn (1:1) | Thousand Tons | 0 | 0 | 0 | 0 | 0 | 0 | 0 | 0
CT Fac. Spec. - NOX Rate Winter v.4.10 Final, Unit 2230 and retrofits | 239 | 7286 | Rate Constraint in lbs/MMBtu | FALSE | L | Annual | Allowances Withdrawn (n:1) | Thousand Tons | 0 | 0 | 0 | 0 | 0 | 0 | 0 | 0
CT Fac. Spec. - NOX Rate Winter v.4.10 Final, Unit 2230 and retrofits | 239 | 7286 | Rate Constraint in lbs/MMBtu | FALSE | L | Annual | Net Emissions Allowance Position | Thousand Tons | 0 | 0 | 0 | 0 | 0 | 0 | 0 | 0
CT Fac. Spec. - NOX Rate Winter v.4.10 Final, Unit 2230 and retrofits | 239 | 7286 | Rate Constraint in lbs/MMBtu | FALSE | L | Annual | Fuel Consumed | TBtu | 0 | 0 | 0 | 0 | 0 | 0 | 0 | 0
CT Fac. Spec. - NOX Rate Winter v.4.10 Final, Unit 2230 and retrofits | 239 | 7286 | Rate Constraint in lbs/MMBtu | FALSE | L | Annual | Rate | lb/MMBtu | 0 | 0 | 0 | 0 | 0 | 0 | 0 | 0
CT Fac. Spec. - NOX Rate Winter v.4.10 Final, Unit 2230 and retrofits | 239 | 7286 | Rate Constraint in lbs/MMBtu | FALSE | L | Annual | Generation | TWh | 0 | 0 | 0 | 0 | 0 | 0 | 0 | 0
CT Fac. Spec. - NOX Rate Winter v.4.10 Final, Unit 2230 and retrofits | 239 | 7286 | Rate Constraint in lbs/MMBtu | FALSE | L | Annual | Qualifying Generation | TWh | 0 | 0 | 0 | 0 | 0 | 0 | 0 | 0
CT Fac. Spec. - NOX Rate Winter v.4.10 Final, Unit 2230 and retrofits | 239 | 7286 | Rate Constraint in lbs/MMBtu | FALSE | L | Annual | Rate | lb/MWh | 0 | 0 | 0 | 0 | 0 | 0 | 0 | 0
CT Fac. Spec. - NOX Rate Winter v.4.10 Final, Unit 2230 and retrofits | 239 | 7286 | Rate Constraint in lbs/MMBtu | FALSE | L | Annual | Constraint Shadow Price | US2019$/Ton | 0 | 0 | 0 | 0 | 0 | 0 | 0 | 0
CT Fac. Spec. - NOX Rate Winter v.4.10 Final, Unit 2231 and retrofits | 240 | 7286 | Rate Constraint in lbs/MMBtu | FALSE | L | Annual | Seasons Included | Seasons | Winter, WintShld | Winter, WintShld | Winter, WintShld | Winter, WintShld | Winter, WintShld | Winter, WintShld | Winter, WintShld | Winter, WintShld
CT Fac. Spec. - NOX Rate Winter v.4.10 Final, Unit 2231 and retrofits | 240 | 7286 | Rate Constraint in lbs/MMBtu | FALSE | L | Annual | Standard NOX | lb/MMBtu | 0.15 | 0.15 | 0.15 | 0.15 | 0.15 | 0.15 | 0.15 | 0.15
CT Fac. Spec. - NOX Rate Winter v.4.10 Final, Unit 2231 and retrofits | 240 | 7286 | Rate Constraint in lbs/MMBtu | FALSE | L | Annual | Emissions at Affected Plants NOX | Thousand Tons | 0 | 0 | 0 | 0 | 0 | 0 | 0 | 0
CT Fac. Spec. - NOX Rate Winter v.4.10 Final, Unit 2231 and retrofits | 240 | 7286 | Rate Constraint in lbs/MMBtu | FALSE | L | Annual | Allowances Purchased NOX | Thousand Tons | 0 | 0 | 0 | 0 | 0 | 0 | 0 | 0
CT Fac. Spec. - NOX Rate Winter v.4.10 Final, Unit 2231 and retrofits | 240 | 7286 | Rate Constraint in lbs/MMBtu | FALSE | L | Annual | Allowances Sold NOX | Thousand Tons | 0 | 0 | 0 | 0 | 0 | 0 | 0 | 0
CT Fac. Spec. - NOX Rate Winter v.4.10 Final, Unit 2231 and retrofits | 240 | 7286 | Rate Constraint in lbs/MMBtu | FALSE | L | Annual | Allowances Banked | Thousand Tons | 0 | 0 | 0 | 0 | 0 | 0 | 0 | 0
CT Fac. Spec. - NOX Rate Winter v.4.10 Final, Unit 2231 and retrofits | 240 | 7286 | Rate Constraint in lbs/MMBtu | FALSE | L | Annual | Allowances Withdrawn (1:1) | Thousand Tons | 0 | 0 | 0 | 0 | 0 | 0 | 0 | 0
CT Fac. Spec. - NOX Rate Winter v.4.10 Final, Unit 2231 and retrofits | 240 | 7286 | Rate Constraint in lbs/MMBtu | FALSE | L | Annual | Allowances Withdrawn (n:1) | Thousand Tons | 0 | 0 | 0 | 0 | 0 | 0 | 0 | 0
CT Fac. Spec. - NOX Rate Winter v.4.10 Final, Unit 2231 and retrofits | 240 | 7286 | Rate Constraint in lbs/MMBtu | FALSE | L | Annual | Net Emissions Allowance Position | Thousand Tons | 0 | 0 | 0 | 0 | 0 | 0 | 0 | 0
CT Fac. Spec. - NOX Rate Winter v.4.10 Final, Unit 2231 and retrofits | 240 | 7286 | Rate Constraint in lbs/MMBtu | FALSE | L | Annual | Fuel Consumed | TBtu | 0 | 0 | 0 | 0 | 0 | 0 | 0 | 0
CT Fac. Spec. - NOX Rate Winter v.4.10 Final, Unit 2231 and retrofits | 240 | 7286 | Rate Constraint in lbs/MMBtu | FALSE | L | Annual | Rate | lb/MMBtu | 0 | 0 | 0 | 0 | 0 | 0 | 0 | 0
CT Fac. Spec. - NOX Rate Winter v.4.10 Final, Unit 2231 and retrofits | 240 | 7286 | Rate Constraint in lbs/MMBtu | FALSE | L | Annual | Generation | TWh | 0 | 0 | 0 | 0 | 0 | 0 | 0 | 0
CT Fac. Spec. - NOX Rate Winter v.4.10 Final, Unit 2231 and retrofits | 240 | 7286 | Rate Constraint in lbs/MMBtu | FALSE | L | Annual | Qualifying Generation | TWh | 0 | 0 | 0 | 0 | 0 | 0 | 0 | 0
CT Fac. Spec. - NOX Rate Winter v.4.10 Final, Unit 2231 and retrofits | 240 | 7286 | Rate Constraint in lbs/MMBtu | FALSE | L | Annual | Rate | lb/MWh | 0 | 0 | 0 | 0 | 0 | 0 | 0 | 0
CT Fac. Spec. - NOX Rate Winter v.4.10 Final, Unit 2231 and retrofits | 240 | 7286 | Rate Constraint in lbs/MMBtu | FALSE | L | Annual | Constraint Shadow Price | US2019$/Ton | 0 | 0 | 0 | 0 | 0 | 0 | 0 | 0
CT Fac. Spec. - NOX Rate Winter v.4.10 Final, Unit 2351 and retrofits | 241 | 7286 | Rate Constraint in lbs/MMBtu | FALSE | L | Annual | Seasons Included | Seasons | Winter, WintShld | Winter, WintShld | Winter, WintShld | Winter, WintShld | Winter, WintShld | Winter, WintShld | Winter, WintShld | Winter, WintShld
CT Fac. Spec. - NOX Rate Winter v.4.10 Final, Unit 2351 and retrofits | 241 | 7286 | Rate Constraint in lbs/MMBtu | FALSE | L | Annual | Standard NOX | lb/MMBtu | 0.15 | 0.15 | 0.15 | 0.15 | 0.15 | 0.15 | 0.15 | 0.15
CT Fac. Spec. - NOX Rate Winter v.4.10 Final, Unit 2351 and retrofits | 241 | 7286 | Rate Constraint in lbs/MMBtu | FALSE | L | Annual | Emissions at Affected Plants NOX | Thousand Tons | 0 | 0 | 0 | 0 | 0 | 0 | 0 | 0
CT Fac. Spec. - NOX Rate Winter v.4.10 Final, Unit 2351 and retrofits | 241 | 7286 | Rate Constraint in lbs/MMBtu | FALSE | L | Annual | Allowances Purchased NOX | Thousand Tons | 0 | 0 | 0 | 0 | 0 | 0 | 0 | 0
CT Fac. Spec. - NOX Rate Winter v.4.10 Final, Unit 2351 and retrofits | 241 | 7286 | Rate Constraint in lbs/MMBtu | FALSE | L | Annual | Allowances Sold NOX | Thousand Tons | 0 | 0 | 0 | 0 | 0 | 0 | 0 | 0
CT Fac. Spec. - NOX Rate Winter v.4.10 Final, Unit 2351 and retrofits | 241 | 7286 | Rate Constraint in lbs/MMBtu | FALSE | L | Annual | Allowances Banked | Thousand Tons | 0 | 0 | 0 | 0 | 0 | 0 | 0 | 0
CT Fac. Spec. - NOX Rate Winter v.4.10 Final, Unit 2351 and retrofits | 241 | 7286 | Rate Constraint in lbs/MMBtu | FALSE | L | Annual | Allowances Withdrawn (1:1) | Thousand Tons | 0 | 0 | 0 | 0 | 0 | 0 | 0 | 0
CT Fac. Spec. - NOX Rate Winter v.4.10 Final, Unit 2351 and retrofits | 241 | 7286 | Rate Constraint in lbs/MMBtu | FALSE | L | Annual | Allowances Withdrawn (n:1) | Thousand Tons | 0 | 0 | 0 | 0 | 0 | 0 | 0 | 0
CT Fac. Spec. - NOX Rate Winter v.4.10 Final, Unit 2351 and retrofits | 241 | 7286 | Rate Constraint in lbs/MMBtu | FALSE | L | Annual | Net Emissions Allowance Position | Thousand Tons | 0 | 0 | 0 | 0 | 0 | 0 | 0 | 0
CT Fac. Spec. - NOX Rate Winter v.4.10 Final, Unit 2351 and retrofits | 241 | 7286 | Rate Constraint in lbs/MMBtu | FALSE | L | Annual | Fuel Consumed | TBtu | 0 | 0 | 0 | 0 | 0 | 0 | 0 | 0
CT Fac. Spec. - NOX Rate Winter v.4.10 Final, Unit 2351 and retrofits | 241 | 7286 | Rate Constraint in lbs/MMBtu | FALSE | L | Annual | Rate | lb/MMBtu | 0 | 0 | 0 | 0 | 0 | 0 | 0 | 0
CT Fac. Spec. - NOX Rate Winter v.4.10 Final, Unit 2351 and retrofits | 241 | 7286 | Rate Constraint in lbs/MMBtu | FALSE | L | Annual | Generation | TWh | 0 | 0 | 0 | 0 | 0 | 0 | 0 | 0
CT Fac. Spec. - NOX Rate Winter v.4.10 Final, Unit 2351 and retrofits | 241 | 7286 | Rate Constraint in lbs/MMBtu | FALSE | L | Annual | Qualifying Generation | TWh | 0 | 0 | 0 | 0 | 0 | 0 | 0 | 0
CT Fac. Spec. - NOX Rate Winter v.4.10 Final, Unit 2351 and retrofits | 241 | 7286 | Rate Constraint in lbs/MMBtu | FALSE | L | Annual | Rate | lb/MWh | 0 | 0 | 0 | 0 | 0 | 0 | 0 | 0
CT Fac. Spec. - NOX Rate Winter v.4.10 Final, Unit 2351 and retrofits | 241 | 7286 | Rate Constraint in lbs/MMBtu | FALSE | L | Annual | Constraint Shadow Price | US2019$/Ton | 0 | 0 | 0 | 0 | 0 | 0 | 0 | 0
CT Fac. Spec. - NOX Rate Winter v.4.10 Final, Unit 2352 and retrofits | 242 | 7286 | Rate Constraint in lbs/MMBtu | FALSE | L | Annual | Seasons Included | Seasons | Winter, WintShld | Winter, WintShld | Winter, WintShld | Winter, WintShld | Winter, WintShld | Winter, WintShld | Winter, WintShld | Winter, WintShld
CT Fac. Spec. - NOX Rate Winter v.4.10 Final, Unit 2352 and retrofits | 242 | 7286 | Rate Constraint in lbs/MMBtu | FALSE | L | Annual | Standard NOX | lb/MMBtu | 0.15 | 0.15 | 0.15 | 0.15 | 0.15 | 0.15 | 0.15 | 0.15
CT Fac. Spec. - NOX Rate Winter v.4.10 Final, Unit 2352 and retrofits | 242 | 7286 | Rate Constraint in lbs/MMBtu | FALSE | L | Annual | Emissions at Affected Plants NOX | Thousand Tons | 0 | 0 | 0 | 0 | 0 | 0 | 0 | 0
CT Fac. Spec. - NOX Rate Winter v.4.10 Final, Unit 2352 and retrofits | 242 | 7286 | Rate Constraint in lbs/MMBtu | FALSE | L | Annual | Allowances Purchased NOX | Thousand Tons | 0 | 0 | 0 | 0 | 0 | 0 | 0 | 0
CT Fac. Spec. - NOX Rate Winter v.4.10 Final, Unit 2352 and retrofits | 242 | 7286 | Rate Constraint in lbs/MMBtu | FALSE | L | Annual | Allowances Sold NOX | Thousand Tons | 0 | 0 | 0 | 0 | 0 | 0 | 0 | 0
CT Fac. Spec. - NOX Rate Winter v.4.10 Final, Unit 2352 and retrofits | 242 | 7286 | Rate Constraint in lbs/MMBtu | FALSE | L | Annual | Allowances Banked | Thousand Tons | 0 | 0 | 0 | 0 | 0 | 0 | 0 | 0
CT Fac. Spec. - NOX Rate Winter v.4.10 Final, Unit 2352 and retrofits | 242 | 7286 | Rate Constraint in lbs/MMBtu | FALSE | L | Annual | Allowances Withdrawn (1:1) | Thousand Tons | 0 | 0 | 0 | 0 | 0 | 0 | 0 | 0
CT Fac. Spec. - NOX Rate Winter v.4.10 Final, Unit 2352 and retrofits | 242 | 7286 | Rate Constraint in lbs/MMBtu | FALSE | L | Annual | Allowances Withdrawn (n:1) | Thousand Tons | 0 | 0 | 0 | 0 | 0 | 0 | 0 | 0
CT Fac. Spec. - NOX Rate Winter v.4.10 Final, Unit 2352 and retrofits | 242 | 7286 | Rate Constraint in lbs/MMBtu | FALSE | L | Annual | Net Emissions Allowance Position | Thousand Tons | 0 | 0 | 0 | 0 | 0 | 0 | 0 | 0
CT Fac. Spec. - NOX Rate Winter v.4.10 Final, Unit 2352 and retrofits | 242 | 7286 | Rate Constraint in lbs/MMBtu | FALSE | L | Annual | Fuel Consumed | TBtu | 0 | 0 | 0 | 0 | 0 | 0 | 0 | 0
CT Fac. Spec. - NOX Rate Winter v.4.10 Final, Unit 2352 and retrofits | 242 | 7286 | Rate Constraint in lbs/MMBtu | FALSE | L | Annual | Rate | lb/MMBtu | 0 | 0 | 0 | 0 | 0 | 0 | 0 | 0
CT Fac. Spec. - NOX Rate Winter v.4.10 Final, Unit 2352 and retrofits | 242 | 7286 | Rate Constraint in lbs/MMBtu | FALSE | L | Annual | Generation | TWh | 0 | 0 | 0 | 0 | 0 | 0 | 0 | 0
CT Fac. Spec. - NOX Rate Winter v.4.10 Final, Unit 2352 and retrofits | 242 | 7286 | Rate Constraint in lbs/MMBtu | FALSE | L | Annual | Qualifying Generation | TWh | 0 | 0 | 0 | 0 | 0 | 0 | 0 | 0
CT Fac. Spec. - NOX Rate Winter v.4.10 Final, Unit 2352 and retrofits | 242 | 7286 | Rate Constraint in lbs/MMBtu | FALSE | L | Annual | Rate | lb/MWh | 0 | 0 | 0 | 0 | 0 | 0 | 0 | 0
CT Fac. Spec. - NOX Rate Winter v.4.10 Final, Unit 2352 and retrofits | 242 | 7286 | Rate Constraint in lbs/MMBtu | FALSE | L | Annual | Constraint Shadow Price | US2019$/Ton | 0 | 0 | 0 | 0 | 0 | 0 | 0 | 0
CT Fac. Spec. - NOX Rate Winter v.4.10 Final, Unit 2353 and retrofits | 243 | 7286 | Rate Constraint in lbs/MMBtu | FALSE | L | Annual | Seasons Included | Seasons | Winter, WintShld | Winter, WintShld | Winter, WintShld | Winter, WintShld | Winter, WintShld | Winter, WintShld | Winter, WintShld | Winter, WintShld
CT Fac. Spec. - NOX Rate Winter v.4.10 Final, Unit 2353 and retrofits | 243 | 7286 | Rate Constraint in lbs/MMBtu | FALSE | L | Annual | Standard NOX | lb/MMBtu | 0.15 | 0.15 | 0.15 | 0.15 | 0.15 | 0.15 | 0.15 | 0.15
CT Fac. Spec. - NOX Rate Winter v.4.10 Final, Unit 2353 and retrofits | 243 | 7286 | Rate Constraint in lbs/MMBtu | FALSE | L | Annual | Emissions at Affected Plants NOX | Thousand Tons | 0 | 0 | 0 | 0 | 0 | 0 | 0 | 0
CT Fac. Spec. - NOX Rate Winter v.4.10 Final, Unit 2353 and retrofits | 243 | 7286 | Rate Constraint in lbs/MMBtu | FALSE | L | Annual | Allowances Purchased NOX | Thousand Tons | 0 | 0 | 0 | 0 | 0 | 0 | 0 | 0
CT Fac. Spec. - NOX Rate Winter v.4.10 Final, Unit 2353 and retrofits | 243 | 7286 | Rate Constraint in lbs/MMBtu | FALSE | L | Annual | Allowances Sold NOX | Thousand Tons | 0 | 0 | 0 | 0 | 0 | 0 | 0 | 0
CT Fac. Spec. - NOX Rate Winter v.4.10 Final, Unit 2353 and retrofits | 243 | 7286 | Rate Constraint in lbs/MMBtu | FALSE | L | Annual | Allowances Banked | Thousand Tons | 0 | 0 | 0 | 0 | 0 | 0 | 0 | 0
CT Fac. Spec. - NOX Rate Winter v.4.10 Final, Unit 2353 and retrofits | 243 | 7286 | Rate Constraint in lbs/MMBtu | FALSE | L | Annual | Allowances Withdrawn (1:1) | Thousand Tons | 0 | 0 | 0 | 0 | 0 | 0 | 0 | 0
CT Fac. Spec. - NOX Rate Winter v.4.10 Final, Unit 2353 and retrofits | 243 | 7286 | Rate Constraint in lbs/MMBtu | FALSE | L | Annual | Allowances Withdrawn (n:1) | Thousand Tons | 0 | 0 | 0 | 0 | 0 | 0 | 0 | 0
CT Fac. Spec. - NOX Rate Winter v.4.10 Final, Unit 2353 and retrofits | 243 | 7286 | Rate Constraint in lbs/MMBtu | FALSE | L | Annual | Net Emissions Allowance Position | Thousand Tons | 0 | 0 | 0 | 0 | 0 | 0 | 0 | 0
CT Fac. Spec. - NOX Rate Winter v.4.10 Final, Unit 2353 and retrofits | 243 | 7286 | Rate Constraint in lbs/MMBtu | FALSE | L | Annual | Fuel Consumed | TBtu | 0 | 0 | 0 | 0 | 0 | 0 | 0 | 0
CT Fac. Spec. - NOX Rate Winter v.4.10 Final, Unit 2353 and retrofits | 243 | 7286 | Rate Constraint in lbs/MMBtu | FALSE | L | Annual | Rate | lb/MMBtu | 0 | 0 | 0 | 0 | 0 | 0 | 0 | 0
CT Fac. Spec. - NOX Rate Winter v.4.10 Final, Unit 2353 and retrofits | 243 | 7286 | Rate Constraint in lbs/MMBtu | FALSE | L | Annual | Generation | TWh | 0 | 0 | 0 | 0 | 0 | 0 | 0 | 0
CT Fac. Spec. - NOX Rate Winter v.4.10 Final, Unit 2353 and retrofits | 243 | 7286 | Rate Constraint in lbs/MMBtu | FALSE | L | Annual | Qualifying Generation | TWh | 0 | 0 | 0 | 0 | 0 | 0 | 0 | 0
CT Fac. Spec. - NOX Rate Winter v.4.10 Final, Unit 2353 and retrofits | 243 | 7286 | Rate Constraint in lbs/MMBtu | FALSE | L | Annual | Rate | lb/MWh | 0 | 0 | 0 | 0 | 0 | 0 | 0 | 0
CT Fac. Spec. - NOX Rate Winter v.4.10 Final, Unit 2353 and retrofits | 243 | 7286 | Rate Constraint in lbs/MMBtu | FALSE | L | Annual | Constraint Shadow Price | US2019$/Ton | 0 | 0 | 0 | 0 | 0 | 0 | 0 | 0
CT Fac. Spec. - NOX Rate Winter v.4.10 Final, Unit 2354 and retrofits | 244 | 7286 | Rate Constraint in lbs/MMBtu | FALSE | L | Annual | Seasons Included | Seasons | Winter, WintShld | Winter, WintShld | Winter, WintShld | Winter, WintShld | Winter, WintShld | Winter, WintShld | Winter, WintShld | Winter, WintShld
CT Fac. Spec. - NOX Rate Winter v.4.10 Final, Unit 2354 and retrofits | 244 | 7286 | Rate Constraint in lbs/MMBtu | FALSE | L | Annual | Standard NOX | lb/MMBtu | 0.15 | 0.15 | 0.15 | 0.15 | 0.15 | 0.15 | 0.15 | 0.15
CT Fac. Spec. - NOX Rate Winter v.4.10 Final, Unit 2354 and retrofits | 244 | 7286 | Rate Constraint in lbs/MMBtu | FALSE | L | Annual | Emissions at Affected Plants NOX | Thousand Tons | 0 | 0 | 0 | 0 | 0 | 0 | 0 | 0
CT Fac. Spec. - NOX Rate Winter v.4.10 Final, Unit 2354 and retrofits | 244 | 7286 | Rate Constraint in lbs/MMBtu | FALSE | L | Annual | Allowances Purchased NOX | Thousand Tons | 0 | 0 | 0 | 0 | 0 | 0 | 0 | 0
CT Fac. Spec. - NOX Rate Winter v.4.10 Final, Unit 2354 and retrofits | 244 | 7286 | Rate Constraint in lbs/MMBtu | FALSE | L | Annual | Allowances Sold NOX | Thousand Tons | 0 | 0 | 0 | 0 | 0 | 0 | 0 | 0
CT Fac. Spec. - NOX Rate Winter v.4.10 Final, Unit 2354 and retrofits | 244 | 7286 | Rate Constraint in lbs/MMBtu | FALSE | L | Annual | Allowances Banked | Thousand Tons | 0 | 0 | 0 | 0 | 0 | 0 | 0 | 0
CT Fac. Spec. - NOX Rate Winter v.4.10 Final, Unit 2354 and retrofits | 244 | 7286 | Rate Constraint in lbs/MMBtu | FALSE | L | Annual | Allowances Withdrawn (1:1) | Thousand Tons | 0 | 0 | 0 | 0 | 0 | 0 | 0 | 0
CT Fac. Spec. - NOX Rate Winter v.4.10 Final, Unit 2354 and retrofits | 244 | 7286 | Rate Constraint in lbs/MMBtu | FALSE | L | Annual | Allowances Withdrawn (n:1) | Thousand Tons | 0 | 0 | 0 | 0 | 0 | 0 | 0 | 0
CT Fac. Spec. - NOX Rate Winter v.4.10 Final, Unit 2354 and retrofits | 244 | 7286 | Rate Constraint in lbs/MMBtu | FALSE | L | Annual | Net Emissions Allowance Position | Thousand Tons | 0 | 0 | 0 | 0 | 0 | 0 | 0 | 0
CT Fac. Spec. - NOX Rate Winter v.4.10 Final, Unit 2354 and retrofits | 244 | 7286 | Rate Constraint in lbs/MMBtu | FALSE | L | Annual | Fuel Consumed | TBtu | 0 | 0 | 0 | 0 | 0 | 0 | 0 | 0
CT Fac. Spec. - NOX Rate Winter v.4.10 Final, Unit 2354 and retrofits | 244 | 7286 | Rate Constraint in lbs/MMBtu | FALSE | L | Annual | Rate | lb/MMBtu | 0 | 0 | 0 | 0 | 0 | 0 | 0 | 0
CT Fac. Spec. - NOX Rate Winter v.4.10 Final, Unit 2354 and retrofits | 244 | 7286 | Rate Constraint in lbs/MMBtu | FALSE | L | Annual | Generation | TWh | 0 | 0 | 0 | 0 | 0 | 0 | 0 | 0
CT Fac. Spec. - NOX Rate Winter v.4.10 Final, Unit 2354 and retrofits | 244 | 7286 | Rate Constraint in lbs/MMBtu | FALSE | L | Annual | Qualifying Generation | TWh | 0 | 0 | 0 | 0 | 0 | 0 | 0 | 0
CT Fac. Spec. - NOX Rate Winter v.4.10 Final, Unit 2354 and retrofits | 244 | 7286 | Rate Constraint in lbs/MMBtu | FALSE | L | Annual | Rate | lb/MWh | 0 | 0 | 0 | 0 | 0 | 0 | 0 | 0
CT Fac. Spec. - NOX Rate Winter v.4.10 Final, Unit 2354 and retrofits | 244 | 7286 | Rate Constraint in lbs/MMBtu | FALSE | L | Annual | Constraint Shadow Price | US2019$/Ton | 0 | 0 | 0 | 0 | 0 | 0 | 0 | 0
CT Fac. Spec. - SO2 Rate Annual Non-Title IV v3.1, Unit 48 and retrofits | 245 | 7288 | Rate Constraint in lbs/MMBtu | FALSE | L | Annual | Seasons Included | Seasons | Winter, WintShld, Summer | Winter, WintShld, Summer | Winter, WintShld, Summer | Winter, WintShld, Summer | Winter, WintShld, Summer | Winter, WintShld, Summer | Winter, WintShld, Summer | Winter, WintShld, Summer
CT Fac. Spec. - SO2 Rate Annual Non-Title IV v3.1, Unit 48 and retrofits | 245 | 7288 | Rate Constraint in lbs/MMBtu | FALSE | L | Annual | Standard SO2 | lb/MMBtu | 0.55 | 0.55 | 0.55 | 0.55 | 0.55 | 0.55 | 0.55 | 0.55
CT Fac. Spec. - SO2 Rate Annual Non-Title IV v3.1, Unit 48 and retrofits | 245 | 7288 | Rate Constraint in lbs/MMBtu | FALSE | L | Annual | Emissions at Affected Plants SO2 | Thousand Tons | 0.016121 | 0 | 0 | 0 | 0 | 0 | 0 | 0
CT Fac. Spec. - SO2 Rate Annual Non-Title IV v3.1, Unit 48 and retrofits | 245 | 7288 | Rate Constraint in lbs/MMBtu | FALSE | L | Annual | Allowances Purchased SO2 | Thousand Tons | 0 | 0 | 0 | 0 | 0 | 0 | 0 | 0
CT Fac. Spec. - SO2 Rate Annual Non-Title IV v3.1, Unit 48 and retrofits | 245 | 7288 | Rate Constraint in lbs/MMBtu | FALSE | L | Annual | Allowances Sold SO2 | Thousand Tons | 0 | 0 | 0 | 0 | 0 | 0 | 0 | 0
CT Fac. Spec. - SO2 Rate Annual Non-Title IV v3.1, Unit 48 and retrofits | 245 | 7288 | Rate Constraint in lbs/MMBtu | FALSE | L | Annual | Allowances Banked | Thousand Tons | 0 | 0 | 0 | 0 | 0 | 0 | 0 | 0
CT Fac. Spec. - SO2 Rate Annual Non-Title IV v3.1, Unit 48 and retrofits | 245 | 7288 | Rate Constraint in lbs/MMBtu | FALSE | L | Annual | Allowances Withdrawn (1:1) | Thousand Tons | 0 | 0 | 0 | 0 | 0 | 0 | 0 | 0
CT Fac. Spec. - SO2 Rate Annual Non-Title IV v3.1, Unit 48 and retrofits | 245 | 7288 | Rate Constraint in lbs/MMBtu | FALSE | L | Annual | Allowances Withdrawn (n:1) | Thousand Tons | 0 | 0 | 0 | 0 | 0 | 0 | 0 | 0
CT Fac. Spec. - SO2 Rate Annual Non-Title IV v3.1, Unit 48 and retrofits | 245 | 7288 | Rate Constraint in lbs/MMBtu | FALSE | L | Annual | Net Emissions Allowance Position | Thousand Tons | 0.016121 | 0 | 0 | 0 | 0 | 0 | 0 | 0
CT Fac. Spec. - SO2 Rate Annual Non-Title IV v3.1, Unit 48 and retrofits | 245 | 7288 | Rate Constraint in lbs/MMBtu | FALSE | L | Annual | Fuel Consumed | TBtu | 4.0302 | 0 | 0 | 0 | 0 | 0 | 0 | 0
CT Fac. Spec. - SO2 Rate Annual Non-Title IV v3.1, Unit 48 and retrofits | 245 | 7288 | Rate Constraint in lbs/MMBtu | FALSE | L | Annual | Rate | lb/MMBtu | 0.008 | 0 | 0 | 0 | 0 | 0 | 0 | 0
CT Fac. Spec. - SO2 Rate Annual Non-Title IV v3.1, Unit 48 and retrofits | 245 | 7288 | Rate Constraint in lbs/MMBtu | FALSE | L | Annual | Generation | TWh | 0.27629 | 0 | 0 | 0 | 0 | 0 | 0 | 0
CT Fac. Spec. - SO2 Rate Annual Non-Title IV v3.1, Unit 48 and retrofits | 245 | 7288 | Rate Constraint in lbs/MMBtu | FALSE | L | Annual | Qualifying Generation | TWh | 0.27629 | 0 | 0 | 0 | 0 | 0 | 0 | 0
CT Fac. Spec. - SO2 Rate Annual Non-Title IV v3.1, Unit 48 and retrofits | 245 | 7288 | Rate Constraint in lbs/MMBtu | FALSE | L | Annual | Rate | lb/MWh | 0.1167 | 0 | 0 | 0 | 0 | 0 | 0 | 0
CT Fac. Spec. - SO2 Rate Annual Non-Title IV v3.1, Unit 48 and retrofits | 245 | 7288 | Rate Constraint in lbs/MMBtu | FALSE | L | Annual | Constraint Shadow Price | US2019$/Ton | 0 | 0 | 0 | 0 | 0 | 0 | 0 | 0
CT Fac. Spec. - SO2 Rate Annual v3.1, Unit 2230 and retrofits | 246 | 7287 | Rate Constraint in lbs/MMBtu | FALSE | L | Annual | Seasons Included | Seasons | Winter, WintShld, Summer | Winter, WintShld, Summer | Winter, WintShld, Summer | Winter, WintShld, Summer | Winter, WintShld, Summer | Winter, WintShld, Summer | Winter, WintShld, Summer | Winter, WintShld, Summer
CT Fac. Spec. - SO2 Rate Annual v3.1, Unit 2230 and retrofits | 246 | 7287 | Rate Constraint in lbs/MMBtu | FALSE | L | Annual | Standard SO2 | lb/MMBtu | 0.33 | 0.33 | 0.33 | 0.33 | 0.33 | 0.33 | 0.33 | 0.33
CT Fac. Spec. - SO2 Rate Annual v3.1, Unit 2230 and retrofits | 246 | 7287 | Rate Constraint in lbs/MMBtu | FALSE | L | Annual | Emissions at Affected Plants SO2 | Thousand Tons | 0 | 0 | 0 | 0 | 0 | 0 | 0 | 0
CT Fac. Spec. - SO2 Rate Annual v3.1, Unit 2230 and retrofits | 246 | 7287 | Rate Constraint in lbs/MMBtu | FALSE | L | Annual | Allowances Purchased SO2 | Thousand Tons | 0 | 0 | 0 | 0 | 0 | 0 | 0 | 0
CT Fac. Spec. - SO2 Rate Annual v3.1, Unit 2230 and retrofits | 246 | 7287 | Rate Constraint in lbs/MMBtu | FALSE | L | Annual | Allowances Sold SO2 | Thousand Tons | 0 | 0 | 0 | 0 | 0 | 0 | 0 | 0
CT Fac. Spec. - SO2 Rate Annual v3.1, Unit 2230 and retrofits | 246 | 7287 | Rate Constraint in lbs/MMBtu | FALSE | L | Annual | Allowances Banked | Thousand Tons | 0 | 0 | 0 | 0 | 0 | 0 | 0 | 0
CT Fac. Spec. - SO2 Rate Annual v3.1, Unit 2230 and retrofits | 246 | 7287 | Rate Constraint in lbs/MMBtu | FALSE | L | Annual | Allowances Withdrawn (1:1) | Thousand Tons | 0 | 0 | 0 | 0 | 0 | 0 | 0 | 0
CT Fac. Spec. - SO2 Rate Annual v3.1, Unit 2230 and retrofits | 246 | 7287 | Rate Constraint in lbs/MMBtu | FALSE | L | Annual | Allowances Withdrawn (n:1) | Thousand Tons | 0 | 0 | 0 | 0 | 0 | 0 | 0 | 0
CT Fac. Spec. - SO2 Rate Annual v3.1, Unit 2230 and retrofits | 246 | 7287 | Rate Constraint in lbs/MMBtu | FALSE | L | Annual | Net Emissions Allowance Position | Thousand Tons | 0 | 0 | 0 | 0 | 0 | 0 | 0 | 0
CT Fac. Spec. - SO2 Rate Annual v3.1, Unit 2230 and retrofits | 246 | 7287 | Rate Constraint in lbs/MMBtu | FALSE | L | Annual | Fuel Consumed | TBtu | 0 | 0 | 0 | 0 | 0 | 0 | 0 | 0
CT Fac. Spec. - SO2 Rate Annual v3.1, Unit 2230 and retrofits | 246 | 7287 | Rate Constraint in lbs/MMBtu | FALSE | L | Annual | Rate | lb/MMBtu | 0 | 0 | 0 | 0 | 0 | 0 | 0 | 0
CT Fac. Spec. - SO2 Rate Annual v3.1, Unit 2230 and retrofits | 246 | 7287 | Rate Constraint in lbs/MMBtu | FALSE | L | Annual | Generation | TWh | 0 | 0 | 0 | 0 | 0 | 0 | 0 | 0
CT Fac. Spec. - SO2 Rate Annual v3.1, Unit 2230 and retrofits | 246 | 7287 | Rate Constraint in lbs/MMBtu | FALSE | L | Annual | Qualifying Generation | TWh | 0 | 0 | 0 | 0 | 0 | 0 | 0 | 0
CT Fac. Spec. - SO2 Rate Annual v3.1, Unit 2230 and retrofits | 246 | 7287 | Rate Constraint in lbs/MMBtu | FALSE | L | Annual | Rate | lb/MWh | 0 | 0 | 0 | 0 | 0 | 0 | 0 | 0
CT Fac. Spec. - SO2 Rate Annual v3.1, Unit 2230 and retrofits | 246 | 7287 | Rate Constraint in lbs/MMBtu | FALSE | L | Annual | Constraint Shadow Price | US2019$/Ton | 0 | 0 | 0 | 0 | 0 | 0 | 0 | 0
CT Fac. Spec. - SO2 Rate Annual v3.1, Unit 2231 and retrofits | 247 | 7287 | Rate Constraint in lbs/MMBtu | FALSE | L | Annual | Seasons Included | Seasons | Winter, WintShld, Summer | Winter, WintShld, Summer | Winter, WintShld, Summer | Winter, WintShld, Summer | Winter, WintShld, Summer | Winter, WintShld, Summer | Winter, WintShld, Summer | Winter, WintShld, Summer
CT Fac. Spec. - SO2 Rate Annual v3.1, Unit 2231 and retrofits | 247 | 7287 | Rate Constraint in lbs/MMBtu | FALSE | L | Annual | Standard SO2 | lb/MMBtu | 0.33 | 0.33 | 0.33 | 0.33 | 0.33 | 0.33 | 0.33 | 0.33
CT Fac. Spec. - SO2 Rate Annual v3.1, Unit 2231 and retrofits | 247 | 7287 | Rate Constraint in lbs/MMBtu | FALSE | L | Annual | Emissions at Affected Plants SO2 | Thousand Tons | 0 | 0 | 0 | 0 | 0 | 0 | 0 | 0
CT Fac. Spec. - SO2 Rate Annual v3.1, Unit 2231 and retrofits | 247 | 7287 | Rate Constraint in lbs/MMBtu | FALSE | L | Annual | Allowances Purchased SO2 | Thousand Tons | 0 | 0 | 0 | 0 | 0 | 0 | 0 | 0
CT Fac. Spec. - SO2 Rate Annual v3.1, Unit 2231 and retrofits | 247 | 7287 | Rate Constraint in lbs/MMBtu | FALSE | L | Annual | Allowances Sold SO2 | Thousand Tons | 0 | 0 | 0 | 0 | 0 | 0 | 0 | 0
CT Fac. Spec. - SO2 Rate Annual v3.1, Unit 2231 and retrofits | 247 | 7287 | Rate Constraint in lbs/MMBtu | FALSE | L | Annual | Allowances Banked | Thousand Tons | 0 | 0 | 0 | 0 | 0 | 0 | 0 | 0
CT Fac. Spec. - SO2 Rate Annual v3.1, Unit 2231 and retrofits | 247 | 7287 | Rate Constraint in lbs/MMBtu | FALSE | L | Annual | Allowances Withdrawn (1:1) | Thousand Tons | 0 | 0 | 0 | 0 | 0 | 0 | 0 | 0
CT Fac. Spec. - SO2 Rate Annual v3.1, Unit 2231 and retrofits | 247 | 7287 | Rate Constraint in lbs/MMBtu | FALSE | L | Annual | Allowances Withdrawn (n:1) | Thousand Tons | 0 | 0 | 0 | 0 | 0 | 0 | 0 | 0
CT Fac. Spec. - SO2 Rate Annual v3.1, Unit 2231 and retrofits | 247 | 7287 | Rate Constraint in lbs/MMBtu | FALSE | L | Annual | Net Emissions Allowance Position | Thousand Tons | 0 | 0 | 0 | 0 | 0 | 0 | 0 | 0
CT Fac. Spec. - SO2 Rate Annual v3.1, Unit 2231 and retrofits | 247 | 7287 | Rate Constraint in lbs/MMBtu | FALSE | L | Annual | Fuel Consumed | TBtu | 0 | 0 | 0 | 0 | 0 | 0 | 0 | 0
CT Fac. Spec. - SO2 Rate Annual v3.1, Unit 2231 and retrofits | 247 | 7287 | Rate Constraint in lbs/MMBtu | FALSE | L | Annual | Rate | lb/MMBtu | 0 | 0 | 0 | 0 | 0 | 0 | 0 | 0
CT Fac. Spec. - SO2 Rate Annual v3.1, Unit 2231 and retrofits | 247 | 7287 | Rate Constraint in lbs/MMBtu | FALSE | L | Annual | Generation | TWh | 0 | 0 | 0 | 0 | 0 | 0 | 0 | 0
CT Fac. Spec. - SO2 Rate Annual v3.1, Unit 2231 and retrofits | 247 | 7287 | Rate Constraint in lbs/MMBtu | FALSE | L | Annual | Qualifying Generation | TWh | 0 | 0 | 0 | 0 | 0 | 0 | 0 | 0
CT Fac. Spec. - SO2 Rate Annual v3.1, Unit 2231 and retrofits | 247 | 7287 | Rate Constraint in lbs/MMBtu | FALSE | L | Annual | Rate | lb/MWh | 0 | 0 | 0 | 0 | 0 | 0 | 0 | 0
CT Fac. Spec. - SO2 Rate Annual v3.1, Unit 2231 and retrofits | 247 | 7287 | Rate Constraint in lbs/MMBtu | FALSE | L | Annual | Constraint Shadow Price | US2019$/Ton | 0 | 0 | 0 | 0 | 0 | 0 | 0 | 0
CT Fac. Spec. - SO2 Rate Annual v3.1, Unit 2351 and retrofits | 248 | 7287 | Rate Constraint in lbs/MMBtu | FALSE | L | Annual | Seasons Included | Seasons | Winter, WintShld, Summer | Winter, WintShld, Summer | Winter, WintShld, Summer | Winter, WintShld, Summer | Winter, WintShld, Summer | Winter, WintShld, Summer | Winter, WintShld, Summer | Winter, WintShld, Summer
CT Fac. Spec. - SO2 Rate Annual v3.1, Unit 2351 and retrofits | 248 | 7287 | Rate Constraint in lbs/MMBtu | FALSE | L | Annual | Standard SO2 | lb/MMBtu | 0.33 | 0.33 | 0.33 | 0.33 | 0.33 | 0.33 | 0.33 | 0.33
CT Fac. Spec. - SO2 Rate Annual v3.1, Unit 2351 and retrofits | 248 | 7287 | Rate Constraint in lbs/MMBtu | FALSE | L | Annual | Emissions at Affected Plants SO2 | Thousand Tons | 0 | 0 | 0 | 0 | 0 | 0 | 0 | 0
CT Fac. Spec. - SO2 Rate Annual v3.1, Unit 2351 and retrofits | 248 | 7287 | Rate Constraint in lbs/MMBtu | FALSE | L | Annual | Allowances Purchased SO2 | Thousand Tons | 0 | 0 | 0 | 0 | 0 | 0 | 0 | 0
CT Fac. Spec. - SO2 Rate Annual v3.1, Unit 2351 and retrofits | 248 | 7287 | Rate Constraint in lbs/MMBtu | FALSE | L | Annual | Allowances Sold SO2 | Thousand Tons | 0 | 0 | 0 | 0 | 0 | 0 | 0 | 0
CT Fac. Spec. - SO2 Rate Annual v3.1, Unit 2351 and retrofits | 248 | 7287 | Rate Constraint in lbs/MMBtu | FALSE | L | Annual | Allowances Banked | Thousand Tons | 0 | 0 | 0 | 0 | 0 | 0 | 0 | 0
CT Fac. Spec. - SO2 Rate Annual v3.1, Unit 2351 and retrofits | 248 | 7287 | Rate Constraint in lbs/MMBtu | FALSE | L | Annual | Allowances Withdrawn (1:1) | Thousand Tons | 0 | 0 | 0 | 0 | 0 | 0 | 0 | 0
CT Fac. Spec. - SO2 Rate Annual v3.1, Unit 2351 and retrofits | 248 | 7287 | Rate Constraint in lbs/MMBtu | FALSE | L | Annual | Allowances Withdrawn (n:1) | Thousand Tons | 0 | 0 | 0 | 0 | 0 | 0 | 0 | 0
CT Fac. Spec. - SO2 Rate Annual v3.1, Unit 2351 and retrofits | 248 | 7287 | Rate Constraint in lbs/MMBtu | FALSE | L | Annual | Net Emissions Allowance Position | Thousand Tons | 0 | 0 | 0 | 0 | 0 | 0 | 0 | 0
CT Fac. Spec. - SO2 Rate Annual v3.1, Unit 2351 and retrofits | 248 | 7287 | Rate Constraint in lbs/MMBtu | FALSE | L | Annual | Fuel Consumed | TBtu | 0 | 0 | 0 | 0 | 0 | 0 | 0 | 0
CT Fac. Spec. - SO2 Rate Annual v3.1, Unit 2351 and retrofits | 248 | 7287 | Rate Constraint in lbs/MMBtu | FALSE | L | Annual | Rate | lb/MMBtu | 0 | 0 | 0 | 0 | 0 | 0 | 0 | 0
CT Fac. Spec. - SO2 Rate Annual v3.1, Unit 2351 and retrofits | 248 | 7287 | Rate Constraint in lbs/MMBtu | FALSE | L | Annual | Generation | TWh | 0 | 0 | 0 | 0 | 0 | 0 | 0 | 0
CT Fac. Spec. - SO2 Rate Annual v3.1, Unit 2351 and retrofits | 248 | 7287 | Rate Constraint in lbs/MMBtu | FALSE | L | Annual | Qualifying Generation | TWh | 0 | 0 | 0 | 0 | 0 | 0 | 0 | 0
CT Fac. Spec. - SO2 Rate Annual v3.1, Unit 2351 and retrofits | 248 | 7287 | Rate Constraint in lbs/MMBtu | FALSE | L | Annual | Rate | lb/MWh | 0 | 0 | 0 | 0 | 0 | 0 | 0 | 0
CT Fac. Spec. - SO2 Rate Annual v3.1, Unit 2351 and retrofits | 248 | 7287 | Rate Constraint in lbs/MMBtu | FALSE | L | Annual | Constraint Shadow Price | US2019$/Ton | 0 | 0 | 0 | 0 | 0 | 0 | 0 | 0
CT Fac. Spec. - SO2 Rate Annual v3.1, Unit 2352 and retrofits | 249 | 7287 | Rate Constraint in lbs/MMBtu | FALSE | L | Annual | Seasons Included | Seasons | Winter, WintShld, Summer | Winter, WintShld, Summer | Winter, WintShld, Summer | Winter, WintShld, Summer | Winter, WintShld, Summer | Winter, WintShld, Summer | Winter, WintShld, Summer | Winter, WintShld, Summer
CT Fac. Spec. - SO2 Rate Annual v3.1, Unit 2352 and retrofits | 249 | 7287 | Rate Constraint in lbs/MMBtu | FALSE | L | Annual | Standard SO2 | lb/MMBtu | 0.33 | 0.33 | 0.33 | 0.33 | 0.33 | 0.33 | 0.33 | 0.33
CT Fac. Spec. - SO2 Rate Annual v3.1, Unit 2352 and retrofits | 249 | 7287 | Rate Constraint in lbs/MMBtu | FALSE | L | Annual | Emissions at Affected Plants SO2 | Thousand Tons | 0 | 0 | 0 | 0 | 0 | 0 | 0 | 0
CT Fac. Spec. - SO2 Rate Annual v3.1, Unit 2352 and retrofits | 249 | 7287 | Rate Constraint in lbs/MMBtu | FALSE | L | Annual | Allowances Purchased SO2 | Thousand Tons | 0 | 0 | 0 | 0 | 0 | 0 | 0 | 0
CT Fac. Spec. - SO2 Rate Annual v3.1, Unit 2352 and retrofits | 249 | 7287 | Rate Constraint in lbs/MMBtu | FALSE | L | Annual | Allowances Sold SO2 | Thousand Tons | 0 | 0 | 0 | 0 | 0 | 0 | 0 | 0
CT Fac. Spec. - SO2 Rate Annual v3.1, Unit 2352 and retrofits | 249 | 7287 | Rate Constraint in lbs/MMBtu | FALSE | L | Annual | Allowances Banked | Thousand Tons | 0 | 0 | 0 | 0 | 0 | 0 | 0 | 0
CT Fac. Spec. - SO2 Rate Annual v3.1, Unit 2352 and retrofits | 249 | 7287 | Rate Constraint in lbs/MMBtu | FALSE | L | Annual | Allowances Withdrawn (1:1) | Thousand Tons | 0 | 0 | 0 | 0 | 0 | 0 | 0 | 0
CT Fac. Spec. - SO2 Rate Annual v3.1, Unit 2352 and retrofits | 249 | 7287 | Rate Constraint in lbs/MMBtu | FALSE | L | Annual | Allowances Withdrawn (n:1) | Thousand Tons | 0 | 0 | 0 | 0 | 0 | 0 | 0 | 0
CT Fac. Spec. - SO2 Rate Annual v3.1, Unit 2352 and retrofits | 249 | 7287 | Rate Constraint in lbs/MMBtu | FALSE | L | Annual | Net Emissions Allowance Position | Thousand Tons | 0 | 0 | 0 | 0 | 0 | 0 | 0 | 0
CT Fac. Spec. - SO2 Rate Annual v3.1, Unit 2352 and retrofits | 249 | 7287 | Rate Constraint in lbs/MMBtu | FALSE | L | Annual | Fuel Consumed | TBtu | 0 | 0 | 0 | 0 | 0 | 0 | 0 | 0
CT Fac. Spec. - SO2 Rate Annual v3.1, Unit 2352 and retrofits | 249 | 7287 | Rate Constraint in lbs/MMBtu | FALSE | L | Annual | Rate | lb/MMBtu | 0 | 0 | 0 | 0 | 0 | 0 | 0 | 0
CT Fac. Spec. - SO2 Rate Annual v3.1, Unit 2352 and retrofits | 249 | 7287 | Rate Constraint in lbs/MMBtu | FALSE | L | Annual | Generation | TWh | 0 | 0 | 0 | 0 | 0 | 0 | 0 | 0
CT Fac. Spec. - SO2 Rate Annual v3.1, Unit 2352 and retrofits | 249 | 7287 | Rate Constraint in lbs/MMBtu | FALSE | L | Annual | Qualifying Generation | TWh | 0 | 0 | 0 | 0 | 0 | 0 | 0 | 0
CT Fac. Spec. - SO2 Rate Annual v3.1, Unit 2352 and retrofits | 249 | 7287 | Rate Constraint in lbs/MMBtu | FALSE | L | Annual | Rate | lb/MWh | 0 | 0 | 0 | 0 | 0 | 0 | 0 | 0
CT Fac. Spec. - SO2 Rate Annual v3.1, Unit 2352 and retrofits | 249 | 7287 | Rate Constraint in lbs/MMBtu | FALSE | L | Annual | Constraint Shadow Price | US2019$/Ton | 0 | 0 | 0 | 0 | 0 | 0 | 0 | 0
CT Fac. Spec. - SO2 Rate Annual v3.1, Unit 2353 and retrofits | 250 | 7287 | Rate Constraint in lbs/MMBtu | FALSE | L | Annual | Seasons Included | Seasons | Winter, WintShld, Summer | Winter, WintShld, Summer | Winter, WintShld, Summer | Winter, WintShld, Summer | Winter, WintShld, Summer | Winter, WintShld, Summer | Winter, WintShld, Summer | Winter, WintShld, Summer
CT Fac. Spec. - SO2 Rate Annual v3.1, Unit 2353 and retrofits | 250 | 7287 | Rate Constraint in lbs/MMBtu | FALSE | L | Annual | Standard SO2 | lb/MMBtu | 0.33 | 0.33 | 0.33 | 0.33 | 0.33 | 0.33 | 0.33 | 0.33
CT Fac. Spec. - SO2 Rate Annual v3.1, Unit 2353 and retrofits | 250 | 7287 | Rate Constraint in lbs/MMBtu | FALSE | L | Annual | Emissions at Affected Plants SO2 | Thousand Tons | 0 | 0 | 0 | 0 | 0 | 0 | 0 | 0
CT Fac. Spec. - SO2 Rate Annual v3.1, Unit 2353 and retrofits | 250 | 7287 | Rate Constraint in lbs/MMBtu | FALSE | L | Annual | Allowances Purchased SO2 | Thousand Tons | 0 | 0 | 0 | 0 | 0 | 0 | 0 | 0
CT Fac. Spec. - SO2 Rate Annual v3.1, Unit 2353 and retrofits | 250 | 7287 | Rate Constraint in lbs/MMBtu | FALSE | L | Annual | Allowances Sold SO2 | Thousand Tons | 0 | 0 | 0 | 0 | 0 | 0 | 0 | 0
CT Fac. Spec. - SO2 Rate Annual v3.1, Unit 2353 and retrofits | 250 | 7287 | Rate Constraint in lbs/MMBtu | FALSE | L | Annual | Allowances Banked | Thousand Tons | 0 | 0 | 0 | 0 | 0 | 0 | 0 | 0
CT Fac. Spec. - SO2 Rate Annual v3.1, Unit 2353 and retrofits | 250 | 7287 | Rate Constraint in lbs/MMBtu | FALSE | L | Annual | Allowances Withdrawn (1:1) | Thousand Tons | 0 | 0 | 0 | 0 | 0 | 0 | 0 | 0
CT Fac. Spec. - SO2 Rate Annual v3.1, Unit 2353 and retrofits | 250 | 7287 | Rate Constraint in lbs/MMBtu | FALSE | L | Annual | Allowances Withdrawn (n:1) | Thousand Tons | 0 | 0 | 0 | 0 | 0 | 0 | 0 | 0
CT Fac. Spec. - SO2 Rate Annual v3.1, Unit 2353 and retrofits | 250 | 7287 | Rate Constraint in lbs/MMBtu | FALSE | L | Annual | Net Emissions Allowance Position | Thousand Tons | 0 | 0 | 0 | 0 | 0 | 0 | 0 | 0
CT Fac. Spec. - SO2 Rate Annual v3.1, Unit 2353 and retrofits | 250 | 7287 | Rate Constraint in lbs/MMBtu | FALSE | L | Annual | Fuel Consumed | TBtu | 0 | 0 | 0 | 0 | 0 | 0 | 0 | 0
CT Fac. Spec. - SO2 Rate Annual v3.1, Unit 2353 and retrofits | 250 | 7287 | Rate Constraint in lbs/MMBtu | FALSE | L | Annual | Rate | lb/MMBtu | 0 | 0 | 0 | 0 | 0 | 0 | 0 | 0
CT Fac. Spec. - SO2 Rate Annual v3.1, Unit 2353 and retrofits | 250 | 7287 | Rate Constraint in lbs/MMBtu | FALSE | L | Annual | Generation | TWh | 0 | 0 | 0 | 0 | 0 | 0 | 0 | 0
CT Fac. Spec. - SO2 Rate Annual v3.1, Unit 2353 and retrofits | 250 | 7287 | Rate Constraint in lbs/MMBtu | FALSE | L | Annual | Qualifying Generation | TWh | 0 | 0 | 0 | 0 | 0 | 0 | 0 | 0
CT Fac. Spec. - SO2 Rate Annual v3.1, Unit 2353 and retrofits | 250 | 7287 | Rate Constraint in lbs/MMBtu | FALSE | L | Annual | Rate | lb/MWh | 0 | 0 | 0 | 0 | 0 | 0 | 0 | 0
CT Fac. Spec. - SO2 Rate Annual v3.1, Unit 2353 and retrofits | 250 | 7287 | Rate Constraint in lbs/MMBtu | FALSE | L | Annual | Constraint Shadow Price | US2019$/Ton | 0 | 0 | 0 | 0 | 0 | 0 | 0 | 0
CT Fac. Spec. - SO2 Rate Annual v3.1, Unit 2354 and retrofits | 251 | 7287 | Rate Constraint in lbs/MMBtu | FALSE | L | Annual | Seasons Included | Seasons | Winter, WintShld, Summer | Winter, WintShld, Summer | Winter, WintShld, Summer | Winter, WintShld, Summer | Winter, WintShld, Summer | Winter, WintShld, Summer | Winter, WintShld, Summer | Winter, WintShld, Summer
CT Fac. Spec. - SO2 Rate Annual v3.1, Unit 2354 and retrofits | 251 | 7287 | Rate Constraint in lbs/MMBtu | FALSE | L | Annual | Standard SO2 | lb/MMBtu | 0.33 | 0.33 | 0.33 | 0.33 | 0.33 | 0.33 | 0.33 | 0.33
CT Fac. Spec. - SO2 Rate Annual v3.1, Unit 2354 and retrofits | 251 | 7287 | Rate Constraint in lbs/MMBtu | FALSE | L | Annual | Emissions at Affected Plants SO2 | Thousand Tons | 0 | 0 | 0 | 0 | 0 | 0 | 0 | 0
CT Fac. Spec. - SO2 Rate Annual v3.1, Unit 2354 and retrofits | 251 | 7287 | Rate Constraint in lbs/MMBtu | FALSE | L | Annual | Allowances Purchased SO2 | Thousand Tons | 0 | 0 | 0 | 0 | 0 | 0 | 0 | 0
CT Fac. Spec. - SO2 Rate Annual v3.1, Unit 2354 and retrofits | 251 | 7287 | Rate Constraint in lbs/MMBtu | FALSE | L | Annual | Allowances Sold SO2 | Thousand Tons | 0 | 0 | 0 | 0 | 0 | 0 | 0 | 0
CT Fac. Spec. - SO2 Rate Annual v3.1, Unit 2354 and retrofits | 251 | 7287 | Rate Constraint in lbs/MMBtu | FALSE | L | Annual | Allowances Banked | Thousand Tons | 0 | 0 | 0 | 0 | 0 | 0 | 0 | 0
CT Fac. Spec. - SO2 Rate Annual v3.1, Unit 2354 and retrofits | 251 | 7287 | Rate Constraint in lbs/MMBtu | FALSE | L | Annual | Allowances Withdrawn (1:1) | Thousand Tons | 0 | 0 | 0 | 0 | 0 | 0 | 0 | 0
CT Fac. Spec. - SO2 Rate Annual v3.1, Unit 2354 and retrofits | 251 | 7287 | Rate Constraint in lbs/MMBtu | FALSE | L | Annual | Allowances Withdrawn (n:1) | Thousand Tons | 0 | 0 | 0 | 0 | 0 | 0 | 0 | 0
CT Fac. Spec. - SO2 Rate Annual v3.1, Unit 2354 and retrofits | 251 | 7287 | Rate Constraint in lbs/MMBtu | FALSE | L | Annual | Net Emissions Allowance Position | Thousand Tons | 0 | 0 | 0 | 0 | 0 | 0 | 0 | 0
CT Fac. Spec. - SO2 Rate Annual v3.1, Unit 2354 and retrofits | 251 | 7287 | Rate Constraint in lbs/MMBtu | FALSE | L | Annual | Fuel Consumed | TBtu | 0 | 0 | 0 | 0 | 0 | 0 | 0 | 0
CT Fac. Spec. - SO2 Rate Annual v3.1, Unit 2354 and retrofits | 251 | 7287 | Rate Constraint in lbs/MMBtu | FALSE | L | Annual | Rate | lb/MMBtu | 0 | 0 | 0 | 0 | 0 | 0 | 0 | 0
CT Fac. Spec. - SO2 Rate Annual v3.1, Unit 2354 and retrofits | 251 | 7287 | Rate Constraint in lbs/MMBtu | FALSE | L | Annual | Generation | TWh | 0 | 0 | 0 | 0 | 0 | 0 | 0 | 0
CT Fac. Spec. - SO2 Rate Annual v3.1, Unit 2354 and retrofits | 251 | 7287 | Rate Constraint in lbs/MMBtu | FALSE | L | Annual | Qualifying Generation | TWh | 0 | 0 | 0 | 0 | 0 | 0 | 0 | 0
CT Fac. Spec. - SO2 Rate Annual v3.1, Unit 2354 and retrofits | 251 | 7287 | Rate Constraint in lbs/MMBtu | FALSE | L | Annual | Rate | lb/MWh | 0 | 0 | 0 | 0 | 0 | 0 | 0 | 0
CT Fac. Spec. - SO2 Rate Annual v3.1, Unit 2354 and retrofits | 251 | 7287 | Rate Constraint in lbs/MMBtu | FALSE | L | Annual | Constraint Shadow Price | US2019$/Ton | 0 | 0 | 0 | 0 | 0 | 0 | 0 | 0
DE Facility Specific - Hg Annual Reduction v3.1 | 252 | 7301 | MACT Fuel Choice Floor in lbs/MMBtu | FALSE | L | Annual | Seasons Included | Seasons | Winter, WintShld, Summer | Winter, WintShld, Summer | Winter, WintShld, Summer | Winter, WintShld, Summer | Winter, WintShld, Summer | Winter, WintShld, Summer | Winter, WintShld, Summer | Winter, WintShld, Summer
DE Facility Specific - Hg Annual Reduction v3.1 | 252 | 7301 | MACT Fuel Choice Floor in lbs/MMBtu | FALSE | L | Annual | Emission Floor | lbs/MMBtu | 6e-07 | 6e-07 | 6e-07 | 6e-07 | 6e-07 | 6e-07 | 6e-07 | 6e-07
DE Facility Specific - Hg Annual Reduction v3.1 | 252 | 7301 | MACT Fuel Choice Floor in lbs/MMBtu | FALSE | L | Annual | Emissions at Affected Plants MER | lbs | 0 | 0 | 0 | 0 | 0 | 0 | 0 | 0
DE Facility Specific - Hg Annual Reduction v3.1 | 252 | 7301 | MACT Fuel Choice Floor in lbs/MMBtu | FALSE | L | Annual | Allowances Purchased MER | lbs | 0 | 0 | 0 | 0 | 0 | 0 | 0 | 0
DE Facility Specific - Hg Annual Reduction v3.1 | 252 | 7301 | MACT Fuel Choice Floor in lbs/MMBtu | FALSE | L | Annual | Allowances Sold MER | lbs | 0 | 0 | 0 | 0 | 0 | 0 | 0 | 0
DE Facility Specific - Hg Annual Reduction v3.1 | 252 | 7301 | MACT Fuel Choice Floor in lbs/MMBtu | FALSE | L | Annual | Allowances Banked | lbs | 0 | 0 | 0 | 0 | 0 | 0 | 0 | 0
DE Facility Specific - Hg Annual Reduction v3.1 | 252 | 7301 | MACT Fuel Choice Floor in lbs/MMBtu | FALSE | L | Annual | Allowances Withdrawn (1:1) | lbs | 0 | 0 | 0 | 0 | 0 | 0 | 0 | 0
DE Facility Specific - Hg Annual Reduction v3.1 | 252 | 7301 | MACT Fuel Choice Floor in lbs/MMBtu | FALSE | L | Annual | Allowances Withdrawn (n:1) | lbs | 0 | 0 | 0 | 0 | 0 | 0 | 0 | 0
DE Facility Specific - Hg Annual Reduction v3.1 | 252 | 7301 | MACT Fuel Choice Floor in lbs/MMBtu | FALSE | L | Annual | Net Emissions Allowance Position | lbs | 0 | 0 | 0 | 0 | 0 | 0 | 0 | 0
DE Facility Specific - Hg Annual Reduction v3.1 | 252 | 7301 | MACT Fuel Choice Floor in lbs/MMBtu | FALSE | L | Annual | Fuel Consumed | TBtu | 0 | 0 | 0 | 0 | 0 | 0 | 0 | 0
DE Facility Specific - Hg Annual Reduction v3.1 | 252 | 7301 | MACT Fuel Choice Floor in lbs/MMBtu | FALSE | L | Annual | Rate | lb/MMBtu | 0 | 0 | 0 | 0 | 0 | 0 | 0 | 0
DE Facility Specific - Hg Annual Reduction v3.1 | 252 | 7301 | MACT Fuel Choice Floor in lbs/MMBtu | FALSE | L | Annual | Generation | TWh | 0 | 0 | 0 | 0 | 0 | 0 | 0 | 0
DE Facility Specific - Hg Annual Reduction v3.1 | 252 | 7301 | MACT Fuel Choice Floor in lbs/MMBtu | FALSE | L | Annual | Qualifying Generation | TWh | 0 | 0 | 0 | 0 | 0 | 0 | 0 | 0
DE Facility Specific - Hg Annual Reduction v3.1 | 252 | 7301 | MACT Fuel Choice Floor in lbs/MMBtu | FALSE | L | Annual | Constraint Shadow Price | US2019$/Lb | 0 | 0 | 0 | 0 | 0 | 0 | 0 | 0
DE Facility Specific - NOx Annual Rate v3.1, Unit 2225 and retrofits | 253 | 7289 | Rate Constraint in lbs/MMBtu | FALSE | L | Annual | Seasons Included | Seasons | Winter, WintShld, Summer | Winter, WintShld, Summer | Winter, WintShld, Summer | Winter, WintShld, Summer | Winter, WintShld, Summer | Winter, WintShld, Summer | Winter, WintShld, Summer | Winter, WintShld, Summer
DE Facility Specific - NOx Annual Rate v3.1, Unit 2225 and retrofits | 253 | 7289 | Rate Constraint in lbs/MMBtu | FALSE | L | Annual | Standard NOX | lb/MMBtu | 0.125 | 0.125 | 0.125 | 0.125 | 0.125 | 0.125 | 0.125 | 0.125
DE Facility Specific - NOx Annual Rate v3.1, Unit 2225 and retrofits | 253 | 7289 | Rate Constraint in lbs/MMBtu | FALSE | L | Annual | Emissions at Affected Plants NOX | Thousand Tons | 0 | 0 | 0 | 0 | 0 | 0 | 0 | 0
DE Facility Specific - NOx Annual Rate v3.1, Unit 2225 and retrofits | 253 | 7289 | Rate Constraint in lbs/MMBtu | FALSE | L | Annual | Allowances Purchased NOX | Thousand Tons | 0 | 0 | 0 | 0 | 0 | 0 | 0 | 0
DE Facility Specific - NOx Annual Rate v3.1, Unit 2225 and retrofits | 253 | 7289 | Rate Constraint in lbs/MMBtu | FALSE | L | Annual | Allowances Sold NOX | Thousand Tons | 0 | 0 | 0 | 0 | 0 | 0 | 0 | 0
DE Facility Specific - NOx Annual Rate v3.1, Unit 2225 and retrofits | 253 | 7289 | Rate Constraint in lbs/MMBtu | FALSE | L | Annual | Allowances Banked | Thousand Tons | 0 | 0 | 0 | 0 | 0 | 0 | 0 | 0
DE Facility Specific - NOx Annual Rate v3.1, Unit 2225 and retrofits | 253 | 7289 | Rate Constraint in lbs/MMBtu | FALSE | L | Annual | Allowances Withdrawn (1:1) | Thousand Tons | 0 | 0 | 0 | 0 | 0 | 0 | 0 | 0
DE Facility Specific - NOx Annual Rate v3.1, Unit 2225 and retrofits | 253 | 7289 | Rate Constraint in lbs/MMBtu | FALSE | L | Annual | Allowances Withdrawn (n:1) | Thousand Tons | 0 | 0 | 0 | 0 | 0 | 0 | 0 | 0
DE Facility Specific - NOx Annual Rate v3.1, Unit 2225 and retrofits | 253 | 7289 | Rate Constraint in lbs/MMBtu | FALSE | L | Annual | Net Emissions Allowance Position | Thousand Tons | 0 | 0 | 0 | 0 | 0 | 0 | 0 | 0
DE Facility Specific - NOx Annual Rate v3.1, Unit 2225 and retrofits | 253 | 7289 | Rate Constraint in lbs/MMBtu | FALSE | L | Annual | Fuel Consumed | TBtu | 0 | 0 | 0 | 0 | 0 | 0 | 0 | 0
DE Facility Specific - NOx Annual Rate v3.1, Unit 2225 and retrofits | 253 | 7289 | Rate Constraint in lbs/MMBtu | FALSE | L | Annual | Rate | lb/MMBtu | 0 | 0 | 0 | 0 | 0 | 0 | 0 | 0
DE Facility Specific - NOx Annual Rate v3.1, Unit 2225 and retrofits | 253 | 7289 | Rate Constraint in lbs/MMBtu | FALSE | L | Annual | Generation | TWh | 0 | 0 | 0 | 0 | 0 | 0 | 0 | 0
DE Facility Specific - NOx Annual Rate v3.1, Unit 2225 and retrofits | 253 | 7289 | Rate Constraint in lbs/MMBtu | FALSE | L | Annual | Qualifying Generation | TWh | 0 | 0 | 0 | 0 | 0 | 0 | 0 | 0
DE Facility Specific - NOx Annual Rate v3.1, Unit 2225 and retrofits | 253 | 7289 | Rate Constraint in lbs/MMBtu | FALSE | L | Annual | Rate | lb/MWh | 0 | 0 | 0 | 0 | 0 | 0 | 0 | 0
DE Facility Specific - NOx Annual Rate v3.1, Unit 2225 and retrofits | 253 | 7289 | Rate Constraint in lbs/MMBtu | FALSE | L | Annual | Constraint Shadow Price | US2019$/Ton | 0 | 0 | 0 | 0 | 0 | 0 | 0 | 0
DE Facility Specific - NOx Annual Rate v3.1, Unit 2648 and retrofits | 254 | 7289 | Rate Constraint in lbs/MMBtu | FALSE | L | Annual | Seasons Included | Seasons | Winter, WintShld, Summer | Winter, WintShld, Summer | Winter, WintShld, Summer | Winter, WintShld, Summer | Winter, WintShld, Summer | Winter, WintShld, Summer | Winter, WintShld, Summer | Winter, WintShld, Summer
DE Facility Specific - NOx Annual Rate v3.1, Unit 2648 and retrofits | 254 | 7289 | Rate Constraint in lbs/MMBtu | FALSE | L | Annual | Standard NOX | lb/MMBtu | 0.125 | 0.125 | 0.125 | 0.125 | 0.125 | 0.125 | 0.125 | 0.125
DE Facility Specific - NOx Annual Rate v3.1, Unit 2648 and retrofits | 254 | 7289 | Rate Constraint in lbs/MMBtu | FALSE | L | Annual | Emissions at Affected Plants NOX | Thousand Tons | 0 | 0 | 0 | 0 | 0 | 0 | 0 | 0
DE Facility Specific - NOx Annual Rate v3.1, Unit 2648 and retrofits | 254 | 7289 | Rate Constraint in lbs/MMBtu | FALSE | L | Annual | Allowances Purchased NOX | Thousand Tons | 0 | 0 | 0 | 0 | 0 | 0 | 0 | 0
DE Facility Specific - NOx Annual Rate v3.1, Unit 2648 and retrofits | 254 | 7289 | Rate Constraint in lbs/MMBtu | FALSE | L | Annual | Allowances Sold NOX | Thousand Tons | 0 | 0 | 0 | 0 | 0 | 0 | 0 | 0
DE Facility Specific - NOx Annual Rate v3.1, Unit 2648 and retrofits | 254 | 7289 | Rate Constraint in lbs/MMBtu | FALSE | L | Annual | Allowances Banked | Thousand Tons | 0 | 0 | 0 | 0 | 0 | 0 | 0 | 0
DE Facility Specific - NOx Annual Rate v3.1, Unit 2648 and retrofits | 254 | 7289 | Rate Constraint in lbs/MMBtu | FALSE | L | Annual | Allowances Withdrawn (1:1) | Thousand Tons | 0 | 0 | 0 | 0 | 0 | 0 | 0 | 0
DE Facility Specific - NOx Annual Rate v3.1, Unit 2648 and retrofits | 254 | 7289 | Rate Constraint in lbs/MMBtu | FALSE | L | Annual | Allowances Withdrawn (n:1) | Thousand Tons | 0 | 0 | 0 | 0 | 0 | 0 | 0 | 0
DE Facility Specific - NOx Annual Rate v3.1, Unit 2648 and retrofits | 254 | 7289 | Rate Constraint in lbs/MMBtu | FALSE | L | Annual | Net Emissions Allowance Position | Thousand Tons | 0 | 0 | 0 | 0 | 0 | 0 | 0 | 0
DE Facility Specific - NOx Annual Rate v3.1, Unit 2648 and retrofits | 254 | 7289 | Rate Constraint in lbs/MMBtu | FALSE | L | Annual | Fuel Consumed | TBtu | 0 | 0 | 0 | 0 | 0 | 0 | 0 | 0
DE Facility Specific - NOx Annual Rate v3.1, Unit 2648 and retrofits | 254 | 7289 | Rate Constraint in lbs/MMBtu | FALSE | L | Annual | Rate | lb/MMBtu | 0 | 0 | 0 | 0 | 0 | 0 | 0 | 0
DE Facility Specific - NOx Annual Rate v3.1, Unit 2648 and retrofits | 254 | 7289 | Rate Constraint in lbs/MMBtu | FALSE | L | Annual | Generation | TWh | 0 | 0 | 0 | 0 | 0 | 0 | 0 | 0
DE Facility Specific - NOx Annual Rate v3.1, Unit 2648 and retrofits | 254 | 7289 | Rate Constraint in lbs/MMBtu | FALSE | L | Annual | Qualifying Generation | TWh | 0 | 0 | 0 | 0 | 0 | 0 | 0 | 0
DE Facility Specific - NOx Annual Rate v3.1, Unit 2648 and retrofits | 254 | 7289 | Rate Constraint in lbs/MMBtu | FALSE | L | Annual | Rate | lb/MWh | 0 | 0 | 0 | 0 | 0 | 0 | 0 | 0
DE Facility Specific - NOx Annual Rate v3.1, Unit 2648 and retrofits | 254 | 7289 | Rate Constraint in lbs/MMBtu | FALSE | L | Annual | Constraint Shadow Price | US2019$/Ton | 0 | 0 | 0 | 0 | 0 | 0 | 0 | 0
DE Facility Specific - SO2 Annual Rate v3.1, Unit 2225 and retrofits | 255 | 7295 | Rate Constraint in lbs/MMBtu | FALSE | L | Annual | Seasons Included | Seasons | Winter, WintShld, Summer | Winter, WintShld, Summer | Winter, WintShld, Summer | Winter, WintShld, Summer | Winter, WintShld, Summer | Winter, WintShld, Summer | Winter, WintShld, Summer | Winter, WintShld, Summer
DE Facility Specific - SO2 Annual Rate v3.1, Unit 2225 and retrofits | 255 | 7295 | Rate Constraint in lbs/MMBtu | FALSE | L | Annual | Standard SO2 | lb/MMBtu | 0.26 | 0.26 | 0.26 | 0.26 | 0.26 | 0.26 | 0.26 | 0.26
DE Facility Specific - SO2 Annual Rate v3.1, Unit 2225 and retrofits | 255 | 7295 | Rate Constraint in lbs/MMBtu | FALSE | L | Annual | Emissions at Affected Plants SO2 | Thousand Tons | 0 | 0 | 0 | 0 | 0 | 0 | 0 | 0
DE Facility Specific - SO2 Annual Rate v3.1, Unit 2225 and retrofits | 255 | 7295 | Rate Constraint in lbs/MMBtu | FALSE | L | Annual | Allowances Purchased SO2 | Thousand Tons | 0 | 0 | 0 | 0 | 0 | 0 | 0 | 0
DE Facility Specific - SO2 Annual Rate v3.1, Unit 2225 and retrofits | 255 | 7295 | Rate Constraint in lbs/MMBtu | FALSE | L | Annual | Allowances Sold SO2 | Thousand Tons | 0 | 0 | 0 | 0 | 0 | 0 | 0 | 0
DE Facility Specific - SO2 Annual Rate v3.1, Unit 2225 and retrofits | 255 | 7295 | Rate Constraint in lbs/MMBtu | FALSE | L | Annual | Allowances Banked | Thousand Tons | 0 | 0 | 0 | 0 | 0 | 0 | 0 | 0
DE Facility Specific - SO2 Annual Rate v3.1, Unit 2225 and retrofits | 255 | 7295 | Rate Constraint in lbs/MMBtu | FALSE | L | Annual | Allowances Withdrawn (1:1) | Thousand Tons | 0 | 0 | 0 | 0 | 0 | 0 | 0 | 0
DE Facility Specific - SO2 Annual Rate v3.1, Unit 2225 and retrofits | 255 | 7295 | Rate Constraint in lbs/MMBtu | FALSE | L | Annual | Allowances Withdrawn (n:1) | Thousand Tons | 0 | 0 | 0 | 0 | 0 | 0 | 0 | 0
DE Facility Specific - SO2 Annual Rate v3.1, Unit 2225 and retrofits | 255 | 7295 | Rate Constraint in lbs/MMBtu | FALSE | L | Annual | Net Emissions Allowance Position | Thousand Tons | 0 | 0 | 0 | 0 | 0 | 0 | 0 | 0
DE Facility Specific - SO2 Annual Rate v3.1, Unit 2225 and retrofits | 255 | 7295 | Rate Constraint in lbs/MMBtu | FALSE | L | Annual | Fuel Consumed | TBtu | 0 | 0 | 0 | 0 | 0 | 0 | 0 | 0
DE Facility Specific - SO2 Annual Rate v3.1, Unit 2225 and retrofits | 255 | 7295 | Rate Constraint in lbs/MMBtu | FALSE | L | Annual | Rate | lb/MMBtu | 0 | 0 | 0 | 0 | 0 | 0 | 0 | 0
DE Facility Specific - SO2 Annual Rate v3.1, Unit 2225 and retrofits | 255 | 7295 | Rate Constraint in lbs/MMBtu | FALSE | L | Annual | Generation | TWh | 0 | 0 | 0 | 0 | 0 | 0 | 0 | 0
DE Facility Specific - SO2 Annual Rate v3.1, Unit 2225 and retrofits | 255 | 7295 | Rate Constraint in lbs/MMBtu | FALSE | L | Annual | Qualifying Generation | TWh | 0 | 0 | 0 | 0 | 0 | 0 | 0 | 0
DE Facility Specific - SO2 Annual Rate v3.1, Unit 2225 and retrofits | 255 | 7295 | Rate Constraint in lbs/MMBtu | FALSE | L | Annual | Rate | lb/MWh | 0 | 0 | 0 | 0 | 0 | 0 | 0 | 0
DE Facility Specific - SO2 Annual Rate v3.1, Unit 2225 and retrofits | 255 | 7295 | Rate Constraint in lbs/MMBtu | FALSE | L | Annual | Constraint Shadow Price | US2019$/Ton | 0 | 0 | 0 | 0 | 0 | 0 | 0 | 0
DE Facility Specific - SO2 Annual Rate v3.1, Unit 2648 and retrofits | 256 | 7295 | Rate Constraint in lbs/MMBtu | FALSE | L | Annual | Seasons Included | Seasons | Winter, WintShld, Summer | Winter, WintShld, Summer | Winter, WintShld, Summer | Winter, WintShld, Summer | Winter, WintShld, Summer | Winter, WintShld, Summer | Winter, WintShld, Summer | Winter, WintShld, Summer
DE Facility Specific - SO2 Annual Rate v3.1, Unit 2648 and retrofits | 256 | 7295 | Rate Constraint in lbs/MMBtu | FALSE | L | Annual | Standard SO2 | lb/MMBtu | 0.26 | 0.26 | 0.26 | 0.26 | 0.26 | 0.26 | 0.26 | 0.26
DE Facility Specific - SO2 Annual Rate v3.1, Unit 2648 and retrofits | 256 | 7295 | Rate Constraint in lbs/MMBtu | FALSE | L | Annual | Emissions at Affected Plants SO2 | Thousand Tons | 0 | 0 | 0 | 0 | 0 | 0 | 0 | 0
DE Facility Specific - SO2 Annual Rate v3.1, Unit 2648 and retrofits | 256 | 7295 | Rate Constraint in lbs/MMBtu | FALSE | L | Annual | Allowances Purchased SO2 | Thousand Tons | 0 | 0 | 0 | 0 | 0 | 0 | 0 | 0
DE Facility Specific - SO2 Annual Rate v3.1, Unit 2648 and retrofits | 256 | 7295 | Rate Constraint in lbs/MMBtu | FALSE | L | Annual | Allowances Sold SO2 | Thousand Tons | 0 | 0 | 0 | 0 | 0 | 0 | 0 | 0
DE Facility Specific - SO2 Annual Rate v3.1, Unit 2648 and retrofits | 256 | 7295 | Rate Constraint in lbs/MMBtu | FALSE | L | Annual | Allowances Banked | Thousand Tons | 0 | 0 | 0 | 0 | 0 | 0 | 0 | 0
DE Facility Specific - SO2 Annual Rate v3.1, Unit 2648 and retrofits | 256 | 7295 | Rate Constraint in lbs/MMBtu | FALSE | L | Annual | Allowances Withdrawn (1:1) | Thousand Tons | 0 | 0 | 0 | 0 | 0 | 0 | 0 | 0
DE Facility Specific - SO2 Annual Rate v3.1, Unit 2648 and retrofits | 256 | 7295 | Rate Constraint in lbs/MMBtu | FALSE | L | Annual | Allowances Withdrawn (n:1) | Thousand Tons | 0 | 0 | 0 | 0 | 0 | 0 | 0 | 0
DE Facility Specific - SO2 Annual Rate v3.1, Unit 2648 and retrofits | 256 | 7295 | Rate Constraint in lbs/MMBtu | FALSE | L | Annual | Net Emissions Allowance Position | Thousand Tons | 0 | 0 | 0 | 0 | 0 | 0 | 0 | 0
DE Facility Specific - SO2 Annual Rate v3.1, Unit 2648 and retrofits | 256 | 7295 | Rate Constraint in lbs/MMBtu | FALSE | L | Annual | Fuel Consumed | TBtu | 0 | 0 | 0 | 0 | 0 | 0 | 0 | 0
DE Facility Specific - SO2 Annual Rate v3.1, Unit 2648 and retrofits | 256 | 7295 | Rate Constraint in lbs/MMBtu | FALSE | L | Annual | Rate | lb/MMBtu | 0 | 0 | 0 | 0 | 0 | 0 | 0 | 0
DE Facility Specific - SO2 Annual Rate v3.1, Unit 2648 and retrofits | 256 | 7295 | Rate Constraint in lbs/MMBtu | FALSE | L | Annual | Generation | TWh | 0 | 0 | 0 | 0 | 0 | 0 | 0 | 0
DE Facility Specific - SO2 Annual Rate v3.1, Unit 2648 and retrofits | 256 | 7295 | Rate Constraint in lbs/MMBtu | FALSE | L | Annual | Qualifying Generation | TWh | 0 | 0 | 0 | 0 | 0 | 0 | 0 | 0
DE Facility Specific - SO2 Annual Rate v3.1, Unit 2648 and retrofits | 256 | 7295 | Rate Constraint in lbs/MMBtu | FALSE | L | Annual | Rate | lb/MWh | 0 | 0 | 0 | 0 | 0 | 0 | 0 | 0
DE Facility Specific - SO2 Annual Rate v3.1, Unit 2648 and retrofits | 256 | 7295 | Rate Constraint in lbs/MMBtu | FALSE | L | Annual | Constraint Shadow Price | US2019$/Ton | 0 | 0 | 0 | 0 | 0 | 0 | 0 | 0
DE Unit Level EdMoore3 - MER Cap Annual v3.1 | 257 | 7302 | Rate Constraint in MTons | FALSE | L | Annual | Seasons Included | Seasons | Winter, WintShld, Summer | Winter, WintShld, Summer | Winter, WintShld, Summer | Winter, WintShld, Summer | Winter, WintShld, Summer | Winter, WintShld, Summer | Winter, WintShld, Summer | Winter, WintShld, Summer
DE Unit Level EdMoore3 - MER Cap Annual v3.1 | 257 | 7302 | Rate Constraint in MTons | FALSE | L | Annual | Standard MER | lbs | 6.6 | 6.6 | 6.6 | 6.6 | 6.6 | 6.6 | 6.6 | 6.6
DE Unit Level EdMoore3 - MER Cap Annual v3.1 | 257 | 7302 | Rate Constraint in MTons | FALSE | L | Annual | Emissions at Affected Plants MER | lbs | 0 | 0 | 0 | 0 | 0 | 0 | 0 | 0
DE Unit Level EdMoore3 - MER Cap Annual v3.1 | 257 | 7302 | Rate Constraint in MTons | FALSE | L | Annual | Allowances Purchased MER | lbs | 0 | 0 | 0 | 0 | 0 | 0 | 0 | 0
DE Unit Level EdMoore3 - MER Cap Annual v3.1 | 257 | 7302 | Rate Constraint in MTons | FALSE | L | Annual | Allowances Sold MER | lbs | 0 | 0 | 0 | 0 | 0 | 0 | 0 | 0
DE Unit Level EdMoore3 - MER Cap Annual v3.1 | 257 | 7302 | Rate Constraint in MTons | FALSE | L | Annual | Allowances Banked | lbs | 0 | 0 | 0 | 0 | 0 | 0 | 0 | 0
DE Unit Level EdMoore3 - MER Cap Annual v3.1 | 257 | 7302 | Rate Constraint in MTons | FALSE | L | Annual | Allowances Withdrawn (1:1) | lbs | 0 | 0 | 0 | 0 | 0 | 0 | 0 | 0
DE Unit Level EdMoore3 - MER Cap Annual v3.1 | 257 | 7302 | Rate Constraint in MTons | FALSE | L | Annual | Allowances Withdrawn (n:1) | lbs | 0 | 0 | 0 | 0 | 0 | 0 | 0 | 0
DE Unit Level EdMoore3 - MER Cap Annual v3.1 | 257 | 7302 | Rate Constraint in MTons | FALSE | L | Annual | Net Emissions Allowance Position | lbs | 0 | 0 | 0 | 0 | 0 | 0 | 0 | 0
DE Unit Level EdMoore3 - MER Cap Annual v3.1 | 257 | 7302 | Rate Constraint in MTons | FALSE | L | Annual | Fuel Consumed | TBtu | 0 | 0 | 0 | 0 | 0 | 0 | 0 | 0
DE Unit Level EdMoore3 - MER Cap Annual v3.1 | 257 | 7302 | Rate Constraint in MTons | FALSE | L | Annual | Rate | lb/MMBtu | 0 | 0 | 0 | 0 | 0 | 0 | 0 | 0
DE Unit Level EdMoore3 - MER Cap Annual v3.1 | 257 | 7302 | Rate Constraint in MTons | FALSE | L | Annual | Generation | TWh | 0 | 0 | 0 | 0 | 0 | 0 | 0 | 0
DE Unit Level EdMoore3 - MER Cap Annual v3.1 | 257 | 7302 | Rate Constraint in MTons | FALSE | L | Annual | Qualifying Generation | TWh | 0 | 0 | 0 | 0 | 0 | 0 | 0 | 0
DE Unit Level EdMoore3 - MER Cap Annual v3.1 | 257 | 7302 | Rate Constraint in MTons | FALSE | L | Annual | Rate | lb/MWh | 0 | 0 | 0 | 0 | 0 | 0 | 0 | 0
DE Unit Level EdMoore3 - MER Cap Annual v3.1 | 257 | 7302 | Rate Constraint in MTons | FALSE | L | Annual | Constraint Shadow Price | US2019$/Lb | 0 | 0 | 0 | 0 | 0 | 0 | 0 | 0
DE Unit Level EdMoore3 - NOX Cap Annual v3.1 | 258 | 7290 | Rate Constraint in MTons | FALSE | L | Annual | Seasons Included | Seasons | Winter, WintShld, Summer | Winter, WintShld, Summer | Winter, WintShld, Summer | Winter, WintShld, Summer | Winter, WintShld, Summer | Winter, WintShld, Summer | Winter, WintShld, Summer | Winter, WintShld, Summer
DE Unit Level EdMoore3 - NOX Cap Annual v3.1 | 258 | 7290 | Rate Constraint in MTons | FALSE | L | Annual | Standard NOX | Thousand Tons | 0.773 | 0.773 | 0.773 | 0.773 | 0.773 | 0.773 | 0.773 | 0.773
DE Unit Level EdMoore3 - NOX Cap Annual v3.1 | 258 | 7290 | Rate Constraint in MTons | FALSE | L | Annual | Emissions at Affected Plants NOX | Thousand Tons | 0 | 0 | 0 | 0 | 0 | 0 | 0 | 0
DE Unit Level EdMoore3 - NOX Cap Annual v3.1 | 258 | 7290 | Rate Constraint in MTons | FALSE | L | Annual | Allowances Purchased NOX | Thousand Tons | 0 | 0 | 0 | 0 | 0 | 0 | 0 | 0
DE Unit Level EdMoore3 - NOX Cap Annual v3.1 | 258 | 7290 | Rate Constraint in MTons | FALSE | L | Annual | Allowances Sold NOX | Thousand Tons | 0 | 0 | 0 | 0 | 0 | 0 | 0 | 0
DE Unit Level EdMoore3 - NOX Cap Annual v3.1 | 258 | 7290 | Rate Constraint in MTons | FALSE | L | Annual | Allowances Banked | Thousand Tons | 0 | 0 | 0 | 0 | 0 | 0 | 0 | 0
DE Unit Level EdMoore3 - NOX Cap Annual v3.1 | 258 | 7290 | Rate Constraint in MTons | FALSE | L | Annual | Allowances Withdrawn (1:1) | Thousand Tons | 0 | 0 | 0 | 0 | 0 | 0 | 0 | 0
DE Unit Level EdMoore3 - NOX Cap Annual v3.1 | 258 | 7290 | Rate Constraint in MTons | FALSE | L | Annual | Allowances Withdrawn (n:1) | Thousand Tons | 0 | 0 | 0 | 0 | 0 | 0 | 0 | 0
DE Unit Level EdMoore3 - NOX Cap Annual v3.1 | 258 | 7290 | Rate Constraint in MTons | FALSE | L | Annual | Net Emissions Allowance Position | Thousand Tons | 0 | 0 | 0 | 0 | 0 | 0 | 0 | 0
DE Unit Level EdMoore3 - NOX Cap Annual v3.1 | 258 | 7290 | Rate Constraint in MTons | FALSE | L | Annual | Fuel Consumed | TBtu | 0 | 0 | 0 | 0 | 0 | 0 | 0 | 0
DE Unit Level EdMoore3 - NOX Cap Annual v3.1 | 258 | 7290 | Rate Constraint in MTons | FALSE | L | Annual | Rate | lb/MMBtu | 0 | 0 | 0 | 0 | 0 | 0 | 0 | 0
DE Unit Level EdMoore3 - NOX Cap Annual v3.1 | 258 | 7290 | Rate Constraint in MTons | FALSE | L | Annual | Generation | TWh | 0 | 0 | 0 | 0 | 0 | 0 | 0 | 0
DE Unit Level EdMoore3 - NOX Cap Annual v3.1 | 258 | 7290 | Rate Constraint in MTons | FALSE | L | Annual | Qualifying Generation | TWh | 0 | 0 | 0 | 0 | 0 | 0 | 0 | 0
DE Unit Level EdMoore3 - NOX Cap Annual v3.1 | 258 | 7290 | Rate Constraint in MTons | FALSE | L | Annual | Rate | lb/MWh | 0 | 0 | 0 | 0 | 0 | 0 | 0 | 0
DE Unit Level EdMoore3 - NOX Cap Annual v3.1 | 258 | 7290 | Rate Constraint in MTons | FALSE | L | Annual | Constraint Shadow Price | US2019$/Ton | 0 | 0 | 0 | 0 | 0 | 0 | 0 | 0
DE Unit Level EdMoore3 - SO2 Cap Annual v3.1 | 259 | 7296 | Rate Constraint in MTons | FALSE | L | Annual | Seasons Included | Seasons | Winter, WintShld, Summer | Winter, WintShld, Summer | Winter, WintShld, Summer | Winter, WintShld, Summer | Winter, WintShld, Summer | Winter, WintShld, Summer | Winter, WintShld, Summer | Winter, WintShld, Summer
DE Unit Level EdMoore3 - SO2 Cap Annual v3.1 | 259 | 7296 | Rate Constraint in MTons | FALSE | L | Annual | Standard SO2 | Thousand Tons | 1.391 | 1.391 | 1.391 | 1.391 | 1.391 | 1.391 | 1.391 | 1.391
DE Unit Level EdMoore3 - SO2 Cap Annual v3.1 | 259 | 7296 | Rate Constraint in MTons | FALSE | L | Annual | Emissions at Affected Plants SO2 | Thousand Tons | 0 | 0 | 0 | 0 | 0 | 0 | 0 | 0
DE Unit Level EdMoore3 - SO2 Cap Annual v3.1 | 259 | 7296 | Rate Constraint in MTons | FALSE | L | Annual | Allowances Purchased SO2 | Thousand Tons | 0 | 0 | 0 | 0 | 0 | 0 | 0 | 0
DE Unit Level EdMoore3 - SO2 Cap Annual v3.1 | 259 | 7296 | Rate Constraint in MTons | FALSE | L | Annual | Allowances Sold SO2 | Thousand Tons | 0 | 0 | 0 | 0 | 0 | 0 | 0 | 0
DE Unit Level EdMoore3 - SO2 Cap Annual v3.1 | 259 | 7296 | Rate Constraint in MTons | FALSE | L | Annual | Allowances Banked | Thousand Tons | 0 | 0 | 0 | 0 | 0 | 0 | 0 | 0
DE Unit Level EdMoore3 - SO2 Cap Annual v3.1 | 259 | 7296 | Rate Constraint in MTons | FALSE | L | Annual | Allowances Withdrawn (1:1) | Thousand Tons | 0 | 0 | 0 | 0 | 0 | 0 | 0 | 0
DE Unit Level EdMoore3 - SO2 Cap Annual v3.1 | 259 | 7296 | Rate Constraint in MTons | FALSE | L | Annual | Allowances Withdrawn (n:1) | Thousand Tons | 0 | 0 | 0 | 0 | 0 | 0 | 0 | 0
DE Unit Level EdMoore3 - SO2 Cap Annual v3.1 | 259 | 7296 | Rate Constraint in MTons | FALSE | L | Annual | Net Emissions Allowance Position | Thousand Tons | 0 | 0 | 0 | 0 | 0 | 0 | 0 | 0
DE Unit Level EdMoore3 - SO2 Cap Annual v3.1 | 259 | 7296 | Rate Constraint in MTons | FALSE | L | Annual | Fuel Consumed | TBtu | 0 | 0 | 0 | 0 | 0 | 0 | 0 | 0
DE Unit Level EdMoore3 - SO2 Cap Annual v3.1 | 259 | 7296 | Rate Constraint in MTons | FALSE | L | Annual | Rate | lb/MMBtu | 0 | 0 | 0 | 0 | 0 | 0 | 0 | 0
DE Unit Level EdMoore3 - SO2 Cap Annual v3.1 | 259 | 7296 | Rate Constraint in MTons | FALSE | L | Annual | Generation | TWh | 0 | 0 | 0 | 0 | 0 | 0 | 0 | 0
DE Unit Level EdMoore3 - SO2 Cap Annual v3.1 | 259 | 7296 | Rate Constraint in MTons | FALSE | L | Annual | Qualifying Generation | TWh | 0 | 0 | 0 | 0 | 0 | 0 | 0 | 0
DE Unit Level EdMoore3 - SO2 Cap Annual v3.1 | 259 | 7296 | Rate Constraint in MTons | FALSE | L | Annual | Rate | lb/MWh | 0 | 0 | 0 | 0 | 0 | 0 | 0 | 0
DE Unit Level EdMoore3 - SO2 Cap Annual v3.1 | 259 | 7296 | Rate Constraint in MTons | FALSE | L | Annual | Constraint Shadow Price | US2019$/Ton | 0 | 0 | 0 | 0 | 0 | 0 | 0 | 0
DE Unit Level EdMoore4 - MER Cap Annual v3.1 | 260 | 7303 | Rate Constraint in MTons | FALSE | L | Annual | Seasons Included | Seasons | Winter, WintShld, Summer | Winter, WintShld, Summer | Winter, WintShld, Summer | Winter, WintShld, Summer | Winter, WintShld, Summer | Winter, WintShld, Summer | Winter, WintShld, Summer | Winter, WintShld, Summer
DE Unit Level EdMoore4 - MER Cap Annual v3.1 | 260 | 7303 | Rate Constraint in MTons | FALSE | L | Annual | Standard MER | lbs | 11.4 | 11.4 | 11.4 | 11.4 | 11.4 | 11.4 | 11.4 | 11.4
DE Unit Level EdMoore4 - MER Cap Annual v3.1 | 260 | 7303 | Rate Constraint in MTons | FALSE | L | Annual | Emissions at Affected Plants MER | lbs | 0 | 0 | 0 | 0 | 0 | 0 | 0 | 0
DE Unit Level EdMoore4 - MER Cap Annual v3.1 | 260 | 7303 | Rate Constraint in MTons | FALSE | L | Annual | Allowances Purchased MER | lbs | 0 | 0 | 0 | 0 | 0 | 0 | 0 | 0
DE Unit Level EdMoore4 - MER Cap Annual v3.1 | 260 | 7303 | Rate Constraint in MTons | FALSE | L | Annual | Allowances Sold MER | lbs | 0 | 0 | 0 | 0 | 0 | 0 | 0 | 0
DE Unit Level EdMoore4 - MER Cap Annual v3.1 | 260 | 7303 | Rate Constraint in MTons | FALSE | L | Annual | Allowances Banked | lbs | 0 | 0 | 0 | 0 | 0 | 0 | 0 | 0
DE Unit Level EdMoore4 - MER Cap Annual v3.1 | 260 | 7303 | Rate Constraint in MTons | FALSE | L | Annual | Allowances Withdrawn (1:1) | lbs | 0 | 0 | 0 | 0 | 0 | 0 | 0 | 0
DE Unit Level EdMoore4 - MER Cap Annual v3.1 | 260 | 7303 | Rate Constraint in MTons | FALSE | L | Annual | Allowances Withdrawn (n:1) | lbs | 0 | 0 | 0 | 0 | 0 | 0 | 0 | 0
DE Unit Level EdMoore4 - MER Cap Annual v3.1 | 260 | 7303 | Rate Constraint in MTons | FALSE | L | Annual | Net Emissions Allowance Position | lbs | 0 | 0 | 0 | 0 | 0 | 0 | 0 | 0
DE Unit Level EdMoore4 - MER Cap Annual v3.1 | 260 | 7303 | Rate Constraint in MTons | FALSE | L | Annual | Fuel Consumed | TBtu | 0 | 0 | 0 | 0 | 0 | 0 | 0 | 0
DE Unit Level EdMoore4 - MER Cap Annual v3.1 | 260 | 7303 | Rate Constraint in MTons | FALSE | L | Annual | Rate | lb/MMBtu | 0 | 0 | 0 | 0 | 0 | 0 | 0 | 0
DE Unit Level EdMoore4 - MER Cap Annual v3.1 | 260 | 7303 | Rate Constraint in MTons | FALSE | L | Annual | Generation | TWh | 0 | 0 | 0 | 0 | 0 | 0 | 0 | 0
DE Unit Level EdMoore4 - MER Cap Annual v3.1 | 260 | 7303 | Rate Constraint in MTons | FALSE | L | Annual | Qualifying Generation | TWh | 0 | 0 | 0 | 0 | 0 | 0 | 0 | 0
DE Unit Level EdMoore4 - MER Cap Annual v3.1 | 260 | 7303 | Rate Constraint in MTons | FALSE | L | Annual | Rate | lb/MWh | 0 | 0 | 0 | 0 | 0 | 0 | 0 | 0
DE Unit Level EdMoore4 - MER Cap Annual v3.1 | 260 | 7303 | Rate Constraint in MTons | FALSE | L | Annual | Constraint Shadow Price | US2019$/Lb | 0 | 0 | 0 | 0 | 0 | 0 | 0 | 0
DE Unit Level EdMoore4 - NOX Cap Annual v3.1 | 261 | 7291 | Rate Constraint in MTons | FALSE | L | Annual | Seasons Included | Seasons | Winter, WintShld, Summer | Winter, WintShld, Summer | Winter, WintShld, Summer | Winter, WintShld, Summer | Winter, WintShld, Summer | Winter, WintShld, Summer | Winter, WintShld, Summer | Winter, WintShld, Summer
DE Unit Level EdMoore4 - NOX Cap Annual v3.1 | 261 | 7291 | Rate Constraint in MTons | FALSE | L | Annual | Standard NOX | Thousand Tons | 1.339 | 1.339 | 1.339 | 1.339 | 1.339 | 1.339 | 1.339 | 1.339
DE Unit Level EdMoore4 - NOX Cap Annual v3.1 | 261 | 7291 | Rate Constraint in MTons | FALSE | L | Annual | Emissions at Affected Plants NOX | Thousand Tons | 0 | 0 | 0 | 0 | 0 | 0 | 0 | 0
DE Unit Level EdMoore4 - NOX Cap Annual v3.1 | 261 | 7291 | Rate Constraint in MTons | FALSE | L | Annual | Allowances Purchased NOX | Thousand Tons | 0 | 0 | 0 | 0 | 0 | 0 | 0 | 0
DE Unit Level EdMoore4 - NOX Cap Annual v3.1 | 261 | 7291 | Rate Constraint in MTons | FALSE | L | Annual | Allowances Sold NOX | Thousand Tons | 0 | 0 | 0 | 0 | 0 | 0 | 0 | 0
DE Unit Level EdMoore4 - NOX Cap Annual v3.1 | 261 | 7291 | Rate Constraint in MTons | FALSE | L | Annual | Allowances Banked | Thousand Tons | 0 | 0 | 0 | 0 | 0 | 0 | 0 | 0
DE Unit Level EdMoore4 - NOX Cap Annual v3.1 | 261 | 7291 | Rate Constraint in MTons | FALSE | L | Annual | Allowances Withdrawn (1:1) | Thousand Tons | 0 | 0 | 0 | 0 | 0 | 0 | 0 | 0
DE Unit Level EdMoore4 - NOX Cap Annual v3.1 | 261 | 7291 | Rate Constraint in MTons | FALSE | L | Annual | Allowances Withdrawn (n:1) | Thousand Tons | 0 | 0 | 0 | 0 | 0 | 0 | 0 | 0
DE Unit Level EdMoore4 - NOX Cap Annual v3.1 | 261 | 7291 | Rate Constraint in MTons | FALSE | L | Annual | Net Emissions Allowance Position | Thousand Tons | 0 | 0 | 0 | 0 | 0 | 0 | 0 | 0
DE Unit Level EdMoore4 - NOX Cap Annual v3.1 | 261 | 7291 | Rate Constraint in MTons | FALSE | L | Annual | Fuel Consumed | TBtu | 0 | 0 | 0 | 0 | 0 | 0 | 0 | 0
DE Unit Level EdMoore4 - NOX Cap Annual v3.1 | 261 | 7291 | Rate Constraint in MTons | FALSE | L | Annual | Rate | lb/MMBtu | 0 | 0 | 0 | 0 | 0 | 0 | 0 | 0
DE Unit Level EdMoore4 - NOX Cap Annual v3.1 | 261 | 7291 | Rate Constraint in MTons | FALSE | L | Annual | Generation | TWh | 0 | 0 | 0 | 0 | 0 | 0 | 0 | 0
DE Unit Level EdMoore4 - NOX Cap Annual v3.1 | 261 | 7291 | Rate Constraint in MTons | FALSE | L | Annual | Qualifying Generation | TWh | 0 | 0 | 0 | 0 | 0 | 0 | 0 | 0
DE Unit Level EdMoore4 - NOX Cap Annual v3.1 | 261 | 7291 | Rate Constraint in MTons | FALSE | L | Annual | Rate | lb/MWh | 0 | 0 | 0 | 0 | 0 | 0 | 0 | 0
DE Unit Level EdMoore4 - NOX Cap Annual v3.1 | 261 | 7291 | Rate Constraint in MTons | FALSE | L | Annual | Constraint Shadow Price | US2019$/Ton | 0 | 0 | 0 | 0 | 0 | 0 | 0 | 0
DE Unit Level EdMoore4 - SO2 Cap Annual v3.1 | 262 | 7297 | Rate Constraint in MTons | FALSE | L | Annual | Seasons Included | Seasons | Winter, WintShld, Summer | Winter, WintShld, Summer | Winter, WintShld, Summer | Winter, WintShld, Summer | Winter, WintShld, Summer | Winter, WintShld, Summer | Winter, WintShld, Summer | Winter, WintShld, Summer
DE Unit Level EdMoore4 - SO2 Cap Annual v3.1 | 262 | 7297 | Rate Constraint in MTons | FALSE | L | Annual | Standard SO2 | Thousand Tons | 2.41 | 2.41 | 2.41 | 2.41 | 2.41 | 2.41 | 2.41 | 2.41
DE Unit Level EdMoore4 - SO2 Cap Annual v3.1 | 262 | 7297 | Rate Constraint in MTons | FALSE | L | Annual | Emissions at Affected Plants SO2 | Thousand Tons | 0 | 0 | 0 | 0 | 0 | 0 | 0 | 0
DE Unit Level EdMoore4 - SO2 Cap Annual v3.1 | 262 | 7297 | Rate Constraint in MTons | FALSE | L | Annual | Allowances Purchased SO2 | Thousand Tons | 0 | 0 | 0 | 0 | 0 | 0 | 0 | 0
DE Unit Level EdMoore4 - SO2 Cap Annual v3.1 | 262 | 7297 | Rate Constraint in MTons | FALSE | L | Annual | Allowances Sold SO2 | Thousand Tons | 0 | 0 | 0 | 0 | 0 | 0 | 0 | 0
DE Unit Level EdMoore4 - SO2 Cap Annual v3.1 | 262 | 7297 | Rate Constraint in MTons | FALSE | L | Annual | Allowances Banked | Thousand Tons | 0 | 0 | 0 | 0 | 0 | 0 | 0 | 0
DE Unit Level EdMoore4 - SO2 Cap Annual v3.1 | 262 | 7297 | Rate Constraint in MTons | FALSE | L | Annual | Allowances Withdrawn (1:1) | Thousand Tons | 0 | 0 | 0 | 0 | 0 | 0 | 0 | 0
DE Unit Level EdMoore4 - SO2 Cap Annual v3.1 | 262 | 7297 | Rate Constraint in MTons | FALSE | L | Annual | Allowances Withdrawn (n:1) | Thousand Tons | 0 | 0 | 0 | 0 | 0 | 0 | 0 | 0
DE Unit Level EdMoore4 - SO2 Cap Annual v3.1 | 262 | 7297 | Rate Constraint in MTons | FALSE | L | Annual | Net Emissions Allowance Position | Thousand Tons | 0 | 0 | 0 | 0 | 0 | 0 | 0 | 0
DE Unit Level EdMoore4 - SO2 Cap Annual v3.1 | 262 | 7297 | Rate Constraint in MTons | FALSE | L | Annual | Fuel Consumed | TBtu | 0 | 0 | 0 | 0 | 0 | 0 | 0 | 0
DE Unit Level EdMoore4 - SO2 Cap Annual v3.1 | 262 | 7297 | Rate Constraint in MTons | FALSE | L | Annual | Rate | lb/MMBtu | 0 | 0 | 0 | 0 | 0 | 0 | 0 | 0
DE Unit Level EdMoore4 - SO2 Cap Annual v3.1 | 262 | 7297 | Rate Constraint in MTons | FALSE | L | Annual | Generation | TWh | 0 | 0 | 0 | 0 | 0 | 0 | 0 | 0
DE Unit Level EdMoore4 - SO2 Cap Annual v3.1 | 262 | 7297 | Rate Constraint in MTons | FALSE | L | Annual | Qualifying Generation | TWh | 0 | 0 | 0 | 0 | 0 | 0 | 0 | 0
DE Unit Level EdMoore4 - SO2 Cap Annual v3.1 | 262 | 7297 | Rate Constraint in MTons | FALSE | L | Annual | Rate | lb/MWh | 0 | 0 | 0 | 0 | 0 | 0 | 0 | 0
DE Unit Level EdMoore4 - SO2 Cap Annual v3.1 | 262 | 7297 | Rate Constraint in MTons | FALSE | L | Annual | Constraint Shadow Price | US2019$/Ton | 0 | 0 | 0 | 0 | 0 | 0 | 0 | 0
DE Unit Level EdMoore5 - NOX Cap Annual v3.1 | 263 | 7292 | Rate Constraint in MTons | FALSE | L | Annual | Seasons Included | Seasons | Winter, WintShld, Summer | Winter, WintShld, Summer | Winter, WintShld, Summer | Winter, WintShld, Summer | Winter, WintShld, Summer | Winter, WintShld, Summer | Winter, WintShld, Summer | Winter, WintShld, Summer
DE Unit Level EdMoore5 - NOX Cap Annual v3.1 | 263 | 7292 | Rate Constraint in MTons | FALSE | L | Annual | Standard NOX | Thousand Tons | 1.348 | 1.348 | 1.348 | 1.348 | 1.348 | 1.348 | 1.348 | 1.348
DE Unit Level EdMoore5 - NOX Cap Annual v3.1 | 263 | 7292 | Rate Constraint in MTons | FALSE | L | Annual | Emissions at Affected Plants NOX | Thousand Tons | 0 | 0 | 0 | 0 | 0 | 0 | 0 | 0
DE Unit Level EdMoore5 - NOX Cap Annual v3.1 | 263 | 7292 | Rate Constraint in MTons | FALSE | L | Annual | Allowances Purchased NOX | Thousand Tons | 0 | 0 | 0 | 0 | 0 | 0 | 0 | 0
DE Unit Level EdMoore5 - NOX Cap Annual v3.1 | 263 | 7292 | Rate Constraint in MTons | FALSE | L | Annual | Allowances Sold NOX | Thousand Tons | 0 | 0 | 0 | 0 | 0 | 0 | 0 | 0
DE Unit Level EdMoore5 - NOX Cap Annual v3.1 | 263 | 7292 | Rate Constraint in MTons | FALSE | L | Annual | Allowances Banked | Thousand Tons | 0 | 0 | 0 | 0 | 0 | 0 | 0 | 0
DE Unit Level EdMoore5 - NOX Cap Annual v3.1 | 263 | 7292 | Rate Constraint in MTons | FALSE | L | Annual | Allowances Withdrawn (1:1) | Thousand Tons | 0 | 0 | 0 | 0 | 0 | 0 | 0 | 0
DE Unit Level EdMoore5 - NOX Cap Annual v3.1 | 263 | 7292 | Rate Constraint in MTons | FALSE | L | Annual | Allowances Withdrawn (n:1) | Thousand Tons | 0 | 0 | 0 | 0 | 0 | 0 | 0 | 0
DE Unit Level EdMoore5 - NOX Cap Annual v3.1 | 263 | 7292 | Rate Constraint in MTons | FALSE | L | Annual | Net Emissions Allowance Position | Thousand Tons | 0 | 0 | 0 | 0 | 0 | 0 | 0 | 0
DE Unit Level EdMoore5 - NOX Cap Annual v3.1 | 263 | 7292 | Rate Constraint in MTons | FALSE | L | Annual | Fuel Consumed | TBtu | 0 | 0 | 0 | 0 | 0 | 0 | 0 | 0
DE Unit Level EdMoore5 - NOX Cap Annual v3.1 | 263 | 7292 | Rate Constraint in MTons | FALSE | L | Annual | Rate | lb/MMBtu | 0 | 0 | 0 | 0 | 0 | 0 | 0 | 0
DE Unit Level EdMoore5 - NOX Cap Annual v3.1 | 263 | 7292 | Rate Constraint in MTons | FALSE | L | Annual | Generation | TWh | 0 | 0 | 0 | 0 | 0 | 0 | 0 | 0
DE Unit Level EdMoore5 - NOX Cap Annual v3.1 | 263 | 7292 | Rate Constraint in MTons | FALSE | L | Annual | Qualifying Generation | TWh | 0 | 0 | 0 | 0 | 0 | 0 | 0 | 0
DE Unit Level EdMoore5 - NOX Cap Annual v3.1 | 263 | 7292 | Rate Constraint in MTons | FALSE | L | Annual | Rate | lb/MWh | 0 | 0 | 0 | 0 | 0 | 0 | 0 | 0
DE Unit Level EdMoore5 - NOX Cap Annual v3.1 | 263 | 7292 | Rate Constraint in MTons | FALSE | L | Annual | Constraint Shadow Price | US2019$/Ton | 0 | 0 | 0 | 0 | 0 | 0 | 0 | 0
DE Unit Level EdMoore5 - SO2 Cap Annual v3.1 | 264 | 7298 | Rate Constraint in MTons | FALSE | L | Annual | Seasons Included | Seasons | Winter, WintShld, Summer | Winter, WintShld, Summer | Winter, WintShld, Summer | Winter, WintShld, Summer | Winter, WintShld, Summer | Winter, WintShld, Summer | Winter, WintShld, Summer | Winter, WintShld, Summer
DE Unit Level EdMoore5 - SO2 Cap Annual v3.1 | 264 | 7298 | Rate Constraint in MTons | FALSE | L | Annual | Standard SO2 | Thousand Tons | 2.427 | 2.427 | 2.427 | 2.427 | 2.427 | 2.427 | 2.427 | 2.427
DE Unit Level EdMoore5 - SO2 Cap Annual v3.1 | 264 | 7298 | Rate Constraint in MTons | FALSE | L | Annual | Emissions at Affected Plants SO2 | Thousand Tons | 0 | 0 | 0 | 0 | 0 | 0 | 0 | 0
DE Unit Level EdMoore5 - SO2 Cap Annual v3.1 | 264 | 7298 | Rate Constraint in MTons | FALSE | L | Annual | Allowances Purchased SO2 | Thousand Tons | 0 | 0 | 0 | 0 | 0 | 0 | 0 | 0
DE Unit Level EdMoore5 - SO2 Cap Annual v3.1 | 264 | 7298 | Rate Constraint in MTons | FALSE | L | Annual | Allowances Sold SO2 | Thousand Tons | 0 | 0 | 0 | 0 | 0 | 0 | 0 | 0
DE Unit Level EdMoore5 - SO2 Cap Annual v3.1 | 264 | 7298 | Rate Constraint in MTons | FALSE | L | Annual | Allowances Banked | Thousand Tons | 0 | 0 | 0 | 0 | 0 | 0 | 0 | 0
DE Unit Level EdMoore5 - SO2 Cap Annual v3.1 | 264 | 7298 | Rate Constraint in MTons | FALSE | L | Annual | Allowances Withdrawn (1:1) | Thousand Tons | 0 | 0 | 0 | 0 | 0 | 0 | 0 | 0
DE Unit Level EdMoore5 - SO2 Cap Annual v3.1 | 264 | 7298 | Rate Constraint in MTons | FALSE | L | Annual | Allowances Withdrawn (n:1) | Thousand Tons | 0 | 0 | 0 | 0 | 0 | 0 | 0 | 0
DE Unit Level EdMoore5 - SO2 Cap Annual v3.1 | 264 | 7298 | Rate Constraint in MTons | FALSE | L | Annual | Net Emissions Allowance Position | Thousand Tons | 0 | 0 | 0 | 0 | 0 | 0 | 0 | 0
DE Unit Level EdMoore5 - SO2 Cap Annual v3.1 | 264 | 7298 | Rate Constraint in MTons | FALSE | L | Annual | Fuel Consumed | TBtu | 0 | 0 | 0 | 0 | 0 | 0 | 0 | 0
DE Unit Level EdMoore5 - SO2 Cap Annual v3.1 | 264 | 7298 | Rate Constraint in MTons | FALSE | L | Annual | Rate | lb/MMBtu | 0 | 0 | 0 | 0 | 0 | 0 | 0 | 0
DE Unit Level EdMoore5 - SO2 Cap Annual v3.1 | 264 | 7298 | Rate Constraint in MTons | FALSE | L | Annual | Generation | TWh | 0 | 0 | 0 | 0 | 0 | 0 | 0 | 0
DE Unit Level EdMoore5 - SO2 Cap Annual v3.1 | 264 | 7298 | Rate Constraint in MTons | FALSE | L | Annual | Qualifying Generation | TWh | 0 | 0 | 0 | 0 | 0 | 0 | 0 | 0
DE Unit Level EdMoore5 - SO2 Cap Annual v3.1 | 264 | 7298 | Rate Constraint in MTons | FALSE | L | Annual | Rate | lb/MWh | 0 | 0 | 0 | 0 | 0 | 0 | 0 | 0
DE Unit Level EdMoore5 - SO2 Cap Annual v3.1 | 264 | 7298 | Rate Constraint in MTons | FALSE | L | Annual | Constraint Shadow Price | US2019$/Ton | 0 | 0 | 0 | 0 | 0 | 0 | 0 | 0
DE Unit Level IndRiver4 - MER Cap Annual v3.1 | 265 | 7304 | Rate Constraint in MTons | FALSE | L | Annual | Seasons Included | Seasons | Winter, WintShld, Summer | Winter, WintShld, Summer | Winter, WintShld, Summer | Winter, WintShld, Summer | Winter, WintShld, Summer | Winter, WintShld, Summer | Winter, WintShld, Summer | Winter, WintShld, Summer
DE Unit Level IndRiver4 - MER Cap Annual v3.1 | 265 | 7304 | Rate Constraint in MTons | FALSE | L | Annual | Standard MER | lbs | 17.4 | 17.4 | 17.4 | 17.4 | 17.4 | 17.4 | 17.4 | 17.4
DE Unit Level IndRiver4 - MER Cap Annual v3.1 | 265 | 7304 | Rate Constraint in MTons | FALSE | L | Annual | Emissions at Affected Plants MER | lbs | 0 | 0 | 0 | 0 | 0 | 0 | 0 | 0
DE Unit Level IndRiver4 - MER Cap Annual v3.1 | 265 | 7304 | Rate Constraint in MTons | FALSE | L | Annual | Allowances Purchased MER | lbs | 0 | 0 | 0 | 0 | 0 | 0 | 0 | 0
DE Unit Level IndRiver4 - MER Cap Annual v3.1 | 265 | 7304 | Rate Constraint in MTons | FALSE | L | Annual | Allowances Sold MER | lbs | 0 | 0 | 0 | 0 | 0 | 0 | 0 | 0
DE Unit Level IndRiver4 - MER Cap Annual v3.1 | 265 | 7304 | Rate Constraint in MTons | FALSE | L | Annual | Allowances Banked | lbs | 0 | 0 | 0 | 0 | 0 | 0 | 0 | 0
DE Unit Level IndRiver4 - MER Cap Annual v3.1 | 265 | 7304 | Rate Constraint in MTons | FALSE | L | Annual | Allowances Withdrawn (1:1) | lbs | 0 | 0 | 0 | 0 | 0 | 0 | 0 | 0
DE Unit Level IndRiver4 - MER Cap Annual v3.1 | 265 | 7304 | Rate Constraint in MTons | FALSE | L | Annual | Allowances Withdrawn (n:1) | lbs | 0 | 0 | 0 | 0 | 0 | 0 | 0 | 0
DE Unit Level IndRiver4 - MER Cap Annual v3.1 | 265 | 7304 | Rate Constraint in MTons | FALSE | L | Annual | Net Emissions Allowance Position | lbs | 0 | 0 | 0 | 0 | 0 | 0 | 0 | 0
DE Unit Level IndRiver4 - MER Cap Annual v3.1 | 265 | 7304 | Rate Constraint in MTons | FALSE | L | Annual | Fuel Consumed | TBtu | 0 | 0 | 0 | 0 | 0 | 0 | 0 | 0
DE Unit Level IndRiver4 - MER Cap Annual v3.1 | 265 | 7304 | Rate Constraint in MTons | FALSE | L | Annual | Rate | lb/MMBtu | 0 | 0 | 0 | 0 | 0 | 0 | 0 | 0
DE Unit Level IndRiver4 - MER Cap Annual v3.1 | 265 | 7304 | Rate Constraint in MTons | FALSE | L | Annual | Generation | TWh | 0 | 0 | 0 | 0 | 0 | 0 | 0 | 0
DE Unit Level IndRiver4 - MER Cap Annual v3.1 | 265 | 7304 | Rate Constraint in MTons | FALSE | L | Annual | Qualifying Generation | TWh | 0 | 0 | 0 | 0 | 0 | 0 | 0 | 0
DE Unit Level IndRiver4 - MER Cap Annual v3.1 | 265 | 7304 | Rate Constraint in MTons | FALSE | L | Annual | Rate | lb/MWh | 0 | 0 | 0 | 0 | 0 | 0 | 0 | 0
DE Unit Level IndRiver4 - MER Cap Annual v3.1 | 265 | 7304 | Rate Constraint in MTons | FALSE | L | Annual | Constraint Shadow Price | US2019$/Lb | 0 | 0 | 0 | 0 | 0 | 0 | 0 | 0
DE Unit Level IndRiver4 - NOX Cap Annual v3.1 | 266 | 7293 | Rate Constraint in MTons | FALSE | L | Annual | Seasons Included | Seasons | Winter, WintShld, Summer | Winter, WintShld, Summer | Winter, WintShld, Summer | Winter, WintShld, Summer | Winter, WintShld, Summer | Winter, WintShld, Summer | Winter, WintShld, Summer | Winter, WintShld, Summer
DE Unit Level IndRiver4 - NOX Cap Annual v3.1 | 266 | 7293 | Rate Constraint in MTons | FALSE | L | Annual | Standard NOX | Thousand Tons | 2.032 | 2.032 | 2.032 | 2.032 | 2.032 | 2.032 | 2.032 | 2.032
DE Unit Level IndRiver4 - NOX Cap Annual v3.1 | 266 | 7293 | Rate Constraint in MTons | FALSE | L | Annual | Emissions at Affected Plants NOX | Thousand Tons | 0 | 0 | 0 | 0 | 0 | 0 | 0 | 0
DE Unit Level IndRiver4 - NOX Cap Annual v3.1 | 266 | 7293 | Rate Constraint in MTons | FALSE | L | Annual | Allowances Purchased NOX | Thousand Tons | 0 | 0 | 0 | 0 | 0 | 0 | 0 | 0
DE Unit Level IndRiver4 - NOX Cap Annual v3.1 | 266 | 7293 | Rate Constraint in MTons | FALSE | L | Annual | Allowances Sold NOX | Thousand Tons | 0 | 0 | 0 | 0 | 0 | 0 | 0 | 0
DE Unit Level IndRiver4 - NOX Cap Annual v3.1 | 266 | 7293 | Rate Constraint in MTons | FALSE | L | Annual | Allowances Banked | Thousand Tons | 0 | 0 | 0 | 0 | 0 | 0 | 0 | 0
DE Unit Level IndRiver4 - NOX Cap Annual v3.1 | 266 | 7293 | Rate Constraint in MTons | FALSE | L | Annual | Allowances Withdrawn (1:1) | Thousand Tons | 0 | 0 | 0 | 0 | 0 | 0 | 0 | 0
DE Unit Level IndRiver4 - NOX Cap Annual v3.1 | 266 | 7293 | Rate Constraint in MTons | FALSE | L | Annual | Allowances Withdrawn (n:1) | Thousand Tons | 0 | 0 | 0 | 0 | 0 | 0 | 0 | 0
DE Unit Level IndRiver4 - NOX Cap Annual v3.1 | 266 | 7293 | Rate Constraint in MTons | FALSE | L | Annual | Net Emissions Allowance Position | Thousand Tons | 0 | 0 | 0 | 0 | 0 | 0 | 0 | 0
DE Unit Level IndRiver4 - NOX Cap Annual v3.1 | 266 | 7293 | Rate Constraint in MTons | FALSE | L | Annual | Fuel Consumed | TBtu | 0 | 0 | 0 | 0 | 0 | 0 | 0 | 0
DE Unit Level IndRiver4 - NOX Cap Annual v3.1 | 266 | 7293 | Rate Constraint in MTons | FALSE | L | Annual | Rate | lb/MMBtu | 0 | 0 | 0 | 0 | 0 | 0 | 0 | 0
DE Unit Level IndRiver4 - NOX Cap Annual v3.1 | 266 | 7293 | Rate Constraint in MTons | FALSE | L | Annual | Generation | TWh | 0 | 0 | 0 | 0 | 0 | 0 | 0 | 0
DE Unit Level IndRiver4 - NOX Cap Annual v3.1 | 266 | 7293 | Rate Constraint in MTons | FALSE | L | Annual | Qualifying Generation | TWh | 0 | 0 | 0 | 0 | 0 | 0 | 0 | 0
DE Unit Level IndRiver4 - NOX Cap Annual v3.1 | 266 | 7293 | Rate Constraint in MTons | FALSE | L | Annual | Rate | lb/MWh | 0 | 0 | 0 | 0 | 0 | 0 | 0 | 0
DE Unit Level IndRiver4 - NOX Cap Annual v3.1 | 266 | 7293 | Rate Constraint in MTons | FALSE | L | Annual | Constraint Shadow Price | US2019$/Ton | 0 | 0 | 0 | 0 | 0 | 0 | 0 | 0
DE Unit Level IndRiver4 - SO2 Cap Annual v3.1 | 267 | 7299 | Rate Constraint in MTons | FALSE | L | Annual | Seasons Included | Seasons | Winter, WintShld, Summer | Winter, WintShld, Summer | Winter, WintShld, Summer | Winter, WintShld, Summer | Winter, WintShld, Summer | Winter, WintShld, Summer | Winter, WintShld, Summer | Winter, WintShld, Summer
DE Unit Level IndRiver4 - SO2 Cap Annual v3.1 | 267 | 7299 | Rate Constraint in MTons | FALSE | L | Annual | Standard SO2 | Thousand Tons | 3.657 | 3.657 | 3.657 | 3.657 | 3.657 | 3.657 | 3.657 | 3.657
DE Unit Level IndRiver4 - SO2 Cap Annual v3.1 | 267 | 7299 | Rate Constraint in MTons | FALSE | L | Annual | Emissions at Affected Plants SO2 | Thousand Tons | 0 | 0 | 0 | 0 | 0 | 0 | 0 | 0
DE Unit Level IndRiver4 - SO2 Cap Annual v3.1 | 267 | 7299 | Rate Constraint in MTons | FALSE | L | Annual | Allowances Purchased SO2 | Thousand Tons | 0 | 0 | 0 | 0 | 0 | 0 | 0 | 0
DE Unit Level IndRiver4 - SO2 Cap Annual v3.1 | 267 | 7299 | Rate Constraint in MTons | FALSE | L | Annual | Allowances Sold SO2 | Thousand Tons | 0 | 0 | 0 | 0 | 0 | 0 | 0 | 0
DE Unit Level IndRiver4 - SO2 Cap Annual v3.1 | 267 | 7299 | Rate Constraint in MTons | FALSE | L | Annual | Allowances Banked | Thousand Tons | 0 | 0 | 0 | 0 | 0 | 0 | 0 | 0
DE Unit Level IndRiver4 - SO2 Cap Annual v3.1 | 267 | 7299 | Rate Constraint in MTons | FALSE | L | Annual | Allowances Withdrawn (1:1) | Thousand Tons | 0 | 0 | 0 | 0 | 0 | 0 | 0 | 0
DE Unit Level IndRiver4 - SO2 Cap Annual v3.1 | 267 | 7299 | Rate Constraint in MTons | FALSE | L | Annual | Allowances Withdrawn (n:1) | Thousand Tons | 0 | 0 | 0 | 0 | 0 | 0 | 0 | 0
DE Unit Level IndRiver4 - SO2 Cap Annual v3.1 | 267 | 7299 | Rate Constraint in MTons | FALSE | L | Annual | Net Emissions Allowance Position | Thousand Tons | 0 | 0 | 0 | 0 | 0 | 0 | 0 | 0
DE Unit Level IndRiver4 - SO2 Cap Annual v3.1 | 267 | 7299 | Rate Constraint in MTons | FALSE | L | Annual | Fuel Consumed | TBtu | 0 | 0 | 0 | 0 | 0 | 0 | 0 | 0
DE Unit Level IndRiver4 - SO2 Cap Annual v3.1 | 267 | 7299 | Rate Constraint in MTons | FALSE | L | Annual | Rate | lb/MMBtu | 0 | 0 | 0 | 0 | 0 | 0 | 0 | 0
DE Unit Level IndRiver4 - SO2 Cap Annual v3.1 | 267 | 7299 | Rate Constraint in MTons | FALSE | L | Annual | Generation | TWh | 0 | 0 | 0 | 0 | 0 | 0 | 0 | 0
DE Unit Level IndRiver4 - SO2 Cap Annual v3.1 | 267 | 7299 | Rate Constraint in MTons | FALSE | L | Annual | Qualifying Generation | TWh | 0 | 0 | 0 | 0 | 0 | 0 | 0 | 0
DE Unit Level IndRiver4 - SO2 Cap Annual v3.1 | 267 | 7299 | Rate Constraint in MTons | FALSE | L | Annual | Rate | lb/MWh | 0 | 0 | 0 | 0 | 0 | 0 | 0 | 0
DE Unit Level IndRiver4 - SO2 Cap Annual v3.1 | 267 | 7299 | Rate Constraint in MTons | FALSE | L | Annual | Constraint Shadow Price | US2019$/Ton | 0 | 0 | 0 | 0 | 0 | 0 | 0 | 0
DE Unit Level McKee3 - NOX Cap Annual v3.1 | 268 | 7294 | Rate Constraint in MTons | FALSE | L | Annual | Seasons Included | Seasons | Winter, WintShld, Summer | Winter, WintShld, Summer | Winter, WintShld, Summer | Winter, WintShld, Summer | Winter, WintShld, Summer | Winter, WintShld, Summer | Winter, WintShld, Summer | Winter, WintShld, Summer
DE Unit Level McKee3 - NOX Cap Annual v3.1 | 268 | 7294 | Rate Constraint in MTons | FALSE | L | Annual | Standard NOX | Thousand Tons | 0.244 | 0.244 | 0.244 | 0.244 | 0.244 | 0.244 | 0.244 | 0.244
DE Unit Level McKee3 - NOX Cap Annual v3.1 | 268 | 7294 | Rate Constraint in MTons | FALSE | L | Annual | Emissions at Affected Plants NOX | Thousand Tons | 0 | 0 | 0 | 0 | 0 | 0 | 0 | 0
DE Unit Level McKee3 - NOX Cap Annual v3.1 | 268 | 7294 | Rate Constraint in MTons | FALSE | L | Annual | Allowances Purchased NOX | Thousand Tons | 0 | 0 | 0 | 0 | 0 | 0 | 0 | 0
DE Unit Level McKee3 - NOX Cap Annual v3.1 | 268 | 7294 | Rate Constraint in MTons | FALSE | L | Annual | Allowances Sold NOX | Thousand Tons | 0 | 0 | 0 | 0 | 0 | 0 | 0 | 0
DE Unit Level McKee3 - NOX Cap Annual v3.1 | 268 | 7294 | Rate Constraint in MTons | FALSE | L | Annual | Allowances Banked | Thousand Tons | 0 | 0 | 0 | 0 | 0 | 0 | 0 | 0
DE Unit Level McKee3 - NOX Cap Annual v3.1 | 268 | 7294 | Rate Constraint in MTons | FALSE | L | Annual | Allowances Withdrawn (1:1) | Thousand Tons | 0 | 0 | 0 | 0 | 0 | 0 | 0 | 0
DE Unit Level McKee3 - NOX Cap Annual v3.1 | 268 | 7294 | Rate Constraint in MTons | FALSE | L | Annual | Allowances Withdrawn (n:1) | Thousand Tons | 0 | 0 | 0 | 0 | 0 | 0 | 0 | 0
DE Unit Level McKee3 - NOX Cap Annual v3.1 | 268 | 7294 | Rate Constraint in MTons | FALSE | L | Annual | Net Emissions Allowance Position | Thousand Tons | 0 | 0 | 0 | 0 | 0 | 0 | 0 | 0
DE Unit Level McKee3 - NOX Cap Annual v3.1 | 268 | 7294 | Rate Constraint in MTons | FALSE | L | Annual | Fuel Consumed | TBtu | 0 | 0 | 0 | 0 | 0 | 0 | 0 | 0
DE Unit Level McKee3 - NOX Cap Annual v3.1 | 268 | 7294 | Rate Constraint in MTons | FALSE | L | Annual | Rate | lb/MMBtu | 0 | 0 | 0 | 0 | 0 | 0 | 0 | 0
DE Unit Level McKee3 - NOX Cap Annual v3.1 | 268 | 7294 | Rate Constraint in MTons | FALSE | L | Annual | Generation | TWh | 0 | 0 | 0 | 0 | 0 | 0 | 0 | 0
DE Unit Level McKee3 - NOX Cap Annual v3.1 | 268 | 7294 | Rate Constraint in MTons | FALSE | L | Annual | Qualifying Generation | TWh | 0 | 0 | 0 | 0 | 0 | 0 | 0 | 0
DE Unit Level McKee3 - NOX Cap Annual v3.1 | 268 | 7294 | Rate Constraint in MTons | FALSE | L | Annual | Rate | lb/MWh | 0 | 0 | 0 | 0 | 0 | 0 | 0 | 0
DE Unit Level McKee3 - NOX Cap Annual v3.1 | 268 | 7294 | Rate Constraint in MTons | FALSE | L | Annual | Constraint Shadow Price | US2019$/Ton | 0 | 0 | 0 | 0 | 0 | 0 | 0 | 0
DE Unit Level McKee3 - SO2 Cap Annual v3.1 | 269 | 7300 | Rate Constraint in MTons | FALSE | L | Annual | Seasons Included | Seasons | Winter, WintShld, Summer | Winter, WintShld, Summer | Winter, WintShld, Summer | Winter, WintShld, Summer | Winter, WintShld, Summer | Winter, WintShld, Summer | Winter, WintShld, Summer | Winter, WintShld, Summer
DE Unit Level McKee3 - SO2 Cap Annual v3.1 | 269 | 7300 | Rate Constraint in MTons | FALSE | L | Annual | Standard SO2 | Thousand Tons | 0.439 | 0.439 | 0.439 | 0.439 | 0.439 | 0.439 | 0.439 | 0.439
DE Unit Level McKee3 - SO2 Cap Annual v3.1 | 269 | 7300 | Rate Constraint in MTons | FALSE | L | Annual | Emissions at Affected Plants SO2 | Thousand Tons | 0 | 0 | 0 | 0 | 0 | 0 | 0 | 0
DE Unit Level McKee3 - SO2 Cap Annual v3.1 | 269 | 7300 | Rate Constraint in MTons | FALSE | L | Annual | Allowances Purchased SO2 | Thousand Tons | 0 | 0 | 0 | 0 | 0 | 0 | 0 | 0
DE Unit Level McKee3 - SO2 Cap Annual v3.1 | 269 | 7300 | Rate Constraint in MTons | FALSE | L | Annual | Allowances Sold SO2 | Thousand Tons | 0 | 0 | 0 | 0 | 0 | 0 | 0 | 0
DE Unit Level McKee3 - SO2 Cap Annual v3.1 | 269 | 7300 | Rate Constraint in MTons | FALSE | L | Annual | Allowances Banked | Thousand Tons | 0 | 0 | 0 | 0 | 0 | 0 | 0 | 0
DE Unit Level McKee3 - SO2 Cap Annual v3.1 | 269 | 7300 | Rate Constraint in MTons | FALSE | L | Annual | Allowances Withdrawn (1:1) | Thousand Tons | 0 | 0 | 0 | 0 | 0 | 0 | 0 | 0
DE Unit Level McKee3 - SO2 Cap Annual v3.1 | 269 | 7300 | Rate Constraint in MTons | FALSE | L | Annual | Allowances Withdrawn (n:1) | Thousand Tons | 0 | 0 | 0 | 0 | 0 | 0 | 0 | 0
DE Unit Level McKee3 - SO2 Cap Annual v3.1 | 269 | 7300 | Rate Constraint in MTons | FALSE | L | Annual | Net Emissions Allowance Position | Thousand Tons | 0 | 0 | 0 | 0 | 0 | 0 | 0 | 0
DE Unit Level McKee3 - SO2 Cap Annual v3.1 | 269 | 7300 | Rate Constraint in MTons | FALSE | L | Annual | Fuel Consumed | TBtu | 0 | 0 | 0 | 0 | 0 | 0 | 0 | 0
DE Unit Level McKee3 - SO2 Cap Annual v3.1 | 269 | 7300 | Rate Constraint in MTons | FALSE | L | Annual | Rate | lb/MMBtu | 0 | 0 | 0 | 0 | 0 | 0 | 0 | 0
DE Unit Level McKee3 - SO2 Cap Annual v3.1 | 269 | 7300 | Rate Constraint in MTons | FALSE | L | Annual | Generation | TWh | 0 | 0 | 0 | 0 | 0 | 0 | 0 | 0
DE Unit Level McKee3 - SO2 Cap Annual v3.1 | 269 | 7300 | Rate Constraint in MTons | FALSE | L | Annual | Qualifying Generation | TWh | 0 | 0 | 0 | 0 | 0 | 0 | 0 | 0
DE Unit Level McKee3 - SO2 Cap Annual v3.1 | 269 | 7300 | Rate Constraint in MTons | FALSE | L | Annual | Rate | lb/MWh | 0 | 0 | 0 | 0 | 0 | 0 | 0 | 0
DE Unit Level McKee3 - SO2 Cap Annual v3.1 | 269 | 7300 | Rate Constraint in MTons | FALSE | L | Annual | Constraint Shadow Price | US2019$/Ton | 0 | 0 | 0 | 0 | 0 | 0 | 0 | 0
Dummy Delaware NOx Constraint v4.0 | 270 | 7644 | Rate Constraint in MTons | FALSE | L | Annual | Seasons Included | Seasons | Winter, WintShld, Summer | Winter, WintShld, Summer | Winter, WintShld, Summer | Winter, WintShld, Summer | Winter, WintShld, Summer | Winter, WintShld, Summer | Winter, WintShld, Summer | Winter, WintShld, Summer
Dummy Delaware NOx Constraint v4.0 | 270 | 7644 | Rate Constraint in MTons | FALSE | L | Annual | Standard NOX | Thousand Tons | 99999 | 99999 | 99999 | 99999 | 99999 | 99999 | 99999 | 99999
Dummy Delaware NOx Constraint v4.0 | 270 | 7644 | Rate Constraint in MTons | FALSE | L | Annual | Emissions at Affected Plants NOX | Thousand Tons | 0.0034501 | 0.0046738 | 0.010475 | 0.010736 | 0.011835 | 0.013792 | 0.017241 | 0.015048
Dummy Delaware NOx Constraint v4.0 | 270 | 7644 | Rate Constraint in MTons | FALSE | L | Annual | Allowances Purchased NOX | Thousand Tons | 0 | 0 | 0 | 0 | 0 | 0 | 0 | 0
Dummy Delaware NOx Constraint v4.0 | 270 | 7644 | Rate Constraint in MTons | FALSE | L | Annual | Allowances Sold NOX | Thousand Tons | 0 | 0 | 0 | 0 | 0 | 0 | 0 | 0
Dummy Delaware NOx Constraint v4.0 | 270 | 7644 | Rate Constraint in MTons | FALSE | L | Annual | Allowances Banked | Thousand Tons | 0 | 0 | 0 | 0 | 0 | 0 | 0 | 0
Dummy Delaware NOx Constraint v4.0 | 270 | 7644 | Rate Constraint in MTons | FALSE | L | Annual | Allowances Withdrawn (1:1) | Thousand Tons | 0 | 0 | 0 | 0 | 0 | 0 | 0 | 0
Dummy Delaware NOx Constraint v4.0 | 270 | 7644 | Rate Constraint in MTons | FALSE | L | Annual | Allowances Withdrawn (n:1) | Thousand Tons | 0 | 0 | 0 | 0 | 0 | 0 | 0 | 0
Dummy Delaware NOx Constraint v4.0 | 270 | 7644 | Rate Constraint in MTons | FALSE | L | Annual | Net Emissions Allowance Position | Thousand Tons | 0.0034501 | 0.0046738 | 0.010475 | 0.010736 | 0.011835 | 0.013792 | 0.017241 | 0.015048
Dummy Delaware NOx Constraint v4.0 | 270 | 7644 | Rate Constraint in MTons | FALSE | L | Annual | Fuel Consumed | TBtu | 0.58285 | 0.68961 | 1.9209 | 1.7256 | 2.1292 | 2.5756 | 3.445 | 3.4054
Dummy Delaware NOx Constraint v4.0 | 270 | 7644 | Rate Constraint in MTons | FALSE | L | Annual | Rate | lb/MMBtu | 0.011839 | 0.013555 | 0.010907 | 0.012443 | 0.011117 | 0.01071 | 0.01001 | 0.0088379
Dummy Delaware NOx Constraint v4.0 | 270 | 7644 | Rate Constraint in MTons | FALSE | L | Annual | Generation | TWh | 0.071303 | 0.084221 | 0.24451 | 0.22235 | 0.26978 | 0.32679 | 0.42671 | 0.42462
Dummy Delaware NOx Constraint v4.0 | 270 | 7644 | Rate Constraint in MTons | FALSE | L | Annual | Qualifying Generation | TWh | 0.071303 | 0.084221 | 0.24451 | 0.22235 | 0.26978 | 0.32679 | 0.42671 | 0.42462
Dummy Delaware NOx Constraint v4.0 | 270 | 7644 | Rate Constraint in MTons | FALSE | L | Annual | Rate | lb/MWh | 0.096773 | 0.11099 | 0.085682 | 0.096569 | 0.087741 | 0.084412 | 0.08081 | 0.070878
Dummy Delaware NOx Constraint v4.0 | 270 | 7644 | Rate Constraint in MTons | FALSE | L | Annual | Constraint Shadow Price | US2019$/Ton | 0 | 0 | 0 | 0 | 0 | 0 | 0 | 0
Dummy Hg Summer for Mode v5.20 | 271 | 7645 | Rate Constraint in MTons | FALSE | L | Annual | Seasons Included | Seasons | Summer | Summer | Summer | Summer | Summer | Summer | Summer | Summer
Dummy Hg Summer for Mode v5.20 | 271 | 7645 | Rate Constraint in MTons | FALSE | L | Annual | Standard MER | lbs | 199998000000 | 199998000000 | 199998000000 | 199998000000 | 199998000000 | 199998000000 | 199998000000 | 199998000000
Dummy Hg Summer for Mode v5.20 | 271 | 7645 | Rate Constraint in MTons | FALSE | L | Annual | Emissions at Affected Plants MER | lbs | 2500.226 | 1823.1994 | 1381.2791 | 1356.9486 | 1343.9954 | 1245.7234 | 1192.7271 | 1096.8443
Dummy Hg Summer for Mode v5.20 | 271 | 7645 | Rate Constraint in MTons | FALSE | L | Annual | Allowances Purchased MER | lbs | 0 | 0 | 0 | 0 | 0 | 0 | 0 | 0
Dummy Hg Summer for Mode v5.20 | 271 | 7645 | Rate Constraint in MTons | FALSE | L | Annual | Allowances Sold MER | lbs | 0 | 0 | 0 | 0 | 0 | 0 | 0 | 0
Dummy Hg Summer for Mode v5.20 | 271 | 7645 | Rate Constraint in MTons | FALSE | L | Annual | Allowances Banked | lbs | 0 | 0 | 0 | 0 | 0 | 0 | 0 | 0
Dummy Hg Summer for Mode v5.20 | 271 | 7645 | Rate Constraint in MTons | FALSE | L | Annual | Allowances Withdrawn (1:1) | lbs | 0 | 0 | 0 | 0 | 0 | 0 | 0 | 0
Dummy Hg Summer for Mode v5.20 | 271 | 7645 | Rate Constraint in MTons | FALSE | L | Annual | Allowances Withdrawn (n:1) | lbs | 0 | 0 | 0 | 0 | 0 | 0 | 0 | 0
Dummy Hg Summer for Mode v5.20 | 271 | 7645 | Rate Constraint in MTons | FALSE | L | Annual | Net Emissions Allowance Position | lbs | 2500.226 | 1823.1994 | 1381.2791 | 1356.9486 | 1343.9954 | 1245.7234 | 1192.7271 | 1096.8443
Dummy Hg Summer for Mode v5.20 | 271 | 7645 | Rate Constraint in MTons | FALSE | L | Annual | Fuel Consumed | TBtu | 6749.269 | 6383.091 | 6185.6021 | 6141.3078 | 5940.9553 | 5378.6441 | 5089.7389 | 4431.9921
Dummy Hg Summer for Mode v5.20 | 271 | 7645 | Rate Constraint in MTons | FALSE | L | Annual | Rate | lb/MMBtu | 3.7044e-07 | 2.8563e-07 | 2.2331e-07 | 2.2095e-07 | 2.2623e-07 | 2.3161e-07 | 2.3434e-07 | 2.4748e-07
Dummy Hg Summer for Mode v5.20 | 271 | 7645 | Rate Constraint in MTons | FALSE | L | Annual | Generation | TWh | 784.5662 | 776.6041 | 780.6077 | 776.8298 | 752.8738 | 686.5393 | 653.6645 | 571.8663
Dummy Hg Summer for Mode v5.20 | 271 | 7645 | Rate Constraint in MTons | FALSE | L | Annual | Qualifying Generation | TWh | 784.5662 | 776.6041 | 780.6077 | 776.8298 | 752.8738 | 686.5393 | 653.6645 | 571.8663
Dummy Hg Summer for Mode v5.20 | 271 | 7645 | Rate Constraint in MTons | FALSE | L | Annual | Rate | lb/MWh | 3.1868e-06 | 2.3477e-06 | 1.7695e-06 | 1.7468e-06 | 1.7852e-06 | 1.8145e-06 | 1.8247e-06 | 1.918e-06
Dummy Hg Summer for Mode v5.20 | 271 | 7645 | Rate Constraint in MTons | FALSE | L | Annual | Constraint Shadow Price | US2019$/Lb | 0 | 0 | 0 | 0 | 0 | 0 | 0 | 0
Dummy Hg Winter for Mode v5.20 | 272 | 7646 | Rate Constraint in MTons | FALSE | L | Annual | Seasons Included | Seasons | Winter, WintShld | Winter, WintShld | Winter, WintShld | Winter, WintShld | Winter, WintShld | Winter, WintShld | Winter, WintShld | Winter, WintShld
Dummy Hg Winter for Mode v5.20 | 272 | 7646 | Rate Constraint in MTons | FALSE | L | Annual | Standard MER | lbs | 199998000000 | 199998000000 | 199998000000 | 199998000000 | 199998000000 | 199998000000 | 199998000000 | 199998000000
Dummy Hg Winter for Mode v5.20 | 272 | 7646 | Rate Constraint in MTons | FALSE | L | Annual | Emissions at Affected Plants MER | lbs | 3126.804 | 2187.769 | 1828.1953 | 1774.8055 | 1639.9041 | 1414.8703 | 1282.6222 | 1047.8312
Dummy Hg Winter for Mode v5.20 | 272 | 7646 | Rate Constraint in MTons | FALSE | L | Annual | Allowances Purchased MER | lbs | 0 | 0 | 0 | 0 | 0 | 0 | 0 | 0
Dummy Hg Winter for Mode v5.20 | 272 | 7646 | Rate Constraint in MTons | FALSE | L | Annual | Allowances Sold MER | lbs | 0 | 0 | 0 | 0 | 0 | 0 | 0 | 0
Dummy Hg Winter for Mode v5.20 | 272 | 7646 | Rate Constraint in MTons | FALSE | L | Annual | Allowances Banked | lbs | 0 | 0 | 0 | 0 | 0 | 0 | 0 | 0
Dummy Hg Winter for Mode v5.20 | 272 | 7646 | Rate Constraint in MTons | FALSE | L | Annual | Allowances Withdrawn (1:1) | lbs | 0 | 0 | 0 | 0 | 0 | 0 | 0 | 0
Dummy Hg Winter for Mode v5.20 | 272 | 7646 | Rate Constraint in MTons | FALSE | L | Annual | Allowances Withdrawn (n:1) | lbs | 0 | 0 | 0 | 0 | 0 | 0 | 0 | 0
Dummy Hg Winter for Mode v5.20 | 272 | 7646 | Rate Constraint in MTons | FALSE | L | Annual | Net Emissions Allowance Position | lbs | 3126.804 | 2187.769 | 1828.1953 | 1774.8055 | 1639.9041 | 1414.8703 | 1282.6222 | 1047.8312
Dummy Hg Winter for Mode v5.20 | 272 | 7646 | Rate Constraint in MTons | FALSE | L | Annual | Fuel Consumed | TBtu | 7573.5796 | 7047.8991 | 7222.2893 | 7131.1188 | 6649.3614 | 5789.6781 | 5157.4861 | 4151.8658
Dummy Hg Winter for Mode v5.20 | 272 | 7646 | Rate Constraint in MTons | FALSE | L | Annual | Rate | lb/MMBtu | 4.1286e-07 | 3.1041e-07 | 2.5313e-07 | 2.4888e-07 | 2.4663e-07 | 2.4438e-07 | 2.4869e-07 | 2.5238e-07
Dummy Hg Winter for Mode v5.20 | 272 | 7646 | Rate Constraint in MTons | FALSE | L | Annual | Generation | TWh | 866.0537 | 852.6524 | 907.2278 | 898.6803 | 843.697 | 746.5026 | 671.1764 | 549.7106
Dummy Hg Winter for Mode v5.20 | 272 | 7646 | Rate Constraint in MTons | FALSE | L | Annual | Qualifying Generation | TWh | 866.0537 | 852.6524 | 907.2278 | 898.6803 | 843.697 | 746.5026 | 671.1764 | 549.7106
Dummy Hg Winter for Mode v5.20 | 272 | 7646 | Rate Constraint in MTons | FALSE | L | Annual | Rate | lb/MWh | 3.6104e-06 | 2.5658e-06 | 2.0151e-06 | 1.9749e-06 | 1.9437e-06 | 1.8953e-06 | 1.911e-06 | 1.9062e-06
Dummy Hg Winter for Mode v5.20 | 272 | 7646 | Rate Constraint in MTons | FALSE | L | Annual | Constraint Shadow Price | US2019$/Lb | 0 | 0 | 0 | 0 | 0 | 0 | 0 | 0
Dummy OS Hg Constraint-v620 Based TRC2 | 273 | 7766 | Rate Constraint in MTons | FALSE | L | Annual | Seasons Included | Seasons | Summer | Summer | Summer | Summer | Summer | Summer | Summer | Summer
Dummy OS Hg Constraint-v620 Based TRC2 | 273 | 7766 | Rate Constraint in MTons | FALSE | L | Annual | Standard MER | lbs | 199998000000 | 199998000000 | 199998000000 | 199998000000 | 199998000000 | 199998000000 | 199998000000 | 199998000000
Dummy OS Hg Constraint-v620 Based TRC2 | 273 | 7766 | Rate Constraint in MTons | FALSE | L | Annual | Emissions at Affected Plants MER | lbs | 236.983 | 44.1768 | 26.019 | 26.3071 | 20.3313 | 38.5789 | 33.3391 | 22.0639
Dummy OS Hg Constraint-v620 Based TRC2 | 273 | 7766 | Rate Constraint in MTons | FALSE | L | Annual | Allowances Purchased MER | lbs | 0 | 0 | 0 | 0 | 0 | 0 | 0 | 0
Dummy OS Hg Constraint-v620 Based TRC2 | 273 | 7766 | Rate Constraint in MTons | FALSE | L | Annual | Allowances Sold MER | lbs | 0 | 0 | 0 | 0 | 0 | 0 | 0 | 0
Dummy OS Hg Constraint-v620 Based TRC2 | 273 | 7766 | Rate Constraint in MTons | FALSE | L | Annual | Allowances Banked | lbs | 0 | 0 | 0 | 0 | 0 | 0 | 0 | 0
Dummy OS Hg Constraint-v620 Based TRC2 | 273 | 7766 | Rate Constraint in MTons | FALSE | L | Annual | Allowances Withdrawn (1:1) | lbs | 0 | 0 | 0 | 0 | 0 | 0 | 0 | 0
Dummy OS Hg Constraint-v620 Based TRC2 | 273 | 7766 | Rate Constraint in MTons | FALSE | L | Annual | Allowances Withdrawn (n:1) | lbs | 0 | 0 | 0 | 0 | 0 | 0 | 0 | 0
Dummy OS Hg Constraint-v620 Based TRC2 | 273 | 7766 | Rate Constraint in MTons | FALSE | L | Annual | Net Emissions Allowance Position | lbs | 236.983 | 44.1768 | 26.019 | 26.3071 | 20.3313 | 38.5789 | 33.3391 | 22.0639
Dummy OS Hg Constraint-v620 Based TRC2 | 273 | 7766 | Rate Constraint in MTons | FALSE | L | Annual | Fuel Consumed | TBtu | 289.917 | 80.2646 | 62.1043 | 51.974 | 32.6836 | 54.0677 | 45.6253 | 37.5732
Dummy OS Hg Constraint-v620 Based TRC2 | 273 | 7766 | Rate Constraint in MTons | FALSE | L | Annual | Rate | lb/MMBtu | 8.1742e-07 | 5.5039e-07 | 4.1896e-07 | 5.0616e-07 | 6.2206e-07 | 7.1353e-07 | 7.3072e-07 | 5.8722e-07
Dummy OS Hg Constraint-v620 Based TRC2 | 273 | 7766 | Rate Constraint in MTons | FALSE | L | Annual | Generation | TWh | 27.0336 | 7.4807 | 5.6437 | 4.7509 | 2.9916 | 5.0596 | 4.2342 | 3.4915
Dummy OS Hg Constraint-v620 Based TRC2 | 273 | 7766 | Rate Constraint in MTons | FALSE | L | Annual | Qualifying Generation | TWh | 27.0336 | 7.4807 | 5.6437 | 4.7509 | 2.9916 | 5.0596 | 4.2342 | 3.4915
Dummy OS Hg Constraint-v620 Based TRC2 | 273 | 7766 | Rate Constraint in MTons | FALSE | L | Annual | Rate | lb/MWh | 8.7662e-06 | 5.9055e-06 | 4.6102e-06 | 5.5373e-06 | 6.7962e-06 | 7.6248e-06 | 7.8738e-06 | 6.3193e-06
Dummy OS Hg Constraint-v620 Based TRC2 | 273 | 7766 | Rate Constraint in MTons | FALSE | L | Annual | Constraint Shadow Price | US2019$/Lb | 0 | 0 | 0 | 0 | 0 | 0 | 0 | 0
Dummy OS NOx Constraint-v620 Based TRC13 | 274 | 7765 | Rate Constraint in MTons | FALSE | L | Annual | Seasons Included | Seasons | Summer | Summer | Summer | Summer | Summer | Summer | Summer | Summer
Dummy OS NOx Constraint-v620 Based TRC13 | 274 | 7765 | Rate Constraint in MTons | FALSE | L | Annual | Standard NOX | Thousand Tons | 99999 | 99999 | 99999 | 99999 | 99999 | 99999 | 99999 | 99999
Dummy OS NOx Constraint-v620 Based TRC13 | 274 | 7765 | Rate Constraint in MTons | FALSE | L | Annual | Emissions at Affected Plants NOX | Thousand Tons | 177.0381 | 94.9915 | 84.5209 | 79.1661 | 78.8283 | 65.2052 | 54.5544 | 45.0862
Dummy OS NOx Constraint-v620 Based TRC13 | 274 | 7765 | Rate Constraint in MTons | FALSE | L | Annual | Allowances Purchased NOX | Thousand Tons | 0 | 0 | 0 | 0 | 0 | 0 | 0 | 0
Dummy OS NOx Constraint-v620 Based TRC13 | 274 | 7765 | Rate Constraint in MTons | FALSE | L | Annual | Allowances Sold NOX | Thousand Tons | 0 | 0 | 0 | 0 | 0 | 0 | 0 | 0
Dummy OS NOx Constraint-v620 Based TRC13 | 274 | 7765 | Rate Constraint in MTons | FALSE | L | Annual | Allowances Banked | Thousand Tons | 0 | 0 | 0 | 0 | 0 | 0 | 0 | 0
Dummy OS NOx Constraint-v620 Based TRC13 | 274 | 7765 | Rate Constraint in MTons | FALSE | L | Annual | Allowances Withdrawn (1:1) | Thousand Tons | 0 | 0 | 0 | 0 | 0 | 0 | 0 | 0
Dummy OS NOx Constraint-v620 Based TRC13 | 274 | 7765 | Rate Constraint in MTons | FALSE | L | Annual | Allowances Withdrawn (n:1) | Thousand Tons | 0 | 0 | 0 | 0 | 0 | 0 | 0 | 0
Dummy OS NOx Constraint-v620 Based TRC13 | 274 | 7765 | Rate Constraint in MTons | FALSE | L | Annual | Net Emissions Allowance Position | Thousand Tons | 177.0381 | 94.9915 | 84.5209 | 79.1661 | 78.8283 | 65.2052 | 54.5544 | 45.0862
Dummy OS NOx Constraint-v620 Based TRC13 | 274 | 7765 | Rate Constraint in MTons | FALSE | L | Annual | Fuel Consumed | TBtu | 5287.7394 | 4775.7104 | 4814.2343 | 4722.3319 | 4752.054 | 4276.0786 | 3892.5926 | 3293.6207
Dummy OS NOx Constraint-v620 Based TRC13 | 274 | 7765 | Rate Constraint in MTons | FALSE | L | Annual | Rate | lb/MMBtu | 0.066962 | 0.039781 | 0.035113 | 0.033528 | 0.033177 | 0.030498 | 0.02803 | 0.027378
Dummy OS NOx Constraint-v620 Based TRC13 | 274 | 7765 | Rate Constraint in MTons | FALSE | L | Annual | Generation | TWh | 604.8805 | 579.9416 | 603.6048 | 597.0536 | 601.6955 | 547.8203 | 507.6342 | 434.0089
Dummy OS NOx Constraint-v620 Based TRC13 | 274 | 7765 | Rate Constraint in MTons | FALSE | L | Annual | Qualifying Generation | TWh | 604.8805 | 579.9416 | 603.6048 | 597.0536 | 601.6955 | 547.8203 | 507.6342 | 434.0089
Dummy OS NOx Constraint-v620 Based TRC13 | 274 | 7765 | Rate Constraint in MTons | FALSE | L | Annual | Rate | lb/MWh | 0.58537 | 0.32759 | 0.28005 | 0.26519 | 0.26202 | 0.23805 | 0.21494 | 0.20777
Dummy OS NOx Constraint-v620 Based TRC13 | 274 | 7765 | Rate Constraint in MTons | FALSE | L | Annual | Constraint Shadow Price | US2019$/Ton | 0 | 0 | 0 | 0 | 0 | 0 | 0 | 0
Dummy OS NOx Constraint-v620 Based TRC4 | 275 | 7767 | Rate Constraint in MTons | FALSE | L | Annual | Seasons Included | Seasons |  | Summer | Summer | Summer | Summer | Summer | Summer | Summer
Dummy OS NOx Constraint-v620 Based TRC4 | 275 | 7767 | Rate Constraint in MTons | FALSE | L | Annual | Standard NOX | Thousand Tons | 0 | 99999 | 99999 | 99999 | 99999 | 99999 | 99999 | 99999
Dummy OS NOx Constraint-v620 Based TRC4 | 275 | 7767 | Rate Constraint in MTons | FALSE | L | Annual | Emissions at Affected Plants NOX | Thousand Tons | 0 | 9.1206 | 6.509 | 5.7185 | 6.2567 | 5.8336 | 3.0424 | 2.2401
Dummy OS NOx Constraint-v620 Based TRC4 | 275 | 7767 | Rate Constraint in MTons | FALSE | L | Annual | Allowances Purchased NOX | Thousand Tons | 0 | 0 | 0 | 0 | 0 | 0 | 0 | 0
Dummy OS NOx Constraint-v620 Based TRC4 | 275 | 7767 | Rate Constraint in MTons | FALSE | L | Annual | Allowances Sold NOX | Thousand Tons | 0 | 0 | 0 | 0 | 0 | 0 | 0 | 0
Dummy OS NOx Constraint-v620 Based TRC4 | 275 | 7767 | Rate Constraint in MTons | FALSE | L | Annual | Allowances Banked | Thousand Tons | 0 | 0 | 0 | 0 | 0 | 0 | 0 | 0
Dummy OS NOx Constraint-v620 Based TRC4 | 275 | 7767 | Rate Constraint in MTons | FALSE | L | Annual | Allowances Withdrawn (1:1) | Thousand Tons | 0 | 0 | 0 | 0 | 0 | 0 | 0 | 0
Dummy OS NOx Constraint-v620 Based TRC4 | 275 | 7767 | Rate Constraint in MTons | FALSE | L | Annual | Allowances Withdrawn (n:1) | Thousand Tons | 0 | 0 | 0 | 0 | 0 | 0 | 0 | 0
Dummy OS NOx Constraint-v620 Based TRC4 | 275 | 7767 | Rate Constraint in MTons | FALSE | L | Annual | Net Emissions Allowance Position | Thousand Tons | 0 | 9.1206 | 6.509 | 5.7185 | 6.2567 | 5.8336 | 3.0424 | 2.2401
Dummy OS NOx Constraint-v620 Based TRC4 | 275 | 7767 | Rate Constraint in MTons | FALSE | L | Annual | Fuel Consumed | TBtu | 0 | 364.0285 | 259.5633 | 227.9442 | 249.4716 | 232.5472 | 120.8985 | 88.806
Dummy OS NOx Constraint-v620 Based TRC4 | 275 | 7767 | Rate Constraint in MTons | FALSE | L | Annual | Rate | lb/MMBtu | 0 | 0.050109 | 0.050153 | 0.050175 | 0.05016 | 0.050171 | 0.050329 | 0.050449
Dummy OS NOx Constraint-v620 Based TRC4 | 275 | 7767 | Rate Constraint in MTons | FALSE | L | Annual | Generation | TWh | 0 | 34.268 | 24.5081 | 21.4341 | 23.4821 | 21.5921 | 10.9052 | 8.0403
Dummy OS NOx Constraint-v620 Based TRC4 | 275 | 7767 | Rate Constraint in MTons | FALSE | L | Annual | Qualifying Generation | TWh | 0 | 34.268 | 24.5081 | 21.4341 | 23.4821 | 21.5921 | 10.9052 | 8.0403
Dummy OS NOx Constraint-v620 Based TRC4 | 275 | 7767 | Rate Constraint in MTons | FALSE | L | Annual | Rate | lb/MWh | 0 | 0.53231 | 0.53117 | 0.53359 | 0.53289 | 0.54035 | 0.55797 | 0.55721
Dummy OS NOx Constraint-v620 Based TRC4 | 275 | 7767 | Rate Constraint in MTons | FALSE | L | Annual | Constraint Shadow Price | US2019$/Ton | 0 | 0 | 0 | 0 | 0 | 0 | 0 | 0
IA Riverside NOX Rate Annual v5.14 | 276 | 7272 | Rate Constraint in lbs/MMBtu | FALSE | L | Annual | Seasons Included | Seasons | Winter, WintShld, Summer | Winter, WintShld, Summer | Winter, WintShld, Summer | Winter, WintShld, Summer | Winter, WintShld, Summer | Winter, WintShld, Summer | Winter, WintShld, Summer | Winter, WintShld, Summer
IA Riverside NOX Rate Annual v5.14 | 276 | 7272 | Rate Constraint in lbs/MMBtu | FALSE | L | Annual | Standard NOX | lb/MMBtu | 0.16 | 0.16 | 0.16 | 0.16 | 0.16 | 0.16 | 0.16 | 0.16
IA Riverside NOX Rate Annual v5.14 | 276 | 7272 | Rate Constraint in lbs/MMBtu | FALSE | L | Annual | Emissions at Affected Plants NOX | Thousand Tons | 0 | 0 | 0 | 0 | 0 | 0 | 0 | 0
IA Riverside NOX Rate Annual v5.14 | 276 | 7272 | Rate Constraint in lbs/MMBtu | FALSE | L | Annual | Allowances Purchased NOX | Thousand Tons | 0 | 0 | 0 | 0 | 0 | 0 | 0 | 0
IA Riverside NOX Rate Annual v5.14 | 276 | 7272 | Rate Constraint in lbs/MMBtu | FALSE | L | Annual | Allowances Sold NOX | Thousand Tons | 0 | 0 | 0 | 0 | 0 | 0 | 0 | 0
IA Riverside NOX Rate Annual v5.14 | 276 | 7272 | Rate Constraint in lbs/MMBtu | FALSE | L | Annual | Allowances Banked | Thousand Tons | 0 | 0 | 0 | 0 | 0 | 0 | 0 | 0
IA Riverside NOX Rate Annual v5.14 | 276 | 7272 | Rate Constraint in lbs/MMBtu | FALSE | L | Annual | Allowances Withdrawn (1:1) | Thousand Tons | 0 | 0 | 0 | 0 | 0 | 0 | 0 | 0
IA Riverside NOX Rate Annual v5.14 | 276 | 7272 | Rate Constraint in lbs/MMBtu | FALSE | L | Annual | Allowances Withdrawn (n:1) | Thousand Tons | 0 | 0 | 0 | 0 | 0 | 0 | 0 | 0
IA Riverside NOX Rate Annual v5.14 | 276 | 7272 | Rate Constraint in lbs/MMBtu | FALSE | L | Annual | Net Emissions Allowance Position | Thousand Tons | 0 | 0 | 0 | 0 | 0 | 0 | 0 | 0
IA Riverside NOX Rate Annual v5.14 | 276 | 7272 | Rate Constraint in lbs/MMBtu | FALSE | L | Annual | Fuel Consumed | TBtu | 0 | 0 | 0 | 0 | 0 | 0 | 0 | 0
IA Riverside NOX Rate Annual v5.14 | 276 | 7272 | Rate Constraint in lbs/MMBtu | FALSE | L | Annual | Rate | lb/MMBtu | 0 | 0 | 0 | 0 | 0 | 0 | 0 | 0
IA Riverside NOX Rate Annual v5.14 | 276 | 7272 | Rate Constraint in lbs/MMBtu | FALSE | L | Annual | Generation | TWh | 0 | 0 | 0 | 0 | 0 | 0 | 0 | 0
IA Riverside NOX Rate Annual v5.14 | 276 | 7272 | Rate Constraint in lbs/MMBtu | FALSE | L | Annual | Qualifying Generation | TWh | 0 | 0 | 0 | 0 | 0 | 0 | 0 | 0
IA Riverside NOX Rate Annual v5.14 | 276 | 7272 | Rate Constraint in lbs/MMBtu | FALSE | L | Annual | Rate | lb/MWh | 0 | 0 | 0 | 0 | 0 | 0 | 0 | 0
IA Riverside NOX Rate Annual v5.14 | 276 | 7272 | Rate Constraint in lbs/MMBtu | FALSE | L | Annual | Constraint Shadow Price | US2019$/Ton | 0 | 0 | 0 | 0 | 0 | 0 | 0 | 0
IA Riverside SO2 Rate Annual v5.14 | 277 | 7273 | Rate Constraint in lbs/MMBtu | FALSE | L | Annual | Seasons Included | Seasons | Winter, WintShld, Summer | Winter, WintShld, Summer | Winter, WintShld, Summer | Winter, WintShld, Summer | Winter, WintShld, Summer | Winter, WintShld, Summer | Winter, WintShld, Summer | Winter, WintShld, Summer
IA Riverside SO2 Rate Annual v5.14 | 277 | 7273 | Rate Constraint in lbs/MMBtu | FALSE | L | Annual | Standard SO2 | lb/MMBtu | 0.006 | 0.006 | 0.006 | 0.006 | 0.006 | 0.006 | 0.006 | 0.006
IA Riverside SO2 Rate Annual v5.14 | 277 | 7273 | Rate Constraint in lbs/MMBtu | FALSE | L | Annual | Emissions at Affected Plants SO2 | Thousand Tons | 0 | 0 | 0 | 0 | 0 | 0 | 0 | 0
IA Riverside SO2 Rate Annual v5.14 | 277 | 7273 | Rate Constraint in lbs/MMBtu | FALSE | L | Annual | Allowances Purchased SO2 | Thousand Tons | 0 | 0 | 0 | 0 | 0 | 0 | 0 | 0
IA Riverside SO2 Rate Annual v5.14 | 277 | 7273 | Rate Constraint in lbs/MMBtu | FALSE | L | Annual | Allowances Sold SO2 | Thousand Tons | 0 | 0 | 0 | 0 | 0 | 0 | 0 | 0
IA Riverside SO2 Rate Annual v5.14 | 277 | 7273 | Rate Constraint in lbs/MMBtu | FALSE | L | Annual | Allowances Banked | Thousand Tons | 0 | 0 | 0 | 0 | 0 | 0 | 0 | 0
IA Riverside SO2 Rate Annual v5.14 | 277 | 7273 | Rate Constraint in lbs/MMBtu | FALSE | L | Annual | Allowances Withdrawn (1:1) | Thousand Tons | 0 | 0 | 0 | 0 | 0 | 0 | 0 | 0
IA Riverside SO2 Rate Annual v5.14 | 277 | 7273 | Rate Constraint in lbs/MMBtu | FALSE | L | Annual | Allowances Withdrawn (n:1) | Thousand Tons | 0 | 0 | 0 | 0 | 0 | 0 | 0 | 0
IA Riverside SO2 Rate Annual v5.14 | 277 | 7273 | Rate Constraint in lbs/MMBtu | FALSE | L | Annual | Net Emissions Allowance Position | Thousand Tons | 0 | 0 | 0 | 0 | 0 | 0 | 0 | 0
IA Riverside SO2 Rate Annual v5.14 | 277 | 7273 | Rate Constraint in lbs/MMBtu | FALSE | L | Annual | Fuel Consumed | TBtu | 0 | 0 | 0 | 0 | 0 | 0 | 0 | 0
IA Riverside SO2 Rate Annual v5.14 | 277 | 7273 | Rate Constraint in lbs/MMBtu | FALSE | L | Annual | Rate | lb/MMBtu | 0 | 0 | 0 | 0 | 0 | 0 | 0 | 0
IA Riverside SO2 Rate Annual v5.14 | 277 | 7273 | Rate Constraint in lbs/MMBtu | FALSE | L | Annual | Generation | TWh | 0 | 0 | 0 | 0 | 0 | 0 | 0 | 0
IA Riverside SO2 Rate Annual v5.14 | 277 | 7273 | Rate Constraint in lbs/MMBtu | FALSE | L | Annual | Qualifying Generation | TWh | 0 | 0 | 0 | 0 | 0 | 0 | 0 | 0
IA Riverside SO2 Rate Annual v5.14 | 277 | 7273 | Rate Constraint in lbs/MMBtu | FALSE | L | Annual | Rate | lb/MWh | 0 | 0 | 0 | 0 | 0 | 0 | 0 | 0
IA Riverside SO2 Rate Annual v5.14 | 277 | 7273 | Rate Constraint in lbs/MMBtu | FALSE | L | Annual | Constraint Shadow Price | US2019$/Ton | 0 | 0 | 0 | 0 | 0 | 0 | 0 | 0
IL Climate ParentID 1082- CO2 Cap Annual v6.20 | 278 | 7721 | Rate Constraint in MTons | FALSE | L | Annual | Seasons Included | Seasons | Winter, WintShld, Summer | Winter, WintShld, Summer | Winter, WintShld, Summer | Winter, WintShld, Summer | Winter, WintShld, Summer | Winter, WintShld, Summer | Winter, WintShld, Summer | Winter, WintShld, Summer
IL Climate ParentID 1082- CO2 Cap Annual v6.20 | 278 | 7721 | Rate Constraint in MTons | FALSE | L | Annual | Standard CO2 | Thousand Tons | 0 | 0 | 0 | 0 | 16.0643 | 16.0643 | 16.0643 | 16.0643
IL Climate ParentID 1082- CO2 Cap Annual v6.20 | 278 | 7721 | Rate Constraint in MTons | FALSE | L | Annual | Emissions at Affected Plants CO2 | Thousand Tons | 0 | 0 | 0 | 0 | 16.0643 | 16.0643 | 0 | 0
IL Climate ParentID 1082- CO2 Cap Annual v6.20 | 278 | 7721 | Rate Constraint in MTons | FALSE | L | Annual | Allowances Purchased CO2 | Thousand Tons | 0 | 0 | 0 | 0 | 0 | 0 | 0 | 0
IL Climate ParentID 1082- CO2 Cap Annual v6.20 | 278 | 7721 | Rate Constraint in MTons | FALSE | L | Annual | Allowances Sold CO2 | Thousand Tons | 0 | 0 | 0 | 0 | 0 | 0 | 0 | 0
IL Climate ParentID 1082- CO2 Cap Annual v6.20 | 278 | 7721 | Rate Constraint in MTons | FALSE | L | Annual | Allowances Banked | Thousand Tons | 0 | 0 | 0 | 0 | 0 | 0 | 0 | 0
IL Climate ParentID 1082- CO2 Cap Annual v6.20 | 278 | 7721 | Rate Constraint in MTons | FALSE | L | Annual | Allowances Withdrawn (1:1) | Thousand Tons | 0 | 0 | 0 | 0 | 0 | 0 | 0 | 0
IL Climate ParentID 1082- CO2 Cap Annual v6.20 | 278 | 7721 | Rate Constraint in MTons | FALSE | L | Annual | Allowances Withdrawn (n:1) | Thousand Tons | 0 | 0 | 0 | 0 | 0 | 0 | 0 | 0
IL Climate ParentID 1082- CO2 Cap Annual v6.20 | 278 | 7721 | Rate Constraint in MTons | FALSE | L | Annual | Net Emissions Allowance Position | Thousand Tons | 0 | 0 | 0 | 0 | 16.0643 | 16.0643 | 0 | 0
IL Climate ParentID 1082- CO2 Cap Annual v6.20 | 278 | 7721 | Rate Constraint in MTons | FALSE | L | Annual | Fuel Consumed | TBtu | 0 | 0 | 0 | 0 | 0.27442 | 0.27442 | 0 | 0
IL Climate ParentID 1082- CO2 Cap Annual v6.20 | 278 | 7721 | Rate Constraint in MTons | FALSE | L | Annual | Rate | lb/MMBtu | 0 | 0 | 0 | 0 | 117.08 | 117.08 | 0 | 0
IL Climate ParentID 1082- CO2 Cap Annual v6.20 | 278 | 7721 | Rate Constraint in MTons | FALSE | L | Annual | Generation | TWh | 0 | 0 | 0 | 0 | 0.024048 | 0.024048 | 0 | 0
IL Climate ParentID 1082- CO2 Cap Annual v6.20 | 278 | 7721 | Rate Constraint in MTons | FALSE | L | Annual | Qualifying Generation | TWh | 0 | 0 | 0 | 0 | 0.024048 | 0.024048 | 0 | 0
IL Climate ParentID 1082- CO2 Cap Annual v6.20 | 278 | 7721 | Rate Constraint in MTons | FALSE | L | Annual | Rate | lb/MWh | 0 | 0 | 0 | 0 | 1335.9999 | 1335.9999 | 0 | 0
IL Climate ParentID 1082- CO2 Cap Annual v6.20 | 278 | 7721 | Rate Constraint in MTons | FALSE | L | Annual | Constraint Shadow Price | US2019$/Ton | 0 | 0 | 0 | 0 | 5.3368 | 3.1246 | 0 | 0
IL Climate ParentID 1087- CO2 Cap Annual v6.20 | 279 | 7722 | Rate Constraint in MTons | FALSE | L | Annual | Seasons Included | Seasons | Winter, WintShld, Summer | Winter, WintShld, Summer | Winter, WintShld, Summer | Winter, WintShld, Summer | Winter, WintShld, Summer | Winter, WintShld, Summer | Winter, WintShld, Summer | Winter, WintShld, Summer
IL Climate ParentID 1087- CO2 Cap Annual v6.20 | 279 | 7722 | Rate Constraint in MTons | FALSE | L | Annual | Standard CO2 | Thousand Tons | 0 | 0 | 0 | 0 | 0.84671 | 0.84671 | 0.84671 | 0.84671
IL Climate ParentID 1087- CO2 Cap Annual v6.20 | 279 | 7722 | Rate Constraint in MTons | FALSE | L | Annual | Emissions at Affected Plants CO2 | Thousand Tons | 0 | 0 | 0 | 0 | 0.84671 | 0.84671 | 0 | 0
IL Climate ParentID 1087- CO2 Cap Annual v6.20 | 279 | 7722 | Rate Constraint in MTons | FALSE | L | Annual | Allowances Purchased CO2 | Thousand Tons | 0 | 0 | 0 | 0 | 0 | 0 | 0 | 0
IL Climate ParentID 1087- CO2 Cap Annual v6.20 | 279 | 7722 | Rate Constraint in MTons | FALSE | L | Annual | Allowances Sold CO2 | Thousand Tons | 0 | 0 | 0 | 0 | 0 | 0 | 0 | 0
IL Climate ParentID 1087- CO2 Cap Annual v6.20 | 279 | 7722 | Rate Constraint in MTons | FALSE | L | Annual | Allowances Banked | Thousand Tons | 0 | 0 | 0 | 0 | 0 | 0 | 0 | 0
IL Climate ParentID 1087- CO2 Cap Annual v6.20 | 279 | 7722 | Rate Constraint in MTons | FALSE | L | Annual | Allowances Withdrawn (1:1) | Thousand Tons | 0 | 0 | 0 | 0 | 0 | 0 | 0 | 0
IL Climate ParentID 1087- CO2 Cap Annual v6.20 | 279 | 7722 | Rate Constraint in MTons | FALSE | L | Annual | Allowances Withdrawn (n:1) | Thousand Tons | 0 | 0 | 0 | 0 | 0 | 0 | 0 | 0
IL Climate ParentID 1087- CO2 Cap Annual v6.20 | 279 | 7722 | Rate Constraint in MTons | FALSE | L | Annual | Net Emissions Allowance Position | Thousand Tons | 0 | 0 | 0 | 0 | 0.84671 | 0.84671 | 0 | 0
IL Climate ParentID 1087- CO2 Cap Annual v6.20 | 279 | 7722 | Rate Constraint in MTons | FALSE | L | Annual | Fuel Consumed | TBtu | 0 | 0 | 0 | 0 | 0.014464 | 0.014464 | 0 | 0
IL Climate ParentID 1087- CO2 Cap Annual v6.20 | 279 | 7722 | Rate Constraint in MTons | FALSE | L | Annual | Rate | lb/MMBtu | 0 | 0 | 0 | 0 | 117.08 | 117.08 | 0 | 0
IL Climate ParentID 1087- CO2 Cap Annual v6.20 | 279 | 7722 | Rate Constraint in MTons | FALSE | L | Annual | Generation | TWh | 0 | 0 | 0 | 0 | 0.0012675 | 0.0012675 | 0 | 0
IL Climate ParentID 1087- CO2 Cap Annual v6.20 | 279 | 7722 | Rate Constraint in MTons | FALSE | L | Annual | Qualifying Generation | TWh | 0 | 0 | 0 | 0 | 0.0012675 | 0.0012675 | 0 | 0
IL Climate ParentID 1087- CO2 Cap Annual v6.20 | 279 | 7722 | Rate Constraint in MTons | FALSE | L | Annual | Rate | lb/MWh | 0 | 0 | 0 | 0 | 1335.9999 | 1335.9999 | 0 | 0
IL Climate ParentID 1087- CO2 Cap Annual v6.20 | 279 | 7722 | Rate Constraint in MTons | FALSE | L | Annual | Constraint Shadow Price | US2019$/Ton | 0 | 0 | 0 | 0 | 6.0147 | 3.3636 | 0 | 0
IL Climate ParentID 1583- CO2 Cap Annual v6.20 | 280 | 7723 | Rate Constraint in MTons | FALSE | L | Annual | Seasons Included | Seasons | Winter, WintShld, Summer | Winter, WintShld, Summer | Winter, WintShld, Summer | Winter, WintShld, Summer | Winter, WintShld, Summer | Winter, WintShld, Summer | Winter, WintShld, Summer | Winter, WintShld, Summer
IL Climate ParentID 1583- CO2 Cap Annual v6.20 | 280 | 7723 | Rate Constraint in MTons | FALSE | L | Annual | Standard CO2 | Thousand Tons | 0 | 0 | 0 | 0 | 129.2208 | 129.2208 | 129.2208 | 129.2208
IL Climate ParentID 1583- CO2 Cap Annual v6.20 | 280 | 7723 | Rate Constraint in MTons | FALSE | L | Annual | Emissions at Affected Plants CO2 | Thousand Tons | 0 | 0 | 0 | 0 | 129.2208 | 129.2208 | 0 | 0
IL Climate ParentID 1583- CO2 Cap Annual v6.20 | 280 | 7723 | Rate Constraint in MTons | FALSE | L | Annual | Allowances Purchased CO2 | Thousand Tons | 0 | 0 | 0 | 0 | 0 | 0 | 0 | 0
IL Climate ParentID 1583- CO2 Cap Annual v6.20 | 280 | 7723 | Rate Constraint in MTons | FALSE | L | Annual | Allowances Sold CO2 | Thousand Tons | 0 | 0 | 0 | 0 | 0 | 0 | 0 | 0
IL Climate ParentID 1583- CO2 Cap Annual v6.20 | 280 | 7723 | Rate Constraint in MTons | FALSE | L | Annual | Allowances Banked | Thousand Tons | 0 | 0 | 0 | 0 | 0 | 0 | 0 | 0
IL Climate ParentID 1583- CO2 Cap Annual v6.20 | 280 | 7723 | Rate Constraint in MTons | FALSE | L | Annual | Allowances Withdrawn (1:1) | Thousand Tons | 0 | 0 | 0 | 0 | 0 | 0 | 0 | 0
IL Climate ParentID 1583- CO2 Cap Annual v6.20 | 280 | 7723 | Rate Constraint in MTons | FALSE | L | Annual | Allowances Withdrawn (n:1) | Thousand Tons | 0 | 0 | 0 | 0 | 0 | 0 | 0 | 0
IL Climate ParentID 1583- CO2 Cap Annual v6.20 | 280 | 7723 | Rate Constraint in MTons | FALSE | L | Annual | Net Emissions Allowance Position | Thousand Tons | 0 | 0 | 0 | 0 | 129.2208 | 129.2208 | 0 | 0
IL Climate ParentID 1583- CO2 Cap Annual v6.20 | 280 | 7723 | Rate Constraint in MTons | FALSE | L | Annual | Fuel Consumed | TBtu | 0 | 0 | 0 | 0 | 2.2074 | 2.2074 | 0 | 0
IL Climate ParentID 1583- CO2 Cap Annual v6.20 | 280 | 7723 | Rate Constraint in MTons | FALSE | L | Annual | Rate | lb/MMBtu | 0 | 0 | 0 | 0 | 117.08 | 117.08 | 0 | 0
IL Climate ParentID 1583- CO2 Cap Annual v6.20 | 280 | 7723 | Rate Constraint in MTons | FALSE | L | Annual | Generation | TWh | 0 | 0 | 0 | 0 | 0.30094 | 0.30094 | 0 | 0
IL Climate ParentID 1583- CO2 Cap Annual v6.20 | 280 | 7723 | Rate Constraint in MTons | FALSE | L | Annual | Qualifying Generation | TWh | 0 | 0 | 0 | 0 | 0.30094 | 0.30094 | 0 | 0
IL Climate ParentID 1583- CO2 Cap Annual v6.20 | 280 | 7723 | Rate Constraint in MTons | FALSE | L | Annual | Rate | lb/MWh | 0 | 0 | 0 | 0 | 858.7818 | 858.7818 | 0 | 0
IL Climate ParentID 1583- CO2 Cap Annual v6.20 | 280 | 7723 | Rate Constraint in MTons | FALSE | L | Annual | Constraint Shadow Price | US2019$/Ton | 0 | 0 | 0 | 0 | 10.4989 | 12.1743 | 0 | 0
IL Climate ParentID 1584- CO2 Cap Annual v6.20 | 281 | 7724 | Rate Constraint in MTons | FALSE | L | Annual | Seasons Included | Seasons | Winter, WintShld, Summer | Winter, WintShld, Summer | Winter, WintShld, Summer | Winter, WintShld, Summer | Winter, WintShld, Summer | Winter, WintShld, Summer | Winter, WintShld, Summer | Winter, WintShld, Summer
IL Climate ParentID 1584- CO2 Cap Annual v6.20 | 281 | 7724 | Rate Constraint in MTons | FALSE | L | Annual | Standard CO2 | Thousand Tons | 0 | 0 | 0 | 0 | 789.6032 | 789.6032 | 789.6032 | 789.6032
IL Climate ParentID 1584- CO2 Cap Annual v6.20 | 281 | 7724 | Rate Constraint in MTons | FALSE | L | Annual | Emissions at Affected Plants CO2 | Thousand Tons | 0 | 0 | 0 | 0 | 789.6032 | 789.6032 | 0 | 0
IL Climate ParentID 1584- CO2 Cap Annual v6.20 | 281 | 7724 | Rate Constraint in MTons | FALSE | L | Annual | Allowances Purchased CO2 | Thousand Tons | 0 | 0 | 0 | 0 | 0 | 0 | 0 | 0
IL Climate ParentID 1584- CO2 Cap Annual v6.20 | 281 | 7724 | Rate Constraint in MTons | FALSE | L | Annual | Allowances Sold CO2 | Thousand Tons | 0 | 0 | 0 | 0 | 0 | 0 | 0 | 0
IL Climate ParentID 1584- CO2 Cap Annual v6.20 | 281 | 7724 | Rate Constraint in MTons | FALSE | L | Annual | Allowances Banked | Thousand Tons | 0 | 0 | 0 | 0 | 0 | 0 | 0 | 0
IL Climate ParentID 1584- CO2 Cap Annual v6.20 | 281 | 7724 | Rate Constraint in MTons | FALSE | L | Annual | Allowances Withdrawn (1:1) | Thousand Tons | 0 | 0 | 0 | 0 | 0 | 0 | 0 | 0
IL Climate ParentID 1584- CO2 Cap Annual v6.20 | 281 | 7724 | Rate Constraint in MTons | FALSE | L | Annual | Allowances Withdrawn (n:1) | Thousand Tons | 0 | 0 | 0 | 0 | 0 | 0 | 0 | 0
IL Climate ParentID 1584- CO2 Cap Annual v6.20 | 281 | 7724 | Rate Constraint in MTons | FALSE | L | Annual | Net Emissions Allowance Position | Thousand Tons | 0 | 0 | 0 | 0 | 789.6032 | 789.6032 | 0 | 0
IL Climate ParentID 1584- CO2 Cap Annual v6.20 | 281 | 7724 | Rate Constraint in MTons | FALSE | L | Annual | Fuel Consumed | TBtu | 0 | 0 | 0 | 0 | 13.4883 | 13.4883 | 0 | 0
IL Climate ParentID 1584- CO2 Cap Annual v6.20 | 281 | 7724 | Rate Constraint in MTons | FALSE | L | Annual | Rate | lb/MMBtu | 0 | 0 | 0 | 0 | 117.08 | 117.08 | 0 | 0
IL Climate ParentID 1584- CO2 Cap Annual v6.20 | 281 | 7724 | Rate Constraint in MTons | FALSE | L | Annual | Generation | TWh | 0 | 0 | 0 | 0 | 1.8396 | 1.8396 | 0 | 0
IL Climate ParentID 1584- CO2 Cap Annual v6.20 | 281 | 7724 | Rate Constraint in MTons | FALSE | L | Annual | Qualifying Generation | TWh | 0 | 0 | 0 | 0 | 1.8396 | 1.8396 | 0 | 0
IL Climate ParentID 1584- CO2 Cap Annual v6.20 | 281 | 7724 | Rate Constraint in MTons | FALSE | L | Annual | Rate | lb/MWh | 0 | 0 | 0 | 0 | 858.4306 | 858.4306 | 0 | 0
IL Climate ParentID 1584- CO2 Cap Annual v6.20 | 281 | 7724 | Rate Constraint in MTons | FALSE | L | Annual | Constraint Shadow Price | US2019$/Ton | 0 | 0 | 0 | 0 | 7.6244 | 7.9725 | 0 | 0
IL Climate ParentID 1585- CO2 Cap Annual v6.20 | 282 | 7725 | Rate Constraint in MTons | FALSE | L | Annual | Seasons Included | Seasons | Winter, WintShld, Summer | Winter, WintShld, Summer | Winter, WintShld, Summer | Winter, WintShld, Summer | Winter, WintShld, Summer | Winter, WintShld, Summer | Winter, WintShld, Summer | Winter, WintShld, Summer
IL Climate ParentID 1585- CO2 Cap Annual v6.20 | 282 | 7725 | Rate Constraint in MTons | FALSE | L | Annual | Standard CO2 | Thousand Tons | 0 | 0 | 0 | 0 | 122.4545 | 122.4545 | 122.4545 | 122.4545
IL Climate ParentID 1585- CO2 Cap Annual v6.20 | 282 | 7725 | Rate Constraint in MTons | FALSE | L | Annual | Emissions at Affected Plants CO2 | Thousand Tons | 0 | 0 | 0 | 0 | 122.4545 | 122.4545 | 0 | 0
IL Climate ParentID 1585- CO2 Cap Annual v6.20 | 282 | 7725 | Rate Constraint in MTons | FALSE | L | Annual | Allowances Purchased CO2 | Thousand Tons | 0 | 0 | 0 | 0 | 0 | 0 | 0 | 0
IL Climate ParentID 1585- CO2 Cap Annual v6.20 | 282 | 7725 | Rate Constraint in MTons | FALSE | L | Annual | Allowances Sold CO2 | Thousand Tons | 0 | 0 | 0 | 0 | 0 | 0 | 0 | 0
IL Climate ParentID 1585- CO2 Cap Annual v6.20 | 282 | 7725 | Rate Constraint in MTons | FALSE | L | Annual | Allowances Banked | Thousand Tons | 0 | 0 | 0 | 0 | 0 | 0 | 0 | 0
IL Climate ParentID 1585- CO2 Cap Annual v6.20 | 282 | 7725 | Rate Constraint in MTons | FALSE | L | Annual | Allowances Withdrawn (1:1) | Thousand Tons | 0 | 0 | 0 | 0 | 0 | 0 | 0 | 0
IL Climate ParentID 1585- CO2 Cap Annual v6.20 | 282 | 7725 | Rate Constraint in MTons | FALSE | L | Annual | Allowances Withdrawn (n:1) | Thousand Tons | 0 | 0 | 0 | 0 | 0 | 0 | 0 | 0
IL Climate ParentID 1585- CO2 Cap Annual v6.20 | 282 | 7725 | Rate Constraint in MTons | FALSE | L | Annual | Net Emissions Allowance Position | Thousand Tons | 0 | 0 | 0 | 0 | 122.4545 | 122.4545 | 0 | 0
IL Climate ParentID 1585- CO2 Cap Annual v6.20 | 282 | 7725 | Rate Constraint in MTons | FALSE | L | Annual | Fuel Consumed | TBtu | 0 | 0 | 0 | 0 | 2.0918 | 2.0918 | 0 | 0
IL Climate ParentID 1585- CO2 Cap Annual v6.20 | 282 | 7725 | Rate Constraint in MTons | FALSE | L | Annual | Rate | lb/MMBtu | 0 | 0 | 0 | 0 | 117.08 | 117.08 | 0 | 0
IL Climate ParentID 1585- CO2 Cap Annual v6.20 | 282 | 7725 | Rate Constraint in MTons | FALSE | L | Annual | Generation | TWh | 0 | 0 | 0 | 0 | 0.28518 | 0.28518 | 0 | 0
IL Climate ParentID 1585- CO2 Cap Annual v6.20 | 282 | 7725 | Rate Constraint in MTons | FALSE | L | Annual | Qualifying Generation | TWh | 0 | 0 | 0 | 0 | 0.28518 | 0.28518 | 0 | 0
IL Climate ParentID 1585- CO2 Cap Annual v6.20 | 282 | 7725 | Rate Constraint in MTons | FALSE | L | Annual | Rate | lb/MWh | 0 | 0 | 0 | 0 | 858.7818 | 858.7818 | 0 | 0
IL Climate ParentID 1585- CO2 Cap Annual v6.20 | 282 | 7725 | Rate Constraint in MTons | FALSE | L | Annual | Constraint Shadow Price | US2019$/Ton | 0 | 0 | 0 | 0 | 14.0552 | 15.2293 | 0 | 0
IL Climate ParentID 1586- CO2 Cap Annual v6.20 | 283 | 7726 | Rate Constraint in MTons | FALSE | L | Annual | Seasons Included | Seasons | Winter, WintShld, Summer | Winter, WintShld, Summer | Winter, WintShld, Summer | Winter, WintShld, Summer | Winter, WintShld, Summer | Winter, WintShld, Summer | Winter, WintShld, Summer | Winter, WintShld, Summer
IL Climate ParentID 1586- CO2 Cap Annual v6.20 | 283 | 7726 | Rate Constraint in MTons | FALSE | L | Annual | Standard CO2 | Thousand Tons | 0 | 0 | 0 | 0 | 1517.1052 | 1517.1052 | 1517.1052 | 1517.1052
IL Climate ParentID 1586- CO2 Cap Annual v6.20 | 283 | 7726 | Rate Constraint in MTons | FALSE | L | Annual | Emissions at Affected Plants CO2 | Thousand Tons | 0 | 0 | 0 | 0 | 1517.1052 | 1517.1052 | 0 | 0
IL Climate ParentID 1586- CO2 Cap Annual v6.20 | 283 | 7726 | Rate Constraint in MTons | FALSE | L | Annual | Allowances Purchased CO2 | Thousand Tons | 0 | 0 | 0 | 0 | 0 | 0 | 0 | 0
IL Climate ParentID 1586- CO2 Cap Annual v6.20 | 283 | 7726 | Rate Constraint in MTons | FALSE | L | Annual | Allowances Sold CO2 | Thousand Tons | 0 | 0 | 0 | 0 | 0 | 0 | 0 | 0
IL Climate ParentID 1586- CO2 Cap Annual v6.20 | 283 | 7726 | Rate Constraint in MTons | FALSE | L | Annual | Allowances Banked | Thousand Tons | 0 | 0 | 0 | 0 | 0 | 0 | 0 | 0
IL Climate ParentID 1586- CO2 Cap Annual v6.20 | 283 | 7726 | Rate Constraint in MTons | FALSE | L | Annual | Allowances Withdrawn (1:1) | Thousand Tons | 0 | 0 | 0 | 0 | 0 | 0 | 0 | 0
IL Climate ParentID 1586- CO2 Cap Annual v6.20 | 283 | 7726 | Rate Constraint in MTons | FALSE | L | Annual | Allowances Withdrawn (n:1) | Thousand Tons | 0 | 0 | 0 | 0 | 0 | 0 | 0 | 0
IL Climate ParentID 1586- CO2 Cap Annual v6.20 | 283 | 7726 | Rate Constraint in MTons | FALSE | L | Annual | Net Emissions Allowance Position | Thousand Tons | 0 | 0 | 0 | 0 | 1517.1052 | 1517.1052 | 0 | 0
IL Climate ParentID 1586- CO2 Cap Annual v6.20 | 283 | 7726 | Rate Constraint in MTons | FALSE | L | Annual | Fuel Consumed | TBtu | 0 | 0 | 0 | 0 | 25.9157 | 25.9157 | 0 | 0
IL Climate ParentID 1586- CO2 Cap Annual v6.20 | 283 | 7726 | Rate Constraint in MTons | FALSE | L | Annual | Rate | lb/MMBtu | 0 | 0 | 0 | 0 | 117.08 | 117.08 | 0 | 0
IL Climate ParentID 1586- CO2 Cap Annual v6.20 | 283 | 7726 | Rate Constraint in MTons | FALSE | L | Annual | Generation | TWh | 0 | 0 | 0 | 0 | 3.4407 | 3.4407 | 0 | 0
IL Climate ParentID 1586- CO2 Cap Annual v6.20 | 283 | 7726 | Rate Constraint in MTons | FALSE | L | Annual | Qualifying Generation | TWh | 0 | 0 | 0 | 0 | 3.4407 | 3.4407 | 0 | 0
IL Climate ParentID 1586- CO2 Cap Annual v6.20 | 283 | 7726 | Rate Constraint in MTons | FALSE | L | Annual | Rate | lb/MWh | 0 | 0 | 0 | 0 | 881.8466 | 881.8466 | 0 | 0
IL Climate ParentID 1586- CO2 Cap Annual v6.20 | 283 | 7726 | Rate Constraint in MTons | FALSE | L | Annual | Constraint Shadow Price | US2019$/Ton | 0 | 0 | 0 | 0 | 6.1755 | 6.3281 | 0 | 0
IL Climate ParentID 1706- CO2 Cap Annual v6.20 | 284 | 7727 | Rate Constraint in MTons | FALSE | L | Annual | Seasons Included | Seasons | Winter, WintShld, Summer | Winter, WintShld, Summer | Winter, WintShld, Summer | Winter, WintShld, Summer | Winter, WintShld, Summer | Winter, WintShld, Summer | Winter, WintShld, Summer | Winter, WintShld, Summer
IL Climate ParentID 1706- CO2 Cap Annual v6.20 | 284 | 7727 | Rate Constraint in MTons | FALSE | L | Annual | Standard CO2 | Thousand Tons | 0 | 0 | 0 | 0 | 336.292 | 336.292 | 336.292 | 336.292
IL Climate ParentID 1706- CO2 Cap Annual v6.20 | 284 | 7727 | Rate Constraint in MTons | FALSE | L | Annual | Emissions at Affected Plants CO2 | Thousand Tons | 0 | 0 | 0 | 0 | 336.292 | 336.292 | 0 | 0
IL Climate ParentID 1706- CO2 Cap Annual v6.20 | 284 | 7727 | Rate Constraint in MTons | FALSE | L | Annual | Allowances Purchased CO2 | Thousand Tons | 0 | 0 | 0 | 0 | 0 | 0 | 0 | 0
IL Climate ParentID 1706- CO2 Cap Annual v6.20 | 284 | 7727 | Rate Constraint in MTons | FALSE | L | Annual | Allowances Sold CO2 | Thousand Tons | 0 | 0 | 0 | 0 | 0 | 0 | 0 | 0
IL Climate ParentID 1706- CO2 Cap Annual v6.20 | 284 | 7727 | Rate Constraint in MTons | FALSE | L | Annual | Allowances Banked | Thousand Tons | 0 | 0 | 0 | 0 | 0 | 0 | 0 | 0
IL Climate ParentID 1706- CO2 Cap Annual v6.20 | 284 | 7727 | Rate Constraint in MTons | FALSE | L | Annual | Allowances Withdrawn (1:1) | Thousand Tons | 0 | 0 | 0 | 0 | 0 | 0 | 0 | 0
IL Climate ParentID 1706- CO2 Cap Annual v6.20 | 284 | 7727 | Rate Constraint in MTons | FALSE | L | Annual | Allowances Withdrawn (n:1) | Thousand Tons | 0 | 0 | 0 | 0 | 0 | 0 | 0 | 0
IL Climate ParentID 1706- CO2 Cap Annual v6.20 | 284 | 7727 | Rate Constraint in MTons | FALSE | L | Annual | Net Emissions Allowance Position | Thousand Tons | 0 | 0 | 0 | 0 | 336.292 | 336.292 | 0 | 0
IL Climate ParentID 1706- CO2 Cap Annual v6.20 | 284 | 7727 | Rate Constraint in MTons | FALSE | L | Annual | Fuel Consumed | TBtu | 0 | 0 | 0 | 0 | 5.7447 | 5.7447 | 0 | 0
IL Climate ParentID 1706- CO2 Cap Annual v6.20 | 284 | 7727 | Rate Constraint in MTons | FALSE | L | Annual | Rate | lb/MMBtu | 0 | 0 | 0 | 0 | 117.08 | 117.08 | 0 | 0
IL Climate ParentID 1706- CO2 Cap Annual v6.20 | 284 | 7727 | Rate Constraint in MTons | FALSE | L | Annual | Generation | TWh | 0 | 0 | 0 | 0 | 0.74761 | 0.74761 | 0 | 0
IL Climate ParentID 1706- CO2 Cap Annual v6.20 | 284 | 7727 | Rate Constraint in MTons | FALSE | L | Annual | Qualifying Generation | TWh | 0 | 0 | 0 | 0 | 0.74761 | 0.74761 | 0 | 0
IL Climate ParentID 1706- CO2 Cap Annual v6.20 | 284 | 7727 | Rate Constraint in MTons | FALSE | L | Annual | Rate | lb/MWh | 0 | 0 | 0 | 0 | 899.6427 | 899.6427 | 0 | 0
IL Climate ParentID 1706- CO2 Cap Annual v6.20 | 284 | 7727 | Rate Constraint in MTons | FALSE | L | Annual | Constraint Shadow Price | US2019$/Ton | 0 | 0 | 0 | 0 | 20.4221 | 20.2235 | 0 | 0
IL Climate ParentID 1707- CO2 Cap Annual v6.20 | 285 | 7728 | Rate Constraint in MTons | FALSE | L | Annual | Seasons Included | Seasons | Winter, WintShld, Summer | Winter, WintShld, Summer | Winter, WintShld, Summer | Winter, WintShld, Summer | Winter, WintShld, Summer | Winter, WintShld, Summer | Winter, WintShld, Summer | Winter, WintShld, Summer
IL Climate ParentID 1707- CO2 Cap Annual v6.20 | 285 | 7728 | Rate Constraint in MTons | FALSE | L | Annual | Standard CO2 | Thousand Tons | 0 | 0 | 0 | 0 | 246.9432 | 246.9432 | 246.9432 | 246.9432
IL Climate ParentID 1707- CO2 Cap Annual v6.20 | 285 | 7728 | Rate Constraint in MTons | FALSE | L | Annual | Emissions at Affected Plants CO2 | Thousand Tons | 0 | 0 | 0 | 0 | 0 | 0 | 0 | 0
IL Climate ParentID 1707- CO2 Cap Annual v6.20 | 285 | 7728 | Rate Constraint in MTons | FALSE | L | Annual | Allowances Purchased CO2 | Thousand Tons | 0 | 0 | 0 | 0 | 0 | 0 | 0 | 0
IL Climate ParentID 1707- CO2 Cap Annual v6.20 | 285 | 7728 | Rate Constraint in MTons | FALSE | L | Annual | Allowances Sold CO2 | Thousand Tons | 0 | 0 | 0 | 0 | 0 | 0 | 0 | 0
IL Climate ParentID 1707- CO2 Cap Annual v6.20 | 285 | 7728 | Rate Constraint in MTons | FALSE | L | Annual | Allowances Banked | Thousand Tons | 0 | 0 | 0 | 0 | 0 | 0 | 0 | 0
IL Climate ParentID 1707- CO2 Cap Annual v6.20 | 285 | 7728 | Rate Constraint in MTons | FALSE | L | Annual | Allowances Withdrawn (1:1) | Thousand Tons | 0 | 0 | 0 | 0 | 0 | 0 | 0 | 0
IL Climate ParentID 1707- CO2 Cap Annual v6.20 | 285 | 7728 | Rate Constraint in MTons | FALSE | L | Annual | Allowances Withdrawn (n:1) | Thousand Tons | 0 | 0 | 0 | 0 | 0 | 0 | 0 | 0
IL Climate ParentID 1707- CO2 Cap Annual v6.20 | 285 | 7728 | Rate Constraint in MTons | FALSE | L | Annual | Net Emissions Allowance Position | Thousand Tons | 0 | 0 | 0 | 0 | 0 | 0 | 0 | 0
IL Climate ParentID 1707- CO2 Cap Annual v6.20 | 285 | 7728 | Rate Constraint in MTons | FALSE | L | Annual | Fuel Consumed | TBtu | 0 | 0 | 0 | 0 | 0 | 0 | 0 | 0
IL Climate ParentID 1707- CO2 Cap Annual v6.20 | 285 | 7728 | Rate Constraint in MTons | FALSE | L | Annual | Rate | lb/MMBtu | 0 | 0 | 0 | 0 | 0 | 0 | 0 | 0
IL Climate ParentID 1707- CO2 Cap Annual v6.20 | 285 | 7728 | Rate Constraint in MTons | FALSE | L | Annual | Generation | TWh | 0 | 0 | 0 | 0 | 0 | 0 | 0 | 0
IL Climate ParentID 1707- CO2 Cap Annual v6.20 | 285 | 7728 | Rate Constraint in MTons | FALSE | L | Annual | Qualifying Generation | TWh | 0 | 0 | 0 | 0 | 0 | 0 | 0 | 0
IL Climate ParentID 1707- CO2 Cap Annual v6.20 | 285 | 7728 | Rate Constraint in MTons | FALSE | L | Annual | Rate | lb/MWh | 0 | 0 | 0 | 0 | 0 | 0 | 0 | 0
IL Climate ParentID 1707- CO2 Cap Annual v6.20 | 285 | 7728 | Rate Constraint in MTons | FALSE | L | Annual | Constraint Shadow Price | US2019$/Ton | 0 | 0 | 0 | 0 | 0 | 0 | 0 | 0
IL Climate ParentID 2216- CO2 Cap Annual v6.20 | 286 | 7729 | Rate Constraint in MTons | FALSE | L | Annual | Seasons Included | Seasons | Winter, WintShld, Summer | Winter, WintShld, Summer | Winter, WintShld, Summer | Winter, WintShld, Summer | Winter, WintShld, Summer | Winter, WintShld, Summer | Winter, WintShld, Summer | Winter, WintShld, Summer
IL Climate ParentID 2216- CO2 Cap Annual v6.20 | 286 | 7729 | Rate Constraint in MTons | FALSE | L | Annual | Standard CO2 | Thousand Tons | 0 | 0 | 0 | 0 | 72.5534 | 72.5534 | 72.5534 | 72.5534
IL Climate ParentID 2216- CO2 Cap Annual v6.20 | 286 | 7729 | Rate Constraint in MTons | FALSE | L | Annual | Emissions at Affected Plants CO2 | Thousand Tons | 0 | 0 | 0 | 0 | 0 | 0 | 0 | 0
IL Climate ParentID 2216- CO2 Cap Annual v6.20 | 286 | 7729 | Rate Constraint in MTons | FALSE | L | Annual | Allowances Purchased CO2 | Thousand Tons | 0 | 0 | 0 | 0 | 0 | 0 | 0 | 0
IL Climate ParentID 2216- CO2 Cap Annual v6.20 | 286 | 7729 | Rate Constraint in MTons | FALSE | L | Annual | Allowances Sold CO2 | Thousand Tons | 0 | 0 | 0 | 0 | 0 | 0 | 0 | 0
IL Climate ParentID 2216- CO2 Cap Annual v6.20 | 286 | 7729 | Rate Constraint in MTons | FALSE | L | Annual | Allowances Banked | Thousand Tons | 0 | 0 | 0 | 0 | 0 | 0 | 0 | 0
IL Climate ParentID 2216- CO2 Cap Annual v6.20 | 286 | 7729 | Rate Constraint in MTons | FALSE | L | Annual | Allowances Withdrawn (1:1) | Thousand Tons | 0 | 0 | 0 | 0 | 0 | 0 | 0 | 0
IL Climate ParentID 2216- CO2 Cap Annual v6.20 | 286 | 7729 | Rate Constraint in MTons | FALSE | L | Annual | Allowances Withdrawn (n:1) | Thousand Tons | 0 | 0 | 0 | 0 | 0 | 0 | 0 | 0
IL Climate ParentID 2216- CO2 Cap Annual v6.20 | 286 | 7729 | Rate Constraint in MTons | FALSE | L | Annual | Net Emissions Allowance Position | Thousand Tons | 0 | 0 | 0 | 0 | 0 | 0 | 0 | 0
IL Climate ParentID 2216- CO2 Cap Annual v6.20 | 286 | 7729 | Rate Constraint in MTons | FALSE | L | Annual | Fuel Consumed | TBtu | 0 | 0 | 0 | 0 | 0 | 0 | 0 | 0
IL Climate ParentID 2216- CO2 Cap Annual v6.20 | 286 | 7729 | Rate Constraint in MTons | FALSE | L | Annual | Rate | lb/MMBtu | 0 | 0 | 0 | 0 | 0 | 0 | 0 | 0
IL Climate ParentID 2216- CO2 Cap Annual v6.20 | 286 | 7729 | Rate Constraint in MTons | FALSE | L | Annual | Generation | TWh | 0 | 0 | 0 | 0 | 0 | 0 | 0 | 0
IL Climate ParentID 2216- CO2 Cap Annual v6.20 | 286 | 7729 | Rate Constraint in MTons | FALSE | L | Annual | Qualifying Generation | TWh | 0 | 0 | 0 | 0 | 0 | 0 | 0 | 0
IL Climate ParentID 2216- CO2 Cap Annual v6.20 | 286 | 7729 | Rate Constraint in MTons | FALSE | L | Annual | Rate | lb/MWh | 0 | 0 | 0 | 0 | 0 | 0 | 0 | 0
IL Climate ParentID 2216- CO2 Cap Annual v6.20 | 286 | 7729 | Rate Constraint in MTons | FALSE | L | Annual | Constraint Shadow Price | US2019$/Ton | 0 | 0 | 0 | 0 | 0 | 0 | 0 | 0
IL Climate ParentID 2217- CO2 Cap Annual v6.20 | 287 | 7730 | Rate Constraint in MTons | FALSE | L | Annual | Seasons Included | Seasons | Winter, WintShld, Summer | Winter, WintShld, Summer | Winter, WintShld, Summer | Winter, WintShld, Summer | Winter, WintShld, Summer | Winter, WintShld, Summer | Winter, WintShld, Summer | Winter, WintShld, Summer
IL Climate ParentID 2217- CO2 Cap Annual v6.20 | 287 | 7730 | Rate Constraint in MTons | FALSE | L | Annual | Standard CO2 | Thousand Tons | 0 | 0 | 0 | 0 | 85.1224 | 85.1224 | 85.1224 | 85.1224
IL Climate ParentID 2217- CO2 Cap Annual v6.20 | 287 | 7730 | Rate Constraint in MTons | FALSE | L | Annual | Emissions at Affected Plants CO2 | Thousand Tons | 0 | 0 | 0 | 0 | 0 | 0 | 0 | 0
IL Climate ParentID 2217- CO2 Cap Annual v6.20 | 287 | 7730 | Rate Constraint in MTons | FALSE | L | Annual | Allowances Purchased CO2 | Thousand Tons | 0 | 0 | 0 | 0 | 0 | 0 | 0 | 0
IL Climate ParentID 2217- CO2 Cap Annual v6.20 | 287 | 7730 | Rate Constraint in MTons | FALSE | L | Annual | Allowances Sold CO2 | Thousand Tons | 0 | 0 | 0 | 0 | 0 | 0 | 0 | 0
IL Climate ParentID 2217- CO2 Cap Annual v6.20 | 287 | 7730 | Rate Constraint in MTons | FALSE | L | Annual | Allowances Banked | Thousand Tons | 0 | 0 | 0 | 0 | 0 | 0 | 0 | 0
IL Climate ParentID 2217- CO2 Cap Annual v6.20 | 287 | 7730 | Rate Constraint in MTons | FALSE | L | Annual | Allowances Withdrawn (1:1) | Thousand Tons | 0 | 0 | 0 | 0 | 0 | 0 | 0 | 0
IL Climate ParentID 2217- CO2 Cap Annual v6.20 | 287 | 7730 | Rate Constraint in MTons | FALSE | L | Annual | Allowances Withdrawn (n:1) | Thousand Tons | 0 | 0 | 0 | 0 | 0 | 0 | 0 | 0
IL Climate ParentID 2217- CO2 Cap Annual v6.20 | 287 | 7730 | Rate Constraint in MTons | FALSE | L | Annual | Net Emissions Allowance Position | Thousand Tons | 0 | 0 | 0 | 0 | 0 | 0 | 0 | 0
IL Climate ParentID 2217- CO2 Cap Annual v6.20 | 287 | 7730 | Rate Constraint in MTons | FALSE | L | Annual | Fuel Consumed | TBtu | 0 | 0 | 0 | 0 | 0 | 0 | 0 | 0
IL Climate ParentID 2217- CO2 Cap Annual v6.20 | 287 | 7730 | Rate Constraint in MTons | FALSE | L | Annual | Rate | lb/MMBtu | 0 | 0 | 0 | 0 | 0 | 0 | 0 | 0
IL Climate ParentID 2217- CO2 Cap Annual v6.20 | 287 | 7730 | Rate Constraint in MTons | FALSE | L | Annual | Generation | TWh | 0 | 0 | 0 | 0 | 0 | 0 | 0 | 0
IL Climate ParentID 2217- CO2 Cap Annual v6.20 | 287 | 7730 | Rate Constraint in MTons | FALSE | L | Annual | Qualifying Generation | TWh | 0 | 0 | 0 | 0 | 0 | 0 | 0 | 0
IL Climate ParentID 2217- CO2 Cap Annual v6.20 | 287 | 7730 | Rate Constraint in MTons | FALSE | L | Annual | Rate | lb/MWh | 0 | 0 | 0 | 0 | 0 | 0 | 0 | 0
IL Climate ParentID 2217- CO2 Cap Annual v6.20 | 287 | 7730 | Rate Constraint in MTons | FALSE | L | Annual | Constraint Shadow Price | US2019$/Ton | 0 | 0 | 0 | 0 | 0 | 0 | 0 | 0
IL Climate ParentID 2218- CO2 Cap Annual v6.20 | 288 | 7731 | Rate Constraint in MTons | FALSE | L | Annual | Seasons Included | Seasons | Winter, WintShld, Summer | Winter, WintShld, Summer | Winter, WintShld, Summer | Winter, WintShld, Summer | Winter, WintShld, Summer | Winter, WintShld, Summer | Winter, WintShld, Summer | Winter, WintShld, Summer
IL Climate ParentID 2218- CO2 Cap Annual v6.20 | 288 | 7731 | Rate Constraint in MTons | FALSE | L | Annual | Standard CO2 | Thousand Tons | 0 | 0 | 0 | 0 | 89.2382 | 89.2382 | 89.2382 | 89.2382
IL Climate ParentID 2218- CO2 Cap Annual v6.20 | 288 | 7731 | Rate Constraint in MTons | FALSE | L | Annual | Emissions at Affected Plants CO2 | Thousand Tons | 0 | 0 | 0 | 0 | 0 | 0 | 0 | 0
IL Climate ParentID 2218- CO2 Cap Annual v6.20 | 288 | 7731 | Rate Constraint in MTons | FALSE | L | Annual | Allowances Purchased CO2 | Thousand Tons | 0 | 0 | 0 | 0 | 0 | 0 | 0 | 0
IL Climate ParentID 2218- CO2 Cap Annual v6.20 | 288 | 7731 | Rate Constraint in MTons | FALSE | L | Annual | Allowances Sold CO2 | Thousand Tons | 0 | 0 | 0 | 0 | 0 | 0 | 0 | 0
IL Climate ParentID 2218- CO2 Cap Annual v6.20 | 288 | 7731 | Rate Constraint in MTons | FALSE | L | Annual | Allowances Banked | Thousand Tons | 0 | 0 | 0 | 0 | 0 | 0 | 0 | 0
IL Climate ParentID 2218- CO2 Cap Annual v6.20 | 288 | 7731 | Rate Constraint in MTons | FALSE | L | Annual | Allowances Withdrawn (1:1) | Thousand Tons | 0 | 0 | 0 | 0 | 0 | 0 | 0 | 0
IL Climate ParentID 2218- CO2 Cap Annual v6.20 | 288 | 7731 | Rate Constraint in MTons | FALSE | L | Annual | Allowances Withdrawn (n:1) | Thousand Tons | 0 | 0 | 0 | 0 | 0 | 0 | 0 | 0
IL Climate ParentID 2218- CO2 Cap Annual v6.20 | 288 | 7731 | Rate Constraint in MTons | FALSE | L | Annual | Net Emissions Allowance Position | Thousand Tons | 0 | 0 | 0 | 0 | 0 | 0 | 0 | 0
IL Climate ParentID 2218- CO2 Cap Annual v6.20 | 288 | 7731 | Rate Constraint in MTons | FALSE | L | Annual | Fuel Consumed | TBtu | 0 | 0 | 0 | 0 | 0 | 0 | 0 | 0
IL Climate ParentID 2218- CO2 Cap Annual v6.20 | 288 | 7731 | Rate Constraint in MTons | FALSE | L | Annual | Rate | lb/MMBtu | 0 | 0 | 0 | 0 | 0 | 0 | 0 | 0
IL Climate ParentID 2218- CO2 Cap Annual v6.20 | 288 | 7731 | Rate Constraint in MTons | FALSE | L | Annual | Generation | TWh | 0 | 0 | 0 | 0 | 0 | 0 | 0 | 0
IL Climate ParentID 2218- CO2 Cap Annual v6.20 | 288 | 7731 | Rate Constraint in MTons | FALSE | L | Annual | Qualifying Generation | TWh | 0 | 0 | 0 | 0 | 0 | 0 | 0 | 0
IL Climate ParentID 2218- CO2 Cap Annual v6.20 | 288 | 7731 | Rate Constraint in MTons | FALSE | L | Annual | Rate | lb/MWh | 0 | 0 | 0 | 0 | 0 | 0 | 0 | 0
IL Climate ParentID 2218- CO2 Cap Annual v6.20 | 288 | 7731 | Rate Constraint in MTons | FALSE | L | Annual | Constraint Shadow Price | US2019$/Ton | 0 | 0 | 0 | 0 | 0 | 0 | 0 | 0
IL Climate ParentID 2219- CO2 Cap Annual v6.20 | 289 | 7732 | Rate Constraint in MTons | FALSE | L | Annual | Seasons Included | Seasons | Winter, WintShld, Summer | Winter, WintShld, Summer | Winter, WintShld, Summer | Winter, WintShld, Summer | Winter, WintShld, Summer | Winter, WintShld, Summer | Winter, WintShld, Summer | Winter, WintShld, Summer
IL Climate ParentID 2219- CO2 Cap Annual v6.20 | 289 | 7732 | Rate Constraint in MTons | FALSE | L | Annual | Standard CO2 | Thousand Tons | 0 | 0 | 0 | 0 | 78.6449 | 78.6449 | 78.6449 | 78.6449
IL Climate ParentID 2219- CO2 Cap Annual v6.20 | 289 | 7732 | Rate Constraint in MTons | FALSE | L | Annual | Emissions at Affected Plants CO2 | Thousand Tons | 0 | 0 | 0 | 0 | 0 | 0 | 0 | 0
IL Climate ParentID 2219- CO2 Cap Annual v6.20 | 289 | 7732 | Rate Constraint in MTons | FALSE | L | Annual | Allowances Purchased CO2 | Thousand Tons | 0 | 0 | 0 | 0 | 0 | 0 | 0 | 0
IL Climate ParentID 2219- CO2 Cap Annual v6.20 | 289 | 7732 | Rate Constraint in MTons | FALSE | L | Annual | Allowances Sold CO2 | Thousand Tons | 0 | 0 | 0 | 0 | 0 | 0 | 0 | 0
IL Climate ParentID 2219- CO2 Cap Annual v6.20 | 289 | 7732 | Rate Constraint in MTons | FALSE | L | Annual | Allowances Banked | Thousand Tons | 0 | 0 | 0 | 0 | 0 | 0 | 0 | 0
IL Climate ParentID 2219- CO2 Cap Annual v6.20 | 289 | 7732 | Rate Constraint in MTons | FALSE | L | Annual | Allowances Withdrawn (1:1) | Thousand Tons | 0 | 0 | 0 | 0 | 0 | 0 | 0 | 0
IL Climate ParentID 2219- CO2 Cap Annual v6.20 | 289 | 7732 | Rate Constraint in MTons | FALSE | L | Annual | Allowances Withdrawn (n:1) | Thousand Tons | 0 | 0 | 0 | 0 | 0 | 0 | 0 | 0
IL Climate ParentID 2219- CO2 Cap Annual v6.20 | 289 | 7732 | Rate Constraint in MTons | FALSE | L | Annual | Net Emissions Allowance Position | Thousand Tons | 0 | 0 | 0 | 0 | 0 | 0 | 0 | 0
IL Climate ParentID 2219- CO2 Cap Annual v6.20 | 289 | 7732 | Rate Constraint in MTons | FALSE | L | Annual | Fuel Consumed | TBtu | 0 | 0 | 0 | 0 | 0 | 0 | 0 | 0
IL Climate ParentID 2219- CO2 Cap Annual v6.20 | 289 | 7732 | Rate Constraint in MTons | FALSE | L | Annual | Rate | lb/MMBtu | 0 | 0 | 0 | 0 | 0 | 0 | 0 | 0
IL Climate ParentID 2219- CO2 Cap Annual v6.20 | 289 | 7732 | Rate Constraint in MTons | FALSE | L | Annual | Generation | TWh | 0 | 0 | 0 | 0 | 0 | 0 | 0 | 0
IL Climate ParentID 2219- CO2 Cap Annual v6.20 | 289 | 7732 | Rate Constraint in MTons | FALSE | L | Annual | Qualifying Generation | TWh | 0 | 0 | 0 | 0 | 0 | 0 | 0 | 0
IL Climate ParentID 2219- CO2 Cap Annual v6.20 | 289 | 7732 | Rate Constraint in MTons | FALSE | L | Annual | Rate | lb/MWh | 0 | 0 | 0 | 0 | 0 | 0 | 0 | 0
IL Climate ParentID 2219- CO2 Cap Annual v6.20 | 289 | 7732 | Rate Constraint in MTons | FALSE | L | Annual | Constraint Shadow Price | US2019$/Ton | 0 | 0 | 0 | 0 | 0 | 0 | 0 | 0
IL Climate ParentID 2220- CO2 Cap Annual v6.20 | 290 | 7733 | Rate Constraint in MTons | FALSE | L | Annual | Seasons Included | Seasons | Winter, WintShld, Summer | Winter, WintShld, Summer | Winter, WintShld, Summer | Winter, WintShld, Summer | Winter, WintShld, Summer | Winter, WintShld, Summer | Winter, WintShld, Summer | Winter, WintShld, Summer
IL Climate ParentID 2220- CO2 Cap Annual v6.20 | 290 | 7733 | Rate Constraint in MTons | FALSE | L | Annual | Standard CO2 | Thousand Tons | 0 | 0 | 0 | 0 | 5.2842 | 5.2842 | 5.2842 | 5.2842
IL Climate ParentID 2220- CO2 Cap Annual v6.20 | 290 | 7733 | Rate Constraint in MTons | FALSE | L | Annual | Emissions at Affected Plants CO2 | Thousand Tons | 0 | 0 | 0 | 0 | 0 | 0 | 0 | 0
IL Climate ParentID 2220- CO2 Cap Annual v6.20 | 290 | 7733 | Rate Constraint in MTons | FALSE | L | Annual | Allowances Purchased CO2 | Thousand Tons | 0 | 0 | 0 | 0 | 0 | 0 | 0 | 0
IL Climate ParentID 2220- CO2 Cap Annual v6.20 | 290 | 7733 | Rate Constraint in MTons | FALSE | L | Annual | Allowances Sold CO2 | Thousand Tons | 0 | 0 | 0 | 0 | 0 | 0 | 0 | 0
IL Climate ParentID 2220- CO2 Cap Annual v6.20 | 290 | 7733 | Rate Constraint in MTons | FALSE | L | Annual | Allowances Banked | Thousand Tons | 0 | 0 | 0 | 0 | 0 | 0 | 0 | 0
IL Climate ParentID 2220- CO2 Cap Annual v6.20 | 290 | 7733 | Rate Constraint in MTons | FALSE | L | Annual | Allowances Withdrawn (1:1) | Thousand Tons | 0 | 0 | 0 | 0 | 0 | 0 | 0 | 0
IL Climate ParentID 2220- CO2 Cap Annual v6.20 | 290 | 7733 | Rate Constraint in MTons | FALSE | L | Annual | Allowances Withdrawn (n:1) | Thousand Tons | 0 | 0 | 0 | 0 | 0 | 0 | 0 | 0
IL Climate ParentID 2220- CO2 Cap Annual v6.20 | 290 | 7733 | Rate Constraint in MTons | FALSE | L | Annual | Net Emissions Allowance Position | Thousand Tons | 0 | 0 | 0 | 0 | 0 | 0 | 0 | 0
IL Climate ParentID 2220- CO2 Cap Annual v6.20 | 290 | 7733 | Rate Constraint in MTons | FALSE | L | Annual | Fuel Consumed | TBtu | 0 | 0 | 0 | 0 | 0 | 0 | 0 | 0
IL Climate ParentID 2220- CO2 Cap Annual v6.20 | 290 | 7733 | Rate Constraint in MTons | FALSE | L | Annual | Rate | lb/MMBtu | 0 | 0 | 0 | 0 | 0 | 0 | 0 | 0
IL Climate ParentID 2220- CO2 Cap Annual v6.20 | 290 | 7733 | Rate Constraint in MTons | FALSE | L | Annual | Generation | TWh | 0 | 0 | 0 | 0 | 0 | 0 | 0 | 0
IL Climate ParentID 2220- CO2 Cap Annual v6.20 | 290 | 7733 | Rate Constraint in MTons | FALSE | L | Annual | Qualifying Generation | TWh | 0 | 0 | 0 | 0 | 0 | 0 | 0 | 0
IL Climate ParentID 2220- CO2 Cap Annual v6.20 | 290 | 7733 | Rate Constraint in MTons | FALSE | L | Annual | Rate | lb/MWh | 0 | 0 | 0 | 0 | 0 | 0 | 0 | 0
IL Climate ParentID 2220- CO2 Cap Annual v6.20 | 290 | 7733 | Rate Constraint in MTons | FALSE | L | Annual | Constraint Shadow Price | US2019$/Ton | 0 | 0 | 0 | 0 | 0 | 0 | 0 | 0
IL Climate ParentID 2571- CO2 Cap Annual v6.20 | 291 | 7734 | Rate Constraint in MTons | FALSE | L | Annual | Seasons Included | Seasons | Winter, WintShld, Summer | Winter, WintShld, Summer | Winter, WintShld, Summer | Winter, WintShld, Summer | Winter, WintShld, Summer | Winter, WintShld, Summer | Winter, WintShld, Summer | Winter, WintShld, Summer
IL Climate ParentID 2571- CO2 Cap Annual v6.20 | 291 | 7734 | Rate Constraint in MTons | FALSE | L | Annual | Standard CO2 | Thousand Tons | 0 | 0 | 0 | 0 | 555.3467 | 555.3467 | 555.3467 | 555.3467
IL Climate ParentID 2571- CO2 Cap Annual v6.20 | 291 | 7734 | Rate Constraint in MTons | FALSE | L | Annual | Emissions at Affected Plants CO2 | Thousand Tons | 0 | 0 | 0 | 0 | 555.3467 | 555.3467 | 555.3467 | 0
IL Climate ParentID 2571- CO2 Cap Annual v6.20 | 291 | 7734 | Rate Constraint in MTons | FALSE | L | Annual | Allowances Purchased CO2 | Thousand Tons | 0 | 0 | 0 | 0 | 0 | 0 | 0 | 0
IL Climate ParentID 2571- CO2 Cap Annual v6.20 | 291 | 7734 | Rate Constraint in MTons | FALSE | L | Annual | Allowances Sold CO2 | Thousand Tons | 0 | 0 | 0 | 0 | 0 | 0 | 0 | 0
IL Climate ParentID 2571- CO2 Cap Annual v6.20 | 291 | 7734 | Rate Constraint in MTons | FALSE | L | Annual | Allowances Banked | Thousand Tons | 0 | 0 | 0 | 0 | 0 | 0 | 0 | 0
IL Climate ParentID 2571- CO2 Cap Annual v6.20 | 291 | 7734 | Rate Constraint in MTons | FALSE | L | Annual | Allowances Withdrawn (1:1) | Thousand Tons | 0 | 0 | 0 | 0 | 0 | 0 | 0 | 0
IL Climate ParentID 2571- CO2 Cap Annual v6.20 | 291 | 7734 | Rate Constraint in MTons | FALSE | L | Annual | Allowances Withdrawn (n:1) | Thousand Tons | 0 | 0 | 0 | 0 | 0 | 0 | 0 | 0
IL Climate ParentID 2571- CO2 Cap Annual v6.20 | 291 | 7734 | Rate Constraint in MTons | FALSE | L | Annual | Net Emissions Allowance Position | Thousand Tons | 0 | 0 | 0 | 0 | 555.3467 | 555.3467 | 555.3467 | 0
IL Climate ParentID 2571- CO2 Cap Annual v6.20 | 291 | 7734 | Rate Constraint in MTons | FALSE | L | Annual | Fuel Consumed | TBtu | 0 | 0 | 0 | 0 | 5.39 | 5.39 | 5.39 | 0
IL Climate ParentID 2571- CO2 Cap Annual v6.20 | 291 | 7734 | Rate Constraint in MTons | FALSE | L | Annual | Rate | lb/MMBtu | 0 | 0 | 0 | 0 | 206.0663 | 206.0663 | 206.0663 | 0
IL Climate ParentID 2571- CO2 Cap Annual v6.20 | 291 | 7734 | Rate Constraint in MTons | FALSE | L | Annual | Generation | TWh | 0 | 0 | 0 | 0 | 0.47074 | 0.47074 | 0.47074 | 0
IL Climate ParentID 2571- CO2 Cap Annual v6.20 | 291 | 7734 | Rate Constraint in MTons | FALSE | L | Annual | Qualifying Generation | TWh | 0 | 0 | 0 | 0 | 0.47074 | 0.47074 | 0.47074 | 0
IL Climate ParentID 2571- CO2 Cap Annual v6.20 | 291 | 7734 | Rate Constraint in MTons | FALSE | L | Annual | Rate | lb/MWh | 0 | 0 | 0 | 0 | 2359.4589 | 2359.4589 | 2359.4589 | 0
IL Climate ParentID 2571- CO2 Cap Annual v6.20 | 291 | 7734 | Rate Constraint in MTons | FALSE | L | Annual | Constraint Shadow Price | US2019$/Ton | 0 | 0 | 0 | 0 | 5.4296 | 7.6089 | 6.3771 | 0
IL Climate ParentID 311- CO2 Cap Annual v6.20 | 292 | 7696 | Rate Constraint in MTons | FALSE | L | Annual | Seasons Included | Seasons | Winter, WintShld, Summer | Winter, WintShld, Summer | Winter, WintShld, Summer | Winter, WintShld, Summer | Winter, WintShld, Summer | Winter, WintShld, Summer | Winter, WintShld, Summer | Winter, WintShld, Summer
IL Climate ParentID 311- CO2 Cap Annual v6.20 | 292 | 7696 | Rate Constraint in MTons | FALSE | L | Annual | Standard CO2 | Thousand Tons | 0 | 0 | 0 | 0 | 194.7601 | 194.7601 | 194.7601 | 194.7601
IL Climate ParentID 311- CO2 Cap Annual v6.20 | 292 | 7696 | Rate Constraint in MTons | FALSE | L | Annual | Emissions at Affected Plants CO2 | Thousand Tons | 0 | 0 | 0 | 0 | 56.0255 | 28.472 | 0 | 0
IL Climate ParentID 311- CO2 Cap Annual v6.20 | 292 | 7696 | Rate Constraint in MTons | FALSE | L | Annual | Allowances Purchased CO2 | Thousand Tons | 0 | 0 | 0 | 0 | 0 | 0 | 0 | 0
IL Climate ParentID 311- CO2 Cap Annual v6.20 | 292 | 7696 | Rate Constraint in MTons | FALSE | L | Annual | Allowances Sold CO2 | Thousand Tons | 0 | 0 | 0 | 0 | 0 | 0 | 0 | 0
IL Climate ParentID 311- CO2 Cap Annual v6.20 | 292 | 7696 | Rate Constraint in MTons | FALSE | L | Annual | Allowances Banked | Thousand Tons | 0 | 0 | 0 | 0 | 0 | 0 | 0 | 0
IL Climate ParentID 311- CO2 Cap Annual v6.20 | 292 | 7696 | Rate Constraint in MTons | FALSE | L | Annual | Allowances Withdrawn (1:1) | Thousand Tons | 0 | 0 | 0 | 0 | 0 | 0 | 0 | 0
IL Climate ParentID 311- CO2 Cap Annual v6.20 | 292 | 7696 | Rate Constraint in MTons | FALSE | L | Annual | Allowances Withdrawn (n:1) | Thousand Tons | 0 | 0 | 0 | 0 | 0 | 0 | 0 | 0
IL Climate ParentID 311- CO2 Cap Annual v6.20 | 292 | 7696 | Rate Constraint in MTons | FALSE | L | Annual | Net Emissions Allowance Position | Thousand Tons | 0 | 0 | 0 | 0 | 56.0255 | 28.472 | 0 | 0
IL Climate ParentID 311- CO2 Cap Annual v6.20 | 292 | 7696 | Rate Constraint in MTons | FALSE | L | Annual | Fuel Consumed | TBtu | 0 | 0 | 0 | 0 | 0.95705 | 0.48637 | 0 | 0
IL Climate ParentID 311- CO2 Cap Annual v6.20 | 292 | 7696 | Rate Constraint in MTons | FALSE | L | Annual | Rate | lb/MMBtu | 0 | 0 | 0 | 0 | 117.08 | 117.08 | 0 | 0
IL Climate ParentID 311- CO2 Cap Annual v6.20 | 292 | 7696 | Rate Constraint in MTons | FALSE | L | Annual | Generation | TWh | 0 | 0 | 0 | 0 | 0.089069 | 0.045265 | 0 | 0
IL Climate ParentID 311- CO2 Cap Annual v6.20 | 292 | 7696 | Rate Constraint in MTons | FALSE | L | Annual | Qualifying Generation | TWh | 0 | 0 | 0 | 0 | 0.089069 | 0.045265 | 0 | 0
IL Climate ParentID 311- CO2 Cap Annual v6.20 | 292 | 7696 | Rate Constraint in MTons | FALSE | L | Annual | Rate | lb/MWh | 0 | 0 | 0 | 0 | 1258.0246 | 1258.0246 | 0 | 0
IL Climate ParentID 311- CO2 Cap Annual v6.20 | 292 | 7696 | Rate Constraint in MTons | FALSE | L | Annual | Constraint Shadow Price | US2019$/Ton | 0 | 0 | 0 | 0 | 0 | 0 | 0 | 0
IL Climate ParentID 320- CO2 Cap Annual v6.20 | 293 | 7697 | Rate Constraint in MTons | FALSE | L | Annual | Seasons Included | Seasons | Winter, WintShld, Summer | Winter, WintShld, Summer | Winter, WintShld, Summer | Winter, WintShld, Summer | Winter, WintShld, Summer | Winter, WintShld, Summer | Winter, WintShld, Summer | Winter, WintShld, Summer
IL Climate ParentID 320- CO2 Cap Annual v6.20 | 293 | 7697 | Rate Constraint in MTons | FALSE | L | Annual | Standard CO2 | Thousand Tons | 0 | 0 | 0 | 0 | 112.2207 | 112.2207 | 112.2207 | 112.2207
IL Climate ParentID 320- CO2 Cap Annual v6.20 | 293 | 7697 | Rate Constraint in MTons | FALSE | L | Annual | Emissions at Affected Plants CO2 | Thousand Tons | 0 | 0 | 0 | 0 | 75.6157 | 18.6324 | 0 | 0
IL Climate ParentID 320- CO2 Cap Annual v6.20 | 293 | 7697 | Rate Constraint in MTons | FALSE | L | Annual | Allowances Purchased CO2 | Thousand Tons | 0 | 0 | 0 | 0 | 0 | 0 | 0 | 0
IL Climate ParentID 320- CO2 Cap Annual v6.20 | 293 | 7697 | Rate Constraint in MTons | FALSE | L | Annual | Allowances Sold CO2 | Thousand Tons | 0 | 0 | 0 | 0 | 0 | 0 | 0 | 0
IL Climate ParentID 320- CO2 Cap Annual v6.20 | 293 | 7697 | Rate Constraint in MTons | FALSE | L | Annual | Allowances Banked | Thousand Tons | 0 | 0 | 0 | 0 | 0 | 0 | 0 | 0
IL Climate ParentID 320- CO2 Cap Annual v6.20 | 293 | 7697 | Rate Constraint in MTons | FALSE | L | Annual | Allowances Withdrawn (1:1) | Thousand Tons | 0 | 0 | 0 | 0 | 0 | 0 | 0 | 0
IL Climate ParentID 320- CO2 Cap Annual v6.20 | 293 | 7697 | Rate Constraint in MTons | FALSE | L | Annual | Allowances Withdrawn (n:1) | Thousand Tons | 0 | 0 | 0 | 0 | 0 | 0 | 0 | 0
IL Climate ParentID 320- CO2 Cap Annual v6.20 | 293 | 7697 | Rate Constraint in MTons | FALSE | L | Annual | Net Emissions Allowance Position | Thousand Tons | 0 | 0 | 0 | 0 | 75.6157 | 18.6324 | 0 | 0
IL Climate ParentID 320- CO2 Cap Annual v6.20 | 293 | 7697 | Rate Constraint in MTons | FALSE | L | Annual | Fuel Consumed | TBtu | 0 | 0 | 0 | 0 | 1.2917 | 0.31829 | 0 | 0
IL Climate ParentID 320- CO2 Cap Annual v6.20 | 293 | 7697 | Rate Constraint in MTons | FALSE | L | Annual | Rate | lb/MMBtu | 0 | 0 | 0 | 0 | 117.08 | 117.08 | 0 | 0
IL Climate ParentID 320- CO2 Cap Annual v6.20 | 293 | 7697 | Rate Constraint in MTons | FALSE | L | Annual | Generation | TWh | 0 | 0 | 0 | 0 | 0.1137 | 0.028016 | 0 | 0
IL Climate ParentID 320- CO2 Cap Annual v6.20 | 293 | 7697 | Rate Constraint in MTons | FALSE | L | Annual | Qualifying Generation | TWh | 0 | 0 | 0 | 0 | 0.1137 | 0.028016 | 0 | 0
IL Climate ParentID 320- CO2 Cap Annual v6.20 | 293 | 7697 | Rate Constraint in MTons | FALSE | L | Annual | Rate | lb/MWh | 0 | 0 | 0 | 0 | 1330.1459 | 1330.1459 | 0 | 0
IL Climate ParentID 320- CO2 Cap Annual v6.20 | 293 | 7697 | Rate Constraint in MTons | FALSE | L | Annual | Constraint Shadow Price | US2019$/Ton | 0 | 0 | 0 | 0 | 0 | 0 | 0 | 0
IL Climate ParentID 321- CO2 Cap Annual v6.20 | 294 | 7698 | Rate Constraint in MTons | FALSE | L | Annual | Seasons Included | Seasons | Winter, WintShld, Summer | Winter, WintShld, Summer | Winter, WintShld, Summer | Winter, WintShld, Summer | Winter, WintShld, Summer | Winter, WintShld, Summer | Winter, WintShld, Summer | Winter, WintShld, Summer
IL Climate ParentID 321- CO2 Cap Annual v6.20 | 294 | 7698 | Rate Constraint in MTons | FALSE | L | Annual | Standard CO2 | Thousand Tons | 0 | 0 | 0 | 0 | 212.9442 | 212.9442 | 212.9442 | 212.9442
IL Climate ParentID 321- CO2 Cap Annual v6.20 | 294 | 7698 | Rate Constraint in MTons | FALSE | L | Annual | Emissions at Affected Plants CO2 | Thousand Tons | 0 | 0 | 0 | 0 | 156.6975 | 99.9653 | 0 | 0
IL Climate ParentID 321- CO2 Cap Annual v6.20 | 294 | 7698 | Rate Constraint in MTons | FALSE | L | Annual | Allowances Purchased CO2 | Thousand Tons | 0 | 0 | 0 | 0 | 0 | 0 | 0 | 0
IL Climate ParentID 321- CO2 Cap Annual v6.20 | 294 | 7698 | Rate Constraint in MTons | FALSE | L | Annual | Allowances Sold CO2 | Thousand Tons | 0 | 0 | 0 | 0 | 0 | 0 | 0 | 0
IL Climate ParentID 321- CO2 Cap Annual v6.20 | 294 | 7698 | Rate Constraint in MTons | FALSE | L | Annual | Allowances Banked | Thousand Tons | 0 | 0 | 0 | 0 | 0 | 0 | 0 | 0
IL Climate ParentID 321- CO2 Cap Annual v6.20 | 294 | 7698 | Rate Constraint in MTons | FALSE | L | Annual | Allowances Withdrawn (1:1) | Thousand Tons | 0 | 0 | 0 | 0 | 0 | 0 | 0 | 0
IL Climate ParentID 321- CO2 Cap Annual v6.20 | 294 | 7698 | Rate Constraint in MTons | FALSE | L | Annual | Allowances Withdrawn (n:1) | Thousand Tons | 0 | 0 | 0 | 0 | 0 | 0 | 0 | 0
IL Climate ParentID 321- CO2 Cap Annual v6.20 | 294 | 7698 | Rate Constraint in MTons | FALSE | L | Annual | Net Emissions Allowance Position | Thousand Tons | 0 | 0 | 0 | 0 | 156.6975 | 99.9653 | 0 | 0
IL Climate ParentID 321- CO2 Cap Annual v6.20 | 294 | 7698 | Rate Constraint in MTons | FALSE | L | Annual | Fuel Consumed | TBtu | 0 | 0 | 0 | 0 | 2.6768 | 1.7076 | 0 | 0
IL Climate ParentID 321- CO2 Cap Annual v6.20 | 294 | 7698 | Rate Constraint in MTons | FALSE | L | Annual | Rate | lb/MMBtu | 0 | 0 | 0 | 0 | 117.08 | 117.08 | 0 | 0
IL Climate ParentID 321- CO2 Cap Annual v6.20 | 294 | 7698 | Rate Constraint in MTons | FALSE | L | Annual | Generation | TWh | 0 | 0 | 0 | 0 | 0.24798 | 0.1582 | 0 | 0
IL Climate ParentID 321- CO2 Cap Annual v6.20 | 294 | 7698 | Rate Constraint in MTons | FALSE | L | Annual | Qualifying Generation | TWh | 0 | 0 | 0 | 0 | 0.24798 | 0.1582 | 0 | 0
IL Climate ParentID 321- CO2 Cap Annual v6.20 | 294 | 7698 | Rate Constraint in MTons | FALSE | L | Annual | Rate | lb/MWh | 0 | 0 | 0 | 0 | 1263.7819 | 1263.7819 | 0 | 0
IL Climate ParentID 321- CO2 Cap Annual v6.20 | 294 | 7698 | Rate Constraint in MTons | FALSE | L | Annual | Constraint Shadow Price | US2019$/Ton | 0 | 0 | 0 | 0 | 0 | 0 | 0 | 0
IL Climate ParentID 322- CO2 Cap Annual v6.20 | 295 | 7699 | Rate Constraint in MTons | FALSE | L | Annual | Seasons Included | Seasons | Winter, WintShld, Summer | Winter, WintShld, Summer | Winter, WintShld, Summer | Winter, WintShld, Summer | Winter, WintShld, Summer | Winter, WintShld, Summer | Winter, WintShld, Summer | Winter, WintShld, Summer
IL Climate ParentID 322- CO2 Cap Annual v6.20 | 295 | 7699 | Rate Constraint in MTons | FALSE | L | Annual | Standard CO2 | Thousand Tons | 0 | 0 | 0 | 0 | 4.4657 | 4.4657 | 4.4657 | 4.4657
IL Climate ParentID 322- CO2 Cap Annual v6.20 | 295 | 7699 | Rate Constraint in MTons | FALSE | L | Annual | Emissions at Affected Plants CO2 | Thousand Tons | 0 | 0 | 0 | 0 | 4.4657 | 4.4657 | 0 | 0
IL Climate ParentID 322- CO2 Cap Annual v6.20 | 295 | 7699 | Rate Constraint in MTons | FALSE | L | Annual | Allowances Purchased CO2 | Thousand Tons | 0 | 0 | 0 | 0 | 0 | 0 | 0 | 0
IL Climate ParentID 322- CO2 Cap Annual v6.20 | 295 | 7699 | Rate Constraint in MTons | FALSE | L | Annual | Allowances Sold CO2 | Thousand Tons | 0 | 0 | 0 | 0 | 0 | 0 | 0 | 0
IL Climate ParentID 322- CO2 Cap Annual v6.20 | 295 | 7699 | Rate Constraint in MTons | FALSE | L | Annual | Allowances Banked | Thousand Tons | 0 | 0 | 0 | 0 | 0 | 0 | 0 | 0
IL Climate ParentID 322- CO2 Cap Annual v6.20 | 295 | 7699 | Rate Constraint in MTons | FALSE | L | Annual | Allowances Withdrawn (1:1) | Thousand Tons | 0 | 0 | 0 | 0 | 0 | 0 | 0 | 0
IL Climate ParentID 322- CO2 Cap Annual v6.20 | 295 | 7699 | Rate Constraint in MTons | FALSE | L | Annual | Allowances Withdrawn (n:1) | Thousand Tons | 0 | 0 | 0 | 0 | 0 | 0 | 0 | 0
IL Climate ParentID 322- CO2 Cap Annual v6.20 | 295 | 7699 | Rate Constraint in MTons | FALSE | L | Annual | Net Emissions Allowance Position | Thousand Tons | 0 | 0 | 0 | 0 | 4.4657 | 4.4657 | 0 | 0
IL Climate ParentID 322- CO2 Cap Annual v6.20 | 295 | 7699 | Rate Constraint in MTons | FALSE | L | Annual | Fuel Consumed | TBtu | 0 | 0 | 0 | 0 | 0.076284 | 0.076284 | 0 | 0
IL Climate ParentID 322- CO2 Cap Annual v6.20 | 295 | 7699 | Rate Constraint in MTons | FALSE | L | Annual | Rate | lb/MMBtu | 0 | 0 | 0 | 0 | 117.08 | 117.08 | 0 | 0
IL Climate ParentID 322- CO2 Cap Annual v6.20 | 295 | 7699 | Rate Constraint in MTons | FALSE | L | Annual | Generation | TWh | 0 | 0 | 0 | 0 | 0.0070995 | 0.0070995 | 0 | 0
IL Climate ParentID 322- CO2 Cap Annual v6.20 | 295 | 7699 | Rate Constraint in MTons | FALSE | L | Annual | Qualifying Generation | TWh | 0 | 0 | 0 | 0 | 0.0070995 | 0.0070995 | 0 | 0
IL Climate ParentID 322- CO2 Cap Annual v6.20 | 295 | 7699 | Rate Constraint in MTons | FALSE | L | Annual | Rate | lb/MWh | 0 | 0 | 0 | 0 | 1258.0246 | 1258.0246 | 0 | 0
IL Climate ParentID 322- CO2 Cap Annual v6.20 | 295 | 7699 | Rate Constraint in MTons | FALSE | L | Annual | Constraint Shadow Price | US2019$/Ton | 0 | 0 | 0 | 0 | 7.469 | 3.0935 | 0 | 0
IL Climate ParentID 323- CO2 Cap Annual v6.20 | 296 | 7700 | Rate Constraint in MTons | FALSE | L | Annual | Seasons Included | Seasons | Winter, WintShld, Summer | Winter, WintShld, Summer | Winter, WintShld, Summer | Winter, WintShld, Summer | Winter, WintShld, Summer | Winter, WintShld, Summer | Winter, WintShld, Summer | Winter, WintShld, Summer
IL Climate ParentID 323- CO2 Cap Annual v6.20 | 296 | 7700 | Rate Constraint in MTons | FALSE | L | Annual | Standard CO2 | Thousand Tons | 0 | 0 | 0 | 0 | 48.0539 | 48.0539 | 48.0539 | 48.0539
IL Climate ParentID 323- CO2 Cap Annual v6.20 | 296 | 7700 | Rate Constraint in MTons | FALSE | L | Annual | Emissions at Affected Plants CO2 | Thousand Tons | 0 | 0 | 0 | 0 | 31.9798 | 16.252 | 0 | 0
IL Climate ParentID 323- CO2 Cap Annual v6.20 | 296 | 7700 | Rate Constraint in MTons | FALSE | L | Annual | Allowances Purchased CO2 | Thousand Tons | 0 | 0 | 0 | 0 | 0 | 0 | 0 | 0
IL Climate ParentID 323- CO2 Cap Annual v6.20 | 296 | 7700 | Rate Constraint in MTons | FALSE | L | Annual | Allowances Sold CO2 | Thousand Tons | 0 | 0 | 0 | 0 | 0 | 0 | 0 | 0
IL Climate ParentID 323- CO2 Cap Annual v6.20 | 296 | 7700 | Rate Constraint in MTons | FALSE | L | Annual | Allowances Banked | Thousand Tons | 0 | 0 | 0 | 0 | 0 | 0 | 0 | 0
IL Climate ParentID 323- CO2 Cap Annual v6.20 | 296 | 7700 | Rate Constraint in MTons | FALSE | L | Annual | Allowances Withdrawn (1:1) | Thousand Tons | 0 | 0 | 0 | 0 | 0 | 0 | 0 | 0
IL Climate ParentID 323- CO2 Cap Annual v6.20 | 296 | 7700 | Rate Constraint in MTons | FALSE | L | Annual | Allowances Withdrawn (n:1) | Thousand Tons | 0 | 0 | 0 | 0 | 0 | 0 | 0 | 0
IL Climate ParentID 323- CO2 Cap Annual v6.20 | 296 | 7700 | Rate Constraint in MTons | FALSE | L | Annual | Net Emissions Allowance Position | Thousand Tons | 0 | 0 | 0 | 0 | 31.9798 | 16.252 | 0 | 0
IL Climate ParentID 323- CO2 Cap Annual v6.20 | 296 | 7700 | Rate Constraint in MTons | FALSE | L | Annual | Fuel Consumed | TBtu | 0 | 0 | 0 | 0 | 0.54629 | 0.27762 | 0 | 0
IL Climate ParentID 323- CO2 Cap Annual v6.20 | 296 | 7700 | Rate Constraint in MTons | FALSE | L | Annual | Rate | lb/MMBtu | 0 | 0 | 0 | 0 | 117.08 | 117.08 | 0 | 0
IL Climate ParentID 323- CO2 Cap Annual v6.20 | 296 | 7700 | Rate Constraint in MTons | FALSE | L | Annual | Generation | TWh | 0 | 0 | 0 | 0 | 0.049733 | 0.025274 | 0 | 0
IL Climate ParentID 323- CO2 Cap Annual v6.20 | 296 | 7700 | Rate Constraint in MTons | FALSE | L | Annual | Qualifying Generation | TWh | 0 | 0 | 0 | 0 | 0.049733 | 0.025274 | 0 | 0
IL Climate ParentID 323- CO2 Cap Annual v6.20 | 296 | 7700 | Rate Constraint in MTons | FALSE | L | Annual | Rate | lb/MWh | 0 | 0 | 0 | 0 | 1286.0649 | 1286.0649 | 0 | 0
IL Climate ParentID 323- CO2 Cap Annual v6.20 | 296 | 7700 | Rate Constraint in MTons | FALSE | L | Annual | Constraint Shadow Price | US2019$/Ton | 0 | 0 | 0 | 0 | 0 | 0 | 0 | 0
IL Climate ParentID 324- CO2 Cap Annual v6.20 | 297 | 7701 | Rate Constraint in MTons | FALSE | L | Annual | Seasons Included | Seasons | Winter, WintShld, Summer | Winter, WintShld, Summer | Winter, WintShld, Summer | Winter, WintShld, Summer | Winter, WintShld, Summer | Winter, WintShld, Summer | Winter, WintShld, Summer | Winter, WintShld, Summer
IL Climate ParentID 324- CO2 Cap Annual v6.20 | 297 | 7701 | Rate Constraint in MTons | FALSE | L | Annual | Standard CO2 | Thousand Tons | 0 | 0 | 0 | 0 | 28.5974 | 28.5974 | 28.5974 | 28.5974
IL Climate ParentID 324- CO2 Cap Annual v6.20 | 297 | 7701 | Rate Constraint in MTons | FALSE | L | Annual | Emissions at Affected Plants CO2 | Thousand Tons | 0 | 0 | 0 | 0 | 28.5974 | 24.8376 | 0 | 0
IL Climate ParentID 324- CO2 Cap Annual v6.20 | 297 | 7701 | Rate Constraint in MTons | FALSE | L | Annual | Allowances Purchased CO2 | Thousand Tons | 0 | 0 | 0 | 0 | 0 | 0 | 0 | 0
IL Climate ParentID 324- CO2 Cap Annual v6.20 | 297 | 7701 | Rate Constraint in MTons | FALSE | L | Annual | Allowances Sold CO2 | Thousand Tons | 0 | 0 | 0 | 0 | 0 | 0 | 0 | 0
IL Climate ParentID 324- CO2 Cap Annual v6.20 | 297 | 7701 | Rate Constraint in MTons | FALSE | L | Annual | Allowances Banked | Thousand Tons | 0 | 0 | 0 | 0 | 0 | 0 | 0 | 0
IL Climate ParentID 324- CO2 Cap Annual v6.20 | 297 | 7701 | Rate Constraint in MTons | FALSE | L | Annual | Allowances Withdrawn (1:1) | Thousand Tons | 0 | 0 | 0 | 0 | 0 | 0 | 0 | 0
IL Climate ParentID 324- CO2 Cap Annual v6.20 | 297 | 7701 | Rate Constraint in MTons | FALSE | L | Annual | Allowances Withdrawn (n:1) | Thousand Tons | 0 | 0 | 0 | 0 | 0 | 0 | 0 | 0
IL Climate ParentID 324- CO2 Cap Annual v6.20 | 297 | 7701 | Rate Constraint in MTons | FALSE | L | Annual | Net Emissions Allowance Position | Thousand Tons | 0 | 0 | 0 | 0 | 28.5974 | 24.8376 | 0 | 0
IL Climate ParentID 324- CO2 Cap Annual v6.20 | 297 | 7701 | Rate Constraint in MTons | FALSE | L | Annual | Fuel Consumed | TBtu | 0 | 0 | 0 | 0 | 0.48851 | 0.42429 | 0 | 0
IL Climate ParentID 324- CO2 Cap Annual v6.20 | 297 | 7701 | Rate Constraint in MTons | FALSE | L | Annual | Rate | lb/MMBtu | 0 | 0 | 0 | 0 | 117.08 | 117.08 | 0 | 0
IL Climate ParentID 324- CO2 Cap Annual v6.20 | 297 | 7701 | Rate Constraint in MTons | FALSE | L | Annual | Generation | TWh | 0 | 0 | 0 | 0 | 0.045464 | 0.039487 | 0 | 0
IL Climate ParentID 324- CO2 Cap Annual v6.20 | 297 | 7701 | Rate Constraint in MTons | FALSE | L | Annual | Qualifying Generation | TWh | 0 | 0 | 0 | 0 | 0.045464 | 0.039487 | 0 | 0
IL Climate ParentID 324- CO2 Cap Annual v6.20 | 297 | 7701 | Rate Constraint in MTons | FALSE | L | Annual | Rate | lb/MWh | 0 | 0 | 0 | 0 | 1258.0246 | 1258.0246 | 0 | 0
IL Climate ParentID 324- CO2 Cap Annual v6.20 | 297 | 7701 | Rate Constraint in MTons | FALSE | L | Annual | Constraint Shadow Price | US2019$/Ton | 0 | 0 | 0 | 0 | 0.21483 | 0 | 0 | 0
IL Climate ParentID 325- CO2 Cap Annual v6.20 | 298 | 7702 | Rate Constraint in MTons | FALSE | L | Annual | Seasons Included | Seasons | Winter, WintShld, Summer | Winter, WintShld, Summer | Winter, WintShld, Summer | Winter, WintShld, Summer | Winter, WintShld, Summer | Winter, WintShld, Summer | Winter, WintShld, Summer | Winter, WintShld, Summer
IL Climate ParentID 325- CO2 Cap Annual v6.20 | 298 | 7702 | Rate Constraint in MTons | FALSE | L | Annual | Standard CO2 | Thousand Tons | 0 | 0 | 0 | 0 | 19.5472 | 19.5472 | 19.5472 | 19.5472
IL Climate ParentID 325- CO2 Cap Annual v6.20 | 298 | 7702 | Rate Constraint in MTons | FALSE | L | Annual | Emissions at Affected Plants CO2 | Thousand Tons | 0 | 0 | 0 | 0 | 0 | 0 | 0 | 0
IL Climate ParentID 325- CO2 Cap Annual v6.20 | 298 | 7702 | Rate Constraint in MTons | FALSE | L | Annual | Allowances Purchased CO2 | Thousand Tons | 0 | 0 | 0 | 0 | 0 | 0 | 0 | 0
IL Climate ParentID 325- CO2 Cap Annual v6.20 | 298 | 7702 | Rate Constraint in MTons | FALSE | L | Annual | Allowances Sold CO2 | Thousand Tons | 0 | 0 | 0 | 0 | 0 | 0 | 0 | 0
IL Climate ParentID 325- CO2 Cap Annual v6.20 | 298 | 7702 | Rate Constraint in MTons | FALSE | L | Annual | Allowances Banked | Thousand Tons | 0 | 0 | 0 | 0 | 0 | 0 | 0 | 0
IL Climate ParentID 325- CO2 Cap Annual v6.20 | 298 | 7702 | Rate Constraint in MTons | FALSE | L | Annual | Allowances Withdrawn (1:1) | Thousand Tons | 0 | 0 | 0 | 0 | 0 | 0 | 0 | 0
IL Climate ParentID 325- CO2 Cap Annual v6.20 | 298 | 7702 | Rate Constraint in MTons | FALSE | L | Annual | Allowances Withdrawn (n:1) | Thousand Tons | 0 | 0 | 0 | 0 | 0 | 0 | 0 | 0
IL Climate ParentID 325- CO2 Cap Annual v6.20 | 298 | 7702 | Rate Constraint in MTons | FALSE | L | Annual | Net Emissions Allowance Position | Thousand Tons | 0 | 0 | 0 | 0 | 0 | 0 | 0 | 0
IL Climate ParentID 325- CO2 Cap Annual v6.20 | 298 | 7702 | Rate Constraint in MTons | FALSE | L | Annual | Fuel Consumed | TBtu | 0 | 0 | 0 | 0 | 0 | 0 | 0 | 0
IL Climate ParentID 325- CO2 Cap Annual v6.20 | 298 | 7702 | Rate Constraint in MTons | FALSE | L | Annual | Rate | lb/MMBtu | 0 | 0 | 0 | 0 | 0 | 0 | 0 | 0
IL Climate ParentID 325- CO2 Cap Annual v6.20 | 298 | 7702 | Rate Constraint in MTons | FALSE | L | Annual | Generation | TWh | 0 | 0 | 0 | 0 | 0 | 0 | 0 | 0
IL Climate ParentID 325- CO2 Cap Annual v6.20 | 298 | 7702 | Rate Constraint in MTons | FALSE | L | Annual | Qualifying Generation | TWh | 0 | 0 | 0 | 0 | 0 | 0 | 0 | 0
IL Climate ParentID 325- CO2 Cap Annual v6.20 | 298 | 7702 | Rate Constraint in MTons | FALSE | L | Annual | Rate | lb/MWh | 0 | 0 | 0 | 0 | 0 | 0 | 0 | 0
IL Climate ParentID 325- CO2 Cap Annual v6.20 | 298 | 7702 | Rate Constraint in MTons | FALSE | L | Annual | Constraint Shadow Price | US2019$/Ton | 0 | 0 | 0 | 0 | 0 | 0 | 0 | 0
IL Climate ParentID 326- CO2 Cap Annual v6.20 | 299 | 7703 | Rate Constraint in MTons | FALSE | L | Annual | Seasons Included | Seasons | Winter, WintShld, Summer | Winter, WintShld, Summer | Winter, WintShld, Summer | Winter, WintShld, Summer | Winter, WintShld, Summer | Winter, WintShld, Summer | Winter, WintShld, Summer | Winter, WintShld, Summer
IL Climate ParentID 326- CO2 Cap Annual v6.20 | 299 | 7703 | Rate Constraint in MTons | FALSE | L | Annual | Standard CO2 | Thousand Tons | 0 | 0 | 0 | 0 | 63.1947 | 63.1947 | 63.1947 | 63.1947
IL Climate ParentID 326- CO2 Cap Annual v6.20 | 299 | 7703 | Rate Constraint in MTons | FALSE | L | Annual | Emissions at Affected Plants CO2 | Thousand Tons | 0 | 0 | 0 | 0 | 0 | 0 | 0 | 0
IL Climate ParentID 326- CO2 Cap Annual v6.20 | 299 | 7703 | Rate Constraint in MTons | FALSE | L | Annual | Allowances Purchased CO2 | Thousand Tons | 0 | 0 | 0 | 0 | 0 | 0 | 0 | 0
IL Climate ParentID 326- CO2 Cap Annual v6.20 | 299 | 7703 | Rate Constraint in MTons | FALSE | L | Annual | Allowances Sold CO2 | Thousand Tons | 0 | 0 | 0 | 0 | 0 | 0 | 0 | 0
IL Climate ParentID 326- CO2 Cap Annual v6.20 | 299 | 7703 | Rate Constraint in MTons | FALSE | L | Annual | Allowances Banked | Thousand Tons | 0 | 0 | 0 | 0 | 0 | 0 | 0 | 0
IL Climate ParentID 326- CO2 Cap Annual v6.20 | 299 | 7703 | Rate Constraint in MTons | FALSE | L | Annual | Allowances Withdrawn (1:1) | Thousand Tons | 0 | 0 | 0 | 0 | 0 | 0 | 0 | 0
IL Climate ParentID 326- CO2 Cap Annual v6.20 | 299 | 7703 | Rate Constraint in MTons | FALSE | L | Annual | Allowances Withdrawn (n:1) | Thousand Tons | 0 | 0 | 0 | 0 | 0 | 0 | 0 | 0
IL Climate ParentID 326- CO2 Cap Annual v6.20 | 299 | 7703 | Rate Constraint in MTons | FALSE | L | Annual | Net Emissions Allowance Position | Thousand Tons | 0 | 0 | 0 | 0 | 0 | 0 | 0 | 0
IL Climate ParentID 326- CO2 Cap Annual v6.20 | 299 | 7703 | Rate Constraint in MTons | FALSE | L | Annual | Fuel Consumed | TBtu | 0 | 0 | 0 | 0 | 0 | 0 | 0 | 0
IL Climate ParentID 326- CO2 Cap Annual v6.20 | 299 | 7703 | Rate Constraint in MTons | FALSE | L | Annual | Rate | lb/MMBtu | 0 | 0 | 0 | 0 | 0 | 0 | 0 | 0
IL Climate ParentID 326- CO2 Cap Annual v6.20 | 299 | 7703 | Rate Constraint in MTons | FALSE | L | Annual | Generation | TWh | 0 | 0 | 0 | 0 | 0 | 0 | 0 | 0
IL Climate ParentID 326- CO2 Cap Annual v6.20 | 299 | 7703 | Rate Constraint in MTons | FALSE | L | Annual | Qualifying Generation | TWh | 0 | 0 | 0 | 0 | 0 | 0 | 0 | 0
IL Climate ParentID 326- CO2 Cap Annual v6.20 | 299 | 7703 | Rate Constraint in MTons | FALSE | L | Annual | Rate | lb/MWh | 0 | 0 | 0 | 0 | 0 | 0 | 0 | 0
IL Climate ParentID 326- CO2 Cap Annual v6.20 | 299 | 7703 | Rate Constraint in MTons | FALSE | L | Annual | Constraint Shadow Price | US2019$/Ton | 0 | 0 | 0 | 0 | 0 | 0 | 0 | 0
IL Climate ParentID 327- CO2 Cap Annual v6.20 | 300 | 7704 | Rate Constraint in MTons | FALSE | L | Annual | Seasons Included | Seasons | Winter, WintShld, Summer | Winter, WintShld, Summer | Winter, WintShld, Summer | Winter, WintShld, Summer | Winter, WintShld, Summer | Winter, WintShld, Summer | Winter, WintShld, Summer | Winter, WintShld, Summer
IL Climate ParentID 327- CO2 Cap Annual v6.20 | 300 | 7704 | Rate Constraint in MTons | FALSE | L | Annual | Standard CO2 | Thousand Tons | 0 | 0 | 0 | 0 | 21.1592 | 21.1592 | 21.1592 | 21.1592
IL Climate ParentID 327- CO2 Cap Annual v6.20 | 300 | 7704 | Rate Constraint in MTons | FALSE | L | Annual | Emissions at Affected Plants CO2 | Thousand Tons | 0 | 0 | 0 | 0 | 0 | 0 | 0 | 0
IL Climate ParentID 327- CO2 Cap Annual v6.20 | 300 | 7704 | Rate Constraint in MTons | FALSE | L | Annual | Allowances Purchased CO2 | Thousand Tons | 0 | 0 | 0 | 0 | 0 | 0 | 0 | 0
IL Climate ParentID 327- CO2 Cap Annual v6.20 | 300 | 7704 | Rate Constraint in MTons | FALSE | L | Annual | Allowances Sold CO2 | Thousand Tons | 0 | 0 | 0 | 0 | 0 | 0 | 0 | 0
IL Climate ParentID 327- CO2 Cap Annual v6.20 | 300 | 7704 | Rate Constraint in MTons | FALSE | L | Annual | Allowances Banked | Thousand Tons | 0 | 0 | 0 | 0 | 0 | 0 | 0 | 0
IL Climate ParentID 327- CO2 Cap Annual v6.20 | 300 | 7704 | Rate Constraint in MTons | FALSE | L | Annual | Allowances Withdrawn (1:1) | Thousand Tons | 0 | 0 | 0 | 0 | 0 | 0 | 0 | 0
IL Climate ParentID 327- CO2 Cap Annual v6.20 | 300 | 7704 | Rate Constraint in MTons | FALSE | L | Annual | Allowances Withdrawn (n:1) | Thousand Tons | 0 | 0 | 0 | 0 | 0 | 0 | 0 | 0
IL Climate ParentID 327- CO2 Cap Annual v6.20 | 300 | 7704 | Rate Constraint in MTons | FALSE | L | Annual | Net Emissions Allowance Position | Thousand Tons | 0 | 0 | 0 | 0 | 0 | 0 | 0 | 0
IL Climate ParentID 327- CO2 Cap Annual v6.20 | 300 | 7704 | Rate Constraint in MTons | FALSE | L | Annual | Fuel Consumed | TBtu | 0 | 0 | 0 | 0 | 0 | 0 | 0 | 0
IL Climate ParentID 327- CO2 Cap Annual v6.20 | 300 | 7704 | Rate Constraint in MTons | FALSE | L | Annual | Rate | lb/MMBtu | 0 | 0 | 0 | 0 | 0 | 0 | 0 | 0
IL Climate ParentID 327- CO2 Cap Annual v6.20 | 300 | 7704 | Rate Constraint in MTons | FALSE | L | Annual | Generation | TWh | 0 | 0 | 0 | 0 | 0 | 0 | 0 | 0
IL Climate ParentID 327- CO2 Cap Annual v6.20 | 300 | 7704 | Rate Constraint in MTons | FALSE | L | Annual | Qualifying Generation | TWh | 0 | 0 | 0 | 0 | 0 | 0 | 0 | 0
IL Climate ParentID 327- CO2 Cap Annual v6.20 | 300 | 7704 | Rate Constraint in MTons | FALSE | L | Annual | Rate | lb/MWh | 0 | 0 | 0 | 0 | 0 | 0 | 0 | 0
IL Climate ParentID 327- CO2 Cap Annual v6.20 | 300 | 7704 | Rate Constraint in MTons | FALSE | L | Annual | Constraint Shadow Price | US2019$/Ton | 0 | 0 | 0 | 0 | 0 | 0 | 0 | 0
IL Climate ParentID 328- CO2 Cap Annual v6.20 | 301 | 7705 | Rate Constraint in MTons | FALSE | L | Annual | Seasons Included | Seasons | Winter, WintShld, Summer | Winter, WintShld, Summer | Winter, WintShld, Summer | Winter, WintShld, Summer | Winter, WintShld, Summer | Winter, WintShld, Summer | Winter, WintShld, Summer | Winter, WintShld, Summer
IL Climate ParentID 328- CO2 Cap Annual v6.20 | 301 | 7705 | Rate Constraint in MTons | FALSE | L | Annual | Standard CO2 | Thousand Tons | 0 | 0 | 0 | 0 | 4.9553 | 4.9553 | 4.9553 | 4.9553
IL Climate ParentID 328- CO2 Cap Annual v6.20 | 301 | 7705 | Rate Constraint in MTons | FALSE | L | Annual | Emissions at Affected Plants CO2 | Thousand Tons | 0 | 0 | 0 | 0 | 0 | 0 | 0 | 0
IL Climate ParentID 328- CO2 Cap Annual v6.20 | 301 | 7705 | Rate Constraint in MTons | FALSE | L | Annual | Allowances Purchased CO2 | Thousand Tons | 0 | 0 | 0 | 0 | 0 | 0 | 0 | 0
IL Climate ParentID 328- CO2 Cap Annual v6.20 | 301 | 7705 | Rate Constraint in MTons | FALSE | L | Annual | Allowances Sold CO2 | Thousand Tons | 0 | 0 | 0 | 0 | 0 | 0 | 0 | 0
IL Climate ParentID 328- CO2 Cap Annual v6.20 | 301 | 7705 | Rate Constraint in MTons | FALSE | L | Annual | Allowances Banked | Thousand Tons | 0 | 0 | 0 | 0 | 0 | 0 | 0 | 0
IL Climate ParentID 328- CO2 Cap Annual v6.20 | 301 | 7705 | Rate Constraint in MTons | FALSE | L | Annual | Allowances Withdrawn (1:1) | Thousand Tons | 0 | 0 | 0 | 0 | 0 | 0 | 0 | 0
IL Climate ParentID 328- CO2 Cap Annual v6.20 | 301 | 7705 | Rate Constraint in MTons | FALSE | L | Annual | Allowances Withdrawn (n:1) | Thousand Tons | 0 | 0 | 0 | 0 | 0 | 0 | 0 | 0
IL Climate ParentID 328- CO2 Cap Annual v6.20 | 301 | 7705 | Rate Constraint in MTons | FALSE | L | Annual | Net Emissions Allowance Position | Thousand Tons | 0 | 0 | 0 | 0 | 0 | 0 | 0 | 0
IL Climate ParentID 328- CO2 Cap Annual v6.20 | 301 | 7705 | Rate Constraint in MTons | FALSE | L | Annual | Fuel Consumed | TBtu | 0 | 0 | 0 | 0 | 0 | 0 | 0 | 0
IL Climate ParentID 328- CO2 Cap Annual v6.20 | 301 | 7705 | Rate Constraint in MTons | FALSE | L | Annual | Rate | lb/MMBtu | 0 | 0 | 0 | 0 | 0 | 0 | 0 | 0
IL Climate ParentID 328- CO2 Cap Annual v6.20 | 301 | 7705 | Rate Constraint in MTons | FALSE | L | Annual | Generation | TWh | 0 | 0 | 0 | 0 | 0 | 0 | 0 | 0
IL Climate ParentID 328- CO2 Cap Annual v6.20 | 301 | 7705 | Rate Constraint in MTons | FALSE | L | Annual | Qualifying Generation | TWh | 0 | 0 | 0 | 0 | 0 | 0 | 0 | 0
IL Climate ParentID 328- CO2 Cap Annual v6.20 | 301 | 7705 | Rate Constraint in MTons | FALSE | L | Annual | Rate | lb/MWh | 0 | 0 | 0 | 0 | 0 | 0 | 0 | 0
IL Climate ParentID 328- CO2 Cap Annual v6.20 | 301 | 7705 | Rate Constraint in MTons | FALSE | L | Annual | Constraint Shadow Price | US2019$/Ton | 0 | 0 | 0 | 0 | 0 | 0 | 0 | 0
IL Climate ParentID 329- CO2 Cap Annual v6.20 | 302 | 7706 | Rate Constraint in MTons | FALSE | L | Annual | Seasons Included | Seasons | Winter, WintShld, Summer | Winter, WintShld, Summer | Winter, WintShld, Summer | Winter, WintShld, Summer | Winter, WintShld, Summer | Winter, WintShld, Summer | Winter, WintShld, Summer | Winter, WintShld, Summer
IL Climate ParentID 329- CO2 Cap Annual v6.20 | 302 | 7706 | Rate Constraint in MTons | FALSE | L | Annual | Standard CO2 | Thousand Tons | 0 | 0 | 0 | 0 | 24.3959 | 24.3959 | 24.3959 | 24.3959
IL Climate ParentID 329- CO2 Cap Annual v6.20 | 302 | 7706 | Rate Constraint in MTons | FALSE | L | Annual | Emissions at Affected Plants CO2 | Thousand Tons | 0 | 0 | 0 | 0 | 0 | 0 | 0 | 0
IL Climate ParentID 329- CO2 Cap Annual v6.20 | 302 | 7706 | Rate Constraint in MTons | FALSE | L | Annual | Allowances Purchased CO2 | Thousand Tons | 0 | 0 | 0 | 0 | 0 | 0 | 0 | 0
IL Climate ParentID 329- CO2 Cap Annual v6.20 | 302 | 7706 | Rate Constraint in MTons | FALSE | L | Annual | Allowances Sold CO2 | Thousand Tons | 0 | 0 | 0 | 0 | 0 | 0 | 0 | 0
IL Climate ParentID 329- CO2 Cap Annual v6.20 | 302 | 7706 | Rate Constraint in MTons | FALSE | L | Annual | Allowances Banked | Thousand Tons | 0 | 0 | 0 | 0 | 0 | 0 | 0 | 0
IL Climate ParentID 329- CO2 Cap Annual v6.20 | 302 | 7706 | Rate Constraint in MTons | FALSE | L | Annual | Allowances Withdrawn (1:1) | Thousand Tons | 0 | 0 | 0 | 0 | 0 | 0 | 0 | 0
IL Climate ParentID 329- CO2 Cap Annual v6.20 | 302 | 7706 | Rate Constraint in MTons | FALSE | L | Annual | Allowances Withdrawn (n:1) | Thousand Tons | 0 | 0 | 0 | 0 | 0 | 0 | 0 | 0
IL Climate ParentID 329- CO2 Cap Annual v6.20 | 302 | 7706 | Rate Constraint in MTons | FALSE | L | Annual | Net Emissions Allowance Position | Thousand Tons | 0 | 0 | 0 | 0 | 0 | 0 | 0 | 0
IL Climate ParentID 329- CO2 Cap Annual v6.20 | 302 | 7706 | Rate Constraint in MTons | FALSE | L | Annual | Fuel Consumed | TBtu | 0 | 0 | 0 | 0 | 0 | 0 | 0 | 0
IL Climate ParentID 329- CO2 Cap Annual v6.20 | 302 | 7706 | Rate Constraint in MTons | FALSE | L | Annual | Rate | lb/MMBtu | 0 | 0 | 0 | 0 | 0 | 0 | 0 | 0
IL Climate ParentID 329- CO2 Cap Annual v6.20 | 302 | 7706 | Rate Constraint in MTons | FALSE | L | Annual | Generation | TWh | 0 | 0 | 0 | 0 | 0 | 0 | 0 | 0
IL Climate ParentID 329- CO2 Cap Annual v6.20 | 302 | 7706 | Rate Constraint in MTons | FALSE | L | Annual | Qualifying Generation | TWh | 0 | 0 | 0 | 0 | 0 | 0 | 0 | 0
IL Climate ParentID 329- CO2 Cap Annual v6.20 | 302 | 7706 | Rate Constraint in MTons | FALSE | L | Annual | Rate | lb/MWh | 0 | 0 | 0 | 0 | 0 | 0 | 0 | 0
IL Climate ParentID 329- CO2 Cap Annual v6.20 | 302 | 7706 | Rate Constraint in MTons | FALSE | L | Annual | Constraint Shadow Price | US2019$/Ton | 0 | 0 | 0 | 0 | 0 | 0 | 0 | 0
IL Climate ParentID 330- CO2 Cap Annual v6.20 | 303 | 7707 | Rate Constraint in MTons | FALSE | L | Annual | Seasons Included | Seasons | Winter, WintShld, Summer | Winter, WintShld, Summer | Winter, WintShld, Summer | Winter, WintShld, Summer | Winter, WintShld, Summer | Winter, WintShld, Summer | Winter, WintShld, Summer | Winter, WintShld, Summer
IL Climate ParentID 330- CO2 Cap Annual v6.20 | 303 | 7707 | Rate Constraint in MTons | FALSE | L | Annual | Standard CO2 | Thousand Tons | 0 | 0 | 0 | 0 | 99.3289 | 99.3289 | 99.3289 | 99.3289
IL Climate ParentID 330- CO2 Cap Annual v6.20 | 303 | 7707 | Rate Constraint in MTons | FALSE | L | Annual | Emissions at Affected Plants CO2 | Thousand Tons | 0 | 0 | 0 | 0 | 0 | 0 | 0 | 0
IL Climate ParentID 330- CO2 Cap Annual v6.20 | 303 | 7707 | Rate Constraint in MTons | FALSE | L | Annual | Allowances Purchased CO2 | Thousand Tons | 0 | 0 | 0 | 0 | 0 | 0 | 0 | 0
IL Climate ParentID 330- CO2 Cap Annual v6.20 | 303 | 7707 | Rate Constraint in MTons | FALSE | L | Annual | Allowances Sold CO2 | Thousand Tons | 0 | 0 | 0 | 0 | 0 | 0 | 0 | 0
IL Climate ParentID 330- CO2 Cap Annual v6.20 | 303 | 7707 | Rate Constraint in MTons | FALSE | L | Annual | Allowances Banked | Thousand Tons | 0 | 0 | 0 | 0 | 0 | 0 | 0 | 0
IL Climate ParentID 330- CO2 Cap Annual v6.20 | 303 | 7707 | Rate Constraint in MTons | FALSE | L | Annual | Allowances Withdrawn (1:1) | Thousand Tons | 0 | 0 | 0 | 0 | 0 | 0 | 0 | 0
IL Climate ParentID 330- CO2 Cap Annual v6.20 | 303 | 7707 | Rate Constraint in MTons | FALSE | L | Annual | Allowances Withdrawn (n:1) | Thousand Tons | 0 | 0 | 0 | 0 | 0 | 0 | 0 | 0
IL Climate ParentID 330- CO2 Cap Annual v6.20 | 303 | 7707 | Rate Constraint in MTons | FALSE | L | Annual | Net Emissions Allowance Position | Thousand Tons | 0 | 0 | 0 | 0 | 0 | 0 | 0 | 0
IL Climate ParentID 330- CO2 Cap Annual v6.20 | 303 | 7707 | Rate Constraint in MTons | FALSE | L | Annual | Fuel Consumed | TBtu | 0 | 0 | 0 | 0 | 0 | 0 | 0 | 0
IL Climate ParentID 330- CO2 Cap Annual v6.20 | 303 | 7707 | Rate Constraint in MTons | FALSE | L | Annual | Rate | lb/MMBtu | 0 | 0 | 0 | 0 | 0 | 0 | 0 | 0
IL Climate ParentID 330- CO2 Cap Annual v6.20 | 303 | 7707 | Rate Constraint in MTons | FALSE | L | Annual | Generation | TWh | 0 | 0 | 0 | 0 | 0 | 0 | 0 | 0
IL Climate ParentID 330- CO2 Cap Annual v6.20 | 303 | 7707 | Rate Constraint in MTons | FALSE | L | Annual | Qualifying Generation | TWh | 0 | 0 | 0 | 0 | 0 | 0 | 0 | 0
IL Climate ParentID 330- CO2 Cap Annual v6.20 | 303 | 7707 | Rate Constraint in MTons | FALSE | L | Annual | Rate | lb/MWh | 0 | 0 | 0 | 0 | 0 | 0 | 0 | 0
IL Climate ParentID 330- CO2 Cap Annual v6.20 | 303 | 7707 | Rate Constraint in MTons | FALSE | L | Annual | Constraint Shadow Price | US2019$/Ton | 0 | 0 | 0 | 0 | 0 | 0 | 0 | 0
IL Climate ParentID 331- CO2 Cap Annual v6.20 | 304 | 7708 | Rate Constraint in MTons | FALSE | L | Annual | Seasons Included | Seasons | Winter, WintShld, Summer | Winter, WintShld, Summer | Winter, WintShld, Summer | Winter, WintShld, Summer | Winter, WintShld, Summer | Winter, WintShld, Summer | Winter, WintShld, Summer | Winter, WintShld, Summer
IL Climate ParentID 331- CO2 Cap Annual v6.20 | 304 | 7708 | Rate Constraint in MTons | FALSE | L | Annual | Standard CO2 | Thousand Tons | 0 | 0 | 0 | 0 | 43.4235 | 43.4235 | 43.4235 | 43.4235
IL Climate ParentID 331- CO2 Cap Annual v6.20 | 304 | 7708 | Rate Constraint in MTons | FALSE | L | Annual | Emissions at Affected Plants CO2 | Thousand Tons | 0 | 0 | 0 | 0 | 6.0174 | 0 | 0 | 0
IL Climate ParentID 331- CO2 Cap Annual v6.20 | 304 | 7708 | Rate Constraint in MTons | FALSE | L | Annual | Allowances Purchased CO2 | Thousand Tons | 0 | 0 | 0 | 0 | 0 | 0 | 0 | 0
IL Climate ParentID 331- CO2 Cap Annual v6.20 | 304 | 7708 | Rate Constraint in MTons | FALSE | L | Annual | Allowances Sold CO2 | Thousand Tons | 0 | 0 | 0 | 0 | 0 | 0 | 0 | 0
IL Climate ParentID 331- CO2 Cap Annual v6.20 | 304 | 7708 | Rate Constraint in MTons | FALSE | L | Annual | Allowances Banked | Thousand Tons | 0 | 0 | 0 | 0 | 0 | 0 | 0 | 0
IL Climate ParentID 331- CO2 Cap Annual v6.20 | 304 | 7708 | Rate Constraint in MTons | FALSE | L | Annual | Allowances Withdrawn (1:1) | Thousand Tons | 0 | 0 | 0 | 0 | 0 | 0 | 0 | 0
IL Climate ParentID 331- CO2 Cap Annual v6.20 | 304 | 7708 | Rate Constraint in MTons | FALSE | L | Annual | Allowances Withdrawn (n:1) | Thousand Tons | 0 | 0 | 0 | 0 | 0 | 0 | 0 | 0
IL Climate ParentID 331- CO2 Cap Annual v6.20 | 304 | 7708 | Rate Constraint in MTons | FALSE | L | Annual | Net Emissions Allowance Position | Thousand Tons | 0 | 0 | 0 | 0 | 6.0174 | 0 | 0 | 0
IL Climate ParentID 331- CO2 Cap Annual v6.20 | 304 | 7708 | Rate Constraint in MTons | FALSE | L | Annual | Fuel Consumed | TBtu | 0 | 0 | 0 | 0 | 0.10279 | 0 | 0 | 0
IL Climate ParentID 331- CO2 Cap Annual v6.20 | 304 | 7708 | Rate Constraint in MTons | FALSE | L | Annual | Rate | lb/MMBtu | 0 | 0 | 0 | 0 | 117.08 | 0 | 0 | 0
IL Climate ParentID 331- CO2 Cap Annual v6.20 | 304 | 7708 | Rate Constraint in MTons | FALSE | L | Annual | Generation | TWh | 0 | 0 | 0 | 0 | 0.0086936 | 0 | 0 | 0
IL Climate ParentID 331- CO2 Cap Annual v6.20 | 304 | 7708 | Rate Constraint in MTons | FALSE | L | Annual | Qualifying Generation | TWh | 0 | 0 | 0 | 0 | 0.0086936 | 0 | 0 | 0
IL Climate ParentID 331- CO2 Cap Annual v6.20 | 304 | 7708 | Rate Constraint in MTons | FALSE | L | Annual | Rate | lb/MWh | 0 | 0 | 0 | 0 | 1384.3344 | 0 | 0 | 0
IL Climate ParentID 331- CO2 Cap Annual v6.20 | 304 | 7708 | Rate Constraint in MTons | FALSE | L | Annual | Constraint Shadow Price | US2019$/Ton | 0 | 0 | 0 | 0 | 0 | 0 | 0 | 0
IL Climate ParentID 336- CO2 Cap Annual v6.20 | 305 | 7709 | Rate Constraint in MTons | FALSE | L | Annual | Seasons Included | Seasons | Winter, WintShld, Summer | Winter, WintShld, Summer | Winter, WintShld, Summer | Winter, WintShld, Summer | Winter, WintShld, Summer | Winter, WintShld, Summer | Winter, WintShld, Summer | Winter, WintShld, Summer
IL Climate ParentID 336- CO2 Cap Annual v6.20 | 305 | 7709 | Rate Constraint in MTons | FALSE | L | Annual | Standard CO2 | Thousand Tons | 0 | 0 | 0 | 0 | 190.9653 | 190.9653 | 190.9653 | 190.9653
IL Climate ParentID 336- CO2 Cap Annual v6.20 | 305 | 7709 | Rate Constraint in MTons | FALSE | L | Annual | Emissions at Affected Plants CO2 | Thousand Tons | 0 | 0 | 0 | 0 | 25.3727 | 8.7304 | 0 | 0
IL Climate ParentID 336- CO2 Cap Annual v6.20 | 305 | 7709 | Rate Constraint in MTons | FALSE | L | Annual | Allowances Purchased CO2 | Thousand Tons | 0 | 0 | 0 | 0 | 0 | 0 | 0 | 0
IL Climate ParentID 336- CO2 Cap Annual v6.20 | 305 | 7709 | Rate Constraint in MTons | FALSE | L | Annual | Allowances Sold CO2 | Thousand Tons | 0 | 0 | 0 | 0 | 0 | 0 | 0 | 0
IL Climate ParentID 336- CO2 Cap Annual v6.20 | 305 | 7709 | Rate Constraint in MTons | FALSE | L | Annual | Allowances Banked | Thousand Tons | 0 | 0 | 0 | 0 | 0 | 0 | 0 | 0
IL Climate ParentID 336- CO2 Cap Annual v6.20 | 305 | 7709 | Rate Constraint in MTons | FALSE | L | Annual | Allowances Withdrawn (1:1) | Thousand Tons | 0 | 0 | 0 | 0 | 0 | 0 | 0 | 0
IL Climate ParentID 336- CO2 Cap Annual v6.20 | 305 | 7709 | Rate Constraint in MTons | FALSE | L | Annual | Allowances Withdrawn (n:1) | Thousand Tons | 0 | 0 | 0 | 0 | 0 | 0 | 0 | 0
IL Climate ParentID 336- CO2 Cap Annual v6.20 | 305 | 7709 | Rate Constraint in MTons | FALSE | L | Annual | Net Emissions Allowance Position | Thousand Tons | 0 | 0 | 0 | 0 | 25.3727 | 8.7304 | 0 | 0
IL Climate ParentID 336- CO2 Cap Annual v6.20 | 305 | 7709 | Rate Constraint in MTons | FALSE | L | Annual | Fuel Consumed | TBtu | 0 | 0 | 0 | 0 | 0.43342 | 0.14914 | 0 | 0
IL Climate ParentID 336- CO2 Cap Annual v6.20 | 305 | 7709 | Rate Constraint in MTons | FALSE | L | Annual | Rate | lb/MMBtu | 0 | 0 | 0 | 0 | 117.08 | 117.08 | 0 | 0
IL Climate ParentID 336- CO2 Cap Annual v6.20 | 305 | 7709 | Rate Constraint in MTons | FALSE | L | Annual | Generation | TWh | 0 | 0 | 0 | 0 | 0.038404 | 0.013214 | 0 | 0
IL Climate ParentID 336- CO2 Cap Annual v6.20 | 305 | 7709 | Rate Constraint in MTons | FALSE | L | Annual | Qualifying Generation | TWh | 0 | 0 | 0 | 0 | 0.038404 | 0.013214 | 0 | 0
IL Climate ParentID 336- CO2 Cap Annual v6.20 | 305 | 7709 | Rate Constraint in MTons | FALSE | L | Annual | Rate | lb/MWh | 0 | 0 | 0 | 0 | 1321.3649 | 1321.3649 | 0 | 0
IL Climate ParentID 336- CO2 Cap Annual v6.20 | 305 | 7709 | Rate Constraint in MTons | FALSE | L | Annual | Constraint Shadow Price | US2019$/Ton | 0 | 0 | 0 | 0 | 0 | 0 | 0 | 0
IL Climate ParentID 3563- CO2 Cap Annual v6.20 | 306 | 7735 | Rate Constraint in MTons | FALSE | L | Annual | Seasons Included | Seasons | Winter, WintShld, Summer | Winter, WintShld, Summer | Winter, WintShld, Summer | Winter, WintShld, Summer | Winter, WintShld, Summer | Winter, WintShld, Summer | Winter, WintShld, Summer | Winter, WintShld, Summer
IL Climate ParentID 3563- CO2 Cap Annual v6.20 | 306 | 7735 | Rate Constraint in MTons | FALSE | L | Annual | Standard CO2 | Thousand Tons | 0 | 0 | 0 | 0 | 3726.0581 | 3726.0581 | 3726.0581 | 3726.0581
IL Climate ParentID 3563- CO2 Cap Annual v6.20 | 306 | 7735 | Rate Constraint in MTons | FALSE | L | Annual | Emissions at Affected Plants CO2 | Thousand Tons | 0 | 0 | 0 | 0 | 3726.0581 | 3726.0581 | 0 | 0
IL Climate ParentID 3563- CO2 Cap Annual v6.20 | 306 | 7735 | Rate Constraint in MTons | FALSE | L | Annual | Allowances Purchased CO2 | Thousand Tons | 0 | 0 | 0 | 0 | 0 | 0 | 0 | 0
IL Climate ParentID 3563- CO2 Cap Annual v6.20 | 306 | 7735 | Rate Constraint in MTons | FALSE | L | Annual | Allowances Sold CO2 | Thousand Tons | 0 | 0 | 0 | 0 | 0 | 0 | 0 | 0
IL Climate ParentID 3563- CO2 Cap Annual v6.20 | 306 | 7735 | Rate Constraint in MTons | FALSE | L | Annual | Allowances Banked | Thousand Tons | 0 | 0 | 0 | 0 | 0 | 0 | 0 | 0
IL Climate ParentID 3563- CO2 Cap Annual v6.20 | 306 | 7735 | Rate Constraint in MTons | FALSE | L | Annual | Allowances Withdrawn (1:1) | Thousand Tons | 0 | 0 | 0 | 0 | 0 | 0 | 0 | 0
IL Climate ParentID 3563- CO2 Cap Annual v6.20 | 306 | 7735 | Rate Constraint in MTons | FALSE | L | Annual | Allowances Withdrawn (n:1) | Thousand Tons | 0 | 0 | 0 | 0 | 0 | 0 | 0 | 0
IL Climate ParentID 3563- CO2 Cap Annual v6.20 | 306 | 7735 | Rate Constraint in MTons | FALSE | L | Annual | Net Emissions Allowance Position | Thousand Tons | 0 | 0 | 0 | 0 | 3726.0581 | 3726.0581 | 0 | 0
IL Climate ParentID 3563- CO2 Cap Annual v6.20 | 306 | 7735 | Rate Constraint in MTons | FALSE | L | Annual | Fuel Consumed | TBtu | 0 | 0 | 0 | 0 | 36.1637 | 36.1637 | 0 | 0
IL Climate ParentID 3563- CO2 Cap Annual v6.20 | 306 | 7735 | Rate Constraint in MTons | FALSE | L | Annual | Rate | lb/MMBtu | 0 | 0 | 0 | 0 | 206.0663 | 206.0663 | 0 | 0
IL Climate ParentID 3563- CO2 Cap Annual v6.20 | 306 | 7735 | Rate Constraint in MTons | FALSE | L | Annual | Generation | TWh | 0 | 0 | 0 | 0 | 3.8509 | 3.8509 | 0 | 0
IL Climate ParentID 3563- CO2 Cap Annual v6.20 | 306 | 7735 | Rate Constraint in MTons | FALSE | L | Annual | Qualifying Generation | TWh | 0 | 0 | 0 | 0 | 3.8509 | 3.8509 | 0 | 0
IL Climate ParentID 3563- CO2 Cap Annual v6.20 | 306 | 7735 | Rate Constraint in MTons | FALSE | L | Annual | Rate | lb/MWh | 0 | 0 | 0 | 0 | 1935.1684 | 1935.1684 | 0 | 0
IL Climate ParentID 3563- CO2 Cap Annual v6.20 | 306 | 7735 | Rate Constraint in MTons | FALSE | L | Annual | Constraint Shadow Price | US2019$/Ton | 0 | 0 | 0 | 0 | 9.1809 | 10.1435 | 0 | 0
IL Climate ParentID 3564- CO2 Cap Annual v6.20 | 307 | 7736 | Rate Constraint in MTons | FALSE | L | Annual | Seasons Included | Seasons | Winter, WintShld, Summer | Winter, WintShld, Summer | Winter, WintShld, Summer | Winter, WintShld, Summer | Winter, WintShld, Summer | Winter, WintShld, Summer | Winter, WintShld, Summer | Winter, WintShld, Summer
IL Climate ParentID 3564- CO2 Cap Annual v6.20 | 307 | 7736 | Rate Constraint in MTons | FALSE | L | Annual | Standard CO2 | Thousand Tons | 0 | 0 | 0 | 0 | 3621.2811 | 3621.2811 | 3621.2811 | 3621.2811
IL Climate ParentID 3564- CO2 Cap Annual v6.20 | 307 | 7736 | Rate Constraint in MTons | FALSE | L | Annual | Emissions at Affected Plants CO2 | Thousand Tons | 0 | 0 | 0 | 0 | 3621.2811 | 3621.2811 | 66.7832 | 66.7832
IL Climate ParentID 3564- CO2 Cap Annual v6.20 | 307 | 7736 | Rate Constraint in MTons | FALSE | L | Annual | Allowances Purchased CO2 | Thousand Tons | 0 | 0 | 0 | 0 | 0 | 0 | 0 | 0
IL Climate ParentID 3564- CO2 Cap Annual v6.20 | 307 | 7736 | Rate Constraint in MTons | FALSE | L | Annual | Allowances Sold CO2 | Thousand Tons | 0 | 0 | 0 | 0 | 0 | 0 | 0 | 0
IL Climate ParentID 3564- CO2 Cap Annual v6.20 | 307 | 7736 | Rate Constraint in MTons | FALSE | L | Annual | Allowances Banked | Thousand Tons | 0 | 0 | 0 | 0 | 0 | 0 | 0 | 0
IL Climate ParentID 3564- CO2 Cap Annual v6.20 | 307 | 7736 | Rate Constraint in MTons | FALSE | L | Annual | Allowances Withdrawn (1:1) | Thousand Tons | 0 | 0 | 0 | 0 | 0 | 0 | 0 | 0
IL Climate ParentID 3564- CO2 Cap Annual v6.20 | 307 | 7736 | Rate Constraint in MTons | FALSE | L | Annual | Allowances Withdrawn (n:1) | Thousand Tons | 0 | 0 | 0 | 0 | 0 | 0 | 0 | 0
IL Climate ParentID 3564- CO2 Cap Annual v6.20 | 307 | 7736 | Rate Constraint in MTons | FALSE | L | Annual | Net Emissions Allowance Position | Thousand Tons | 0 | 0 | 0 | 0 | 3621.2811 | 3621.2811 | 66.7832 | 66.7832
IL Climate ParentID 3564- CO2 Cap Annual v6.20 | 307 | 7736 | Rate Constraint in MTons | FALSE | L | Annual | Fuel Consumed | TBtu | 0 | 0 | 0 | 0 | 35.1468 | 35.1468 | 0.64817 | 0.64817
IL Climate ParentID 3564- CO2 Cap Annual v6.20 | 307 | 7736 | Rate Constraint in MTons | FALSE | L | Annual | Rate | lb/MMBtu | 0 | 0 | 0 | 0 | 206.0663 | 206.0663 | 206.0663 | 206.0663
IL Climate ParentID 3564- CO2 Cap Annual v6.20 | 307 | 7736 | Rate Constraint in MTons | FALSE | L | Annual | Generation | TWh | 0 | 0 | 0 | 0 | 3.7606 | 3.7606 | 0.069353 | 0.069353
IL Climate ParentID 3564- CO2 Cap Annual v6.20 | 307 | 7736 | Rate Constraint in MTons | FALSE | L | Annual | Qualifying Generation | TWh | 0 | 0 | 0 | 0 | 3.7606 | 3.7606 | 0.069353 | 0.069353
IL Climate ParentID 3564- CO2 Cap Annual v6.20 | 307 | 7736 | Rate Constraint in MTons | FALSE | L | Annual | Rate | lb/MWh | 0 | 0 | 0 | 0 | 1925.8954 | 1925.8954 | 1925.8954 | 1925.8954
IL Climate ParentID 3564- CO2 Cap Annual v6.20 | 307 | 7736 | Rate Constraint in MTons | FALSE | L | Annual | Constraint Shadow Price | US2019$/Ton | 0 | 0 | 0 | 0 | 9.291 | 10.2595 | 0 | 0
IL Climate ParentID 3789- CO2 Cap Annual v6.20 | 308 | 7737 | Rate Constraint in MTons | FALSE | L | Annual | Seasons Included | Seasons | Winter, WintShld, Summer | Winter, WintShld, Summer | Winter, WintShld, Summer | Winter, WintShld, Summer | Winter, WintShld, Summer | Winter, WintShld, Summer | Winter, WintShld, Summer | Winter, WintShld, Summer
IL Climate ParentID 3789- CO2 Cap Annual v6.20 | 308 | 7737 | Rate Constraint in MTons | FALSE | L | Annual | Standard CO2 | Thousand Tons | 0 | 0 | 0 | 0 | 128.792 | 128.792 | 128.792 | 128.792
IL Climate ParentID 3789- CO2 Cap Annual v6.20 | 308 | 7737 | Rate Constraint in MTons | FALSE | L | Annual | Emissions at Affected Plants CO2 | Thousand Tons | 0 | 0 | 0 | 0 | 0 | 0 | 0 | 0
IL Climate ParentID 3789- CO2 Cap Annual v6.20 | 308 | 7737 | Rate Constraint in MTons | FALSE | L | Annual | Allowances Purchased CO2 | Thousand Tons | 0 | 0 | 0 | 0 | 0 | 0 | 0 | 0
IL Climate ParentID 3789- CO2 Cap Annual v6.20 | 308 | 7737 | Rate Constraint in MTons | FALSE | L | Annual | Allowances Sold CO2 | Thousand Tons | 0 | 0 | 0 | 0 | 0 | 0 | 0 | 0
IL Climate ParentID 3789- CO2 Cap Annual v6.20 | 308 | 7737 | Rate Constraint in MTons | FALSE | L | Annual | Allowances Banked | Thousand Tons | 0 | 0 | 0 | 0 | 0 | 0 | 0 | 0
IL Climate ParentID 3789- CO2 Cap Annual v6.20 | 308 | 7737 | Rate Constraint in MTons | FALSE | L | Annual | Allowances Withdrawn (1:1) | Thousand Tons | 0 | 0 | 0 | 0 | 0 | 0 | 0 | 0
IL Climate ParentID 3789- CO2 Cap Annual v6.20 | 308 | 7737 | Rate Constraint in MTons | FALSE | L | Annual | Allowances Withdrawn (n:1) | Thousand Tons | 0 | 0 | 0 | 0 | 0 | 0 | 0 | 0
IL Climate ParentID 3789- CO2 Cap Annual v6.20 | 308 | 7737 | Rate Constraint in MTons | FALSE | L | Annual | Net Emissions Allowance Position | Thousand Tons | 0 | 0 | 0 | 0 | 0 | 0 | 0 | 0
IL Climate ParentID 3789- CO2 Cap Annual v6.20 | 308 | 7737 | Rate Constraint in MTons | FALSE | L | Annual | Fuel Consumed | TBtu | 0 | 0 | 0 | 0 | 0 | 0 | 0 | 0
IL Climate ParentID 3789- CO2 Cap Annual v6.20 | 308 | 7737 | Rate Constraint in MTons | FALSE | L | Annual | Rate | lb/MMBtu | 0 | 0 | 0 | 0 | 0 | 0 | 0 | 0
IL Climate ParentID 3789- CO2 Cap Annual v6.20 | 308 | 7737 | Rate Constraint in MTons | FALSE | L | Annual | Generation | TWh | 0 | 0 | 0 | 0 | 0 | 0 | 0 | 0
IL Climate ParentID 3789- CO2 Cap Annual v6.20 | 308 | 7737 | Rate Constraint in MTons | FALSE | L | Annual | Qualifying Generation | TWh | 0 | 0 | 0 | 0 | 0 | 0 | 0 | 0
IL Climate ParentID 3789- CO2 Cap Annual v6.20 | 308 | 7737 | Rate Constraint in MTons | FALSE | L | Annual | Rate | lb/MWh | 0 | 0 | 0 | 0 | 0 | 0 | 0 | 0
IL Climate ParentID 3789- CO2 Cap Annual v6.20 | 308 | 7737 | Rate Constraint in MTons | FALSE | L | Annual | Constraint Shadow Price | US2019$/Ton | 0 | 0 | 0 | 0 | 0 | 0 | 0 | 0
IL Climate ParentID 3790- CO2 Cap Annual v6.20 | 309 | 7738 | Rate Constraint in MTons | FALSE | L | Annual | Seasons Included | Seasons | Winter, WintShld, Summer | Winter, WintShld, Summer | Winter, WintShld, Summer | Winter, WintShld, Summer | Winter, WintShld, Summer | Winter, WintShld, Summer | Winter, WintShld, Summer | Winter, WintShld, Summer
IL Climate ParentID 3790- CO2 Cap Annual v6.20 | 309 | 7738 | Rate Constraint in MTons | FALSE | L | Annual | Standard CO2 | Thousand Tons | 0 | 0 | 0 | 0 | 100.1698 | 100.1698 | 100.1698 | 100.1698
IL Climate ParentID 3790- CO2 Cap Annual v6.20 | 309 | 7738 | Rate Constraint in MTons | FALSE | L | Annual | Emissions at Affected Plants CO2 | Thousand Tons | 0 | 0 | 0 | 0 | 0 | 0 | 0 | 0
IL Climate ParentID 3790- CO2 Cap Annual v6.20 | 309 | 7738 | Rate Constraint in MTons | FALSE | L | Annual | Allowances Purchased CO2 | Thousand Tons | 0 | 0 | 0 | 0 | 0 | 0 | 0 | 0
IL Climate ParentID 3790- CO2 Cap Annual v6.20 | 309 | 7738 | Rate Constraint in MTons | FALSE | L | Annual | Allowances Sold CO2 | Thousand Tons | 0 | 0 | 0 | 0 | 0 | 0 | 0 | 0
IL Climate ParentID 3790- CO2 Cap Annual v6.20 | 309 | 7738 | Rate Constraint in MTons | FALSE | L | Annual | Allowances Banked | Thousand Tons | 0 | 0 | 0 | 0 | 0 | 0 | 0 | 0
IL Climate ParentID 3790- CO2 Cap Annual v6.20 | 309 | 7738 | Rate Constraint in MTons | FALSE | L | Annual | Allowances Withdrawn (1:1) | Thousand Tons | 0 | 0 | 0 | 0 | 0 | 0 | 0 | 0
IL Climate ParentID 3790- CO2 Cap Annual v6.20 | 309 | 7738 | Rate Constraint in MTons | FALSE | L | Annual | Allowances Withdrawn (n:1) | Thousand Tons | 0 | 0 | 0 | 0 | 0 | 0 | 0 | 0
IL Climate ParentID 3790- CO2 Cap Annual v6.20 | 309 | 7738 | Rate Constraint in MTons | FALSE | L | Annual | Net Emissions Allowance Position | Thousand Tons | 0 | 0 | 0 | 0 | 0 | 0 | 0 | 0
IL Climate ParentID 3790- CO2 Cap Annual v6.20 | 309 | 7738 | Rate Constraint in MTons | FALSE | L | Annual | Fuel Consumed | TBtu | 0 | 0 | 0 | 0 | 0 | 0 | 0 | 0
IL Climate ParentID 3790- CO2 Cap Annual v6.20 | 309 | 7738 | Rate Constraint in MTons | FALSE | L | Annual | Rate | lb/MMBtu | 0 | 0 | 0 | 0 | 0 | 0 | 0 | 0
IL Climate ParentID 3790- CO2 Cap Annual v6.20 | 309 | 7738 | Rate Constraint in MTons | FALSE | L | Annual | Generation | TWh | 0 | 0 | 0 | 0 | 0 | 0 | 0 | 0
IL Climate ParentID 3790- CO2 Cap Annual v6.20 | 309 | 7738 | Rate Constraint in MTons | FALSE | L | Annual | Qualifying Generation | TWh | 0 | 0 | 0 | 0 | 0 | 0 | 0 | 0
IL Climate ParentID 3790- CO2 Cap Annual v6.20 | 309 | 7738 | Rate Constraint in MTons | FALSE | L | Annual | Rate | lb/MWh | 0 | 0 | 0 | 0 | 0 | 0 | 0 | 0
IL Climate ParentID 3790- CO2 Cap Annual v6.20 | 309 | 7738 | Rate Constraint in MTons | FALSE | L | Annual | Constraint Shadow Price | US2019$/Ton | 0 | 0 | 0 | 0 | 0 | 0 | 0 | 0
IL Climate ParentID 3791- CO2 Cap Annual v6.20 | 310 | 7739 | Rate Constraint in MTons | FALSE | L | Annual | Seasons Included | Seasons | Winter, WintShld, Summer | Winter, WintShld, Summer | Winter, WintShld, Summer | Winter, WintShld, Summer | Winter, WintShld, Summer | Winter, WintShld, Summer | Winter, WintShld, Summer | Winter, WintShld, Summer
IL Climate ParentID 3791- CO2 Cap Annual v6.20 | 310 | 7739 | Rate Constraint in MTons | FALSE | L | Annual | Standard CO2 | Thousand Tons | 0 | 0 | 0 | 0 | 351.7674 | 351.7674 | 351.7674 | 351.7674
IL Climate ParentID 3791- CO2 Cap Annual v6.20 | 310 | 7739 | Rate Constraint in MTons | FALSE | L | Annual | Emissions at Affected Plants CO2 | Thousand Tons | 0 | 0 | 0 | 0 | 0 | 0 | 0 | 0
IL Climate ParentID 3791- CO2 Cap Annual v6.20 | 310 | 7739 | Rate Constraint in MTons | FALSE | L | Annual | Allowances Purchased CO2 | Thousand Tons | 0 | 0 | 0 | 0 | 0 | 0 | 0 | 0
IL Climate ParentID 3791- CO2 Cap Annual v6.20 | 310 | 7739 | Rate Constraint in MTons | FALSE | L | Annual | Allowances Sold CO2 | Thousand Tons | 0 | 0 | 0 | 0 | 0 | 0 | 0 | 0
IL Climate ParentID 3791- CO2 Cap Annual v6.20 | 310 | 7739 | Rate Constraint in MTons | FALSE | L | Annual | Allowances Banked | Thousand Tons | 0 | 0 | 0 | 0 | 0 | 0 | 0 | 0
IL Climate ParentID 3791- CO2 Cap Annual v6.20 | 310 | 7739 | Rate Constraint in MTons | FALSE | L | Annual | Allowances Withdrawn (1:1) | Thousand Tons | 0 | 0 | 0 | 0 | 0 | 0 | 0 | 0
IL Climate ParentID 3791- CO2 Cap Annual v6.20 | 310 | 7739 | Rate Constraint in MTons | FALSE | L | Annual | Allowances Withdrawn (n:1) | Thousand Tons | 0 | 0 | 0 | 0 | 0 | 0 | 0 | 0
IL Climate ParentID 3791- CO2 Cap Annual v6.20 | 310 | 7739 | Rate Constraint in MTons | FALSE | L | Annual | Net Emissions Allowance Position | Thousand Tons | 0 | 0 | 0 | 0 | 0 | 0 | 0 | 0
IL Climate ParentID 3791- CO2 Cap Annual v6.20 | 310 | 7739 | Rate Constraint in MTons | FALSE | L | Annual | Fuel Consumed | TBtu | 0 | 0 | 0 | 0 | 0 | 0 | 0 | 0
IL Climate ParentID 3791- CO2 Cap Annual v6.20 | 310 | 7739 | Rate Constraint in MTons | FALSE | L | Annual | Rate | lb/MMBtu | 0 | 0 | 0 | 0 | 0 | 0 | 0 | 0
IL Climate ParentID 3791- CO2 Cap Annual v6.20 | 310 | 7739 | Rate Constraint in MTons | FALSE | L | Annual | Generation | TWh | 0 | 0 | 0 | 0 | 0 | 0 | 0 | 0
IL Climate ParentID 3791- CO2 Cap Annual v6.20 | 310 | 7739 | Rate Constraint in MTons | FALSE | L | Annual | Qualifying Generation | TWh | 0 | 0 | 0 | 0 | 0 | 0 | 0 | 0
IL Climate ParentID 3791- CO2 Cap Annual v6.20 | 310 | 7739 | Rate Constraint in MTons | FALSE | L | Annual | Rate | lb/MWh | 0 | 0 | 0 | 0 | 0 | 0 | 0 | 0
IL Climate ParentID 3791- CO2 Cap Annual v6.20 | 310 | 7739 | Rate Constraint in MTons | FALSE | L | Annual | Constraint Shadow Price | US2019$/Ton | 0 | 0 | 0 | 0 | 0 | 0 | 0 | 0
IL Climate ParentID 450- CO2 Cap Annual v6.20 | 311 | 7710 | Rate Constraint in MTons | FALSE | L | Annual | Seasons Included | Seasons | Winter, WintShld, Summer | Winter, WintShld, Summer | Winter, WintShld, Summer | Winter, WintShld, Summer | Winter, WintShld, Summer | Winter, WintShld, Summer | Winter, WintShld, Summer | Winter, WintShld, Summer
IL Climate ParentID 450- CO2 Cap Annual v6.20 | 311 | 7710 | Rate Constraint in MTons | FALSE | L | Annual | Standard CO2 | Thousand Tons | 0 | 0 | 0 | 0 | 29.8709 | 29.8709 | 29.8709 | 29.8709
IL Climate ParentID 450- CO2 Cap Annual v6.20 | 311 | 7710 | Rate Constraint in MTons | FALSE | L | Annual | Emissions at Affected Plants CO2 | Thousand Tons | 0 | 0 | 0 | 0 | 29.8709 | 29.3813 | 0 | 0
IL Climate ParentID 450- CO2 Cap Annual v6.20 | 311 | 7710 | Rate Constraint in MTons | FALSE | L | Annual | Allowances Purchased CO2 | Thousand Tons | 0 | 0 | 0 | 0 | 0 | 0 | 0 | 0
IL Climate ParentID 450- CO2 Cap Annual v6.20 | 311 | 7710 | Rate Constraint in MTons | FALSE | L | Annual | Allowances Sold CO2 | Thousand Tons | 0 | 0 | 0 | 0 | 0 | 0 | 0 | 0
IL Climate ParentID 450- CO2 Cap Annual v6.20 | 311 | 7710 | Rate Constraint in MTons | FALSE | L | Annual | Allowances Banked | Thousand Tons | 0 | 0 | 0 | 0 | 0 | 0 | 0 | 0
IL Climate ParentID 450- CO2 Cap Annual v6.20 | 311 | 7710 | Rate Constraint in MTons | FALSE | L | Annual | Allowances Withdrawn (1:1) | Thousand Tons | 0 | 0 | 0 | 0 | 0 | 0 | 0 | 0
IL Climate ParentID 450- CO2 Cap Annual v6.20 | 311 | 7710 | Rate Constraint in MTons | FALSE | L | Annual | Allowances Withdrawn (n:1) | Thousand Tons | 0 | 0 | 0 | 0 | 0 | 0 | 0 | 0
IL Climate ParentID 450- CO2 Cap Annual v6.20 | 311 | 7710 | Rate Constraint in MTons | FALSE | L | Annual | Net Emissions Allowance Position | Thousand Tons | 0 | 0 | 0 | 0 | 29.8709 | 29.3813 | 0 | 0
IL Climate ParentID 450- CO2 Cap Annual v6.20 | 311 | 7710 | Rate Constraint in MTons | FALSE | L | Annual | Fuel Consumed | TBtu | 0 | 0 | 0 | 0 | 0.51026 | 0.5019 | 0 | 0
IL Climate ParentID 450- CO2 Cap Annual v6.20 | 311 | 7710 | Rate Constraint in MTons | FALSE | L | Annual | Rate | lb/MMBtu | 0 | 0 | 0 | 0 | 117.08 | 117.08 | 0 | 0
IL Climate ParentID 450- CO2 Cap Annual v6.20 | 311 | 7710 | Rate Constraint in MTons | FALSE | L | Annual | Generation | TWh | 0 | 0 | 0 | 0 | 0.047489 | 0.04671 | 0 | 0
IL Climate ParentID 450- CO2 Cap Annual v6.20 | 311 | 7710 | Rate Constraint in MTons | FALSE | L | Annual | Qualifying Generation | TWh | 0 | 0 | 0 | 0 | 0.047489 | 0.04671 | 0 | 0
IL Climate ParentID 450- CO2 Cap Annual v6.20 | 311 | 7710 | Rate Constraint in MTons | FALSE | L | Annual | Rate | lb/MWh | 0 | 0 | 0 | 0 | 1258.0246 | 1258.0246 | 0 | 0
IL Climate ParentID 450- CO2 Cap Annual v6.20 | 311 | 7710 | Rate Constraint in MTons | FALSE | L | Annual | Constraint Shadow Price | US2019$/Ton | 0 | 0 | 0 | 0 | 5.8815 | 0 | 0 | 0
IL Climate ParentID 451- CO2 Cap Annual v6.20 | 312 | 7711 | Rate Constraint in MTons | FALSE | L | Annual | Seasons Included | Seasons | Winter, WintShld, Summer | Winter, WintShld, Summer | Winter, WintShld, Summer | Winter, WintShld, Summer | Winter, WintShld, Summer | Winter, WintShld, Summer | Winter, WintShld, Summer | Winter, WintShld, Summer
IL Climate ParentID 451- CO2 Cap Annual v6.20 | 312 | 7711 | Rate Constraint in MTons | FALSE | L | Annual | Standard CO2 | Thousand Tons | 0 | 0 | 0 | 0 | 28.5997 | 28.5997 | 28.5997 | 28.5997
IL Climate ParentID 451- CO2 Cap Annual v6.20 | 312 | 7711 | Rate Constraint in MTons | FALSE | L | Annual | Emissions at Affected Plants CO2 | Thousand Tons | 0 | 0 | 0 | 0 | 28.3095 | 16.9084 | 0 | 0
IL Climate ParentID 451- CO2 Cap Annual v6.20 | 312 | 7711 | Rate Constraint in MTons | FALSE | L | Annual | Allowances Purchased CO2 | Thousand Tons | 0 | 0 | 0 | 0 | 0 | 0 | 0 | 0
IL Climate ParentID 451- CO2 Cap Annual v6.20 | 312 | 7711 | Rate Constraint in MTons | FALSE | L | Annual | Allowances Sold CO2 | Thousand Tons | 0 | 0 | 0 | 0 | 0 | 0 | 0 | 0
IL Climate ParentID 451- CO2 Cap Annual v6.20 | 312 | 7711 | Rate Constraint in MTons | FALSE | L | Annual | Allowances Banked | Thousand Tons | 0 | 0 | 0 | 0 | 0 | 0 | 0 | 0
IL Climate ParentID 451- CO2 Cap Annual v6.20 | 312 | 7711 | Rate Constraint in MTons | FALSE | L | Annual | Allowances Withdrawn (1:1) | Thousand Tons | 0 | 0 | 0 | 0 | 0 | 0 | 0 | 0
IL Climate ParentID 451- CO2 Cap Annual v6.20 | 312 | 7711 | Rate Constraint in MTons | FALSE | L | Annual | Allowances Withdrawn (n:1) | Thousand Tons | 0 | 0 | 0 | 0 | 0 | 0 | 0 | 0
IL Climate ParentID 451- CO2 Cap Annual v6.20 | 312 | 7711 | Rate Constraint in MTons | FALSE | L | Annual | Net Emissions Allowance Position | Thousand Tons | 0 | 0 | 0 | 0 | 28.3095 | 16.9084 | 0 | 0
IL Climate ParentID 451- CO2 Cap Annual v6.20 | 312 | 7711 | Rate Constraint in MTons | FALSE | L | Annual | Fuel Consumed | TBtu | 0 | 0 | 0 | 0 | 0.48359 | 0.28884 | 0 | 0
IL Climate ParentID 451- CO2 Cap Annual v6.20 | 312 | 7711 | Rate Constraint in MTons | FALSE | L | Annual | Rate | lb/MMBtu | 0 | 0 | 0 | 0 | 117.08 | 117.08 | 0 | 0
IL Climate ParentID 451- CO2 Cap Annual v6.20 | 312 | 7711 | Rate Constraint in MTons | FALSE | L | Annual | Generation | TWh | 0 | 0 | 0 | 0 | 0.044647 | 0.026666 | 0 | 0
IL Climate ParentID 451- CO2 Cap Annual v6.20 | 312 | 7711 | Rate Constraint in MTons | FALSE | L | Annual | Qualifying Generation | TWh | 0 | 0 | 0 | 0 | 0.044647 | 0.026666 | 0 | 0
IL Climate ParentID 451- CO2 Cap Annual v6.20 | 312 | 7711 | Rate Constraint in MTons | FALSE | L | Annual | Rate | lb/MWh | 0 | 0 | 0 | 0 | 1268.152 | 1268.152 | 0 | 0
IL Climate ParentID 451- CO2 Cap Annual v6.20 | 312 | 7711 | Rate Constraint in MTons | FALSE | L | Annual | Constraint Shadow Price | US2019$/Ton | 0 | 0 | 0 | 0 | 0 | 0 | 0 | 0
IL Climate ParentID 452- CO2 Cap Annual v6.20 | 313 | 7712 | Rate Constraint in MTons | FALSE | L | Annual | Seasons Included | Seasons | Winter, WintShld, Summer | Winter, WintShld, Summer | Winter, WintShld, Summer | Winter, WintShld, Summer | Winter, WintShld, Summer | Winter, WintShld, Summer | Winter, WintShld, Summer | Winter, WintShld, Summer
IL Climate ParentID 452- CO2 Cap Annual v6.20 | 313 | 7712 | Rate Constraint in MTons | FALSE | L | Annual | Standard CO2 | Thousand Tons | 0 | 0 | 0 | 0 | 70.0018 | 70.0018 | 70.0018 | 70.0018
IL Climate ParentID 452- CO2 Cap Annual v6.20 | 313 | 7712 | Rate Constraint in MTons | FALSE | L | Annual | Emissions at Affected Plants CO2 | Thousand Tons | 0 | 0 | 0 | 0 | 60.9459 | 31.2409 | 0 | 0
IL Climate ParentID 452- CO2 Cap Annual v6.20 | 313 | 7712 | Rate Constraint in MTons | FALSE | L | Annual | Allowances Purchased CO2 | Thousand Tons | 0 | 0 | 0 | 0 | 0 | 0 | 0 | 0
IL Climate ParentID 452- CO2 Cap Annual v6.20 | 313 | 7712 | Rate Constraint in MTons | FALSE | L | Annual | Allowances Sold CO2 | Thousand Tons | 0 | 0 | 0 | 0 | 0 | 0 | 0 | 0
IL Climate ParentID 452- CO2 Cap Annual v6.20 | 313 | 7712 | Rate Constraint in MTons | FALSE | L | Annual | Allowances Banked | Thousand Tons | 0 | 0 | 0 | 0 | 0 | 0 | 0 | 0
IL Climate ParentID 452- CO2 Cap Annual v6.20 | 313 | 7712 | Rate Constraint in MTons | FALSE | L | Annual | Allowances Withdrawn (1:1) | Thousand Tons | 0 | 0 | 0 | 0 | 0 | 0 | 0 | 0
IL Climate ParentID 452- CO2 Cap Annual v6.20 | 313 | 7712 | Rate Constraint in MTons | FALSE | L | Annual | Allowances Withdrawn (n:1) | Thousand Tons | 0 | 0 | 0 | 0 | 0 | 0 | 0 | 0
IL Climate ParentID 452- CO2 Cap Annual v6.20 | 313 | 7712 | Rate Constraint in MTons | FALSE | L | Annual | Net Emissions Allowance Position | Thousand Tons | 0 | 0 | 0 | 0 | 60.9459 | 31.2409 | 0 | 0
IL Climate ParentID 452- CO2 Cap Annual v6.20 | 313 | 7712 | Rate Constraint in MTons | FALSE | L | Annual | Fuel Consumed | TBtu | 0 | 0 | 0 | 0 | 1.0411 | 0.53367 | 0 | 0
IL Climate ParentID 452- CO2 Cap Annual v6.20 | 313 | 7712 | Rate Constraint in MTons | FALSE | L | Annual | Rate | lb/MMBtu | 0 | 0 | 0 | 0 | 117.08 | 117.08 | 0 | 0
IL Climate ParentID 452- CO2 Cap Annual v6.20 | 313 | 7712 | Rate Constraint in MTons | FALSE | L | Annual | Generation | TWh | 0 | 0 | 0 | 0 | 0.096891 | 0.049667 | 0 | 0
IL Climate ParentID 452- CO2 Cap Annual v6.20 | 313 | 7712 | Rate Constraint in MTons | FALSE | L | Annual | Qualifying Generation | TWh | 0 | 0 | 0 | 0 | 0.096891 | 0.049667 | 0 | 0
IL Climate ParentID 452- CO2 Cap Annual v6.20 | 313 | 7712 | Rate Constraint in MTons | FALSE | L | Annual | Rate | lb/MWh | 0 | 0 | 0 | 0 | 1258.0246 | 1258.0246 | 0 | 0
IL Climate ParentID 452- CO2 Cap Annual v6.20 | 313 | 7712 | Rate Constraint in MTons | FALSE | L | Annual | Constraint Shadow Price | US2019$/Ton | 0 | 0 | 0 | 0 | 0 | 0 | 0 | 0
IL Climate ParentID 453- CO2 Cap Annual v6.20 | 314 | 7713 | Rate Constraint in MTons | FALSE | L | Annual | Seasons Included | Seasons | Winter, WintShld, Summer | Winter, WintShld, Summer | Winter, WintShld, Summer | Winter, WintShld, Summer | Winter, WintShld, Summer | Winter, WintShld, Summer | Winter, WintShld, Summer | Winter, WintShld, Summer
IL Climate ParentID 453- CO2 Cap Annual v6.20 | 314 | 7713 | Rate Constraint in MTons | FALSE | L | Annual | Standard CO2 | Thousand Tons | 0 | 0 | 0 | 0 | 0.28801 | 0.28801 | 0.28801 | 0.28801
IL Climate ParentID 453- CO2 Cap Annual v6.20 | 314 | 7713 | Rate Constraint in MTons | FALSE | L | Annual | Emissions at Affected Plants CO2 | Thousand Tons | 0 | 0 | 0 | 0 | 0.28801 | 0.28801 | 0 | 0
IL Climate ParentID 453- CO2 Cap Annual v6.20 | 314 | 7713 | Rate Constraint in MTons | FALSE | L | Annual | Allowances Purchased CO2 | Thousand Tons | 0 | 0 | 0 | 0 | 0 | 0 | 0 | 0
IL Climate ParentID 453- CO2 Cap Annual v6.20 | 314 | 7713 | Rate Constraint in MTons | FALSE | L | Annual | Allowances Sold CO2 | Thousand Tons | 0 | 0 | 0 | 0 | 0 | 0 | 0 | 0
IL Climate ParentID 453- CO2 Cap Annual v6.20 | 314 | 7713 | Rate Constraint in MTons | FALSE | L | Annual | Allowances Banked | Thousand Tons | 0 | 0 | 0 | 0 | 0 | 0 | 0 | 0
IL Climate ParentID 453- CO2 Cap Annual v6.20 | 314 | 7713 | Rate Constraint in MTons | FALSE | L | Annual | Allowances Withdrawn (1:1) | Thousand Tons | 0 | 0 | 0 | 0 | 0 | 0 | 0 | 0
IL Climate ParentID 453- CO2 Cap Annual v6.20 | 314 | 7713 | Rate Constraint in MTons | FALSE | L | Annual | Allowances Withdrawn (n:1) | Thousand Tons | 0 | 0 | 0 | 0 | 0 | 0 | 0 | 0
IL Climate ParentID 453- CO2 Cap Annual v6.20 | 314 | 7713 | Rate Constraint in MTons | FALSE | L | Annual | Net Emissions Allowance Position | Thousand Tons | 0 | 0 | 0 | 0 | 0.28801 | 0.28801 | 0 | 0
IL Climate ParentID 453- CO2 Cap Annual v6.20 | 314 | 7713 | Rate Constraint in MTons | FALSE | L | Annual | Fuel Consumed | TBtu | 0 | 0 | 0 | 0 | 0.0049199 | 0.0049199 | 0 | 0
IL Climate ParentID 453- CO2 Cap Annual v6.20 | 314 | 7713 | Rate Constraint in MTons | FALSE | L | Annual | Rate | lb/MMBtu | 0 | 0 | 0 | 0 | 117.08 | 117.08 | 0 | 0
IL Climate ParentID 453- CO2 Cap Annual v6.20 | 314 | 7713 | Rate Constraint in MTons | FALSE | L | Annual | Generation | TWh | 0 | 0 | 0 | 0 | 0.00045788 | 0.00045788 | 0 | 0
IL Climate ParentID 453- CO2 Cap Annual v6.20 | 314 | 7713 | Rate Constraint in MTons | FALSE | L | Annual | Qualifying Generation | TWh | 0 | 0 | 0 | 0 | 0.00045788 | 0.00045788 | 0 | 0
IL Climate ParentID 453- CO2 Cap Annual v6.20 | 314 | 7713 | Rate Constraint in MTons | FALSE | L | Annual | Rate | lb/MWh | 0 | 0 | 0 | 0 | 1258.0246 | 1258.0246 | 0 | 0
IL Climate ParentID 453- CO2 Cap Annual v6.20 | 314 | 7713 | Rate Constraint in MTons | FALSE | L | Annual | Constraint Shadow Price | US2019$/Ton | 0 | 0 | 0 | 0 | 13.6348 | 13.9063 | 0 | 0
IL Climate ParentID 455- CO2 Cap Annual v6.20 | 315 | 7714 | Rate Constraint in MTons | FALSE | L | Annual | Seasons Included | Seasons | Winter, WintShld, Summer | Winter, WintShld, Summer | Winter, WintShld, Summer | Winter, WintShld, Summer | Winter, WintShld, Summer | Winter, WintShld, Summer | Winter, WintShld, Summer | Winter, WintShld, Summer
IL Climate ParentID 455- CO2 Cap Annual v6.20 | 315 | 7714 | Rate Constraint in MTons | FALSE | L | Annual | Standard CO2 | Thousand Tons | 0 | 0 | 0 | 0 | 6.7789 | 6.7789 | 6.7789 | 6.7789
IL Climate ParentID 455- CO2 Cap Annual v6.20 | 315 | 7714 | Rate Constraint in MTons | FALSE | L | Annual | Emissions at Affected Plants CO2 | Thousand Tons | 0 | 0 | 0 | 0 | 0 | 0 | 0 | 0
IL Climate ParentID 455- CO2 Cap Annual v6.20 | 315 | 7714 | Rate Constraint in MTons | FALSE | L | Annual | Allowances Purchased CO2 | Thousand Tons | 0 | 0 | 0 | 0 | 0 | 0 | 0 | 0
IL Climate ParentID 455- CO2 Cap Annual v6.20 | 315 | 7714 | Rate Constraint in MTons | FALSE | L | Annual | Allowances Sold CO2 | Thousand Tons | 0 | 0 | 0 | 0 | 0 | 0 | 0 | 0
IL Climate ParentID 455- CO2 Cap Annual v6.20 | 315 | 7714 | Rate Constraint in MTons | FALSE | L | Annual | Allowances Banked | Thousand Tons | 0 | 0 | 0 | 0 | 0 | 0 | 0 | 0
IL Climate ParentID 455- CO2 Cap Annual v6.20 | 315 | 7714 | Rate Constraint in MTons | FALSE | L | Annual | Allowances Withdrawn (1:1) | Thousand Tons | 0 | 0 | 0 | 0 | 0 | 0 | 0 | 0
IL Climate ParentID 455- CO2 Cap Annual v6.20 | 315 | 7714 | Rate Constraint in MTons | FALSE | L | Annual | Allowances Withdrawn (n:1) | Thousand Tons | 0 | 0 | 0 | 0 | 0 | 0 | 0 | 0
IL Climate ParentID 455- CO2 Cap Annual v6.20 | 315 | 7714 | Rate Constraint in MTons | FALSE | L | Annual | Net Emissions Allowance Position | Thousand Tons | 0 | 0 | 0 | 0 | 0 | 0 | 0 | 0
IL Climate ParentID 455- CO2 Cap Annual v6.20 | 315 | 7714 | Rate Constraint in MTons | FALSE | L | Annual | Fuel Consumed | TBtu | 0 | 0 | 0 | 0 | 0 | 0 | 0 | 0
IL Climate ParentID 455- CO2 Cap Annual v6.20 | 315 | 7714 | Rate Constraint in MTons | FALSE | L | Annual | Rate | lb/MMBtu | 0 | 0 | 0 | 0 | 0 | 0 | 0 | 0
IL Climate ParentID 455- CO2 Cap Annual v6.20 | 315 | 7714 | Rate Constraint in MTons | FALSE | L | Annual | Generation | TWh | 0 | 0 | 0 | 0 | 0 | 0 | 0 | 0
IL Climate ParentID 455- CO2 Cap Annual v6.20 | 315 | 7714 | Rate Constraint in MTons | FALSE | L | Annual | Qualifying Generation | TWh | 0 | 0 | 0 | 0 | 0 | 0 | 0 | 0
IL Climate ParentID 455- CO2 Cap Annual v6.20 | 315 | 7714 | Rate Constraint in MTons | FALSE | L | Annual | Rate | lb/MWh | 0 | 0 | 0 | 0 | 0 | 0 | 0 | 0
IL Climate ParentID 455- CO2 Cap Annual v6.20 | 315 | 7714 | Rate Constraint in MTons | FALSE | L | Annual | Constraint Shadow Price | US2019$/Ton | 0 | 0 | 0 | 0 | 0 | 0 | 0 | 0
IL Climate ParentID 456- CO2 Cap Annual v6.20 | 316 | 7715 | Rate Constraint in MTons | FALSE | L | Annual | Seasons Included | Seasons | Winter, WintShld, Summer | Winter, WintShld, Summer | Winter, WintShld, Summer | Winter, WintShld, Summer | Winter, WintShld, Summer | Winter, WintShld, Summer | Winter, WintShld, Summer | Winter, WintShld, Summer
IL Climate ParentID 456- CO2 Cap Annual v6.20 | 316 | 7715 | Rate Constraint in MTons | FALSE | L | Annual | Standard CO2 | Thousand Tons | 0 | 0 | 0 | 0 | 2.0526 | 2.0526 | 2.0526 | 2.0526
IL Climate ParentID 456- CO2 Cap Annual v6.20 | 316 | 7715 | Rate Constraint in MTons | FALSE | L | Annual | Emissions at Affected Plants CO2 | Thousand Tons | 0 | 0 | 0 | 0 | 0 | 0 | 0 | 0
IL Climate ParentID 456- CO2 Cap Annual v6.20 | 316 | 7715 | Rate Constraint in MTons | FALSE | L | Annual | Allowances Purchased CO2 | Thousand Tons | 0 | 0 | 0 | 0 | 0 | 0 | 0 | 0
IL Climate ParentID 456- CO2 Cap Annual v6.20 | 316 | 7715 | Rate Constraint in MTons | FALSE | L | Annual | Allowances Sold CO2 | Thousand Tons | 0 | 0 | 0 | 0 | 0 | 0 | 0 | 0
IL Climate ParentID 456- CO2 Cap Annual v6.20 | 316 | 7715 | Rate Constraint in MTons | FALSE | L | Annual | Allowances Banked | Thousand Tons | 0 | 0 | 0 | 0 | 0 | 0 | 0 | 0
IL Climate ParentID 456- CO2 Cap Annual v6.20 | 316 | 7715 | Rate Constraint in MTons | FALSE | L | Annual | Allowances Withdrawn (1:1) | Thousand Tons | 0 | 0 | 0 | 0 | 0 | 0 | 0 | 0
IL Climate ParentID 456- CO2 Cap Annual v6.20 | 316 | 7715 | Rate Constraint in MTons | FALSE | L | Annual | Allowances Withdrawn (n:1) | Thousand Tons | 0 | 0 | 0 | 0 | 0 | 0 | 0 | 0
IL Climate ParentID 456- CO2 Cap Annual v6.20 | 316 | 7715 | Rate Constraint in MTons | FALSE | L | Annual | Net Emissions Allowance Position | Thousand Tons | 0 | 0 | 0 | 0 | 0 | 0 | 0 | 0
IL Climate ParentID 456- CO2 Cap Annual v6.20 | 316 | 7715 | Rate Constraint in MTons | FALSE | L | Annual | Fuel Consumed | TBtu | 0 | 0 | 0 | 0 | 0 | 0 | 0 | 0
IL Climate ParentID 456- CO2 Cap Annual v6.20 | 316 | 7715 | Rate Constraint in MTons | FALSE | L | Annual | Rate | lb/MMBtu | 0 | 0 | 0 | 0 | 0 | 0 | 0 | 0
IL Climate ParentID 456- CO2 Cap Annual v6.20 | 316 | 7715 | Rate Constraint in MTons | FALSE | L | Annual | Generation | TWh | 0 | 0 | 0 | 0 | 0 | 0 | 0 | 0
IL Climate ParentID 456- CO2 Cap Annual v6.20 | 316 | 7715 | Rate Constraint in MTons | FALSE | L | Annual | Qualifying Generation | TWh | 0 | 0 | 0 | 0 | 0 | 0 | 0 | 0
IL Climate ParentID 456- CO2 Cap Annual v6.20 | 316 | 7715 | Rate Constraint in MTons | FALSE | L | Annual | Rate | lb/MWh | 0 | 0 | 0 | 0 | 0 | 0 | 0 | 0
IL Climate ParentID 456- CO2 Cap Annual v6.20 | 316 | 7715 | Rate Constraint in MTons | FALSE | L | Annual | Constraint Shadow Price | US2019$/Ton | 0 | 0 | 0 | 0 | 0 | 0 | 0 | 0
IL Climate ParentID 463- CO2 Cap Annual v6.20 | 317 | 7716 | Rate Constraint in MTons | FALSE | L | Annual | Seasons Included | Seasons | Winter, WintShld, Summer | Winter, WintShld, Summer | Winter, WintShld, Summer | Winter, WintShld, Summer | Winter, WintShld, Summer | Winter, WintShld, Summer | Winter, WintShld, Summer | Winter, WintShld, Summer
IL Climate ParentID 463- CO2 Cap Annual v6.20 | 317 | 7716 | Rate Constraint in MTons | FALSE | L | Annual | Standard CO2 | Thousand Tons | 0 | 0 | 0 | 0 | 4.0397 | 4.0397 | 4.0397 | 4.0397
IL Climate ParentID 463- CO2 Cap Annual v6.20 | 317 | 7716 | Rate Constraint in MTons | FALSE | L | Annual | Emissions at Affected Plants CO2 | Thousand Tons | 0 | 0 | 0 | 0 | 4.0397 | 3.988 | 0 | 0
IL Climate ParentID 463- CO2 Cap Annual v6.20 | 317 | 7716 | Rate Constraint in MTons | FALSE | L | Annual | Allowances Purchased CO2 | Thousand Tons | 0 | 0 | 0 | 0 | 0 | 0 | 0 | 0
IL Climate ParentID 463- CO2 Cap Annual v6.20 | 317 | 7716 | Rate Constraint in MTons | FALSE | L | Annual | Allowances Sold CO2 | Thousand Tons | 0 | 0 | 0 | 0 | 0 | 0 | 0 | 0
IL Climate ParentID 463- CO2 Cap Annual v6.20 | 317 | 7716 | Rate Constraint in MTons | FALSE | L | Annual | Allowances Banked | Thousand Tons | 0 | 0 | 0 | 0 | 0 | 0 | 0 | 0
IL Climate ParentID 463- CO2 Cap Annual v6.20 | 317 | 7716 | Rate Constraint in MTons | FALSE | L | Annual | Allowances Withdrawn (1:1) | Thousand Tons | 0 | 0 | 0 | 0 | 0 | 0 | 0 | 0
IL Climate ParentID 463- CO2 Cap Annual v6.20 | 317 | 7716 | Rate Constraint in MTons | FALSE | L | Annual | Allowances Withdrawn (n:1) | Thousand Tons | 0 | 0 | 0 | 0 | 0 | 0 | 0 | 0
IL Climate ParentID 463- CO2 Cap Annual v6.20 | 317 | 7716 | Rate Constraint in MTons | FALSE | L | Annual | Net Emissions Allowance Position | Thousand Tons | 0 | 0 | 0 | 0 | 4.0397 | 3.988 | 0 | 0
IL Climate ParentID 463- CO2 Cap Annual v6.20 | 317 | 7716 | Rate Constraint in MTons | FALSE | L | Annual | Fuel Consumed | TBtu | 0 | 0 | 0 | 0 | 0.069007 | 0.068124 | 0 | 0
IL Climate ParentID 463- CO2 Cap Annual v6.20 | 317 | 7716 | Rate Constraint in MTons | FALSE | L | Annual | Rate | lb/MMBtu | 0 | 0 | 0 | 0 | 117.08 | 117.08 | 0 | 0
IL Climate ParentID 463- CO2 Cap Annual v6.20 | 317 | 7716 | Rate Constraint in MTons | FALSE | L | Annual | Generation | TWh | 0 | 0 | 0 | 0 | 0.0062888 | 0.0062083 | 0 | 0
IL Climate ParentID 463- CO2 Cap Annual v6.20 | 317 | 7716 | Rate Constraint in MTons | FALSE | L | Annual | Qualifying Generation | TWh | 0 | 0 | 0 | 0 | 0.0062888 | 0.0062083 | 0 | 0
IL Climate ParentID 463- CO2 Cap Annual v6.20 | 317 | 7716 | Rate Constraint in MTons | FALSE | L | Annual | Rate | lb/MWh | 0 | 0 | 0 | 0 | 1284.7188 | 1284.7188 | 0 | 0
IL Climate ParentID 463- CO2 Cap Annual v6.20 | 317 | 7716 | Rate Constraint in MTons | FALSE | L | Annual | Constraint Shadow Price | US2019$/Ton | 0 | 0 | 0 | 0 | 4.787 | 0 | 0 | 0
IL Climate ParentID 465- CO2 Cap Annual v6.20 | 318 | 7717 | Rate Constraint in MTons | FALSE | L | Annual | Seasons Included | Seasons | Winter, WintShld, Summer | Winter, WintShld, Summer | Winter, WintShld, Summer | Winter, WintShld, Summer | Winter, WintShld, Summer | Winter, WintShld, Summer | Winter, WintShld, Summer | Winter, WintShld, Summer
IL Climate ParentID 465- CO2 Cap Annual v6.20 | 318 | 7717 | Rate Constraint in MTons | FALSE | L | Annual | Standard CO2 | Thousand Tons | 0 | 0 | 0 | 0 | 3.2636 | 3.2636 | 3.2636 | 3.2636
IL Climate ParentID 465- CO2 Cap Annual v6.20 | 318 | 7717 | Rate Constraint in MTons | FALSE | L | Annual | Emissions at Affected Plants CO2 | Thousand Tons | 0 | 0 | 0 | 0 | 0 | 0 | 0 | 0
IL Climate ParentID 465- CO2 Cap Annual v6.20 | 318 | 7717 | Rate Constraint in MTons | FALSE | L | Annual | Allowances Purchased CO2 | Thousand Tons | 0 | 0 | 0 | 0 | 0 | 0 | 0 | 0
IL Climate ParentID 465- CO2 Cap Annual v6.20 | 318 | 7717 | Rate Constraint in MTons | FALSE | L | Annual | Allowances Sold CO2 | Thousand Tons | 0 | 0 | 0 | 0 | 0 | 0 | 0 | 0
IL Climate ParentID 465- CO2 Cap Annual v6.20 | 318 | 7717 | Rate Constraint in MTons | FALSE | L | Annual | Allowances Banked | Thousand Tons | 0 | 0 | 0 | 0 | 0 | 0 | 0 | 0
IL Climate ParentID 465- CO2 Cap Annual v6.20 | 318 | 7717 | Rate Constraint in MTons | FALSE | L | Annual | Allowances Withdrawn (1:1) | Thousand Tons | 0 | 0 | 0 | 0 | 0 | 0 | 0 | 0
IL Climate ParentID 465- CO2 Cap Annual v6.20 | 318 | 7717 | Rate Constraint in MTons | FALSE | L | Annual | Allowances Withdrawn (n:1) | Thousand Tons | 0 | 0 | 0 | 0 | 0 | 0 | 0 | 0
IL Climate ParentID 465- CO2 Cap Annual v6.20 | 318 | 7717 | Rate Constraint in MTons | FALSE | L | Annual | Net Emissions Allowance Position | Thousand Tons | 0 | 0 | 0 | 0 | 0 | 0 | 0 | 0
IL Climate ParentID 465- CO2 Cap Annual v6.20 | 318 | 7717 | Rate Constraint in MTons | FALSE | L | Annual | Fuel Consumed | TBtu | 0 | 0 | 0 | 0 | 0 | 0 | 0 | 0
IL Climate ParentID 465- CO2 Cap Annual v6.20 | 318 | 7717 | Rate Constraint in MTons | FALSE | L | Annual | Rate | lb/MMBtu | 0 | 0 | 0 | 0 | 0 | 0 | 0 | 0
IL Climate ParentID 465- CO2 Cap Annual v6.20 | 318 | 7717 | Rate Constraint in MTons | FALSE | L | Annual | Generation | TWh | 0 | 0 | 0 | 0 | 0 | 0 | 0 | 0
IL Climate ParentID 465- CO2 Cap Annual v6.20 | 318 | 7717 | Rate Constraint in MTons | FALSE | L | Annual | Qualifying Generation | TWh | 0 | 0 | 0 | 0 | 0 | 0 | 0 | 0
IL Climate ParentID 465- CO2 Cap Annual v6.20 | 318 | 7717 | Rate Constraint in MTons | FALSE | L | Annual | Rate | lb/MWh | 0 | 0 | 0 | 0 | 0 | 0 | 0 | 0
IL Climate ParentID 465- CO2 Cap Annual v6.20 | 318 | 7717 | Rate Constraint in MTons | FALSE | L | Annual | Constraint Shadow Price | US2019$/Ton | 0 | 0 | 0 | 0 | 0 | 0 | 0 | 0
IL Climate ParentID 466- CO2 Cap Annual v6.20 | 319 | 7718 | Rate Constraint in MTons | FALSE | L | Annual | Seasons Included | Seasons | Winter, WintShld, Summer | Winter, WintShld, Summer | Winter, WintShld, Summer | Winter, WintShld, Summer | Winter, WintShld, Summer | Winter, WintShld, Summer | Winter, WintShld, Summer | Winter, WintShld, Summer
IL Climate ParentID 466- CO2 Cap Annual v6.20 | 319 | 7718 | Rate Constraint in MTons | FALSE | L | Annual | Standard CO2 | Thousand Tons | 0 | 0 | 0 | 0 | 3.9303 | 3.9303 | 3.9303 | 3.9303
IL Climate ParentID 466- CO2 Cap Annual v6.20 | 319 | 7718 | Rate Constraint in MTons | FALSE | L | Annual | Emissions at Affected Plants CO2 | Thousand Tons | 0 | 0 | 0 | 0 | 0 | 0 | 0 | 0
IL Climate ParentID 466- CO2 Cap Annual v6.20 | 319 | 7718 | Rate Constraint in MTons | FALSE | L | Annual | Allowances Purchased CO2 | Thousand Tons | 0 | 0 | 0 | 0 | 0 | 0 | 0 | 0
IL Climate ParentID 466- CO2 Cap Annual v6.20 | 319 | 7718 | Rate Constraint in MTons | FALSE | L | Annual | Allowances Sold CO2 | Thousand Tons | 0 | 0 | 0 | 0 | 0 | 0 | 0 | 0
IL Climate ParentID 466- CO2 Cap Annual v6.20 | 319 | 7718 | Rate Constraint in MTons | FALSE | L | Annual | Allowances Banked | Thousand Tons | 0 | 0 | 0 | 0 | 0 | 0 | 0 | 0
IL Climate ParentID 466- CO2 Cap Annual v6.20 | 319 | 7718 | Rate Constraint in MTons | FALSE | L | Annual | Allowances Withdrawn (1:1) | Thousand Tons | 0 | 0 | 0 | 0 | 0 | 0 | 0 | 0
IL Climate ParentID 466- CO2 Cap Annual v6.20 | 319 | 7718 | Rate Constraint in MTons | FALSE | L | Annual | Allowances Withdrawn (n:1) | Thousand Tons | 0 | 0 | 0 | 0 | 0 | 0 | 0 | 0
IL Climate ParentID 466- CO2 Cap Annual v6.20 | 319 | 7718 | Rate Constraint in MTons | FALSE | L | Annual | Net Emissions Allowance Position | Thousand Tons | 0 | 0 | 0 | 0 | 0 | 0 | 0 | 0
IL Climate ParentID 466- CO2 Cap Annual v6.20 | 319 | 7718 | Rate Constraint in MTons | FALSE | L | Annual | Fuel Consumed | TBtu | 0 | 0 | 0 | 0 | 0 | 0 | 0 | 0
IL Climate ParentID 466- CO2 Cap Annual v6.20 | 319 | 7718 | Rate Constraint in MTons | FALSE | L | Annual | Rate | lb/MMBtu | 0 | 0 | 0 | 0 | 0 | 0 | 0 | 0
IL Climate ParentID 466- CO2 Cap Annual v6.20 | 319 | 7718 | Rate Constraint in MTons | FALSE | L | Annual | Generation | TWh | 0 | 0 | 0 | 0 | 0 | 0 | 0 | 0
IL Climate ParentID 466- CO2 Cap Annual v6.20 | 319 | 7718 | Rate Constraint in MTons | FALSE | L | Annual | Qualifying Generation | TWh | 0 | 0 | 0 | 0 | 0 | 0 | 0 | 0
IL Climate ParentID 466- CO2 Cap Annual v6.20 | 319 | 7718 | Rate Constraint in MTons | FALSE | L | Annual | Rate | lb/MWh | 0 | 0 | 0 | 0 | 0 | 0 | 0 | 0
IL Climate ParentID 466- CO2 Cap Annual v6.20 | 319 | 7718 | Rate Constraint in MTons | FALSE | L | Annual | Constraint Shadow Price | US2019$/Ton | 0 | 0 | 0 | 0 | 0 | 0 | 0 | 0
IL Climate ParentID 467- CO2 Cap Annual v6.20 | 320 | 7719 | Rate Constraint in MTons | FALSE | L | Annual | Seasons Included | Seasons | Winter, WintShld, Summer | Winter, WintShld, Summer | Winter, WintShld, Summer | Winter, WintShld, Summer | Winter, WintShld, Summer | Winter, WintShld, Summer | Winter, WintShld, Summer | Winter, WintShld, Summer
IL Climate ParentID 467- CO2 Cap Annual v6.20 | 320 | 7719 | Rate Constraint in MTons | FALSE | L | Annual | Standard CO2 | Thousand Tons | 0 | 0 | 0 | 0 | 45.8853 | 45.8853 | 45.8853 | 45.8853
IL Climate ParentID 467- CO2 Cap Annual v6.20 | 320 | 7719 | Rate Constraint in MTons | FALSE | L | Annual | Emissions at Affected Plants CO2 | Thousand Tons | 0 | 0 | 0 | 0 | 13.248 | 3.8272 | 0 | 0
IL Climate ParentID 467- CO2 Cap Annual v6.20 | 320 | 7719 | Rate Constraint in MTons | FALSE | L | Annual | Allowances Purchased CO2 | Thousand Tons | 0 | 0 | 0 | 0 | 0 | 0 | 0 | 0
IL Climate ParentID 467- CO2 Cap Annual v6.20 | 320 | 7719 | Rate Constraint in MTons | FALSE | L | Annual | Allowances Sold CO2 | Thousand Tons | 0 | 0 | 0 | 0 | 0 | 0 | 0 | 0
IL Climate ParentID 467- CO2 Cap Annual v6.20 | 320 | 7719 | Rate Constraint in MTons | FALSE | L | Annual | Allowances Banked | Thousand Tons | 0 | 0 | 0 | 0 | 0 | 0 | 0 | 0
IL Climate ParentID 467- CO2 Cap Annual v6.20 | 320 | 7719 | Rate Constraint in MTons | FALSE | L | Annual | Allowances Withdrawn (1:1) | Thousand Tons | 0 | 0 | 0 | 0 | 0 | 0 | 0 | 0
IL Climate ParentID 467- CO2 Cap Annual v6.20 | 320 | 7719 | Rate Constraint in MTons | FALSE | L | Annual | Allowances Withdrawn (n:1) | Thousand Tons | 0 | 0 | 0 | 0 | 0 | 0 | 0 | 0
IL Climate ParentID 467- CO2 Cap Annual v6.20 | 320 | 7719 | Rate Constraint in MTons | FALSE | L | Annual | Net Emissions Allowance Position | Thousand Tons | 0 | 0 | 0 | 0 | 13.248 | 3.8272 | 0 | 0
IL Climate ParentID 467- CO2 Cap Annual v6.20 | 320 | 7719 | Rate Constraint in MTons | FALSE | L | Annual | Fuel Consumed | TBtu | 0 | 0 | 0 | 0 | 0.22631 | 0.065377 | 0 | 0
IL Climate ParentID 467- CO2 Cap Annual v6.20 | 320 | 7719 | Rate Constraint in MTons | FALSE | L | Annual | Rate | lb/MMBtu | 0 | 0 | 0 | 0 | 117.08 | 117.08 | 0 | 0
IL Climate ParentID 467- CO2 Cap Annual v6.20 | 320 | 7719 | Rate Constraint in MTons | FALSE | L | Annual | Generation | TWh | 0 | 0 | 0 | 0 | 0.018582 | 0.0053683 | 0 | 0
IL Climate ParentID 467- CO2 Cap Annual v6.20 | 320 | 7719 | Rate Constraint in MTons | FALSE | L | Annual | Qualifying Generation | TWh | 0 | 0 | 0 | 0 | 0.018582 | 0.0053683 | 0 | 0
IL Climate ParentID 467- CO2 Cap Annual v6.20 | 320 | 7719 | Rate Constraint in MTons | FALSE | L | Annual | Rate | lb/MWh | 0 | 0 | 0 | 0 | 1425.8588 | 1425.8588 | 0 | 0
IL Climate ParentID 467- CO2 Cap Annual v6.20 | 320 | 7719 | Rate Constraint in MTons | FALSE | L | Annual | Constraint Shadow Price | US2019$/Ton | 0 | 0 | 0 | 0 | 0 | 0 | 0 | 0
IL Climate ParentID 891- CO2 Cap Annual v6.20 | 321 | 7720 | Rate Constraint in MTons | FALSE | L | Annual | Seasons Included | Seasons | Winter, WintShld, Summer | Winter, WintShld, Summer | Winter, WintShld, Summer | Winter, WintShld, Summer | Winter, WintShld, Summer | Winter, WintShld, Summer | Winter, WintShld, Summer | Winter, WintShld, Summer
IL Climate ParentID 891- CO2 Cap Annual v6.20 | 321 | 7720 | Rate Constraint in MTons | FALSE | L | Annual | Standard CO2 | Thousand Tons | 0 | 0 | 0 | 0 | 4.9038 | 4.9038 | 4.9038 | 4.9038
IL Climate ParentID 891- CO2 Cap Annual v6.20 | 321 | 7720 | Rate Constraint in MTons | FALSE | L | Annual | Emissions at Affected Plants CO2 | Thousand Tons | 0 | 0 | 0 | 0 | 0 | 0 | 0 | 0
IL Climate ParentID 891- CO2 Cap Annual v6.20 | 321 | 7720 | Rate Constraint in MTons | FALSE | L | Annual | Allowances Purchased CO2 | Thousand Tons | 0 | 0 | 0 | 0 | 0 | 0 | 0 | 0
IL Climate ParentID 891- CO2 Cap Annual v6.20 | 321 | 7720 | Rate Constraint in MTons | FALSE | L | Annual | Allowances Sold CO2 | Thousand Tons | 0 | 0 | 0 | 0 | 0 | 0 | 0 | 0
IL Climate ParentID 891- CO2 Cap Annual v6.20 | 321 | 7720 | Rate Constraint in MTons | FALSE | L | Annual | Allowances Banked | Thousand Tons | 0 | 0 | 0 | 0 | 0 | 0 | 0 | 0
IL Climate ParentID 891- CO2 Cap Annual v6.20 | 321 | 7720 | Rate Constraint in MTons | FALSE | L | Annual | Allowances Withdrawn (1:1) | Thousand Tons | 0 | 0 | 0 | 0 | 0 | 0 | 0 | 0
IL Climate ParentID 891- CO2 Cap Annual v6.20 | 321 | 7720 | Rate Constraint in MTons | FALSE | L | Annual | Allowances Withdrawn (n:1) | Thousand Tons | 0 | 0 | 0 | 0 | 0 | 0 | 0 | 0
IL Climate ParentID 891- CO2 Cap Annual v6.20 | 321 | 7720 | Rate Constraint in MTons | FALSE | L | Annual | Net Emissions Allowance Position | Thousand Tons | 0 | 0 | 0 | 0 | 0 | 0 | 0 | 0
IL Climate ParentID 891- CO2 Cap Annual v6.20 | 321 | 7720 | Rate Constraint in MTons | FALSE | L | Annual | Fuel Consumed | TBtu | 0 | 0 | 0 | 0 | 0 | 0 | 0 | 0
IL Climate ParentID 891- CO2 Cap Annual v6.20 | 321 | 7720 | Rate Constraint in MTons | FALSE | L | Annual | Rate | lb/MMBtu | 0 | 0 | 0 | 0 | 0 | 0 | 0 | 0
IL Climate ParentID 891- CO2 Cap Annual v6.20 | 321 | 7720 | Rate Constraint in MTons | FALSE | L | Annual | Generation | TWh | 0 | 0 | 0 | 0 | 0 | 0 | 0 | 0
IL Climate ParentID 891- CO2 Cap Annual v6.20 | 321 | 7720 | Rate Constraint in MTons | FALSE | L | Annual | Qualifying Generation | TWh | 0 | 0 | 0 | 0 | 0 | 0 | 0 | 0
IL Climate ParentID 891- CO2 Cap Annual v6.20 | 321 | 7720 | Rate Constraint in MTons | FALSE | L | Annual | Rate | lb/MWh | 0 | 0 | 0 | 0 | 0 | 0 | 0 | 0
IL Climate ParentID 891- CO2 Cap Annual v6.20 | 321 | 7720 | Rate Constraint in MTons | FALSE | L | Annual | Constraint Shadow Price | US2019$/Ton | 0 | 0 | 0 | 0 | 0 | 0 | 0 | 0
IL CPS- Midwest MER Rate Annual v5.12 | 322 | 7317 | MACT Fuel Choice Floor in lbs/MMBtu | FALSE | L | Annual | Seasons Included | Seasons | Winter, WintShld, Summer | Winter, WintShld, Summer | Winter, WintShld, Summer | Winter, WintShld, Summer | Winter, WintShld, Summer | Winter, WintShld, Summer | Winter, WintShld, Summer | Winter, WintShld, Summer
IL CPS- Midwest MER Rate Annual v5.12 | 322 | 7317 | MACT Fuel Choice Floor in lbs/MMBtu | FALSE | L | Annual | Emission Floor | lbs/MMBtu | 7.4e-07 | 7.4e-07 | 7.4e-07 | 7.4e-07 | 7.4e-07 | 7.4e-07 | 7.4e-07 | 7.4e-07
IL CPS- Midwest MER Rate Annual v5.12 | 322 | 7317 | MACT Fuel Choice Floor in lbs/MMBtu | FALSE | L | Annual | Emissions at Affected Plants MER | lbs | 0 | 0 | 0 | 0 | 0 | 0 | 0 | 0
IL CPS- Midwest MER Rate Annual v5.12 | 322 | 7317 | MACT Fuel Choice Floor in lbs/MMBtu | FALSE | L | Annual | Allowances Purchased MER | lbs | 0 | 0 | 0 | 0 | 0 | 0 | 0 | 0
IL CPS- Midwest MER Rate Annual v5.12 | 322 | 7317 | MACT Fuel Choice Floor in lbs/MMBtu | FALSE | L | Annual | Allowances Sold MER | lbs | 0 | 0 | 0 | 0 | 0 | 0 | 0 | 0
IL CPS- Midwest MER Rate Annual v5.12 | 322 | 7317 | MACT Fuel Choice Floor in lbs/MMBtu | FALSE | L | Annual | Allowances Banked | lbs | 0 | 0 | 0 | 0 | 0 | 0 | 0 | 0
IL CPS- Midwest MER Rate Annual v5.12 | 322 | 7317 | MACT Fuel Choice Floor in lbs/MMBtu | FALSE | L | Annual | Allowances Withdrawn (1:1) | lbs | 0 | 0 | 0 | 0 | 0 | 0 | 0 | 0
IL CPS- Midwest MER Rate Annual v5.12 | 322 | 7317 | MACT Fuel Choice Floor in lbs/MMBtu | FALSE | L | Annual | Allowances Withdrawn (n:1) | lbs | 0 | 0 | 0 | 0 | 0 | 0 | 0 | 0
IL CPS- Midwest MER Rate Annual v5.12 | 322 | 7317 | MACT Fuel Choice Floor in lbs/MMBtu | FALSE | L | Annual | Net Emissions Allowance Position | lbs | 0 | 0 | 0 | 0 | 0 | 0 | 0 | 0
IL CPS- Midwest MER Rate Annual v5.12 | 322 | 7317 | MACT Fuel Choice Floor in lbs/MMBtu | FALSE | L | Annual | Fuel Consumed | TBtu | 0 | 0 | 0 | 0 | 0 | 0 | 0 | 0
IL CPS- Midwest MER Rate Annual v5.12 | 322 | 7317 | MACT Fuel Choice Floor in lbs/MMBtu | FALSE | L | Annual | Rate | lb/MMBtu | 0 | 0 | 0 | 0 | 0 | 0 | 0 | 0
IL CPS- Midwest MER Rate Annual v5.12 | 322 | 7317 | MACT Fuel Choice Floor in lbs/MMBtu | FALSE | L | Annual | Generation | TWh | 0 | 0 | 0 | 0 | 0 | 0 | 0 | 0
IL CPS- Midwest MER Rate Annual v5.12 | 322 | 7317 | MACT Fuel Choice Floor in lbs/MMBtu | FALSE | L | Annual | Qualifying Generation | TWh | 0 | 0 | 0 | 0 | 0 | 0 | 0 | 0
IL CPS- Midwest MER Rate Annual v5.12 | 322 | 7317 | MACT Fuel Choice Floor in lbs/MMBtu | FALSE | L | Annual | Constraint Shadow Price | US2019$/Lb | 0 | 0 | 0 | 0 | 0 | 0 | 0 | 0
IL CPS- Midwest NOX rate Annual v5.12 | 323 | 7308 | Rate Constraint in lbs/MMBtu | FALSE | L | Annual | Seasons Included | Seasons | Winter, WintShld, Summer | Winter, WintShld, Summer | Winter, WintShld, Summer | Winter, WintShld, Summer | Winter, WintShld, Summer | Winter, WintShld, Summer | Winter, WintShld, Summer | Winter, WintShld, Summer
IL CPS- Midwest NOX rate Annual v5.12 | 323 | 7308 | Rate Constraint in lbs/MMBtu | FALSE | L | Annual | Standard NOX | lb/MMBtu | 0.11 | 0.11 | 0.11 | 0.11 | 0.11 | 0.11 | 0.11 | 0.11
IL CPS- Midwest NOX rate Annual v5.12 | 323 | 7308 | Rate Constraint in lbs/MMBtu | FALSE | L | Annual | Emissions at Affected Plants NOX | Thousand Tons | 0 | 0 | 0 | 0 | 0 | 0 | 0 | 0
IL CPS- Midwest NOX rate Annual v5.12 | 323 | 7308 | Rate Constraint in lbs/MMBtu | FALSE | L | Annual | Allowances Purchased NOX | Thousand Tons | 0 | 0 | 0 | 0 | 0 | 0 | 0 | 0
IL CPS- Midwest NOX rate Annual v5.12 | 323 | 7308 | Rate Constraint in lbs/MMBtu | FALSE | L | Annual | Allowances Sold NOX | Thousand Tons | 0 | 0 | 0 | 0 | 0 | 0 | 0 | 0
IL CPS- Midwest NOX rate Annual v5.12 | 323 | 7308 | Rate Constraint in lbs/MMBtu | FALSE | L | Annual | Allowances Banked | Thousand Tons | 0 | 0 | 0 | 0 | 0 | 0 | 0 | 0
IL CPS- Midwest NOX rate Annual v5.12 | 323 | 7308 | Rate Constraint in lbs/MMBtu | FALSE | L | Annual | Allowances Withdrawn (1:1) | Thousand Tons | 0 | 0 | 0 | 0 | 0 | 0 | 0 | 0
IL CPS- Midwest NOX rate Annual v5.12 | 323 | 7308 | Rate Constraint in lbs/MMBtu | FALSE | L | Annual | Allowances Withdrawn (n:1) | Thousand Tons | 0 | 0 | 0 | 0 | 0 | 0 | 0 | 0
IL CPS- Midwest NOX rate Annual v5.12 | 323 | 7308 | Rate Constraint in lbs/MMBtu | FALSE | L | Annual | Net Emissions Allowance Position | Thousand Tons | 0 | 0 | 0 | 0 | 0 | 0 | 0 | 0
IL CPS- Midwest NOX rate Annual v5.12 | 323 | 7308 | Rate Constraint in lbs/MMBtu | FALSE | L | Annual | Fuel Consumed | TBtu | 0 | 0 | 0 | 0 | 0 | 0 | 0 | 0
IL CPS- Midwest NOX rate Annual v5.12 | 323 | 7308 | Rate Constraint in lbs/MMBtu | FALSE | L | Annual | Rate | lb/MMBtu | 0 | 0 | 0 | 0 | 0 | 0 | 0 | 0
IL CPS- Midwest NOX rate Annual v5.12 | 323 | 7308 | Rate Constraint in lbs/MMBtu | FALSE | L | Annual | Generation | TWh | 0 | 0 | 0 | 0 | 0 | 0 | 0 | 0
IL CPS- Midwest NOX rate Annual v5.12 | 323 | 7308 | Rate Constraint in lbs/MMBtu | FALSE | L | Annual | Qualifying Generation | TWh | 0 | 0 | 0 | 0 | 0 | 0 | 0 | 0
IL CPS- Midwest NOX rate Annual v5.12 | 323 | 7308 | Rate Constraint in lbs/MMBtu | FALSE | L | Annual | Rate | lb/MWh | 0 | 0 | 0 | 0 | 0 | 0 | 0 | 0
IL CPS- Midwest NOX rate Annual v5.12 | 323 | 7308 | Rate Constraint in lbs/MMBtu | FALSE | L | Annual | Constraint Shadow Price | US2019$/Ton | 0 | 0 | 0 | 0 | 0 | 0 | 0 | 0
IL CPS- Midwest NOX rate Summer v5.12 | 324 | 7310 | Rate Constraint in lbs/MMBtu | FALSE | L | Annual | Seasons Included | Seasons | Summer | Summer | Summer | Summer | Summer | Summer | Summer | Summer
IL CPS- Midwest NOX rate Summer v5.12 | 324 | 7310 | Rate Constraint in lbs/MMBtu | FALSE | L | Annual | Standard NOX | lb/MMBtu | 0.11 | 0.11 | 0.11 | 0.11 | 0.11 | 0.11 | 0.11 | 0.11
IL CPS- Midwest NOX rate Summer v5.12 | 324 | 7310 | Rate Constraint in lbs/MMBtu | FALSE | L | Annual | Emissions at Affected Plants NOX | Thousand Tons | 0 | 0 | 0 | 0 | 0 | 0 | 0 | 0
IL CPS- Midwest NOX rate Summer v5.12 | 324 | 7310 | Rate Constraint in lbs/MMBtu | FALSE | L | Annual | Allowances Purchased NOX | Thousand Tons | 0 | 0 | 0 | 0 | 0 | 0 | 0 | 0
IL CPS- Midwest NOX rate Summer v5.12 | 324 | 7310 | Rate Constraint in lbs/MMBtu | FALSE | L | Annual | Allowances Sold NOX | Thousand Tons | 0 | 0 | 0 | 0 | 0 | 0 | 0 | 0
IL CPS- Midwest NOX rate Summer v5.12 | 324 | 7310 | Rate Constraint in lbs/MMBtu | FALSE | L | Annual | Allowances Banked | Thousand Tons | 0 | 0 | 0 | 0 | 0 | 0 | 0 | 0
IL CPS- Midwest NOX rate Summer v5.12 | 324 | 7310 | Rate Constraint in lbs/MMBtu | FALSE | L | Annual | Allowances Withdrawn (1:1) | Thousand Tons | 0 | 0 | 0 | 0 | 0 | 0 | 0 | 0
IL CPS- Midwest NOX rate Summer v5.12 | 324 | 7310 | Rate Constraint in lbs/MMBtu | FALSE | L | Annual | Allowances Withdrawn (n:1) | Thousand Tons | 0 | 0 | 0 | 0 | 0 | 0 | 0 | 0
IL CPS- Midwest NOX rate Summer v5.12 | 324 | 7310 | Rate Constraint in lbs/MMBtu | FALSE | L | Annual | Net Emissions Allowance Position | Thousand Tons | 0 | 0 | 0 | 0 | 0 | 0 | 0 | 0
IL CPS- Midwest NOX rate Summer v5.12 | 324 | 7310 | Rate Constraint in lbs/MMBtu | FALSE | L | Annual | Fuel Consumed | TBtu | 0 | 0 | 0 | 0 | 0 | 0 | 0 | 0
IL CPS- Midwest NOX rate Summer v5.12 | 324 | 7310 | Rate Constraint in lbs/MMBtu | FALSE | L | Annual | Rate | lb/MMBtu | 0 | 0 | 0 | 0 | 0 | 0 | 0 | 0
IL CPS- Midwest NOX rate Summer v5.12 | 324 | 7310 | Rate Constraint in lbs/MMBtu | FALSE | L | Annual | Generation | TWh | 0 | 0 | 0 | 0 | 0 | 0 | 0 | 0
IL CPS- Midwest NOX rate Summer v5.12 | 324 | 7310 | Rate Constraint in lbs/MMBtu | FALSE | L | Annual | Qualifying Generation | TWh | 0 | 0 | 0 | 0 | 0 | 0 | 0 | 0
IL CPS- Midwest NOX rate Summer v5.12 | 324 | 7310 | Rate Constraint in lbs/MMBtu | FALSE | L | Annual | Rate | lb/MWh | 0 | 0 | 0 | 0 | 0 | 0 | 0 | 0
IL CPS- Midwest NOX rate Summer v5.12 | 324 | 7310 | Rate Constraint in lbs/MMBtu | FALSE | L | Annual | Constraint Shadow Price | US2019$/Ton | 0 | 0 | 0 | 0 | 0 | 0 | 0 | 0
IL CPS- Midwest SO2 Rate Annual v5.12 | 325 | 7314 | Rate Constraint in lbs/MMBtu | FALSE | L | Annual | Seasons Included | Seasons | Winter, WintShld, Summer | Winter, WintShld, Summer | Winter, WintShld, Summer | Winter, WintShld, Summer | Winter, WintShld, Summer | Winter, WintShld, Summer | Winter, WintShld, Summer | Winter, WintShld, Summer
IL CPS- Midwest SO2 Rate Annual v5.12 | 325 | 7314 | Rate Constraint in lbs/MMBtu | FALSE | L | Annual | Standard SO2 | lb/MMBtu | 0.11 | 0.11 | 0.11 | 0.11 | 0.11 | 0.11 | 0.11 | 0.11
IL CPS- Midwest SO2 Rate Annual v5.12 | 325 | 7314 | Rate Constraint in lbs/MMBtu | FALSE | L | Annual | Emissions at Affected Plants SO2 | Thousand Tons | 0 | 0 | 0 | 0 | 0 | 0 | 0 | 0
IL CPS- Midwest SO2 Rate Annual v5.12 | 325 | 7314 | Rate Constraint in lbs/MMBtu | FALSE | L | Annual | Allowances Purchased SO2 | Thousand Tons | 0 | 0 | 0 | 0 | 0 | 0 | 0 | 0
IL CPS- Midwest SO2 Rate Annual v5.12 | 325 | 7314 | Rate Constraint in lbs/MMBtu | FALSE | L | Annual | Allowances Sold SO2 | Thousand Tons | 0 | 0 | 0 | 0 | 0 | 0 | 0 | 0
IL CPS- Midwest SO2 Rate Annual v5.12 | 325 | 7314 | Rate Constraint in lbs/MMBtu | FALSE | L | Annual | Allowances Banked | Thousand Tons | 0 | 0 | 0 | 0 | 0 | 0 | 0 | 0
IL CPS- Midwest SO2 Rate Annual v5.12 | 325 | 7314 | Rate Constraint in lbs/MMBtu | FALSE | L | Annual | Allowances Withdrawn (1:1) | Thousand Tons | 0 | 0 | 0 | 0 | 0 | 0 | 0 | 0
IL CPS- Midwest SO2 Rate Annual v5.12 | 325 | 7314 | Rate Constraint in lbs/MMBtu | FALSE | L | Annual | Allowances Withdrawn (n:1) | Thousand Tons | 0 | 0 | 0 | 0 | 0 | 0 | 0 | 0
IL CPS- Midwest SO2 Rate Annual v5.12 | 325 | 7314 | Rate Constraint in lbs/MMBtu | FALSE | L | Annual | Net Emissions Allowance Position | Thousand Tons | 0 | 0 | 0 | 0 | 0 | 0 | 0 | 0
IL CPS- Midwest SO2 Rate Annual v5.12 | 325 | 7314 | Rate Constraint in lbs/MMBtu | FALSE | L | Annual | Fuel Consumed | TBtu | 0 | 0 | 0 | 0 | 0 | 0 | 0 | 0
IL CPS- Midwest SO2 Rate Annual v5.12 | 325 | 7314 | Rate Constraint in lbs/MMBtu | FALSE | L | Annual | Rate | lb/MMBtu | 0 | 0 | 0 | 0 | 0 | 0 | 0 | 0
IL CPS- Midwest SO2 Rate Annual v5.12 | 325 | 7314 | Rate Constraint in lbs/MMBtu | FALSE | L | Annual | Generation | TWh | 0 | 0 | 0 | 0 | 0 | 0 | 0 | 0
IL CPS- Midwest SO2 Rate Annual v5.12 | 325 | 7314 | Rate Constraint in lbs/MMBtu | FALSE | L | Annual | Qualifying Generation | TWh | 0 | 0 | 0 | 0 | 0 | 0 | 0 | 0
IL CPS- Midwest SO2 Rate Annual v5.12 | 325 | 7314 | Rate Constraint in lbs/MMBtu | FALSE | L | Annual | Rate | lb/MWh | 0 | 0 | 0 | 0 | 0 | 0 | 0 | 0
IL CPS- Midwest SO2 Rate Annual v5.12 | 325 | 7314 | Rate Constraint in lbs/MMBtu | FALSE | L | Annual | Constraint Shadow Price | US2019$/Ton | 362484.446 | 31588.4365 | 24042.6368 | 52770.4658 | 22284.7258 | 30004.8553 | 24193.7343 | 23608.4915
IL Fac. Spec. - NOX Rate Summer v3.1, Unit 2216 and retrofits | 326 | 7305 | Rate Constraint in lbs/MMBtu | FALSE | L | Annual | Seasons Included | Seasons | Summer | Summer | Summer | Summer | Summer | Summer | Summer | Summer
IL Fac. Spec. - NOX Rate Summer v3.1, Unit 2216 and retrofits | 326 | 7305 | Rate Constraint in lbs/MMBtu | FALSE | L | Annual | Standard NOX | lb/MMBtu | 0.25 | 0.25 | 0.25 | 0.25 | 0.25 | 0.25 | 0.25 | 0.25
IL Fac. Spec. - NOX Rate Summer v3.1, Unit 2216 and retrofits | 326 | 7305 | Rate Constraint in lbs/MMBtu | FALSE | L | Annual | Emissions at Affected Plants NOX | Thousand Tons | 0 | 0 | 0 | 0 | 0 | 0 | 0 | 0
IL Fac. Spec. - NOX Rate Summer v3.1, Unit 2216 and retrofits | 326 | 7305 | Rate Constraint in lbs/MMBtu | FALSE | L | Annual | Allowances Purchased NOX | Thousand Tons | 0 | 0 | 0 | 0 | 0 | 0 | 0 | 0
IL Fac. Spec. - NOX Rate Summer v3.1, Unit 2216 and retrofits | 326 | 7305 | Rate Constraint in lbs/MMBtu | FALSE | L | Annual | Allowances Sold NOX | Thousand Tons | 0 | 0 | 0 | 0 | 0 | 0 | 0 | 0
IL Fac. Spec. - NOX Rate Summer v3.1, Unit 2216 and retrofits | 326 | 7305 | Rate Constraint in lbs/MMBtu | FALSE | L | Annual | Allowances Banked | Thousand Tons | 0 | 0 | 0 | 0 | 0 | 0 | 0 | 0
IL Fac. Spec. - NOX Rate Summer v3.1, Unit 2216 and retrofits | 326 | 7305 | Rate Constraint in lbs/MMBtu | FALSE | L | Annual | Allowances Withdrawn (1:1) | Thousand Tons | 0 | 0 | 0 | 0 | 0 | 0 | 0 | 0
IL Fac. Spec. - NOX Rate Summer v3.1, Unit 2216 and retrofits | 326 | 7305 | Rate Constraint in lbs/MMBtu | FALSE | L | Annual | Allowances Withdrawn (n:1) | Thousand Tons | 0 | 0 | 0 | 0 | 0 | 0 | 0 | 0
IL Fac. Spec. - NOX Rate Summer v3.1, Unit 2216 and retrofits | 326 | 7305 | Rate Constraint in lbs/MMBtu | FALSE | L | Annual | Net Emissions Allowance Position | Thousand Tons | 0 | 0 | 0 | 0 | 0 | 0 | 0 | 0
IL Fac. Spec. - NOX Rate Summer v3.1, Unit 2216 and retrofits | 326 | 7305 | Rate Constraint in lbs/MMBtu | FALSE | L | Annual | Fuel Consumed | TBtu | 0 | 0 | 0 | 0 | 0 | 0 | 0 | 0
IL Fac. Spec. - NOX Rate Summer v3.1, Unit 2216 and retrofits | 326 | 7305 | Rate Constraint in lbs/MMBtu | FALSE | L | Annual | Rate | lb/MMBtu | 0 | 0 | 0 | 0 | 0 | 0 | 0 | 0
IL Fac. Spec. - NOX Rate Summer v3.1, Unit 2216 and retrofits | 326 | 7305 | Rate Constraint in lbs/MMBtu | FALSE | L | Annual | Generation | TWh | 0 | 0 | 0 | 0 | 0 | 0 | 0 | 0
IL Fac. Spec. - NOX Rate Summer v3.1, Unit 2216 and retrofits | 326 | 7305 | Rate Constraint in lbs/MMBtu | FALSE | L | Annual | Qualifying Generation | TWh | 0 | 0 | 0 | 0 | 0 | 0 | 0 | 0
IL Fac. Spec. - NOX Rate Summer v3.1, Unit 2216 and retrofits | 326 | 7305 | Rate Constraint in lbs/MMBtu | FALSE | L | Annual | Rate | lb/MWh | 0 | 0 | 0 | 0 | 0 | 0 | 0 | 0
IL Fac. Spec. - NOX Rate Summer v3.1, Unit 2216 and retrofits | 326 | 7305 | Rate Constraint in lbs/MMBtu | FALSE | L | Annual | Constraint Shadow Price | US2019$/Ton | 0 | 0 | 0 | 0 | 0 | 0 | 0 | 0
IL Fac. Spec. - NOX Rate Summer v3.1, Unit 2217 and retrofits | 327 | 7305 | Rate Constraint in lbs/MMBtu | FALSE | L | Annual | Seasons Included | Seasons | Summer | Summer | Summer | Summer | Summer | Summer | Summer | Summer
IL Fac. Spec. - NOX Rate Summer v3.1, Unit 2217 and retrofits | 327 | 7305 | Rate Constraint in lbs/MMBtu | FALSE | L | Annual | Standard NOX | lb/MMBtu | 0.25 | 0.25 | 0.25 | 0.25 | 0.25 | 0.25 | 0.25 | 0.25
IL Fac. Spec. - NOX Rate Summer v3.1, Unit 2217 and retrofits | 327 | 7305 | Rate Constraint in lbs/MMBtu | FALSE | L | Annual | Emissions at Affected Plants NOX | Thousand Tons | 0 | 0 | 0 | 0 | 0 | 0 | 0 | 0
IL Fac. Spec. - NOX Rate Summer v3.1, Unit 2217 and retrofits | 327 | 7305 | Rate Constraint in lbs/MMBtu | FALSE | L | Annual | Allowances Purchased NOX | Thousand Tons | 0 | 0 | 0 | 0 | 0 | 0 | 0 | 0
IL Fac. Spec. - NOX Rate Summer v3.1, Unit 2217 and retrofits | 327 | 7305 | Rate Constraint in lbs/MMBtu | FALSE | L | Annual | Allowances Sold NOX | Thousand Tons | 0 | 0 | 0 | 0 | 0 | 0 | 0 | 0
IL Fac. Spec. - NOX Rate Summer v3.1, Unit 2217 and retrofits | 327 | 7305 | Rate Constraint in lbs/MMBtu | FALSE | L | Annual | Allowances Banked | Thousand Tons | 0 | 0 | 0 | 0 | 0 | 0 | 0 | 0
IL Fac. Spec. - NOX Rate Summer v3.1, Unit 2217 and retrofits | 327 | 7305 | Rate Constraint in lbs/MMBtu | FALSE | L | Annual | Allowances Withdrawn (1:1) | Thousand Tons | 0 | 0 | 0 | 0 | 0 | 0 | 0 | 0
IL Fac. Spec. - NOX Rate Summer v3.1, Unit 2217 and retrofits | 327 | 7305 | Rate Constraint in lbs/MMBtu | FALSE | L | Annual | Allowances Withdrawn (n:1) | Thousand Tons | 0 | 0 | 0 | 0 | 0 | 0 | 0 | 0
IL Fac. Spec. - NOX Rate Summer v3.1, Unit 2217 and retrofits | 327 | 7305 | Rate Constraint in lbs/MMBtu | FALSE | L | Annual | Net Emissions Allowance Position | Thousand Tons | 0 | 0 | 0 | 0 | 0 | 0 | 0 | 0
IL Fac. Spec. - NOX Rate Summer v3.1, Unit 2217 and retrofits | 327 | 7305 | Rate Constraint in lbs/MMBtu | FALSE | L | Annual | Fuel Consumed | TBtu | 0 | 0 | 0 | 0 | 0 | 0 | 0 | 0
IL Fac. Spec. - NOX Rate Summer v3.1, Unit 2217 and retrofits | 327 | 7305 | Rate Constraint in lbs/MMBtu | FALSE | L | Annual | Rate | lb/MMBtu | 0 | 0 | 0 | 0 | 0 | 0 | 0 | 0
IL Fac. Spec. - NOX Rate Summer v3.1, Unit 2217 and retrofits | 327 | 7305 | Rate Constraint in lbs/MMBtu | FALSE | L | Annual | Generation | TWh | 0 | 0 | 0 | 0 | 0 | 0 | 0 | 0
IL Fac. Spec. - NOX Rate Summer v3.1, Unit 2217 and retrofits | 327 | 7305 | Rate Constraint in lbs/MMBtu | FALSE | L | Annual | Qualifying Generation | TWh | 0 | 0 | 0 | 0 | 0 | 0 | 0 | 0
IL Fac. Spec. - NOX Rate Summer v3.1, Unit 2217 and retrofits | 327 | 7305 | Rate Constraint in lbs/MMBtu | FALSE | L | Annual | Rate | lb/MWh | 0 | 0 | 0 | 0 | 0 | 0 | 0 | 0
IL Fac. Spec. - NOX Rate Summer v3.1, Unit 2217 and retrofits | 327 | 7305 | Rate Constraint in lbs/MMBtu | FALSE | L | Annual | Constraint Shadow Price | US2019$/Ton | 0 | 0 | 0 | 0 | 0 | 0 | 0 | 0
IL Fac. Spec. - NOX Rate Summer v3.1, Unit 2218 and retrofits | 328 | 7305 | Rate Constraint in lbs/MMBtu | FALSE | L | Annual | Seasons Included | Seasons | Summer | Summer | Summer | Summer | Summer | Summer | Summer | Summer
IL Fac. Spec. - NOX Rate Summer v3.1, Unit 2218 and retrofits | 328 | 7305 | Rate Constraint in lbs/MMBtu | FALSE | L | Annual | Standard NOX | lb/MMBtu | 0.25 | 0.25 | 0.25 | 0.25 | 0.25 | 0.25 | 0.25 | 0.25
IL Fac. Spec. - NOX Rate Summer v3.1, Unit 2218 and retrofits | 328 | 7305 | Rate Constraint in lbs/MMBtu | FALSE | L | Annual | Emissions at Affected Plants NOX | Thousand Tons | 0 | 0 | 0 | 0 | 0 | 0 | 0 | 0
IL Fac. Spec. - NOX Rate Summer v3.1, Unit 2218 and retrofits | 328 | 7305 | Rate Constraint in lbs/MMBtu | FALSE | L | Annual | Allowances Purchased NOX | Thousand Tons | 0 | 0 | 0 | 0 | 0 | 0 | 0 | 0
IL Fac. Spec. - NOX Rate Summer v3.1, Unit 2218 and retrofits | 328 | 7305 | Rate Constraint in lbs/MMBtu | FALSE | L | Annual | Allowances Sold NOX | Thousand Tons | 0 | 0 | 0 | 0 | 0 | 0 | 0 | 0
IL Fac. Spec. - NOX Rate Summer v3.1, Unit 2218 and retrofits | 328 | 7305 | Rate Constraint in lbs/MMBtu | FALSE | L | Annual | Allowances Banked | Thousand Tons | 0 | 0 | 0 | 0 | 0 | 0 | 0 | 0
IL Fac. Spec. - NOX Rate Summer v3.1, Unit 2218 and retrofits | 328 | 7305 | Rate Constraint in lbs/MMBtu | FALSE | L | Annual | Allowances Withdrawn (1:1) | Thousand Tons | 0 | 0 | 0 | 0 | 0 | 0 | 0 | 0
IL Fac. Spec. - NOX Rate Summer v3.1, Unit 2218 and retrofits | 328 | 7305 | Rate Constraint in lbs/MMBtu | FALSE | L | Annual | Allowances Withdrawn (n:1) | Thousand Tons | 0 | 0 | 0 | 0 | 0 | 0 | 0 | 0
IL Fac. Spec. - NOX Rate Summer v3.1, Unit 2218 and retrofits | 328 | 7305 | Rate Constraint in lbs/MMBtu | FALSE | L | Annual | Net Emissions Allowance Position | Thousand Tons | 0 | 0 | 0 | 0 | 0 | 0 | 0 | 0
IL Fac. Spec. - NOX Rate Summer v3.1, Unit 2218 and retrofits | 328 | 7305 | Rate Constraint in lbs/MMBtu | FALSE | L | Annual | Fuel Consumed | TBtu | 0 | 0 | 0 | 0 | 0 | 0 | 0 | 0
IL Fac. Spec. - NOX Rate Summer v3.1, Unit 2218 and retrofits | 328 | 7305 | Rate Constraint in lbs/MMBtu | FALSE | L | Annual | Rate | lb/MMBtu | 0 | 0 | 0 | 0 | 0 | 0 | 0 | 0
IL Fac. Spec. - NOX Rate Summer v3.1, Unit 2218 and retrofits | 328 | 7305 | Rate Constraint in lbs/MMBtu | FALSE | L | Annual | Generation | TWh | 0 | 0 | 0 | 0 | 0 | 0 | 0 | 0
IL Fac. Spec. - NOX Rate Summer v3.1, Unit 2218 and retrofits | 328 | 7305 | Rate Constraint in lbs/MMBtu | FALSE | L | Annual | Qualifying Generation | TWh | 0 | 0 | 0 | 0 | 0 | 0 | 0 | 0
IL Fac. Spec. - NOX Rate Summer v3.1, Unit 2218 and retrofits | 328 | 7305 | Rate Constraint in lbs/MMBtu | FALSE | L | Annual | Rate | lb/MWh | 0 | 0 | 0 | 0 | 0 | 0 | 0 | 0
IL Fac. Spec. - NOX Rate Summer v3.1, Unit 2218 and retrofits | 328 | 7305 | Rate Constraint in lbs/MMBtu | FALSE | L | Annual | Constraint Shadow Price | US2019$/Ton | 0 | 0 | 0 | 0 | 0 | 0 | 0 | 0
IL Fac. Spec. - NOX Rate Summer v3.1, Unit 2219 and retrofits | 329 | 7305 | Rate Constraint in lbs/MMBtu | FALSE | L | Annual | Seasons Included | Seasons | Summer | Summer | Summer | Summer | Summer | Summer | Summer | Summer
IL Fac. Spec. - NOX Rate Summer v3.1, Unit 2219 and retrofits | 329 | 7305 | Rate Constraint in lbs/MMBtu | FALSE | L | Annual | Standard NOX | lb/MMBtu | 0.25 | 0.25 | 0.25 | 0.25 | 0.25 | 0.25 | 0.25 | 0.25
IL Fac. Spec. - NOX Rate Summer v3.1, Unit 2219 and retrofits | 329 | 7305 | Rate Constraint in lbs/MMBtu | FALSE | L | Annual | Emissions at Affected Plants NOX | Thousand Tons | 0 | 0 | 0 | 0 | 0 | 0 | 0 | 0
IL Fac. Spec. - NOX Rate Summer v3.1, Unit 2219 and retrofits | 329 | 7305 | Rate Constraint in lbs/MMBtu | FALSE | L | Annual | Allowances Purchased NOX | Thousand Tons | 0 | 0 | 0 | 0 | 0 | 0 | 0 | 0
IL Fac. Spec. - NOX Rate Summer v3.1, Unit 2219 and retrofits | 329 | 7305 | Rate Constraint in lbs/MMBtu | FALSE | L | Annual | Allowances Sold NOX | Thousand Tons | 0 | 0 | 0 | 0 | 0 | 0 | 0 | 0
IL Fac. Spec. - NOX Rate Summer v3.1, Unit 2219 and retrofits | 329 | 7305 | Rate Constraint in lbs/MMBtu | FALSE | L | Annual | Allowances Banked | Thousand Tons | 0 | 0 | 0 | 0 | 0 | 0 | 0 | 0
IL Fac. Spec. - NOX Rate Summer v3.1, Unit 2219 and retrofits | 329 | 7305 | Rate Constraint in lbs/MMBtu | FALSE | L | Annual | Allowances Withdrawn (1:1) | Thousand Tons | 0 | 0 | 0 | 0 | 0 | 0 | 0 | 0
IL Fac. Spec. - NOX Rate Summer v3.1, Unit 2219 and retrofits | 329 | 7305 | Rate Constraint in lbs/MMBtu | FALSE | L | Annual | Allowances Withdrawn (n:1) | Thousand Tons | 0 | 0 | 0 | 0 | 0 | 0 | 0 | 0
IL Fac. Spec. - NOX Rate Summer v3.1, Unit 2219 and retrofits | 329 | 7305 | Rate Constraint in lbs/MMBtu | FALSE | L | Annual | Net Emissions Allowance Position | Thousand Tons | 0 | 0 | 0 | 0 | 0 | 0 | 0 | 0
IL Fac. Spec. - NOX Rate Summer v3.1, Unit 2219 and retrofits | 329 | 7305 | Rate Constraint in lbs/MMBtu | FALSE | L | Annual | Fuel Consumed | TBtu | 0 | 0 | 0 | 0 | 0 | 0 | 0 | 0
IL Fac. Spec. - NOX Rate Summer v3.1, Unit 2219 and retrofits | 329 | 7305 | Rate Constraint in lbs/MMBtu | FALSE | L | Annual | Rate | lb/MMBtu | 0 | 0 | 0 | 0 | 0 | 0 | 0 | 0
IL Fac. Spec. - NOX Rate Summer v3.1, Unit 2219 and retrofits | 329 | 7305 | Rate Constraint in lbs/MMBtu | FALSE | L | Annual | Generation | TWh | 0 | 0 | 0 | 0 | 0 | 0 | 0 | 0
IL Fac. Spec. - NOX Rate Summer v3.1, Unit 2219 and retrofits | 329 | 7305 | Rate Constraint in lbs/MMBtu | FALSE | L | Annual | Qualifying Generation | TWh | 0 | 0 | 0 | 0 | 0 | 0 | 0 | 0
IL Fac. Spec. - NOX Rate Summer v3.1, Unit 2219 and retrofits | 329 | 7305 | Rate Constraint in lbs/MMBtu | FALSE | L | Annual | Rate | lb/MWh | 0 | 0 | 0 | 0 | 0 | 0 | 0 | 0
IL Fac. Spec. - NOX Rate Summer v3.1, Unit 2219 and retrofits | 329 | 7305 | Rate Constraint in lbs/MMBtu | FALSE | L | Annual | Constraint Shadow Price | US2019$/Ton | 0 | 0 | 0 | 0 | 0 | 0 | 0 | 0
IL Fac. Spec. - NOX Rate Summer v3.1, Unit 2220 and retrofits | 330 | 7305 | Rate Constraint in lbs/MMBtu | FALSE | L | Annual | Seasons Included | Seasons | Summer | Summer | Summer | Summer | Summer | Summer | Summer | Summer
IL Fac. Spec. - NOX Rate Summer v3.1, Unit 2220 and retrofits | 330 | 7305 | Rate Constraint in lbs/MMBtu | FALSE | L | Annual | Standard NOX | lb/MMBtu | 0.25 | 0.25 | 0.25 | 0.25 | 0.25 | 0.25 | 0.25 | 0.25
IL Fac. Spec. - NOX Rate Summer v3.1, Unit 2220 and retrofits | 330 | 7305 | Rate Constraint in lbs/MMBtu | FALSE | L | Annual | Emissions at Affected Plants NOX | Thousand Tons | 0 | 0 | 0 | 0 | 0 | 0 | 0 | 0
IL Fac. Spec. - NOX Rate Summer v3.1, Unit 2220 and retrofits | 330 | 7305 | Rate Constraint in lbs/MMBtu | FALSE | L | Annual | Allowances Purchased NOX | Thousand Tons | 0 | 0 | 0 | 0 | 0 | 0 | 0 | 0
IL Fac. Spec. - NOX Rate Summer v3.1, Unit 2220 and retrofits | 330 | 7305 | Rate Constraint in lbs/MMBtu | FALSE | L | Annual | Allowances Sold NOX | Thousand Tons | 0 | 0 | 0 | 0 | 0 | 0 | 0 | 0
IL Fac. Spec. - NOX Rate Summer v3.1, Unit 2220 and retrofits | 330 | 7305 | Rate Constraint in lbs/MMBtu | FALSE | L | Annual | Allowances Banked | Thousand Tons | 0 | 0 | 0 | 0 | 0 | 0 | 0 | 0
IL Fac. Spec. - NOX Rate Summer v3.1, Unit 2220 and retrofits | 330 | 7305 | Rate Constraint in lbs/MMBtu | FALSE | L | Annual | Allowances Withdrawn (1:1) | Thousand Tons | 0 | 0 | 0 | 0 | 0 | 0 | 0 | 0
IL Fac. Spec. - NOX Rate Summer v3.1, Unit 2220 and retrofits | 330 | 7305 | Rate Constraint in lbs/MMBtu | FALSE | L | Annual | Allowances Withdrawn (n:1) | Thousand Tons | 0 | 0 | 0 | 0 | 0 | 0 | 0 | 0
IL Fac. Spec. - NOX Rate Summer v3.1, Unit 2220 and retrofits | 330 | 7305 | Rate Constraint in lbs/MMBtu | FALSE | L | Annual | Net Emissions Allowance Position | Thousand Tons | 0 | 0 | 0 | 0 | 0 | 0 | 0 | 0
IL Fac. Spec. - NOX Rate Summer v3.1, Unit 2220 and retrofits | 330 | 7305 | Rate Constraint in lbs/MMBtu | FALSE | L | Annual | Fuel Consumed | TBtu | 0 | 0 | 0 | 0 | 0 | 0 | 0 | 0
IL Fac. Spec. - NOX Rate Summer v3.1, Unit 2220 and retrofits | 330 | 7305 | Rate Constraint in lbs/MMBtu | FALSE | L | Annual | Rate | lb/MMBtu | 0 | 0 | 0 | 0 | 0 | 0 | 0 | 0
IL Fac. Spec. - NOX Rate Summer v3.1, Unit 2220 and retrofits | 330 | 7305 | Rate Constraint in lbs/MMBtu | FALSE | L | Annual | Generation | TWh | 0 | 0 | 0 | 0 | 0 | 0 | 0 | 0
IL Fac. Spec. - NOX Rate Summer v3.1, Unit 2220 and retrofits | 330 | 7305 | Rate Constraint in lbs/MMBtu | FALSE | L | Annual | Qualifying Generation | TWh | 0 | 0 | 0 | 0 | 0 | 0 | 0 | 0
IL Fac. Spec. - NOX Rate Summer v3.1, Unit 2220 and retrofits | 330 | 7305 | Rate Constraint in lbs/MMBtu | FALSE | L | Annual | Rate | lb/MWh | 0 | 0 | 0 | 0 | 0 | 0 | 0 | 0
IL Fac. Spec. - NOX Rate Summer v3.1, Unit 2220 and retrofits | 330 | 7305 | Rate Constraint in lbs/MMBtu | FALSE | L | Annual | Constraint Shadow Price | US2019$/Ton | 0 | 0 | 0 | 0 | 0 | 0 | 0 | 0
IL Fac. Spec. - NOX Rate Summer v3.1, Unit 2571 and retrofits | 331 | 7305 | Rate Constraint in lbs/MMBtu | FALSE | L | Annual | Seasons Included | Seasons | Summer | Summer | Summer | Summer | Summer | Summer | Summer | Summer
IL Fac. Spec. - NOX Rate Summer v3.1, Unit 2571 and retrofits | 331 | 7305 | Rate Constraint in lbs/MMBtu | FALSE | L | Annual | Standard NOX | lb/MMBtu | 0.25 | 0.25 | 0.25 | 0.25 | 0.25 | 0.25 | 0.25 | 0.25
IL Fac. Spec. - NOX Rate Summer v3.1, Unit 2571 and retrofits | 331 | 7305 | Rate Constraint in lbs/MMBtu | FALSE | L | Annual | Emissions at Affected Plants NOX | Thousand Tons | 0.21039 | 0.23683 | 0.23683 | 0.23683 | 0.05229 | 0.069419 | 0.10018 | 0
IL Fac. Spec. - NOX Rate Summer v3.1, Unit 2571 and retrofits | 331 | 7305 | Rate Constraint in lbs/MMBtu | FALSE | L | Annual | Allowances Purchased NOX | Thousand Tons | 0 | 0 | 0 | 0 | 0 | 0 | 0 | 0
IL Fac. Spec. - NOX Rate Summer v3.1, Unit 2571 and retrofits | 331 | 7305 | Rate Constraint in lbs/MMBtu | FALSE | L | Annual | Allowances Sold NOX | Thousand Tons | 0 | 0 | 0 | 0 | 0 | 0 | 0 | 0
IL Fac. Spec. - NOX Rate Summer v3.1, Unit 2571 and retrofits | 331 | 7305 | Rate Constraint in lbs/MMBtu | FALSE | L | Annual | Allowances Banked | Thousand Tons | 0 | 0 | 0 | 0 | 0 | 0 | 0 | 0
IL Fac. Spec. - NOX Rate Summer v3.1, Unit 2571 and retrofits | 331 | 7305 | Rate Constraint in lbs/MMBtu | FALSE | L | Annual | Allowances Withdrawn (1:1) | Thousand Tons | 0 | 0 | 0 | 0 | 0 | 0 | 0 | 0
IL Fac. Spec. - NOX Rate Summer v3.1, Unit 2571 and retrofits | 331 | 7305 | Rate Constraint in lbs/MMBtu | FALSE | L | Annual | Allowances Withdrawn (n:1) | Thousand Tons | 0 | 0 | 0 | 0 | 0 | 0 | 0 | 0
IL Fac. Spec. - NOX Rate Summer v3.1, Unit 2571 and retrofits | 331 | 7305 | Rate Constraint in lbs/MMBtu | FALSE | L | Annual | Net Emissions Allowance Position | Thousand Tons | 0.21039 | 0.23683 | 0.23683 | 0.23683 | 0.05229 | 0.069419 | 0.10018 | 0
IL Fac. Spec. - NOX Rate Summer v3.1, Unit 2571 and retrofits | 331 | 7305 | Rate Constraint in lbs/MMBtu | FALSE | L | Annual | Fuel Consumed | TBtu | 6.3506 | 7.1484 | 7.1484 | 7.1484 | 1.5783 | 2.0953 | 3.0237 | 0
IL Fac. Spec. - NOX Rate Summer v3.1, Unit 2571 and retrofits | 331 | 7305 | Rate Constraint in lbs/MMBtu | FALSE | L | Annual | Rate | lb/MMBtu | 0.06626 | 0.06626 | 0.06626 | 0.06626 | 0.06626 | 0.06626 | 0.06626 | 0
IL Fac. Spec. - NOX Rate Summer v3.1, Unit 2571 and retrofits | 331 | 7305 | Rate Constraint in lbs/MMBtu | FALSE | L | Annual | Generation | TWh | 0.55464 | 0.62432 | 0.62432 | 0.62432 | 0.13785 | 0.183 | 0.26408 | 0
IL Fac. Spec. - NOX Rate Summer v3.1, Unit 2571 and retrofits | 331 | 7305 | Rate Constraint in lbs/MMBtu | FALSE | L | Annual | Qualifying Generation | TWh | 0.55464 | 0.62432 | 0.62432 | 0.62432 | 0.13785 | 0.183 | 0.26408 | 0
IL Fac. Spec. - NOX Rate Summer v3.1, Unit 2571 and retrofits | 331 | 7305 | Rate Constraint in lbs/MMBtu | FALSE | L | Annual | Rate | lb/MWh | 0.75868 | 0.75868 | 0.75868 | 0.75868 | 0.75868 | 0.75868 | 0.75868 | 0
IL Fac. Spec. - NOX Rate Summer v3.1, Unit 2571 and retrofits | 331 | 7305 | Rate Constraint in lbs/MMBtu | FALSE | L | Annual | Constraint Shadow Price | US2019$/Ton | 0 | 0 | 0 | 0 | 0 | 0 | 0 | 0
IL Fac. Spec. - NOX Rate Summer v3.1, Unit 2646 and retrofits | 332 | 7305 | Rate Constraint in lbs/MMBtu | FALSE | L | Annual | Seasons Included | Seasons | Summer | Summer | Summer | Summer | Summer | Summer | Summer | Summer
IL Fac. Spec. - NOX Rate Summer v3.1, Unit 2646 and retrofits | 332 | 7305 | Rate Constraint in lbs/MMBtu | FALSE | L | Annual | Standard NOX | lb/MMBtu | 0.25 | 0.25 | 0.25 | 0.25 | 0.25 | 0.25 | 0.25 | 0.25
IL Fac. Spec. - NOX Rate Summer v3.1, Unit 2646 and retrofits | 332 | 7305 | Rate Constraint in lbs/MMBtu | FALSE | L | Annual | Emissions at Affected Plants NOX | Thousand Tons | 0.73049 | 0 | 0 | 0 | 0 | 0 | 0 | 0
IL Fac. Spec. - NOX Rate Summer v3.1, Unit 2646 and retrofits | 332 | 7305 | Rate Constraint in lbs/MMBtu | FALSE | L | Annual | Allowances Purchased NOX | Thousand Tons | 0 | 0 | 0 | 0 | 0 | 0 | 0 | 0
IL Fac. Spec. - NOX Rate Summer v3.1, Unit 2646 and retrofits | 332 | 7305 | Rate Constraint in lbs/MMBtu | FALSE | L | Annual | Allowances Sold NOX | Thousand Tons | 0 | 0 | 0 | 0 | 0 | 0 | 0 | 0
IL Fac. Spec. - NOX Rate Summer v3.1, Unit 2646 and retrofits | 332 | 7305 | Rate Constraint in lbs/MMBtu | FALSE | L | Annual | Allowances Banked | Thousand Tons | 0 | 0 | 0 | 0 | 0 | 0 | 0 | 0
IL Fac. Spec. - NOX Rate Summer v3.1, Unit 2646 and retrofits | 332 | 7305 | Rate Constraint in lbs/MMBtu | FALSE | L | Annual | Allowances Withdrawn (1:1) | Thousand Tons | 0 | 0 | 0 | 0 | 0 | 0 | 0 | 0
IL Fac. Spec. - NOX Rate Summer v3.1, Unit 2646 and retrofits | 332 | 7305 | Rate Constraint in lbs/MMBtu | FALSE | L | Annual | Allowances Withdrawn (n:1) | Thousand Tons | 0 | 0 | 0 | 0 | 0 | 0 | 0 | 0
IL Fac. Spec. - NOX Rate Summer v3.1, Unit 2646 and retrofits | 332 | 7305 | Rate Constraint in lbs/MMBtu | FALSE | L | Annual | Net Emissions Allowance Position | Thousand Tons | 0.73049 | 0 | 0 | 0 | 0 | 0 | 0 | 0
IL Fac. Spec. - NOX Rate Summer v3.1, Unit 2646 and retrofits | 332 | 7305 | Rate Constraint in lbs/MMBtu | FALSE | L | Annual | Fuel Consumed | TBtu | 18.2623 | 0 | 0 | 0 | 0 | 0 | 0 | 0
IL Fac. Spec. - NOX Rate Summer v3.1, Unit 2646 and retrofits | 332 | 7305 | Rate Constraint in lbs/MMBtu | FALSE | L | Annual | Rate | lb/MMBtu | 0.08 | 0 | 0 | 0 | 0 | 0 | 0 | 0
IL Fac. Spec. - NOX Rate Summer v3.1, Unit 2646 and retrofits | 332 | 7305 | Rate Constraint in lbs/MMBtu | FALSE | L | Annual | Generation | TWh | 1.77 | 0 | 0 | 0 | 0 | 0 | 0 | 0
IL Fac. Spec. - NOX Rate Summer v3.1, Unit 2646 and retrofits | 332 | 7305 | Rate Constraint in lbs/MMBtu | FALSE | L | Annual | Qualifying Generation | TWh | 1.77 | 0 | 0 | 0 | 0 | 0 | 0 | 0
IL Fac. Spec. - NOX Rate Summer v3.1, Unit 2646 and retrofits | 332 | 7305 | Rate Constraint in lbs/MMBtu | FALSE | L | Annual | Rate | lb/MWh | 0.82544 | 0 | 0 | 0 | 0 | 0 | 0 | 0
IL Fac. Spec. - NOX Rate Summer v3.1, Unit 2646 and retrofits | 332 | 7305 | Rate Constraint in lbs/MMBtu | FALSE | L | Annual | Constraint Shadow Price | US2019$/Ton | 0 | 0 | 0 | 0 | 0 | 0 | 0 | 0
IL Fac. Spec. - NOX Rate Summer v3.1, Unit 2647 and retrofits | 333 | 7305 | Rate Constraint in lbs/MMBtu | FALSE | L | Annual | Seasons Included | Seasons | Summer | Summer | Summer | Summer | Summer | Summer | Summer | Summer
IL Fac. Spec. - NOX Rate Summer v3.1, Unit 2647 and retrofits | 333 | 7305 | Rate Constraint in lbs/MMBtu | FALSE | L | Annual | Standard NOX | lb/MMBtu | 0.25 | 0.25 | 0.25 | 0.25 | 0.25 | 0.25 | 0.25 | 0.25
IL Fac. Spec. - NOX Rate Summer v3.1, Unit 2647 and retrofits | 333 | 7305 | Rate Constraint in lbs/MMBtu | FALSE | L | Annual | Emissions at Affected Plants NOX | Thousand Tons | 0.72727 | 0.005007 | 0.0039807 | 0.005007 | 0.005007 | 0.005007 | 0.005007 | 0.005007
IL Fac. Spec. - NOX Rate Summer v3.1, Unit 2647 and retrofits | 333 | 7305 | Rate Constraint in lbs/MMBtu | FALSE | L | Annual | Allowances Purchased NOX | Thousand Tons | 0 | 0 | 0 | 0 | 0 | 0 | 0 | 0
IL Fac. Spec. - NOX Rate Summer v3.1, Unit 2647 and retrofits | 333 | 7305 | Rate Constraint in lbs/MMBtu | FALSE | L | Annual | Allowances Sold NOX | Thousand Tons | 0 | 0 | 0 | 0 | 0 | 0 | 0 | 0
IL Fac. Spec. - NOX Rate Summer v3.1, Unit 2647 and retrofits | 333 | 7305 | Rate Constraint in lbs/MMBtu | FALSE | L | Annual | Allowances Banked | Thousand Tons | 0 | 0 | 0 | 0 | 0 | 0 | 0 | 0
IL Fac. Spec. - NOX Rate Summer v3.1, Unit 2647 and retrofits | 333 | 7305 | Rate Constraint in lbs/MMBtu | FALSE | L | Annual | Allowances Withdrawn (1:1) | Thousand Tons | 0 | 0 | 0 | 0 | 0 | 0 | 0 | 0
IL Fac. Spec. - NOX Rate Summer v3.1, Unit 2647 and retrofits | 333 | 7305 | Rate Constraint in lbs/MMBtu | FALSE | L | Annual | Allowances Withdrawn (n:1) | Thousand Tons | 0 | 0 | 0 | 0 | 0 | 0 | 0 | 0
IL Fac. Spec. - NOX Rate Summer v3.1, Unit 2647 and retrofits | 333 | 7305 | Rate Constraint in lbs/MMBtu | FALSE | L | Annual | Net Emissions Allowance Position | Thousand Tons | 0.72727 | 0.005007 | 0.0039807 | 0.005007 | 0.005007 | 0.005007 | 0.005007 | 0.005007
IL Fac. Spec. - NOX Rate Summer v3.1, Unit 2647 and retrofits | 333 | 7305 | Rate Constraint in lbs/MMBtu | FALSE | L | Annual | Fuel Consumed | TBtu | 18.1816 | 0.12517 | 0.099518 | 0.12517 | 0.12517 | 0.12517 | 0.12517 | 0.12517
IL Fac. Spec. - NOX Rate Summer v3.1, Unit 2647 and retrofits | 333 | 7305 | Rate Constraint in lbs/MMBtu | FALSE | L | Annual | Rate | lb/MMBtu | 0.08 | 0.08 | 0.08 | 0.08 | 0.08 | 0.08 | 0.08 | 0.08
IL Fac. Spec. - NOX Rate Summer v3.1, Unit 2647 and retrofits | 333 | 7305 | Rate Constraint in lbs/MMBtu | FALSE | L | Annual | Generation | TWh | 1.7853 | 0.012291 | 0.009772 | 0.012291 | 0.012291 | 0.012291 | 0.012291 | 0.012291
IL Fac. Spec. - NOX Rate Summer v3.1, Unit 2647 and retrofits | 333 | 7305 | Rate Constraint in lbs/MMBtu | FALSE | L | Annual | Qualifying Generation | TWh | 1.7853 | 0.012291 | 0.009772 | 0.012291 | 0.012291 | 0.012291 | 0.012291 | 0.012291
IL Fac. Spec. - NOX Rate Summer v3.1, Unit 2647 and retrofits | 333 | 7305 | Rate Constraint in lbs/MMBtu | FALSE | L | Annual | Rate | lb/MWh | 0.81472 | 0.81472 | 0.81472 | 0.81472 | 0.81472 | 0.81472 | 0.81472 | 0.81472
IL Fac. Spec. - NOX Rate Summer v3.1, Unit 2647 and retrofits | 333 | 7305 | Rate Constraint in lbs/MMBtu | FALSE | L | Annual | Constraint Shadow Price | US2019$/Ton | 0 | 0 | 0 | 0 | 0 | 0 | 0 | 0
IL Fac. Spec. - NOX Rate Summer v3.1, Unit 2706 and retrofits | 334 | 7305 | Rate Constraint in lbs/MMBtu | FALSE | L | Annual | Seasons Included | Seasons | Summer | Summer | Summer | Summer | Summer | Summer | Summer | Summer
IL Fac. Spec. - NOX Rate Summer v3.1, Unit 2706 and retrofits | 334 | 7305 | Rate Constraint in lbs/MMBtu | FALSE | L | Annual | Standard NOX | lb/MMBtu | 0.25 | 0.25 | 0.25 | 0.25 | 0.25 | 0.25 | 0.25 | 0.25
IL Fac. Spec. - NOX Rate Summer v3.1, Unit 2706 and retrofits | 334 | 7305 | Rate Constraint in lbs/MMBtu | FALSE | L | Annual | Emissions at Affected Plants NOX | Thousand Tons | 0 | 0 | 0 | 0 | 0 | 0 | 0 | 0
IL Fac. Spec. - NOX Rate Summer v3.1, Unit 2706 and retrofits | 334 | 7305 | Rate Constraint in lbs/MMBtu | FALSE | L | Annual | Allowances Purchased NOX | Thousand Tons | 0 | 0 | 0 | 0 | 0 | 0 | 0 | 0
IL Fac. Spec. - NOX Rate Summer v3.1, Unit 2706 and retrofits | 334 | 7305 | Rate Constraint in lbs/MMBtu | FALSE | L | Annual | Allowances Sold NOX | Thousand Tons | 0 | 0 | 0 | 0 | 0 | 0 | 0 | 0
IL Fac. Spec. - NOX Rate Summer v3.1, Unit 2706 and retrofits | 334 | 7305 | Rate Constraint in lbs/MMBtu | FALSE | L | Annual | Allowances Banked | Thousand Tons | 0 | 0 | 0 | 0 | 0 | 0 | 0 | 0
IL Fac. Spec. - NOX Rate Summer v3.1, Unit 2706 and retrofits | 334 | 7305 | Rate Constraint in lbs/MMBtu | FALSE | L | Annual | Allowances Withdrawn (1:1) | Thousand Tons | 0 | 0 | 0 | 0 | 0 | 0 | 0 | 0
IL Fac. Spec. - NOX Rate Summer v3.1, Unit 2706 and retrofits | 334 | 7305 | Rate Constraint in lbs/MMBtu | FALSE | L | Annual | Allowances Withdrawn (n:1) | Thousand Tons | 0 | 0 | 0 | 0 | 0 | 0 | 0 | 0
IL Fac. Spec. - NOX Rate Summer v3.1, Unit 2706 and retrofits | 334 | 7305 | Rate Constraint in lbs/MMBtu | FALSE | L | Annual | Net Emissions Allowance Position | Thousand Tons | 0 | 0 | 0 | 0 | 0 | 0 | 0 | 0
IL Fac. Spec. - NOX Rate Summer v3.1, Unit 2706 and retrofits | 334 | 7305 | Rate Constraint in lbs/MMBtu | FALSE | L | Annual | Fuel Consumed | TBtu | 0 | 0 | 0 | 0 | 0 | 0 | 0 | 0
IL Fac. Spec. - NOX Rate Summer v3.1, Unit 2706 and retrofits | 334 | 7305 | Rate Constraint in lbs/MMBtu | FALSE | L | Annual | Rate | lb/MMBtu | 0 | 0 | 0 | 0 | 0 | 0 | 0 | 0
IL Fac. Spec. - NOX Rate Summer v3.1, Unit 2706 and retrofits | 334 | 7305 | Rate Constraint in lbs/MMBtu | FALSE | L | Annual | Generation | TWh | 0 | 0 | 0 | 0 | 0 | 0 | 0 | 0
IL Fac. Spec. - NOX Rate Summer v3.1, Unit 2706 and retrofits | 334 | 7305 | Rate Constraint in lbs/MMBtu | FALSE | L | Annual | Qualifying Generation | TWh | 0 | 0 | 0 | 0 | 0 | 0 | 0 | 0
IL Fac. Spec. - NOX Rate Summer v3.1, Unit 2706 and retrofits | 334 | 7305 | Rate Constraint in lbs/MMBtu | FALSE | L | Annual | Rate | lb/MWh | 0 | 0 | 0 | 0 | 0 | 0 | 0 | 0
IL Fac. Spec. - NOX Rate Summer v3.1, Unit 2706 and retrofits | 334 | 7305 | Rate Constraint in lbs/MMBtu | FALSE | L | Annual | Constraint Shadow Price | US2019$/Ton | 0 | 0 | 0 | 0 | 0 | 0 | 0 | 0
IL Fac. Spec. - NOX Rate Summer v3.1, Unit 2718 and retrofits | 335 | 7305 | Rate Constraint in lbs/MMBtu | FALSE | L | Annual | Seasons Included | Seasons | Summer | Summer | Summer | Summer | Summer | Summer | Summer | Summer
IL Fac. Spec. - NOX Rate Summer v3.1, Unit 2718 and retrofits | 335 | 7305 | Rate Constraint in lbs/MMBtu | FALSE | L | Annual | Standard NOX | lb/MMBtu | 0.25 | 0.25 | 0.25 | 0.25 | 0.25 | 0.25 | 0.25 | 0.25
IL Fac. Spec. - NOX Rate Summer v3.1, Unit 2718 and retrofits | 335 | 7305 | Rate Constraint in lbs/MMBtu | FALSE | L | Annual | Emissions at Affected Plants NOX | Thousand Tons | 0 | 0 | 0 | 0 | 0 | 0 | 0 | 0
IL Fac. Spec. - NOX Rate Summer v3.1, Unit 2718 and retrofits | 335 | 7305 | Rate Constraint in lbs/MMBtu | FALSE | L | Annual | Allowances Purchased NOX | Thousand Tons | 0 | 0 | 0 | 0 | 0 | 0 | 0 | 0
IL Fac. Spec. - NOX Rate Summer v3.1, Unit 2718 and retrofits | 335 | 7305 | Rate Constraint in lbs/MMBtu | FALSE | L | Annual | Allowances Sold NOX | Thousand Tons | 0 | 0 | 0 | 0 | 0 | 0 | 0 | 0
IL Fac. Spec. - NOX Rate Summer v3.1, Unit 2718 and retrofits | 335 | 7305 | Rate Constraint in lbs/MMBtu | FALSE | L | Annual | Allowances Banked | Thousand Tons | 0 | 0 | 0 | 0 | 0 | 0 | 0 | 0
IL Fac. Spec. - NOX Rate Summer v3.1, Unit 2718 and retrofits | 335 | 7305 | Rate Constraint in lbs/MMBtu | FALSE | L | Annual | Allowances Withdrawn (1:1) | Thousand Tons | 0 | 0 | 0 | 0 | 0 | 0 | 0 | 0
IL Fac. Spec. - NOX Rate Summer v3.1, Unit 2718 and retrofits | 335 | 7305 | Rate Constraint in lbs/MMBtu | FALSE | L | Annual | Allowances Withdrawn (n:1) | Thousand Tons | 0 | 0 | 0 | 0 | 0 | 0 | 0 | 0
IL Fac. Spec. - NOX Rate Summer v3.1, Unit 2718 and retrofits | 335 | 7305 | Rate Constraint in lbs/MMBtu | FALSE | L | Annual | Net Emissions Allowance Position | Thousand Tons | 0 | 0 | 0 | 0 | 0 | 0 | 0 | 0
IL Fac. Spec. - NOX Rate Summer v3.1, Unit 2718 and retrofits | 335 | 7305 | Rate Constraint in lbs/MMBtu | FALSE | L | Annual | Fuel Consumed | TBtu | 0 | 0 | 0 | 0 | 0 | 0 | 0 | 0
IL Fac. Spec. - NOX Rate Summer v3.1, Unit 2718 and retrofits | 335 | 7305 | Rate Constraint in lbs/MMBtu | FALSE | L | Annual | Rate | lb/MMBtu | 0 | 0 | 0 | 0 | 0 | 0 | 0 | 0
IL Fac. Spec. - NOX Rate Summer v3.1, Unit 2718 and retrofits | 335 | 7305 | Rate Constraint in lbs/MMBtu | FALSE | L | Annual | Generation | TWh | 0 | 0 | 0 | 0 | 0 | 0 | 0 | 0
IL Fac. Spec. - NOX Rate Summer v3.1, Unit 2718 and retrofits | 335 | 7305 | Rate Constraint in lbs/MMBtu | FALSE | L | Annual | Qualifying Generation | TWh | 0 | 0 | 0 | 0 | 0 | 0 | 0 | 0
IL Fac. Spec. - NOX Rate Summer v3.1, Unit 2718 and retrofits | 335 | 7305 | Rate Constraint in lbs/MMBtu | FALSE | L | Annual | Rate | lb/MWh | 0 | 0 | 0 | 0 | 0 | 0 | 0 | 0
IL Fac. Spec. - NOX Rate Summer v3.1, Unit 2718 and retrofits | 335 | 7305 | Rate Constraint in lbs/MMBtu | FALSE | L | Annual | Constraint Shadow Price | US2019$/Ton | 0 | 0 | 0 | 0 | 0 | 0 | 0 | 0
IL Fac. Spec. - NOX Rate Summer v3.1, Unit 2721 and retrofits | 336 | 7305 | Rate Constraint in lbs/MMBtu | FALSE | L | Annual | Seasons Included | Seasons | Summer | Summer | Summer | Summer | Summer | Summer | Summer | Summer
IL Fac. Spec. - NOX Rate Summer v3.1, Unit 2721 and retrofits | 336 | 7305 | Rate Constraint in lbs/MMBtu | FALSE | L | Annual | Standard NOX | lb/MMBtu | 0.25 | 0.25 | 0.25 | 0.25 | 0.25 | 0.25 | 0.25 | 0.25
IL Fac. Spec. - NOX Rate Summer v3.1, Unit 2721 and retrofits | 336 | 7305 | Rate Constraint in lbs/MMBtu | FALSE | L | Annual | Emissions at Affected Plants NOX | Thousand Tons | 0 | 0 | 0 | 0 | 0 | 0 | 0 | 0
IL Fac. Spec. - NOX Rate Summer v3.1, Unit 2721 and retrofits | 336 | 7305 | Rate Constraint in lbs/MMBtu | FALSE | L | Annual | Allowances Purchased NOX | Thousand Tons | 0 | 0 | 0 | 0 | 0 | 0 | 0 | 0
IL Fac. Spec. - NOX Rate Summer v3.1, Unit 2721 and retrofits | 336 | 7305 | Rate Constraint in lbs/MMBtu | FALSE | L | Annual | Allowances Sold NOX | Thousand Tons | 0 | 0 | 0 | 0 | 0 | 0 | 0 | 0
IL Fac. Spec. - NOX Rate Summer v3.1, Unit 2721 and retrofits | 336 | 7305 | Rate Constraint in lbs/MMBtu | FALSE | L | Annual | Allowances Banked | Thousand Tons | 0 | 0 | 0 | 0 | 0 | 0 | 0 | 0
IL Fac. Spec. - NOX Rate Summer v3.1, Unit 2721 and retrofits | 336 | 7305 | Rate Constraint in lbs/MMBtu | FALSE | L | Annual | Allowances Withdrawn (1:1) | Thousand Tons | 0 | 0 | 0 | 0 | 0 | 0 | 0 | 0
IL Fac. Spec. - NOX Rate Summer v3.1, Unit 2721 and retrofits | 336 | 7305 | Rate Constraint in lbs/MMBtu | FALSE | L | Annual | Allowances Withdrawn (n:1) | Thousand Tons | 0 | 0 | 0 | 0 | 0 | 0 | 0 | 0
IL Fac. Spec. - NOX Rate Summer v3.1, Unit 2721 and retrofits | 336 | 7305 | Rate Constraint in lbs/MMBtu | FALSE | L | Annual | Net Emissions Allowance Position | Thousand Tons | 0 | 0 | 0 | 0 | 0 | 0 | 0 | 0
IL Fac. Spec. - NOX Rate Summer v3.1, Unit 2721 and retrofits | 336 | 7305 | Rate Constraint in lbs/MMBtu | FALSE | L | Annual | Fuel Consumed | TBtu | 0 | 0 | 0 | 0 | 0 | 0 | 0 | 0
IL Fac. Spec. - NOX Rate Summer v3.1, Unit 2721 and retrofits | 336 | 7305 | Rate Constraint in lbs/MMBtu | FALSE | L | Annual | Rate | lb/MMBtu | 0 | 0 | 0 | 0 | 0 | 0 | 0 | 0
IL Fac. Spec. - NOX Rate Summer v3.1, Unit 2721 and retrofits | 336 | 7305 | Rate Constraint in lbs/MMBtu | FALSE | L | Annual | Generation | TWh | 0 | 0 | 0 | 0 | 0 | 0 | 0 | 0
IL Fac. Spec. - NOX Rate Summer v3.1, Unit 2721 and retrofits | 336 | 7305 | Rate Constraint in lbs/MMBtu | FALSE | L | Annual | Qualifying Generation | TWh | 0 | 0 | 0 | 0 | 0 | 0 | 0 | 0
IL Fac. Spec. - NOX Rate Summer v3.1, Unit 2721 and retrofits | 336 | 7305 | Rate Constraint in lbs/MMBtu | FALSE | L | Annual | Rate | lb/MWh | 0 | 0 | 0 | 0 | 0 | 0 | 0 | 0
IL Fac. Spec. - NOX Rate Summer v3.1, Unit 2721 and retrofits | 336 | 7305 | Rate Constraint in lbs/MMBtu | FALSE | L | Annual | Constraint Shadow Price | US2019$/Ton | 0 | 0 | 0 | 0 | 0 | 0 | 0 | 0
IL Fac. Spec. - NOX Rate Summer v3.1, Unit 2722 and retrofits | 337 | 7305 | Rate Constraint in lbs/MMBtu | FALSE | L | Annual | Seasons Included | Seasons | Summer | Summer | Summer | Summer | Summer | Summer | Summer | Summer
IL Fac. Spec. - NOX Rate Summer v3.1, Unit 2722 and retrofits | 337 | 7305 | Rate Constraint in lbs/MMBtu | FALSE | L | Annual | Standard NOX | lb/MMBtu | 0.25 | 0.25 | 0.25 | 0.25 | 0.25 | 0.25 | 0.25 | 0.25
IL Fac. Spec. - NOX Rate Summer v3.1, Unit 2722 and retrofits | 337 | 7305 | Rate Constraint in lbs/MMBtu | FALSE | L | Annual | Emissions at Affected Plants NOX | Thousand Tons | 0 | 0 | 0 | 0 | 0 | 0 | 0 | 0
IL Fac. Spec. - NOX Rate Summer v3.1, Unit 2722 and retrofits | 337 | 7305 | Rate Constraint in lbs/MMBtu | FALSE | L | Annual | Allowances Purchased NOX | Thousand Tons | 0 | 0 | 0 | 0 | 0 | 0 | 0 | 0
IL Fac. Spec. - NOX Rate Summer v3.1, Unit 2722 and retrofits | 337 | 7305 | Rate Constraint in lbs/MMBtu | FALSE | L | Annual | Allowances Sold NOX | Thousand Tons | 0 | 0 | 0 | 0 | 0 | 0 | 0 | 0
IL Fac. Spec. - NOX Rate Summer v3.1, Unit 2722 and retrofits | 337 | 7305 | Rate Constraint in lbs/MMBtu | FALSE | L | Annual | Allowances Banked | Thousand Tons | 0 | 0 | 0 | 0 | 0 | 0 | 0 | 0
IL Fac. Spec. - NOX Rate Summer v3.1, Unit 2722 and retrofits | 337 | 7305 | Rate Constraint in lbs/MMBtu | FALSE | L | Annual | Allowances Withdrawn (1:1) | Thousand Tons | 0 | 0 | 0 | 0 | 0 | 0 | 0 | 0
IL Fac. Spec. - NOX Rate Summer v3.1, Unit 2722 and retrofits | 337 | 7305 | Rate Constraint in lbs/MMBtu | FALSE | L | Annual | Allowances Withdrawn (n:1) | Thousand Tons | 0 | 0 | 0 | 0 | 0 | 0 | 0 | 0
IL Fac. Spec. - NOX Rate Summer v3.1, Unit 2722 and retrofits | 337 | 7305 | Rate Constraint in lbs/MMBtu | FALSE | L | Annual | Net Emissions Allowance Position | Thousand Tons | 0 | 0 | 0 | 0 | 0 | 0 | 0 | 0
IL Fac. Spec. - NOX Rate Summer v3.1, Unit 2722 and retrofits | 337 | 7305 | Rate Constraint in lbs/MMBtu | FALSE | L | Annual | Fuel Consumed | TBtu | 0 | 0 | 0 | 0 | 0 | 0 | 0 | 0
IL Fac. Spec. - NOX Rate Summer v3.1, Unit 2722 and retrofits | 337 | 7305 | Rate Constraint in lbs/MMBtu | FALSE | L | Annual | Rate | lb/MMBtu | 0 | 0 | 0 | 0 | 0 | 0 | 0 | 0
IL Fac. Spec. - NOX Rate Summer v3.1, Unit 2722 and retrofits | 337 | 7305 | Rate Constraint in lbs/MMBtu | FALSE | L | Annual | Generation | TWh | 0 | 0 | 0 | 0 | 0 | 0 | 0 | 0
IL Fac. Spec. - NOX Rate Summer v3.1, Unit 2722 and retrofits | 337 | 7305 | Rate Constraint in lbs/MMBtu | FALSE | L | Annual | Qualifying Generation | TWh | 0 | 0 | 0 | 0 | 0 | 0 | 0 | 0
IL Fac. Spec. - NOX Rate Summer v3.1, Unit 2722 and retrofits | 337 | 7305 | Rate Constraint in lbs/MMBtu | FALSE | L | Annual | Rate | lb/MWh | 0 | 0 | 0 | 0 | 0 | 0 | 0 | 0
IL Fac. Spec. - NOX Rate Summer v3.1, Unit 2722 and retrofits | 337 | 7305 | Rate Constraint in lbs/MMBtu | FALSE | L | Annual | Constraint Shadow Price | US2019$/Ton | 0 | 0 | 0 | 0 | 0 | 0 | 0 | 0
IL Fac. Spec. - NOX Rate Summer v3.1, Unit 2723 and retrofits | 338 | 7305 | Rate Constraint in lbs/MMBtu | FALSE | L | Annual | Seasons Included | Seasons | Summer | Summer | Summer | Summer | Summer | Summer | Summer | Summer
IL Fac. Spec. - NOX Rate Summer v3.1, Unit 2723 and retrofits | 338 | 7305 | Rate Constraint in lbs/MMBtu | FALSE | L | Annual | Standard NOX | lb/MMBtu | 0.25 | 0.25 | 0.25 | 0.25 | 0.25 | 0.25 | 0.25 | 0.25
IL Fac. Spec. - NOX Rate Summer v3.1, Unit 2723 and retrofits | 338 | 7305 | Rate Constraint in lbs/MMBtu | FALSE | L | Annual | Emissions at Affected Plants NOX | Thousand Tons | 0 | 0 | 0 | 0 | 0 | 0 | 0 | 0
IL Fac. Spec. - NOX Rate Summer v3.1, Unit 2723 and retrofits | 338 | 7305 | Rate Constraint in lbs/MMBtu | FALSE | L | Annual | Allowances Purchased NOX | Thousand Tons | 0 | 0 | 0 | 0 | 0 | 0 | 0 | 0
IL Fac. Spec. - NOX Rate Summer v3.1, Unit 2723 and retrofits | 338 | 7305 | Rate Constraint in lbs/MMBtu | FALSE | L | Annual | Allowances Sold NOX | Thousand Tons | 0 | 0 | 0 | 0 | 0 | 0 | 0 | 0
IL Fac. Spec. - NOX Rate Summer v3.1, Unit 2723 and retrofits | 338 | 7305 | Rate Constraint in lbs/MMBtu | FALSE | L | Annual | Allowances Banked | Thousand Tons | 0 | 0 | 0 | 0 | 0 | 0 | 0 | 0
IL Fac. Spec. - NOX Rate Summer v3.1, Unit 2723 and retrofits | 338 | 7305 | Rate Constraint in lbs/MMBtu | FALSE | L | Annual | Allowances Withdrawn (1:1) | Thousand Tons | 0 | 0 | 0 | 0 | 0 | 0 | 0 | 0
IL Fac. Spec. - NOX Rate Summer v3.1, Unit 2723 and retrofits | 338 | 7305 | Rate Constraint in lbs/MMBtu | FALSE | L | Annual | Allowances Withdrawn (n:1) | Thousand Tons | 0 | 0 | 0 | 0 | 0 | 0 | 0 | 0
IL Fac. Spec. - NOX Rate Summer v3.1, Unit 2723 and retrofits | 338 | 7305 | Rate Constraint in lbs/MMBtu | FALSE | L | Annual | Net Emissions Allowance Position | Thousand Tons | 0 | 0 | 0 | 0 | 0 | 0 | 0 | 0
IL Fac. Spec. - NOX Rate Summer v3.1, Unit 2723 and retrofits | 338 | 7305 | Rate Constraint in lbs/MMBtu | FALSE | L | Annual | Fuel Consumed | TBtu | 0 | 0 | 0 | 0 | 0 | 0 | 0 | 0
IL Fac. Spec. - NOX Rate Summer v3.1, Unit 2723 and retrofits | 338 | 7305 | Rate Constraint in lbs/MMBtu | FALSE | L | Annual | Rate | lb/MMBtu | 0 | 0 | 0 | 0 | 0 | 0 | 0 | 0
IL Fac. Spec. - NOX Rate Summer v3.1, Unit 2723 and retrofits | 338 | 7305 | Rate Constraint in lbs/MMBtu | FALSE | L | Annual | Generation | TWh | 0 | 0 | 0 | 0 | 0 | 0 | 0 | 0
IL Fac. Spec. - NOX Rate Summer v3.1, Unit 2723 and retrofits | 338 | 7305 | Rate Constraint in lbs/MMBtu | FALSE | L | Annual | Qualifying Generation | TWh | 0 | 0 | 0 | 0 | 0 | 0 | 0 | 0
IL Fac. Spec. - NOX Rate Summer v3.1, Unit 2723 and retrofits | 338 | 7305 | Rate Constraint in lbs/MMBtu | FALSE | L | Annual | Rate | lb/MWh | 0 | 0 | 0 | 0 | 0 | 0 | 0 | 0
IL Fac. Spec. - NOX Rate Summer v3.1, Unit 2723 and retrofits | 338 | 7305 | Rate Constraint in lbs/MMBtu | FALSE | L | Annual | Constraint Shadow Price | US2019$/Ton | 0 | 0 | 0 | 0 | 0 | 0 | 0 | 0
IL Fac. Spec. - NOX Rate Summer v3.1, Unit 2724 and retrofits | 339 | 7305 | Rate Constraint in lbs/MMBtu | FALSE | L | Annual | Seasons Included | Seasons | Summer | Summer | Summer | Summer | Summer | Summer | Summer | Summer
IL Fac. Spec. - NOX Rate Summer v3.1, Unit 2724 and retrofits | 339 | 7305 | Rate Constraint in lbs/MMBtu | FALSE | L | Annual | Standard NOX | lb/MMBtu | 0.25 | 0.25 | 0.25 | 0.25 | 0.25 | 0.25 | 0.25 | 0.25
IL Fac. Spec. - NOX Rate Summer v3.1, Unit 2724 and retrofits | 339 | 7305 | Rate Constraint in lbs/MMBtu | FALSE | L | Annual | Emissions at Affected Plants NOX | Thousand Tons | 0 | 0 | 0 | 0 | 0 | 0 | 0 | 0
IL Fac. Spec. - NOX Rate Summer v3.1, Unit 2724 and retrofits | 339 | 7305 | Rate Constraint in lbs/MMBtu | FALSE | L | Annual | Allowances Purchased NOX | Thousand Tons | 0 | 0 | 0 | 0 | 0 | 0 | 0 | 0
IL Fac. Spec. - NOX Rate Summer v3.1, Unit 2724 and retrofits | 339 | 7305 | Rate Constraint in lbs/MMBtu | FALSE | L | Annual | Allowances Sold NOX | Thousand Tons | 0 | 0 | 0 | 0 | 0 | 0 | 0 | 0
IL Fac. Spec. - NOX Rate Summer v3.1, Unit 2724 and retrofits | 339 | 7305 | Rate Constraint in lbs/MMBtu | FALSE | L | Annual | Allowances Banked | Thousand Tons | 0 | 0 | 0 | 0 | 0 | 0 | 0 | 0
IL Fac. Spec. - NOX Rate Summer v3.1, Unit 2724 and retrofits | 339 | 7305 | Rate Constraint in lbs/MMBtu | FALSE | L | Annual | Allowances Withdrawn (1:1) | Thousand Tons | 0 | 0 | 0 | 0 | 0 | 0 | 0 | 0
IL Fac. Spec. - NOX Rate Summer v3.1, Unit 2724 and retrofits | 339 | 7305 | Rate Constraint in lbs/MMBtu | FALSE | L | Annual | Allowances Withdrawn (n:1) | Thousand Tons | 0 | 0 | 0 | 0 | 0 | 0 | 0 | 0
IL Fac. Spec. - NOX Rate Summer v3.1, Unit 2724 and retrofits | 339 | 7305 | Rate Constraint in lbs/MMBtu | FALSE | L | Annual | Net Emissions Allowance Position | Thousand Tons | 0 | 0 | 0 | 0 | 0 | 0 | 0 | 0
IL Fac. Spec. - NOX Rate Summer v3.1, Unit 2724 and retrofits | 339 | 7305 | Rate Constraint in lbs/MMBtu | FALSE | L | Annual | Fuel Consumed | TBtu | 0 | 0 | 0 | 0 | 0 | 0 | 0 | 0
IL Fac. Spec. - NOX Rate Summer v3.1, Unit 2724 and retrofits | 339 | 7305 | Rate Constraint in lbs/MMBtu | FALSE | L | Annual | Rate | lb/MMBtu | 0 | 0 | 0 | 0 | 0 | 0 | 0 | 0
IL Fac. Spec. - NOX Rate Summer v3.1, Unit 2724 and retrofits | 339 | 7305 | Rate Constraint in lbs/MMBtu | FALSE | L | Annual | Generation | TWh | 0 | 0 | 0 | 0 | 0 | 0 | 0 | 0
IL Fac. Spec. - NOX Rate Summer v3.1, Unit 2724 and retrofits | 339 | 7305 | Rate Constraint in lbs/MMBtu | FALSE | L | Annual | Qualifying Generation | TWh | 0 | 0 | 0 | 0 | 0 | 0 | 0 | 0
IL Fac. Spec. - NOX Rate Summer v3.1, Unit 2724 and retrofits | 339 | 7305 | Rate Constraint in lbs/MMBtu | FALSE | L | Annual | Rate | lb/MWh | 0 | 0 | 0 | 0 | 0 | 0 | 0 | 0
IL Fac. Spec. - NOX Rate Summer v3.1, Unit 2724 and retrofits | 339 | 7305 | Rate Constraint in lbs/MMBtu | FALSE | L | Annual | Constraint Shadow Price | US2019$/Ton | 0 | 0 | 0 | 0 | 0 | 0 | 0 | 0
IL Fac. Spec. - NOX Rate Summer v3.1, Unit 2725 and retrofits | 340 | 7305 | Rate Constraint in lbs/MMBtu | FALSE | L | Annual | Seasons Included | Seasons | Summer | Summer | Summer | Summer | Summer | Summer | Summer | Summer
IL Fac. Spec. - NOX Rate Summer v3.1, Unit 2725 and retrofits | 340 | 7305 | Rate Constraint in lbs/MMBtu | FALSE | L | Annual | Standard NOX | lb/MMBtu | 0.25 | 0.25 | 0.25 | 0.25 | 0.25 | 0.25 | 0.25 | 0.25
IL Fac. Spec. - NOX Rate Summer v3.1, Unit 2725 and retrofits | 340 | 7305 | Rate Constraint in lbs/MMBtu | FALSE | L | Annual | Emissions at Affected Plants NOX | Thousand Tons | 0 | 0 | 0 | 0 | 0 | 0 | 0 | 0
IL Fac. Spec. - NOX Rate Summer v3.1, Unit 2725 and retrofits | 340 | 7305 | Rate Constraint in lbs/MMBtu | FALSE | L | Annual | Allowances Purchased NOX | Thousand Tons | 0 | 0 | 0 | 0 | 0 | 0 | 0 | 0
IL Fac. Spec. - NOX Rate Summer v3.1, Unit 2725 and retrofits | 340 | 7305 | Rate Constraint in lbs/MMBtu | FALSE | L | Annual | Allowances Sold NOX | Thousand Tons | 0 | 0 | 0 | 0 | 0 | 0 | 0 | 0
IL Fac. Spec. - NOX Rate Summer v3.1, Unit 2725 and retrofits | 340 | 7305 | Rate Constraint in lbs/MMBtu | FALSE | L | Annual | Allowances Banked | Thousand Tons | 0 | 0 | 0 | 0 | 0 | 0 | 0 | 0
IL Fac. Spec. - NOX Rate Summer v3.1, Unit 2725 and retrofits | 340 | 7305 | Rate Constraint in lbs/MMBtu | FALSE | L | Annual | Allowances Withdrawn (1:1) | Thousand Tons | 0 | 0 | 0 | 0 | 0 | 0 | 0 | 0
IL Fac. Spec. - NOX Rate Summer v3.1, Unit 2725 and retrofits | 340 | 7305 | Rate Constraint in lbs/MMBtu | FALSE | L | Annual | Allowances Withdrawn (n:1) | Thousand Tons | 0 | 0 | 0 | 0 | 0 | 0 | 0 | 0
IL Fac. Spec. - NOX Rate Summer v3.1, Unit 2725 and retrofits | 340 | 7305 | Rate Constraint in lbs/MMBtu | FALSE | L | Annual | Net Emissions Allowance Position | Thousand Tons | 0 | 0 | 0 | 0 | 0 | 0 | 0 | 0
IL Fac. Spec. - NOX Rate Summer v3.1, Unit 2725 and retrofits | 340 | 7305 | Rate Constraint in lbs/MMBtu | FALSE | L | Annual | Fuel Consumed | TBtu | 0 | 0 | 0 | 0 | 0 | 0 | 0 | 0
IL Fac. Spec. - NOX Rate Summer v3.1, Unit 2725 and retrofits | 340 | 7305 | Rate Constraint in lbs/MMBtu | FALSE | L | Annual | Rate | lb/MMBtu | 0 | 0 | 0 | 0 | 0 | 0 | 0 | 0
IL Fac. Spec. - NOX Rate Summer v3.1, Unit 2725 and retrofits | 340 | 7305 | Rate Constraint in lbs/MMBtu | FALSE | L | Annual | Generation | TWh | 0 | 0 | 0 | 0 | 0 | 0 | 0 | 0
IL Fac. Spec. - NOX Rate Summer v3.1, Unit 2725 and retrofits | 340 | 7305 | Rate Constraint in lbs/MMBtu | FALSE | L | Annual | Qualifying Generation | TWh | 0 | 0 | 0 | 0 | 0 | 0 | 0 | 0
IL Fac. Spec. - NOX Rate Summer v3.1, Unit 2725 and retrofits | 340 | 7305 | Rate Constraint in lbs/MMBtu | FALSE | L | Annual | Rate | lb/MWh | 0 | 0 | 0 | 0 | 0 | 0 | 0 | 0
IL Fac. Spec. - NOX Rate Summer v3.1, Unit 2725 and retrofits | 340 | 7305 | Rate Constraint in lbs/MMBtu | FALSE | L | Annual | Constraint Shadow Price | US2019$/Ton | 0 | 0 | 0 | 0 | 0 | 0 | 0 | 0
IL Fac. Spec. - NOX Rate Summer v3.1, Unit 2726 and retrofits | 341 | 7305 | Rate Constraint in lbs/MMBtu | FALSE | L | Annual | Seasons Included | Seasons | Summer | Summer | Summer | Summer | Summer | Summer | Summer | Summer
IL Fac. Spec. - NOX Rate Summer v3.1, Unit 2726 and retrofits | 341 | 7305 | Rate Constraint in lbs/MMBtu | FALSE | L | Annual | Standard NOX | lb/MMBtu | 0.25 | 0.25 | 0.25 | 0.25 | 0.25 | 0.25 | 0.25 | 0.25
IL Fac. Spec. - NOX Rate Summer v3.1, Unit 2726 and retrofits | 341 | 7305 | Rate Constraint in lbs/MMBtu | FALSE | L | Annual | Emissions at Affected Plants NOX | Thousand Tons | 0 | 0 | 0 | 0 | 0 | 0 | 0 | 0
IL Fac. Spec. - NOX Rate Summer v3.1, Unit 2726 and retrofits | 341 | 7305 | Rate Constraint in lbs/MMBtu | FALSE | L | Annual | Allowances Purchased NOX | Thousand Tons | 0 | 0 | 0 | 0 | 0 | 0 | 0 | 0
IL Fac. Spec. - NOX Rate Summer v3.1, Unit 2726 and retrofits | 341 | 7305 | Rate Constraint in lbs/MMBtu | FALSE | L | Annual | Allowances Sold NOX | Thousand Tons | 0 | 0 | 0 | 0 | 0 | 0 | 0 | 0
IL Fac. Spec. - NOX Rate Summer v3.1, Unit 2726 and retrofits | 341 | 7305 | Rate Constraint in lbs/MMBtu | FALSE | L | Annual | Allowances Banked | Thousand Tons | 0 | 0 | 0 | 0 | 0 | 0 | 0 | 0
IL Fac. Spec. - NOX Rate Summer v3.1, Unit 2726 and retrofits | 341 | 7305 | Rate Constraint in lbs/MMBtu | FALSE | L | Annual | Allowances Withdrawn (1:1) | Thousand Tons | 0 | 0 | 0 | 0 | 0 | 0 | 0 | 0
IL Fac. Spec. - NOX Rate Summer v3.1, Unit 2726 and retrofits | 341 | 7305 | Rate Constraint in lbs/MMBtu | FALSE | L | Annual | Allowances Withdrawn (n:1) | Thousand Tons | 0 | 0 | 0 | 0 | 0 | 0 | 0 | 0
IL Fac. Spec. - NOX Rate Summer v3.1, Unit 2726 and retrofits | 341 | 7305 | Rate Constraint in lbs/MMBtu | FALSE | L | Annual | Net Emissions Allowance Position | Thousand Tons | 0 | 0 | 0 | 0 | 0 | 0 | 0 | 0
IL Fac. Spec. - NOX Rate Summer v3.1, Unit 2726 and retrofits | 341 | 7305 | Rate Constraint in lbs/MMBtu | FALSE | L | Annual | Fuel Consumed | TBtu | 0 | 0 | 0 | 0 | 0 | 0 | 0 | 0
IL Fac. Spec. - NOX Rate Summer v3.1, Unit 2726 and retrofits | 341 | 7305 | Rate Constraint in lbs/MMBtu | FALSE | L | Annual | Rate | lb/MMBtu | 0 | 0 | 0 | 0 | 0 | 0 | 0 | 0
IL Fac. Spec. - NOX Rate Summer v3.1, Unit 2726 and retrofits | 341 | 7305 | Rate Constraint in lbs/MMBtu | FALSE | L | Annual | Generation | TWh | 0 | 0 | 0 | 0 | 0 | 0 | 0 | 0
IL Fac. Spec. - NOX Rate Summer v3.1, Unit 2726 and retrofits | 341 | 7305 | Rate Constraint in lbs/MMBtu | FALSE | L | Annual | Qualifying Generation | TWh | 0 | 0 | 0 | 0 | 0 | 0 | 0 | 0
IL Fac. Spec. - NOX Rate Summer v3.1, Unit 2726 and retrofits | 341 | 7305 | Rate Constraint in lbs/MMBtu | FALSE | L | Annual | Rate | lb/MWh | 0 | 0 | 0 | 0 | 0 | 0 | 0 | 0
IL Fac. Spec. - NOX Rate Summer v3.1, Unit 2726 and retrofits | 341 | 7305 | Rate Constraint in lbs/MMBtu | FALSE | L | Annual | Constraint Shadow Price | US2019$/Ton | 0 | 0 | 0 | 0 | 0 | 0 | 0 | 0
IL Fac. Spec. - NOX Rate Summer v3.1, Unit 3246 and retrofits | 342 | 7305 | Rate Constraint in lbs/MMBtu | FALSE | L | Annual | Seasons Included | Seasons | Summer | Summer | Summer | Summer | Summer | Summer | Summer | Summer
IL Fac. Spec. - NOX Rate Summer v3.1, Unit 3246 and retrofits | 342 | 7305 | Rate Constraint in lbs/MMBtu | FALSE | L | Annual | Standard NOX | lb/MMBtu | 0.25 | 0.25 | 0.25 | 0.25 | 0.25 | 0.25 | 0.25 | 0.25
IL Fac. Spec. - NOX Rate Summer v3.1, Unit 3246 and retrofits | 342 | 7305 | Rate Constraint in lbs/MMBtu | FALSE | L | Annual | Emissions at Affected Plants NOX | Thousand Tons | 0 | 0 | 0 | 0 | 0 | 0 | 0 | 0
IL Fac. Spec. - NOX Rate Summer v3.1, Unit 3246 and retrofits | 342 | 7305 | Rate Constraint in lbs/MMBtu | FALSE | L | Annual | Allowances Purchased NOX | Thousand Tons | 0 | 0 | 0 | 0 | 0 | 0 | 0 | 0
IL Fac. Spec. - NOX Rate Summer v3.1, Unit 3246 and retrofits | 342 | 7305 | Rate Constraint in lbs/MMBtu | FALSE | L | Annual | Allowances Sold NOX | Thousand Tons | 0 | 0 | 0 | 0 | 0 | 0 | 0 | 0
IL Fac. Spec. - NOX Rate Summer v3.1, Unit 3246 and retrofits | 342 | 7305 | Rate Constraint in lbs/MMBtu | FALSE | L | Annual | Allowances Banked | Thousand Tons | 0 | 0 | 0 | 0 | 0 | 0 | 0 | 0
IL Fac. Spec. - NOX Rate Summer v3.1, Unit 3246 and retrofits | 342 | 7305 | Rate Constraint in lbs/MMBtu | FALSE | L | Annual | Allowances Withdrawn (1:1) | Thousand Tons | 0 | 0 | 0 | 0 | 0 | 0 | 0 | 0
IL Fac. Spec. - NOX Rate Summer v3.1, Unit 3246 and retrofits | 342 | 7305 | Rate Constraint in lbs/MMBtu | FALSE | L | Annual | Allowances Withdrawn (n:1) | Thousand Tons | 0 | 0 | 0 | 0 | 0 | 0 | 0 | 0
IL Fac. Spec. - NOX Rate Summer v3.1, Unit 3246 and retrofits | 342 | 7305 | Rate Constraint in lbs/MMBtu | FALSE | L | Annual | Net Emissions Allowance Position | Thousand Tons | 0 | 0 | 0 | 0 | 0 | 0 | 0 | 0
IL Fac. Spec. - NOX Rate Summer v3.1, Unit 3246 and retrofits | 342 | 7305 | Rate Constraint in lbs/MMBtu | FALSE | L | Annual | Fuel Consumed | TBtu | 0 | 0 | 0 | 0 | 0 | 0 | 0 | 0
IL Fac. Spec. - NOX Rate Summer v3.1, Unit 3246 and retrofits | 342 | 7305 | Rate Constraint in lbs/MMBtu | FALSE | L | Annual | Rate | lb/MMBtu | 0 | 0 | 0 | 0 | 0 | 0 | 0 | 0
IL Fac. Spec. - NOX Rate Summer v3.1, Unit 3246 and retrofits | 342 | 7305 | Rate Constraint in lbs/MMBtu | FALSE | L | Annual | Generation | TWh | 0 | 0 | 0 | 0 | 0 | 0 | 0 | 0
IL Fac. Spec. - NOX Rate Summer v3.1, Unit 3246 and retrofits | 342 | 7305 | Rate Constraint in lbs/MMBtu | FALSE | L | Annual | Qualifying Generation | TWh | 0 | 0 | 0 | 0 | 0 | 0 | 0 | 0
IL Fac. Spec. - NOX Rate Summer v3.1, Unit 3246 and retrofits | 342 | 7305 | Rate Constraint in lbs/MMBtu | FALSE | L | Annual | Rate | lb/MWh | 0 | 0 | 0 | 0 | 0 | 0 | 0 | 0
IL Fac. Spec. - NOX Rate Summer v3.1, Unit 3246 and retrofits | 342 | 7305 | Rate Constraint in lbs/MMBtu | FALSE | L | Annual | Constraint Shadow Price | US2019$/Ton | 0 | 0 | 0 | 0 | 0 | 0 | 0 | 0
IL Fac. Spec. - NOX Rate Summer v3.1, Unit 3247 and retrofits | 343 | 7305 | Rate Constraint in lbs/MMBtu | FALSE | L | Annual | Seasons Included | Seasons | Summer | Summer | Summer | Summer | Summer | Summer | Summer | Summer
IL Fac. Spec. - NOX Rate Summer v3.1, Unit 3247 and retrofits | 343 | 7305 | Rate Constraint in lbs/MMBtu | FALSE | L | Annual | Standard NOX | lb/MMBtu | 0.25 | 0.25 | 0.25 | 0.25 | 0.25 | 0.25 | 0.25 | 0.25
IL Fac. Spec. - NOX Rate Summer v3.1, Unit 3247 and retrofits | 343 | 7305 | Rate Constraint in lbs/MMBtu | FALSE | L | Annual | Emissions at Affected Plants NOX | Thousand Tons | 0 | 0 | 0 | 0 | 0 | 0 | 0 | 0
IL Fac. Spec. - NOX Rate Summer v3.1, Unit 3247 and retrofits | 343 | 7305 | Rate Constraint in lbs/MMBtu | FALSE | L | Annual | Allowances Purchased NOX | Thousand Tons | 0 | 0 | 0 | 0 | 0 | 0 | 0 | 0
IL Fac. Spec. - NOX Rate Summer v3.1, Unit 3247 and retrofits | 343 | 7305 | Rate Constraint in lbs/MMBtu | FALSE | L | Annual | Allowances Sold NOX | Thousand Tons | 0 | 0 | 0 | 0 | 0 | 0 | 0 | 0
IL Fac. Spec. - NOX Rate Summer v3.1, Unit 3247 and retrofits | 343 | 7305 | Rate Constraint in lbs/MMBtu | FALSE | L | Annual | Allowances Banked | Thousand Tons | 0 | 0 | 0 | 0 | 0 | 0 | 0 | 0
IL Fac. Spec. - NOX Rate Summer v3.1, Unit 3247 and retrofits | 343 | 7305 | Rate Constraint in lbs/MMBtu | FALSE | L | Annual | Allowances Withdrawn (1:1) | Thousand Tons | 0 | 0 | 0 | 0 | 0 | 0 | 0 | 0
IL Fac. Spec. - NOX Rate Summer v3.1, Unit 3247 and retrofits | 343 | 7305 | Rate Constraint in lbs/MMBtu | FALSE | L | Annual | Allowances Withdrawn (n:1) | Thousand Tons | 0 | 0 | 0 | 0 | 0 | 0 | 0 | 0
IL Fac. Spec. - NOX Rate Summer v3.1, Unit 3247 and retrofits | 343 | 7305 | Rate Constraint in lbs/MMBtu | FALSE | L | Annual | Net Emissions Allowance Position | Thousand Tons | 0 | 0 | 0 | 0 | 0 | 0 | 0 | 0
IL Fac. Spec. - NOX Rate Summer v3.1, Unit 3247 and retrofits | 343 | 7305 | Rate Constraint in lbs/MMBtu | FALSE | L | Annual | Fuel Consumed | TBtu | 0 | 0 | 0 | 0 | 0 | 0 | 0 | 0
IL Fac. Spec. - NOX Rate Summer v3.1, Unit 3247 and retrofits | 343 | 7305 | Rate Constraint in lbs/MMBtu | FALSE | L | Annual | Rate | lb/MMBtu | 0 | 0 | 0 | 0 | 0 | 0 | 0 | 0
IL Fac. Spec. - NOX Rate Summer v3.1, Unit 3247 and retrofits | 343 | 7305 | Rate Constraint in lbs/MMBtu | FALSE | L | Annual | Generation | TWh | 0 | 0 | 0 | 0 | 0 | 0 | 0 | 0
IL Fac. Spec. - NOX Rate Summer v3.1, Unit 3247 and retrofits | 343 | 7305 | Rate Constraint in lbs/MMBtu | FALSE | L | Annual | Qualifying Generation | TWh | 0 | 0 | 0 | 0 | 0 | 0 | 0 | 0
IL Fac. Spec. - NOX Rate Summer v3.1, Unit 3247 and retrofits | 343 | 7305 | Rate Constraint in lbs/MMBtu | FALSE | L | Annual | Rate | lb/MWh | 0 | 0 | 0 | 0 | 0 | 0 | 0 | 0
IL Fac. Spec. - NOX Rate Summer v3.1, Unit 3247 and retrofits | 343 | 7305 | Rate Constraint in lbs/MMBtu | FALSE | L | Annual | Constraint Shadow Price | US2019$/Ton | 0 | 0 | 0 | 0 | 0 | 0 | 0 | 0
IL Fac. Spec. - NOX Rate Summer v3.1, Unit 3248 and retrofits | 344 | 7305 | Rate Constraint in lbs/MMBtu | FALSE | L | Annual | Seasons Included | Seasons | Summer | Summer | Summer | Summer | Summer | Summer | Summer | Summer
IL Fac. Spec. - NOX Rate Summer v3.1, Unit 3248 and retrofits | 344 | 7305 | Rate Constraint in lbs/MMBtu | FALSE | L | Annual | Standard NOX | lb/MMBtu | 0.25 | 0.25 | 0.25 | 0.25 | 0.25 | 0.25 | 0.25 | 0.25
IL Fac. Spec. - NOX Rate Summer v3.1, Unit 3248 and retrofits | 344 | 7305 | Rate Constraint in lbs/MMBtu | FALSE | L | Annual | Emissions at Affected Plants NOX | Thousand Tons | 0 | 0 | 0 | 0 | 0 | 0 | 0 | 0
IL Fac. Spec. - NOX Rate Summer v3.1, Unit 3248 and retrofits | 344 | 7305 | Rate Constraint in lbs/MMBtu | FALSE | L | Annual | Allowances Purchased NOX | Thousand Tons | 0 | 0 | 0 | 0 | 0 | 0 | 0 | 0
IL Fac. Spec. - NOX Rate Summer v3.1, Unit 3248 and retrofits | 344 | 7305 | Rate Constraint in lbs/MMBtu | FALSE | L | Annual | Allowances Sold NOX | Thousand Tons | 0 | 0 | 0 | 0 | 0 | 0 | 0 | 0
IL Fac. Spec. - NOX Rate Summer v3.1, Unit 3248 and retrofits | 344 | 7305 | Rate Constraint in lbs/MMBtu | FALSE | L | Annual | Allowances Banked | Thousand Tons | 0 | 0 | 0 | 0 | 0 | 0 | 0 | 0
IL Fac. Spec. - NOX Rate Summer v3.1, Unit 3248 and retrofits | 344 | 7305 | Rate Constraint in lbs/MMBtu | FALSE | L | Annual | Allowances Withdrawn (1:1) | Thousand Tons | 0 | 0 | 0 | 0 | 0 | 0 | 0 | 0
IL Fac. Spec. - NOX Rate Summer v3.1, Unit 3248 and retrofits | 344 | 7305 | Rate Constraint in lbs/MMBtu | FALSE | L | Annual | Allowances Withdrawn (n:1) | Thousand Tons | 0 | 0 | 0 | 0 | 0 | 0 | 0 | 0
IL Fac. Spec. - NOX Rate Summer v3.1, Unit 3248 and retrofits | 344 | 7305 | Rate Constraint in lbs/MMBtu | FALSE | L | Annual | Net Emissions Allowance Position | Thousand Tons | 0 | 0 | 0 | 0 | 0 | 0 | 0 | 0
IL Fac. Spec. - NOX Rate Summer v3.1, Unit 3248 and retrofits | 344 | 7305 | Rate Constraint in lbs/MMBtu | FALSE | L | Annual | Fuel Consumed | TBtu | 0 | 0 | 0 | 0 | 0 | 0 | 0 | 0
IL Fac. Spec. - NOX Rate Summer v3.1, Unit 3248 and retrofits | 344 | 7305 | Rate Constraint in lbs/MMBtu | FALSE | L | Annual | Rate | lb/MMBtu | 0 | 0 | 0 | 0 | 0 | 0 | 0 | 0
IL Fac. Spec. - NOX Rate Summer v3.1, Unit 3248 and retrofits | 344 | 7305 | Rate Constraint in lbs/MMBtu | FALSE | L | Annual | Generation | TWh | 0 | 0 | 0 | 0 | 0 | 0 | 0 | 0
IL Fac. Spec. - NOX Rate Summer v3.1, Unit 3248 and retrofits | 344 | 7305 | Rate Constraint in lbs/MMBtu | FALSE | L | Annual | Qualifying Generation | TWh | 0 | 0 | 0 | 0 | 0 | 0 | 0 | 0
IL Fac. Spec. - NOX Rate Summer v3.1, Unit 3248 and retrofits | 344 | 7305 | Rate Constraint in lbs/MMBtu | FALSE | L | Annual | Rate | lb/MWh | 0 | 0 | 0 | 0 | 0 | 0 | 0 | 0
IL Fac. Spec. - NOX Rate Summer v3.1, Unit 3248 and retrofits | 344 | 7305 | Rate Constraint in lbs/MMBtu | FALSE | L | Annual | Constraint Shadow Price | US2019$/Ton | 0 | 0 | 0 | 0 | 0 | 0 | 0 | 0
IL Fac. Spec. - NOX Rate Summer v3.1, Unit 3249 and retrofits | 345 | 7305 | Rate Constraint in lbs/MMBtu | FALSE | L | Annual | Seasons Included | Seasons | Summer | Summer | Summer | Summer | Summer | Summer | Summer | Summer
IL Fac. Spec. - NOX Rate Summer v3.1, Unit 3249 and retrofits | 345 | 7305 | Rate Constraint in lbs/MMBtu | FALSE | L | Annual | Standard NOX | lb/MMBtu | 0.25 | 0.25 | 0.25 | 0.25 | 0.25 | 0.25 | 0.25 | 0.25
IL Fac. Spec. - NOX Rate Summer v3.1, Unit 3249 and retrofits | 345 | 7305 | Rate Constraint in lbs/MMBtu | FALSE | L | Annual | Emissions at Affected Plants NOX | Thousand Tons | 0 | 0 | 0 | 0 | 0 | 0 | 0 | 0
IL Fac. Spec. - NOX Rate Summer v3.1, Unit 3249 and retrofits | 345 | 7305 | Rate Constraint in lbs/MMBtu | FALSE | L | Annual | Allowances Purchased NOX | Thousand Tons | 0 | 0 | 0 | 0 | 0 | 0 | 0 | 0
IL Fac. Spec. - NOX Rate Summer v3.1, Unit 3249 and retrofits | 345 | 7305 | Rate Constraint in lbs/MMBtu | FALSE | L | Annual | Allowances Sold NOX | Thousand Tons | 0 | 0 | 0 | 0 | 0 | 0 | 0 | 0
IL Fac. Spec. - NOX Rate Summer v3.1, Unit 3249 and retrofits | 345 | 7305 | Rate Constraint in lbs/MMBtu | FALSE | L | Annual | Allowances Banked | Thousand Tons | 0 | 0 | 0 | 0 | 0 | 0 | 0 | 0
IL Fac. Spec. - NOX Rate Summer v3.1, Unit 3249 and retrofits | 345 | 7305 | Rate Constraint in lbs/MMBtu | FALSE | L | Annual | Allowances Withdrawn (1:1) | Thousand Tons | 0 | 0 | 0 | 0 | 0 | 0 | 0 | 0
IL Fac. Spec. - NOX Rate Summer v3.1, Unit 3249 and retrofits | 345 | 7305 | Rate Constraint in lbs/MMBtu | FALSE | L | Annual | Allowances Withdrawn (n:1) | Thousand Tons | 0 | 0 | 0 | 0 | 0 | 0 | 0 | 0
IL Fac. Spec. - NOX Rate Summer v3.1, Unit 3249 and retrofits | 345 | 7305 | Rate Constraint in lbs/MMBtu | FALSE | L | Annual | Net Emissions Allowance Position | Thousand Tons | 0 | 0 | 0 | 0 | 0 | 0 | 0 | 0
IL Fac. Spec. - NOX Rate Summer v3.1, Unit 3249 and retrofits | 345 | 7305 | Rate Constraint in lbs/MMBtu | FALSE | L | Annual | Fuel Consumed | TBtu | 0 | 0 | 0 | 0 | 0 | 0 | 0 | 0
IL Fac. Spec. - NOX Rate Summer v3.1, Unit 3249 and retrofits | 345 | 7305 | Rate Constraint in lbs/MMBtu | FALSE | L | Annual | Rate | lb/MMBtu | 0 | 0 | 0 | 0 | 0 | 0 | 0 | 0
IL Fac. Spec. - NOX Rate Summer v3.1, Unit 3249 and retrofits | 345 | 7305 | Rate Constraint in lbs/MMBtu | FALSE | L | Annual | Generation | TWh | 0 | 0 | 0 | 0 | 0 | 0 | 0 | 0
IL Fac. Spec. - NOX Rate Summer v3.1, Unit 3249 and retrofits | 345 | 7305 | Rate Constraint in lbs/MMBtu | FALSE | L | Annual | Qualifying Generation | TWh | 0 | 0 | 0 | 0 | 0 | 0 | 0 | 0
IL Fac. Spec. - NOX Rate Summer v3.1, Unit 3249 and retrofits | 345 | 7305 | Rate Constraint in lbs/MMBtu | FALSE | L | Annual | Rate | lb/MWh | 0 | 0 | 0 | 0 | 0 | 0 | 0 | 0
IL Fac. Spec. - NOX Rate Summer v3.1, Unit 3249 and retrofits | 345 | 7305 | Rate Constraint in lbs/MMBtu | FALSE | L | Annual | Constraint Shadow Price | US2019$/Ton | 0 | 0 | 0 | 0 | 0 | 0 | 0 | 0
IL Fac. Spec. - NOX Rate Summer v3.1, Unit 3250 and retrofits | 346 | 7305 | Rate Constraint in lbs/MMBtu | FALSE | L | Annual | Seasons Included | Seasons | Summer | Summer | Summer | Summer | Summer | Summer | Summer | Summer
IL Fac. Spec. - NOX Rate Summer v3.1, Unit 3250 and retrofits | 346 | 7305 | Rate Constraint in lbs/MMBtu | FALSE | L | Annual | Standard NOX | lb/MMBtu | 0.25 | 0.25 | 0.25 | 0.25 | 0.25 | 0.25 | 0.25 | 0.25
IL Fac. Spec. - NOX Rate Summer v3.1, Unit 3250 and retrofits | 346 | 7305 | Rate Constraint in lbs/MMBtu | FALSE | L | Annual | Emissions at Affected Plants NOX | Thousand Tons | 0 | 0 | 0 | 0 | 0 | 0 | 0 | 0
IL Fac. Spec. - NOX Rate Summer v3.1, Unit 3250 and retrofits | 346 | 7305 | Rate Constraint in lbs/MMBtu | FALSE | L | Annual | Allowances Purchased NOX | Thousand Tons | 0 | 0 | 0 | 0 | 0 | 0 | 0 | 0
IL Fac. Spec. - NOX Rate Summer v3.1, Unit 3250 and retrofits | 346 | 7305 | Rate Constraint in lbs/MMBtu | FALSE | L | Annual | Allowances Sold NOX | Thousand Tons | 0 | 0 | 0 | 0 | 0 | 0 | 0 | 0
IL Fac. Spec. - NOX Rate Summer v3.1, Unit 3250 and retrofits | 346 | 7305 | Rate Constraint in lbs/MMBtu | FALSE | L | Annual | Allowances Banked | Thousand Tons | 0 | 0 | 0 | 0 | 0 | 0 | 0 | 0
IL Fac. Spec. - NOX Rate Summer v3.1, Unit 3250 and retrofits | 346 | 7305 | Rate Constraint in lbs/MMBtu | FALSE | L | Annual | Allowances Withdrawn (1:1) | Thousand Tons | 0 | 0 | 0 | 0 | 0 | 0 | 0 | 0
IL Fac. Spec. - NOX Rate Summer v3.1, Unit 3250 and retrofits | 346 | 7305 | Rate Constraint in lbs/MMBtu | FALSE | L | Annual | Allowances Withdrawn (n:1) | Thousand Tons | 0 | 0 | 0 | 0 | 0 | 0 | 0 | 0
IL Fac. Spec. - NOX Rate Summer v3.1, Unit 3250 and retrofits | 346 | 7305 | Rate Constraint in lbs/MMBtu | FALSE | L | Annual | Net Emissions Allowance Position | Thousand Tons | 0 | 0 | 0 | 0 | 0 | 0 | 0 | 0
IL Fac. Spec. - NOX Rate Summer v3.1, Unit 3250 and retrofits | 346 | 7305 | Rate Constraint in lbs/MMBtu | FALSE | L | Annual | Fuel Consumed | TBtu | 0 | 0 | 0 | 0 | 0 | 0 | 0 | 0
IL Fac. Spec. - NOX Rate Summer v3.1, Unit 3250 and retrofits | 346 | 7305 | Rate Constraint in lbs/MMBtu | FALSE | L | Annual | Rate | lb/MMBtu | 0 | 0 | 0 | 0 | 0 | 0 | 0 | 0
IL Fac. Spec. - NOX Rate Summer v3.1, Unit 3250 and retrofits | 346 | 7305 | Rate Constraint in lbs/MMBtu | FALSE | L | Annual | Generation | TWh | 0 | 0 | 0 | 0 | 0 | 0 | 0 | 0
IL Fac. Spec. - NOX Rate Summer v3.1, Unit 3250 and retrofits | 346 | 7305 | Rate Constraint in lbs/MMBtu | FALSE | L | Annual | Qualifying Generation | TWh | 0 | 0 | 0 | 0 | 0 | 0 | 0 | 0
IL Fac. Spec. - NOX Rate Summer v3.1, Unit 3250 and retrofits | 346 | 7305 | Rate Constraint in lbs/MMBtu | FALSE | L | Annual | Rate | lb/MWh | 0 | 0 | 0 | 0 | 0 | 0 | 0 | 0
IL Fac. Spec. - NOX Rate Summer v3.1, Unit 3250 and retrofits | 346 | 7305 | Rate Constraint in lbs/MMBtu | FALSE | L | Annual | Constraint Shadow Price | US2019$/Ton | 0 | 0 | 0 | 0 | 0 | 0 | 0 | 0
IL Fac. Spec. - NOX Rate Summer v3.1, Unit 3266 and retrofits | 347 | 7305 | Rate Constraint in lbs/MMBtu | FALSE | L | Annual | Seasons Included | Seasons | Summer | Summer | Summer | Summer | Summer | Summer | Summer | Summer
IL Fac. Spec. - NOX Rate Summer v3.1, Unit 3266 and retrofits | 347 | 7305 | Rate Constraint in lbs/MMBtu | FALSE | L | Annual | Standard NOX | lb/MMBtu | 0.25 | 0.25 | 0.25 | 0.25 | 0.25 | 0.25 | 0.25 | 0.25
IL Fac. Spec. - NOX Rate Summer v3.1, Unit 3266 and retrofits | 347 | 7305 | Rate Constraint in lbs/MMBtu | FALSE | L | Annual | Emissions at Affected Plants NOX | Thousand Tons | 0 | 0 | 0 | 0 | 0 | 0 | 0 | 0
IL Fac. Spec. - NOX Rate Summer v3.1, Unit 3266 and retrofits | 347 | 7305 | Rate Constraint in lbs/MMBtu | FALSE | L | Annual | Allowances Purchased NOX | Thousand Tons | 0 | 0 | 0 | 0 | 0 | 0 | 0 | 0
IL Fac. Spec. - NOX Rate Summer v3.1, Unit 3266 and retrofits | 347 | 7305 | Rate Constraint in lbs/MMBtu | FALSE | L | Annual | Allowances Sold NOX | Thousand Tons | 0 | 0 | 0 | 0 | 0 | 0 | 0 | 0
IL Fac. Spec. - NOX Rate Summer v3.1, Unit 3266 and retrofits | 347 | 7305 | Rate Constraint in lbs/MMBtu | FALSE | L | Annual | Allowances Banked | Thousand Tons | 0 | 0 | 0 | 0 | 0 | 0 | 0 | 0
IL Fac. Spec. - NOX Rate Summer v3.1, Unit 3266 and retrofits | 347 | 7305 | Rate Constraint in lbs/MMBtu | FALSE | L | Annual | Allowances Withdrawn (1:1) | Thousand Tons | 0 | 0 | 0 | 0 | 0 | 0 | 0 | 0
IL Fac. Spec. - NOX Rate Summer v3.1, Unit 3266 and retrofits | 347 | 7305 | Rate Constraint in lbs/MMBtu | FALSE | L | Annual | Allowances Withdrawn (n:1) | Thousand Tons | 0 | 0 | 0 | 0 | 0 | 0 | 0 | 0
IL Fac. Spec. - NOX Rate Summer v3.1, Unit 3266 and retrofits | 347 | 7305 | Rate Constraint in lbs/MMBtu | FALSE | L | Annual | Net Emissions Allowance Position | Thousand Tons | 0 | 0 | 0 | 0 | 0 | 0 | 0 | 0
IL Fac. Spec. - NOX Rate Summer v3.1, Unit 3266 and retrofits | 347 | 7305 | Rate Constraint in lbs/MMBtu | FALSE | L | Annual | Fuel Consumed | TBtu | 0 | 0 | 0 | 0 | 0 | 0 | 0 | 0
IL Fac. Spec. - NOX Rate Summer v3.1, Unit 3266 and retrofits | 347 | 7305 | Rate Constraint in lbs/MMBtu | FALSE | L | Annual | Rate | lb/MMBtu | 0 | 0 | 0 | 0 | 0 | 0 | 0 | 0
IL Fac. Spec. - NOX Rate Summer v3.1, Unit 3266 and retrofits | 347 | 7305 | Rate Constraint in lbs/MMBtu | FALSE | L | Annual | Generation | TWh | 0 | 0 | 0 | 0 | 0 | 0 | 0 | 0
IL Fac. Spec. - NOX Rate Summer v3.1, Unit 3266 and retrofits | 347 | 7305 | Rate Constraint in lbs/MMBtu | FALSE | L | Annual | Qualifying Generation | TWh | 0 | 0 | 0 | 0 | 0 | 0 | 0 | 0
IL Fac. Spec. - NOX Rate Summer v3.1, Unit 3266 and retrofits | 347 | 7305 | Rate Constraint in lbs/MMBtu | FALSE | L | Annual | Rate | lb/MWh | 0 | 0 | 0 | 0 | 0 | 0 | 0 | 0
IL Fac. Spec. - NOX Rate Summer v3.1, Unit 3266 and retrofits | 347 | 7305 | Rate Constraint in lbs/MMBtu | FALSE | L | Annual | Constraint Shadow Price | US2019$/Ton | 0 | 0 | 0 | 0 | 0 | 0 | 0 | 0
IL Fac. Spec. - NOX Rate Summer v3.1, Unit 3267 and retrofits | 348 | 7305 | Rate Constraint in lbs/MMBtu | FALSE | L | Annual | Seasons Included | Seasons | Summer | Summer | Summer | Summer | Summer | Summer | Summer | Summer
IL Fac. Spec. - NOX Rate Summer v3.1, Unit 3267 and retrofits | 348 | 7305 | Rate Constraint in lbs/MMBtu | FALSE | L | Annual | Standard NOX | lb/MMBtu | 0.25 | 0.25 | 0.25 | 0.25 | 0.25 | 0.25 | 0.25 | 0.25
IL Fac. Spec. - NOX Rate Summer v3.1, Unit 3267 and retrofits | 348 | 7305 | Rate Constraint in lbs/MMBtu | FALSE | L | Annual | Emissions at Affected Plants NOX | Thousand Tons | 0 | 0 | 0 | 0 | 0 | 0 | 0 | 0
IL Fac. Spec. - NOX Rate Summer v3.1, Unit 3267 and retrofits | 348 | 7305 | Rate Constraint in lbs/MMBtu | FALSE | L | Annual | Allowances Purchased NOX | Thousand Tons | 0 | 0 | 0 | 0 | 0 | 0 | 0 | 0
IL Fac. Spec. - NOX Rate Summer v3.1, Unit 3267 and retrofits | 348 | 7305 | Rate Constraint in lbs/MMBtu | FALSE | L | Annual | Allowances Sold NOX | Thousand Tons | 0 | 0 | 0 | 0 | 0 | 0 | 0 | 0
IL Fac. Spec. - NOX Rate Summer v3.1, Unit 3267 and retrofits | 348 | 7305 | Rate Constraint in lbs/MMBtu | FALSE | L | Annual | Allowances Banked | Thousand Tons | 0 | 0 | 0 | 0 | 0 | 0 | 0 | 0
IL Fac. Spec. - NOX Rate Summer v3.1, Unit 3267 and retrofits | 348 | 7305 | Rate Constraint in lbs/MMBtu | FALSE | L | Annual | Allowances Withdrawn (1:1) | Thousand Tons | 0 | 0 | 0 | 0 | 0 | 0 | 0 | 0
IL Fac. Spec. - NOX Rate Summer v3.1, Unit 3267 and retrofits | 348 | 7305 | Rate Constraint in lbs/MMBtu | FALSE | L | Annual | Allowances Withdrawn (n:1) | Thousand Tons | 0 | 0 | 0 | 0 | 0 | 0 | 0 | 0
IL Fac. Spec. - NOX Rate Summer v3.1, Unit 3267 and retrofits | 348 | 7305 | Rate Constraint in lbs/MMBtu | FALSE | L | Annual | Net Emissions Allowance Position | Thousand Tons | 0 | 0 | 0 | 0 | 0 | 0 | 0 | 0
IL Fac. Spec. - NOX Rate Summer v3.1, Unit 3267 and retrofits | 348 | 7305 | Rate Constraint in lbs/MMBtu | FALSE | L | Annual | Fuel Consumed | TBtu | 0 | 0 | 0 | 0 | 0 | 0 | 0 | 0
IL Fac. Spec. - NOX Rate Summer v3.1, Unit 3267 and retrofits | 348 | 7305 | Rate Constraint in lbs/MMBtu | FALSE | L | Annual | Rate | lb/MMBtu | 0 | 0 | 0 | 0 | 0 | 0 | 0 | 0
IL Fac. Spec. - NOX Rate Summer v3.1, Unit 3267 and retrofits | 348 | 7305 | Rate Constraint in lbs/MMBtu | FALSE | L | Annual | Generation | TWh | 0 | 0 | 0 | 0 | 0 | 0 | 0 | 0
IL Fac. Spec. - NOX Rate Summer v3.1, Unit 3267 and retrofits | 348 | 7305 | Rate Constraint in lbs/MMBtu | FALSE | L | Annual | Qualifying Generation | TWh | 0 | 0 | 0 | 0 | 0 | 0 | 0 | 0
IL Fac. Spec. - NOX Rate Summer v3.1, Unit 3267 and retrofits | 348 | 7305 | Rate Constraint in lbs/MMBtu | FALSE | L | Annual | Rate | lb/MWh | 0 | 0 | 0 | 0 | 0 | 0 | 0 | 0
IL Fac. Spec. - NOX Rate Summer v3.1, Unit 3267 and retrofits | 348 | 7305 | Rate Constraint in lbs/MMBtu | FALSE | L | Annual | Constraint Shadow Price | US2019$/Ton | 0 | 0 | 0 | 0 | 0 | 0 | 0 | 0
IL Fac. Spec. - NOX Rate Summer v3.1, Unit 3268 and retrofits | 349 | 7305 | Rate Constraint in lbs/MMBtu | FALSE | L | Annual | Seasons Included | Seasons | Summer | Summer | Summer | Summer | Summer | Summer | Summer | Summer
IL Fac. Spec. - NOX Rate Summer v3.1, Unit 3268 and retrofits | 349 | 7305 | Rate Constraint in lbs/MMBtu | FALSE | L | Annual | Standard NOX | lb/MMBtu | 0.25 | 0.25 | 0.25 | 0.25 | 0.25 | 0.25 | 0.25 | 0.25
IL Fac. Spec. - NOX Rate Summer v3.1, Unit 3268 and retrofits | 349 | 7305 | Rate Constraint in lbs/MMBtu | FALSE | L | Annual | Emissions at Affected Plants NOX | Thousand Tons | 1.1237 | 1.1237 | 0 | 0 | 0 | 0 | 0 | 0
IL Fac. Spec. - NOX Rate Summer v3.1, Unit 3268 and retrofits | 349 | 7305 | Rate Constraint in lbs/MMBtu | FALSE | L | Annual | Allowances Purchased NOX | Thousand Tons | 0 | 0 | 0 | 0 | 0 | 0 | 0 | 0
IL Fac. Spec. - NOX Rate Summer v3.1, Unit 3268 and retrofits | 349 | 7305 | Rate Constraint in lbs/MMBtu | FALSE | L | Annual | Allowances Sold NOX | Thousand Tons | 0 | 0 | 0 | 0 | 0 | 0 | 0 | 0
IL Fac. Spec. - NOX Rate Summer v3.1, Unit 3268 and retrofits | 349 | 7305 | Rate Constraint in lbs/MMBtu | FALSE | L | Annual | Allowances Banked | Thousand Tons | 0 | 0 | 0 | 0 | 0 | 0 | 0 | 0
IL Fac. Spec. - NOX Rate Summer v3.1, Unit 3268 and retrofits | 349 | 7305 | Rate Constraint in lbs/MMBtu | FALSE | L | Annual | Allowances Withdrawn (1:1) | Thousand Tons | 0 | 0 | 0 | 0 | 0 | 0 | 0 | 0
IL Fac. Spec. - NOX Rate Summer v3.1, Unit 3268 and retrofits | 349 | 7305 | Rate Constraint in lbs/MMBtu | FALSE | L | Annual | Allowances Withdrawn (n:1) | Thousand Tons | 0 | 0 | 0 | 0 | 0 | 0 | 0 | 0
IL Fac. Spec. - NOX Rate Summer v3.1, Unit 3268 and retrofits | 349 | 7305 | Rate Constraint in lbs/MMBtu | FALSE | L | Annual | Net Emissions Allowance Position | Thousand Tons | 1.1237 | 1.1237 | 0 | 0 | 0 | 0 | 0 | 0
IL Fac. Spec. - NOX Rate Summer v3.1, Unit 3268 and retrofits | 349 | 7305 | Rate Constraint in lbs/MMBtu | FALSE | L | Annual | Fuel Consumed | TBtu | 19.1829 | 19.1829 | 0 | 0 | 0 | 0 | 0 | 0
IL Fac. Spec. - NOX Rate Summer v3.1, Unit 3268 and retrofits | 349 | 7305 | Rate Constraint in lbs/MMBtu | FALSE | L | Annual | Rate | lb/MMBtu | 0.11716 | 0.11716 | 0 | 0 | 0 | 0 | 0 | 0
IL Fac. Spec. - NOX Rate Summer v3.1, Unit 3268 and retrofits | 349 | 7305 | Rate Constraint in lbs/MMBtu | FALSE | L | Annual | Generation | TWh | 1.8283 | 1.8283 | 0 | 0 | 0 | 0 | 0 | 0
IL Fac. Spec. - NOX Rate Summer v3.1, Unit 3268 and retrofits | 349 | 7305 | Rate Constraint in lbs/MMBtu | FALSE | L | Annual | Qualifying Generation | TWh | 1.8283 | 1.8283 | 0 | 0 | 0 | 0 | 0 | 0
IL Fac. Spec. - NOX Rate Summer v3.1, Unit 3268 and retrofits | 349 | 7305 | Rate Constraint in lbs/MMBtu | FALSE | L | Annual | Rate | lb/MWh | 1.2292 | 1.2292 | 0 | 0 | 0 | 0 | 0 | 0
IL Fac. Spec. - NOX Rate Summer v3.1, Unit 3268 and retrofits | 349 | 7305 | Rate Constraint in lbs/MMBtu | FALSE | L | Annual | Constraint Shadow Price | US2019$/Ton | 0 | 0 | 0 | 0 | 0 | 0 | 0 | 0
IL Fac. Spec. - NOX Rate Summer v3.1, Unit 3537 and retrofits | 350 | 7305 | Rate Constraint in lbs/MMBtu | FALSE | L | Annual | Seasons Included | Seasons | Summer | Summer | Summer | Summer | Summer | Summer | Summer | Summer
IL Fac. Spec. - NOX Rate Summer v3.1, Unit 3537 and retrofits | 350 | 7305 | Rate Constraint in lbs/MMBtu | FALSE | L | Annual | Standard NOX | lb/MMBtu | 0.25 | 0.25 | 0.25 | 0.25 | 0.25 | 0.25 | 0.25 | 0.25
IL Fac. Spec. - NOX Rate Summer v3.1, Unit 3537 and retrofits | 350 | 7305 | Rate Constraint in lbs/MMBtu | FALSE | L | Annual | Emissions at Affected Plants NOX | Thousand Tons | 0.36939 | 0.36939 | 0 | 0 | 0 | 0 | 0 | 0
IL Fac. Spec. - NOX Rate Summer v3.1, Unit 3537 and retrofits | 350 | 7305 | Rate Constraint in lbs/MMBtu | FALSE | L | Annual | Allowances Purchased NOX | Thousand Tons | 0 | 0 | 0 | 0 | 0 | 0 | 0 | 0
IL Fac. Spec. - NOX Rate Summer v3.1, Unit 3537 and retrofits | 350 | 7305 | Rate Constraint in lbs/MMBtu | FALSE | L | Annual | Allowances Sold NOX | Thousand Tons | 0 | 0 | 0 | 0 | 0 | 0 | 0 | 0
IL Fac. Spec. - NOX Rate Summer v3.1, Unit 3537 and retrofits | 350 | 7305 | Rate Constraint in lbs/MMBtu | FALSE | L | Annual | Allowances Banked | Thousand Tons | 0 | 0 | 0 | 0 | 0 | 0 | 0 | 0
IL Fac. Spec. - NOX Rate Summer v3.1, Unit 3537 and retrofits | 350 | 7305 | Rate Constraint in lbs/MMBtu | FALSE | L | Annual | Allowances Withdrawn (1:1) | Thousand Tons | 0 | 0 | 0 | 0 | 0 | 0 | 0 | 0
IL Fac. Spec. - NOX Rate Summer v3.1, Unit 3537 and retrofits | 350 | 7305 | Rate Constraint in lbs/MMBtu | FALSE | L | Annual | Allowances Withdrawn (n:1) | Thousand Tons | 0 | 0 | 0 | 0 | 0 | 0 | 0 | 0
IL Fac. Spec. - NOX Rate Summer v3.1, Unit 3537 and retrofits | 350 | 7305 | Rate Constraint in lbs/MMBtu | FALSE | L | Annual | Net Emissions Allowance Position | Thousand Tons | 0.36939 | 0.36939 | 0 | 0 | 0 | 0 | 0 | 0
IL Fac. Spec. - NOX Rate Summer v3.1, Unit 3537 and retrofits | 350 | 7305 | Rate Constraint in lbs/MMBtu | FALSE | L | Annual | Fuel Consumed | TBtu | 13.2204 | 13.2204 | 0 | 0 | 0 | 0 | 0 | 0
IL Fac. Spec. - NOX Rate Summer v3.1, Unit 3537 and retrofits | 350 | 7305 | Rate Constraint in lbs/MMBtu | FALSE | L | Annual | Rate | lb/MMBtu | 0.055883 | 0.055883 | 0 | 0 | 0 | 0 | 0 | 0
IL Fac. Spec. - NOX Rate Summer v3.1, Unit 3537 and retrofits | 350 | 7305 | Rate Constraint in lbs/MMBtu | FALSE | L | Annual | Generation | TWh | 1.1985 | 1.1985 | 0 | 0 | 0 | 0 | 0 | 0
IL Fac. Spec. - NOX Rate Summer v3.1, Unit 3537 and retrofits | 350 | 7305 | Rate Constraint in lbs/MMBtu | FALSE | L | Annual | Qualifying Generation | TWh | 1.1985 | 1.1985 | 0 | 0 | 0 | 0 | 0 | 0
IL Fac. Spec. - NOX Rate Summer v3.1, Unit 3537 and retrofits | 350 | 7305 | Rate Constraint in lbs/MMBtu | FALSE | L | Annual | Rate | lb/MWh | 0.61645 | 0.61645 | 0 | 0 | 0 | 0 | 0 | 0
IL Fac. Spec. - NOX Rate Summer v3.1, Unit 3537 and retrofits | 350 | 7305 | Rate Constraint in lbs/MMBtu | FALSE | L | Annual | Constraint Shadow Price | US2019$/Ton | 0 | 0 | 0 | 0 | 0 | 0 | 0 | 0
IL Fac. Spec. - NOX Rate Summer v3.1, Unit 3538 and retrofits | 351 | 7305 | Rate Constraint in lbs/MMBtu | FALSE | L | Annual | Seasons Included | Seasons | Summer | Summer | Summer | Summer | Summer | Summer | Summer | Summer
IL Fac. Spec. - NOX Rate Summer v3.1, Unit 3538 and retrofits | 351 | 7305 | Rate Constraint in lbs/MMBtu | FALSE | L | Annual | Standard NOX | lb/MMBtu | 0.25 | 0.25 | 0.25 | 0.25 | 0.25 | 0.25 | 0.25 | 0.25
IL Fac. Spec. - NOX Rate Summer v3.1, Unit 3538 and retrofits | 351 | 7305 | Rate Constraint in lbs/MMBtu | FALSE | L | Annual | Emissions at Affected Plants NOX | Thousand Tons | 0.35897 | 0.35897 | 0 | 0 | 0 | 0 | 0 | 0
IL Fac. Spec. - NOX Rate Summer v3.1, Unit 3538 and retrofits | 351 | 7305 | Rate Constraint in lbs/MMBtu | FALSE | L | Annual | Allowances Purchased NOX | Thousand Tons | 0 | 0 | 0 | 0 | 0 | 0 | 0 | 0
IL Fac. Spec. - NOX Rate Summer v3.1, Unit 3538 and retrofits | 351 | 7305 | Rate Constraint in lbs/MMBtu | FALSE | L | Annual | Allowances Sold NOX | Thousand Tons | 0 | 0 | 0 | 0 | 0 | 0 | 0 | 0
IL Fac. Spec. - NOX Rate Summer v3.1, Unit 3538 and retrofits | 351 | 7305 | Rate Constraint in lbs/MMBtu | FALSE | L | Annual | Allowances Banked | Thousand Tons | 0 | 0 | 0 | 0 | 0 | 0 | 0 | 0
IL Fac. Spec. - NOX Rate Summer v3.1, Unit 3538 and retrofits | 351 | 7305 | Rate Constraint in lbs/MMBtu | FALSE | L | Annual | Allowances Withdrawn (1:1) | Thousand Tons | 0 | 0 | 0 | 0 | 0 | 0 | 0 | 0
IL Fac. Spec. - NOX Rate Summer v3.1, Unit 3538 and retrofits | 351 | 7305 | Rate Constraint in lbs/MMBtu | FALSE | L | Annual | Allowances Withdrawn (n:1) | Thousand Tons | 0 | 0 | 0 | 0 | 0 | 0 | 0 | 0
IL Fac. Spec. - NOX Rate Summer v3.1, Unit 3538 and retrofits | 351 | 7305 | Rate Constraint in lbs/MMBtu | FALSE | L | Annual | Net Emissions Allowance Position | Thousand Tons | 0.35897 | 0.35897 | 0 | 0 | 0 | 0 | 0 | 0
IL Fac. Spec. - NOX Rate Summer v3.1, Unit 3538 and retrofits | 351 | 7305 | Rate Constraint in lbs/MMBtu | FALSE | L | Annual | Fuel Consumed | TBtu | 12.0338 | 12.0338 | 0 | 0 | 0 | 0 | 0 | 0
IL Fac. Spec. - NOX Rate Summer v3.1, Unit 3538 and retrofits | 351 | 7305 | Rate Constraint in lbs/MMBtu | FALSE | L | Annual | Rate | lb/MMBtu | 0.05966 | 0.05966 | 0 | 0 | 0 | 0 | 0 | 0
IL Fac. Spec. - NOX Rate Summer v3.1, Unit 3538 and retrofits | 351 | 7305 | Rate Constraint in lbs/MMBtu | FALSE | L | Annual | Generation | TWh | 1.1177 | 1.1177 | 0 | 0 | 0 | 0 | 0 | 0
IL Fac. Spec. - NOX Rate Summer v3.1, Unit 3538 and retrofits | 351 | 7305 | Rate Constraint in lbs/MMBtu | FALSE | L | Annual | Qualifying Generation | TWh | 1.1177 | 1.1177 | 0 | 0 | 0 | 0 | 0 | 0
IL Fac. Spec. - NOX Rate Summer v3.1, Unit 3538 and retrofits | 351 | 7305 | Rate Constraint in lbs/MMBtu | FALSE | L | Annual | Rate | lb/MWh | 0.64236 | 0.64236 | 0 | 0 | 0 | 0 | 0 | 0
IL Fac. Spec. - NOX Rate Summer v3.1, Unit 3538 and retrofits | 351 | 7305 | Rate Constraint in lbs/MMBtu | FALSE | L | Annual | Constraint Shadow Price | US2019$/Ton | 0 | 0 | 0 | 0 | 0 | 0 | 0 | 0
IL Fac. Spec. - NOX Rate Summer v3.1, Unit 3563 and retrofits | 352 | 7305 | Rate Constraint in lbs/MMBtu | FALSE | L | Annual | Seasons Included | Seasons | Summer | Summer | Summer | Summer | Summer | Summer | Summer | Summer
IL Fac. Spec. - NOX Rate Summer v3.1, Unit 3563 and retrofits | 352 | 7305 | Rate Constraint in lbs/MMBtu | FALSE | L | Annual | Standard NOX | lb/MMBtu | 0.25 | 0.25 | 0.25 | 0.25 | 0.25 | 0.25 | 0.25 | 0.25
IL Fac. Spec. - NOX Rate Summer v3.1, Unit 3563 and retrofits | 352 | 7305 | Rate Constraint in lbs/MMBtu | FALSE | L | Annual | Emissions at Affected Plants NOX | Thousand Tons | 0.72137 | 0.72137 | 0.72137 | 0.72137 | 0.61576 | 0.61576 | 0 | 0
IL Fac. Spec. - NOX Rate Summer v3.1, Unit 3563 and retrofits | 352 | 7305 | Rate Constraint in lbs/MMBtu | FALSE | L | Annual | Allowances Purchased NOX | Thousand Tons | 0 | 0 | 0 | 0 | 0 | 0 | 0 | 0
IL Fac. Spec. - NOX Rate Summer v3.1, Unit 3563 and retrofits | 352 | 7305 | Rate Constraint in lbs/MMBtu | FALSE | L | Annual | Allowances Sold NOX | Thousand Tons | 0 | 0 | 0 | 0 | 0 | 0 | 0 | 0
IL Fac. Spec. - NOX Rate Summer v3.1, Unit 3563 and retrofits | 352 | 7305 | Rate Constraint in lbs/MMBtu | FALSE | L | Annual | Allowances Banked | Thousand Tons | 0 | 0 | 0 | 0 | 0 | 0 | 0 | 0
IL Fac. Spec. - NOX Rate Summer v3.1, Unit 3563 and retrofits | 352 | 7305 | Rate Constraint in lbs/MMBtu | FALSE | L | Annual | Allowances Withdrawn (1:1) | Thousand Tons | 0 | 0 | 0 | 0 | 0 | 0 | 0 | 0
IL Fac. Spec. - NOX Rate Summer v3.1, Unit 3563 and retrofits | 352 | 7305 | Rate Constraint in lbs/MMBtu | FALSE | L | Annual | Allowances Withdrawn (n:1) | Thousand Tons | 0 | 0 | 0 | 0 | 0 | 0 | 0 | 0
IL Fac. Spec. - NOX Rate Summer v3.1, Unit 3563 and retrofits | 352 | 7305 | Rate Constraint in lbs/MMBtu | FALSE | L | Annual | Net Emissions Allowance Position | Thousand Tons | 0.72137 | 0.72137 | 0.72137 | 0.72137 | 0.61576 | 0.61576 | 0 | 0
IL Fac. Spec. - NOX Rate Summer v3.1, Unit 3563 and retrofits | 352 | 7305 | Rate Constraint in lbs/MMBtu | FALSE | L | Annual | Fuel Consumed | TBtu | 23.5664 | 23.5664 | 23.5664 | 23.5664 | 20.1162 | 20.1162 | 0 | 0
IL Fac. Spec. - NOX Rate Summer v3.1, Unit 3563 and retrofits | 352 | 7305 | Rate Constraint in lbs/MMBtu | FALSE | L | Annual | Rate | lb/MMBtu | 0.06122 | 0.06122 | 0.06122 | 0.06122 | 0.06122 | 0.06122 | 0 | 0
IL Fac. Spec. - NOX Rate Summer v3.1, Unit 3563 and retrofits | 352 | 7305 | Rate Constraint in lbs/MMBtu | FALSE | L | Annual | Generation | TWh | 2.5095 | 2.5095 | 2.5095 | 2.5095 | 2.1421 | 2.1421 | 0 | 0
IL Fac. Spec. - NOX Rate Summer v3.1, Unit 3563 and retrofits | 352 | 7305 | Rate Constraint in lbs/MMBtu | FALSE | L | Annual | Qualifying Generation | TWh | 2.5095 | 2.5095 | 2.5095 | 2.5095 | 2.1421 | 2.1421 | 0 | 0
IL Fac. Spec. - NOX Rate Summer v3.1, Unit 3563 and retrofits | 352 | 7305 | Rate Constraint in lbs/MMBtu | FALSE | L | Annual | Rate | lb/MWh | 0.57492 | 0.57492 | 0.57492 | 0.57492 | 0.57492 | 0.57492 | 0 | 0
IL Fac. Spec. - NOX Rate Summer v3.1, Unit 3563 and retrofits | 352 | 7305 | Rate Constraint in lbs/MMBtu | FALSE | L | Annual | Constraint Shadow Price | US2019$/Ton | 0 | 0 | 0 | 0 | 0 | 0 | 0 | 0
IL Fac. Spec. - NOX Rate Summer v3.1, Unit 3564 and retrofits | 353 | 7305 | Rate Constraint in lbs/MMBtu | FALSE | L | Annual | Seasons Included | Seasons | Summer | Summer | Summer | Summer | Summer | Summer | Summer | Summer
IL Fac. Spec. - NOX Rate Summer v3.1, Unit 3564 and retrofits | 353 | 7305 | Rate Constraint in lbs/MMBtu | FALSE | L | Annual | Standard NOX | lb/MMBtu | 0.25 | 0.25 | 0.25 | 0.25 | 0.25 | 0.25 | 0.25 | 0.25
IL Fac. Spec. - NOX Rate Summer v3.1, Unit 3564 and retrofits | 353 | 7305 | Rate Constraint in lbs/MMBtu | FALSE | L | Annual | Emissions at Affected Plants NOX | Thousand Tons | 0.71486 | 0.71486 | 0.71486 | 0.71486 | 0.55906 | 0.6102 | 0.0087713 | 0.0087713
IL Fac. Spec. - NOX Rate Summer v3.1, Unit 3564 and retrofits | 353 | 7305 | Rate Constraint in lbs/MMBtu | FALSE | L | Annual | Allowances Purchased NOX | Thousand Tons | 0 | 0 | 0 | 0 | 0 | 0 | 0 | 0
IL Fac. Spec. - NOX Rate Summer v3.1, Unit 3564 and retrofits | 353 | 7305 | Rate Constraint in lbs/MMBtu | FALSE | L | Annual | Allowances Sold NOX | Thousand Tons | 0 | 0 | 0 | 0 | 0 | 0 | 0 | 0
IL Fac. Spec. - NOX Rate Summer v3.1, Unit 3564 and retrofits | 353 | 7305 | Rate Constraint in lbs/MMBtu | FALSE | L | Annual | Allowances Banked | Thousand Tons | 0 | 0 | 0 | 0 | 0 | 0 | 0 | 0
IL Fac. Spec. - NOX Rate Summer v3.1, Unit 3564 and retrofits | 353 | 7305 | Rate Constraint in lbs/MMBtu | FALSE | L | Annual | Allowances Withdrawn (1:1) | Thousand Tons | 0 | 0 | 0 | 0 | 0 | 0 | 0 | 0
IL Fac. Spec. - NOX Rate Summer v3.1, Unit 3564 and retrofits | 353 | 7305 | Rate Constraint in lbs/MMBtu | FALSE | L | Annual | Allowances Withdrawn (n:1) | Thousand Tons | 0 | 0 | 0 | 0 | 0 | 0 | 0 | 0
IL Fac. Spec. - NOX Rate Summer v3.1, Unit 3564 and retrofits | 353 | 7305 | Rate Constraint in lbs/MMBtu | FALSE | L | Annual | Net Emissions Allowance Position | Thousand Tons | 0.71486 | 0.71486 | 0.71486 | 0.71486 | 0.55906 | 0.6102 | 0.0087713 | 0.0087713
IL Fac. Spec. - NOX Rate Summer v3.1, Unit 3564 and retrofits | 353 | 7305 | Rate Constraint in lbs/MMBtu | FALSE | L | Annual | Fuel Consumed | TBtu | 23.4535 | 23.4535 | 23.4535 | 23.4535 | 18.342 | 20.0198 | 0.28777 | 0.28777
IL Fac. Spec. - NOX Rate Summer v3.1, Unit 3564 and retrofits | 353 | 7305 | Rate Constraint in lbs/MMBtu | FALSE | L | Annual | Rate | lb/MMBtu | 0.06096 | 0.06096 | 0.06096 | 0.06096 | 0.06096 | 0.06096 | 0.06096 | 0.06096
IL Fac. Spec. - NOX Rate Summer v3.1, Unit 3564 and retrofits | 353 | 7305 | Rate Constraint in lbs/MMBtu | FALSE | L | Annual | Generation | TWh | 2.5095 | 2.5095 | 2.5095 | 2.5095 | 1.9626 | 2.1421 | 0.030791 | 0.030791
IL Fac. Spec. - NOX Rate Summer v3.1, Unit 3564 and retrofits | 353 | 7305 | Rate Constraint in lbs/MMBtu | FALSE | L | Annual | Qualifying Generation | TWh | 2.5095 | 2.5095 | 2.5095 | 2.5095 | 1.9626 | 2.1421 | 0.030791 | 0.030791
IL Fac. Spec. - NOX Rate Summer v3.1, Unit 3564 and retrofits | 353 | 7305 | Rate Constraint in lbs/MMBtu | FALSE | L | Annual | Rate | lb/MWh | 0.56973 | 0.56973 | 0.56973 | 0.56973 | 0.56973 | 0.56973 | 0.56973 | 0.56973
IL Fac. Spec. - NOX Rate Summer v3.1, Unit 3564 and retrofits | 353 | 7305 | Rate Constraint in lbs/MMBtu | FALSE | L | Annual | Constraint Shadow Price | US2019$/Ton | 0 | 0 | 0 | 0 | 0 | 0 | 0 | 0
IL Fac. Spec. - NOX Rate Summer v3.1, Unit 3607 and retrofits | 354 | 7305 | Rate Constraint in lbs/MMBtu | FALSE | L | Annual | Seasons Included | Seasons | Summer | Summer | Summer | Summer | Summer | Summer | Summer | Summer
IL Fac. Spec. - NOX Rate Summer v3.1, Unit 3607 and retrofits | 354 | 7305 | Rate Constraint in lbs/MMBtu | FALSE | L | Annual | Standard NOX | lb/MMBtu | 0.25 | 0.25 | 0.25 | 0.25 | 0.25 | 0.25 | 0.25 | 0.25
IL Fac. Spec. - NOX Rate Summer v3.1, Unit 3607 and retrofits | 354 | 7305 | Rate Constraint in lbs/MMBtu | FALSE | L | Annual | Emissions at Affected Plants NOX | Thousand Tons | 0.1349 | 0.16594 | 0.14529 | 0.0072644 | 0.0072644 | 0.008297 | 0.008297 | 0.0072644
IL Fac. Spec. - NOX Rate Summer v3.1, Unit 3607 and retrofits | 354 | 7305 | Rate Constraint in lbs/MMBtu | FALSE | L | Annual | Allowances Purchased NOX | Thousand Tons | 0 | 0 | 0 | 0 | 0 | 0 | 0 | 0
IL Fac. Spec. - NOX Rate Summer v3.1, Unit 3607 and retrofits | 354 | 7305 | Rate Constraint in lbs/MMBtu | FALSE | L | Annual | Allowances Sold NOX | Thousand Tons | 0 | 0 | 0 | 0 | 0 | 0 | 0 | 0
IL Fac. Spec. - NOX Rate Summer v3.1, Unit 3607 and retrofits | 354 | 7305 | Rate Constraint in lbs/MMBtu | FALSE | L | Annual | Allowances Banked | Thousand Tons | 0 | 0 | 0 | 0 | 0 | 0 | 0 | 0
IL Fac. Spec. - NOX Rate Summer v3.1, Unit 3607 and retrofits | 354 | 7305 | Rate Constraint in lbs/MMBtu | FALSE | L | Annual | Allowances Withdrawn (1:1) | Thousand Tons | 0 | 0 | 0 | 0 | 0 | 0 | 0 | 0
IL Fac. Spec. - NOX Rate Summer v3.1, Unit 3607 and retrofits | 354 | 7305 | Rate Constraint in lbs/MMBtu | FALSE | L | Annual | Allowances Withdrawn (n:1) | Thousand Tons | 0 | 0 | 0 | 0 | 0 | 0 | 0 | 0
IL Fac. Spec. - NOX Rate Summer v3.1, Unit 3607 and retrofits | 354 | 7305 | Rate Constraint in lbs/MMBtu | FALSE | L | Annual | Net Emissions Allowance Position | Thousand Tons | 0.1349 | 0.16594 | 0.14529 | 0.0072644 | 0.0072644 | 0.008297 | 0.008297 | 0.0072644
IL Fac. Spec. - NOX Rate Summer v3.1, Unit 3607 and retrofits | 354 | 7305 | Rate Constraint in lbs/MMBtu | FALSE | L | Annual | Fuel Consumed | TBtu | 3.5269 | 4.3383 | 3.7984 | 0.18992 | 0.18992 | 0.21691 | 0.21691 | 0.18992
IL Fac. Spec. - NOX Rate Summer v3.1, Unit 3607 and retrofits | 354 | 7305 | Rate Constraint in lbs/MMBtu | FALSE | L | Annual | Rate | lb/MMBtu | 0.0765 | 0.0765 | 0.0765 | 0.0765 | 0.0765 | 0.0765 | 0.0765 | 0.0765
IL Fac. Spec. - NOX Rate Summer v3.1, Unit 3607 and retrofits | 354 | 7305 | Rate Constraint in lbs/MMBtu | FALSE | L | Annual | Generation | TWh | 0.30703 | 0.37767 | 0.33067 | 0.016533 | 0.016533 | 0.018883 | 0.018883 | 0.016533
IL Fac. Spec. - NOX Rate Summer v3.1, Unit 3607 and retrofits | 354 | 7305 | Rate Constraint in lbs/MMBtu | FALSE | L | Annual | Qualifying Generation | TWh | 0.30703 | 0.37767 | 0.33067 | 0.016533 | 0.016533 | 0.018883 | 0.018883 | 0.016533
IL Fac. Spec. - NOX Rate Summer v3.1, Unit 3607 and retrofits | 354 | 7305 | Rate Constraint in lbs/MMBtu | FALSE | L | Annual | Rate | lb/MWh | 0.87876 | 0.87876 | 0.87876 | 0.87876 | 0.87876 | 0.87876 | 0.87876 | 0.87876
IL Fac. Spec. - NOX Rate Summer v3.1, Unit 3607 and retrofits | 354 | 7305 | Rate Constraint in lbs/MMBtu | FALSE | L | Annual | Constraint Shadow Price | US2019$/Ton | 0 | 0 | 0 | 0 | 0 | 0 | 0 | 0
IL Fac. Spec. - NOX Rate Summer v3.1, Unit 3789 and retrofits | 355 | 7305 | Rate Constraint in lbs/MMBtu | FALSE | L | Annual | Seasons Included | Seasons | Summer | Summer | Summer | Summer | Summer | Summer | Summer | Summer
IL Fac. Spec. - NOX Rate Summer v3.1, Unit 3789 and retrofits | 355 | 7305 | Rate Constraint in lbs/MMBtu | FALSE | L | Annual | Standard NOX | lb/MMBtu | 0.25 | 0.25 | 0.25 | 0.25 | 0.25 | 0.25 | 0.25 | 0.25
IL Fac. Spec. - NOX Rate Summer v3.1, Unit 3789 and retrofits | 355 | 7305 | Rate Constraint in lbs/MMBtu | FALSE | L | Annual | Emissions at Affected Plants NOX | Thousand Tons | 0 | 0 | 0 | 0 | 0 | 0 | 0 | 0
IL Fac. Spec. - NOX Rate Summer v3.1, Unit 3789 and retrofits | 355 | 7305 | Rate Constraint in lbs/MMBtu | FALSE | L | Annual | Allowances Purchased NOX | Thousand Tons | 0 | 0 | 0 | 0 | 0 | 0 | 0 | 0
IL Fac. Spec. - NOX Rate Summer v3.1, Unit 3789 and retrofits | 355 | 7305 | Rate Constraint in lbs/MMBtu | FALSE | L | Annual | Allowances Sold NOX | Thousand Tons | 0 | 0 | 0 | 0 | 0 | 0 | 0 | 0
IL Fac. Spec. - NOX Rate Summer v3.1, Unit 3789 and retrofits | 355 | 7305 | Rate Constraint in lbs/MMBtu | FALSE | L | Annual | Allowances Banked | Thousand Tons | 0 | 0 | 0 | 0 | 0 | 0 | 0 | 0
IL Fac. Spec. - NOX Rate Summer v3.1, Unit 3789 and retrofits | 355 | 7305 | Rate Constraint in lbs/MMBtu | FALSE | L | Annual | Allowances Withdrawn (1:1) | Thousand Tons | 0 | 0 | 0 | 0 | 0 | 0 | 0 | 0
IL Fac. Spec. - NOX Rate Summer v3.1, Unit 3789 and retrofits | 355 | 7305 | Rate Constraint in lbs/MMBtu | FALSE | L | Annual | Allowances Withdrawn (n:1) | Thousand Tons | 0 | 0 | 0 | 0 | 0 | 0 | 0 | 0
IL Fac. Spec. - NOX Rate Summer v3.1, Unit 3789 and retrofits | 355 | 7305 | Rate Constraint in lbs/MMBtu | FALSE | L | Annual | Net Emissions Allowance Position | Thousand Tons | 0 | 0 | 0 | 0 | 0 | 0 | 0 | 0
IL Fac. Spec. - NOX Rate Summer v3.1, Unit 3789 and retrofits | 355 | 7305 | Rate Constraint in lbs/MMBtu | FALSE | L | Annual | Fuel Consumed | TBtu | 0 | 0 | 0 | 0 | 0 | 0 | 0 | 0
IL Fac. Spec. - NOX Rate Summer v3.1, Unit 3789 and retrofits | 355 | 7305 | Rate Constraint in lbs/MMBtu | FALSE | L | Annual | Rate | lb/MMBtu | 0 | 0 | 0 | 0 | 0 | 0 | 0 | 0
IL Fac. Spec. - NOX Rate Summer v3.1, Unit 3789 and retrofits | 355 | 7305 | Rate Constraint in lbs/MMBtu | FALSE | L | Annual | Generation | TWh | 0 | 0 | 0 | 0 | 0 | 0 | 0 | 0
IL Fac. Spec. - NOX Rate Summer v3.1, Unit 3789 and retrofits | 355 | 7305 | Rate Constraint in lbs/MMBtu | FALSE | L | Annual | Qualifying Generation | TWh | 0 | 0 | 0 | 0 | 0 | 0 | 0 | 0
IL Fac. Spec. - NOX Rate Summer v3.1, Unit 3789 and retrofits | 355 | 7305 | Rate Constraint in lbs/MMBtu | FALSE | L | Annual | Rate | lb/MWh | 0 | 0 | 0 | 0 | 0 | 0 | 0 | 0
IL Fac. Spec. - NOX Rate Summer v3.1, Unit 3789 and retrofits | 355 | 7305 | Rate Constraint in lbs/MMBtu | FALSE | L | Annual | Constraint Shadow Price | US2019$/Ton | 0 | 0 | 0 | 0 | 0 | 0 | 0 | 0
IL Fac. Spec. - NOX Rate Summer v3.1, Unit 3790 and retrofits | 356 | 7305 | Rate Constraint in lbs/MMBtu | FALSE | L | Annual | Seasons Included | Seasons | Summer | Summer | Summer | Summer | Summer | Summer | Summer | Summer
IL Fac. Spec. - NOX Rate Summer v3.1, Unit 3790 and retrofits | 356 | 7305 | Rate Constraint in lbs/MMBtu | FALSE | L | Annual | Standard NOX | lb/MMBtu | 0.25 | 0.25 | 0.25 | 0.25 | 0.25 | 0.25 | 0.25 | 0.25
IL Fac. Spec. - NOX Rate Summer v3.1, Unit 3790 and retrofits | 356 | 7305 | Rate Constraint in lbs/MMBtu | FALSE | L | Annual | Emissions at Affected Plants NOX | Thousand Tons | 0 | 0 | 0 | 0 | 0 | 0 | 0 | 0
IL Fac. Spec. - NOX Rate Summer v3.1, Unit 3790 and retrofits | 356 | 7305 | Rate Constraint in lbs/MMBtu | FALSE | L | Annual | Allowances Purchased NOX | Thousand Tons | 0 | 0 | 0 | 0 | 0 | 0 | 0 | 0
IL Fac. Spec. - NOX Rate Summer v3.1, Unit 3790 and retrofits | 356 | 7305 | Rate Constraint in lbs/MMBtu | FALSE | L | Annual | Allowances Sold NOX | Thousand Tons | 0 | 0 | 0 | 0 | 0 | 0 | 0 | 0
IL Fac. Spec. - NOX Rate Summer v3.1, Unit 3790 and retrofits | 356 | 7305 | Rate Constraint in lbs/MMBtu | FALSE | L | Annual | Allowances Banked | Thousand Tons | 0 | 0 | 0 | 0 | 0 | 0 | 0 | 0
IL Fac. Spec. - NOX Rate Summer v3.1, Unit 3790 and retrofits | 356 | 7305 | Rate Constraint in lbs/MMBtu | FALSE | L | Annual | Allowances Withdrawn (1:1) | Thousand Tons | 0 | 0 | 0 | 0 | 0 | 0 | 0 | 0
IL Fac. Spec. - NOX Rate Summer v3.1, Unit 3790 and retrofits | 356 | 7305 | Rate Constraint in lbs/MMBtu | FALSE | L | Annual | Allowances Withdrawn (n:1) | Thousand Tons | 0 | 0 | 0 | 0 | 0 | 0 | 0 | 0
IL Fac. Spec. - NOX Rate Summer v3.1, Unit 3790 and retrofits | 356 | 7305 | Rate Constraint in lbs/MMBtu | FALSE | L | Annual | Net Emissions Allowance Position | Thousand Tons | 0 | 0 | 0 | 0 | 0 | 0 | 0 | 0
IL Fac. Spec. - NOX Rate Summer v3.1, Unit 3790 and retrofits | 356 | 7305 | Rate Constraint in lbs/MMBtu | FALSE | L | Annual | Fuel Consumed | TBtu | 0 | 0 | 0 | 0 | 0 | 0 | 0 | 0
IL Fac. Spec. - NOX Rate Summer v3.1, Unit 3790 and retrofits | 356 | 7305 | Rate Constraint in lbs/MMBtu | FALSE | L | Annual | Rate | lb/MMBtu | 0 | 0 | 0 | 0 | 0 | 0 | 0 | 0
IL Fac. Spec. - NOX Rate Summer v3.1, Unit 3790 and retrofits | 356 | 7305 | Rate Constraint in lbs/MMBtu | FALSE | L | Annual | Generation | TWh | 0 | 0 | 0 | 0 | 0 | 0 | 0 | 0
IL Fac. Spec. - NOX Rate Summer v3.1, Unit 3790 and retrofits | 356 | 7305 | Rate Constraint in lbs/MMBtu | FALSE | L | Annual | Qualifying Generation | TWh | 0 | 0 | 0 | 0 | 0 | 0 | 0 | 0
IL Fac. Spec. - NOX Rate Summer v3.1, Unit 3790 and retrofits | 356 | 7305 | Rate Constraint in lbs/MMBtu | FALSE | L | Annual | Rate | lb/MWh | 0 | 0 | 0 | 0 | 0 | 0 | 0 | 0
IL Fac. Spec. - NOX Rate Summer v3.1, Unit 3790 and retrofits | 356 | 7305 | Rate Constraint in lbs/MMBtu | FALSE | L | Annual | Constraint Shadow Price | US2019$/Ton | 0 | 0 | 0 | 0 | 0 | 0 | 0 | 0
IL Fac. Spec. - NOX Rate Summer v3.1, Unit 3791 and retrofits | 357 | 7305 | Rate Constraint in lbs/MMBtu | FALSE | L | Annual | Seasons Included | Seasons | Summer | Summer | Summer | Summer | Summer | Summer | Summer | Summer
IL Fac. Spec. - NOX Rate Summer v3.1, Unit 3791 and retrofits | 357 | 7305 | Rate Constraint in lbs/MMBtu | FALSE | L | Annual | Standard NOX | lb/MMBtu | 0.25 | 0.25 | 0.25 | 0.25 | 0.25 | 0.25 | 0.25 | 0.25
IL Fac. Spec. - NOX Rate Summer v3.1, Unit 3791 and retrofits | 357 | 7305 | Rate Constraint in lbs/MMBtu | FALSE | L | Annual | Emissions at Affected Plants NOX | Thousand Tons | 0 | 0 | 0 | 0 | 0 | 0 | 0 | 0
IL Fac. Spec. - NOX Rate Summer v3.1, Unit 3791 and retrofits | 357 | 7305 | Rate Constraint in lbs/MMBtu | FALSE | L | Annual | Allowances Purchased NOX | Thousand Tons | 0 | 0 | 0 | 0 | 0 | 0 | 0 | 0
IL Fac. Spec. - NOX Rate Summer v3.1, Unit 3791 and retrofits | 357 | 7305 | Rate Constraint in lbs/MMBtu | FALSE | L | Annual | Allowances Sold NOX | Thousand Tons | 0 | 0 | 0 | 0 | 0 | 0 | 0 | 0
IL Fac. Spec. - NOX Rate Summer v3.1, Unit 3791 and retrofits | 357 | 7305 | Rate Constraint in lbs/MMBtu | FALSE | L | Annual | Allowances Banked | Thousand Tons | 0 | 0 | 0 | 0 | 0 | 0 | 0 | 0
IL Fac. Spec. - NOX Rate Summer v3.1, Unit 3791 and retrofits | 357 | 7305 | Rate Constraint in lbs/MMBtu | FALSE | L | Annual | Allowances Withdrawn (1:1) | Thousand Tons | 0 | 0 | 0 | 0 | 0 | 0 | 0 | 0
IL Fac. Spec. - NOX Rate Summer v3.1, Unit 3791 and retrofits | 357 | 7305 | Rate Constraint in lbs/MMBtu | FALSE | L | Annual | Allowances Withdrawn (n:1) | Thousand Tons | 0 | 0 | 0 | 0 | 0 | 0 | 0 | 0
IL Fac. Spec. - NOX Rate Summer v3.1, Unit 3791 and retrofits | 357 | 7305 | Rate Constraint in lbs/MMBtu | FALSE | L | Annual | Net Emissions Allowance Position | Thousand Tons | 0 | 0 | 0 | 0 | 0 | 0 | 0 | 0
IL Fac. Spec. - NOX Rate Summer v3.1, Unit 3791 and retrofits | 357 | 7305 | Rate Constraint in lbs/MMBtu | FALSE | L | Annual | Fuel Consumed | TBtu | 0 | 0 | 0 | 0 | 0 | 0 | 0 | 0
IL Fac. Spec. - NOX Rate Summer v3.1, Unit 3791 and retrofits | 357 | 7305 | Rate Constraint in lbs/MMBtu | FALSE | L | Annual | Rate | lb/MMBtu | 0 | 0 | 0 | 0 | 0 | 0 | 0 | 0
IL Fac. Spec. - NOX Rate Summer v3.1, Unit 3791 and retrofits | 357 | 7305 | Rate Constraint in lbs/MMBtu | FALSE | L | Annual | Generation | TWh | 0 | 0 | 0 | 0 | 0 | 0 | 0 | 0
IL Fac. Spec. - NOX Rate Summer v3.1, Unit 3791 and retrofits | 357 | 7305 | Rate Constraint in lbs/MMBtu | FALSE | L | Annual | Qualifying Generation | TWh | 0 | 0 | 0 | 0 | 0 | 0 | 0 | 0
IL Fac. Spec. - NOX Rate Summer v3.1, Unit 3791 and retrofits | 357 | 7305 | Rate Constraint in lbs/MMBtu | FALSE | L | Annual | Rate | lb/MWh | 0 | 0 | 0 | 0 | 0 | 0 | 0 | 0
IL Fac. Spec. - NOX Rate Summer v3.1, Unit 3791 and retrofits | 357 | 7305 | Rate Constraint in lbs/MMBtu | FALSE | L | Annual | Constraint Shadow Price | US2019$/Ton | 0 | 0 | 0 | 0 | 0 | 0 | 0 | 0
IL Fac. Spec. - NOX Rate Summer v3.1, Unit 3792 and retrofits | 358 | 7305 | Rate Constraint in lbs/MMBtu | FALSE | L | Annual | Seasons Included | Seasons | Summer | Summer | Summer | Summer | Summer | Summer | Summer | Summer
IL Fac. Spec. - NOX Rate Summer v3.1, Unit 3792 and retrofits | 358 | 7305 | Rate Constraint in lbs/MMBtu | FALSE | L | Annual | Standard NOX | lb/MMBtu | 0.25 | 0.25 | 0.25 | 0.25 | 0.25 | 0.25 | 0.25 | 0.25
IL Fac. Spec. - NOX Rate Summer v3.1, Unit 3792 and retrofits | 358 | 7305 | Rate Constraint in lbs/MMBtu | FALSE | L | Annual | Emissions at Affected Plants NOX | Thousand Tons | 0 | 0 | 0 | 0 | 0 | 0 | 0 | 0
IL Fac. Spec. - NOX Rate Summer v3.1, Unit 3792 and retrofits | 358 | 7305 | Rate Constraint in lbs/MMBtu | FALSE | L | Annual | Allowances Purchased NOX | Thousand Tons | 0 | 0 | 0 | 0 | 0 | 0 | 0 | 0
IL Fac. Spec. - NOX Rate Summer v3.1, Unit 3792 and retrofits | 358 | 7305 | Rate Constraint in lbs/MMBtu | FALSE | L | Annual | Allowances Sold NOX | Thousand Tons | 0 | 0 | 0 | 0 | 0 | 0 | 0 | 0
IL Fac. Spec. - NOX Rate Summer v3.1, Unit 3792 and retrofits | 358 | 7305 | Rate Constraint in lbs/MMBtu | FALSE | L | Annual | Allowances Banked | Thousand Tons | 0 | 0 | 0 | 0 | 0 | 0 | 0 | 0
IL Fac. Spec. - NOX Rate Summer v3.1, Unit 3792 and retrofits | 358 | 7305 | Rate Constraint in lbs/MMBtu | FALSE | L | Annual | Allowances Withdrawn (1:1) | Thousand Tons | 0 | 0 | 0 | 0 | 0 | 0 | 0 | 0
IL Fac. Spec. - NOX Rate Summer v3.1, Unit 3792 and retrofits | 358 | 7305 | Rate Constraint in lbs/MMBtu | FALSE | L | Annual | Allowances Withdrawn (n:1) | Thousand Tons | 0 | 0 | 0 | 0 | 0 | 0 | 0 | 0
IL Fac. Spec. - NOX Rate Summer v3.1, Unit 3792 and retrofits | 358 | 7305 | Rate Constraint in lbs/MMBtu | FALSE | L | Annual | Net Emissions Allowance Position | Thousand Tons | 0 | 0 | 0 | 0 | 0 | 0 | 0 | 0
IL Fac. Spec. - NOX Rate Summer v3.1, Unit 3792 and retrofits | 358 | 7305 | Rate Constraint in lbs/MMBtu | FALSE | L | Annual | Fuel Consumed | TBtu | 0 | 0 | 0 | 0 | 0 | 0 | 0 | 0
IL Fac. Spec. - NOX Rate Summer v3.1, Unit 3792 and retrofits | 358 | 7305 | Rate Constraint in lbs/MMBtu | FALSE | L | Annual | Rate | lb/MMBtu | 0 | 0 | 0 | 0 | 0 | 0 | 0 | 0
IL Fac. Spec. - NOX Rate Summer v3.1, Unit 3792 and retrofits | 358 | 7305 | Rate Constraint in lbs/MMBtu | FALSE | L | Annual | Generation | TWh | 0 | 0 | 0 | 0 | 0 | 0 | 0 | 0
IL Fac. Spec. - NOX Rate Summer v3.1, Unit 3792 and retrofits | 358 | 7305 | Rate Constraint in lbs/MMBtu | FALSE | L | Annual | Qualifying Generation | TWh | 0 | 0 | 0 | 0 | 0 | 0 | 0 | 0
IL Fac. Spec. - NOX Rate Summer v3.1, Unit 3792 and retrofits | 358 | 7305 | Rate Constraint in lbs/MMBtu | FALSE | L | Annual | Rate | lb/MWh | 0 | 0 | 0 | 0 | 0 | 0 | 0 | 0
IL Fac. Spec. - NOX Rate Summer v3.1, Unit 3792 and retrofits | 358 | 7305 | Rate Constraint in lbs/MMBtu | FALSE | L | Annual | Constraint Shadow Price | US2019$/Ton | 0 | 0 | 0 | 0 | 0 | 0 | 0 | 0
IL Facility Average - NOX Rate Summer v3.1 | 359 | 7306 | Rate Constraint in lbs/MMBtu | FALSE | L | Annual | Seasons Included | Seasons | Summer | Summer | Summer | Summer | Summer | Summer | Summer | Summer
IL Facility Average - NOX Rate Summer v3.1 | 359 | 7306 | Rate Constraint in lbs/MMBtu | FALSE | L | Annual | Standard NOX | lb/MMBtu | 0.25 | 0.25 | 0.25 | 0.25 | 0.25 | 0.25 | 0.25 | 0.25
IL Facility Average - NOX Rate Summer v3.1 | 359 | 7306 | Rate Constraint in lbs/MMBtu | FALSE | L | Annual | Emissions at Affected Plants NOX | Thousand Tons | 5.3354 | 4.2905 | 2.6811 | 2.4402 | 1.7609 | 1.7121 | 0.12796 | 0.026748
IL Facility Average - NOX Rate Summer v3.1 | 359 | 7306 | Rate Constraint in lbs/MMBtu | FALSE | L | Annual | Allowances Purchased NOX | Thousand Tons | 0 | 0 | 0 | 0 | 0 | 0 | 0 | 0
IL Facility Average - NOX Rate Summer v3.1 | 359 | 7306 | Rate Constraint in lbs/MMBtu | FALSE | L | Annual | Allowances Sold NOX | Thousand Tons | 0 | 0 | 0 | 0 | 0 | 0 | 0 | 0
IL Facility Average - NOX Rate Summer v3.1 | 359 | 7306 | Rate Constraint in lbs/MMBtu | FALSE | L | Annual | Allowances Banked | Thousand Tons | 0 | 0 | 0 | 0 | 0 | 0 | 0 | 0
IL Facility Average - NOX Rate Summer v3.1 | 359 | 7306 | Rate Constraint in lbs/MMBtu | FALSE | L | Annual | Allowances Withdrawn (1:1) | Thousand Tons | 0 | 0 | 0 | 0 | 0 | 0 | 0 | 0
IL Facility Average - NOX Rate Summer v3.1 | 359 | 7306 | Rate Constraint in lbs/MMBtu | FALSE | L | Annual | Allowances Withdrawn (n:1) | Thousand Tons | 0 | 0 | 0 | 0 | 0 | 0 | 0 | 0
IL Facility Average - NOX Rate Summer v3.1 | 359 | 7306 | Rate Constraint in lbs/MMBtu | FALSE | L | Annual | Net Emissions Allowance Position | Thousand Tons | 5.3354 | 4.2905 | 2.6811 | 2.4402 | 1.7609 | 1.7121 | 0.12796 | 0.026748
IL Facility Average - NOX Rate Summer v3.1 | 359 | 7306 | Rate Constraint in lbs/MMBtu | FALSE | L | Annual | Fuel Consumed | TBtu | 155.6989 | 143.2117 | 130.5771 | 124.324 | 77.0689 | 74.1829 | 3.7881 | 0.73735
IL Facility Average - NOX Rate Summer v3.1 | 359 | 7306 | Rate Constraint in lbs/MMBtu | FALSE | L | Annual | Rate | lb/MMBtu | 0.068534 | 0.059918 | 0.041066 | 0.039255 | 0.045697 | 0.04616 | 0.067558 | 0.072553
IL Facility Average - NOX Rate Summer v3.1 | 359 | 7306 | Rate Constraint in lbs/MMBtu | FALSE | L | Annual | Generation | TWh | 16.0102 | 15.3139 | 15.424 | 14.8718 | 9.0799 | 8.7952 | 0.35901 | 0.092573
IL Facility Average - NOX Rate Summer v3.1 | 359 | 7306 | Rate Constraint in lbs/MMBtu | FALSE | L | Annual | Qualifying Generation | TWh | 15.8548 | 15.1075 | 15.153 | 14.6007 | 8.8088 | 8.5242 | 0.34503 | 0.078602
IL Facility Average - NOX Rate Summer v3.1 | 359 | 7306 | Rate Constraint in lbs/MMBtu | FALSE | L | Annual | Rate | lb/MWh | 0.67303 | 0.56799 | 0.35387 | 0.33426 | 0.39981 | 0.40171 | 0.74171 | 0.6806
IL Facility Average - NOX Rate Summer v3.1 | 359 | 7306 | Rate Constraint in lbs/MMBtu | FALSE | L | Annual | Constraint Shadow Price | US2019$/Ton | 0 | 0 | 0 | 0 | 0 | 0 | 0 | 0
IL MPS- Ameren MER Rate Annual v5.12 | 360 | 7318 | MACT Fuel Choice Floor in lbs/MMBtu | FALSE | L | Annual | Seasons Included | Seasons | Winter, WintShld, Summer | Winter, WintShld, Summer | Winter, WintShld, Summer | Winter, WintShld, Summer | Winter, WintShld, Summer | Winter, WintShld, Summer | Winter, WintShld, Summer | Winter, WintShld, Summer
IL MPS- Ameren MER Rate Annual v5.12 | 360 | 7318 | MACT Fuel Choice Floor in lbs/MMBtu | FALSE | L | Annual | Emission Floor | lbs/MMBtu | 7.349e-07 | 7.349e-07 | 7.349e-07 | 7.349e-07 | 7.349e-07 | 7.349e-07 | 7.349e-07 | 7.349e-07
IL MPS- Ameren MER Rate Annual v5.12 | 360 | 7318 | MACT Fuel Choice Floor in lbs/MMBtu | FALSE | L | Annual | Emissions at Affected Plants MER | lbs | 27.0621 | 24.2818 | 0 | 0 | 0 | 0 | 0 | 0
IL MPS- Ameren MER Rate Annual v5.12 | 360 | 7318 | MACT Fuel Choice Floor in lbs/MMBtu | FALSE | L | Annual | Allowances Purchased MER | lbs | 0 | 0 | 0 | 0 | 0 | 0 | 0 | 0
IL MPS- Ameren MER Rate Annual v5.12 | 360 | 7318 | MACT Fuel Choice Floor in lbs/MMBtu | FALSE | L | Annual | Allowances Sold MER | lbs | 0 | 0 | 0 | 0 | 0 | 0 | 0 | 0
IL MPS- Ameren MER Rate Annual v5.12 | 360 | 7318 | MACT Fuel Choice Floor in lbs/MMBtu | FALSE | L | Annual | Allowances Banked | lbs | 0 | 0 | 0 | 0 | 0 | 0 | 0 | 0
IL MPS- Ameren MER Rate Annual v5.12 | 360 | 7318 | MACT Fuel Choice Floor in lbs/MMBtu | FALSE | L | Annual | Allowances Withdrawn (1:1) | lbs | 0 | 0 | 0 | 0 | 0 | 0 | 0 | 0
IL MPS- Ameren MER Rate Annual v5.12 | 360 | 7318 | MACT Fuel Choice Floor in lbs/MMBtu | FALSE | L | Annual | Allowances Withdrawn (n:1) | lbs | 0 | 0 | 0 | 0 | 0 | 0 | 0 | 0
IL MPS- Ameren MER Rate Annual v5.12 | 360 | 7318 | MACT Fuel Choice Floor in lbs/MMBtu | FALSE | L | Annual | Net Emissions Allowance Position | lbs | 27.0621 | 24.2818 | 0 | 0 | 0 | 0 | 0 | 0
IL MPS- Ameren MER Rate Annual v5.12 | 360 | 7318 | MACT Fuel Choice Floor in lbs/MMBtu | FALSE | L | Annual | Fuel Consumed | TBtu | 43.2734 | 43.2734 | 0 | 0 | 0 | 0 | 0 | 0
IL MPS- Ameren MER Rate Annual v5.12 | 360 | 7318 | MACT Fuel Choice Floor in lbs/MMBtu | FALSE | L | Annual | Rate | lb/MMBtu | 6.2537e-07 | 5.6112e-07 | 0 | 0 | 0 | 0 | 0 | 0
IL MPS- Ameren MER Rate Annual v5.12 | 360 | 7318 | MACT Fuel Choice Floor in lbs/MMBtu | FALSE | L | Annual | Generation | TWh | 4.1244 | 4.1244 | 0 | 0 | 0 | 0 | 0 | 0
IL MPS- Ameren MER Rate Annual v5.12 | 360 | 7318 | MACT Fuel Choice Floor in lbs/MMBtu | FALSE | L | Annual | Qualifying Generation | TWh | 4.1244 | 4.1244 | 0 | 0 | 0 | 0 | 0 | 0
IL MPS- Ameren MER Rate Annual v5.12 | 360 | 7318 | MACT Fuel Choice Floor in lbs/MMBtu | FALSE | L | Annual | Constraint Shadow Price | US2019$/Lb | 0 | 0 | 0 | 0 | 0 | 0 | 0 | 0
IL MPS- Dynegy MER Rate Annual v5.12 | 364 | 7316 | MACT Fuel Choice Floor in lbs/MMBtu | FALSE | L | Annual | Seasons Included | Seasons | Winter, WintShld, Summer | Winter, WintShld, Summer | Winter, WintShld, Summer | Winter, WintShld, Summer | Winter, WintShld, Summer | Winter, WintShld, Summer | Winter, WintShld, Summer | Winter, WintShld, Summer
IL MPS- Dynegy MER Rate Annual v5.12 | 364 | 7316 | MACT Fuel Choice Floor in lbs/MMBtu | FALSE | L | Annual | Emission Floor | lbs/MMBtu | 7.8e-07 | 7.8e-07 | 7.8e-07 | 7.8e-07 | 7.8e-07 | 7.8e-07 | 7.8e-07 | 7.8e-07
IL MPS- Dynegy MER Rate Annual v5.12 | 364 | 7316 | MACT Fuel Choice Floor in lbs/MMBtu | FALSE | L | Annual | Emissions at Affected Plants MER | lbs | 46.1309 | 0.15845 | 0.14405 | 0.15845 | 0.15845 | 0.15845 | 0.15845 | 0.13813
IL MPS- Dynegy MER Rate Annual v5.12 | 364 | 7316 | MACT Fuel Choice Floor in lbs/MMBtu | FALSE | L | Annual | Allowances Purchased MER | lbs | 0 | 0 | 0 | 0 | 0 | 0 | 0 | 0
IL MPS- Dynegy MER Rate Annual v5.12 | 364 | 7316 | MACT Fuel Choice Floor in lbs/MMBtu | FALSE | L | Annual | Allowances Sold MER | lbs | 0 | 0 | 0 | 0 | 0 | 0 | 0 | 0
IL MPS- Dynegy MER Rate Annual v5.12 | 364 | 7316 | MACT Fuel Choice Floor in lbs/MMBtu | FALSE | L | Annual | Allowances Banked | lbs | 0 | 0 | 0 | 0 | 0 | 0 | 0 | 0
IL MPS- Dynegy MER Rate Annual v5.12 | 364 | 7316 | MACT Fuel Choice Floor in lbs/MMBtu | FALSE | L | Annual | Allowances Withdrawn (1:1) | lbs | 0 | 0 | 0 | 0 | 0 | 0 | 0 | 0
IL MPS- Dynegy MER Rate Annual v5.12 | 364 | 7316 | MACT Fuel Choice Floor in lbs/MMBtu | FALSE | L | Annual | Allowances Withdrawn (n:1) | lbs | 0 | 0 | 0 | 0 | 0 | 0 | 0 | 0
IL MPS- Dynegy MER Rate Annual v5.12 | 364 | 7316 | MACT Fuel Choice Floor in lbs/MMBtu | FALSE | L | Annual | Net Emissions Allowance Position | lbs | 46.1309 | 0.15845 | 0.14405 | 0.15845 | 0.15845 | 0.15845 | 0.15845 | 0.13813
IL MPS- Dynegy MER Rate Annual v5.12 | 364 | 7316 | MACT Fuel Choice Floor in lbs/MMBtu | FALSE | L | Annual | Fuel Consumed | TBtu | 82.2115 | 0.28237 | 0.25672 | 0.28237 | 0.28237 | 0.28237 | 0.28237 | 0.24616
IL MPS- Dynegy MER Rate Annual v5.12 | 364 | 7316 | MACT Fuel Choice Floor in lbs/MMBtu | FALSE | L | Annual | Rate | lb/MMBtu | 5.6112e-07 | 5.6112e-07 | 5.6112e-07 | 5.6112e-07 | 5.6112e-07 | 5.6112e-07 | 5.6112e-07 | 5.6112e-07
IL MPS- Dynegy MER Rate Annual v5.12 | 364 | 7316 | MACT Fuel Choice Floor in lbs/MMBtu | FALSE | L | Annual | Generation | TWh | 8.0201 | 0.027727 | 0.025208 | 0.027727 | 0.027727 | 0.027727 | 0.027727 | 0.024171
IL MPS- Dynegy MER Rate Annual v5.12 | 364 | 7316 | MACT Fuel Choice Floor in lbs/MMBtu | FALSE | L | Annual | Qualifying Generation | TWh | 8.0201 | 0.027727 | 0.025208 | 0.027727 | 0.027727 | 0.027727 | 0.027727 | 0.024171
IL MPS- Dynegy MER Rate Annual v5.12 | 364 | 7316 | MACT Fuel Choice Floor in lbs/MMBtu | FALSE | L | Annual | Constraint Shadow Price | US2019$/Lb | 0 | 0 | 0 | 0 | 0 | 0 | 0 | 0
IL MPS- NOX Cap Annual v6.20 | 368 | 7650 | Rate Constraint in MTons | FALSE | L | Annual | Seasons Included | Seasons | Winter, WintShld, Summer | Winter, WintShld, Summer | Winter, WintShld, Summer | Winter, WintShld, Summer | Winter, WintShld, Summer | Winter, WintShld, Summer | Winter, WintShld, Summer | Winter, WintShld, Summer
IL MPS- NOX Cap Annual v6.20 | 368 | 7650 | Rate Constraint in MTons | FALSE | L | Annual | Standard NOX | Thousand Tons | 13.37 | 13.37 | 13.37 | 13.37 | 13.37 | 13.37 | 13.37 | 13.37
IL MPS- NOX Cap Annual v6.20 | 368 | 7650 | Rate Constraint in MTons | FALSE | L | Annual | Emissions at Affected Plants NOX | Thousand Tons | 5.9969 | 2.5468 | 0.010848 | 0.011874 | 0.011874 | 0.011874 | 0.011874 | 0.010292
IL MPS- NOX Cap Annual v6.20 | 368 | 7650 | Rate Constraint in MTons | FALSE | L | Annual | Allowances Purchased NOX | Thousand Tons | 0 | 0 | 0 | 0 | 0 | 0 | 0 | 0
IL MPS- NOX Cap Annual v6.20 | 368 | 7650 | Rate Constraint in MTons | FALSE | L | Annual | Allowances Sold NOX | Thousand Tons | 0 | 0 | 0 | 0 | 0 | 0 | 0 | 0
IL MPS- NOX Cap Annual v6.20 | 368 | 7650 | Rate Constraint in MTons | FALSE | L | Annual | Allowances Banked | Thousand Tons | 0 | 0 | 0 | 0 | 0 | 0 | 0 | 0
IL MPS- NOX Cap Annual v6.20 | 368 | 7650 | Rate Constraint in MTons | FALSE | L | Annual | Allowances Withdrawn (1:1) | Thousand Tons | 0 | 0 | 0 | 0 | 0 | 0 | 0 | 0
IL MPS- NOX Cap Annual v6.20 | 368 | 7650 | Rate Constraint in MTons | FALSE | L | Annual | Allowances Withdrawn (n:1) | Thousand Tons | 0 | 0 | 0 | 0 | 0 | 0 | 0 | 0
IL MPS- NOX Cap Annual v6.20 | 368 | 7650 | Rate Constraint in MTons | FALSE | L | Annual | Net Emissions Allowance Position | Thousand Tons | 5.9969 | 2.5468 | 0.010848 | 0.011874 | 0.011874 | 0.011874 | 0.011874 | 0.010292
IL MPS- NOX Cap Annual v6.20 | 368 | 7650 | Rate Constraint in MTons | FALSE | L | Annual | Fuel Consumed | TBtu | 125.4849 | 43.5557 | 0.25672 | 0.28237 | 0.28237 | 0.28237 | 0.28237 | 0.24616
IL MPS- NOX Cap Annual v6.20 | 368 | 7650 | Rate Constraint in MTons | FALSE | L | Annual | Rate | lb/MMBtu | 0.095579 | 0.11695 | 0.084513 | 0.084103 | 0.084103 | 0.084103 | 0.084103 | 0.083622
IL MPS- NOX Cap Annual v6.20 | 368 | 7650 | Rate Constraint in MTons | FALSE | L | Annual | Generation | TWh | 12.1445 | 4.1521 | 0.025208 | 0.027727 | 0.027727 | 0.027727 | 0.027727 | 0.024171
IL MPS- NOX Cap Annual v6.20 | 368 | 7650 | Rate Constraint in MTons | FALSE | L | Annual | Qualifying Generation | TWh | 12.1445 | 4.1521 | 0.025208 | 0.027727 | 0.027727 | 0.027727 | 0.027727 | 0.024171
IL MPS- NOX Cap Annual v6.20 | 368 | 7650 | Rate Constraint in MTons | FALSE | L | Annual | Rate | lb/MWh | 0.98759 | 1.2268 | 0.86068 | 0.8565 | 0.8565 | 0.8565 | 0.8565 | 0.85161
IL MPS- NOX Cap Annual v6.20 | 368 | 7650 | Rate Constraint in MTons | FALSE | L | Annual | Constraint Shadow Price | US2019$/Ton | 0 | 0 | 0 | 0 | 0 | 0 | 0 | 0
IL MPS- NOX Cap OzoneSeason v6.20 | 369 | 7651 | Rate Constraint in MTons | FALSE | L | Annual | Seasons Included | Seasons | Summer | Summer | Summer | Summer | Summer | Summer | Summer | Summer
IL MPS- NOX Cap OzoneSeason v6.20 | 369 | 7651 | Rate Constraint in MTons | FALSE | L | Annual | Standard NOX | Thousand Tons | 6.675 | 6.675 | 6.675 | 6.675 | 6.675 | 6.675 | 6.675 | 6.675
IL MPS- NOX Cap OzoneSeason v6.20 | 369 | 7651 | Rate Constraint in MTons | FALSE | L | Annual | Emissions at Affected Plants NOX | Thousand Tons | 2.5815 | 1.1287 | 0.0039807 | 0.005007 | 0.005007 | 0.005007 | 0.005007 | 0.005007
IL MPS- NOX Cap OzoneSeason v6.20 | 369 | 7651 | Rate Constraint in MTons | FALSE | L | Annual | Allowances Purchased NOX | Thousand Tons | 0 | 0 | 0 | 0 | 0 | 0 | 0 | 0
IL MPS- NOX Cap OzoneSeason v6.20 | 369 | 7651 | Rate Constraint in MTons | FALSE | L | Annual | Allowances Sold NOX | Thousand Tons | 0 | 0 | 0 | 0 | 0 | 0 | 0 | 0
IL MPS- NOX Cap OzoneSeason v6.20 | 369 | 7651 | Rate Constraint in MTons | FALSE | L | Annual | Allowances Banked | Thousand Tons | 0 | 0 | 0 | 0 | 0 | 0 | 0 | 0
IL MPS- NOX Cap OzoneSeason v6.20 | 369 | 7651 | Rate Constraint in MTons | FALSE | L | Annual | Allowances Withdrawn (1:1) | Thousand Tons | 0 | 0 | 0 | 0 | 0 | 0 | 0 | 0
IL MPS- NOX Cap OzoneSeason v6.20 | 369 | 7651 | Rate Constraint in MTons | FALSE | L | Annual | Allowances Withdrawn (n:1) | Thousand Tons | 0 | 0 | 0 | 0 | 0 | 0 | 0 | 0
IL MPS- NOX Cap OzoneSeason v6.20 | 369 | 7651 | Rate Constraint in MTons | FALSE | L | Annual | Net Emissions Allowance Position | Thousand Tons | 2.5815 | 1.1287 | 0.0039807 | 0.005007 | 0.005007 | 0.005007 | 0.005007 | 0.005007
IL MPS- NOX Cap OzoneSeason v6.20 | 369 | 7651 | Rate Constraint in MTons | FALSE | L | Annual | Fuel Consumed | TBtu | 55.6269 | 19.3081 | 0.099518 | 0.12517 | 0.12517 | 0.12517 | 0.12517 | 0.12517
IL MPS- NOX Cap OzoneSeason v6.20 | 369 | 7651 | Rate Constraint in MTons | FALSE | L | Annual | Rate | lb/MMBtu | 0.092815 | 0.11692 | 0.08 | 0.08 | 0.08 | 0.08 | 0.08 | 0.08
IL MPS- NOX Cap OzoneSeason v6.20 | 369 | 7651 | Rate Constraint in MTons | FALSE | L | Annual | Generation | TWh | 5.3836 | 1.8406 | 0.009772 | 0.012291 | 0.012291 | 0.012291 | 0.012291 | 0.012291
IL MPS- NOX Cap OzoneSeason v6.20 | 369 | 7651 | Rate Constraint in MTons | FALSE | L | Annual | Qualifying Generation | TWh | 5.3836 | 1.8406 | 0.009772 | 0.012291 | 0.012291 | 0.012291 | 0.012291 | 0.012291
IL MPS- NOX Cap OzoneSeason v6.20 | 369 | 7651 | Rate Constraint in MTons | FALSE | L | Annual | Rate | lb/MWh | 0.95902 | 1.2265 | 0.81472 | 0.81472 | 0.81472 | 0.81472 | 0.81472 | 0.81472
IL MPS- NOX Cap OzoneSeason v6.20 | 369 | 7651 | Rate Constraint in MTons | FALSE | L | Annual | Constraint Shadow Price | US2019$/Ton | 0 | 0 | 0 | 0 | 0 | 0 | 0 | 0
IL MPS- SO2 Cap Annual v6.20 | 370 | 7652 | Rate Constraint in MTons | FALSE | L | Annual | Seasons Included | Seasons | Winter, WintShld, Summer | Winter, WintShld, Summer | Winter, WintShld, Summer | Winter, WintShld, Summer | Winter, WintShld, Summer | Winter, WintShld, Summer | Winter, WintShld, Summer | Winter, WintShld, Summer
IL MPS- SO2 Cap Annual v6.20 | 370 | 7652 | Rate Constraint in MTons | FALSE | L | Annual | Standard SO2 | Thousand Tons | 34.34 | 34.34 | 34.34 | 34.34 | 34.34 | 34.34 | 34.34 | 34.34
IL MPS- SO2 Cap Annual v6.20 | 370 | 7652 | Rate Constraint in MTons | FALSE | L | Annual | Emissions at Affected Plants SO2 | Thousand Tons | 14.1284 | 6.2644 | 0.0093562 | 0.010291 | 0.010291 | 0.010291 | 0.010291 | 0.0089714
IL MPS- SO2 Cap Annual v6.20 | 370 | 7652 | Rate Constraint in MTons | FALSE | L | Annual | Allowances Purchased SO2 | Thousand Tons | 0 | 0 | 0 | 0 | 0 | 0 | 0 | 0
IL MPS- SO2 Cap Annual v6.20 | 370 | 7652 | Rate Constraint in MTons | FALSE | L | Annual | Allowances Sold SO2 | Thousand Tons | 0 | 0 | 0 | 0 | 0 | 0 | 0 | 0
IL MPS- SO2 Cap Annual v6.20 | 370 | 7652 | Rate Constraint in MTons | FALSE | L | Annual | Allowances Banked | Thousand Tons | 0 | 0 | 0 | 0 | 0 | 0 | 0 | 0
IL MPS- SO2 Cap Annual v6.20 | 370 | 7652 | Rate Constraint in MTons | FALSE | L | Annual | Allowances Withdrawn (1:1) | Thousand Tons | 0 | 0 | 0 | 0 | 0 | 0 | 0 | 0
IL MPS- SO2 Cap Annual v6.20 | 370 | 7652 | Rate Constraint in MTons | FALSE | L | Annual | Allowances Withdrawn (n:1) | Thousand Tons | 0 | 0 | 0 | 0 | 0 | 0 | 0 | 0
IL MPS- SO2 Cap Annual v6.20 | 370 | 7652 | Rate Constraint in MTons | FALSE | L | Annual | Net Emissions Allowance Position | Thousand Tons | 14.1284 | 6.2644 | 0.0093562 | 0.010291 | 0.010291 | 0.010291 | 0.010291 | 0.0089714
IL MPS- SO2 Cap Annual v6.20 | 370 | 7652 | Rate Constraint in MTons | FALSE | L | Annual | Fuel Consumed | TBtu | 125.4849 | 43.5557 | 0.25672 | 0.28237 | 0.28237 | 0.28237 | 0.28237 | 0.24616
IL MPS- SO2 Cap Annual v6.20 | 370 | 7652 | Rate Constraint in MTons | FALSE | L | Annual | Rate | lb/MMBtu | 0.22518 | 0.28765 | 0.072891 | 0.072891 | 0.072891 | 0.072891 | 0.072891 | 0.072891
IL MPS- SO2 Cap Annual v6.20 | 370 | 7652 | Rate Constraint in MTons | FALSE | L | Annual | Generation | TWh | 12.1445 | 4.1521 | 0.025208 | 0.027727 | 0.027727 | 0.027727 | 0.027727 | 0.024171
IL MPS- SO2 Cap Annual v6.20 | 370 | 7652 | Rate Constraint in MTons | FALSE | L | Annual | Qualifying Generation | TWh | 12.1445 | 4.1521 | 0.025208 | 0.027727 | 0.027727 | 0.027727 | 0.027727 | 0.024171
IL MPS- SO2 Cap Annual v6.20 | 370 | 7652 | Rate Constraint in MTons | FALSE | L | Annual | Rate | lb/MWh | 2.3267 | 3.0174 | 0.74232 | 0.74232 | 0.74232 | 0.74232 | 0.74232 | 0.74232
IL MPS- SO2 Cap Annual v6.20 | 370 | 7652 | Rate Constraint in MTons | FALSE | L | Annual | Constraint Shadow Price | US2019$/Ton | 0 | 0 | 0 | 0 | 0 | 0 | 0 | 0
Kansas Nearman Unit 1NOx Rate Annual v4.10 | 371 | 7320 | Rate Constraint in lbs/MMBtu | FALSE | L | Annual | Seasons Included | Seasons | Winter, WintShld, Summer | Winter, WintShld, Summer | Winter, WintShld, Summer | Winter, WintShld, Summer | Winter, WintShld, Summer | Winter, WintShld, Summer | Winter, WintShld, Summer | Winter, WintShld, Summer
Kansas Nearman Unit 1NOx Rate Annual v4.10 | 371 | 7320 | Rate Constraint in lbs/MMBtu | FALSE | L | Annual | Standard NOX | lb/MMBtu | 0.26 | 0.26 | 0.26 | 0.26 | 0.26 | 0.26 | 0.26 | 0.26
Kansas Nearman Unit 1NOx Rate Annual v4.10 | 371 | 7320 | Rate Constraint in lbs/MMBtu | FALSE | L | Annual | Emissions at Affected Plants NOX | Thousand Tons | 1.8228 | 1.7064 | 1.1025 | 1.144 | 1.2042 | 1.8819 | 1.0955 | 1.0644
Kansas Nearman Unit 1NOx Rate Annual v4.10 | 371 | 7320 | Rate Constraint in lbs/MMBtu | FALSE | L | Annual | Allowances Purchased NOX | Thousand Tons | 0 | 0 | 0 | 0 | 0 | 0 | 0 | 0
Kansas Nearman Unit 1NOx Rate Annual v4.10 | 371 | 7320 | Rate Constraint in lbs/MMBtu | FALSE | L | Annual | Allowances Sold NOX | Thousand Tons | 0 | 0 | 0 | 0 | 0 | 0 | 0 | 0
Kansas Nearman Unit 1NOx Rate Annual v4.10 | 371 | 7320 | Rate Constraint in lbs/MMBtu | FALSE | L | Annual | Allowances Banked | Thousand Tons | 0 | 0 | 0 | 0 | 0 | 0 | 0 | 0
Kansas Nearman Unit 1NOx Rate Annual v4.10 | 371 | 7320 | Rate Constraint in lbs/MMBtu | FALSE | L | Annual | Allowances Withdrawn (1:1) | Thousand Tons | 0 | 0 | 0 | 0 | 0 | 0 | 0 | 0
Kansas Nearman Unit 1NOx Rate Annual v4.10 | 371 | 7320 | Rate Constraint in lbs/MMBtu | FALSE | L | Annual | Allowances Withdrawn (n:1) | Thousand Tons | 0 | 0 | 0 | 0 | 0 | 0 | 0 | 0
Kansas Nearman Unit 1NOx Rate Annual v4.10 | 371 | 7320 | Rate Constraint in lbs/MMBtu | FALSE | L | Annual | Net Emissions Allowance Position | Thousand Tons | 1.8228 | 1.7064 | 1.1025 | 1.144 | 1.2042 | 1.8819 | 1.0955 | 1.0644
Kansas Nearman Unit 1NOx Rate Annual v4.10 | 371 | 7320 | Rate Constraint in lbs/MMBtu | FALSE | L | Annual | Fuel Consumed | TBtu | 16.7733 | 15.7023 | 10.1447 | 10.5268 | 11.0811 | 17.3165 | 10.0807 | 9.7946
Kansas Nearman Unit 1NOx Rate Annual v4.10 | 371 | 7320 | Rate Constraint in lbs/MMBtu | FALSE | L | Annual | Rate | lb/MMBtu | 0.21735 | 0.21735 | 0.21735 | 0.21735 | 0.21735 | 0.21735 | 0.21735 | 0.21735
Kansas Nearman Unit 1NOx Rate Annual v4.10 | 371 | 7320 | Rate Constraint in lbs/MMBtu | FALSE | L | Annual | Generation | TWh | 1.468 | 1.3743 | 0.88786 | 0.92131 | 0.96982 | 1.5155 | 0.88226 | 0.85722
Kansas Nearman Unit 1NOx Rate Annual v4.10 | 371 | 7320 | Rate Constraint in lbs/MMBtu | FALSE | L | Annual | Qualifying Generation | TWh | 1.468 | 1.3743 | 0.88786 | 0.92131 | 0.96982 | 1.5155 | 0.88226 | 0.85722
Kansas Nearman Unit 1NOx Rate Annual v4.10 | 371 | 7320 | Rate Constraint in lbs/MMBtu | FALSE | L | Annual | Rate | lb/MWh | 2.4834 | 2.4834 | 2.4834 | 2.4834 | 2.4834 | 2.4834 | 2.4834 | 2.4834
Kansas Nearman Unit 1NOx Rate Annual v4.10 | 371 | 7320 | Rate Constraint in lbs/MMBtu | FALSE | L | Annual | Constraint Shadow Price | US2019$/Ton | 0 | 0 | 0 | 0 | 0 | 0 | 0 | 0
Kansas Quindaro Unit 2 Nox Rate Annual v4.10 | 372 | 7319 | Rate Constraint in lbs/MMBtu | FALSE | L | Annual | Seasons Included | Seasons | Winter, WintShld, Summer | Winter, WintShld, Summer | Winter, WintShld, Summer | Winter, WintShld, Summer | Winter, WintShld, Summer | Winter, WintShld, Summer | Winter, WintShld, Summer | Winter, WintShld, Summer
Kansas Quindaro Unit 2 Nox Rate Annual v4.10 | 372 | 7319 | Rate Constraint in lbs/MMBtu | FALSE | L | Annual | Standard NOX | lb/MMBtu | 0.2 | 0.2 | 0.2 | 0.2 | 0.2 | 0.2 | 0.2 | 0.2
Kansas Quindaro Unit 2 Nox Rate Annual v4.10 | 372 | 7319 | Rate Constraint in lbs/MMBtu | FALSE | L | Annual | Emissions at Affected Plants NOX | Thousand Tons | 0.0022784 | 0.011582 | 0.030125 | 0.011582 | 0.011582 | 0 | 0 | 0
Kansas Quindaro Unit 2 Nox Rate Annual v4.10 | 372 | 7319 | Rate Constraint in lbs/MMBtu | FALSE | L | Annual | Allowances Purchased NOX | Thousand Tons | 0 | 0 | 0 | 0 | 0 | 0 | 0 | 0
Kansas Quindaro Unit 2 Nox Rate Annual v4.10 | 372 | 7319 | Rate Constraint in lbs/MMBtu | FALSE | L | Annual | Allowances Sold NOX | Thousand Tons | 0 | 0 | 0 | 0 | 0 | 0 | 0 | 0
Kansas Quindaro Unit 2 Nox Rate Annual v4.10 | 372 | 7319 | Rate Constraint in lbs/MMBtu | FALSE | L | Annual | Allowances Banked | Thousand Tons | 0 | 0 | 0 | 0 | 0 | 0 | 0 | 0
Kansas Quindaro Unit 2 Nox Rate Annual v4.10 | 372 | 7319 | Rate Constraint in lbs/MMBtu | FALSE | L | Annual | Allowances Withdrawn (1:1) | Thousand Tons | 0 | 0 | 0 | 0 | 0 | 0 | 0 | 0
Kansas Quindaro Unit 2 Nox Rate Annual v4.10 | 372 | 7319 | Rate Constraint in lbs/MMBtu | FALSE | L | Annual | Allowances Withdrawn (n:1) | Thousand Tons | 0 | 0 | 0 | 0 | 0 | 0 | 0 | 0
Kansas Quindaro Unit 2 Nox Rate Annual v4.10 | 372 | 7319 | Rate Constraint in lbs/MMBtu | FALSE | L | Annual | Net Emissions Allowance Position | Thousand Tons | 0.0022784 | 0.011582 | 0.030125 | 0.011582 | 0.011582 | 0 | 0 | 0
Kansas Quindaro Unit 2 Nox Rate Annual v4.10 | 372 | 7319 | Rate Constraint in lbs/MMBtu | FALSE | L | Annual | Fuel Consumed | TBtu | 0.031917 | 0.16224 | 0.42201 | 0.16224 | 0.16224 | 0 | 0 | 0
Kansas Quindaro Unit 2 Nox Rate Annual v4.10 | 372 | 7319 | Rate Constraint in lbs/MMBtu | FALSE | L | Annual | Rate | lb/MMBtu | 0.14277 | 0.14277 | 0.14277 | 0.14277 | 0.14277 | 0 | 0 | 0
Kansas Quindaro Unit 2 Nox Rate Annual v4.10 | 372 | 7319 | Rate Constraint in lbs/MMBtu | FALSE | L | Annual | Generation | TWh | 0.0026183 | 0.013309 | 0.034619 | 0.013309 | 0.013309 | 0 | 0 | 0
Kansas Quindaro Unit 2 Nox Rate Annual v4.10 | 372 | 7319 | Rate Constraint in lbs/MMBtu | FALSE | L | Annual | Qualifying Generation | TWh | 0.0026183 | 0.013309 | 0.034619 | 0.013309 | 0.013309 | 0 | 0 | 0
Kansas Quindaro Unit 2 Nox Rate Annual v4.10 | 372 | 7319 | Rate Constraint in lbs/MMBtu | FALSE | L | Annual | Rate | lb/MWh | 1.7404 | 1.7404 | 1.7404 | 1.7404 | 1.7404 | 0 | 0 | 0
Kansas Quindaro Unit 2 Nox Rate Annual v4.10 | 372 | 7319 | Rate Constraint in lbs/MMBtu | FALSE | L | Annual | Constraint Shadow Price | US2019$/Ton | 0 | 0 | 0 | 0 | 0 | 0 | 0 | 0
KS La Cygne NOX Rate Annual v5.14 | 373 | 7274 | Rate Constraint in lbs/MMBtu | FALSE | L | Annual | Seasons Included | Seasons | Winter, WintShld, Summer | Winter, WintShld, Summer | Winter, WintShld, Summer | Winter, WintShld, Summer | Winter, WintShld, Summer | Winter, WintShld, Summer | Winter, WintShld, Summer | Winter, WintShld, Summer
KS La Cygne NOX Rate Annual v5.14 | 373 | 7274 | Rate Constraint in lbs/MMBtu | FALSE | L | Annual | Standard NOX | lb/MMBtu | 0.13 | 0.13 | 0.13 | 0.13 | 0.13 | 0.13 | 0.13 | 0.13
KS La Cygne NOX Rate Annual v5.14 | 373 | 7274 | Rate Constraint in lbs/MMBtu | FALSE | L | Annual | Emissions at Affected Plants NOX | Thousand Tons | 4.6477 | 2.3527 | 2.0738 | 2.1947 | 2.1947 | 0 | 0 | 0
KS La Cygne NOX Rate Annual v5.14 | 373 | 7274 | Rate Constraint in lbs/MMBtu | FALSE | L | Annual | Allowances Purchased NOX | Thousand Tons | 0 | 0 | 0 | 0 | 0 | 0 | 0 | 0
KS La Cygne NOX Rate Annual v5.14 | 373 | 7274 | Rate Constraint in lbs/MMBtu | FALSE | L | Annual | Allowances Sold NOX | Thousand Tons | 0 | 0 | 0 | 0 | 0 | 0 | 0 | 0
KS La Cygne NOX Rate Annual v5.14 | 373 | 7274 | Rate Constraint in lbs/MMBtu | FALSE | L | Annual | Allowances Banked | Thousand Tons | 0 | 0 | 0 | 0 | 0 | 0 | 0 | 0
KS La Cygne NOX Rate Annual v5.14 | 373 | 7274 | Rate Constraint in lbs/MMBtu | FALSE | L | Annual | Allowances Withdrawn (1:1) | Thousand Tons | 0 | 0 | 0 | 0 | 0 | 0 | 0 | 0
KS La Cygne NOX Rate Annual v5.14 | 373 | 7274 | Rate Constraint in lbs/MMBtu | FALSE | L | Annual | Allowances Withdrawn (n:1) | Thousand Tons | 0 | 0 | 0 | 0 | 0 | 0 | 0 | 0
KS La Cygne NOX Rate Annual v5.14 | 373 | 7274 | Rate Constraint in lbs/MMBtu | FALSE | L | Annual | Net Emissions Allowance Position | Thousand Tons | 4.6477 | 2.3527 | 2.0738 | 2.1947 | 2.1947 | 0 | 0 | 0
KS La Cygne NOX Rate Annual v5.14 | 373 | 7274 | Rate Constraint in lbs/MMBtu | FALSE | L | Annual | Fuel Consumed | TBtu | 101.3482 | 48.9841 | 43.1773 | 45.6934 | 45.6934 | 0 | 0 | 0
KS La Cygne NOX Rate Annual v5.14 | 373 | 7274 | Rate Constraint in lbs/MMBtu | FALSE | L | Annual | Rate | lb/MMBtu | 0.091718 | 0.09606 | 0.09606 | 0.09606 | 0.09606 | 0 | 0 | 0
KS La Cygne NOX Rate Annual v5.14 | 373 | 7274 | Rate Constraint in lbs/MMBtu | FALSE | L | Annual | Generation | TWh | 9.6055 | 4.6839 | 4.1287 | 4.3693 | 4.3693 | 0 | 0 | 0
KS La Cygne NOX Rate Annual v5.14 | 373 | 7274 | Rate Constraint in lbs/MMBtu | FALSE | L | Annual | Qualifying Generation | TWh | 9.6055 | 4.6839 | 4.1287 | 4.3693 | 4.3693 | 0 | 0 | 0
KS La Cygne NOX Rate Annual v5.14 | 373 | 7274 | Rate Constraint in lbs/MMBtu | FALSE | L | Annual | Rate | lb/MWh | 0.96772 | 1.0046 | 1.0046 | 1.0046 | 1.0046 | 0 | 0 | 0
KS La Cygne NOX Rate Annual v5.14 | 373 | 7274 | Rate Constraint in lbs/MMBtu | FALSE | L | Annual | Constraint Shadow Price | US2019$/Ton | 0 | 0 | 0 | 0 | 0 | 0 | 0 | 0
KS La Cygne SO2 Rate Annual v5.14 | 374 | 7275 | Rate Constraint in lbs/MMBtu | FALSE | L | Annual | Seasons Included | Seasons | Winter, WintShld, Summer | Winter, WintShld, Summer | Winter, WintShld, Summer | Winter, WintShld, Summer | Winter, WintShld, Summer | Winter, WintShld, Summer | Winter, WintShld, Summer | Winter, WintShld, Summer
KS La Cygne SO2 Rate Annual v5.14 | 374 | 7275 | Rate Constraint in lbs/MMBtu | FALSE | L | Annual | Standard SO2 | lb/MMBtu | 0.1 | 0.1 | 0.1 | 0.1 | 0.1 | 0.1 | 0.1 | 0.1
KS La Cygne SO2 Rate Annual v5.14 | 374 | 7275 | Rate Constraint in lbs/MMBtu | FALSE | L | Annual | Emissions at Affected Plants SO2 | Thousand Tons | 1.0736 | 0.45872 | 0.40434 | 0.4279 | 0.4279 | 0 | 0 | 0
KS La Cygne SO2 Rate Annual v5.14 | 374 | 7275 | Rate Constraint in lbs/MMBtu | FALSE | L | Annual | Allowances Purchased SO2 | Thousand Tons | 0 | 0 | 0 | 0 | 0 | 0 | 0 | 0
KS La Cygne SO2 Rate Annual v5.14 | 374 | 7275 | Rate Constraint in lbs/MMBtu | FALSE | L | Annual | Allowances Sold SO2 | Thousand Tons | 0 | 0 | 0 | 0 | 0 | 0 | 0 | 0
KS La Cygne SO2 Rate Annual v5.14 | 374 | 7275 | Rate Constraint in lbs/MMBtu | FALSE | L | Annual | Allowances Banked | Thousand Tons | 0 | 0 | 0 | 0 | 0 | 0 | 0 | 0
KS La Cygne SO2 Rate Annual v5.14 | 374 | 7275 | Rate Constraint in lbs/MMBtu | FALSE | L | Annual | Allowances Withdrawn (1:1) | Thousand Tons | 0 | 0 | 0 | 0 | 0 | 0 | 0 | 0
KS La Cygne SO2 Rate Annual v5.14 | 374 | 7275 | Rate Constraint in lbs/MMBtu | FALSE | L | Annual | Allowances Withdrawn (n:1) | Thousand Tons | 0 | 0 | 0 | 0 | 0 | 0 | 0 | 0
KS La Cygne SO2 Rate Annual v5.14 | 374 | 7275 | Rate Constraint in lbs/MMBtu | FALSE | L | Annual | Net Emissions Allowance Position | Thousand Tons | 1.0736 | 0.45872 | 0.40434 | 0.4279 | 0.4279 | 0 | 0 | 0
KS La Cygne SO2 Rate Annual v5.14 | 374 | 7275 | Rate Constraint in lbs/MMBtu | FALSE | L | Annual | Fuel Consumed | TBtu | 101.3482 | 48.9841 | 43.1773 | 45.6934 | 45.6934 | 0 | 0 | 0
KS La Cygne SO2 Rate Annual v5.14 | 374 | 7275 | Rate Constraint in lbs/MMBtu | FALSE | L | Annual | Rate | lb/MMBtu | 0.021187 | 0.018729 | 0.018729 | 0.018729 | 0.018729 | 0 | 0 | 0
KS La Cygne SO2 Rate Annual v5.14 | 374 | 7275 | Rate Constraint in lbs/MMBtu | FALSE | L | Annual | Generation | TWh | 9.6055 | 4.6839 | 4.1287 | 4.3693 | 4.3693 | 0 | 0 | 0
KS La Cygne SO2 Rate Annual v5.14 | 374 | 7275 | Rate Constraint in lbs/MMBtu | FALSE | L | Annual | Qualifying Generation | TWh | 9.6055 | 4.6839 | 4.1287 | 4.3693 | 4.3693 | 0 | 0 | 0
KS La Cygne SO2 Rate Annual v5.14 | 374 | 7275 | Rate Constraint in lbs/MMBtu | FALSE | L | Annual | Rate | lb/MWh | 0.22354 | 0.19587 | 0.19587 | 0.19587 | 0.19587 | 0 | 0 | 0
KS La Cygne SO2 Rate Annual v5.14 | 374 | 7275 | Rate Constraint in lbs/MMBtu | FALSE | L | Annual | Constraint Shadow Price | US2019$/Ton | 0 | 0 | 0 | 0 | 0 | 0 | 0 | 0
KY Bluegrass - NOX Cap Annual v6.20 | 375 | 7695 | Rate Constraint in MTons | FALSE | L | Annual | Seasons Included | Seasons | Winter, WintShld, Summer | Winter, WintShld, Summer | Winter, WintShld, Summer | Winter, WintShld, Summer | Winter, WintShld, Summer | Winter, WintShld, Summer | Winter, WintShld, Summer | Winter, WintShld, Summer
KY Bluegrass - NOX Cap Annual v6.20 | 375 | 7695 | Rate Constraint in MTons | FALSE | L | Annual | Standard NOX | Thousand Tons | 0.095 | 0.095 | 0.095 | 0.095 | 0.095 | 0.095 | 0.095 | 0.095
KY Bluegrass - NOX Cap Annual v6.20 | 375 | 7695 | Rate Constraint in MTons | FALSE | L | Annual | Emissions at Affected Plants NOX | Thousand Tons | 0.010564 | 0.028194 | 0.061006 | 0.03668 | 0.022717 | 0.012452 | 0.0011779 | 0
KY Bluegrass - NOX Cap Annual v6.20 | 375 | 7695 | Rate Constraint in MTons | FALSE | L | Annual | Allowances Purchased NOX | Thousand Tons | 0 | 0 | 0 | 0 | 0 | 0 | 0 | 0
KY Bluegrass - NOX Cap Annual v6.20 | 375 | 7695 | Rate Constraint in MTons | FALSE | L | Annual | Allowances Sold NOX | Thousand Tons | 0 | 0 | 0 | 0 | 0 | 0 | 0 | 0
KY Bluegrass - NOX Cap Annual v6.20 | 375 | 7695 | Rate Constraint in MTons | FALSE | L | Annual | Allowances Banked | Thousand Tons | 0 | 0 | 0 | 0 | 0 | 0 | 0 | 0
KY Bluegrass - NOX Cap Annual v6.20 | 375 | 7695 | Rate Constraint in MTons | FALSE | L | Annual | Allowances Withdrawn (1:1) | Thousand Tons | 0 | 0 | 0 | 0 | 0 | 0 | 0 | 0
KY Bluegrass - NOX Cap Annual v6.20 | 375 | 7695 | Rate Constraint in MTons | FALSE | L | Annual | Allowances Withdrawn (n:1) | Thousand Tons | 0 | 0 | 0 | 0 | 0 | 0 | 0 | 0
KY Bluegrass - NOX Cap Annual v6.20 | 375 | 7695 | Rate Constraint in MTons | FALSE | L | Annual | Net Emissions Allowance Position | Thousand Tons | 0.010564 | 0.028194 | 0.061006 | 0.03668 | 0.022717 | 0.012452 | 0.0011779 | 0
KY Bluegrass - NOX Cap Annual v6.20 | 375 | 7695 | Rate Constraint in MTons | FALSE | L | Annual | Fuel Consumed | TBtu | 0.30839 | 0.84215 | 1.8209 | 1.0871 | 0.67943 | 0.37243 | 0.03523 | 0
KY Bluegrass - NOX Cap Annual v6.20 | 375 | 7695 | Rate Constraint in MTons | FALSE | L | Annual | Rate | lb/MMBtu | 0.068511 | 0.066957 | 0.067005 | 0.067484 | 0.06687 | 0.06687 | 0.06687 | 0
KY Bluegrass - NOX Cap Annual v6.20 | 375 | 7695 | Rate Constraint in MTons | FALSE | L | Annual | Generation | TWh | 0.027801 | 0.075917 | 0.16415 | 0.097997 | 0.061249 | 0.033573 | 0.0031759 | 0
KY Bluegrass - NOX Cap Annual v6.20 | 375 | 7695 | Rate Constraint in MTons | FALSE | L | Annual | Qualifying Generation | TWh | 0.027801 | 0.075917 | 0.16415 | 0.097997 | 0.061249 | 0.033573 | 0.0031759 | 0
KY Bluegrass - NOX Cap Annual v6.20 | 375 | 7695 | Rate Constraint in MTons | FALSE | L | Annual | Rate | lb/MWh | 0.75999 | 0.74275 | 0.74329 | 0.7486 | 0.74179 | 0.74179 | 0.74179 | 0
KY Bluegrass - NOX Cap Annual v6.20 | 375 | 7695 | Rate Constraint in MTons | FALSE | L | Annual | Constraint Shadow Price | US2019$/Ton | 0 | 0 | 0 | 0 | 0 | 0 | 0 | 0
KY Paddys Run - NOX Cap Annual v6.20 | 376 | 7693 | Rate Constraint in MTons | FALSE | L | Annual | Seasons Included | Seasons | Winter, WintShld, Summer | Winter, WintShld, Summer | Winter, WintShld, Summer | Winter, WintShld, Summer | Winter, WintShld, Summer | Winter, WintShld, Summer | Winter, WintShld, Summer | Winter, WintShld, Summer
KY Paddys Run - NOX Cap Annual v6.20 | 376 | 7693 | Rate Constraint in MTons | FALSE | L | Annual | Standard NOX | Thousand Tons | 0.1 | 0.1 | 0.1 | 0.1 | 0.1 | 0.1 | 0.1 | 0.1
KY Paddys Run - NOX Cap Annual v6.20 | 376 | 7693 | Rate Constraint in MTons | FALSE | L | Annual | Emissions at Affected Plants NOX | Thousand Tons | 0.034997 | 0.1 | 0.1 | 0.1 | 0.062278 | 0.047283 | 0.047749 | 0.012956
KY Paddys Run - NOX Cap Annual v6.20 | 376 | 7693 | Rate Constraint in MTons | FALSE | L | Annual | Allowances Purchased NOX | Thousand Tons | 0 | 0 | 0 | 0 | 0 | 0 | 0 | 0
KY Paddys Run - NOX Cap Annual v6.20 | 376 | 7693 | Rate Constraint in MTons | FALSE | L | Annual | Allowances Sold NOX | Thousand Tons | 0 | 0 | 0 | 0 | 0 | 0 | 0 | 0
KY Paddys Run - NOX Cap Annual v6.20 | 376 | 7693 | Rate Constraint in MTons | FALSE | L | Annual | Allowances Banked | Thousand Tons | 0 | 0 | 0 | 0 | 0 | 0 | 0 | 0
KY Paddys Run - NOX Cap Annual v6.20 | 376 | 7693 | Rate Constraint in MTons | FALSE | L | Annual | Allowances Withdrawn (1:1) | Thousand Tons | 0 | 0 | 0 | 0 | 0 | 0 | 0 | 0
KY Paddys Run - NOX Cap Annual v6.20 | 376 | 7693 | Rate Constraint in MTons | FALSE | L | Annual | Allowances Withdrawn (n:1) | Thousand Tons | 0 | 0 | 0 | 0 | 0 | 0 | 0 | 0
KY Paddys Run - NOX Cap Annual v6.20 | 376 | 7693 | Rate Constraint in MTons | FALSE | L | Annual | Net Emissions Allowance Position | Thousand Tons | 0.034997 | 0.1 | 0.1 | 0.1 | 0.062278 | 0.047283 | 0.047749 | 0.012956
KY Paddys Run - NOX Cap Annual v6.20 | 376 | 7693 | Rate Constraint in MTons | FALSE | L | Annual | Fuel Consumed | TBtu | 0.32452 | 1.283 | 1.9826 | 1.6901 | 0.70633 | 0.52363 | 0.53345 | 0.14704
KY Paddys Run - NOX Cap Annual v6.20 | 376 | 7693 | Rate Constraint in MTons | FALSE | L | Annual | Rate | lb/MMBtu | 0.21568 | 0.15589 | 0.10088 | 0.11833 | 0.17634 | 0.1806 | 0.17902 | 0.17622
KY Paddys Run - NOX Cap Annual v6.20 | 376 | 7693 | Rate Constraint in MTons | FALSE | L | Annual | Generation | TWh | 0.029191 | 0.11541 | 0.17834 | 0.15203 | 0.063536 | 0.047101 | 0.047985 | 0.013227
KY Paddys Run - NOX Cap Annual v6.20 | 376 | 7693 | Rate Constraint in MTons | FALSE | L | Annual | Qualifying Generation | TWh | 0.029191 | 0.11541 | 0.17834 | 0.15203 | 0.063536 | 0.047101 | 0.047985 | 0.013227
KY Paddys Run - NOX Cap Annual v6.20 | 376 | 7693 | Rate Constraint in MTons | FALSE | L | Annual | Rate | lb/MWh | 2.3978 | 1.733 | 1.1215 | 1.3155 | 1.9604 | 2.0077 | 1.9901 | 1.959
KY Paddys Run - NOX Cap Annual v6.20 | 376 | 7693 | Rate Constraint in MTons | FALSE | L | Annual | Constraint Shadow Price | US2019$/Ton | 0 | 331.0308 | 1764.6278 | 997.6253 | 0 | 0 | 0 | 0
LA Big Cajun 1 CT- NOx Summer v4.10 | 377 | 7519 | Rate Constraint in lbs/MMBtu | FALSE | L | Annual | Seasons Included | Seasons | Summer | Summer | Summer | Summer | Summer | Summer | Summer | Summer
LA Big Cajun 1 CT- NOx Summer v4.10 | 377 | 7519 | Rate Constraint in lbs/MMBtu | FALSE | L | Annual | Standard NOX | lb/MMBtu | 0.2 | 0.2 | 0.2 | 0.2 | 0.2 | 0.2 | 0.2 | 0.2
LA Big Cajun 1 CT- NOx Summer v4.10 | 377 | 7519 | Rate Constraint in lbs/MMBtu | FALSE | L | Annual | Emissions at Affected Plants NOX | Thousand Tons | 0.00017471 | 0.0065887 | 0 | 0 | 0.003669 | 0 | 0 | 0
LA Big Cajun 1 CT- NOx Summer v4.10 | 377 | 7519 | Rate Constraint in lbs/MMBtu | FALSE | L | Annual | Allowances Purchased NOX | Thousand Tons | 0 | 0 | 0 | 0 | 0 | 0 | 0 | 0
LA Big Cajun 1 CT- NOx Summer v4.10 | 377 | 7519 | Rate Constraint in lbs/MMBtu | FALSE | L | Annual | Allowances Sold NOX | Thousand Tons | 0 | 0 | 0 | 0 | 0 | 0 | 0 | 0
LA Big Cajun 1 CT- NOx Summer v4.10 | 377 | 7519 | Rate Constraint in lbs/MMBtu | FALSE | L | Annual | Allowances Banked | Thousand Tons | 0 | 0 | 0 | 0 | 0 | 0 | 0 | 0
LA Big Cajun 1 CT- NOx Summer v4.10 | 377 | 7519 | Rate Constraint in lbs/MMBtu | FALSE | L | Annual | Allowances Withdrawn (1:1) | Thousand Tons | 0 | 0 | 0 | 0 | 0 | 0 | 0 | 0
LA Big Cajun 1 CT- NOx Summer v4.10 | 377 | 7519 | Rate Constraint in lbs/MMBtu | FALSE | L | Annual | Allowances Withdrawn (n:1) | Thousand Tons | 0 | 0 | 0 | 0 | 0 | 0 | 0 | 0
LA Big Cajun 1 CT- NOx Summer v4.10 | 377 | 7519 | Rate Constraint in lbs/MMBtu | FALSE | L | Annual | Net Emissions Allowance Position | Thousand Tons | 0.00017471 | 0.0065887 | 0 | 0 | 0.003669 | 0 | 0 | 0
LA Big Cajun 1 CT- NOx Summer v4.10 | 377 | 7519 | Rate Constraint in lbs/MMBtu | FALSE | L | Annual | Fuel Consumed | TBtu | 0.0048108 | 0.18142 | 0 | 0 | 0.10103 | 0 | 0 | 0
LA Big Cajun 1 CT- NOx Summer v4.10 | 377 | 7519 | Rate Constraint in lbs/MMBtu | FALSE | L | Annual | Rate | lb/MMBtu | 0.072635 | 0.072635 | 0 | 0 | 0.072635 | 0 | 0 | 0
LA Big Cajun 1 CT- NOx Summer v4.10 | 377 | 7519 | Rate Constraint in lbs/MMBtu | FALSE | L | Annual | Generation | TWh | 0.00038034 | 0.014343 | 0 | 0 | 0.0079872 | 0 | 0 | 0
LA Big Cajun 1 CT- NOx Summer v4.10 | 377 | 7519 | Rate Constraint in lbs/MMBtu | FALSE | L | Annual | Qualifying Generation | TWh | 0.00038034 | 0.014343 | 0 | 0 | 0.0079872 | 0 | 0 | 0
LA Big Cajun 1 CT- NOx Summer v4.10 | 377 | 7519 | Rate Constraint in lbs/MMBtu | FALSE | L | Annual | Rate | lb/MWh | 0.91872 | 0.91872 | 0 | 0 | 0.91872 | 0 | 0 | 0
LA Big Cajun 1 CT- NOx Summer v4.10 | 377 | 7519 | Rate Constraint in lbs/MMBtu | FALSE | L | Annual | Constraint Shadow Price | US2019$/Ton | 0 | 0 | 0 | 0 | 0 | 0 | 0 | 0
LA Big Cajun 1 OGS- NOx Summer v4.10 | 378 | 7520 | Rate Constraint in lbs/MMBtu | FALSE | L | Annual | Seasons Included | Seasons | Summer | Summer | Summer | Summer | Summer | Summer | Summer | Summer
LA Big Cajun 1 OGS- NOx Summer v4.10 | 378 | 7520 | Rate Constraint in lbs/MMBtu | FALSE | L | Annual | Standard NOX | lb/MMBtu | 0.1 | 0.1 | 0.1 | 0.1 | 0.1 | 0.1 | 0.1 | 0.1
LA Big Cajun 1 OGS- NOx Summer v4.10 | 378 | 7520 | Rate Constraint in lbs/MMBtu | FALSE | L | Annual | Emissions at Affected Plants NOX | Thousand Tons | 0 | 0 | 0 | 0 | 0 | 0 | 0 | 0
LA Big Cajun 1 OGS- NOx Summer v4.10 | 378 | 7520 | Rate Constraint in lbs/MMBtu | FALSE | L | Annual | Allowances Purchased NOX | Thousand Tons | 0 | 0 | 0 | 0 | 0 | 0 | 0 | 0
LA Big Cajun 1 OGS- NOx Summer v4.10 | 378 | 7520 | Rate Constraint in lbs/MMBtu | FALSE | L | Annual | Allowances Sold NOX | Thousand Tons | 0 | 0 | 0 | 0 | 0 | 0 | 0 | 0
LA Big Cajun 1 OGS- NOx Summer v4.10 | 378 | 7520 | Rate Constraint in lbs/MMBtu | FALSE | L | Annual | Allowances Banked | Thousand Tons | 0 | 0 | 0 | 0 | 0 | 0 | 0 | 0
LA Big Cajun 1 OGS- NOx Summer v4.10 | 378 | 7520 | Rate Constraint in lbs/MMBtu | FALSE | L | Annual | Allowances Withdrawn (1:1) | Thousand Tons | 0 | 0 | 0 | 0 | 0 | 0 | 0 | 0
LA Big Cajun 1 OGS- NOx Summer v4.10 | 378 | 7520 | Rate Constraint in lbs/MMBtu | FALSE | L | Annual | Allowances Withdrawn (n:1) | Thousand Tons | 0 | 0 | 0 | 0 | 0 | 0 | 0 | 0
LA Big Cajun 1 OGS- NOx Summer v4.10 | 378 | 7520 | Rate Constraint in lbs/MMBtu | FALSE | L | Annual | Net Emissions Allowance Position | Thousand Tons | 0 | 0 | 0 | 0 | 0 | 0 | 0 | 0
LA Big Cajun 1 OGS- NOx Summer v4.10 | 378 | 7520 | Rate Constraint in lbs/MMBtu | FALSE | L | Annual | Fuel Consumed | TBtu | 0 | 0 | 0 | 0 | 0 | 0 | 0 | 0
LA Big Cajun 1 OGS- NOx Summer v4.10 | 378 | 7520 | Rate Constraint in lbs/MMBtu | FALSE | L | Annual | Rate | lb/MMBtu | 0 | 0 | 0 | 0 | 0 | 0 | 0 | 0
LA Big Cajun 1 OGS- NOx Summer v4.10 | 378 | 7520 | Rate Constraint in lbs/MMBtu | FALSE | L | Annual | Generation | TWh | 0 | 0 | 0 | 0 | 0 | 0 | 0 | 0
LA Big Cajun 1 OGS- NOx Summer v4.10 | 378 | 7520 | Rate Constraint in lbs/MMBtu | FALSE | L | Annual | Qualifying Generation | TWh | 0 | 0 | 0 | 0 | 0 | 0 | 0 | 0
LA Big Cajun 1 OGS- NOx Summer v4.10 | 378 | 7520 | Rate Constraint in lbs/MMBtu | FALSE | L | Annual | Rate | lb/MWh | 0 | 0 | 0 | 0 | 0 | 0 | 0 | 0
LA Big Cajun 1 OGS- NOx Summer v4.10 | 378 | 7520 | Rate Constraint in lbs/MMBtu | FALSE | L | Annual | Constraint Shadow Price | US2019$/Ton | 0 | 0 | 0 | 0 | 0 | 0 | 0 | 0
LA Big Cajun 2- NOx Summer v4.10 | 379 | 7521 | Rate Constraint in lbs/MMBtu | FALSE | L | Annual | Seasons Included | Seasons | Summer | Summer | Summer | Summer | Summer | Summer | Summer | Summer
LA Big Cajun 2- NOx Summer v4.10 | 379 | 7521 | Rate Constraint in lbs/MMBtu | FALSE | L | Annual | Standard NOX | lb/MMBtu | 0.21 | 0.21 | 0.21 | 0.21 | 0.21 | 0.21 | 0.21 | 0.21
LA Big Cajun 2- NOx Summer v4.10 | 379 | 7521 | Rate Constraint in lbs/MMBtu | FALSE | L | Annual | Emissions at Affected Plants NOX | Thousand Tons | 2.093 | 0.11093 | 0 | 0 | 0 | 0 | 0 | 0
LA Big Cajun 2- NOx Summer v4.10 | 379 | 7521 | Rate Constraint in lbs/MMBtu | FALSE | L | Annual | Allowances Purchased NOX | Thousand Tons | 0 | 0 | 0 | 0 | 0 | 0 | 0 | 0
LA Big Cajun 2- NOx Summer v4.10 | 379 | 7521 | Rate Constraint in lbs/MMBtu | FALSE | L | Annual | Allowances Sold NOX | Thousand Tons | 0 | 0 | 0 | 0 | 0 | 0 | 0 | 0
LA Big Cajun 2- NOx Summer v4.10 | 379 | 7521 | Rate Constraint in lbs/MMBtu | FALSE | L | Annual | Allowances Banked | Thousand Tons | 0 | 0 | 0 | 0 | 0 | 0 | 0 | 0
LA Big Cajun 2- NOx Summer v4.10 | 379 | 7521 | Rate Constraint in lbs/MMBtu | FALSE | L | Annual | Allowances Withdrawn (1:1) | Thousand Tons | 0 | 0 | 0 | 0 | 0 | 0 | 0 | 0
LA Big Cajun 2- NOx Summer v4.10 | 379 | 7521 | Rate Constraint in lbs/MMBtu | FALSE | L | Annual | Allowances Withdrawn (n:1) | Thousand Tons | 0 | 0 | 0 | 0 | 0 | 0 | 0 | 0
LA Big Cajun 2- NOx Summer v4.10 | 379 | 7521 | Rate Constraint in lbs/MMBtu | FALSE | L | Annual | Net Emissions Allowance Position | Thousand Tons | 2.093 | 0.11093 | 0 | 0 | 0 | 0 | 0 | 0
LA Big Cajun 2- NOx Summer v4.10 | 379 | 7521 | Rate Constraint in lbs/MMBtu | FALSE | L | Annual | Fuel Consumed | TBtu | 33.9351 | 1.8163 | 0 | 0 | 0 | 0 | 0 | 0
LA Big Cajun 2- NOx Summer v4.10 | 379 | 7521 | Rate Constraint in lbs/MMBtu | FALSE | L | Annual | Rate | lb/MMBtu | 0.12335 | 0.12215 | 0 | 0 | 0 | 0 | 0 | 0
LA Big Cajun 2- NOx Summer v4.10 | 379 | 7521 | Rate Constraint in lbs/MMBtu | FALSE | L | Annual | Generation | TWh | 3.2511 | 0.17401 | 0 | 0 | 0 | 0 | 0 | 0
LA Big Cajun 2- NOx Summer v4.10 | 379 | 7521 | Rate Constraint in lbs/MMBtu | FALSE | L | Annual | Qualifying Generation | TWh | 3.2511 | 0.17401 | 0 | 0 | 0 | 0 | 0 | 0
LA Big Cajun 2- NOx Summer v4.10 | 379 | 7521 | Rate Constraint in lbs/MMBtu | FALSE | L | Annual | Rate | lb/MWh | 1.2875 | 1.275 | 0 | 0 | 0 | 0 | 0 | 0
LA Big Cajun 2- NOx Summer v4.10 | 379 | 7521 | Rate Constraint in lbs/MMBtu | FALSE | L | Annual | Constraint Shadow Price | US2019$/Ton | 0 | 0 | 0 | 0 | 0 | 0 | 0 | 0
LA Carville Energy LLC -Nox Summer v5.12 | 380 | 7522 | Rate Constraint in lbs/MMBtu | FALSE | L | Annual | Seasons Included | Seasons | Summer | Summer | Summer | Summer | Summer | Summer | Summer | Summer
LA Carville Energy LLC -Nox Summer v5.12 | 380 | 7522 | Rate Constraint in lbs/MMBtu | FALSE | L | Annual | Standard NOX | lb/MMBtu | 0.2 | 0.2 | 0.2 | 0.2 | 0.2 | 0.2 | 0.2 | 0.2
LA Carville Energy LLC -Nox Summer v5.12 | 380 | 7522 | Rate Constraint in lbs/MMBtu | FALSE | L | Annual | Emissions at Affected Plants NOX | Thousand Tons | 0.18038 | 0.18038 | 0.0089893 | 0.13597 | 0.18038 | 0.18038 | 0.18038 | 0.18038
LA Carville Energy LLC -Nox Summer v5.12 | 380 | 7522 | Rate Constraint in lbs/MMBtu | FALSE | L | Annual | Allowances Purchased NOX | Thousand Tons | 0 | 0 | 0 | 0 | 0 | 0 | 0 | 0
LA Carville Energy LLC -Nox Summer v5.12 | 380 | 7522 | Rate Constraint in lbs/MMBtu | FALSE | L | Annual | Allowances Sold NOX | Thousand Tons | 0 | 0 | 0 | 0 | 0 | 0 | 0 | 0
LA Carville Energy LLC -Nox Summer v5.12 | 380 | 7522 | Rate Constraint in lbs/MMBtu | FALSE | L | Annual | Allowances Banked | Thousand Tons | 0 | 0 | 0 | 0 | 0 | 0 | 0 | 0
LA Carville Energy LLC -Nox Summer v5.12 | 380 | 7522 | Rate Constraint in lbs/MMBtu | FALSE | L | Annual | Allowances Withdrawn (1:1) | Thousand Tons | 0 | 0 | 0 | 0 | 0 | 0 | 0 | 0
LA Carville Energy LLC -Nox Summer v5.12 | 380 | 7522 | Rate Constraint in lbs/MMBtu | FALSE | L | Annual | Allowances Withdrawn (n:1) | Thousand Tons | 0 | 0 | 0 | 0 | 0 | 0 | 0 | 0
LA Carville Energy LLC -Nox Summer v5.12 | 380 | 7522 | Rate Constraint in lbs/MMBtu | FALSE | L | Annual | Net Emissions Allowance Position | Thousand Tons | 0.18038 | 0.18038 | 0.0089893 | 0.13597 | 0.18038 | 0.18038 | 0.18038 | 0.18038
LA Carville Energy LLC -Nox Summer v5.12 | 380 | 7522 | Rate Constraint in lbs/MMBtu | FALSE | L | Annual | Fuel Consumed | TBtu | 8.526 | 8.526 | 0.42491 | 6.427 | 8.526 | 8.526 | 8.526 | 8.526
LA Carville Energy LLC -Nox Summer v5.12 | 380 | 7522 | Rate Constraint in lbs/MMBtu | FALSE | L | Annual | Rate | lb/MMBtu | 0.042312 | 0.042312 | 0.042312 | 0.042312 | 0.042312 | 0.042312 | 0.042312 | 0.042312
LA Carville Energy LLC -Nox Summer v5.12 | 380 | 7522 | Rate Constraint in lbs/MMBtu | FALSE | L | Annual | Generation | TWh | 1.717 | 1.717 | 0.085572 | 1.2943 | 1.717 | 1.717 | 1.717 | 1.717
LA Carville Energy LLC -Nox Summer v5.12 | 380 | 7522 | Rate Constraint in lbs/MMBtu | FALSE | L | Annual | Qualifying Generation | TWh | 1.3011 | 1.3011 | 0.064842 | 0.98078 | 1.3011 | 1.3011 | 1.3011 | 1.3011
LA Carville Energy LLC -Nox Summer v5.12 | 380 | 7522 | Rate Constraint in lbs/MMBtu | FALSE | L | Annual | Rate | lb/MWh | 0.27727 | 0.27727 | 0.27727 | 0.27727 | 0.27727 | 0.27727 | 0.27727 | 0.27727
LA Carville Energy LLC -Nox Summer v5.12 | 380 | 7522 | Rate Constraint in lbs/MMBtu | FALSE | L | Annual | Constraint Shadow Price | US2019$/Ton | 0 | 0 | 0 | 0 | 0 | 0 | 0 | 0
LA Formosa Plastics High - NOx Summer v4.10 | 381 | 7523 | Rate Constraint in lbs/MMBtu | FALSE | L | Annual | Seasons Included | Seasons | Summer | Summer | Summer | Summer | Summer | Summer | Summer | Summer
LA Formosa Plastics High - NOx Summer v4.10 | 381 | 7523 | Rate Constraint in lbs/MMBtu | FALSE | L | Annual | Standard NOX | lb/MMBtu | 0.52663 | 0.52663 | 0.52663 | 0.52663 | 0.52663 | 0.52663 | 0.52663 | 0.52663
LA Formosa Plastics High - NOx Summer v4.10 | 381 | 7523 | Rate Constraint in lbs/MMBtu | FALSE | L | Annual | Emissions at Affected Plants NOX | Thousand Tons | 0.0037615 | 0.0094252 | 0.02095 | 0.02095 | 0.02095 | 0.02095 | 0.015792 | 0.015712
LA Formosa Plastics High - NOx Summer v4.10 | 381 | 7523 | Rate Constraint in lbs/MMBtu | FALSE | L | Annual | Allowances Purchased NOX | Thousand Tons | 0 | 0 | 0 | 0 | 0 | 0 | 0 | 0
LA Formosa Plastics High - NOx Summer v4.10 | 381 | 7523 | Rate Constraint in lbs/MMBtu | FALSE | L | Annual | Allowances Sold NOX | Thousand Tons | 0 | 0 | 0 | 0 | 0 | 0 | 0 | 0
LA Formosa Plastics High - NOx Summer v4.10 | 381 | 7523 | Rate Constraint in lbs/MMBtu | FALSE | L | Annual | Allowances Banked | Thousand Tons | 0 | 0 | 0 | 0 | 0 | 0 | 0 | 0
LA Formosa Plastics High - NOx Summer v4.10 | 381 | 7523 | Rate Constraint in lbs/MMBtu | FALSE | L | Annual | Allowances Withdrawn (1:1) | Thousand Tons | 0 | 0 | 0 | 0 | 0 | 0 | 0 | 0
LA Formosa Plastics High - NOx Summer v4.10 | 381 | 7523 | Rate Constraint in lbs/MMBtu | FALSE | L | Annual | Allowances Withdrawn (n:1) | Thousand Tons | 0 | 0 | 0 | 0 | 0 | 0 | 0 | 0
LA Formosa Plastics High - NOx Summer v4.10 | 381 | 7523 | Rate Constraint in lbs/MMBtu | FALSE | L | Annual | Net Emissions Allowance Position | Thousand Tons | 0.0037615 | 0.0094252 | 0.02095 | 0.02095 | 0.02095 | 0.02095 | 0.015792 | 0.015712
LA Formosa Plastics High - NOx Summer v4.10 | 381 | 7523 | Rate Constraint in lbs/MMBtu | FALSE | L | Annual | Fuel Consumed | TBtu | 0.028451 | 0.07129 | 0.15846 | 0.15846 | 0.15846 | 0.15846 | 0.11945 | 0.11884
LA Formosa Plastics High - NOx Summer v4.10 | 381 | 7523 | Rate Constraint in lbs/MMBtu | FALSE | L | Annual | Rate | lb/MMBtu | 0.26442 | 0.26442 | 0.26442 | 0.26442 | 0.26442 | 0.26442 | 0.26442 | 0.26442
LA Formosa Plastics High - NOx Summer v4.10 | 381 | 7523 | Rate Constraint in lbs/MMBtu | FALSE | L | Annual | Generation | TWh | 0.009026 | 0.022616 | 0.050271 | 0.050271 | 0.050271 | 0.050271 | 0.037895 | 0.037703
LA Formosa Plastics High - NOx Summer v4.10 | 381 | 7523 | Rate Constraint in lbs/MMBtu | FALSE | L | Annual | Qualifying Generation | TWh | 0.0034279 | 0.0085891 | 0.019092 | 0.019092 | 0.019092 | 0.019092 | 0.014391 | 0.014319
LA Formosa Plastics High - NOx Summer v4.10 | 381 | 7523 | Rate Constraint in lbs/MMBtu | FALSE | L | Annual | Rate | lb/MWh | 2.1947 | 2.1947 | 2.1947 | 2.1947 | 2.1947 | 2.1947 | 2.1947 | 2.1947
LA Formosa Plastics High - NOx Summer v4.10 | 381 | 7523 | Rate Constraint in lbs/MMBtu | FALSE | L | Annual | Constraint Shadow Price | US2019$/Ton | 0 | 0 | 0 | 0 | 0 | 0 | 0 | 0
LA Formosa Plastics Low - NOx Summer v4.10 | 382 | 7524 | Rate Constraint in lbs/MMBtu | FALSE | L | Annual | Seasons Included | Seasons | Summer | Summer | Summer | Summer | Summer | Summer | Summer | Summer
LA Formosa Plastics Low - NOx Summer v4.10 | 382 | 7524 | Rate Constraint in lbs/MMBtu | FALSE | L | Annual | Standard NOX | lb/MMBtu | 0.28506 | 0.28506 | 0.28506 | 0.28506 | 0.28506 | 0.28506 | 0.28506 | 0.28506
LA Formosa Plastics Low - NOx Summer v4.10 | 382 | 7524 | Rate Constraint in lbs/MMBtu | FALSE | L | Annual | Emissions at Affected Plants NOX | Thousand Tons | 0.0042343 | 0.0075859 | 9.2981e-06 | 0.0010482 | 0.022978 | 0.022385 | 0.022385 | 0.019213
LA Formosa Plastics Low - NOx Summer v4.10 | 382 | 7524 | Rate Constraint in lbs/MMBtu | FALSE | L | Annual | Allowances Purchased NOX | Thousand Tons | 0 | 0 | 0 | 0 | 0 | 0 | 0 | 0
LA Formosa Plastics Low - NOx Summer v4.10 | 382 | 7524 | Rate Constraint in lbs/MMBtu | FALSE | L | Annual | Allowances Sold NOX | Thousand Tons | 0 | 0 | 0 | 0 | 0 | 0 | 0 | 0
LA Formosa Plastics Low - NOx Summer v4.10 | 382 | 7524 | Rate Constraint in lbs/MMBtu | FALSE | L | Annual | Allowances Banked | Thousand Tons | 0 | 0 | 0 | 0 | 0 | 0 | 0 | 0
LA Formosa Plastics Low - NOx Summer v4.10 | 382 | 7524 | Rate Constraint in lbs/MMBtu | FALSE | L | Annual | Allowances Withdrawn (1:1) | Thousand Tons | 0 | 0 | 0 | 0 | 0 | 0 | 0 | 0
LA Formosa Plastics Low - NOx Summer v4.10 | 382 | 7524 | Rate Constraint in lbs/MMBtu | FALSE | L | Annual | Allowances Withdrawn (n:1) | Thousand Tons | 0 | 0 | 0 | 0 | 0 | 0 | 0 | 0
LA Formosa Plastics Low - NOx Summer v4.10 | 382 | 7524 | Rate Constraint in lbs/MMBtu | FALSE | L | Annual | Net Emissions Allowance Position | Thousand Tons | 0.0042343 | 0.0075859 | 9.2981e-06 | 0.0010482 | 0.022978 | 0.022385 | 0.022385 | 0.019213
LA Formosa Plastics Low - NOx Summer v4.10 | 382 | 7524 | Rate Constraint in lbs/MMBtu | FALSE | L | Annual | Fuel Consumed | TBtu | 0.11148 | 0.19971 | 0.00024479 | 0.027597 | 0.60495 | 0.58933 | 0.58933 | 0.50582
LA Formosa Plastics Low - NOx Summer v4.10 | 382 | 7524 | Rate Constraint in lbs/MMBtu | FALSE | L | Annual | Rate | lb/MMBtu | 0.075968 | 0.075968 | 0.075968 | 0.075968 | 0.075968 | 0.075968 | 0.075968 | 0.075968
LA Formosa Plastics Low - NOx Summer v4.10 | 382 | 7524 | Rate Constraint in lbs/MMBtu | FALSE | L | Annual | Generation | TWh | 0.018263 | 0.032718 | 4.0103e-05 | 0.004521 | 0.099106 | 0.096548 | 0.096548 | 0.082866
LA Formosa Plastics Low - NOx Summer v4.10 | 382 | 7524 | Rate Constraint in lbs/MMBtu | FALSE | L | Annual | Qualifying Generation | TWh | 0.012813 | 0.022955 | 2.8137e-05 | 0.003172 | 0.069534 | 0.067739 | 0.067739 | 0.05814
LA Formosa Plastics Low - NOx Summer v4.10 | 382 | 7524 | Rate Constraint in lbs/MMBtu | FALSE | L | Annual | Rate | lb/MWh | 0.66092 | 0.66092 | 0.66092 | 0.66092 | 0.66092 | 0.66092 | 0.66092 | 0.66092
LA Formosa Plastics Low - NOx Summer v4.10 | 382 | 7524 | Rate Constraint in lbs/MMBtu | FALSE | L | Annual | Constraint Shadow Price | US2019$/Ton | 0 | 0 | 0 | 0 | 0 | 0 | 0 | 0
LA Geismar Cogen -Nox Summer v5.12 | 383 | 7525 | Rate Constraint in lbs/MMBtu | FALSE | L | Annual | Seasons Included | Seasons | Summer | Summer | Summer | Summer | Summer | Summer | Summer | Summer
LA Geismar Cogen -Nox Summer v5.12 | 383 | 7525 | Rate Constraint in lbs/MMBtu | FALSE | L | Annual | Standard NOX | lb/MMBtu | 0.2 | 0.2 | 0.2 | 0.2 | 0.2 | 0.2 | 0.2 | 0.2
LA Geismar Cogen -Nox Summer v5.12 | 383 | 7525 | Rate Constraint in lbs/MMBtu | FALSE | L | Annual | Emissions at Affected Plants NOX | Thousand Tons | 0.0043339 | 0 | 0 | 0 | 0 | 0 | 0 | 0
LA Geismar Cogen -Nox Summer v5.12 | 383 | 7525 | Rate Constraint in lbs/MMBtu | FALSE | L | Annual | Allowances Purchased NOX | Thousand Tons | 0 | 0 | 0 | 0 | 0 | 0 | 0 | 0
LA Geismar Cogen -Nox Summer v5.12 | 383 | 7525 | Rate Constraint in lbs/MMBtu | FALSE | L | Annual | Allowances Sold NOX | Thousand Tons | 0 | 0 | 0 | 0 | 0 | 0 | 0 | 0
LA Geismar Cogen -Nox Summer v5.12 | 383 | 7525 | Rate Constraint in lbs/MMBtu | FALSE | L | Annual | Allowances Banked | Thousand Tons | 0 | 0 | 0 | 0 | 0 | 0 | 0 | 0
LA Geismar Cogen -Nox Summer v5.12 | 383 | 7525 | Rate Constraint in lbs/MMBtu | FALSE | L | Annual | Allowances Withdrawn (1:1) | Thousand Tons | 0 | 0 | 0 | 0 | 0 | 0 | 0 | 0
LA Geismar Cogen -Nox Summer v5.12 | 383 | 7525 | Rate Constraint in lbs/MMBtu | FALSE | L | Annual | Allowances Withdrawn (n:1) | Thousand Tons | 0 | 0 | 0 | 0 | 0 | 0 | 0 | 0
LA Geismar Cogen -Nox Summer v5.12 | 383 | 7525 | Rate Constraint in lbs/MMBtu | FALSE | L | Annual | Net Emissions Allowance Position | Thousand Tons | 0.0043339 | 0 | 0 | 0 | 0 | 0 | 0 | 0
LA Geismar Cogen -Nox Summer v5.12 | 383 | 7525 | Rate Constraint in lbs/MMBtu | FALSE | L | Annual | Fuel Consumed | TBtu | 0.11915 | 0 | 0 | 0 | 0 | 0 | 0 | 0
LA Geismar Cogen -Nox Summer v5.12 | 383 | 7525 | Rate Constraint in lbs/MMBtu | FALSE | L | Annual | Rate | lb/MMBtu | 0.072747 | 0 | 0 | 0 | 0 | 0 | 0 | 0
LA Geismar Cogen -Nox Summer v5.12 | 383 | 7525 | Rate Constraint in lbs/MMBtu | FALSE | L | Annual | Generation | TWh | 0.020156 | 0 | 0 | 0 | 0 | 0 | 0 | 0
LA Geismar Cogen -Nox Summer v5.12 | 383 | 7525 | Rate Constraint in lbs/MMBtu | FALSE | L | Annual | Qualifying Generation | TWh | 0.013695 | 0 | 0 | 0 | 0 | 0 | 0 | 0
LA Geismar Cogen -Nox Summer v5.12 | 383 | 7525 | Rate Constraint in lbs/MMBtu | FALSE | L | Annual | Rate | lb/MWh | 0.6329 | 0 | 0 | 0 | 0 | 0 | 0 | 0
LA Geismar Cogen -Nox Summer v5.12 | 383 | 7525 | Rate Constraint in lbs/MMBtu | FALSE | L | Annual | Constraint Shadow Price | US2019$/Ton | 0 | 0 | 0 | 0 | 0 | 0 | 0 | 0
LA Georgia Gulf Plaquemine -Nox Summer v5.12 | 384 | 7526 | Rate Constraint in lbs/MMBtu | FALSE | L | Annual | Seasons Included | Seasons | Summer | Summer | Summer | Summer | Summer | Summer | Summer | Summer
LA Georgia Gulf Plaquemine -Nox Summer v5.12 | 384 | 7526 | Rate Constraint in lbs/MMBtu | FALSE | L | Annual | Standard NOX | lb/MMBtu | 0.2 | 0.2 | 0.2 | 0.2 | 0.2 | 0.2 | 0.2 | 0.2
LA Georgia Gulf Plaquemine -Nox Summer v5.12 | 384 | 7526 | Rate Constraint in lbs/MMBtu | FALSE | L | Annual | Emissions at Affected Plants NOX | Thousand Tons | 0.025908 | 0.025908 | 0 | 0.0011969 | 0.089161 | 0.1415 | 0.053029 | 0.10514
LA Georgia Gulf Plaquemine -Nox Summer v5.12 | 384 | 7526 | Rate Constraint in lbs/MMBtu | FALSE | L | Annual | Allowances Purchased NOX | Thousand Tons | 0 | 0 | 0 | 0 | 0 | 0 | 0 | 0
LA Georgia Gulf Plaquemine -Nox Summer v5.12 | 384 | 7526 | Rate Constraint in lbs/MMBtu | FALSE | L | Annual | Allowances Sold NOX | Thousand Tons | 0 | 0 | 0 | 0 | 0 | 0 | 0 | 0
LA Georgia Gulf Plaquemine -Nox Summer v5.12 | 384 | 7526 | Rate Constraint in lbs/MMBtu | FALSE | L | Annual | Allowances Banked | Thousand Tons | 0 | 0 | 0 | 0 | 0 | 0 | 0 | 0
LA Georgia Gulf Plaquemine -Nox Summer v5.12 | 384 | 7526 | Rate Constraint in lbs/MMBtu | FALSE | L | Annual | Allowances Withdrawn (1:1) | Thousand Tons | 0 | 0 | 0 | 0 | 0 | 0 | 0 | 0
LA Georgia Gulf Plaquemine -Nox Summer v5.12 | 384 | 7526 | Rate Constraint in lbs/MMBtu | FALSE | L | Annual | Allowances Withdrawn (n:1) | Thousand Tons | 0 | 0 | 0 | 0 | 0 | 0 | 0 | 0
LA Georgia Gulf Plaquemine -Nox Summer v5.12 | 384 | 7526 | Rate Constraint in lbs/MMBtu | FALSE | L | Annual | Net Emissions Allowance Position | Thousand Tons | 0.025908 | 0.025908 | 0 | 0.0011969 | 0.089161 | 0.1415 | 0.053029 | 0.10514
LA Georgia Gulf Plaquemine -Nox Summer v5.12 | 384 | 7526 | Rate Constraint in lbs/MMBtu | FALSE | L | Annual | Fuel Consumed | TBtu | 0.36014 | 0.36014 | 0 | 0.016638 | 1.2394 | 1.9669 | 0.73714 | 1.4616
LA Georgia Gulf Plaquemine -Nox Summer v5.12 | 384 | 7526 | Rate Constraint in lbs/MMBtu | FALSE | L | Annual | Rate | lb/MMBtu | 0.14388 | 0.14388 | 0 | 0.14388 | 0.14388 | 0.14388 | 0.14388 | 0.14388
LA Georgia Gulf Plaquemine -Nox Summer v5.12 | 384 | 7526 | Rate Constraint in lbs/MMBtu | FALSE | L | Annual | Generation | TWh | 0.060923 | 0.060923 | 0 | 0.0028146 | 0.20966 | 0.33273 | 0.1247 | 0.24724
LA Georgia Gulf Plaquemine -Nox Summer v5.12 | 384 | 7526 | Rate Constraint in lbs/MMBtu | FALSE | L | Annual | Qualifying Generation | TWh | 0.041396 | 0.041396 | 0 | 0.0019124 | 0.14246 | 0.22608 | 0.084729 | 0.168
LA Georgia Gulf Plaquemine -Nox Summer v5.12 | 384 | 7526 | Rate Constraint in lbs/MMBtu | FALSE | L | Annual | Rate | lb/MWh | 1.2517 | 1.2517 | 0 | 1.2517 | 1.2517 | 1.2517 | 1.2517 | 1.2517
LA Georgia Gulf Plaquemine -Nox Summer v5.12 | 384 | 7526 | Rate Constraint in lbs/MMBtu | FALSE | L | Annual | Constraint Shadow Price | US2019$/Ton | 0 | 0 | 0 | 0 | 0 | 0 | 0 | 0
LA Louisiana 1 - NOx Summer v4.10 | 385 | 7527 | Rate Constraint in lbs/MMBtu | FALSE | L | Annual | Seasons Included | Seasons | Summer | Summer | Summer | Summer | Summer | Summer | Summer | Summer
LA Louisiana 1 - NOx Summer v4.10 | 385 | 7527 | Rate Constraint in lbs/MMBtu | FALSE | L | Annual | Standard NOX | lb/MMBtu | 0.24144 | 0.24144 | 0.24144 | 0.24144 | 0.24144 | 0.24144 | 0.24144 | 0.24144
LA Louisiana 1 - NOx Summer v4.10 | 385 | 7527 | Rate Constraint in lbs/MMBtu | FALSE | L | Annual | Emissions at Affected Plants NOX | Thousand Tons | 0.097605 | 0.097605 | 0.016559 | 0.097605 | 0.097605 | 0.097605 | 0.097605 | 0.097605
LA Louisiana 1 - NOx Summer v4.10 | 385 | 7527 | Rate Constraint in lbs/MMBtu | FALSE | L | Annual | Allowances Purchased NOX | Thousand Tons | 0 | 0 | 0 | 0 | 0 | 0 | 0 | 0
LA Louisiana 1 - NOx Summer v4.10 | 385 | 7527 | Rate Constraint in lbs/MMBtu | FALSE | L | Annual | Allowances Sold NOX | Thousand Tons | 0 | 0 | 0 | 0 | 0 | 0 | 0 | 0
LA Louisiana 1 - NOx Summer v4.10 | 385 | 7527 | Rate Constraint in lbs/MMBtu | FALSE | L | Annual | Allowances Banked | Thousand Tons | 0 | 0 | 0 | 0 | 0 | 0 | 0 | 0
LA Louisiana 1 - NOx Summer v4.10 | 385 | 7527 | Rate Constraint in lbs/MMBtu | FALSE | L | Annual | Allowances Withdrawn (1:1) | Thousand Tons | 0 | 0 | 0 | 0 | 0 | 0 | 0 | 0
LA Louisiana 1 - NOx Summer v4.10 | 385 | 7527 | Rate Constraint in lbs/MMBtu | FALSE | L | Annual | Allowances Withdrawn (n:1) | Thousand Tons | 0 | 0 | 0 | 0 | 0 | 0 | 0 | 0
LA Louisiana 1 - NOx Summer v4.10 | 385 | 7527 | Rate Constraint in lbs/MMBtu | FALSE | L | Annual | Net Emissions Allowance Position | Thousand Tons | 0.097605 | 0.097605 | 0.016559 | 0.097605 | 0.097605 | 0.097605 | 0.097605 | 0.097605
LA Louisiana 1 - NOx Summer v4.10 | 385 | 7527 | Rate Constraint in lbs/MMBtu | FALSE | L | Annual | Fuel Consumed | TBtu | 0.98225 | 0.98225 | 0.15204 | 0.98225 | 0.98225 | 0.98225 | 0.98225 | 0.98225
LA Louisiana 1 - NOx Summer v4.10 | 385 | 7527 | Rate Constraint in lbs/MMBtu | FALSE | L | Annual | Rate | lb/MMBtu | 0.19874 | 0.19874 | 0.21782 | 0.19874 | 0.19874 | 0.19874 | 0.19874 | 0.19874
LA Louisiana 1 - NOx Summer v4.10 | 385 | 7527 | Rate Constraint in lbs/MMBtu | FALSE | L | Annual | Generation | TWh | 0.26702 | 0.26702 | 0.08005 | 0.26702 | 0.26702 | 0.26702 | 0.26702 | 0.26702
LA Louisiana 1 - NOx Summer v4.10 | 385 | 7527 | Rate Constraint in lbs/MMBtu | FALSE | L | Annual | Qualifying Generation | TWh | 0.21593 | 0.21593 | 0.033424 | 0.21593 | 0.21593 | 0.21593 | 0.21593 | 0.21593
LA Louisiana 1 - NOx Summer v4.10 | 385 | 7527 | Rate Constraint in lbs/MMBtu | FALSE | L | Annual | Rate | lb/MWh | 0.90406 | 0.90406 | 0.99086 | 0.90406 | 0.90406 | 0.90406 | 0.90406 | 0.90406
LA Louisiana 1 - NOx Summer v4.10 | 385 | 7527 | Rate Constraint in lbs/MMBtu | FALSE | L | Annual | Constraint Shadow Price | US2019$/Ton | 0 | 0 | 0 | 0 | 0 | 0 | 0 | 0
LA New Roads - NOx Summer v4.10 | 386 | 7528 | Rate Constraint in lbs/MMBtu | FALSE | L | Annual | Seasons Included | Seasons | Summer | Summer | Summer | Summer | Summer | Summer | Summer | Summer
LA New Roads - NOx Summer v4.10 | 386 | 7528 | Rate Constraint in lbs/MMBtu | FALSE | L | Annual | Standard NOX | lb/MMBtu | 0.2 | 0.2 | 0.2 | 0.2 | 0.2 | 0.2 | 0.2 | 0.2
LA New Roads - NOx Summer v4.10 | 386 | 7528 | Rate Constraint in lbs/MMBtu | FALSE | L | Annual | Emissions at Affected Plants NOX | Thousand Tons | 1.7108e-05 | 0.0016766 | 0.0027373 | 0.00065012 | 0.00035928 | 0 | 0 | 0
LA New Roads - NOx Summer v4.10 | 386 | 7528 | Rate Constraint in lbs/MMBtu | FALSE | L | Annual | Allowances Purchased NOX | Thousand Tons | 0 | 0 | 0 | 0 | 0 | 0 | 0 | 0
LA New Roads - NOx Summer v4.10 | 386 | 7528 | Rate Constraint in lbs/MMBtu | FALSE | L | Annual | Allowances Sold NOX | Thousand Tons | 0 | 0 | 0 | 0 | 0 | 0 | 0 | 0
LA New Roads - NOx Summer v4.10 | 386 | 7528 | Rate Constraint in lbs/MMBtu | FALSE | L | Annual | Allowances Banked | Thousand Tons | 0 | 0 | 0 | 0 | 0 | 0 | 0 | 0
LA New Roads - NOx Summer v4.10 | 386 | 7528 | Rate Constraint in lbs/MMBtu | FALSE | L | Annual | Allowances Withdrawn (1:1) | Thousand Tons | 0 | 0 | 0 | 0 | 0 | 0 | 0 | 0
LA New Roads - NOx Summer v4.10 | 386 | 7528 | Rate Constraint in lbs/MMBtu | FALSE | L | Annual | Allowances Withdrawn (n:1) | Thousand Tons | 0 | 0 | 0 | 0 | 0 | 0 | 0 | 0
LA New Roads - NOx Summer v4.10 | 386 | 7528 | Rate Constraint in lbs/MMBtu | FALSE | L | Annual | Net Emissions Allowance Position | Thousand Tons | 1.7108e-05 | 0.0016766 | 0.0027373 | 0.00065012 | 0.00035928 | 0 | 0 | 0
LA New Roads - NOx Summer v4.10 | 386 | 7528 | Rate Constraint in lbs/MMBtu | FALSE | L | Annual | Fuel Consumed | TBtu | 0.00017109 | 0.016767 | 0.027375 | 0.0065015 | 0.0035929 | 0 | 0 | 0
LA New Roads - NOx Summer v4.10 | 386 | 7528 | Rate Constraint in lbs/MMBtu | FALSE | L | Annual | Rate | lb/MMBtu | 0.19999 | 0.19999 | 0.19999 | 0.19999 | 0.19999 | 0 | 0 | 0
LA New Roads - NOx Summer v4.10 | 386 | 7528 | Rate Constraint in lbs/MMBtu | FALSE | L | Annual | Generation | TWh | 1.2947e-05 | 0.0012688 | 0.0020715 | 0.00049199 | 0.00027189 | 0 | 0 | 0
LA New Roads - NOx Summer v4.10 | 386 | 7528 | Rate Constraint in lbs/MMBtu | FALSE | L | Annual | Qualifying Generation | TWh | 1.2947e-05 | 0.0012688 | 0.0020715 | 0.00049199 | 0.00027189 | 0 | 0 | 0
LA New Roads - NOx Summer v4.10 | 386 | 7528 | Rate Constraint in lbs/MMBtu | FALSE | L | Annual | Rate | lb/MWh | 2.6428 | 2.6428 | 2.6428 | 2.6428 | 2.6428 | 0 | 0 | 0
LA New Roads - NOx Summer v4.10 | 386 | 7528 | Rate Constraint in lbs/MMBtu | FALSE | L | Annual | Constraint Shadow Price | US2019$/Ton | 0 | 0 | 0 | 0 | 0 | 0 | 0 | 0
LA Plaquemine Cogeneration Plant -Nox Summer v5.12 | 387 | 7529 | Rate Constraint in lbs/MMBtu | FALSE | L | Annual | Seasons Included | Seasons | Summer | Summer | Summer | Summer | Summer | Summer | Summer | Summer
LA Plaquemine Cogeneration Plant -Nox Summer v5.12 | 387 | 7529 | Rate Constraint in lbs/MMBtu | FALSE | L | Annual | Standard NOX | lb/MMBtu | 0.2 | 0.2 | 0.2 | 0.2 | 0.2 | 0.2 | 0.2 | 0.2
LA Plaquemine Cogeneration Plant -Nox Summer v5.12 | 387 | 7529 | Rate Constraint in lbs/MMBtu | FALSE | L | Annual | Emissions at Affected Plants NOX | Thousand Tons | 0.027713 | 0.057691 | 0.087391 | 0.092292 | 0.11096 | 0.092292 | 0.092292 | 0.047018
LA Plaquemine Cogeneration Plant -Nox Summer v5.12 | 387 | 7529 | Rate Constraint in lbs/MMBtu | FALSE | L | Annual | Allowances Purchased NOX | Thousand Tons | 0 | 0 | 0 | 0 | 0 | 0 | 0 | 0
LA Plaquemine Cogeneration Plant -Nox Summer v5.12 | 387 | 7529 | Rate Constraint in lbs/MMBtu | FALSE | L | Annual | Allowances Sold NOX | Thousand Tons | 0 | 0 | 0 | 0 | 0 | 0 | 0 | 0
LA Plaquemine Cogeneration Plant -Nox Summer v5.12 | 387 | 7529 | Rate Constraint in lbs/MMBtu | FALSE | L | Annual | Allowances Banked | Thousand Tons | 0 | 0 | 0 | 0 | 0 | 0 | 0 | 0
LA Plaquemine Cogeneration Plant -Nox Summer v5.12 | 387 | 7529 | Rate Constraint in lbs/MMBtu | FALSE | L | Annual | Allowances Withdrawn (1:1) | Thousand Tons | 0 | 0 | 0 | 0 | 0 | 0 | 0 | 0
LA Plaquemine Cogeneration Plant -Nox Summer v5.12 | 387 | 7529 | Rate Constraint in lbs/MMBtu | FALSE | L | Annual | Allowances Withdrawn (n:1) | Thousand Tons | 0 | 0 | 0 | 0 | 0 | 0 | 0 | 0
LA Plaquemine Cogeneration Plant -Nox Summer v5.12 | 387 | 7529 | Rate Constraint in lbs/MMBtu | FALSE | L | Annual | Net Emissions Allowance Position | Thousand Tons | 0.027713 | 0.057691 | 0.087391 | 0.092292 | 0.11096 | 0.092292 | 0.092292 | 0.047018
LA Plaquemine Cogeneration Plant -Nox Summer v5.12 | 387 | 7529 | Rate Constraint in lbs/MMBtu | FALSE | L | Annual | Fuel Consumed | TBtu | 4.107 | 8.5496 | 12.951 | 13.6774 | 16.4441 | 13.6774 | 13.6774 | 6.968
LA Plaquemine Cogeneration Plant -Nox Summer v5.12 | 387 | 7529 | Rate Constraint in lbs/MMBtu | FALSE | L | Annual | Rate | lb/MMBtu | 0.013496 | 0.013496 | 0.013496 | 0.013496 | 0.013496 | 0.013496 | 0.013496 | 0.013496
LA Plaquemine Cogeneration Plant -Nox Summer v5.12 | 387 | 7529 | Rate Constraint in lbs/MMBtu | FALSE | L | Annual | Generation | TWh | 0.59284 | 1.2341 | 1.8695 | 1.9743 | 2.3737 | 1.9743 | 1.9743 | 1.0058
LA Plaquemine Cogeneration Plant -Nox Summer v5.12 | 387 | 7529 | Rate Constraint in lbs/MMBtu | FALSE | L | Annual | Qualifying Generation | TWh | 0.52714 | 1.0974 | 1.6623 | 1.7555 | 2.1107 | 1.7555 | 1.7555 | 0.89436
LA Plaquemine Cogeneration Plant -Nox Summer v5.12 | 387 | 7529 | Rate Constraint in lbs/MMBtu | FALSE | L | Annual | Rate | lb/MWh | 0.10514 | 0.10514 | 0.10514 | 0.10514 | 0.10514 | 0.10514 | 0.10514 | 0.10514
LA Plaquemine Cogeneration Plant -Nox Summer v5.12 | 387 | 7529 | Rate Constraint in lbs/MMBtu | FALSE | L | Annual | Constraint Shadow Price | US2019$/Ton | 0 | 0 | 0 | 0 | 0 | 0 | 0 | 0
LA Shell Chemical - NOx Summer v4.10 | 388 | 7530 | Rate Constraint in lbs/MMBtu | FALSE | L | Annual | Seasons Included | Seasons | Summer | Summer | Summer | Summer | Summer | Summer | Summer | Summer
LA Shell Chemical - NOx Summer v4.10 | 388 | 7530 | Rate Constraint in lbs/MMBtu | FALSE | L | Annual | Standard NOX | lb/MMBtu | 0.29434 | 0.29434 | 0.29434 | 0.29434 | 0.29434 | 0.29434 | 0.29434 | 0.29434
LA Shell Chemical - NOx Summer v4.10 | 388 | 7530 | Rate Constraint in lbs/MMBtu | FALSE | L | Annual | Emissions at Affected Plants NOX | Thousand Tons | 0.0172 | 0.010604 | 0 | 0 | 0.087811 | 0.087811 | 0.075367 | 0.067035
LA Shell Chemical - NOx Summer v4.10 | 388 | 7530 | Rate Constraint in lbs/MMBtu | FALSE | L | Annual | Allowances Purchased NOX | Thousand Tons | 0 | 0 | 0 | 0 | 0 | 0 | 0 | 0
LA Shell Chemical - NOx Summer v4.10 | 388 | 7530 | Rate Constraint in lbs/MMBtu | FALSE | L | Annual | Allowances Sold NOX | Thousand Tons | 0 | 0 | 0 | 0 | 0 | 0 | 0 | 0
LA Shell Chemical - NOx Summer v4.10 | 388 | 7530 | Rate Constraint in lbs/MMBtu | FALSE | L | Annual | Allowances Banked | Thousand Tons | 0 | 0 | 0 | 0 | 0 | 0 | 0 | 0
LA Shell Chemical - NOx Summer v4.10 | 388 | 7530 | Rate Constraint in lbs/MMBtu | FALSE | L | Annual | Allowances Withdrawn (1:1) | Thousand Tons | 0 | 0 | 0 | 0 | 0 | 0 | 0 | 0
LA Shell Chemical - NOx Summer v4.10 | 388 | 7530 | Rate Constraint in lbs/MMBtu | FALSE | L | Annual | Allowances Withdrawn (n:1) | Thousand Tons | 0 | 0 | 0 | 0 | 0 | 0 | 0 | 0
LA Shell Chemical - NOx Summer v4.10 | 388 | 7530 | Rate Constraint in lbs/MMBtu | FALSE | L | Annual | Net Emissions Allowance Position | Thousand Tons | 0.0172 | 0.010604 | 0 | 0 | 0.087811 | 0.087811 | 0.075367 | 0.067035
LA Shell Chemical - NOx Summer v4.10 | 388 | 7530 | Rate Constraint in lbs/MMBtu | FALSE | L | Annual | Fuel Consumed | TBtu | 0.11688 | 0.072058 | 0 | 0 | 0.59668 | 0.59668 | 0.51212 | 0.45551
LA Shell Chemical - NOx Summer v4.10 | 388 | 7530 | Rate Constraint in lbs/MMBtu | FALSE | L | Annual | Rate | lb/MMBtu | 0.29433 | 0.29433 | 0 | 0 | 0.29433 | 0.29433 | 0.29433 | 0.29433
LA Shell Chemical - NOx Summer v4.10 | 388 | 7530 | Rate Constraint in lbs/MMBtu | FALSE | L | Annual | Generation | TWh | 0.019771 | 0.01219 | 0 | 0 | 0.10094 | 0.10094 | 0.086633 | 0.077055
LA Shell Chemical - NOx Summer v4.10 | 388 | 7530 | Rate Constraint in lbs/MMBtu | FALSE | L | Annual | Qualifying Generation | TWh | 0.013434 | 0.0082825 | 0 | 0 | 0.068584 | 0.068584 | 0.058865 | 0.052357
LA Shell Chemical - NOx Summer v4.10 | 388 | 7530 | Rate Constraint in lbs/MMBtu | FALSE | L | Annual | Rate | lb/MWh | 2.5607 | 2.5607 | 0 | 0 | 2.5607 | 2.5607 | 2.5607 | 2.5607
LA Shell Chemical - NOx Summer v4.10 | 388 | 7530 | Rate Constraint in lbs/MMBtu | FALSE | L | Annual | Constraint Shadow Price | US2019$/Ton | 0 | 0 | 0 | 0 | 0 | 0 | 0 | 0
Louisiana Coal Units - SO2 Rate Annual v3.1, Unit 2711 and retrofits | 389 | 7321 | Rate Constraint in lbs/MMBtu | FALSE | L | Annual | Seasons Included | Seasons | Winter, WintShld, Summer | Winter, WintShld, Summer | Winter, WintShld, Summer | Winter, WintShld, Summer | Winter, WintShld, Summer | Winter, WintShld, Summer | Winter, WintShld, Summer | Winter, WintShld, Summer
Louisiana Coal Units - SO2 Rate Annual v3.1, Unit 2711 and retrofits | 389 | 7321 | Rate Constraint in lbs/MMBtu | FALSE | L | Annual | Standard SO2 | lb/MMBtu | 1.2 | 1.2 | 1.2 | 1.2 | 1.2 | 1.2 | 1.2 | 1.2
Louisiana Coal Units - SO2 Rate Annual v3.1, Unit 2711 and retrofits | 389 | 7321 | Rate Constraint in lbs/MMBtu | FALSE | L | Annual | Emissions at Affected Plants SO2 | Thousand Tons | 9.4253 | 4.5646 | 0 | 0 | 0 | 0 | 0 | 0
Louisiana Coal Units - SO2 Rate Annual v3.1, Unit 2711 and retrofits | 389 | 7321 | Rate Constraint in lbs/MMBtu | FALSE | L | Annual | Allowances Purchased SO2 | Thousand Tons | 0 | 0 | 0 | 0 | 0 | 0 | 0 | 0
Louisiana Coal Units - SO2 Rate Annual v3.1, Unit 2711 and retrofits | 389 | 7321 | Rate Constraint in lbs/MMBtu | FALSE | L | Annual | Allowances Sold SO2 | Thousand Tons | 0 | 0 | 0 | 0 | 0 | 0 | 0 | 0
Louisiana Coal Units - SO2 Rate Annual v3.1, Unit 2711 and retrofits | 389 | 7321 | Rate Constraint in lbs/MMBtu | FALSE | L | Annual | Allowances Banked | Thousand Tons | 0 | 0 | 0 | 0 | 0 | 0 | 0 | 0
Louisiana Coal Units - SO2 Rate Annual v3.1, Unit 2711 and retrofits | 389 | 7321 | Rate Constraint in lbs/MMBtu | FALSE | L | Annual | Allowances Withdrawn (1:1) | Thousand Tons | 0 | 0 | 0 | 0 | 0 | 0 | 0 | 0
Louisiana Coal Units - SO2 Rate Annual v3.1, Unit 2711 and retrofits | 389 | 7321 | Rate Constraint in lbs/MMBtu | FALSE | L | Annual | Allowances Withdrawn (n:1) | Thousand Tons | 0 | 0 | 0 | 0 | 0 | 0 | 0 | 0
Louisiana Coal Units - SO2 Rate Annual v3.1, Unit 2711 and retrofits | 389 | 7321 | Rate Constraint in lbs/MMBtu | FALSE | L | Annual | Net Emissions Allowance Position | Thousand Tons | 9.4253 | 4.5646 | 0 | 0 | 0 | 0 | 0 | 0
Louisiana Coal Units - SO2 Rate Annual v3.1, Unit 2711 and retrofits | 389 | 7321 | Rate Constraint in lbs/MMBtu | FALSE | L | Annual | Fuel Consumed | TBtu | 41.9653 | 20.3234 | 0 | 0 | 0 | 0 | 0 | 0
Louisiana Coal Units - SO2 Rate Annual v3.1, Unit 2711 and retrofits | 389 | 7321 | Rate Constraint in lbs/MMBtu | FALSE | L | Annual | Rate | lb/MMBtu | 0.44919 | 0.44919 | 0 | 0 | 0 | 0 | 0 | 0
Louisiana Coal Units - SO2 Rate Annual v3.1, Unit 2711 and retrofits | 389 | 7321 | Rate Constraint in lbs/MMBtu | FALSE | L | Annual | Generation | TWh | 4.0204 | 1.9471 | 0 | 0 | 0 | 0 | 0 | 0
Louisiana Coal Units - SO2 Rate Annual v3.1, Unit 2711 and retrofits | 389 | 7321 | Rate Constraint in lbs/MMBtu | FALSE | L | Annual | Qualifying Generation | TWh | 4.0204 | 1.9471 | 0 | 0 | 0 | 0 | 0 | 0
Louisiana Coal Units - SO2 Rate Annual v3.1, Unit 2711 and retrofits | 389 | 7321 | Rate Constraint in lbs/MMBtu | FALSE | L | Annual | Rate | lb/MWh | 4.6887 | 4.6887 | 0 | 0 | 0 | 0 | 0 | 0
Louisiana Coal Units - SO2 Rate Annual v3.1, Unit 2711 and retrofits | 389 | 7321 | Rate Constraint in lbs/MMBtu | FALSE | L | Annual | Constraint Shadow Price | US2019$/Ton | 0 | 0 | 0 | 0 | 0 | 0 | 0 | 0
Louisiana Coal Units - SO2 Rate Annual v3.1, Unit 2742 and retrofits | 390 | 7321 | Rate Constraint in lbs/MMBtu | FALSE | L | Annual | Seasons Included | Seasons | Winter, WintShld, Summer | Winter, WintShld, Summer | Winter, WintShld, Summer | Winter, WintShld, Summer | Winter, WintShld, Summer | Winter, WintShld, Summer | Winter, WintShld, Summer | Winter, WintShld, Summer
Louisiana Coal Units - SO2 Rate Annual v3.1, Unit 2742 and retrofits | 390 | 7321 | Rate Constraint in lbs/MMBtu | FALSE | L | Annual | Standard SO2 | lb/MMBtu | 1.2 | 1.2 | 1.2 | 1.2 | 1.2 | 1.2 | 1.2 | 1.2
Louisiana Coal Units - SO2 Rate Annual v3.1, Unit 2742 and retrofits | 390 | 7321 | Rate Constraint in lbs/MMBtu | FALSE | L | Annual | Emissions at Affected Plants SO2 | Thousand Tons | 11.8026 | 0 | 0 | 0 | 0 | 0 | 0 | 0
Louisiana Coal Units - SO2 Rate Annual v3.1, Unit 2742 and retrofits | 390 | 7321 | Rate Constraint in lbs/MMBtu | FALSE | L | Annual | Allowances Purchased SO2 | Thousand Tons | 0 | 0 | 0 | 0 | 0 | 0 | 0 | 0
Louisiana Coal Units - SO2 Rate Annual v3.1, Unit 2742 and retrofits | 390 | 7321 | Rate Constraint in lbs/MMBtu | FALSE | L | Annual | Allowances Sold SO2 | Thousand Tons | 0 | 0 | 0 | 0 | 0 | 0 | 0 | 0
Louisiana Coal Units - SO2 Rate Annual v3.1, Unit 2742 and retrofits | 390 | 7321 | Rate Constraint in lbs/MMBtu | FALSE | L | Annual | Allowances Banked | Thousand Tons | 0 | 0 | 0 | 0 | 0 | 0 | 0 | 0
Louisiana Coal Units - SO2 Rate Annual v3.1, Unit 2742 and retrofits | 390 | 7321 | Rate Constraint in lbs/MMBtu | FALSE | L | Annual | Allowances Withdrawn (1:1) | Thousand Tons | 0 | 0 | 0 | 0 | 0 | 0 | 0 | 0
Louisiana Coal Units - SO2 Rate Annual v3.1, Unit 2742 and retrofits | 390 | 7321 | Rate Constraint in lbs/MMBtu | FALSE | L | Annual | Allowances Withdrawn (n:1) | Thousand Tons | 0 | 0 | 0 | 0 | 0 | 0 | 0 | 0
Louisiana Coal Units - SO2 Rate Annual v3.1, Unit 2742 and retrofits | 390 | 7321 | Rate Constraint in lbs/MMBtu | FALSE | L | Annual | Net Emissions Allowance Position | Thousand Tons | 11.8026 | 0 | 0 | 0 | 0 | 0 | 0 | 0
Louisiana Coal Units - SO2 Rate Annual v3.1, Unit 2742 and retrofits | 390 | 7321 | Rate Constraint in lbs/MMBtu | FALSE | L | Annual | Fuel Consumed | TBtu | 45.1932 | 0 | 0 | 0 | 0 | 0 | 0 | 0
Louisiana Coal Units - SO2 Rate Annual v3.1, Unit 2742 and retrofits | 390 | 7321 | Rate Constraint in lbs/MMBtu | FALSE | L | Annual | Rate | lb/MMBtu | 0.52232 | 0 | 0 | 0 | 0 | 0 | 0 | 0
Louisiana Coal Units - SO2 Rate Annual v3.1, Unit 2742 and retrofits | 390 | 7321 | Rate Constraint in lbs/MMBtu | FALSE | L | Annual | Generation | TWh | 3.8125 | 0 | 0 | 0 | 0 | 0 | 0 | 0
Louisiana Coal Units - SO2 Rate Annual v3.1, Unit 2742 and retrofits | 390 | 7321 | Rate Constraint in lbs/MMBtu | FALSE | L | Annual | Qualifying Generation | TWh | 3.8125 | 0 | 0 | 0 | 0 | 0 | 0 | 0
Louisiana Coal Units - SO2 Rate Annual v3.1, Unit 2742 and retrofits | 390 | 7321 | Rate Constraint in lbs/MMBtu | FALSE | L | Annual | Rate | lb/MWh | 6.1916 | 0 | 0 | 0 | 0 | 0 | 0 | 0
Louisiana Coal Units - SO2 Rate Annual v3.1, Unit 2742 and retrofits | 390 | 7321 | Rate Constraint in lbs/MMBtu | FALSE | L | Annual | Constraint Shadow Price | US2019$/Ton | 0 | 0 | 0 | 0 | 0 | 0 | 0 | 0
Louisiana Coal Units - SO2 Rate Annual v3.1, Unit 3258 and retrofits | 391 | 7321 | Rate Constraint in lbs/MMBtu | FALSE | L | Annual | Seasons Included | Seasons | Winter, WintShld, Summer | Winter, WintShld, Summer | Winter, WintShld, Summer | Winter, WintShld, Summer | Winter, WintShld, Summer | Winter, WintShld, Summer | Winter, WintShld, Summer | Winter, WintShld, Summer
Louisiana Coal Units - SO2 Rate Annual v3.1, Unit 3258 and retrofits | 391 | 7321 | Rate Constraint in lbs/MMBtu | FALSE | L | Annual | Standard SO2 | lb/MMBtu | 1.2 | 1.2 | 1.2 | 1.2 | 1.2 | 1.2 | 1.2 | 1.2
Louisiana Coal Units - SO2 Rate Annual v3.1, Unit 3258 and retrofits | 391 | 7321 | Rate Constraint in lbs/MMBtu | FALSE | L | Annual | Emissions at Affected Plants SO2 | Thousand Tons | 4.4606 | 0 | 0 | 0 | 0 | 0 | 0 | 0
Louisiana Coal Units - SO2 Rate Annual v3.1, Unit 3258 and retrofits | 391 | 7321 | Rate Constraint in lbs/MMBtu | FALSE | L | Annual | Allowances Purchased SO2 | Thousand Tons | 0 | 0 | 0 | 0 | 0 | 0 | 0 | 0
Louisiana Coal Units - SO2 Rate Annual v3.1, Unit 3258 and retrofits | 391 | 7321 | Rate Constraint in lbs/MMBtu | FALSE | L | Annual | Allowances Sold SO2 | Thousand Tons | 0 | 0 | 0 | 0 | 0 | 0 | 0 | 0
Louisiana Coal Units - SO2 Rate Annual v3.1, Unit 3258 and retrofits | 391 | 7321 | Rate Constraint in lbs/MMBtu | FALSE | L | Annual | Allowances Banked | Thousand Tons | 0 | 0 | 0 | 0 | 0 | 0 | 0 | 0
Louisiana Coal Units - SO2 Rate Annual v3.1, Unit 3258 and retrofits | 391 | 7321 | Rate Constraint in lbs/MMBtu | FALSE | L | Annual | Allowances Withdrawn (1:1) | Thousand Tons | 0 | 0 | 0 | 0 | 0 | 0 | 0 | 0
Louisiana Coal Units - SO2 Rate Annual v3.1, Unit 3258 and retrofits | 391 | 7321 | Rate Constraint in lbs/MMBtu | FALSE | L | Annual | Allowances Withdrawn (n:1) | Thousand Tons | 0 | 0 | 0 | 0 | 0 | 0 | 0 | 0
Louisiana Coal Units - SO2 Rate Annual v3.1, Unit 3258 and retrofits | 391 | 7321 | Rate Constraint in lbs/MMBtu | FALSE | L | Annual | Net Emissions Allowance Position | Thousand Tons | 4.4606 | 0 | 0 | 0 | 0 | 0 | 0 | 0
Louisiana Coal Units - SO2 Rate Annual v3.1, Unit 3258 and retrofits | 391 | 7321 | Rate Constraint in lbs/MMBtu | FALSE | L | Annual | Fuel Consumed | TBtu | 35.8596 | 0 | 0 | 0 | 0 | 0 | 0 | 0
Louisiana Coal Units - SO2 Rate Annual v3.1, Unit 3258 and retrofits | 391 | 7321 | Rate Constraint in lbs/MMBtu | FALSE | L | Annual | Rate | lb/MMBtu | 0.24878 | 0 | 0 | 0 | 0 | 0 | 0 | 0
Louisiana Coal Units - SO2 Rate Annual v3.1, Unit 3258 and retrofits | 391 | 7321 | Rate Constraint in lbs/MMBtu | FALSE | L | Annual | Generation | TWh | 3.4355 | 0 | 0 | 0 | 0 | 0 | 0 | 0
Louisiana Coal Units - SO2 Rate Annual v3.1, Unit 3258 and retrofits | 391 | 7321 | Rate Constraint in lbs/MMBtu | FALSE | L | Annual | Qualifying Generation | TWh | 3.4355 | 0 | 0 | 0 | 0 | 0 | 0 | 0
Louisiana Coal Units - SO2 Rate Annual v3.1, Unit 3258 and retrofits | 391 | 7321 | Rate Constraint in lbs/MMBtu | FALSE | L | Annual | Rate | lb/MWh | 2.5968 | 0 | 0 | 0 | 0 | 0 | 0 | 0
Louisiana Coal Units - SO2 Rate Annual v3.1, Unit 3258 and retrofits | 391 | 7321 | Rate Constraint in lbs/MMBtu | FALSE | L | Annual | Constraint Shadow Price | US2019$/Ton | 0 | 0 | 0 | 0 | 0 | 0 | 0 | 0
Louisiana Coal Units - SO2 Rate Annual v3.1, Unit 3259 and retrofits | 392 | 7321 | Rate Constraint in lbs/MMBtu | FALSE | L | Annual | Seasons Included | Seasons | Winter, WintShld, Summer | Winter, WintShld, Summer | Winter, WintShld, Summer | Winter, WintShld, Summer | Winter, WintShld, Summer | Winter, WintShld, Summer | Winter, WintShld, Summer | Winter, WintShld, Summer
Louisiana Coal Units - SO2 Rate Annual v3.1, Unit 3259 and retrofits | 392 | 7321 | Rate Constraint in lbs/MMBtu | FALSE | L | Annual | Standard SO2 | lb/MMBtu | 1.2 | 1.2 | 1.2 | 1.2 | 1.2 | 1.2 | 1.2 | 1.2
Louisiana Coal Units - SO2 Rate Annual v3.1, Unit 3259 and retrofits | 392 | 7321 | Rate Constraint in lbs/MMBtu | FALSE | L | Annual | Emissions at Affected Plants SO2 | Thousand Tons | 4.5662 | 0 | 0 | 0 | 0 | 0 | 0 | 0
Louisiana Coal Units - SO2 Rate Annual v3.1, Unit 3259 and retrofits | 392 | 7321 | Rate Constraint in lbs/MMBtu | FALSE | L | Annual | Allowances Purchased SO2 | Thousand Tons | 0 | 0 | 0 | 0 | 0 | 0 | 0 | 0
Louisiana Coal Units - SO2 Rate Annual v3.1, Unit 3259 and retrofits | 392 | 7321 | Rate Constraint in lbs/MMBtu | FALSE | L | Annual | Allowances Sold SO2 | Thousand Tons | 0 | 0 | 0 | 0 | 0 | 0 | 0 | 0
Louisiana Coal Units - SO2 Rate Annual v3.1, Unit 3259 and retrofits | 392 | 7321 | Rate Constraint in lbs/MMBtu | FALSE | L | Annual | Allowances Banked | Thousand Tons | 0 | 0 | 0 | 0 | 0 | 0 | 0 | 0
Louisiana Coal Units - SO2 Rate Annual v3.1, Unit 3259 and retrofits | 392 | 7321 | Rate Constraint in lbs/MMBtu | FALSE | L | Annual | Allowances Withdrawn (1:1) | Thousand Tons | 0 | 0 | 0 | 0 | 0 | 0 | 0 | 0
Louisiana Coal Units - SO2 Rate Annual v3.1, Unit 3259 and retrofits | 392 | 7321 | Rate Constraint in lbs/MMBtu | FALSE | L | Annual | Allowances Withdrawn (n:1) | Thousand Tons | 0 | 0 | 0 | 0 | 0 | 0 | 0 | 0
Louisiana Coal Units - SO2 Rate Annual v3.1, Unit 3259 and retrofits | 392 | 7321 | Rate Constraint in lbs/MMBtu | FALSE | L | Annual | Net Emissions Allowance Position | Thousand Tons | 4.5662 | 0 | 0 | 0 | 0 | 0 | 0 | 0
Louisiana Coal Units - SO2 Rate Annual v3.1, Unit 3259 and retrofits | 392 | 7321 | Rate Constraint in lbs/MMBtu | FALSE | L | Annual | Fuel Consumed | TBtu | 32.2827 | 0 | 0 | 0 | 0 | 0 | 0 | 0
Louisiana Coal Units - SO2 Rate Annual v3.1, Unit 3259 and retrofits | 392 | 7321 | Rate Constraint in lbs/MMBtu | FALSE | L | Annual | Rate | lb/MMBtu | 0.28289 | 0 | 0 | 0 | 0 | 0 | 0 | 0
Louisiana Coal Units - SO2 Rate Annual v3.1, Unit 3259 and retrofits | 392 | 7321 | Rate Constraint in lbs/MMBtu | FALSE | L | Annual | Generation | TWh | 3.0196 | 0 | 0 | 0 | 0 | 0 | 0 | 0
Louisiana Coal Units - SO2 Rate Annual v3.1, Unit 3259 and retrofits | 392 | 7321 | Rate Constraint in lbs/MMBtu | FALSE | L | Annual | Qualifying Generation | TWh | 3.0196 | 0 | 0 | 0 | 0 | 0 | 0 | 0
Louisiana Coal Units - SO2 Rate Annual v3.1, Unit 3259 and retrofits | 392 | 7321 | Rate Constraint in lbs/MMBtu | FALSE | L | Annual | Rate | lb/MWh | 3.0244 | 0 | 0 | 0 | 0 | 0 | 0 | 0
Louisiana Coal Units - SO2 Rate Annual v3.1, Unit 3259 and retrofits | 392 | 7321 | Rate Constraint in lbs/MMBtu | FALSE | L | Annual | Constraint Shadow Price | US2019$/Ton | 0 | 0 | 0 | 0 | 0 | 0 | 0 | 0
Louisiana Coal Units - SO2 Rate Annual v3.1, Unit 3590 and retrofits | 393 | 7321 | Rate Constraint in lbs/MMBtu | FALSE | L | Annual | Seasons Included | Seasons | Winter, WintShld, Summer | Winter, WintShld, Summer | Winter, WintShld, Summer | Winter, WintShld, Summer | Winter, WintShld, Summer | Winter, WintShld, Summer | Winter, WintShld, Summer | Winter, WintShld, Summer
Louisiana Coal Units - SO2 Rate Annual v3.1, Unit 3590 and retrofits | 393 | 7321 | Rate Constraint in lbs/MMBtu | FALSE | L | Annual | Standard SO2 | lb/MMBtu | 1.2 | 1.2 | 1.2 | 1.2 | 1.2 | 1.2 | 1.2 | 1.2
Louisiana Coal Units - SO2 Rate Annual v3.1, Unit 3590 and retrofits | 393 | 7321 | Rate Constraint in lbs/MMBtu | FALSE | L | Annual | Emissions at Affected Plants SO2 | Thousand Tons | 0 | 0 | 0 | 0 | 0 | 0 | 0 | 0
Louisiana Coal Units - SO2 Rate Annual v3.1, Unit 3590 and retrofits | 393 | 7321 | Rate Constraint in lbs/MMBtu | FALSE | L | Annual | Allowances Purchased SO2 | Thousand Tons | 0 | 0 | 0 | 0 | 0 | 0 | 0 | 0
Louisiana Coal Units - SO2 Rate Annual v3.1, Unit 3590 and retrofits | 393 | 7321 | Rate Constraint in lbs/MMBtu | FALSE | L | Annual | Allowances Sold SO2 | Thousand Tons | 0 | 0 | 0 | 0 | 0 | 0 | 0 | 0
Louisiana Coal Units - SO2 Rate Annual v3.1, Unit 3590 and retrofits | 393 | 7321 | Rate Constraint in lbs/MMBtu | FALSE | L | Annual | Allowances Banked | Thousand Tons | 0 | 0 | 0 | 0 | 0 | 0 | 0 | 0
Louisiana Coal Units - SO2 Rate Annual v3.1, Unit 3590 and retrofits | 393 | 7321 | Rate Constraint in lbs/MMBtu | FALSE | L | Annual | Allowances Withdrawn (1:1) | Thousand Tons | 0 | 0 | 0 | 0 | 0 | 0 | 0 | 0
Louisiana Coal Units - SO2 Rate Annual v3.1, Unit 3590 and retrofits | 393 | 7321 | Rate Constraint in lbs/MMBtu | FALSE | L | Annual | Allowances Withdrawn (n:1) | Thousand Tons | 0 | 0 | 0 | 0 | 0 | 0 | 0 | 0
Louisiana Coal Units - SO2 Rate Annual v3.1, Unit 3590 and retrofits | 393 | 7321 | Rate Constraint in lbs/MMBtu | FALSE | L | Annual | Net Emissions Allowance Position | Thousand Tons | 0 | 0 | 0 | 0 | 0 | 0 | 0 | 0
Louisiana Coal Units - SO2 Rate Annual v3.1, Unit 3590 and retrofits | 393 | 7321 | Rate Constraint in lbs/MMBtu | FALSE | L | Annual | Fuel Consumed | TBtu | 0 | 0 | 0 | 0 | 0 | 0 | 0 | 0
Louisiana Coal Units - SO2 Rate Annual v3.1, Unit 3590 and retrofits | 393 | 7321 | Rate Constraint in lbs/MMBtu | FALSE | L | Annual | Rate | lb/MMBtu | 0 | 0 | 0 | 0 | 0 | 0 | 0 | 0
Louisiana Coal Units - SO2 Rate Annual v3.1, Unit 3590 and retrofits | 393 | 7321 | Rate Constraint in lbs/MMBtu | FALSE | L | Annual | Generation | TWh | 0 | 0 | 0 | 0 | 0 | 0 | 0 | 0
Louisiana Coal Units - SO2 Rate Annual v3.1, Unit 3590 and retrofits | 393 | 7321 | Rate Constraint in lbs/MMBtu | FALSE | L | Annual | Qualifying Generation | TWh | 0 | 0 | 0 | 0 | 0 | 0 | 0 | 0
Louisiana Coal Units - SO2 Rate Annual v3.1, Unit 3590 and retrofits | 393 | 7321 | Rate Constraint in lbs/MMBtu | FALSE | L | Annual | Rate | lb/MWh | 0 | 0 | 0 | 0 | 0 | 0 | 0 | 0
Louisiana Coal Units - SO2 Rate Annual v3.1, Unit 3590 and retrofits | 393 | 7321 | Rate Constraint in lbs/MMBtu | FALSE | L | Annual | Constraint Shadow Price | US2019$/Ton | 0 | 0 | 0 | 0 | 0 | 0 | 0 | 0
Louisiana Coal Units - SO2 Rate Annual v3.1, Unit 3597 and retrofits | 394 | 7321 | Rate Constraint in lbs/MMBtu | FALSE | L | Annual | Seasons Included | Seasons | Winter, WintShld, Summer | Winter, WintShld, Summer | Winter, WintShld, Summer | Winter, WintShld, Summer | Winter, WintShld, Summer | Winter, WintShld, Summer | Winter, WintShld, Summer | Winter, WintShld, Summer
Louisiana Coal Units - SO2 Rate Annual v3.1, Unit 3597 and retrofits | 394 | 7321 | Rate Constraint in lbs/MMBtu | FALSE | L | Annual | Standard SO2 | lb/MMBtu | 1.2 | 1.2 | 1.2 | 1.2 | 1.2 | 1.2 | 1.2 | 1.2
Louisiana Coal Units - SO2 Rate Annual v3.1, Unit 3597 and retrofits | 394 | 7321 | Rate Constraint in lbs/MMBtu | FALSE | L | Annual | Emissions at Affected Plants SO2 | Thousand Tons | 6.7742 | 6.7742 | 0 | 0 | 0 | 0 | 0 | 0
Louisiana Coal Units - SO2 Rate Annual v3.1, Unit 3597 and retrofits | 394 | 7321 | Rate Constraint in lbs/MMBtu | FALSE | L | Annual | Allowances Purchased SO2 | Thousand Tons | 0 | 0 | 0 | 0 | 0 | 0 | 0 | 0
Louisiana Coal Units - SO2 Rate Annual v3.1, Unit 3597 and retrofits | 394 | 7321 | Rate Constraint in lbs/MMBtu | FALSE | L | Annual | Allowances Sold SO2 | Thousand Tons | 0 | 0 | 0 | 0 | 0 | 0 | 0 | 0
Louisiana Coal Units - SO2 Rate Annual v3.1, Unit 3597 and retrofits | 394 | 7321 | Rate Constraint in lbs/MMBtu | FALSE | L | Annual | Allowances Banked | Thousand Tons | 0 | 0 | 0 | 0 | 0 | 0 | 0 | 0
Louisiana Coal Units - SO2 Rate Annual v3.1, Unit 3597 and retrofits | 394 | 7321 | Rate Constraint in lbs/MMBtu | FALSE | L | Annual | Allowances Withdrawn (1:1) | Thousand Tons | 0 | 0 | 0 | 0 | 0 | 0 | 0 | 0
Louisiana Coal Units - SO2 Rate Annual v3.1, Unit 3597 and retrofits | 394 | 7321 | Rate Constraint in lbs/MMBtu | FALSE | L | Annual | Allowances Withdrawn (n:1) | Thousand Tons | 0 | 0 | 0 | 0 | 0 | 0 | 0 | 0
Louisiana Coal Units - SO2 Rate Annual v3.1, Unit 3597 and retrofits | 394 | 7321 | Rate Constraint in lbs/MMBtu | FALSE | L | Annual | Net Emissions Allowance Position | Thousand Tons | 6.7742 | 6.7742 | 0 | 0 | 0 | 0 | 0 | 0
Louisiana Coal Units - SO2 Rate Annual v3.1, Unit 3597 and retrofits | 394 | 7321 | Rate Constraint in lbs/MMBtu | FALSE | L | Annual | Fuel Consumed | TBtu | 21.994 | 21.994 | 0 | 0 | 0 | 0 | 0 | 0
Louisiana Coal Units - SO2 Rate Annual v3.1, Unit 3597 and retrofits | 394 | 7321 | Rate Constraint in lbs/MMBtu | FALSE | L | Annual | Rate | lb/MMBtu | 0.616 | 0.616 | 0 | 0 | 0 | 0 | 0 | 0
Louisiana Coal Units - SO2 Rate Annual v3.1, Unit 3597 and retrofits | 394 | 7321 | Rate Constraint in lbs/MMBtu | FALSE | L | Annual | Generation | TWh | 2.1611 | 2.1611 | 0 | 0 | 0 | 0 | 0 | 0
Louisiana Coal Units - SO2 Rate Annual v3.1, Unit 3597 and retrofits | 394 | 7321 | Rate Constraint in lbs/MMBtu | FALSE | L | Annual | Qualifying Generation | TWh | 2.1611 | 2.1611 | 0 | 0 | 0 | 0 | 0 | 0
Louisiana Coal Units - SO2 Rate Annual v3.1, Unit 3597 and retrofits | 394 | 7321 | Rate Constraint in lbs/MMBtu | FALSE | L | Annual | Rate | lb/MWh | 6.269 | 6.269 | 0 | 0 | 0 | 0 | 0 | 0
Louisiana Coal Units - SO2 Rate Annual v3.1, Unit 3597 and retrofits | 394 | 7321 | Rate Constraint in lbs/MMBtu | FALSE | L | Annual | Constraint Shadow Price | US2019$/Ton | 0 | 0 | 0 | 0 | 0 | 0 | 0 | 0
Louisiana Coal Units - SO2 Rate Annual v3.1, Unit 3598 and retrofits | 395 | 7321 | Rate Constraint in lbs/MMBtu | FALSE | L | Annual | Seasons Included | Seasons | Winter, WintShld, Summer | Winter, WintShld, Summer | Winter, WintShld, Summer | Winter, WintShld, Summer | Winter, WintShld, Summer | Winter, WintShld, Summer | Winter, WintShld, Summer | Winter, WintShld, Summer
Louisiana Coal Units - SO2 Rate Annual v3.1, Unit 3598 and retrofits | 395 | 7321 | Rate Constraint in lbs/MMBtu | FALSE | L | Annual | Standard SO2 | lb/MMBtu | 1.2 | 1.2 | 1.2 | 1.2 | 1.2 | 1.2 | 1.2 | 1.2
Louisiana Coal Units - SO2 Rate Annual v3.1, Unit 3598 and retrofits | 395 | 7321 | Rate Constraint in lbs/MMBtu | FALSE | L | Annual | Emissions at Affected Plants SO2 | Thousand Tons | 6.7742 | 6.7742 | 0 | 0 | 0 | 0 | 0 | 0
Louisiana Coal Units - SO2 Rate Annual v3.1, Unit 3598 and retrofits | 395 | 7321 | Rate Constraint in lbs/MMBtu | FALSE | L | Annual | Allowances Purchased SO2 | Thousand Tons | 0 | 0 | 0 | 0 | 0 | 0 | 0 | 0
Louisiana Coal Units - SO2 Rate Annual v3.1, Unit 3598 and retrofits | 395 | 7321 | Rate Constraint in lbs/MMBtu | FALSE | L | Annual | Allowances Sold SO2 | Thousand Tons | 0 | 0 | 0 | 0 | 0 | 0 | 0 | 0
Louisiana Coal Units - SO2 Rate Annual v3.1, Unit 3598 and retrofits | 395 | 7321 | Rate Constraint in lbs/MMBtu | FALSE | L | Annual | Allowances Banked | Thousand Tons | 0 | 0 | 0 | 0 | 0 | 0 | 0 | 0
Louisiana Coal Units - SO2 Rate Annual v3.1, Unit 3598 and retrofits | 395 | 7321 | Rate Constraint in lbs/MMBtu | FALSE | L | Annual | Allowances Withdrawn (1:1) | Thousand Tons | 0 | 0 | 0 | 0 | 0 | 0 | 0 | 0
Louisiana Coal Units - SO2 Rate Annual v3.1, Unit 3598 and retrofits | 395 | 7321 | Rate Constraint in lbs/MMBtu | FALSE | L | Annual | Allowances Withdrawn (n:1) | Thousand Tons | 0 | 0 | 0 | 0 | 0 | 0 | 0 | 0
Louisiana Coal Units - SO2 Rate Annual v3.1, Unit 3598 and retrofits | 395 | 7321 | Rate Constraint in lbs/MMBtu | FALSE | L | Annual | Net Emissions Allowance Position | Thousand Tons | 6.7742 | 6.7742 | 0 | 0 | 0 | 0 | 0 | 0
Louisiana Coal Units - SO2 Rate Annual v3.1, Unit 3598 and retrofits | 395 | 7321 | Rate Constraint in lbs/MMBtu | FALSE | L | Annual | Fuel Consumed | TBtu | 21.994 | 21.994 | 0 | 0 | 0 | 0 | 0 | 0
Louisiana Coal Units - SO2 Rate Annual v3.1, Unit 3598 and retrofits | 395 | 7321 | Rate Constraint in lbs/MMBtu | FALSE | L | Annual | Rate | lb/MMBtu | 0.616 | 0.616 | 0 | 0 | 0 | 0 | 0 | 0
Louisiana Coal Units - SO2 Rate Annual v3.1, Unit 3598 and retrofits | 395 | 7321 | Rate Constraint in lbs/MMBtu | FALSE | L | Annual | Generation | TWh | 2.1611 | 2.1611 | 0 | 0 | 0 | 0 | 0 | 0
Louisiana Coal Units - SO2 Rate Annual v3.1, Unit 3598 and retrofits | 395 | 7321 | Rate Constraint in lbs/MMBtu | FALSE | L | Annual | Qualifying Generation | TWh | 2.1611 | 2.1611 | 0 | 0 | 0 | 0 | 0 | 0
Louisiana Coal Units - SO2 Rate Annual v3.1, Unit 3598 and retrofits | 395 | 7321 | Rate Constraint in lbs/MMBtu | FALSE | L | Annual | Rate | lb/MWh | 6.269 | 6.269 | 0 | 0 | 0 | 0 | 0 | 0
Louisiana Coal Units - SO2 Rate Annual v3.1, Unit 3598 and retrofits | 395 | 7321 | Rate Constraint in lbs/MMBtu | FALSE | L | Annual | Constraint Shadow Price | US2019$/Ton | 0 | 0 | 0 | 0 | 0 | 0 | 0 | 0
Louisiana Coal Units - SO2 Rate Annual v3.1, Unit 3605 and retrofits | 396 | 7321 | Rate Constraint in lbs/MMBtu | FALSE | L | Annual | Seasons Included | Seasons | Winter, WintShld, Summer | Winter, WintShld, Summer | Winter, WintShld, Summer | Winter, WintShld, Summer | Winter, WintShld, Summer | Winter, WintShld, Summer | Winter, WintShld, Summer | Winter, WintShld, Summer
Louisiana Coal Units - SO2 Rate Annual v3.1, Unit 3605 and retrofits | 396 | 7321 | Rate Constraint in lbs/MMBtu | FALSE | L | Annual | Standard SO2 | lb/MMBtu | 1.2 | 1.2 | 1.2 | 1.2 | 1.2 | 1.2 | 1.2 | 1.2
Louisiana Coal Units - SO2 Rate Annual v3.1, Unit 3605 and retrofits | 396 | 7321 | Rate Constraint in lbs/MMBtu | FALSE | L | Annual | Emissions at Affected Plants SO2 | Thousand Tons | 3.7708 | 1.962 | 0.78506 | 0.81019 | 2.0787 | 2.1621 | 2.1621 | 1.7252
Louisiana Coal Units - SO2 Rate Annual v3.1, Unit 3605 and retrofits | 396 | 7321 | Rate Constraint in lbs/MMBtu | FALSE | L | Annual | Allowances Purchased SO2 | Thousand Tons | 0 | 0 | 0 | 0 | 0 | 0 | 0 | 0
Louisiana Coal Units - SO2 Rate Annual v3.1, Unit 3605 and retrofits | 396 | 7321 | Rate Constraint in lbs/MMBtu | FALSE | L | Annual | Allowances Sold SO2 | Thousand Tons | 0 | 0 | 0 | 0 | 0 | 0 | 0 | 0
Louisiana Coal Units - SO2 Rate Annual v3.1, Unit 3605 and retrofits | 396 | 7321 | Rate Constraint in lbs/MMBtu | FALSE | L | Annual | Allowances Banked | Thousand Tons | 0 | 0 | 0 | 0 | 0 | 0 | 0 | 0
Louisiana Coal Units - SO2 Rate Annual v3.1, Unit 3605 and retrofits | 396 | 7321 | Rate Constraint in lbs/MMBtu | FALSE | L | Annual | Allowances Withdrawn (1:1) | Thousand Tons | 0 | 0 | 0 | 0 | 0 | 0 | 0 | 0
Louisiana Coal Units - SO2 Rate Annual v3.1, Unit 3605 and retrofits | 396 | 7321 | Rate Constraint in lbs/MMBtu | FALSE | L | Annual | Allowances Withdrawn (n:1) | Thousand Tons | 0 | 0 | 0 | 0 | 0 | 0 | 0 | 0
Louisiana Coal Units - SO2 Rate Annual v3.1, Unit 3605 and retrofits | 396 | 7321 | Rate Constraint in lbs/MMBtu | FALSE | L | Annual | Net Emissions Allowance Position | Thousand Tons | 3.7708 | 1.962 | 0.78506 | 0.81019 | 2.0787 | 2.1621 | 2.1621 | 1.7252
Louisiana Coal Units - SO2 Rate Annual v3.1, Unit 3605 and retrofits | 396 | 7321 | Rate Constraint in lbs/MMBtu | FALSE | L | Annual | Fuel Consumed | TBtu | 9.0776 | 4.7232 | 1.8899 | 1.9504 | 5.004 | 5.2049 | 5.2049 | 4.153
Louisiana Coal Units - SO2 Rate Annual v3.1, Unit 3605 and retrofits | 396 | 7321 | Rate Constraint in lbs/MMBtu | FALSE | L | Annual | Rate | lb/MMBtu | 0.8308 | 0.8308 | 0.8308 | 0.8308 | 0.8308 | 0.8308 | 0.8308 | 0.8308
Louisiana Coal Units - SO2 Rate Annual v3.1, Unit 3605 and retrofits | 396 | 7321 | Rate Constraint in lbs/MMBtu | FALSE | L | Annual | Generation | TWh | 0.74468 | 0.38747 | 0.15504 | 0.16 | 0.4105 | 0.42699 | 0.42699 | 0.3407
Louisiana Coal Units - SO2 Rate Annual v3.1, Unit 3605 and retrofits | 396 | 7321 | Rate Constraint in lbs/MMBtu | FALSE | L | Annual | Qualifying Generation | TWh | 0.7385 | 0.38425 | 0.15375 | 0.15867 | 0.40709 | 0.42344 | 0.42344 | 0.33786
Louisiana Coal Units - SO2 Rate Annual v3.1, Unit 3605 and retrofits | 396 | 7321 | Rate Constraint in lbs/MMBtu | FALSE | L | Annual | Rate | lb/MWh | 10.2122 | 10.2122 | 10.2122 | 10.2122 | 10.2122 | 10.2122 | 10.2122 | 10.2122
Louisiana Coal Units - SO2 Rate Annual v3.1, Unit 3605 and retrofits | 396 | 7321 | Rate Constraint in lbs/MMBtu | FALSE | L | Annual | Constraint Shadow Price | US2019$/Ton | 0 | 0 | 0 | 0 | 0 | 0 | 0 | 0
Louisiana Coal Units - SO2 Rate Annual v3.1, Unit 3606 and retrofits | 397 | 7321 | Rate Constraint in lbs/MMBtu | FALSE | L | Annual | Seasons Included | Seasons | Winter, WintShld, Summer | Winter, WintShld, Summer | Winter, WintShld, Summer | Winter, WintShld, Summer | Winter, WintShld, Summer | Winter, WintShld, Summer | Winter, WintShld, Summer | Winter, WintShld, Summer
Louisiana Coal Units - SO2 Rate Annual v3.1, Unit 3606 and retrofits | 397 | 7321 | Rate Constraint in lbs/MMBtu | FALSE | L | Annual | Standard SO2 | lb/MMBtu | 1.2 | 1.2 | 1.2 | 1.2 | 1.2 | 1.2 | 1.2 | 1.2
Louisiana Coal Units - SO2 Rate Annual v3.1, Unit 3606 and retrofits | 397 | 7321 | Rate Constraint in lbs/MMBtu | FALSE | L | Annual | Emissions at Affected Plants SO2 | Thousand Tons | 3.6258 | 1.8866 | 0.75487 | 0.75766 | 1.9987 | 2.079 | 2.079 | 1.9558
Louisiana Coal Units - SO2 Rate Annual v3.1, Unit 3606 and retrofits | 397 | 7321 | Rate Constraint in lbs/MMBtu | FALSE | L | Annual | Allowances Purchased SO2 | Thousand Tons | 0 | 0 | 0 | 0 | 0 | 0 | 0 | 0
Louisiana Coal Units - SO2 Rate Annual v3.1, Unit 3606 and retrofits | 397 | 7321 | Rate Constraint in lbs/MMBtu | FALSE | L | Annual | Allowances Sold SO2 | Thousand Tons | 0 | 0 | 0 | 0 | 0 | 0 | 0 | 0
Louisiana Coal Units - SO2 Rate Annual v3.1, Unit 3606 and retrofits | 397 | 7321 | Rate Constraint in lbs/MMBtu | FALSE | L | Annual | Allowances Banked | Thousand Tons | 0 | 0 | 0 | 0 | 0 | 0 | 0 | 0
Louisiana Coal Units - SO2 Rate Annual v3.1, Unit 3606 and retrofits | 397 | 7321 | Rate Constraint in lbs/MMBtu | FALSE | L | Annual | Allowances Withdrawn (1:1) | Thousand Tons | 0 | 0 | 0 | 0 | 0 | 0 | 0 | 0
Louisiana Coal Units - SO2 Rate Annual v3.1, Unit 3606 and retrofits | 397 | 7321 | Rate Constraint in lbs/MMBtu | FALSE | L | Annual | Allowances Withdrawn (n:1) | Thousand Tons | 0 | 0 | 0 | 0 | 0 | 0 | 0 | 0
Louisiana Coal Units - SO2 Rate Annual v3.1, Unit 3606 and retrofits | 397 | 7321 | Rate Constraint in lbs/MMBtu | FALSE | L | Annual | Net Emissions Allowance Position | Thousand Tons | 3.6258 | 1.8866 | 0.75487 | 0.75766 | 1.9987 | 2.079 | 2.079 | 1.9558
Louisiana Coal Units - SO2 Rate Annual v3.1, Unit 3606 and retrofits | 397 | 7321 | Rate Constraint in lbs/MMBtu | FALSE | L | Annual | Fuel Consumed | TBtu | 8.7518 | 4.5537 | 1.8221 | 1.8288 | 4.8244 | 5.0181 | 5.0181 | 4.7208
Louisiana Coal Units - SO2 Rate Annual v3.1, Unit 3606 and retrofits | 397 | 7321 | Rate Constraint in lbs/MMBtu | FALSE | L | Annual | Rate | lb/MMBtu | 0.82859 | 0.82859 | 0.82859 | 0.82859 | 0.82859 | 0.82859 | 0.82859 | 0.82859
Louisiana Coal Units - SO2 Rate Annual v3.1, Unit 3606 and retrofits | 397 | 7321 | Rate Constraint in lbs/MMBtu | FALSE | L | Annual | Generation | TWh | 0.71604 | 0.37257 | 0.14907 | 0.14963 | 0.39471 | 0.41057 | 0.41057 | 0.38624
Louisiana Coal Units - SO2 Rate Annual v3.1, Unit 3606 and retrofits | 397 | 7321 | Rate Constraint in lbs/MMBtu | FALSE | L | Annual | Qualifying Generation | TWh | 0.71199 | 0.37046 | 0.14823 | 0.14878 | 0.39248 | 0.40824 | 0.40824 | 0.38406
Louisiana Coal Units - SO2 Rate Annual v3.1, Unit 3606 and retrofits | 397 | 7321 | Rate Constraint in lbs/MMBtu | FALSE | L | Annual | Rate | lb/MWh | 10.1851 | 10.1851 | 10.1851 | 10.1851 | 10.1851 | 10.1851 | 10.1851 | 10.1851
Louisiana Coal Units - SO2 Rate Annual v3.1, Unit 3606 and retrofits | 397 | 7321 | Rate Constraint in lbs/MMBtu | FALSE | L | Annual | Constraint Shadow Price | US2019$/Ton | 0 | 0 | 0 | 0 | 0 | 0 | 0 | 0
MA- CO2 Cap Annual v6.20 | 398 | 7653 | Rate Constraint in MTons | FALSE | L | Annual | Seasons Included | Seasons | Winter, WintShld, Summer | Winter, WintShld, Summer | Winter, WintShld, Summer | Winter, WintShld, Summer | Winter, WintShld, Summer | Winter, WintShld, Summer | Winter, WintShld, Summer | Winter, WintShld, Summer
MA- CO2 Cap Annual v6.20 | 398 | 7653 | Rate Constraint in MTons | FALSE | L | Annual | Standard CO2 | Thousand Tons | 8637.3385 | 8143.777 | 7403.4347 | 6909.8732 | 5675.9695 | 4442.0657 | 3208.1619 | 1974.2582
MA- CO2 Cap Annual v6.20 | 398 | 7653 | Rate Constraint in MTons | FALSE | L | Annual | Emissions at Affected Plants CO2 | Thousand Tons | 4287.9536 | 2661.4413 | 4169.0501 | 4727.5078 | 3346.3977 | 2944.9277 | 2603.3752 | 2228.104
MA- CO2 Cap Annual v6.20 | 398 | 7653 | Rate Constraint in MTons | FALSE | L | Annual | Allowances Purchased CO2 | Thousand Tons | 0 | 0 | 0 | 0 | 0 | 0 | 0 | 0
MA- CO2 Cap Annual v6.20 | 398 | 7653 | Rate Constraint in MTons | FALSE | L | Annual | Allowances Sold CO2 | Thousand Tons | 0 | 0 | 0 | 0 | 0 | 0 | 0 | 0
MA- CO2 Cap Annual v6.20 | 398 | 7653 | Rate Constraint in MTons | FALSE | L | Annual | Allowances Banked | Thousand Tons | 0 | 0 | 3234.3847 | 2182.3654 | 1425.8534 | 3208.162 | 355.3842 | 0
MA- CO2 Cap Annual v6.20 | 398 | 7653 | Rate Constraint in MTons | FALSE | L | Annual | Allowances Withdrawn (1:1) | Thousand Tons | 0 | 0 | 0 | 0 | -2344.6475 | -1711.024 | -3208.162 | -253.8459
MA- CO2 Cap Annual v6.20 | 398 | 7653 | Rate Constraint in MTons | FALSE | L | Annual | Allowances Withdrawn (n:1) | Thousand Tons | 0 | 0 | 0 | 0 | 0 | 0 | 0 | 0
MA- CO2 Cap Annual v6.20 | 398 | 7653 | Rate Constraint in MTons | FALSE | L | Annual | Net Emissions Allowance Position | Thousand Tons | 4287.9536 | 2661.4413 | 7403.4348 | 6909.8732 | 2427.6036 | 4442.0657 | -249.4025 | 1974.2581
MA- CO2 Cap Annual v6.20 | 398 | 7653 | Rate Constraint in MTons | FALSE | L | Annual | Fuel Consumed | TBtu | 68.0019 | 40.5932 | 65.969 | 75.5081 | 52.2938 | 46.6249 | 40.7923 | 34.3818
MA- CO2 Cap Annual v6.20 | 398 | 7653 | Rate Constraint in MTons | FALSE | L | Annual | Rate | lb/MMBtu | 126.1127 | 131.1275 | 126.3942 | 125.2186 | 127.9844 | 126.3243 | 127.6405 | 129.6095
MA- CO2 Cap Annual v6.20 | 398 | 7653 | Rate Constraint in MTons | FALSE | L | Annual | Generation | TWh | 9.449 | 5.725 | 9.0411 | 10.3049 | 7.2845 | 6.4782 | 5.7015 | 4.8151
MA- CO2 Cap Annual v6.20 | 398 | 7653 | Rate Constraint in MTons | FALSE | L | Annual | Qualifying Generation | TWh | 9.449 | 5.725 | 9.0411 | 10.3049 | 7.2845 | 6.4782 | 5.7015 | 4.8151
MA- CO2 Cap Annual v6.20 | 398 | 7653 | Rate Constraint in MTons | FALSE | L | Annual | Rate | lb/MWh | 907.5975 | 929.7683 | 922.2457 | 917.525 | 918.7686 | 909.1767 | 913.2273 | 925.47
MA- CO2 Cap Annual v6.20 | 398 | 7653 | Rate Constraint in MTons | FALSE | L | Annual | Constraint Shadow Price | US2019$/Ton | 0 | 0 | 0 | 0 | 0 | 0 | 0 | 0
MA Fac. Spec. - Canal NOx v3.1 | 399 | 7531 | Rate Constraint in lbs/MWh | FALSE | L | Annual | Seasons Included | Seasons | Winter, WintShld, Summer | Winter, WintShld, Summer | Winter, WintShld, Summer | Winter, WintShld, Summer | Winter, WintShld, Summer | Winter, WintShld, Summer | Winter, WintShld, Summer | Winter, WintShld, Summer
MA Fac. Spec. - Canal NOx v3.1 | 399 | 7531 | Rate Constraint in lbs/MWh | FALSE | L | Annual | Standard NOX | lb/MWh | 1.5 | 1.5 | 1.5 | 1.5 | 1.5 | 1.5 | 1.5 | 1.5
MA Fac. Spec. - Canal NOx v3.1 | 399 | 7531 | Rate Constraint in lbs/MWh | FALSE | L | Annual | Emissions at Affected Plants NOX | Thousand Tons | 0 | 0 | 0 | 0 | 0 | 0 | 0 | 0
MA Fac. Spec. - Canal NOx v3.1 | 399 | 7531 | Rate Constraint in lbs/MWh | FALSE | L | Annual | Allowances Purchased NOX | Thousand Tons | 0 | 0 | 0 | 0 | 0 | 0 | 0 | 0
MA Fac. Spec. - Canal NOx v3.1 | 399 | 7531 | Rate Constraint in lbs/MWh | FALSE | L | Annual | Allowances Sold NOX | Thousand Tons | 0 | 0 | 0 | 0 | 0 | 0 | 0 | 0
MA Fac. Spec. - Canal NOx v3.1 | 399 | 7531 | Rate Constraint in lbs/MWh | FALSE | L | Annual | Allowances Banked | Thousand Tons | 0 | 0 | 0 | 0 | 0 | 0 | 0 | 0
MA Fac. Spec. - Canal NOx v3.1 | 399 | 7531 | Rate Constraint in lbs/MWh | FALSE | L | Annual | Allowances Withdrawn (1:1) | Thousand Tons | 0 | 0 | 0 | 0 | 0 | 0 | 0 | 0
MA Fac. Spec. - Canal NOx v3.1 | 399 | 7531 | Rate Constraint in lbs/MWh | FALSE | L | Annual | Allowances Withdrawn (n:1) | Thousand Tons | 0 | 0 | 0 | 0 | 0 | 0 | 0 | 0
MA Fac. Spec. - Canal NOx v3.1 | 399 | 7531 | Rate Constraint in lbs/MWh | FALSE | L | Annual | Net Emissions Allowance Position | Thousand Tons | 0 | 0 | 0 | 0 | 0 | 0 | 0 | 0
MA Fac. Spec. - Canal NOx v3.1 | 399 | 7531 | Rate Constraint in lbs/MWh | FALSE | L | Annual | Fuel Consumed | TBtu | 0 | 0 | 0 | 0 | 0 | 0 | 0 | 0
MA Fac. Spec. - Canal NOx v3.1 | 399 | 7531 | Rate Constraint in lbs/MWh | FALSE | L | Annual | Rate | lb/MMBtu | 0 | 0 | 0 | 0 | 0 | 0 | 0 | 0
MA Fac. Spec. - Canal NOx v3.1 | 399 | 7531 | Rate Constraint in lbs/MWh | FALSE | L | Annual | Generation | TWh | 0 | 0 | 0 | 0 | 0 | 0 | 0 | 0
MA Fac. Spec. - Canal NOx v3.1 | 399 | 7531 | Rate Constraint in lbs/MWh | FALSE | L | Annual | Qualifying Generation | TWh | 0 | 0 | 0 | 0 | 0 | 0 | 0 | 0
MA Fac. Spec. - Canal NOx v3.1 | 399 | 7531 | Rate Constraint in lbs/MWh | FALSE | L | Annual | Constraint Shadow Price | US2019$/Ton | 0 | 0 | 0 | 0 | 0 | 0 | 0 | 0
MA Fac. Spec. - Canal SO2 Annual v3.1 | 400 | 7532 | Rate Constraint in lbs/MWh | FALSE | L | Annual | Seasons Included | Seasons | Winter, WintShld, Summer | Winter, WintShld, Summer | Winter, WintShld, Summer | Winter, WintShld, Summer | Winter, WintShld, Summer | Winter, WintShld, Summer | Winter, WintShld, Summer | Winter, WintShld, Summer
MA Fac. Spec. - Canal SO2 Annual v3.1 | 400 | 7532 | Rate Constraint in lbs/MWh | FALSE | L | Annual | Standard SO2 | lb/MWh | 3 | 3 | 3 | 3 | 3 | 3 | 3 | 3
MA Fac. Spec. - Canal SO2 Annual v3.1 | 400 | 7532 | Rate Constraint in lbs/MWh | FALSE | L | Annual | Emissions at Affected Plants SO2 | Thousand Tons | 0 | 0 | 0 | 0 | 0 | 0 | 0 | 0
MA Fac. Spec. - Canal SO2 Annual v3.1 | 400 | 7532 | Rate Constraint in lbs/MWh | FALSE | L | Annual | Allowances Purchased SO2 | Thousand Tons | 0 | 0 | 0 | 0 | 0 | 0 | 0 | 0
MA Fac. Spec. - Canal SO2 Annual v3.1 | 400 | 7532 | Rate Constraint in lbs/MWh | FALSE | L | Annual | Allowances Sold SO2 | Thousand Tons | 0 | 0 | 0 | 0 | 0 | 0 | 0 | 0
MA Fac. Spec. - Canal SO2 Annual v3.1 | 400 | 7532 | Rate Constraint in lbs/MWh | FALSE | L | Annual | Allowances Banked | Thousand Tons | 0 | 0 | 0 | 0 | 0 | 0 | 0 | 0
MA Fac. Spec. - Canal SO2 Annual v3.1 | 400 | 7532 | Rate Constraint in lbs/MWh | FALSE | L | Annual | Allowances Withdrawn (1:1) | Thousand Tons | 0 | 0 | 0 | 0 | 0 | 0 | 0 | 0
MA Fac. Spec. - Canal SO2 Annual v3.1 | 400 | 7532 | Rate Constraint in lbs/MWh | FALSE | L | Annual | Allowances Withdrawn (n:1) | Thousand Tons | 0 | 0 | 0 | 0 | 0 | 0 | 0 | 0
MA Fac. Spec. - Canal SO2 Annual v3.1 | 400 | 7532 | Rate Constraint in lbs/MWh | FALSE | L | Annual | Net Emissions Allowance Position | Thousand Tons | 0 | 0 | 0 | 0 | 0 | 0 | 0 | 0
MA Fac. Spec. - Canal SO2 Annual v3.1 | 400 | 7532 | Rate Constraint in lbs/MWh | FALSE | L | Annual | Fuel Consumed | TBtu | 0 | 0 | 0 | 0 | 0 | 0 | 0 | 0
MA Fac. Spec. - Canal SO2 Annual v3.1 | 400 | 7532 | Rate Constraint in lbs/MWh | FALSE | L | Annual | Rate | lb/MMBtu | 0 | 0 | 0 | 0 | 0 | 0 | 0 | 0
MA Fac. Spec. - Canal SO2 Annual v3.1 | 400 | 7532 | Rate Constraint in lbs/MWh | FALSE | L | Annual | Generation | TWh | 0 | 0 | 0 | 0 | 0 | 0 | 0 | 0
MA Fac. Spec. - Canal SO2 Annual v3.1 | 400 | 7532 | Rate Constraint in lbs/MWh | FALSE | L | Annual | Qualifying Generation | TWh | 0 | 0 | 0 | 0 | 0 | 0 | 0 | 0
MA Fac. Spec. - Canal SO2 Annual v3.1 | 400 | 7532 | Rate Constraint in lbs/MWh | FALSE | L | Annual | Constraint Shadow Price | US2019$/Ton | 0 | 0 | 0 | 0 | 0 | 0 | 0 | 0
MA Fac. Spec. - MER Output Annual v3.1 | 401 | 7335 | Rate Constraint in lbs/MWh | FALSE | L | Annual | Seasons Included | Seasons | Winter, WintShld, Summer | Winter, WintShld, Summer | Winter, WintShld, Summer | Winter, WintShld, Summer | Winter, WintShld, Summer | Winter, WintShld, Summer | Winter, WintShld, Summer | Winter, WintShld, Summer
MA Fac. Spec. - MER Output Annual v3.1 | 401 | 7335 | Rate Constraint in lbs/MWh | FALSE | L | Annual | Standard MER | lb/MWh | 2.5e-06 | 2.5e-06 | 2.5e-06 | 2.5e-06 | 2.5e-06 | 2.5e-06 | 2.5e-06 | 2.5e-06
MA Fac. Spec. - MER Output Annual v3.1 | 401 | 7335 | Rate Constraint in lbs/MWh | FALSE | L | Annual | Emissions at Affected Plants MER | lbs | 0.0026693 | 0 | 0 | 0 | 0 | 0 | 0 | 0
MA Fac. Spec. - MER Output Annual v3.1 | 401 | 7335 | Rate Constraint in lbs/MWh | FALSE | L | Annual | Allowances Purchased MER | lbs | 0 | 0 | 0 | 0 | 0 | 0 | 0 | 0
MA Fac. Spec. - MER Output Annual v3.1 | 401 | 7335 | Rate Constraint in lbs/MWh | FALSE | L | Annual | Allowances Sold MER | lbs | 0 | 0 | 0 | 0 | 0 | 0 | 0 | 0
MA Fac. Spec. - MER Output Annual v3.1 | 401 | 7335 | Rate Constraint in lbs/MWh | FALSE | L | Annual | Allowances Banked | lbs | 0 | 0 | 0 | 0 | 0 | 0 | 0 | 0
MA Fac. Spec. - MER Output Annual v3.1 | 401 | 7335 | Rate Constraint in lbs/MWh | FALSE | L | Annual | Allowances Withdrawn (1:1) | lbs | 0 | 0 | 0 | 0 | 0 | 0 | 0 | 0
MA Fac. Spec. - MER Output Annual v3.1 | 401 | 7335 | Rate Constraint in lbs/MWh | FALSE | L | Annual | Allowances Withdrawn (n:1) | lbs | 0 | 0 | 0 | 0 | 0 | 0 | 0 | 0
MA Fac. Spec. - MER Output Annual v3.1 | 401 | 7335 | Rate Constraint in lbs/MWh | FALSE | L | Annual | Net Emissions Allowance Position | lbs | 0.0026693 | 0 | 0 | 0 | 0 | 0 | 0 | 0
MA Fac. Spec. - MER Output Annual v3.1 | 401 | 7335 | Rate Constraint in lbs/MWh | FALSE | L | Annual | Fuel Consumed | TBtu | 19.0661 | 0 | 0 | 0 | 0 | 0 | 0 | 0
MA Fac. Spec. - MER Output Annual v3.1 | 401 | 7335 | Rate Constraint in lbs/MWh | FALSE | L | Annual | Rate | lb/MMBtu | 1.4e-10 | 0 | 0 | 0 | 0 | 0 | 0 | 0
MA Fac. Spec. - MER Output Annual v3.1 | 401 | 7335 | Rate Constraint in lbs/MWh | FALSE | L | Annual | Generation | TWh | 2.5483 | 0 | 0 | 0 | 0 | 0 | 0 | 0
MA Fac. Spec. - MER Output Annual v3.1 | 401 | 7335 | Rate Constraint in lbs/MWh | FALSE | L | Annual | Qualifying Generation | TWh | 2.5483 | 0 | 0 | 0 | 0 | 0 | 0 | 0
MA Fac. Spec. - MER Output Annual v3.1 | 401 | 7335 | Rate Constraint in lbs/MWh | FALSE | L | Annual | Constraint Shadow Price | US2019$/Lb | 0 | 0 | 0 | 0 | 0 | 0 | 0 | 0
MA Fac. Spec. - Mystic Gen NOx v3.1 | 402 | 7533 | Rate Constraint in lbs/MWh | FALSE | L | Annual | Seasons Included | Seasons | Winter, WintShld, Summer | Winter, WintShld, Summer | Winter, WintShld, Summer | Winter, WintShld, Summer | Winter, WintShld, Summer | Winter, WintShld, Summer | Winter, WintShld, Summer | Winter, WintShld, Summer
MA Fac. Spec. - Mystic Gen NOx v3.1 | 402 | 7533 | Rate Constraint in lbs/MWh | FALSE | L | Annual | Standard NOX | lb/MWh | 1.5 | 1.5 | 1.5 | 1.5 | 1.5 | 1.5 | 1.5 | 1.5
MA Fac. Spec. - Mystic Gen NOx v3.1 | 402 | 7533 | Rate Constraint in lbs/MWh | FALSE | L | Annual | Emissions at Affected Plants NOX | Thousand Tons | 0.083737 | 0 | 0 | 0 | 0 | 0 | 0 | 0
MA Fac. Spec. - Mystic Gen NOx v3.1 | 402 | 7533 | Rate Constraint in lbs/MWh | FALSE | L | Annual | Allowances Purchased NOX | Thousand Tons | 0 | 0 | 0 | 0 | 0 | 0 | 0 | 0
MA Fac. Spec. - Mystic Gen NOx v3.1 | 402 | 7533 | Rate Constraint in lbs/MWh | FALSE | L | Annual | Allowances Sold NOX | Thousand Tons | 0 | 0 | 0 | 0 | 0 | 0 | 0 | 0
MA Fac. Spec. - Mystic Gen NOx v3.1 | 402 | 7533 | Rate Constraint in lbs/MWh | FALSE | L | Annual | Allowances Banked | Thousand Tons | 0 | 0 | 0 | 0 | 0 | 0 | 0 | 0
MA Fac. Spec. - Mystic Gen NOx v3.1 | 402 | 7533 | Rate Constraint in lbs/MWh | FALSE | L | Annual | Allowances Withdrawn (1:1) | Thousand Tons | 0 | 0 | 0 | 0 | 0 | 0 | 0 | 0
MA Fac. Spec. - Mystic Gen NOx v3.1 | 402 | 7533 | Rate Constraint in lbs/MWh | FALSE | L | Annual | Allowances Withdrawn (n:1) | Thousand Tons | 0 | 0 | 0 | 0 | 0 | 0 | 0 | 0
MA Fac. Spec. - Mystic Gen NOx v3.1 | 402 | 7533 | Rate Constraint in lbs/MWh | FALSE | L | Annual | Net Emissions Allowance Position | Thousand Tons | 0.083737 | 0 | 0 | 0 | 0 | 0 | 0 | 0
MA Fac. Spec. - Mystic Gen NOx v3.1 | 402 | 7533 | Rate Constraint in lbs/MWh | FALSE | L | Annual | Fuel Consumed | TBtu | 19.0661 | 0 | 0 | 0 | 0 | 0 | 0 | 0
MA Fac. Spec. - Mystic Gen NOx v3.1 | 402 | 7533 | Rate Constraint in lbs/MWh | FALSE | L | Annual | Rate | lb/MMBtu | 0.0087838 | 0 | 0 | 0 | 0 | 0 | 0 | 0
MA Fac. Spec. - Mystic Gen NOx v3.1 | 402 | 7533 | Rate Constraint in lbs/MWh | FALSE | L | Annual | Generation | TWh | 2.5483 | 0 | 0 | 0 | 0 | 0 | 0 | 0
MA Fac. Spec. - Mystic Gen NOx v3.1 | 402 | 7533 | Rate Constraint in lbs/MWh | FALSE | L | Annual | Qualifying Generation | TWh | 2.5483 | 0 | 0 | 0 | 0 | 0 | 0 | 0
MA Fac. Spec. - Mystic Gen NOx v3.1 | 402 | 7533 | Rate Constraint in lbs/MWh | FALSE | L | Annual | Constraint Shadow Price | US2019$/Ton | 0 | 0 | 2028.1591 | 4238.5626 | 0 | 0 | 0 | 0
MA Fac. Spec. - Mystic Gen SO2 Annual v3.1 | 403 | 7534 | Rate Constraint in lbs/MWh | FALSE | L | Annual | Seasons Included | Seasons | Winter, WintShld, Summer | Winter, WintShld, Summer | Winter, WintShld, Summer | Winter, WintShld, Summer | Winter, WintShld, Summer | Winter, WintShld, Summer | Winter, WintShld, Summer | Winter, WintShld, Summer
MA Fac. Spec. - Mystic Gen SO2 Annual v3.1 | 403 | 7534 | Rate Constraint in lbs/MWh | FALSE | L | Annual | Standard SO2 | lb/MWh | 3 | 3 | 3 | 3 | 3 | 3 | 3 | 3
MA Fac. Spec. - Mystic Gen SO2 Annual v3.1 | 403 | 7534 | Rate Constraint in lbs/MWh | FALSE | L | Annual | Emissions at Affected Plants SO2 | Thousand Tons | 0 | 0 | 0 | 0 | 0 | 0 | 0 | 0
MA Fac. Spec. - Mystic Gen SO2 Annual v3.1 | 403 | 7534 | Rate Constraint in lbs/MWh | FALSE | L | Annual | Allowances Purchased SO2 | Thousand Tons | 0 | 0 | 0 | 0 | 0 | 0 | 0 | 0
MA Fac. Spec. - Mystic Gen SO2 Annual v3.1 | 403 | 7534 | Rate Constraint in lbs/MWh | FALSE | L | Annual | Allowances Sold SO2 | Thousand Tons | 0 | 0 | 0 | 0 | 0 | 0 | 0 | 0
MA Fac. Spec. - Mystic Gen SO2 Annual v3.1 | 403 | 7534 | Rate Constraint in lbs/MWh | FALSE | L | Annual | Allowances Banked | Thousand Tons | 0 | 0 | 0 | 0 | 0 | 0 | 0 | 0
MA Fac. Spec. - Mystic Gen SO2 Annual v3.1 | 403 | 7534 | Rate Constraint in lbs/MWh | FALSE | L | Annual | Allowances Withdrawn (1:1) | Thousand Tons | 0 | 0 | 0 | 0 | 0 | 0 | 0 | 0
MA Fac. Spec. - Mystic Gen SO2 Annual v3.1 | 403 | 7534 | Rate Constraint in lbs/MWh | FALSE | L | Annual | Allowances Withdrawn (n:1) | Thousand Tons | 0 | 0 | 0 | 0 | 0 | 0 | 0 | 0
MA Fac. Spec. - Mystic Gen SO2 Annual v3.1 | 403 | 7534 | Rate Constraint in lbs/MWh | FALSE | L | Annual | Net Emissions Allowance Position | Thousand Tons | 0 | 0 | 0 | 0 | 0 | 0 | 0 | 0
MA Fac. Spec. - Mystic Gen SO2 Annual v3.1 | 403 | 7534 | Rate Constraint in lbs/MWh | FALSE | L | Annual | Fuel Consumed | TBtu | 19.0661 | 0 | 0 | 0 | 0 | 0 | 0 | 0
MA Fac. Spec. - Mystic Gen SO2 Annual v3.1 | 403 | 7534 | Rate Constraint in lbs/MWh | FALSE | L | Annual | Rate | lb/MMBtu | 0 | 0 | 0 | 0 | 0 | 0 | 0 | 0
MA Fac. Spec. - Mystic Gen SO2 Annual v3.1 | 403 | 7534 | Rate Constraint in lbs/MWh | FALSE | L | Annual | Generation | TWh | 2.5483 | 0 | 0 | 0 | 0 | 0 | 0 | 0
MA Fac. Spec. - Mystic Gen SO2 Annual v3.1 | 403 | 7534 | Rate Constraint in lbs/MWh | FALSE | L | Annual | Qualifying Generation | TWh | 2.5483 | 0 | 0 | 0 | 0 | 0 | 0 | 0
MA Fac. Spec. - Mystic Gen SO2 Annual v3.1 | 403 | 7534 | Rate Constraint in lbs/MWh | FALSE | L | Annual | Constraint Shadow Price | US2019$/Ton | 0 | 0 | 0 | 0 | 0 | 0 | 0 | 0
MD Coal-fired EGUs NOx rate - NRG & GenOn v5.16 | 404 | 7334 | Rate Constraint in lbs/MMBtu | FALSE | L | Annual | Seasons Included | Seasons | Summer | Summer | Summer | Summer | Summer | Summer | Summer | Summer
MD Coal-fired EGUs NOx rate - NRG & GenOn v5.16 | 404 | 7334 | Rate Constraint in lbs/MMBtu | FALSE | L | Annual | Standard NOX | lb/MMBtu | 0.15 | 0.15 | 0.15 | 0.15 | 0.15 | 0.15 | 0.15 | 0.15
MD Coal-fired EGUs NOx rate - NRG & GenOn v5.16 | 404 | 7334 | Rate Constraint in lbs/MMBtu | FALSE | L | Annual | Emissions at Affected Plants NOX | Thousand Tons | 0 | 0 | 0 | 0 | 0 | 0 | 0 | 0
MD Coal-fired EGUs NOx rate - NRG & GenOn v5.16 | 404 | 7334 | Rate Constraint in lbs/MMBtu | FALSE | L | Annual | Allowances Purchased NOX | Thousand Tons | 0 | 0 | 0 | 0 | 0 | 0 | 0 | 0
MD Coal-fired EGUs NOx rate - NRG & GenOn v5.16 | 404 | 7334 | Rate Constraint in lbs/MMBtu | FALSE | L | Annual | Allowances Sold NOX | Thousand Tons | 0 | 0 | 0 | 0 | 0 | 0 | 0 | 0
MD Coal-fired EGUs NOx rate - NRG & GenOn v5.16 | 404 | 7334 | Rate Constraint in lbs/MMBtu | FALSE | L | Annual | Allowances Banked | Thousand Tons | 0 | 0 | 0 | 0 | 0 | 0 | 0 | 0
MD Coal-fired EGUs NOx rate - NRG & GenOn v5.16 | 404 | 7334 | Rate Constraint in lbs/MMBtu | FALSE | L | Annual | Allowances Withdrawn (1:1) | Thousand Tons | 0 | 0 | 0 | 0 | 0 | 0 | 0 | 0
MD Coal-fired EGUs NOx rate - NRG & GenOn v5.16 | 404 | 7334 | Rate Constraint in lbs/MMBtu | FALSE | L | Annual | Allowances Withdrawn (n:1) | Thousand Tons | 0 | 0 | 0 | 0 | 0 | 0 | 0 | 0
MD Coal-fired EGUs NOx rate - NRG & GenOn v5.16 | 404 | 7334 | Rate Constraint in lbs/MMBtu | FALSE | L | Annual | Net Emissions Allowance Position | Thousand Tons | 0 | 0 | 0 | 0 | 0 | 0 | 0 | 0
MD Coal-fired EGUs NOx rate - NRG & GenOn v5.16 | 404 | 7334 | Rate Constraint in lbs/MMBtu | FALSE | L | Annual | Fuel Consumed | TBtu | 0 | 0 | 0 | 0 | 0 | 0 | 0 | 0
MD Coal-fired EGUs NOx rate - NRG & GenOn v5.16 | 404 | 7334 | Rate Constraint in lbs/MMBtu | FALSE | L | Annual | Rate | lb/MMBtu | 0 | 0 | 0 | 0 | 0 | 0 | 0 | 0
MD Coal-fired EGUs NOx rate - NRG & GenOn v5.16 | 404 | 7334 | Rate Constraint in lbs/MMBtu | FALSE | L | Annual | Generation | TWh | 0 | 0 | 0 | 0 | 0 | 0 | 0 | 0
MD Coal-fired EGUs NOx rate - NRG & GenOn v5.16 | 404 | 7334 | Rate Constraint in lbs/MMBtu | FALSE | L | Annual | Qualifying Generation | TWh | 0 | 0 | 0 | 0 | 0 | 0 | 0 | 0
MD Coal-fired EGUs NOx rate - NRG & GenOn v5.16 | 404 | 7334 | Rate Constraint in lbs/MMBtu | FALSE | L | Annual | Rate | lb/MWh | 0 | 0 | 0 | 0 | 0 | 0 | 0 | 0
MD Coal-fired EGUs NOx rate - NRG & GenOn v5.16 | 404 | 7334 | Rate Constraint in lbs/MMBtu | FALSE | L | Annual | Constraint Shadow Price | US2019$/Ton | 0 | 0 | 0 | 0 | 0 | 0 | 0 | 0
MD Coal-fired EGUs NOx rate - Raven v5.16 | 405 | 7333 | Rate Constraint in lbs/MMBtu | FALSE | L | Annual | Seasons Included | Seasons | Summer | Summer | Summer | Summer | Summer | Summer | Summer | Summer
MD Coal-fired EGUs NOx rate - Raven v5.16 | 405 | 7333 | Rate Constraint in lbs/MMBtu | FALSE | L | Annual | Standard NOX | lb/MMBtu | 0.15 | 0.15 | 0.15 | 0.15 | 0.15 | 0.15 | 0.15 | 0.15
MD Coal-fired EGUs NOx rate - Raven v5.16 | 405 | 7333 | Rate Constraint in lbs/MMBtu | FALSE | L | Annual | Emissions at Affected Plants NOX | Thousand Tons | 0 | 0 | 0 | 0 | 0 | 0 | 0 | 0
MD Coal-fired EGUs NOx rate - Raven v5.16 | 405 | 7333 | Rate Constraint in lbs/MMBtu | FALSE | L | Annual | Allowances Purchased NOX | Thousand Tons | 0 | 0 | 0 | 0 | 0 | 0 | 0 | 0
MD Coal-fired EGUs NOx rate - Raven v5.16 | 405 | 7333 | Rate Constraint in lbs/MMBtu | FALSE | L | Annual | Allowances Sold NOX | Thousand Tons | 0 | 0 | 0 | 0 | 0 | 0 | 0 | 0
MD Coal-fired EGUs NOx rate - Raven v5.16 | 405 | 7333 | Rate Constraint in lbs/MMBtu | FALSE | L | Annual | Allowances Banked | Thousand Tons | 0 | 0 | 0 | 0 | 0 | 0 | 0 | 0
MD Coal-fired EGUs NOx rate - Raven v5.16 | 405 | 7333 | Rate Constraint in lbs/MMBtu | FALSE | L | Annual | Allowances Withdrawn (1:1) | Thousand Tons | 0 | 0 | 0 | 0 | 0 | 0 | 0 | 0
MD Coal-fired EGUs NOx rate - Raven v5.16 | 405 | 7333 | Rate Constraint in lbs/MMBtu | FALSE | L | Annual | Allowances Withdrawn (n:1) | Thousand Tons | 0 | 0 | 0 | 0 | 0 | 0 | 0 | 0
MD Coal-fired EGUs NOx rate - Raven v5.16 | 405 | 7333 | Rate Constraint in lbs/MMBtu | FALSE | L | Annual | Net Emissions Allowance Position | Thousand Tons | 0 | 0 | 0 | 0 | 0 | 0 | 0 | 0
MD Coal-fired EGUs NOx rate - Raven v5.16 | 405 | 7333 | Rate Constraint in lbs/MMBtu | FALSE | L | Annual | Fuel Consumed | TBtu | 0 | 0 | 0 | 0 | 0 | 0 | 0 | 0
MD Coal-fired EGUs NOx rate - Raven v5.16 | 405 | 7333 | Rate Constraint in lbs/MMBtu | FALSE | L | Annual | Rate | lb/MMBtu | 0 | 0 | 0 | 0 | 0 | 0 | 0 | 0
MD Coal-fired EGUs NOx rate - Raven v5.16 | 405 | 7333 | Rate Constraint in lbs/MMBtu | FALSE | L | Annual | Generation | TWh | 0 | 0 | 0 | 0 | 0 | 0 | 0 | 0
MD Coal-fired EGUs NOx rate - Raven v5.16 | 405 | 7333 | Rate Constraint in lbs/MMBtu | FALSE | L | Annual | Qualifying Generation | TWh | 0 | 0 | 0 | 0 | 0 | 0 | 0 | 0
MD Coal-fired EGUs NOx rate - Raven v5.16 | 405 | 7333 | Rate Constraint in lbs/MMBtu | FALSE | L | Annual | Rate | lb/MWh | 0 | 0 | 0 | 0 | 0 | 0 | 0 | 0
MD Coal-fired EGUs NOx rate - Raven v5.16 | 405 | 7333 | Rate Constraint in lbs/MMBtu | FALSE | L | Annual | Constraint Shadow Price | US2019$/Ton | 0 | 0 | 0 | 0 | 0 | 0 | 0 | 0
MD Healthy Air Act - Constellation NOx Cap Ann 4.1 | 406 | 7330 | Rate Constraint in MTons | FALSE | L | Annual | Seasons Included | Seasons | Winter, WintShld, Summer | Winter, WintShld, Summer | Winter, WintShld, Summer | Winter, WintShld, Summer | Winter, WintShld, Summer | Winter, WintShld, Summer | Winter, WintShld, Summer | Winter, WintShld, Summer
MD Healthy Air Act - Constellation NOx Cap Ann 4.1 | 406 | 7330 | Rate Constraint in MTons | FALSE | L | Annual | Standard NOX | Thousand Tons | 8.026 | 8.026 | 8.026 | 8.026 | 8.026 | 8.026 | 8.026 | 8.026
MD Healthy Air Act - Constellation NOx Cap Ann 4.1 | 406 | 7330 | Rate Constraint in MTons | FALSE | L | Annual | Emissions at Affected Plants NOX | Thousand Tons | 0 | 0 | 0 | 0 | 0 | 0 | 0 | 0
MD Healthy Air Act - Constellation NOx Cap Ann 4.1 | 406 | 7330 | Rate Constraint in MTons | FALSE | L | Annual | Allowances Purchased NOX | Thousand Tons | 0 | 0 | 0 | 0 | 0 | 0 | 0 | 0
MD Healthy Air Act - Constellation NOx Cap Ann 4.1 | 406 | 7330 | Rate Constraint in MTons | FALSE | L | Annual | Allowances Sold NOX | Thousand Tons | 0 | 0 | 0 | 0 | 0 | 0 | 0 | 0
MD Healthy Air Act - Constellation NOx Cap Ann 4.1 | 406 | 7330 | Rate Constraint in MTons | FALSE | L | Annual | Allowances Banked | Thousand Tons | 0 | 0 | 0 | 0 | 0 | 0 | 0 | 0
MD Healthy Air Act - Constellation NOx Cap Ann 4.1 | 406 | 7330 | Rate Constraint in MTons | FALSE | L | Annual | Allowances Withdrawn (1:1) | Thousand Tons | 0 | 0 | 0 | 0 | 0 | 0 | 0 | 0
MD Healthy Air Act - Constellation NOx Cap Ann 4.1 | 406 | 7330 | Rate Constraint in MTons | FALSE | L | Annual | Allowances Withdrawn (n:1) | Thousand Tons | 0 | 0 | 0 | 0 | 0 | 0 | 0 | 0
MD Healthy Air Act - Constellation NOx Cap Ann 4.1 | 406 | 7330 | Rate Constraint in MTons | FALSE | L | Annual | Net Emissions Allowance Position | Thousand Tons | 0 | 0 | 0 | 0 | 0 | 0 | 0 | 0
MD Healthy Air Act - Constellation NOx Cap Ann 4.1 | 406 | 7330 | Rate Constraint in MTons | FALSE | L | Annual | Fuel Consumed | TBtu | 0 | 0 | 0 | 0 | 0 | 0 | 0 | 0
MD Healthy Air Act - Constellation NOx Cap Ann 4.1 | 406 | 7330 | Rate Constraint in MTons | FALSE | L | Annual | Rate | lb/MMBtu | 0 | 0 | 0 | 0 | 0 | 0 | 0 | 0
MD Healthy Air Act - Constellation NOx Cap Ann 4.1 | 406 | 7330 | Rate Constraint in MTons | FALSE | L | Annual | Generation | TWh | 0 | 0 | 0 | 0 | 0 | 0 | 0 | 0
MD Healthy Air Act - Constellation NOx Cap Ann 4.1 | 406 | 7330 | Rate Constraint in MTons | FALSE | L | Annual | Qualifying Generation | TWh | 0 | 0 | 0 | 0 | 0 | 0 | 0 | 0
MD Healthy Air Act - Constellation NOx Cap Ann 4.1 | 406 | 7330 | Rate Constraint in MTons | FALSE | L | Annual | Rate | lb/MWh | 0 | 0 | 0 | 0 | 0 | 0 | 0 | 0
MD Healthy Air Act - Constellation NOx Cap Ann 4.1 | 406 | 7330 | Rate Constraint in MTons | FALSE | L | Annual | Constraint Shadow Price | US2019$/Ton | 0 | 0 | 0 | 0 | 0 | 0 | 0 | 0
MD Healthy Air Act - Constellation NOx Cap Sum 4.1 | 407 | 7328 | Rate Constraint in MTons | FALSE | L | Annual | Seasons Included | Seasons | Summer | Summer | Summer | Summer | Summer | Summer | Summer | Summer
MD Healthy Air Act - Constellation NOx Cap Sum 4.1 | 407 | 7328 | Rate Constraint in MTons | FALSE | L | Annual | Standard NOX | Thousand Tons | 3.63 | 3.63 | 3.63 | 3.63 | 3.63 | 3.63 | 3.63 | 3.63
MD Healthy Air Act - Constellation NOx Cap Sum 4.1 | 407 | 7328 | Rate Constraint in MTons | FALSE | L | Annual | Emissions at Affected Plants NOX | Thousand Tons | 0 | 0 | 0 | 0 | 0 | 0 | 0 | 0
MD Healthy Air Act - Constellation NOx Cap Sum 4.1 | 407 | 7328 | Rate Constraint in MTons | FALSE | L | Annual | Allowances Purchased NOX | Thousand Tons | 0 | 0 | 0 | 0 | 0 | 0 | 0 | 0
MD Healthy Air Act - Constellation NOx Cap Sum 4.1 | 407 | 7328 | Rate Constraint in MTons | FALSE | L | Annual | Allowances Sold NOX | Thousand Tons | 0 | 0 | 0 | 0 | 0 | 0 | 0 | 0
MD Healthy Air Act - Constellation NOx Cap Sum 4.1 | 407 | 7328 | Rate Constraint in MTons | FALSE | L | Annual | Allowances Banked | Thousand Tons | 0 | 0 | 0 | 0 | 0 | 0 | 0 | 0
MD Healthy Air Act - Constellation NOx Cap Sum 4.1 | 407 | 7328 | Rate Constraint in MTons | FALSE | L | Annual | Allowances Withdrawn (1:1) | Thousand Tons | 0 | 0 | 0 | 0 | 0 | 0 | 0 | 0
MD Healthy Air Act - Constellation NOx Cap Sum 4.1 | 407 | 7328 | Rate Constraint in MTons | FALSE | L | Annual | Allowances Withdrawn (n:1) | Thousand Tons | 0 | 0 | 0 | 0 | 0 | 0 | 0 | 0
MD Healthy Air Act - Constellation NOx Cap Sum 4.1 | 407 | 7328 | Rate Constraint in MTons | FALSE | L | Annual | Net Emissions Allowance Position | Thousand Tons | 0 | 0 | 0 | 0 | 0 | 0 | 0 | 0
MD Healthy Air Act - Constellation NOx Cap Sum 4.1 | 407 | 7328 | Rate Constraint in MTons | FALSE | L | Annual | Fuel Consumed | TBtu | 0 | 0 | 0 | 0 | 0 | 0 | 0 | 0
MD Healthy Air Act - Constellation NOx Cap Sum 4.1 | 407 | 7328 | Rate Constraint in MTons | FALSE | L | Annual | Rate | lb/MMBtu | 0 | 0 | 0 | 0 | 0 | 0 | 0 | 0
MD Healthy Air Act - Constellation NOx Cap Sum 4.1 | 407 | 7328 | Rate Constraint in MTons | FALSE | L | Annual | Generation | TWh | 0 | 0 | 0 | 0 | 0 | 0 | 0 | 0
MD Healthy Air Act - Constellation NOx Cap Sum 4.1 | 407 | 7328 | Rate Constraint in MTons | FALSE | L | Annual | Qualifying Generation | TWh | 0 | 0 | 0 | 0 | 0 | 0 | 0 | 0
MD Healthy Air Act - Constellation NOx Cap Sum 4.1 | 407 | 7328 | Rate Constraint in MTons | FALSE | L | Annual | Rate | lb/MWh | 0 | 0 | 0 | 0 | 0 | 0 | 0 | 0
MD Healthy Air Act - Constellation NOx Cap Sum 4.1 | 407 | 7328 | Rate Constraint in MTons | FALSE | L | Annual | Constraint Shadow Price | US2019$/Ton | 0 | 0 | 0 | 0 | 0 | 0 | 0 | 0
MD Healthy Air Act - Constellation SO2 Cap Ann 4.1 | 408 | 7326 | Rate Constraint in MTons | FALSE | L | Annual | Seasons Included | Seasons | Winter, WintShld, Summer | Winter, WintShld, Summer | Winter, WintShld, Summer | Winter, WintShld, Summer | Winter, WintShld, Summer | Winter, WintShld, Summer | Winter, WintShld, Summer | Winter, WintShld, Summer
MD Healthy Air Act - Constellation SO2 Cap Ann 4.1 | 408 | 7326 | Rate Constraint in MTons | FALSE | L | Annual | Standard SO2 | Thousand Tons | 17.926 | 17.926 | 17.926 | 17.926 | 17.926 | 17.926 | 17.926 | 17.926
MD Healthy Air Act - Constellation SO2 Cap Ann 4.1 | 408 | 7326 | Rate Constraint in MTons | FALSE | L | Annual | Emissions at Affected Plants SO2 | Thousand Tons | 0 | 0 | 0 | 0 | 0 | 0 | 0 | 0
MD Healthy Air Act - Constellation SO2 Cap Ann 4.1 | 408 | 7326 | Rate Constraint in MTons | FALSE | L | Annual | Allowances Purchased SO2 | Thousand Tons | 0 | 0 | 0 | 0 | 0 | 0 | 0 | 0
MD Healthy Air Act - Constellation SO2 Cap Ann 4.1 | 408 | 7326 | Rate Constraint in MTons | FALSE | L | Annual | Allowances Sold SO2 | Thousand Tons | 0 | 0 | 0 | 0 | 0 | 0 | 0 | 0
MD Healthy Air Act - Constellation SO2 Cap Ann 4.1 | 408 | 7326 | Rate Constraint in MTons | FALSE | L | Annual | Allowances Banked | Thousand Tons | 0 | 0 | 0 | 0 | 0 | 0 | 0 | 0
MD Healthy Air Act - Constellation SO2 Cap Ann 4.1 | 408 | 7326 | Rate Constraint in MTons | FALSE | L | Annual | Allowances Withdrawn (1:1) | Thousand Tons | 0 | 0 | 0 | 0 | 0 | 0 | 0 | 0
MD Healthy Air Act - Constellation SO2 Cap Ann 4.1 | 408 | 7326 | Rate Constraint in MTons | FALSE | L | Annual | Allowances Withdrawn (n:1) | Thousand Tons | 0 | 0 | 0 | 0 | 0 | 0 | 0 | 0
MD Healthy Air Act - Constellation SO2 Cap Ann 4.1 | 408 | 7326 | Rate Constraint in MTons | FALSE | L | Annual | Net Emissions Allowance Position | Thousand Tons | 0 | 0 | 0 | 0 | 0 | 0 | 0 | 0
MD Healthy Air Act - Constellation SO2 Cap Ann 4.1 | 408 | 7326 | Rate Constraint in MTons | FALSE | L | Annual | Fuel Consumed | TBtu | 0 | 0 | 0 | 0 | 0 | 0 | 0 | 0
MD Healthy Air Act - Constellation SO2 Cap Ann 4.1 | 408 | 7326 | Rate Constraint in MTons | FALSE | L | Annual | Rate | lb/MMBtu | 0 | 0 | 0 | 0 | 0 | 0 | 0 | 0
MD Healthy Air Act - Constellation SO2 Cap Ann 4.1 | 408 | 7326 | Rate Constraint in MTons | FALSE | L | Annual | Generation | TWh | 0 | 0 | 0 | 0 | 0 | 0 | 0 | 0
MD Healthy Air Act - Constellation SO2 Cap Ann 4.1 | 408 | 7326 | Rate Constraint in MTons | FALSE | L | Annual | Qualifying Generation | TWh | 0 | 0 | 0 | 0 | 0 | 0 | 0 | 0
MD Healthy Air Act - Constellation SO2 Cap Ann 4.1 | 408 | 7326 | Rate Constraint in MTons | FALSE | L | Annual | Rate | lb/MWh | 0 | 0 | 0 | 0 | 0 | 0 | 0 | 0
MD Healthy Air Act - Constellation SO2 Cap Ann 4.1 | 408 | 7326 | Rate Constraint in MTons | FALSE | L | Annual | Constraint Shadow Price | US2019$/Ton | 0 | 0 | 0 | 0 | 0 | 0 | 0 | 0
MD Healthy Air Act - MER Removal Annual v3.1 | 409 | 7332 | MACT Fuel Choice Floor in lbs/MMBtu | FALSE | L | Annual | Seasons Included | Seasons | Winter, WintShld, Summer | Winter, WintShld, Summer | Winter, WintShld, Summer | Winter, WintShld, Summer | Winter, WintShld, Summer | Winter, WintShld, Summer | Winter, WintShld, Summer | Winter, WintShld, Summer
MD Healthy Air Act - MER Removal Annual v3.1 | 409 | 7332 | MACT Fuel Choice Floor in lbs/MMBtu | FALSE | L | Annual | Emission Floor | lbs/MMBtu | 0 | 0 | 0 | 0 | 0 | 0 | 0 | 0
MD Healthy Air Act - MER Removal Annual v3.1 | 409 | 7332 | MACT Fuel Choice Floor in lbs/MMBtu | FALSE | L | Annual | Emissions at Affected Plants MER | lbs | 0 | 0 | 0 | 0 | 0 | 0 | 0 | 0
MD Healthy Air Act - MER Removal Annual v3.1 | 409 | 7332 | MACT Fuel Choice Floor in lbs/MMBtu | FALSE | L | Annual | Allowances Purchased MER | lbs | 0 | 0 | 0 | 0 | 0 | 0 | 0 | 0
MD Healthy Air Act - MER Removal Annual v3.1 | 409 | 7332 | MACT Fuel Choice Floor in lbs/MMBtu | FALSE | L | Annual | Allowances Sold MER | lbs | 0 | 0 | 0 | 0 | 0 | 0 | 0 | 0
MD Healthy Air Act - MER Removal Annual v3.1 | 409 | 7332 | MACT Fuel Choice Floor in lbs/MMBtu | FALSE | L | Annual | Allowances Banked | lbs | 0 | 0 | 0 | 0 | 0 | 0 | 0 | 0
MD Healthy Air Act - MER Removal Annual v3.1 | 409 | 7332 | MACT Fuel Choice Floor in lbs/MMBtu | FALSE | L | Annual | Allowances Withdrawn (1:1) | lbs | 0 | 0 | 0 | 0 | 0 | 0 | 0 | 0
MD Healthy Air Act - MER Removal Annual v3.1 | 409 | 7332 | MACT Fuel Choice Floor in lbs/MMBtu | FALSE | L | Annual | Allowances Withdrawn (n:1) | lbs | 0 | 0 | 0 | 0 | 0 | 0 | 0 | 0
MD Healthy Air Act - MER Removal Annual v3.1 | 409 | 7332 | MACT Fuel Choice Floor in lbs/MMBtu | FALSE | L | Annual | Net Emissions Allowance Position | lbs | 0 | 0 | 0 | 0 | 0 | 0 | 0 | 0
MD Healthy Air Act - MER Removal Annual v3.1 | 409 | 7332 | MACT Fuel Choice Floor in lbs/MMBtu | FALSE | L | Annual | Fuel Consumed | TBtu | 0 | 0 | 0 | 0 | 0 | 0 | 0 | 0
MD Healthy Air Act - MER Removal Annual v3.1 | 409 | 7332 | MACT Fuel Choice Floor in lbs/MMBtu | FALSE | L | Annual | Rate | lb/MMBtu | 0 | 0 | 0 | 0 | 0 | 0 | 0 | 0
MD Healthy Air Act - MER Removal Annual v3.1 | 409 | 7332 | MACT Fuel Choice Floor in lbs/MMBtu | FALSE | L | Annual | Generation | TWh | 0 | 0 | 0 | 0 | 0 | 0 | 0 | 0
MD Healthy Air Act - MER Removal Annual v3.1 | 409 | 7332 | MACT Fuel Choice Floor in lbs/MMBtu | FALSE | L | Annual | Qualifying Generation | TWh | 0 | 0 | 0 | 0 | 0 | 0 | 0 | 0
MD Healthy Air Act - MER Removal Annual v3.1 | 409 | 7332 | MACT Fuel Choice Floor in lbs/MMBtu | FALSE | L | Annual | Constraint Shadow Price | US2019$/Lb | 0 | 0 | 0 | 0 | 0 | 0 | 0 | 0
MD Healthy Air Act - Mirant NOx Cap Annual v4.10 | 410 | 7331 | Rate Constraint in MTons | FALSE | L | Annual | Seasons Included | Seasons | Winter, WintShld, Summer | Winter, WintShld, Summer | Winter, WintShld, Summer | Winter, WintShld, Summer | Winter, WintShld, Summer | Winter, WintShld, Summer | Winter, WintShld, Summer | Winter, WintShld, Summer
MD Healthy Air Act - Mirant NOx Cap Annual v4.10 | 410 | 7331 | Rate Constraint in MTons | FALSE | L | Annual | Standard NOX | Thousand Tons | 8.298 | 8.298 | 8.298 | 8.298 | 8.298 | 8.298 | 8.298 | 8.298
MD Healthy Air Act - Mirant NOx Cap Annual v4.10 | 410 | 7331 | Rate Constraint in MTons | FALSE | L | Annual | Emissions at Affected Plants NOX | Thousand Tons | 0 | 0 | 0 | 0 | 0 | 0 | 0 | 0
MD Healthy Air Act - Mirant NOx Cap Annual v4.10 | 410 | 7331 | Rate Constraint in MTons | FALSE | L | Annual | Allowances Purchased NOX | Thousand Tons | 0 | 0 | 0 | 0 | 0 | 0 | 0 | 0
MD Healthy Air Act - Mirant NOx Cap Annual v4.10 | 410 | 7331 | Rate Constraint in MTons | FALSE | L | Annual | Allowances Sold NOX | Thousand Tons | 0 | 0 | 0 | 0 | 0 | 0 | 0 | 0
MD Healthy Air Act - Mirant NOx Cap Annual v4.10 | 410 | 7331 | Rate Constraint in MTons | FALSE | L | Annual | Allowances Banked | Thousand Tons | 0 | 0 | 0 | 0 | 0 | 0 | 0 | 0
MD Healthy Air Act - Mirant NOx Cap Annual v4.10 | 410 | 7331 | Rate Constraint in MTons | FALSE | L | Annual | Allowances Withdrawn (1:1) | Thousand Tons | 0 | 0 | 0 | 0 | 0 | 0 | 0 | 0
MD Healthy Air Act - Mirant NOx Cap Annual v4.10 | 410 | 7331 | Rate Constraint in MTons | FALSE | L | Annual | Allowances Withdrawn (n:1) | Thousand Tons | 0 | 0 | 0 | 0 | 0 | 0 | 0 | 0
MD Healthy Air Act - Mirant NOx Cap Annual v4.10 | 410 | 7331 | Rate Constraint in MTons | FALSE | L | Annual | Net Emissions Allowance Position | Thousand Tons | 0 | 0 | 0 | 0 | 0 | 0 | 0 | 0
MD Healthy Air Act - Mirant NOx Cap Annual v4.10 | 410 | 7331 | Rate Constraint in MTons | FALSE | L | Annual | Fuel Consumed | TBtu | 0 | 0 | 0 | 0 | 0 | 0 | 0 | 0
MD Healthy Air Act - Mirant NOx Cap Annual v4.10 | 410 | 7331 | Rate Constraint in MTons | FALSE | L | Annual | Rate | lb/MMBtu | 0 | 0 | 0 | 0 | 0 | 0 | 0 | 0
MD Healthy Air Act - Mirant NOx Cap Annual v4.10 | 410 | 7331 | Rate Constraint in MTons | FALSE | L | Annual | Generation | TWh | 0 | 0 | 0 | 0 | 0 | 0 | 0 | 0
MD Healthy Air Act - Mirant NOx Cap Annual v4.10 | 410 | 7331 | Rate Constraint in MTons | FALSE | L | Annual | Qualifying Generation | TWh | 0 | 0 | 0 | 0 | 0 | 0 | 0 | 0
MD Healthy Air Act - Mirant NOx Cap Annual v4.10 | 410 | 7331 | Rate Constraint in MTons | FALSE | L | Annual | Rate | lb/MWh | 0 | 0 | 0 | 0 | 0 | 0 | 0 | 0
MD Healthy Air Act - Mirant NOx Cap Annual v4.10 | 410 | 7331 | Rate Constraint in MTons | FALSE | L | Annual | Constraint Shadow Price | US2019$/Ton | 0 | 0 | 0 | 0 | 0 | 0 | 0 | 0
MD Healthy Air Act - Mirant NOx Cap Summer v4.10 | 411 | 7329 | Rate Constraint in MTons | FALSE | L | Annual | Seasons Included | Seasons | Summer | Summer | Summer | Summer | Summer | Summer | Summer | Summer
MD Healthy Air Act - Mirant NOx Cap Summer v4.10 | 411 | 7329 | Rate Constraint in MTons | FALSE | L | Annual | Standard NOX | Thousand Tons | 3.567 | 3.567 | 3.567 | 3.567 | 3.567 | 3.567 | 3.567 | 3.567
MD Healthy Air Act - Mirant NOx Cap Summer v4.10 | 411 | 7329 | Rate Constraint in MTons | FALSE | L | Annual | Emissions at Affected Plants NOX | Thousand Tons | 0 | 0 | 0 | 0 | 0 | 0 | 0 | 0
MD Healthy Air Act - Mirant NOx Cap Summer v4.10 | 411 | 7329 | Rate Constraint in MTons | FALSE | L | Annual | Allowances Purchased NOX | Thousand Tons | 0 | 0 | 0 | 0 | 0 | 0 | 0 | 0
MD Healthy Air Act - Mirant NOx Cap Summer v4.10 | 411 | 7329 | Rate Constraint in MTons | FALSE | L | Annual | Allowances Sold NOX | Thousand Tons | 0 | 0 | 0 | 0 | 0 | 0 | 0 | 0
MD Healthy Air Act - Mirant NOx Cap Summer v4.10 | 411 | 7329 | Rate Constraint in MTons | FALSE | L | Annual | Allowances Banked | Thousand Tons | 0 | 0 | 0 | 0 | 0 | 0 | 0 | 0
MD Healthy Air Act - Mirant NOx Cap Summer v4.10 | 411 | 7329 | Rate Constraint in MTons | FALSE | L | Annual | Allowances Withdrawn (1:1) | Thousand Tons | 0 | 0 | 0 | 0 | 0 | 0 | 0 | 0
MD Healthy Air Act - Mirant NOx Cap Summer v4.10 | 411 | 7329 | Rate Constraint in MTons | FALSE | L | Annual | Allowances Withdrawn (n:1) | Thousand Tons | 0 | 0 | 0 | 0 | 0 | 0 | 0 | 0
MD Healthy Air Act - Mirant NOx Cap Summer v4.10 | 411 | 7329 | Rate Constraint in MTons | FALSE | L | Annual | Net Emissions Allowance Position | Thousand Tons | 0 | 0 | 0 | 0 | 0 | 0 | 0 | 0
MD Healthy Air Act - Mirant NOx Cap Summer v4.10 | 411 | 7329 | Rate Constraint in MTons | FALSE | L | Annual | Fuel Consumed | TBtu | 0 | 0 | 0 | 0 | 0 | 0 | 0 | 0
MD Healthy Air Act - Mirant NOx Cap Summer v4.10 | 411 | 7329 | Rate Constraint in MTons | FALSE | L | Annual | Rate | lb/MMBtu | 0 | 0 | 0 | 0 | 0 | 0 | 0 | 0
MD Healthy Air Act - Mirant NOx Cap Summer v4.10 | 411 | 7329 | Rate Constraint in MTons | FALSE | L | Annual | Generation | TWh | 0 | 0 | 0 | 0 | 0 | 0 | 0 | 0
MD Healthy Air Act - Mirant NOx Cap Summer v4.10 | 411 | 7329 | Rate Constraint in MTons | FALSE | L | Annual | Qualifying Generation | TWh | 0 | 0 | 0 | 0 | 0 | 0 | 0 | 0
MD Healthy Air Act - Mirant NOx Cap Summer v4.10 | 411 | 7329 | Rate Constraint in MTons | FALSE | L | Annual | Rate | lb/MWh | 0 | 0 | 0 | 0 | 0 | 0 | 0 | 0
MD Healthy Air Act - Mirant NOx Cap Summer v4.10 | 411 | 7329 | Rate Constraint in MTons | FALSE | L | Annual | Constraint Shadow Price | US2019$/Ton | 0 | 0 | 0 | 0 | 0 | 0 | 0 | 0
MD Healthy Air Act - Mirant SO2 Cap Annual v4.10 | 412 | 7327 | Rate Constraint in MTons | FALSE | L | Annual | Seasons Included | Seasons | Winter, WintShld, Summer | Winter, WintShld, Summer | Winter, WintShld, Summer | Winter, WintShld, Summer | Winter, WintShld, Summer | Winter, WintShld, Summer | Winter, WintShld, Summer | Winter, WintShld, Summer
MD Healthy Air Act - Mirant SO2 Cap Annual v4.10 | 412 | 7327 | Rate Constraint in MTons | FALSE | L | Annual | Standard SO2 | Thousand Tons | 18.541 | 18.541 | 18.541 | 18.541 | 18.541 | 18.541 | 18.541 | 18.541
MD Healthy Air Act - Mirant SO2 Cap Annual v4.10 | 412 | 7327 | Rate Constraint in MTons | FALSE | L | Annual | Emissions at Affected Plants SO2 | Thousand Tons | 0 | 0 | 0 | 0 | 0 | 0 | 0 | 0
MD Healthy Air Act - Mirant SO2 Cap Annual v4.10 | 412 | 7327 | Rate Constraint in MTons | FALSE | L | Annual | Allowances Purchased SO2 | Thousand Tons | 0 | 0 | 0 | 0 | 0 | 0 | 0 | 0
MD Healthy Air Act - Mirant SO2 Cap Annual v4.10 | 412 | 7327 | Rate Constraint in MTons | FALSE | L | Annual | Allowances Sold SO2 | Thousand Tons | 0 | 0 | 0 | 0 | 0 | 0 | 0 | 0
MD Healthy Air Act - Mirant SO2 Cap Annual v4.10 | 412 | 7327 | Rate Constraint in MTons | FALSE | L | Annual | Allowances Banked | Thousand Tons | 0 | 0 | 0 | 0 | 0 | 0 | 0 | 0
MD Healthy Air Act - Mirant SO2 Cap Annual v4.10 | 412 | 7327 | Rate Constraint in MTons | FALSE | L | Annual | Allowances Withdrawn (1:1) | Thousand Tons | 0 | 0 | 0 | 0 | 0 | 0 | 0 | 0
MD Healthy Air Act - Mirant SO2 Cap Annual v4.10 | 412 | 7327 | Rate Constraint in MTons | FALSE | L | Annual | Allowances Withdrawn (n:1) | Thousand Tons | 0 | 0 | 0 | 0 | 0 | 0 | 0 | 0
MD Healthy Air Act - Mirant SO2 Cap Annual v4.10 | 412 | 7327 | Rate Constraint in MTons | FALSE | L | Annual | Net Emissions Allowance Position | Thousand Tons | 0 | 0 | 0 | 0 | 0 | 0 | 0 | 0
MD Healthy Air Act - Mirant SO2 Cap Annual v4.10 | 412 | 7327 | Rate Constraint in MTons | FALSE | L | Annual | Fuel Consumed | TBtu | 0 | 0 | 0 | 0 | 0 | 0 | 0 | 0
MD Healthy Air Act - Mirant SO2 Cap Annual v4.10 | 412 | 7327 | Rate Constraint in MTons | FALSE | L | Annual | Rate | lb/MMBtu | 0 | 0 | 0 | 0 | 0 | 0 | 0 | 0
MD Healthy Air Act - Mirant SO2 Cap Annual v4.10 | 412 | 7327 | Rate Constraint in MTons | FALSE | L | Annual | Generation | TWh | 0 | 0 | 0 | 0 | 0 | 0 | 0 | 0
MD Healthy Air Act - Mirant SO2 Cap Annual v4.10 | 412 | 7327 | Rate Constraint in MTons | FALSE | L | Annual | Qualifying Generation | TWh | 0 | 0 | 0 | 0 | 0 | 0 | 0 | 0
MD Healthy Air Act - Mirant SO2 Cap Annual v4.10 | 412 | 7327 | Rate Constraint in MTons | FALSE | L | Annual | Rate | lb/MWh | 0 | 0 | 0 | 0 | 0 | 0 | 0 | 0
MD Healthy Air Act - Mirant SO2 Cap Annual v4.10 | 412 | 7327 | Rate Constraint in MTons | FALSE | L | Annual | Constraint Shadow Price | US2019$/Ton | 0 | 0 | 0 | 0 | 0 | 0 | 0 | 0
ME Fac. Spec. - NOX 0.15 Rate Annual v3.1, Unit 2471 and retrofits | 413 | 7323 | Rate Constraint in lbs/MMBtu | FALSE | L | Annual | Seasons Included | Seasons | Winter, WintShld, Summer | Winter, WintShld, Summer | Winter, WintShld, Summer | Winter, WintShld, Summer | Winter, WintShld, Summer | Winter, WintShld, Summer | Winter, WintShld, Summer | Winter, WintShld, Summer
ME Fac. Spec. - NOX 0.15 Rate Annual v3.1, Unit 2471 and retrofits | 413 | 7323 | Rate Constraint in lbs/MMBtu | FALSE | L | Annual | Standard NOX | lb/MMBtu | 0.15 | 0.15 | 0.15 | 0.15 | 0.15 | 0.15 | 0.15 | 0.15
ME Fac. Spec. - NOX 0.15 Rate Annual v3.1, Unit 2471 and retrofits | 413 | 7323 | Rate Constraint in lbs/MMBtu | FALSE | L | Annual | Emissions at Affected Plants NOX | Thousand Tons | 0 | 0 | 0 | 0 | 0 | 0 | 0 | 0
ME Fac. Spec. - NOX 0.15 Rate Annual v3.1, Unit 2471 and retrofits | 413 | 7323 | Rate Constraint in lbs/MMBtu | FALSE | L | Annual | Allowances Purchased NOX | Thousand Tons | 0 | 0 | 0 | 0 | 0 | 0 | 0 | 0
ME Fac. Spec. - NOX 0.15 Rate Annual v3.1, Unit 2471 and retrofits | 413 | 7323 | Rate Constraint in lbs/MMBtu | FALSE | L | Annual | Allowances Sold NOX | Thousand Tons | 0 | 0 | 0 | 0 | 0 | 0 | 0 | 0
ME Fac. Spec. - NOX 0.15 Rate Annual v3.1, Unit 2471 and retrofits | 413 | 7323 | Rate Constraint in lbs/MMBtu | FALSE | L | Annual | Allowances Banked | Thousand Tons | 0 | 0 | 0 | 0 | 0 | 0 | 0 | 0
ME Fac. Spec. - NOX 0.15 Rate Annual v3.1, Unit 2471 and retrofits | 413 | 7323 | Rate Constraint in lbs/MMBtu | FALSE | L | Annual | Allowances Withdrawn (1:1) | Thousand Tons | 0 | 0 | 0 | 0 | 0 | 0 | 0 | 0
ME Fac. Spec. - NOX 0.15 Rate Annual v3.1, Unit 2471 and retrofits | 413 | 7323 | Rate Constraint in lbs/MMBtu | FALSE | L | Annual | Allowances Withdrawn (n:1) | Thousand Tons | 0 | 0 | 0 | 0 | 0 | 0 | 0 | 0
ME Fac. Spec. - NOX 0.15 Rate Annual v3.1, Unit 2471 and retrofits | 413 | 7323 | Rate Constraint in lbs/MMBtu | FALSE | L | Annual | Net Emissions Allowance Position | Thousand Tons | 0 | 0 | 0 | 0 | 0 | 0 | 0 | 0
ME Fac. Spec. - NOX 0.15 Rate Annual v3.1, Unit 2471 and retrofits | 413 | 7323 | Rate Constraint in lbs/MMBtu | FALSE | L | Annual | Fuel Consumed | TBtu | 0 | 0 | 0 | 0 | 0 | 0 | 0 | 0
ME Fac. Spec. - NOX 0.15 Rate Annual v3.1, Unit 2471 and retrofits | 413 | 7323 | Rate Constraint in lbs/MMBtu | FALSE | L | Annual | Rate | lb/MMBtu | 0 | 0 | 0 | 0 | 0 | 0 | 0 | 0
ME Fac. Spec. - NOX 0.15 Rate Annual v3.1, Unit 2471 and retrofits | 413 | 7323 | Rate Constraint in lbs/MMBtu | FALSE | L | Annual | Generation | TWh | 0 | 0 | 0 | 0 | 0 | 0 | 0 | 0
ME Fac. Spec. - NOX 0.15 Rate Annual v3.1, Unit 2471 and retrofits | 413 | 7323 | Rate Constraint in lbs/MMBtu | FALSE | L | Annual | Qualifying Generation | TWh | 0 | 0 | 0 | 0 | 0 | 0 | 0 | 0
ME Fac. Spec. - NOX 0.15 Rate Annual v3.1, Unit 2471 and retrofits | 413 | 7323 | Rate Constraint in lbs/MMBtu | FALSE | L | Annual | Rate | lb/MWh | 0 | 0 | 0 | 0 | 0 | 0 | 0 | 0
ME Fac. Spec. - NOX 0.15 Rate Annual v3.1, Unit 2471 and retrofits | 413 | 7323 | Rate Constraint in lbs/MMBtu | FALSE | L | Annual | Constraint Shadow Price | US2019$/Ton | 0 | 0 | 0 | 0 | 0 | 0 | 0 | 0
ME Fac. Spec. - NOX 0.15 Rate Annual v3.1, Unit 2472 and retrofits | 414 | 7323 | Rate Constraint in lbs/MMBtu | FALSE | L | Annual | Seasons Included | Seasons | Winter, WintShld, Summer | Winter, WintShld, Summer | Winter, WintShld, Summer | Winter, WintShld, Summer | Winter, WintShld, Summer | Winter, WintShld, Summer | Winter, WintShld, Summer | Winter, WintShld, Summer
ME Fac. Spec. - NOX 0.15 Rate Annual v3.1, Unit 2472 and retrofits | 414 | 7323 | Rate Constraint in lbs/MMBtu | FALSE | L | Annual | Standard NOX | lb/MMBtu | 0.15 | 0.15 | 0.15 | 0.15 | 0.15 | 0.15 | 0.15 | 0.15
ME Fac. Spec. - NOX 0.15 Rate Annual v3.1, Unit 2472 and retrofits | 414 | 7323 | Rate Constraint in lbs/MMBtu | FALSE | L | Annual | Emissions at Affected Plants NOX | Thousand Tons | 0 | 0 | 0 | 0 | 0 | 0 | 0 | 0
ME Fac. Spec. - NOX 0.15 Rate Annual v3.1, Unit 2472 and retrofits | 414 | 7323 | Rate Constraint in lbs/MMBtu | FALSE | L | Annual | Allowances Purchased NOX | Thousand Tons | 0 | 0 | 0 | 0 | 0 | 0 | 0 | 0
ME Fac. Spec. - NOX 0.15 Rate Annual v3.1, Unit 2472 and retrofits | 414 | 7323 | Rate Constraint in lbs/MMBtu | FALSE | L | Annual | Allowances Sold NOX | Thousand Tons | 0 | 0 | 0 | 0 | 0 | 0 | 0 | 0
ME Fac. Spec. - NOX 0.15 Rate Annual v3.1, Unit 2472 and retrofits | 414 | 7323 | Rate Constraint in lbs/MMBtu | FALSE | L | Annual | Allowances Banked | Thousand Tons | 0 | 0 | 0 | 0 | 0 | 0 | 0 | 0
ME Fac. Spec. - NOX 0.15 Rate Annual v3.1, Unit 2472 and retrofits | 414 | 7323 | Rate Constraint in lbs/MMBtu | FALSE | L | Annual | Allowances Withdrawn (1:1) | Thousand Tons | 0 | 0 | 0 | 0 | 0 | 0 | 0 | 0
ME Fac. Spec. - NOX 0.15 Rate Annual v3.1, Unit 2472 and retrofits | 414 | 7323 | Rate Constraint in lbs/MMBtu | FALSE | L | Annual | Allowances Withdrawn (n:1) | Thousand Tons | 0 | 0 | 0 | 0 | 0 | 0 | 0 | 0
ME Fac. Spec. - NOX 0.15 Rate Annual v3.1, Unit 2472 and retrofits | 414 | 7323 | Rate Constraint in lbs/MMBtu | FALSE | L | Annual | Net Emissions Allowance Position | Thousand Tons | 0 | 0 | 0 | 0 | 0 | 0 | 0 | 0
ME Fac. Spec. - NOX 0.15 Rate Annual v3.1, Unit 2472 and retrofits | 414 | 7323 | Rate Constraint in lbs/MMBtu | FALSE | L | Annual | Fuel Consumed | TBtu | 0 | 0 | 0 | 0 | 0 | 0 | 0 | 0
ME Fac. Spec. - NOX 0.15 Rate Annual v3.1, Unit 2472 and retrofits | 414 | 7323 | Rate Constraint in lbs/MMBtu | FALSE | L | Annual | Rate | lb/MMBtu | 0 | 0 | 0 | 0 | 0 | 0 | 0 | 0
ME Fac. Spec. - NOX 0.15 Rate Annual v3.1, Unit 2472 and retrofits | 414 | 7323 | Rate Constraint in lbs/MMBtu | FALSE | L | Annual | Generation | TWh | 0 | 0 | 0 | 0 | 0 | 0 | 0 | 0
ME Fac. Spec. - NOX 0.15 Rate Annual v3.1, Unit 2472 and retrofits | 414 | 7323 | Rate Constraint in lbs/MMBtu | FALSE | L | Annual | Qualifying Generation | TWh | 0 | 0 | 0 | 0 | 0 | 0 | 0 | 0
ME Fac. Spec. - NOX 0.15 Rate Annual v3.1, Unit 2472 and retrofits | 414 | 7323 | Rate Constraint in lbs/MMBtu | FALSE | L | Annual | Rate | lb/MWh | 0 | 0 | 0 | 0 | 0 | 0 | 0 | 0
ME Fac. Spec. - NOX 0.15 Rate Annual v3.1, Unit 2472 and retrofits | 414 | 7323 | Rate Constraint in lbs/MMBtu | FALSE | L | Annual | Constraint Shadow Price | US2019$/Ton | 0 | 0 | 0 | 0 | 0 | 0 | 0 | 0
ME Fac. Spec. - NOX 0.15 Rate Annual v3.1, Unit 2473 and retrofits | 415 | 7323 | Rate Constraint in lbs/MMBtu | FALSE | L | Annual | Seasons Included | Seasons | Winter, WintShld, Summer | Winter, WintShld, Summer | Winter, WintShld, Summer | Winter, WintShld, Summer | Winter, WintShld, Summer | Winter, WintShld, Summer | Winter, WintShld, Summer | Winter, WintShld, Summer
ME Fac. Spec. - NOX 0.15 Rate Annual v3.1, Unit 2473 and retrofits | 415 | 7323 | Rate Constraint in lbs/MMBtu | FALSE | L | Annual | Standard NOX | lb/MMBtu | 0.15 | 0.15 | 0.15 | 0.15 | 0.15 | 0.15 | 0.15 | 0.15
ME Fac. Spec. - NOX 0.15 Rate Annual v3.1, Unit 2473 and retrofits | 415 | 7323 | Rate Constraint in lbs/MMBtu | FALSE | L | Annual | Emissions at Affected Plants NOX | Thousand Tons | 0 | 0 | 0 | 0 | 0 | 0 | 0 | 0
ME Fac. Spec. - NOX 0.15 Rate Annual v3.1, Unit 2473 and retrofits | 415 | 7323 | Rate Constraint in lbs/MMBtu | FALSE | L | Annual | Allowances Purchased NOX | Thousand Tons | 0 | 0 | 0 | 0 | 0 | 0 | 0 | 0
ME Fac. Spec. - NOX 0.15 Rate Annual v3.1, Unit 2473 and retrofits | 415 | 7323 | Rate Constraint in lbs/MMBtu | FALSE | L | Annual | Allowances Sold NOX | Thousand Tons | 0 | 0 | 0 | 0 | 0 | 0 | 0 | 0
ME Fac. Spec. - NOX 0.15 Rate Annual v3.1, Unit 2473 and retrofits | 415 | 7323 | Rate Constraint in lbs/MMBtu | FALSE | L | Annual | Allowances Banked | Thousand Tons | 0 | 0 | 0 | 0 | 0 | 0 | 0 | 0
ME Fac. Spec. - NOX 0.15 Rate Annual v3.1, Unit 2473 and retrofits | 415 | 7323 | Rate Constraint in lbs/MMBtu | FALSE | L | Annual | Allowances Withdrawn (1:1) | Thousand Tons | 0 | 0 | 0 | 0 | 0 | 0 | 0 | 0
ME Fac. Spec. - NOX 0.15 Rate Annual v3.1, Unit 2473 and retrofits | 415 | 7323 | Rate Constraint in lbs/MMBtu | FALSE | L | Annual | Allowances Withdrawn (n:1) | Thousand Tons | 0 | 0 | 0 | 0 | 0 | 0 | 0 | 0
ME Fac. Spec. - NOX 0.15 Rate Annual v3.1, Unit 2473 and retrofits | 415 | 7323 | Rate Constraint in lbs/MMBtu | FALSE | L | Annual | Net Emissions Allowance Position | Thousand Tons | 0 | 0 | 0 | 0 | 0 | 0 | 0 | 0
ME Fac. Spec. - NOX 0.15 Rate Annual v3.1, Unit 2473 and retrofits | 415 | 7323 | Rate Constraint in lbs/MMBtu | FALSE | L | Annual | Fuel Consumed | TBtu | 0 | 0 | 0 | 0 | 0 | 0 | 0 | 0
ME Fac. Spec. - NOX 0.15 Rate Annual v3.1, Unit 2473 and retrofits | 415 | 7323 | Rate Constraint in lbs/MMBtu | FALSE | L | Annual | Rate | lb/MMBtu | 0 | 0 | 0 | 0 | 0 | 0 | 0 | 0
ME Fac. Spec. - NOX 0.15 Rate Annual v3.1, Unit 2473 and retrofits | 415 | 7323 | Rate Constraint in lbs/MMBtu | FALSE | L | Annual | Generation | TWh | 0 | 0 | 0 | 0 | 0 | 0 | 0 | 0
ME Fac. Spec. - NOX 0.15 Rate Annual v3.1, Unit 2473 and retrofits | 415 | 7323 | Rate Constraint in lbs/MMBtu | FALSE | L | Annual | Qualifying Generation | TWh | 0 | 0 | 0 | 0 | 0 | 0 | 0 | 0
ME Fac. Spec. - NOX 0.15 Rate Annual v3.1, Unit 2473 and retrofits | 415 | 7323 | Rate Constraint in lbs/MMBtu | FALSE | L | Annual | Rate | lb/MWh | 0 | 0 | 0 | 0 | 0 | 0 | 0 | 0
ME Fac. Spec. - NOX 0.15 Rate Annual v3.1, Unit 2473 and retrofits | 415 | 7323 | Rate Constraint in lbs/MMBtu | FALSE | L | Annual | Constraint Shadow Price | US2019$/Ton | 0 | 0 | 0 | 0 | 0 | 0 | 0 | 0
ME Fac. Spec. - NOx 0.20 Rate Annual v3.1, Unit 2472 and retrofits | 416 | 7324 | Rate Constraint in lbs/MMBtu | FALSE | L | Annual | Seasons Included | Seasons | Winter, WintShld, Summer | Winter, WintShld, Summer | Winter, WintShld, Summer | Winter, WintShld, Summer | Winter, WintShld, Summer | Winter, WintShld, Summer | Winter, WintShld, Summer | Winter, WintShld, Summer
ME Fac. Spec. - NOx 0.20 Rate Annual v3.1, Unit 2472 and retrofits | 416 | 7324 | Rate Constraint in lbs/MMBtu | FALSE | L | Annual | Standard NOX | lb/MMBtu | 0.2 | 0.2 | 0.2 | 0.2 | 0.2 | 0.2 | 0.2 | 0.2
ME Fac. Spec. - NOx 0.20 Rate Annual v3.1, Unit 2472 and retrofits | 416 | 7324 | Rate Constraint in lbs/MMBtu | FALSE | L | Annual | Emissions at Affected Plants NOX | Thousand Tons | 0 | 0 | 0 | 0 | 0 | 0 | 0 | 0
ME Fac. Spec. - NOx 0.20 Rate Annual v3.1, Unit 2472 and retrofits | 416 | 7324 | Rate Constraint in lbs/MMBtu | FALSE | L | Annual | Allowances Purchased NOX | Thousand Tons | 0 | 0 | 0 | 0 | 0 | 0 | 0 | 0
ME Fac. Spec. - NOx 0.20 Rate Annual v3.1, Unit 2472 and retrofits | 416 | 7324 | Rate Constraint in lbs/MMBtu | FALSE | L | Annual | Allowances Sold NOX | Thousand Tons | 0 | 0 | 0 | 0 | 0 | 0 | 0 | 0
ME Fac. Spec. - NOx 0.20 Rate Annual v3.1, Unit 2472 and retrofits | 416 | 7324 | Rate Constraint in lbs/MMBtu | FALSE | L | Annual | Allowances Banked | Thousand Tons | 0 | 0 | 0 | 0 | 0 | 0 | 0 | 0
ME Fac. Spec. - NOx 0.20 Rate Annual v3.1, Unit 2472 and retrofits | 416 | 7324 | Rate Constraint in lbs/MMBtu | FALSE | L | Annual | Allowances Withdrawn (1:1) | Thousand Tons | 0 | 0 | 0 | 0 | 0 | 0 | 0 | 0
ME Fac. Spec. - NOx 0.20 Rate Annual v3.1, Unit 2472 and retrofits | 416 | 7324 | Rate Constraint in lbs/MMBtu | FALSE | L | Annual | Allowances Withdrawn (n:1) | Thousand Tons | 0 | 0 | 0 | 0 | 0 | 0 | 0 | 0
ME Fac. Spec. - NOx 0.20 Rate Annual v3.1, Unit 2472 and retrofits | 416 | 7324 | Rate Constraint in lbs/MMBtu | FALSE | L | Annual | Net Emissions Allowance Position | Thousand Tons | 0 | 0 | 0 | 0 | 0 | 0 | 0 | 0
ME Fac. Spec. - NOx 0.20 Rate Annual v3.1, Unit 2472 and retrofits | 416 | 7324 | Rate Constraint in lbs/MMBtu | FALSE | L | Annual | Fuel Consumed | TBtu | 0 | 0 | 0 | 0 | 0 | 0 | 0 | 0
ME Fac. Spec. - NOx 0.20 Rate Annual v3.1, Unit 2472 and retrofits | 416 | 7324 | Rate Constraint in lbs/MMBtu | FALSE | L | Annual | Rate | lb/MMBtu | 0 | 0 | 0 | 0 | 0 | 0 | 0 | 0
ME Fac. Spec. - NOx 0.20 Rate Annual v3.1, Unit 2472 and retrofits | 416 | 7324 | Rate Constraint in lbs/MMBtu | FALSE | L | Annual | Generation | TWh | 0 | 0 | 0 | 0 | 0 | 0 | 0 | 0
ME Fac. Spec. - NOx 0.20 Rate Annual v3.1, Unit 2472 and retrofits | 416 | 7324 | Rate Constraint in lbs/MMBtu | FALSE | L | Annual | Qualifying Generation | TWh | 0 | 0 | 0 | 0 | 0 | 0 | 0 | 0
ME Fac. Spec. - NOx 0.20 Rate Annual v3.1, Unit 2472 and retrofits | 416 | 7324 | Rate Constraint in lbs/MMBtu | FALSE | L | Annual | Rate | lb/MWh | 0 | 0 | 0 | 0 | 0 | 0 | 0 | 0
ME Fac. Spec. - NOx 0.20 Rate Annual v3.1, Unit 2472 and retrofits | 416 | 7324 | Rate Constraint in lbs/MMBtu | FALSE | L | Annual | Constraint Shadow Price | US2019$/Ton | 0 | 0 | 0 | 0 | 0 | 0 | 0 | 0
ME Fac. Spec. - NOx 0.20 Rate Annual v3.1, Unit 2474 and retrofits | 417 | 7324 | Rate Constraint in lbs/MMBtu | FALSE | L | Annual | Seasons Included | Seasons | Winter, WintShld, Summer | Winter, WintShld, Summer | Winter, WintShld, Summer | Winter, WintShld, Summer | Winter, WintShld, Summer | Winter, WintShld, Summer | Winter, WintShld, Summer | Winter, WintShld, Summer
ME Fac. Spec. - NOx 0.20 Rate Annual v3.1, Unit 2474 and retrofits | 417 | 7324 | Rate Constraint in lbs/MMBtu | FALSE | L | Annual | Standard NOX | lb/MMBtu | 0.2 | 0.2 | 0.2 | 0.2 | 0.2 | 0.2 | 0.2 | 0.2
ME Fac. Spec. - NOx 0.20 Rate Annual v3.1, Unit 2474 and retrofits | 417 | 7324 | Rate Constraint in lbs/MMBtu | FALSE | L | Annual | Emissions at Affected Plants NOX | Thousand Tons | 0 | 0 | 0 | 0 | 0 | 0 | 0 | 0
ME Fac. Spec. - NOx 0.20 Rate Annual v3.1, Unit 2474 and retrofits | 417 | 7324 | Rate Constraint in lbs/MMBtu | FALSE | L | Annual | Allowances Purchased NOX | Thousand Tons | 0 | 0 | 0 | 0 | 0 | 0 | 0 | 0
ME Fac. Spec. - NOx 0.20 Rate Annual v3.1, Unit 2474 and retrofits | 417 | 7324 | Rate Constraint in lbs/MMBtu | FALSE | L | Annual | Allowances Sold NOX | Thousand Tons | 0 | 0 | 0 | 0 | 0 | 0 | 0 | 0
ME Fac. Spec. - NOx 0.20 Rate Annual v3.1, Unit 2474 and retrofits | 417 | 7324 | Rate Constraint in lbs/MMBtu | FALSE | L | Annual | Allowances Banked | Thousand Tons | 0 | 0 | 0 | 0 | 0 | 0 | 0 | 0
ME Fac. Spec. - NOx 0.20 Rate Annual v3.1, Unit 2474 and retrofits | 417 | 7324 | Rate Constraint in lbs/MMBtu | FALSE | L | Annual | Allowances Withdrawn (1:1) | Thousand Tons | 0 | 0 | 0 | 0 | 0 | 0 | 0 | 0
ME Fac. Spec. - NOx 0.20 Rate Annual v3.1, Unit 2474 and retrofits | 417 | 7324 | Rate Constraint in lbs/MMBtu | FALSE | L | Annual | Allowances Withdrawn (n:1) | Thousand Tons | 0 | 0 | 0 | 0 | 0 | 0 | 0 | 0
ME Fac. Spec. - NOx 0.20 Rate Annual v3.1, Unit 2474 and retrofits | 417 | 7324 | Rate Constraint in lbs/MMBtu | FALSE | L | Annual | Net Emissions Allowance Position | Thousand Tons | 0 | 0 | 0 | 0 | 0 | 0 | 0 | 0
ME Fac. Spec. - NOx 0.20 Rate Annual v3.1, Unit 2474 and retrofits | 417 | 7324 | Rate Constraint in lbs/MMBtu | FALSE | L | Annual | Fuel Consumed | TBtu | 0 | 0 | 0 | 0 | 0 | 0 | 0 | 0
ME Fac. Spec. - NOx 0.20 Rate Annual v3.1, Unit 2474 and retrofits | 417 | 7324 | Rate Constraint in lbs/MMBtu | FALSE | L | Annual | Rate | lb/MMBtu | 0 | 0 | 0 | 0 | 0 | 0 | 0 | 0
ME Fac. Spec. - NOx 0.20 Rate Annual v3.1, Unit 2474 and retrofits | 417 | 7324 | Rate Constraint in lbs/MMBtu | FALSE | L | Annual | Generation | TWh | 0 | 0 | 0 | 0 | 0 | 0 | 0 | 0
ME Fac. Spec. - NOx 0.20 Rate Annual v3.1, Unit 2474 and retrofits | 417 | 7324 | Rate Constraint in lbs/MMBtu | FALSE | L | Annual | Qualifying Generation | TWh | 0 | 0 | 0 | 0 | 0 | 0 | 0 | 0
ME Fac. Spec. - NOx 0.20 Rate Annual v3.1, Unit 2474 and retrofits | 417 | 7324 | Rate Constraint in lbs/MMBtu | FALSE | L | Annual | Rate | lb/MWh | 0 | 0 | 0 | 0 | 0 | 0 | 0 | 0
ME Fac. Spec. - NOx 0.20 Rate Annual v3.1, Unit 2474 and retrofits | 417 | 7324 | Rate Constraint in lbs/MMBtu | FALSE | L | Annual | Constraint Shadow Price | US2019$/Ton | 0 | 0 | 0 | 0 | 0 | 0 | 0 | 0
ME Fac. Spec. - NOX 0.22 Rate Annual v3.1, Unit 2474 and retrofits | 418 | 7322 | Rate Constraint in lbs/MMBtu | FALSE | L | Annual | Seasons Included | Seasons | Winter, WintShld, Summer | Winter, WintShld, Summer | Winter, WintShld, Summer | Winter, WintShld, Summer | Winter, WintShld, Summer | Winter, WintShld, Summer | Winter, WintShld, Summer | Winter, WintShld, Summer
ME Fac. Spec. - NOX 0.22 Rate Annual v3.1, Unit 2474 and retrofits | 418 | 7322 | Rate Constraint in lbs/MMBtu | FALSE | L | Annual | Standard NOX | lb/MMBtu | 0.22 | 0.22 | 0.22 | 0.22 | 0.22 | 0.22 | 0.22 | 0.22
ME Fac. Spec. - NOX 0.22 Rate Annual v3.1, Unit 2474 and retrofits | 418 | 7322 | Rate Constraint in lbs/MMBtu | FALSE | L | Annual | Emissions at Affected Plants NOX | Thousand Tons | 0 | 0 | 0 | 0 | 0 | 0 | 0 | 0
ME Fac. Spec. - NOX 0.22 Rate Annual v3.1, Unit 2474 and retrofits | 418 | 7322 | Rate Constraint in lbs/MMBtu | FALSE | L | Annual | Allowances Purchased NOX | Thousand Tons | 0 | 0 | 0 | 0 | 0 | 0 | 0 | 0
ME Fac. Spec. - NOX 0.22 Rate Annual v3.1, Unit 2474 and retrofits | 418 | 7322 | Rate Constraint in lbs/MMBtu | FALSE | L | Annual | Allowances Sold NOX | Thousand Tons | 0 | 0 | 0 | 0 | 0 | 0 | 0 | 0
ME Fac. Spec. - NOX 0.22 Rate Annual v3.1, Unit 2474 and retrofits | 418 | 7322 | Rate Constraint in lbs/MMBtu | FALSE | L | Annual | Allowances Banked | Thousand Tons | 0 | 0 | 0 | 0 | 0 | 0 | 0 | 0
ME Fac. Spec. - NOX 0.22 Rate Annual v3.1, Unit 2474 and retrofits | 418 | 7322 | Rate Constraint in lbs/MMBtu | FALSE | L | Annual | Allowances Withdrawn (1:1) | Thousand Tons | 0 | 0 | 0 | 0 | 0 | 0 | 0 | 0
ME Fac. Spec. - NOX 0.22 Rate Annual v3.1, Unit 2474 and retrofits | 418 | 7322 | Rate Constraint in lbs/MMBtu | FALSE | L | Annual | Allowances Withdrawn (n:1) | Thousand Tons | 0 | 0 | 0 | 0 | 0 | 0 | 0 | 0
ME Fac. Spec. - NOX 0.22 Rate Annual v3.1, Unit 2474 and retrofits | 418 | 7322 | Rate Constraint in lbs/MMBtu | FALSE | L | Annual | Net Emissions Allowance Position | Thousand Tons | 0 | 0 | 0 | 0 | 0 | 0 | 0 | 0
ME Fac. Spec. - NOX 0.22 Rate Annual v3.1, Unit 2474 and retrofits | 418 | 7322 | Rate Constraint in lbs/MMBtu | FALSE | L | Annual | Fuel Consumed | TBtu | 0 | 0 | 0 | 0 | 0 | 0 | 0 | 0
ME Fac. Spec. - NOX 0.22 Rate Annual v3.1, Unit 2474 and retrofits | 418 | 7322 | Rate Constraint in lbs/MMBtu | FALSE | L | Annual | Rate | lb/MMBtu | 0 | 0 | 0 | 0 | 0 | 0 | 0 | 0
ME Fac. Spec. - NOX 0.22 Rate Annual v3.1, Unit 2474 and retrofits | 418 | 7322 | Rate Constraint in lbs/MMBtu | FALSE | L | Annual | Generation | TWh | 0 | 0 | 0 | 0 | 0 | 0 | 0 | 0
ME Fac. Spec. - NOX 0.22 Rate Annual v3.1, Unit 2474 and retrofits | 418 | 7322 | Rate Constraint in lbs/MMBtu | FALSE | L | Annual | Qualifying Generation | TWh | 0 | 0 | 0 | 0 | 0 | 0 | 0 | 0
ME Fac. Spec. - NOX 0.22 Rate Annual v3.1, Unit 2474 and retrofits | 418 | 7322 | Rate Constraint in lbs/MMBtu | FALSE | L | Annual | Rate | lb/MWh | 0 | 0 | 0 | 0 | 0 | 0 | 0 | 0
ME Fac. Spec. - NOX 0.22 Rate Annual v3.1, Unit 2474 and retrofits | 418 | 7322 | Rate Constraint in lbs/MMBtu | FALSE | L | Annual | Constraint Shadow Price | US2019$/Ton | 0 | 0 | 0 | 0 | 0 | 0 | 0 | 0
ME Mercury Cap Annual v3.1 | 419 | 7325 | Rate Constraint in MTons | FALSE | L | Annual | Seasons Included | Seasons | Winter, WintShld, Summer | Winter, WintShld, Summer | Winter, WintShld, Summer | Winter, WintShld, Summer | Winter, WintShld, Summer | Winter, WintShld, Summer | Winter, WintShld, Summer | Winter, WintShld, Summer
ME Mercury Cap Annual v3.1 | 419 | 7325 | Rate Constraint in MTons | FALSE | L | Annual | Standard MER | lbs | 26 | 26 | 26 | 26 | 26 | 26 | 26 | 26
ME Mercury Cap Annual v3.1 | 419 | 7325 | Rate Constraint in MTons | FALSE | L | Annual | Emissions at Affected Plants MER | lbs | 13.5777 | 13.5777 | 13.5777 | 13.5777 | 13.5777 | 13.5777 | 13.5777 | 13.5777
ME Mercury Cap Annual v3.1 | 419 | 7325 | Rate Constraint in MTons | FALSE | L | Annual | Allowances Purchased MER | lbs | 0 | 0 | 0 | 0 | 0 | 0 | 0 | 0
ME Mercury Cap Annual v3.1 | 419 | 7325 | Rate Constraint in MTons | FALSE | L | Annual | Allowances Sold MER | lbs | 0 | 0 | 0 | 0 | 0 | 0 | 0 | 0
ME Mercury Cap Annual v3.1 | 419 | 7325 | Rate Constraint in MTons | FALSE | L | Annual | Allowances Banked | lbs | 0 | 0 | 0 | 0 | 0 | 0 | 0 | 0
ME Mercury Cap Annual v3.1 | 419 | 7325 | Rate Constraint in MTons | FALSE | L | Annual | Allowances Withdrawn (1:1) | lbs | 0 | 0 | 0 | 0 | 0 | 0 | 0 | 0
ME Mercury Cap Annual v3.1 | 419 | 7325 | Rate Constraint in MTons | FALSE | L | Annual | Allowances Withdrawn (n:1) | lbs | 0 | 0 | 0 | 0 | 0 | 0 | 0 | 0
ME Mercury Cap Annual v3.1 | 419 | 7325 | Rate Constraint in MTons | FALSE | L | Annual | Net Emissions Allowance Position | lbs | 13.5777 | 13.5777 | 13.5777 | 13.5777 | 13.5777 | 13.5777 | 13.5777 | 13.5777
ME Mercury Cap Annual v3.1 | 419 | 7325 | Rate Constraint in MTons | FALSE | L | Annual | Fuel Consumed | TBtu | 0.72596 | 0.72596 | 0.72596 | 0.72596 | 0.72596 | 0.72596 | 0.72596 | 0.72596
ME Mercury Cap Annual v3.1 | 419 | 7325 | Rate Constraint in MTons | FALSE | L | Annual | Rate | lb/MMBtu | 1.8703e-05 | 1.8703e-05 | 1.8703e-05 | 1.8703e-05 | 1.8703e-05 | 1.8703e-05 | 1.8703e-05 | 1.8703e-05
ME Mercury Cap Annual v3.1 | 419 | 7325 | Rate Constraint in MTons | FALSE | L | Annual | Generation | TWh | 0.13514 | 0.13514 | 0.13514 | 0.13514 | 0.13514 | 0.13514 | 0.13514 | 0.13514
ME Mercury Cap Annual v3.1 | 419 | 7325 | Rate Constraint in MTons | FALSE | L | Annual | Qualifying Generation | TWh | 0.13514 | 0.13514 | 0.13514 | 0.13514 | 0.13514 | 0.13514 | 0.13514 | 0.13514
ME Mercury Cap Annual v3.1 | 419 | 7325 | Rate Constraint in MTons | FALSE | L | Annual | Rate | lb/MWh | 0.00010047 | 0.00010047 | 0.00010047 | 0.00010047 | 0.00010047 | 0.00010047 | 0.00010047 | 0.00010047
ME Mercury Cap Annual v3.1 | 419 | 7325 | Rate Constraint in MTons | FALSE | L | Annual | Constraint Shadow Price | US2019$/Lb | 0 | 0 | 0 | 0 | 0 | 0 | 0 | 0
MI Hg Rule - MER Annual Reduction v4.10 | 420 | 7336 | MACT Fuel Choice Floor in lbs/MMBtu | FALSE | L | Annual | Seasons Included | Seasons | Winter, WintShld, Summer | Winter, WintShld, Summer | Winter, WintShld, Summer | Winter, WintShld, Summer | Winter, WintShld, Summer | Winter, WintShld, Summer | Winter, WintShld, Summer | Winter, WintShld, Summer
MI Hg Rule - MER Annual Reduction v4.10 | 420 | 7336 | MACT Fuel Choice Floor in lbs/MMBtu | FALSE | L | Annual | Emission Floor | lbs/MMBtu | 8.07e-07 | 8.07e-07 | 8.07e-07 | 8.07e-07 | 8.07e-07 | 8.07e-07 | 8.07e-07 | 8.07e-07
MI Hg Rule - MER Annual Reduction v4.10 | 420 | 7336 | MACT Fuel Choice Floor in lbs/MMBtu | FALSE | L | Annual | Emissions at Affected Plants MER | lbs | 181.9402 | 80.8626 | 64.9852 | 65.2094 | 71.1728 | 0 | 0 | 0
MI Hg Rule - MER Annual Reduction v4.10 | 420 | 7336 | MACT Fuel Choice Floor in lbs/MMBtu | FALSE | L | Annual | Allowances Purchased MER | lbs | 0 | 0 | 0 | 0 | 0 | 0 | 0 | 0
MI Hg Rule - MER Annual Reduction v4.10 | 420 | 7336 | MACT Fuel Choice Floor in lbs/MMBtu | FALSE | L | Annual | Allowances Sold MER | lbs | 0 | 0 | 0 | 0 | 0 | 0 | 0 | 0
MI Hg Rule - MER Annual Reduction v4.10 | 420 | 7336 | MACT Fuel Choice Floor in lbs/MMBtu | FALSE | L | Annual | Allowances Banked | lbs | 0 | 0 | 0 | 0 | 0 | 0 | 0 | 0
MI Hg Rule - MER Annual Reduction v4.10 | 420 | 7336 | MACT Fuel Choice Floor in lbs/MMBtu | FALSE | L | Annual | Allowances Withdrawn (1:1) | lbs | 0 | 0 | 0 | 0 | 0 | 0 | 0 | 0
MI Hg Rule - MER Annual Reduction v4.10 | 420 | 7336 | MACT Fuel Choice Floor in lbs/MMBtu | FALSE | L | Annual | Allowances Withdrawn (n:1) | lbs | 0 | 0 | 0 | 0 | 0 | 0 | 0 | 0
MI Hg Rule - MER Annual Reduction v4.10 | 420 | 7336 | MACT Fuel Choice Floor in lbs/MMBtu | FALSE | L | Annual | Net Emissions Allowance Position | lbs | 181.9402 | 80.8626 | 64.9852 | 65.2094 | 71.1728 | 0 | 0 | 0
MI Hg Rule - MER Annual Reduction v4.10 | 420 | 7336 | MACT Fuel Choice Floor in lbs/MMBtu | FALSE | L | Annual | Fuel Consumed | TBtu | 414.4811 | 218.1591 | 192.8317 | 193.2611 | 204.6808 | 0 | 0 | 0
MI Hg Rule - MER Annual Reduction v4.10 | 420 | 7336 | MACT Fuel Choice Floor in lbs/MMBtu | FALSE | L | Annual | Rate | lb/MMBtu | 4.3896e-07 | 3.7066e-07 | 3.37e-07 | 3.3742e-07 | 3.4773e-07 | 0 | 0 | 0
MI Hg Rule - MER Annual Reduction v4.10 | 420 | 7336 | MACT Fuel Choice Floor in lbs/MMBtu | FALSE | L | Annual | Generation | TWh | 40.7233 | 21.6933 | 19.239 | 19.2806 | 20.3872 | 0 | 0 | 0
MI Hg Rule - MER Annual Reduction v4.10 | 420 | 7336 | MACT Fuel Choice Floor in lbs/MMBtu | FALSE | L | Annual | Qualifying Generation | TWh | 40.7233 | 21.6933 | 19.239 | 19.2806 | 20.3872 | 0 | 0 | 0
MI Hg Rule - MER Annual Reduction v4.10 | 420 | 7336 | MACT Fuel Choice Floor in lbs/MMBtu | FALSE | L | Annual | Constraint Shadow Price | US2019$/Lb | 0 | 0 | 0 | 0 | 0 | 0 | 0 | 0
MN Hg Emis Red Act - MER Removal Annual v3.1 | 421 | 7337 | MACT Fuel Choice Floor in lbs/MMBtu | FALSE | L | Annual | Seasons Included | Seasons | Winter, WintShld, Summer | Winter, WintShld, Summer | Winter, WintShld, Summer | Winter, WintShld, Summer | Winter, WintShld, Summer | Winter, WintShld, Summer | Winter, WintShld, Summer | Winter, WintShld, Summer
MN Hg Emis Red Act - MER Removal Annual v3.1 | 421 | 7337 | MACT Fuel Choice Floor in lbs/MMBtu | FALSE | L | Annual | Emission Floor | lbs/MMBtu | 0 | 0 | 0 | 0 | 0 | 0 | 0 | 0
MN Hg Emis Red Act - MER Removal Annual v3.1 | 421 | 7337 | MACT Fuel Choice Floor in lbs/MMBtu | FALSE | L | Annual | Emissions at Affected Plants MER | lbs | 108.0202 | 75.0958 | 55.3599 | 16.8284 | 0.12522 | 0.13243 | 0.090671 | 0.075145
MN Hg Emis Red Act - MER Removal Annual v3.1 | 421 | 7337 | MACT Fuel Choice Floor in lbs/MMBtu | FALSE | L | Annual | Allowances Purchased MER | lbs | 0 | 0 | 0 | 0 | 0 | 0 | 0 | 0
MN Hg Emis Red Act - MER Removal Annual v3.1 | 421 | 7337 | MACT Fuel Choice Floor in lbs/MMBtu | FALSE | L | Annual | Allowances Sold MER | lbs | 0 | 0 | 0 | 0 | 0 | 0 | 0 | 0
MN Hg Emis Red Act - MER Removal Annual v3.1 | 421 | 7337 | MACT Fuel Choice Floor in lbs/MMBtu | FALSE | L | Annual | Allowances Banked | lbs | 0 | 0 | 0 | 0 | 0 | 0 | 0 | 0
MN Hg Emis Red Act - MER Removal Annual v3.1 | 421 | 7337 | MACT Fuel Choice Floor in lbs/MMBtu | FALSE | L | Annual | Allowances Withdrawn (1:1) | lbs | 0 | 0 | 0 | 0 | 0 | 0 | 0 | 0
MN Hg Emis Red Act - MER Removal Annual v3.1 | 421 | 7337 | MACT Fuel Choice Floor in lbs/MMBtu | FALSE | L | Annual | Allowances Withdrawn (n:1) | lbs | 0 | 0 | 0 | 0 | 0 | 0 | 0 | 0
MN Hg Emis Red Act - MER Removal Annual v3.1 | 421 | 7337 | MACT Fuel Choice Floor in lbs/MMBtu | FALSE | L | Annual | Net Emissions Allowance Position | lbs | 108.0202 | 75.0958 | 55.3599 | 16.8284 | 0.12522 | 0.13243 | 0.090671 | 0.075145
MN Hg Emis Red Act - MER Removal Annual v3.1 | 421 | 7337 | MACT Fuel Choice Floor in lbs/MMBtu | FALSE | L | Annual | Fuel Consumed | TBtu | 212.7717 | 147.2267 | 111.9889 | 34.0425 | 0.25331 | 0.2679 | 0.18342 | 0.15201
MN Hg Emis Red Act - MER Removal Annual v3.1 | 421 | 7337 | MACT Fuel Choice Floor in lbs/MMBtu | FALSE | L | Annual | Rate | lb/MMBtu | 5.0768e-07 | 5.1007e-07 | 4.9433e-07 | 4.9433e-07 | 4.9433e-07 | 4.9433e-07 | 4.9433e-07 | 4.9433e-07
MN Hg Emis Red Act - MER Removal Annual v3.1 | 421 | 7337 | MACT Fuel Choice Floor in lbs/MMBtu | FALSE | L | Annual | Generation | TWh | 20.9091 | 14.454 | 10.8666 | 3.1998 | 0.02381 | 0.025181 | 0.01724 | 0.014288
MN Hg Emis Red Act - MER Removal Annual v3.1 | 421 | 7337 | MACT Fuel Choice Floor in lbs/MMBtu | FALSE | L | Annual | Qualifying Generation | TWh | 20.9091 | 14.454 | 10.8666 | 3.1998 | 0.02381 | 0.025181 | 0.01724 | 0.014288
MN Hg Emis Red Act - MER Removal Annual v3.1 | 421 | 7337 | MACT Fuel Choice Floor in lbs/MMBtu | FALSE | L | Annual | Constraint Shadow Price | US2019$/Lb | 0 | 0 | 0 | 0 | 0 | 0 | 0 | 0
MT Hg Rate Lignite Annual v3.1 | 422 | 7342 | Rate Constraint in lbs/MMBtu | FALSE | L | Annual | Seasons Included | Seasons | Winter, WintShld, Summer | Winter, WintShld, Summer | Winter, WintShld, Summer | Winter, WintShld, Summer | Winter, WintShld, Summer | Winter, WintShld, Summer | Winter, WintShld, Summer | Winter, WintShld, Summer
MT Hg Rate Lignite Annual v3.1 | 422 | 7342 | Rate Constraint in lbs/MMBtu | FALSE | L | Annual | Standard MER | lb/MMBtu | 1.5e-06 | 1.5e-06 | 1.5e-06 | 1.5e-06 | 1.5e-06 | 1.5e-06 | 1.5e-06 | 1.5e-06
MT Hg Rate Lignite Annual v3.1 | 422 | 7342 | Rate Constraint in lbs/MMBtu | FALSE | L | Annual | Emissions at Affected Plants MER | lbs | 59.4598 | 59.8285 | 58.6493 | 58.6493 | 58.6493 | 58.6493 | 58.6493 | 53.8604
MT Hg Rate Lignite Annual v3.1 | 422 | 7342 | Rate Constraint in lbs/MMBtu | FALSE | L | Annual | Allowances Purchased MER | lbs | 0 | 0 | 0 | 0 | 0 | 0 | 0 | 0
MT Hg Rate Lignite Annual v3.1 | 422 | 7342 | Rate Constraint in lbs/MMBtu | FALSE | L | Annual | Allowances Sold MER | lbs | 0 | 0 | 0 | 0 | 0 | 0 | 0 | 0
MT Hg Rate Lignite Annual v3.1 | 422 | 7342 | Rate Constraint in lbs/MMBtu | FALSE | L | Annual | Allowances Banked | lbs | 0 | 0 | 119.8347 | 119.835 | 119.835 | 119.8348 | 119.8348 | 0
MT Hg Rate Lignite Annual v3.1 | 422 | 7342 | Rate Constraint in lbs/MMBtu | FALSE | L | Annual | Allowances Withdrawn (1:1) | lbs | 0 | 0 | 0 | 0 | 0 | 0 | 0 | 0
MT Hg Rate Lignite Annual v3.1 | 422 | 7342 | Rate Constraint in lbs/MMBtu | FALSE | L | Annual | Allowances Withdrawn (n:1) | lbs | 0 | 0 | 0 | 0 | 0 | 0 | 0 | 0
MT Hg Rate Lignite Annual v3.1 | 422 | 7342 | Rate Constraint in lbs/MMBtu | FALSE | L | Annual | Net Emissions Allowance Position | lbs | 59.4598 | 59.8285 | 178.4839 | 178.4843 | 178.4843 | 178.4841 | 178.4841 | 53.8604
MT Hg Rate Lignite Annual v3.1 | 422 | 7342 | Rate Constraint in lbs/MMBtu | FALSE | L | Annual | Fuel Consumed | TBtu | 125.4705 | 123.1875 | 118.9895 | 118.9895 | 118.9895 | 118.9895 | 118.9895 | 109.3019
MT Hg Rate Lignite Annual v3.1 | 422 | 7342 | Rate Constraint in lbs/MMBtu | FALSE | L | Annual | Rate | lb/MMBtu | 4.7389e-07 | 4.8567e-07 | 4.9289e-07 | 4.9289e-07 | 4.9289e-07 | 4.9289e-07 | 4.9289e-07 | 4.9277e-07
MT Hg Rate Lignite Annual v3.1 | 422 | 7342 | Rate Constraint in lbs/MMBtu | FALSE | L | Annual | Generation | TWh | 11.6536 | 11.3296 | 10.9928 | 10.9928 | 10.9928 | 10.9928 | 10.9928 | 10.1338
MT Hg Rate Lignite Annual v3.1 | 422 | 7342 | Rate Constraint in lbs/MMBtu | FALSE | L | Annual | Qualifying Generation | TWh | 11.5001 | 11.2928 | 10.956 | 10.956 | 10.956 | 10.956 | 10.956 | 10.0969
MT Hg Rate Lignite Annual v3.1 | 422 | 7342 | Rate Constraint in lbs/MMBtu | FALSE | L | Annual | Rate | lb/MWh | 5.1704e-06 | 5.298e-06 | 5.3532e-06 | 5.3532e-06 | 5.3532e-06 | 5.3532e-06 | 5.3532e-06 | 5.3343e-06
MT Hg Rate Lignite Annual v3.1 | 422 | 7342 | Rate Constraint in lbs/MMBtu | FALSE | L | Annual | Constraint Shadow Price | US2019$/Lb | 0 | 0 | 0 | 0 | 0 | 0 | 0 | 0
MT Hg Rate Non Lignite Annual v3.1 | 423 | 7341 | Rate Constraint in lbs/MMBtu | FALSE | L | Annual | Seasons Included | Seasons | Winter, WintShld, Summer | Winter, WintShld, Summer | Winter, WintShld, Summer | Winter, WintShld, Summer | Winter, WintShld, Summer | Winter, WintShld, Summer | Winter, WintShld, Summer | Winter, WintShld, Summer
MT Hg Rate Non Lignite Annual v3.1 | 423 | 7341 | Rate Constraint in lbs/MMBtu | FALSE | L | Annual | Standard MER | lb/MMBtu | 9e-07 | 9e-07 | 9e-07 | 9e-07 | 9e-07 | 9e-07 | 9e-07 | 9e-07
MT Hg Rate Non Lignite Annual v3.1 | 423 | 7341 | Rate Constraint in lbs/MMBtu | FALSE | L | Annual | Emissions at Affected Plants MER | lbs | 59.4598 | 59.8285 | 58.6493 | 58.6493 | 58.6493 | 58.6493 | 58.6493 | 53.8604
MT Hg Rate Non Lignite Annual v3.1 | 423 | 7341 | Rate Constraint in lbs/MMBtu | FALSE | L | Annual | Allowances Purchased MER | lbs | 0 | 0 | 0 | 0 | 0 | 0 | 0 | 0
MT Hg Rate Non Lignite Annual v3.1 | 423 | 7341 | Rate Constraint in lbs/MMBtu | FALSE | L | Annual | Allowances Sold MER | lbs | 0 | 0 | 0 | 0 | 0 | 0 | 0 | 0
MT Hg Rate Non Lignite Annual v3.1 | 423 | 7341 | Rate Constraint in lbs/MMBtu | FALSE | L | Annual | Allowances Banked | lbs | 0 | 0 | 48.4413 | 48.441 | 48.4413 | 48.4412 | 48.4412 | 0
MT Hg Rate Non Lignite Annual v3.1 | 423 | 7341 | Rate Constraint in lbs/MMBtu | FALSE | L | Annual | Allowances Withdrawn (1:1) | lbs | 0 | 0 | 0 | 0 | 0 | 0 | 0 | 0
MT Hg Rate Non Lignite Annual v3.1 | 423 | 7341 | Rate Constraint in lbs/MMBtu | FALSE | L | Annual | Allowances Withdrawn (n:1) | lbs | 0 | 0 | 0 | 0 | 0 | 0 | 0 | 0
MT Hg Rate Non Lignite Annual v3.1 | 423 | 7341 | Rate Constraint in lbs/MMBtu | FALSE | L | Annual | Net Emissions Allowance Position | lbs | 59.4598 | 59.8285 | 107.0906 | 107.0903 | 107.0906 | 107.0905 | 107.0905 | 53.8604
MT Hg Rate Non Lignite Annual v3.1 | 423 | 7341 | Rate Constraint in lbs/MMBtu | FALSE | L | Annual | Fuel Consumed | TBtu | 125.4705 | 123.1875 | 118.9895 | 118.9895 | 118.9895 | 118.9895 | 118.9895 | 109.3019
MT Hg Rate Non Lignite Annual v3.1 | 423 | 7341 | Rate Constraint in lbs/MMBtu | FALSE | L | Annual | Rate | lb/MMBtu | 4.7389e-07 | 4.8567e-07 | 4.9289e-07 | 4.9289e-07 | 4.9289e-07 | 4.9289e-07 | 4.9289e-07 | 4.9277e-07
MT Hg Rate Non Lignite Annual v3.1 | 423 | 7341 | Rate Constraint in lbs/MMBtu | FALSE | L | Annual | Generation | TWh | 11.6536 | 11.3296 | 10.9928 | 10.9928 | 10.9928 | 10.9928 | 10.9928 | 10.1338
MT Hg Rate Non Lignite Annual v3.1 | 423 | 7341 | Rate Constraint in lbs/MMBtu | FALSE | L | Annual | Qualifying Generation | TWh | 11.5001 | 11.2928 | 10.956 | 10.956 | 10.956 | 10.956 | 10.956 | 10.0969
MT Hg Rate Non Lignite Annual v3.1 | 423 | 7341 | Rate Constraint in lbs/MMBtu | FALSE | L | Annual | Rate | lb/MWh | 5.1704e-06 | 5.298e-06 | 5.3532e-06 | 5.3532e-06 | 5.3532e-06 | 5.3532e-06 | 5.3532e-06 | 5.3343e-06
MT Hg Rate Non Lignite Annual v3.1 | 423 | 7341 | Rate Constraint in lbs/MMBtu | FALSE | L | Annual | Constraint Shadow Price | US2019$/Lb | 0 | 0 | 0 | 0 | 0 | 0 | 0 | 0
New Hampshire MER Removal Annual v3.1 | 424 | 7346 | MACT Fuel Choice Floor in lbs/MMBtu | FALSE | L | Annual | Seasons Included | Seasons | Winter, WintShld, Summer | Winter, WintShld, Summer | Winter, WintShld, Summer | Winter, WintShld, Summer | Winter, WintShld, Summer | Winter, WintShld, Summer | Winter, WintShld, Summer | Winter, WintShld, Summer
New Hampshire MER Removal Annual v3.1 | 424 | 7346 | MACT Fuel Choice Floor in lbs/MMBtu | FALSE | L | Annual | Emission Floor | lbs/MMBtu | 0 | 0 | 0 | 0 | 0 | 0 | 0 | 0
New Hampshire MER Removal Annual v3.1 | 424 | 7346 | MACT Fuel Choice Floor in lbs/MMBtu | FALSE | L | Annual | Emissions at Affected Plants MER | lbs | 11.1555 | 5.1798 | 4.0115 | 2.5211 | 2.5211 | 2.3733 | 2.5416 | 2.5211
New Hampshire MER Removal Annual v3.1 | 424 | 7346 | MACT Fuel Choice Floor in lbs/MMBtu | FALSE | L | Annual | Allowances Purchased MER | lbs | 0 | 0 | 0 | 0 | 0 | 0 | 0 | 0
New Hampshire MER Removal Annual v3.1 | 424 | 7346 | MACT Fuel Choice Floor in lbs/MMBtu | FALSE | L | Annual | Allowances Sold MER | lbs | 0 | 0 | 0 | 0 | 0 | 0 | 0 | 0
New Hampshire MER Removal Annual v3.1 | 424 | 7346 | MACT Fuel Choice Floor in lbs/MMBtu | FALSE | L | Annual | Allowances Banked | lbs | 0 | 0 | 0 | 0 | 0 | 0 | 0 | 0
New Hampshire MER Removal Annual v3.1 | 424 | 7346 | MACT Fuel Choice Floor in lbs/MMBtu | FALSE | L | Annual | Allowances Withdrawn (1:1) | lbs | 0 | 0 | 0 | 0 | 0 | 0 | 0 | 0
New Hampshire MER Removal Annual v3.1 | 424 | 7346 | MACT Fuel Choice Floor in lbs/MMBtu | FALSE | L | Annual | Allowances Withdrawn (n:1) | lbs | 0 | 0 | 0 | 0 | 0 | 0 | 0 | 0
New Hampshire MER Removal Annual v3.1 | 424 | 7346 | MACT Fuel Choice Floor in lbs/MMBtu | FALSE | L | Annual | Net Emissions Allowance Position | lbs | 11.1555 | 5.1798 | 4.0115 | 2.5211 | 2.5211 | 2.3733 | 2.5416 | 2.5211
New Hampshire MER Removal Annual v3.1 | 424 | 7346 | MACT Fuel Choice Floor in lbs/MMBtu | FALSE | L | Annual | Fuel Consumed | TBtu | 16.0207 | 5.9115 | 5.9115 | 5.9115 | 5.9115 | 5.9115 | 5.9115 | 5.9115
New Hampshire MER Removal Annual v3.1 | 424 | 7346 | MACT Fuel Choice Floor in lbs/MMBtu | FALSE | L | Annual | Rate | lb/MMBtu | 6.9632e-07 | 8.7622e-07 | 6.7859e-07 | 4.2647e-07 | 4.2647e-07 | 4.0147e-07 | 4.2994e-07 | 4.2647e-07
New Hampshire MER Removal Annual v3.1 | 424 | 7346 | MACT Fuel Choice Floor in lbs/MMBtu | FALSE | L | Annual | Generation | TWh | 1.4513 | 0.538 | 0.538 | 0.538 | 0.538 | 0.538 | 0.538 | 0.538
New Hampshire MER Removal Annual v3.1 | 424 | 7346 | MACT Fuel Choice Floor in lbs/MMBtu | FALSE | L | Annual | Qualifying Generation | TWh | 1.4513 | 0.538 | 0.538 | 0.538 | 0.538 | 0.538 | 0.538 | 0.538
New Hampshire MER Removal Annual v3.1 | 424 | 7346 | MACT Fuel Choice Floor in lbs/MMBtu | FALSE | L | Annual | Constraint Shadow Price | US2019$/Lb | 0 | 0 | 0 | 0 | 0 | 0 | 0 | 0
New Hampshire 6 Unit - NOX Cap Annual v3.1 | 425 | 7343 | Rate Constraint in MTons | FALSE | L | Annual | Seasons Included | Seasons | Winter, WintShld, Summer | Winter, WintShld, Summer | Winter, WintShld, Summer | Winter, WintShld, Summer | Winter, WintShld, Summer | Winter, WintShld, Summer | Winter, WintShld, Summer | Winter, WintShld, Summer
New Hampshire 6 Unit - NOX Cap Annual v3.1 | 425 | 7343 | Rate Constraint in MTons | FALSE | L | Annual | Standard NOX | Thousand Tons | 3.64 | 3.64 | 3.64 | 3.64 | 3.64 | 3.64 | 3.64 | 3.64
New Hampshire 6 Unit - NOX Cap Annual v3.1 | 425 | 7343 | Rate Constraint in MTons | FALSE | L | Annual | Emissions at Affected Plants NOX | Thousand Tons | 0.76743 | 0.2069 | 0.2069 | 0.2069 | 0.2069 | 0.2069 | 0.2069 | 0.2069
New Hampshire 6 Unit - NOX Cap Annual v3.1 | 425 | 7343 | Rate Constraint in MTons | FALSE | L | Annual | Allowances Purchased NOX | Thousand Tons | 0 | 0 | 0 | 0 | 0 | 0 | 0 | 0
New Hampshire 6 Unit - NOX Cap Annual v3.1 | 425 | 7343 | Rate Constraint in MTons | FALSE | L | Annual | Allowances Sold NOX | Thousand Tons | 0 | 0 | 0 | 0 | 0 | 0 | 0 | 0
New Hampshire 6 Unit - NOX Cap Annual v3.1 | 425 | 7343 | Rate Constraint in MTons | FALSE | L | Annual | Allowances Banked | Thousand Tons | 0 | 0 | 3.4331 | 0 | 0 | 0 | 3.0361 | 0
New Hampshire 6 Unit - NOX Cap Annual v3.1 | 425 | 7343 | Rate Constraint in MTons | FALSE | L | Annual | Allowances Withdrawn (1:1) | Thousand Tons | 0 | 0 | 0 | 0 | 0 | 0 | 0 | -3.64
New Hampshire 6 Unit - NOX Cap Annual v3.1 | 425 | 7343 | Rate Constraint in MTons | FALSE | L | Annual | Allowances Withdrawn (n:1) | Thousand Tons | 0 | 0 | 0 | 0 | 0 | 0 | 0 | 0
New Hampshire 6 Unit - NOX Cap Annual v3.1 | 425 | 7343 | Rate Constraint in MTons | FALSE | L | Annual | Net Emissions Allowance Position | Thousand Tons | 0.76743 | 0.2069 | 3.64 | 0.2069 | 0.2069 | 0.2069 | 3.243 | -3.4331
New Hampshire 6 Unit - NOX Cap Annual v3.1 | 425 | 7343 | Rate Constraint in MTons | FALSE | L | Annual | Fuel Consumed | TBtu | 17.2382 | 5.9115 | 5.9115 | 5.9115 | 5.9115 | 5.9115 | 5.9115 | 5.9115
New Hampshire 6 Unit - NOX Cap Annual v3.1 | 425 | 7343 | Rate Constraint in MTons | FALSE | L | Annual | Rate | lb/MMBtu | 0.089039 | 0.07 | 0.07 | 0.07 | 0.07 | 0.07 | 0.07 | 0.07
New Hampshire 6 Unit - NOX Cap Annual v3.1 | 425 | 7343 | Rate Constraint in MTons | FALSE | L | Annual | Generation | TWh | 1.5284 | 0.538 | 0.538 | 0.538 | 0.538 | 0.538 | 0.538 | 0.538
New Hampshire 6 Unit - NOX Cap Annual v3.1 | 425 | 7343 | Rate Constraint in MTons | FALSE | L | Annual | Qualifying Generation | TWh | 1.5284 | 0.538 | 0.538 | 0.538 | 0.538 | 0.538 | 0.538 | 0.538
New Hampshire 6 Unit - NOX Cap Annual v3.1 | 425 | 7343 | Rate Constraint in MTons | FALSE | L | Annual | Rate | lb/MWh | 1.0042 | 0.76916 | 0.76916 | 0.76916 | 0.76916 | 0.76916 | 0.76916 | 0.76916
New Hampshire 6 Unit - NOX Cap Annual v3.1 | 425 | 7343 | Rate Constraint in MTons | FALSE | L | Annual | Constraint Shadow Price | US2019$/Ton | 0 | 0 | 0 | 0 | 0 | 0 | 0 | 0
New Hampshire 6 Unit - SO2 Cap Annual v3.1 | 426 | 7344 | Rate Constraint in MTons | FALSE | L | Annual | Seasons Included | Seasons | Winter, WintShld, Summer | Winter, WintShld, Summer | Winter, WintShld, Summer | Winter, WintShld, Summer | Winter, WintShld, Summer | Winter, WintShld, Summer | Winter, WintShld, Summer | Winter, WintShld, Summer
New Hampshire 6 Unit - SO2 Cap Annual v3.1 | 426 | 7344 | Rate Constraint in MTons | FALSE | L | Annual | Standard SO2 | Thousand Tons | 7.29 | 7.29 | 7.29 | 7.29 | 7.29 | 7.29 | 7.29 | 7.29
New Hampshire 6 Unit - SO2 Cap Annual v3.1 | 426 | 7344 | Rate Constraint in MTons | FALSE | L | Annual | Emissions at Affected Plants SO2 | Thousand Tons | 1.8501 | 0.39626 | 0.31825 | 0.22635 | 0.22635 | 0.61955 | 0.60596 | 0.22635
New Hampshire 6 Unit - SO2 Cap Annual v3.1 | 426 | 7344 | Rate Constraint in MTons | FALSE | L | Annual | Allowances Purchased SO2 | Thousand Tons | 0 | 0 | 0 | 0 | 0 | 0 | 0 | 0
New Hampshire 6 Unit - SO2 Cap Annual v3.1 | 426 | 7344 | Rate Constraint in MTons | FALSE | L | Annual | Allowances Sold SO2 | Thousand Tons | 0 | 0 | 0 | 0 | 0 | 0 | 0 | 0
New Hampshire 6 Unit - SO2 Cap Annual v3.1 | 426 | 7344 | Rate Constraint in MTons | FALSE | L | Annual | Allowances Banked | Thousand Tons | 0 | 0 | 4.86 | 0 | 0 | 0 | 0 | 0
New Hampshire 6 Unit - SO2 Cap Annual v3.1 | 426 | 7344 | Rate Constraint in MTons | FALSE | L | Annual | Allowances Withdrawn (1:1) | Thousand Tons | 0 | 0 | 0 | -7.29 | 0 | 0 | 0 | 0
New Hampshire 6 Unit - SO2 Cap Annual v3.1 | 426 | 7344 | Rate Constraint in MTons | FALSE | L | Annual | Allowances Withdrawn (n:1) | Thousand Tons | 0 | 0 | 0 | 0 | 0 | 0 | 0 | 0
New Hampshire 6 Unit - SO2 Cap Annual v3.1 | 426 | 7344 | Rate Constraint in MTons | FALSE | L | Annual | Net Emissions Allowance Position | Thousand Tons | 1.8501 | 0.39626 | 5.1783 | -7.0636 | 0.22635 | 0.61955 | 0.60596 | 0.22635
New Hampshire 6 Unit - SO2 Cap Annual v3.1 | 426 | 7344 | Rate Constraint in MTons | FALSE | L | Annual | Fuel Consumed | TBtu | 17.2382 | 5.9115 | 5.9115 | 5.9115 | 5.9115 | 5.9115 | 5.9115 | 5.9115
New Hampshire 6 Unit - SO2 Cap Annual v3.1 | 426 | 7344 | Rate Constraint in MTons | FALSE | L | Annual | Rate | lb/MMBtu | 0.21465 | 0.13406 | 0.10767 | 0.07658 | 0.07658 | 0.20961 | 0.20501 | 0.07658
New Hampshire 6 Unit - SO2 Cap Annual v3.1 | 426 | 7344 | Rate Constraint in MTons | FALSE | L | Annual | Generation | TWh | 1.5284 | 0.538 | 0.538 | 0.538 | 0.538 | 0.538 | 0.538 | 0.538
New Hampshire 6 Unit - SO2 Cap Annual v3.1 | 426 | 7344 | Rate Constraint in MTons | FALSE | L | Annual | Qualifying Generation | TWh | 1.5284 | 0.538 | 0.538 | 0.538 | 0.538 | 0.538 | 0.538 | 0.538
New Hampshire 6 Unit - SO2 Cap Annual v3.1 | 426 | 7344 | Rate Constraint in MTons | FALSE | L | Annual | Rate | lb/MWh | 2.4209 | 1.4731 | 1.1831 | 0.84146 | 0.84146 | 2.3032 | 2.2527 | 0.84146
New Hampshire 6 Unit - SO2 Cap Annual v3.1 | 426 | 7344 | Rate Constraint in MTons | FALSE | L | Annual | Constraint Shadow Price | US2019$/Ton | 0 | 0 | 0 | 0 | 0 | 0 | 0 | 0
New Hampshire State - NOX Cap Summer v3.1 | 427 | 7345 | Rate Constraint in MTons | FALSE | L | Annual | Seasons Included | Seasons | Summer | Summer | Summer | Summer | Summer | Summer | Summer | Summer
New Hampshire State - NOX Cap Summer v3.1 | 427 | 7345 | Rate Constraint in MTons | FALSE | L | Annual | Standard NOX | Thousand Tons | 2.4 | 2.4 | 2.4 | 2.4 | 2.4 | 2.4 | 2.4 | 2.4
New Hampshire State - NOX Cap Summer v3.1 | 427 | 7345 | Rate Constraint in MTons | FALSE | L | Annual | Emissions at Affected Plants NOX | Thousand Tons | 0 | 0 | 0 | 0 | 0 | 0 | 0 | 0
New Hampshire State - NOX Cap Summer v3.1 | 427 | 7345 | Rate Constraint in MTons | FALSE | L | Annual | Allowances Purchased NOX | Thousand Tons | 0 | 0 | 0 | 0 | 0 | 0 | 0 | 0
New Hampshire State - NOX Cap Summer v3.1 | 427 | 7345 | Rate Constraint in MTons | FALSE | L | Annual | Allowances Sold NOX | Thousand Tons | 0 | 0 | 0 | 0 | 0 | 0 | 0 | 0
New Hampshire State - NOX Cap Summer v3.1 | 427 | 7345 | Rate Constraint in MTons | FALSE | L | Annual | Allowances Banked | Thousand Tons | 0 | 0 | 2.4 | 0 | 2.4 | 0 | 0 | 0
New Hampshire State - NOX Cap Summer v3.1 | 427 | 7345 | Rate Constraint in MTons | FALSE | L | Annual | Allowances Withdrawn (1:1) | Thousand Tons | 0 | 0 | 0 | -2.4 | 0 | -2.4 | 0 | 0
New Hampshire State - NOX Cap Summer v3.1 | 427 | 7345 | Rate Constraint in MTons | FALSE | L | Annual | Allowances Withdrawn (n:1) | Thousand Tons | 0 | 0 | 0 | 0 | 0 | 0 | 0 | 0
New Hampshire State - NOX Cap Summer v3.1 | 427 | 7345 | Rate Constraint in MTons | FALSE | L | Annual | Net Emissions Allowance Position | Thousand Tons | 0 | 0 | 2.4 | -2.4 | 2.4 | -2.4 | 0 | 0
New Hampshire State - NOX Cap Summer v3.1 | 427 | 7345 | Rate Constraint in MTons | FALSE | L | Annual | Fuel Consumed | TBtu | 0 | 0 | 0 | 0 | 0 | 0 | 0 | 0
New Hampshire State - NOX Cap Summer v3.1 | 427 | 7345 | Rate Constraint in MTons | FALSE | L | Annual | Rate | lb/MMBtu | 0 | 0 | 0 | 0 | 0 | 0 | 0 | 0
New Hampshire State - NOX Cap Summer v3.1 | 427 | 7345 | Rate Constraint in MTons | FALSE | L | Annual | Generation | TWh | 0 | 0 | 0 | 0 | 0 | 0 | 0 | 0
New Hampshire State - NOX Cap Summer v3.1 | 427 | 7345 | Rate Constraint in MTons | FALSE | L | Annual | Qualifying Generation | TWh | 0 | 0 | 0 | 0 | 0 | 0 | 0 | 0
New Hampshire State - NOX Cap Summer v3.1 | 427 | 7345 | Rate Constraint in MTons | FALSE | L | Annual | Rate | lb/MWh | 0 | 0 | 0 | 0 | 0 | 0 | 0 | 0
New Hampshire State - NOX Cap Summer v3.1 | 427 | 7345 | Rate Constraint in MTons | FALSE | L | Annual | Constraint Shadow Price | US2019$/Ton | 0 | 0 | 0 | 0 | 0 | 0 | 0 | 0
New Jersey - MER Removal Annual v3.1 | 428 | 7348 | MACT Fuel Choice Floor in lbs/MMBtu | FALSE | L | Annual | Seasons Included | Seasons | Winter, WintShld, Summer | Winter, WintShld, Summer | Winter, WintShld, Summer | Winter, WintShld, Summer | Winter, WintShld, Summer | Winter, WintShld, Summer | Winter, WintShld, Summer | Winter, WintShld, Summer
New Jersey - MER Removal Annual v3.1 | 428 | 7348 | MACT Fuel Choice Floor in lbs/MMBtu | FALSE | L | Annual | Emission Floor | lbs/MMBtu | 0 | 0 | 0 | 0 | 0 | 0 | 0 | 0
New Jersey - MER Removal Annual v3.1 | 428 | 7348 | MACT Fuel Choice Floor in lbs/MMBtu | FALSE | L | Annual | Emissions at Affected Plants MER | lbs | 0 | 0 | 0 | 0 | 0 | 0 | 0 | 0
New Jersey - MER Removal Annual v3.1 | 428 | 7348 | MACT Fuel Choice Floor in lbs/MMBtu | FALSE | L | Annual | Allowances Purchased MER | lbs | 0 | 0 | 0 | 0 | 0 | 0 | 0 | 0
New Jersey - MER Removal Annual v3.1 | 428 | 7348 | MACT Fuel Choice Floor in lbs/MMBtu | FALSE | L | Annual | Allowances Sold MER | lbs | 0 | 0 | 0 | 0 | 0 | 0 | 0 | 0
New Jersey - MER Removal Annual v3.1 | 428 | 7348 | MACT Fuel Choice Floor in lbs/MMBtu | FALSE | L | Annual | Allowances Banked | lbs | 0 | 0 | 0 | 0 | 0 | 0 | 0 | 0
New Jersey - MER Removal Annual v3.1 | 428 | 7348 | MACT Fuel Choice Floor in lbs/MMBtu | FALSE | L | Annual | Allowances Withdrawn (1:1) | lbs | 0 | 0 | 0 | 0 | 0 | 0 | 0 | 0
New Jersey - MER Removal Annual v3.1 | 428 | 7348 | MACT Fuel Choice Floor in lbs/MMBtu | FALSE | L | Annual | Allowances Withdrawn (n:1) | lbs | 0 | 0 | 0 | 0 | 0 | 0 | 0 | 0
New Jersey - MER Removal Annual v3.1 | 428 | 7348 | MACT Fuel Choice Floor in lbs/MMBtu | FALSE | L | Annual | Net Emissions Allowance Position | lbs | 0 | 0 | 0 | 0 | 0 | 0 | 0 | 0
New Jersey - MER Removal Annual v3.1 | 428 | 7348 | MACT Fuel Choice Floor in lbs/MMBtu | FALSE | L | Annual | Fuel Consumed | TBtu | 0 | 0 | 0 | 0 | 0 | 0 | 0 | 0
New Jersey - MER Removal Annual v3.1 | 428 | 7348 | MACT Fuel Choice Floor in lbs/MMBtu | FALSE | L | Annual | Rate | lb/MMBtu | 0 | 0 | 0 | 0 | 0 | 0 | 0 | 0
New Jersey - MER Removal Annual v3.1 | 428 | 7348 | MACT Fuel Choice Floor in lbs/MMBtu | FALSE | L | Annual | Generation | TWh | 0 | 0 | 0 | 0 | 0 | 0 | 0 | 0
New Jersey - MER Removal Annual v3.1 | 428 | 7348 | MACT Fuel Choice Floor in lbs/MMBtu | FALSE | L | Annual | Qualifying Generation | TWh | 0 | 0 | 0 | 0 | 0 | 0 | 0 | 0
New Jersey - MER Removal Annual v3.1 | 428 | 7348 | MACT Fuel Choice Floor in lbs/MMBtu | FALSE | L | Annual | Constraint Shadow Price | US2019$/Lb | 0 | 0 | 0 | 0 | 0 | 0 | 0 | 0
Newington Station 1 - SO2 Rate v5.12 | 429 | 7347 | Rate Constraint in lbs/MMBtu | FALSE | L | Annual | Seasons Included | Seasons | Winter, WintShld, Summer | Winter, WintShld, Summer | Winter, WintShld, Summer | Winter, WintShld, Summer | Winter, WintShld, Summer | Winter, WintShld, Summer | Winter, WintShld, Summer | Winter, WintShld, Summer
Newington Station 1 - SO2 Rate v5.12 | 429 | 7347 | Rate Constraint in lbs/MMBtu | FALSE | L | Annual | Standard SO2 | lb/MMBtu | 0.5 | 0.5 | 0.5 | 0.5 | 0.5 | 0.5 | 0.5 | 0.5
Newington Station 1 - SO2 Rate v5.12 | 429 | 7347 | Rate Constraint in lbs/MMBtu | FALSE | L | Annual | Emissions at Affected Plants SO2 | Thousand Tons | 0 | 0 | 0 | 0 | 0 | 0 | 0 | 0
Newington Station 1 - SO2 Rate v5.12 | 429 | 7347 | Rate Constraint in lbs/MMBtu | FALSE | L | Annual | Allowances Purchased SO2 | Thousand Tons | 0 | 0 | 0 | 0 | 0 | 0 | 0 | 0
Newington Station 1 - SO2 Rate v5.12 | 429 | 7347 | Rate Constraint in lbs/MMBtu | FALSE | L | Annual | Allowances Sold SO2 | Thousand Tons | 0 | 0 | 0 | 0 | 0 | 0 | 0 | 0
Newington Station 1 - SO2 Rate v5.12 | 429 | 7347 | Rate Constraint in lbs/MMBtu | FALSE | L | Annual | Allowances Banked | Thousand Tons | 0 | 0 | 0 | 0 | 0 | 0 | 0 | 0
Newington Station 1 - SO2 Rate v5.12 | 429 | 7347 | Rate Constraint in lbs/MMBtu | FALSE | L | Annual | Allowances Withdrawn (1:1) | Thousand Tons | 0 | 0 | 0 | 0 | 0 | 0 | 0 | 0
Newington Station 1 - SO2 Rate v5.12 | 429 | 7347 | Rate Constraint in lbs/MMBtu | FALSE | L | Annual | Allowances Withdrawn (n:1) | Thousand Tons | 0 | 0 | 0 | 0 | 0 | 0 | 0 | 0
Newington Station 1 - SO2 Rate v5.12 | 429 | 7347 | Rate Constraint in lbs/MMBtu | FALSE | L | Annual | Net Emissions Allowance Position | Thousand Tons | 0 | 0 | 0 | 0 | 0 | 0 | 0 | 0
Newington Station 1 - SO2 Rate v5.12 | 429 | 7347 | Rate Constraint in lbs/MMBtu | FALSE | L | Annual | Fuel Consumed | TBtu | 0 | 0 | 0 | 0 | 0 | 0 | 0 | 0
Newington Station 1 - SO2 Rate v5.12 | 429 | 7347 | Rate Constraint in lbs/MMBtu | FALSE | L | Annual | Rate | lb/MMBtu | 0 | 0 | 0 | 0 | 0 | 0 | 0 | 0
Newington Station 1 - SO2 Rate v5.12 | 429 | 7347 | Rate Constraint in lbs/MMBtu | FALSE | L | Annual | Generation | TWh | 0 | 0 | 0 | 0 | 0 | 0 | 0 | 0
Newington Station 1 - SO2 Rate v5.12 | 429 | 7347 | Rate Constraint in lbs/MMBtu | FALSE | L | Annual | Qualifying Generation | TWh | 0 | 0 | 0 | 0 | 0 | 0 | 0 | 0
Newington Station 1 - SO2 Rate v5.12 | 429 | 7347 | Rate Constraint in lbs/MMBtu | FALSE | L | Annual | Rate | lb/MWh | 0 | 0 | 0 | 0 | 0 | 0 | 0 | 0
Newington Station 1 - SO2 Rate v5.12 | 429 | 7347 | Rate Constraint in lbs/MMBtu | FALSE | L | Annual | Constraint Shadow Price | US2019$/Ton | 0 | 0 | 0 | 0 | 0 | 0 | 0 | 0
NJ ChambersCogen- NOx Annual GPS v4.10, Unit 2207 and retrofits | 430 | 7535 | Rate Constraint in lbs/MWh | FALSE | L | Annual | Seasons Included | Seasons | Winter, WintShld, Summer | Winter, WintShld, Summer | Winter, WintShld, Summer | Winter, WintShld, Summer | Winter, WintShld, Summer | Winter, WintShld, Summer | Winter, WintShld, Summer | Winter, WintShld, Summer
NJ ChambersCogen- NOx Annual GPS v4.10, Unit 2207 and retrofits | 430 | 7535 | Rate Constraint in lbs/MWh | FALSE | L | Annual | Standard NOX | lb/MWh | 2.01 | 2.01 | 2.01 | 2.01 | 2.01 | 2.01 | 2.01 | 2.01
NJ ChambersCogen- NOx Annual GPS v4.10, Unit 2207 and retrofits | 430 | 7535 | Rate Constraint in lbs/MWh | FALSE | L | Annual | Emissions at Affected Plants NOX | Thousand Tons | 0 | 0 | 0 | 0 | 0 | 0 | 0 | 0
NJ ChambersCogen- NOx Annual GPS v4.10, Unit 2207 and retrofits | 430 | 7535 | Rate Constraint in lbs/MWh | FALSE | L | Annual | Allowances Purchased NOX | Thousand Tons | 0 | 0 | 0 | 0 | 0 | 0 | 0 | 0
NJ ChambersCogen- NOx Annual GPS v4.10, Unit 2207 and retrofits | 430 | 7535 | Rate Constraint in lbs/MWh | FALSE | L | Annual | Allowances Sold NOX | Thousand Tons | 0 | 0 | 0 | 0 | 0 | 0 | 0 | 0
NJ ChambersCogen- NOx Annual GPS v4.10, Unit 2207 and retrofits | 430 | 7535 | Rate Constraint in lbs/MWh | FALSE | L | Annual | Allowances Banked | Thousand Tons | 0 | 0 | 0 | 0 | 0 | 0 | 0 | 0
NJ ChambersCogen- NOx Annual GPS v4.10, Unit 2207 and retrofits | 430 | 7535 | Rate Constraint in lbs/MWh | FALSE | L | Annual | Allowances Withdrawn (1:1) | Thousand Tons | 0 | 0 | 0 | 0 | 0 | 0 | 0 | 0
NJ ChambersCogen- NOx Annual GPS v4.10, Unit 2207 and retrofits | 430 | 7535 | Rate Constraint in lbs/MWh | FALSE | L | Annual | Allowances Withdrawn (n:1) | Thousand Tons | 0 | 0 | 0 | 0 | 0 | 0 | 0 | 0
NJ ChambersCogen- NOx Annual GPS v4.10, Unit 2207 and retrofits | 430 | 7535 | Rate Constraint in lbs/MWh | FALSE | L | Annual | Net Emissions Allowance Position | Thousand Tons | 0 | 0 | 0 | 0 | 0 | 0 | 0 | 0
NJ ChambersCogen- NOx Annual GPS v4.10, Unit 2207 and retrofits | 430 | 7535 | Rate Constraint in lbs/MWh | FALSE | L | Annual | Fuel Consumed | TBtu | 0 | 0 | 0 | 0 | 0 | 0 | 0 | 0
NJ ChambersCogen- NOx Annual GPS v4.10, Unit 2207 and retrofits | 430 | 7535 | Rate Constraint in lbs/MWh | FALSE | L | Annual | Rate | lb/MMBtu | 0 | 0 | 0 | 0 | 0 | 0 | 0 | 0
NJ ChambersCogen- NOx Annual GPS v4.10, Unit 2207 and retrofits | 430 | 7535 | Rate Constraint in lbs/MWh | FALSE | L | Annual | Generation | TWh | 0 | 0 | 0 | 0 | 0 | 0 | 0 | 0
NJ ChambersCogen- NOx Annual GPS v4.10, Unit 2207 and retrofits | 430 | 7535 | Rate Constraint in lbs/MWh | FALSE | L | Annual | Qualifying Generation | TWh | 0 | 0 | 0 | 0 | 0 | 0 | 0 | 0
NJ ChambersCogen- NOx Annual GPS v4.10, Unit 2207 and retrofits | 430 | 7535 | Rate Constraint in lbs/MWh | FALSE | L | Annual | Constraint Shadow Price | US2019$/Ton | 0 | 0 | 0 | 0 | 0 | 0 | 0 | 0
NJ ChambersCogen- NOx Annual GPS v4.10, Unit 2208 and retrofits | 431 | 7535 | Rate Constraint in lbs/MWh | FALSE | L | Annual | Seasons Included | Seasons | Winter, WintShld, Summer | Winter, WintShld, Summer | Winter, WintShld, Summer | Winter, WintShld, Summer | Winter, WintShld, Summer | Winter, WintShld, Summer | Winter, WintShld, Summer | Winter, WintShld, Summer
NJ ChambersCogen- NOx Annual GPS v4.10, Unit 2208 and retrofits | 431 | 7535 | Rate Constraint in lbs/MWh | FALSE | L | Annual | Standard NOX | lb/MWh | 2.01 | 2.01 | 2.01 | 2.01 | 2.01 | 2.01 | 2.01 | 2.01
NJ ChambersCogen- NOx Annual GPS v4.10, Unit 2208 and retrofits | 431 | 7535 | Rate Constraint in lbs/MWh | FALSE | L | Annual | Emissions at Affected Plants NOX | Thousand Tons | 0 | 0 | 0 | 0 | 0 | 0 | 0 | 0
NJ ChambersCogen- NOx Annual GPS v4.10, Unit 2208 and retrofits | 431 | 7535 | Rate Constraint in lbs/MWh | FALSE | L | Annual | Allowances Purchased NOX | Thousand Tons | 0 | 0 | 0 | 0 | 0 | 0 | 0 | 0
NJ ChambersCogen- NOx Annual GPS v4.10, Unit 2208 and retrofits | 431 | 7535 | Rate Constraint in lbs/MWh | FALSE | L | Annual | Allowances Sold NOX | Thousand Tons | 0 | 0 | 0 | 0 | 0 | 0 | 0 | 0
NJ ChambersCogen- NOx Annual GPS v4.10, Unit 2208 and retrofits | 431 | 7535 | Rate Constraint in lbs/MWh | FALSE | L | Annual | Allowances Banked | Thousand Tons | 0 | 0 | 0 | 0 | 0 | 0 | 0 | 0
NJ ChambersCogen- NOx Annual GPS v4.10, Unit 2208 and retrofits | 431 | 7535 | Rate Constraint in lbs/MWh | FALSE | L | Annual | Allowances Withdrawn (1:1) | Thousand Tons | 0 | 0 | 0 | 0 | 0 | 0 | 0 | 0
NJ ChambersCogen- NOx Annual GPS v4.10, Unit 2208 and retrofits | 431 | 7535 | Rate Constraint in lbs/MWh | FALSE | L | Annual | Allowances Withdrawn (n:1) | Thousand Tons | 0 | 0 | 0 | 0 | 0 | 0 | 0 | 0
NJ ChambersCogen- NOx Annual GPS v4.10, Unit 2208 and retrofits | 431 | 7535 | Rate Constraint in lbs/MWh | FALSE | L | Annual | Net Emissions Allowance Position | Thousand Tons | 0 | 0 | 0 | 0 | 0 | 0 | 0 | 0
NJ ChambersCogen- NOx Annual GPS v4.10, Unit 2208 and retrofits | 431 | 7535 | Rate Constraint in lbs/MWh | FALSE | L | Annual | Fuel Consumed | TBtu | 0 | 0 | 0 | 0 | 0 | 0 | 0 | 0
NJ ChambersCogen- NOx Annual GPS v4.10, Unit 2208 and retrofits | 431 | 7535 | Rate Constraint in lbs/MWh | FALSE | L | Annual | Rate | lb/MMBtu | 0 | 0 | 0 | 0 | 0 | 0 | 0 | 0
NJ ChambersCogen- NOx Annual GPS v4.10, Unit 2208 and retrofits | 431 | 7535 | Rate Constraint in lbs/MWh | FALSE | L | Annual | Generation | TWh | 0 | 0 | 0 | 0 | 0 | 0 | 0 | 0
NJ ChambersCogen- NOx Annual GPS v4.10, Unit 2208 and retrofits | 431 | 7535 | Rate Constraint in lbs/MWh | FALSE | L | Annual | Qualifying Generation | TWh | 0 | 0 | 0 | 0 | 0 | 0 | 0 | 0
NJ ChambersCogen- NOx Annual GPS v4.10, Unit 2208 and retrofits | 431 | 7535 | Rate Constraint in lbs/MWh | FALSE | L | Annual | Constraint Shadow Price | US2019$/Ton | 0 | 0 | 0 | 0 | 0 | 0 | 0 | 0
NJ LoganGen- NOx Annual GPS v4.10, Unit 2209 and retrofits | 432 | 7536 | Rate Constraint in lbs/MWh | FALSE | L | Annual | Seasons Included | Seasons | Winter, WintShld, Summer | Winter, WintShld, Summer | Winter, WintShld, Summer | Winter, WintShld, Summer | Winter, WintShld, Summer | Winter, WintShld, Summer | Winter, WintShld, Summer | Winter, WintShld, Summer
NJ LoganGen- NOx Annual GPS v4.10, Unit 2209 and retrofits | 432 | 7536 | Rate Constraint in lbs/MWh | FALSE | L | Annual | Standard NOX | lb/MWh | 1.5 | 1.5 | 1.5 | 1.5 | 1.5 | 1.5 | 1.5 | 1.5
NJ LoganGen- NOx Annual GPS v4.10, Unit 2209 and retrofits | 432 | 7536 | Rate Constraint in lbs/MWh | FALSE | L | Annual | Emissions at Affected Plants NOX | Thousand Tons | 0 | 0 | 0 | 0 | 0 | 0 | 0 | 0
NJ LoganGen- NOx Annual GPS v4.10, Unit 2209 and retrofits | 432 | 7536 | Rate Constraint in lbs/MWh | FALSE | L | Annual | Allowances Purchased NOX | Thousand Tons | 0 | 0 | 0 | 0 | 0 | 0 | 0 | 0
NJ LoganGen- NOx Annual GPS v4.10, Unit 2209 and retrofits | 432 | 7536 | Rate Constraint in lbs/MWh | FALSE | L | Annual | Allowances Sold NOX | Thousand Tons | 0 | 0 | 0 | 0 | 0 | 0 | 0 | 0
NJ LoganGen- NOx Annual GPS v4.10, Unit 2209 and retrofits | 432 | 7536 | Rate Constraint in lbs/MWh | FALSE | L | Annual | Allowances Banked | Thousand Tons | 0 | 0 | 0 | 0 | 0 | 0 | 0 | 0
NJ LoganGen- NOx Annual GPS v4.10, Unit 2209 and retrofits | 432 | 7536 | Rate Constraint in lbs/MWh | FALSE | L | Annual | Allowances Withdrawn (1:1) | Thousand Tons | 0 | 0 | 0 | 0 | 0 | 0 | 0 | 0
NJ LoganGen- NOx Annual GPS v4.10, Unit 2209 and retrofits | 432 | 7536 | Rate Constraint in lbs/MWh | FALSE | L | Annual | Allowances Withdrawn (n:1) | Thousand Tons | 0 | 0 | 0 | 0 | 0 | 0 | 0 | 0
NJ LoganGen- NOx Annual GPS v4.10, Unit 2209 and retrofits | 432 | 7536 | Rate Constraint in lbs/MWh | FALSE | L | Annual | Net Emissions Allowance Position | Thousand Tons | 0 | 0 | 0 | 0 | 0 | 0 | 0 | 0
NJ LoganGen- NOx Annual GPS v4.10, Unit 2209 and retrofits | 432 | 7536 | Rate Constraint in lbs/MWh | FALSE | L | Annual | Fuel Consumed | TBtu | 0 | 0 | 0 | 0 | 0 | 0 | 0 | 0
NJ LoganGen- NOx Annual GPS v4.10, Unit 2209 and retrofits | 432 | 7536 | Rate Constraint in lbs/MWh | FALSE | L | Annual | Rate | lb/MMBtu | 0 | 0 | 0 | 0 | 0 | 0 | 0 | 0
NJ LoganGen- NOx Annual GPS v4.10, Unit 2209 and retrofits | 432 | 7536 | Rate Constraint in lbs/MWh | FALSE | L | Annual | Generation | TWh | 0 | 0 | 0 | 0 | 0 | 0 | 0 | 0
NJ LoganGen- NOx Annual GPS v4.10, Unit 2209 and retrofits | 432 | 7536 | Rate Constraint in lbs/MWh | FALSE | L | Annual | Qualifying Generation | TWh | 0 | 0 | 0 | 0 | 0 | 0 | 0 | 0
NJ LoganGen- NOx Annual GPS v4.10, Unit 2209 and retrofits | 432 | 7536 | Rate Constraint in lbs/MWh | FALSE | L | Annual | Constraint Shadow Price | US2019$/Ton | 0 | 0 | 0 | 0 | 0 | 0 | 0 | 0
NJ SO2 Constraint v5.14 | 433 | 7349 | Rate Constraint in lbs/MMBtu | FALSE | L | Annual | Seasons Included | Seasons | Winter, WintShld, Summer | Winter, WintShld, Summer | Winter, WintShld, Summer | Winter, WintShld, Summer | Winter, WintShld, Summer | Winter, WintShld, Summer | Winter, WintShld, Summer | Winter, WintShld, Summer
NJ SO2 Constraint v5.14 | 433 | 7349 | Rate Constraint in lbs/MMBtu | FALSE | L | Annual | Standard SO2 | lb/MMBtu | 0.15 | 0.15 | 0.15 | 0.15 | 0.15 | 0.15 | 0.15 | 0.15
NJ SO2 Constraint v5.14 | 433 | 7349 | Rate Constraint in lbs/MMBtu | FALSE | L | Annual | Emissions at Affected Plants SO2 | Thousand Tons | 0 | 0 | 0 | 0 | 0 | 0 | 0 | 0
NJ SO2 Constraint v5.14 | 433 | 7349 | Rate Constraint in lbs/MMBtu | FALSE | L | Annual | Allowances Purchased SO2 | Thousand Tons | 0 | 0 | 0 | 0 | 0 | 0 | 0 | 0
NJ SO2 Constraint v5.14 | 433 | 7349 | Rate Constraint in lbs/MMBtu | FALSE | L | Annual | Allowances Sold SO2 | Thousand Tons | 0 | 0 | 0 | 0 | 0 | 0 | 0 | 0
NJ SO2 Constraint v5.14 | 433 | 7349 | Rate Constraint in lbs/MMBtu | FALSE | L | Annual | Allowances Banked | Thousand Tons | 0 | 0 | 0 | 0 | 0 | 0 | 0 | 0
NJ SO2 Constraint v5.14 | 433 | 7349 | Rate Constraint in lbs/MMBtu | FALSE | L | Annual | Allowances Withdrawn (1:1) | Thousand Tons | 0 | 0 | 0 | 0 | 0 | 0 | 0 | 0
NJ SO2 Constraint v5.14 | 433 | 7349 | Rate Constraint in lbs/MMBtu | FALSE | L | Annual | Allowances Withdrawn (n:1) | Thousand Tons | 0 | 0 | 0 | 0 | 0 | 0 | 0 | 0
NJ SO2 Constraint v5.14 | 433 | 7349 | Rate Constraint in lbs/MMBtu | FALSE | L | Annual | Net Emissions Allowance Position | Thousand Tons | 0 | 0 | 0 | 0 | 0 | 0 | 0 | 0
NJ SO2 Constraint v5.14 | 433 | 7349 | Rate Constraint in lbs/MMBtu | FALSE | L | Annual | Fuel Consumed | TBtu | 0 | 0 | 0 | 0 | 0 | 0 | 0 | 0
NJ SO2 Constraint v5.14 | 433 | 7349 | Rate Constraint in lbs/MMBtu | FALSE | L | Annual | Rate | lb/MMBtu | 0 | 0 | 0 | 0 | 0 | 0 | 0 | 0
NJ SO2 Constraint v5.14 | 433 | 7349 | Rate Constraint in lbs/MMBtu | FALSE | L | Annual | Generation | TWh | 0 | 0 | 0 | 0 | 0 | 0 | 0 | 0
NJ SO2 Constraint v5.14 | 433 | 7349 | Rate Constraint in lbs/MMBtu | FALSE | L | Annual | Qualifying Generation | TWh | 0 | 0 | 0 | 0 | 0 | 0 | 0 | 0
NJ SO2 Constraint v5.14 | 433 | 7349 | Rate Constraint in lbs/MMBtu | FALSE | L | Annual | Rate | lb/MWh | 0 | 0 | 0 | 0 | 0 | 0 | 0 | 0
NJ SO2 Constraint v5.14 | 433 | 7349 | Rate Constraint in lbs/MMBtu | FALSE | L | Annual | Constraint Shadow Price | US2019$/Ton | 13056.224 | 14448.3657 | 17574.0952 | 29245.7214 | 5951.2917 | 15208.1256 | 16287.3095 | 15757.6439
NODA Covanta Bristol 1 NOX Cap Annual v5.15 | 434 | 7255 | Rate Constraint in MTons | FALSE | L | Annual | Seasons Included | Seasons | Winter, WintShld, Summer | Winter, WintShld, Summer | Winter, WintShld, Summer | Winter, WintShld, Summer | Winter, WintShld, Summer | Winter, WintShld, Summer | Winter, WintShld, Summer | Winter, WintShld, Summer
NODA Covanta Bristol 1 NOX Cap Annual v5.15 | 434 | 7255 | Rate Constraint in MTons | FALSE | L | Annual | Standard NOX | Thousand Tons | 0.112 | 0.112 | 0.112 | 0.112 | 0.112 | 0.112 | 0.112 | 0.112
NODA Covanta Bristol 1 NOX Cap Annual v5.15 | 434 | 7255 | Rate Constraint in MTons | FALSE | L | Annual | Emissions at Affected Plants NOX | Thousand Tons | 0.095887 | 0.095887 | 0.095887 | 0.095887 | 0.095887 | 0.095887 | 0.095887 | 0.095887
NODA Covanta Bristol 1 NOX Cap Annual v5.15 | 434 | 7255 | Rate Constraint in MTons | FALSE | L | Annual | Allowances Purchased NOX | Thousand Tons | 0 | 0 | 0 | 0 | 0 | 0 | 0 | 0
NODA Covanta Bristol 1 NOX Cap Annual v5.15 | 434 | 7255 | Rate Constraint in MTons | FALSE | L | Annual | Allowances Sold NOX | Thousand Tons | 0 | 0 | 0 | 0 | 0 | 0 | 0 | 0
NODA Covanta Bristol 1 NOX Cap Annual v5.15 | 434 | 7255 | Rate Constraint in MTons | FALSE | L | Annual | Allowances Banked | Thousand Tons | 0 | 0 | 0 | 0 | 0 | 0 | 0 | 0
NODA Covanta Bristol 1 NOX Cap Annual v5.15 | 434 | 7255 | Rate Constraint in MTons | FALSE | L | Annual | Allowances Withdrawn (1:1) | Thousand Tons | 0 | 0 | 0 | 0 | 0 | 0 | 0 | 0
NODA Covanta Bristol 1 NOX Cap Annual v5.15 | 434 | 7255 | Rate Constraint in MTons | FALSE | L | Annual | Allowances Withdrawn (n:1) | Thousand Tons | 0 | 0 | 0 | 0 | 0 | 0 | 0 | 0
NODA Covanta Bristol 1 NOX Cap Annual v5.15 | 434 | 7255 | Rate Constraint in MTons | FALSE | L | Annual | Net Emissions Allowance Position | Thousand Tons | 0.095887 | 0.095887 | 0.095887 | 0.095887 | 0.095887 | 0.095887 | 0.095887 | 0.095887
NODA Covanta Bristol 1 NOX Cap Annual v5.15 | 434 | 7255 | Rate Constraint in MTons | FALSE | L | Annual | Fuel Consumed | TBtu | 0.8846 | 0.8846 | 0.8846 | 0.8846 | 0.8846 | 0.8846 | 0.8846 | 0.8846
NODA Covanta Bristol 1 NOX Cap Annual v5.15 | 434 | 7255 | Rate Constraint in MTons | FALSE | L | Annual | Rate | lb/MMBtu | 0.21679 | 0.21679 | 0.21679 | 0.21679 | 0.21679 | 0.21679 | 0.21679 | 0.21679
NODA Covanta Bristol 1 NOX Cap Annual v5.15 | 434 | 7255 | Rate Constraint in MTons | FALSE | L | Annual | Generation | TWh | 0.047744 | 0.047744 | 0.047744 | 0.047744 | 0.047744 | 0.047744 | 0.047744 | 0.047744
NODA Covanta Bristol 1 NOX Cap Annual v5.15 | 434 | 7255 | Rate Constraint in MTons | FALSE | L | Annual | Qualifying Generation | TWh | 0.047744 | 0.047744 | 0.047744 | 0.047744 | 0.047744 | 0.047744 | 0.047744 | 0.047744
NODA Covanta Bristol 1 NOX Cap Annual v5.15 | 434 | 7255 | Rate Constraint in MTons | FALSE | L | Annual | Rate | lb/MWh | 4.0167 | 4.0167 | 4.0167 | 4.0167 | 4.0167 | 4.0167 | 4.0167 | 4.0167
NODA Covanta Bristol 1 NOX Cap Annual v5.15 | 434 | 7255 | Rate Constraint in MTons | FALSE | L | Annual | Constraint Shadow Price | US2019$/Ton | 0 | 0 | 0 | 0 | 0 | 0 | 0 | 0
NODA Covanta Bristol 2 NOX Cap Annual v5.15 | 435 | 7256 | Rate Constraint in MTons | FALSE | L | Annual | Seasons Included | Seasons | Winter, WintShld, Summer | Winter, WintShld, Summer | Winter, WintShld, Summer | Winter, WintShld, Summer | Winter, WintShld, Summer | Winter, WintShld, Summer | Winter, WintShld, Summer | Winter, WintShld, Summer
NODA Covanta Bristol 2 NOX Cap Annual v5.15 | 435 | 7256 | Rate Constraint in MTons | FALSE | L | Annual | Standard NOX | Thousand Tons | 0.1917 | 0.1917 | 0.1917 | 0.1917 | 0.1917 | 0.1917 | 0.1917 | 0.1917
NODA Covanta Bristol 2 NOX Cap Annual v5.15 | 435 | 7256 | Rate Constraint in MTons | FALSE | L | Annual | Emissions at Affected Plants NOX | Thousand Tons | 0.11581 | 0.11581 | 0.11581 | 0.11581 | 0.11581 | 0.11581 | 0.11581 | 0.11581
NODA Covanta Bristol 2 NOX Cap Annual v5.15 | 435 | 7256 | Rate Constraint in MTons | FALSE | L | Annual | Allowances Purchased NOX | Thousand Tons | 0 | 0 | 0 | 0 | 0 | 0 | 0 | 0
NODA Covanta Bristol 2 NOX Cap Annual v5.15 | 435 | 7256 | Rate Constraint in MTons | FALSE | L | Annual | Allowances Sold NOX | Thousand Tons | 0 | 0 | 0 | 0 | 0 | 0 | 0 | 0
NODA Covanta Bristol 2 NOX Cap Annual v5.15 | 435 | 7256 | Rate Constraint in MTons | FALSE | L | Annual | Allowances Banked | Thousand Tons | 0 | 0 | 0 | 0 | 0 | 0 | 0 | 0
NODA Covanta Bristol 2 NOX Cap Annual v5.15 | 435 | 7256 | Rate Constraint in MTons | FALSE | L | Annual | Allowances Withdrawn (1:1) | Thousand Tons | 0 | 0 | 0 | 0 | 0 | 0 | 0 | 0
NODA Covanta Bristol 2 NOX Cap Annual v5.15 | 435 | 7256 | Rate Constraint in MTons | FALSE | L | Annual | Allowances Withdrawn (n:1) | Thousand Tons | 0 | 0 | 0 | 0 | 0 | 0 | 0 | 0
NODA Covanta Bristol 2 NOX Cap Annual v5.15 | 435 | 7256 | Rate Constraint in MTons | FALSE | L | Annual | Net Emissions Allowance Position | Thousand Tons | 0.11581 | 0.11581 | 0.11581 | 0.11581 | 0.11581 | 0.11581 | 0.11581 | 0.11581
NODA Covanta Bristol 2 NOX Cap Annual v5.15 | 435 | 7256 | Rate Constraint in MTons | FALSE | L | Annual | Fuel Consumed | TBtu | 0.8846 | 0.8846 | 0.8846 | 0.8846 | 0.8846 | 0.8846 | 0.8846 | 0.8846
NODA Covanta Bristol 2 NOX Cap Annual v5.15 | 435 | 7256 | Rate Constraint in MTons | FALSE | L | Annual | Rate | lb/MMBtu | 0.26183 | 0.26183 | 0.26183 | 0.26183 | 0.26183 | 0.26183 | 0.26183 | 0.26183
NODA Covanta Bristol 2 NOX Cap Annual v5.15 | 435 | 7256 | Rate Constraint in MTons | FALSE | L | Annual | Generation | TWh | 0.047744 | 0.047744 | 0.047744 | 0.047744 | 0.047744 | 0.047744 | 0.047744 | 0.047744
NODA Covanta Bristol 2 NOX Cap Annual v5.15 | 435 | 7256 | Rate Constraint in MTons | FALSE | L | Annual | Qualifying Generation | TWh | 0.047744 | 0.047744 | 0.047744 | 0.047744 | 0.047744 | 0.047744 | 0.047744 | 0.047744
NODA Covanta Bristol 2 NOX Cap Annual v5.15 | 435 | 7256 | Rate Constraint in MTons | FALSE | L | Annual | Rate | lb/MWh | 4.8512 | 4.8512 | 4.8512 | 4.8512 | 4.8512 | 4.8512 | 4.8512 | 4.8512
NODA Covanta Bristol 2 NOX Cap Annual v5.15 | 435 | 7256 | Rate Constraint in MTons | FALSE | L | Annual | Constraint Shadow Price | US2019$/Ton | 0 | 0 | 0 | 0 | 0 | 0 | 0 | 0
NODA Covanta Mid-Connecticut NOX Cap Annual v5.15 | 436 | 7261 | Rate Constraint in MTons | FALSE | L | Annual | Seasons Included | Seasons | Winter, WintShld, Summer | Winter, WintShld, Summer | Winter, WintShld, Summer | Winter, WintShld, Summer | Winter, WintShld, Summer | Winter, WintShld, Summer | Winter, WintShld, Summer | Winter, WintShld, Summer
NODA Covanta Mid-Connecticut NOX Cap Annual v5.15 | 436 | 7261 | Rate Constraint in MTons | FALSE | L | Annual | Standard NOX | Thousand Tons | 1.26 | 1.26 | 1.26 | 1.26 | 1.26 | 1.26 | 1.26 | 1.26
NODA Covanta Mid-Connecticut NOX Cap Annual v5.15 | 436 | 7261 | Rate Constraint in MTons | FALSE | L | Annual | Emissions at Affected Plants NOX | Thousand Tons | 0 | 0 | 0 | 0 | 0 | 0 | 0 | 0
NODA Covanta Mid-Connecticut NOX Cap Annual v5.15 | 436 | 7261 | Rate Constraint in MTons | FALSE | L | Annual | Allowances Purchased NOX | Thousand Tons | 0 | 0 | 0 | 0 | 0 | 0 | 0 | 0
NODA Covanta Mid-Connecticut NOX Cap Annual v5.15 | 436 | 7261 | Rate Constraint in MTons | FALSE | L | Annual | Allowances Sold NOX | Thousand Tons | 0 | 0 | 0 | 0 | 0 | 0 | 0 | 0
NODA Covanta Mid-Connecticut NOX Cap Annual v5.15 | 436 | 7261 | Rate Constraint in MTons | FALSE | L | Annual | Allowances Banked | Thousand Tons | 0 | 0 | 0 | 0 | 0 | 0 | 0 | 0
NODA Covanta Mid-Connecticut NOX Cap Annual v5.15 | 436 | 7261 | Rate Constraint in MTons | FALSE | L | Annual | Allowances Withdrawn (1:1) | Thousand Tons | 0 | 0 | 0 | 0 | 0 | 0 | 0 | 0
NODA Covanta Mid-Connecticut NOX Cap Annual v5.15 | 436 | 7261 | Rate Constraint in MTons | FALSE | L | Annual | Allowances Withdrawn (n:1) | Thousand Tons | 0 | 0 | 0 | 0 | 0 | 0 | 0 | 0
NODA Covanta Mid-Connecticut NOX Cap Annual v5.15 | 436 | 7261 | Rate Constraint in MTons | FALSE | L | Annual | Net Emissions Allowance Position | Thousand Tons | 0 | 0 | 0 | 0 | 0 | 0 | 0 | 0
NODA Covanta Mid-Connecticut NOX Cap Annual v5.15 | 436 | 7261 | Rate Constraint in MTons | FALSE | L | Annual | Fuel Consumed | TBtu | 0 | 0 | 0 | 0 | 0 | 0 | 0 | 0
NODA Covanta Mid-Connecticut NOX Cap Annual v5.15 | 436 | 7261 | Rate Constraint in MTons | FALSE | L | Annual | Rate | lb/MMBtu | 0 | 0 | 0 | 0 | 0 | 0 | 0 | 0
NODA Covanta Mid-Connecticut NOX Cap Annual v5.15 | 436 | 7261 | Rate Constraint in MTons | FALSE | L | Annual | Generation | TWh | 0 | 0 | 0 | 0 | 0 | 0 | 0 | 0
NODA Covanta Mid-Connecticut NOX Cap Annual v5.15 | 436 | 7261 | Rate Constraint in MTons | FALSE | L | Annual | Qualifying Generation | TWh | 0 | 0 | 0 | 0 | 0 | 0 | 0 | 0
NODA Covanta Mid-Connecticut NOX Cap Annual v5.15 | 436 | 7261 | Rate Constraint in MTons | FALSE | L | Annual | Rate | lb/MWh | 0 | 0 | 0 | 0 | 0 | 0 | 0 | 0
NODA Covanta Mid-Connecticut NOX Cap Annual v5.15 | 436 | 7261 | Rate Constraint in MTons | FALSE | L | Annual | Constraint Shadow Price | US2019$/Ton | 0 | 0 | 0 | 0 | 0 | 0 | 0 | 0
NODA G G Allen NOx Cap Annual v5.15 | 437 | 7263 | Rate Constraint in MTons | FALSE | L | Annual | Seasons Included | Seasons | Winter, WintShld, Summer | Winter, WintShld, Summer | Winter, WintShld, Summer | Winter, WintShld, Summer | Winter, WintShld, Summer | Winter, WintShld, Summer | Winter, WintShld, Summer | Winter, WintShld, Summer
NODA G G Allen NOx Cap Annual v5.15 | 437 | 7263 | Rate Constraint in MTons | FALSE | L | Annual | Standard NOX | Thousand Tons | 0.6 | 0.6 | 0.6 | 0.6 | 0.6 | 0.6 | 0.6 | 0.6
NODA G G Allen NOx Cap Annual v5.15 | 437 | 7263 | Rate Constraint in MTons | FALSE | L | Annual | Emissions at Affected Plants NOX | Thousand Tons | 0.6 | 0.013734 | 0.015733 | 0.02149 | 0.016013 | 0.011701 | 0 | 0
NODA G G Allen NOx Cap Annual v5.15 | 437 | 7263 | Rate Constraint in MTons | FALSE | L | Annual | Allowances Purchased NOX | Thousand Tons | 0 | 0 | 0 | 0 | 0 | 0 | 0 | 0
NODA G G Allen NOx Cap Annual v5.15 | 437 | 7263 | Rate Constraint in MTons | FALSE | L | Annual | Allowances Sold NOX | Thousand Tons | 0 | 0 | 0 | 0 | 0 | 0 | 0 | 0
NODA G G Allen NOx Cap Annual v5.15 | 437 | 7263 | Rate Constraint in MTons | FALSE | L | Annual | Allowances Banked | Thousand Tons | 0 | 0 | 0 | 0 | 0 | 0 | 0 | 0
NODA G G Allen NOx Cap Annual v5.15 | 437 | 7263 | Rate Constraint in MTons | FALSE | L | Annual | Allowances Withdrawn (1:1) | Thousand Tons | 0 | 0 | 0 | 0 | 0 | 0 | 0 | 0
NODA G G Allen NOx Cap Annual v5.15 | 437 | 7263 | Rate Constraint in MTons | FALSE | L | Annual | Allowances Withdrawn (n:1) | Thousand Tons | 0 | 0 | 0 | 0 | 0 | 0 | 0 | 0
NODA G G Allen NOx Cap Annual v5.15 | 437 | 7263 | Rate Constraint in MTons | FALSE | L | Annual | Net Emissions Allowance Position | Thousand Tons | 0.6 | 0.013734 | 0.015733 | 0.02149 | 0.016013 | 0.011701 | 0 | 0
NODA G G Allen NOx Cap Annual v5.15 | 437 | 7263 | Rate Constraint in MTons | FALSE | L | Annual | Fuel Consumed | TBtu | 5.2556 | 0.1203 | 0.13781 | 0.18823 | 0.14026 | 0.10249 | 0 | 0
NODA G G Allen NOx Cap Annual v5.15 | 437 | 7263 | Rate Constraint in MTons | FALSE | L | Annual | Rate | lb/MMBtu | 0.22833 | 0.22833 | 0.22833 | 0.22833 | 0.22833 | 0.22833 | 0 | 0
NODA G G Allen NOx Cap Annual v5.15 | 437 | 7263 | Rate Constraint in MTons | FALSE | L | Annual | Generation | TWh | 0.48622 | 0.011129 | 0.01275 | 0.017414 | 0.012976 | 0.0094821 | 0 | 0
NODA G G Allen NOx Cap Annual v5.15 | 437 | 7263 | Rate Constraint in MTons | FALSE | L | Annual | Qualifying Generation | TWh | 0.48622 | 0.011129 | 0.01275 | 0.017414 | 0.012976 | 0.0094821 | 0 | 0
NODA G G Allen NOx Cap Annual v5.15 | 437 | 7263 | Rate Constraint in MTons | FALSE | L | Annual | Rate | lb/MWh | 2.468 | 2.468 | 2.468 | 2.468 | 2.468 | 2.468 | 0 | 0
NODA G G Allen NOx Cap Annual v5.15 | 437 | 7263 | Rate Constraint in MTons | FALSE | L | Annual | Constraint Shadow Price | US2019$/Ton | 2018.256 | 0 | 0 | 0 | 0 | 0 | 0 | 0
NODA Greene County NOx Cap Annual v5.15 | 438 | 7254 | Rate Constraint in MTons | FALSE | L | Annual | Seasons Included | Seasons | Winter, WintShld, Summer | Winter, WintShld, Summer | Winter, WintShld, Summer | Winter, WintShld, Summer | Winter, WintShld, Summer | Winter, WintShld, Summer | Winter, WintShld, Summer | Winter, WintShld, Summer
NODA Greene County NOx Cap Annual v5.15 | 438 | 7254 | Rate Constraint in MTons | FALSE | L | Annual | Standard NOX | Thousand Tons | 4.79 | 4.79 | 4.79 | 4.79 | 4.79 | 4.79 | 4.79 | 4.79
NODA Greene County NOx Cap Annual v5.15 | 438 | 7254 | Rate Constraint in MTons | FALSE | L | Annual | Emissions at Affected Plants NOX | Thousand Tons | 0 | 0 | 0.47752 | 0.47752 | 0.29641 | 0 | 0 | 0
NODA Greene County NOx Cap Annual v5.15 | 438 | 7254 | Rate Constraint in MTons | FALSE | L | Annual | Allowances Purchased NOX | Thousand Tons | 0 | 0 | 0 | 0 | 0 | 0 | 0 | 0
NODA Greene County NOx Cap Annual v5.15 | 438 | 7254 | Rate Constraint in MTons | FALSE | L | Annual | Allowances Sold NOX | Thousand Tons | 0 | 0 | 0 | 0 | 0 | 0 | 0 | 0
NODA Greene County NOx Cap Annual v5.15 | 438 | 7254 | Rate Constraint in MTons | FALSE | L | Annual | Allowances Banked | Thousand Tons | 0 | 0 | 0 | 0 | 0 | 0 | 0 | 0
NODA Greene County NOx Cap Annual v5.15 | 438 | 7254 | Rate Constraint in MTons | FALSE | L | Annual | Allowances Withdrawn (1:1) | Thousand Tons | 0 | 0 | 0 | 0 | 0 | 0 | 0 | 0
NODA Greene County NOx Cap Annual v5.15 | 438 | 7254 | Rate Constraint in MTons | FALSE | L | Annual | Allowances Withdrawn (n:1) | Thousand Tons | 0 | 0 | 0 | 0 | 0 | 0 | 0 | 0
NODA Greene County NOx Cap Annual v5.15 | 438 | 7254 | Rate Constraint in MTons | FALSE | L | Annual | Net Emissions Allowance Position | Thousand Tons | 0 | 0 | 0.47752 | 0.47752 | 0.29641 | 0 | 0 | 0
NODA Greene County NOx Cap Annual v5.15 | 438 | 7254 | Rate Constraint in MTons | FALSE | L | Annual | Fuel Consumed | TBtu | 0 | 0 | 5.6719 | 5.6719 | 3.5207 | 0 | 0 | 0
NODA Greene County NOx Cap Annual v5.15 | 438 | 7254 | Rate Constraint in MTons | FALSE | L | Annual | Rate | lb/MMBtu | 0 | 0 | 0.16838 | 0.16838 | 0.16838 | 0 | 0 | 0
NODA Greene County NOx Cap Annual v5.15 | 438 | 7254 | Rate Constraint in MTons | FALSE | L | Annual | Generation | TWh | 0 | 0 | 0.55035 | 0.55035 | 0.34161 | 0 | 0 | 0
NODA Greene County NOx Cap Annual v5.15 | 438 | 7254 | Rate Constraint in MTons | FALSE | L | Annual | Qualifying Generation | TWh | 0 | 0 | 0.55035 | 0.55035 | 0.34161 | 0 | 0 | 0
NODA Greene County NOx Cap Annual v5.15 | 438 | 7254 | Rate Constraint in MTons | FALSE | L | Annual | Rate | lb/MWh | 0 | 0 | 1.7353 | 1.7353 | 1.7353 | 0 | 0 | 0
NODA Greene County NOx Cap Annual v5.15 | 438 | 7254 | Rate Constraint in MTons | FALSE | L | Annual | Constraint Shadow Price | US2019$/Ton | 0 | 0 | 0 | 0 | 0 | 0 | 0 | 0
NODA Kemper County IGCC SO2 Cap Annual v5.15 | 439 | 7262 | Rate Constraint in MTons | FALSE | L | Annual | Seasons Included | Seasons | Winter, WintShld, Summer | Winter, WintShld, Summer | Winter, WintShld, Summer | Winter, WintShld, Summer | Winter, WintShld, Summer | Winter, WintShld, Summer | Winter, WintShld, Summer | Winter, WintShld, Summer
NODA Kemper County IGCC SO2 Cap Annual v5.15 | 439 | 7262 | Rate Constraint in MTons | FALSE | L | Annual | Standard SO2 | Thousand Tons | 0.116 | 0.116 | 0.116 | 0.116 | 0.116 | 0.116 | 0.116 | 0.116
NODA Kemper County IGCC SO2 Cap Annual v5.15 | 439 | 7262 | Rate Constraint in MTons | FALSE | L | Annual | Emissions at Affected Plants SO2 | Thousand Tons | 0 | 0 | 0 | 0 | 0 | 0 | 0 | 0
NODA Kemper County IGCC SO2 Cap Annual v5.15 | 439 | 7262 | Rate Constraint in MTons | FALSE | L | Annual | Allowances Purchased SO2 | Thousand Tons | 0 | 0 | 0 | 0 | 0 | 0 | 0 | 0
NODA Kemper County IGCC SO2 Cap Annual v5.15 | 439 | 7262 | Rate Constraint in MTons | FALSE | L | Annual | Allowances Sold SO2 | Thousand Tons | 0 | 0 | 0 | 0 | 0 | 0 | 0 | 0
NODA Kemper County IGCC SO2 Cap Annual v5.15 | 439 | 7262 | Rate Constraint in MTons | FALSE | L | Annual | Allowances Banked | Thousand Tons | 0 | 0 | 0 | 0 | 0 | 0 | 0 | 0
NODA Kemper County IGCC SO2 Cap Annual v5.15 | 439 | 7262 | Rate Constraint in MTons | FALSE | L | Annual | Allowances Withdrawn (1:1) | Thousand Tons | 0 | 0 | 0 | 0 | 0 | 0 | 0 | 0
NODA Kemper County IGCC SO2 Cap Annual v5.15 | 439 | 7262 | Rate Constraint in MTons | FALSE | L | Annual | Allowances Withdrawn (n:1) | Thousand Tons | 0 | 0 | 0 | 0 | 0 | 0 | 0 | 0
NODA Kemper County IGCC SO2 Cap Annual v5.15 | 439 | 7262 | Rate Constraint in MTons | FALSE | L | Annual | Net Emissions Allowance Position | Thousand Tons | 0 | 0 | 0 | 0 | 0 | 0 | 0 | 0
NODA Kemper County IGCC SO2 Cap Annual v5.15 | 439 | 7262 | Rate Constraint in MTons | FALSE | L | Annual | Fuel Consumed | TBtu | 2.3602 | 5.9845 | 13.7506 | 12.8488 | 11.8345 | 10.2495 | 10.2495 | 10.2495
NODA Kemper County IGCC SO2 Cap Annual v5.15 | 439 | 7262 | Rate Constraint in MTons | FALSE | L | Annual | Rate | lb/MMBtu | 0 | 0 | 0 | 0 | 0 | 0 | 0 | 0
NODA Kemper County IGCC SO2 Cap Annual v5.15 | 439 | 7262 | Rate Constraint in MTons | FALSE | L | Annual | Generation | TWh | 0.31038 | 0.78701 | 1.8083 | 1.6897 | 1.5563 | 1.3479 | 1.3479 | 1.3479
NODA Kemper County IGCC SO2 Cap Annual v5.15 | 439 | 7262 | Rate Constraint in MTons | FALSE | L | Annual | Qualifying Generation | TWh | 0.31038 | 0.78701 | 1.8083 | 1.6897 | 1.5563 | 1.3479 | 1.3479 | 1.3479
NODA Kemper County IGCC SO2 Cap Annual v5.15 | 439 | 7262 | Rate Constraint in MTons | FALSE | L | Annual | Rate | lb/MWh | 0 | 0 | 0 | 0 | 0 | 0 | 0 | 0
NODA Kemper County IGCC SO2 Cap Annual v5.15 | 439 | 7262 | Rate Constraint in MTons | FALSE | L | Annual | Constraint Shadow Price | US2019$/Ton | 0 | 0 | 0 | 0 | 0 | 0 | 0 | 0
NODA Marshalltown NOx Cap Annual v5.15 | 440 | 7252 | Rate Constraint in MTons | FALSE | L | Annual | Seasons Included | Seasons | Winter, WintShld, Summer | Winter, WintShld, Summer | Winter, WintShld, Summer | Winter, WintShld, Summer | Winter, WintShld, Summer | Winter, WintShld, Summer | Winter, WintShld, Summer | Winter, WintShld, Summer
NODA Marshalltown NOx Cap Annual v5.15 | 440 | 7252 | Rate Constraint in MTons | FALSE | L | Annual | Standard NOX | Thousand Tons | 0.229 | 0.229 | 0.229 | 0.229 | 0.229 | 0.229 | 0.229 | 0.229
NODA Marshalltown NOx Cap Annual v5.15 | 440 | 7252 | Rate Constraint in MTons | FALSE | L | Annual | Emissions at Affected Plants NOX | Thousand Tons | 0.021781 | 0.038569 | 0.07272 | 0.077554 | 0.079307 | 0.072046 | 0.066367 | 0.048798
NODA Marshalltown NOx Cap Annual v5.15 | 440 | 7252 | Rate Constraint in MTons | FALSE | L | Annual | Allowances Purchased NOX | Thousand Tons | 0 | 0 | 0 | 0 | 0 | 0 | 0 | 0
NODA Marshalltown NOx Cap Annual v5.15 | 440 | 7252 | Rate Constraint in MTons | FALSE | L | Annual | Allowances Sold NOX | Thousand Tons | 0 | 0 | 0 | 0 | 0 | 0 | 0 | 0
NODA Marshalltown NOx Cap Annual v5.15 | 440 | 7252 | Rate Constraint in MTons | FALSE | L | Annual | Allowances Banked | Thousand Tons | 0 | 0 | 0 | 0 | 0 | 0 | 0 | 0
NODA Marshalltown NOx Cap Annual v5.15 | 440 | 7252 | Rate Constraint in MTons | FALSE | L | Annual | Allowances Withdrawn (1:1) | Thousand Tons | 0 | 0 | 0 | 0 | 0 | 0 | 0 | 0
NODA Marshalltown NOx Cap Annual v5.15 | 440 | 7252 | Rate Constraint in MTons | FALSE | L | Annual | Allowances Withdrawn (n:1) | Thousand Tons | 0 | 0 | 0 | 0 | 0 | 0 | 0 | 0
NODA Marshalltown NOx Cap Annual v5.15 | 440 | 7252 | Rate Constraint in MTons | FALSE | L | Annual | Net Emissions Allowance Position | Thousand Tons | 0.021781 | 0.038569 | 0.07272 | 0.077554 | 0.079307 | 0.072046 | 0.066367 | 0.048798
NODA Marshalltown NOx Cap Annual v5.15 | 440 | 7252 | Rate Constraint in MTons | FALSE | L | Annual | Fuel Consumed | TBtu | 8.8711 | 15.7086 | 29.6179 | 31.5867 | 32.3006 | 29.3433 | 27.0302 | 19.875
NODA Marshalltown NOx Cap Annual v5.15 | 440 | 7252 | Rate Constraint in MTons | FALSE | L | Annual | Rate | lb/MMBtu | 0.0049106 | 0.0049106 | 0.0049106 | 0.0049106 | 0.0049106 | 0.0049106 | 0.0049106 | 0.0049106
NODA Marshalltown NOx Cap Annual v5.15 | 440 | 7252 | Rate Constraint in MTons | FALSE | L | Annual | Generation | TWh | 1.2493 | 2.2122 | 4.1709 | 4.4482 | 4.5487 | 4.1323 | 3.8065 | 2.7989
NODA Marshalltown NOx Cap Annual v5.15 | 440 | 7252 | Rate Constraint in MTons | FALSE | L | Annual | Qualifying Generation | TWh | 1.2493 | 2.2122 | 4.1709 | 4.4482 | 4.5487 | 4.1323 | 3.8065 | 2.7989
NODA Marshalltown NOx Cap Annual v5.15 | 440 | 7252 | Rate Constraint in MTons | FALSE | L | Annual | Rate | lb/MWh | 0.03487 | 0.03487 | 0.03487 | 0.03487 | 0.03487 | 0.03487 | 0.03487 | 0.03487
NODA Marshalltown NOx Cap Annual v5.15 | 440 | 7252 | Rate Constraint in MTons | FALSE | L | Annual | Constraint Shadow Price | US2019$/Ton | 0 | 0 | 0 | 0 | 0 | 0 | 0 | 0
NODA Nacogdoches SO2 Cap Annual v5.15 | 441 | 7253 | Rate Constraint in MTons | FALSE | L | Annual | Seasons Included | Seasons | Winter, WintShld, Summer | Winter, WintShld, Summer | Winter, WintShld, Summer | Winter, WintShld, Summer | Winter, WintShld, Summer | Winter, WintShld, Summer | Winter, WintShld, Summer | Winter, WintShld, Summer
NODA Nacogdoches SO2 Cap Annual v5.15 | 441 | 7253 | Rate Constraint in MTons | FALSE | L | Annual | Standard SO2 | Thousand Tons | 0.277 | 0.277 | 0.277 | 0.277 | 0.277 | 0.277 | 0.277 | 0.277
NODA Nacogdoches SO2 Cap Annual v5.15 | 441 | 7253 | Rate Constraint in MTons | FALSE | L | Annual | Emissions at Affected Plants SO2 | Thousand Tons | 0 | 0 | 0 | 0 | 0 | 0 | 0 | 0
NODA Nacogdoches SO2 Cap Annual v5.15 | 441 | 7253 | Rate Constraint in MTons | FALSE | L | Annual | Allowances Purchased SO2 | Thousand Tons | 0 | 0 | 0 | 0 | 0 | 0 | 0 | 0
NODA Nacogdoches SO2 Cap Annual v5.15 | 441 | 7253 | Rate Constraint in MTons | FALSE | L | Annual | Allowances Sold SO2 | Thousand Tons | 0 | 0 | 0 | 0 | 0 | 0 | 0 | 0
NODA Nacogdoches SO2 Cap Annual v5.15 | 441 | 7253 | Rate Constraint in MTons | FALSE | L | Annual | Allowances Banked | Thousand Tons | 0 | 0 | 0 | 0 | 0 | 0 | 0 | 0
NODA Nacogdoches SO2 Cap Annual v5.15 | 441 | 7253 | Rate Constraint in MTons | FALSE | L | Annual | Allowances Withdrawn (1:1) | Thousand Tons | 0 | 0 | 0 | 0 | 0 | 0 | 0 | 0
NODA Nacogdoches SO2 Cap Annual v5.15 | 441 | 7253 | Rate Constraint in MTons | FALSE | L | Annual | Allowances Withdrawn (n:1) | Thousand Tons | 0 | 0 | 0 | 0 | 0 | 0 | 0 | 0
NODA Nacogdoches SO2 Cap Annual v5.15 | 441 | 7253 | Rate Constraint in MTons | FALSE | L | Annual | Net Emissions Allowance Position | Thousand Tons | 0 | 0 | 0 | 0 | 0 | 0 | 0 | 0
NODA Nacogdoches SO2 Cap Annual v5.15 | 441 | 7253 | Rate Constraint in MTons | FALSE | L | Annual | Fuel Consumed | TBtu | 0 | 0 | 0 | 0 | 0 | 0 | 0 | 0
NODA Nacogdoches SO2 Cap Annual v5.15 | 441 | 7253 | Rate Constraint in MTons | FALSE | L | Annual | Rate | lb/MMBtu | 0 | 0 | 0 | 0 | 0 | 0 | 0 | 0
NODA Nacogdoches SO2 Cap Annual v5.15 | 441 | 7253 | Rate Constraint in MTons | FALSE | L | Annual | Generation | TWh | 0 | 0 | 0 | 0 | 0 | 0 | 0 | 0
NODA Nacogdoches SO2 Cap Annual v5.15 | 441 | 7253 | Rate Constraint in MTons | FALSE | L | Annual | Qualifying Generation | TWh | 0 | 0 | 0 | 0 | 0 | 0 | 0 | 0
NODA Nacogdoches SO2 Cap Annual v5.15 | 441 | 7253 | Rate Constraint in MTons | FALSE | L | Annual | Rate | lb/MWh | 0 | 0 | 0 | 0 | 0 | 0 | 0 | 0
NODA Nacogdoches SO2 Cap Annual v5.15 | 441 | 7253 | Rate Constraint in MTons | FALSE | L | Annual | Constraint Shadow Price | US2019$/Ton | 0 | 0 | 0 | 0 | 0 | 0 | 0 | 0
NODA Newark NOx Cap Annual v5.15 | 442 | 7249 | Rate Constraint in MTons | FALSE | L | Annual | Seasons Included | Seasons | Winter, WintShld, Summer | Winter, WintShld, Summer | Winter, WintShld, Summer | Winter, WintShld, Summer | Winter, WintShld, Summer | Winter, WintShld, Summer | Winter, WintShld, Summer | Winter, WintShld, Summer
NODA Newark NOx Cap Annual v5.15 | 442 | 7249 | Rate Constraint in MTons | FALSE | L | Annual | Standard NOX | Thousand Tons | 0.278 | 0.278 | 0.278 | 0.278 | 0.278 | 0.278 | 0.278 | 0.278
NODA Newark NOx Cap Annual v5.15 | 442 | 7249 | Rate Constraint in MTons | FALSE | L | Annual | Emissions at Affected Plants NOX | Thousand Tons | 0.057954 | 0.067579 | 0.1116 | 0.1116 | 0.1116 | 0.1116 | 0.1116 | 0.1116
NODA Newark NOx Cap Annual v5.15 | 442 | 7249 | Rate Constraint in MTons | FALSE | L | Annual | Allowances Purchased NOX | Thousand Tons | 0 | 0 | 0 | 0 | 0 | 0 | 0 | 0
NODA Newark NOx Cap Annual v5.15 | 442 | 7249 | Rate Constraint in MTons | FALSE | L | Annual | Allowances Sold NOX | Thousand Tons | 0 | 0 | 0 | 0 | 0 | 0 | 0 | 0
NODA Newark NOx Cap Annual v5.15 | 442 | 7249 | Rate Constraint in MTons | FALSE | L | Annual | Allowances Banked | Thousand Tons | 0 | 0 | 0 | 0 | 0 | 0 | 0 | 0
NODA Newark NOx Cap Annual v5.15 | 442 | 7249 | Rate Constraint in MTons | FALSE | L | Annual | Allowances Withdrawn (1:1) | Thousand Tons | 0 | 0 | 0 | 0 | 0 | 0 | 0 | 0
NODA Newark NOx Cap Annual v5.15 | 442 | 7249 | Rate Constraint in MTons | FALSE | L | Annual | Allowances Withdrawn (n:1) | Thousand Tons | 0 | 0 | 0 | 0 | 0 | 0 | 0 | 0
NODA Newark NOx Cap Annual v5.15 | 442 | 7249 | Rate Constraint in MTons | FALSE | L | Annual | Net Emissions Allowance Position | Thousand Tons | 0.057954 | 0.067579 | 0.1116 | 0.1116 | 0.1116 | 0.1116 | 0.1116 | 0.1116
NODA Newark NOx Cap Annual v5.15 | 442 | 7249 | Rate Constraint in MTons | FALSE | L | Annual | Fuel Consumed | TBtu | 19.2176 | 22.4094 | 37.0069 | 37.0069 | 37.0069 | 37.0069 | 37.0069 | 37.0069
NODA Newark NOx Cap Annual v5.15 | 442 | 7249 | Rate Constraint in MTons | FALSE | L | Annual | Rate | lb/MMBtu | 0.0060313 | 0.0060313 | 0.0060313 | 0.0060313 | 0.0060313 | 0.0060313 | 0.0060313 | 0.0060313
NODA Newark NOx Cap Annual v5.15 | 442 | 7249 | Rate Constraint in MTons | FALSE | L | Annual | Generation | TWh | 2.7259 | 3.1786 | 5.2492 | 5.2492 | 5.2492 | 5.2492 | 5.2492 | 5.2492
NODA Newark NOx Cap Annual v5.15 | 442 | 7249 | Rate Constraint in MTons | FALSE | L | Annual | Qualifying Generation | TWh | 2.7259 | 3.1786 | 5.2492 | 5.2492 | 5.2492 | 5.2492 | 5.2492 | 5.2492
NODA Newark NOx Cap Annual v5.15 | 442 | 7249 | Rate Constraint in MTons | FALSE | L | Annual | Rate | lb/MWh | 0.042521 | 0.042521 | 0.042521 | 0.042521 | 0.042521 | 0.042521 | 0.042521 | 0.042521
NODA Newark NOx Cap Annual v5.15 | 442 | 7249 | Rate Constraint in MTons | FALSE | L | Annual | Constraint Shadow Price | US2019$/Ton | 0 | 0 | 0 | 0 | 0 | 0 | 0 | 0
NODA West Deptford NOx Cap Annual v5.15 | 443 | 7250 | Rate Constraint in MTons | FALSE | L | Annual | Seasons Included | Seasons | Winter, WintShld, Summer | Winter, WintShld, Summer | Winter, WintShld, Summer | Winter, WintShld, Summer | Winter, WintShld, Summer | Winter, WintShld, Summer | Winter, WintShld, Summer | Winter, WintShld, Summer
NODA West Deptford NOx Cap Annual v5.15 | 443 | 7250 | Rate Constraint in MTons | FALSE | L | Annual | Standard NOX | Thousand Tons | 0.717 | 0.717 | 0.717 | 0.717 | 0.717 | 0.717 | 0.717 | 0.717
NODA West Deptford NOx Cap Annual v5.15 | 443 | 7250 | Rate Constraint in MTons | FALSE | L | Annual | Emissions at Affected Plants NOX | Thousand Tons | 0.042495 | 0.070635 | 0.10985 | 0.11923 | 0.090576 | 0.11923 | 0.11923 | 0.11923
NODA West Deptford NOx Cap Annual v5.15 | 443 | 7250 | Rate Constraint in MTons | FALSE | L | Annual | Allowances Purchased NOX | Thousand Tons | 0 | 0 | 0 | 0 | 0 | 0 | 0 | 0
NODA West Deptford NOx Cap Annual v5.15 | 443 | 7250 | Rate Constraint in MTons | FALSE | L | Annual | Allowances Sold NOX | Thousand Tons | 0 | 0 | 0 | 0 | 0 | 0 | 0 | 0
NODA West Deptford NOx Cap Annual v5.15 | 443 | 7250 | Rate Constraint in MTons | FALSE | L | Annual | Allowances Banked | Thousand Tons | 0 | 0 | 0 | 0 | 0 | 0 | 0 | 0
NODA West Deptford NOx Cap Annual v5.15 | 443 | 7250 | Rate Constraint in MTons | FALSE | L | Annual | Allowances Withdrawn (1:1) | Thousand Tons | 0 | 0 | 0 | 0 | 0 | 0 | 0 | 0
NODA West Deptford NOx Cap Annual v5.15 | 443 | 7250 | Rate Constraint in MTons | FALSE | L | Annual | Allowances Withdrawn (n:1) | Thousand Tons | 0 | 0 | 0 | 0 | 0 | 0 | 0 | 0
NODA West Deptford NOx Cap Annual v5.15 | 443 | 7250 | Rate Constraint in MTons | FALSE | L | Annual | Net Emissions Allowance Position | Thousand Tons | 0.042495 | 0.070635 | 0.10985 | 0.11923 | 0.090576 | 0.11923 | 0.11923 | 0.11923
NODA West Deptford NOx Cap Annual v5.15 | 443 | 7250 | Rate Constraint in MTons | FALSE | L | Annual | Fuel Consumed | TBtu | 13.855 | 23.0296 | 35.8152 | 38.8743 | 29.531 | 38.8743 | 38.8743 | 38.8743
NODA West Deptford NOx Cap Annual v5.15 | 443 | 7250 | Rate Constraint in MTons | FALSE | L | Annual | Rate | lb/MMBtu | 0.0061343 | 0.0061343 | 0.0061343 | 0.0061343 | 0.0061343 | 0.0061343 | 0.0061343 | 0.0061343
NODA West Deptford NOx Cap Annual v5.15 | 443 | 7250 | Rate Constraint in MTons | FALSE | L | Annual | Generation | TWh | 1.9586 | 3.2555 | 5.0629 | 5.4954 | 4.1746 | 5.4954 | 5.4954 | 5.4954
NODA West Deptford NOx Cap Annual v5.15 | 443 | 7250 | Rate Constraint in MTons | FALSE | L | Annual | Qualifying Generation | TWh | 1.9586 | 3.2555 | 5.0629 | 5.4954 | 4.1746 | 5.4954 | 5.4954 | 5.4954
NODA West Deptford NOx Cap Annual v5.15 | 443 | 7250 | Rate Constraint in MTons | FALSE | L | Annual | Rate | lb/MWh | 0.043394 | 0.043394 | 0.043394 | 0.043394 | 0.043394 | 0.043394 | 0.043394 | 0.043394
NODA West Deptford NOx Cap Annual v5.15 | 443 | 7250 | Rate Constraint in MTons | FALSE | L | Annual | Constraint Shadow Price | US2019$/Ton | 0 | 0 | 0 | 0 | 0 | 0 | 0 | 0
NODA Wheelabrator Lisbon 1 NOX Cap Annual v5.15 | 444 | 7260 | Rate Constraint in MTons | FALSE | L | Annual | Seasons Included | Seasons | Winter, WintShld, Summer | Winter, WintShld, Summer | Winter, WintShld, Summer | Winter, WintShld, Summer | Winter, WintShld, Summer | Winter, WintShld, Summer | Winter, WintShld, Summer | Winter, WintShld, Summer
NODA Wheelabrator Lisbon 1 NOX Cap Annual v5.15 | 444 | 7260 | Rate Constraint in MTons | FALSE | L | Annual | Standard NOX | Thousand Tons | 0.148 | 0.148 | 0.148 | 0.148 | 0.148 | 0.148 | 0.148 | 0.148
NODA Wheelabrator Lisbon 1 NOX Cap Annual v5.15 | 444 | 7260 | Rate Constraint in MTons | FALSE | L | Annual | Emissions at Affected Plants NOX | Thousand Tons | 0.12346 | 0.12346 | 0.12346 | 0.12346 | 0.12346 | 0.12346 | 0.12346 | 0.12346
NODA Wheelabrator Lisbon 1 NOX Cap Annual v5.15 | 444 | 7260 | Rate Constraint in MTons | FALSE | L | Annual | Allowances Purchased NOX | Thousand Tons | 0 | 0 | 0 | 0 | 0 | 0 | 0 | 0
NODA Wheelabrator Lisbon 1 NOX Cap Annual v5.15 | 444 | 7260 | Rate Constraint in MTons | FALSE | L | Annual | Allowances Sold NOX | Thousand Tons | 0 | 0 | 0 | 0 | 0 | 0 | 0 | 0
NODA Wheelabrator Lisbon 1 NOX Cap Annual v5.15 | 444 | 7260 | Rate Constraint in MTons | FALSE | L | Annual | Allowances Banked | Thousand Tons | 0 | 0 | 0 | 0 | 0 | 0 | 0 | 0
NODA Wheelabrator Lisbon 1 NOX Cap Annual v5.15 | 444 | 7260 | Rate Constraint in MTons | FALSE | L | Annual | Allowances Withdrawn (1:1) | Thousand Tons | 0 | 0 | 0 | 0 | 0 | 0 | 0 | 0
NODA Wheelabrator Lisbon 1 NOX Cap Annual v5.15 | 444 | 7260 | Rate Constraint in MTons | FALSE | L | Annual | Allowances Withdrawn (n:1) | Thousand Tons | 0 | 0 | 0 | 0 | 0 | 0 | 0 | 0
NODA Wheelabrator Lisbon 1 NOX Cap Annual v5.15 | 444 | 7260 | Rate Constraint in MTons | FALSE | L | Annual | Net Emissions Allowance Position | Thousand Tons | 0.12346 | 0.12346 | 0.12346 | 0.12346 | 0.12346 | 0.12346 | 0.12346 | 0.12346
NODA Wheelabrator Lisbon 1 NOX Cap Annual v5.15 | 444 | 7260 | Rate Constraint in MTons | FALSE | L | Annual | Fuel Consumed | TBtu | 0.92981 | 0.92981 | 0.92981 | 0.92981 | 0.92981 | 0.92981 | 0.92981 | 0.92981
NODA Wheelabrator Lisbon 1 NOX Cap Annual v5.15 | 444 | 7260 | Rate Constraint in MTons | FALSE | L | Annual | Rate | lb/MMBtu | 0.26556 | 0.26556 | 0.26556 | 0.26556 | 0.26556 | 0.26556 | 0.26556 | 0.26556
NODA Wheelabrator Lisbon 1 NOX Cap Annual v5.15 | 444 | 7260 | Rate Constraint in MTons | FALSE | L | Annual | Generation | TWh | 0.050638 | 0.050638 | 0.050638 | 0.050638 | 0.050638 | 0.050638 | 0.050638 | 0.050638
NODA Wheelabrator Lisbon 1 NOX Cap Annual v5.15 | 444 | 7260 | Rate Constraint in MTons | FALSE | L | Annual | Qualifying Generation | TWh | 0.050638 | 0.050638 | 0.050638 | 0.050638 | 0.050638 | 0.050638 | 0.050638 | 0.050638
NODA Wheelabrator Lisbon 1 NOX Cap Annual v5.15 | 444 | 7260 | Rate Constraint in MTons | FALSE | L | Annual | Rate | lb/MWh | 4.8762 | 4.8762 | 4.8762 | 4.8762 | 4.8762 | 4.8762 | 4.8762 | 4.8762
NODA Wheelabrator Lisbon 1 NOX Cap Annual v5.15 | 444 | 7260 | Rate Constraint in MTons | FALSE | L | Annual | Constraint Shadow Price | US2019$/Ton | 0 | 0 | 0 | 0 | 0 | 0 | 0 | 0
NODA WheelabratorBridgeport 1 NOX Cap Annual v5.15 | 445 | 7257 | Rate Constraint in MTons | FALSE | L | Annual | Seasons Included | Seasons | Winter, WintShld, Summer | Winter, WintShld, Summer | Winter, WintShld, Summer | Winter, WintShld, Summer | Winter, WintShld, Summer | Winter, WintShld, Summer | Winter, WintShld, Summer | Winter, WintShld, Summer
NODA WheelabratorBridgeport 1 NOX Cap Annual v5.15 | 445 | 7257 | Rate Constraint in MTons | FALSE | L | Annual | Standard NOX | Thousand Tons | 0.501 | 0.501 | 0.501 | 0.501 | 0.501 | 0.501 | 0.501 | 0.501
NODA WheelabratorBridgeport 1 NOX Cap Annual v5.15 | 445 | 7257 | Rate Constraint in MTons | FALSE | L | Annual | Emissions at Affected Plants NOX | Thousand Tons | 0.28406 | 0.28406 | 0.28406 | 0.28406 | 0.28406 | 0.28406 | 0.28406 | 0.28406
NODA WheelabratorBridgeport 1 NOX Cap Annual v5.15 | 445 | 7257 | Rate Constraint in MTons | FALSE | L | Annual | Allowances Purchased NOX | Thousand Tons | 0 | 0 | 0 | 0 | 0 | 0 | 0 | 0
NODA WheelabratorBridgeport 1 NOX Cap Annual v5.15 | 445 | 7257 | Rate Constraint in MTons | FALSE | L | Annual | Allowances Sold NOX | Thousand Tons | 0 | 0 | 0 | 0 | 0 | 0 | 0 | 0
NODA WheelabratorBridgeport 1 NOX Cap Annual v5.15 | 445 | 7257 | Rate Constraint in MTons | FALSE | L | Annual | Allowances Banked | Thousand Tons | 0 | 0 | 0 | 0 | 0 | 0 | 0 | 0
NODA WheelabratorBridgeport 1 NOX Cap Annual v5.15 | 445 | 7257 | Rate Constraint in MTons | FALSE | L | Annual | Allowances Withdrawn (1:1) | Thousand Tons | 0 | 0 | 0 | 0 | 0 | 0 | 0 | 0
NODA WheelabratorBridgeport 1 NOX Cap Annual v5.15 | 445 | 7257 | Rate Constraint in MTons | FALSE | L | Annual | Allowances Withdrawn (n:1) | Thousand Tons | 0 | 0 | 0 | 0 | 0 | 0 | 0 | 0
NODA WheelabratorBridgeport 1 NOX Cap Annual v5.15 | 445 | 7257 | Rate Constraint in MTons | FALSE | L | Annual | Net Emissions Allowance Position | Thousand Tons | 0.28406 | 0.28406 | 0.28406 | 0.28406 | 0.28406 | 0.28406 | 0.28406 | 0.28406
NODA WheelabratorBridgeport 1 NOX Cap Annual v5.15 | 445 | 7257 | Rate Constraint in MTons | FALSE | L | Annual | Fuel Consumed | TBtu | 2.3409 | 2.3409 | 2.3409 | 2.3409 | 2.3409 | 2.3409 | 2.3409 | 2.3409
NODA WheelabratorBridgeport 1 NOX Cap Annual v5.15 | 445 | 7257 | Rate Constraint in MTons | FALSE | L | Annual | Rate | lb/MMBtu | 0.24269 | 0.24269 | 0.24269 | 0.24269 | 0.24269 | 0.24269 | 0.24269 | 0.24269
NODA WheelabratorBridgeport 1 NOX Cap Annual v5.15 | 445 | 7257 | Rate Constraint in MTons | FALSE | L | Annual | Generation | TWh | 0.13962 | 0.13962 | 0.13962 | 0.13962 | 0.13962 | 0.13962 | 0.13962 | 0.13962
NODA WheelabratorBridgeport 1 NOX Cap Annual v5.15 | 445 | 7257 | Rate Constraint in MTons | FALSE | L | Annual | Qualifying Generation | TWh | 0.13962 | 0.13962 | 0.13962 | 0.13962 | 0.13962 | 0.13962 | 0.13962 | 0.13962
NODA WheelabratorBridgeport 1 NOX Cap Annual v5.15 | 445 | 7257 | Rate Constraint in MTons | FALSE | L | Annual | Rate | lb/MWh | 4.0692 | 4.0692 | 4.0692 | 4.0692 | 4.0692 | 4.0692 | 4.0692 | 4.0692
NODA WheelabratorBridgeport 1 NOX Cap Annual v5.15 | 445 | 7257 | Rate Constraint in MTons | FALSE | L | Annual | Constraint Shadow Price | US2019$/Ton | 0 | 0 | 0 | 0 | 0 | 0 | 0 | 0
NODA WheelabratorBridgeport 2 NOX Cap Annual v5.15 | 446 | 7258 | Rate Constraint in MTons | FALSE | L | Annual | Seasons Included | Seasons | Winter, WintShld, Summer | Winter, WintShld, Summer | Winter, WintShld, Summer | Winter, WintShld, Summer | Winter, WintShld, Summer | Winter, WintShld, Summer | Winter, WintShld, Summer | Winter, WintShld, Summer
NODA WheelabratorBridgeport 2 NOX Cap Annual v5.15 | 446 | 7258 | Rate Constraint in MTons | FALSE | L | Annual | Standard NOX | Thousand Tons | 0.501 | 0.501 | 0.501 | 0.501 | 0.501 | 0.501 | 0.501 | 0.501
NODA WheelabratorBridgeport 2 NOX Cap Annual v5.15 | 446 | 7258 | Rate Constraint in MTons | FALSE | L | Annual | Emissions at Affected Plants NOX | Thousand Tons | 0.29148 | 0.29148 | 0.29148 | 0.29148 | 0.29148 | 0.29148 | 0.29148 | 0.29148
NODA WheelabratorBridgeport 2 NOX Cap Annual v5.15 | 446 | 7258 | Rate Constraint in MTons | FALSE | L | Annual | Allowances Purchased NOX | Thousand Tons | 0 | 0 | 0 | 0 | 0 | 0 | 0 | 0
NODA WheelabratorBridgeport 2 NOX Cap Annual v5.15 | 446 | 7258 | Rate Constraint in MTons | FALSE | L | Annual | Allowances Sold NOX | Thousand Tons | 0 | 0 | 0 | 0 | 0 | 0 | 0 | 0
NODA WheelabratorBridgeport 2 NOX Cap Annual v5.15 | 446 | 7258 | Rate Constraint in MTons | FALSE | L | Annual | Allowances Banked | Thousand Tons | 0 | 0 | 0 | 0 | 0 | 0 | 0 | 0
NODA WheelabratorBridgeport 2 NOX Cap Annual v5.15 | 446 | 7258 | Rate Constraint in MTons | FALSE | L | Annual | Allowances Withdrawn (1:1) | Thousand Tons | 0 | 0 | 0 | 0 | 0 | 0 | 0 | 0
NODA WheelabratorBridgeport 2 NOX Cap Annual v5.15 | 446 | 7258 | Rate Constraint in MTons | FALSE | L | Annual | Allowances Withdrawn (n:1) | Thousand Tons | 0 | 0 | 0 | 0 | 0 | 0 | 0 | 0
NODA WheelabratorBridgeport 2 NOX Cap Annual v5.15 | 446 | 7258 | Rate Constraint in MTons | FALSE | L | Annual | Net Emissions Allowance Position | Thousand Tons | 0.29148 | 0.29148 | 0.29148 | 0.29148 | 0.29148 | 0.29148 | 0.29148 | 0.29148
NODA WheelabratorBridgeport 2 NOX Cap Annual v5.15 | 446 | 7258 | Rate Constraint in MTons | FALSE | L | Annual | Fuel Consumed | TBtu | 2.3409 | 2.3409 | 2.3409 | 2.3409 | 2.3409 | 2.3409 | 2.3409 | 2.3409
NODA WheelabratorBridgeport 2 NOX Cap Annual v5.15 | 446 | 7258 | Rate Constraint in MTons | FALSE | L | Annual | Rate | lb/MMBtu | 0.24903 | 0.24903 | 0.24903 | 0.24903 | 0.24903 | 0.24903 | 0.24903 | 0.24903
NODA WheelabratorBridgeport 2 NOX Cap Annual v5.15 | 446 | 7258 | Rate Constraint in MTons | FALSE | L | Annual | Generation | TWh | 0.13962 | 0.13962 | 0.13962 | 0.13962 | 0.13962 | 0.13962 | 0.13962 | 0.13962
NODA WheelabratorBridgeport 2 NOX Cap Annual v5.15 | 446 | 7258 | Rate Constraint in MTons | FALSE | L | Annual | Qualifying Generation | TWh | 0.13962 | 0.13962 | 0.13962 | 0.13962 | 0.13962 | 0.13962 | 0.13962 | 0.13962
NODA WheelabratorBridgeport 2 NOX Cap Annual v5.15 | 446 | 7258 | Rate Constraint in MTons | FALSE | L | Annual | Rate | lb/MWh | 4.1755 | 4.1755 | 4.1755 | 4.1755 | 4.1755 | 4.1755 | 4.1755 | 4.1755
NODA WheelabratorBridgeport 2 NOX Cap Annual v5.15 | 446 | 7258 | Rate Constraint in MTons | FALSE | L | Annual | Constraint Shadow Price | US2019$/Ton | 0 | 0 | 0 | 0 | 0 | 0 | 0 | 0
NODA WheelabratorBridgeport 3 NOX Cap Annual v5.15 | 447 | 7259 | Rate Constraint in MTons | FALSE | L | Annual | Seasons Included | Seasons | Winter, WintShld, Summer | Winter, WintShld, Summer | Winter, WintShld, Summer | Winter, WintShld, Summer | Winter, WintShld, Summer | Winter, WintShld, Summer | Winter, WintShld, Summer | Winter, WintShld, Summer
NODA WheelabratorBridgeport 3 NOX Cap Annual v5.15 | 447 | 7259 | Rate Constraint in MTons | FALSE | L | Annual | Standard NOX | Thousand Tons | 0.501 | 0.501 | 0.501 | 0.501 | 0.501 | 0.501 | 0.501 | 0.501
NODA WheelabratorBridgeport 3 NOX Cap Annual v5.15 | 447 | 7259 | Rate Constraint in MTons | FALSE | L | Annual | Emissions at Affected Plants NOX | Thousand Tons | 0.28112 | 0.28112 | 0.28112 | 0.28112 | 0.28112 | 0.28112 | 0.28112 | 0.28112
NODA WheelabratorBridgeport 3 NOX Cap Annual v5.15 | 447 | 7259 | Rate Constraint in MTons | FALSE | L | Annual | Allowances Purchased NOX | Thousand Tons | 0 | 0 | 0 | 0 | 0 | 0 | 0 | 0
NODA WheelabratorBridgeport 3 NOX Cap Annual v5.15 | 447 | 7259 | Rate Constraint in MTons | FALSE | L | Annual | Allowances Sold NOX | Thousand Tons | 0 | 0 | 0 | 0 | 0 | 0 | 0 | 0
NODA WheelabratorBridgeport 3 NOX Cap Annual v5.15 | 447 | 7259 | Rate Constraint in MTons | FALSE | L | Annual | Allowances Banked | Thousand Tons | 0 | 0 | 0 | 0 | 0 | 0 | 0 | 0
NODA WheelabratorBridgeport 3 NOX Cap Annual v5.15 | 447 | 7259 | Rate Constraint in MTons | FALSE | L | Annual | Allowances Withdrawn (1:1) | Thousand Tons | 0 | 0 | 0 | 0 | 0 | 0 | 0 | 0
NODA WheelabratorBridgeport 3 NOX Cap Annual v5.15 | 447 | 7259 | Rate Constraint in MTons | FALSE | L | Annual | Allowances Withdrawn (n:1) | Thousand Tons | 0 | 0 | 0 | 0 | 0 | 0 | 0 | 0
NODA WheelabratorBridgeport 3 NOX Cap Annual v5.15 | 447 | 7259 | Rate Constraint in MTons | FALSE | L | Annual | Net Emissions Allowance Position | Thousand Tons | 0.28112 | 0.28112 | 0.28112 | 0.28112 | 0.28112 | 0.28112 | 0.28112 | 0.28112
NODA WheelabratorBridgeport 3 NOX Cap Annual v5.15 | 447 | 7259 | Rate Constraint in MTons | FALSE | L | Annual | Fuel Consumed | TBtu | 2.3409 | 2.3409 | 2.3409 | 2.3409 | 2.3409 | 2.3409 | 2.3409 | 2.3409
NODA WheelabratorBridgeport 3 NOX Cap Annual v5.15 | 447 | 7259 | Rate Constraint in MTons | FALSE | L | Annual | Rate | lb/MMBtu | 0.24018 | 0.24018 | 0.24018 | 0.24018 | 0.24018 | 0.24018 | 0.24018 | 0.24018
NODA WheelabratorBridgeport 3 NOX Cap Annual v5.15 | 447 | 7259 | Rate Constraint in MTons | FALSE | L | Annual | Generation | TWh | 0.13962 | 0.13962 | 0.13962 | 0.13962 | 0.13962 | 0.13962 | 0.13962 | 0.13962
NODA WheelabratorBridgeport 3 NOX Cap Annual v5.15 | 447 | 7259 | Rate Constraint in MTons | FALSE | L | Annual | Qualifying Generation | TWh | 0.13962 | 0.13962 | 0.13962 | 0.13962 | 0.13962 | 0.13962 | 0.13962 | 0.13962
NODA WheelabratorBridgeport 3 NOX Cap Annual v5.15 | 447 | 7259 | Rate Constraint in MTons | FALSE | L | Annual | Rate | lb/MWh | 4.0271 | 4.0271 | 4.0271 | 4.0271 | 4.0271 | 4.0271 | 4.0271 | 4.0271
NODA WheelabratorBridgeport 3 NOX Cap Annual v5.15 | 447 | 7259 | Rate Constraint in MTons | FALSE | L | Annual | Constraint Shadow Price | US2019$/Ton | 0 | 0 | 0 | 0 | 0 | 0 | 0 | 0
NODA Woodbridge NOx Cap Annual v5.15 | 448 | 7251 | Rate Constraint in MTons | FALSE | L | Annual | Seasons Included | Seasons | Winter, WintShld, Summer | Winter, WintShld, Summer | Winter, WintShld, Summer | Winter, WintShld, Summer | Winter, WintShld, Summer | Winter, WintShld, Summer | Winter, WintShld, Summer | Winter, WintShld, Summer
NODA Woodbridge NOx Cap Annual v5.15 | 448 | 7251 | Rate Constraint in MTons | FALSE | L | Annual | Standard NOX | Thousand Tons | 0.297 | 0.297 | 0.297 | 0.297 | 0.297 | 0.297 | 0.297 | 0.297
NODA Woodbridge NOx Cap Annual v5.15 | 448 | 7251 | Rate Constraint in MTons | FALSE | L | Annual | Emissions at Affected Plants NOX | Thousand Tons | 0.027553 | 0.036621 | 0.055717 | 0.060476 | 0.060476 | 0.060476 | 0.060476 | 0.060476
NODA Woodbridge NOx Cap Annual v5.15 | 448 | 7251 | Rate Constraint in MTons | FALSE | L | Annual | Allowances Purchased NOX | Thousand Tons | 0 | 0 | 0 | 0 | 0 | 0 | 0 | 0
NODA Woodbridge NOx Cap Annual v5.15 | 448 | 7251 | Rate Constraint in MTons | FALSE | L | Annual | Allowances Sold NOX | Thousand Tons | 0 | 0 | 0 | 0 | 0 | 0 | 0 | 0
NODA Woodbridge NOx Cap Annual v5.15 | 448 | 7251 | Rate Constraint in MTons | FALSE | L | Annual | Allowances Banked | Thousand Tons | 0 | 0 | 0 | 0 | 0 | 0 | 0 | 0
NODA Woodbridge NOx Cap Annual v5.15 | 448 | 7251 | Rate Constraint in MTons | FALSE | L | Annual | Allowances Withdrawn (1:1) | Thousand Tons | 0 | 0 | 0 | 0 | 0 | 0 | 0 | 0
NODA Woodbridge NOx Cap Annual v5.15 | 448 | 7251 | Rate Constraint in MTons | FALSE | L | Annual | Allowances Withdrawn (n:1) | Thousand Tons | 0 | 0 | 0 | 0 | 0 | 0 | 0 | 0
NODA Woodbridge NOx Cap Annual v5.15 | 448 | 7251 | Rate Constraint in MTons | FALSE | L | Annual | Net Emissions Allowance Position | Thousand Tons | 0.027553 | 0.036621 | 0.055717 | 0.060476 | 0.060476 | 0.060476 | 0.060476 | 0.060476
NODA Woodbridge NOx Cap Annual v5.15 | 448 | 7251 | Rate Constraint in MTons | FALSE | L | Annual | Fuel Consumed | TBtu | 9.8922 | 13.1478 | 20.0037 | 21.7123 | 21.7123 | 21.7123 | 21.7123 | 21.7123
NODA Woodbridge NOx Cap Annual v5.15 | 448 | 7251 | Rate Constraint in MTons | FALSE | L | Annual | Rate | lb/MMBtu | 0.0055707 | 0.0055707 | 0.0055707 | 0.0055707 | 0.0055707 | 0.0055707 | 0.0055707 | 0.0055707
NODA Woodbridge NOx Cap Annual v5.15 | 448 | 7251 | Rate Constraint in MTons | FALSE | L | Annual | Generation | TWh | 1.4032 | 1.8649 | 2.8374 | 3.0798 | 3.0798 | 3.0798 | 3.0798 | 3.0798
NODA Woodbridge NOx Cap Annual v5.15 | 448 | 7251 | Rate Constraint in MTons | FALSE | L | Annual | Qualifying Generation | TWh | 1.4032 | 1.8649 | 2.8374 | 3.0798 | 3.0798 | 3.0798 | 3.0798 | 3.0798
NODA Woodbridge NOx Cap Annual v5.15 | 448 | 7251 | Rate Constraint in MTons | FALSE | L | Annual | Rate | lb/MWh | 0.039273 | 0.039273 | 0.039273 | 0.039273 | 0.039273 | 0.039273 | 0.039273 | 0.039273
NODA Woodbridge NOx Cap Annual v5.15 | 448 | 7251 | Rate Constraint in MTons | FALSE | L | Annual | Constraint Shadow Price | US2019$/Ton | 0 | 0 | 0 | 0 | 0 | 0 | 0 | 0
North Carolina Duke - NOX Cap Annual v3.1 | 449 | 7354 | Rate Constraint in MTons | FALSE | L | Annual | Seasons Included | Seasons | Winter, WintShld, Summer | Winter, WintShld, Summer | Winter, WintShld, Summer | Winter, WintShld, Summer | Winter, WintShld, Summer | Winter, WintShld, Summer | Winter, WintShld, Summer | Winter, WintShld, Summer
North Carolina Duke - NOX Cap Annual v3.1 | 449 | 7354 | Rate Constraint in MTons | FALSE | L | Annual | Standard NOX | Thousand Tons | 31 | 31 | 31 | 31 | 31 | 31 | 31 | 31
North Carolina Duke - NOX Cap Annual v3.1 | 449 | 7354 | Rate Constraint in MTons | FALSE | L | Annual | Emissions at Affected Plants NOX | Thousand Tons | 20.0481 | 10.3428 | 7.4417 | 8.5588 | 5.7039 | 3.9688 | 3.3319 | 2.0184
North Carolina Duke - NOX Cap Annual v3.1 | 449 | 7354 | Rate Constraint in MTons | FALSE | L | Annual | Allowances Purchased NOX | Thousand Tons | 0 | 0 | 0 | 0 | 0 | 0 | 0 | 0
North Carolina Duke - NOX Cap Annual v3.1 | 449 | 7354 | Rate Constraint in MTons | FALSE | L | Annual | Allowances Sold NOX | Thousand Tons | 0 | 0 | 0 | 0 | 0 | 0 | 0 | 0
North Carolina Duke - NOX Cap Annual v3.1 | 449 | 7354 | Rate Constraint in MTons | FALSE | L | Annual | Allowances Banked | Thousand Tons | 0 | 0 | 0 | 0 | 0 | 0 | 0 | 0
North Carolina Duke - NOX Cap Annual v3.1 | 449 | 7354 | Rate Constraint in MTons | FALSE | L | Annual | Allowances Withdrawn (1:1) | Thousand Tons | 0 | 0 | 0 | 0 | 0 | 0 | 0 | 0
North Carolina Duke - NOX Cap Annual v3.1 | 449 | 7354 | Rate Constraint in MTons | FALSE | L | Annual | Allowances Withdrawn (n:1) | Thousand Tons | 0 | 0 | 0 | 0 | 0 | 0 | 0 | 0
North Carolina Duke - NOX Cap Annual v3.1 | 449 | 7354 | Rate Constraint in MTons | FALSE | L | Annual | Net Emissions Allowance Position | Thousand Tons | 20.0481 | 10.3428 | 7.4417 | 8.5588 | 5.7039 | 3.9688 | 3.3319 | 2.0184
North Carolina Duke - NOX Cap Annual v3.1 | 449 | 7354 | Rate Constraint in MTons | FALSE | L | Annual | Fuel Consumed | TBtu | 238.981 | 154.1698 | 125.0181 | 139.474 | 107.1719 | 88.6996 | 75.2001 | 29.3687
North Carolina Duke - NOX Cap Annual v3.1 | 449 | 7354 | Rate Constraint in MTons | FALSE | L | Annual | Rate | lb/MMBtu | 0.16778 | 0.13417 | 0.11905 | 0.12273 | 0.10644 | 0.089488 | 0.088614 | 0.13745
North Carolina Duke - NOX Cap Annual v3.1 | 449 | 7354 | Rate Constraint in MTons | FALSE | L | Annual | Generation | TWh | 25.5161 | 16.6529 | 13.531 | 15.0735 | 11.6142 | 9.6338 | 8.1713 | 3.1293
North Carolina Duke - NOX Cap Annual v3.1 | 449 | 7354 | Rate Constraint in MTons | FALSE | L | Annual | Qualifying Generation | TWh | 25.5161 | 16.6529 | 13.531 | 15.0735 | 11.6142 | 9.6338 | 8.1713 | 3.1293
North Carolina Duke - NOX Cap Annual v3.1 | 449 | 7354 | Rate Constraint in MTons | FALSE | L | Annual | Rate | lb/MWh | 1.5714 | 1.2422 | 1.0999 | 1.1356 | 0.98223 | 0.82393 | 0.81551 | 1.29
North Carolina Duke - NOX Cap Annual v3.1 | 449 | 7354 | Rate Constraint in MTons | FALSE | L | Annual | Constraint Shadow Price | US2019$/Ton | 0 | 0 | 0 | 0 | 0 | 0 | 0 | 0
North Carolina Duke - SO2 Cap Annual v3.1 | 450 | 7356 | Rate Constraint in MTons | FALSE | L | Annual | Seasons Included | Seasons | Winter, WintShld, Summer | Winter, WintShld, Summer | Winter, WintShld, Summer | Winter, WintShld, Summer | Winter, WintShld, Summer | Winter, WintShld, Summer | Winter, WintShld, Summer | Winter, WintShld, Summer
North Carolina Duke - SO2 Cap Annual v3.1 | 450 | 7356 | Rate Constraint in MTons | FALSE | L | Annual | Standard SO2 | Thousand Tons | 80 | 80 | 80 | 80 | 80 | 80 | 80 | 80
North Carolina Duke - SO2 Cap Annual v3.1 | 450 | 7356 | Rate Constraint in MTons | FALSE | L | Annual | Emissions at Affected Plants SO2 | Thousand Tons | 8.361 | 5.5814 | 4.5417 | 5.0623 | 3.8964 | 3.3417 | 2.8316 | 1.1059
North Carolina Duke - SO2 Cap Annual v3.1 | 450 | 7356 | Rate Constraint in MTons | FALSE | L | Annual | Allowances Purchased SO2 | Thousand Tons | 0 | 0 | 0 | 0 | 0 | 0 | 0 | 0
North Carolina Duke - SO2 Cap Annual v3.1 | 450 | 7356 | Rate Constraint in MTons | FALSE | L | Annual | Allowances Sold SO2 | Thousand Tons | 0 | 0 | 0 | 0 | 0 | 0 | 0 | 0
North Carolina Duke - SO2 Cap Annual v3.1 | 450 | 7356 | Rate Constraint in MTons | FALSE | L | Annual | Allowances Banked | Thousand Tons | 0 | 0 | 0 | 0 | 0 | 0 | 0 | 0
North Carolina Duke - SO2 Cap Annual v3.1 | 450 | 7356 | Rate Constraint in MTons | FALSE | L | Annual | Allowances Withdrawn (1:1) | Thousand Tons | 0 | 0 | 0 | 0 | 0 | 0 | 0 | 0
North Carolina Duke - SO2 Cap Annual v3.1 | 450 | 7356 | Rate Constraint in MTons | FALSE | L | Annual | Allowances Withdrawn (n:1) | Thousand Tons | 0 | 0 | 0 | 0 | 0 | 0 | 0 | 0
North Carolina Duke - SO2 Cap Annual v3.1 | 450 | 7356 | Rate Constraint in MTons | FALSE | L | Annual | Net Emissions Allowance Position | Thousand Tons | 8.361 | 5.5814 | 4.5417 | 5.0623 | 3.8964 | 3.3417 | 2.8316 | 1.1059
North Carolina Duke - SO2 Cap Annual v3.1 | 450 | 7356 | Rate Constraint in MTons | FALSE | L | Annual | Fuel Consumed | TBtu | 238.981 | 154.1698 | 125.0181 | 139.474 | 107.1719 | 88.6996 | 75.2001 | 29.3687
North Carolina Duke - SO2 Cap Annual v3.1 | 450 | 7356 | Rate Constraint in MTons | FALSE | L | Annual | Rate | lb/MMBtu | 0.069972 | 0.072406 | 0.072656 | 0.072592 | 0.072713 | 0.075348 | 0.075308 | 0.075308
North Carolina Duke - SO2 Cap Annual v3.1 | 450 | 7356 | Rate Constraint in MTons | FALSE | L | Annual | Generation | TWh | 25.5161 | 16.6529 | 13.531 | 15.0735 | 11.6142 | 9.6338 | 8.1713 | 3.1293
North Carolina Duke - SO2 Cap Annual v3.1 | 450 | 7356 | Rate Constraint in MTons | FALSE | L | Annual | Qualifying Generation | TWh | 25.5161 | 16.6529 | 13.531 | 15.0735 | 11.6142 | 9.6338 | 8.1713 | 3.1293
North Carolina Duke - SO2 Cap Annual v3.1 | 450 | 7356 | Rate Constraint in MTons | FALSE | L | Annual | Rate | lb/MWh | 0.65535 | 0.67032 | 0.6713 | 0.67169 | 0.67097 | 0.69374 | 0.69306 | 0.70677
North Carolina Duke - SO2 Cap Annual v3.1 | 450 | 7356 | Rate Constraint in MTons | FALSE | L | Annual | Constraint Shadow Price | US2019$/Ton | 0 | 0 | 0 | 0 | 0 | 0 | 0 | 0
North Carolina Progress - NOX Cap Annual v3.1 | 451 | 7353 | Rate Constraint in MTons | FALSE | L | Annual | Seasons Included | Seasons | Winter, WintShld, Summer | Winter, WintShld, Summer | Winter, WintShld, Summer | Winter, WintShld, Summer | Winter, WintShld, Summer | Winter, WintShld, Summer | Winter, WintShld, Summer | Winter, WintShld, Summer
North Carolina Progress - NOX Cap Annual v3.1 | 451 | 7353 | Rate Constraint in MTons | FALSE | L | Annual | Standard NOX | Thousand Tons | 25 | 25 | 25 | 25 | 25 | 25 | 25 | 25
North Carolina Progress - NOX Cap Annual v3.1 | 451 | 7353 | Rate Constraint in MTons | FALSE | L | Annual | Emissions at Affected Plants NOX | Thousand Tons | 14.5406 | 11.9035 | 0 | 0 | 0 | 0 | 0 | 0
North Carolina Progress - NOX Cap Annual v3.1 | 451 | 7353 | Rate Constraint in MTons | FALSE | L | Annual | Allowances Purchased NOX | Thousand Tons | 0 | 0 | 0 | 0 | 0 | 0 | 0 | 0
North Carolina Progress - NOX Cap Annual v3.1 | 451 | 7353 | Rate Constraint in MTons | FALSE | L | Annual | Allowances Sold NOX | Thousand Tons | 0 | 0 | 0 | 0 | 0 | 0 | 0 | 0
North Carolina Progress - NOX Cap Annual v3.1 | 451 | 7353 | Rate Constraint in MTons | FALSE | L | Annual | Allowances Banked | Thousand Tons | 0 | 0 | 0 | 0 | 0 | 0 | 0 | 0
North Carolina Progress - NOX Cap Annual v3.1 | 451 | 7353 | Rate Constraint in MTons | FALSE | L | Annual | Allowances Withdrawn (1:1) | Thousand Tons | 0 | 0 | 0 | 0 | 0 | 0 | 0 | 0
North Carolina Progress - NOX Cap Annual v3.1 | 451 | 7353 | Rate Constraint in MTons | FALSE | L | Annual | Allowances Withdrawn (n:1) | Thousand Tons | 0 | 0 | 0 | 0 | 0 | 0 | 0 | 0
North Carolina Progress - NOX Cap Annual v3.1 | 451 | 7353 | Rate Constraint in MTons | FALSE | L | Annual | Net Emissions Allowance Position | Thousand Tons | 14.5406 | 11.9035 | 0 | 0 | 0 | 0 | 0 | 0
North Carolina Progress - NOX Cap Annual v3.1 | 451 | 7353 | Rate Constraint in MTons | FALSE | L | Annual | Fuel Consumed | TBtu | 216.9328 | 177.3656 | 0 | 0 | 0 | 0 | 0 | 0
North Carolina Progress - NOX Cap Annual v3.1 | 451 | 7353 | Rate Constraint in MTons | FALSE | L | Annual | Rate | lb/MMBtu | 0.13406 | 0.13423 | 0 | 0 | 0 | 0 | 0 | 0
North Carolina Progress - NOX Cap Annual v3.1 | 451 | 7353 | Rate Constraint in MTons | FALSE | L | Annual | Generation | TWh | 20.6982 | 16.8734 | 0 | 0 | 0 | 0 | 0 | 0
North Carolina Progress - NOX Cap Annual v3.1 | 451 | 7353 | Rate Constraint in MTons | FALSE | L | Annual | Qualifying Generation | TWh | 20.6982 | 16.8734 | 0 | 0 | 0 | 0 | 0 | 0
North Carolina Progress - NOX Cap Annual v3.1 | 451 | 7353 | Rate Constraint in MTons | FALSE | L | Annual | Rate | lb/MWh | 1.405 | 1.4109 | 0 | 0 | 0 | 0 | 0 | 0
North Carolina Progress - NOX Cap Annual v3.1 | 451 | 7353 | Rate Constraint in MTons | FALSE | L | Annual | Constraint Shadow Price | US2019$/Ton | 0 | 0 | 0 | 0 | 0 | 0 | 0 | 0
North Carolina Progress - SO2 Cap Annual v3.1 | 452 | 7355 | Rate Constraint in MTons | FALSE | L | Annual | Seasons Included | Seasons | Winter, WintShld, Summer | Winter, WintShld, Summer | Winter, WintShld, Summer | Winter, WintShld, Summer | Winter, WintShld, Summer | Winter, WintShld, Summer | Winter, WintShld, Summer | Winter, WintShld, Summer
North Carolina Progress - SO2 Cap Annual v3.1 | 452 | 7355 | Rate Constraint in MTons | FALSE | L | Annual | Standard SO2 | Thousand Tons | 50 | 50 | 50 | 50 | 50 | 50 | 50 | 50
North Carolina Progress - SO2 Cap Annual v3.1 | 452 | 7355 | Rate Constraint in MTons | FALSE | L | Annual | Emissions at Affected Plants SO2 | Thousand Tons | 16.1062 | 11.5231 | 0 | 0 | 0 | 0 | 0 | 0
North Carolina Progress - SO2 Cap Annual v3.1 | 452 | 7355 | Rate Constraint in MTons | FALSE | L | Annual | Allowances Purchased SO2 | Thousand Tons | 0 | 0 | 0 | 0 | 0 | 0 | 0 | 0
North Carolina Progress - SO2 Cap Annual v3.1 | 452 | 7355 | Rate Constraint in MTons | FALSE | L | Annual | Allowances Sold SO2 | Thousand Tons | 0 | 0 | 0 | 0 | 0 | 0 | 0 | 0
North Carolina Progress - SO2 Cap Annual v3.1 | 452 | 7355 | Rate Constraint in MTons | FALSE | L | Annual | Allowances Banked | Thousand Tons | 0 | 0 | 0 | 0 | 0 | 0 | 0 | 0
North Carolina Progress - SO2 Cap Annual v3.1 | 452 | 7355 | Rate Constraint in MTons | FALSE | L | Annual | Allowances Withdrawn (1:1) | Thousand Tons | 0 | 0 | 0 | 0 | 0 | 0 | 0 | 0
North Carolina Progress - SO2 Cap Annual v3.1 | 452 | 7355 | Rate Constraint in MTons | FALSE | L | Annual | Allowances Withdrawn (n:1) | Thousand Tons | 0 | 0 | 0 | 0 | 0 | 0 | 0 | 0
North Carolina Progress - SO2 Cap Annual v3.1 | 452 | 7355 | Rate Constraint in MTons | FALSE | L | Annual | Net Emissions Allowance Position | Thousand Tons | 16.1062 | 11.5231 | 0 | 0 | 0 | 0 | 0 | 0
North Carolina Progress - SO2 Cap Annual v3.1 | 452 | 7355 | Rate Constraint in MTons | FALSE | L | Annual | Fuel Consumed | TBtu | 216.9328 | 177.3656 | 0 | 0 | 0 | 0 | 0 | 0
North Carolina Progress - SO2 Cap Annual v3.1 | 452 | 7355 | Rate Constraint in MTons | FALSE | L | Annual | Rate | lb/MMBtu | 0.14849 | 0.12994 | 0 | 0 | 0 | 0 | 0 | 0
North Carolina Progress - SO2 Cap Annual v3.1 | 452 | 7355 | Rate Constraint in MTons | FALSE | L | Annual | Generation | TWh | 20.6982 | 16.8734 | 0 | 0 | 0 | 0 | 0 | 0
North Carolina Progress - SO2 Cap Annual v3.1 | 452 | 7355 | Rate Constraint in MTons | FALSE | L | Annual | Qualifying Generation | TWh | 20.6982 | 16.8734 | 0 | 0 | 0 | 0 | 0 | 0
North Carolina Progress - SO2 Cap Annual v3.1 | 452 | 7355 | Rate Constraint in MTons | FALSE | L | Annual | Rate | lb/MWh | 1.5563 | 1.3658 | 0 | 0 | 0 | 0 | 0 | 0
North Carolina Progress - SO2 Cap Annual v3.1 | 452 | 7355 | Rate Constraint in MTons | FALSE | L | Annual | Constraint Shadow Price | US2019$/Ton | 0 | 0 | 0 | 0 | 0 | 0 | 0 | 0
NSR A B Brown 1,2 - SO2 Cap Annual v5.16 | 453 | 7503 | Rate Constraint in MTons | FALSE | L | Annual | Seasons Included | Seasons | Winter, WintShld, Summer | Winter, WintShld, Summer | Winter, WintShld, Summer | Winter, WintShld, Summer | Winter, WintShld, Summer | Winter, WintShld, Summer | Winter, WintShld, Summer | Winter, WintShld, Summer
NSR A B Brown 1,2 - SO2 Cap Annual v5.16 | 453 | 7503 | Rate Constraint in MTons | FALSE | L | Annual | Standard SO2 | Thousand Tons | 8.028 | 8.028 | 8.028 | 8.028 | 8.028 | 8.028 | 8.028 | 8.028
NSR A B Brown 1,2 - SO2 Cap Annual v5.16 | 453 | 7503 | Rate Constraint in MTons | FALSE | L | Annual | Emissions at Affected Plants SO2 | Thousand Tons | 0 | 0 | 0 | 0 | 0 | 0 | 0 | 0
NSR A B Brown 1,2 - SO2 Cap Annual v5.16 | 453 | 7503 | Rate Constraint in MTons | FALSE | L | Annual | Allowances Purchased SO2 | Thousand Tons | 0 | 0 | 0 | 0 | 0 | 0 | 0 | 0
NSR A B Brown 1,2 - SO2 Cap Annual v5.16 | 453 | 7503 | Rate Constraint in MTons | FALSE | L | Annual | Allowances Sold SO2 | Thousand Tons | 0 | 0 | 0 | 0 | 0 | 0 | 0 | 0
NSR A B Brown 1,2 - SO2 Cap Annual v5.16 | 453 | 7503 | Rate Constraint in MTons | FALSE | L | Annual | Allowances Banked | Thousand Tons | 0 | 0 | 0 | 0 | 0 | 0 | 0 | 0
NSR A B Brown 1,2 - SO2 Cap Annual v5.16 | 453 | 7503 | Rate Constraint in MTons | FALSE | L | Annual | Allowances Withdrawn (1:1) | Thousand Tons | 0 | 0 | 0 | 0 | 0 | 0 | 0 | 0
NSR A B Brown 1,2 - SO2 Cap Annual v5.16 | 453 | 7503 | Rate Constraint in MTons | FALSE | L | Annual | Allowances Withdrawn (n:1) | Thousand Tons | 0 | 0 | 0 | 0 | 0 | 0 | 0 | 0
NSR A B Brown 1,2 - SO2 Cap Annual v5.16 | 453 | 7503 | Rate Constraint in MTons | FALSE | L | Annual | Net Emissions Allowance Position | Thousand Tons | 0 | 0 | 0 | 0 | 0 | 0 | 0 | 0
NSR A B Brown 1,2 - SO2 Cap Annual v5.16 | 453 | 7503 | Rate Constraint in MTons | FALSE | L | Annual | Fuel Consumed | TBtu | 0 | 0 | 0 | 0 | 0 | 0 | 0 | 0
NSR A B Brown 1,2 - SO2 Cap Annual v5.16 | 453 | 7503 | Rate Constraint in MTons | FALSE | L | Annual | Rate | lb/MMBtu | 0 | 0 | 0 | 0 | 0 | 0 | 0 | 0
NSR A B Brown 1,2 - SO2 Cap Annual v5.16 | 453 | 7503 | Rate Constraint in MTons | FALSE | L | Annual | Generation | TWh | 0 | 0 | 0 | 0 | 0 | 0 | 0 | 0
NSR A B Brown 1,2 - SO2 Cap Annual v5.16 | 453 | 7503 | Rate Constraint in MTons | FALSE | L | Annual | Qualifying Generation | TWh | 0 | 0 | 0 | 0 | 0 | 0 | 0 | 0
NSR A B Brown 1,2 - SO2 Cap Annual v5.16 | 453 | 7503 | Rate Constraint in MTons | FALSE | L | Annual | Rate | lb/MWh | 0 | 0 | 0 | 0 | 0 | 0 | 0 | 0
NSR A B Brown 1,2 - SO2 Cap Annual v5.16 | 453 | 7503 | Rate Constraint in MTons | FALSE | L | Annual | Constraint Shadow Price | US2019$/Ton | 0 | 0 | 0 | 0 | 0 | 0 | 0 | 0
NSR A B Brown 2 - SO2 Cap Annual v5.16 | 454 | 7504 | Rate Constraint in MTons | FALSE | L | Annual | Seasons Included | Seasons | Winter, WintShld, Summer | Winter, WintShld, Summer | Winter, WintShld, Summer | Winter, WintShld, Summer | Winter, WintShld, Summer | Winter, WintShld, Summer | Winter, WintShld, Summer | Winter, WintShld, Summer
NSR A B Brown 2 - SO2 Cap Annual v5.16 | 454 | 7504 | Rate Constraint in MTons | FALSE | L | Annual | Standard SO2 | Thousand Tons | 6.511 | 6.511 | 6.511 | 6.511 | 6.511 | 6.511 | 6.511 | 6.511
NSR A B Brown 2 - SO2 Cap Annual v5.16 | 454 | 7504 | Rate Constraint in MTons | FALSE | L | Annual | Emissions at Affected Plants SO2 | Thousand Tons | 0 | 0 | 0 | 0 | 0 | 0 | 0 | 0
NSR A B Brown 2 - SO2 Cap Annual v5.16 | 454 | 7504 | Rate Constraint in MTons | FALSE | L | Annual | Allowances Purchased SO2 | Thousand Tons | 0 | 0 | 0 | 0 | 0 | 0 | 0 | 0
NSR A B Brown 2 - SO2 Cap Annual v5.16 | 454 | 7504 | Rate Constraint in MTons | FALSE | L | Annual | Allowances Sold SO2 | Thousand Tons | 0 | 0 | 0 | 0 | 0 | 0 | 0 | 0
NSR A B Brown 2 - SO2 Cap Annual v5.16 | 454 | 7504 | Rate Constraint in MTons | FALSE | L | Annual | Allowances Banked | Thousand Tons | 0 | 0 | 0 | 0 | 0 | 0 | 0 | 0
NSR A B Brown 2 - SO2 Cap Annual v5.16 | 454 | 7504 | Rate Constraint in MTons | FALSE | L | Annual | Allowances Withdrawn (1:1) | Thousand Tons | 0 | 0 | 0 | 0 | 0 | 0 | 0 | 0
NSR A B Brown 2 - SO2 Cap Annual v5.16 | 454 | 7504 | Rate Constraint in MTons | FALSE | L | Annual | Allowances Withdrawn (n:1) | Thousand Tons | 0 | 0 | 0 | 0 | 0 | 0 | 0 | 0
NSR A B Brown 2 - SO2 Cap Annual v5.16 | 454 | 7504 | Rate Constraint in MTons | FALSE | L | Annual | Net Emissions Allowance Position | Thousand Tons | 0 | 0 | 0 | 0 | 0 | 0 | 0 | 0
NSR A B Brown 2 - SO2 Cap Annual v5.16 | 454 | 7504 | Rate Constraint in MTons | FALSE | L | Annual | Fuel Consumed | TBtu | 0 | 0 | 0 | 0 | 0 | 0 | 0 | 0
NSR A B Brown 2 - SO2 Cap Annual v5.16 | 454 | 7504 | Rate Constraint in MTons | FALSE | L | Annual | Rate | lb/MMBtu | 0 | 0 | 0 | 0 | 0 | 0 | 0 | 0
NSR A B Brown 2 - SO2 Cap Annual v5.16 | 454 | 7504 | Rate Constraint in MTons | FALSE | L | Annual | Generation | TWh | 0 | 0 | 0 | 0 | 0 | 0 | 0 | 0
NSR A B Brown 2 - SO2 Cap Annual v5.16 | 454 | 7504 | Rate Constraint in MTons | FALSE | L | Annual | Qualifying Generation | TWh | 0 | 0 | 0 | 0 | 0 | 0 | 0 | 0
NSR A B Brown 2 - SO2 Cap Annual v5.16 | 454 | 7504 | Rate Constraint in MTons | FALSE | L | Annual | Rate | lb/MWh | 0 | 0 | 0 | 0 | 0 | 0 | 0 | 0
NSR A B Brown 2 - SO2 Cap Annual v5.16 | 454 | 7504 | Rate Constraint in MTons | FALSE | L | Annual | Constraint Shadow Price | US2019$/Ton | 0 | 0 | 0 | 0 | 0 | 0 | 0 | 0
NSR AEP Consent - NOX Cap Annual v3.1 | 455 | 7372 | Rate Constraint in MTons | FALSE | L | Annual | Seasons Included | Seasons | Winter, WintShld, Summer | Winter, WintShld, Summer | Winter, WintShld, Summer | Winter, WintShld, Summer | Winter, WintShld, Summer | Winter, WintShld, Summer | Winter, WintShld, Summer | Winter, WintShld, Summer
NSR AEP Consent - NOX Cap Annual v3.1 | 455 | 7372 | Rate Constraint in MTons | FALSE | L | Annual | Standard NOX | Thousand Tons | 52 | 52 | 52 | 44 | 44 | 44 | 44 | 44
NSR AEP Consent - NOX Cap Annual v3.1 | 455 | 7372 | Rate Constraint in MTons | FALSE | L | Annual | Emissions at Affected Plants NOX | Thousand Tons | 33.4992 | 31.795 | 26.5777 | 24.5749 | 26.3565 | 11.3769 | 11.3769 | 6.4344
NSR AEP Consent - NOX Cap Annual v3.1 | 455 | 7372 | Rate Constraint in MTons | FALSE | L | Annual | Allowances Purchased NOX | Thousand Tons | 0 | 0 | 0 | 0 | 0 | 0 | 0 | 0
NSR AEP Consent - NOX Cap Annual v3.1 | 455 | 7372 | Rate Constraint in MTons | FALSE | L | Annual | Allowances Sold NOX | Thousand Tons | 0 | 0 | 0 | 0 | 0 | 0 | 0 | 0
NSR AEP Consent - NOX Cap Annual v3.1 | 455 | 7372 | Rate Constraint in MTons | FALSE | L | Annual | Allowances Banked | Thousand Tons | 0 | 0 | 0 | 0 | 0 | 0 | 0 | 0
NSR AEP Consent - NOX Cap Annual v3.1 | 455 | 7372 | Rate Constraint in MTons | FALSE | L | Annual | Allowances Withdrawn (1:1) | Thousand Tons | 0 | 0 | 0 | 0 | 0 | 0 | 0 | 0
NSR AEP Consent - NOX Cap Annual v3.1 | 455 | 7372 | Rate Constraint in MTons | FALSE | L | Annual | Allowances Withdrawn (n:1) | Thousand Tons | 0 | 0 | 0 | 0 | 0 | 0 | 0 | 0
NSR AEP Consent - NOX Cap Annual v3.1 | 455 | 7372 | Rate Constraint in MTons | FALSE | L | Annual | Net Emissions Allowance Position | Thousand Tons | 33.4992 | 31.795 | 26.5777 | 24.5749 | 26.3565 | 11.3769 | 11.3769 | 6.4344
NSR AEP Consent - NOX Cap Annual v3.1 | 455 | 7372 | Rate Constraint in MTons | FALSE | L | Annual | Fuel Consumed | TBtu | 742.9421 | 723.3316 | 602.6021 | 568.9628 | 614.4401 | 255.5105 | 255.5105 | 147.5855
NSR AEP Consent - NOX Cap Annual v3.1 | 455 | 7372 | Rate Constraint in MTons | FALSE | L | Annual | Rate | lb/MMBtu | 0.09018 | 0.087913 | 0.08821 | 0.086385 | 0.08579 | 0.089052 | 0.089052 | 0.087196
NSR AEP Consent - NOX Cap Annual v3.1 | 455 | 7372 | Rate Constraint in MTons | FALSE | L | Annual | Generation | TWh | 74.2306 | 72.3638 | 60.373 | 57.0712 | 61.6386 | 25.7298 | 25.7298 | 14.8546
NSR AEP Consent - NOX Cap Annual v3.1 | 455 | 7372 | Rate Constraint in MTons | FALSE | L | Annual | Qualifying Generation | TWh | 74.2306 | 72.3638 | 60.373 | 57.0712 | 61.6386 | 25.7298 | 25.7298 | 14.8546
NSR AEP Consent - NOX Cap Annual v3.1 | 455 | 7372 | Rate Constraint in MTons | FALSE | L | Annual | Rate | lb/MWh | 0.90257 | 0.87875 | 0.88045 | 0.8612 | 0.8552 | 0.88434 | 0.88434 | 0.86633
NSR AEP Consent - NOX Cap Annual v3.1 | 455 | 7372 | Rate Constraint in MTons | FALSE | L | Annual | Constraint Shadow Price | US2019$/Ton | 0 | 0 | 0 | 0 | 0 | 0 | 0 | 0
NSR AEP Consent - SO2 Cap Annual v5.13 | 456 | 7371 | Rate Constraint in MTons | FALSE | L | Annual | Seasons Included | Seasons | Winter, WintShld, Summer | Winter, WintShld, Summer | Winter, WintShld, Summer | Winter, WintShld, Summer | Winter, WintShld, Summer | Winter, WintShld, Summer | Winter, WintShld, Summer | Winter, WintShld, Summer
NSR AEP Consent - SO2 Cap Annual v5.13 | 456 | 7371 | Rate Constraint in MTons | FALSE | L | Annual | Standard SO2 | Thousand Tons | 94 | 94 | 94 | 89 | 89 | 89 | 89 | 89
NSR AEP Consent - SO2 Cap Annual v5.13 | 456 | 7371 | Rate Constraint in MTons | FALSE | L | Annual | Emissions at Affected Plants SO2 | Thousand Tons | 66.26 | 63.0298 | 47.9732 | 45.8373 | 48.6544 | 30.6664 | 30.6664 | 19.2731
NSR AEP Consent - SO2 Cap Annual v5.13 | 456 | 7371 | Rate Constraint in MTons | FALSE | L | Annual | Allowances Purchased SO2 | Thousand Tons | 0 | 0 | 0 | 0 | 0 | 0 | 0 | 0
NSR AEP Consent - SO2 Cap Annual v5.13 | 456 | 7371 | Rate Constraint in MTons | FALSE | L | Annual | Allowances Sold SO2 | Thousand Tons | 0 | 0 | 0 | 0 | 0 | 0 | 0 | 0
NSR AEP Consent - SO2 Cap Annual v5.13 | 456 | 7371 | Rate Constraint in MTons | FALSE | L | Annual | Allowances Banked | Thousand Tons | 0 | 0 | 0 | 0 | 0 | 0 | 0 | 0
NSR AEP Consent - SO2 Cap Annual v5.13 | 456 | 7371 | Rate Constraint in MTons | FALSE | L | Annual | Allowances Withdrawn (1:1) | Thousand Tons | 0 | 0 | 0 | 0 | 0 | 0 | 0 | 0
NSR AEP Consent - SO2 Cap Annual v5.13 | 456 | 7371 | Rate Constraint in MTons | FALSE | L | Annual | Allowances Withdrawn (n:1) | Thousand Tons | 0 | 0 | 0 | 0 | 0 | 0 | 0 | 0
NSR AEP Consent - SO2 Cap Annual v5.13 | 456 | 7371 | Rate Constraint in MTons | FALSE | L | Annual | Net Emissions Allowance Position | Thousand Tons | 66.26 | 63.0298 | 47.9732 | 45.8373 | 48.6544 | 30.6664 | 30.6664 | 19.2731
NSR AEP Consent - SO2 Cap Annual v5.13 | 456 | 7371 | Rate Constraint in MTons | FALSE | L | Annual | Fuel Consumed | TBtu | 742.9421 | 723.3316 | 602.6021 | 568.9628 | 614.4401 | 255.5105 | 255.5105 | 147.5855
NSR AEP Consent - SO2 Cap Annual v5.13 | 456 | 7371 | Rate Constraint in MTons | FALSE | L | Annual | Rate | lb/MMBtu | 0.17837 | 0.17428 | 0.15922 | 0.16113 | 0.15837 | 0.24004 | 0.24004 | 0.26118
NSR AEP Consent - SO2 Cap Annual v5.13 | 456 | 7371 | Rate Constraint in MTons | FALSE | L | Annual | Generation | TWh | 74.2306 | 72.3638 | 60.373 | 57.0712 | 61.6386 | 25.7298 | 25.7298 | 14.8546
NSR AEP Consent - SO2 Cap Annual v5.13 | 456 | 7371 | Rate Constraint in MTons | FALSE | L | Annual | Qualifying Generation | TWh | 74.2306 | 72.3638 | 60.373 | 57.0712 | 61.6386 | 25.7298 | 25.7298 | 14.8546
NSR AEP Consent - SO2 Cap Annual v5.13 | 456 | 7371 | Rate Constraint in MTons | FALSE | L | Annual | Rate | lb/MWh | 1.7852 | 1.742 | 1.5892 | 1.6063 | 1.5787 | 2.3837 | 2.3837 | 2.5949
NSR AEP Consent - SO2 Cap Annual v5.13 | 456 | 7371 | Rate Constraint in MTons | FALSE | L | Annual | Constraint Shadow Price | US2019$/Ton | 0 | 0 | 0 | 0 | 0 | 0 | 0 | 0
NSR Baldwin 1,2 - NOX Rate Annual v3.1, Unit 2646 and retrofits | 457 | 7442 | Rate Constraint in lbs/MMBtu | FALSE | L | Annual | Seasons Included | Seasons | Winter, WintShld, Summer | Winter, WintShld, Summer | Winter, WintShld, Summer | Winter, WintShld, Summer | Winter, WintShld, Summer | Winter, WintShld, Summer | Winter, WintShld, Summer | Winter, WintShld, Summer
NSR Baldwin 1,2 - NOX Rate Annual v3.1, Unit 2646 and retrofits | 457 | 7442 | Rate Constraint in lbs/MMBtu | FALSE | L | Annual | Standard NOX | lb/MMBtu | 0.1 | 0.1 | 0.1 | 0.1 | 0.1 | 0.1 | 0.1 | 0.1
NSR Baldwin 1,2 - NOX Rate Annual v3.1, Unit 2646 and retrofits | 457 | 7442 | Rate Constraint in lbs/MMBtu | FALSE | L | Annual | Emissions at Affected Plants NOX | Thousand Tons | 1.7372 | 0 | 0 | 0 | 0 | 0 | 0 | 0
NSR Baldwin 1,2 - NOX Rate Annual v3.1, Unit 2646 and retrofits | 457 | 7442 | Rate Constraint in lbs/MMBtu | FALSE | L | Annual | Allowances Purchased NOX | Thousand Tons | 0 | 0 | 0 | 0 | 0 | 0 | 0 | 0
NSR Baldwin 1,2 - NOX Rate Annual v3.1, Unit 2646 and retrofits | 457 | 7442 | Rate Constraint in lbs/MMBtu | FALSE | L | Annual | Allowances Sold NOX | Thousand Tons | 0 | 0 | 0 | 0 | 0 | 0 | 0 | 0
NSR Baldwin 1,2 - NOX Rate Annual v3.1, Unit 2646 and retrofits | 457 | 7442 | Rate Constraint in lbs/MMBtu | FALSE | L | Annual | Allowances Banked | Thousand Tons | 0 | 0 | 0 | 0 | 0 | 0 | 0 | 0
NSR Baldwin 1,2 - NOX Rate Annual v3.1, Unit 2646 and retrofits | 457 | 7442 | Rate Constraint in lbs/MMBtu | FALSE | L | Annual | Allowances Withdrawn (1:1) | Thousand Tons | 0 | 0 | 0 | 0 | 0 | 0 | 0 | 0
NSR Baldwin 1,2 - NOX Rate Annual v3.1, Unit 2646 and retrofits | 457 | 7442 | Rate Constraint in lbs/MMBtu | FALSE | L | Annual | Allowances Withdrawn (n:1) | Thousand Tons | 0 | 0 | 0 | 0 | 0 | 0 | 0 | 0
NSR Baldwin 1,2 - NOX Rate Annual v3.1, Unit 2646 and retrofits | 457 | 7442 | Rate Constraint in lbs/MMBtu | FALSE | L | Annual | Net Emissions Allowance Position | Thousand Tons | 1.7372 | 0 | 0 | 0 | 0 | 0 | 0 | 0
NSR Baldwin 1,2 - NOX Rate Annual v3.1, Unit 2646 and retrofits | 457 | 7442 | Rate Constraint in lbs/MMBtu | FALSE | L | Annual | Fuel Consumed | TBtu | 41.1968 | 0 | 0 | 0 | 0 | 0 | 0 | 0
NSR Baldwin 1,2 - NOX Rate Annual v3.1, Unit 2646 and retrofits | 457 | 7442 | Rate Constraint in lbs/MMBtu | FALSE | L | Annual | Rate | lb/MMBtu | 0.084337 | 0 | 0 | 0 | 0 | 0 | 0 | 0
NSR Baldwin 1,2 - NOX Rate Annual v3.1, Unit 2646 and retrofits | 457 | 7442 | Rate Constraint in lbs/MMBtu | FALSE | L | Annual | Generation | TWh | 3.9927 | 0 | 0 | 0 | 0 | 0 | 0 | 0
NSR Baldwin 1,2 - NOX Rate Annual v3.1, Unit 2646 and retrofits | 457 | 7442 | Rate Constraint in lbs/MMBtu | FALSE | L | Annual | Qualifying Generation | TWh | 3.9927 | 0 | 0 | 0 | 0 | 0 | 0 | 0
NSR Baldwin 1,2 - NOX Rate Annual v3.1, Unit 2646 and retrofits | 457 | 7442 | Rate Constraint in lbs/MMBtu | FALSE | L | Annual | Rate | lb/MWh | 0.87019 | 0 | 0 | 0 | 0 | 0 | 0 | 0
NSR Baldwin 1,2 - NOX Rate Annual v3.1, Unit 2646 and retrofits | 457 | 7442 | Rate Constraint in lbs/MMBtu | FALSE | L | Annual | Constraint Shadow Price | US2019$/Ton | 0 | 0 | 0 | 0 | 0 | 0 | 0 | 0
NSR Baldwin 1,2 - NOX Rate Annual v3.1, Unit 2647 and retrofits | 458 | 7442 | Rate Constraint in lbs/MMBtu | FALSE | L | Annual | Seasons Included | Seasons | Winter, WintShld, Summer | Winter, WintShld, Summer | Winter, WintShld, Summer | Winter, WintShld, Summer | Winter, WintShld, Summer | Winter, WintShld, Summer | Winter, WintShld, Summer | Winter, WintShld, Summer
NSR Baldwin 1,2 - NOX Rate Annual v3.1, Unit 2647 and retrofits | 458 | 7442 | Rate Constraint in lbs/MMBtu | FALSE | L | Annual | Standard NOX | lb/MMBtu | 0.1 | 0.1 | 0.1 | 0.1 | 0.1 | 0.1 | 0.1 | 0.1
NSR Baldwin 1,2 - NOX Rate Annual v3.1, Unit 2647 and retrofits | 458 | 7442 | Rate Constraint in lbs/MMBtu | FALSE | L | Annual | Emissions at Affected Plants NOX | Thousand Tons | 1.7247 | 0.011874 | 0.010848 | 0.011874 | 0.011874 | 0.011874 | 0.011874 | 0.010292
NSR Baldwin 1,2 - NOX Rate Annual v3.1, Unit 2647 and retrofits | 458 | 7442 | Rate Constraint in lbs/MMBtu | FALSE | L | Annual | Allowances Purchased NOX | Thousand Tons | 0 | 0 | 0 | 0 | 0 | 0 | 0 | 0
NSR Baldwin 1,2 - NOX Rate Annual v3.1, Unit 2647 and retrofits | 458 | 7442 | Rate Constraint in lbs/MMBtu | FALSE | L | Annual | Allowances Sold NOX | Thousand Tons | 0 | 0 | 0 | 0 | 0 | 0 | 0 | 0
NSR Baldwin 1,2 - NOX Rate Annual v3.1, Unit 2647 and retrofits | 458 | 7442 | Rate Constraint in lbs/MMBtu | FALSE | L | Annual | Allowances Banked | Thousand Tons | 0 | 0 | 0 | 0 | 0 | 0 | 0 | 0
NSR Baldwin 1,2 - NOX Rate Annual v3.1, Unit 2647 and retrofits | 458 | 7442 | Rate Constraint in lbs/MMBtu | FALSE | L | Annual | Allowances Withdrawn (1:1) | Thousand Tons | 0 | 0 | 0 | 0 | 0 | 0 | 0 | 0
NSR Baldwin 1,2 - NOX Rate Annual v3.1, Unit 2647 and retrofits | 458 | 7442 | Rate Constraint in lbs/MMBtu | FALSE | L | Annual | Allowances Withdrawn (n:1) | Thousand Tons | 0 | 0 | 0 | 0 | 0 | 0 | 0 | 0
NSR Baldwin 1,2 - NOX Rate Annual v3.1, Unit 2647 and retrofits | 458 | 7442 | Rate Constraint in lbs/MMBtu | FALSE | L | Annual | Net Emissions Allowance Position | Thousand Tons | 1.7247 | 0.011874 | 0.010848 | 0.011874 | 0.011874 | 0.011874 | 0.011874 | 0.010292
NSR Baldwin 1,2 - NOX Rate Annual v3.1, Unit 2647 and retrofits | 458 | 7442 | Rate Constraint in lbs/MMBtu | FALSE | L | Annual | Fuel Consumed | TBtu | 41.0147 | 0.28237 | 0.25672 | 0.28237 | 0.28237 | 0.28237 | 0.28237 | 0.24616
NSR Baldwin 1,2 - NOX Rate Annual v3.1, Unit 2647 and retrofits | 458 | 7442 | Rate Constraint in lbs/MMBtu | FALSE | L | Annual | Rate | lb/MMBtu | 0.084103 | 0.084103 | 0.084513 | 0.084103 | 0.084103 | 0.084103 | 0.084103 | 0.083622
NSR Baldwin 1,2 - NOX Rate Annual v3.1, Unit 2647 and retrofits | 458 | 7442 | Rate Constraint in lbs/MMBtu | FALSE | L | Annual | Generation | TWh | 4.0274 | 0.027727 | 0.025208 | 0.027727 | 0.027727 | 0.027727 | 0.027727 | 0.024171
NSR Baldwin 1,2 - NOX Rate Annual v3.1, Unit 2647 and retrofits | 458 | 7442 | Rate Constraint in lbs/MMBtu | FALSE | L | Annual | Qualifying Generation | TWh | 4.0274 | 0.027727 | 0.025208 | 0.027727 | 0.027727 | 0.027727 | 0.027727 | 0.024171
NSR Baldwin 1,2 - NOX Rate Annual v3.1, Unit 2647 and retrofits | 458 | 7442 | Rate Constraint in lbs/MMBtu | FALSE | L | Annual | Rate | lb/MWh | 0.8565 | 0.8565 | 0.86068 | 0.8565 | 0.8565 | 0.8565 | 0.8565 | 0.85161
NSR Baldwin 1,2 - NOX Rate Annual v3.1, Unit 2647 and retrofits | 458 | 7442 | Rate Constraint in lbs/MMBtu | FALSE | L | Annual | Constraint Shadow Price | US2019$/Ton | 0 | 0 | 0 | 0 | 0 | 0 | 0 | 0
NSR Baldwin 1-3 - SO2 Rate Annual v3.1, Unit 2646 and retrofits | 459 | 7441 | Rate Constraint in lbs/MMBtu | FALSE | L | Annual | Seasons Included | Seasons | Winter, WintShld, Summer | Winter, WintShld, Summer | Winter, WintShld, Summer | Winter, WintShld, Summer | Winter, WintShld, Summer | Winter, WintShld, Summer | Winter, WintShld, Summer | Winter, WintShld, Summer
NSR Baldwin 1-3 - SO2 Rate Annual v3.1, Unit 2646 and retrofits | 459 | 7441 | Rate Constraint in lbs/MMBtu | FALSE | L | Annual | Standard SO2 | lb/MMBtu | 0.1 | 0.1 | 0.1 | 0.1 | 0.1 | 0.1 | 0.1 | 0.1
NSR Baldwin 1-3 - SO2 Rate Annual v3.1, Unit 2646 and retrofits | 459 | 7441 | Rate Constraint in lbs/MMBtu | FALSE | L | Annual | Emissions at Affected Plants SO2 | Thousand Tons | 1.4205 | 0 | 0 | 0 | 0 | 0 | 0 | 0
NSR Baldwin 1-3 - SO2 Rate Annual v3.1, Unit 2646 and retrofits | 459 | 7441 | Rate Constraint in lbs/MMBtu | FALSE | L | Annual | Allowances Purchased SO2 | Thousand Tons | 0 | 0 | 0 | 0 | 0 | 0 | 0 | 0
NSR Baldwin 1-3 - SO2 Rate Annual v3.1, Unit 2646 and retrofits | 459 | 7441 | Rate Constraint in lbs/MMBtu | FALSE | L | Annual | Allowances Sold SO2 | Thousand Tons | 0 | 0 | 0 | 0 | 0 | 0 | 0 | 0
NSR Baldwin 1-3 - SO2 Rate Annual v3.1, Unit 2646 and retrofits | 459 | 7441 | Rate Constraint in lbs/MMBtu | FALSE | L | Annual | Allowances Banked | Thousand Tons | 0 | 0 | 0 | 0 | 0 | 0 | 0 | 0
NSR Baldwin 1-3 - SO2 Rate Annual v3.1, Unit 2646 and retrofits | 459 | 7441 | Rate Constraint in lbs/MMBtu | FALSE | L | Annual | Allowances Withdrawn (1:1) | Thousand Tons | 0 | 0 | 0 | 0 | 0 | 0 | 0 | 0
NSR Baldwin 1-3 - SO2 Rate Annual v3.1, Unit 2646 and retrofits | 459 | 7441 | Rate Constraint in lbs/MMBtu | FALSE | L | Annual | Allowances Withdrawn (n:1) | Thousand Tons | 0 | 0 | 0 | 0 | 0 | 0 | 0 | 0
NSR Baldwin 1-3 - SO2 Rate Annual v3.1, Unit 2646 and retrofits | 459 | 7441 | Rate Constraint in lbs/MMBtu | FALSE | L | Annual | Net Emissions Allowance Position | Thousand Tons | 1.4205 | 0 | 0 | 0 | 0 | 0 | 0 | 0
NSR Baldwin 1-3 - SO2 Rate Annual v3.1, Unit 2646 and retrofits | 459 | 7441 | Rate Constraint in lbs/MMBtu | FALSE | L | Annual | Fuel Consumed | TBtu | 41.1968 | 0 | 0 | 0 | 0 | 0 | 0 | 0
NSR Baldwin 1-3 - SO2 Rate Annual v3.1, Unit 2646 and retrofits | 459 | 7441 | Rate Constraint in lbs/MMBtu | FALSE | L | Annual | Rate | lb/MMBtu | 0.068964 | 0 | 0 | 0 | 0 | 0 | 0 | 0
NSR Baldwin 1-3 - SO2 Rate Annual v3.1, Unit 2646 and retrofits | 459 | 7441 | Rate Constraint in lbs/MMBtu | FALSE | L | Annual | Generation | TWh | 3.9927 | 0 | 0 | 0 | 0 | 0 | 0 | 0
NSR Baldwin 1-3 - SO2 Rate Annual v3.1, Unit 2646 and retrofits | 459 | 7441 | Rate Constraint in lbs/MMBtu | FALSE | L | Annual | Qualifying Generation | TWh | 3.9927 | 0 | 0 | 0 | 0 | 0 | 0 | 0
NSR Baldwin 1-3 - SO2 Rate Annual v3.1, Unit 2646 and retrofits | 459 | 7441 | Rate Constraint in lbs/MMBtu | FALSE | L | Annual | Rate | lb/MWh | 0.71157 | 0 | 0 | 0 | 0 | 0 | 0 | 0
NSR Baldwin 1-3 - SO2 Rate Annual v3.1, Unit 2646 and retrofits | 459 | 7441 | Rate Constraint in lbs/MMBtu | FALSE | L | Annual | Constraint Shadow Price | US2019$/Ton | 0 | 0 | 0 | 0 | 0 | 0 | 0 | 0
NSR Baldwin 1-3 - SO2 Rate Annual v3.1, Unit 2647 and retrofits | 460 | 7441 | Rate Constraint in lbs/MMBtu | FALSE | L | Annual | Seasons Included | Seasons | Winter, WintShld, Summer | Winter, WintShld, Summer | Winter, WintShld, Summer | Winter, WintShld, Summer | Winter, WintShld, Summer | Winter, WintShld, Summer | Winter, WintShld, Summer | Winter, WintShld, Summer
NSR Baldwin 1-3 - SO2 Rate Annual v3.1, Unit 2647 and retrofits | 460 | 7441 | Rate Constraint in lbs/MMBtu | FALSE | L | Annual | Standard SO2 | lb/MMBtu | 0.1 | 0.1 | 0.1 | 0.1 | 0.1 | 0.1 | 0.1 | 0.1
NSR Baldwin 1-3 - SO2 Rate Annual v3.1, Unit 2647 and retrofits | 460 | 7441 | Rate Constraint in lbs/MMBtu | FALSE | L | Annual | Emissions at Affected Plants SO2 | Thousand Tons | 1.4948 | 0.010291 | 0.0093562 | 0.010291 | 0.010291 | 0.010291 | 0.010291 | 0.0089714
NSR Baldwin 1-3 - SO2 Rate Annual v3.1, Unit 2647 and retrofits | 460 | 7441 | Rate Constraint in lbs/MMBtu | FALSE | L | Annual | Allowances Purchased SO2 | Thousand Tons | 0 | 0 | 0 | 0 | 0 | 0 | 0 | 0
NSR Baldwin 1-3 - SO2 Rate Annual v3.1, Unit 2647 and retrofits | 460 | 7441 | Rate Constraint in lbs/MMBtu | FALSE | L | Annual | Allowances Sold SO2 | Thousand Tons | 0 | 0 | 0 | 0 | 0 | 0 | 0 | 0
NSR Baldwin 1-3 - SO2 Rate Annual v3.1, Unit 2647 and retrofits | 460 | 7441 | Rate Constraint in lbs/MMBtu | FALSE | L | Annual | Allowances Banked | Thousand Tons | 0 | 0 | 0 | 0 | 0 | 0 | 0 | 0
NSR Baldwin 1-3 - SO2 Rate Annual v3.1, Unit 2647 and retrofits | 460 | 7441 | Rate Constraint in lbs/MMBtu | FALSE | L | Annual | Allowances Withdrawn (1:1) | Thousand Tons | 0 | 0 | 0 | 0 | 0 | 0 | 0 | 0
NSR Baldwin 1-3 - SO2 Rate Annual v3.1, Unit 2647 and retrofits | 460 | 7441 | Rate Constraint in lbs/MMBtu | FALSE | L | Annual | Allowances Withdrawn (n:1) | Thousand Tons | 0 | 0 | 0 | 0 | 0 | 0 | 0 | 0
NSR Baldwin 1-3 - SO2 Rate Annual v3.1, Unit 2647 and retrofits | 460 | 7441 | Rate Constraint in lbs/MMBtu | FALSE | L | Annual | Net Emissions Allowance Position | Thousand Tons | 1.4948 | 0.010291 | 0.0093562 | 0.010291 | 0.010291 | 0.010291 | 0.010291 | 0.0089714
NSR Baldwin 1-3 - SO2 Rate Annual v3.1, Unit 2647 and retrofits | 460 | 7441 | Rate Constraint in lbs/MMBtu | FALSE | L | Annual | Fuel Consumed | TBtu | 41.0147 | 0.28237 | 0.25672 | 0.28237 | 0.28237 | 0.28237 | 0.28237 | 0.24616
NSR Baldwin 1-3 - SO2 Rate Annual v3.1, Unit 2647 and retrofits | 460 | 7441 | Rate Constraint in lbs/MMBtu | FALSE | L | Annual | Rate | lb/MMBtu | 0.072891 | 0.072891 | 0.072891 | 0.072891 | 0.072891 | 0.072891 | 0.072891 | 0.072891
NSR Baldwin 1-3 - SO2 Rate Annual v3.1, Unit 2647 and retrofits | 460 | 7441 | Rate Constraint in lbs/MMBtu | FALSE | L | Annual | Generation | TWh | 4.0274 | 0.027727 | 0.025208 | 0.027727 | 0.027727 | 0.027727 | 0.027727 | 0.024171
NSR Baldwin 1-3 - SO2 Rate Annual v3.1, Unit 2647 and retrofits | 460 | 7441 | Rate Constraint in lbs/MMBtu | FALSE | L | Annual | Qualifying Generation | TWh | 4.0274 | 0.027727 | 0.025208 | 0.027727 | 0.027727 | 0.027727 | 0.027727 | 0.024171
NSR Baldwin 1-3 - SO2 Rate Annual v3.1, Unit 2647 and retrofits | 460 | 7441 | Rate Constraint in lbs/MMBtu | FALSE | L | Annual | Rate | lb/MWh | 0.74232 | 0.74232 | 0.74232 | 0.74232 | 0.74232 | 0.74232 | 0.74232 | 0.74232
NSR Baldwin 1-3 - SO2 Rate Annual v3.1, Unit 2647 and retrofits | 460 | 7441 | Rate Constraint in lbs/MMBtu | FALSE | L | Annual | Constraint Shadow Price | US2019$/Ton | 0 | 0 | 0 | 0 | 0 | 0 | 0 | 0
NSR Big Bend 1-3 - NOX Rate Annual v5.14 | 461 | 7425 | Rate Constraint in lbs/MMBtu | FALSE | L | Annual | Seasons Included | Seasons | Winter, WintShld, Summer | Winter, WintShld, Summer | Winter, WintShld, Summer | Winter, WintShld, Summer | Winter, WintShld, Summer | Winter, WintShld, Summer | Winter, WintShld, Summer | Winter, WintShld, Summer
NSR Big Bend 1-3 - NOX Rate Annual v5.14 | 461 | 7425 | Rate Constraint in lbs/MMBtu | FALSE | L | Annual | Standard NOX | lb/MMBtu | 0.12 | 0.12 | 0.12 | 0.12 | 0.12 | 0.12 | 0.12 | 0.12
NSR Big Bend 1-3 - NOX Rate Annual v5.14 | 461 | 7425 | Rate Constraint in lbs/MMBtu | FALSE | L | Annual | Emissions at Affected Plants NOX | Thousand Tons | 0 | 0 | 0 | 0 | 0 | 0 | 0 | 0
NSR Big Bend 1-3 - NOX Rate Annual v5.14 | 461 | 7425 | Rate Constraint in lbs/MMBtu | FALSE | L | Annual | Allowances Purchased NOX | Thousand Tons | 0 | 0 | 0 | 0 | 0 | 0 | 0 | 0
NSR Big Bend 1-3 - NOX Rate Annual v5.14 | 461 | 7425 | Rate Constraint in lbs/MMBtu | FALSE | L | Annual | Allowances Sold NOX | Thousand Tons | 0 | 0 | 0 | 0 | 0 | 0 | 0 | 0
NSR Big Bend 1-3 - NOX Rate Annual v5.14 | 461 | 7425 | Rate Constraint in lbs/MMBtu | FALSE | L | Annual | Allowances Banked | Thousand Tons | 0 | 0 | 0 | 0 | 0 | 0 | 0 | 0
NSR Big Bend 1-3 - NOX Rate Annual v5.14 | 461 | 7425 | Rate Constraint in lbs/MMBtu | FALSE | L | Annual | Allowances Withdrawn (1:1) | Thousand Tons | 0 | 0 | 0 | 0 | 0 | 0 | 0 | 0
NSR Big Bend 1-3 - NOX Rate Annual v5.14 | 461 | 7425 | Rate Constraint in lbs/MMBtu | FALSE | L | Annual | Allowances Withdrawn (n:1) | Thousand Tons | 0 | 0 | 0 | 0 | 0 | 0 | 0 | 0
NSR Big Bend 1-3 - NOX Rate Annual v5.14 | 461 | 7425 | Rate Constraint in lbs/MMBtu | FALSE | L | Annual | Net Emissions Allowance Position | Thousand Tons | 0 | 0 | 0 | 0 | 0 | 0 | 0 | 0
NSR Big Bend 1-3 - NOX Rate Annual v5.14 | 461 | 7425 | Rate Constraint in lbs/MMBtu | FALSE | L | Annual | Fuel Consumed | TBtu | 0 | 0 | 0 | 0 | 0 | 0 | 0 | 0
NSR Big Bend 1-3 - NOX Rate Annual v5.14 | 461 | 7425 | Rate Constraint in lbs/MMBtu | FALSE | L | Annual | Rate | lb/MMBtu | 0 | 0 | 0 | 0 | 0 | 0 | 0 | 0
NSR Big Bend 1-3 - NOX Rate Annual v5.14 | 461 | 7425 | Rate Constraint in lbs/MMBtu | FALSE | L | Annual | Generation | TWh | 0 | 0 | 0 | 0 | 0 | 0 | 0 | 0
NSR Big Bend 1-3 - NOX Rate Annual v5.14 | 461 | 7425 | Rate Constraint in lbs/MMBtu | FALSE | L | Annual | Qualifying Generation | TWh | 0 | 0 | 0 | 0 | 0 | 0 | 0 | 0
NSR Big Bend 1-3 - NOX Rate Annual v5.14 | 461 | 7425 | Rate Constraint in lbs/MMBtu | FALSE | L | Annual | Rate | lb/MWh | 0 | 0 | 0 | 0 | 0 | 0 | 0 | 0
NSR Big Bend 1-3 - NOX Rate Annual v5.14 | 461 | 7425 | Rate Constraint in lbs/MMBtu | FALSE | L | Annual | Constraint Shadow Price | US2019$/Ton | 0 | 0 | 0 | 0 | 0 | 0 | 0 | 0
NSR Big Cajun 2- NOx Cap Annual v5.13 | 462 | 7460 | Rate Constraint in MTons | FALSE | L | Annual | Seasons Included | Seasons | Winter, WintShld, Summer | Winter, WintShld, Summer | Winter, WintShld, Summer | Winter, WintShld, Summer | Winter, WintShld, Summer | Winter, WintShld, Summer | Winter, WintShld, Summer | Winter, WintShld, Summer
NSR Big Cajun 2- NOx Cap Annual v5.13 | 462 | 7460 | Rate Constraint in MTons | FALSE | L | Annual | Standard NOX | Thousand Tons | 8.95 | 8.95 | 8.95 | 8.95 | 8.95 | 8.95 | 8.95 | 8.95
NSR Big Cajun 2- NOx Cap Annual v5.13 | 462 | 7460 | Rate Constraint in MTons | FALSE | L | Annual | Emissions at Affected Plants NOX | Thousand Tons | 4.8009 | 1.2413 | 0 | 0 | 0 | 0 | 0 | 0
NSR Big Cajun 2- NOx Cap Annual v5.13 | 462 | 7460 | Rate Constraint in MTons | FALSE | L | Annual | Allowances Purchased NOX | Thousand Tons | 0 | 0 | 0 | 0 | 0 | 0 | 0 | 0
NSR Big Cajun 2- NOx Cap Annual v5.13 | 462 | 7460 | Rate Constraint in MTons | FALSE | L | Annual | Allowances Sold NOX | Thousand Tons | 0 | 0 | 0 | 0 | 0 | 0 | 0 | 0
NSR Big Cajun 2- NOx Cap Annual v5.13 | 462 | 7460 | Rate Constraint in MTons | FALSE | L | Annual | Allowances Banked | Thousand Tons | 0 | 0 | 0 | 0 | 0 | 0 | 0 | 0
NSR Big Cajun 2- NOx Cap Annual v5.13 | 462 | 7460 | Rate Constraint in MTons | FALSE | L | Annual | Allowances Withdrawn (1:1) | Thousand Tons | 0 | 0 | 0 | 0 | 0 | 0 | 0 | 0
NSR Big Cajun 2- NOx Cap Annual v5.13 | 462 | 7460 | Rate Constraint in MTons | FALSE | L | Annual | Allowances Withdrawn (n:1) | Thousand Tons | 0 | 0 | 0 | 0 | 0 | 0 | 0 | 0
NSR Big Cajun 2- NOx Cap Annual v5.13 | 462 | 7460 | Rate Constraint in MTons | FALSE | L | Annual | Net Emissions Allowance Position | Thousand Tons | 4.8009 | 1.2413 | 0 | 0 | 0 | 0 | 0 | 0
NSR Big Cajun 2- NOx Cap Annual v5.13 | 462 | 7460 | Rate Constraint in MTons | FALSE | L | Annual | Fuel Consumed | TBtu | 77.8249 | 20.3234 | 0 | 0 | 0 | 0 | 0 | 0
NSR Big Cajun 2- NOx Cap Annual v5.13 | 462 | 7460 | Rate Constraint in MTons | FALSE | L | Annual | Rate | lb/MMBtu | 0.12338 | 0.12215 | 0 | 0 | 0 | 0 | 0 | 0
NSR Big Cajun 2- NOx Cap Annual v5.13 | 462 | 7460 | Rate Constraint in MTons | FALSE | L | Annual | Generation | TWh | 7.4559 | 1.9471 | 0 | 0 | 0 | 0 | 0 | 0
NSR Big Cajun 2- NOx Cap Annual v5.13 | 462 | 7460 | Rate Constraint in MTons | FALSE | L | Annual | Qualifying Generation | TWh | 7.4559 | 1.9471 | 0 | 0 | 0 | 0 | 0 | 0
NSR Big Cajun 2- NOx Cap Annual v5.13 | 462 | 7460 | Rate Constraint in MTons | FALSE | L | Annual | Rate | lb/MWh | 1.2878 | 1.275 | 0 | 0 | 0 | 0 | 0 | 0
NSR Big Cajun 2- NOx Cap Annual v5.13 | 462 | 7460 | Rate Constraint in MTons | FALSE | L | Annual | Constraint Shadow Price | US2019$/Ton | 0 | 0 | 0 | 0 | 0 | 0 | 0 | 0
NSR Big Cajun 2- SO2 Cap Annual v5.13 | 463 | 7458 | Rate Constraint in MTons | FALSE | L | Annual | Seasons Included | Seasons | Winter, WintShld, Summer | Winter, WintShld, Summer | Winter, WintShld, Summer | Winter, WintShld, Summer | Winter, WintShld, Summer | Winter, WintShld, Summer | Winter, WintShld, Summer | Winter, WintShld, Summer
NSR Big Cajun 2- SO2 Cap Annual v5.13 | 463 | 7458 | Rate Constraint in MTons | FALSE | L | Annual | Standard SO2 | Thousand Tons | 18.95 | 18.95 | 18.95 | 18.95 | 18.95 | 18.95 | 18.95 | 18.95
NSR Big Cajun 2- SO2 Cap Annual v5.13 | 463 | 7458 | Rate Constraint in MTons | FALSE | L | Annual | Emissions at Affected Plants SO2 | Thousand Tons | 13.8859 | 4.5646 | 0 | 0 | 0 | 0 | 0 | 0
NSR Big Cajun 2- SO2 Cap Annual v5.13 | 463 | 7458 | Rate Constraint in MTons | FALSE | L | Annual | Allowances Purchased SO2 | Thousand Tons | 0 | 0 | 0 | 0 | 0 | 0 | 0 | 0
NSR Big Cajun 2- SO2 Cap Annual v5.13 | 463 | 7458 | Rate Constraint in MTons | FALSE | L | Annual | Allowances Sold SO2 | Thousand Tons | 0 | 0 | 0 | 0 | 0 | 0 | 0 | 0
NSR Big Cajun 2- SO2 Cap Annual v5.13 | 463 | 7458 | Rate Constraint in MTons | FALSE | L | Annual | Allowances Banked | Thousand Tons | 0 | 0 | 0 | 0 | 0 | 0 | 0 | 0
NSR Big Cajun 2- SO2 Cap Annual v5.13 | 463 | 7458 | Rate Constraint in MTons | FALSE | L | Annual | Allowances Withdrawn (1:1) | Thousand Tons | 0 | 0 | 0 | 0 | 0 | 0 | 0 | 0
NSR Big Cajun 2- SO2 Cap Annual v5.13 | 463 | 7458 | Rate Constraint in MTons | FALSE | L | Annual | Allowances Withdrawn (n:1) | Thousand Tons | 0 | 0 | 0 | 0 | 0 | 0 | 0 | 0
NSR Big Cajun 2- SO2 Cap Annual v5.13 | 463 | 7458 | Rate Constraint in MTons | FALSE | L | Annual | Net Emissions Allowance Position | Thousand Tons | 13.8859 | 4.5646 | 0 | 0 | 0 | 0 | 0 | 0
NSR Big Cajun 2- SO2 Cap Annual v5.13 | 463 | 7458 | Rate Constraint in MTons | FALSE | L | Annual | Fuel Consumed | TBtu | 77.8249 | 20.3234 | 0 | 0 | 0 | 0 | 0 | 0
NSR Big Cajun 2- SO2 Cap Annual v5.13 | 463 | 7458 | Rate Constraint in MTons | FALSE | L | Annual | Rate | lb/MMBtu | 0.35685 | 0.44919 | 0 | 0 | 0 | 0 | 0 | 0
NSR Big Cajun 2- SO2 Cap Annual v5.13 | 463 | 7458 | Rate Constraint in MTons | FALSE | L | Annual | Generation | TWh | 7.4559 | 1.9471 | 0 | 0 | 0 | 0 | 0 | 0
NSR Big Cajun 2- SO2 Cap Annual v5.13 | 463 | 7458 | Rate Constraint in MTons | FALSE | L | Annual | Qualifying Generation | TWh | 7.4559 | 1.9471 | 0 | 0 | 0 | 0 | 0 | 0
NSR Big Cajun 2- SO2 Cap Annual v5.13 | 463 | 7458 | Rate Constraint in MTons | FALSE | L | Annual | Rate | lb/MWh | 3.7248 | 4.6887 | 0 | 0 | 0 | 0 | 0 | 0
NSR Big Cajun 2- SO2 Cap Annual v5.13 | 463 | 7458 | Rate Constraint in MTons | FALSE | L | Annual | Constraint Shadow Price | US2019$/Ton | 0 | 0 | 0 | 0 | 0 | 0 | 0 | 0
NSR Big Cajun 2- Unit 1 - Hg Rate Annual v5.13 | 464 | 7462 | Rate Constraint in lbs/MMBtu | FALSE | L | Annual | Seasons Included | Seasons | Winter, WintShld, Summer | Winter, WintShld, Summer | Winter, WintShld, Summer | Winter, WintShld, Summer | Winter, WintShld, Summer | Winter, WintShld, Summer | Winter, WintShld, Summer | Winter, WintShld, Summer
NSR Big Cajun 2- Unit 1 - Hg Rate Annual v5.13 | 464 | 7462 | Rate Constraint in lbs/MMBtu | FALSE | L | Annual | Standard MER | lb/MMBtu | 0.03 | 0.03 | 0.03 | 0.03 | 0.03 | 0.03 | 0.03 | 0.03
NSR Big Cajun 2- Unit 1 - Hg Rate Annual v5.13 | 464 | 7462 | Rate Constraint in lbs/MMBtu | FALSE | L | Annual | Emissions at Affected Plants MER | lbs | 20.1217 | 0 | 0 | 0 | 0 | 0 | 0 | 0
NSR Big Cajun 2- Unit 1 - Hg Rate Annual v5.13 | 464 | 7462 | Rate Constraint in lbs/MMBtu | FALSE | L | Annual | Allowances Purchased MER | lbs | 0 | 0 | 0 | 0 | 0 | 0 | 0 | 0
NSR Big Cajun 2- Unit 1 - Hg Rate Annual v5.13 | 464 | 7462 | Rate Constraint in lbs/MMBtu | FALSE | L | Annual | Allowances Sold MER | lbs | 0 | 0 | 0 | 0 | 0 | 0 | 0 | 0
NSR Big Cajun 2- Unit 1 - Hg Rate Annual v5.13 | 464 | 7462 | Rate Constraint in lbs/MMBtu | FALSE | L | Annual | Allowances Banked | lbs | 0 | 0 | 0 | 0 | 0 | 0 | 0 | 0
NSR Big Cajun 2- Unit 1 - Hg Rate Annual v5.13 | 464 | 7462 | Rate Constraint in lbs/MMBtu | FALSE | L | Annual | Allowances Withdrawn (1:1) | lbs | 0 | 0 | 0 | 0 | 0 | 0 | 0 | 0
NSR Big Cajun 2- Unit 1 - Hg Rate Annual v5.13 | 464 | 7462 | Rate Constraint in lbs/MMBtu | FALSE | L | Annual | Allowances Withdrawn (n:1) | lbs | 0 | 0 | 0 | 0 | 0 | 0 | 0 | 0
NSR Big Cajun 2- Unit 1 - Hg Rate Annual v5.13 | 464 | 7462 | Rate Constraint in lbs/MMBtu | FALSE | L | Annual | Net Emissions Allowance Position | lbs | 20.1217 | 0 | 0 | 0 | 0 | 0 | 0 | 0
NSR Big Cajun 2- Unit 1 - Hg Rate Annual v5.13 | 464 | 7462 | Rate Constraint in lbs/MMBtu | FALSE | L | Annual | Fuel Consumed | TBtu | 35.8596 | 0 | 0 | 0 | 0 | 0 | 0 | 0
NSR Big Cajun 2- Unit 1 - Hg Rate Annual v5.13 | 464 | 7462 | Rate Constraint in lbs/MMBtu | FALSE | L | Annual | Rate | lb/MMBtu | 5.6112e-07 | 0 | 0 | 0 | 0 | 0 | 0 | 0
NSR Big Cajun 2- Unit 1 - Hg Rate Annual v5.13 | 464 | 7462 | Rate Constraint in lbs/MMBtu | FALSE | L | Annual | Generation | TWh | 3.4355 | 0 | 0 | 0 | 0 | 0 | 0 | 0
NSR Big Cajun 2- Unit 1 - Hg Rate Annual v5.13 | 464 | 7462 | Rate Constraint in lbs/MMBtu | FALSE | L | Annual | Qualifying Generation | TWh | 3.4355 | 0 | 0 | 0 | 0 | 0 | 0 | 0
NSR Big Cajun 2- Unit 1 - Hg Rate Annual v5.13 | 464 | 7462 | Rate Constraint in lbs/MMBtu | FALSE | L | Annual | Rate | lb/MWh | 5.857e-06 | 0 | 0 | 0 | 0 | 0 | 0 | 0
NSR Big Cajun 2- Unit 1 - Hg Rate Annual v5.13 | 464 | 7462 | Rate Constraint in lbs/MMBtu | FALSE | L | Annual | Constraint Shadow Price | US2019$/Lb | 0 | 0 | 0 | 0 | 0 | 0 | 0 | 0
NSR Big Cajun 2- Unit 1 - NOx Rate Annual v5.13 | 465 | 7459 | Rate Constraint in lbs/MMBtu | FALSE | L | Annual | Seasons Included | Seasons | Winter, WintShld, Summer | Winter, WintShld, Summer | Winter, WintShld, Summer | Winter, WintShld, Summer | Winter, WintShld, Summer | Winter, WintShld, Summer | Winter, WintShld, Summer | Winter, WintShld, Summer
NSR Big Cajun 2- Unit 1 - NOx Rate Annual v5.13 | 465 | 7459 | Rate Constraint in lbs/MMBtu | FALSE | L | Annual | Standard NOX | lb/MMBtu | 0.15 | 0.15 | 0.15 | 0.15 | 0.15 | 0.15 | 0.15 | 0.15
NSR Big Cajun 2- Unit 1 - NOx Rate Annual v5.13 | 465 | 7459 | Rate Constraint in lbs/MMBtu | FALSE | L | Annual | Emissions at Affected Plants NOX | Thousand Tons | 2.2378 | 0 | 0 | 0 | 0 | 0 | 0 | 0
NSR Big Cajun 2- Unit 1 - NOx Rate Annual v5.13 | 465 | 7459 | Rate Constraint in lbs/MMBtu | FALSE | L | Annual | Allowances Purchased NOX | Thousand Tons | 0 | 0 | 0 | 0 | 0 | 0 | 0 | 0
NSR Big Cajun 2- Unit 1 - NOx Rate Annual v5.13 | 465 | 7459 | Rate Constraint in lbs/MMBtu | FALSE | L | Annual | Allowances Sold NOX | Thousand Tons | 0 | 0 | 0 | 0 | 0 | 0 | 0 | 0
NSR Big Cajun 2- Unit 1 - NOx Rate Annual v5.13 | 465 | 7459 | Rate Constraint in lbs/MMBtu | FALSE | L | Annual | Allowances Banked | Thousand Tons | 0 | 0 | 0 | 0 | 0 | 0 | 0 | 0
NSR Big Cajun 2- Unit 1 - NOx Rate Annual v5.13 | 465 | 7459 | Rate Constraint in lbs/MMBtu | FALSE | L | Annual | Allowances Withdrawn (1:1) | Thousand Tons | 0 | 0 | 0 | 0 | 0 | 0 | 0 | 0
NSR Big Cajun 2- Unit 1 - NOx Rate Annual v5.13 | 465 | 7459 | Rate Constraint in lbs/MMBtu | FALSE | L | Annual | Allowances Withdrawn (n:1) | Thousand Tons | 0 | 0 | 0 | 0 | 0 | 0 | 0 | 0
NSR Big Cajun 2- Unit 1 - NOx Rate Annual v5.13 | 465 | 7459 | Rate Constraint in lbs/MMBtu | FALSE | L | Annual | Net Emissions Allowance Position | Thousand Tons | 2.2378 | 0 | 0 | 0 | 0 | 0 | 0 | 0
NSR Big Cajun 2- Unit 1 - NOx Rate Annual v5.13 | 465 | 7459 | Rate Constraint in lbs/MMBtu | FALSE | L | Annual | Fuel Consumed | TBtu | 35.8596 | 0 | 0 | 0 | 0 | 0 | 0 | 0
NSR Big Cajun 2- Unit 1 - NOx Rate Annual v5.13 | 465 | 7459 | Rate Constraint in lbs/MMBtu | FALSE | L | Annual | Rate | lb/MMBtu | 0.12481 | 0 | 0 | 0 | 0 | 0 | 0 | 0
NSR Big Cajun 2- Unit 1 - NOx Rate Annual v5.13 | 465 | 7459 | Rate Constraint in lbs/MMBtu | FALSE | L | Annual | Generation | TWh | 3.4355 | 0 | 0 | 0 | 0 | 0 | 0 | 0
NSR Big Cajun 2- Unit 1 - NOx Rate Annual v5.13 | 465 | 7459 | Rate Constraint in lbs/MMBtu | FALSE | L | Annual | Qualifying Generation | TWh | 3.4355 | 0 | 0 | 0 | 0 | 0 | 0 | 0
NSR Big Cajun 2- Unit 1 - NOx Rate Annual v5.13 | 465 | 7459 | Rate Constraint in lbs/MMBtu | FALSE | L | Annual | Rate | lb/MWh | 1.3028 | 0 | 0 | 0 | 0 | 0 | 0 | 0
NSR Big Cajun 2- Unit 1 - NOx Rate Annual v5.13 | 465 | 7459 | Rate Constraint in lbs/MMBtu | FALSE | L | Annual | Constraint Shadow Price | US2019$/Ton | 0 | 0 | 0 | 0 | 0 | 0 | 0 | 0
NSR Big Cajun 2- Unit 1 - SO2 Rate Annual v5.13 | 466 | 7457 | Rate Constraint in lbs/MMBtu | FALSE | L | Annual | Seasons Included | Seasons | Winter, WintShld, Summer | Winter, WintShld, Summer | Winter, WintShld, Summer | Winter, WintShld, Summer | Winter, WintShld, Summer | Winter, WintShld, Summer | Winter, WintShld, Summer | Winter, WintShld, Summer
NSR Big Cajun 2- Unit 1 - SO2 Rate Annual v5.13 | 466 | 7457 | Rate Constraint in lbs/MMBtu | FALSE | L | Annual | Standard SO2 | lb/MMBtu | 0.38 | 0.07 | 0.07 | 0.07 | 0.07 | 0.07 | 0.07 | 0.07
NSR Big Cajun 2- Unit 1 - SO2 Rate Annual v5.13 | 466 | 7457 | Rate Constraint in lbs/MMBtu | FALSE | L | Annual | Emissions at Affected Plants SO2 | Thousand Tons | 4.4606 | 0 | 0 | 0 | 0 | 0 | 0 | 0
NSR Big Cajun 2- Unit 1 - SO2 Rate Annual v5.13 | 466 | 7457 | Rate Constraint in lbs/MMBtu | FALSE | L | Annual | Allowances Purchased SO2 | Thousand Tons | 0 | 0 | 0 | 0 | 0 | 0 | 0 | 0
NSR Big Cajun 2- Unit 1 - SO2 Rate Annual v5.13 | 466 | 7457 | Rate Constraint in lbs/MMBtu | FALSE | L | Annual | Allowances Sold SO2 | Thousand Tons | 0 | 0 | 0 | 0 | 0 | 0 | 0 | 0
NSR Big Cajun 2- Unit 1 - SO2 Rate Annual v5.13 | 466 | 7457 | Rate Constraint in lbs/MMBtu | FALSE | L | Annual | Allowances Banked | Thousand Tons | 0 | 0 | 0 | 0 | 0 | 0 | 0 | 0
NSR Big Cajun 2- Unit 1 - SO2 Rate Annual v5.13 | 466 | 7457 | Rate Constraint in lbs/MMBtu | FALSE | L | Annual | Allowances Withdrawn (1:1) | Thousand Tons | 0 | 0 | 0 | 0 | 0 | 0 | 0 | 0
NSR Big Cajun 2- Unit 1 - SO2 Rate Annual v5.13 | 466 | 7457 | Rate Constraint in lbs/MMBtu | FALSE | L | Annual | Allowances Withdrawn (n:1) | Thousand Tons | 0 | 0 | 0 | 0 | 0 | 0 | 0 | 0
NSR Big Cajun 2- Unit 1 - SO2 Rate Annual v5.13 | 466 | 7457 | Rate Constraint in lbs/MMBtu | FALSE | L | Annual | Net Emissions Allowance Position | Thousand Tons | 4.4606 | 0 | 0 | 0 | 0 | 0 | 0 | 0
NSR Big Cajun 2- Unit 1 - SO2 Rate Annual v5.13 | 466 | 7457 | Rate Constraint in lbs/MMBtu | FALSE | L | Annual | Fuel Consumed | TBtu | 35.8596 | 0 | 0 | 0 | 0 | 0 | 0 | 0
NSR Big Cajun 2- Unit 1 - SO2 Rate Annual v5.13 | 466 | 7457 | Rate Constraint in lbs/MMBtu | FALSE | L | Annual | Rate | lb/MMBtu | 0.24878 | 0 | 0 | 0 | 0 | 0 | 0 | 0
NSR Big Cajun 2- Unit 1 - SO2 Rate Annual v5.13 | 466 | 7457 | Rate Constraint in lbs/MMBtu | FALSE | L | Annual | Generation | TWh | 3.4355 | 0 | 0 | 0 | 0 | 0 | 0 | 0
NSR Big Cajun 2- Unit 1 - SO2 Rate Annual v5.13 | 466 | 7457 | Rate Constraint in lbs/MMBtu | FALSE | L | Annual | Qualifying Generation | TWh | 3.4355 | 0 | 0 | 0 | 0 | 0 | 0 | 0
NSR Big Cajun 2- Unit 1 - SO2 Rate Annual v5.13 | 466 | 7457 | Rate Constraint in lbs/MMBtu | FALSE | L | Annual | Rate | lb/MWh | 2.5968 | 0 | 0 | 0 | 0 | 0 | 0 | 0
NSR Big Cajun 2- Unit 1 - SO2 Rate Annual v5.13 | 466 | 7457 | Rate Constraint in lbs/MMBtu | FALSE | L | Annual | Constraint Shadow Price | US2019$/Ton | 0 | 19339.657 | 10727.1696 | 35749.2189 | 16744.5391 | 22251.0145 | 24068.2733 | 19020.4743
NSR Big Cajun 2- Unit 3 - Hg Rate Annual v5.13 | 467 | 7463 | Rate Constraint in lbs/MMBtu | FALSE | L | Annual | Seasons Included | Seasons | Winter, WintShld, Summer | Winter, WintShld, Summer | Winter, WintShld, Summer | Winter, WintShld, Summer | Winter, WintShld, Summer | Winter, WintShld, Summer | Winter, WintShld, Summer | Winter, WintShld, Summer
NSR Big Cajun 2- Unit 3 - Hg Rate Annual v5.13 | 467 | 7463 | Rate Constraint in lbs/MMBtu | FALSE | L | Annual | Standard MER | lb/MMBtu | 0.03 | 0.03 | 0.03 | 0.03 | 0.03 | 0.03 | 0.03 | 0.03
NSR Big Cajun 2- Unit 3 - Hg Rate Annual v5.13 | 467 | 7463 | Rate Constraint in lbs/MMBtu | FALSE | L | Annual | Emissions at Affected Plants MER | lbs | 23.5478 | 11.404 | 0 | 0 | 0 | 0 | 0 | 0
NSR Big Cajun 2- Unit 3 - Hg Rate Annual v5.13 | 467 | 7463 | Rate Constraint in lbs/MMBtu | FALSE | L | Annual | Allowances Purchased MER | lbs | 0 | 0 | 0 | 0 | 0 | 0 | 0 | 0
NSR Big Cajun 2- Unit 3 - Hg Rate Annual v5.13 | 467 | 7463 | Rate Constraint in lbs/MMBtu | FALSE | L | Annual | Allowances Sold MER | lbs | 0 | 0 | 0 | 0 | 0 | 0 | 0 | 0
NSR Big Cajun 2- Unit 3 - Hg Rate Annual v5.13 | 467 | 7463 | Rate Constraint in lbs/MMBtu | FALSE | L | Annual | Allowances Banked | lbs | 0 | 0 | 0 | 0 | 0 | 0 | 0 | 0
NSR Big Cajun 2- Unit 3 - Hg Rate Annual v5.13 | 467 | 7463 | Rate Constraint in lbs/MMBtu | FALSE | L | Annual | Allowances Withdrawn (1:1) | lbs | 0 | 0 | 0 | 0 | 0 | 0 | 0 | 0
NSR Big Cajun 2- Unit 3 - Hg Rate Annual v5.13 | 467 | 7463 | Rate Constraint in lbs/MMBtu | FALSE | L | Annual | Allowances Withdrawn (n:1) | lbs | 0 | 0 | 0 | 0 | 0 | 0 | 0 | 0
NSR Big Cajun 2- Unit 3 - Hg Rate Annual v5.13 | 467 | 7463 | Rate Constraint in lbs/MMBtu | FALSE | L | Annual | Net Emissions Allowance Position | lbs | 23.5478 | 11.404 | 0 | 0 | 0 | 0 | 0 | 0
NSR Big Cajun 2- Unit 3 - Hg Rate Annual v5.13 | 467 | 7463 | Rate Constraint in lbs/MMBtu | FALSE | L | Annual | Fuel Consumed | TBtu | 41.9653 | 20.3234 | 0 | 0 | 0 | 0 | 0 | 0
NSR Big Cajun 2- Unit 3 - Hg Rate Annual v5.13 | 467 | 7463 | Rate Constraint in lbs/MMBtu | FALSE | L | Annual | Rate | lb/MMBtu | 5.6112e-07 | 5.6112e-07 | 0 | 0 | 0 | 0 | 0 | 0
NSR Big Cajun 2- Unit 3 - Hg Rate Annual v5.13 | 467 | 7463 | Rate Constraint in lbs/MMBtu | FALSE | L | Annual | Generation | TWh | 4.0204 | 1.9471 | 0 | 0 | 0 | 0 | 0 | 0
NSR Big Cajun 2- Unit 3 - Hg Rate Annual v5.13 | 467 | 7463 | Rate Constraint in lbs/MMBtu | FALSE | L | Annual | Qualifying Generation | TWh | 4.0204 | 1.9471 | 0 | 0 | 0 | 0 | 0 | 0
NSR Big Cajun 2- Unit 3 - Hg Rate Annual v5.13 | 467 | 7463 | Rate Constraint in lbs/MMBtu | FALSE | L | Annual | Rate | lb/MWh | 5.857e-06 | 5.857e-06 | 0 | 0 | 0 | 0 | 0 | 0
NSR Big Cajun 2- Unit 3 - Hg Rate Annual v5.13 | 467 | 7463 | Rate Constraint in lbs/MMBtu | FALSE | L | Annual | Constraint Shadow Price | US2019$/Lb | 0 | 0 | 0 | 0 | 0 | 0 | 0 | 0
NSR Big Cajun 2- Unit 3 - NOx Rate Annual v5.13 | 468 | 7461 | Rate Constraint in lbs/MMBtu | FALSE | L | Annual | Seasons Included | Seasons | Winter, WintShld, Summer | Winter, WintShld, Summer | Winter, WintShld, Summer | Winter, WintShld, Summer | Winter, WintShld, Summer | Winter, WintShld, Summer | Winter, WintShld, Summer | Winter, WintShld, Summer
NSR Big Cajun 2- Unit 3 - NOx Rate Annual v5.13 | 468 | 7461 | Rate Constraint in lbs/MMBtu | FALSE | L | Annual | Standard NOX | lb/MMBtu | 0.135 | 0.135 | 0.135 | 0.135 | 0.135 | 0.135 | 0.135 | 0.135
NSR Big Cajun 2- Unit 3 - NOx Rate Annual v5.13 | 468 | 7461 | Rate Constraint in lbs/MMBtu | FALSE | L | Annual | Emissions at Affected Plants NOX | Thousand Tons | 2.563 | 1.2413 | 0 | 0 | 0 | 0 | 0 | 0
NSR Big Cajun 2- Unit 3 - NOx Rate Annual v5.13 | 468 | 7461 | Rate Constraint in lbs/MMBtu | FALSE | L | Annual | Allowances Purchased NOX | Thousand Tons | 0 | 0 | 0 | 0 | 0 | 0 | 0 | 0
NSR Big Cajun 2- Unit 3 - NOx Rate Annual v5.13 | 468 | 7461 | Rate Constraint in lbs/MMBtu | FALSE | L | Annual | Allowances Sold NOX | Thousand Tons | 0 | 0 | 0 | 0 | 0 | 0 | 0 | 0
NSR Big Cajun 2- Unit 3 - NOx Rate Annual v5.13 | 468 | 7461 | Rate Constraint in lbs/MMBtu | FALSE | L | Annual | Allowances Banked | Thousand Tons | 0 | 0 | 0 | 0 | 0 | 0 | 0 | 0
NSR Big Cajun 2- Unit 3 - NOx Rate Annual v5.13 | 468 | 7461 | Rate Constraint in lbs/MMBtu | FALSE | L | Annual | Allowances Withdrawn (1:1) | Thousand Tons | 0 | 0 | 0 | 0 | 0 | 0 | 0 | 0
NSR Big Cajun 2- Unit 3 - NOx Rate Annual v5.13 | 468 | 7461 | Rate Constraint in lbs/MMBtu | FALSE | L | Annual | Allowances Withdrawn (n:1) | Thousand Tons | 0 | 0 | 0 | 0 | 0 | 0 | 0 | 0
NSR Big Cajun 2- Unit 3 - NOx Rate Annual v5.13 | 468 | 7461 | Rate Constraint in lbs/MMBtu | FALSE | L | Annual | Net Emissions Allowance Position | Thousand Tons | 2.563 | 1.2413 | 0 | 0 | 0 | 0 | 0 | 0
NSR Big Cajun 2- Unit 3 - NOx Rate Annual v5.13 | 468 | 7461 | Rate Constraint in lbs/MMBtu | FALSE | L | Annual | Fuel Consumed | TBtu | 41.9653 | 20.3234 | 0 | 0 | 0 | 0 | 0 | 0
NSR Big Cajun 2- Unit 3 - NOx Rate Annual v5.13 | 468 | 7461 | Rate Constraint in lbs/MMBtu | FALSE | L | Annual | Rate | lb/MMBtu | 0.12215 | 0.12215 | 0 | 0 | 0 | 0 | 0 | 0
NSR Big Cajun 2- Unit 3 - NOx Rate Annual v5.13 | 468 | 7461 | Rate Constraint in lbs/MMBtu | FALSE | L | Annual | Generation | TWh | 4.0204 | 1.9471 | 0 | 0 | 0 | 0 | 0 | 0
NSR Big Cajun 2- Unit 3 - NOx Rate Annual v5.13 | 468 | 7461 | Rate Constraint in lbs/MMBtu | FALSE | L | Annual | Qualifying Generation | TWh | 4.0204 | 1.9471 | 0 | 0 | 0 | 0 | 0 | 0
NSR Big Cajun 2- Unit 3 - NOx Rate Annual v5.13 | 468 | 7461 | Rate Constraint in lbs/MMBtu | FALSE | L | Annual | Rate | lb/MWh | 1.275 | 1.275 | 0 | 0 | 0 | 0 | 0 | 0
NSR Big Cajun 2- Unit 3 - NOx Rate Annual v5.13 | 468 | 7461 | Rate Constraint in lbs/MMBtu | FALSE | L | Annual | Constraint Shadow Price | US2019$/Ton | 0 | 0 | 0 | 0 | 0 | 0 | 0 | 0
NSR Boswell 1-3 - SO2 Rate Annual v5.14 | 469 | 7484 | Rate Constraint in lbs/MMBtu | FALSE | L | Annual | Seasons Included | Seasons | Winter, WintShld, Summer | Winter, WintShld, Summer | Winter, WintShld, Summer | Winter, WintShld, Summer | Winter, WintShld, Summer | Winter, WintShld, Summer | Winter, WintShld, Summer | Winter, WintShld, Summer
NSR Boswell 1-3 - SO2 Rate Annual v5.14 | 469 | 7484 | Rate Constraint in lbs/MMBtu | FALSE | L | Annual | Standard SO2 | lb/MMBtu | 0.03 | 0.03 | 0.03 | 0.03 | 0.03 | 0.03 | 0.03 | 0.03
NSR Boswell 1-3 - SO2 Rate Annual v5.14 | 469 | 7484 | Rate Constraint in lbs/MMBtu | FALSE | L | Annual | Emissions at Affected Plants SO2 | Thousand Tons | 0.38542 | 0.31254 | 0.31098 | 0 | 0 | 0 | 0 | 0
NSR Boswell 1-3 - SO2 Rate Annual v5.14 | 469 | 7484 | Rate Constraint in lbs/MMBtu | FALSE | L | Annual | Allowances Purchased SO2 | Thousand Tons | 0 | 0 | 0 | 0 | 0 | 0 | 0 | 0
NSR Boswell 1-3 - SO2 Rate Annual v5.14 | 469 | 7484 | Rate Constraint in lbs/MMBtu | FALSE | L | Annual | Allowances Sold SO2 | Thousand Tons | 0 | 0 | 0 | 0 | 0 | 0 | 0 | 0
NSR Boswell 1-3 - SO2 Rate Annual v5.14 | 469 | 7484 | Rate Constraint in lbs/MMBtu | FALSE | L | Annual | Allowances Banked | Thousand Tons | 0 | 0 | 0 | 0 | 0 | 0 | 0 | 0
NSR Boswell 1-3 - SO2 Rate Annual v5.14 | 469 | 7484 | Rate Constraint in lbs/MMBtu | FALSE | L | Annual | Allowances Withdrawn (1:1) | Thousand Tons | 0 | 0 | 0 | 0 | 0 | 0 | 0 | 0
NSR Boswell 1-3 - SO2 Rate Annual v5.14 | 469 | 7484 | Rate Constraint in lbs/MMBtu | FALSE | L | Annual | Allowances Withdrawn (n:1) | Thousand Tons | 0 | 0 | 0 | 0 | 0 | 0 | 0 | 0
NSR Boswell 1-3 - SO2 Rate Annual v5.14 | 469 | 7484 | Rate Constraint in lbs/MMBtu | FALSE | L | Annual | Net Emissions Allowance Position | Thousand Tons | 0.38542 | 0.31254 | 0.31098 | 0 | 0 | 0 | 0 | 0
NSR Boswell 1-3 - SO2 Rate Annual v5.14 | 469 | 7484 | Rate Constraint in lbs/MMBtu | FALSE | L | Annual | Fuel Consumed | TBtu | 25.7784 | 20.9039 | 20.7993 | 0 | 0 | 0 | 0 | 0
NSR Boswell 1-3 - SO2 Rate Annual v5.14 | 469 | 7484 | Rate Constraint in lbs/MMBtu | FALSE | L | Annual | Rate | lb/MMBtu | 0.029903 | 0.029903 | 0.029903 | 0 | 0 | 0 | 0 | 0
NSR Boswell 1-3 - SO2 Rate Annual v5.14 | 469 | 7484 | Rate Constraint in lbs/MMBtu | FALSE | L | Annual | Generation | TWh | 2.4322 | 1.9723 | 1.9624 | 0 | 0 | 0 | 0 | 0
NSR Boswell 1-3 - SO2 Rate Annual v5.14 | 469 | 7484 | Rate Constraint in lbs/MMBtu | FALSE | L | Annual | Qualifying Generation | TWh | 2.4322 | 1.9723 | 1.9624 | 0 | 0 | 0 | 0 | 0
NSR Boswell 1-3 - SO2 Rate Annual v5.14 | 469 | 7484 | Rate Constraint in lbs/MMBtu | FALSE | L | Annual | Rate | lb/MWh | 0.31694 | 0.31694 | 0.31694 | 0 | 0 | 0 | 0 | 0
NSR Boswell 1-3 - SO2 Rate Annual v5.14 | 469 | 7484 | Rate Constraint in lbs/MMBtu | FALSE | L | Annual | Constraint Shadow Price | US2019$/Ton | 0 | 0 | 0 | 65786.8764 | 19256.1582 | 45760.548 | 52068.1181 | 19177.0178
NSR Boswell 3 - NOX Rate Annual v5.14 | 470 | 7485 | Rate Constraint in lbs/MMBtu | FALSE | L | Annual | Seasons Included | Seasons | Winter, WintShld, Summer | Winter, WintShld, Summer | Winter, WintShld, Summer | Winter, WintShld, Summer | Winter, WintShld, Summer | Winter, WintShld, Summer | Winter, WintShld, Summer | Winter, WintShld, Summer
NSR Boswell 3 - NOX Rate Annual v5.14 | 470 | 7485 | Rate Constraint in lbs/MMBtu | FALSE | L | Annual | Standard NOX | lb/MMBtu | 0.06 | 0.06 | 0.06 | 0.06 | 0.06 | 0.06 | 0.06 | 0.06
NSR Boswell 3 - NOX Rate Annual v5.14 | 470 | 7485 | Rate Constraint in lbs/MMBtu | FALSE | L | Annual | Emissions at Affected Plants NOX | Thousand Tons | 0.73262 | 0.59409 | 0.59112 | 0 | 0 | 0 | 0 | 0
NSR Boswell 3 - NOX Rate Annual v5.14 | 470 | 7485 | Rate Constraint in lbs/MMBtu | FALSE | L | Annual | Allowances Purchased NOX | Thousand Tons | 0 | 0 | 0 | 0 | 0 | 0 | 0 | 0
NSR Boswell 3 - NOX Rate Annual v5.14 | 470 | 7485 | Rate Constraint in lbs/MMBtu | FALSE | L | Annual | Allowances Sold NOX | Thousand Tons | 0 | 0 | 0 | 0 | 0 | 0 | 0 | 0
NSR Boswell 3 - NOX Rate Annual v5.14 | 470 | 7485 | Rate Constraint in lbs/MMBtu | FALSE | L | Annual | Allowances Banked | Thousand Tons | 0 | 0 | 0 | 0 | 0 | 0 | 0 | 0
NSR Boswell 3 - NOX Rate Annual v5.14 | 470 | 7485 | Rate Constraint in lbs/MMBtu | FALSE | L | Annual | Allowances Withdrawn (1:1) | Thousand Tons | 0 | 0 | 0 | 0 | 0 | 0 | 0 | 0
NSR Boswell 3 - NOX Rate Annual v5.14 | 470 | 7485 | Rate Constraint in lbs/MMBtu | FALSE | L | Annual | Allowances Withdrawn (n:1) | Thousand Tons | 0 | 0 | 0 | 0 | 0 | 0 | 0 | 0
NSR Boswell 3 - NOX Rate Annual v5.14 | 470 | 7485 | Rate Constraint in lbs/MMBtu | FALSE | L | Annual | Net Emissions Allowance Position | Thousand Tons | 0.73262 | 0.59409 | 0.59112 | 0 | 0 | 0 | 0 | 0
NSR Boswell 3 - NOX Rate Annual v5.14 | 470 | 7485 | Rate Constraint in lbs/MMBtu | FALSE | L | Annual | Fuel Consumed | TBtu | 25.7784 | 20.9039 | 20.7993 | 0 | 0 | 0 | 0 | 0
NSR Boswell 3 - NOX Rate Annual v5.14 | 470 | 7485 | Rate Constraint in lbs/MMBtu | FALSE | L | Annual | Rate | lb/MMBtu | 0.05684 | 0.05684 | 0.05684 | 0 | 0 | 0 | 0 | 0
NSR Boswell 3 - NOX Rate Annual v5.14 | 470 | 7485 | Rate Constraint in lbs/MMBtu | FALSE | L | Annual | Generation | TWh | 2.4322 | 1.9723 | 1.9624 | 0 | 0 | 0 | 0 | 0
NSR Boswell 3 - NOX Rate Annual v5.14 | 470 | 7485 | Rate Constraint in lbs/MMBtu | FALSE | L | Annual | Qualifying Generation | TWh | 2.4322 | 1.9723 | 1.9624 | 0 | 0 | 0 | 0 | 0
NSR Boswell 3 - NOX Rate Annual v5.14 | 470 | 7485 | Rate Constraint in lbs/MMBtu | FALSE | L | Annual | Rate | lb/MWh | 0.60245 | 0.60245 | 0.60245 | 0 | 0 | 0 | 0 | 0
NSR Boswell 3 - NOX Rate Annual v5.14 | 470 | 7485 | Rate Constraint in lbs/MMBtu | FALSE | L | Annual | Constraint Shadow Price | US2019$/Ton | 0 | 0 | 0 | 0 | 0 | 0 | 0 | 0
NSR Boswell 4 - NOX Rate Annual v5.14 | 471 | 7487 | Rate Constraint in lbs/MMBtu | FALSE | L | Annual | Seasons Included | Seasons | Winter, WintShld, Summer | Winter, WintShld, Summer | Winter, WintShld, Summer | Winter, WintShld, Summer | Winter, WintShld, Summer | Winter, WintShld, Summer | Winter, WintShld, Summer | Winter, WintShld, Summer
NSR Boswell 4 - NOX Rate Annual v5.14 | 471 | 7487 | Rate Constraint in lbs/MMBtu | FALSE | L | Annual | Standard NOX | lb/MMBtu | 0.12 | 0.12 | 0.12 | 0.12 | 0.12 | 0.12 | 0.12 | 0.12
NSR Boswell 4 - NOX Rate Annual v5.14 | 471 | 7487 | Rate Constraint in lbs/MMBtu | FALSE | L | Annual | Emissions at Affected Plants NOX | Thousand Tons | 2.2331 | 1.849 | 1.7651 | 1.7651 | 0.013134 | 0.013891 | 0.0095103 | 0.0078818
NSR Boswell 4 - NOX Rate Annual v5.14 | 471 | 7487 | Rate Constraint in lbs/MMBtu | FALSE | L | Annual | Allowances Purchased NOX | Thousand Tons | 0 | 0 | 0 | 0 | 0 | 0 | 0 | 0
NSR Boswell 4 - NOX Rate Annual v5.14 | 471 | 7487 | Rate Constraint in lbs/MMBtu | FALSE | L | Annual | Allowances Sold NOX | Thousand Tons | 0 | 0 | 0 | 0 | 0 | 0 | 0 | 0
NSR Boswell 4 - NOX Rate Annual v5.14 | 471 | 7487 | Rate Constraint in lbs/MMBtu | FALSE | L | Annual | Allowances Banked | Thousand Tons | 0 | 0 | 0 | 0 | 0 | 0 | 0 | 0
NSR Boswell 4 - NOX Rate Annual v5.14 | 471 | 7487 | Rate Constraint in lbs/MMBtu | FALSE | L | Annual | Allowances Withdrawn (1:1) | Thousand Tons | 0 | 0 | 0 | 0 | 0 | 0 | 0 | 0
NSR Boswell 4 - NOX Rate Annual v5.14 | 471 | 7487 | Rate Constraint in lbs/MMBtu | FALSE | L | Annual | Allowances Withdrawn (n:1) | Thousand Tons | 0 | 0 | 0 | 0 | 0 | 0 | 0 | 0
NSR Boswell 4 - NOX Rate Annual v5.14 | 471 | 7487 | Rate Constraint in lbs/MMBtu | FALSE | L | Annual | Net Emissions Allowance Position | Thousand Tons | 2.2331 | 1.849 | 1.7651 | 1.7651 | 0.013134 | 0.013891 | 0.0095103 | 0.0078818
NSR Boswell 4 - NOX Rate Annual v5.14 | 471 | 7487 | Rate Constraint in lbs/MMBtu | FALSE | L | Annual | Fuel Consumed | TBtu | 43.0684 | 35.6608 | 34.0425 | 34.0425 | 0.25331 | 0.2679 | 0.18342 | 0.15201
NSR Boswell 4 - NOX Rate Annual v5.14 | 471 | 7487 | Rate Constraint in lbs/MMBtu | FALSE | L | Annual | Rate | lb/MMBtu | 0.1037 | 0.1037 | 0.1037 | 0.1037 | 0.1037 | 0.1037 | 0.1037 | 0.1037
NSR Boswell 4 - NOX Rate Annual v5.14 | 471 | 7487 | Rate Constraint in lbs/MMBtu | FALSE | L | Annual | Generation | TWh | 4.0482 | 3.3519 | 3.1998 | 3.1998 | 0.02381 | 0.025181 | 0.01724 | 0.014288
NSR Boswell 4 - NOX Rate Annual v5.14 | 471 | 7487 | Rate Constraint in lbs/MMBtu | FALSE | L | Annual | Qualifying Generation | TWh | 4.0482 | 3.3519 | 3.1998 | 3.1998 | 0.02381 | 0.025181 | 0.01724 | 0.014288
NSR Boswell 4 - NOX Rate Annual v5.14 | 471 | 7487 | Rate Constraint in lbs/MMBtu | FALSE | L | Annual | Rate | lb/MWh | 1.1033 | 1.1033 | 1.1033 | 1.1033 | 1.1033 | 1.1033 | 1.1033 | 1.1033
NSR Boswell 4 - NOX Rate Annual v5.14 | 471 | 7487 | Rate Constraint in lbs/MMBtu | FALSE | L | Annual | Constraint Shadow Price | US2019$/Ton | 0 | 0 | 0 | 0 | 0 | 0 | 0 | 0
NSR Boswell 4 - SO2 Rate Annual v5.14 | 472 | 7486 | Rate Constraint in lbs/MMBtu | FALSE | L | Annual | Seasons Included | Seasons | Winter, WintShld, Summer | Winter, WintShld, Summer | Winter, WintShld, Summer | Winter, WintShld, Summer | Winter, WintShld, Summer | Winter, WintShld, Summer | Winter, WintShld, Summer | Winter, WintShld, Summer
NSR Boswell 4 - SO2 Rate Annual v5.14 | 472 | 7486 | Rate Constraint in lbs/MMBtu | FALSE | L | Annual | Standard SO2 | lb/MMBtu | 0.03 | 0.03 | 0.03 | 0.03 | 0.03 | 0.03 | 0.03 | 0.03
NSR Boswell 4 - SO2 Rate Annual v5.14 | 472 | 7486 | Rate Constraint in lbs/MMBtu | FALSE | L | Annual | Emissions at Affected Plants SO2 | Thousand Tons | 0.50543 | 0.4185 | 0.3995 | 0.3995 | 0.0029727 | 0.0031439 | 0.0021525 | 0.0017839
NSR Boswell 4 - SO2 Rate Annual v5.14 | 472 | 7486 | Rate Constraint in lbs/MMBtu | FALSE | L | Annual | Allowances Purchased SO2 | Thousand Tons | 0 | 0 | 0 | 0 | 0 | 0 | 0 | 0
NSR Boswell 4 - SO2 Rate Annual v5.14 | 472 | 7486 | Rate Constraint in lbs/MMBtu | FALSE | L | Annual | Allowances Sold SO2 | Thousand Tons | 0 | 0 | 0 | 0 | 0 | 0 | 0 | 0
NSR Boswell 4 - SO2 Rate Annual v5.14 | 472 | 7486 | Rate Constraint in lbs/MMBtu | FALSE | L | Annual | Allowances Banked | Thousand Tons | 0 | 0 | 0 | 0 | 0 | 0 | 0 | 0
NSR Boswell 4 - SO2 Rate Annual v5.14 | 472 | 7486 | Rate Constraint in lbs/MMBtu | FALSE | L | Annual | Allowances Withdrawn (1:1) | Thousand Tons | 0 | 0 | 0 | 0 | 0 | 0 | 0 | 0
NSR Boswell 4 - SO2 Rate Annual v5.14 | 472 | 7486 | Rate Constraint in lbs/MMBtu | FALSE | L | Annual | Allowances Withdrawn (n:1) | Thousand Tons | 0 | 0 | 0 | 0 | 0 | 0 | 0 | 0
NSR Boswell 4 - SO2 Rate Annual v5.14 | 472 | 7486 | Rate Constraint in lbs/MMBtu | FALSE | L | Annual | Net Emissions Allowance Position | Thousand Tons | 0.50543 | 0.4185 | 0.3995 | 0.3995 | 0.0029727 | 0.0031439 | 0.0021525 | 0.0017839
NSR Boswell 4 - SO2 Rate Annual v5.14 | 472 | 7486 | Rate Constraint in lbs/MMBtu | FALSE | L | Annual | Fuel Consumed | TBtu | 43.0684 | 35.6608 | 34.0425 | 34.0425 | 0.25331 | 0.2679 | 0.18342 | 0.15201
NSR Boswell 4 - SO2 Rate Annual v5.14 | 472 | 7486 | Rate Constraint in lbs/MMBtu | FALSE | L | Annual | Rate | lb/MMBtu | 0.023471 | 0.023471 | 0.023471 | 0.023471 | 0.023471 | 0.023471 | 0.023471 | 0.023471
NSR Boswell 4 - SO2 Rate Annual v5.14 | 472 | 7486 | Rate Constraint in lbs/MMBtu | FALSE | L | Annual | Generation | TWh | 4.0482 | 3.3519 | 3.1998 | 3.1998 | 0.02381 | 0.025181 | 0.01724 | 0.014288
NSR Boswell 4 - SO2 Rate Annual v5.14 | 472 | 7486 | Rate Constraint in lbs/MMBtu | FALSE | L | Annual | Qualifying Generation | TWh | 4.0482 | 3.3519 | 3.1998 | 3.1998 | 0.02381 | 0.025181 | 0.01724 | 0.014288
NSR Boswell 4 - SO2 Rate Annual v5.14 | 472 | 7486 | Rate Constraint in lbs/MMBtu | FALSE | L | Annual | Rate | lb/MWh | 0.24971 | 0.24971 | 0.24971 | 0.24971 | 0.24971 | 0.24971 | 0.24971 | 0.24971
NSR Boswell 4 - SO2 Rate Annual v5.14 | 472 | 7486 | Rate Constraint in lbs/MMBtu | FALSE | L | Annual | Constraint Shadow Price | US2019$/Ton | 0 | 0 | 0 | 0 | 0 | 0 | 0 | 0
NSR Burlington Unit 1 SO2 Rate v5.16 | 473 | 7660 | Rate Constraint in lbs/MMBtu | FALSE | L | Annual | Seasons Included | Seasons | Winter, WintShld, Summer | Winter, WintShld, Summer | Winter, WintShld, Summer | Winter, WintShld, Summer | Winter, WintShld, Summer | Winter, WintShld, Summer | Winter, WintShld, Summer | Winter, WintShld, Summer
NSR Burlington Unit 1 SO2 Rate v5.16 | 473 | 7660 | Rate Constraint in lbs/MMBtu | FALSE | L | Annual | Standard SO2 | lb/MMBtu | 0.75 | 0.75 | 0.75 | 0.75 | 0.75 | 0.75 | 0.75 | 0.75
NSR Burlington Unit 1 SO2 Rate v5.16 | 473 | 7660 | Rate Constraint in lbs/MMBtu | FALSE | L | Annual | Emissions at Affected Plants SO2 | Thousand Tons | 0 | 0 | 0 | 0 | 0 | 0 | 0 | 0
NSR Burlington Unit 1 SO2 Rate v5.16 | 473 | 7660 | Rate Constraint in lbs/MMBtu | FALSE | L | Annual | Allowances Purchased SO2 | Thousand Tons | 0 | 0 | 0 | 0 | 0 | 0 | 0 | 0
NSR Burlington Unit 1 SO2 Rate v5.16 | 473 | 7660 | Rate Constraint in lbs/MMBtu | FALSE | L | Annual | Allowances Sold SO2 | Thousand Tons | 0 | 0 | 0 | 0 | 0 | 0 | 0 | 0
NSR Burlington Unit 1 SO2 Rate v5.16 | 473 | 7660 | Rate Constraint in lbs/MMBtu | FALSE | L | Annual | Allowances Banked | Thousand Tons | 0 | 0 | 0 | 0 | 0 | 0 | 0 | 0
NSR Burlington Unit 1 SO2 Rate v5.16 | 473 | 7660 | Rate Constraint in lbs/MMBtu | FALSE | L | Annual | Allowances Withdrawn (1:1) | Thousand Tons | 0 | 0 | 0 | 0 | 0 | 0 | 0 | 0
NSR Burlington Unit 1 SO2 Rate v5.16 | 473 | 7660 | Rate Constraint in lbs/MMBtu | FALSE | L | Annual | Allowances Withdrawn (n:1) | Thousand Tons | 0 | 0 | 0 | 0 | 0 | 0 | 0 | 0
NSR Burlington Unit 1 SO2 Rate v5.16 | 473 | 7660 | Rate Constraint in lbs/MMBtu | FALSE | L | Annual | Net Emissions Allowance Position | Thousand Tons | 0 | 0 | 0 | 0 | 0 | 0 | 0 | 0
NSR Burlington Unit 1 SO2 Rate v5.16 | 473 | 7660 | Rate Constraint in lbs/MMBtu | FALSE | L | Annual | Fuel Consumed | TBtu | 0 | 0 | 0 | 0 | 0 | 0 | 0 | 0
NSR Burlington Unit 1 SO2 Rate v5.16 | 473 | 7660 | Rate Constraint in lbs/MMBtu | FALSE | L | Annual | Rate | lb/MMBtu | 0 | 0 | 0 | 0 | 0 | 0 | 0 | 0
NSR Burlington Unit 1 SO2 Rate v5.16 | 473 | 7660 | Rate Constraint in lbs/MMBtu | FALSE | L | Annual | Generation | TWh | 0 | 0 | 0 | 0 | 0 | 0 | 0 | 0
NSR Burlington Unit 1 SO2 Rate v5.16 | 473 | 7660 | Rate Constraint in lbs/MMBtu | FALSE | L | Annual | Qualifying Generation | TWh | 0 | 0 | 0 | 0 | 0 | 0 | 0 | 0
NSR Burlington Unit 1 SO2 Rate v5.16 | 473 | 7660 | Rate Constraint in lbs/MMBtu | FALSE | L | Annual | Rate | lb/MWh | 0 | 0 | 0 | 0 | 0 | 0 | 0 | 0
NSR Burlington Unit 1 SO2 Rate v5.16 | 473 | 7660 | Rate Constraint in lbs/MMBtu | FALSE | L | Annual | Constraint Shadow Price | US2019$/Ton | 0 | 0 | 0 | 0 | 0 | 0 | 0 | 0
NSR Campbell 1 - SO2 Rate Annual v5.14 | 474 | 7494 | Rate Constraint in lbs/MMBtu | FALSE | L | Annual | Seasons Included | Seasons | Winter, WintShld, Summer | Winter, WintShld, Summer | Winter, WintShld, Summer | Winter, WintShld, Summer | Winter, WintShld, Summer | Winter, WintShld, Summer | Winter, WintShld, Summer | Winter, WintShld, Summer
NSR Campbell 1 - SO2 Rate Annual v5.14 | 474 | 7494 | Rate Constraint in lbs/MMBtu | FALSE | L | Annual | Standard SO2 | lb/MMBtu | 0.29 | 0.29 | 0.29 | 0.29 | 0.29 | 0.29 | 0.29 | 0.29
NSR Campbell 1 - SO2 Rate Annual v5.14 | 474 | 7494 | Rate Constraint in lbs/MMBtu | FALSE | L | Annual | Emissions at Affected Plants SO2 | Thousand Tons | 2.6223 | 0 | 0 | 0 | 0 | 0 | 0 | 0
NSR Campbell 1 - SO2 Rate Annual v5.14 | 474 | 7494 | Rate Constraint in lbs/MMBtu | FALSE | L | Annual | Allowances Purchased SO2 | Thousand Tons | 0 | 0 | 0 | 0 | 0 | 0 | 0 | 0
NSR Campbell 1 - SO2 Rate Annual v5.14 | 474 | 7494 | Rate Constraint in lbs/MMBtu | FALSE | L | Annual | Allowances Sold SO2 | Thousand Tons | 0 | 0 | 0 | 0 | 0 | 0 | 0 | 0
NSR Campbell 1 - SO2 Rate Annual v5.14 | 474 | 7494 | Rate Constraint in lbs/MMBtu | FALSE | L | Annual | Allowances Banked | Thousand Tons | 0 | 0 | 0 | 0 | 0 | 0 | 0 | 0
NSR Campbell 1 - SO2 Rate Annual v5.14 | 474 | 7494 | Rate Constraint in lbs/MMBtu | FALSE | L | Annual | Allowances Withdrawn (1:1) | Thousand Tons | 0 | 0 | 0 | 0 | 0 | 0 | 0 | 0
NSR Campbell 1 - SO2 Rate Annual v5.14 | 474 | 7494 | Rate Constraint in lbs/MMBtu | FALSE | L | Annual | Allowances Withdrawn (n:1) | Thousand Tons | 0 | 0 | 0 | 0 | 0 | 0 | 0 | 0
NSR Campbell 1 - SO2 Rate Annual v5.14 | 474 | 7494 | Rate Constraint in lbs/MMBtu | FALSE | L | Annual | Net Emissions Allowance Position | Thousand Tons | 2.6223 | 0 | 0 | 0 | 0 | 0 | 0 | 0
NSR Campbell 1 - SO2 Rate Annual v5.14 | 474 | 7494 | Rate Constraint in lbs/MMBtu | FALSE | L | Annual | Fuel Consumed | TBtu | 18.2168 | 0 | 0 | 0 | 0 | 0 | 0 | 0
NSR Campbell 1 - SO2 Rate Annual v5.14 | 474 | 7494 | Rate Constraint in lbs/MMBtu | FALSE | L | Annual | Rate | lb/MMBtu | 0.2879 | 0 | 0 | 0 | 0 | 0 | 0 | 0
NSR Campbell 1 - SO2 Rate Annual v5.14 | 474 | 7494 | Rate Constraint in lbs/MMBtu | FALSE | L | Annual | Generation | TWh | 1.7606 | 0 | 0 | 0 | 0 | 0 | 0 | 0
NSR Campbell 1 - SO2 Rate Annual v5.14 | 474 | 7494 | Rate Constraint in lbs/MMBtu | FALSE | L | Annual | Qualifying Generation | TWh | 1.7606 | 0 | 0 | 0 | 0 | 0 | 0 | 0
NSR Campbell 1 - SO2 Rate Annual v5.14 | 474 | 7494 | Rate Constraint in lbs/MMBtu | FALSE | L | Annual | Rate | lb/MWh | 2.9789 | 0 | 0 | 0 | 0 | 0 | 0 | 0
NSR Campbell 1 - SO2 Rate Annual v5.14 | 474 | 7494 | Rate Constraint in lbs/MMBtu | FALSE | L | Annual | Constraint Shadow Price | US2019$/Ton | 0 | 0 | 0 | 0 | 0 | 0 | 0 | 0
NSR Campbell 1-3 - MER Rate Annual v5.16 | 475 | 7498 | Rate Constraint in lbs/MMBtu | FALSE | L | Annual | Seasons Included | Seasons | Winter, WintShld, Summer | Winter, WintShld, Summer | Winter, WintShld, Summer | Winter, WintShld, Summer | Winter, WintShld, Summer | Winter, WintShld, Summer | Winter, WintShld, Summer | Winter, WintShld, Summer
NSR Campbell 1-3 - MER Rate Annual v5.16 | 475 | 7498 | Rate Constraint in lbs/MMBtu | FALSE | L | Annual | Standard MER | lb/MMBtu | 0.015 | 0.015 | 0.015 | 0.015 | 0.015 | 0.015 | 0.015 | 0.015
NSR Campbell 1-3 - MER Rate Annual v5.16 | 475 | 7498 | Rate Constraint in lbs/MMBtu | FALSE | L | Annual | Emissions at Affected Plants MER | lbs | 57.754 | 0 | 0 | 0 | 0 | 0 | 0 | 0
NSR Campbell 1-3 - MER Rate Annual v5.16 | 475 | 7498 | Rate Constraint in lbs/MMBtu | FALSE | L | Annual | Allowances Purchased MER | lbs | 0 | 0 | 0 | 0 | 0 | 0 | 0 | 0
NSR Campbell 1-3 - MER Rate Annual v5.16 | 475 | 7498 | Rate Constraint in lbs/MMBtu | FALSE | L | Annual | Allowances Sold MER | lbs | 0 | 0 | 0 | 0 | 0 | 0 | 0 | 0
NSR Campbell 1-3 - MER Rate Annual v5.16 | 475 | 7498 | Rate Constraint in lbs/MMBtu | FALSE | L | Annual | Allowances Banked | lbs | 0 | 0 | 0 | 0 | 0 | 0 | 0 | 0
NSR Campbell 1-3 - MER Rate Annual v5.16 | 475 | 7498 | Rate Constraint in lbs/MMBtu | FALSE | L | Annual | Allowances Withdrawn (1:1) | lbs | 0 | 0 | 0 | 0 | 0 | 0 | 0 | 0
NSR Campbell 1-3 - MER Rate Annual v5.16 | 475 | 7498 | Rate Constraint in lbs/MMBtu | FALSE | L | Annual | Allowances Withdrawn (n:1) | lbs | 0 | 0 | 0 | 0 | 0 | 0 | 0 | 0
NSR Campbell 1-3 - MER Rate Annual v5.16 | 475 | 7498 | Rate Constraint in lbs/MMBtu | FALSE | L | Annual | Net Emissions Allowance Position | lbs | 57.754 | 0 | 0 | 0 | 0 | 0 | 0 | 0
NSR Campbell 1-3 - MER Rate Annual v5.16 | 475 | 7498 | Rate Constraint in lbs/MMBtu | FALSE | L | Annual | Fuel Consumed | TBtu | 102.9253 | 0 | 0 | 0 | 0 | 0 | 0 | 0
NSR Campbell 1-3 - MER Rate Annual v5.16 | 475 | 7498 | Rate Constraint in lbs/MMBtu | FALSE | L | Annual | Rate | lb/MMBtu | 5.6112e-07 | 0 | 0 | 0 | 0 | 0 | 0 | 0
NSR Campbell 1-3 - MER Rate Annual v5.16 | 475 | 7498 | Rate Constraint in lbs/MMBtu | FALSE | L | Annual | Generation | TWh | 9.9752 | 0 | 0 | 0 | 0 | 0 | 0 | 0
NSR Campbell 1-3 - MER Rate Annual v5.16 | 475 | 7498 | Rate Constraint in lbs/MMBtu | FALSE | L | Annual | Qualifying Generation | TWh | 9.9752 | 0 | 0 | 0 | 0 | 0 | 0 | 0
NSR Campbell 1-3 - MER Rate Annual v5.16 | 475 | 7498 | Rate Constraint in lbs/MMBtu | FALSE | L | Annual | Rate | lb/MWh | 5.7898e-06 | 0 | 0 | 0 | 0 | 0 | 0 | 0
NSR Campbell 1-3 - MER Rate Annual v5.16 | 475 | 7498 | Rate Constraint in lbs/MMBtu | FALSE | L | Annual | Constraint Shadow Price | US2019$/Lb | 0 | 0 | 0 | 0 | 0 | 0 | 0 | 0
NSR Campbell 2 - SO2 Rate Annual v5.16 | 476 | 7495 | Rate Constraint in lbs/MMBtu | FALSE | L | Annual | Seasons Included | Seasons | Winter, WintShld, Summer | Winter, WintShld, Summer | Winter, WintShld, Summer | Winter, WintShld, Summer | Winter, WintShld, Summer | Winter, WintShld, Summer | Winter, WintShld, Summer | Winter, WintShld, Summer
NSR Campbell 2 - SO2 Rate Annual v5.16 | 476 | 7495 | Rate Constraint in lbs/MMBtu | FALSE | L | Annual | Standard SO2 | lb/MMBtu | 0.32 | 0.32 | 0.32 | 0.32 | 0.32 | 0.32 | 0.32 | 0.32
NSR Campbell 2 - SO2 Rate Annual v5.16 | 476 | 7495 | Rate Constraint in lbs/MMBtu | FALSE | L | Annual | Emissions at Affected Plants SO2 | Thousand Tons | 3.6776 | 0 | 0 | 0 | 0 | 0 | 0 | 0
NSR Campbell 2 - SO2 Rate Annual v5.16 | 476 | 7495 | Rate Constraint in lbs/MMBtu | FALSE | L | Annual | Allowances Purchased SO2 | Thousand Tons | 0 | 0 | 0 | 0 | 0 | 0 | 0 | 0
NSR Campbell 2 - SO2 Rate Annual v5.16 | 476 | 7495 | Rate Constraint in lbs/MMBtu | FALSE | L | Annual | Allowances Sold SO2 | Thousand Tons | 0 | 0 | 0 | 0 | 0 | 0 | 0 | 0
NSR Campbell 2 - SO2 Rate Annual v5.16 | 476 | 7495 | Rate Constraint in lbs/MMBtu | FALSE | L | Annual | Allowances Banked | Thousand Tons | 0 | 0 | 0 | 0 | 0 | 0 | 0 | 0
NSR Campbell 2 - SO2 Rate Annual v5.16 | 476 | 7495 | Rate Constraint in lbs/MMBtu | FALSE | L | Annual | Allowances Withdrawn (1:1) | Thousand Tons | 0 | 0 | 0 | 0 | 0 | 0 | 0 | 0
NSR Campbell 2 - SO2 Rate Annual v5.16 | 476 | 7495 | Rate Constraint in lbs/MMBtu | FALSE | L | Annual | Allowances Withdrawn (n:1) | Thousand Tons | 0 | 0 | 0 | 0 | 0 | 0 | 0 | 0
NSR Campbell 2 - SO2 Rate Annual v5.16 | 476 | 7495 | Rate Constraint in lbs/MMBtu | FALSE | L | Annual | Net Emissions Allowance Position | Thousand Tons | 3.6776 | 0 | 0 | 0 | 0 | 0 | 0 | 0
NSR Campbell 2 - SO2 Rate Annual v5.16 | 476 | 7495 | Rate Constraint in lbs/MMBtu | FALSE | L | Annual | Fuel Consumed | TBtu | 25.0565 | 0 | 0 | 0 | 0 | 0 | 0 | 0
NSR Campbell 2 - SO2 Rate Annual v5.16 | 476 | 7495 | Rate Constraint in lbs/MMBtu | FALSE | L | Annual | Rate | lb/MMBtu | 0.29354 | 0 | 0 | 0 | 0 | 0 | 0 | 0
NSR Campbell 2 - SO2 Rate Annual v5.16 | 476 | 7495 | Rate Constraint in lbs/MMBtu | FALSE | L | Annual | Generation | TWh | 2.4028 | 0 | 0 | 0 | 0 | 0 | 0 | 0
NSR Campbell 2 - SO2 Rate Annual v5.16 | 476 | 7495 | Rate Constraint in lbs/MMBtu | FALSE | L | Annual | Qualifying Generation | TWh | 2.4028 | 0 | 0 | 0 | 0 | 0 | 0 | 0
NSR Campbell 2 - SO2 Rate Annual v5.16 | 476 | 7495 | Rate Constraint in lbs/MMBtu | FALSE | L | Annual | Rate | lb/MWh | 3.0611 | 0 | 0 | 0 | 0 | 0 | 0 | 0
NSR Campbell 2 - SO2 Rate Annual v5.16 | 476 | 7495 | Rate Constraint in lbs/MMBtu | FALSE | L | Annual | Constraint Shadow Price | US2019$/Ton | 0 | 0 | 0 | 0 | 0 | 9308.9175 | 0 | 13290.5955
NSR Campbell 2,3 - NOX Rate Annual v5.16 | 477 | 7497 | Rate Constraint in lbs/MMBtu | FALSE | L | Annual | Seasons Included | Seasons | Winter, WintShld, Summer | Winter, WintShld, Summer | Winter, WintShld, Summer | Winter, WintShld, Summer | Winter, WintShld, Summer | Winter, WintShld, Summer | Winter, WintShld, Summer | Winter, WintShld, Summer
NSR Campbell 2,3 - NOX Rate Annual v5.16 | 477 | 7497 | Rate Constraint in lbs/MMBtu | FALSE | L | Annual | Standard NOX | lb/MMBtu | 0.08 | 0.08 | 0.08 | 0.08 | 0.08 | 0.08 | 0.08 | 0.08
NSR Campbell 2,3 - NOX Rate Annual v5.16 | 477 | 7497 | Rate Constraint in lbs/MMBtu | FALSE | L | Annual | Emissions at Affected Plants NOX | Thousand Tons | 2.1082 | 0 | 0 | 0 | 0 | 0 | 0 | 0
NSR Campbell 2,3 - NOX Rate Annual v5.16 | 477 | 7497 | Rate Constraint in lbs/MMBtu | FALSE | L | Annual | Allowances Purchased NOX | Thousand Tons | 0 | 0 | 0 | 0 | 0 | 0 | 0 | 0
NSR Campbell 2,3 - NOX Rate Annual v5.16 | 477 | 7497 | Rate Constraint in lbs/MMBtu | FALSE | L | Annual | Allowances Sold NOX | Thousand Tons | 0 | 0 | 0 | 0 | 0 | 0 | 0 | 0
NSR Campbell 2,3 - NOX Rate Annual v5.16 | 477 | 7497 | Rate Constraint in lbs/MMBtu | FALSE | L | Annual | Allowances Banked | Thousand Tons | 0 | 0 | 0 | 0 | 0 | 0 | 0 | 0
NSR Campbell 2,3 - NOX Rate Annual v5.16 | 477 | 7497 | Rate Constraint in lbs/MMBtu | FALSE | L | Annual | Allowances Withdrawn (1:1) | Thousand Tons | 0 | 0 | 0 | 0 | 0 | 0 | 0 | 0
NSR Campbell 2,3 - NOX Rate Annual v5.16 | 477 | 7497 | Rate Constraint in lbs/MMBtu | FALSE | L | Annual | Allowances Withdrawn (n:1) | Thousand Tons | 0 | 0 | 0 | 0 | 0 | 0 | 0 | 0
NSR Campbell 2,3 - NOX Rate Annual v5.16 | 477 | 7497 | Rate Constraint in lbs/MMBtu | FALSE | L | Annual | Net Emissions Allowance Position | Thousand Tons | 2.1082 | 0 | 0 | 0 | 0 | 0 | 0 | 0
NSR Campbell 2,3 - NOX Rate Annual v5.16 | 477 | 7497 | Rate Constraint in lbs/MMBtu | FALSE | L | Annual | Fuel Consumed | TBtu | 84.7086 | 0 | 0 | 0 | 0 | 0 | 0 | 0
NSR Campbell 2,3 - NOX Rate Annual v5.16 | 477 | 7497 | Rate Constraint in lbs/MMBtu | FALSE | L | Annual | Rate | lb/MMBtu | 0.049776 | 0 | 0 | 0 | 0 | 0 | 0 | 0
NSR Campbell 2,3 - NOX Rate Annual v5.16 | 477 | 7497 | Rate Constraint in lbs/MMBtu | FALSE | L | Annual | Generation | TWh | 8.2146 | 0 | 0 | 0 | 0 | 0 | 0 | 0
NSR Campbell 2,3 - NOX Rate Annual v5.16 | 477 | 7497 | Rate Constraint in lbs/MMBtu | FALSE | L | Annual | Qualifying Generation | TWh | 8.2146 | 0 | 0 | 0 | 0 | 0 | 0 | 0
NSR Campbell 2,3 - NOX Rate Annual v5.16 | 477 | 7497 | Rate Constraint in lbs/MMBtu | FALSE | L | Annual | Rate | lb/MWh | 0.51329 | 0 | 0 | 0 | 0 | 0 | 0 | 0
NSR Campbell 2,3 - NOX Rate Annual v5.16 | 477 | 7497 | Rate Constraint in lbs/MMBtu | FALSE | L | Annual | Constraint Shadow Price | US2019$/Ton | 0 | 0 | 0 | 0 | 0 | 0 | 0 | 0
NSR Campbell 3 - SO2 Rate Annual v5.14 | 478 | 7496 | Rate Constraint in lbs/MMBtu | FALSE | L | Annual | Seasons Included | Seasons | Winter, WintShld, Summer | Winter, WintShld, Summer | Winter, WintShld, Summer | Winter, WintShld, Summer | Winter, WintShld, Summer | Winter, WintShld, Summer | Winter, WintShld, Summer | Winter, WintShld, Summer
NSR Campbell 3 - SO2 Rate Annual v5.14 | 478 | 7496 | Rate Constraint in lbs/MMBtu | FALSE | L | Annual | Standard SO2 | lb/MMBtu | 0.07 | 0.07 | 0.07 | 0.07 | 0.07 | 0.07 | 0.07 | 0.07
NSR Campbell 3 - SO2 Rate Annual v5.14 | 478 | 7496 | Rate Constraint in lbs/MMBtu | FALSE | L | Annual | Emissions at Affected Plants SO2 | Thousand Tons | 1.4854 | 0 | 0 | 0 | 0 | 0 | 0 | 0
NSR Campbell 3 - SO2 Rate Annual v5.14 | 478 | 7496 | Rate Constraint in lbs/MMBtu | FALSE | L | Annual | Allowances Purchased SO2 | Thousand Tons | 0 | 0 | 0 | 0 | 0 | 0 | 0 | 0
NSR Campbell 3 - SO2 Rate Annual v5.14 | 478 | 7496 | Rate Constraint in lbs/MMBtu | FALSE | L | Annual | Allowances Sold SO2 | Thousand Tons | 0 | 0 | 0 | 0 | 0 | 0 | 0 | 0
NSR Campbell 3 - SO2 Rate Annual v5.14 | 478 | 7496 | Rate Constraint in lbs/MMBtu | FALSE | L | Annual | Allowances Banked | Thousand Tons | 0 | 0 | 0 | 0 | 0 | 0 | 0 | 0
NSR Campbell 3 - SO2 Rate Annual v5.14 | 478 | 7496 | Rate Constraint in lbs/MMBtu | FALSE | L | Annual | Allowances Withdrawn (1:1) | Thousand Tons | 0 | 0 | 0 | 0 | 0 | 0 | 0 | 0
NSR Campbell 3 - SO2 Rate Annual v5.14 | 478 | 7496 | Rate Constraint in lbs/MMBtu | FALSE | L | Annual | Allowances Withdrawn (n:1) | Thousand Tons | 0 | 0 | 0 | 0 | 0 | 0 | 0 | 0
NSR Campbell 3 - SO2 Rate Annual v5.14 | 478 | 7496 | Rate Constraint in lbs/MMBtu | FALSE | L | Annual | Net Emissions Allowance Position | Thousand Tons | 1.4854 | 0 | 0 | 0 | 0 | 0 | 0 | 0
NSR Campbell 3 - SO2 Rate Annual v5.14 | 478 | 7496 | Rate Constraint in lbs/MMBtu | FALSE | L | Annual | Fuel Consumed | TBtu | 59.6521 | 0 | 0 | 0 | 0 | 0 | 0 | 0
NSR Campbell 3 - SO2 Rate Annual v5.14 | 478 | 7496 | Rate Constraint in lbs/MMBtu | FALSE | L | Annual | Rate | lb/MMBtu | 0.049802 | 0 | 0 | 0 | 0 | 0 | 0 | 0
NSR Campbell 3 - SO2 Rate Annual v5.14 | 478 | 7496 | Rate Constraint in lbs/MMBtu | FALSE | L | Annual | Generation | TWh | 5.8118 | 0 | 0 | 0 | 0 | 0 | 0 | 0
NSR Campbell 3 - SO2 Rate Annual v5.14 | 478 | 7496 | Rate Constraint in lbs/MMBtu | FALSE | L | Annual | Qualifying Generation | TWh | 5.8118 | 0 | 0 | 0 | 0 | 0 | 0 | 0
NSR Campbell 3 - SO2 Rate Annual v5.14 | 478 | 7496 | Rate Constraint in lbs/MMBtu | FALSE | L | Annual | Rate | lb/MWh | 0.51116 | 0 | 0 | 0 | 0 | 0 | 0 | 0
NSR Campbell 3 - SO2 Rate Annual v5.14 | 478 | 7496 | Rate Constraint in lbs/MMBtu | FALSE | L | Annual | Constraint Shadow Price | US2019$/Ton | 0 | 0 | 0 | 0 | 0 | 0 | 0 | 0
NSR Chesterfield 5,6 - NOX Rate Annual v3.1, Unit 3837 and retrofits | 479 | 7431 | Rate Constraint in lbs/MMBtu | FALSE | L | Annual | Seasons Included | Seasons | Winter, WintShld, Summer | Winter, WintShld, Summer | Winter, WintShld, Summer | Winter, WintShld, Summer | Winter, WintShld, Summer | Winter, WintShld, Summer | Winter, WintShld, Summer | Winter, WintShld, Summer
NSR Chesterfield 5,6 - NOX Rate Annual v3.1, Unit 3837 and retrofits | 479 | 7431 | Rate Constraint in lbs/MMBtu | FALSE | L | Annual | Standard NOX | lb/MMBtu | 0.1 | 0.1 | 0.1 | 0.1 | 0.1 | 0.1 | 0.1 | 0.1
NSR Chesterfield 5,6 - NOX Rate Annual v3.1, Unit 3837 and retrofits | 479 | 7431 | Rate Constraint in lbs/MMBtu | FALSE | L | Annual | Emissions at Affected Plants NOX | Thousand Tons | 0 | 0 | 0 | 0 | 0 | 0 | 0 | 0
NSR Chesterfield 5,6 - NOX Rate Annual v3.1, Unit 3837 and retrofits | 479 | 7431 | Rate Constraint in lbs/MMBtu | FALSE | L | Annual | Allowances Purchased NOX | Thousand Tons | 0 | 0 | 0 | 0 | 0 | 0 | 0 | 0
NSR Chesterfield 5,6 - NOX Rate Annual v3.1, Unit 3837 and retrofits | 479 | 7431 | Rate Constraint in lbs/MMBtu | FALSE | L | Annual | Allowances Sold NOX | Thousand Tons | 0 | 0 | 0 | 0 | 0 | 0 | 0 | 0
NSR Chesterfield 5,6 - NOX Rate Annual v3.1, Unit 3837 and retrofits | 479 | 7431 | Rate Constraint in lbs/MMBtu | FALSE | L | Annual | Allowances Banked | Thousand Tons | 0 | 0 | 0 | 0 | 0 | 0 | 0 | 0
NSR Chesterfield 5,6 - NOX Rate Annual v3.1, Unit 3837 and retrofits | 479 | 7431 | Rate Constraint in lbs/MMBtu | FALSE | L | Annual | Allowances Withdrawn (1:1) | Thousand Tons | 0 | 0 | 0 | 0 | 0 | 0 | 0 | 0
NSR Chesterfield 5,6 - NOX Rate Annual v3.1, Unit 3837 and retrofits | 479 | 7431 | Rate Constraint in lbs/MMBtu | FALSE | L | Annual | Allowances Withdrawn (n:1) | Thousand Tons | 0 | 0 | 0 | 0 | 0 | 0 | 0 | 0
NSR Chesterfield 5,6 - NOX Rate Annual v3.1, Unit 3837 and retrofits | 479 | 7431 | Rate Constraint in lbs/MMBtu | FALSE | L | Annual | Net Emissions Allowance Position | Thousand Tons | 0 | 0 | 0 | 0 | 0 | 0 | 0 | 0
NSR Chesterfield 5,6 - NOX Rate Annual v3.1, Unit 3837 and retrofits | 479 | 7431 | Rate Constraint in lbs/MMBtu | FALSE | L | Annual | Fuel Consumed | TBtu | 0 | 0 | 0 | 0 | 0 | 0 | 0 | 0
NSR Chesterfield 5,6 - NOX Rate Annual v3.1, Unit 3837 and retrofits | 479 | 7431 | Rate Constraint in lbs/MMBtu | FALSE | L | Annual | Rate | lb/MMBtu | 0 | 0 | 0 | 0 | 0 | 0 | 0 | 0
NSR Chesterfield 5,6 - NOX Rate Annual v3.1, Unit 3837 and retrofits | 479 | 7431 | Rate Constraint in lbs/MMBtu | FALSE | L | Annual | Generation | TWh | 0 | 0 | 0 | 0 | 0 | 0 | 0 | 0
NSR Chesterfield 5,6 - NOX Rate Annual v3.1, Unit 3837 and retrofits | 479 | 7431 | Rate Constraint in lbs/MMBtu | FALSE | L | Annual | Qualifying Generation | TWh | 0 | 0 | 0 | 0 | 0 | 0 | 0 | 0
NSR Chesterfield 5,6 - NOX Rate Annual v3.1, Unit 3837 and retrofits | 479 | 7431 | Rate Constraint in lbs/MMBtu | FALSE | L | Annual | Rate | lb/MWh | 0 | 0 | 0 | 0 | 0 | 0 | 0 | 0
NSR Chesterfield 5,6 - NOX Rate Annual v3.1, Unit 3837 and retrofits | 479 | 7431 | Rate Constraint in lbs/MMBtu | FALSE | L | Annual | Constraint Shadow Price | US2019$/Ton | 0 | 0 | 0 | 0 | 0 | 0 | 0 | 0
NSR Chesterfield 5,6 - NOX Rate Annual v3.1, Unit 3838 and retrofits | 480 | 7431 | Rate Constraint in lbs/MMBtu | FALSE | L | Annual | Seasons Included | Seasons | Winter, WintShld, Summer | Winter, WintShld, Summer | Winter, WintShld, Summer | Winter, WintShld, Summer | Winter, WintShld, Summer | Winter, WintShld, Summer | Winter, WintShld, Summer | Winter, WintShld, Summer
NSR Chesterfield 5,6 - NOX Rate Annual v3.1, Unit 3838 and retrofits | 480 | 7431 | Rate Constraint in lbs/MMBtu | FALSE | L | Annual | Standard NOX | lb/MMBtu | 0.1 | 0.1 | 0.1 | 0.1 | 0.1 | 0.1 | 0.1 | 0.1
NSR Chesterfield 5,6 - NOX Rate Annual v3.1, Unit 3838 and retrofits | 480 | 7431 | Rate Constraint in lbs/MMBtu | FALSE | L | Annual | Emissions at Affected Plants NOX | Thousand Tons | 0 | 0 | 0 | 0 | 0 | 0 | 0 | 0
NSR Chesterfield 5,6 - NOX Rate Annual v3.1, Unit 3838 and retrofits | 480 | 7431 | Rate Constraint in lbs/MMBtu | FALSE | L | Annual | Allowances Purchased NOX | Thousand Tons | 0 | 0 | 0 | 0 | 0 | 0 | 0 | 0
NSR Chesterfield 5,6 - NOX Rate Annual v3.1, Unit 3838 and retrofits | 480 | 7431 | Rate Constraint in lbs/MMBtu | FALSE | L | Annual | Allowances Sold NOX | Thousand Tons | 0 | 0 | 0 | 0 | 0 | 0 | 0 | 0
NSR Chesterfield 5,6 - NOX Rate Annual v3.1, Unit 3838 and retrofits | 480 | 7431 | Rate Constraint in lbs/MMBtu | FALSE | L | Annual | Allowances Banked | Thousand Tons | 0 | 0 | 0 | 0 | 0 | 0 | 0 | 0
NSR Chesterfield 5,6 - NOX Rate Annual v3.1, Unit 3838 and retrofits | 480 | 7431 | Rate Constraint in lbs/MMBtu | FALSE | L | Annual | Allowances Withdrawn (1:1) | Thousand Tons | 0 | 0 | 0 | 0 | 0 | 0 | 0 | 0
NSR Chesterfield 5,6 - NOX Rate Annual v3.1, Unit 3838 and retrofits | 480 | 7431 | Rate Constraint in lbs/MMBtu | FALSE | L | Annual | Allowances Withdrawn (n:1) | Thousand Tons | 0 | 0 | 0 | 0 | 0 | 0 | 0 | 0
NSR Chesterfield 5,6 - NOX Rate Annual v3.1, Unit 3838 and retrofits | 480 | 7431 | Rate Constraint in lbs/MMBtu | FALSE | L | Annual | Net Emissions Allowance Position | Thousand Tons | 0 | 0 | 0 | 0 | 0 | 0 | 0 | 0
NSR Chesterfield 5,6 - NOX Rate Annual v3.1, Unit 3838 and retrofits | 480 | 7431 | Rate Constraint in lbs/MMBtu | FALSE | L | Annual | Fuel Consumed | TBtu | 0 | 0 | 0 | 0 | 0 | 0 | 0 | 0
NSR Chesterfield 5,6 - NOX Rate Annual v3.1, Unit 3838 and retrofits | 480 | 7431 | Rate Constraint in lbs/MMBtu | FALSE | L | Annual | Rate | lb/MMBtu | 0 | 0 | 0 | 0 | 0 | 0 | 0 | 0
NSR Chesterfield 5,6 - NOX Rate Annual v3.1, Unit 3838 and retrofits | 480 | 7431 | Rate Constraint in lbs/MMBtu | FALSE | L | Annual | Generation | TWh | 0 | 0 | 0 | 0 | 0 | 0 | 0 | 0
NSR Chesterfield 5,6 - NOX Rate Annual v3.1, Unit 3838 and retrofits | 480 | 7431 | Rate Constraint in lbs/MMBtu | FALSE | L | Annual | Qualifying Generation | TWh | 0 | 0 | 0 | 0 | 0 | 0 | 0 | 0
NSR Chesterfield 5,6 - NOX Rate Annual v3.1, Unit 3838 and retrofits | 480 | 7431 | Rate Constraint in lbs/MMBtu | FALSE | L | Annual | Rate | lb/MWh | 0 | 0 | 0 | 0 | 0 | 0 | 0 | 0
NSR Chesterfield 5,6 - NOX Rate Annual v3.1, Unit 3838 and retrofits | 480 | 7431 | Rate Constraint in lbs/MMBtu | FALSE | L | Annual | Constraint Shadow Price | US2019$/Ton | 0 | 0 | 0 | 0 | 0 | 0 | 0 | 0
NSR Clifty Creek 1-6 - SO2 Cap Annual v5.16 | 481 | 7502 | Rate Constraint in MTons | FALSE | L | Annual | Seasons Included | Seasons | Winter, WintShld, Summer | Winter, WintShld, Summer | Winter, WintShld, Summer | Winter, WintShld, Summer | Winter, WintShld, Summer | Winter, WintShld, Summer | Winter, WintShld, Summer | Winter, WintShld, Summer
NSR Clifty Creek 1-6 - SO2 Cap Annual v5.16 | 481 | 7502 | Rate Constraint in MTons | FALSE | L | Annual | Standard SO2 | Thousand Tons | 11.503 | 11.503 | 11.503 | 11.503 | 11.503 | 11.503 | 11.503 | 11.503
NSR Clifty Creek 1-6 - SO2 Cap Annual v5.16 | 481 | 7502 | Rate Constraint in MTons | FALSE | L | Annual | Emissions at Affected Plants SO2 | Thousand Tons | 4.0001 | 4.0093 | 3.3878 | 3.7254 | 4.0093 | 4.0093 | 3.7262 | 0
NSR Clifty Creek 1-6 - SO2 Cap Annual v5.16 | 481 | 7502 | Rate Constraint in MTons | FALSE | L | Annual | Allowances Purchased SO2 | Thousand Tons | 0 | 0 | 0 | 0 | 0 | 0 | 0 | 0
NSR Clifty Creek 1-6 - SO2 Cap Annual v5.16 | 481 | 7502 | Rate Constraint in MTons | FALSE | L | Annual | Allowances Sold SO2 | Thousand Tons | 0 | 0 | 0 | 0 | 0 | 0 | 0 | 0
NSR Clifty Creek 1-6 - SO2 Cap Annual v5.16 | 481 | 7502 | Rate Constraint in MTons | FALSE | L | Annual | Allowances Banked | Thousand Tons | 0 | 0 | 0 | 0 | 0 | 0 | 0 | 0
NSR Clifty Creek 1-6 - SO2 Cap Annual v5.16 | 481 | 7502 | Rate Constraint in MTons | FALSE | L | Annual | Allowances Withdrawn (1:1) | Thousand Tons | 0 | 0 | 0 | 0 | 0 | 0 | 0 | 0
NSR Clifty Creek 1-6 - SO2 Cap Annual v5.16 | 481 | 7502 | Rate Constraint in MTons | FALSE | L | Annual | Allowances Withdrawn (n:1) | Thousand Tons | 0 | 0 | 0 | 0 | 0 | 0 | 0 | 0
NSR Clifty Creek 1-6 - SO2 Cap Annual v5.16 | 481 | 7502 | Rate Constraint in MTons | FALSE | L | Annual | Net Emissions Allowance Position | Thousand Tons | 4.0001 | 4.0093 | 3.3878 | 3.7254 | 4.0093 | 4.0093 | 3.7262 | 0
NSR Clifty Creek 1-6 - SO2 Cap Annual v5.16 | 481 | 7502 | Rate Constraint in MTons | FALSE | L | Annual | Fuel Consumed | TBtu | 87.9664 | 90.5045 | 76.4748 | 84.0959 | 90.5045 | 90.5045 | 84.1138 | 0
NSR Clifty Creek 1-6 - SO2 Cap Annual v5.16 | 481 | 7502 | Rate Constraint in MTons | FALSE | L | Annual | Rate | lb/MMBtu | 0.090946 | 0.088598 | 0.088598 | 0.088598 | 0.088598 | 0.088598 | 0.088598 | 0
NSR Clifty Creek 1-6 - SO2 Cap Annual v5.16 | 481 | 7502 | Rate Constraint in MTons | FALSE | L | Annual | Generation | TWh | 8.1831 | 8.4127 | 7.109 | 7.817 | 8.4127 | 8.4127 | 7.8186 | 0
NSR Clifty Creek 1-6 - SO2 Cap Annual v5.16 | 481 | 7502 | Rate Constraint in MTons | FALSE | L | Annual | Qualifying Generation | TWh | 8.1831 | 8.4127 | 7.109 | 7.817 | 8.4127 | 8.4127 | 7.8186 | 0
NSR Clifty Creek 1-6 - SO2 Cap Annual v5.16 | 481 | 7502 | Rate Constraint in MTons | FALSE | L | Annual | Rate | lb/MWh | 0.97764 | 0.95315 | 0.9531 | 0.95315 | 0.95315 | 0.95315 | 0.95315 | 0
NSR Clifty Creek 1-6 - SO2 Cap Annual v5.16 | 481 | 7502 | Rate Constraint in MTons | FALSE | L | Annual | Constraint Shadow Price | US2019$/Ton | 0 | 0 | 0 | 0 | 0 | 0 | 0 | 0
NSR ClinchRiver 1-3 - SO2 Cap Annual v3.1 | 482 | 7373 | Rate Constraint in MTons | FALSE | L | Annual | Seasons Included | Seasons | Winter, WintShld, Summer | Winter, WintShld, Summer | Winter, WintShld, Summer | Winter, WintShld, Summer | Winter, WintShld, Summer | Winter, WintShld, Summer | Winter, WintShld, Summer | Winter, WintShld, Summer
NSR ClinchRiver 1-3 - SO2 Cap Annual v3.1 | 482 | 7373 | Rate Constraint in MTons | FALSE | L | Annual | Standard SO2 | Thousand Tons | 16.3 | 16.3 | 16.3 | 16.3 | 16.3 | 16.3 | 16.3 | 16.3
NSR ClinchRiver 1-3 - SO2 Cap Annual v3.1 | 482 | 7373 | Rate Constraint in MTons | FALSE | L | Annual | Emissions at Affected Plants SO2 | Thousand Tons | 0 | 0 | 0 | 0 | 0 | 0 | 0 | 0
NSR ClinchRiver 1-3 - SO2 Cap Annual v3.1 | 482 | 7373 | Rate Constraint in MTons | FALSE | L | Annual | Allowances Purchased SO2 | Thousand Tons | 0 | 0 | 0 | 0 | 0 | 0 | 0 | 0
NSR ClinchRiver 1-3 - SO2 Cap Annual v3.1 | 482 | 7373 | Rate Constraint in MTons | FALSE | L | Annual | Allowances Sold SO2 | Thousand Tons | 0 | 0 | 0 | 0 | 0 | 0 | 0 | 0
NSR ClinchRiver 1-3 - SO2 Cap Annual v3.1 | 482 | 7373 | Rate Constraint in MTons | FALSE | L | Annual | Allowances Banked | Thousand Tons | 0 | 0 | 0 | 0 | 0 | 0 | 0 | 0
NSR ClinchRiver 1-3 - SO2 Cap Annual v3.1 | 482 | 7373 | Rate Constraint in MTons | FALSE | L | Annual | Allowances Withdrawn (1:1) | Thousand Tons | 0 | 0 | 0 | 0 | 0 | 0 | 0 | 0
NSR ClinchRiver 1-3 - SO2 Cap Annual v3.1 | 482 | 7373 | Rate Constraint in MTons | FALSE | L | Annual | Allowances Withdrawn (n:1) | Thousand Tons | 0 | 0 | 0 | 0 | 0 | 0 | 0 | 0
NSR ClinchRiver 1-3 - SO2 Cap Annual v3.1 | 482 | 7373 | Rate Constraint in MTons | FALSE | L | Annual | Net Emissions Allowance Position | Thousand Tons | 0 | 0 | 0 | 0 | 0 | 0 | 0 | 0
NSR ClinchRiver 1-3 - SO2 Cap Annual v3.1 | 482 | 7373 | Rate Constraint in MTons | FALSE | L | Annual | Fuel Consumed | TBtu | 0 | 0 | 0 | 0 | 0 | 0 | 0 | 0
NSR ClinchRiver 1-3 - SO2 Cap Annual v3.1 | 482 | 7373 | Rate Constraint in MTons | FALSE | L | Annual | Rate | lb/MMBtu | 0 | 0 | 0 | 0 | 0 | 0 | 0 | 0
NSR ClinchRiver 1-3 - SO2 Cap Annual v3.1 | 482 | 7373 | Rate Constraint in MTons | FALSE | L | Annual | Generation | TWh | 0 | 0 | 0 | 0 | 0 | 0 | 0 | 0
NSR ClinchRiver 1-3 - SO2 Cap Annual v3.1 | 482 | 7373 | Rate Constraint in MTons | FALSE | L | Annual | Qualifying Generation | TWh | 0 | 0 | 0 | 0 | 0 | 0 | 0 | 0
NSR ClinchRiver 1-3 - SO2 Cap Annual v3.1 | 482 | 7373 | Rate Constraint in MTons | FALSE | L | Annual | Rate | lb/MWh | 0 | 0 | 0 | 0 | 0 | 0 | 0 | 0
NSR ClinchRiver 1-3 - SO2 Cap Annual v3.1 | 482 | 7373 | Rate Constraint in MTons | FALSE | L | Annual | Constraint Shadow Price | US2019$/Ton | 0 | 0 | 0 | 0 | 0 | 0 | 0 | 0
NSR Columbia 1 & 2- NOx Cap Annual v5.13 | 483 | 7418 | Rate Constraint in MTons | FALSE | L | Annual | Seasons Included | Seasons | Winter, WintShld, Summer | Winter, WintShld, Summer | Winter, WintShld, Summer | Winter, WintShld, Summer | Winter, WintShld, Summer | Winter, WintShld, Summer | Winter, WintShld, Summer | Winter, WintShld, Summer
NSR Columbia 1 & 2- NOx Cap Annual v5.13 | 483 | 7418 | Rate Constraint in MTons | FALSE | L | Annual | Standard NOX | Thousand Tons | 4.3 | 4.3 | 4.3 | 4.3 | 4.3 | 4.3 | 4.3 | 4.3
NSR Columbia 1 & 2- NOx Cap Annual v5.13 | 483 | 7418 | Rate Constraint in MTons | FALSE | L | Annual | Emissions at Affected Plants NOX | Thousand Tons | 3.2587 | 0 | 0 | 0 | 0 | 0 | 0 | 0
NSR Columbia 1 & 2- NOx Cap Annual v5.13 | 483 | 7418 | Rate Constraint in MTons | FALSE | L | Annual | Allowances Purchased NOX | Thousand Tons | 0 | 0 | 0 | 0 | 0 | 0 | 0 | 0
NSR Columbia 1 & 2- NOx Cap Annual v5.13 | 483 | 7418 | Rate Constraint in MTons | FALSE | L | Annual | Allowances Sold NOX | Thousand Tons | 0 | 0 | 0 | 0 | 0 | 0 | 0 | 0
NSR Columbia 1 & 2- NOx Cap Annual v5.13 | 483 | 7418 | Rate Constraint in MTons | FALSE | L | Annual | Allowances Banked | Thousand Tons | 0 | 0 | 0 | 0 | 0 | 0 | 0 | 0
NSR Columbia 1 & 2- NOx Cap Annual v5.13 | 483 | 7418 | Rate Constraint in MTons | FALSE | L | Annual | Allowances Withdrawn (1:1) | Thousand Tons | 0 | 0 | 0 | 0 | 0 | 0 | 0 | 0
NSR Columbia 1 & 2- NOx Cap Annual v5.13 | 483 | 7418 | Rate Constraint in MTons | FALSE | L | Annual | Allowances Withdrawn (n:1) | Thousand Tons | 0 | 0 | 0 | 0 | 0 | 0 | 0 | 0
NSR Columbia 1 & 2- NOx Cap Annual v5.13 | 483 | 7418 | Rate Constraint in MTons | FALSE | L | Annual | Net Emissions Allowance Position | Thousand Tons | 3.2587 | 0 | 0 | 0 | 0 | 0 | 0 | 0
NSR Columbia 1 & 2- NOx Cap Annual v5.13 | 483 | 7418 | Rate Constraint in MTons | FALSE | L | Annual | Fuel Consumed | TBtu | 82.9404 | 0 | 0 | 0 | 0 | 0 | 0 | 0
NSR Columbia 1 & 2- NOx Cap Annual v5.13 | 483 | 7418 | Rate Constraint in MTons | FALSE | L | Annual | Rate | lb/MMBtu | 0.07858 | 0 | 0 | 0 | 0 | 0 | 0 | 0
NSR Columbia 1 & 2- NOx Cap Annual v5.13 | 483 | 7418 | Rate Constraint in MTons | FALSE | L | Annual | Generation | TWh | 7.8702 | 0 | 0 | 0 | 0 | 0 | 0 | 0
NSR Columbia 1 & 2- NOx Cap Annual v5.13 | 483 | 7418 | Rate Constraint in MTons | FALSE | L | Annual | Qualifying Generation | TWh | 7.8702 | 0 | 0 | 0 | 0 | 0 | 0 | 0
NSR Columbia 1 & 2- NOx Cap Annual v5.13 | 483 | 7418 | Rate Constraint in MTons | FALSE | L | Annual | Rate | lb/MWh | 0.82812 | 0 | 0 | 0 | 0 | 0 | 0 | 0
NSR Columbia 1 & 2- NOx Cap Annual v5.13 | 483 | 7418 | Rate Constraint in MTons | FALSE | L | Annual | Constraint Shadow Price | US2019$/Ton | 0 | 0 | 0 | 0 | 0 | 0 | 0 | 0
NSR Columbia 1 & 2- SO2 Cap Annual v5.13 | 484 | 7419 | Rate Constraint in MTons | FALSE | L | Annual | Seasons Included | Seasons | Winter, WintShld, Summer | Winter, WintShld, Summer | Winter, WintShld, Summer | Winter, WintShld, Summer | Winter, WintShld, Summer | Winter, WintShld, Summer | Winter, WintShld, Summer | Winter, WintShld, Summer
NSR Columbia 1 & 2- SO2 Cap Annual v5.13 | 484 | 7419 | Rate Constraint in MTons | FALSE | L | Annual | Standard SO2 | Thousand Tons | 3.286 | 3.286 | 3.286 | 3.286 | 3.286 | 3.286 | 3.286 | 3.286
NSR Columbia 1 & 2- SO2 Cap Annual v5.13 | 484 | 7419 | Rate Constraint in MTons | FALSE | L | Annual | Emissions at Affected Plants SO2 | Thousand Tons | 1.8693 | 0 | 0 | 0 | 0 | 0 | 0 | 0
NSR Columbia 1 & 2- SO2 Cap Annual v5.13 | 484 | 7419 | Rate Constraint in MTons | FALSE | L | Annual | Allowances Purchased SO2 | Thousand Tons | 0 | 0 | 0 | 0 | 0 | 0 | 0 | 0
NSR Columbia 1 & 2- SO2 Cap Annual v5.13 | 484 | 7419 | Rate Constraint in MTons | FALSE | L | Annual | Allowances Sold SO2 | Thousand Tons | 0 | 0 | 0 | 0 | 0 | 0 | 0 | 0
NSR Columbia 1 & 2- SO2 Cap Annual v5.13 | 484 | 7419 | Rate Constraint in MTons | FALSE | L | Annual | Allowances Banked | Thousand Tons | 0 | 0 | 0 | 0 | 0 | 0 | 0 | 0
NSR Columbia 1 & 2- SO2 Cap Annual v5.13 | 484 | 7419 | Rate Constraint in MTons | FALSE | L | Annual | Allowances Withdrawn (1:1) | Thousand Tons | 0 | 0 | 0 | 0 | 0 | 0 | 0 | 0
NSR Columbia 1 & 2- SO2 Cap Annual v5.13 | 484 | 7419 | Rate Constraint in MTons | FALSE | L | Annual | Allowances Withdrawn (n:1) | Thousand Tons | 0 | 0 | 0 | 0 | 0 | 0 | 0 | 0
NSR Columbia 1 & 2- SO2 Cap Annual v5.13 | 484 | 7419 | Rate Constraint in MTons | FALSE | L | Annual | Net Emissions Allowance Position | Thousand Tons | 1.8693 | 0 | 0 | 0 | 0 | 0 | 0 | 0
NSR Columbia 1 & 2- SO2 Cap Annual v5.13 | 484 | 7419 | Rate Constraint in MTons | FALSE | L | Annual | Fuel Consumed | TBtu | 82.9404 | 0 | 0 | 0 | 0 | 0 | 0 | 0
NSR Columbia 1 & 2- SO2 Cap Annual v5.13 | 484 | 7419 | Rate Constraint in MTons | FALSE | L | Annual | Rate | lb/MMBtu | 0.045075 | 0 | 0 | 0 | 0 | 0 | 0 | 0
NSR Columbia 1 & 2- SO2 Cap Annual v5.13 | 484 | 7419 | Rate Constraint in MTons | FALSE | L | Annual | Generation | TWh | 7.8702 | 0 | 0 | 0 | 0 | 0 | 0 | 0
NSR Columbia 1 & 2- SO2 Cap Annual v5.13 | 484 | 7419 | Rate Constraint in MTons | FALSE | L | Annual | Qualifying Generation | TWh | 7.8702 | 0 | 0 | 0 | 0 | 0 | 0 | 0
NSR Columbia 1 & 2- SO2 Cap Annual v5.13 | 484 | 7419 | Rate Constraint in MTons | FALSE | L | Annual | Rate | lb/MWh | 0.47503 | 0 | 0 | 0 | 0 | 0 | 0 | 0
NSR Columbia 1 & 2- SO2 Cap Annual v5.13 | 484 | 7419 | Rate Constraint in MTons | FALSE | L | Annual | Constraint Shadow Price | US2019$/Ton | 0 | 0 | 0 | 0 | 0 | 0 | 0 | 0
NSR Columbia 1 & 2- SO2 Rate Annual v5.13 | 485 | 7479 | Rate Constraint in lbs/MMBtu | FALSE | L | Annual | Seasons Included | Seasons | Winter, WintShld, Summer | Winter, WintShld, Summer | Winter, WintShld, Summer | Winter, WintShld, Summer | Winter, WintShld, Summer | Winter, WintShld, Summer | Winter, WintShld, Summer | Winter, WintShld, Summer
NSR Columbia 1 & 2- SO2 Rate Annual v5.13 | 485 | 7479 | Rate Constraint in lbs/MMBtu | FALSE | L | Annual | Standard SO2 | lb/MMBtu | 0.075 | 0.075 | 0.075 | 0.075 | 0.075 | 0.075 | 0.075 | 0.075
NSR Columbia 1 & 2- SO2 Rate Annual v5.13 | 485 | 7479 | Rate Constraint in lbs/MMBtu | FALSE | L | Annual | Emissions at Affected Plants SO2 | Thousand Tons | 1.8693 | 0 | 0 | 0 | 0 | 0 | 0 | 0
NSR Columbia 1 & 2- SO2 Rate Annual v5.13 | 485 | 7479 | Rate Constraint in lbs/MMBtu | FALSE | L | Annual | Allowances Purchased SO2 | Thousand Tons | 0 | 0 | 0 | 0 | 0 | 0 | 0 | 0
NSR Columbia 1 & 2- SO2 Rate Annual v5.13 | 485 | 7479 | Rate Constraint in lbs/MMBtu | FALSE | L | Annual | Allowances Sold SO2 | Thousand Tons | 0 | 0 | 0 | 0 | 0 | 0 | 0 | 0
NSR Columbia 1 & 2- SO2 Rate Annual v5.13 | 485 | 7479 | Rate Constraint in lbs/MMBtu | FALSE | L | Annual | Allowances Banked | Thousand Tons | 0 | 0 | 0 | 0 | 0 | 0 | 0 | 0
NSR Columbia 1 & 2- SO2 Rate Annual v5.13 | 485 | 7479 | Rate Constraint in lbs/MMBtu | FALSE | L | Annual | Allowances Withdrawn (1:1) | Thousand Tons | 0 | 0 | 0 | 0 | 0 | 0 | 0 | 0
NSR Columbia 1 & 2- SO2 Rate Annual v5.13 | 485 | 7479 | Rate Constraint in lbs/MMBtu | FALSE | L | Annual | Allowances Withdrawn (n:1) | Thousand Tons | 0 | 0 | 0 | 0 | 0 | 0 | 0 | 0
NSR Columbia 1 & 2- SO2 Rate Annual v5.13 | 485 | 7479 | Rate Constraint in lbs/MMBtu | FALSE | L | Annual | Net Emissions Allowance Position | Thousand Tons | 1.8693 | 0 | 0 | 0 | 0 | 0 | 0 | 0
NSR Columbia 1 & 2- SO2 Rate Annual v5.13 | 485 | 7479 | Rate Constraint in lbs/MMBtu | FALSE | L | Annual | Fuel Consumed | TBtu | 82.9404 | 0 | 0 | 0 | 0 | 0 | 0 | 0
NSR Columbia 1 & 2- SO2 Rate Annual v5.13 | 485 | 7479 | Rate Constraint in lbs/MMBtu | FALSE | L | Annual | Rate | lb/MMBtu | 0.045075 | 0 | 0 | 0 | 0 | 0 | 0 | 0
NSR Columbia 1 & 2- SO2 Rate Annual v5.13 | 485 | 7479 | Rate Constraint in lbs/MMBtu | FALSE | L | Annual | Generation | TWh | 7.8702 | 0 | 0 | 0 | 0 | 0 | 0 | 0
NSR Columbia 1 & 2- SO2 Rate Annual v5.13 | 485 | 7479 | Rate Constraint in lbs/MMBtu | FALSE | L | Annual | Qualifying Generation | TWh | 7.8702 | 0 | 0 | 0 | 0 | 0 | 0 | 0
NSR Columbia 1 & 2- SO2 Rate Annual v5.13 | 485 | 7479 | Rate Constraint in lbs/MMBtu | FALSE | L | Annual | Rate | lb/MWh | 0.47503 | 0 | 0 | 0 | 0 | 0 | 0 | 0
NSR Columbia 1 & 2- SO2 Rate Annual v5.13 | 485 | 7479 | Rate Constraint in lbs/MMBtu | FALSE | L | Annual | Constraint Shadow Price | US2019$/Ton | 0 | 0 | 0 | 0 | 0 | 0 | 0 | 0
NSR Columbia 1- Hg Rate Annual v5.13 | 486 | 7482 | Rate Constraint in lbs/MMBtu | FALSE | L | Annual | Seasons Included | Seasons | Winter, WintShld, Summer | Winter, WintShld, Summer | Winter, WintShld, Summer | Winter, WintShld, Summer | Winter, WintShld, Summer | Winter, WintShld, Summer | Winter, WintShld, Summer | Winter, WintShld, Summer
NSR Columbia 1- Hg Rate Annual v5.13 | 486 | 7482 | Rate Constraint in lbs/MMBtu | FALSE | L | Annual | Standard MER | lb/MMBtu | 0.015 | 0.015 | 0.015 | 0.015 | 0.015 | 0.015 | 0.015 | 0.015
NSR Columbia 1- Hg Rate Annual v5.13 | 486 | 7482 | Rate Constraint in lbs/MMBtu | FALSE | L | Annual | Emissions at Affected Plants MER | lbs | 23.3588 | 0 | 0 | 0 | 0 | 0 | 0 | 0
NSR Columbia 1- Hg Rate Annual v5.13 | 486 | 7482 | Rate Constraint in lbs/MMBtu | FALSE | L | Annual | Allowances Purchased MER | lbs | 0 | 0 | 0 | 0 | 0 | 0 | 0 | 0
NSR Columbia 1- Hg Rate Annual v5.13 | 486 | 7482 | Rate Constraint in lbs/MMBtu | FALSE | L | Annual | Allowances Sold MER | lbs | 0 | 0 | 0 | 0 | 0 | 0 | 0 | 0
NSR Columbia 1- Hg Rate Annual v5.13 | 486 | 7482 | Rate Constraint in lbs/MMBtu | FALSE | L | Annual | Allowances Banked | lbs | 0 | 0 | 0 | 0 | 0 | 0 | 0 | 0
NSR Columbia 1- Hg Rate Annual v5.13 | 486 | 7482 | Rate Constraint in lbs/MMBtu | FALSE | L | Annual | Allowances Withdrawn (1:1) | lbs | 0 | 0 | 0 | 0 | 0 | 0 | 0 | 0
NSR Columbia 1- Hg Rate Annual v5.13 | 486 | 7482 | Rate Constraint in lbs/MMBtu | FALSE | L | Annual | Allowances Withdrawn (n:1) | lbs | 0 | 0 | 0 | 0 | 0 | 0 | 0 | 0
NSR Columbia 1- Hg Rate Annual v5.13 | 486 | 7482 | Rate Constraint in lbs/MMBtu | FALSE | L | Annual | Net Emissions Allowance Position | lbs | 23.3588 | 0 | 0 | 0 | 0 | 0 | 0 | 0
NSR Columbia 1- Hg Rate Annual v5.13 | 486 | 7482 | Rate Constraint in lbs/MMBtu | FALSE | L | Annual | Fuel Consumed | TBtu | 41.6285 | 0 | 0 | 0 | 0 | 0 | 0 | 0
NSR Columbia 1- Hg Rate Annual v5.13 | 486 | 7482 | Rate Constraint in lbs/MMBtu | FALSE | L | Annual | Rate | lb/MMBtu | 5.6112e-07 | 0 | 0 | 0 | 0 | 0 | 0 | 0
NSR Columbia 1- Hg Rate Annual v5.13 | 486 | 7482 | Rate Constraint in lbs/MMBtu | FALSE | L | Annual | Generation | TWh | 3.9481 | 0 | 0 | 0 | 0 | 0 | 0 | 0
NSR Columbia 1- Hg Rate Annual v5.13 | 486 | 7482 | Rate Constraint in lbs/MMBtu | FALSE | L | Annual | Qualifying Generation | TWh | 3.9481 | 0 | 0 | 0 | 0 | 0 | 0 | 0
NSR Columbia 1- Hg Rate Annual v5.13 | 486 | 7482 | Rate Constraint in lbs/MMBtu | FALSE | L | Annual | Rate | lb/MWh | 5.9165e-06 | 0 | 0 | 0 | 0 | 0 | 0 | 0
NSR Columbia 1- Hg Rate Annual v5.13 | 486 | 7482 | Rate Constraint in lbs/MMBtu | FALSE | L | Annual | Constraint Shadow Price | US2019$/Lb | 0 | 0 | 0 | 0 | 0 | 0 | 0 | 0
NSR Columbia 1- NOx Rate Annual v5.13 | 487 | 7480 | Rate Constraint in lbs/MMBtu | FALSE | L | Annual | Seasons Included | Seasons | Winter, WintShld, Summer | Winter, WintShld, Summer | Winter, WintShld, Summer | Winter, WintShld, Summer | Winter, WintShld, Summer | Winter, WintShld, Summer | Winter, WintShld, Summer | Winter, WintShld, Summer
NSR Columbia 1- NOx Rate Annual v5.13 | 487 | 7480 | Rate Constraint in lbs/MMBtu | FALSE | L | Annual | Standard NOX | lb/MMBtu | 0.15 | 0.15 | 0.15 | 0.15 | 0.15 | 0.15 | 0.15 | 0.15
NSR Columbia 1- NOx Rate Annual v5.13 | 487 | 7480 | Rate Constraint in lbs/MMBtu | FALSE | L | Annual | Emissions at Affected Plants NOX | Thousand Tons | 2.164 | 0 | 0 | 0 | 0 | 0 | 0 | 0
NSR Columbia 1- NOx Rate Annual v5.13 | 487 | 7480 | Rate Constraint in lbs/MMBtu | FALSE | L | Annual | Allowances Purchased NOX | Thousand Tons | 0 | 0 | 0 | 0 | 0 | 0 | 0 | 0
NSR Columbia 1- NOx Rate Annual v5.13 | 487 | 7480 | Rate Constraint in lbs/MMBtu | FALSE | L | Annual | Allowances Sold NOX | Thousand Tons | 0 | 0 | 0 | 0 | 0 | 0 | 0 | 0
NSR Columbia 1- NOx Rate Annual v5.13 | 487 | 7480 | Rate Constraint in lbs/MMBtu | FALSE | L | Annual | Allowances Banked | Thousand Tons | 0 | 0 | 0 | 0 | 0 | 0 | 0 | 0
NSR Columbia 1- NOx Rate Annual v5.13 | 487 | 7480 | Rate Constraint in lbs/MMBtu | FALSE | L | Annual | Allowances Withdrawn (1:1) | Thousand Tons | 0 | 0 | 0 | 0 | 0 | 0 | 0 | 0
NSR Columbia 1- NOx Rate Annual v5.13 | 487 | 7480 | Rate Constraint in lbs/MMBtu | FALSE | L | Annual | Allowances Withdrawn (n:1) | Thousand Tons | 0 | 0 | 0 | 0 | 0 | 0 | 0 | 0
NSR Columbia 1- NOx Rate Annual v5.13 | 487 | 7480 | Rate Constraint in lbs/MMBtu | FALSE | L | Annual | Net Emissions Allowance Position | Thousand Tons | 2.164 | 0 | 0 | 0 | 0 | 0 | 0 | 0
NSR Columbia 1- NOx Rate Annual v5.13 | 487 | 7480 | Rate Constraint in lbs/MMBtu | FALSE | L | Annual | Fuel Consumed | TBtu | 41.6285 | 0 | 0 | 0 | 0 | 0 | 0 | 0
NSR Columbia 1- NOx Rate Annual v5.13 | 487 | 7480 | Rate Constraint in lbs/MMBtu | FALSE | L | Annual | Rate | lb/MMBtu | 0.10397 | 0 | 0 | 0 | 0 | 0 | 0 | 0
NSR Columbia 1- NOx Rate Annual v5.13 | 487 | 7480 | Rate Constraint in lbs/MMBtu | FALSE | L | Annual | Generation | TWh | 3.9481 | 0 | 0 | 0 | 0 | 0 | 0 | 0
NSR Columbia 1- NOx Rate Annual v5.13 | 487 | 7480 | Rate Constraint in lbs/MMBtu | FALSE | L | Annual | Qualifying Generation | TWh | 3.9481 | 0 | 0 | 0 | 0 | 0 | 0 | 0
NSR Columbia 1- NOx Rate Annual v5.13 | 487 | 7480 | Rate Constraint in lbs/MMBtu | FALSE | L | Annual | Rate | lb/MWh | 1.0962 | 0 | 0 | 0 | 0 | 0 | 0 | 0
NSR Columbia 1- NOx Rate Annual v5.13 | 487 | 7480 | Rate Constraint in lbs/MMBtu | FALSE | L | Annual | Constraint Shadow Price | US2019$/Ton | 0 | 0 | 0 | 0 | 0 | 0 | 0 | 0
NSR Columbia 2- Hg Rate Annual v5.13 | 488 | 7483 | Rate Constraint in lbs/MMBtu | FALSE | L | Annual | Seasons Included | Seasons | Winter, WintShld, Summer | Winter, WintShld, Summer | Winter, WintShld, Summer | Winter, WintShld, Summer | Winter, WintShld, Summer | Winter, WintShld, Summer | Winter, WintShld, Summer | Winter, WintShld, Summer
NSR Columbia 2- Hg Rate Annual v5.13 | 488 | 7483 | Rate Constraint in lbs/MMBtu | FALSE | L | Annual | Standard MER | lb/MMBtu | 0.015 | 0.015 | 0.015 | 0.015 | 0.015 | 0.015 | 0.015 | 0.015
NSR Columbia 2- Hg Rate Annual v5.13 | 488 | 7483 | Rate Constraint in lbs/MMBtu | FALSE | L | Annual | Emissions at Affected Plants MER | lbs | 23.1811 | 0 | 0 | 0 | 0 | 0 | 0 | 0
NSR Columbia 2- Hg Rate Annual v5.13 | 488 | 7483 | Rate Constraint in lbs/MMBtu | FALSE | L | Annual | Allowances Purchased MER | lbs | 0 | 0 | 0 | 0 | 0 | 0 | 0 | 0
NSR Columbia 2- Hg Rate Annual v5.13 | 488 | 7483 | Rate Constraint in lbs/MMBtu | FALSE | L | Annual | Allowances Sold MER | lbs | 0 | 0 | 0 | 0 | 0 | 0 | 0 | 0
NSR Columbia 2- Hg Rate Annual v5.13 | 488 | 7483 | Rate Constraint in lbs/MMBtu | FALSE | L | Annual | Allowances Banked | lbs | 0 | 0 | 0 | 0 | 0 | 0 | 0 | 0
NSR Columbia 2- Hg Rate Annual v5.13 | 488 | 7483 | Rate Constraint in lbs/MMBtu | FALSE | L | Annual | Allowances Withdrawn (1:1) | lbs | 0 | 0 | 0 | 0 | 0 | 0 | 0 | 0
NSR Columbia 2- Hg Rate Annual v5.13 | 488 | 7483 | Rate Constraint in lbs/MMBtu | FALSE | L | Annual | Allowances Withdrawn (n:1) | lbs | 0 | 0 | 0 | 0 | 0 | 0 | 0 | 0
NSR Columbia 2- Hg Rate Annual v5.13 | 488 | 7483 | Rate Constraint in lbs/MMBtu | FALSE | L | Annual | Net Emissions Allowance Position | lbs | 23.1811 | 0 | 0 | 0 | 0 | 0 | 0 | 0
NSR Columbia 2- Hg Rate Annual v5.13 | 488 | 7483 | Rate Constraint in lbs/MMBtu | FALSE | L | Annual | Fuel Consumed | TBtu | 41.3119 | 0 | 0 | 0 | 0 | 0 | 0 | 0
NSR Columbia 2- Hg Rate Annual v5.13 | 488 | 7483 | Rate Constraint in lbs/MMBtu | FALSE | L | Annual | Rate | lb/MMBtu | 5.6112e-07 | 0 | 0 | 0 | 0 | 0 | 0 | 0
NSR Columbia 2- Hg Rate Annual v5.13 | 488 | 7483 | Rate Constraint in lbs/MMBtu | FALSE | L | Annual | Generation | TWh | 3.9221 | 0 | 0 | 0 | 0 | 0 | 0 | 0
NSR Columbia 2- Hg Rate Annual v5.13 | 488 | 7483 | Rate Constraint in lbs/MMBtu | FALSE | L | Annual | Qualifying Generation | TWh | 3.9221 | 0 | 0 | 0 | 0 | 0 | 0 | 0
NSR Columbia 2- Hg Rate Annual v5.13 | 488 | 7483 | Rate Constraint in lbs/MMBtu | FALSE | L | Annual | Rate | lb/MWh | 5.9103e-06 | 0 | 0 | 0 | 0 | 0 | 0 | 0
NSR Columbia 2- Hg Rate Annual v5.13 | 488 | 7483 | Rate Constraint in lbs/MMBtu | FALSE | L | Annual | Constraint Shadow Price | US2019$/Lb | 0 | 0 | 0 | 0 | 0 | 0 | 0 | 0
NSR Columbia 2- NOx Rate Annual v5.13 | 489 | 7481 | Rate Constraint in lbs/MMBtu | FALSE | L | Annual | Seasons Included | Seasons | Winter, WintShld, Summer | Winter, WintShld, Summer | Winter, WintShld, Summer | Winter, WintShld, Summer | Winter, WintShld, Summer | Winter, WintShld, Summer | Winter, WintShld, Summer | Winter, WintShld, Summer
NSR Columbia 2- NOx Rate Annual v5.13 | 489 | 7481 | Rate Constraint in lbs/MMBtu | FALSE | L | Annual | Standard NOX | lb/MMBtu | 0.07 | 0.07 | 0.07 | 0.07 | 0.07 | 0.07 | 0.07 | 0.07
NSR Columbia 2- NOx Rate Annual v5.13 | 489 | 7481 | Rate Constraint in lbs/MMBtu | FALSE | L | Annual | Emissions at Affected Plants NOX | Thousand Tons | 1.0948 | 0 | 0 | 0 | 0 | 0 | 0 | 0
NSR Columbia 2- NOx Rate Annual v5.13 | 489 | 7481 | Rate Constraint in lbs/MMBtu | FALSE | L | Annual | Allowances Purchased NOX | Thousand Tons | 0 | 0 | 0 | 0 | 0 | 0 | 0 | 0
NSR Columbia 2- NOx Rate Annual v5.13 | 489 | 7481 | Rate Constraint in lbs/MMBtu | FALSE | L | Annual | Allowances Sold NOX | Thousand Tons | 0 | 0 | 0 | 0 | 0 | 0 | 0 | 0
NSR Columbia 2- NOx Rate Annual v5.13 | 489 | 7481 | Rate Constraint in lbs/MMBtu | FALSE | L | Annual | Allowances Banked | Thousand Tons | 0 | 0 | 0 | 0 | 0 | 0 | 0 | 0
NSR Columbia 2- NOx Rate Annual v5.13 | 489 | 7481 | Rate Constraint in lbs/MMBtu | FALSE | L | Annual | Allowances Withdrawn (1:1) | Thousand Tons | 0 | 0 | 0 | 0 | 0 | 0 | 0 | 0
NSR Columbia 2- NOx Rate Annual v5.13 | 489 | 7481 | Rate Constraint in lbs/MMBtu | FALSE | L | Annual | Allowances Withdrawn (n:1) | Thousand Tons | 0 | 0 | 0 | 0 | 0 | 0 | 0 | 0
NSR Columbia 2- NOx Rate Annual v5.13 | 489 | 7481 | Rate Constraint in lbs/MMBtu | FALSE | L | Annual | Net Emissions Allowance Position | Thousand Tons | 1.0948 | 0 | 0 | 0 | 0 | 0 | 0 | 0
NSR Columbia 2- NOx Rate Annual v5.13 | 489 | 7481 | Rate Constraint in lbs/MMBtu | FALSE | L | Annual | Fuel Consumed | TBtu | 41.3119 | 0 | 0 | 0 | 0 | 0 | 0 | 0
NSR Columbia 2- NOx Rate Annual v5.13 | 489 | 7481 | Rate Constraint in lbs/MMBtu | FALSE | L | Annual | Rate | lb/MMBtu | 0.053 | 0 | 0 | 0 | 0 | 0 | 0 | 0
NSR Columbia 2- NOx Rate Annual v5.13 | 489 | 7481 | Rate Constraint in lbs/MMBtu | FALSE | L | Annual | Generation | TWh | 3.9221 | 0 | 0 | 0 | 0 | 0 | 0 | 0
NSR Columbia 2- NOx Rate Annual v5.13 | 489 | 7481 | Rate Constraint in lbs/MMBtu | FALSE | L | Annual | Qualifying Generation | TWh | 3.9221 | 0 | 0 | 0 | 0 | 0 | 0 | 0
NSR Columbia 2- NOx Rate Annual v5.13 | 489 | 7481 | Rate Constraint in lbs/MMBtu | FALSE | L | Annual | Rate | lb/MWh | 0.55825 | 0 | 0 | 0 | 0 | 0 | 0 | 0
NSR Columbia 2- NOx Rate Annual v5.13 | 489 | 7481 | Rate Constraint in lbs/MMBtu | FALSE | L | Annual | Constraint Shadow Price | US2019$/Ton | 0 | 0 | 0 | 0 | 0 | 0 | 0 | 0
NSR Consumer Energy - NOx Cap Annual v5.14 | 490 | 7420 | Rate Constraint in MTons | FALSE | L | Annual | Seasons Included | Seasons | Winter, WintShld, Summer | Winter, WintShld, Summer | Winter, WintShld, Summer | Winter, WintShld, Summer | Winter, WintShld, Summer | Winter, WintShld, Summer | Winter, WintShld, Summer | Winter, WintShld, Summer
NSR Consumer Energy - NOx Cap Annual v5.14 | 490 | 7420 | Rate Constraint in MTons | FALSE | L | Annual | Standard NOX | Thousand Tons | 6.912 | 6.912 | 6.912 | 6.912 | 6.912 | 6.912 | 6.912 | 6.912
NSR Consumer Energy - NOx Cap Annual v5.14 | 490 | 7420 | Rate Constraint in MTons | FALSE | L | Annual | Emissions at Affected Plants NOX | Thousand Tons | 3.7431 | 0 | 0 | 0 | 0 | 0 | 0 | 0
NSR Consumer Energy - NOx Cap Annual v5.14 | 490 | 7420 | Rate Constraint in MTons | FALSE | L | Annual | Allowances Purchased NOX | Thousand Tons | 0 | 0 | 0 | 0 | 0 | 0 | 0 | 0
NSR Consumer Energy - NOx Cap Annual v5.14 | 490 | 7420 | Rate Constraint in MTons | FALSE | L | Annual | Allowances Sold NOX | Thousand Tons | 0 | 0 | 0 | 0 | 0 | 0 | 0 | 0
NSR Consumer Energy - NOx Cap Annual v5.14 | 490 | 7420 | Rate Constraint in MTons | FALSE | L | Annual | Allowances Banked | Thousand Tons | 0 | 0 | 0 | 0 | 0 | 0 | 0 | 0
NSR Consumer Energy - NOx Cap Annual v5.14 | 490 | 7420 | Rate Constraint in MTons | FALSE | L | Annual | Allowances Withdrawn (1:1) | Thousand Tons | 0 | 0 | 0 | 0 | 0 | 0 | 0 | 0
NSR Consumer Energy - NOx Cap Annual v5.14 | 490 | 7420 | Rate Constraint in MTons | FALSE | L | Annual | Allowances Withdrawn (n:1) | Thousand Tons | 0 | 0 | 0 | 0 | 0 | 0 | 0 | 0
NSR Consumer Energy - NOx Cap Annual v5.14 | 490 | 7420 | Rate Constraint in MTons | FALSE | L | Annual | Net Emissions Allowance Position | Thousand Tons | 3.7431 | 0 | 0 | 0 | 0 | 0 | 0 | 0
NSR Consumer Energy - NOx Cap Annual v5.14 | 490 | 7420 | Rate Constraint in MTons | FALSE | L | Annual | Fuel Consumed | TBtu | 102.9253 | 0 | 0 | 0 | 0 | 0 | 0 | 0
NSR Consumer Energy - NOx Cap Annual v5.14 | 490 | 7420 | Rate Constraint in MTons | FALSE | L | Annual | Rate | lb/MMBtu | 0.072734 | 0 | 0 | 0 | 0 | 0 | 0 | 0
NSR Consumer Energy - NOx Cap Annual v5.14 | 490 | 7420 | Rate Constraint in MTons | FALSE | L | Annual | Generation | TWh | 9.9752 | 0 | 0 | 0 | 0 | 0 | 0 | 0
NSR Consumer Energy - NOx Cap Annual v5.14 | 490 | 7420 | Rate Constraint in MTons | FALSE | L | Annual | Qualifying Generation | TWh | 9.9752 | 0 | 0 | 0 | 0 | 0 | 0 | 0
NSR Consumer Energy - NOx Cap Annual v5.14 | 490 | 7420 | Rate Constraint in MTons | FALSE | L | Annual | Rate | lb/MWh | 0.75048 | 0 | 0 | 0 | 0 | 0 | 0 | 0
NSR Consumer Energy - NOx Cap Annual v5.14 | 490 | 7420 | Rate Constraint in MTons | FALSE | L | Annual | Constraint Shadow Price | US2019$/Ton | 0 | 0 | 0 | 0 | 0 | 0 | 0 | 0
NSR Consumer Energy - SO2 Cap Annual v5.14 | 491 | 7421 | Rate Constraint in MTons | FALSE | L | Annual | Seasons Included | Seasons | Winter, WintShld, Summer | Winter, WintShld, Summer | Winter, WintShld, Summer | Winter, WintShld, Summer | Winter, WintShld, Summer | Winter, WintShld, Summer | Winter, WintShld, Summer | Winter, WintShld, Summer
NSR Consumer Energy - SO2 Cap Annual v5.14 | 491 | 7421 | Rate Constraint in MTons | FALSE | L | Annual | Standard SO2 | Thousand Tons | 10.9 | 10.9 | 10.9 | 10.9 | 10.9 | 10.9 | 10.9 | 10.9
NSR Consumer Energy - SO2 Cap Annual v5.14 | 491 | 7421 | Rate Constraint in MTons | FALSE | L | Annual | Emissions at Affected Plants SO2 | Thousand Tons | 7.7853 | 0 | 0 | 0 | 0 | 0 | 0 | 0
NSR Consumer Energy - SO2 Cap Annual v5.14 | 491 | 7421 | Rate Constraint in MTons | FALSE | L | Annual | Allowances Purchased SO2 | Thousand Tons | 0 | 0 | 0 | 0 | 0 | 0 | 0 | 0
NSR Consumer Energy - SO2 Cap Annual v5.14 | 491 | 7421 | Rate Constraint in MTons | FALSE | L | Annual | Allowances Sold SO2 | Thousand Tons | 0 | 0 | 0 | 0 | 0 | 0 | 0 | 0
NSR Consumer Energy - SO2 Cap Annual v5.14 | 491 | 7421 | Rate Constraint in MTons | FALSE | L | Annual | Allowances Banked | Thousand Tons | 0 | 0 | 0 | 0 | 0 | 0 | 0 | 0
NSR Consumer Energy - SO2 Cap Annual v5.14 | 491 | 7421 | Rate Constraint in MTons | FALSE | L | Annual | Allowances Withdrawn (1:1) | Thousand Tons | 0 | 0 | 0 | 0 | 0 | 0 | 0 | 0
NSR Consumer Energy - SO2 Cap Annual v5.14 | 491 | 7421 | Rate Constraint in MTons | FALSE | L | Annual | Allowances Withdrawn (n:1) | Thousand Tons | 0 | 0 | 0 | 0 | 0 | 0 | 0 | 0
NSR Consumer Energy - SO2 Cap Annual v5.14 | 491 | 7421 | Rate Constraint in MTons | FALSE | L | Annual | Net Emissions Allowance Position | Thousand Tons | 7.7853 | 0 | 0 | 0 | 0 | 0 | 0 | 0
NSR Consumer Energy - SO2 Cap Annual v5.14 | 491 | 7421 | Rate Constraint in MTons | FALSE | L | Annual | Fuel Consumed | TBtu | 102.9253 | 0 | 0 | 0 | 0 | 0 | 0 | 0
NSR Consumer Energy - SO2 Cap Annual v5.14 | 491 | 7421 | Rate Constraint in MTons | FALSE | L | Annual | Rate | lb/MMBtu | 0.15128 | 0 | 0 | 0 | 0 | 0 | 0 | 0
NSR Consumer Energy - SO2 Cap Annual v5.14 | 491 | 7421 | Rate Constraint in MTons | FALSE | L | Annual | Generation | TWh | 9.9752 | 0 | 0 | 0 | 0 | 0 | 0 | 0
NSR Consumer Energy - SO2 Cap Annual v5.14 | 491 | 7421 | Rate Constraint in MTons | FALSE | L | Annual | Qualifying Generation | TWh | 9.9752 | 0 | 0 | 0 | 0 | 0 | 0 | 0
NSR Consumer Energy - SO2 Cap Annual v5.14 | 491 | 7421 | Rate Constraint in MTons | FALSE | L | Annual | Rate | lb/MWh | 1.5609 | 0 | 0 | 0 | 0 | 0 | 0 | 0
NSR Consumer Energy - SO2 Cap Annual v5.14 | 491 | 7421 | Rate Constraint in MTons | FALSE | L | Annual | Constraint Shadow Price | US2019$/Ton | 0 | 0 | 0 | 0 | 0 | 0 | 0 | 0
NSR Cooper 2 - NOX Rate Annual v3.1, Unit 2651 and retrofits | 492 | 7447 | Rate Constraint in lbs/MMBtu | FALSE | L | Annual | Seasons Included | Seasons | Winter, WintShld, Summer | Winter, WintShld, Summer | Winter, WintShld, Summer | Winter, WintShld, Summer | Winter, WintShld, Summer | Winter, WintShld, Summer | Winter, WintShld, Summer | Winter, WintShld, Summer
NSR Cooper 2 - NOX Rate Annual v3.1, Unit 2651 and retrofits | 492 | 7447 | Rate Constraint in lbs/MMBtu | FALSE | L | Annual | Standard NOX | lb/MMBtu | 0.08 | 0.08 | 0.08 | 0.08 | 0.08 | 0.08 | 0.08 | 0.08
NSR Cooper 2 - NOX Rate Annual v3.1, Unit 2651 and retrofits | 492 | 7447 | Rate Constraint in lbs/MMBtu | FALSE | L | Annual | Emissions at Affected Plants NOX | Thousand Tons | 0.30641 | 0.13168 | 0 | 0.095989 | 0.095989 | 0 | 0 | 0
NSR Cooper 2 - NOX Rate Annual v3.1, Unit 2651 and retrofits | 492 | 7447 | Rate Constraint in lbs/MMBtu | FALSE | L | Annual | Allowances Purchased NOX | Thousand Tons | 0 | 0 | 0 | 0 | 0 | 0 | 0 | 0
NSR Cooper 2 - NOX Rate Annual v3.1, Unit 2651 and retrofits | 492 | 7447 | Rate Constraint in lbs/MMBtu | FALSE | L | Annual | Allowances Sold NOX | Thousand Tons | 0 | 0 | 0 | 0 | 0 | 0 | 0 | 0
NSR Cooper 2 - NOX Rate Annual v3.1, Unit 2651 and retrofits | 492 | 7447 | Rate Constraint in lbs/MMBtu | FALSE | L | Annual | Allowances Banked | Thousand Tons | 0 | 0 | 0 | 0 | 0 | 0 | 0 | 0
NSR Cooper 2 - NOX Rate Annual v3.1, Unit 2651 and retrofits | 492 | 7447 | Rate Constraint in lbs/MMBtu | FALSE | L | Annual | Allowances Withdrawn (1:1) | Thousand Tons | 0 | 0 | 0 | 0 | 0 | 0 | 0 | 0
NSR Cooper 2 - NOX Rate Annual v3.1, Unit 2651 and retrofits | 492 | 7447 | Rate Constraint in lbs/MMBtu | FALSE | L | Annual | Allowances Withdrawn (n:1) | Thousand Tons | 0 | 0 | 0 | 0 | 0 | 0 | 0 | 0
NSR Cooper 2 - NOX Rate Annual v3.1, Unit 2651 and retrofits | 492 | 7447 | Rate Constraint in lbs/MMBtu | FALSE | L | Annual | Net Emissions Allowance Position | Thousand Tons | 0.30641 | 0.13168 | 0 | 0.095989 | 0.095989 | 0 | 0 | 0
NSR Cooper 2 - NOX Rate Annual v3.1, Unit 2651 and retrofits | 492 | 7447 | Rate Constraint in lbs/MMBtu | FALSE | L | Annual | Fuel Consumed | TBtu | 8.1709 | 3.5115 | 0 | 2.5597 | 2.5597 | 0 | 0 | 0
NSR Cooper 2 - NOX Rate Annual v3.1, Unit 2651 and retrofits | 492 | 7447 | Rate Constraint in lbs/MMBtu | FALSE | L | Annual | Rate | lb/MMBtu | 0.075 | 0.075 | 0 | 0.075 | 0.075 | 0 | 0 | 0
NSR Cooper 2 - NOX Rate Annual v3.1, Unit 2651 and retrofits | 492 | 7447 | Rate Constraint in lbs/MMBtu | FALSE | L | Annual | Generation | TWh | 0.76499 | 0.32876 | 0 | 0.23965 | 0.23965 | 0 | 0 | 0
NSR Cooper 2 - NOX Rate Annual v3.1, Unit 2651 and retrofits | 492 | 7447 | Rate Constraint in lbs/MMBtu | FALSE | L | Annual | Qualifying Generation | TWh | 0.76499 | 0.32876 | 0 | 0.23965 | 0.23965 | 0 | 0 | 0
NSR Cooper 2 - NOX Rate Annual v3.1, Unit 2651 and retrofits | 492 | 7447 | Rate Constraint in lbs/MMBtu | FALSE | L | Annual | Rate | lb/MWh | 0.80107 | 0.80107 | 0 | 0.80107 | 0.80107 | 0 | 0 | 0
NSR Cooper 2 - NOX Rate Annual v3.1, Unit 2651 and retrofits | 492 | 7447 | Rate Constraint in lbs/MMBtu | FALSE | L | Annual | Constraint Shadow Price | US2019$/Ton | 0 | 0 | 0 | 0 | 0 | 0 | 0 | 0
NSR Cooper 2 - SO2 Rate Annual v3.1, Unit 2651 and retrofits | 493 | 7446 | Rate Constraint in lbs/MMBtu | FALSE | L | Annual | Seasons Included | Seasons | Winter, WintShld, Summer | Winter, WintShld, Summer | Winter, WintShld, Summer | Winter, WintShld, Summer | Winter, WintShld, Summer | Winter, WintShld, Summer | Winter, WintShld, Summer | Winter, WintShld, Summer
NSR Cooper 2 - SO2 Rate Annual v3.1, Unit 2651 and retrofits | 493 | 7446 | Rate Constraint in lbs/MMBtu | FALSE | L | Annual | Standard SO2 | lb/MMBtu | 0.1 | 0.1 | 0.1 | 0.1 | 0.1 | 0.1 | 0.1 | 0.1
NSR Cooper 2 - SO2 Rate Annual v3.1, Unit 2651 and retrofits | 493 | 7446 | Rate Constraint in lbs/MMBtu | FALSE | L | Annual | Emissions at Affected Plants SO2 | Thousand Tons | 0.34862 | 0.14982 | 0 | 0.10921 | 0.10921 | 0 | 0 | 0
NSR Cooper 2 - SO2 Rate Annual v3.1, Unit 2651 and retrofits | 493 | 7446 | Rate Constraint in lbs/MMBtu | FALSE | L | Annual | Allowances Purchased SO2 | Thousand Tons | 0 | 0 | 0 | 0 | 0 | 0 | 0 | 0
NSR Cooper 2 - SO2 Rate Annual v3.1, Unit 2651 and retrofits | 493 | 7446 | Rate Constraint in lbs/MMBtu | FALSE | L | Annual | Allowances Sold SO2 | Thousand Tons | 0 | 0 | 0 | 0 | 0 | 0 | 0 | 0
NSR Cooper 2 - SO2 Rate Annual v3.1, Unit 2651 and retrofits | 493 | 7446 | Rate Constraint in lbs/MMBtu | FALSE | L | Annual | Allowances Banked | Thousand Tons | 0 | 0 | 0 | 0 | 0 | 0 | 0 | 0
NSR Cooper 2 - SO2 Rate Annual v3.1, Unit 2651 and retrofits | 493 | 7446 | Rate Constraint in lbs/MMBtu | FALSE | L | Annual | Allowances Withdrawn (1:1) | Thousand Tons | 0 | 0 | 0 | 0 | 0 | 0 | 0 | 0
NSR Cooper 2 - SO2 Rate Annual v3.1, Unit 2651 and retrofits | 493 | 7446 | Rate Constraint in lbs/MMBtu | FALSE | L | Annual | Allowances Withdrawn (n:1) | Thousand Tons | 0 | 0 | 0 | 0 | 0 | 0 | 0 | 0
NSR Cooper 2 - SO2 Rate Annual v3.1, Unit 2651 and retrofits | 493 | 7446 | Rate Constraint in lbs/MMBtu | FALSE | L | Annual | Net Emissions Allowance Position | Thousand Tons | 0.34862 | 0.14982 | 0 | 0.10921 | 0.10921 | 0 | 0 | 0
NSR Cooper 2 - SO2 Rate Annual v3.1, Unit 2651 and retrofits | 493 | 7446 | Rate Constraint in lbs/MMBtu | FALSE | L | Annual | Fuel Consumed | TBtu | 8.1709 | 3.5115 | 0 | 2.5597 | 2.5597 | 0 | 0 | 0
NSR Cooper 2 - SO2 Rate Annual v3.1, Unit 2651 and retrofits | 493 | 7446 | Rate Constraint in lbs/MMBtu | FALSE | L | Annual | Rate | lb/MMBtu | 0.085332 | 0.085332 | 0 | 0.085332 | 0.085332 | 0 | 0 | 0
NSR Cooper 2 - SO2 Rate Annual v3.1, Unit 2651 and retrofits | 493 | 7446 | Rate Constraint in lbs/MMBtu | FALSE | L | Annual | Generation | TWh | 0.76499 | 0.32876 | 0 | 0.23965 | 0.23965 | 0 | 0 | 0
NSR Cooper 2 - SO2 Rate Annual v3.1, Unit 2651 and retrofits | 493 | 7446 | Rate Constraint in lbs/MMBtu | FALSE | L | Annual | Qualifying Generation | TWh | 0.76499 | 0.32876 | 0 | 0.23965 | 0.23965 | 0 | 0 | 0
NSR Cooper 2 - SO2 Rate Annual v3.1, Unit 2651 and retrofits | 493 | 7446 | Rate Constraint in lbs/MMBtu | FALSE | L | Annual | Rate | lb/MWh | 0.91143 | 0.91143 | 0 | 0.91143 | 0.91143 | 0 | 0 | 0
NSR Cooper 2 - SO2 Rate Annual v3.1, Unit 2651 and retrofits | 493 | 7446 | Rate Constraint in lbs/MMBtu | FALSE | L | Annual | Constraint Shadow Price | US2019$/Ton | 0 | 0 | 0 | 0 | 0 | 0 | 0 | 0
NSR Coronado 1,2 - NOX Cap Annual v6.17 | 494 | 7394 | Rate Constraint in MTons | FALSE | L | Annual | Seasons Included | Seasons | Winter, WintShld, Summer | Winter, WintShld, Summer | Winter, WintShld, Summer | Winter, WintShld, Summer | Winter, WintShld, Summer | Winter, WintShld, Summer | Winter, WintShld, Summer | Winter, WintShld, Summer
NSR Coronado 1,2 - NOX Cap Annual v6.17 | 494 | 7394 | Rate Constraint in MTons | FALSE | L | Annual | Standard NOX | Thousand Tons | 7.3 | 7.3 | 7.3 | 7.3 | 7.3 | 7.3 | 7.3 | 7.3
NSR Coronado 1,2 - NOX Cap Annual v6.17 | 494 | 7394 | Rate Constraint in MTons | FALSE | L | Annual | Emissions at Affected Plants NOX | Thousand Tons | 4.1942 | 0.053493 | 0.048642 | 0.053493 | 0 | 0 | 0 | 0
NSR Coronado 1,2 - NOX Cap Annual v6.17 | 494 | 7394 | Rate Constraint in MTons | FALSE | L | Annual | Allowances Purchased NOX | Thousand Tons | 0 | 0 | 0 | 0 | 0 | 0 | 0 | 0
NSR Coronado 1,2 - NOX Cap Annual v6.17 | 494 | 7394 | Rate Constraint in MTons | FALSE | L | Annual | Allowances Sold NOX | Thousand Tons | 0 | 0 | 0 | 0 | 0 | 0 | 0 | 0
NSR Coronado 1,2 - NOX Cap Annual v6.17 | 494 | 7394 | Rate Constraint in MTons | FALSE | L | Annual | Allowances Banked | Thousand Tons | 0 | 0 | 0 | 0 | 0 | 0 | 0 | 0
NSR Coronado 1,2 - NOX Cap Annual v6.17 | 494 | 7394 | Rate Constraint in MTons | FALSE | L | Annual | Allowances Withdrawn (1:1) | Thousand Tons | 0 | 0 | 0 | 0 | 0 | 0 | 0 | 0
NSR Coronado 1,2 - NOX Cap Annual v6.17 | 494 | 7394 | Rate Constraint in MTons | FALSE | L | Annual | Allowances Withdrawn (n:1) | Thousand Tons | 0 | 0 | 0 | 0 | 0 | 0 | 0 | 0
NSR Coronado 1,2 - NOX Cap Annual v6.17 | 494 | 7394 | Rate Constraint in MTons | FALSE | L | Annual | Net Emissions Allowance Position | Thousand Tons | 4.1942 | 0.053493 | 0.048642 | 0.053493 | 0 | 0 | 0 | 0
NSR Coronado 1,2 - NOX Cap Annual v6.17 | 494 | 7394 | Rate Constraint in MTons | FALSE | L | Annual | Fuel Consumed | TBtu | 56.0547 | 0.43984 | 0.39995 | 0.43984 | 0 | 0 | 0 | 0
NSR Coronado 1,2 - NOX Cap Annual v6.17 | 494 | 7394 | Rate Constraint in MTons | FALSE | L | Annual | Rate | lb/MMBtu | 0.14965 | 0.24324 | 0.24324 | 0.24324 | 0 | 0 | 0 | 0
NSR Coronado 1,2 - NOX Cap Annual v6.17 | 494 | 7394 | Rate Constraint in MTons | FALSE | L | Annual | Generation | TWh | 5.2613 | 0.041428 | 0.037671 | 0.041428 | 0 | 0 | 0 | 0
NSR Coronado 1,2 - NOX Cap Annual v6.17 | 494 | 7394 | Rate Constraint in MTons | FALSE | L | Annual | Qualifying Generation | TWh | 5.2613 | 0.041428 | 0.037671 | 0.041428 | 0 | 0 | 0 | 0
NSR Coronado 1,2 - NOX Cap Annual v6.17 | 494 | 7394 | Rate Constraint in MTons | FALSE | L | Annual | Rate | lb/MWh | 1.5944 | 2.5825 | 2.5825 | 2.5825 | 0 | 0 | 0 | 0
NSR Coronado 1,2 - NOX Cap Annual v6.17 | 494 | 7394 | Rate Constraint in MTons | FALSE | L | Annual | Constraint Shadow Price | US2019$/Ton | 0 | 0 | 0 | 0 | 0 | 0 | 0 | 0
NSR Cross 1,2 - NOX Rate Annual v3.1, Unit 3825 and retrofits | 495 | 7432 | Rate Constraint in lbs/MMBtu | FALSE | L | Annual | Seasons Included | Seasons | Winter, WintShld, Summer | Winter, WintShld, Summer | Winter, WintShld, Summer | Winter, WintShld, Summer | Winter, WintShld, Summer | Winter, WintShld, Summer | Winter, WintShld, Summer | Winter, WintShld, Summer
NSR Cross 1,2 - NOX Rate Annual v3.1, Unit 3825 and retrofits | 495 | 7432 | Rate Constraint in lbs/MMBtu | FALSE | L | Annual | Standard NOX | lb/MMBtu | 0.1 | 0.1 | 0.1 | 0.1 | 0.1 | 0.1 | 0.1 | 0.1
NSR Cross 1,2 - NOX Rate Annual v3.1, Unit 3825 and retrofits | 495 | 7432 | Rate Constraint in lbs/MMBtu | FALSE | L | Annual | Emissions at Affected Plants NOX | Thousand Tons | 1.6445 | 1.3683 | 1.3798 | 1.433 | 1.0018 | 1.0018 | 1.0018 | 1.0018
NSR Cross 1,2 - NOX Rate Annual v3.1, Unit 3825 and retrofits | 495 | 7432 | Rate Constraint in lbs/MMBtu | FALSE | L | Annual | Allowances Purchased NOX | Thousand Tons | 0 | 0 | 0 | 0 | 0 | 0 | 0 | 0
NSR Cross 1,2 - NOX Rate Annual v3.1, Unit 3825 and retrofits | 495 | 7432 | Rate Constraint in lbs/MMBtu | FALSE | L | Annual | Allowances Sold NOX | Thousand Tons | 0 | 0 | 0 | 0 | 0 | 0 | 0 | 0
NSR Cross 1,2 - NOX Rate Annual v3.1, Unit 3825 and retrofits | 495 | 7432 | Rate Constraint in lbs/MMBtu | FALSE | L | Annual | Allowances Banked | Thousand Tons | 0 | 0 | 0 | 0 | 0 | 0 | 0 | 0
NSR Cross 1,2 - NOX Rate Annual v3.1, Unit 3825 and retrofits | 495 | 7432 | Rate Constraint in lbs/MMBtu | FALSE | L | Annual | Allowances Withdrawn (1:1) | Thousand Tons | 0 | 0 | 0 | 0 | 0 | 0 | 0 | 0
NSR Cross 1,2 - NOX Rate Annual v3.1, Unit 3825 and retrofits | 495 | 7432 | Rate Constraint in lbs/MMBtu | FALSE | L | Annual | Allowances Withdrawn (n:1) | Thousand Tons | 0 | 0 | 0 | 0 | 0 | 0 | 0 | 0
NSR Cross 1,2 - NOX Rate Annual v3.1, Unit 3825 and retrofits | 495 | 7432 | Rate Constraint in lbs/MMBtu | FALSE | L | Annual | Net Emissions Allowance Position | Thousand Tons | 1.6445 | 1.3683 | 1.3798 | 1.433 | 1.0018 | 1.0018 | 1.0018 | 1.0018
NSR Cross 1,2 - NOX Rate Annual v3.1, Unit 3825 and retrofits | 495 | 7432 | Rate Constraint in lbs/MMBtu | FALSE | L | Annual | Fuel Consumed | TBtu | 39.9528 | 33.2434 | 33.5226 | 34.8157 | 24.3399 | 24.3399 | 24.3399 | 24.3399
NSR Cross 1,2 - NOX Rate Annual v3.1, Unit 3825 and retrofits | 495 | 7432 | Rate Constraint in lbs/MMBtu | FALSE | L | Annual | Rate | lb/MMBtu | 0.08232 | 0.08232 | 0.08232 | 0.08232 | 0.08232 | 0.08232 | 0.08232 | 0.08232
NSR Cross 1,2 - NOX Rate Annual v3.1, Unit 3825 and retrofits | 495 | 7432 | Rate Constraint in lbs/MMBtu | FALSE | L | Annual | Generation | TWh | 3.7798 | 3.1451 | 3.1715 | 3.2938 | 2.3027 | 2.3027 | 2.3027 | 2.3027
NSR Cross 1,2 - NOX Rate Annual v3.1, Unit 3825 and retrofits | 495 | 7432 | Rate Constraint in lbs/MMBtu | FALSE | L | Annual | Qualifying Generation | TWh | 3.7798 | 3.1451 | 3.1715 | 3.2938 | 2.3027 | 2.3027 | 2.3027 | 2.3027
NSR Cross 1,2 - NOX Rate Annual v3.1, Unit 3825 and retrofits | 495 | 7432 | Rate Constraint in lbs/MMBtu | FALSE | L | Annual | Rate | lb/MWh | 0.87012 | 0.87012 | 0.87012 | 0.87012 | 0.87012 | 0.87012 | 0.87012 | 0.87012
NSR Cross 1,2 - NOX Rate Annual v3.1, Unit 3825 and retrofits | 495 | 7432 | Rate Constraint in lbs/MMBtu | FALSE | L | Annual | Constraint Shadow Price | US2019$/Ton | 0 | 0 | 0 | 0 | 0 | 0 | 0 | 0
NSR Cross 1,2 - NOX Rate Annual v3.1, Unit 3826 and retrofits | 496 | 7432 | Rate Constraint in lbs/MMBtu | FALSE | L | Annual | Seasons Included | Seasons | Winter, WintShld, Summer | Winter, WintShld, Summer | Winter, WintShld, Summer | Winter, WintShld, Summer | Winter, WintShld, Summer | Winter, WintShld, Summer | Winter, WintShld, Summer | Winter, WintShld, Summer
NSR Cross 1,2 - NOX Rate Annual v3.1, Unit 3826 and retrofits | 496 | 7432 | Rate Constraint in lbs/MMBtu | FALSE | L | Annual | Standard NOX | lb/MMBtu | 0.1 | 0.1 | 0.1 | 0.1 | 0.1 | 0.1 | 0.1 | 0.1
NSR Cross 1,2 - NOX Rate Annual v3.1, Unit 3826 and retrofits | 496 | 7432 | Rate Constraint in lbs/MMBtu | FALSE | L | Annual | Emissions at Affected Plants NOX | Thousand Tons | 1.3527 | 1.1924 | 1.1619 | 1.1924 | 0.83154 | 1.1213 | 0.83154 | 0.80139
NSR Cross 1,2 - NOX Rate Annual v3.1, Unit 3826 and retrofits | 496 | 7432 | Rate Constraint in lbs/MMBtu | FALSE | L | Annual | Allowances Purchased NOX | Thousand Tons | 0 | 0 | 0 | 0 | 0 | 0 | 0 | 0
NSR Cross 1,2 - NOX Rate Annual v3.1, Unit 3826 and retrofits | 496 | 7432 | Rate Constraint in lbs/MMBtu | FALSE | L | Annual | Allowances Sold NOX | Thousand Tons | 0 | 0 | 0 | 0 | 0 | 0 | 0 | 0
NSR Cross 1,2 - NOX Rate Annual v3.1, Unit 3826 and retrofits | 496 | 7432 | Rate Constraint in lbs/MMBtu | FALSE | L | Annual | Allowances Banked | Thousand Tons | 0 | 0 | 0 | 0 | 0 | 0 | 0 | 0
NSR Cross 1,2 - NOX Rate Annual v3.1, Unit 3826 and retrofits | 496 | 7432 | Rate Constraint in lbs/MMBtu | FALSE | L | Annual | Allowances Withdrawn (1:1) | Thousand Tons | 0 | 0 | 0 | 0 | 0 | 0 | 0 | 0
NSR Cross 1,2 - NOX Rate Annual v3.1, Unit 3826 and retrofits | 496 | 7432 | Rate Constraint in lbs/MMBtu | FALSE | L | Annual | Allowances Withdrawn (n:1) | Thousand Tons | 0 | 0 | 0 | 0 | 0 | 0 | 0 | 0
NSR Cross 1,2 - NOX Rate Annual v3.1, Unit 3826 and retrofits | 496 | 7432 | Rate Constraint in lbs/MMBtu | FALSE | L | Annual | Net Emissions Allowance Position | Thousand Tons | 1.3527 | 1.1924 | 1.1619 | 1.1924 | 0.83154 | 1.1213 | 0.83154 | 0.80139
NSR Cross 1,2 - NOX Rate Annual v3.1, Unit 3826 and retrofits | 496 | 7432 | Rate Constraint in lbs/MMBtu | FALSE | L | Annual | Fuel Consumed | TBtu | 39.0946 | 34.462 | 33.5815 | 34.462 | 24.0329 | 32.4083 | 24.0329 | 23.1616
NSR Cross 1,2 - NOX Rate Annual v3.1, Unit 3826 and retrofits | 496 | 7432 | Rate Constraint in lbs/MMBtu | FALSE | L | Annual | Rate | lb/MMBtu | 0.0692 | 0.0692 | 0.0692 | 0.0692 | 0.0692 | 0.0692 | 0.0692 | 0.0692
NSR Cross 1,2 - NOX Rate Annual v3.1, Unit 3826 and retrofits | 496 | 7432 | Rate Constraint in lbs/MMBtu | FALSE | L | Annual | Generation | TWh | 3.7322 | 3.2899 | 3.2059 | 3.2899 | 2.2943 | 3.0939 | 2.2943 | 2.2111
NSR Cross 1,2 - NOX Rate Annual v3.1, Unit 3826 and retrofits | 496 | 7432 | Rate Constraint in lbs/MMBtu | FALSE | L | Annual | Qualifying Generation | TWh | 3.7322 | 3.2899 | 3.2059 | 3.2899 | 2.2943 | 3.0939 | 2.2943 | 2.2111
NSR Cross 1,2 - NOX Rate Annual v3.1, Unit 3826 and retrofits | 496 | 7432 | Rate Constraint in lbs/MMBtu | FALSE | L | Annual | Rate | lb/MWh | 0.72487 | 0.72487 | 0.72487 | 0.72487 | 0.72487 | 0.72487 | 0.72487 | 0.72487
NSR Cross 1,2 - NOX Rate Annual v3.1, Unit 3826 and retrofits | 496 | 7432 | Rate Constraint in lbs/MMBtu | FALSE | L | Annual | Constraint Shadow Price | US2019$/Ton | 0 | 0 | 0 | 0 | 0 | 0 | 0 | 0
NSR Dairyland- NOx Cap Annual v5.13 | 497 | 7414 | Rate Constraint in MTons | FALSE | L | Annual | Seasons Included | Seasons | Winter, WintShld, Summer | Winter, WintShld, Summer | Winter, WintShld, Summer | Winter, WintShld, Summer | Winter, WintShld, Summer | Winter, WintShld, Summer | Winter, WintShld, Summer | Winter, WintShld, Summer
NSR Dairyland- NOx Cap Annual v5.13 | 497 | 7414 | Rate Constraint in MTons | FALSE | L | Annual | Standard NOX | Thousand Tons | 3.236 | 3.236 | 3.236 | 3.236 | 3.236 | 3.236 | 3.236 | 3.236
NSR Dairyland- NOx Cap Annual v5.13 | 497 | 7414 | Rate Constraint in MTons | FALSE | L | Annual | Emissions at Affected Plants NOX | Thousand Tons | 1.0028 | 0.83253 | 0.48483 | 0.53578 | 0.67459 | 0.67459 | 0.48962 | 0.44141
NSR Dairyland- NOx Cap Annual v5.13 | 497 | 7414 | Rate Constraint in MTons | FALSE | L | Annual | Allowances Purchased NOX | Thousand Tons | 0 | 0 | 0 | 0 | 0 | 0 | 0 | 0
NSR Dairyland- NOx Cap Annual v5.13 | 497 | 7414 | Rate Constraint in MTons | FALSE | L | Annual | Allowances Sold NOX | Thousand Tons | 0 | 0 | 0 | 0 | 0 | 0 | 0 | 0
NSR Dairyland- NOx Cap Annual v5.13 | 497 | 7414 | Rate Constraint in MTons | FALSE | L | Annual | Allowances Banked | Thousand Tons | 0 | 0 | 0 | 0 | 0 | 0 | 0 | 0
NSR Dairyland- NOx Cap Annual v5.13 | 497 | 7414 | Rate Constraint in MTons | FALSE | L | Annual | Allowances Withdrawn (1:1) | Thousand Tons | 0 | 0 | 0 | 0 | 0 | 0 | 0 | 0
NSR Dairyland- NOx Cap Annual v5.13 | 497 | 7414 | Rate Constraint in MTons | FALSE | L | Annual | Allowances Withdrawn (n:1) | Thousand Tons | 0 | 0 | 0 | 0 | 0 | 0 | 0 | 0
NSR Dairyland- NOx Cap Annual v5.13 | 497 | 7414 | Rate Constraint in MTons | FALSE | L | Annual | Net Emissions Allowance Position | Thousand Tons | 1.0028 | 0.83253 | 0.48483 | 0.53578 | 0.67459 | 0.67459 | 0.48962 | 0.44141
NSR Dairyland- NOx Cap Annual v5.13 | 497 | 7414 | Rate Constraint in MTons | FALSE | L | Annual | Fuel Consumed | TBtu | 26.3975 | 21.9144 | 12.7621 | 14.1031 | 17.757 | 17.757 | 12.8881 | 11.6191
NSR Dairyland- NOx Cap Annual v5.13 | 497 | 7414 | Rate Constraint in MTons | FALSE | L | Annual | Rate | lb/MMBtu | 0.07598 | 0.07598 | 0.07598 | 0.07598 | 0.07598 | 0.07598 | 0.07598 | 0.07598
NSR Dairyland- NOx Cap Annual v5.13 | 497 | 7414 | Rate Constraint in MTons | FALSE | L | Annual | Generation | TWh | 2.3483 | 1.9495 | 1.1353 | 1.2546 | 1.5797 | 1.5797 | 1.1465 | 1.0336
NSR Dairyland- NOx Cap Annual v5.13 | 497 | 7414 | Rate Constraint in MTons | FALSE | L | Annual | Qualifying Generation | TWh | 2.3483 | 1.9495 | 1.1353 | 1.2546 | 1.5797 | 1.5797 | 1.1465 | 1.0336
NSR Dairyland- NOx Cap Annual v5.13 | 497 | 7414 | Rate Constraint in MTons | FALSE | L | Annual | Rate | lb/MWh | 0.85409 | 0.85409 | 0.85409 | 0.85409 | 0.85409 | 0.85409 | 0.85409 | 0.85409
NSR Dairyland- NOx Cap Annual v5.13 | 497 | 7414 | Rate Constraint in MTons | FALSE | L | Annual | Constraint Shadow Price | US2019$/Ton | 0 | 0 | 0 | 0 | 0 | 0 | 0 | 0
NSR Dairyland- SO2 Cap Annual v5.13 | 498 | 7415 | Rate Constraint in MTons | FALSE | L | Annual | Seasons Included | Seasons | Winter, WintShld, Summer | Winter, WintShld, Summer | Winter, WintShld, Summer | Winter, WintShld, Summer | Winter, WintShld, Summer | Winter, WintShld, Summer | Winter, WintShld, Summer | Winter, WintShld, Summer
NSR Dairyland- SO2 Cap Annual v5.13 | 498 | 7415 | Rate Constraint in MTons | FALSE | L | Annual | Standard SO2 | Thousand Tons | 4.578 | 4.578 | 4.578 | 4.578 | 4.578 | 4.578 | 4.578 | 4.578
NSR Dairyland- SO2 Cap Annual v5.13 | 498 | 7415 | Rate Constraint in MTons | FALSE | L | Annual | Emissions at Affected Plants SO2 | Thousand Tons | 1.1879 | 0.98615 | 0.57429 | 0.63464 | 0.79906 | 0.79906 | 0.57996 | 0.52286
NSR Dairyland- SO2 Cap Annual v5.13 | 498 | 7415 | Rate Constraint in MTons | FALSE | L | Annual | Allowances Purchased SO2 | Thousand Tons | 0 | 0 | 0 | 0 | 0 | 0 | 0 | 0
NSR Dairyland- SO2 Cap Annual v5.13 | 498 | 7415 | Rate Constraint in MTons | FALSE | L | Annual | Allowances Sold SO2 | Thousand Tons | 0 | 0 | 0 | 0 | 0 | 0 | 0 | 0
NSR Dairyland- SO2 Cap Annual v5.13 | 498 | 7415 | Rate Constraint in MTons | FALSE | L | Annual | Allowances Banked | Thousand Tons | 0 | 0 | 0 | 0 | 0 | 0 | 0 | 0
NSR Dairyland- SO2 Cap Annual v5.13 | 498 | 7415 | Rate Constraint in MTons | FALSE | L | Annual | Allowances Withdrawn (1:1) | Thousand Tons | 0 | 0 | 0 | 0 | 0 | 0 | 0 | 0
NSR Dairyland- SO2 Cap Annual v5.13 | 498 | 7415 | Rate Constraint in MTons | FALSE | L | Annual | Allowances Withdrawn (n:1) | Thousand Tons | 0 | 0 | 0 | 0 | 0 | 0 | 0 | 0
NSR Dairyland- SO2 Cap Annual v5.13 | 498 | 7415 | Rate Constraint in MTons | FALSE | L | Annual | Net Emissions Allowance Position | Thousand Tons | 1.1879 | 0.98615 | 0.57429 | 0.63464 | 0.79906 | 0.79906 | 0.57996 | 0.52286
NSR Dairyland- SO2 Cap Annual v5.13 | 498 | 7415 | Rate Constraint in MTons | FALSE | L | Annual | Fuel Consumed | TBtu | 26.3975 | 21.9144 | 12.7621 | 14.1031 | 17.757 | 17.757 | 12.8881 | 11.6191
NSR Dairyland- SO2 Cap Annual v5.13 | 498 | 7415 | Rate Constraint in MTons | FALSE | L | Annual | Rate | lb/MMBtu | 0.09 | 0.09 | 0.09 | 0.09 | 0.09 | 0.09 | 0.09 | 0.09
NSR Dairyland- SO2 Cap Annual v5.13 | 498 | 7415 | Rate Constraint in MTons | FALSE | L | Annual | Generation | TWh | 2.3483 | 1.9495 | 1.1353 | 1.2546 | 1.5797 | 1.5797 | 1.1465 | 1.0336
NSR Dairyland- SO2 Cap Annual v5.13 | 498 | 7415 | Rate Constraint in MTons | FALSE | L | Annual | Qualifying Generation | TWh | 2.3483 | 1.9495 | 1.1353 | 1.2546 | 1.5797 | 1.5797 | 1.1465 | 1.0336
NSR Dairyland- SO2 Cap Annual v5.13 | 498 | 7415 | Rate Constraint in MTons | FALSE | L | Annual | Rate | lb/MWh | 1.0117 | 1.0117 | 1.0117 | 1.0117 | 1.0117 | 1.0117 | 1.0117 | 1.0117
NSR Dairyland- SO2 Cap Annual v5.13 | 498 | 7415 | Rate Constraint in MTons | FALSE | L | Annual | Constraint Shadow Price | US2019$/Ton | 0 | 0 | 0 | 0 | 0 | 0 | 0 | 0
NSR Dominion Consent - NOX Cap Annual v3.1 | 499 | 7375 | Rate Constraint in MTons | FALSE | L | Annual | Seasons Included | Seasons | Winter, WintShld, Summer | Winter, WintShld, Summer | Winter, WintShld, Summer | Winter, WintShld, Summer | Winter, WintShld, Summer | Winter, WintShld, Summer | Winter, WintShld, Summer | Winter, WintShld, Summer
NSR Dominion Consent - NOX Cap Annual v3.1 | 499 | 7375 | Rate Constraint in MTons | FALSE | L | Annual | Standard NOX | Thousand Tons | 30.25 | 30.25 | 30.25 | 30.25 | 30.25 | 30.25 | 30.25 | 30.25
NSR Dominion Consent - NOX Cap Annual v3.1 | 499 | 7375 | Rate Constraint in MTons | FALSE | L | Annual | Emissions at Affected Plants NOX | Thousand Tons | 4.2913 | 2.6232 | 0.97399 | 1.3405 | 1.6966 | 2.6035 | 1.4083 | 0
NSR Dominion Consent - NOX Cap Annual v3.1 | 499 | 7375 | Rate Constraint in MTons | FALSE | L | Annual | Allowances Purchased NOX | Thousand Tons | 0 | 0 | 0 | 0 | 0 | 0 | 0 | 0
NSR Dominion Consent - NOX Cap Annual v3.1 | 499 | 7375 | Rate Constraint in MTons | FALSE | L | Annual | Allowances Sold NOX | Thousand Tons | 0 | 0 | 0 | 0 | 0 | 0 | 0 | 0
NSR Dominion Consent - NOX Cap Annual v3.1 | 499 | 7375 | Rate Constraint in MTons | FALSE | L | Annual | Allowances Banked | Thousand Tons | 0 | 0 | 0 | 0 | 0 | 0 | 0 | 0
NSR Dominion Consent - NOX Cap Annual v3.1 | 499 | 7375 | Rate Constraint in MTons | FALSE | L | Annual | Allowances Withdrawn (1:1) | Thousand Tons | 0 | 0 | 0 | 0 | 0 | 0 | 0 | 0
NSR Dominion Consent - NOX Cap Annual v3.1 | 499 | 7375 | Rate Constraint in MTons | FALSE | L | Annual | Allowances Withdrawn (n:1) | Thousand Tons | 0 | 0 | 0 | 0 | 0 | 0 | 0 | 0
NSR Dominion Consent - NOX Cap Annual v3.1 | 499 | 7375 | Rate Constraint in MTons | FALSE | L | Annual | Net Emissions Allowance Position | Thousand Tons | 4.2913 | 2.6232 | 0.97399 | 1.3405 | 1.6966 | 2.6035 | 1.4083 | 0
NSR Dominion Consent - NOX Cap Annual v3.1 | 499 | 7375 | Rate Constraint in MTons | FALSE | L | Annual | Fuel Consumed | TBtu | 112.4373 | 85.0069 | 51.4932 | 60.8633 | 70.4884 | 88.2302 | 49.3307 | 0
NSR Dominion Consent - NOX Cap Annual v3.1 | 499 | 7375 | Rate Constraint in MTons | FALSE | L | Annual | Rate | lb/MMBtu | 0.076332 | 0.061718 | 0.03783 | 0.044048 | 0.048139 | 0.059016 | 0.057096 | 0
NSR Dominion Consent - NOX Cap Annual v3.1 | 499 | 7375 | Rate Constraint in MTons | FALSE | L | Annual | Generation | TWh | 11.5829 | 9.1189 | 6.2865 | 7.2171 | 8.1706 | 9.6584 | 5.4793 | 0
NSR Dominion Consent - NOX Cap Annual v3.1 | 499 | 7375 | Rate Constraint in MTons | FALSE | L | Annual | Qualifying Generation | TWh | 11.5829 | 9.1189 | 6.2865 | 7.2171 | 8.1706 | 9.6584 | 5.4793 | 0
NSR Dominion Consent - NOX Cap Annual v3.1 | 499 | 7375 | Rate Constraint in MTons | FALSE | L | Annual | Rate | lb/MWh | 0.74097 | 0.57534 | 0.30987 | 0.37147 | 0.4153 | 0.53912 | 0.51404 | 0
NSR Dominion Consent - NOX Cap Annual v3.1 | 499 | 7375 | Rate Constraint in MTons | FALSE | L | Annual | Constraint Shadow Price | US2019$/Ton | 0 | 0 | 0 | 0 | 0 | 0 | 0 | 0
NSR Dominion Consent - NOX Rate Annual v3.1 | 500 | 7376 | Rate Constraint in lbs/MMBtu | FALSE | L | Annual | Seasons Included | Seasons | Winter, WintShld, Summer | Winter, WintShld, Summer | Winter, WintShld, Summer | Winter, WintShld, Summer | Winter, WintShld, Summer | Winter, WintShld, Summer | Winter, WintShld, Summer | Winter, WintShld, Summer
NSR Dominion Consent - NOX Rate Annual v3.1 | 500 | 7376 | Rate Constraint in lbs/MMBtu | FALSE | L | Annual | Standard NOX | lb/MMBtu | 0.15 | 0.15 | 0.15 | 0.15 | 0.15 | 0.15 | 0.15 | 0.15
NSR Dominion Consent - NOX Rate Annual v3.1 | 500 | 7376 | Rate Constraint in lbs/MMBtu | FALSE | L | Annual | Emissions at Affected Plants NOX | Thousand Tons | 4.2913 | 2.6232 | 0.97399 | 1.3405 | 1.6966 | 2.6035 | 1.4083 | 0
NSR Dominion Consent - NOX Rate Annual v3.1 | 500 | 7376 | Rate Constraint in lbs/MMBtu | FALSE | L | Annual | Allowances Purchased NOX | Thousand Tons | 0 | 0 | 0 | 0 | 0 | 0 | 0 | 0
NSR Dominion Consent - NOX Rate Annual v3.1 | 500 | 7376 | Rate Constraint in lbs/MMBtu | FALSE | L | Annual | Allowances Sold NOX | Thousand Tons | 0 | 0 | 0 | 0 | 0 | 0 | 0 | 0
NSR Dominion Consent - NOX Rate Annual v3.1 | 500 | 7376 | Rate Constraint in lbs/MMBtu | FALSE | L | Annual | Allowances Banked | Thousand Tons | 0 | 0 | 0 | 0 | 0 | 0 | 0 | 0
NSR Dominion Consent - NOX Rate Annual v3.1 | 500 | 7376 | Rate Constraint in lbs/MMBtu | FALSE | L | Annual | Allowances Withdrawn (1:1) | Thousand Tons | 0 | 0 | 0 | 0 | 0 | 0 | 0 | 0
NSR Dominion Consent - NOX Rate Annual v3.1 | 500 | 7376 | Rate Constraint in lbs/MMBtu | FALSE | L | Annual | Allowances Withdrawn (n:1) | Thousand Tons | 0 | 0 | 0 | 0 | 0 | 0 | 0 | 0
NSR Dominion Consent - NOX Rate Annual v3.1 | 500 | 7376 | Rate Constraint in lbs/MMBtu | FALSE | L | Annual | Net Emissions Allowance Position | Thousand Tons | 4.2913 | 2.6232 | 0.97399 | 1.3405 | 1.6966 | 2.6035 | 1.4083 | 0
NSR Dominion Consent - NOX Rate Annual v3.1 | 500 | 7376 | Rate Constraint in lbs/MMBtu | FALSE | L | Annual | Fuel Consumed | TBtu | 112.4373 | 85.0069 | 51.4932 | 60.8633 | 70.4884 | 88.2302 | 49.3307 | 0
NSR Dominion Consent - NOX Rate Annual v3.1 | 500 | 7376 | Rate Constraint in lbs/MMBtu | FALSE | L | Annual | Rate | lb/MMBtu | 0.076332 | 0.061718 | 0.03783 | 0.044048 | 0.048139 | 0.059016 | 0.057096 | 0
NSR Dominion Consent - NOX Rate Annual v3.1 | 500 | 7376 | Rate Constraint in lbs/MMBtu | FALSE | L | Annual | Generation | TWh | 11.5829 | 9.1189 | 6.2865 | 7.2171 | 8.1706 | 9.6584 | 5.4793 | 0
NSR Dominion Consent - NOX Rate Annual v3.1 | 500 | 7376 | Rate Constraint in lbs/MMBtu | FALSE | L | Annual | Qualifying Generation | TWh | 11.5829 | 9.1189 | 6.2865 | 7.2171 | 8.1706 | 9.6584 | 5.4793 | 0
NSR Dominion Consent - NOX Rate Annual v3.1 | 500 | 7376 | Rate Constraint in lbs/MMBtu | FALSE | L | Annual | Rate | lb/MWh | 0.74097 | 0.57534 | 0.30987 | 0.37147 | 0.4153 | 0.53912 | 0.51404 | 0
NSR Dominion Consent - NOX Rate Annual v3.1 | 500 | 7376 | Rate Constraint in lbs/MMBtu | FALSE | L | Annual | Constraint Shadow Price | US2019$/Ton | 0 | 0 | 0 | 0 | 0 | 0 | 0 | 0
NSR Edgewater 3-5- NOx Cap Annual v5.13 | 501 | 7416 | Rate Constraint in MTons | FALSE | L | Annual | Seasons Included | Seasons | Winter, WintShld, Summer | Winter, WintShld, Summer | Winter, WintShld, Summer | Winter, WintShld, Summer | Winter, WintShld, Summer | Winter, WintShld, Summer | Winter, WintShld, Summer | Winter, WintShld, Summer
NSR Edgewater 3-5- NOx Cap Annual v5.13 | 501 | 7416 | Rate Constraint in MTons | FALSE | L | Annual | Standard NOX | Thousand Tons | 1.1 | 1.1 | 1.1 | 1.1 | 1.1 | 1.1 | 1.1 | 1.1
NSR Edgewater 3-5- NOx Cap Annual v5.13 | 501 | 7416 | Rate Constraint in MTons | FALSE | L | Annual | Emissions at Affected Plants NOX | Thousand Tons | 0.4638 | 0 | 0 | 0 | 0 | 0 | 0 | 0
NSR Edgewater 3-5- NOx Cap Annual v5.13 | 501 | 7416 | Rate Constraint in MTons | FALSE | L | Annual | Allowances Purchased NOX | Thousand Tons | 0 | 0 | 0 | 0 | 0 | 0 | 0 | 0
NSR Edgewater 3-5- NOx Cap Annual v5.13 | 501 | 7416 | Rate Constraint in MTons | FALSE | L | Annual | Allowances Sold NOX | Thousand Tons | 0 | 0 | 0 | 0 | 0 | 0 | 0 | 0
NSR Edgewater 3-5- NOx Cap Annual v5.13 | 501 | 7416 | Rate Constraint in MTons | FALSE | L | Annual | Allowances Banked | Thousand Tons | 0 | 0 | 0 | 0 | 0 | 0 | 0 | 0
NSR Edgewater 3-5- NOx Cap Annual v5.13 | 501 | 7416 | Rate Constraint in MTons | FALSE | L | Annual | Allowances Withdrawn (1:1) | Thousand Tons | 0 | 0 | 0 | 0 | 0 | 0 | 0 | 0
NSR Edgewater 3-5- NOx Cap Annual v5.13 | 501 | 7416 | Rate Constraint in MTons | FALSE | L | Annual | Allowances Withdrawn (n:1) | Thousand Tons | 0 | 0 | 0 | 0 | 0 | 0 | 0 | 0
NSR Edgewater 3-5- NOx Cap Annual v5.13 | 501 | 7416 | Rate Constraint in MTons | FALSE | L | Annual | Net Emissions Allowance Position | Thousand Tons | 0.4638 | 0 | 0 | 0 | 0 | 0 | 0 | 0
NSR Edgewater 3-5- NOx Cap Annual v5.13 | 501 | 7416 | Rate Constraint in MTons | FALSE | L | Annual | Fuel Consumed | TBtu | 24.9554 | 0 | 0 | 0 | 0 | 0 | 0 | 0
NSR Edgewater 3-5- NOx Cap Annual v5.13 | 501 | 7416 | Rate Constraint in MTons | FALSE | L | Annual | Rate | lb/MMBtu | 0.03717 | 0 | 0 | 0 | 0 | 0 | 0 | 0
NSR Edgewater 3-5- NOx Cap Annual v5.13 | 501 | 7416 | Rate Constraint in MTons | FALSE | L | Annual | Generation | TWh | 2.3872 | 0 | 0 | 0 | 0 | 0 | 0 | 0
NSR Edgewater 3-5- NOx Cap Annual v5.13 | 501 | 7416 | Rate Constraint in MTons | FALSE | L | Annual | Qualifying Generation | TWh | 2.3872 | 0 | 0 | 0 | 0 | 0 | 0 | 0
NSR Edgewater 3-5- NOx Cap Annual v5.13 | 501 | 7416 | Rate Constraint in MTons | FALSE | L | Annual | Rate | lb/MWh | 0.38858 | 0 | 0 | 0 | 0 | 0 | 0 | 0
NSR Edgewater 3-5- NOx Cap Annual v5.13 | 501 | 7416 | Rate Constraint in MTons | FALSE | L | Annual | Constraint Shadow Price | US2019$/Ton | 0 | 0 | 0 | 0 | 0 | 0 | 0 | 0
NSR Edgewater 3-5- SO2 Cap Annual v5.13 | 502 | 7417 | Rate Constraint in MTons | FALSE | L | Annual | Seasons Included | Seasons | Winter, WintShld, Summer | Winter, WintShld, Summer | Winter, WintShld, Summer | Winter, WintShld, Summer | Winter, WintShld, Summer | Winter, WintShld, Summer | Winter, WintShld, Summer | Winter, WintShld, Summer
NSR Edgewater 3-5- SO2 Cap Annual v5.13 | 502 | 7417 | Rate Constraint in MTons | FALSE | L | Annual | Standard SO2 | Thousand Tons | 1.1 | 1.1 | 1.1 | 1.1 | 1.1 | 1.1 | 1.1 | 1.1
NSR Edgewater 3-5- SO2 Cap Annual v5.13 | 502 | 7417 | Rate Constraint in MTons | FALSE | L | Annual | Emissions at Affected Plants SO2 | Thousand Tons | 0.65173 | 0 | 0 | 0 | 0 | 0 | 0 | 0
NSR Edgewater 3-5- SO2 Cap Annual v5.13 | 502 | 7417 | Rate Constraint in MTons | FALSE | L | Annual | Allowances Purchased SO2 | Thousand Tons | 0 | 0 | 0 | 0 | 0 | 0 | 0 | 0
NSR Edgewater 3-5- SO2 Cap Annual v5.13 | 502 | 7417 | Rate Constraint in MTons | FALSE | L | Annual | Allowances Sold SO2 | Thousand Tons | 0 | 0 | 0 | 0 | 0 | 0 | 0 | 0
NSR Edgewater 3-5- SO2 Cap Annual v5.13 | 502 | 7417 | Rate Constraint in MTons | FALSE | L | Annual | Allowances Banked | Thousand Tons | 0 | 0 | 0 | 0 | 0 | 0 | 0 | 0
NSR Edgewater 3-5- SO2 Cap Annual v5.13 | 502 | 7417 | Rate Constraint in MTons | FALSE | L | Annual | Allowances Withdrawn (1:1) | Thousand Tons | 0 | 0 | 0 | 0 | 0 | 0 | 0 | 0
NSR Edgewater 3-5- SO2 Cap Annual v5.13 | 502 | 7417 | Rate Constraint in MTons | FALSE | L | Annual | Allowances Withdrawn (n:1) | Thousand Tons | 0 | 0 | 0 | 0 | 0 | 0 | 0 | 0
NSR Edgewater 3-5- SO2 Cap Annual v5.13 | 502 | 7417 | Rate Constraint in MTons | FALSE | L | Annual | Net Emissions Allowance Position | Thousand Tons | 0.65173 | 0 | 0 | 0 | 0 | 0 | 0 | 0
NSR Edgewater 3-5- SO2 Cap Annual v5.13 | 502 | 7417 | Rate Constraint in MTons | FALSE | L | Annual | Fuel Consumed | TBtu | 24.9554 | 0 | 0 | 0 | 0 | 0 | 0 | 0
NSR Edgewater 3-5- SO2 Cap Annual v5.13 | 502 | 7417 | Rate Constraint in MTons | FALSE | L | Annual | Rate | lb/MMBtu | 0.052232 | 0 | 0 | 0 | 0 | 0 | 0 | 0
NSR Edgewater 3-5- SO2 Cap Annual v5.13 | 502 | 7417 | Rate Constraint in MTons | FALSE | L | Annual | Generation | TWh | 2.3872 | 0 | 0 | 0 | 0 | 0 | 0 | 0
NSR Edgewater 3-5- SO2 Cap Annual v5.13 | 502 | 7417 | Rate Constraint in MTons | FALSE | L | Annual | Qualifying Generation | TWh | 2.3872 | 0 | 0 | 0 | 0 | 0 | 0 | 0
NSR Edgewater 3-5- SO2 Cap Annual v5.13 | 502 | 7417 | Rate Constraint in MTons | FALSE | L | Annual | Rate | lb/MWh | 0.54603 | 0 | 0 | 0 | 0 | 0 | 0 | 0
NSR Edgewater 3-5- SO2 Cap Annual v5.13 | 502 | 7417 | Rate Constraint in MTons | FALSE | L | Annual | Constraint Shadow Price | US2019$/Ton | 0 | 0 | 0 | 0 | 0 | 0 | 0 | 0
NSR Edgewater 5- Hg Rate Annual v5.13 | 503 | 7478 | Rate Constraint in lbs/MMBtu | FALSE | L | Annual | Seasons Included | Seasons | Winter, WintShld, Summer | Winter, WintShld, Summer | Winter, WintShld, Summer | Winter, WintShld, Summer | Winter, WintShld, Summer | Winter, WintShld, Summer | Winter, WintShld, Summer | Winter, WintShld, Summer
NSR Edgewater 5- Hg Rate Annual v5.13 | 503 | 7478 | Rate Constraint in lbs/MMBtu | FALSE | L | Annual | Standard MER | lb/MMBtu | 0.015 | 0.015 | 0.015 | 0.015 | 0.015 | 0.015 | 0.015 | 0.015
NSR Edgewater 5- Hg Rate Annual v5.13 | 503 | 7478 | Rate Constraint in lbs/MMBtu | FALSE | L | Annual | Emissions at Affected Plants MER | lbs | 14.0031 | 0 | 0 | 0 | 0 | 0 | 0 | 0
NSR Edgewater 5- Hg Rate Annual v5.13 | 503 | 7478 | Rate Constraint in lbs/MMBtu | FALSE | L | Annual | Allowances Purchased MER | lbs | 0 | 0 | 0 | 0 | 0 | 0 | 0 | 0
NSR Edgewater 5- Hg Rate Annual v5.13 | 503 | 7478 | Rate Constraint in lbs/MMBtu | FALSE | L | Annual | Allowances Sold MER | lbs | 0 | 0 | 0 | 0 | 0 | 0 | 0 | 0
NSR Edgewater 5- Hg Rate Annual v5.13 | 503 | 7478 | Rate Constraint in lbs/MMBtu | FALSE | L | Annual | Allowances Banked | lbs | 0 | 0 | 0 | 0 | 0 | 0 | 0 | 0
NSR Edgewater 5- Hg Rate Annual v5.13 | 503 | 7478 | Rate Constraint in lbs/MMBtu | FALSE | L | Annual | Allowances Withdrawn (1:1) | lbs | 0 | 0 | 0 | 0 | 0 | 0 | 0 | 0
NSR Edgewater 5- Hg Rate Annual v5.13 | 503 | 7478 | Rate Constraint in lbs/MMBtu | FALSE | L | Annual | Allowances Withdrawn (n:1) | lbs | 0 | 0 | 0 | 0 | 0 | 0 | 0 | 0
NSR Edgewater 5- Hg Rate Annual v5.13 | 503 | 7478 | Rate Constraint in lbs/MMBtu | FALSE | L | Annual | Net Emissions Allowance Position | lbs | 14.0031 | 0 | 0 | 0 | 0 | 0 | 0 | 0
NSR Edgewater 5- Hg Rate Annual v5.13 | 503 | 7478 | Rate Constraint in lbs/MMBtu | FALSE | L | Annual | Fuel Consumed | TBtu | 24.9554 | 0 | 0 | 0 | 0 | 0 | 0 | 0
NSR Edgewater 5- Hg Rate Annual v5.13 | 503 | 7478 | Rate Constraint in lbs/MMBtu | FALSE | L | Annual | Rate | lb/MMBtu | 5.6112e-07 | 0 | 0 | 0 | 0 | 0 | 0 | 0
NSR Edgewater 5- Hg Rate Annual v5.13 | 503 | 7478 | Rate Constraint in lbs/MMBtu | FALSE | L | Annual | Generation | TWh | 2.3872 | 0 | 0 | 0 | 0 | 0 | 0 | 0
NSR Edgewater 5- Hg Rate Annual v5.13 | 503 | 7478 | Rate Constraint in lbs/MMBtu | FALSE | L | Annual | Qualifying Generation | TWh | 2.3872 | 0 | 0 | 0 | 0 | 0 | 0 | 0
NSR Edgewater 5- Hg Rate Annual v5.13 | 503 | 7478 | Rate Constraint in lbs/MMBtu | FALSE | L | Annual | Rate | lb/MWh | 5.866e-06 | 0 | 0 | 0 | 0 | 0 | 0 | 0
NSR Edgewater 5- Hg Rate Annual v5.13 | 503 | 7478 | Rate Constraint in lbs/MMBtu | FALSE | L | Annual | Constraint Shadow Price | US2019$/Lb | 0 | 0 | 0 | 0 | 0 | 0 | 0 | 0
NSR Edgewater 5- NOx Rate Annual v5.13 | 504 | 7477 | Rate Constraint in lbs/MMBtu | FALSE | L | Annual | Seasons Included | Seasons | Winter, WintShld, Summer | Winter, WintShld, Summer | Winter, WintShld, Summer | Winter, WintShld, Summer | Winter, WintShld, Summer | Winter, WintShld, Summer | Winter, WintShld, Summer | Winter, WintShld, Summer
NSR Edgewater 5- NOx Rate Annual v5.13 | 504 | 7477 | Rate Constraint in lbs/MMBtu | FALSE | L | Annual | Standard NOX | lb/MMBtu | 0.07 | 0.07 | 0.07 | 0.07 | 0.07 | 0.07 | 0.07 | 0.07
NSR Edgewater 5- NOx Rate Annual v5.13 | 504 | 7477 | Rate Constraint in lbs/MMBtu | FALSE | L | Annual | Emissions at Affected Plants NOX | Thousand Tons | 0.4638 | 0 | 0 | 0 | 0 | 0 | 0 | 0
NSR Edgewater 5- NOx Rate Annual v5.13 | 504 | 7477 | Rate Constraint in lbs/MMBtu | FALSE | L | Annual | Allowances Purchased NOX | Thousand Tons | 0 | 0 | 0 | 0 | 0 | 0 | 0 | 0
NSR Edgewater 5- NOx Rate Annual v5.13 | 504 | 7477 | Rate Constraint in lbs/MMBtu | FALSE | L | Annual | Allowances Sold NOX | Thousand Tons | 0 | 0 | 0 | 0 | 0 | 0 | 0 | 0
NSR Edgewater 5- NOx Rate Annual v5.13 | 504 | 7477 | Rate Constraint in lbs/MMBtu | FALSE | L | Annual | Allowances Banked | Thousand Tons | 0 | 0 | 0 | 0 | 0 | 0 | 0 | 0
NSR Edgewater 5- NOx Rate Annual v5.13 | 504 | 7477 | Rate Constraint in lbs/MMBtu | FALSE | L | Annual | Allowances Withdrawn (1:1) | Thousand Tons | 0 | 0 | 0 | 0 | 0 | 0 | 0 | 0
NSR Edgewater 5- NOx Rate Annual v5.13 | 504 | 7477 | Rate Constraint in lbs/MMBtu | FALSE | L | Annual | Allowances Withdrawn (n:1) | Thousand Tons | 0 | 0 | 0 | 0 | 0 | 0 | 0 | 0
NSR Edgewater 5- NOx Rate Annual v5.13 | 504 | 7477 | Rate Constraint in lbs/MMBtu | FALSE | L | Annual | Net Emissions Allowance Position | Thousand Tons | 0.4638 | 0 | 0 | 0 | 0 | 0 | 0 | 0
NSR Edgewater 5- NOx Rate Annual v5.13 | 504 | 7477 | Rate Constraint in lbs/MMBtu | FALSE | L | Annual | Fuel Consumed | TBtu | 24.9554 | 0 | 0 | 0 | 0 | 0 | 0 | 0
NSR Edgewater 5- NOx Rate Annual v5.13 | 504 | 7477 | Rate Constraint in lbs/MMBtu | FALSE | L | Annual | Rate | lb/MMBtu | 0.03717 | 0 | 0 | 0 | 0 | 0 | 0 | 0
NSR Edgewater 5- NOx Rate Annual v5.13 | 504 | 7477 | Rate Constraint in lbs/MMBtu | FALSE | L | Annual | Generation | TWh | 2.3872 | 0 | 0 | 0 | 0 | 0 | 0 | 0
NSR Edgewater 5- NOx Rate Annual v5.13 | 504 | 7477 | Rate Constraint in lbs/MMBtu | FALSE | L | Annual | Qualifying Generation | TWh | 2.3872 | 0 | 0 | 0 | 0 | 0 | 0 | 0
NSR Edgewater 5- NOx Rate Annual v5.13 | 504 | 7477 | Rate Constraint in lbs/MMBtu | FALSE | L | Annual | Rate | lb/MWh | 0.38858 | 0 | 0 | 0 | 0 | 0 | 0 | 0
NSR Edgewater 5- NOx Rate Annual v5.13 | 504 | 7477 | Rate Constraint in lbs/MMBtu | FALSE | L | Annual | Constraint Shadow Price | US2019$/Ton | 0 | 0 | 0 | 0 | 0 | 0 | 0 | 0
NSR Edgewater 5- SO2 Rate Annual v5.13 | 505 | 7476 | Rate Constraint in lbs/MMBtu | FALSE | L | Annual | Seasons Included | Seasons | Winter, WintShld, Summer | Winter, WintShld, Summer | Winter, WintShld, Summer | Winter, WintShld, Summer | Winter, WintShld, Summer | Winter, WintShld, Summer | Winter, WintShld, Summer | Winter, WintShld, Summer
NSR Edgewater 5- SO2 Rate Annual v5.13 | 505 | 7476 | Rate Constraint in lbs/MMBtu | FALSE | L | Annual | Standard SO2 | lb/MMBtu | 0.075 | 0.075 | 0.075 | 0.075 | 0.075 | 0.075 | 0.075 | 0.075
NSR Edgewater 5- SO2 Rate Annual v5.13 | 505 | 7476 | Rate Constraint in lbs/MMBtu | FALSE | L | Annual | Emissions at Affected Plants SO2 | Thousand Tons | 0.65173 | 0 | 0 | 0 | 0 | 0 | 0 | 0
NSR Edgewater 5- SO2 Rate Annual v5.13 | 505 | 7476 | Rate Constraint in lbs/MMBtu | FALSE | L | Annual | Allowances Purchased SO2 | Thousand Tons | 0 | 0 | 0 | 0 | 0 | 0 | 0 | 0
NSR Edgewater 5- SO2 Rate Annual v5.13 | 505 | 7476 | Rate Constraint in lbs/MMBtu | FALSE | L | Annual | Allowances Sold SO2 | Thousand Tons | 0 | 0 | 0 | 0 | 0 | 0 | 0 | 0
NSR Edgewater 5- SO2 Rate Annual v5.13 | 505 | 7476 | Rate Constraint in lbs/MMBtu | FALSE | L | Annual | Allowances Banked | Thousand Tons | 0 | 0 | 0 | 0 | 0 | 0 | 0 | 0
NSR Edgewater 5- SO2 Rate Annual v5.13 | 505 | 7476 | Rate Constraint in lbs/MMBtu | FALSE | L | Annual | Allowances Withdrawn (1:1) | Thousand Tons | 0 | 0 | 0 | 0 | 0 | 0 | 0 | 0
NSR Edgewater 5- SO2 Rate Annual v5.13 | 505 | 7476 | Rate Constraint in lbs/MMBtu | FALSE | L | Annual | Allowances Withdrawn (n:1) | Thousand Tons | 0 | 0 | 0 | 0 | 0 | 0 | 0 | 0
NSR Edgewater 5- SO2 Rate Annual v5.13 | 505 | 7476 | Rate Constraint in lbs/MMBtu | FALSE | L | Annual | Net Emissions Allowance Position | Thousand Tons | 0.65173 | 0 | 0 | 0 | 0 | 0 | 0 | 0
NSR Edgewater 5- SO2 Rate Annual v5.13 | 505 | 7476 | Rate Constraint in lbs/MMBtu | FALSE | L | Annual | Fuel Consumed | TBtu | 24.9554 | 0 | 0 | 0 | 0 | 0 | 0 | 0
NSR Edgewater 5- SO2 Rate Annual v5.13 | 505 | 7476 | Rate Constraint in lbs/MMBtu | FALSE | L | Annual | Rate | lb/MMBtu | 0.052232 | 0 | 0 | 0 | 0 | 0 | 0 | 0
NSR Edgewater 5- SO2 Rate Annual v5.13 | 505 | 7476 | Rate Constraint in lbs/MMBtu | FALSE | L | Annual | Generation | TWh | 2.3872 | 0 | 0 | 0 | 0 | 0 | 0 | 0
NSR Edgewater 5- SO2 Rate Annual v5.13 | 505 | 7476 | Rate Constraint in lbs/MMBtu | FALSE | L | Annual | Qualifying Generation | TWh | 2.3872 | 0 | 0 | 0 | 0 | 0 | 0 | 0
NSR Edgewater 5- SO2 Rate Annual v5.13 | 505 | 7476 | Rate Constraint in lbs/MMBtu | FALSE | L | Annual | Rate | lb/MWh | 0.54603 | 0 | 0 | 0 | 0 | 0 | 0 | 0
NSR Edgewater 5- SO2 Rate Annual v5.13 | 505 | 7476 | Rate Constraint in lbs/MMBtu | FALSE | L | Annual | Constraint Shadow Price | US2019$/Ton | 0 | 0 | 0 | 0 | 0 | 0 | 0 | 0
NSR EKPC Consent - NOX Cap Annual v3.1 | 506 | 7378 | Rate Constraint in MTons | FALSE | L | Annual | Seasons Included | Seasons | Winter, WintShld, Summer | Winter, WintShld, Summer | Winter, WintShld, Summer | Winter, WintShld, Summer | Winter, WintShld, Summer | Winter, WintShld, Summer | Winter, WintShld, Summer | Winter, WintShld, Summer
NSR EKPC Consent - NOX Cap Annual v3.1 | 506 | 7378 | Rate Constraint in MTons | FALSE | L | Annual | Standard NOX | Thousand Tons | 8 | 8 | 8 | 8 | 8 | 8 | 8 | 8
NSR EKPC Consent - NOX Cap Annual v3.1 | 506 | 7378 | Rate Constraint in MTons | FALSE | L | Annual | Emissions at Affected Plants NOX | Thousand Tons | 3.345 | 2.5542 | 2.2281 | 2.3241 | 2.3961 | 2.3001 | 2.3001 | 1.8232
NSR EKPC Consent - NOX Cap Annual v3.1 | 506 | 7378 | Rate Constraint in MTons | FALSE | L | Annual | Allowances Purchased NOX | Thousand Tons | 0 | 0 | 0 | 0 | 0 | 0 | 0 | 0
NSR EKPC Consent - NOX Cap Annual v3.1 | 506 | 7378 | Rate Constraint in MTons | FALSE | L | Annual | Allowances Sold NOX | Thousand Tons | 0 | 0 | 0 | 0 | 0 | 0 | 0 | 0
NSR EKPC Consent - NOX Cap Annual v3.1 | 506 | 7378 | Rate Constraint in MTons | FALSE | L | Annual | Allowances Banked | Thousand Tons | 0 | 0 | 0 | 0 | 0 | 0 | 0 | 0
NSR EKPC Consent - NOX Cap Annual v3.1 | 506 | 7378 | Rate Constraint in MTons | FALSE | L | Annual | Allowances Withdrawn (1:1) | Thousand Tons | 0 | 0 | 0 | 0 | 0 | 0 | 0 | 0
NSR EKPC Consent - NOX Cap Annual v3.1 | 506 | 7378 | Rate Constraint in MTons | FALSE | L | Annual | Allowances Withdrawn (n:1) | Thousand Tons | 0 | 0 | 0 | 0 | 0 | 0 | 0 | 0
NSR EKPC Consent - NOX Cap Annual v3.1 | 506 | 7378 | Rate Constraint in MTons | FALSE | L | Annual | Net Emissions Allowance Position | Thousand Tons | 3.345 | 2.5542 | 2.2281 | 2.3241 | 2.3961 | 2.3001 | 2.3001 | 1.8232
NSR EKPC Consent - NOX Cap Annual v3.1 | 506 | 7378 | Rate Constraint in MTons | FALSE | L | Annual | Fuel Consumed | TBtu | 70.8585 | 59.9978 | 54.7707 | 57.3304 | 59.3157 | 56.7559 | 56.7559 | 45.2895
NSR EKPC Consent - NOX Cap Annual v3.1 | 506 | 7378 | Rate Constraint in MTons | FALSE | L | Annual | Rate | lb/MMBtu | 0.094413 | 0.085141 | 0.081361 | 0.081077 | 0.080792 | 0.081053 | 0.081053 | 0.080515
NSR EKPC Consent - NOX Cap Annual v3.1 | 506 | 7378 | Rate Constraint in MTons | FALSE | L | Annual | Generation | TWh | 6.9545 | 5.9354 | 5.4105 | 5.6502 | 5.8463 | 5.6066 | 5.6066 | 4.474
NSR EKPC Consent - NOX Cap Annual v3.1 | 506 | 7378 | Rate Constraint in MTons | FALSE | L | Annual | Qualifying Generation | TWh | 6.9545 | 5.9354 | 5.4105 | 5.6502 | 5.8463 | 5.6066 | 5.6066 | 4.474
NSR EKPC Consent - NOX Cap Annual v3.1 | 506 | 7378 | Rate Constraint in MTons | FALSE | L | Annual | Rate | lb/MWh | 0.96196 | 0.86066 | 0.82361 | 0.82266 | 0.81971 | 0.8205 | 0.8205 | 0.81504
NSR EKPC Consent - NOX Cap Annual v3.1 | 506 | 7378 | Rate Constraint in MTons | FALSE | L | Annual | Constraint Shadow Price | US2019$/Ton | 0 | 0 | 0 | 0 | 0 | 0 | 0 | 0
NSR EKPC Consent - SO2 Cap Annual v3.1 | 507 | 7377 | Rate Constraint in MTons | FALSE | L | Annual | Seasons Included | Seasons | Winter, WintShld, Summer | Winter, WintShld, Summer | Winter, WintShld, Summer | Winter, WintShld, Summer | Winter, WintShld, Summer | Winter, WintShld, Summer | Winter, WintShld, Summer | Winter, WintShld, Summer
NSR EKPC Consent - SO2 Cap Annual v3.1 | 507 | 7377 | Rate Constraint in MTons | FALSE | L | Annual | Standard SO2 | Thousand Tons | 28 | 28 | 28 | 28 | 28 | 28 | 28 | 28
NSR EKPC Consent - SO2 Cap Annual v3.1 | 507 | 7377 | Rate Constraint in MTons | FALSE | L | Annual | Emissions at Affected Plants SO2 | Thousand Tons | 3.7437 | 3.2804 | 2.3355 | 2.4447 | 2.5361 | 2.4269 | 2.301 | 1.749
NSR EKPC Consent - SO2 Cap Annual v3.1 | 507 | 7377 | Rate Constraint in MTons | FALSE | L | Annual | Allowances Purchased SO2 | Thousand Tons | 0 | 0 | 0 | 0 | 0 | 0 | 0 | 0
NSR EKPC Consent - SO2 Cap Annual v3.1 | 507 | 7377 | Rate Constraint in MTons | FALSE | L | Annual | Allowances Sold SO2 | Thousand Tons | 0 | 0 | 0 | 0 | 0 | 0 | 0 | 0
NSR EKPC Consent - SO2 Cap Annual v3.1 | 507 | 7377 | Rate Constraint in MTons | FALSE | L | Annual | Allowances Banked | Thousand Tons | 0 | 0 | 0 | 0 | 0 | 0 | 0 | 0
NSR EKPC Consent - SO2 Cap Annual v3.1 | 507 | 7377 | Rate Constraint in MTons | FALSE | L | Annual | Allowances Withdrawn (1:1) | Thousand Tons | 0 | 0 | 0 | 0 | 0 | 0 | 0 | 0
NSR EKPC Consent - SO2 Cap Annual v3.1 | 507 | 7377 | Rate Constraint in MTons | FALSE | L | Annual | Allowances Withdrawn (n:1) | Thousand Tons | 0 | 0 | 0 | 0 | 0 | 0 | 0 | 0
NSR EKPC Consent - SO2 Cap Annual v3.1 | 507 | 7377 | Rate Constraint in MTons | FALSE | L | Annual | Net Emissions Allowance Position | Thousand Tons | 3.7437 | 3.2804 | 2.3355 | 2.4447 | 2.5361 | 2.4269 | 2.301 | 1.749
NSR EKPC Consent - SO2 Cap Annual v3.1 | 507 | 7377 | Rate Constraint in MTons | FALSE | L | Annual | Fuel Consumed | TBtu | 70.8585 | 59.9978 | 54.7707 | 57.3304 | 59.3157 | 56.7559 | 56.7559 | 45.2895
NSR EKPC Consent - SO2 Cap Annual v3.1 | 507 | 7377 | Rate Constraint in MTons | FALSE | L | Annual | Rate | lb/MMBtu | 0.10567 | 0.10935 | 0.085284 | 0.085286 | 0.085514 | 0.085522 | 0.081085 | 0.077238
NSR EKPC Consent - SO2 Cap Annual v3.1 | 507 | 7377 | Rate Constraint in MTons | FALSE | L | Annual | Generation | TWh | 6.9545 | 5.9354 | 5.4105 | 5.6502 | 5.8463 | 5.6066 | 5.6066 | 4.474
NSR EKPC Consent - SO2 Cap Annual v3.1 | 507 | 7377 | Rate Constraint in MTons | FALSE | L | Annual | Qualifying Generation | TWh | 6.9545 | 5.9354 | 5.4105 | 5.6502 | 5.8463 | 5.6066 | 5.6066 | 4.474
NSR EKPC Consent - SO2 Cap Annual v3.1 | 507 | 7377 | Rate Constraint in MTons | FALSE | L | Annual | Rate | lb/MWh | 1.0766 | 1.1054 | 0.86333 | 0.86537 | 0.86762 | 0.86574 | 0.82083 | 0.78186
NSR EKPC Consent - SO2 Cap Annual v3.1 | 507 | 7377 | Rate Constraint in MTons | FALSE | L | Annual | Constraint Shadow Price | US2019$/Ton | 0 | 0 | 0 | 0 | 0 | 0 | 0 | 0
NSR FB Culley 3 - NOX Rate Annual v3.1, Unit 3568 and retrofits | 508 | 7424 | Rate Constraint in lbs/MMBtu | FALSE | L | Annual | Seasons Included | Seasons | Winter, WintShld, Summer | Winter, WintShld, Summer | Winter, WintShld, Summer | Winter, WintShld, Summer | Winter, WintShld, Summer | Winter, WintShld, Summer | Winter, WintShld, Summer | Winter, WintShld, Summer
NSR FB Culley 3 - NOX Rate Annual v3.1, Unit 3568 and retrofits | 508 | 7424 | Rate Constraint in lbs/MMBtu | FALSE | L | Annual | Standard NOX | lb/MMBtu | 0.121 | 0.121 | 0.121 | 0.121 | 0.121 | 0.121 | 0.121 | 0.121
NSR FB Culley 3 - NOX Rate Annual v3.1, Unit 3568 and retrofits | 508 | 7424 | Rate Constraint in lbs/MMBtu | FALSE | L | Annual | Emissions at Affected Plants NOX | Thousand Tons | 0.93156 | 0.93156 | 0.77407 | 0.77407 | 0.83024 | 0.93156 | 0.54286 | 0.41356
NSR FB Culley 3 - NOX Rate Annual v3.1, Unit 3568 and retrofits | 508 | 7424 | Rate Constraint in lbs/MMBtu | FALSE | L | Annual | Allowances Purchased NOX | Thousand Tons | 0 | 0 | 0 | 0 | 0 | 0 | 0 | 0
NSR FB Culley 3 - NOX Rate Annual v3.1, Unit 3568 and retrofits | 508 | 7424 | Rate Constraint in lbs/MMBtu | FALSE | L | Annual | Allowances Sold NOX | Thousand Tons | 0 | 0 | 0 | 0 | 0 | 0 | 0 | 0
NSR FB Culley 3 - NOX Rate Annual v3.1, Unit 3568 and retrofits | 508 | 7424 | Rate Constraint in lbs/MMBtu | FALSE | L | Annual | Allowances Banked | Thousand Tons | 0 | 0 | 0 | 0 | 0 | 0 | 0 | 0
NSR FB Culley 3 - NOX Rate Annual v3.1, Unit 3568 and retrofits | 508 | 7424 | Rate Constraint in lbs/MMBtu | FALSE | L | Annual | Allowances Withdrawn (1:1) | Thousand Tons | 0 | 0 | 0 | 0 | 0 | 0 | 0 | 0
NSR FB Culley 3 - NOX Rate Annual v3.1, Unit 3568 and retrofits | 508 | 7424 | Rate Constraint in lbs/MMBtu | FALSE | L | Annual | Allowances Withdrawn (n:1) | Thousand Tons | 0 | 0 | 0 | 0 | 0 | 0 | 0 | 0
NSR FB Culley 3 - NOX Rate Annual v3.1, Unit 3568 and retrofits | 508 | 7424 | Rate Constraint in lbs/MMBtu | FALSE | L | Annual | Net Emissions Allowance Position | Thousand Tons | 0.93156 | 0.93156 | 0.77407 | 0.77407 | 0.83024 | 0.93156 | 0.54286 | 0.41356
NSR FB Culley 3 - NOX Rate Annual v3.1, Unit 3568 and retrofits | 508 | 7424 | Rate Constraint in lbs/MMBtu | FALSE | L | Annual | Fuel Consumed | TBtu | 19.7603 | 19.7603 | 16.1708 | 16.1708 | 17.5749 | 19.7603 | 12.0736 | 9.1728
NSR FB Culley 3 - NOX Rate Annual v3.1, Unit 3568 and retrofits | 508 | 7424 | Rate Constraint in lbs/MMBtu | FALSE | L | Annual | Rate | lb/MMBtu | 0.094286 | 0.094286 | 0.095737 | 0.095737 | 0.09448 | 0.094286 | 0.089926 | 0.090171
NSR FB Culley 3 - NOX Rate Annual v3.1, Unit 3568 and retrofits | 508 | 7424 | Rate Constraint in lbs/MMBtu | FALSE | L | Annual | Generation | TWh | 1.8283 | 1.8283 | 1.4962 | 1.4962 | 1.6261 | 1.8283 | 1.1171 | 0.84871
NSR FB Culley 3 - NOX Rate Annual v3.1, Unit 3568 and retrofits | 508 | 7424 | Rate Constraint in lbs/MMBtu | FALSE | L | Annual | Qualifying Generation | TWh | 1.8283 | 1.8283 | 1.4962 | 1.4962 | 1.6261 | 1.8283 | 1.1171 | 0.84871
NSR FB Culley 3 - NOX Rate Annual v3.1, Unit 3568 and retrofits | 508 | 7424 | Rate Constraint in lbs/MMBtu | FALSE | L | Annual | Rate | lb/MWh | 1.019 | 1.019 | 1.0347 | 1.0347 | 1.0211 | 1.019 | 0.97192 | 0.97457
NSR FB Culley 3 - NOX Rate Annual v3.1, Unit 3568 and retrofits | 508 | 7424 | Rate Constraint in lbs/MMBtu | FALSE | L | Annual | Constraint Shadow Price | US2019$/Ton | 0 | 0 | 0 | 0 | 0 | 0 | 0 | 0
NSR Four Corners 4,5 - NOX Cap Annual v5.16 | 509 | 7501 | Rate Constraint in MTons | FALSE | L | Annual | Seasons Included | Seasons | Winter, WintShld, Summer | Winter, WintShld, Summer | Winter, WintShld, Summer | Winter, WintShld, Summer | Winter, WintShld, Summer | Winter, WintShld, Summer | Winter, WintShld, Summer | Winter, WintShld, Summer
NSR Four Corners 4,5 - NOX Cap Annual v5.16 | 509 | 7501 | Rate Constraint in MTons | FALSE | L | Annual | Standard NOX | Thousand Tons | 4.968 | 4.968 | 4.968 | 4.968 | 4.968 | 4.968 | 4.968 | 4.968
NSR Four Corners 4,5 - NOX Cap Annual v5.16 | 509 | 7501 | Rate Constraint in MTons | FALSE | L | Annual | Emissions at Affected Plants NOX | Thousand Tons | 3.0217 | 2.7722 | 2.7722 | 2.7722 | 0.020115 | 0.020115 | 0.020115 | 0.020115
NSR Four Corners 4,5 - NOX Cap Annual v5.16 | 509 | 7501 | Rate Constraint in MTons | FALSE | L | Annual | Allowances Purchased NOX | Thousand Tons | 0 | 0 | 0 | 0 | 0 | 0 | 0 | 0
NSR Four Corners 4,5 - NOX Cap Annual v5.16 | 509 | 7501 | Rate Constraint in MTons | FALSE | L | Annual | Allowances Sold NOX | Thousand Tons | 0 | 0 | 0 | 0 | 0 | 0 | 0 | 0
NSR Four Corners 4,5 - NOX Cap Annual v5.16 | 509 | 7501 | Rate Constraint in MTons | FALSE | L | Annual | Allowances Banked | Thousand Tons | 0 | 0 | 0 | 0 | 0 | 0 | 0 | 0
NSR Four Corners 4,5 - NOX Cap Annual v5.16 | 509 | 7501 | Rate Constraint in MTons | FALSE | L | Annual | Allowances Withdrawn (1:1) | Thousand Tons | 0 | 0 | 0 | 0 | 0 | 0 | 0 | 0
NSR Four Corners 4,5 - NOX Cap Annual v5.16 | 509 | 7501 | Rate Constraint in MTons | FALSE | L | Annual | Allowances Withdrawn (n:1) | Thousand Tons | 0 | 0 | 0 | 0 | 0 | 0 | 0 | 0
NSR Four Corners 4,5 - NOX Cap Annual v5.16 | 509 | 7501 | Rate Constraint in MTons | FALSE | L | Annual | Net Emissions Allowance Position | Thousand Tons | 3.0217 | 2.7722 | 2.7722 | 2.7722 | 0.020115 | 0.020115 | 0.020115 | 0.020115
NSR Four Corners 4,5 - NOX Cap Annual v5.16 | 509 | 7501 | Rate Constraint in MTons | FALSE | L | Annual | Fuel Consumed | TBtu | 98.2836 | 89.4286 | 89.4286 | 89.4286 | 0.69134 | 0.69134 | 0.69134 | 0.69134
NSR Four Corners 4,5 - NOX Cap Annual v5.16 | 509 | 7501 | Rate Constraint in MTons | FALSE | L | Annual | Rate | lb/MMBtu | 0.06149 | 0.061998 | 0.061998 | 0.061998 | 0.05819 | 0.05819 | 0.05819 | 0.05819
NSR Four Corners 4,5 - NOX Cap Annual v5.16 | 509 | 7501 | Rate Constraint in MTons | FALSE | L | Annual | Generation | TWh | 10.0614 | 9.1552 | 9.1414 | 9.1414 | 0.056932 | 0.056932 | 0.056932 | 0.056932
NSR Four Corners 4,5 - NOX Cap Annual v5.16 | 509 | 7501 | Rate Constraint in MTons | FALSE | L | Annual | Qualifying Generation | TWh | 10.0614 | 9.1552 | 9.1414 | 9.1414 | 0.056932 | 0.056932 | 0.056932 | 0.056932
NSR Four Corners 4,5 - NOX Cap Annual v5.16 | 509 | 7501 | Rate Constraint in MTons | FALSE | L | Annual | Rate | lb/MWh | 0.60066 | 0.6056 | 0.60651 | 0.60651 | 0.70662 | 0.70662 | 0.70662 | 0.70662
NSR Four Corners 4,5 - NOX Cap Annual v5.16 | 509 | 7501 | Rate Constraint in MTons | FALSE | L | Annual | Constraint Shadow Price | US2019$/Ton | 0 | 0 | 0 | 0 | 0 | 0 | 0 | 0
NSR Four Corners 4,5 - NOX Rate Annual v5.16 | 510 | 7500 | Rate Constraint in lbs/MMBtu | FALSE | L | Annual | Seasons Included | Seasons | Winter, WintShld, Summer | Winter, WintShld, Summer | Winter, WintShld, Summer | Winter, WintShld, Summer | Winter, WintShld, Summer | Winter, WintShld, Summer | Winter, WintShld, Summer | Winter, WintShld, Summer
NSR Four Corners 4,5 - NOX Rate Annual v5.16 | 510 | 7500 | Rate Constraint in lbs/MMBtu | FALSE | L | Annual | Standard NOX | lb/MMBtu | 0.08 | 0.08 | 0.08 | 0.08 | 0.08 | 0.08 | 0.08 | 0.08
NSR Four Corners 4,5 - NOX Rate Annual v5.16 | 510 | 7500 | Rate Constraint in lbs/MMBtu | FALSE | L | Annual | Emissions at Affected Plants NOX | Thousand Tons | 3.0217 | 2.7722 | 2.7722 | 2.7722 | 0.020115 | 0.020115 | 0.020115 | 0.020115
NSR Four Corners 4,5 - NOX Rate Annual v5.16 | 510 | 7500 | Rate Constraint in lbs/MMBtu | FALSE | L | Annual | Allowances Purchased NOX | Thousand Tons | 0 | 0 | 0 | 0 | 0 | 0 | 0 | 0
NSR Four Corners 4,5 - NOX Rate Annual v5.16 | 510 | 7500 | Rate Constraint in lbs/MMBtu | FALSE | L | Annual | Allowances Sold NOX | Thousand Tons | 0 | 0 | 0 | 0 | 0 | 0 | 0 | 0
NSR Four Corners 4,5 - NOX Rate Annual v5.16 | 510 | 7500 | Rate Constraint in lbs/MMBtu | FALSE | L | Annual | Allowances Banked | Thousand Tons | 0 | 0 | 0 | 0 | 0 | 0 | 0 | 0
NSR Four Corners 4,5 - NOX Rate Annual v5.16 | 510 | 7500 | Rate Constraint in lbs/MMBtu | FALSE | L | Annual | Allowances Withdrawn (1:1) | Thousand Tons | 0 | 0 | 0 | 0 | 0 | 0 | 0 | 0
NSR Four Corners 4,5 - NOX Rate Annual v5.16 | 510 | 7500 | Rate Constraint in lbs/MMBtu | FALSE | L | Annual | Allowances Withdrawn (n:1) | Thousand Tons | 0 | 0 | 0 | 0 | 0 | 0 | 0 | 0
NSR Four Corners 4,5 - NOX Rate Annual v5.16 | 510 | 7500 | Rate Constraint in lbs/MMBtu | FALSE | L | Annual | Net Emissions Allowance Position | Thousand Tons | 3.0217 | 2.7722 | 2.7722 | 2.7722 | 0.020115 | 0.020115 | 0.020115 | 0.020115
NSR Four Corners 4,5 - NOX Rate Annual v5.16 | 510 | 7500 | Rate Constraint in lbs/MMBtu | FALSE | L | Annual | Fuel Consumed | TBtu | 98.2836 | 89.4286 | 89.4286 | 89.4286 | 0.69134 | 0.69134 | 0.69134 | 0.69134
NSR Four Corners 4,5 - NOX Rate Annual v5.16 | 510 | 7500 | Rate Constraint in lbs/MMBtu | FALSE | L | Annual | Rate | lb/MMBtu | 0.06149 | 0.061998 | 0.061998 | 0.061998 | 0.05819 | 0.05819 | 0.05819 | 0.05819
NSR Four Corners 4,5 - NOX Rate Annual v5.16 | 510 | 7500 | Rate Constraint in lbs/MMBtu | FALSE | L | Annual | Generation | TWh | 10.0614 | 9.1552 | 9.1414 | 9.1414 | 0.056932 | 0.056932 | 0.056932 | 0.056932
NSR Four Corners 4,5 - NOX Rate Annual v5.16 | 510 | 7500 | Rate Constraint in lbs/MMBtu | FALSE | L | Annual | Qualifying Generation | TWh | 10.0614 | 9.1552 | 9.1414 | 9.1414 | 0.056932 | 0.056932 | 0.056932 | 0.056932
NSR Four Corners 4,5 - NOX Rate Annual v5.16 | 510 | 7500 | Rate Constraint in lbs/MMBtu | FALSE | L | Annual | Rate | lb/MWh | 0.60066 | 0.6056 | 0.60651 | 0.60651 | 0.70662 | 0.70662 | 0.70662 | 0.70662
NSR Four Corners 4,5 - NOX Rate Annual v5.16 | 510 | 7500 | Rate Constraint in lbs/MMBtu | FALSE | L | Annual | Constraint Shadow Price | US2019$/Ton | 0 | 0 | 0 | 0 | 0 | 0 | 0 | 0
NSR Four Corners 4,5 - SO2 Cap Annual v5.16 | 511 | 7499 | Rate Constraint in MTons | FALSE | L | Annual | Seasons Included | Seasons | Winter, WintShld, Summer | Winter, WintShld, Summer | Winter, WintShld, Summer | Winter, WintShld, Summer | Winter, WintShld, Summer | Winter, WintShld, Summer | Winter, WintShld, Summer | Winter, WintShld, Summer
NSR Four Corners 4,5 - SO2 Cap Annual v5.16 | 511 | 7499 | Rate Constraint in MTons | FALSE | L | Annual | Standard SO2 | Thousand Tons | 6.8 | 6.8 | 6.8 | 6.8 | 6.8 | 6.8 | 6.8 | 6.8
NSR Four Corners 4,5 - SO2 Cap Annual v5.16 | 511 | 7499 | Rate Constraint in MTons | FALSE | L | Annual | Emissions at Affected Plants SO2 | Thousand Tons | 6.8 | 6.8 | 6.8 | 6.8 | 0.052568 | 0.052568 | 0.052568 | 0.052568
NSR Four Corners 4,5 - SO2 Cap Annual v5.16 | 511 | 7499 | Rate Constraint in MTons | FALSE | L | Annual | Allowances Purchased SO2 | Thousand Tons | 0 | 0 | 0 | 0 | 0 | 0 | 0 | 0
NSR Four Corners 4,5 - SO2 Cap Annual v5.16 | 511 | 7499 | Rate Constraint in MTons | FALSE | L | Annual | Allowances Sold SO2 | Thousand Tons | 0 | 0 | 0 | 0 | 0 | 0 | 0 | 0
NSR Four Corners 4,5 - SO2 Cap Annual v5.16 | 511 | 7499 | Rate Constraint in MTons | FALSE | L | Annual | Allowances Banked | Thousand Tons | 0 | 0 | 0 | 0 | 0 | 0 | 0 | 0
NSR Four Corners 4,5 - SO2 Cap Annual v5.16 | 511 | 7499 | Rate Constraint in MTons | FALSE | L | Annual | Allowances Withdrawn (1:1) | Thousand Tons | 0 | 0 | 0 | 0 | 0 | 0 | 0 | 0
NSR Four Corners 4,5 - SO2 Cap Annual v5.16 | 511 | 7499 | Rate Constraint in MTons | FALSE | L | Annual | Allowances Withdrawn (n:1) | Thousand Tons | 0 | 0 | 0 | 0 | 0 | 0 | 0 | 0
NSR Four Corners 4,5 - SO2 Cap Annual v5.16 | 511 | 7499 | Rate Constraint in MTons | FALSE | L | Annual | Net Emissions Allowance Position | Thousand Tons | 6.8 | 6.8 | 6.8 | 6.8 | 0.052568 | 0.052568 | 0.052568 | 0.052568
NSR Four Corners 4,5 - SO2 Cap Annual v5.16 | 511 | 7499 | Rate Constraint in MTons | FALSE | L | Annual | Fuel Consumed | TBtu | 98.2836 | 89.4286 | 89.4286 | 89.4286 | 0.69134 | 0.69134 | 0.69134 | 0.69134
NSR Four Corners 4,5 - SO2 Cap Annual v5.16 | 511 | 7499 | Rate Constraint in MTons | FALSE | L | Annual | Rate | lb/MMBtu | 0.13838 | 0.15208 | 0.15208 | 0.15208 | 0.15208 | 0.15208 | 0.15208 | 0.15208
NSR Four Corners 4,5 - SO2 Cap Annual v5.16 | 511 | 7499 | Rate Constraint in MTons | FALSE | L | Annual | Generation | TWh | 10.0614 | 9.1552 | 9.1414 | 9.1414 | 0.056932 | 0.056932 | 0.056932 | 0.056932
NSR Four Corners 4,5 - SO2 Cap Annual v5.16 | 511 | 7499 | Rate Constraint in MTons | FALSE | L | Annual | Qualifying Generation | TWh | 10.0614 | 9.1552 | 9.1414 | 9.1414 | 0.056932 | 0.056932 | 0.056932 | 0.056932
NSR Four Corners 4,5 - SO2 Cap Annual v5.16 | 511 | 7499 | Rate Constraint in MTons | FALSE | L | Annual | Rate | lb/MWh | 1.3517 | 1.4855 | 1.4877 | 1.4877 | 1.8467 | 1.8467 | 1.8467 | 1.8467
NSR Four Corners 4,5 - SO2 Cap Annual v5.16 | 511 | 7499 | Rate Constraint in MTons | FALSE | L | Annual | Constraint Shadow Price | US2019$/Ton | 21576.572 | 8479.9053 | 6922.8146 | 3964.5192 | 0 | 0 | 0 | 0
NSR Harrison 1-3 - NOX Rate Annual v5.16 | 512 | 7268 | Rate Constraint in lbs/MMBtu | FALSE | L | Annual | Seasons Included | Seasons | Winter, WintShld, Summer | Winter, WintShld, Summer | Winter, WintShld, Summer | Winter, WintShld, Summer | Winter, WintShld, Summer | Winter, WintShld, Summer | Winter, WintShld, Summer | Winter, WintShld, Summer
NSR Harrison 1-3 - NOX Rate Annual v5.16 | 512 | 7268 | Rate Constraint in lbs/MMBtu | FALSE | L | Annual | Standard NOX | lb/MMBtu | 0.25 | 0.25 | 0.25 | 0.25 | 0.25 | 0.25 | 0.25 | 0.25
NSR Harrison 1-3 - NOX Rate Annual v5.16 | 512 | 7268 | Rate Constraint in lbs/MMBtu | FALSE | L | Annual | Emissions at Affected Plants NOX | Thousand Tons | 5.9039 | 5.9039 | 5.6738 | 5.9039 | 5.9039 | 0 | 0 | 0
NSR Harrison 1-3 - NOX Rate Annual v5.16 | 512 | 7268 | Rate Constraint in lbs/MMBtu | FALSE | L | Annual | Allowances Purchased NOX | Thousand Tons | 0 | 0 | 0 | 0 | 0 | 0 | 0 | 0
NSR Harrison 1-3 - NOX Rate Annual v5.16 | 512 | 7268 | Rate Constraint in lbs/MMBtu | FALSE | L | Annual | Allowances Sold NOX | Thousand Tons | 0 | 0 | 0 | 0 | 0 | 0 | 0 | 0
NSR Harrison 1-3 - NOX Rate Annual v5.16 | 512 | 7268 | Rate Constraint in lbs/MMBtu | FALSE | L | Annual | Allowances Banked | Thousand Tons | 0 | 0 | 0 | 0 | 0 | 0 | 0 | 0
NSR Harrison 1-3 - NOX Rate Annual v5.16 | 512 | 7268 | Rate Constraint in lbs/MMBtu | FALSE | L | Annual | Allowances Withdrawn (1:1) | Thousand Tons | 0 | 0 | 0 | 0 | 0 | 0 | 0 | 0
NSR Harrison 1-3 - NOX Rate Annual v5.16 | 512 | 7268 | Rate Constraint in lbs/MMBtu | FALSE | L | Annual | Allowances Withdrawn (n:1) | Thousand Tons | 0 | 0 | 0 | 0 | 0 | 0 | 0 | 0
NSR Harrison 1-3 - NOX Rate Annual v5.16 | 512 | 7268 | Rate Constraint in lbs/MMBtu | FALSE | L | Annual | Net Emissions Allowance Position | Thousand Tons | 5.9039 | 5.9039 | 5.6738 | 5.9039 | 5.9039 | 0 | 0 | 0
NSR Harrison 1-3 - NOX Rate Annual v5.16 | 512 | 7268 | Rate Constraint in lbs/MMBtu | FALSE | L | Annual | Fuel Consumed | TBtu | 140.1902 | 140.1902 | 134.2497 | 140.1902 | 140.1902 | 0 | 0 | 0
NSR Harrison 1-3 - NOX Rate Annual v5.16 | 512 | 7268 | Rate Constraint in lbs/MMBtu | FALSE | L | Annual | Rate | lb/MMBtu | 0.084228 | 0.084228 | 0.084526 | 0.084228 | 0.084228 | 0 | 0 | 0
NSR Harrison 1-3 - NOX Rate Annual v5.16 | 512 | 7268 | Rate Constraint in lbs/MMBtu | FALSE | L | Annual | Generation | TWh | 13.8254 | 13.8254 | 13.2396 | 13.8254 | 13.8254 | 0 | 0 | 0
NSR Harrison 1-3 - NOX Rate Annual v5.16 | 512 | 7268 | Rate Constraint in lbs/MMBtu | FALSE | L | Annual | Qualifying Generation | TWh | 13.8254 | 13.8254 | 13.2396 | 13.8254 | 13.8254 | 0 | 0 | 0
NSR Harrison 1-3 - NOX Rate Annual v5.16 | 512 | 7268 | Rate Constraint in lbs/MMBtu | FALSE | L | Annual | Rate | lb/MWh | 0.85407 | 0.85407 | 0.85709 | 0.85407 | 0.85407 | 0 | 0 | 0
NSR Harrison 1-3 - NOX Rate Annual v5.16 | 512 | 7268 | Rate Constraint in lbs/MMBtu | FALSE | L | Annual | Constraint Shadow Price | US2019$/Ton | 0 | 0 | 0 | 0 | 0 | 0 | 0 | 0
NSR Harrison 1-3 - NOX Rate Summer v5.16 | 513 | 7269 | Rate Constraint in lbs/MMBtu | FALSE | L | Annual | Seasons Included | Seasons | Summer | Summer | Summer | Summer | Summer | Summer | Summer | Summer
NSR Harrison 1-3 - NOX Rate Summer v5.16 | 513 | 7269 | Rate Constraint in lbs/MMBtu | FALSE | L | Annual | Standard NOX | lb/MMBtu | 0.2 | 0.2 | 0.2 | 0.2 | 0.2 | 0.2 | 0.2 | 0.2
NSR Harrison 1-3 - NOX Rate Summer v5.16 | 513 | 7269 | Rate Constraint in lbs/MMBtu | FALSE | L | Annual | Emissions at Affected Plants NOX | Thousand Tons | 2.1921 | 2.1921 | 1.9619 | 2.1921 | 2.1921 | 0 | 0 | 0
NSR Harrison 1-3 - NOX Rate Summer v5.16 | 513 | 7269 | Rate Constraint in lbs/MMBtu | FALSE | L | Annual | Allowances Purchased NOX | Thousand Tons | 0 | 0 | 0 | 0 | 0 | 0 | 0 | 0
NSR Harrison 1-3 - NOX Rate Summer v5.16 | 513 | 7269 | Rate Constraint in lbs/MMBtu | FALSE | L | Annual | Allowances Sold NOX | Thousand Tons | 0 | 0 | 0 | 0 | 0 | 0 | 0 | 0
NSR Harrison 1-3 - NOX Rate Summer v5.16 | 513 | 7269 | Rate Constraint in lbs/MMBtu | FALSE | L | Annual | Allowances Banked | Thousand Tons | 0 | 0 | 0 | 0 | 0 | 0 | 0 | 0
NSR Harrison 1-3 - NOX Rate Summer v5.16 | 513 | 7269 | Rate Constraint in lbs/MMBtu | FALSE | L | Annual | Allowances Withdrawn (1:1) | Thousand Tons | 0 | 0 | 0 | 0 | 0 | 0 | 0 | 0
NSR Harrison 1-3 - NOX Rate Summer v5.16 | 513 | 7269 | Rate Constraint in lbs/MMBtu | FALSE | L | Annual | Allowances Withdrawn (n:1) | Thousand Tons | 0 | 0 | 0 | 0 | 0 | 0 | 0 | 0
NSR Harrison 1-3 - NOX Rate Summer v5.16 | 513 | 7269 | Rate Constraint in lbs/MMBtu | FALSE | L | Annual | Net Emissions Allowance Position | Thousand Tons | 2.1921 | 2.1921 | 1.9619 | 2.1921 | 2.1921 | 0 | 0 | 0
NSR Harrison 1-3 - NOX Rate Summer v5.16 | 513 | 7269 | Rate Constraint in lbs/MMBtu | FALSE | L | Annual | Fuel Consumed | TBtu | 56.5764 | 56.5764 | 50.6359 | 56.5764 | 56.5764 | 0 | 0 | 0
NSR Harrison 1-3 - NOX Rate Summer v5.16 | 513 | 7269 | Rate Constraint in lbs/MMBtu | FALSE | L | Annual | Rate | lb/MMBtu | 0.077491 | 0.077491 | 0.077491 | 0.077491 | 0.077491 | 0 | 0 | 0
NSR Harrison 1-3 - NOX Rate Summer v5.16 | 513 | 7269 | Rate Constraint in lbs/MMBtu | FALSE | L | Annual | Generation | TWh | 5.5795 | 5.5795 | 4.9937 | 5.5795 | 5.5795 | 0 | 0 | 0
NSR Harrison 1-3 - NOX Rate Summer v5.16 | 513 | 7269 | Rate Constraint in lbs/MMBtu | FALSE | L | Annual | Qualifying Generation | TWh | 5.5795 | 5.5795 | 4.9937 | 5.5795 | 5.5795 | 0 | 0 | 0
NSR Harrison 1-3 - NOX Rate Summer v5.16 | 513 | 7269 | Rate Constraint in lbs/MMBtu | FALSE | L | Annual | Rate | lb/MWh | 0.78576 | 0.78576 | 0.78576 | 0.78576 | 0.78576 | 0 | 0 | 0
NSR Harrison 1-3 - NOX Rate Summer v5.16 | 513 | 7269 | Rate Constraint in lbs/MMBtu | FALSE | L | Annual | Constraint Shadow Price | US2019$/Ton | 0 | 0 | 0 | 0 | 0 | 0 | 0 | 0
NSR HL Spurlock 1 - NOX Rate Annual v3.1, Unit 3813 and retrofits | 514 | 7444 | Rate Constraint in lbs/MMBtu | FALSE | L | Annual | Seasons Included | Seasons | Winter, WintShld, Summer | Winter, WintShld, Summer | Winter, WintShld, Summer | Winter, WintShld, Summer | Winter, WintShld, Summer | Winter, WintShld, Summer | Winter, WintShld, Summer | Winter, WintShld, Summer
NSR HL Spurlock 1 - NOX Rate Annual v3.1, Unit 3813 and retrofits | 514 | 7444 | Rate Constraint in lbs/MMBtu | FALSE | L | Annual | Standard NOX | lb/MMBtu | 0.1 | 0.1 | 0.1 | 0.1 | 0.1 | 0.1 | 0.1 | 0.1
NSR HL Spurlock 1 - NOX Rate Annual v3.1, Unit 3813 and retrofits | 514 | 7444 | Rate Constraint in lbs/MMBtu | FALSE | L | Annual | Emissions at Affected Plants NOX | Thousand Tons | 0.89461 | 0.89461 | 0.89461 | 0.89461 | 0.89461 | 0.89461 | 0.89461 | 0.89461
NSR HL Spurlock 1 - NOX Rate Annual v3.1, Unit 3813 and retrofits | 514 | 7444 | Rate Constraint in lbs/MMBtu | FALSE | L | Annual | Allowances Purchased NOX | Thousand Tons | 0 | 0 | 0 | 0 | 0 | 0 | 0 | 0
NSR HL Spurlock 1 - NOX Rate Annual v3.1, Unit 3813 and retrofits | 514 | 7444 | Rate Constraint in lbs/MMBtu | FALSE | L | Annual | Allowances Sold NOX | Thousand Tons | 0 | 0 | 0 | 0 | 0 | 0 | 0 | 0
NSR HL Spurlock 1 - NOX Rate Annual v3.1, Unit 3813 and retrofits | 514 | 7444 | Rate Constraint in lbs/MMBtu | FALSE | L | Annual | Allowances Banked | Thousand Tons | 0 | 0 | 0 | 0 | 0 | 0 | 0 | 0
NSR HL Spurlock 1 - NOX Rate Annual v3.1, Unit 3813 and retrofits | 514 | 7444 | Rate Constraint in lbs/MMBtu | FALSE | L | Annual | Allowances Withdrawn (1:1) | Thousand Tons | 0 | 0 | 0 | 0 | 0 | 0 | 0 | 0
NSR HL Spurlock 1 - NOX Rate Annual v3.1, Unit 3813 and retrofits | 514 | 7444 | Rate Constraint in lbs/MMBtu | FALSE | L | Annual | Allowances Withdrawn (n:1) | Thousand Tons | 0 | 0 | 0 | 0 | 0 | 0 | 0 | 0
NSR HL Spurlock 1 - NOX Rate Annual v3.1, Unit 3813 and retrofits | 514 | 7444 | Rate Constraint in lbs/MMBtu | FALSE | L | Annual | Net Emissions Allowance Position | Thousand Tons | 0.89461 | 0.89461 | 0.89461 | 0.89461 | 0.89461 | 0.89461 | 0.89461 | 0.89461
NSR HL Spurlock 1 - NOX Rate Annual v3.1, Unit 3813 and retrofits | 514 | 7444 | Rate Constraint in lbs/MMBtu | FALSE | L | Annual | Fuel Consumed | TBtu | 20.8492 | 20.8492 | 20.8492 | 20.8492 | 20.8492 | 20.8492 | 20.8492 | 20.8492
NSR HL Spurlock 1 - NOX Rate Annual v3.1, Unit 3813 and retrofits | 514 | 7444 | Rate Constraint in lbs/MMBtu | FALSE | L | Annual | Rate | lb/MMBtu | 0.085817 | 0.085817 | 0.085817 | 0.085817 | 0.085817 | 0.085817 | 0.085817 | 0.085817
NSR HL Spurlock 1 - NOX Rate Annual v3.1, Unit 3813 and retrofits | 514 | 7444 | Rate Constraint in lbs/MMBtu | FALSE | L | Annual | Generation | TWh | 2.0714 | 2.0714 | 2.0714 | 2.0714 | 2.0714 | 2.0714 | 2.0714 | 2.0714
NSR HL Spurlock 1 - NOX Rate Annual v3.1, Unit 3813 and retrofits | 514 | 7444 | Rate Constraint in lbs/MMBtu | FALSE | L | Annual | Qualifying Generation | TWh | 2.06 | 2.06 | 2.06 | 2.06 | 2.06 | 2.06 | 2.06 | 2.06
NSR HL Spurlock 1 - NOX Rate Annual v3.1, Unit 3813 and retrofits | 514 | 7444 | Rate Constraint in lbs/MMBtu | FALSE | L | Annual | Rate | lb/MWh | 0.86856 | 0.86856 | 0.86856 | 0.86856 | 0.86856 | 0.86856 | 0.86856 | 0.86856
NSR HL Spurlock 1 - NOX Rate Annual v3.1, Unit 3813 and retrofits | 514 | 7444 | Rate Constraint in lbs/MMBtu | FALSE | L | Annual | Constraint Shadow Price | US2019$/Ton | 0 | 0 | 0 | 0 | 0 | 0 | 0 | 0
NSR HL Spurlock 2 - NOX Rate Annual v3.1, Unit 3814 and retrofits | 515 | 7445 | Rate Constraint in lbs/MMBtu | FALSE | L | Annual | Seasons Included | Seasons | Winter, WintShld, Summer | Winter, WintShld, Summer | Winter, WintShld, Summer | Winter, WintShld, Summer | Winter, WintShld, Summer | Winter, WintShld, Summer | Winter, WintShld, Summer | Winter, WintShld, Summer
NSR HL Spurlock 2 - NOX Rate Annual v3.1, Unit 3814 and retrofits | 515 | 7445 | Rate Constraint in lbs/MMBtu | FALSE | L | Annual | Standard NOX | lb/MMBtu | 0.1 | 0.1 | 0.1 | 0.1 | 0.1 | 0.1 | 0.1 | 0.1
NSR HL Spurlock 2 - NOX Rate Annual v3.1, Unit 3814 and retrofits | 515 | 7445 | Rate Constraint in lbs/MMBtu | FALSE | L | Annual | Emissions at Affected Plants NOX | Thousand Tons | 1.5229 | 1.5229 | 1.3285 | 1.3285 | 1.4006 | 1.4006 | 1.4006 | 0.92369
NSR HL Spurlock 2 - NOX Rate Annual v3.1, Unit 3814 and retrofits | 515 | 7445 | Rate Constraint in lbs/MMBtu | FALSE | L | Annual | Allowances Purchased NOX | Thousand Tons | 0 | 0 | 0 | 0 | 0 | 0 | 0 | 0
NSR HL Spurlock 2 - NOX Rate Annual v3.1, Unit 3814 and retrofits | 515 | 7445 | Rate Constraint in lbs/MMBtu | FALSE | L | Annual | Allowances Sold NOX | Thousand Tons | 0 | 0 | 0 | 0 | 0 | 0 | 0 | 0
NSR HL Spurlock 2 - NOX Rate Annual v3.1, Unit 3814 and retrofits | 515 | 7445 | Rate Constraint in lbs/MMBtu | FALSE | L | Annual | Allowances Banked | Thousand Tons | 0 | 0 | 0 | 0 | 0 | 0 | 0 | 0
NSR HL Spurlock 2 - NOX Rate Annual v3.1, Unit 3814 and retrofits | 515 | 7445 | Rate Constraint in lbs/MMBtu | FALSE | L | Annual | Allowances Withdrawn (1:1) | Thousand Tons | 0 | 0 | 0 | 0 | 0 | 0 | 0 | 0
NSR HL Spurlock 2 - NOX Rate Annual v3.1, Unit 3814 and retrofits | 515 | 7445 | Rate Constraint in lbs/MMBtu | FALSE | L | Annual | Allowances Withdrawn (n:1) | Thousand Tons | 0 | 0 | 0 | 0 | 0 | 0 | 0 | 0
NSR HL Spurlock 2 - NOX Rate Annual v3.1, Unit 3814 and retrofits | 515 | 7445 | Rate Constraint in lbs/MMBtu | FALSE | L | Annual | Net Emissions Allowance Position | Thousand Tons | 1.5229 | 1.5229 | 1.3285 | 1.3285 | 1.4006 | 1.4006 | 1.4006 | 0.92369
NSR HL Spurlock 2 - NOX Rate Annual v3.1, Unit 3814 and retrofits | 515 | 7445 | Rate Constraint in lbs/MMBtu | FALSE | L | Annual | Fuel Consumed | TBtu | 35.5218 | 35.5218 | 33.8062 | 33.8062 | 35.7914 | 35.7914 | 35.7914 | 24.325
NSR HL Spurlock 2 - NOX Rate Annual v3.1, Unit 3814 and retrofits | 515 | 7445 | Rate Constraint in lbs/MMBtu | FALSE | L | Annual | Rate | lb/MMBtu | 0.085745 | 0.085745 | 0.078597 | 0.078597 | 0.078262 | 0.078262 | 0.078262 | 0.075946
NSR HL Spurlock 2 - NOX Rate Annual v3.1, Unit 3814 and retrofits | 515 | 7445 | Rate Constraint in lbs/MMBtu | FALSE | L | Annual | Generation | TWh | 3.5352 | 3.5352 | 3.3391 | 3.3391 | 3.5352 | 3.5352 | 3.5352 | 2.4026
NSR HL Spurlock 2 - NOX Rate Annual v3.1, Unit 3814 and retrofits | 515 | 7445 | Rate Constraint in lbs/MMBtu | FALSE | L | Annual | Qualifying Generation | TWh | 3.5352 | 3.5352 | 3.3391 | 3.3391 | 3.5352 | 3.5352 | 3.5352 | 2.4026
NSR HL Spurlock 2 - NOX Rate Annual v3.1, Unit 3814 and retrofits | 515 | 7445 | Rate Constraint in lbs/MMBtu | FALSE | L | Annual | Rate | lb/MWh | 0.86157 | 0.86157 | 0.79574 | 0.79574 | 0.79235 | 0.79235 | 0.79235 | 0.76889
NSR HL Spurlock 2 - NOX Rate Annual v3.1, Unit 3814 and retrofits | 515 | 7445 | Rate Constraint in lbs/MMBtu | FALSE | L | Annual | Constraint Shadow Price | US2019$/Ton | 0 | 0 | 0 | 0 | 0 | 0 | 0 | 0
NSR HL Spurlock 2 - SO2 Rate Annual v3.1, Unit 3814 and retrofits | 516 | 7443 | Rate Constraint in lbs/MMBtu | FALSE | L | Annual | Seasons Included | Seasons | Winter, WintShld, Summer | Winter, WintShld, Summer | Winter, WintShld, Summer | Winter, WintShld, Summer | Winter, WintShld, Summer | Winter, WintShld, Summer | Winter, WintShld, Summer | Winter, WintShld, Summer
NSR HL Spurlock 2 - SO2 Rate Annual v3.1, Unit 3814 and retrofits | 516 | 7443 | Rate Constraint in lbs/MMBtu | FALSE | L | Annual | Standard SO2 | lb/MMBtu | 0.1 | 0.1 | 0.1 | 0.1 | 0.1 | 0.1 | 0.1 | 0.1
NSR HL Spurlock 2 - SO2 Rate Annual v3.1, Unit 3814 and retrofits | 516 | 7443 | Rate Constraint in lbs/MMBtu | FALSE | L | Annual | Emissions at Affected Plants SO2 | Thousand Tons | 1.7761 | 1.7761 | 1.5567 | 1.5567 | 1.6481 | 1.6481 | 1.6481 | 1.1201
NSR HL Spurlock 2 - SO2 Rate Annual v3.1, Unit 3814 and retrofits | 516 | 7443 | Rate Constraint in lbs/MMBtu | FALSE | L | Annual | Allowances Purchased SO2 | Thousand Tons | 0 | 0 | 0 | 0 | 0 | 0 | 0 | 0
NSR HL Spurlock 2 - SO2 Rate Annual v3.1, Unit 3814 and retrofits | 516 | 7443 | Rate Constraint in lbs/MMBtu | FALSE | L | Annual | Allowances Sold SO2 | Thousand Tons | 0 | 0 | 0 | 0 | 0 | 0 | 0 | 0
NSR HL Spurlock 2 - SO2 Rate Annual v3.1, Unit 3814 and retrofits | 516 | 7443 | Rate Constraint in lbs/MMBtu | FALSE | L | Annual | Allowances Banked | Thousand Tons | 0 | 0 | 0 | 0 | 0 | 0 | 0 | 0
NSR HL Spurlock 2 - SO2 Rate Annual v3.1, Unit 3814 and retrofits | 516 | 7443 | Rate Constraint in lbs/MMBtu | FALSE | L | Annual | Allowances Withdrawn (1:1) | Thousand Tons | 0 | 0 | 0 | 0 | 0 | 0 | 0 | 0
NSR HL Spurlock 2 - SO2 Rate Annual v3.1, Unit 3814 and retrofits | 516 | 7443 | Rate Constraint in lbs/MMBtu | FALSE | L | Annual | Allowances Withdrawn (n:1) | Thousand Tons | 0 | 0 | 0 | 0 | 0 | 0 | 0 | 0
NSR HL Spurlock 2 - SO2 Rate Annual v3.1, Unit 3814 and retrofits | 516 | 7443 | Rate Constraint in lbs/MMBtu | FALSE | L | Annual | Net Emissions Allowance Position | Thousand Tons | 1.7761 | 1.7761 | 1.5567 | 1.5567 | 1.6481 | 1.6481 | 1.6481 | 1.1201
NSR HL Spurlock 2 - SO2 Rate Annual v3.1, Unit 3814 and retrofits | 516 | 7443 | Rate Constraint in lbs/MMBtu | FALSE | L | Annual | Fuel Consumed | TBtu | 35.5218 | 35.5218 | 33.8062 | 33.8062 | 35.7914 | 35.7914 | 35.7914 | 24.325
NSR HL Spurlock 2 - SO2 Rate Annual v3.1, Unit 3814 and retrofits | 516 | 7443 | Rate Constraint in lbs/MMBtu | FALSE | L | Annual | Rate | lb/MMBtu | 0.1 | 0.1 | 0.092094 | 0.092094 | 0.092094 | 0.092094 | 0.092094 | 0.092094
NSR HL Spurlock 2 - SO2 Rate Annual v3.1, Unit 3814 and retrofits | 516 | 7443 | Rate Constraint in lbs/MMBtu | FALSE | L | Annual | Generation | TWh | 3.5352 | 3.5352 | 3.3391 | 3.3391 | 3.5352 | 3.5352 | 3.5352 | 2.4026
NSR HL Spurlock 2 - SO2 Rate Annual v3.1, Unit 3814 and retrofits | 516 | 7443 | Rate Constraint in lbs/MMBtu | FALSE | L | Annual | Qualifying Generation | TWh | 3.5352 | 3.5352 | 3.3391 | 3.3391 | 3.5352 | 3.5352 | 3.5352 | 2.4026
NSR HL Spurlock 2 - SO2 Rate Annual v3.1, Unit 3814 and retrofits | 516 | 7443 | Rate Constraint in lbs/MMBtu | FALSE | L | Annual | Rate | lb/MWh | 1.0048 | 1.0048 | 0.93239 | 0.93239 | 0.93239 | 0.93239 | 0.93239 | 0.93239
NSR HL Spurlock 2 - SO2 Rate Annual v3.1, Unit 3814 and retrofits | 516 | 7443 | Rate Constraint in lbs/MMBtu | FALSE | L | Annual | Constraint Shadow Price | US2019$/Ton | 17248.169 | 37242.7399 | 38214.3041 | 36094.7385 | 55933.7414 | 60522.5584 | 41048.2385 | 34426.6656
NSR IL Power - NOX Cap Annual v3.1 | 517 | 7381 | Rate Constraint in MTons | FALSE | L | Annual | Seasons Included | Seasons | Winter, WintShld, Summer | Winter, WintShld, Summer | Winter, WintShld, Summer | Winter, WintShld, Summer | Winter, WintShld, Summer | Winter, WintShld, Summer | Winter, WintShld, Summer | Winter, WintShld, Summer
NSR IL Power - NOX Cap Annual v3.1 | 517 | 7381 | Rate Constraint in MTons | FALSE | L | Annual | Standard NOX | Thousand Tons | 13.8 | 13.8 | 13.8 | 13.8 | 13.8 | 13.8 | 13.8 | 13.8
NSR IL Power - NOX Cap Annual v3.1 | 517 | 7381 | Rate Constraint in MTons | FALSE | L | Annual | Emissions at Affected Plants NOX | Thousand Tons | 3.4619 | 0.011874 | 0.010848 | 0.011874 | 0.011874 | 0.011874 | 0.011874 | 0.010292
NSR IL Power - NOX Cap Annual v3.1 | 517 | 7381 | Rate Constraint in MTons | FALSE | L | Annual | Allowances Purchased NOX | Thousand Tons | 0 | 0 | 0 | 0 | 0 | 0 | 0 | 0
NSR IL Power - NOX Cap Annual v3.1 | 517 | 7381 | Rate Constraint in MTons | FALSE | L | Annual | Allowances Sold NOX | Thousand Tons | 0 | 0 | 0 | 0 | 0 | 0 | 0 | 0
NSR IL Power - NOX Cap Annual v3.1 | 517 | 7381 | Rate Constraint in MTons | FALSE | L | Annual | Allowances Banked | Thousand Tons | 0 | 0 | 0 | 0 | 0 | 0 | 0 | 0
NSR IL Power - NOX Cap Annual v3.1 | 517 | 7381 | Rate Constraint in MTons | FALSE | L | Annual | Allowances Withdrawn (1:1) | Thousand Tons | 0 | 0 | 0 | 0 | 0 | 0 | 0 | 0
NSR IL Power - NOX Cap Annual v3.1 | 517 | 7381 | Rate Constraint in MTons | FALSE | L | Annual | Allowances Withdrawn (n:1) | Thousand Tons | 0 | 0 | 0 | 0 | 0 | 0 | 0 | 0
NSR IL Power - NOX Cap Annual v3.1 | 517 | 7381 | Rate Constraint in MTons | FALSE | L | Annual | Net Emissions Allowance Position | Thousand Tons | 3.4619 | 0.011874 | 0.010848 | 0.011874 | 0.011874 | 0.011874 | 0.011874 | 0.010292
NSR IL Power - NOX Cap Annual v3.1 | 517 | 7381 | Rate Constraint in MTons | FALSE | L | Annual | Fuel Consumed | TBtu | 82.2115 | 0.28237 | 0.25672 | 0.28237 | 0.28237 | 0.28237 | 0.28237 | 0.24616
NSR IL Power - NOX Cap Annual v3.1 | 517 | 7381 | Rate Constraint in MTons | FALSE | L | Annual | Rate | lb/MMBtu | 0.08422 | 0.084103 | 0.084513 | 0.084103 | 0.084103 | 0.084103 | 0.084103 | 0.083622
NSR IL Power - NOX Cap Annual v3.1 | 517 | 7381 | Rate Constraint in MTons | FALSE | L | Annual | Generation | TWh | 8.0201 | 0.027727 | 0.025208 | 0.027727 | 0.027727 | 0.027727 | 0.027727 | 0.024171
NSR IL Power - NOX Cap Annual v3.1 | 517 | 7381 | Rate Constraint in MTons | FALSE | L | Annual | Qualifying Generation | TWh | 8.0201 | 0.027727 | 0.025208 | 0.027727 | 0.027727 | 0.027727 | 0.027727 | 0.024171
NSR IL Power - NOX Cap Annual v3.1 | 517 | 7381 | Rate Constraint in MTons | FALSE | L | Annual | Rate | lb/MWh | 0.86332 | 0.8565 | 0.86068 | 0.8565 | 0.8565 | 0.8565 | 0.8565 | 0.85161
NSR IL Power - NOX Cap Annual v3.1 | 517 | 7381 | Rate Constraint in MTons | FALSE | L | Annual | Constraint Shadow Price | US2019$/Ton | 0 | 0 | 0 | 0 | 0 | 0 | 0 | 0
NSR IL Power - SO2 Cap Annual v3.1 | 518 | 7382 | Rate Constraint in MTons | FALSE | L | Annual | Seasons Included | Seasons | Winter, WintShld, Summer | Winter, WintShld, Summer | Winter, WintShld, Summer | Winter, WintShld, Summer | Winter, WintShld, Summer | Winter, WintShld, Summer | Winter, WintShld, Summer | Winter, WintShld, Summer
NSR IL Power - SO2 Cap Annual v3.1 | 518 | 7382 | Rate Constraint in MTons | FALSE | L | Annual | Standard SO2 | Thousand Tons | 29 | 29 | 29 | 29 | 29 | 29 | 29 | 29
NSR IL Power - SO2 Cap Annual v3.1 | 518 | 7382 | Rate Constraint in MTons | FALSE | L | Annual | Emissions at Affected Plants SO2 | Thousand Tons | 2.9153 | 0.010291 | 0.0093562 | 0.010291 | 0.010291 | 0.010291 | 0.010291 | 0.0089714
NSR IL Power - SO2 Cap Annual v3.1 | 518 | 7382 | Rate Constraint in MTons | FALSE | L | Annual | Allowances Purchased SO2 | Thousand Tons | 0 | 0 | 0 | 0 | 0 | 0 | 0 | 0
NSR IL Power - SO2 Cap Annual v3.1 | 518 | 7382 | Rate Constraint in MTons | FALSE | L | Annual | Allowances Sold SO2 | Thousand Tons | 0 | 0 | 0 | 0 | 0 | 0 | 0 | 0
NSR IL Power - SO2 Cap Annual v3.1 | 518 | 7382 | Rate Constraint in MTons | FALSE | L | Annual | Allowances Banked | Thousand Tons | 0 | 0 | 0 | 0 | 0 | 0 | 0 | 0
NSR IL Power - SO2 Cap Annual v3.1 | 518 | 7382 | Rate Constraint in MTons | FALSE | L | Annual | Allowances Withdrawn (1:1) | Thousand Tons | 0 | 0 | 0 | 0 | 0 | 0 | 0 | 0
NSR IL Power - SO2 Cap Annual v3.1 | 518 | 7382 | Rate Constraint in MTons | FALSE | L | Annual | Allowances Withdrawn (n:1) | Thousand Tons | 0 | 0 | 0 | 0 | 0 | 0 | 0 | 0
NSR IL Power - SO2 Cap Annual v3.1 | 518 | 7382 | Rate Constraint in MTons | FALSE | L | Annual | Net Emissions Allowance Position | Thousand Tons | 2.9153 | 0.010291 | 0.0093562 | 0.010291 | 0.010291 | 0.010291 | 0.010291 | 0.0089714
NSR IL Power - SO2 Cap Annual v3.1 | 518 | 7382 | Rate Constraint in MTons | FALSE | L | Annual | Fuel Consumed | TBtu | 82.2115 | 0.28237 | 0.25672 | 0.28237 | 0.28237 | 0.28237 | 0.28237 | 0.24616
NSR IL Power - SO2 Cap Annual v3.1 | 518 | 7382 | Rate Constraint in MTons | FALSE | L | Annual | Rate | lb/MMBtu | 0.070923 | 0.072891 | 0.072891 | 0.072891 | 0.072891 | 0.072891 | 0.072891 | 0.072891
NSR IL Power - SO2 Cap Annual v3.1 | 518 | 7382 | Rate Constraint in MTons | FALSE | L | Annual | Generation | TWh | 8.0201 | 0.027727 | 0.025208 | 0.027727 | 0.027727 | 0.027727 | 0.027727 | 0.024171
NSR IL Power - SO2 Cap Annual v3.1 | 518 | 7382 | Rate Constraint in MTons | FALSE | L | Annual | Qualifying Generation | TWh | 8.0201 | 0.027727 | 0.025208 | 0.027727 | 0.027727 | 0.027727 | 0.027727 | 0.024171
NSR IL Power - SO2 Cap Annual v3.1 | 518 | 7382 | Rate Constraint in MTons | FALSE | L | Annual | Rate | lb/MWh | 0.72701 | 0.74232 | 0.74232 | 0.74232 | 0.74232 | 0.74232 | 0.74232 | 0.74232
NSR IL Power - SO2 Cap Annual v3.1 | 518 | 7382 | Rate Constraint in MTons | FALSE | L | Annual | Constraint Shadow Price | US2019$/Ton | 0 | 0 | 0 | 0 | 0 | 0 | 0 | 0
NSR Interstate System-Wide NOX Cap v5.16 | 519 | 7515 | Rate Constraint in MTons | FALSE | L | Annual | Seasons Included | Seasons | Winter, WintShld, Summer | Winter, WintShld, Summer | Winter, WintShld, Summer | Winter, WintShld, Summer | Winter, WintShld, Summer | Winter, WintShld, Summer | Winter, WintShld, Summer | Winter, WintShld, Summer
NSR Interstate System-Wide NOX Cap v5.16 | 519 | 7515 | Rate Constraint in MTons | FALSE | L | Annual | Standard NOX | Thousand Tons | 6.8 | 6.8 | 6.8 | 6.8 | 6.8 | 6.8 | 6.8 | 6.8
NSR Interstate System-Wide NOX Cap v5.16 | 519 | 7515 | Rate Constraint in MTons | FALSE | L | Annual | Emissions at Affected Plants NOX | Thousand Tons | 2.4002 | 2.1594 | 1.796 | 1.9741 | 2.0315 | 1.9966 | 1.9746 | 1.251
NSR Interstate System-Wide NOX Cap v5.16 | 519 | 7515 | Rate Constraint in MTons | FALSE | L | Annual | Allowances Purchased NOX | Thousand Tons | 0 | 0 | 0 | 0 | 0 | 0 | 0 | 0
NSR Interstate System-Wide NOX Cap v5.16 | 519 | 7515 | Rate Constraint in MTons | FALSE | L | Annual | Allowances Sold NOX | Thousand Tons | 0 | 0 | 0 | 0 | 0 | 0 | 0 | 0
NSR Interstate System-Wide NOX Cap v5.16 | 519 | 7515 | Rate Constraint in MTons | FALSE | L | Annual | Allowances Banked | Thousand Tons | 0 | 0 | 0 | 0 | 0 | 0 | 0 | 0
NSR Interstate System-Wide NOX Cap v5.16 | 519 | 7515 | Rate Constraint in MTons | FALSE | L | Annual | Allowances Withdrawn (1:1) | Thousand Tons | 0 | 0 | 0 | 0 | 0 | 0 | 0 | 0
NSR Interstate System-Wide NOX Cap v5.16 | 519 | 7515 | Rate Constraint in MTons | FALSE | L | Annual | Allowances Withdrawn (n:1) | Thousand Tons | 0 | 0 | 0 | 0 | 0 | 0 | 0 | 0
NSR Interstate System-Wide NOX Cap v5.16 | 519 | 7515 | Rate Constraint in MTons | FALSE | L | Annual | Net Emissions Allowance Position | Thousand Tons | 2.4002 | 2.1594 | 1.796 | 1.9741 | 2.0315 | 1.9966 | 1.9746 | 1.251
NSR Interstate System-Wide NOX Cap v5.16 | 519 | 7515 | Rate Constraint in MTons | FALSE | L | Annual | Fuel Consumed | TBtu | 55.637 | 53.4771 | 44.5857 | 48.8685 | 50.2793 | 49.3712 | 48.9893 | 31.2795
NSR Interstate System-Wide NOX Cap v5.16 | 519 | 7515 | Rate Constraint in MTons | FALSE | L | Annual | Rate | lb/MMBtu | 0.08628 | 0.080758 | 0.080565 | 0.080792 | 0.080807 | 0.080882 | 0.080613 | 0.07999
NSR Interstate System-Wide NOX Cap v5.16 | 519 | 7515 | Rate Constraint in MTons | FALSE | L | Annual | Generation | TWh | 5.3312 | 5.1533 | 4.2974 | 4.7091 | 4.845 | 4.7571 | 4.7216 | 3.0166
NSR Interstate System-Wide NOX Cap v5.16 | 519 | 7515 | Rate Constraint in MTons | FALSE | L | Annual | Qualifying Generation | TWh | 5.3312 | 5.1533 | 4.2974 | 4.7091 | 4.845 | 4.7571 | 4.7216 | 3.0166
NSR Interstate System-Wide NOX Cap v5.16 | 519 | 7515 | Rate Constraint in MTons | FALSE | L | Annual | Rate | lb/MWh | 0.90043 | 0.83804 | 0.83587 | 0.83842 | 0.83859 | 0.83944 | 0.83641 | 0.82942
NSR Interstate System-Wide NOX Cap v5.16 | 519 | 7515 | Rate Constraint in MTons | FALSE | L | Annual | Constraint Shadow Price | US2019$/Ton | 0 | 0 | 0 | 0 | 0 | 0 | 0 | 0
NSR Interstate System-Wide SO2 Cap v5.16 | 520 | 7514 | Rate Constraint in MTons | FALSE | L | Annual | Seasons Included | Seasons | Winter, WintShld, Summer | Winter, WintShld, Summer | Winter, WintShld, Summer | Winter, WintShld, Summer | Winter, WintShld, Summer | Winter, WintShld, Summer | Winter, WintShld, Summer | Winter, WintShld, Summer
NSR Interstate System-Wide SO2 Cap v5.16 | 520 | 7514 | Rate Constraint in MTons | FALSE | L | Annual | Standard SO2 | Thousand Tons | 6 | 6 | 3.25 | 3.25 | 3.25 | 3.25 | 3.25 | 3.25
NSR Interstate System-Wide SO2 Cap v5.16 | 520 | 7514 | Rate Constraint in MTons | FALSE | L | Annual | Emissions at Affected Plants SO2 | Thousand Tons | 2.1063 | 1.4733 | 1.2123 | 1.3494 | 1.3898 | 1.3716 | 1.7853 | 1.1048
NSR Interstate System-Wide SO2 Cap v5.16 | 520 | 7514 | Rate Constraint in MTons | FALSE | L | Annual | Allowances Purchased SO2 | Thousand Tons | 0 | 0 | 0 | 0 | 0 | 0 | 0 | 0
NSR Interstate System-Wide SO2 Cap v5.16 | 520 | 7514 | Rate Constraint in MTons | FALSE | L | Annual | Allowances Sold SO2 | Thousand Tons | 0 | 0 | 0 | 0 | 0 | 0 | 0 | 0
NSR Interstate System-Wide SO2 Cap v5.16 | 520 | 7514 | Rate Constraint in MTons | FALSE | L | Annual | Allowances Banked | Thousand Tons | 0 | 0 | 0 | 0 | 0 | 0 | 0 | 0
NSR Interstate System-Wide SO2 Cap v5.16 | 520 | 7514 | Rate Constraint in MTons | FALSE | L | Annual | Allowances Withdrawn (1:1) | Thousand Tons | 0 | 0 | 0 | 0 | 0 | 0 | 0 | 0
NSR Interstate System-Wide SO2 Cap v5.16 | 520 | 7514 | Rate Constraint in MTons | FALSE | L | Annual | Allowances Withdrawn (n:1) | Thousand Tons | 0 | 0 | 0 | 0 | 0 | 0 | 0 | 0
NSR Interstate System-Wide SO2 Cap v5.16 | 520 | 7514 | Rate Constraint in MTons | FALSE | L | Annual | Net Emissions Allowance Position | Thousand Tons | 2.1063 | 1.4733 | 1.2123 | 1.3494 | 1.3898 | 1.3716 | 1.7853 | 1.1048
NSR Interstate System-Wide SO2 Cap v5.16 | 520 | 7514 | Rate Constraint in MTons | FALSE | L | Annual | Fuel Consumed | TBtu | 55.637 | 53.4771 | 44.5857 | 48.8685 | 50.2793 | 49.3712 | 48.9893 | 31.2795
NSR Interstate System-Wide SO2 Cap v5.16 | 520 | 7514 | Rate Constraint in MTons | FALSE | L | Annual | Rate | lb/MMBtu | 0.075717 | 0.0551 | 0.054379 | 0.055225 | 0.055282 | 0.055564 | 0.072884 | 0.070638
NSR Interstate System-Wide SO2 Cap v5.16 | 520 | 7514 | Rate Constraint in MTons | FALSE | L | Annual | Generation | TWh | 5.3312 | 5.1533 | 4.2974 | 4.7091 | 4.845 | 4.7571 | 4.7216 | 3.0166
NSR Interstate System-Wide SO2 Cap v5.16 | 520 | 7514 | Rate Constraint in MTons | FALSE | L | Annual | Qualifying Generation | TWh | 5.3312 | 5.1533 | 4.2974 | 4.7091 | 4.845 | 4.7571 | 4.7216 | 3.0166
NSR Interstate System-Wide SO2 Cap v5.16 | 520 | 7514 | Rate Constraint in MTons | FALSE | L | Annual | Rate | lb/MWh | 0.79019 | 0.57178 | 0.56419 | 0.5731 | 0.5737 | 0.57667 | 0.75622 | 0.73245
NSR Interstate System-Wide SO2 Cap v5.16 | 520 | 7514 | Rate Constraint in MTons | FALSE | L | Annual | Constraint Shadow Price | US2019$/Ton | 0 | 0 | 0 | 0 | 0 | 0 | 0 | 0
NSR J P Madgett 1 - Hg Rate Annual v5.13 | 521 | 7469 | Rate Constraint in lbs/MMBtu | FALSE | L | Annual | Seasons Included | Seasons | Winter, WintShld, Summer | Winter, WintShld, Summer | Winter, WintShld, Summer | Winter, WintShld, Summer | Winter, WintShld, Summer | Winter, WintShld, Summer | Winter, WintShld, Summer | Winter, WintShld, Summer
NSR J P Madgett 1 - Hg Rate Annual v5.13 | 521 | 7469 | Rate Constraint in lbs/MMBtu | FALSE | L | Annual | Standard MER | lb/MMBtu | 0.015 | 0.015 | 0.015 | 0.015 | 0.015 | 0.015 | 0.015 | 0.015
NSR J P Madgett 1 - Hg Rate Annual v5.13 | 521 | 7469 | Rate Constraint in lbs/MMBtu | FALSE | L | Annual | Emissions at Affected Plants MER | lbs | 14.9555 | 12.4156 | 7.2303 | 7.9901 | 10.0602 | 10.0602 | 7.3017 | 6.5828
NSR J P Madgett 1 - Hg Rate Annual v5.13 | 521 | 7469 | Rate Constraint in lbs/MMBtu | FALSE | L | Annual | Allowances Purchased MER | lbs | 0 | 0 | 0 | 0 | 0 | 0 | 0 | 0
NSR J P Madgett 1 - Hg Rate Annual v5.13 | 521 | 7469 | Rate Constraint in lbs/MMBtu | FALSE | L | Annual | Allowances Sold MER | lbs | 0 | 0 | 0 | 0 | 0 | 0 | 0 | 0
NSR J P Madgett 1 - Hg Rate Annual v5.13 | 521 | 7469 | Rate Constraint in lbs/MMBtu | FALSE | L | Annual | Allowances Banked | lbs | 0 | 0 | 0 | 0 | 0 | 0 | 0 | 0
NSR J P Madgett 1 - Hg Rate Annual v5.13 | 521 | 7469 | Rate Constraint in lbs/MMBtu | FALSE | L | Annual | Allowances Withdrawn (1:1) | lbs | 0 | 0 | 0 | 0 | 0 | 0 | 0 | 0
NSR J P Madgett 1 - Hg Rate Annual v5.13 | 521 | 7469 | Rate Constraint in lbs/MMBtu | FALSE | L | Annual | Allowances Withdrawn (n:1) | lbs | 0 | 0 | 0 | 0 | 0 | 0 | 0 | 0
NSR J P Madgett 1 - Hg Rate Annual v5.13 | 521 | 7469 | Rate Constraint in lbs/MMBtu | FALSE | L | Annual | Net Emissions Allowance Position | lbs | 14.9555 | 12.4156 | 7.2303 | 7.9901 | 10.0602 | 10.0602 | 7.3017 | 6.5828
NSR J P Madgett 1 - Hg Rate Annual v5.13 | 521 | 7469 | Rate Constraint in lbs/MMBtu | FALSE | L | Annual | Fuel Consumed | TBtu | 26.3975 | 21.9144 | 12.7621 | 14.1031 | 17.757 | 17.757 | 12.8881 | 11.6191
NSR J P Madgett 1 - Hg Rate Annual v5.13 | 521 | 7469 | Rate Constraint in lbs/MMBtu | FALSE | L | Annual | Rate | lb/MMBtu | 5.6655e-07 | 5.6655e-07 | 5.6655e-07 | 5.6655e-07 | 5.6655e-07 | 5.6655e-07 | 5.6655e-07 | 5.6655e-07
NSR J P Madgett 1 - Hg Rate Annual v5.13 | 521 | 7469 | Rate Constraint in lbs/MMBtu | FALSE | L | Annual | Generation | TWh | 2.3483 | 1.9495 | 1.1353 | 1.2546 | 1.5797 | 1.5797 | 1.1465 | 1.0336
NSR J P Madgett 1 - Hg Rate Annual v5.13 | 521 | 7469 | Rate Constraint in lbs/MMBtu | FALSE | L | Annual | Qualifying Generation | TWh | 2.3483 | 1.9495 | 1.1353 | 1.2546 | 1.5797 | 1.5797 | 1.1465 | 1.0336
NSR J P Madgett 1 - Hg Rate Annual v5.13 | 521 | 7469 | Rate Constraint in lbs/MMBtu | FALSE | L | Annual | Rate | lb/MWh | 6.3686e-06 | 6.3686e-06 | 6.3686e-06 | 6.3686e-06 | 6.3686e-06 | 6.3686e-06 | 6.3686e-06 | 6.3686e-06
NSR J P Madgett 1 - Hg Rate Annual v5.13 | 521 | 7469 | Rate Constraint in lbs/MMBtu | FALSE | L | Annual | Constraint Shadow Price | US2019$/Lb | 0 | 0 | 0 | 0 | 0 | 0 | 0 | 0
NSR J P Madgett 1 - NOx Rate Annual v5.13 | 522 | 7466 | Rate Constraint in lbs/MMBtu | FALSE | L | Annual | Seasons Included | Seasons | Winter, WintShld, Summer | Winter, WintShld, Summer | Winter, WintShld, Summer | Winter, WintShld, Summer | Winter, WintShld, Summer | Winter, WintShld, Summer | Winter, WintShld, Summer | Winter, WintShld, Summer
NSR J P Madgett 1 - NOx Rate Annual v5.13 | 522 | 7466 | Rate Constraint in lbs/MMBtu | FALSE | L | Annual | Standard NOX | lb/MMBtu | 0.08 | 0.08 | 0.08 | 0.08 | 0.08 | 0.08 | 0.08 | 0.08
NSR J P Madgett 1 - NOx Rate Annual v5.13 | 522 | 7466 | Rate Constraint in lbs/MMBtu | FALSE | L | Annual | Emissions at Affected Plants NOX | Thousand Tons | 1.0028 | 0.83253 | 0.48483 | 0.53578 | 0.67459 | 0.67459 | 0.48962 | 0.44141
NSR J P Madgett 1 - NOx Rate Annual v5.13 | 522 | 7466 | Rate Constraint in lbs/MMBtu | FALSE | L | Annual | Allowances Purchased NOX | Thousand Tons | 0 | 0 | 0 | 0 | 0 | 0 | 0 | 0
NSR J P Madgett 1 - NOx Rate Annual v5.13 | 522 | 7466 | Rate Constraint in lbs/MMBtu | FALSE | L | Annual | Allowances Sold NOX | Thousand Tons | 0 | 0 | 0 | 0 | 0 | 0 | 0 | 0
NSR J P Madgett 1 - NOx Rate Annual v5.13 | 522 | 7466 | Rate Constraint in lbs/MMBtu | FALSE | L | Annual | Allowances Banked | Thousand Tons | 0 | 0 | 0 | 0 | 0 | 0 | 0 | 0
NSR J P Madgett 1 - NOx Rate Annual v5.13 | 522 | 7466 | Rate Constraint in lbs/MMBtu | FALSE | L | Annual | Allowances Withdrawn (1:1) | Thousand Tons | 0 | 0 | 0 | 0 | 0 | 0 | 0 | 0
NSR J P Madgett 1 - NOx Rate Annual v5.13 | 522 | 7466 | Rate Constraint in lbs/MMBtu | FALSE | L | Annual | Allowances Withdrawn (n:1) | Thousand Tons | 0 | 0 | 0 | 0 | 0 | 0 | 0 | 0
NSR J P Madgett 1 - NOx Rate Annual v5.13 | 522 | 7466 | Rate Constraint in lbs/MMBtu | FALSE | L | Annual | Net Emissions Allowance Position | Thousand Tons | 1.0028 | 0.83253 | 0.48483 | 0.53578 | 0.67459 | 0.67459 | 0.48962 | 0.44141
NSR J P Madgett 1 - NOx Rate Annual v5.13 | 522 | 7466 | Rate Constraint in lbs/MMBtu | FALSE | L | Annual | Fuel Consumed | TBtu | 26.3975 | 21.9144 | 12.7621 | 14.1031 | 17.757 | 17.757 | 12.8881 | 11.6191
NSR J P Madgett 1 - NOx Rate Annual v5.13 | 522 | 7466 | Rate Constraint in lbs/MMBtu | FALSE | L | Annual | Rate | lb/MMBtu | 0.07598 | 0.07598 | 0.07598 | 0.07598 | 0.07598 | 0.07598 | 0.07598 | 0.07598
NSR J P Madgett 1 - NOx Rate Annual v5.13 | 522 | 7466 | Rate Constraint in lbs/MMBtu | FALSE | L | Annual | Generation | TWh | 2.3483 | 1.9495 | 1.1353 | 1.2546 | 1.5797 | 1.5797 | 1.1465 | 1.0336
NSR J P Madgett 1 - NOx Rate Annual v5.13 | 522 | 7466 | Rate Constraint in lbs/MMBtu | FALSE | L | Annual | Qualifying Generation | TWh | 2.3483 | 1.9495 | 1.1353 | 1.2546 | 1.5797 | 1.5797 | 1.1465 | 1.0336
NSR J P Madgett 1 - NOx Rate Annual v5.13 | 522 | 7466 | Rate Constraint in lbs/MMBtu | FALSE | L | Annual | Rate | lb/MWh | 0.85409 | 0.85409 | 0.85409 | 0.85409 | 0.85409 | 0.85409 | 0.85409 | 0.85409
NSR J P Madgett 1 - NOx Rate Annual v5.13 | 522 | 7466 | Rate Constraint in lbs/MMBtu | FALSE | L | Annual | Constraint Shadow Price | US2019$/Ton | 0 | 0 | 0 | 0 | 0 | 0 | 0 | 0
NSR J P Madgett 1 - SO2 Rate Annual v5.13 | 523 | 7464 | Rate Constraint in lbs/MMBtu | FALSE | L | Annual | Seasons Included | Seasons | Winter, WintShld, Summer | Winter, WintShld, Summer | Winter, WintShld, Summer | Winter, WintShld, Summer | Winter, WintShld, Summer | Winter, WintShld, Summer | Winter, WintShld, Summer | Winter, WintShld, Summer
NSR J P Madgett 1 - SO2 Rate Annual v5.13 | 523 | 7464 | Rate Constraint in lbs/MMBtu | FALSE | L | Annual | Standard SO2 | lb/MMBtu | 0.09 | 0.09 | 0.09 | 0.09 | 0.09 | 0.09 | 0.09 | 0.09
NSR J P Madgett 1 - SO2 Rate Annual v5.13 | 523 | 7464 | Rate Constraint in lbs/MMBtu | FALSE | L | Annual | Emissions at Affected Plants SO2 | Thousand Tons | 1.1879 | 0.98615 | 0.57429 | 0.63464 | 0.79906 | 0.79906 | 0.57996 | 0.52286
NSR J P Madgett 1 - SO2 Rate Annual v5.13 | 523 | 7464 | Rate Constraint in lbs/MMBtu | FALSE | L | Annual | Allowances Purchased SO2 | Thousand Tons | 0 | 0 | 0 | 0 | 0 | 0 | 0 | 0
NSR J P Madgett 1 - SO2 Rate Annual v5.13 | 523 | 7464 | Rate Constraint in lbs/MMBtu | FALSE | L | Annual | Allowances Sold SO2 | Thousand Tons | 0 | 0 | 0 | 0 | 0 | 0 | 0 | 0
NSR J P Madgett 1 - SO2 Rate Annual v5.13 | 523 | 7464 | Rate Constraint in lbs/MMBtu | FALSE | L | Annual | Allowances Banked | Thousand Tons | 0 | 0 | 0 | 0 | 0 | 0 | 0 | 0
NSR J P Madgett 1 - SO2 Rate Annual v5.13 | 523 | 7464 | Rate Constraint in lbs/MMBtu | FALSE | L | Annual | Allowances Withdrawn (1:1) | Thousand Tons | 0 | 0 | 0 | 0 | 0 | 0 | 0 | 0
NSR J P Madgett 1 - SO2 Rate Annual v5.13 | 523 | 7464 | Rate Constraint in lbs/MMBtu | FALSE | L | Annual | Allowances Withdrawn (n:1) | Thousand Tons | 0 | 0 | 0 | 0 | 0 | 0 | 0 | 0
NSR J P Madgett 1 - SO2 Rate Annual v5.13 | 523 | 7464 | Rate Constraint in lbs/MMBtu | FALSE | L | Annual | Net Emissions Allowance Position | Thousand Tons | 1.1879 | 0.98615 | 0.57429 | 0.63464 | 0.79906 | 0.79906 | 0.57996 | 0.52286
NSR J P Madgett 1 - SO2 Rate Annual v5.13 | 523 | 7464 | Rate Constraint in lbs/MMBtu | FALSE | L | Annual | Fuel Consumed | TBtu | 26.3975 | 21.9144 | 12.7621 | 14.1031 | 17.757 | 17.757 | 12.8881 | 11.6191
NSR J P Madgett 1 - SO2 Rate Annual v5.13 | 523 | 7464 | Rate Constraint in lbs/MMBtu | FALSE | L | Annual | Rate | lb/MMBtu | 0.09 | 0.09 | 0.09 | 0.09 | 0.09 | 0.09 | 0.09 | 0.09
NSR J P Madgett 1 - SO2 Rate Annual v5.13 | 523 | 7464 | Rate Constraint in lbs/MMBtu | FALSE | L | Annual | Generation | TWh | 2.3483 | 1.9495 | 1.1353 | 1.2546 | 1.5797 | 1.5797 | 1.1465 | 1.0336
NSR J P Madgett 1 - SO2 Rate Annual v5.13 | 523 | 7464 | Rate Constraint in lbs/MMBtu | FALSE | L | Annual | Qualifying Generation | TWh | 2.3483 | 1.9495 | 1.1353 | 1.2546 | 1.5797 | 1.5797 | 1.1465 | 1.0336
NSR J P Madgett 1 - SO2 Rate Annual v5.13 | 523 | 7464 | Rate Constraint in lbs/MMBtu | FALSE | L | Annual | Rate | lb/MWh | 1.0117 | 1.0117 | 1.0117 | 1.0117 | 1.0117 | 1.0117 | 1.0117 | 1.0117
NSR J P Madgett 1 - SO2 Rate Annual v5.13 | 523 | 7464 | Rate Constraint in lbs/MMBtu | FALSE | L | Annual | Constraint Shadow Price | US2019$/Ton | 518.161 | 369.2354 | 75.9917 | 93.2114 | 244.3415 | 459.8352 | 668.2007 | 911.0739
NSR James Miller 3,4 - NOX Rate Annual v3.1, Unit 2582 and retrofits | 524 | 7422 | Rate Constraint in lbs/MMBtu | FALSE | L | Annual | Seasons Included | Seasons | Winter, WintShld, Summer | Winter, WintShld, Summer | Winter, WintShld, Summer | Winter, WintShld, Summer | Winter, WintShld, Summer | Winter, WintShld, Summer | Winter, WintShld, Summer | Winter, WintShld, Summer
NSR James Miller 3,4 - NOX Rate Annual v3.1, Unit 2582 and retrofits | 524 | 7422 | Rate Constraint in lbs/MMBtu | FALSE | L | Annual | Standard NOX | lb/MMBtu | 0.1 | 0.1 | 0.1 | 0.1 | 0.1 | 0.1 | 0.1 | 0.1
NSR James Miller 3,4 - NOX Rate Annual v3.1, Unit 2582 and retrofits | 524 | 7422 | Rate Constraint in lbs/MMBtu | FALSE | L | Annual | Emissions at Affected Plants NOX | Thousand Tons | 1.8845 | 1.8845 | 1.4718 | 1.4886 | 1.8514 | 1.8845 | 1.6122 | 1.5013
NSR James Miller 3,4 - NOX Rate Annual v3.1, Unit 2582 and retrofits | 524 | 7422 | Rate Constraint in lbs/MMBtu | FALSE | L | Annual | Allowances Purchased NOX | Thousand Tons | 0 | 0 | 0 | 0 | 0 | 0 | 0 | 0
NSR James Miller 3,4 - NOX Rate Annual v3.1, Unit 2582 and retrofits | 524 | 7422 | Rate Constraint in lbs/MMBtu | FALSE | L | Annual | Allowances Sold NOX | Thousand Tons | 0 | 0 | 0 | 0 | 0 | 0 | 0 | 0
NSR James Miller 3,4 - NOX Rate Annual v3.1, Unit 2582 and retrofits | 524 | 7422 | Rate Constraint in lbs/MMBtu | FALSE | L | Annual | Allowances Banked | Thousand Tons | 0 | 0 | 0 | 0 | 0 | 0 | 0 | 0
NSR James Miller 3,4 - NOX Rate Annual v3.1, Unit 2582 and retrofits | 524 | 7422 | Rate Constraint in lbs/MMBtu | FALSE | L | Annual | Allowances Withdrawn (1:1) | Thousand Tons | 0 | 0 | 0 | 0 | 0 | 0 | 0 | 0
NSR James Miller 3,4 - NOX Rate Annual v3.1, Unit 2582 and retrofits | 524 | 7422 | Rate Constraint in lbs/MMBtu | FALSE | L | Annual | Allowances Withdrawn (n:1) | Thousand Tons | 0 | 0 | 0 | 0 | 0 | 0 | 0 | 0
NSR James Miller 3,4 - NOX Rate Annual v3.1, Unit 2582 and retrofits | 524 | 7422 | Rate Constraint in lbs/MMBtu | FALSE | L | Annual | Net Emissions Allowance Position | Thousand Tons | 1.8845 | 1.8845 | 1.4718 | 1.4886 | 1.8514 | 1.8845 | 1.6122 | 1.5013
NSR James Miller 3,4 - NOX Rate Annual v3.1, Unit 2582 and retrofits | 524 | 7422 | Rate Constraint in lbs/MMBtu | FALSE | L | Annual | Fuel Consumed | TBtu | 48.6132 | 48.6132 | 37.9675 | 38.4005 | 47.7595 | 48.6132 | 41.588 | 38.7286
NSR James Miller 3,4 - NOX Rate Annual v3.1, Unit 2582 and retrofits | 524 | 7422 | Rate Constraint in lbs/MMBtu | FALSE | L | Annual | Rate | lb/MMBtu | 0.07753 | 0.07753 | 0.07753 | 0.07753 | 0.07753 | 0.07753 | 0.07753 | 0.07753
NSR James Miller 3,4 - NOX Rate Annual v3.1, Unit 2582 and retrofits | 524 | 7422 | Rate Constraint in lbs/MMBtu | FALSE | L | Annual | Generation | TWh | 4.8608 | 4.8608 | 3.7964 | 3.8397 | 4.7755 | 4.8608 | 4.1584 | 3.8725
NSR James Miller 3,4 - NOX Rate Annual v3.1, Unit 2582 and retrofits | 524 | 7422 | Rate Constraint in lbs/MMBtu | FALSE | L | Annual | Qualifying Generation | TWh | 4.8608 | 4.8608 | 3.7964 | 3.8397 | 4.7755 | 4.8608 | 4.1584 | 3.8725
NSR James Miller 3,4 - NOX Rate Annual v3.1, Unit 2582 and retrofits | 524 | 7422 | Rate Constraint in lbs/MMBtu | FALSE | L | Annual | Rate | lb/MWh | 0.77538 | 0.77538 | 0.77538 | 0.77538 | 0.77538 | 0.77538 | 0.77538 | 0.77538
NSR James Miller 3,4 - NOX Rate Annual v3.1, Unit 2582 and retrofits | 524 | 7422 | Rate Constraint in lbs/MMBtu | FALSE | L | Annual | Constraint Shadow Price | US2019$/Ton | 0 | 0 | 0 | 0 | 0 | 0 | 0 | 0
NSR James Miller 3,4 - NOX Rate Annual v3.1, Unit 2583 and retrofits | 525 | 7422 | Rate Constraint in lbs/MMBtu | FALSE | L | Annual | Seasons Included | Seasons | Winter, WintShld, Summer | Winter, WintShld, Summer | Winter, WintShld, Summer | Winter, WintShld, Summer | Winter, WintShld, Summer | Winter, WintShld, Summer | Winter, WintShld, Summer | Winter, WintShld, Summer
NSR James Miller 3,4 - NOX Rate Annual v3.1, Unit 2583 and retrofits | 525 | 7422 | Rate Constraint in lbs/MMBtu | FALSE | L | Annual | Standard NOX | lb/MMBtu | 0.1 | 0.1 | 0.1 | 0.1 | 0.1 | 0.1 | 0.1 | 0.1
NSR James Miller 3,4 - NOX Rate Annual v3.1, Unit 2583 and retrofits | 525 | 7422 | Rate Constraint in lbs/MMBtu | FALSE | L | Annual | Emissions at Affected Plants NOX | Thousand Tons | 1.625 | 1.625 | 0.90976 | 1.2833 | 1.3901 | 1.625 | 1.3901 | 1.2946
NSR James Miller 3,4 - NOX Rate Annual v3.1, Unit 2583 and retrofits | 525 | 7422 | Rate Constraint in lbs/MMBtu | FALSE | L | Annual | Allowances Purchased NOX | Thousand Tons | 0 | 0 | 0 | 0 | 0 | 0 | 0 | 0
NSR James Miller 3,4 - NOX Rate Annual v3.1, Unit 2583 and retrofits | 525 | 7422 | Rate Constraint in lbs/MMBtu | FALSE | L | Annual | Allowances Sold NOX | Thousand Tons | 0 | 0 | 0 | 0 | 0 | 0 | 0 | 0
NSR James Miller 3,4 - NOX Rate Annual v3.1, Unit 2583 and retrofits | 525 | 7422 | Rate Constraint in lbs/MMBtu | FALSE | L | Annual | Allowances Banked | Thousand Tons | 0 | 0 | 0 | 0 | 0 | 0 | 0 | 0
NSR James Miller 3,4 - NOX Rate Annual v3.1, Unit 2583 and retrofits | 525 | 7422 | Rate Constraint in lbs/MMBtu | FALSE | L | Annual | Allowances Withdrawn (1:1) | Thousand Tons | 0 | 0 | 0 | 0 | 0 | 0 | 0 | 0
NSR James Miller 3,4 - NOX Rate Annual v3.1, Unit 2583 and retrofits | 525 | 7422 | Rate Constraint in lbs/MMBtu | FALSE | L | Annual | Allowances Withdrawn (n:1) | Thousand Tons | 0 | 0 | 0 | 0 | 0 | 0 | 0 | 0
NSR James Miller 3,4 - NOX Rate Annual v3.1, Unit 2583 and retrofits | 525 | 7422 | Rate Constraint in lbs/MMBtu | FALSE | L | Annual | Net Emissions Allowance Position | Thousand Tons | 1.625 | 1.625 | 0.90976 | 1.2833 | 1.3901 | 1.625 | 1.3901 | 1.2946
NSR James Miller 3,4 - NOX Rate Annual v3.1, Unit 2583 and retrofits | 525 | 7422 | Rate Constraint in lbs/MMBtu | FALSE | L | Annual | Fuel Consumed | TBtu | 49.5118 | 49.5118 | 27.7196 | 39.1016 | 42.3568 | 49.5118 | 42.3568 | 39.4445
NSR James Miller 3,4 - NOX Rate Annual v3.1, Unit 2583 and retrofits | 525 | 7422 | Rate Constraint in lbs/MMBtu | FALSE | L | Annual | Rate | lb/MMBtu | 0.06564 | 0.06564 | 0.06564 | 0.06564 | 0.06564 | 0.06564 | 0.06564 | 0.06564
NSR James Miller 3,4 - NOX Rate Annual v3.1, Unit 2583 and retrofits | 525 | 7422 | Rate Constraint in lbs/MMBtu | FALSE | L | Annual | Generation | TWh | 4.9457 | 4.9457 | 2.7689 | 3.9059 | 4.231 | 4.9457 | 4.231 | 3.9401
NSR James Miller 3,4 - NOX Rate Annual v3.1, Unit 2583 and retrofits | 525 | 7422 | Rate Constraint in lbs/MMBtu | FALSE | L | Annual | Qualifying Generation | TWh | 4.9457 | 4.9457 | 2.7689 | 3.9059 | 4.231 | 4.9457 | 4.231 | 3.9401
NSR James Miller 3,4 - NOX Rate Annual v3.1, Unit 2583 and retrofits | 525 | 7422 | Rate Constraint in lbs/MMBtu | FALSE | L | Annual | Rate | lb/MWh | 0.65712 | 0.65712 | 0.65712 | 0.65712 | 0.65712 | 0.65712 | 0.65712 | 0.65712
NSR James Miller 3,4 - NOX Rate Annual v3.1, Unit 2583 and retrofits | 525 | 7422 | Rate Constraint in lbs/MMBtu | FALSE | L | Annual | Constraint Shadow Price | US2019$/Ton | 0 | 0 | 0 | 0 | 0 | 0 | 0 | 0
NSR Kincaid 1 & 2- Hg Rate Annual v5.13 | 526 | 7475 | Rate Constraint in lbs/MMBtu | FALSE | L | Annual | Seasons Included | Seasons | Winter, WintShld, Summer | Winter, WintShld, Summer | Winter, WintShld, Summer | Winter, WintShld, Summer | Winter, WintShld, Summer | Winter, WintShld, Summer | Winter, WintShld, Summer | Winter, WintShld, Summer
NSR Kincaid 1 & 2- Hg Rate Annual v5.13 | 526 | 7475 | Rate Constraint in lbs/MMBtu | FALSE | L | Annual | Standard MER | lb/MMBtu | 0.015 | 0.015 | 0.015 | 0.015 | 0.015 | 0.015 | 0.015 | 0.015
NSR Kincaid 1 & 2- Hg Rate Annual v5.13 | 526 | 7475 | Rate Constraint in lbs/MMBtu | FALSE | L | Annual | Emissions at Affected Plants MER | lbs | 33.6635 | 22.9344 | 0 | 0 | 0 | 0 | 0 | 0
NSR Kincaid 1 & 2- Hg Rate Annual v5.13 | 526 | 7475 | Rate Constraint in lbs/MMBtu | FALSE | L | Annual | Allowances Purchased MER | lbs | 0 | 0 | 0 | 0 | 0 | 0 | 0 | 0
NSR Kincaid 1 & 2- Hg Rate Annual v5.13 | 526 | 7475 | Rate Constraint in lbs/MMBtu | FALSE | L | Annual | Allowances Sold MER | lbs | 0 | 0 | 0 | 0 | 0 | 0 | 0 | 0
NSR Kincaid 1 & 2- Hg Rate Annual v5.13 | 526 | 7475 | Rate Constraint in lbs/MMBtu | FALSE | L | Annual | Allowances Banked | lbs | 0 | 0 | 0 | 0 | 0 | 0 | 0 | 0
NSR Kincaid 1 & 2- Hg Rate Annual v5.13 | 526 | 7475 | Rate Constraint in lbs/MMBtu | FALSE | L | Annual | Allowances Withdrawn (1:1) | lbs | 0 | 0 | 0 | 0 | 0 | 0 | 0 | 0
NSR Kincaid 1 & 2- Hg Rate Annual v5.13 | 526 | 7475 | Rate Constraint in lbs/MMBtu | FALSE | L | Annual | Allowances Withdrawn (n:1) | lbs | 0 | 0 | 0 | 0 | 0 | 0 | 0 | 0
NSR Kincaid 1 & 2- Hg Rate Annual v5.13 | 526 | 7475 | Rate Constraint in lbs/MMBtu | FALSE | L | Annual | Net Emissions Allowance Position | lbs | 33.6635 | 22.9344 | 0 | 0 | 0 | 0 | 0 | 0
NSR Kincaid 1 & 2- Hg Rate Annual v5.13 | 526 | 7475 | Rate Constraint in lbs/MMBtu | FALSE | L | Annual | Fuel Consumed | TBtu | 66.0796 | 45.0179 | 0 | 0 | 0 | 0 | 0 | 0
NSR Kincaid 1 & 2- Hg Rate Annual v5.13 | 526 | 7475 | Rate Constraint in lbs/MMBtu | FALSE | L | Annual | Rate | lb/MMBtu | 5.0944e-07 | 5.0945e-07 | 0 | 0 | 0 | 0 | 0 | 0
NSR Kincaid 1 & 2- Hg Rate Annual v5.13 | 526 | 7475 | Rate Constraint in lbs/MMBtu | FALSE | L | Annual | Generation | TWh | 6.0659 | 4.132 | 0 | 0 | 0 | 0 | 0 | 0
NSR Kincaid 1 & 2- Hg Rate Annual v5.13 | 526 | 7475 | Rate Constraint in lbs/MMBtu | FALSE | L | Annual | Qualifying Generation | TWh | 6.0659 | 4.132 | 0 | 0 | 0 | 0 | 0 | 0
NSR Kincaid 1 & 2- Hg Rate Annual v5.13 | 526 | 7475 | Rate Constraint in lbs/MMBtu | FALSE | L | Annual | Rate | lb/MWh | 5.5496e-06 | 5.5504e-06 | 0 | 0 | 0 | 0 | 0 | 0
NSR Kincaid 1 & 2- Hg Rate Annual v5.13 | 526 | 7475 | Rate Constraint in lbs/MMBtu | FALSE | L | Annual | Constraint Shadow Price | US2019$/Lb | 0 | 0 | 0 | 0 | 0 | 0 | 0 | 0
NSR Kincaid 1 & 2- NOx Cap Annual v5.13 | 527 | 7474 | Rate Constraint in MTons | FALSE | L | Annual | Seasons Included | Seasons | Winter, WintShld, Summer | Winter, WintShld, Summer | Winter, WintShld, Summer | Winter, WintShld, Summer | Winter, WintShld, Summer | Winter, WintShld, Summer | Winter, WintShld, Summer | Winter, WintShld, Summer
NSR Kincaid 1 & 2- NOx Cap Annual v5.13 | 527 | 7474 | Rate Constraint in MTons | FALSE | L | Annual | Standard NOX | Thousand Tons | 3.5 | 3.5 | 3.5 | 3.5 | 3.5 | 3.5 | 3.5 | 3.5
NSR Kincaid 1 & 2- NOx Cap Annual v5.13 | 527 | 7474 | Rate Constraint in MTons | FALSE | L | Annual | Emissions at Affected Plants NOX | Thousand Tons | 1.9223 | 1.3096 | 0 | 0 | 0 | 0 | 0 | 0
NSR Kincaid 1 & 2- NOx Cap Annual v5.13 | 527 | 7474 | Rate Constraint in MTons | FALSE | L | Annual | Allowances Purchased NOX | Thousand Tons | 0 | 0 | 0 | 0 | 0 | 0 | 0 | 0
NSR Kincaid 1 & 2- NOx Cap Annual v5.13 | 527 | 7474 | Rate Constraint in MTons | FALSE | L | Annual | Allowances Sold NOX | Thousand Tons | 0 | 0 | 0 | 0 | 0 | 0 | 0 | 0
NSR Kincaid 1 & 2- NOx Cap Annual v5.13 | 527 | 7474 | Rate Constraint in MTons | FALSE | L | Annual | Allowances Banked | Thousand Tons | 0 | 0 | 0 | 0 | 0 | 0 | 0 | 0
NSR Kincaid 1 & 2- NOx Cap Annual v5.13 | 527 | 7474 | Rate Constraint in MTons | FALSE | L | Annual | Allowances Withdrawn (1:1) | Thousand Tons | 0 | 0 | 0 | 0 | 0 | 0 | 0 | 0
NSR Kincaid 1 & 2- NOx Cap Annual v5.13 | 527 | 7474 | Rate Constraint in MTons | FALSE | L | Annual | Allowances Withdrawn (n:1) | Thousand Tons | 0 | 0 | 0 | 0 | 0 | 0 | 0 | 0
NSR Kincaid 1 & 2- NOx Cap Annual v5.13 | 527 | 7474 | Rate Constraint in MTons | FALSE | L | Annual | Net Emissions Allowance Position | Thousand Tons | 1.9223 | 1.3096 | 0 | 0 | 0 | 0 | 0 | 0
NSR Kincaid 1 & 2- NOx Cap Annual v5.13 | 527 | 7474 | Rate Constraint in MTons | FALSE | L | Annual | Fuel Consumed | TBtu | 66.0796 | 45.0179 | 0 | 0 | 0 | 0 | 0 | 0
NSR Kincaid 1 & 2- NOx Cap Annual v5.13 | 527 | 7474 | Rate Constraint in MTons | FALSE | L | Annual | Rate | lb/MMBtu | 0.058182 | 0.05818 | 0 | 0 | 0 | 0 | 0 | 0
NSR Kincaid 1 & 2- NOx Cap Annual v5.13 | 527 | 7474 | Rate Constraint in MTons | FALSE | L | Annual | Generation | TWh | 6.0659 | 4.132 | 0 | 0 | 0 | 0 | 0 | 0
NSR Kincaid 1 & 2- NOx Cap Annual v5.13 | 527 | 7474 | Rate Constraint in MTons | FALSE | L | Annual | Qualifying Generation | TWh | 6.0659 | 4.132 | 0 | 0 | 0 | 0 | 0 | 0
NSR Kincaid 1 & 2- NOx Cap Annual v5.13 | 527 | 7474 | Rate Constraint in MTons | FALSE | L | Annual | Rate | lb/MWh | 0.63382 | 0.63387 | 0 | 0 | 0 | 0 | 0 | 0
NSR Kincaid 1 & 2- NOx Cap Annual v5.13 | 527 | 7474 | Rate Constraint in MTons | FALSE | L | Annual | Constraint Shadow Price | US2019$/Ton | 0 | 0 | 0 | 0 | 0 | 0 | 0 | 0
NSR Kincaid 1 & 2- NOx Rate Annual v5.13 | 528 | 7473 | Rate Constraint in lbs/MMBtu | FALSE | L | Annual | Seasons Included | Seasons | Winter, WintShld, Summer | Winter, WintShld, Summer | Winter, WintShld, Summer | Winter, WintShld, Summer | Winter, WintShld, Summer | Winter, WintShld, Summer | Winter, WintShld, Summer | Winter, WintShld, Summer
NSR Kincaid 1 & 2- NOx Rate Annual v5.13 | 528 | 7473 | Rate Constraint in lbs/MMBtu | FALSE | L | Annual | Standard NOX | lb/MMBtu | 0.08 | 0.08 | 0.08 | 0.08 | 0.08 | 0.08 | 0.08 | 0.08
NSR Kincaid 1 & 2- NOx Rate Annual v5.13 | 528 | 7473 | Rate Constraint in lbs/MMBtu | FALSE | L | Annual | Emissions at Affected Plants NOX | Thousand Tons | 1.9223 | 1.3096 | 0 | 0 | 0 | 0 | 0 | 0
NSR Kincaid 1 & 2- NOx Rate Annual v5.13 | 528 | 7473 | Rate Constraint in lbs/MMBtu | FALSE | L | Annual | Allowances Purchased NOX | Thousand Tons | 0 | 0 | 0 | 0 | 0 | 0 | 0 | 0
NSR Kincaid 1 & 2- NOx Rate Annual v5.13 | 528 | 7473 | Rate Constraint in lbs/MMBtu | FALSE | L | Annual | Allowances Sold NOX | Thousand Tons | 0 | 0 | 0 | 0 | 0 | 0 | 0 | 0
NSR Kincaid 1 & 2- NOx Rate Annual v5.13 | 528 | 7473 | Rate Constraint in lbs/MMBtu | FALSE | L | Annual | Allowances Banked | Thousand Tons | 0 | 0 | 0 | 0 | 0 | 0 | 0 | 0
NSR Kincaid 1 & 2- NOx Rate Annual v5.13 | 528 | 7473 | Rate Constraint in lbs/MMBtu | FALSE | L | Annual | Allowances Withdrawn (1:1) | Thousand Tons | 0 | 0 | 0 | 0 | 0 | 0 | 0 | 0
NSR Kincaid 1 & 2- NOx Rate Annual v5.13 | 528 | 7473 | Rate Constraint in lbs/MMBtu | FALSE | L | Annual | Allowances Withdrawn (n:1) | Thousand Tons | 0 | 0 | 0 | 0 | 0 | 0 | 0 | 0
NSR Kincaid 1 & 2- NOx Rate Annual v5.13 | 528 | 7473 | Rate Constraint in lbs/MMBtu | FALSE | L | Annual | Net Emissions Allowance Position | Thousand Tons | 1.9223 | 1.3096 | 0 | 0 | 0 | 0 | 0 | 0
NSR Kincaid 1 & 2- NOx Rate Annual v5.13 | 528 | 7473 | Rate Constraint in lbs/MMBtu | FALSE | L | Annual | Fuel Consumed | TBtu | 66.0796 | 45.0179 | 0 | 0 | 0 | 0 | 0 | 0
NSR Kincaid 1 & 2- NOx Rate Annual v5.13 | 528 | 7473 | Rate Constraint in lbs/MMBtu | FALSE | L | Annual | Rate | lb/MMBtu | 0.058182 | 0.05818 | 0 | 0 | 0 | 0 | 0 | 0
NSR Kincaid 1 & 2- NOx Rate Annual v5.13 | 528 | 7473 | Rate Constraint in lbs/MMBtu | FALSE | L | Annual | Generation | TWh | 6.0659 | 4.132 | 0 | 0 | 0 | 0 | 0 | 0
NSR Kincaid 1 & 2- NOx Rate Annual v5.13 | 528 | 7473 | Rate Constraint in lbs/MMBtu | FALSE | L | Annual | Qualifying Generation | TWh | 6.0659 | 4.132 | 0 | 0 | 0 | 0 | 0 | 0
NSR Kincaid 1 & 2- NOx Rate Annual v5.13 | 528 | 7473 | Rate Constraint in lbs/MMBtu | FALSE | L | Annual | Rate | lb/MWh | 0.63382 | 0.63387 | 0 | 0 | 0 | 0 | 0 | 0
NSR Kincaid 1 & 2- NOx Rate Annual v5.13 | 528 | 7473 | Rate Constraint in lbs/MMBtu | FALSE | L | Annual | Constraint Shadow Price | US2019$/Ton | 0 | 0 | 0 | 0 | 0 | 0 | 0 | 0
NSR Kincaid 1 & 2- SO2 Cap Annual v5.13 | 529 | 7472 | Rate Constraint in MTons | FALSE | L | Annual | Seasons Included | Seasons | Winter, WintShld, Summer | Winter, WintShld, Summer | Winter, WintShld, Summer | Winter, WintShld, Summer | Winter, WintShld, Summer | Winter, WintShld, Summer | Winter, WintShld, Summer | Winter, WintShld, Summer
NSR Kincaid 1 & 2- SO2 Cap Annual v5.13 | 529 | 7472 | Rate Constraint in MTons | FALSE | L | Annual | Standard SO2 | Thousand Tons | 4.4 | 4.4 | 4.4 | 4.4 | 4.4 | 4.4 | 4.4 | 4.4
NSR Kincaid 1 & 2- SO2 Cap Annual v5.13 | 529 | 7472 | Rate Constraint in MTons | FALSE | L | Annual | Emissions at Affected Plants SO2 | Thousand Tons | 3.304 | 2.2509 | 0 | 0 | 0 | 0 | 0 | 0
NSR Kincaid 1 & 2- SO2 Cap Annual v5.13 | 529 | 7472 | Rate Constraint in MTons | FALSE | L | Annual | Allowances Purchased SO2 | Thousand Tons | 0 | 0 | 0 | 0 | 0 | 0 | 0 | 0
NSR Kincaid 1 & 2- SO2 Cap Annual v5.13 | 529 | 7472 | Rate Constraint in MTons | FALSE | L | Annual | Allowances Sold SO2 | Thousand Tons | 0 | 0 | 0 | 0 | 0 | 0 | 0 | 0
NSR Kincaid 1 & 2- SO2 Cap Annual v5.13 | 529 | 7472 | Rate Constraint in MTons | FALSE | L | Annual | Allowances Banked | Thousand Tons | 0 | 0 | 0 | 0 | 0 | 0 | 0 | 0
NSR Kincaid 1 & 2- SO2 Cap Annual v5.13 | 529 | 7472 | Rate Constraint in MTons | FALSE | L | Annual | Allowances Withdrawn (1:1) | Thousand Tons | 0 | 0 | 0 | 0 | 0 | 0 | 0 | 0
NSR Kincaid 1 & 2- SO2 Cap Annual v5.13 | 529 | 7472 | Rate Constraint in MTons | FALSE | L | Annual | Allowances Withdrawn (n:1) | Thousand Tons | 0 | 0 | 0 | 0 | 0 | 0 | 0 | 0
NSR Kincaid 1 & 2- SO2 Cap Annual v5.13 | 529 | 7472 | Rate Constraint in MTons | FALSE | L | Annual | Net Emissions Allowance Position | Thousand Tons | 3.304 | 2.2509 | 0 | 0 | 0 | 0 | 0 | 0
NSR Kincaid 1 & 2- SO2 Cap Annual v5.13 | 529 | 7472 | Rate Constraint in MTons | FALSE | L | Annual | Fuel Consumed | TBtu | 66.0796 | 45.0179 | 0 | 0 | 0 | 0 | 0 | 0
NSR Kincaid 1 & 2- SO2 Cap Annual v5.13 | 529 | 7472 | Rate Constraint in MTons | FALSE | L | Annual | Rate | lb/MMBtu | 0.1 | 0.1 | 0 | 0 | 0 | 0 | 0 | 0
NSR Kincaid 1 & 2- SO2 Cap Annual v5.13 | 529 | 7472 | Rate Constraint in MTons | FALSE | L | Annual | Generation | TWh | 6.0659 | 4.132 | 0 | 0 | 0 | 0 | 0 | 0
NSR Kincaid 1 & 2- SO2 Cap Annual v5.13 | 529 | 7472 | Rate Constraint in MTons | FALSE | L | Annual | Qualifying Generation | TWh | 6.0659 | 4.132 | 0 | 0 | 0 | 0 | 0 | 0
NSR Kincaid 1 & 2- SO2 Cap Annual v5.13 | 529 | 7472 | Rate Constraint in MTons | FALSE | L | Annual | Rate | lb/MWh | 1.0894 | 1.0895 | 0 | 0 | 0 | 0 | 0 | 0
NSR Kincaid 1 & 2- SO2 Cap Annual v5.13 | 529 | 7472 | Rate Constraint in MTons | FALSE | L | Annual | Constraint Shadow Price | US2019$/Ton | 0 | 0 | 0 | 0 | 0 | 0 | 0 | 0
NSR Kincaid 1 & 2- SO2 Rate Annual v5.13 | 530 | 7471 | Rate Constraint in lbs/MMBtu | FALSE | L | Annual | Seasons Included | Seasons | Winter, WintShld, Summer | Winter, WintShld, Summer | Winter, WintShld, Summer | Winter, WintShld, Summer | Winter, WintShld, Summer | Winter, WintShld, Summer | Winter, WintShld, Summer | Winter, WintShld, Summer
NSR Kincaid 1 & 2- SO2 Rate Annual v5.13 | 530 | 7471 | Rate Constraint in lbs/MMBtu | FALSE | L | Annual | Standard SO2 | lb/MMBtu | 0.1 | 0.1 | 0.1 | 0.1 | 0.1 | 0.1 | 0.1 | 0.1
NSR Kincaid 1 & 2- SO2 Rate Annual v5.13 | 530 | 7471 | Rate Constraint in lbs/MMBtu | FALSE | L | Annual | Emissions at Affected Plants SO2 | Thousand Tons | 3.304 | 2.2509 | 0 | 0 | 0 | 0 | 0 | 0
NSR Kincaid 1 & 2- SO2 Rate Annual v5.13 | 530 | 7471 | Rate Constraint in lbs/MMBtu | FALSE | L | Annual | Allowances Purchased SO2 | Thousand Tons | 0 | 0 | 0 | 0 | 0 | 0 | 0 | 0
NSR Kincaid 1 & 2- SO2 Rate Annual v5.13 | 530 | 7471 | Rate Constraint in lbs/MMBtu | FALSE | L | Annual | Allowances Sold SO2 | Thousand Tons | 0 | 0 | 0 | 0 | 0 | 0 | 0 | 0
NSR Kincaid 1 & 2- SO2 Rate Annual v5.13 | 530 | 7471 | Rate Constraint in lbs/MMBtu | FALSE | L | Annual | Allowances Banked | Thousand Tons | 0 | 0 | 0 | 0 | 0 | 0 | 0 | 0
NSR Kincaid 1 & 2- SO2 Rate Annual v5.13 | 530 | 7471 | Rate Constraint in lbs/MMBtu | FALSE | L | Annual | Allowances Withdrawn (1:1) | Thousand Tons | 0 | 0 | 0 | 0 | 0 | 0 | 0 | 0
NSR Kincaid 1 & 2- SO2 Rate Annual v5.13 | 530 | 7471 | Rate Constraint in lbs/MMBtu | FALSE | L | Annual | Allowances Withdrawn (n:1) | Thousand Tons | 0 | 0 | 0 | 0 | 0 | 0 | 0 | 0
NSR Kincaid 1 & 2- SO2 Rate Annual v5.13 | 530 | 7471 | Rate Constraint in lbs/MMBtu | FALSE | L | Annual | Net Emissions Allowance Position | Thousand Tons | 3.304 | 2.2509 | 0 | 0 | 0 | 0 | 0 | 0
NSR Kincaid 1 & 2- SO2 Rate Annual v5.13 | 530 | 7471 | Rate Constraint in lbs/MMBtu | FALSE | L | Annual | Fuel Consumed | TBtu | 66.0796 | 45.0179 | 0 | 0 | 0 | 0 | 0 | 0
NSR Kincaid 1 & 2- SO2 Rate Annual v5.13 | 530 | 7471 | Rate Constraint in lbs/MMBtu | FALSE | L | Annual | Rate | lb/MMBtu | 0.1 | 0.1 | 0 | 0 | 0 | 0 | 0 | 0
NSR Kincaid 1 & 2- SO2 Rate Annual v5.13 | 530 | 7471 | Rate Constraint in lbs/MMBtu | FALSE | L | Annual | Generation | TWh | 6.0659 | 4.132 | 0 | 0 | 0 | 0 | 0 | 0
NSR Kincaid 1 & 2- SO2 Rate Annual v5.13 | 530 | 7471 | Rate Constraint in lbs/MMBtu | FALSE | L | Annual | Qualifying Generation | TWh | 6.0659 | 4.132 | 0 | 0 | 0 | 0 | 0 | 0
NSR Kincaid 1 & 2- SO2 Rate Annual v5.13 | 530 | 7471 | Rate Constraint in lbs/MMBtu | FALSE | L | Annual | Rate | lb/MWh | 1.0894 | 1.0895 | 0 | 0 | 0 | 0 | 0 | 0
NSR Kincaid 1 & 2- SO2 Rate Annual v5.13 | 530 | 7471 | Rate Constraint in lbs/MMBtu | FALSE | L | Annual | Constraint Shadow Price | US2019$/Ton | 107606.158 | 38450.6116 | 0 | 0 | 0 | 0 | 0 | 0
NSR KU Brown Unit 3 - SO2 Cap Annual v3.1 | 531 | 7383 | Rate Constraint in MTons | FALSE | L | Annual | Seasons Included | Seasons | Winter, WintShld, Summer | Winter, WintShld, Summer | Winter, WintShld, Summer | Winter, WintShld, Summer | Winter, WintShld, Summer | Winter, WintShld, Summer | Winter, WintShld, Summer | Winter, WintShld, Summer
NSR KU Brown Unit 3 - SO2 Cap Annual v3.1 | 531 | 7383 | Rate Constraint in MTons | FALSE | L | Annual | Standard SO2 | Thousand Tons | 2.3 | 2.3 | 2.3 | 2.3 | 2.3 | 2.3 | 2.3 | 2.3
NSR KU Brown Unit 3 - SO2 Cap Annual v3.1 | 531 | 7383 | Rate Constraint in MTons | FALSE | L | Annual | Emissions at Affected Plants SO2 | Thousand Tons | 0.12407 | 0.049579 | 0 | 0 | 0 | 0 | 0 | 0
NSR KU Brown Unit 3 - SO2 Cap Annual v3.1 | 531 | 7383 | Rate Constraint in MTons | FALSE | L | Annual | Allowances Purchased SO2 | Thousand Tons | 0 | 0 | 0 | 0 | 0 | 0 | 0 | 0
NSR KU Brown Unit 3 - SO2 Cap Annual v3.1 | 531 | 7383 | Rate Constraint in MTons | FALSE | L | Annual | Allowances Sold SO2 | Thousand Tons | 0 | 0 | 0 | 0 | 0 | 0 | 0 | 0
NSR KU Brown Unit 3 - SO2 Cap Annual v3.1 | 531 | 7383 | Rate Constraint in MTons | FALSE | L | Annual | Allowances Banked | Thousand Tons | 0 | 0 | 0 | 0 | 0 | 0 | 0 | 0
NSR KU Brown Unit 3 - SO2 Cap Annual v3.1 | 531 | 7383 | Rate Constraint in MTons | FALSE | L | Annual | Allowances Withdrawn (1:1) | Thousand Tons | 0 | 0 | 0 | 0 | 0 | 0 | 0 | 0
NSR KU Brown Unit 3 - SO2 Cap Annual v3.1 | 531 | 7383 | Rate Constraint in MTons | FALSE | L | Annual | Allowances Withdrawn (n:1) | Thousand Tons | 0 | 0 | 0 | 0 | 0 | 0 | 0 | 0
NSR KU Brown Unit 3 - SO2 Cap Annual v3.1 | 531 | 7383 | Rate Constraint in MTons | FALSE | L | Annual | Net Emissions Allowance Position | Thousand Tons | 0.12407 | 0.049579 | 0 | 0 | 0 | 0 | 0 | 0
NSR KU Brown Unit 3 - SO2 Cap Annual v3.1 | 531 | 7383 | Rate Constraint in MTons | FALSE | L | Annual | Fuel Consumed | TBtu | 4.1357 | 2.2659 | 0 | 0 | 0 | 0 | 0 | 0
NSR KU Brown Unit 3 - SO2 Cap Annual v3.1 | 531 | 7383 | Rate Constraint in MTons | FALSE | L | Annual | Rate | lb/MMBtu | 0.06 | 0.04376 | 0 | 0 | 0 | 0 | 0 | 0
NSR KU Brown Unit 3 - SO2 Cap Annual v3.1 | 531 | 7383 | Rate Constraint in MTons | FALSE | L | Annual | Generation | TWh | 0.35828 | 0.1963 | 0 | 0 | 0 | 0 | 0 | 0
NSR KU Brown Unit 3 - SO2 Cap Annual v3.1 | 531 | 7383 | Rate Constraint in MTons | FALSE | L | Annual | Qualifying Generation | TWh | 0.35828 | 0.1963 | 0 | 0 | 0 | 0 | 0 | 0
NSR KU Brown Unit 3 - SO2 Cap Annual v3.1 | 531 | 7383 | Rate Constraint in MTons | FALSE | L | Annual | Rate | lb/MWh | 0.69258 | 0.50512 | 0 | 0 | 0 | 0 | 0 | 0
NSR KU Brown Unit 3 - SO2 Cap Annual v3.1 | 531 | 7383 | Rate Constraint in MTons | FALSE | L | Annual | Constraint Shadow Price | US2019$/Ton | 0 | 0 | 0 | 0 | 0 | 0 | 0 | 0
NSR KU Brown Unit 3 - SO2 Rate Annual v3.1 | 532 | 7384 | Rate Constraint in lbs/MMBtu | FALSE | L | Annual | Seasons Included | Seasons | Winter, WintShld, Summer | Winter, WintShld, Summer | Winter, WintShld, Summer | Winter, WintShld, Summer | Winter, WintShld, Summer | Winter, WintShld, Summer | Winter, WintShld, Summer | Winter, WintShld, Summer
NSR KU Brown Unit 3 - SO2 Rate Annual v3.1 | 532 | 7384 | Rate Constraint in lbs/MMBtu | FALSE | L | Annual | Standard SO2 | lb/MMBtu | 0.1 | 0.1 | 0.1 | 0.1 | 0.1 | 0.1 | 0.1 | 0.1
NSR KU Brown Unit 3 - SO2 Rate Annual v3.1 | 532 | 7384 | Rate Constraint in lbs/MMBtu | FALSE | L | Annual | Emissions at Affected Plants SO2 | Thousand Tons | 0.12407 | 0.049579 | 0 | 0 | 0 | 0 | 0 | 0
NSR KU Brown Unit 3 - SO2 Rate Annual v3.1 | 532 | 7384 | Rate Constraint in lbs/MMBtu | FALSE | L | Annual | Allowances Purchased SO2 | Thousand Tons | 0 | 0 | 0 | 0 | 0 | 0 | 0 | 0
NSR KU Brown Unit 3 - SO2 Rate Annual v3.1 | 532 | 7384 | Rate Constraint in lbs/MMBtu | FALSE | L | Annual | Allowances Sold SO2 | Thousand Tons | 0 | 0 | 0 | 0 | 0 | 0 | 0 | 0
NSR KU Brown Unit 3 - SO2 Rate Annual v3.1 | 532 | 7384 | Rate Constraint in lbs/MMBtu | FALSE | L | Annual | Allowances Banked | Thousand Tons | 0 | 0 | 0 | 0 | 0 | 0 | 0 | 0
NSR KU Brown Unit 3 - SO2 Rate Annual v3.1 | 532 | 7384 | Rate Constraint in lbs/MMBtu | FALSE | L | Annual | Allowances Withdrawn (1:1) | Thousand Tons | 0 | 0 | 0 | 0 | 0 | 0 | 0 | 0
NSR KU Brown Unit 3 - SO2 Rate Annual v3.1 | 532 | 7384 | Rate Constraint in lbs/MMBtu | FALSE | L | Annual | Allowances Withdrawn (n:1) | Thousand Tons | 0 | 0 | 0 | 0 | 0 | 0 | 0 | 0
NSR KU Brown Unit 3 - SO2 Rate Annual v3.1 | 532 | 7384 | Rate Constraint in lbs/MMBtu | FALSE | L | Annual | Net Emissions Allowance Position | Thousand Tons | 0.12407 | 0.049579 | 0 | 0 | 0 | 0 | 0 | 0
NSR KU Brown Unit 3 - SO2 Rate Annual v3.1 | 532 | 7384 | Rate Constraint in lbs/MMBtu | FALSE | L | Annual | Fuel Consumed | TBtu | 4.1357 | 2.2659 | 0 | 0 | 0 | 0 | 0 | 0
NSR KU Brown Unit 3 - SO2 Rate Annual v3.1 | 532 | 7384 | Rate Constraint in lbs/MMBtu | FALSE | L | Annual | Rate | lb/MMBtu | 0.06 | 0.04376 | 0 | 0 | 0 | 0 | 0 | 0
NSR KU Brown Unit 3 - SO2 Rate Annual v3.1 | 532 | 7384 | Rate Constraint in lbs/MMBtu | FALSE | L | Annual | Generation | TWh | 0.35828 | 0.1963 | 0 | 0 | 0 | 0 | 0 | 0
NSR KU Brown Unit 3 - SO2 Rate Annual v3.1 | 532 | 7384 | Rate Constraint in lbs/MMBtu | FALSE | L | Annual | Qualifying Generation | TWh | 0.35828 | 0.1963 | 0 | 0 | 0 | 0 | 0 | 0
NSR KU Brown Unit 3 - SO2 Rate Annual v3.1 | 532 | 7384 | Rate Constraint in lbs/MMBtu | FALSE | L | Annual | Rate | lb/MWh | 0.69258 | 0.50512 | 0 | 0 | 0 | 0 | 0 | 0
NSR KU Brown Unit 3 - SO2 Rate Annual v3.1 | 532 | 7384 | Rate Constraint in lbs/MMBtu | FALSE | L | Annual | Constraint Shadow Price | US2019$/Ton | 0 | 0 | 0 | 0 | 0 | 0 | 0 | 0
NSR Lansing Unit 4 NOX Rate v5.16 | 533 | 7512 | Rate Constraint in lbs/MMBtu | FALSE | L | Annual | Seasons Included | Seasons | Winter, WintShld, Summer | Winter, WintShld, Summer | Winter, WintShld, Summer | Winter, WintShld, Summer | Winter, WintShld, Summer | Winter, WintShld, Summer | Winter, WintShld, Summer | Winter, WintShld, Summer
NSR Lansing Unit 4 NOX Rate v5.16 | 533 | 7512 | Rate Constraint in lbs/MMBtu | FALSE | L | Annual | Standard NOX | lb/MMBtu | 0.08 | 0.08 | 0.08 | 0.08 | 0.08 | 0.08 | 0.08 | 0.08
NSR Lansing Unit 4 NOX Rate v5.16 | 533 | 7512 | Rate Constraint in lbs/MMBtu | FALSE | L | Annual | Emissions at Affected Plants NOX | Thousand Tons | 0 | 0 | 0 | 0 | 0 | 0 | 0 | 0
NSR Lansing Unit 4 NOX Rate v5.16 | 533 | 7512 | Rate Constraint in lbs/MMBtu | FALSE | L | Annual | Allowances Purchased NOX | Thousand Tons | 0 | 0 | 0 | 0 | 0 | 0 | 0 | 0
NSR Lansing Unit 4 NOX Rate v5.16 | 533 | 7512 | Rate Constraint in lbs/MMBtu | FALSE | L | Annual | Allowances Sold NOX | Thousand Tons | 0 | 0 | 0 | 0 | 0 | 0 | 0 | 0
NSR Lansing Unit 4 NOX Rate v5.16 | 533 | 7512 | Rate Constraint in lbs/MMBtu | FALSE | L | Annual | Allowances Banked | Thousand Tons | 0 | 0 | 0 | 0 | 0 | 0 | 0 | 0
NSR Lansing Unit 4 NOX Rate v5.16 | 533 | 7512 | Rate Constraint in lbs/MMBtu | FALSE | L | Annual | Allowances Withdrawn (1:1) | Thousand Tons | 0 | 0 | 0 | 0 | 0 | 0 | 0 | 0
NSR Lansing Unit 4 NOX Rate v5.16 | 533 | 7512 | Rate Constraint in lbs/MMBtu | FALSE | L | Annual | Allowances Withdrawn (n:1) | Thousand Tons | 0 | 0 | 0 | 0 | 0 | 0 | 0 | 0
NSR Lansing Unit 4 NOX Rate v5.16 | 533 | 7512 | Rate Constraint in lbs/MMBtu | FALSE | L | Annual | Net Emissions Allowance Position | Thousand Tons | 0 | 0 | 0 | 0 | 0 | 0 | 0 | 0
NSR Lansing Unit 4 NOX Rate v5.16 | 533 | 7512 | Rate Constraint in lbs/MMBtu | FALSE | L | Annual | Fuel Consumed | TBtu | 0 | 0 | 0 | 0 | 0 | 0 | 0 | 0
NSR Lansing Unit 4 NOX Rate v5.16 | 533 | 7512 | Rate Constraint in lbs/MMBtu | FALSE | L | Annual | Rate | lb/MMBtu | 0 | 0 | 0 | 0 | 0 | 0 | 0 | 0
NSR Lansing Unit 4 NOX Rate v5.16 | 533 | 7512 | Rate Constraint in lbs/MMBtu | FALSE | L | Annual | Generation | TWh | 0 | 0 | 0 | 0 | 0 | 0 | 0 | 0
NSR Lansing Unit 4 NOX Rate v5.16 | 533 | 7512 | Rate Constraint in lbs/MMBtu | FALSE | L | Annual | Qualifying Generation | TWh | 0 | 0 | 0 | 0 | 0 | 0 | 0 | 0
NSR Lansing Unit 4 NOX Rate v5.16 | 533 | 7512 | Rate Constraint in lbs/MMBtu | FALSE | L | Annual | Rate | lb/MWh | 0 | 0 | 0 | 0 | 0 | 0 | 0 | 0
NSR Lansing Unit 4 NOX Rate v5.16 | 533 | 7512 | Rate Constraint in lbs/MMBtu | FALSE | L | Annual | Constraint Shadow Price | US2019$/Ton | 0 | 0 | 0 | 0 | 0 | 0 | 0 | 0
NSR Lansing Unit 4 SO2 Rate v5.16 | 534 | 7511 | Rate Constraint in lbs/MMBtu | FALSE | L | Annual | Seasons Included | Seasons | Winter, WintShld, Summer | Winter, WintShld, Summer | Winter, WintShld, Summer | Winter, WintShld, Summer | Winter, WintShld, Summer | Winter, WintShld, Summer | Winter, WintShld, Summer | Winter, WintShld, Summer
NSR Lansing Unit 4 SO2 Rate v5.16 | 534 | 7511 | Rate Constraint in lbs/MMBtu | FALSE | L | Annual | Standard SO2 | lb/MMBtu | 0.075 | 0.075 | 0.075 | 0.075 | 0.075 | 0.075 | 0.075 | 0.075
NSR Lansing Unit 4 SO2 Rate v5.16 | 534 | 7511 | Rate Constraint in lbs/MMBtu | FALSE | L | Annual | Emissions at Affected Plants SO2 | Thousand Tons | 0 | 0 | 0 | 0 | 0 | 0 | 0 | 0
NSR Lansing Unit 4 SO2 Rate v5.16 | 534 | 7511 | Rate Constraint in lbs/MMBtu | FALSE | L | Annual | Allowances Purchased SO2 | Thousand Tons | 0 | 0 | 0 | 0 | 0 | 0 | 0 | 0
NSR Lansing Unit 4 SO2 Rate v5.16 | 534 | 7511 | Rate Constraint in lbs/MMBtu | FALSE | L | Annual | Allowances Sold SO2 | Thousand Tons | 0 | 0 | 0 | 0 | 0 | 0 | 0 | 0
NSR Lansing Unit 4 SO2 Rate v5.16 | 534 | 7511 | Rate Constraint in lbs/MMBtu | FALSE | L | Annual | Allowances Banked | Thousand Tons | 0 | 0 | 0 | 0 | 0 | 0 | 0 | 0
NSR Lansing Unit 4 SO2 Rate v5.16 | 534 | 7511 | Rate Constraint in lbs/MMBtu | FALSE | L | Annual | Allowances Withdrawn (1:1) | Thousand Tons | 0 | 0 | 0 | 0 | 0 | 0 | 0 | 0
NSR Lansing Unit 4 SO2 Rate v5.16 | 534 | 7511 | Rate Constraint in lbs/MMBtu | FALSE | L | Annual | Allowances Withdrawn (n:1) | Thousand Tons | 0 | 0 | 0 | 0 | 0 | 0 | 0 | 0
NSR Lansing Unit 4 SO2 Rate v5.16 | 534 | 7511 | Rate Constraint in lbs/MMBtu | FALSE | L | Annual | Net Emissions Allowance Position | Thousand Tons | 0 | 0 | 0 | 0 | 0 | 0 | 0 | 0
NSR Lansing Unit 4 SO2 Rate v5.16 | 534 | 7511 | Rate Constraint in lbs/MMBtu | FALSE | L | Annual | Fuel Consumed | TBtu | 0 | 0 | 0 | 0 | 0 | 0 | 0 | 0
NSR Lansing Unit 4 SO2 Rate v5.16 | 534 | 7511 | Rate Constraint in lbs/MMBtu | FALSE | L | Annual | Rate | lb/MMBtu | 0 | 0 | 0 | 0 | 0 | 0 | 0 | 0
NSR Lansing Unit 4 SO2 Rate v5.16 | 534 | 7511 | Rate Constraint in lbs/MMBtu | FALSE | L | Annual | Generation | TWh | 0 | 0 | 0 | 0 | 0 | 0 | 0 | 0
NSR Lansing Unit 4 SO2 Rate v5.16 | 534 | 7511 | Rate Constraint in lbs/MMBtu | FALSE | L | Annual | Qualifying Generation | TWh | 0 | 0 | 0 | 0 | 0 | 0 | 0 | 0
NSR Lansing Unit 4 SO2 Rate v5.16 | 534 | 7511 | Rate Constraint in lbs/MMBtu | FALSE | L | Annual | Rate | lb/MWh | 0 | 0 | 0 | 0 | 0 | 0 | 0 | 0
NSR Lansing Unit 4 SO2 Rate v5.16 | 534 | 7511 | Rate Constraint in lbs/MMBtu | FALSE | L | Annual | Constraint Shadow Price | US2019$/Ton | 0 | 0 | 0 | 0 | 0 | 0 | 0 | 0
NSR Laskin 1,2 - NOX Rate Annual v5.14 | 535 | 7491 | Rate Constraint in lbs/MMBtu | FALSE | L | Annual | Seasons Included | Seasons | Winter, WintShld, Summer | Winter, WintShld, Summer | Winter, WintShld, Summer | Winter, WintShld, Summer | Winter, WintShld, Summer | Winter, WintShld, Summer | Winter, WintShld, Summer | Winter, WintShld, Summer
NSR Laskin 1,2 - NOX Rate Annual v5.14 | 535 | 7491 | Rate Constraint in lbs/MMBtu | FALSE | L | Annual | Standard NOX | lb/MMBtu | 0.19 | 0.19 | 0.19 | 0.19 | 0.19 | 0.19 | 0.19 | 0.19
NSR Laskin 1,2 - NOX Rate Annual v5.14 | 535 | 7491 | Rate Constraint in lbs/MMBtu | FALSE | L | Annual | Emissions at Affected Plants NOX | Thousand Tons | 0 | 0 | 0 | 0 | 0 | 0 | 0 | 0
NSR Laskin 1,2 - NOX Rate Annual v5.14 | 535 | 7491 | Rate Constraint in lbs/MMBtu | FALSE | L | Annual | Allowances Purchased NOX | Thousand Tons | 0 | 0 | 0 | 0 | 0 | 0 | 0 | 0
NSR Laskin 1,2 - NOX Rate Annual v5.14 | 535 | 7491 | Rate Constraint in lbs/MMBtu | FALSE | L | Annual | Allowances Sold NOX | Thousand Tons | 0 | 0 | 0 | 0 | 0 | 0 | 0 | 0
NSR Laskin 1,2 - NOX Rate Annual v5.14 | 535 | 7491 | Rate Constraint in lbs/MMBtu | FALSE | L | Annual | Allowances Banked | Thousand Tons | 0 | 0 | 0 | 0 | 0 | 0 | 0 | 0
NSR Laskin 1,2 - NOX Rate Annual v5.14 | 535 | 7491 | Rate Constraint in lbs/MMBtu | FALSE | L | Annual | Allowances Withdrawn (1:1) | Thousand Tons | 0 | 0 | 0 | 0 | 0 | 0 | 0 | 0
NSR Laskin 1,2 - NOX Rate Annual v5.14 | 535 | 7491 | Rate Constraint in lbs/MMBtu | FALSE | L | Annual | Allowances Withdrawn (n:1) | Thousand Tons | 0 | 0 | 0 | 0 | 0 | 0 | 0 | 0
NSR Laskin 1,2 - NOX Rate Annual v5.14 | 535 | 7491 | Rate Constraint in lbs/MMBtu | FALSE | L | Annual | Net Emissions Allowance Position | Thousand Tons | 0 | 0 | 0 | 0 | 0 | 0 | 0 | 0
NSR Laskin 1,2 - NOX Rate Annual v5.14 | 535 | 7491 | Rate Constraint in lbs/MMBtu | FALSE | L | Annual | Fuel Consumed | TBtu | 0 | 0 | 0 | 0 | 0 | 0 | 0 | 0
NSR Laskin 1,2 - NOX Rate Annual v5.14 | 535 | 7491 | Rate Constraint in lbs/MMBtu | FALSE | L | Annual | Rate | lb/MMBtu | 0 | 0 | 0 | 0 | 0 | 0 | 0 | 0
NSR Laskin 1,2 - NOX Rate Annual v5.14 | 535 | 7491 | Rate Constraint in lbs/MMBtu | FALSE | L | Annual | Generation | TWh | 0 | 0 | 0 | 0 | 0 | 0 | 0 | 0
NSR Laskin 1,2 - NOX Rate Annual v5.14 | 535 | 7491 | Rate Constraint in lbs/MMBtu | FALSE | L | Annual | Qualifying Generation | TWh | 0 | 0 | 0 | 0 | 0 | 0 | 0 | 0
NSR Laskin 1,2 - NOX Rate Annual v5.14 | 535 | 7491 | Rate Constraint in lbs/MMBtu | FALSE | L | Annual | Rate | lb/MWh | 0 | 0 | 0 | 0 | 0 | 0 | 0 | 0
NSR Laskin 1,2 - NOX Rate Annual v5.14 | 535 | 7491 | Rate Constraint in lbs/MMBtu | FALSE | L | Annual | Constraint Shadow Price | US2019$/Ton | 0 | 0 | 0 | 0 | 0 | 0 | 0 | 0
NSR Laskin 1,2 - SO2 Rate Annual v5.14 | 536 | 7490 | Rate Constraint in lbs/MMBtu | FALSE | L | Annual | Seasons Included | Seasons | Winter, WintShld, Summer | Winter, WintShld, Summer | Winter, WintShld, Summer | Winter, WintShld, Summer | Winter, WintShld, Summer | Winter, WintShld, Summer | Winter, WintShld, Summer | Winter, WintShld, Summer
NSR Laskin 1,2 - SO2 Rate Annual v5.14 | 536 | 7490 | Rate Constraint in lbs/MMBtu | FALSE | L | Annual | Standard SO2 | lb/MMBtu | 0.2 | 0.2 | 0.2 | 0.2 | 0.2 | 0.2 | 0.2 | 0.2
NSR Laskin 1,2 - SO2 Rate Annual v5.14 | 536 | 7490 | Rate Constraint in lbs/MMBtu | FALSE | L | Annual | Emissions at Affected Plants SO2 | Thousand Tons | 0 | 0 | 0 | 0 | 0 | 0 | 0 | 0
NSR Laskin 1,2 - SO2 Rate Annual v5.14 | 536 | 7490 | Rate Constraint in lbs/MMBtu | FALSE | L | Annual | Allowances Purchased SO2 | Thousand Tons | 0 | 0 | 0 | 0 | 0 | 0 | 0 | 0
NSR Laskin 1,2 - SO2 Rate Annual v5.14 | 536 | 7490 | Rate Constraint in lbs/MMBtu | FALSE | L | Annual | Allowances Sold SO2 | Thousand Tons | 0 | 0 | 0 | 0 | 0 | 0 | 0 | 0
NSR Laskin 1,2 - SO2 Rate Annual v5.14 | 536 | 7490 | Rate Constraint in lbs/MMBtu | FALSE | L | Annual | Allowances Banked | Thousand Tons | 0 | 0 | 0 | 0 | 0 | 0 | 0 | 0
NSR Laskin 1,2 - SO2 Rate Annual v5.14 | 536 | 7490 | Rate Constraint in lbs/MMBtu | FALSE | L | Annual | Allowances Withdrawn (1:1) | Thousand Tons | 0 | 0 | 0 | 0 | 0 | 0 | 0 | 0
NSR Laskin 1,2 - SO2 Rate Annual v5.14 | 536 | 7490 | Rate Constraint in lbs/MMBtu | FALSE | L | Annual | Allowances Withdrawn (n:1) | Thousand Tons | 0 | 0 | 0 | 0 | 0 | 0 | 0 | 0
NSR Laskin 1,2 - SO2 Rate Annual v5.14 | 536 | 7490 | Rate Constraint in lbs/MMBtu | FALSE | L | Annual | Net Emissions Allowance Position | Thousand Tons | 0 | 0 | 0 | 0 | 0 | 0 | 0 | 0
NSR Laskin 1,2 - SO2 Rate Annual v5.14 | 536 | 7490 | Rate Constraint in lbs/MMBtu | FALSE | L | Annual | Fuel Consumed | TBtu | 0 | 0 | 0 | 0 | 0 | 0 | 0 | 0
NSR Laskin 1,2 - SO2 Rate Annual v5.14 | 536 | 7490 | Rate Constraint in lbs/MMBtu | FALSE | L | Annual | Rate | lb/MMBtu | 0 | 0 | 0 | 0 | 0 | 0 | 0 | 0
NSR Laskin 1,2 - SO2 Rate Annual v5.14 | 536 | 7490 | Rate Constraint in lbs/MMBtu | FALSE | L | Annual | Generation | TWh | 0 | 0 | 0 | 0 | 0 | 0 | 0 | 0
NSR Laskin 1,2 - SO2 Rate Annual v5.14 | 536 | 7490 | Rate Constraint in lbs/MMBtu | FALSE | L | Annual | Qualifying Generation | TWh | 0 | 0 | 0 | 0 | 0 | 0 | 0 | 0
NSR Laskin 1,2 - SO2 Rate Annual v5.14 | 536 | 7490 | Rate Constraint in lbs/MMBtu | FALSE | L | Annual | Rate | lb/MWh | 0 | 0 | 0 | 0 | 0 | 0 | 0 | 0
NSR Laskin 1,2 - SO2 Rate Annual v5.14 | 536 | 7490 | Rate Constraint in lbs/MMBtu | FALSE | L | Annual | Constraint Shadow Price | US2019$/Ton | 0 | 0 | 0 | 0 | 0 | 0 | 0 | 0
NSR Michigan City 12 - NOX Rate Annual v4.11, Unit 3587 and retrofits | 537 | 7449 | Rate Constraint in lbs/MMBtu | FALSE | L | Annual | Seasons Included | Seasons | Winter, WintShld, Summer | Winter, WintShld, Summer | Winter, WintShld, Summer | Winter, WintShld, Summer | Winter, WintShld, Summer | Winter, WintShld, Summer | Winter, WintShld, Summer | Winter, WintShld, Summer
NSR Michigan City 12 - NOX Rate Annual v4.11, Unit 3587 and retrofits | 537 | 7449 | Rate Constraint in lbs/MMBtu | FALSE | L | Annual | Standard NOX | lb/MMBtu | 0.1 | 0.1 | 0.1 | 0.1 | 0.1 | 0.1 | 0.1 | 0.1
NSR Michigan City 12 - NOX Rate Annual v4.11, Unit 3587 and retrofits | 537 | 7449 | Rate Constraint in lbs/MMBtu | FALSE | L | Annual | Emissions at Affected Plants NOX | Thousand Tons | 1.5047 | 1.5047 | 0 | 0 | 0 | 0 | 0 | 0
NSR Michigan City 12 - NOX Rate Annual v4.11, Unit 3587 and retrofits | 537 | 7449 | Rate Constraint in lbs/MMBtu | FALSE | L | Annual | Allowances Purchased NOX | Thousand Tons | 0 | 0 | 0 | 0 | 0 | 0 | 0 | 0
NSR Michigan City 12 - NOX Rate Annual v4.11, Unit 3587 and retrofits | 537 | 7449 | Rate Constraint in lbs/MMBtu | FALSE | L | Annual | Allowances Sold NOX | Thousand Tons | 0 | 0 | 0 | 0 | 0 | 0 | 0 | 0
NSR Michigan City 12 - NOX Rate Annual v4.11, Unit 3587 and retrofits | 537 | 7449 | Rate Constraint in lbs/MMBtu | FALSE | L | Annual | Allowances Banked | Thousand Tons | 0 | 0 | 0 | 0 | 0 | 0 | 0 | 0
NSR Michigan City 12 - NOX Rate Annual v4.11, Unit 3587 and retrofits | 537 | 7449 | Rate Constraint in lbs/MMBtu | FALSE | L | Annual | Allowances Withdrawn (1:1) | Thousand Tons | 0 | 0 | 0 | 0 | 0 | 0 | 0 | 0
NSR Michigan City 12 - NOX Rate Annual v4.11, Unit 3587 and retrofits | 537 | 7449 | Rate Constraint in lbs/MMBtu | FALSE | L | Annual | Allowances Withdrawn (n:1) | Thousand Tons | 0 | 0 | 0 | 0 | 0 | 0 | 0 | 0
NSR Michigan City 12 - NOX Rate Annual v4.11, Unit 3587 and retrofits | 537 | 7449 | Rate Constraint in lbs/MMBtu | FALSE | L | Annual | Net Emissions Allowance Position | Thousand Tons | 1.5047 | 1.5047 | 0 | 0 | 0 | 0 | 0 | 0
NSR Michigan City 12 - NOX Rate Annual v4.11, Unit 3587 and retrofits | 537 | 7449 | Rate Constraint in lbs/MMBtu | FALSE | L | Annual | Fuel Consumed | TBtu | 35.4287 | 35.4287 | 0 | 0 | 0 | 0 | 0 | 0
NSR Michigan City 12 - NOX Rate Annual v4.11, Unit 3587 and retrofits | 537 | 7449 | Rate Constraint in lbs/MMBtu | FALSE | L | Annual | Rate | lb/MMBtu | 0.084944 | 0.084944 | 0 | 0 | 0 | 0 | 0 | 0
NSR Michigan City 12 - NOX Rate Annual v4.11, Unit 3587 and retrofits | 537 | 7449 | Rate Constraint in lbs/MMBtu | FALSE | L | Annual | Generation | TWh | 3.251 | 3.251 | 0 | 0 | 0 | 0 | 0 | 0
NSR Michigan City 12 - NOX Rate Annual v4.11, Unit 3587 and retrofits | 537 | 7449 | Rate Constraint in lbs/MMBtu | FALSE | L | Annual | Qualifying Generation | TWh | 3.251 | 3.251 | 0 | 0 | 0 | 0 | 0 | 0
NSR Michigan City 12 - NOX Rate Annual v4.11, Unit 3587 and retrofits | 537 | 7449 | Rate Constraint in lbs/MMBtu | FALSE | L | Annual | Rate | lb/MWh | 0.92569 | 0.92569 | 0 | 0 | 0 | 0 | 0 | 0
NSR Michigan City 12 - NOX Rate Annual v4.11, Unit 3587 and retrofits | 537 | 7449 | Rate Constraint in lbs/MMBtu | FALSE | L | Annual | Constraint Shadow Price | US2019$/Ton | 0 | 0 | 0 | 0 | 0 | 0 | 0 | 0
NSR Michigan City 12 - SO2 Rate Annual v4.11, Unit 3587 and retrofits | 538 | 7448 | Rate Constraint in lbs/MMBtu | FALSE | L | Annual | Seasons Included | Seasons | Winter, WintShld, Summer | Winter, WintShld, Summer | Winter, WintShld, Summer | Winter, WintShld, Summer | Winter, WintShld, Summer | Winter, WintShld, Summer | Winter, WintShld, Summer | Winter, WintShld, Summer
NSR Michigan City 12 - SO2 Rate Annual v4.11, Unit 3587 and retrofits | 538 | 7448 | Rate Constraint in lbs/MMBtu | FALSE | L | Annual | Standard SO2 | lb/MMBtu | 0.1 | 0.1 | 0.1 | 0.1 | 0.1 | 0.1 | 0.1 | 0.1
NSR Michigan City 12 - SO2 Rate Annual v4.11, Unit 3587 and retrofits | 538 | 7448 | Rate Constraint in lbs/MMBtu | FALSE | L | Annual | Emissions at Affected Plants SO2 | Thousand Tons | 1.3497 | 1.3497 | 0 | 0 | 0 | 0 | 0 | 0
NSR Michigan City 12 - SO2 Rate Annual v4.11, Unit 3587 and retrofits | 538 | 7448 | Rate Constraint in lbs/MMBtu | FALSE | L | Annual | Allowances Purchased SO2 | Thousand Tons | 0 | 0 | 0 | 0 | 0 | 0 | 0 | 0
NSR Michigan City 12 - SO2 Rate Annual v4.11, Unit 3587 and retrofits | 538 | 7448 | Rate Constraint in lbs/MMBtu | FALSE | L | Annual | Allowances Sold SO2 | Thousand Tons | 0 | 0 | 0 | 0 | 0 | 0 | 0 | 0
NSR Michigan City 12 - SO2 Rate Annual v4.11, Unit 3587 and retrofits | 538 | 7448 | Rate Constraint in lbs/MMBtu | FALSE | L | Annual | Allowances Banked | Thousand Tons | 0 | 0 | 0 | 0 | 0 | 0 | 0 | 0
NSR Michigan City 12 - SO2 Rate Annual v4.11, Unit 3587 and retrofits | 538 | 7448 | Rate Constraint in lbs/MMBtu | FALSE | L | Annual | Allowances Withdrawn (1:1) | Thousand Tons | 0 | 0 | 0 | 0 | 0 | 0 | 0 | 0
NSR Michigan City 12 - SO2 Rate Annual v4.11, Unit 3587 and retrofits | 538 | 7448 | Rate Constraint in lbs/MMBtu | FALSE | L | Annual | Allowances Withdrawn (n:1) | Thousand Tons | 0 | 0 | 0 | 0 | 0 | 0 | 0 | 0
NSR Michigan City 12 - SO2 Rate Annual v4.11, Unit 3587 and retrofits | 538 | 7448 | Rate Constraint in lbs/MMBtu | FALSE | L | Annual | Net Emissions Allowance Position | Thousand Tons | 1.3497 | 1.3497 | 0 | 0 | 0 | 0 | 0 | 0
NSR Michigan City 12 - SO2 Rate Annual v4.11, Unit 3587 and retrofits | 538 | 7448 | Rate Constraint in lbs/MMBtu | FALSE | L | Annual | Fuel Consumed | TBtu | 35.4287 | 35.4287 | 0 | 0 | 0 | 0 | 0 | 0
NSR Michigan City 12 - SO2 Rate Annual v4.11, Unit 3587 and retrofits | 538 | 7448 | Rate Constraint in lbs/MMBtu | FALSE | L | Annual | Rate | lb/MMBtu | 0.07619 | 0.07619 | 0 | 0 | 0 | 0 | 0 | 0
NSR Michigan City 12 - SO2 Rate Annual v4.11, Unit 3587 and retrofits | 538 | 7448 | Rate Constraint in lbs/MMBtu | FALSE | L | Annual | Generation | TWh | 3.251 | 3.251 | 0 | 0 | 0 | 0 | 0 | 0
NSR Michigan City 12 - SO2 Rate Annual v4.11, Unit 3587 and retrofits | 538 | 7448 | Rate Constraint in lbs/MMBtu | FALSE | L | Annual | Qualifying Generation | TWh | 3.251 | 3.251 | 0 | 0 | 0 | 0 | 0 | 0
NSR Michigan City 12 - SO2 Rate Annual v4.11, Unit 3587 and retrofits | 538 | 7448 | Rate Constraint in lbs/MMBtu | FALSE | L | Annual | Rate | lb/MWh | 0.8303 | 0.8303 | 0 | 0 | 0 | 0 | 0 | 0
NSR Michigan City 12 - SO2 Rate Annual v4.11, Unit 3587 and retrofits | 538 | 7448 | Rate Constraint in lbs/MMBtu | FALSE | L | Annual | Constraint Shadow Price | US2019$/Ton | 0 | 0 | 0 | 0 | 0 | 0 | 0 | 0
NSR Milton Young 1,2 - NOX Rate Annual v3.1, Unit 2601 and retrofits | 539 | 7423 | Rate Constraint in lbs/MMBtu | FALSE | L | Annual | Seasons Included | Seasons | Winter, WintShld, Summer | Winter, WintShld, Summer | Winter, WintShld, Summer | Winter, WintShld, Summer | Winter, WintShld, Summer | Winter, WintShld, Summer | Winter, WintShld, Summer | Winter, WintShld, Summer
NSR Milton Young 1,2 - NOX Rate Annual v3.1, Unit 2601 and retrofits | 539 | 7423 | Rate Constraint in lbs/MMBtu | FALSE | L | Annual | Standard NOX | lb/MMBtu | 0.36 | 0.36 | 0.36 | 0.36 | 0.36 | 0.36 | 0.36 | 0.36
NSR Milton Young 1,2 - NOX Rate Annual v3.1, Unit 2601 and retrofits | 539 | 7423 | Rate Constraint in lbs/MMBtu | FALSE | L | Annual | Emissions at Affected Plants NOX | Thousand Tons | 5.2521 | 5.0473 | 4.1104 | 4.4365 | 4.911 | 4.7062 | 1.714 | 0
NSR Milton Young 1,2 - NOX Rate Annual v3.1, Unit 2601 and retrofits | 539 | 7423 | Rate Constraint in lbs/MMBtu | FALSE | L | Annual | Allowances Purchased NOX | Thousand Tons | 0 | 0 | 0 | 0 | 0 | 0 | 0 | 0
NSR Milton Young 1,2 - NOX Rate Annual v3.1, Unit 2601 and retrofits | 539 | 7423 | Rate Constraint in lbs/MMBtu | FALSE | L | Annual | Allowances Sold NOX | Thousand Tons | 0 | 0 | 0 | 0 | 0 | 0 | 0 | 0
NSR Milton Young 1,2 - NOX Rate Annual v3.1, Unit 2601 and retrofits | 539 | 7423 | Rate Constraint in lbs/MMBtu | FALSE | L | Annual | Allowances Banked | Thousand Tons | 0 | 0 | 0 | 0 | 0 | 0 | 0 | 0
NSR Milton Young 1,2 - NOX Rate Annual v3.1, Unit 2601 and retrofits | 539 | 7423 | Rate Constraint in lbs/MMBtu | FALSE | L | Annual | Allowances Withdrawn (1:1) | Thousand Tons | 0 | 0 | 0 | 0 | 0 | 0 | 0 | 0
NSR Milton Young 1,2 - NOX Rate Annual v3.1, Unit 2601 and retrofits | 539 | 7423 | Rate Constraint in lbs/MMBtu | FALSE | L | Annual | Allowances Withdrawn (n:1) | Thousand Tons | 0 | 0 | 0 | 0 | 0 | 0 | 0 | 0
NSR Milton Young 1,2 - NOX Rate Annual v3.1, Unit 2601 and retrofits | 539 | 7423 | Rate Constraint in lbs/MMBtu | FALSE | L | Annual | Net Emissions Allowance Position | Thousand Tons | 5.2521 | 5.0473 | 4.1104 | 4.4365 | 4.911 | 4.7062 | 1.714 | 0
NSR Milton Young 1,2 - NOX Rate Annual v3.1, Unit 2601 and retrofits | 539 | 7423 | Rate Constraint in lbs/MMBtu | FALSE | L | Annual | Fuel Consumed | TBtu | 37.0481 | 35.6035 | 28.9944 | 31.2946 | 34.6419 | 33.1973 | 12.0907 | 0
NSR Milton Young 1,2 - NOX Rate Annual v3.1, Unit 2601 and retrofits | 539 | 7423 | Rate Constraint in lbs/MMBtu | FALSE | L | Annual | Rate | lb/MMBtu | 0.28353 | 0.28353 | 0.28353 | 0.28353 | 0.28353 | 0.28353 | 0.28353 | 0
NSR Milton Young 1,2 - NOX Rate Annual v3.1, Unit 2601 and retrofits | 539 | 7423 | Rate Constraint in lbs/MMBtu | FALSE | L | Annual | Generation | TWh | 3.2524 | 3.1256 | 2.5454 | 2.7473 | 3.0412 | 2.9143 | 1.0614 | 0
NSR Milton Young 1,2 - NOX Rate Annual v3.1, Unit 2601 and retrofits | 539 | 7423 | Rate Constraint in lbs/MMBtu | FALSE | L | Annual | Qualifying Generation | TWh | 3.2524 | 3.1256 | 2.5454 | 2.7473 | 3.0412 | 2.9143 | 1.0614 | 0
NSR Milton Young 1,2 - NOX Rate Annual v3.1, Unit 2601 and retrofits | 539 | 7423 | Rate Constraint in lbs/MMBtu | FALSE | L | Annual | Rate | lb/MWh | 3.2297 | 3.2297 | 3.2297 | 3.2297 | 3.2297 | 3.2297 | 3.2297 | 0
NSR Milton Young 1,2 - NOX Rate Annual v3.1, Unit 2601 and retrofits | 539 | 7423 | Rate Constraint in lbs/MMBtu | FALSE | L | Annual | Constraint Shadow Price | US2019$/Ton | 0 | 0 | 0 | 0 | 0 | 0 | 0 | 0
NSR Milton Young 1,2 - NOX Rate Annual v3.1, Unit 2602 and retrofits | 540 | 7423 | Rate Constraint in lbs/MMBtu | FALSE | L | Annual | Seasons Included | Seasons | Winter, WintShld, Summer | Winter, WintShld, Summer | Winter, WintShld, Summer | Winter, WintShld, Summer | Winter, WintShld, Summer | Winter, WintShld, Summer | Winter, WintShld, Summer | Winter, WintShld, Summer
NSR Milton Young 1,2 - NOX Rate Annual v3.1, Unit 2602 and retrofits | 540 | 7423 | Rate Constraint in lbs/MMBtu | FALSE | L | Annual | Standard NOX | lb/MMBtu | 0.36 | 0.36 | 0.36 | 0.36 | 0.36 | 0.36 | 0.36 | 0.36
NSR Milton Young 1,2 - NOX Rate Annual v3.1, Unit 2602 and retrofits | 540 | 7423 | Rate Constraint in lbs/MMBtu | FALSE | L | Annual | Emissions at Affected Plants NOX | Thousand Tons | 2.6799 | 2.6256 | 2.3496 | 2.4635 | 2.4995 | 0 | 0 | 0
NSR Milton Young 1,2 - NOX Rate Annual v3.1, Unit 2602 and retrofits | 540 | 7423 | Rate Constraint in lbs/MMBtu | FALSE | L | Annual | Allowances Purchased NOX | Thousand Tons | 0 | 0 | 0 | 0 | 0 | 0 | 0 | 0
NSR Milton Young 1,2 - NOX Rate Annual v3.1, Unit 2602 and retrofits | 540 | 7423 | Rate Constraint in lbs/MMBtu | FALSE | L | Annual | Allowances Sold NOX | Thousand Tons | 0 | 0 | 0 | 0 | 0 | 0 | 0 | 0
NSR Milton Young 1,2 - NOX Rate Annual v3.1, Unit 2602 and retrofits | 540 | 7423 | Rate Constraint in lbs/MMBtu | FALSE | L | Annual | Allowances Banked | Thousand Tons | 0 | 0 | 0 | 0 | 0 | 0 | 0 | 0
NSR Milton Young 1,2 - NOX Rate Annual v3.1, Unit 2602 and retrofits | 540 | 7423 | Rate Constraint in lbs/MMBtu | FALSE | L | Annual | Allowances Withdrawn (1:1) | Thousand Tons | 0 | 0 | 0 | 0 | 0 | 0 | 0 | 0
NSR Milton Young 1,2 - NOX Rate Annual v3.1, Unit 2602 and retrofits | 540 | 7423 | Rate Constraint in lbs/MMBtu | FALSE | L | Annual | Allowances Withdrawn (n:1) | Thousand Tons | 0 | 0 | 0 | 0 | 0 | 0 | 0 | 0
NSR Milton Young 1,2 - NOX Rate Annual v3.1, Unit 2602 and retrofits | 540 | 7423 | Rate Constraint in lbs/MMBtu | FALSE | L | Annual | Net Emissions Allowance Position | Thousand Tons | 2.6799 | 2.6256 | 2.3496 | 2.4635 | 2.4995 | 0 | 0 | 0
NSR Milton Young 1,2 - NOX Rate Annual v3.1, Unit 2602 and retrofits | 540 | 7423 | Rate Constraint in lbs/MMBtu | FALSE | L | Annual | Fuel Consumed | TBtu | 20.0568 | 19.6501 | 17.5846 | 18.4371 | 18.707 | 0 | 0 | 0
NSR Milton Young 1,2 - NOX Rate Annual v3.1, Unit 2602 and retrofits | 540 | 7423 | Rate Constraint in lbs/MMBtu | FALSE | L | Annual | Rate | lb/MMBtu | 0.26723 | 0.26723 | 0.26723 | 0.26723 | 0.26723 | 0 | 0 | 0
NSR Milton Young 1,2 - NOX Rate Annual v3.1, Unit 2602 and retrofits | 540 | 7423 | Rate Constraint in lbs/MMBtu | FALSE | L | Annual | Generation | TWh | 1.7244 | 1.6895 | 1.5119 | 1.5852 | 1.6084 | 0 | 0 | 0
NSR Milton Young 1,2 - NOX Rate Annual v3.1, Unit 2602 and retrofits | 540 | 7423 | Rate Constraint in lbs/MMBtu | FALSE | L | Annual | Qualifying Generation | TWh | 1.7244 | 1.6895 | 1.5119 | 1.5852 | 1.6084 | 0 | 0 | 0
NSR Milton Young 1,2 - NOX Rate Annual v3.1, Unit 2602 and retrofits | 540 | 7423 | Rate Constraint in lbs/MMBtu | FALSE | L | Annual | Rate | lb/MWh | 3.1082 | 3.1082 | 3.1082 | 3.1082 | 3.1082 | 0 | 0 | 0
NSR Milton Young 1,2 - NOX Rate Annual v3.1, Unit 2602 and retrofits | 540 | 7423 | Rate Constraint in lbs/MMBtu | FALSE | L | Annual | Constraint Shadow Price | US2019$/Ton | 0 | 0 | 0 | 0 | 0 | 0 | 0 | 0
NSR Minnkota Power - SO2 Cap Annual v3.1 | 541 | 7385 | Rate Constraint in MTons | FALSE | L | Annual | Seasons Included | Seasons | Winter, WintShld, Summer | Winter, WintShld, Summer | Winter, WintShld, Summer | Winter, WintShld, Summer | Winter, WintShld, Summer | Winter, WintShld, Summer | Winter, WintShld, Summer | Winter, WintShld, Summer
NSR Minnkota Power - SO2 Cap Annual v3.1 | 541 | 7385 | Rate Constraint in MTons | FALSE | L | Annual | Standard SO2 | Thousand Tons | 8.5 | 8.5 | 8.5 | 8.5 | 8.5 | 8.5 | 8.5 | 8.5
NSR Minnkota Power - SO2 Cap Annual v3.1 | 541 | 7385 | Rate Constraint in MTons | FALSE | L | Annual | Emissions at Affected Plants SO2 | Thousand Tons | 2.0593 | 1.992 | 1.6768 | 1.7911 | 1.924 | 1.2249 | 0.44613 | 0
NSR Minnkota Power - SO2 Cap Annual v3.1 | 541 | 7385 | Rate Constraint in MTons | FALSE | L | Annual | Allowances Purchased SO2 | Thousand Tons | 0 | 0 | 0 | 0 | 0 | 0 | 0 | 0
NSR Minnkota Power - SO2 Cap Annual v3.1 | 541 | 7385 | Rate Constraint in MTons | FALSE | L | Annual | Allowances Sold SO2 | Thousand Tons | 0 | 0 | 0 | 0 | 0 | 0 | 0 | 0
NSR Minnkota Power - SO2 Cap Annual v3.1 | 541 | 7385 | Rate Constraint in MTons | FALSE | L | Annual | Allowances Banked | Thousand Tons | 0 | 0 | 0 | 0 | 0 | 0 | 0 | 0
NSR Minnkota Power - SO2 Cap Annual v3.1 | 541 | 7385 | Rate Constraint in MTons | FALSE | L | Annual | Allowances Withdrawn (1:1) | Thousand Tons | 0 | 0 | 0 | 0 | 0 | 0 | 0 | 0
NSR Minnkota Power - SO2 Cap Annual v3.1 | 541 | 7385 | Rate Constraint in MTons | FALSE | L | Annual | Allowances Withdrawn (n:1) | Thousand Tons | 0 | 0 | 0 | 0 | 0 | 0 | 0 | 0
NSR Minnkota Power - SO2 Cap Annual v3.1 | 541 | 7385 | Rate Constraint in MTons | FALSE | L | Annual | Net Emissions Allowance Position | Thousand Tons | 2.0593 | 1.992 | 1.6768 | 1.7911 | 1.924 | 1.2249 | 0.44613 | 0
NSR Minnkota Power - SO2 Cap Annual v3.1 | 541 | 7385 | Rate Constraint in MTons | FALSE | L | Annual | Fuel Consumed | TBtu | 57.1048 | 55.2536 | 46.579 | 49.7317 | 53.349 | 33.1973 | 12.0907 | 0
NSR Minnkota Power - SO2 Cap Annual v3.1 | 541 | 7385 | Rate Constraint in MTons | FALSE | L | Annual | Rate | lb/MMBtu | 0.072125 | 0.072104 | 0.072 | 0.072032 | 0.072128 | 0.073797 | 0.073797 | 0
NSR Minnkota Power - SO2 Cap Annual v3.1 | 541 | 7385 | Rate Constraint in MTons | FALSE | L | Annual | Generation | TWh | 4.9768 | 4.815 | 4.0572 | 4.3325 | 4.6495 | 2.9143 | 1.0614 | 0
NSR Minnkota Power - SO2 Cap Annual v3.1 | 541 | 7385 | Rate Constraint in MTons | FALSE | L | Annual | Qualifying Generation | TWh | 4.9768 | 4.815 | 4.0572 | 4.3325 | 4.6495 | 2.9143 | 1.0614 | 0
NSR Minnkota Power - SO2 Cap Annual v3.1 | 541 | 7385 | Rate Constraint in MTons | FALSE | L | Annual | Rate | lb/MWh | 0.82757 | 0.82741 | 0.82659 | 0.82684 | 0.82759 | 0.84062 | 0.84062 | 0
NSR Minnkota Power - SO2 Cap Annual v3.1 | 541 | 7385 | Rate Constraint in MTons | FALSE | L | Annual | Constraint Shadow Price | US2019$/Ton | 0 | 0 | 0 | 0 | 0 | 0 | 0 | 0
NSR Mirant Settlement - NOX Cap Annual v3.1 | 542 | 7386 | Rate Constraint in MTons | FALSE | L | Annual | Seasons Included | Seasons | Winter, WintShld, Summer | Winter, WintShld, Summer | Winter, WintShld, Summer | Winter, WintShld, Summer | Winter, WintShld, Summer | Winter, WintShld, Summer | Winter, WintShld, Summer | Winter, WintShld, Summer
NSR Mirant Settlement - NOX Cap Annual v3.1 | 542 | 7386 | Rate Constraint in MTons | FALSE | L | Annual | Standard NOX | Thousand Tons | 16 | 16 | 16 | 16 | 16 | 16 | 16 | 16
NSR Mirant Settlement - NOX Cap Annual v3.1 | 542 | 7386 | Rate Constraint in MTons | FALSE | L | Annual | Emissions at Affected Plants NOX | Thousand Tons | 0 | 0 | 0 | 0 | 0 | 0 | 0 | 0
NSR Mirant Settlement - NOX Cap Annual v3.1 | 542 | 7386 | Rate Constraint in MTons | FALSE | L | Annual | Allowances Purchased NOX | Thousand Tons | 0 | 0 | 0 | 0 | 0 | 0 | 0 | 0
NSR Mirant Settlement - NOX Cap Annual v3.1 | 542 | 7386 | Rate Constraint in MTons | FALSE | L | Annual | Allowances Sold NOX | Thousand Tons | 0 | 0 | 0 | 0 | 0 | 0 | 0 | 0
NSR Mirant Settlement - NOX Cap Annual v3.1 | 542 | 7386 | Rate Constraint in MTons | FALSE | L | Annual | Allowances Banked | Thousand Tons | 0 | 0 | 0 | 0 | 0 | 0 | 0 | 0
NSR Mirant Settlement - NOX Cap Annual v3.1 | 542 | 7386 | Rate Constraint in MTons | FALSE | L | Annual | Allowances Withdrawn (1:1) | Thousand Tons | 0 | 0 | 0 | 0 | 0 | 0 | 0 | 0
NSR Mirant Settlement - NOX Cap Annual v3.1 | 542 | 7386 | Rate Constraint in MTons | FALSE | L | Annual | Allowances Withdrawn (n:1) | Thousand Tons | 0 | 0 | 0 | 0 | 0 | 0 | 0 | 0
NSR Mirant Settlement - NOX Cap Annual v3.1 | 542 | 7386 | Rate Constraint in MTons | FALSE | L | Annual | Net Emissions Allowance Position | Thousand Tons | 0 | 0 | 0 | 0 | 0 | 0 | 0 | 0
NSR Mirant Settlement - NOX Cap Annual v3.1 | 542 | 7386 | Rate Constraint in MTons | FALSE | L | Annual | Fuel Consumed | TBtu | 0 | 0 | 0 | 0 | 0 | 0 | 0 | 0
NSR Mirant Settlement - NOX Cap Annual v3.1 | 542 | 7386 | Rate Constraint in MTons | FALSE | L | Annual | Rate | lb/MMBtu | 0 | 0 | 0 | 0 | 0 | 0 | 0 | 0
NSR Mirant Settlement - NOX Cap Annual v3.1 | 542 | 7386 | Rate Constraint in MTons | FALSE | L | Annual | Generation | TWh | 0 | 0 | 0 | 0 | 0 | 0 | 0 | 0
NSR Mirant Settlement - NOX Cap Annual v3.1 | 542 | 7386 | Rate Constraint in MTons | FALSE | L | Annual | Qualifying Generation | TWh | 0 | 0 | 0 | 0 | 0 | 0 | 0 | 0
NSR Mirant Settlement - NOX Cap Annual v3.1 | 542 | 7386 | Rate Constraint in MTons | FALSE | L | Annual | Rate | lb/MWh | 0 | 0 | 0 | 0 | 0 | 0 | 0 | 0
NSR Mirant Settlement - NOX Cap Annual v3.1 | 542 | 7386 | Rate Constraint in MTons | FALSE | L | Annual | Constraint Shadow Price | US2019$/Ton | 0 | 0 | 0 | 0 | 0 | 0 | 0 | 0
NSR Mirant Settlement - NOX Cap Summer v3.1 | 543 | 7387 | Rate Constraint in MTons | FALSE | L | Annual | Seasons Included | Seasons | Summer | Summer | Summer | Summer | Summer | Summer | Summer | Summer
NSR Mirant Settlement - NOX Cap Summer v3.1 | 543 | 7387 | Rate Constraint in MTons | FALSE | L | Annual | Standard NOX | Thousand Tons | 5.2 | 5.2 | 5.2 | 5.2 | 5.2 | 5.2 | 5.2 | 5.2
NSR Mirant Settlement - NOX Cap Summer v3.1 | 543 | 7387 | Rate Constraint in MTons | FALSE | L | Annual | Emissions at Affected Plants NOX | Thousand Tons | 0 | 0 | 0 | 0 | 0 | 0 | 0 | 0
NSR Mirant Settlement - NOX Cap Summer v3.1 | 543 | 7387 | Rate Constraint in MTons | FALSE | L | Annual | Allowances Purchased NOX | Thousand Tons | 0 | 0 | 0 | 0 | 0 | 0 | 0 | 0
NSR Mirant Settlement - NOX Cap Summer v3.1 | 543 | 7387 | Rate Constraint in MTons | FALSE | L | Annual | Allowances Sold NOX | Thousand Tons | 0 | 0 | 0 | 0 | 0 | 0 | 0 | 0
NSR Mirant Settlement - NOX Cap Summer v3.1 | 543 | 7387 | Rate Constraint in MTons | FALSE | L | Annual | Allowances Banked | Thousand Tons | 0 | 0 | 0 | 0 | 0 | 0 | 0 | 0
NSR Mirant Settlement - NOX Cap Summer v3.1 | 543 | 7387 | Rate Constraint in MTons | FALSE | L | Annual | Allowances Withdrawn (1:1) | Thousand Tons | 0 | 0 | 0 | 0 | 0 | 0 | 0 | 0
NSR Mirant Settlement - NOX Cap Summer v3.1 | 543 | 7387 | Rate Constraint in MTons | FALSE | L | Annual | Allowances Withdrawn (n:1) | Thousand Tons | 0 | 0 | 0 | 0 | 0 | 0 | 0 | 0
NSR Mirant Settlement - NOX Cap Summer v3.1 | 543 | 7387 | Rate Constraint in MTons | FALSE | L | Annual | Net Emissions Allowance Position | Thousand Tons | 0 | 0 | 0 | 0 | 0 | 0 | 0 | 0
NSR Mirant Settlement - NOX Cap Summer v3.1 | 543 | 7387 | Rate Constraint in MTons | FALSE | L | Annual | Fuel Consumed | TBtu | 0 | 0 | 0 | 0 | 0 | 0 | 0 | 0
NSR Mirant Settlement - NOX Cap Summer v3.1 | 543 | 7387 | Rate Constraint in MTons | FALSE | L | Annual | Rate | lb/MMBtu | 0 | 0 | 0 | 0 | 0 | 0 | 0 | 0
NSR Mirant Settlement - NOX Cap Summer v3.1 | 543 | 7387 | Rate Constraint in MTons | FALSE | L | Annual | Generation | TWh | 0 | 0 | 0 | 0 | 0 | 0 | 0 | 0
NSR Mirant Settlement - NOX Cap Summer v3.1 | 543 | 7387 | Rate Constraint in MTons | FALSE | L | Annual | Qualifying Generation | TWh | 0 | 0 | 0 | 0 | 0 | 0 | 0 | 0
NSR Mirant Settlement - NOX Cap Summer v3.1 | 543 | 7387 | Rate Constraint in MTons | FALSE | L | Annual | Rate | lb/MWh | 0 | 0 | 0 | 0 | 0 | 0 | 0 | 0
NSR Mirant Settlement - NOX Cap Summer v3.1 | 543 | 7387 | Rate Constraint in MTons | FALSE | L | Annual | Constraint Shadow Price | US2019$/Ton | 0 | 0 | 0 | 0 | 0 | 0 | 0 | 0
NSR Mirant Settlement - NOX Rate Summer v3.1 | 544 | 7388 | Rate Constraint in lbs/MMBtu | FALSE | L | Annual | Seasons Included | Seasons | Summer | Summer | Summer | Summer | Summer | Summer | Summer | Summer
NSR Mirant Settlement - NOX Rate Summer v3.1 | 544 | 7388 | Rate Constraint in lbs/MMBtu | FALSE | L | Annual | Standard NOX | lb/MMBtu | 0.15 | 0.15 | 0.15 | 0.15 | 0.15 | 0.15 | 0.15 | 0.15
NSR Mirant Settlement - NOX Rate Summer v3.1 | 544 | 7388 | Rate Constraint in lbs/MMBtu | FALSE | L | Annual | Emissions at Affected Plants NOX | Thousand Tons | 0 | 0 | 0 | 0 | 0 | 0 | 0 | 0
NSR Mirant Settlement - NOX Rate Summer v3.1 | 544 | 7388 | Rate Constraint in lbs/MMBtu | FALSE | L | Annual | Allowances Purchased NOX | Thousand Tons | 0 | 0 | 0 | 0 | 0 | 0 | 0 | 0
NSR Mirant Settlement - NOX Rate Summer v3.1 | 544 | 7388 | Rate Constraint in lbs/MMBtu | FALSE | L | Annual | Allowances Sold NOX | Thousand Tons | 0 | 0 | 0 | 0 | 0 | 0 | 0 | 0
NSR Mirant Settlement - NOX Rate Summer v3.1 | 544 | 7388 | Rate Constraint in lbs/MMBtu | FALSE | L | Annual | Allowances Banked | Thousand Tons | 0 | 0 | 0 | 0 | 0 | 0 | 0 | 0
NSR Mirant Settlement - NOX Rate Summer v3.1 | 544 | 7388 | Rate Constraint in lbs/MMBtu | FALSE | L | Annual | Allowances Withdrawn (1:1) | Thousand Tons | 0 | 0 | 0 | 0 | 0 | 0 | 0 | 0
NSR Mirant Settlement - NOX Rate Summer v3.1 | 544 | 7388 | Rate Constraint in lbs/MMBtu | FALSE | L | Annual | Allowances Withdrawn (n:1) | Thousand Tons | 0 | 0 | 0 | 0 | 0 | 0 | 0 | 0
NSR Mirant Settlement - NOX Rate Summer v3.1 | 544 | 7388 | Rate Constraint in lbs/MMBtu | FALSE | L | Annual | Net Emissions Allowance Position | Thousand Tons | 0 | 0 | 0 | 0 | 0 | 0 | 0 | 0
NSR Mirant Settlement - NOX Rate Summer v3.1 | 544 | 7388 | Rate Constraint in lbs/MMBtu | FALSE | L | Annual | Fuel Consumed | TBtu | 0 | 0 | 0 | 0 | 0 | 0 | 0 | 0
NSR Mirant Settlement - NOX Rate Summer v3.1 | 544 | 7388 | Rate Constraint in lbs/MMBtu | FALSE | L | Annual | Rate | lb/MMBtu | 0 | 0 | 0 | 0 | 0 | 0 | 0 | 0
NSR Mirant Settlement - NOX Rate Summer v3.1 | 544 | 7388 | Rate Constraint in lbs/MMBtu | FALSE | L | Annual | Generation | TWh | 0 | 0 | 0 | 0 | 0 | 0 | 0 | 0
NSR Mirant Settlement - NOX Rate Summer v3.1 | 544 | 7388 | Rate Constraint in lbs/MMBtu | FALSE | L | Annual | Qualifying Generation | TWh | 0 | 0 | 0 | 0 | 0 | 0 | 0 | 0
NSR Mirant Settlement - NOX Rate Summer v3.1 | 544 | 7388 | Rate Constraint in lbs/MMBtu | FALSE | L | Annual | Rate | lb/MWh | 0 | 0 | 0 | 0 | 0 | 0 | 0 | 0
NSR Mirant Settlement - NOX Rate Summer v3.1 | 544 | 7388 | Rate Constraint in lbs/MMBtu | FALSE | L | Annual | Constraint Shadow Price | US2019$/Ton | 0 | 0 | 0 | 0 | 0 | 0 | 0 | 0
NSR Morgantown G P 1,2 - NOX Rate Annual v3.1, Unit 3794 and retrofits | 545 | 7440 | Rate Constraint in lbs/MMBtu | FALSE | L | Annual | Seasons Included | Seasons | Winter, WintShld, Summer | Winter, WintShld, Summer | Winter, WintShld, Summer | Winter, WintShld, Summer | Winter, WintShld, Summer | Winter, WintShld, Summer | Winter, WintShld, Summer | Winter, WintShld, Summer
NSR Morgantown G P 1,2 - NOX Rate Annual v3.1, Unit 3794 and retrofits | 545 | 7440 | Rate Constraint in lbs/MMBtu | FALSE | L | Annual | Standard NOX | lb/MMBtu | 0.1 | 0.1 | 0.1 | 0.1 | 0.1 | 0.1 | 0.1 | 0.1
NSR Morgantown G P 1,2 - NOX Rate Annual v3.1, Unit 3794 and retrofits | 545 | 7440 | Rate Constraint in lbs/MMBtu | FALSE | L | Annual | Emissions at Affected Plants NOX | Thousand Tons | 0 | 0 | 0 | 0 | 0 | 0 | 0 | 0
NSR Morgantown G P 1,2 - NOX Rate Annual v3.1, Unit 3794 and retrofits | 545 | 7440 | Rate Constraint in lbs/MMBtu | FALSE | L | Annual | Allowances Purchased NOX | Thousand Tons | 0 | 0 | 0 | 0 | 0 | 0 | 0 | 0
NSR Morgantown G P 1,2 - NOX Rate Annual v3.1, Unit 3794 and retrofits | 545 | 7440 | Rate Constraint in lbs/MMBtu | FALSE | L | Annual | Allowances Sold NOX | Thousand Tons | 0 | 0 | 0 | 0 | 0 | 0 | 0 | 0
NSR Morgantown G P 1,2 - NOX Rate Annual v3.1, Unit 3794 and retrofits | 545 | 7440 | Rate Constraint in lbs/MMBtu | FALSE | L | Annual | Allowances Banked | Thousand Tons | 0 | 0 | 0 | 0 | 0 | 0 | 0 | 0
NSR Morgantown G P 1,2 - NOX Rate Annual v3.1, Unit 3794 and retrofits | 545 | 7440 | Rate Constraint in lbs/MMBtu | FALSE | L | Annual | Allowances Withdrawn (1:1) | Thousand Tons | 0 | 0 | 0 | 0 | 0 | 0 | 0 | 0
NSR Morgantown G P 1,2 - NOX Rate Annual v3.1, Unit 3794 and retrofits | 545 | 7440 | Rate Constraint in lbs/MMBtu | FALSE | L | Annual | Allowances Withdrawn (n:1) | Thousand Tons | 0 | 0 | 0 | 0 | 0 | 0 | 0 | 0
NSR Morgantown G P 1,2 - NOX Rate Annual v3.1, Unit 3794 and retrofits | 545 | 7440 | Rate Constraint in lbs/MMBtu | FALSE | L | Annual | Net Emissions Allowance Position | Thousand Tons | 0 | 0 | 0 | 0 | 0 | 0 | 0 | 0
NSR Morgantown G P 1,2 - NOX Rate Annual v3.1, Unit 3794 and retrofits | 545 | 7440 | Rate Constraint in lbs/MMBtu | FALSE | L | Annual | Fuel Consumed | TBtu | 0 | 0 | 0 | 0 | 0 | 0 | 0 | 0
NSR Morgantown G P 1,2 - NOX Rate Annual v3.1, Unit 3794 and retrofits | 545 | 7440 | Rate Constraint in lbs/MMBtu | FALSE | L | Annual | Rate | lb/MMBtu | 0 | 0 | 0 | 0 | 0 | 0 | 0 | 0
NSR Morgantown G P 1,2 - NOX Rate Annual v3.1, Unit 3794 and retrofits | 545 | 7440 | Rate Constraint in lbs/MMBtu | FALSE | L | Annual | Generation | TWh | 0 | 0 | 0 | 0 | 0 | 0 | 0 | 0
NSR Morgantown G P 1,2 - NOX Rate Annual v3.1, Unit 3794 and retrofits | 545 | 7440 | Rate Constraint in lbs/MMBtu | FALSE | L | Annual | Qualifying Generation | TWh | 0 | 0 | 0 | 0 | 0 | 0 | 0 | 0
NSR Morgantown G P 1,2 - NOX Rate Annual v3.1, Unit 3794 and retrofits | 545 | 7440 | Rate Constraint in lbs/MMBtu | FALSE | L | Annual | Rate | lb/MWh | 0 | 0 | 0 | 0 | 0 | 0 | 0 | 0
NSR Morgantown G P 1,2 - NOX Rate Annual v3.1, Unit 3794 and retrofits | 545 | 7440 | Rate Constraint in lbs/MMBtu | FALSE | L | Annual | Constraint Shadow Price | US2019$/Ton | 0 | 0 | 0 | 0 | 0 | 0 | 0 | 0
NSR Morgantown G P 1,2 - NOX Rate Annual v3.1, Unit 3795 and retrofits | 546 | 7440 | Rate Constraint in lbs/MMBtu | FALSE | L | Annual | Seasons Included | Seasons | Winter, WintShld, Summer | Winter, WintShld, Summer | Winter, WintShld, Summer | Winter, WintShld, Summer | Winter, WintShld, Summer | Winter, WintShld, Summer | Winter, WintShld, Summer | Winter, WintShld, Summer
NSR Morgantown G P 1,2 - NOX Rate Annual v3.1, Unit 3795 and retrofits | 546 | 7440 | Rate Constraint in lbs/MMBtu | FALSE | L | Annual | Standard NOX | lb/MMBtu | 0.1 | 0.1 | 0.1 | 0.1 | 0.1 | 0.1 | 0.1 | 0.1
NSR Morgantown G P 1,2 - NOX Rate Annual v3.1, Unit 3795 and retrofits | 546 | 7440 | Rate Constraint in lbs/MMBtu | FALSE | L | Annual | Emissions at Affected Plants NOX | Thousand Tons | 0 | 0 | 0 | 0 | 0 | 0 | 0 | 0
NSR Morgantown G P 1,2 - NOX Rate Annual v3.1, Unit 3795 and retrofits | 546 | 7440 | Rate Constraint in lbs/MMBtu | FALSE | L | Annual | Allowances Purchased NOX | Thousand Tons | 0 | 0 | 0 | 0 | 0 | 0 | 0 | 0
NSR Morgantown G P 1,2 - NOX Rate Annual v3.1, Unit 3795 and retrofits | 546 | 7440 | Rate Constraint in lbs/MMBtu | FALSE | L | Annual | Allowances Sold NOX | Thousand Tons | 0 | 0 | 0 | 0 | 0 | 0 | 0 | 0
NSR Morgantown G P 1,2 - NOX Rate Annual v3.1, Unit 3795 and retrofits | 546 | 7440 | Rate Constraint in lbs/MMBtu | FALSE | L | Annual | Allowances Banked | Thousand Tons | 0 | 0 | 0 | 0 | 0 | 0 | 0 | 0
NSR Morgantown G P 1,2 - NOX Rate Annual v3.1, Unit 3795 and retrofits | 546 | 7440 | Rate Constraint in lbs/MMBtu | FALSE | L | Annual | Allowances Withdrawn (1:1) | Thousand Tons | 0 | 0 | 0 | 0 | 0 | 0 | 0 | 0
NSR Morgantown G P 1,2 - NOX Rate Annual v3.1, Unit 3795 and retrofits | 546 | 7440 | Rate Constraint in lbs/MMBtu | FALSE | L | Annual | Allowances Withdrawn (n:1) | Thousand Tons | 0 | 0 | 0 | 0 | 0 | 0 | 0 | 0
NSR Morgantown G P 1,2 - NOX Rate Annual v3.1, Unit 3795 and retrofits | 546 | 7440 | Rate Constraint in lbs/MMBtu | FALSE | L | Annual | Net Emissions Allowance Position | Thousand Tons | 0 | 0 | 0 | 0 | 0 | 0 | 0 | 0
NSR Morgantown G P 1,2 - NOX Rate Annual v3.1, Unit 3795 and retrofits | 546 | 7440 | Rate Constraint in lbs/MMBtu | FALSE | L | Annual | Fuel Consumed | TBtu | 0 | 0 | 0 | 0 | 0 | 0 | 0 | 0
NSR Morgantown G P 1,2 - NOX Rate Annual v3.1, Unit 3795 and retrofits | 546 | 7440 | Rate Constraint in lbs/MMBtu | FALSE | L | Annual | Rate | lb/MMBtu | 0 | 0 | 0 | 0 | 0 | 0 | 0 | 0
NSR Morgantown G P 1,2 - NOX Rate Annual v3.1, Unit 3795 and retrofits | 546 | 7440 | Rate Constraint in lbs/MMBtu | FALSE | L | Annual | Generation | TWh | 0 | 0 | 0 | 0 | 0 | 0 | 0 | 0
NSR Morgantown G P 1,2 - NOX Rate Annual v3.1, Unit 3795 and retrofits | 546 | 7440 | Rate Constraint in lbs/MMBtu | FALSE | L | Annual | Qualifying Generation | TWh | 0 | 0 | 0 | 0 | 0 | 0 | 0 | 0
NSR Morgantown G P 1,2 - NOX Rate Annual v3.1, Unit 3795 and retrofits | 546 | 7440 | Rate Constraint in lbs/MMBtu | FALSE | L | Annual | Rate | lb/MWh | 0 | 0 | 0 | 0 | 0 | 0 | 0 | 0
NSR Morgantown G P 1,2 - NOX Rate Annual v3.1, Unit 3795 and retrofits | 546 | 7440 | Rate Constraint in lbs/MMBtu | FALSE | L | Annual | Constraint Shadow Price | US2019$/Ton | 0 | 0 | 0 | 0 | 0 | 0 | 0 | 0
NSR Mt Storm 1-3 - NOX Rate Annual v3.1, Unit 3855 and retrofits | 547 | 7430 | Rate Constraint in lbs/MMBtu | FALSE | L | Annual | Seasons Included | Seasons | Winter, WintShld, Summer | Winter, WintShld, Summer | Winter, WintShld, Summer | Winter, WintShld, Summer | Winter, WintShld, Summer | Winter, WintShld, Summer | Winter, WintShld, Summer | Winter, WintShld, Summer
NSR Mt Storm 1-3 - NOX Rate Annual v3.1, Unit 3855 and retrofits | 547 | 7430 | Rate Constraint in lbs/MMBtu | FALSE | L | Annual | Standard NOX | lb/MMBtu | 0.11 | 0.11 | 0.11 | 0.11 | 0.11 | 0.11 | 0.11 | 0.11
NSR Mt Storm 1-3 - NOX Rate Annual v3.1, Unit 3855 and retrofits | 547 | 7430 | Rate Constraint in lbs/MMBtu | FALSE | L | Annual | Emissions at Affected Plants NOX | Thousand Tons | 1.3652 | 1.1174 | 0.39728 | 0.39728 | 0.75345 | 1.143 | 0.30142 | 0
NSR Mt Storm 1-3 - NOX Rate Annual v3.1, Unit 3855 and retrofits | 547 | 7430 | Rate Constraint in lbs/MMBtu | FALSE | L | Annual | Allowances Purchased NOX | Thousand Tons | 0 | 0 | 0 | 0 | 0 | 0 | 0 | 0
NSR Mt Storm 1-3 - NOX Rate Annual v3.1, Unit 3855 and retrofits | 547 | 7430 | Rate Constraint in lbs/MMBtu | FALSE | L | Annual | Allowances Sold NOX | Thousand Tons | 0 | 0 | 0 | 0 | 0 | 0 | 0 | 0
NSR Mt Storm 1-3 - NOX Rate Annual v3.1, Unit 3855 and retrofits | 547 | 7430 | Rate Constraint in lbs/MMBtu | FALSE | L | Annual | Allowances Banked | Thousand Tons | 0 | 0 | 0 | 0 | 0 | 0 | 0 | 0
NSR Mt Storm 1-3 - NOX Rate Annual v3.1, Unit 3855 and retrofits | 547 | 7430 | Rate Constraint in lbs/MMBtu | FALSE | L | Annual | Allowances Withdrawn (1:1) | Thousand Tons | 0 | 0 | 0 | 0 | 0 | 0 | 0 | 0
NSR Mt Storm 1-3 - NOX Rate Annual v3.1, Unit 3855 and retrofits | 547 | 7430 | Rate Constraint in lbs/MMBtu | FALSE | L | Annual | Allowances Withdrawn (n:1) | Thousand Tons | 0 | 0 | 0 | 0 | 0 | 0 | 0 | 0
NSR Mt Storm 1-3 - NOX Rate Annual v3.1, Unit 3855 and retrofits | 547 | 7430 | Rate Constraint in lbs/MMBtu | FALSE | L | Annual | Net Emissions Allowance Position | Thousand Tons | 1.3652 | 1.1174 | 0.39728 | 0.39728 | 0.75345 | 1.143 | 0.30142 | 0
NSR Mt Storm 1-3 - NOX Rate Annual v3.1, Unit 3855 and retrofits | 547 | 7430 | Rate Constraint in lbs/MMBtu | FALSE | L | Annual | Fuel Consumed | TBtu | 36.8919 | 30.1959 | 10.7357 | 10.7357 | 20.3608 | 30.887 | 8.1453 | 0
NSR Mt Storm 1-3 - NOX Rate Annual v3.1, Unit 3855 and retrofits | 547 | 7430 | Rate Constraint in lbs/MMBtu | FALSE | L | Annual | Rate | lb/MMBtu | 0.07401 | 0.07401 | 0.07401 | 0.07401 | 0.07401 | 0.07401 | 0.07401 | 0
NSR Mt Storm 1-3 - NOX Rate Annual v3.1, Unit 3855 and retrofits | 547 | 7430 | Rate Constraint in lbs/MMBtu | FALSE | L | Annual | Generation | TWh | 3.6548 | 2.9915 | 1.0636 | 1.0636 | 2.0171 | 3.0599 | 0.80695 | 0
NSR Mt Storm 1-3 - NOX Rate Annual v3.1, Unit 3855 and retrofits | 547 | 7430 | Rate Constraint in lbs/MMBtu | FALSE | L | Annual | Qualifying Generation | TWh | 3.6548 | 2.9915 | 1.0636 | 1.0636 | 2.0171 | 3.0599 | 0.80695 | 0
NSR Mt Storm 1-3 - NOX Rate Annual v3.1, Unit 3855 and retrofits | 547 | 7430 | Rate Constraint in lbs/MMBtu | FALSE | L | Annual | Rate | lb/MWh | 0.74706 | 0.74706 | 0.74706 | 0.74706 | 0.74706 | 0.74706 | 0.74706 | 0
NSR Mt Storm 1-3 - NOX Rate Annual v3.1, Unit 3855 and retrofits | 547 | 7430 | Rate Constraint in lbs/MMBtu | FALSE | L | Annual | Constraint Shadow Price | US2019$/Ton | 0 | 0 | 0 | 0 | 0 | 0 | 0 | 0
NSR Mt Storm 1-3 - NOX Rate Annual v3.1, Unit 3856 and retrofits | 548 | 7430 | Rate Constraint in lbs/MMBtu | FALSE | L | Annual | Seasons Included | Seasons | Winter, WintShld, Summer | Winter, WintShld, Summer | Winter, WintShld, Summer | Winter, WintShld, Summer | Winter, WintShld, Summer | Winter, WintShld, Summer | Winter, WintShld, Summer | Winter, WintShld, Summer
NSR Mt Storm 1-3 - NOX Rate Annual v3.1, Unit 3856 and retrofits | 548 | 7430 | Rate Constraint in lbs/MMBtu | FALSE | L | Annual | Standard NOX | lb/MMBtu | 0.11 | 0.11 | 0.11 | 0.11 | 0.11 | 0.11 | 0.11 | 0.11
NSR Mt Storm 1-3 - NOX Rate Annual v3.1, Unit 3856 and retrofits | 548 | 7430 | Rate Constraint in lbs/MMBtu | FALSE | L | Annual | Emissions at Affected Plants NOX | Thousand Tons | 1.515 | 1.1662 | 0.41959 | 0.78605 | 0.78605 | 1.3397 | 1.029 | 0
NSR Mt Storm 1-3 - NOX Rate Annual v3.1, Unit 3856 and retrofits | 548 | 7430 | Rate Constraint in lbs/MMBtu | FALSE | L | Annual | Allowances Purchased NOX | Thousand Tons | 0 | 0 | 0 | 0 | 0 | 0 | 0 | 0
NSR Mt Storm 1-3 - NOX Rate Annual v3.1, Unit 3856 and retrofits | 548 | 7430 | Rate Constraint in lbs/MMBtu | FALSE | L | Annual | Allowances Sold NOX | Thousand Tons | 0 | 0 | 0 | 0 | 0 | 0 | 0 | 0
NSR Mt Storm 1-3 - NOX Rate Annual v3.1, Unit 3856 and retrofits | 548 | 7430 | Rate Constraint in lbs/MMBtu | FALSE | L | Annual | Allowances Banked | Thousand Tons | 0 | 0 | 0 | 0 | 0 | 0 | 0 | 0
NSR Mt Storm 1-3 - NOX Rate Annual v3.1, Unit 3856 and retrofits | 548 | 7430 | Rate Constraint in lbs/MMBtu | FALSE | L | Annual | Allowances Withdrawn (1:1) | Thousand Tons | 0 | 0 | 0 | 0 | 0 | 0 | 0 | 0
NSR Mt Storm 1-3 - NOX Rate Annual v3.1, Unit 3856 and retrofits | 548 | 7430 | Rate Constraint in lbs/MMBtu | FALSE | L | Annual | Allowances Withdrawn (n:1) | Thousand Tons | 0 | 0 | 0 | 0 | 0 | 0 | 0 | 0
NSR Mt Storm 1-3 - NOX Rate Annual v3.1, Unit 3856 and retrofits | 548 | 7430 | Rate Constraint in lbs/MMBtu | FALSE | L | Annual | Net Emissions Allowance Position | Thousand Tons | 1.515 | 1.1662 | 0.41959 | 0.78605 | 0.78605 | 1.3397 | 1.029 | 0
NSR Mt Storm 1-3 - NOX Rate Annual v3.1, Unit 3856 and retrofits | 548 | 7430 | Rate Constraint in lbs/MMBtu | FALSE | L | Annual | Fuel Consumed | TBtu | 38.7369 | 29.8187 | 10.7285 | 20.0985 | 20.0985 | 34.2555 | 26.3113 | 0
NSR Mt Storm 1-3 - NOX Rate Annual v3.1, Unit 3856 and retrofits | 548 | 7430 | Rate Constraint in lbs/MMBtu | FALSE | L | Annual | Rate | lb/MMBtu | 0.07822 | 0.07822 | 0.07822 | 0.07822 | 0.07822 | 0.07822 | 0.07822 | 0
NSR Mt Storm 1-3 - NOX Rate Annual v3.1, Unit 3856 and retrofits | 548 | 7430 | Rate Constraint in lbs/MMBtu | FALSE | L | Annual | Generation | TWh | 3.8471 | 2.9614 | 1.0655 | 1.9961 | 1.9961 | 3.4021 | 2.6131 | 0
NSR Mt Storm 1-3 - NOX Rate Annual v3.1, Unit 3856 and retrofits | 548 | 7430 | Rate Constraint in lbs/MMBtu | FALSE | L | Annual | Qualifying Generation | TWh | 3.8471 | 2.9614 | 1.0655 | 1.9961 | 1.9961 | 3.4021 | 2.6131 | 0
NSR Mt Storm 1-3 - NOX Rate Annual v3.1, Unit 3856 and retrofits | 548 | 7430 | Rate Constraint in lbs/MMBtu | FALSE | L | Annual | Rate | lb/MWh | 0.7876 | 0.7876 | 0.7876 | 0.7876 | 0.7876 | 0.7876 | 0.7876 | 0
NSR Mt Storm 1-3 - NOX Rate Annual v3.1, Unit 3856 and retrofits | 548 | 7430 | Rate Constraint in lbs/MMBtu | FALSE | L | Annual | Constraint Shadow Price | US2019$/Ton | 0 | 0 | 0 | 0 | 0 | 0 | 0 | 0
NSR Mt Storm 1-3 - NOX Rate Annual v3.1, Unit 3857 and retrofits | 549 | 7430 | Rate Constraint in lbs/MMBtu | FALSE | L | Annual | Seasons Included | Seasons | Winter, WintShld, Summer | Winter, WintShld, Summer | Winter, WintShld, Summer | Winter, WintShld, Summer | Winter, WintShld, Summer | Winter, WintShld, Summer | Winter, WintShld, Summer | Winter, WintShld, Summer
NSR Mt Storm 1-3 - NOX Rate Annual v3.1, Unit 3857 and retrofits | 549 | 7430 | Rate Constraint in lbs/MMBtu | FALSE | L | Annual | Standard NOX | lb/MMBtu | 0.11 | 0.11 | 0.11 | 0.11 | 0.11 | 0.11 | 0.11 | 0.11
NSR Mt Storm 1-3 - NOX Rate Annual v3.1, Unit 3857 and retrofits | 549 | 7430 | Rate Constraint in lbs/MMBtu | FALSE | L | Annual | Emissions at Affected Plants NOX | Thousand Tons | 0.36959 | 0.24499 | 0 | 0 | 0 | 0 | 0 | 0
NSR Mt Storm 1-3 - NOX Rate Annual v3.1, Unit 3857 and retrofits | 549 | 7430 | Rate Constraint in lbs/MMBtu | FALSE | L | Annual | Allowances Purchased NOX | Thousand Tons | 0 | 0 | 0 | 0 | 0 | 0 | 0 | 0
NSR Mt Storm 1-3 - NOX Rate Annual v3.1, Unit 3857 and retrofits | 549 | 7430 | Rate Constraint in lbs/MMBtu | FALSE | L | Annual | Allowances Sold NOX | Thousand Tons | 0 | 0 | 0 | 0 | 0 | 0 | 0 | 0
NSR Mt Storm 1-3 - NOX Rate Annual v3.1, Unit 3857 and retrofits | 549 | 7430 | Rate Constraint in lbs/MMBtu | FALSE | L | Annual | Allowances Banked | Thousand Tons | 0 | 0 | 0 | 0 | 0 | 0 | 0 | 0
NSR Mt Storm 1-3 - NOX Rate Annual v3.1, Unit 3857 and retrofits | 549 | 7430 | Rate Constraint in lbs/MMBtu | FALSE | L | Annual | Allowances Withdrawn (1:1) | Thousand Tons | 0 | 0 | 0 | 0 | 0 | 0 | 0 | 0
NSR Mt Storm 1-3 - NOX Rate Annual v3.1, Unit 3857 and retrofits | 549 | 7430 | Rate Constraint in lbs/MMBtu | FALSE | L | Annual | Allowances Withdrawn (n:1) | Thousand Tons | 0 | 0 | 0 | 0 | 0 | 0 | 0 | 0
NSR Mt Storm 1-3 - NOX Rate Annual v3.1, Unit 3857 and retrofits | 549 | 7430 | Rate Constraint in lbs/MMBtu | FALSE | L | Annual | Net Emissions Allowance Position | Thousand Tons | 0.36959 | 0.24499 | 0 | 0 | 0 | 0 | 0 | 0
NSR Mt Storm 1-3 - NOX Rate Annual v3.1, Unit 3857 and retrofits | 549 | 7430 | Rate Constraint in lbs/MMBtu | FALSE | L | Annual | Fuel Consumed | TBtu | 10.4153 | 6.904 | 0 | 0 | 0 | 0 | 0 | 0
NSR Mt Storm 1-3 - NOX Rate Annual v3.1, Unit 3857 and retrofits | 549 | 7430 | Rate Constraint in lbs/MMBtu | FALSE | L | Annual | Rate | lb/MMBtu | 0.07097 | 0.07097 | 0 | 0 | 0 | 0 | 0 | 0
NSR Mt Storm 1-3 - NOX Rate Annual v3.1, Unit 3857 and retrofits | 549 | 7430 | Rate Constraint in lbs/MMBtu | FALSE | L | Annual | Generation | TWh | 0.9983 | 0.66174 | 0 | 0 | 0 | 0 | 0 | 0
NSR Mt Storm 1-3 - NOX Rate Annual v3.1, Unit 3857 and retrofits | 549 | 7430 | Rate Constraint in lbs/MMBtu | FALSE | L | Annual | Qualifying Generation | TWh | 0.9983 | 0.66174 | 0 | 0 | 0 | 0 | 0 | 0
NSR Mt Storm 1-3 - NOX Rate Annual v3.1, Unit 3857 and retrofits | 549 | 7430 | Rate Constraint in lbs/MMBtu | FALSE | L | Annual | Rate | lb/MWh | 0.74043 | 0.74043 | 0 | 0 | 0 | 0 | 0 | 0
NSR Mt Storm 1-3 - NOX Rate Annual v3.1, Unit 3857 and retrofits | 549 | 7430 | Rate Constraint in lbs/MMBtu | FALSE | L | Annual | Constraint Shadow Price | US2019$/Ton | 0 | 0 | 0 | 0 | 0 | 0 | 0 | 0
NSR NIPSCO System - SO2 Cap Annual v4.11 | 550 | 7390 | Rate Constraint in MTons | FALSE | L | Annual | Seasons Included | Seasons | Winter, WintShld, Summer | Winter, WintShld, Summer | Winter, WintShld, Summer | Winter, WintShld, Summer | Winter, WintShld, Summer | Winter, WintShld, Summer | Winter, WintShld, Summer | Winter, WintShld, Summer
NSR NIPSCO System - SO2 Cap Annual v4.11 | 550 | 7390 | Rate Constraint in MTons | FALSE | L | Annual | Standard SO2 | Thousand Tons | 11.6 | 11.6 | 11.6 | 11.6 | 11.6 | 11.6 | 11.6 | 11.6
NSR NIPSCO System - SO2 Cap Annual v4.11 | 550 | 7390 | Rate Constraint in MTons | FALSE | L | Annual | Emissions at Affected Plants SO2 | Thousand Tons | 4.3316 | 1.3497 | 0 | 0 | 0 | 0 | 0 | 0
NSR NIPSCO System - SO2 Cap Annual v4.11 | 550 | 7390 | Rate Constraint in MTons | FALSE | L | Annual | Allowances Purchased SO2 | Thousand Tons | 0 | 0 | 0 | 0 | 0 | 0 | 0 | 0
NSR NIPSCO System - SO2 Cap Annual v4.11 | 550 | 7390 | Rate Constraint in MTons | FALSE | L | Annual | Allowances Sold SO2 | Thousand Tons | 0 | 0 | 0 | 0 | 0 | 0 | 0 | 0
NSR NIPSCO System - SO2 Cap Annual v4.11 | 550 | 7390 | Rate Constraint in MTons | FALSE | L | Annual | Allowances Banked | Thousand Tons | 0 | 0 | 0 | 0 | 0 | 0 | 0 | 0
NSR NIPSCO System - SO2 Cap Annual v4.11 | 550 | 7390 | Rate Constraint in MTons | FALSE | L | Annual | Allowances Withdrawn (1:1) | Thousand Tons | 0 | 0 | 0 | 0 | 0 | 0 | 0 | 0
NSR NIPSCO System - SO2 Cap Annual v4.11 | 550 | 7390 | Rate Constraint in MTons | FALSE | L | Annual | Allowances Withdrawn (n:1) | Thousand Tons | 0 | 0 | 0 | 0 | 0 | 0 | 0 | 0
NSR NIPSCO System - SO2 Cap Annual v4.11 | 550 | 7390 | Rate Constraint in MTons | FALSE | L | Annual | Net Emissions Allowance Position | Thousand Tons | 4.3316 | 1.3497 | 0 | 0 | 0 | 0 | 0 | 0
NSR NIPSCO System - SO2 Cap Annual v4.11 | 550 | 7390 | Rate Constraint in MTons | FALSE | L | Annual | Fuel Consumed | TBtu | 80.305 | 35.4287 | 0 | 0 | 0 | 0 | 0 | 0
NSR NIPSCO System - SO2 Cap Annual v4.11 | 550 | 7390 | Rate Constraint in MTons | FALSE | L | Annual | Rate | lb/MMBtu | 0.10788 | 0.07619 | 0 | 0 | 0 | 0 | 0 | 0
NSR NIPSCO System - SO2 Cap Annual v4.11 | 550 | 7390 | Rate Constraint in MTons | FALSE | L | Annual | Generation | TWh | 7.1368 | 3.251 | 0 | 0 | 0 | 0 | 0 | 0
NSR NIPSCO System - SO2 Cap Annual v4.11 | 550 | 7390 | Rate Constraint in MTons | FALSE | L | Annual | Qualifying Generation | TWh | 7.1368 | 3.251 | 0 | 0 | 0 | 0 | 0 | 0
NSR NIPSCO System - SO2 Cap Annual v4.11 | 550 | 7390 | Rate Constraint in MTons | FALSE | L | Annual | Rate | lb/MWh | 1.2139 | 0.8303 | 0 | 0 | 0 | 0 | 0 | 0
NSR NIPSCO System - SO2 Cap Annual v4.11 | 550 | 7390 | Rate Constraint in MTons | FALSE | L | Annual | Constraint Shadow Price | US2019$/Ton | 0 | 0 | 0 | 0 | 0 | 0 | 0 | 0
NSR NIPSCO System - NOx Cap Annual 4.11 | 551 | 7391 | Rate Constraint in MTons | FALSE | L | Annual | Seasons Included | Seasons | Winter, WintShld, Summer | Winter, WintShld, Summer | Winter, WintShld, Summer | Winter, WintShld, Summer | Winter, WintShld, Summer | Winter, WintShld, Summer | Winter, WintShld, Summer | Winter, WintShld, Summer
NSR NIPSCO System - NOx Cap Annual 4.11 | 551 | 7391 | Rate Constraint in MTons | FALSE | L | Annual | Standard NOX | Thousand Tons | 11.704 | 11.704 | 11.704 | 11.704 | 11.704 | 11.704 | 11.704 | 11.704
NSR NIPSCO System - NOx Cap Annual 4.11 | 551 | 7391 | Rate Constraint in MTons | FALSE | L | Annual | Emissions at Affected Plants NOX | Thousand Tons | 5.3702 | 1.5047 | 0 | 0 | 0 | 0 | 0 | 0
NSR NIPSCO System - NOx Cap Annual 4.11 | 551 | 7391 | Rate Constraint in MTons | FALSE | L | Annual | Allowances Purchased NOX | Thousand Tons | 0 | 0 | 0 | 0 | 0 | 0 | 0 | 0
NSR NIPSCO System - NOx Cap Annual 4.11 | 551 | 7391 | Rate Constraint in MTons | FALSE | L | Annual | Allowances Sold NOX | Thousand Tons | 0 | 0 | 0 | 0 | 0 | 0 | 0 | 0
NSR NIPSCO System - NOx Cap Annual 4.11 | 551 | 7391 | Rate Constraint in MTons | FALSE | L | Annual | Allowances Banked | Thousand Tons | 0 | 0 | 0 | 0 | 0 | 0 | 0 | 0
NSR NIPSCO System - NOx Cap Annual 4.11 | 551 | 7391 | Rate Constraint in MTons | FALSE | L | Annual | Allowances Withdrawn (1:1) | Thousand Tons | 0 | 0 | 0 | 0 | 0 | 0 | 0 | 0
NSR NIPSCO System - NOx Cap Annual 4.11 | 551 | 7391 | Rate Constraint in MTons | FALSE | L | Annual | Allowances Withdrawn (n:1) | Thousand Tons | 0 | 0 | 0 | 0 | 0 | 0 | 0 | 0
NSR NIPSCO System - NOx Cap Annual 4.11 | 551 | 7391 | Rate Constraint in MTons | FALSE | L | Annual | Net Emissions Allowance Position | Thousand Tons | 5.3702 | 1.5047 | 0 | 0 | 0 | 0 | 0 | 0
NSR NIPSCO System - NOx Cap Annual 4.11 | 551 | 7391 | Rate Constraint in MTons | FALSE | L | Annual | Fuel Consumed | TBtu | 80.305 | 35.4287 | 0 | 0 | 0 | 0 | 0 | 0
NSR NIPSCO System - NOx Cap Annual 4.11 | 551 | 7391 | Rate Constraint in MTons | FALSE | L | Annual | Rate | lb/MMBtu | 0.13375 | 0.084944 | 0 | 0 | 0 | 0 | 0 | 0
NSR NIPSCO System - NOx Cap Annual 4.11 | 551 | 7391 | Rate Constraint in MTons | FALSE | L | Annual | Generation | TWh | 7.1368 | 3.251 | 0 | 0 | 0 | 0 | 0 | 0
NSR NIPSCO System - NOx Cap Annual 4.11 | 551 | 7391 | Rate Constraint in MTons | FALSE | L | Annual | Qualifying Generation | TWh | 7.1368 | 3.251 | 0 | 0 | 0 | 0 | 0 | 0
NSR NIPSCO System - NOx Cap Annual 4.11 | 551 | 7391 | Rate Constraint in MTons | FALSE | L | Annual | Rate | lb/MWh | 1.5049 | 0.92569 | 0 | 0 | 0 | 0 | 0 | 0
NSR NIPSCO System - NOx Cap Annual 4.11 | 551 | 7391 | Rate Constraint in MTons | FALSE | L | Annual | Constraint Shadow Price | US2019$/Ton | 0 | 0 | 0 | 0 | 0 | 0 | 0 | 0
NSR NV Power Consent - NOX Cap Annual v3.1 | 552 | 7389 | Rate Constraint in MTons | FALSE | L | Annual | Seasons Included | Seasons | Winter, WintShld, Summer | Winter, WintShld, Summer | Winter, WintShld, Summer | Winter, WintShld, Summer | Winter, WintShld, Summer | Winter, WintShld, Summer | Winter, WintShld, Summer | Winter, WintShld, Summer
NSR NV Power Consent - NOX Cap Annual v3.1 | 552 | 7389 | Rate Constraint in MTons | FALSE | L | Annual | Standard NOX | Thousand Tons | 0.36 | 0.36 | 0.36 | 0.36 | 0.36 | 0.36 | 0.36 | 0.36
NSR NV Power Consent - NOX Cap Annual v3.1 | 552 | 7389 | Rate Constraint in MTons | FALSE | L | Annual | Emissions at Affected Plants NOX | Thousand Tons | 0 | 0.00059191 | 0.00059191 | 0.0022811 | 0.013302 | 0.048804 | 0.11477 | 0.00027971
NSR NV Power Consent - NOX Cap Annual v3.1 | 552 | 7389 | Rate Constraint in MTons | FALSE | L | Annual | Allowances Purchased NOX | Thousand Tons | 0 | 0 | 0 | 0 | 0 | 0 | 0 | 0
NSR NV Power Consent - NOX Cap Annual v3.1 | 552 | 7389 | Rate Constraint in MTons | FALSE | L | Annual | Allowances Sold NOX | Thousand Tons | 0 | 0 | 0 | 0 | 0 | 0 | 0 | 0
NSR NV Power Consent - NOX Cap Annual v3.1 | 552 | 7389 | Rate Constraint in MTons | FALSE | L | Annual | Allowances Banked | Thousand Tons | 0 | 0 | 0 | 0 | 0 | 0 | 0 | 0
NSR NV Power Consent - NOX Cap Annual v3.1 | 552 | 7389 | Rate Constraint in MTons | FALSE | L | Annual | Allowances Withdrawn (1:1) | Thousand Tons | 0 | 0 | 0 | 0 | 0 | 0 | 0 | 0
NSR NV Power Consent - NOX Cap Annual v3.1 | 552 | 7389 | Rate Constraint in MTons | FALSE | L | Annual | Allowances Withdrawn (n:1) | Thousand Tons | 0 | 0 | 0 | 0 | 0 | 0 | 0 | 0
NSR NV Power Consent - NOX Cap Annual v3.1 | 552 | 7389 | Rate Constraint in MTons | FALSE | L | Annual | Net Emissions Allowance Position | Thousand Tons | 0 | 0.00059191 | 0.00059191 | 0.0022811 | 0.013302 | 0.048804 | 0.11477 | 0.00027971
NSR NV Power Consent - NOX Cap Annual v3.1 | 552 | 7389 | Rate Constraint in MTons | FALSE | L | Annual | Fuel Consumed | TBtu | 0 | 0.015626 | 0.015626 | 0.060222 | 0.35116 | 1.2884 | 3.03 | 0.0073842
NSR NV Power Consent - NOX Cap Annual v3.1 | 552 | 7389 | Rate Constraint in MTons | FALSE | L | Annual | Rate | lb/MMBtu | 0 | 0.075758 | 0.075758 | 0.075758 | 0.075758 | 0.075758 | 0.075758 | 0.075758
NSR NV Power Consent - NOX Cap Annual v3.1 | 552 | 7389 | Rate Constraint in MTons | FALSE | L | Annual | Generation | TWh | 0 | 0.0016638 | 0.0016638 | 0.006412 | 0.03739 | 0.13718 | 0.32261 | 0.00078622
NSR NV Power Consent - NOX Cap Annual v3.1 | 552 | 7389 | Rate Constraint in MTons | FALSE | L | Annual | Qualifying Generation | TWh | 0 | 0.0016638 | 0.0016638 | 0.006412 | 0.03739 | 0.13718 | 0.32261 | 0.00078622
NSR NV Power Consent - NOX Cap Annual v3.1 | 552 | 7389 | Rate Constraint in MTons | FALSE | L | Annual | Rate | lb/MWh | 0 | 0.71152 | 0.71152 | 0.71152 | 0.71152 | 0.71152 | 0.71152 | 0.71152
NSR NV Power Consent - NOX Cap Annual v3.1 | 552 | 7389 | Rate Constraint in MTons | FALSE | L | Annual | Constraint Shadow Price | US2019$/Ton | 0 | 0 | 0 | 0 | 0 | 0 | 0 | 0
NSR Oak Creek 5-8 - NOX Rate Annual v3.1, Unit 3839 and retrofits | 553 | 7427 | Rate Constraint in lbs/MMBtu | FALSE | L | Annual | Seasons Included | Seasons | Winter, WintShld, Summer | Winter, WintShld, Summer | Winter, WintShld, Summer | Winter, WintShld, Summer | Winter, WintShld, Summer | Winter, WintShld, Summer | Winter, WintShld, Summer | Winter, WintShld, Summer
NSR Oak Creek 5-8 - NOX Rate Annual v3.1, Unit 3839 and retrofits | 553 | 7427 | Rate Constraint in lbs/MMBtu | FALSE | L | Annual | Standard NOX | lb/MMBtu | 0.08 | 0.08 | 0.08 | 0.08 | 0.08 | 0.08 | 0.08 | 0.08
NSR Oak Creek 5-8 - NOX Rate Annual v3.1, Unit 3839 and retrofits | 553 | 7427 | Rate Constraint in lbs/MMBtu | FALSE | L | Annual | Emissions at Affected Plants NOX | Thousand Tons | 0.63048 | 0 | 0 | 0 | 0 | 0 | 0 | 0
NSR Oak Creek 5-8 - NOX Rate Annual v3.1, Unit 3839 and retrofits | 553 | 7427 | Rate Constraint in lbs/MMBtu | FALSE | L | Annual | Allowances Purchased NOX | Thousand Tons | 0 | 0 | 0 | 0 | 0 | 0 | 0 | 0
NSR Oak Creek 5-8 - NOX Rate Annual v3.1, Unit 3839 and retrofits | 553 | 7427 | Rate Constraint in lbs/MMBtu | FALSE | L | Annual | Allowances Sold NOX | Thousand Tons | 0 | 0 | 0 | 0 | 0 | 0 | 0 | 0
NSR Oak Creek 5-8 - NOX Rate Annual v3.1, Unit 3839 and retrofits | 553 | 7427 | Rate Constraint in lbs/MMBtu | FALSE | L | Annual | Allowances Banked | Thousand Tons | 0 | 0 | 0 | 0 | 0 | 0 | 0 | 0
NSR Oak Creek 5-8 - NOX Rate Annual v3.1, Unit 3839 and retrofits | 553 | 7427 | Rate Constraint in lbs/MMBtu | FALSE | L | Annual | Allowances Withdrawn (1:1) | Thousand Tons | 0 | 0 | 0 | 0 | 0 | 0 | 0 | 0
NSR Oak Creek 5-8 - NOX Rate Annual v3.1, Unit 3839 and retrofits | 553 | 7427 | Rate Constraint in lbs/MMBtu | FALSE | L | Annual | Allowances Withdrawn (n:1) | Thousand Tons | 0 | 0 | 0 | 0 | 0 | 0 | 0 | 0
NSR Oak Creek 5-8 - NOX Rate Annual v3.1, Unit 3839 and retrofits | 553 | 7427 | Rate Constraint in lbs/MMBtu | FALSE | L | Annual | Net Emissions Allowance Position | Thousand Tons | 0.63048 | 0 | 0 | 0 | 0 | 0 | 0 | 0
NSR Oak Creek 5-8 - NOX Rate Annual v3.1, Unit 3839 and retrofits | 553 | 7427 | Rate Constraint in lbs/MMBtu | FALSE | L | Annual | Fuel Consumed | TBtu | 19.4353 | 0 | 0 | 0 | 0 | 0 | 0 | 0
NSR Oak Creek 5-8 - NOX Rate Annual v3.1, Unit 3839 and retrofits | 553 | 7427 | Rate Constraint in lbs/MMBtu | FALSE | L | Annual | Rate | lb/MMBtu | 0.06488 | 0 | 0 | 0 | 0 | 0 | 0 | 0
NSR Oak Creek 5-8 - NOX Rate Annual v3.1, Unit 3839 and retrofits | 553 | 7427 | Rate Constraint in lbs/MMBtu | FALSE | L | Annual | Generation | TWh | 1.8805 | 0 | 0 | 0 | 0 | 0 | 0 | 0
NSR Oak Creek 5-8 - NOX Rate Annual v3.1, Unit 3839 and retrofits | 553 | 7427 | Rate Constraint in lbs/MMBtu | FALSE | L | Annual | Qualifying Generation | TWh | 1.8805 | 0 | 0 | 0 | 0 | 0 | 0 | 0
NSR Oak Creek 5-8 - NOX Rate Annual v3.1, Unit 3839 and retrofits | 553 | 7427 | Rate Constraint in lbs/MMBtu | FALSE | L | Annual | Rate | lb/MWh | 0.67053 | 0 | 0 | 0 | 0 | 0 | 0 | 0
NSR Oak Creek 5-8 - NOX Rate Annual v3.1, Unit 3839 and retrofits | 553 | 7427 | Rate Constraint in lbs/MMBtu | FALSE | L | Annual | Constraint Shadow Price | US2019$/Ton | 0 | 0 | 0 | 0 | 0 | 0 | 0 | 0
NSR Oak Creek 5-8 - NOX Rate Annual v3.1, Unit 3840 and retrofits | 554 | 7427 | Rate Constraint in lbs/MMBtu | FALSE | L | Annual | Seasons Included | Seasons | Winter, WintShld, Summer | Winter, WintShld, Summer | Winter, WintShld, Summer | Winter, WintShld, Summer | Winter, WintShld, Summer | Winter, WintShld, Summer | Winter, WintShld, Summer | Winter, WintShld, Summer
NSR Oak Creek 5-8 - NOX Rate Annual v3.1, Unit 3840 and retrofits | 554 | 7427 | Rate Constraint in lbs/MMBtu | FALSE | L | Annual | Standard NOX | lb/MMBtu | 0.08 | 0.08 | 0.08 | 0.08 | 0.08 | 0.08 | 0.08 | 0.08
NSR Oak Creek 5-8 - NOX Rate Annual v3.1, Unit 3840 and retrofits | 554 | 7427 | Rate Constraint in lbs/MMBtu | FALSE | L | Annual | Emissions at Affected Plants NOX | Thousand Tons | 0.65938 | 0 | 0 | 0 | 0 | 0 | 0 | 0
NSR Oak Creek 5-8 - NOX Rate Annual v3.1, Unit 3840 and retrofits | 554 | 7427 | Rate Constraint in lbs/MMBtu | FALSE | L | Annual | Allowances Purchased NOX | Thousand Tons | 0 | 0 | 0 | 0 | 0 | 0 | 0 | 0
NSR Oak Creek 5-8 - NOX Rate Annual v3.1, Unit 3840 and retrofits | 554 | 7427 | Rate Constraint in lbs/MMBtu | FALSE | L | Annual | Allowances Sold NOX | Thousand Tons | 0 | 0 | 0 | 0 | 0 | 0 | 0 | 0
NSR Oak Creek 5-8 - NOX Rate Annual v3.1, Unit 3840 and retrofits | 554 | 7427 | Rate Constraint in lbs/MMBtu | FALSE | L | Annual | Allowances Banked | Thousand Tons | 0 | 0 | 0 | 0 | 0 | 0 | 0 | 0
NSR Oak Creek 5-8 - NOX Rate Annual v3.1, Unit 3840 and retrofits | 554 | 7427 | Rate Constraint in lbs/MMBtu | FALSE | L | Annual | Allowances Withdrawn (1:1) | Thousand Tons | 0 | 0 | 0 | 0 | 0 | 0 | 0 | 0
NSR Oak Creek 5-8 - NOX Rate Annual v3.1, Unit 3840 and retrofits | 554 | 7427 | Rate Constraint in lbs/MMBtu | FALSE | L | Annual | Allowances Withdrawn (n:1) | Thousand Tons | 0 | 0 | 0 | 0 | 0 | 0 | 0 | 0
NSR Oak Creek 5-8 - NOX Rate Annual v3.1, Unit 3840 and retrofits | 554 | 7427 | Rate Constraint in lbs/MMBtu | FALSE | L | Annual | Net Emissions Allowance Position | Thousand Tons | 0.65938 | 0 | 0 | 0 | 0 | 0 | 0 | 0
NSR Oak Creek 5-8 - NOX Rate Annual v3.1, Unit 3840 and retrofits | 554 | 7427 | Rate Constraint in lbs/MMBtu | FALSE | L | Annual | Fuel Consumed | TBtu | 20.3042 | 0 | 0 | 0 | 0 | 0 | 0 | 0
NSR Oak Creek 5-8 - NOX Rate Annual v3.1, Unit 3840 and retrofits | 554 | 7427 | Rate Constraint in lbs/MMBtu | FALSE | L | Annual | Rate | lb/MMBtu | 0.06495 | 0 | 0 | 0 | 0 | 0 | 0 | 0
NSR Oak Creek 5-8 - NOX Rate Annual v3.1, Unit 3840 and retrofits | 554 | 7427 | Rate Constraint in lbs/MMBtu | FALSE | L | Annual | Generation | TWh | 1.9323 | 0 | 0 | 0 | 0 | 0 | 0 | 0
NSR Oak Creek 5-8 - NOX Rate Annual v3.1, Unit 3840 and retrofits | 554 | 7427 | Rate Constraint in lbs/MMBtu | FALSE | L | Annual | Qualifying Generation | TWh | 1.9323 | 0 | 0 | 0 | 0 | 0 | 0 | 0
NSR Oak Creek 5-8 - NOX Rate Annual v3.1, Unit 3840 and retrofits | 554 | 7427 | Rate Constraint in lbs/MMBtu | FALSE | L | Annual | Rate | lb/MWh | 0.68249 | 0 | 0 | 0 | 0 | 0 | 0 | 0
NSR Oak Creek 5-8 - NOX Rate Annual v3.1, Unit 3840 and retrofits | 554 | 7427 | Rate Constraint in lbs/MMBtu | FALSE | L | Annual | Constraint Shadow Price | US2019$/Ton | 0 | 0 | 0 | 0 | 0 | 0 | 0 | 0
NSR Oak Creek 5-8 - NOX Rate Annual v3.1, Unit 3841 and retrofits | 555 | 7427 | Rate Constraint in lbs/MMBtu | FALSE | L | Annual | Seasons Included | Seasons | Winter, WintShld, Summer | Winter, WintShld, Summer | Winter, WintShld, Summer | Winter, WintShld, Summer | Winter, WintShld, Summer | Winter, WintShld, Summer | Winter, WintShld, Summer | Winter, WintShld, Summer
NSR Oak Creek 5-8 - NOX Rate Annual v3.1, Unit 3841 and retrofits | 555 | 7427 | Rate Constraint in lbs/MMBtu | FALSE | L | Annual | Standard NOX | lb/MMBtu | 0.08 | 0.08 | 0.08 | 0.08 | 0.08 | 0.08 | 0.08 | 0.08
NSR Oak Creek 5-8 - NOX Rate Annual v3.1, Unit 3841 and retrofits | 555 | 7427 | Rate Constraint in lbs/MMBtu | FALSE | L | Annual | Emissions at Affected Plants NOX | Thousand Tons | 0.51567 | 0 | 0 | 0 | 0 | 0 | 0 | 0
NSR Oak Creek 5-8 - NOX Rate Annual v3.1, Unit 3841 and retrofits | 555 | 7427 | Rate Constraint in lbs/MMBtu | FALSE | L | Annual | Allowances Purchased NOX | Thousand Tons | 0 | 0 | 0 | 0 | 0 | 0 | 0 | 0
NSR Oak Creek 5-8 - NOX Rate Annual v3.1, Unit 3841 and retrofits | 555 | 7427 | Rate Constraint in lbs/MMBtu | FALSE | L | Annual | Allowances Sold NOX | Thousand Tons | 0 | 0 | 0 | 0 | 0 | 0 | 0 | 0
NSR Oak Creek 5-8 - NOX Rate Annual v3.1, Unit 3841 and retrofits | 555 | 7427 | Rate Constraint in lbs/MMBtu | FALSE | L | Annual | Allowances Banked | Thousand Tons | 0 | 0 | 0 | 0 | 0 | 0 | 0 | 0
NSR Oak Creek 5-8 - NOX Rate Annual v3.1, Unit 3841 and retrofits | 555 | 7427 | Rate Constraint in lbs/MMBtu | FALSE | L | Annual | Allowances Withdrawn (1:1) | Thousand Tons | 0 | 0 | 0 | 0 | 0 | 0 | 0 | 0
NSR Oak Creek 5-8 - NOX Rate Annual v3.1, Unit 3841 and retrofits | 555 | 7427 | Rate Constraint in lbs/MMBtu | FALSE | L | Annual | Allowances Withdrawn (n:1) | Thousand Tons | 0 | 0 | 0 | 0 | 0 | 0 | 0 | 0
NSR Oak Creek 5-8 - NOX Rate Annual v3.1, Unit 3841 and retrofits | 555 | 7427 | Rate Constraint in lbs/MMBtu | FALSE | L | Annual | Net Emissions Allowance Position | Thousand Tons | 0.51567 | 0 | 0 | 0 | 0 | 0 | 0 | 0
NSR Oak Creek 5-8 - NOX Rate Annual v3.1, Unit 3841 and retrofits | 555 | 7427 | Rate Constraint in lbs/MMBtu | FALSE | L | Annual | Fuel Consumed | TBtu | 15.4461 | 0 | 0 | 0 | 0 | 0 | 0 | 0
NSR Oak Creek 5-8 - NOX Rate Annual v3.1, Unit 3841 and retrofits | 555 | 7427 | Rate Constraint in lbs/MMBtu | FALSE | L | Annual | Rate | lb/MMBtu | 0.06677 | 0 | 0 | 0 | 0 | 0 | 0 | 0
NSR Oak Creek 5-8 - NOX Rate Annual v3.1, Unit 3841 and retrofits | 555 | 7427 | Rate Constraint in lbs/MMBtu | FALSE | L | Annual | Generation | TWh | 1.4973 | 0 | 0 | 0 | 0 | 0 | 0 | 0
NSR Oak Creek 5-8 - NOX Rate Annual v3.1, Unit 3841 and retrofits | 555 | 7427 | Rate Constraint in lbs/MMBtu | FALSE | L | Annual | Qualifying Generation | TWh | 1.4973 | 0 | 0 | 0 | 0 | 0 | 0 | 0
NSR Oak Creek 5-8 - NOX Rate Annual v3.1, Unit 3841 and retrofits | 555 | 7427 | Rate Constraint in lbs/MMBtu | FALSE | L | Annual | Rate | lb/MWh | 0.6888 | 0 | 0 | 0 | 0 | 0 | 0 | 0
NSR Oak Creek 5-8 - NOX Rate Annual v3.1, Unit 3841 and retrofits | 555 | 7427 | Rate Constraint in lbs/MMBtu | FALSE | L | Annual | Constraint Shadow Price | US2019$/Ton | 0 | 0 | 0 | 0 | 0 | 0 | 0 | 0
NSR Oak Creek 5-8 - NOX Rate Annual v3.1, Unit 3842 and retrofits | 556 | 7427 | Rate Constraint in lbs/MMBtu | FALSE | L | Annual | Seasons Included | Seasons | Winter, WintShld, Summer | Winter, WintShld, Summer | Winter, WintShld, Summer | Winter, WintShld, Summer | Winter, WintShld, Summer | Winter, WintShld, Summer | Winter, WintShld, Summer | Winter, WintShld, Summer
NSR Oak Creek 5-8 - NOX Rate Annual v3.1, Unit 3842 and retrofits | 556 | 7427 | Rate Constraint in lbs/MMBtu | FALSE | L | Annual | Standard NOX | lb/MMBtu | 0.08 | 0.08 | 0.08 | 0.08 | 0.08 | 0.08 | 0.08 | 0.08
NSR Oak Creek 5-8 - NOX Rate Annual v3.1, Unit 3842 and retrofits | 556 | 7427 | Rate Constraint in lbs/MMBtu | FALSE | L | Annual | Emissions at Affected Plants NOX | Thousand Tons | 0.52432 | 0 | 0 | 0 | 0 | 0 | 0 | 0
NSR Oak Creek 5-8 - NOX Rate Annual v3.1, Unit 3842 and retrofits | 556 | 7427 | Rate Constraint in lbs/MMBtu | FALSE | L | Annual | Allowances Purchased NOX | Thousand Tons | 0 | 0 | 0 | 0 | 0 | 0 | 0 | 0
NSR Oak Creek 5-8 - NOX Rate Annual v3.1, Unit 3842 and retrofits | 556 | 7427 | Rate Constraint in lbs/MMBtu | FALSE | L | Annual | Allowances Sold NOX | Thousand Tons | 0 | 0 | 0 | 0 | 0 | 0 | 0 | 0
NSR Oak Creek 5-8 - NOX Rate Annual v3.1, Unit 3842 and retrofits | 556 | 7427 | Rate Constraint in lbs/MMBtu | FALSE | L | Annual | Allowances Banked | Thousand Tons | 0 | 0 | 0 | 0 | 0 | 0 | 0 | 0
NSR Oak Creek 5-8 - NOX Rate Annual v3.1, Unit 3842 and retrofits | 556 | 7427 | Rate Constraint in lbs/MMBtu | FALSE | L | Annual | Allowances Withdrawn (1:1) | Thousand Tons | 0 | 0 | 0 | 0 | 0 | 0 | 0 | 0
NSR Oak Creek 5-8 - NOX Rate Annual v3.1, Unit 3842 and retrofits | 556 | 7427 | Rate Constraint in lbs/MMBtu | FALSE | L | Annual | Allowances Withdrawn (n:1) | Thousand Tons | 0 | 0 | 0 | 0 | 0 | 0 | 0 | 0
NSR Oak Creek 5-8 - NOX Rate Annual v3.1, Unit 3842 and retrofits | 556 | 7427 | Rate Constraint in lbs/MMBtu | FALSE | L | Annual | Net Emissions Allowance Position | Thousand Tons | 0.52432 | 0 | 0 | 0 | 0 | 0 | 0 | 0
NSR Oak Creek 5-8 - NOX Rate Annual v3.1, Unit 3842 and retrofits | 556 | 7427 | Rate Constraint in lbs/MMBtu | FALSE | L | Annual | Fuel Consumed | TBtu | 15.2086 | 0 | 0 | 0 | 0 | 0 | 0 | 0
NSR Oak Creek 5-8 - NOX Rate Annual v3.1, Unit 3842 and retrofits | 556 | 7427 | Rate Constraint in lbs/MMBtu | FALSE | L | Annual | Rate | lb/MMBtu | 0.06895 | 0 | 0 | 0 | 0 | 0 | 0 | 0
NSR Oak Creek 5-8 - NOX Rate Annual v3.1, Unit 3842 and retrofits | 556 | 7427 | Rate Constraint in lbs/MMBtu | FALSE | L | Annual | Generation | TWh | 1.4728 | 0 | 0 | 0 | 0 | 0 | 0 | 0
NSR Oak Creek 5-8 - NOX Rate Annual v3.1, Unit 3842 and retrofits | 556 | 7427 | Rate Constraint in lbs/MMBtu | FALSE | L | Annual | Qualifying Generation | TWh | 1.4728 | 0 | 0 | 0 | 0 | 0 | 0 | 0
NSR Oak Creek 5-8 - NOX Rate Annual v3.1, Unit 3842 and retrofits | 556 | 7427 | Rate Constraint in lbs/MMBtu | FALSE | L | Annual | Rate | lb/MWh | 0.71198 | 0 | 0 | 0 | 0 | 0 | 0 | 0
NSR Oak Creek 5-8 - NOX Rate Annual v3.1, Unit 3842 and retrofits | 556 | 7427 | Rate Constraint in lbs/MMBtu | FALSE | L | Annual | Constraint Shadow Price | US2019$/Ton | 0 | 0 | 0 | 0 | 0 | 0 | 0 | 0
NSR Oak Creek 5-8 - SO2 Rate Annual v5.16 | 557 | 7426 | Rate Constraint in lbs/MMBtu | FALSE | L | Annual | Seasons Included | Seasons | Winter, WintShld, Summer | Winter, WintShld, Summer | Winter, WintShld, Summer | Winter, WintShld, Summer | Winter, WintShld, Summer | Winter, WintShld, Summer | Winter, WintShld, Summer | Winter, WintShld, Summer
NSR Oak Creek 5-8 - SO2 Rate Annual v5.16 | 557 | 7426 | Rate Constraint in lbs/MMBtu | FALSE | L | Annual | Standard SO2 | lb/MMBtu | 0.08 | 0.08 | 0.08 | 0.08 | 0.08 | 0.08 | 0.08 | 0.08
NSR Oak Creek 5-8 - SO2 Rate Annual v5.16 | 557 | 7426 | Rate Constraint in lbs/MMBtu | FALSE | L | Annual | Emissions at Affected Plants SO2 | Thousand Tons | 0.9192 | 0 | 0 | 0 | 0 | 0 | 0 | 0
NSR Oak Creek 5-8 - SO2 Rate Annual v5.16 | 557 | 7426 | Rate Constraint in lbs/MMBtu | FALSE | L | Annual | Allowances Purchased SO2 | Thousand Tons | 0 | 0 | 0 | 0 | 0 | 0 | 0 | 0
NSR Oak Creek 5-8 - SO2 Rate Annual v5.16 | 557 | 7426 | Rate Constraint in lbs/MMBtu | FALSE | L | Annual | Allowances Sold SO2 | Thousand Tons | 0 | 0 | 0 | 0 | 0 | 0 | 0 | 0
NSR Oak Creek 5-8 - SO2 Rate Annual v5.16 | 557 | 7426 | Rate Constraint in lbs/MMBtu | FALSE | L | Annual | Allowances Banked | Thousand Tons | 0 | 0 | 0 | 0 | 0 | 0 | 0 | 0
NSR Oak Creek 5-8 - SO2 Rate Annual v5.16 | 557 | 7426 | Rate Constraint in lbs/MMBtu | FALSE | L | Annual | Allowances Withdrawn (1:1) | Thousand Tons | 0 | 0 | 0 | 0 | 0 | 0 | 0 | 0
NSR Oak Creek 5-8 - SO2 Rate Annual v5.16 | 557 | 7426 | Rate Constraint in lbs/MMBtu | FALSE | L | Annual | Allowances Withdrawn (n:1) | Thousand Tons | 0 | 0 | 0 | 0 | 0 | 0 | 0 | 0
NSR Oak Creek 5-8 - SO2 Rate Annual v5.16 | 557 | 7426 | Rate Constraint in lbs/MMBtu | FALSE | L | Annual | Net Emissions Allowance Position | Thousand Tons | 0.9192 | 0 | 0 | 0 | 0 | 0 | 0 | 0
NSR Oak Creek 5-8 - SO2 Rate Annual v5.16 | 557 | 7426 | Rate Constraint in lbs/MMBtu | FALSE | L | Annual | Fuel Consumed | TBtu | 70.3942 | 0 | 0 | 0 | 0 | 0 | 0 | 0
NSR Oak Creek 5-8 - SO2 Rate Annual v5.16 | 557 | 7426 | Rate Constraint in lbs/MMBtu | FALSE | L | Annual | Rate | lb/MMBtu | 0.026116 | 0 | 0 | 0 | 0 | 0 | 0 | 0
NSR Oak Creek 5-8 - SO2 Rate Annual v5.16 | 557 | 7426 | Rate Constraint in lbs/MMBtu | FALSE | L | Annual | Generation | TWh | 6.7829 | 0 | 0 | 0 | 0 | 0 | 0 | 0
NSR Oak Creek 5-8 - SO2 Rate Annual v5.16 | 557 | 7426 | Rate Constraint in lbs/MMBtu | FALSE | L | Annual | Qualifying Generation | TWh | 6.7829 | 0 | 0 | 0 | 0 | 0 | 0 | 0
NSR Oak Creek 5-8 - SO2 Rate Annual v5.16 | 557 | 7426 | Rate Constraint in lbs/MMBtu | FALSE | L | Annual | Rate | lb/MWh | 0.27103 | 0 | 0 | 0 | 0 | 0 | 0 | 0
NSR Oak Creek 5-8 - SO2 Rate Annual v5.16 | 557 | 7426 | Rate Constraint in lbs/MMBtu | FALSE | L | Annual | Constraint Shadow Price | US2019$/Ton | 0 | 0 | 0 | 0 | 0 | 0 | 0 | 0
NSR OH Edison - NOX Cap Annual v3.1 | 558 | 7392 | Rate Constraint in MTons | FALSE | L | Annual | Seasons Included | Seasons | Winter, WintShld, Summer | Winter, WintShld, Summer | Winter, WintShld, Summer | Winter, WintShld, Summer | Winter, WintShld, Summer | Winter, WintShld, Summer | Winter, WintShld, Summer | Winter, WintShld, Summer
NSR OH Edison - NOX Cap Annual v3.1 | 558 | 7392 | Rate Constraint in MTons | FALSE | L | Annual | Standard NOX | Thousand Tons | 11.86 | 11.86 | 11.86 | 11.86 | 11.86 | 11.86 | 11.86 | 11.86
NSR OH Edison - NOX Cap Annual v3.1 | 558 | 7392 | Rate Constraint in MTons | FALSE | L | Annual | Emissions at Affected Plants NOX | Thousand Tons | 5.5171 | 3.3289 | 0 | 0 | 0 | 0 | 0 | 0
NSR OH Edison - NOX Cap Annual v3.1 | 558 | 7392 | Rate Constraint in MTons | FALSE | L | Annual | Allowances Purchased NOX | Thousand Tons | 0 | 0 | 0 | 0 | 0 | 0 | 0 | 0
NSR OH Edison - NOX Cap Annual v3.1 | 558 | 7392 | Rate Constraint in MTons | FALSE | L | Annual | Allowances Sold NOX | Thousand Tons | 0 | 0 | 0 | 0 | 0 | 0 | 0 | 0
NSR OH Edison - NOX Cap Annual v3.1 | 558 | 7392 | Rate Constraint in MTons | FALSE | L | Annual | Allowances Banked | Thousand Tons | 0 | 0 | 0 | 0 | 0 | 0 | 0 | 0
NSR OH Edison - NOX Cap Annual v3.1 | 558 | 7392 | Rate Constraint in MTons | FALSE | L | Annual | Allowances Withdrawn (1:1) | Thousand Tons | 0 | 0 | 0 | 0 | 0 | 0 | 0 | 0
NSR OH Edison - NOX Cap Annual v3.1 | 558 | 7392 | Rate Constraint in MTons | FALSE | L | Annual | Allowances Withdrawn (n:1) | Thousand Tons | 0 | 0 | 0 | 0 | 0 | 0 | 0 | 0
NSR OH Edison - NOX Cap Annual v3.1 | 558 | 7392 | Rate Constraint in MTons | FALSE | L | Annual | Net Emissions Allowance Position | Thousand Tons | 5.5171 | 3.3289 | 0 | 0 | 0 | 0 | 0 | 0
NSR OH Edison - NOX Cap Annual v3.1 | 558 | 7392 | Rate Constraint in MTons | FALSE | L | Annual | Fuel Consumed | TBtu | 113.3852 | 88.7719 | 0 | 0 | 0 | 0 | 0 | 0
NSR OH Edison - NOX Cap Annual v3.1 | 558 | 7392 | Rate Constraint in MTons | FALSE | L | Annual | Rate | lb/MMBtu | 0.097316 | 0.075 | 0 | 0 | 0 | 0 | 0 | 0
NSR OH Edison - NOX Cap Annual v3.1 | 558 | 7392 | Rate Constraint in MTons | FALSE | L | Annual | Generation | TWh | 10.3025 | 8.1103 | 0 | 0 | 0 | 0 | 0 | 0
NSR OH Edison - NOX Cap Annual v3.1 | 558 | 7392 | Rate Constraint in MTons | FALSE | L | Annual | Qualifying Generation | TWh | 10.3025 | 8.1103 | 0 | 0 | 0 | 0 | 0 | 0
NSR OH Edison - NOX Cap Annual v3.1 | 558 | 7392 | Rate Constraint in MTons | FALSE | L | Annual | Rate | lb/MWh | 1.071 | 0.82092 | 0 | 0 | 0 | 0 | 0 | 0
NSR OH Edison - NOX Cap Annual v3.1 | 558 | 7392 | Rate Constraint in MTons | FALSE | L | Annual | Constraint Shadow Price | US2019$/Ton | 0 | 0 | 0 | 0 | 0 | 0 | 0 | 0
NSR OH Edison - SO2 Cap Annual v3.1 | 559 | 7393 | Rate Constraint in MTons | FALSE | L | Annual | Seasons Included | Seasons | Winter, WintShld, Summer | Winter, WintShld, Summer | Winter, WintShld, Summer | Winter, WintShld, Summer | Winter, WintShld, Summer | Winter, WintShld, Summer | Winter, WintShld, Summer | Winter, WintShld, Summer
NSR OH Edison - SO2 Cap Annual v3.1 | 559 | 7393 | Rate Constraint in MTons | FALSE | L | Annual | Standard SO2 | Thousand Tons | 29.9 | 29.9 | 29.9 | 29.9 | 29.9 | 29.9 | 29.9 | 29.9
NSR OH Edison - SO2 Cap Annual v3.1 | 559 | 7393 | Rate Constraint in MTons | FALSE | L | Annual | Emissions at Affected Plants SO2 | Thousand Tons | 6.7904 | 5.3164 | 0 | 0 | 0 | 0 | 0 | 0
NSR OH Edison - SO2 Cap Annual v3.1 | 559 | 7393 | Rate Constraint in MTons | FALSE | L | Annual | Allowances Purchased SO2 | Thousand Tons | 0 | 0 | 0 | 0 | 0 | 0 | 0 | 0
NSR OH Edison - SO2 Cap Annual v3.1 | 559 | 7393 | Rate Constraint in MTons | FALSE | L | Annual | Allowances Sold SO2 | Thousand Tons | 0 | 0 | 0 | 0 | 0 | 0 | 0 | 0
NSR OH Edison - SO2 Cap Annual v3.1 | 559 | 7393 | Rate Constraint in MTons | FALSE | L | Annual | Allowances Banked | Thousand Tons | 0 | 0 | 0 | 0 | 0 | 0 | 0 | 0
NSR OH Edison - SO2 Cap Annual v3.1 | 559 | 7393 | Rate Constraint in MTons | FALSE | L | Annual | Allowances Withdrawn (1:1) | Thousand Tons | 0 | 0 | 0 | 0 | 0 | 0 | 0 | 0
NSR OH Edison - SO2 Cap Annual v3.1 | 559 | 7393 | Rate Constraint in MTons | FALSE | L | Annual | Allowances Withdrawn (n:1) | Thousand Tons | 0 | 0 | 0 | 0 | 0 | 0 | 0 | 0
NSR OH Edison - SO2 Cap Annual v3.1 | 559 | 7393 | Rate Constraint in MTons | FALSE | L | Annual | Net Emissions Allowance Position | Thousand Tons | 6.7904 | 5.3164 | 0 | 0 | 0 | 0 | 0 | 0
NSR OH Edison - SO2 Cap Annual v3.1 | 559 | 7393 | Rate Constraint in MTons | FALSE | L | Annual | Fuel Consumed | TBtu | 113.3852 | 88.7719 | 0 | 0 | 0 | 0 | 0 | 0
NSR OH Edison - SO2 Cap Annual v3.1 | 559 | 7393 | Rate Constraint in MTons | FALSE | L | Annual | Rate | lb/MMBtu | 0.11978 | 0.11978 | 0 | 0 | 0 | 0 | 0 | 0
NSR OH Edison - SO2 Cap Annual v3.1 | 559 | 7393 | Rate Constraint in MTons | FALSE | L | Annual | Generation | TWh | 10.3025 | 8.1103 | 0 | 0 | 0 | 0 | 0 | 0
NSR OH Edison - SO2 Cap Annual v3.1 | 559 | 7393 | Rate Constraint in MTons | FALSE | L | Annual | Qualifying Generation | TWh | 10.3025 | 8.1103 | 0 | 0 | 0 | 0 | 0 | 0
NSR OH Edison - SO2 Cap Annual v3.1 | 559 | 7393 | Rate Constraint in MTons | FALSE | L | Annual | Rate | lb/MWh | 1.3182 | 1.311 | 0 | 0 | 0 | 0 | 0 | 0
NSR OH Edison - SO2 Cap Annual v3.1 | 559 | 7393 | Rate Constraint in MTons | FALSE | L | Annual | Constraint Shadow Price | US2019$/Ton | 0 | 0 | 0 | 0 | 0 | 0 | 0 | 0
NSR Ottumwa Unit 1 NOX Rate v5.16 | 560 | 7510 | Rate Constraint in lbs/MMBtu | FALSE | L | Annual | Seasons Included | Seasons | Winter, WintShld, Summer | Winter, WintShld, Summer | Winter, WintShld, Summer | Winter, WintShld, Summer | Winter, WintShld, Summer | Winter, WintShld, Summer | Winter, WintShld, Summer | Winter, WintShld, Summer
NSR Ottumwa Unit 1 NOX Rate v5.16 | 560 | 7510 | Rate Constraint in lbs/MMBtu | FALSE | L | Annual | Standard NOX | lb/MMBtu | 0.08 | 0.08 | 0.08 | 0.08 | 0.08 | 0.08 | 0.08 | 0.08
NSR Ottumwa Unit 1 NOX Rate v5.16 | 560 | 7510 | Rate Constraint in lbs/MMBtu | FALSE | L | Annual | Emissions at Affected Plants NOX | Thousand Tons | 2.1273 | 2.1273 | 1.776 | 1.9435 | 1.9994 | 1.9623 | 1.9508 | 1.251
NSR Ottumwa Unit 1 NOX Rate v5.16 | 560 | 7510 | Rate Constraint in lbs/MMBtu | FALSE | L | Annual | Allowances Purchased NOX | Thousand Tons | 0 | 0 | 0 | 0 | 0 | 0 | 0 | 0
NSR Ottumwa Unit 1 NOX Rate v5.16 | 560 | 7510 | Rate Constraint in lbs/MMBtu | FALSE | L | Annual | Allowances Sold NOX | Thousand Tons | 0 | 0 | 0 | 0 | 0 | 0 | 0 | 0
NSR Ottumwa Unit 1 NOX Rate v5.16 | 560 | 7510 | Rate Constraint in lbs/MMBtu | FALSE | L | Annual | Allowances Banked | Thousand Tons | 0 | 0 | 0 | 0 | 0 | 0 | 0 | 0
NSR Ottumwa Unit 1 NOX Rate v5.16 | 560 | 7510 | Rate Constraint in lbs/MMBtu | FALSE | L | Annual | Allowances Withdrawn (1:1) | Thousand Tons | 0 | 0 | 0 | 0 | 0 | 0 | 0 | 0
NSR Ottumwa Unit 1 NOX Rate v5.16 | 560 | 7510 | Rate Constraint in lbs/MMBtu | FALSE | L | Annual | Allowances Withdrawn (n:1) | Thousand Tons | 0 | 0 | 0 | 0 | 0 | 0 | 0 | 0
NSR Ottumwa Unit 1 NOX Rate v5.16 | 560 | 7510 | Rate Constraint in lbs/MMBtu | FALSE | L | Annual | Net Emissions Allowance Position | Thousand Tons | 2.1273 | 2.1273 | 1.776 | 1.9435 | 1.9994 | 1.9623 | 1.9508 | 1.251
NSR Ottumwa Unit 1 NOX Rate v5.16 | 560 | 7510 | Rate Constraint in lbs/MMBtu | FALSE | L | Annual | Fuel Consumed | TBtu | 53.1899 | 53.1899 | 44.4064 | 48.5945 | 49.9921 | 49.0631 | 48.7758 | 31.2795
NSR Ottumwa Unit 1 NOX Rate v5.16 | 560 | 7510 | Rate Constraint in lbs/MMBtu | FALSE | L | Annual | Rate | lb/MMBtu | 0.07999 | 0.07999 | 0.07999 | 0.07999 | 0.07999 | 0.07999 | 0.07999 | 0.07999
NSR Ottumwa Unit 1 NOX Rate v5.16 | 560 | 7510 | Rate Constraint in lbs/MMBtu | FALSE | L | Annual | Generation | TWh | 5.1297 | 5.1297 | 4.2826 | 4.6865 | 4.8213 | 4.7317 | 4.704 | 3.0166
NSR Ottumwa Unit 1 NOX Rate v5.16 | 560 | 7510 | Rate Constraint in lbs/MMBtu | FALSE | L | Annual | Qualifying Generation | TWh | 5.1297 | 5.1297 | 4.2826 | 4.6865 | 4.8213 | 4.7317 | 4.704 | 3.0166
NSR Ottumwa Unit 1 NOX Rate v5.16 | 560 | 7510 | Rate Constraint in lbs/MMBtu | FALSE | L | Annual | Rate | lb/MWh | 0.82942 | 0.82942 | 0.82942 | 0.82942 | 0.82942 | 0.82942 | 0.82942 | 0.82942
NSR Ottumwa Unit 1 NOX Rate v5.16 | 560 | 7510 | Rate Constraint in lbs/MMBtu | FALSE | L | Annual | Constraint Shadow Price | US2019$/Ton | 0 | 0 | 0 | 0 | 0 | 0 | 0 | 0
NSR Ottumwa Unit 1 SO2 Rate v5.16 | 561 | 7509 | Rate Constraint in lbs/MMBtu | FALSE | L | Annual | Seasons Included | Seasons | Winter, WintShld, Summer | Winter, WintShld, Summer | Winter, WintShld, Summer | Winter, WintShld, Summer | Winter, WintShld, Summer | Winter, WintShld, Summer | Winter, WintShld, Summer | Winter, WintShld, Summer
NSR Ottumwa Unit 1 SO2 Rate v5.16 | 561 | 7509 | Rate Constraint in lbs/MMBtu | FALSE | L | Annual | Standard SO2 | lb/MMBtu | 0.075 | 0.075 | 0.075 | 0.075 | 0.075 | 0.075 | 0.075 | 0.075
NSR Ottumwa Unit 1 SO2 Rate v5.16 | 561 | 7509 | Rate Constraint in lbs/MMBtu | FALSE | L | Annual | Emissions at Affected Plants SO2 | Thousand Tons | 1.3891 | 1.3891 | 1.1597 | 1.2691 | 1.3056 | 1.2813 | 1.7227 | 1.1048
NSR Ottumwa Unit 1 SO2 Rate v5.16 | 561 | 7509 | Rate Constraint in lbs/MMBtu | FALSE | L | Annual | Allowances Purchased SO2 | Thousand Tons | 0 | 0 | 0 | 0 | 0 | 0 | 0 | 0
NSR Ottumwa Unit 1 SO2 Rate v5.16 | 561 | 7509 | Rate Constraint in lbs/MMBtu | FALSE | L | Annual | Allowances Sold SO2 | Thousand Tons | 0 | 0 | 0 | 0 | 0 | 0 | 0 | 0
NSR Ottumwa Unit 1 SO2 Rate v5.16 | 561 | 7509 | Rate Constraint in lbs/MMBtu | FALSE | L | Annual | Allowances Banked | Thousand Tons | 0 | 0 | 0 | 0 | 0 | 0 | 0 | 0
NSR Ottumwa Unit 1 SO2 Rate v5.16 | 561 | 7509 | Rate Constraint in lbs/MMBtu | FALSE | L | Annual | Allowances Withdrawn (1:1) | Thousand Tons | 0 | 0 | 0 | 0 | 0 | 0 | 0 | 0
NSR Ottumwa Unit 1 SO2 Rate v5.16 | 561 | 7509 | Rate Constraint in lbs/MMBtu | FALSE | L | Annual | Allowances Withdrawn (n:1) | Thousand Tons | 0 | 0 | 0 | 0 | 0 | 0 | 0 | 0
NSR Ottumwa Unit 1 SO2 Rate v5.16 | 561 | 7509 | Rate Constraint in lbs/MMBtu | FALSE | L | Annual | Net Emissions Allowance Position | Thousand Tons | 1.3891 | 1.3891 | 1.1597 | 1.2691 | 1.3056 | 1.2813 | 1.7227 | 1.1048
NSR Ottumwa Unit 1 SO2 Rate v5.16 | 561 | 7509 | Rate Constraint in lbs/MMBtu | FALSE | L | Annual | Fuel Consumed | TBtu | 53.1899 | 53.1899 | 44.4064 | 48.5945 | 49.9921 | 49.0631 | 48.7758 | 31.2795
NSR Ottumwa Unit 1 SO2 Rate v5.16 | 561 | 7509 | Rate Constraint in lbs/MMBtu | FALSE | L | Annual | Rate | lb/MMBtu | 0.052232 | 0.052232 | 0.052232 | 0.052232 | 0.052232 | 0.052232 | 0.070638 | 0.070638
NSR Ottumwa Unit 1 SO2 Rate v5.16 | 561 | 7509 | Rate Constraint in lbs/MMBtu | FALSE | L | Annual | Generation | TWh | 5.1297 | 5.1297 | 4.2826 | 4.6865 | 4.8213 | 4.7317 | 4.704 | 3.0166
NSR Ottumwa Unit 1 SO2 Rate v5.16 | 561 | 7509 | Rate Constraint in lbs/MMBtu | FALSE | L | Annual | Qualifying Generation | TWh | 5.1297 | 5.1297 | 4.2826 | 4.6865 | 4.8213 | 4.7317 | 4.704 | 3.0166
NSR Ottumwa Unit 1 SO2 Rate v5.16 | 561 | 7509 | Rate Constraint in lbs/MMBtu | FALSE | L | Annual | Rate | lb/MWh | 0.54159 | 0.54159 | 0.54159 | 0.54159 | 0.54159 | 0.54159 | 0.73245 | 0.73245
NSR Ottumwa Unit 1 SO2 Rate v5.16 | 561 | 7509 | Rate Constraint in lbs/MMBtu | FALSE | L | Annual | Constraint Shadow Price | US2019$/Ton | 0 | 0 | 0 | 0 | 0 | 0 | 0 | 0
NSR Pleasants 1-3 - NOX Rate Annual v5.16 | 562 | 7270 | Rate Constraint in lbs/MMBtu | FALSE | L | Annual | Seasons Included | Seasons | Winter, WintShld, Summer | Winter, WintShld, Summer | Winter, WintShld, Summer | Winter, WintShld, Summer | Winter, WintShld, Summer | Winter, WintShld, Summer | Winter, WintShld, Summer | Winter, WintShld, Summer
NSR Pleasants 1-3 - NOX Rate Annual v5.16 | 562 | 7270 | Rate Constraint in lbs/MMBtu | FALSE | L | Annual | Standard NOX | lb/MMBtu | 0.25 | 0.25 | 0.25 | 0.25 | 0.25 | 0.25 | 0.25 | 0.25
NSR Pleasants 1-3 - NOX Rate Annual v5.16 | 562 | 7270 | Rate Constraint in lbs/MMBtu | FALSE | L | Annual | Emissions at Affected Plants NOX | Thousand Tons | 0 | 0 | 0 | 0 | 0 | 0 | 0 | 0
NSR Pleasants 1-3 - NOX Rate Annual v5.16 | 562 | 7270 | Rate Constraint in lbs/MMBtu | FALSE | L | Annual | Allowances Purchased NOX | Thousand Tons | 0 | 0 | 0 | 0 | 0 | 0 | 0 | 0
NSR Pleasants 1-3 - NOX Rate Annual v5.16 | 562 | 7270 | Rate Constraint in lbs/MMBtu | FALSE | L | Annual | Allowances Sold NOX | Thousand Tons | 0 | 0 | 0 | 0 | 0 | 0 | 0 | 0
NSR Pleasants 1-3 - NOX Rate Annual v5.16 | 562 | 7270 | Rate Constraint in lbs/MMBtu | FALSE | L | Annual | Allowances Banked | Thousand Tons | 0 | 0 | 0 | 0 | 0 | 0 | 0 | 0
NSR Pleasants 1-3 - NOX Rate Annual v5.16 | 562 | 7270 | Rate Constraint in lbs/MMBtu | FALSE | L | Annual | Allowances Withdrawn (1:1) | Thousand Tons | 0 | 0 | 0 | 0 | 0 | 0 | 0 | 0
NSR Pleasants 1-3 - NOX Rate Annual v5.16 | 562 | 7270 | Rate Constraint in lbs/MMBtu | FALSE | L | Annual | Allowances Withdrawn (n:1) | Thousand Tons | 0 | 0 | 0 | 0 | 0 | 0 | 0 | 0
NSR Pleasants 1-3 - NOX Rate Annual v5.16 | 562 | 7270 | Rate Constraint in lbs/MMBtu | FALSE | L | Annual | Net Emissions Allowance Position | Thousand Tons | 0 | 0 | 0 | 0 | 0 | 0 | 0 | 0
NSR Pleasants 1-3 - NOX Rate Annual v5.16 | 562 | 7270 | Rate Constraint in lbs/MMBtu | FALSE | L | Annual | Fuel Consumed | TBtu | 0 | 0 | 0 | 0 | 0 | 0 | 0 | 0
NSR Pleasants 1-3 - NOX Rate Annual v5.16 | 562 | 7270 | Rate Constraint in lbs/MMBtu | FALSE | L | Annual | Rate | lb/MMBtu | 0 | 0 | 0 | 0 | 0 | 0 | 0 | 0
NSR Pleasants 1-3 - NOX Rate Annual v5.16 | 562 | 7270 | Rate Constraint in lbs/MMBtu | FALSE | L | Annual | Generation | TWh | 0 | 0 | 0 | 0 | 0 | 0 | 0 | 0
NSR Pleasants 1-3 - NOX Rate Annual v5.16 | 562 | 7270 | Rate Constraint in lbs/MMBtu | FALSE | L | Annual | Qualifying Generation | TWh | 0 | 0 | 0 | 0 | 0 | 0 | 0 | 0
NSR Pleasants 1-3 - NOX Rate Annual v5.16 | 562 | 7270 | Rate Constraint in lbs/MMBtu | FALSE | L | Annual | Rate | lb/MWh | 0 | 0 | 0 | 0 | 0 | 0 | 0 | 0
NSR Pleasants 1-3 - NOX Rate Annual v5.16 | 562 | 7270 | Rate Constraint in lbs/MMBtu | FALSE | L | Annual | Constraint Shadow Price | US2019$/Ton | 0 | 0 | 0 | 0 | 0 | 0 | 0 | 0
NSR Pleasants 1-3 - NOX Rate Summer v5.16 | 563 | 7271 | Rate Constraint in lbs/MMBtu | FALSE | L | Annual | Seasons Included | Seasons | Summer | Summer | Summer | Summer | Summer | Summer | Summer | Summer
NSR Pleasants 1-3 - NOX Rate Summer v5.16 | 563 | 7271 | Rate Constraint in lbs/MMBtu | FALSE | L | Annual | Standard NOX | lb/MMBtu | 0.2 | 0.2 | 0.2 | 0.2 | 0.2 | 0.2 | 0.2 | 0.2
NSR Pleasants 1-3 - NOX Rate Summer v5.16 | 563 | 7271 | Rate Constraint in lbs/MMBtu | FALSE | L | Annual | Emissions at Affected Plants NOX | Thousand Tons | 0 | 0 | 0 | 0 | 0 | 0 | 0 | 0
NSR Pleasants 1-3 - NOX Rate Summer v5.16 | 563 | 7271 | Rate Constraint in lbs/MMBtu | FALSE | L | Annual | Allowances Purchased NOX | Thousand Tons | 0 | 0 | 0 | 0 | 0 | 0 | 0 | 0
NSR Pleasants 1-3 - NOX Rate Summer v5.16 | 563 | 7271 | Rate Constraint in lbs/MMBtu | FALSE | L | Annual | Allowances Sold NOX | Thousand Tons | 0 | 0 | 0 | 0 | 0 | 0 | 0 | 0
NSR Pleasants 1-3 - NOX Rate Summer v5.16 | 563 | 7271 | Rate Constraint in lbs/MMBtu | FALSE | L | Annual | Allowances Banked | Thousand Tons | 0 | 0 | 0 | 0 | 0 | 0 | 0 | 0
NSR Pleasants 1-3 - NOX Rate Summer v5.16 | 563 | 7271 | Rate Constraint in lbs/MMBtu | FALSE | L | Annual | Allowances Withdrawn (1:1) | Thousand Tons | 0 | 0 | 0 | 0 | 0 | 0 | 0 | 0
NSR Pleasants 1-3 - NOX Rate Summer v5.16 | 563 | 7271 | Rate Constraint in lbs/MMBtu | FALSE | L | Annual | Allowances Withdrawn (n:1) | Thousand Tons | 0 | 0 | 0 | 0 | 0 | 0 | 0 | 0
NSR Pleasants 1-3 - NOX Rate Summer v5.16 | 563 | 7271 | Rate Constraint in lbs/MMBtu | FALSE | L | Annual | Net Emissions Allowance Position | Thousand Tons | 0 | 0 | 0 | 0 | 0 | 0 | 0 | 0
NSR Pleasants 1-3 - NOX Rate Summer v5.16 | 563 | 7271 | Rate Constraint in lbs/MMBtu | FALSE | L | Annual | Fuel Consumed | TBtu | 0 | 0 | 0 | 0 | 0 | 0 | 0 | 0
NSR Pleasants 1-3 - NOX Rate Summer v5.16 | 563 | 7271 | Rate Constraint in lbs/MMBtu | FALSE | L | Annual | Rate | lb/MMBtu | 0 | 0 | 0 | 0 | 0 | 0 | 0 | 0
NSR Pleasants 1-3 - NOX Rate Summer v5.16 | 563 | 7271 | Rate Constraint in lbs/MMBtu | FALSE | L | Annual | Generation | TWh | 0 | 0 | 0 | 0 | 0 | 0 | 0 | 0
NSR Pleasants 1-3 - NOX Rate Summer v5.16 | 563 | 7271 | Rate Constraint in lbs/MMBtu | FALSE | L | Annual | Qualifying Generation | TWh | 0 | 0 | 0 | 0 | 0 | 0 | 0 | 0
NSR Pleasants 1-3 - NOX Rate Summer v5.16 | 563 | 7271 | Rate Constraint in lbs/MMBtu | FALSE | L | Annual | Rate | lb/MWh | 0 | 0 | 0 | 0 | 0 | 0 | 0 | 0
NSR Pleasants 1-3 - NOX Rate Summer v5.16 | 563 | 7271 | Rate Constraint in lbs/MMBtu | FALSE | L | Annual | Constraint Shadow Price | US2019$/Ton | 0 | 0 | 0 | 0 | 0 | 0 | 0 | 0
NSR Prairie Creek 1,2 - SO2 Rate v5.16 | 564 | 7506 | Rate Constraint in lbs/MMBtu | FALSE | L | Annual | Seasons Included | Seasons | Winter, WintShld, Summer | Winter, WintShld, Summer | Winter, WintShld, Summer | Winter, WintShld, Summer | Winter, WintShld, Summer | Winter, WintShld, Summer | Winter, WintShld, Summer | Winter, WintShld, Summer
NSR Prairie Creek 1,2 - SO2 Rate v5.16 | 564 | 7506 | Rate Constraint in lbs/MMBtu | FALSE | L | Annual | Standard SO2 | lb/MMBtu | 0.9 | 0.9 | 0.9 | 0.9 | 0.9 | 0.9 | 0.9 | 0.9
NSR Prairie Creek 1,2 - SO2 Rate v5.16 | 564 | 7506 | Rate Constraint in lbs/MMBtu | FALSE | L | Annual | Emissions at Affected Plants SO2 | Thousand Tons | 0 | 0 | 0 | 0 | 0 | 0 | 0 | 0
NSR Prairie Creek 1,2 - SO2 Rate v5.16 | 564 | 7506 | Rate Constraint in lbs/MMBtu | FALSE | L | Annual | Allowances Purchased SO2 | Thousand Tons | 0 | 0 | 0 | 0 | 0 | 0 | 0 | 0
NSR Prairie Creek 1,2 - SO2 Rate v5.16 | 564 | 7506 | Rate Constraint in lbs/MMBtu | FALSE | L | Annual | Allowances Sold SO2 | Thousand Tons | 0 | 0 | 0 | 0 | 0 | 0 | 0 | 0
NSR Prairie Creek 1,2 - SO2 Rate v5.16 | 564 | 7506 | Rate Constraint in lbs/MMBtu | FALSE | L | Annual | Allowances Banked | Thousand Tons | 0 | 0 | 0 | 0 | 0 | 0 | 0 | 0
NSR Prairie Creek 1,2 - SO2 Rate v5.16 | 564 | 7506 | Rate Constraint in lbs/MMBtu | FALSE | L | Annual | Allowances Withdrawn (1:1) | Thousand Tons | 0 | 0 | 0 | 0 | 0 | 0 | 0 | 0
NSR Prairie Creek 1,2 - SO2 Rate v5.16 | 564 | 7506 | Rate Constraint in lbs/MMBtu | FALSE | L | Annual | Allowances Withdrawn (n:1) | Thousand Tons | 0 | 0 | 0 | 0 | 0 | 0 | 0 | 0
NSR Prairie Creek 1,2 - SO2 Rate v5.16 | 564 | 7506 | Rate Constraint in lbs/MMBtu | FALSE | L | Annual | Net Emissions Allowance Position | Thousand Tons | 0 | 0 | 0 | 0 | 0 | 0 | 0 | 0
NSR Prairie Creek 1,2 - SO2 Rate v5.16 | 564 | 7506 | Rate Constraint in lbs/MMBtu | FALSE | L | Annual | Fuel Consumed | TBtu | 0 | 0 | 0 | 0 | 0 | 0 | 0 | 0
NSR Prairie Creek 1,2 - SO2 Rate v5.16 | 564 | 7506 | Rate Constraint in lbs/MMBtu | FALSE | L | Annual | Rate | lb/MMBtu | 0 | 0 | 0 | 0 | 0 | 0 | 0 | 0
NSR Prairie Creek 1,2 - SO2 Rate v5.16 | 564 | 7506 | Rate Constraint in lbs/MMBtu | FALSE | L | Annual | Generation | TWh | 0 | 0 | 0 | 0 | 0 | 0 | 0 | 0
NSR Prairie Creek 1,2 - SO2 Rate v5.16 | 564 | 7506 | Rate Constraint in lbs/MMBtu | FALSE | L | Annual | Qualifying Generation | TWh | 0 | 0 | 0 | 0 | 0 | 0 | 0 | 0
NSR Prairie Creek 1,2 - SO2 Rate v5.16 | 564 | 7506 | Rate Constraint in lbs/MMBtu | FALSE | L | Annual | Rate | lb/MWh | 0 | 0 | 0 | 0 | 0 | 0 | 0 | 0
NSR Prairie Creek 1,2 - SO2 Rate v5.16 | 564 | 7506 | Rate Constraint in lbs/MMBtu | FALSE | L | Annual | Constraint Shadow Price | US2019$/Ton | 0 | 0 | 0 | 0 | 0 | 0 | 0 | 0
NSR Prairie Creek NOX Cap v5.16 | 565 | 7513 | Rate Constraint in MTons | FALSE | L | Annual | Seasons Included | Seasons | Winter, WintShld, Summer | Winter, WintShld, Summer | Winter, WintShld, Summer | Winter, WintShld, Summer | Winter, WintShld, Summer | Winter, WintShld, Summer | Winter, WintShld, Summer | Winter, WintShld, Summer
NSR Prairie Creek NOX Cap v5.16 | 565 | 7513 | Rate Constraint in MTons | FALSE | L | Annual | Standard NOX | Thousand Tons | 2.65 | 2.65 | 1.5 | 1.5 | 1.5 | 1.5 | 1.5 | 1.5
NSR Prairie Creek NOX Cap v5.16 | 565 | 7513 | Rate Constraint in MTons | FALSE | L | Annual | Emissions at Affected Plants NOX | Thousand Tons | 0.27284 | 0.032024 | 0.019994 | 0.030545 | 0.032024 | 0.034352 | 0.023802 | 0
NSR Prairie Creek NOX Cap v5.16 | 565 | 7513 | Rate Constraint in MTons | FALSE | L | Annual | Allowances Purchased NOX | Thousand Tons | 0 | 0 | 0 | 0 | 0 | 0 | 0 | 0
NSR Prairie Creek NOX Cap v5.16 | 565 | 7513 | Rate Constraint in MTons | FALSE | L | Annual | Allowances Sold NOX | Thousand Tons | 0 | 0 | 0 | 0 | 0 | 0 | 0 | 0
NSR Prairie Creek NOX Cap v5.16 | 565 | 7513 | Rate Constraint in MTons | FALSE | L | Annual | Allowances Banked | Thousand Tons | 0 | 0 | 0 | 0 | 0 | 0 | 0 | 0
NSR Prairie Creek NOX Cap v5.16 | 565 | 7513 | Rate Constraint in MTons | FALSE | L | Annual | Allowances Withdrawn (1:1) | Thousand Tons | 0 | 0 | 0 | 0 | 0 | 0 | 0 | 0
NSR Prairie Creek NOX Cap v5.16 | 565 | 7513 | Rate Constraint in MTons | FALSE | L | Annual | Allowances Withdrawn (n:1) | Thousand Tons | 0 | 0 | 0 | 0 | 0 | 0 | 0 | 0
NSR Prairie Creek NOX Cap v5.16 | 565 | 7513 | Rate Constraint in MTons | FALSE | L | Annual | Net Emissions Allowance Position | Thousand Tons | 0.27284 | 0.032024 | 0.019994 | 0.030545 | 0.032024 | 0.034352 | 0.023802 | 0
NSR Prairie Creek NOX Cap v5.16 | 565 | 7513 | Rate Constraint in MTons | FALSE | L | Annual | Fuel Consumed | TBtu | 2.4471 | 0.28722 | 0.17932 | 0.27395 | 0.28722 | 0.3081 | 0.21347 | 0
NSR Prairie Creek NOX Cap v5.16 | 565 | 7513 | Rate Constraint in MTons | FALSE | L | Annual | Rate | lb/MMBtu | 0.22299 | 0.22299 | 0.22299 | 0.22299 | 0.22299 | 0.22299 | 0.22299 | 0
NSR Prairie Creek NOX Cap v5.16 | 565 | 7513 | Rate Constraint in MTons | FALSE | L | Annual | Generation | TWh | 0.20147 | 0.023647 | 0.014764 | 0.022555 | 0.023647 | 0.025366 | 0.017576 | 0
NSR Prairie Creek NOX Cap v5.16 | 565 | 7513 | Rate Constraint in MTons | FALSE | L | Annual | Qualifying Generation | TWh | 0.20147 | 0.023647 | 0.014764 | 0.022555 | 0.023647 | 0.025366 | 0.017576 | 0
NSR Prairie Creek NOX Cap v5.16 | 565 | 7513 | Rate Constraint in MTons | FALSE | L | Annual | Rate | lb/MWh | 2.7085 | 2.7085 | 2.7085 | 2.7085 | 2.7085 | 2.7085 | 2.7085 | 0
NSR Prairie Creek NOX Cap v5.16 | 565 | 7513 | Rate Constraint in MTons | FALSE | L | Annual | Constraint Shadow Price | US2019$/Ton | 0 | 0 | 0 | 0 | 0 | 0 | 0 | 0
NSR Prairie Creek SO2 Cap v5.16 | 566 | 7505 | Rate Constraint in MTons | FALSE | L | Annual | Seasons Included | Seasons | Winter, WintShld, Summer | Winter, WintShld, Summer | Winter, WintShld, Summer | Winter, WintShld, Summer | Winter, WintShld, Summer | Winter, WintShld, Summer | Winter, WintShld, Summer | Winter, WintShld, Summer
NSR Prairie Creek SO2 Cap v5.16 | 566 | 7505 | Rate Constraint in MTons | FALSE | L | Annual | Standard SO2 | Thousand Tons | 3 | 3 | 0.1 | 0.1 | 0.1 | 0.1 | 0.1 | 0.1
NSR Prairie Creek SO2 Cap v5.16 | 566 | 7505 | Rate Constraint in MTons | FALSE | L | Annual | Emissions at Affected Plants SO2 | Thousand Tons | 0.71722 | 0.08418 | 0.052558 | 0.080292 | 0.08418 | 0.090301 | 0.062567 | 0
NSR Prairie Creek SO2 Cap v5.16 | 566 | 7505 | Rate Constraint in MTons | FALSE | L | Annual | Allowances Purchased SO2 | Thousand Tons | 0 | 0 | 0 | 0 | 0 | 0 | 0 | 0
NSR Prairie Creek SO2 Cap v5.16 | 566 | 7505 | Rate Constraint in MTons | FALSE | L | Annual | Allowances Sold SO2 | Thousand Tons | 0 | 0 | 0 | 0 | 0 | 0 | 0 | 0
NSR Prairie Creek SO2 Cap v5.16 | 566 | 7505 | Rate Constraint in MTons | FALSE | L | Annual | Allowances Banked | Thousand Tons | 0 | 0 | 0 | 0 | 0 | 0 | 0 | 0
NSR Prairie Creek SO2 Cap v5.16 | 566 | 7505 | Rate Constraint in MTons | FALSE | L | Annual | Allowances Withdrawn (1:1) | Thousand Tons | 0 | 0 | 0 | 0 | 0 | 0 | 0 | 0
NSR Prairie Creek SO2 Cap v5.16 | 566 | 7505 | Rate Constraint in MTons | FALSE | L | Annual | Allowances Withdrawn (n:1) | Thousand Tons | 0 | 0 | 0 | 0 | 0 | 0 | 0 | 0
NSR Prairie Creek SO2 Cap v5.16 | 566 | 7505 | Rate Constraint in MTons | FALSE | L | Annual | Net Emissions Allowance Position | Thousand Tons | 0.71722 | 0.08418 | 0.052558 | 0.080292 | 0.08418 | 0.090301 | 0.062567 | 0
NSR Prairie Creek SO2 Cap v5.16 | 566 | 7505 | Rate Constraint in MTons | FALSE | L | Annual | Fuel Consumed | TBtu | 2.4471 | 0.28722 | 0.17932 | 0.27395 | 0.28722 | 0.3081 | 0.21347 | 0
NSR Prairie Creek SO2 Cap v5.16 | 566 | 7505 | Rate Constraint in MTons | FALSE | L | Annual | Rate | lb/MMBtu | 0.58618 | 0.58618 | 0.58618 | 0.58618 | 0.58618 | 0.58618 | 0.58618 | 0
NSR Prairie Creek SO2 Cap v5.16 | 566 | 7505 | Rate Constraint in MTons | FALSE | L | Annual | Generation | TWh | 0.20147 | 0.023647 | 0.014764 | 0.022555 | 0.023647 | 0.025366 | 0.017576 | 0
NSR Prairie Creek SO2 Cap v5.16 | 566 | 7505 | Rate Constraint in MTons | FALSE | L | Annual | Qualifying Generation | TWh | 0.20147 | 0.023647 | 0.014764 | 0.022555 | 0.023647 | 0.025366 | 0.017576 | 0
NSR Prairie Creek SO2 Cap v5.16 | 566 | 7505 | Rate Constraint in MTons | FALSE | L | Annual | Rate | lb/MWh | 7.1197 | 7.1197 | 7.1197 | 7.1197 | 7.1197 | 7.1197 | 7.1197 | 0
NSR Prairie Creek SO2 Cap v5.16 | 566 | 7505 | Rate Constraint in MTons | FALSE | L | Annual | Constraint Shadow Price | US2019$/Ton | 0 | 0 | 0 | 0 | 0 | 0 | 0 | 0
NSR Prairie Creek Unit 3 SO2 Rate v5.16 | 567 | 7507 | Rate Constraint in lbs/MMBtu | FALSE | L | Annual | Seasons Included | Seasons | Winter, WintShld, Summer | Winter, WintShld, Summer | Winter, WintShld, Summer | Winter, WintShld, Summer | Winter, WintShld, Summer | Winter, WintShld, Summer | Winter, WintShld, Summer | Winter, WintShld, Summer
NSR Prairie Creek Unit 3 SO2 Rate v5.16 | 567 | 7507 | Rate Constraint in lbs/MMBtu | FALSE | L | Annual | Standard SO2 | lb/MMBtu | 0.7 | 0.7 | 0.7 | 0.7 | 0.7 | 0.7 | 0.7 | 0.7
NSR Prairie Creek Unit 3 SO2 Rate v5.16 | 567 | 7507 | Rate Constraint in lbs/MMBtu | FALSE | L | Annual | Emissions at Affected Plants SO2 | Thousand Tons | 0.63908 | 0.075009 | 0.046832 | 0.071545 | 0.075009 | 0.080463 | 0.055751 | 0
NSR Prairie Creek Unit 3 SO2 Rate v5.16 | 567 | 7507 | Rate Constraint in lbs/MMBtu | FALSE | L | Annual | Allowances Purchased SO2 | Thousand Tons | 0 | 0 | 0 | 0 | 0 | 0 | 0 | 0
NSR Prairie Creek Unit 3 SO2 Rate v5.16 | 567 | 7507 | Rate Constraint in lbs/MMBtu | FALSE | L | Annual | Allowances Sold SO2 | Thousand Tons | 0 | 0 | 0 | 0 | 0 | 0 | 0 | 0
NSR Prairie Creek Unit 3 SO2 Rate v5.16 | 567 | 7507 | Rate Constraint in lbs/MMBtu | FALSE | L | Annual | Allowances Banked | Thousand Tons | 0 | 0 | 0 | 0 | 0 | 0 | 0 | 0
NSR Prairie Creek Unit 3 SO2 Rate v5.16 | 567 | 7507 | Rate Constraint in lbs/MMBtu | FALSE | L | Annual | Allowances Withdrawn (1:1) | Thousand Tons | 0 | 0 | 0 | 0 | 0 | 0 | 0 | 0
NSR Prairie Creek Unit 3 SO2 Rate v5.16 | 567 | 7507 | Rate Constraint in lbs/MMBtu | FALSE | L | Annual | Allowances Withdrawn (n:1) | Thousand Tons | 0 | 0 | 0 | 0 | 0 | 0 | 0 | 0
NSR Prairie Creek Unit 3 SO2 Rate v5.16 | 567 | 7507 | Rate Constraint in lbs/MMBtu | FALSE | L | Annual | Net Emissions Allowance Position | Thousand Tons | 0.63908 | 0.075009 | 0.046832 | 0.071545 | 0.075009 | 0.080463 | 0.055751 | 0
NSR Prairie Creek Unit 3 SO2 Rate v5.16 | 567 | 7507 | Rate Constraint in lbs/MMBtu | FALSE | L | Annual | Fuel Consumed | TBtu | 2.1805 | 0.25593 | 0.15979 | 0.24411 | 0.25593 | 0.27454 | 0.19022 | 0
NSR Prairie Creek Unit 3 SO2 Rate v5.16 | 567 | 7507 | Rate Constraint in lbs/MMBtu | FALSE | L | Annual | Rate | lb/MMBtu | 0.58618 | 0.58618 | 0.58618 | 0.58618 | 0.58618 | 0.58618 | 0.58618 | 0
NSR Prairie Creek Unit 3 SO2 Rate v5.16 | 567 | 7507 | Rate Constraint in lbs/MMBtu | FALSE | L | Annual | Generation | TWh | 0.20147 | 0.023647 | 0.014764 | 0.022555 | 0.023647 | 0.025366 | 0.017576 | 0
NSR Prairie Creek Unit 3 SO2 Rate v5.16 | 567 | 7507 | Rate Constraint in lbs/MMBtu | FALSE | L | Annual | Qualifying Generation | TWh | 0.17952 | 0.021071 | 0.013156 | 0.020098 | 0.021071 | 0.022603 | 0.015661 | 0
NSR Prairie Creek Unit 3 SO2 Rate v5.16 | 567 | 7507 | Rate Constraint in lbs/MMBtu | FALSE | L | Annual | Rate | lb/MWh | 7.1197 | 7.1197 | 7.1197 | 7.1197 | 7.1197 | 7.1197 | 7.1197 | 0
NSR Prairie Creek Unit 3 SO2 Rate v5.16 | 567 | 7507 | Rate Constraint in lbs/MMBtu | FALSE | L | Annual | Constraint Shadow Price | US2019$/Ton | 0 | 0 | 0 | 0 | 0 | 0 | 0 | 0
NSR Prairie Creek Unit 4 SO2 Rate v5.16 | 568 | 7508 | Rate Constraint in lbs/MMBtu | FALSE | L | Annual | Seasons Included | Seasons | Winter, WintShld, Summer | Winter, WintShld, Summer | Winter, WintShld, Summer | Winter, WintShld, Summer | Winter, WintShld, Summer | Winter, WintShld, Summer | Winter, WintShld, Summer | Winter, WintShld, Summer
NSR Prairie Creek Unit 4 SO2 Rate v5.16 | 568 | 7508 | Rate Constraint in lbs/MMBtu | FALSE | L | Annual | Standard SO2 | lb/MMBtu | 0.7 | 0.7 | 0.7 | 0.7 | 0.7 | 0.7 | 0.7 | 0.7
NSR Prairie Creek Unit 4 SO2 Rate v5.16 | 568 | 7508 | Rate Constraint in lbs/MMBtu | FALSE | L | Annual | Emissions at Affected Plants SO2 | Thousand Tons | 0 | 0 | 0 | 0 | 0 | 0 | 0 | 0
NSR Prairie Creek Unit 4 SO2 Rate v5.16 | 568 | 7508 | Rate Constraint in lbs/MMBtu | FALSE | L | Annual | Allowances Purchased SO2 | Thousand Tons | 0 | 0 | 0 | 0 | 0 | 0 | 0 | 0
NSR Prairie Creek Unit 4 SO2 Rate v5.16 | 568 | 7508 | Rate Constraint in lbs/MMBtu | FALSE | L | Annual | Allowances Sold SO2 | Thousand Tons | 0 | 0 | 0 | 0 | 0 | 0 | 0 | 0
NSR Prairie Creek Unit 4 SO2 Rate v5.16 | 568 | 7508 | Rate Constraint in lbs/MMBtu | FALSE | L | Annual | Allowances Banked | Thousand Tons | 0 | 0 | 0 | 0 | 0 | 0 | 0 | 0
NSR Prairie Creek Unit 4 SO2 Rate v5.16 | 568 | 7508 | Rate Constraint in lbs/MMBtu | FALSE | L | Annual | Allowances Withdrawn (1:1) | Thousand Tons | 0 | 0 | 0 | 0 | 0 | 0 | 0 | 0
NSR Prairie Creek Unit 4 SO2 Rate v5.16 | 568 | 7508 | Rate Constraint in lbs/MMBtu | FALSE | L | Annual | Allowances Withdrawn (n:1) | Thousand Tons | 0 | 0 | 0 | 0 | 0 | 0 | 0 | 0
NSR Prairie Creek Unit 4 SO2 Rate v5.16 | 568 | 7508 | Rate Constraint in lbs/MMBtu | FALSE | L | Annual | Net Emissions Allowance Position | Thousand Tons | 0 | 0 | 0 | 0 | 0 | 0 | 0 | 0
NSR Prairie Creek Unit 4 SO2 Rate v5.16 | 568 | 7508 | Rate Constraint in lbs/MMBtu | FALSE | L | Annual | Fuel Consumed | TBtu | 0 | 0 | 0 | 0 | 0 | 0 | 0 | 0
NSR Prairie Creek Unit 4 SO2 Rate v5.16 | 568 | 7508 | Rate Constraint in lbs/MMBtu | FALSE | L | Annual | Rate | lb/MMBtu | 0 | 0 | 0 | 0 | 0 | 0 | 0 | 0
NSR Prairie Creek Unit 4 SO2 Rate v5.16 | 568 | 7508 | Rate Constraint in lbs/MMBtu | FALSE | L | Annual | Generation | TWh | 0 | 0 | 0 | 0 | 0 | 0 | 0 | 0
NSR Prairie Creek Unit 4 SO2 Rate v5.16 | 568 | 7508 | Rate Constraint in lbs/MMBtu | FALSE | L | Annual | Qualifying Generation | TWh | 0 | 0 | 0 | 0 | 0 | 0 | 0 | 0
NSR Prairie Creek Unit 4 SO2 Rate v5.16 | 568 | 7508 | Rate Constraint in lbs/MMBtu | FALSE | L | Annual | Rate | lb/MWh | 0 | 0 | 0 | 0 | 0 | 0 | 0 | 0
NSR Prairie Creek Unit 4 SO2 Rate v5.16 | 568 | 7508 | Rate Constraint in lbs/MMBtu | FALSE | L | Annual | Constraint Shadow Price | US2019$/Ton | 0 | 0 | 0 | 0 | 0 | 0 | 0 | 0
NSR Rockport 1 & 2 - SO2 Cap Annual v5.13 | 571 | 7374 | Rate Constraint in MTons | FALSE | L | Annual | Seasons Included | Seasons | Winter, WintShld, Summer | Winter, WintShld, Summer | Winter, WintShld, Summer | Winter, WintShld, Summer | Winter, WintShld, Summer | Winter, WintShld, Summer | Winter, WintShld, Summer | Winter, WintShld, Summer
NSR Rockport 1 & 2 - SO2 Cap Annual v5.13 | 571 | 7374 | Rate Constraint in MTons | FALSE | L | Annual | Standard SO2 | Thousand Tons | 10 | 10 | 10 | 5 | 5 | 5 | 5 | 5
NSR Rockport 1 & 2 - SO2 Cap Annual v5.13 | 571 | 7374 | Rate Constraint in MTons | FALSE | L | Annual | Emissions at Affected Plants SO2 | Thousand Tons | 10 | 6.8834 | 2.9096 | 0 | 0 | 0 | 0 | 0
NSR Rockport 1 & 2 - SO2 Cap Annual v5.13 | 571 | 7374 | Rate Constraint in MTons | FALSE | L | Annual | Allowances Purchased SO2 | Thousand Tons | 0 | 0 | 0 | 0 | 0 | 0 | 0 | 0
NSR Rockport 1 & 2 - SO2 Cap Annual v5.13 | 571 | 7374 | Rate Constraint in MTons | FALSE | L | Annual | Allowances Sold SO2 | Thousand Tons | 0 | 0 | 0 | 0 | 0 | 0 | 0 | 0
NSR Rockport 1 & 2 - SO2 Cap Annual v5.13 | 571 | 7374 | Rate Constraint in MTons | FALSE | L | Annual | Allowances Banked | Thousand Tons | 0 | 0 | 0 | 0 | 0 | 0 | 0 | 0
NSR Rockport 1 & 2 - SO2 Cap Annual v5.13 | 571 | 7374 | Rate Constraint in MTons | FALSE | L | Annual | Allowances Withdrawn (1:1) | Thousand Tons | 0 | 0 | 0 | 0 | 0 | 0 | 0 | 0
NSR Rockport 1 & 2 - SO2 Cap Annual v5.13 | 571 | 7374 | Rate Constraint in MTons | FALSE | L | Annual | Allowances Withdrawn (n:1) | Thousand Tons | 0 | 0 | 0 | 0 | 0 | 0 | 0 | 0
NSR Rockport 1 & 2 - SO2 Cap Annual v5.13 | 571 | 7374 | Rate Constraint in MTons | FALSE | L | Annual | Net Emissions Allowance Position | Thousand Tons | 10 | 6.8834 | 2.9096 | 0 | 0 | 0 | 0 | 0
NSR Rockport 1 & 2 - SO2 Cap Annual v5.13 | 571 | 7374 | Rate Constraint in MTons | FALSE | L | Annual | Fuel Consumed | TBtu | 60.3088 | 41.5103 | 17.5471 | 0 | 0 | 0 | 0 | 0
NSR Rockport 1 & 2 - SO2 Cap Annual v5.13 | 571 | 7374 | Rate Constraint in MTons | FALSE | L | Annual | Rate | lb/MMBtu | 0.33163 | 0.33165 | 0.33163 | 0 | 0 | 0 | 0 | 0
NSR Rockport 1 & 2 - SO2 Cap Annual v5.13 | 571 | 7374 | Rate Constraint in MTons | FALSE | L | Annual | Generation | TWh | 5.7256 | 3.9409 | 1.6659 | 0 | 0 | 0 | 0 | 0
NSR Rockport 1 & 2 - SO2 Cap Annual v5.13 | 571 | 7374 | Rate Constraint in MTons | FALSE | L | Annual | Qualifying Generation | TWh | 5.7256 | 3.9409 | 1.6659 | 0 | 0 | 0 | 0 | 0
NSR Rockport 1 & 2 - SO2 Cap Annual v5.13 | 571 | 7374 | Rate Constraint in MTons | FALSE | L | Annual | Rate | lb/MWh | 3.4931 | 3.4933 | 3.4931 | 0 | 0 | 0 | 0 | 0
NSR Rockport 1 & 2 - SO2 Cap Annual v5.13 | 571 | 7374 | Rate Constraint in MTons | FALSE | L | Annual | Constraint Shadow Price | US2019$/Ton | 2436.846 | 0 | 0 | 0 | 0 | 0 | 0 | 0
NSR Santee Cooper - NOX Cap Annual v3.1 | 572 | 7395 | Rate Constraint in MTons | FALSE | L | Annual | Seasons Included | Seasons | Winter, WintShld, Summer | Winter, WintShld, Summer | Winter, WintShld, Summer | Winter, WintShld, Summer | Winter, WintShld, Summer | Winter, WintShld, Summer | Winter, WintShld, Summer | Winter, WintShld, Summer
NSR Santee Cooper - NOX Cap Annual v3.1 | 572 | 7395 | Rate Constraint in MTons | FALSE | L | Annual | Standard NOX | Thousand Tons | 20 | 20 | 20 | 20 | 20 | 20 | 20 | 20
NSR Santee Cooper - NOX Cap Annual v3.1 | 572 | 7395 | Rate Constraint in MTons | FALSE | L | Annual | Emissions at Affected Plants NOX | Thousand Tons | 8.8734 | 8.1332 | 7.1275 | 5.0437 | 3.9931 | 4.4459 | 3.5118 | 3.4816
NSR Santee Cooper - NOX Cap Annual v3.1 | 572 | 7395 | Rate Constraint in MTons | FALSE | L | Annual | Allowances Purchased NOX | Thousand Tons | 0 | 0 | 0 | 0 | 0 | 0 | 0 | 0
NSR Santee Cooper - NOX Cap Annual v3.1 | 572 | 7395 | Rate Constraint in MTons | FALSE | L | Annual | Allowances Sold NOX | Thousand Tons | 0 | 0 | 0 | 0 | 0 | 0 | 0 | 0
NSR Santee Cooper - NOX Cap Annual v3.1 | 572 | 7395 | Rate Constraint in MTons | FALSE | L | Annual | Allowances Banked | Thousand Tons | 0 | 0 | 0 | 0 | 0 | 0 | 0 | 0
NSR Santee Cooper - NOX Cap Annual v3.1 | 572 | 7395 | Rate Constraint in MTons | FALSE | L | Annual | Allowances Withdrawn (1:1) | Thousand Tons | 0 | 0 | 0 | 0 | 0 | 0 | 0 | 0
NSR Santee Cooper - NOX Cap Annual v3.1 | 572 | 7395 | Rate Constraint in MTons | FALSE | L | Annual | Allowances Withdrawn (n:1) | Thousand Tons | 0 | 0 | 0 | 0 | 0 | 0 | 0 | 0
NSR Santee Cooper - NOX Cap Annual v3.1 | 572 | 7395 | Rate Constraint in MTons | FALSE | L | Annual | Net Emissions Allowance Position | Thousand Tons | 8.8734 | 8.1332 | 7.1275 | 5.0437 | 3.9931 | 4.4459 | 3.5118 | 3.4816
NSR Santee Cooper - NOX Cap Annual v3.1 | 572 | 7395 | Rate Constraint in MTons | FALSE | L | Annual | Fuel Consumed | TBtu | 234.82 | 216.4606 | 191.1288 | 144.5552 | 115.6004 | 129.0518 | 100.6182 | 99.7469
NSR Santee Cooper - NOX Cap Annual v3.1 | 572 | 7395 | Rate Constraint in MTons | FALSE | L | Annual | Rate | lb/MMBtu | 0.075577 | 0.075147 | 0.074583 | 0.069782 | 0.069084 | 0.068901 | 0.069804 | 0.069809
NSR Santee Cooper - NOX Cap Annual v3.1 | 572 | 7395 | Rate Constraint in MTons | FALSE | L | Annual | Generation | TWh | 22.7607 | 21.0291 | 18.5922 | 14.2757 | 11.4665 | 12.7847 | 9.9356 | 9.8524
NSR Santee Cooper - NOX Cap Annual v3.1 | 572 | 7395 | Rate Constraint in MTons | FALSE | L | Annual | Qualifying Generation | TWh | 22.7607 | 21.0291 | 18.5922 | 14.2757 | 11.4665 | 12.7847 | 9.9356 | 9.8524
NSR Santee Cooper - NOX Cap Annual v3.1 | 572 | 7395 | Rate Constraint in MTons | FALSE | L | Annual | Rate | lb/MWh | 0.77972 | 0.77352 | 0.76672 | 0.70661 | 0.69648 | 0.6955 | 0.70691 | 0.70675
NSR Santee Cooper - NOX Cap Annual v3.1 | 572 | 7395 | Rate Constraint in MTons | FALSE | L | Annual | Constraint Shadow Price | US2019$/Ton | 0 | 0 | 0 | 0 | 0 | 0 | 0 | 0
NSR Santee Cooper - NOX Rate Annual v3.1 | 573 | 7396 | Rate Constraint in lbs/MMBtu | FALSE | L | Annual | Seasons Included | Seasons | Winter, WintShld, Summer | Winter, WintShld, Summer | Winter, WintShld, Summer | Winter, WintShld, Summer | Winter, WintShld, Summer | Winter, WintShld, Summer | Winter, WintShld, Summer | Winter, WintShld, Summer
NSR Santee Cooper - NOX Rate Annual v3.1 | 573 | 7396 | Rate Constraint in lbs/MMBtu | FALSE | L | Annual | Standard NOX | lb/MMBtu | 0.15 | 0.15 | 0.15 | 0.15 | 0.15 | 0.15 | 0.15 | 0.15
NSR Santee Cooper - NOX Rate Annual v3.1 | 573 | 7396 | Rate Constraint in lbs/MMBtu | FALSE | L | Annual | Emissions at Affected Plants NOX | Thousand Tons | 8.8734 | 8.1332 | 7.1275 | 5.0437 | 3.9931 | 4.4459 | 3.5118 | 3.4816
NSR Santee Cooper - NOX Rate Annual v3.1 | 573 | 7396 | Rate Constraint in lbs/MMBtu | FALSE | L | Annual | Allowances Purchased NOX | Thousand Tons | 0 | 0 | 0 | 0 | 0 | 0 | 0 | 0
NSR Santee Cooper - NOX Rate Annual v3.1 | 573 | 7396 | Rate Constraint in lbs/MMBtu | FALSE | L | Annual | Allowances Sold NOX | Thousand Tons | 0 | 0 | 0 | 0 | 0 | 0 | 0 | 0
NSR Santee Cooper - NOX Rate Annual v3.1 | 573 | 7396 | Rate Constraint in lbs/MMBtu | FALSE | L | Annual | Allowances Banked | Thousand Tons | 0 | 0 | 0 | 0 | 0 | 0 | 0 | 0
NSR Santee Cooper - NOX Rate Annual v3.1 | 573 | 7396 | Rate Constraint in lbs/MMBtu | FALSE | L | Annual | Allowances Withdrawn (1:1) | Thousand Tons | 0 | 0 | 0 | 0 | 0 | 0 | 0 | 0
NSR Santee Cooper - NOX Rate Annual v3.1 | 573 | 7396 | Rate Constraint in lbs/MMBtu | FALSE | L | Annual | Allowances Withdrawn (n:1) | Thousand Tons | 0 | 0 | 0 | 0 | 0 | 0 | 0 | 0
NSR Santee Cooper - NOX Rate Annual v3.1 | 573 | 7396 | Rate Constraint in lbs/MMBtu | FALSE | L | Annual | Net Emissions Allowance Position | Thousand Tons | 8.8734 | 8.1332 | 7.1275 | 5.0437 | 3.9931 | 4.4459 | 3.5118 | 3.4816
NSR Santee Cooper - NOX Rate Annual v3.1 | 573 | 7396 | Rate Constraint in lbs/MMBtu | FALSE | L | Annual | Fuel Consumed | TBtu | 234.82 | 216.4606 | 191.1288 | 144.5552 | 115.6004 | 129.0518 | 100.6182 | 99.7469
NSR Santee Cooper - NOX Rate Annual v3.1 | 573 | 7396 | Rate Constraint in lbs/MMBtu | FALSE | L | Annual | Rate | lb/MMBtu | 0.075577 | 0.075147 | 0.074583 | 0.069782 | 0.069084 | 0.068901 | 0.069804 | 0.069809
NSR Santee Cooper - NOX Rate Annual v3.1 | 573 | 7396 | Rate Constraint in lbs/MMBtu | FALSE | L | Annual | Generation | TWh | 22.7607 | 21.0291 | 18.5922 | 14.2757 | 11.4665 | 12.7847 | 9.9356 | 9.8524
NSR Santee Cooper - NOX Rate Annual v3.1 | 573 | 7396 | Rate Constraint in lbs/MMBtu | FALSE | L | Annual | Qualifying Generation | TWh | 22.7607 | 21.0291 | 18.5922 | 14.2757 | 11.4665 | 12.7847 | 9.9356 | 9.8524
NSR Santee Cooper - NOX Rate Annual v3.1 | 573 | 7396 | Rate Constraint in lbs/MMBtu | FALSE | L | Annual | Rate | lb/MWh | 0.77972 | 0.77352 | 0.76672 | 0.70661 | 0.69648 | 0.6955 | 0.70691 | 0.70675
NSR Santee Cooper - NOX Rate Annual v3.1 | 573 | 7396 | Rate Constraint in lbs/MMBtu | FALSE | L | Annual | Constraint Shadow Price | US2019$/Ton | 0 | 0 | 0 | 0 | 0 | 0 | 0 | 0
NSR Santee Cooper - SO2 Cap Annual v3.1 | 574 | 7397 | Rate Constraint in MTons | FALSE | L | Annual | Seasons Included | Seasons | Winter, WintShld, Summer | Winter, WintShld, Summer | Winter, WintShld, Summer | Winter, WintShld, Summer | Winter, WintShld, Summer | Winter, WintShld, Summer | Winter, WintShld, Summer | Winter, WintShld, Summer
NSR Santee Cooper - SO2 Cap Annual v3.1 | 574 | 7397 | Rate Constraint in MTons | FALSE | L | Annual | Standard SO2 | Thousand Tons | 65 | 65 | 65 | 65 | 65 | 65 | 65 | 65
NSR Santee Cooper - SO2 Cap Annual v3.1 | 574 | 7397 | Rate Constraint in MTons | FALSE | L | Annual | Emissions at Affected Plants SO2 | Thousand Tons | 16.4052 | 14.9765 | 13.2967 | 10.0863 | 7.1406 | 7.8231 | 6.0105 | 5.8171
NSR Santee Cooper - SO2 Cap Annual v3.1 | 574 | 7397 | Rate Constraint in MTons | FALSE | L | Annual | Allowances Purchased SO2 | Thousand Tons | 0 | 0 | 0 | 0 | 0 | 0 | 0 | 0
NSR Santee Cooper - SO2 Cap Annual v3.1 | 574 | 7397 | Rate Constraint in MTons | FALSE | L | Annual | Allowances Sold SO2 | Thousand Tons | 0 | 0 | 0 | 0 | 0 | 0 | 0 | 0
NSR Santee Cooper - SO2 Cap Annual v3.1 | 574 | 7397 | Rate Constraint in MTons | FALSE | L | Annual | Allowances Banked | Thousand Tons | 0 | 0 | 0 | 0 | 0 | 0 | 0 | 0
NSR Santee Cooper - SO2 Cap Annual v3.1 | 574 | 7397 | Rate Constraint in MTons | FALSE | L | Annual | Allowances Withdrawn (1:1) | Thousand Tons | 0 | 0 | 0 | 0 | 0 | 0 | 0 | 0
NSR Santee Cooper - SO2 Cap Annual v3.1 | 574 | 7397 | Rate Constraint in MTons | FALSE | L | Annual | Allowances Withdrawn (n:1) | Thousand Tons | 0 | 0 | 0 | 0 | 0 | 0 | 0 | 0
NSR Santee Cooper - SO2 Cap Annual v3.1 | 574 | 7397 | Rate Constraint in MTons | FALSE | L | Annual | Net Emissions Allowance Position | Thousand Tons | 16.4052 | 14.9765 | 13.2967 | 10.0863 | 7.1406 | 7.8231 | 6.0105 | 5.8171
NSR Santee Cooper - SO2 Cap Annual v3.1 | 574 | 7397 | Rate Constraint in MTons | FALSE | L | Annual | Fuel Consumed | TBtu | 234.82 | 216.4606 | 191.1288 | 144.5552 | 115.6004 | 129.0518 | 100.6182 | 99.7469
NSR Santee Cooper - SO2 Cap Annual v3.1 | 574 | 7397 | Rate Constraint in MTons | FALSE | L | Annual | Rate | lb/MMBtu | 0.13973 | 0.13838 | 0.13914 | 0.13955 | 0.12354 | 0.12124 | 0.11947 | 0.11664
NSR Santee Cooper - SO2 Cap Annual v3.1 | 574 | 7397 | Rate Constraint in MTons | FALSE | L | Annual | Generation | TWh | 22.7607 | 21.0291 | 18.5922 | 14.2757 | 11.4665 | 12.7847 | 9.9356 | 9.8524
NSR Santee Cooper - SO2 Cap Annual v3.1 | 574 | 7397 | Rate Constraint in MTons | FALSE | L | Annual | Qualifying Generation | TWh | 22.7607 | 21.0291 | 18.5922 | 14.2757 | 11.4665 | 12.7847 | 9.9356 | 9.8524
NSR Santee Cooper - SO2 Cap Annual v3.1 | 574 | 7397 | Rate Constraint in MTons | FALSE | L | Annual | Rate | lb/MWh | 1.4415 | 1.4244 | 1.4304 | 1.4131 | 1.2455 | 1.2238 | 1.2099 | 1.1808
NSR Santee Cooper - SO2 Cap Annual v3.1 | 574 | 7397 | Rate Constraint in MTons | FALSE | L | Annual | Constraint Shadow Price | US2019$/Ton | 0 | 0 | 0 | 0 | 0 | 0 | 0 | 0
NSR Santee Cooper - SO2 Rate Annual v3.1 | 575 | 7398 | Rate Constraint in lbs/MMBtu | FALSE | L | Annual | Seasons Included | Seasons | Winter, WintShld, Summer | Winter, WintShld, Summer | Winter, WintShld, Summer | Winter, WintShld, Summer | Winter, WintShld, Summer | Winter, WintShld, Summer | Winter, WintShld, Summer | Winter, WintShld, Summer
NSR Santee Cooper - SO2 Rate Annual v3.1 | 575 | 7398 | Rate Constraint in lbs/MMBtu | FALSE | L | Annual | Standard SO2 | lb/MMBtu | 0.5 | 0.5 | 0.5 | 0.5 | 0.5 | 0.5 | 0.5 | 0.5
NSR Santee Cooper - SO2 Rate Annual v3.1 | 575 | 7398 | Rate Constraint in lbs/MMBtu | FALSE | L | Annual | Emissions at Affected Plants SO2 | Thousand Tons | 16.4052 | 14.9765 | 13.2967 | 10.0863 | 7.1406 | 7.8231 | 6.0105 | 5.8171
NSR Santee Cooper - SO2 Rate Annual v3.1 | 575 | 7398 | Rate Constraint in lbs/MMBtu | FALSE | L | Annual | Allowances Purchased SO2 | Thousand Tons | 0 | 0 | 0 | 0 | 0 | 0 | 0 | 0
NSR Santee Cooper - SO2 Rate Annual v3.1 | 575 | 7398 | Rate Constraint in lbs/MMBtu | FALSE | L | Annual | Allowances Sold SO2 | Thousand Tons | 0 | 0 | 0 | 0 | 0 | 0 | 0 | 0
NSR Santee Cooper - SO2 Rate Annual v3.1 | 575 | 7398 | Rate Constraint in lbs/MMBtu | FALSE | L | Annual | Allowances Banked | Thousand Tons | 0 | 0 | 0 | 0 | 0 | 0 | 0 | 0
NSR Santee Cooper - SO2 Rate Annual v3.1 | 575 | 7398 | Rate Constraint in lbs/MMBtu | FALSE | L | Annual | Allowances Withdrawn (1:1) | Thousand Tons | 0 | 0 | 0 | 0 | 0 | 0 | 0 | 0
NSR Santee Cooper - SO2 Rate Annual v3.1 | 575 | 7398 | Rate Constraint in lbs/MMBtu | FALSE | L | Annual | Allowances Withdrawn (n:1) | Thousand Tons | 0 | 0 | 0 | 0 | 0 | 0 | 0 | 0
NSR Santee Cooper - SO2 Rate Annual v3.1 | 575 | 7398 | Rate Constraint in lbs/MMBtu | FALSE | L | Annual | Net Emissions Allowance Position | Thousand Tons | 16.4052 | 14.9765 | 13.2967 | 10.0863 | 7.1406 | 7.8231 | 6.0105 | 5.8171
NSR Santee Cooper - SO2 Rate Annual v3.1 | 575 | 7398 | Rate Constraint in lbs/MMBtu | FALSE | L | Annual | Fuel Consumed | TBtu | 234.82 | 216.4606 | 191.1288 | 144.5552 | 115.6004 | 129.0518 | 100.6182 | 99.7469
NSR Santee Cooper - SO2 Rate Annual v3.1 | 575 | 7398 | Rate Constraint in lbs/MMBtu | FALSE | L | Annual | Rate | lb/MMBtu | 0.13973 | 0.13838 | 0.13914 | 0.13955 | 0.12354 | 0.12124 | 0.11947 | 0.11664
NSR Santee Cooper - SO2 Rate Annual v3.1 | 575 | 7398 | Rate Constraint in lbs/MMBtu | FALSE | L | Annual | Generation | TWh | 22.7607 | 21.0291 | 18.5922 | 14.2757 | 11.4665 | 12.7847 | 9.9356 | 9.8524
NSR Santee Cooper - SO2 Rate Annual v3.1 | 575 | 7398 | Rate Constraint in lbs/MMBtu | FALSE | L | Annual | Qualifying Generation | TWh | 22.7607 | 21.0291 | 18.5922 | 14.2757 | 11.4665 | 12.7847 | 9.9356 | 9.8524
NSR Santee Cooper - SO2 Rate Annual v3.1 | 575 | 7398 | Rate Constraint in lbs/MMBtu | FALSE | L | Annual | Rate | lb/MWh | 1.4415 | 1.4244 | 1.4304 | 1.4131 | 1.2455 | 1.2238 | 1.2099 | 1.1808
NSR Santee Cooper - SO2 Rate Annual v3.1 | 575 | 7398 | Rate Constraint in lbs/MMBtu | FALSE | L | Annual | Constraint Shadow Price | US2019$/Ton | 0 | 0 | 0 | 0 | 0 | 0 | 0 | 0
NSR Schahfer 17 & 18 - NOX Rate Annual v4.11, Unit 3547 and retrofits | 576 | 7454 | Rate Constraint in lbs/MMBtu | FALSE | L | Annual | Seasons Included | Seasons | Winter, WintShld, Summer | Winter, WintShld, Summer | Winter, WintShld, Summer | Winter, WintShld, Summer | Winter, WintShld, Summer | Winter, WintShld, Summer | Winter, WintShld, Summer | Winter, WintShld, Summer
NSR Schahfer 17 & 18 - NOX Rate Annual v4.11, Unit 3547 and retrofits | 576 | 7454 | Rate Constraint in lbs/MMBtu | FALSE | L | Annual | Standard NOX | lb/MMBtu | 0.2 | 0.2 | 0.2 | 0.2 | 0.2 | 0.2 | 0.2 | 0.2
NSR Schahfer 17 & 18 - NOX Rate Annual v4.11, Unit 3547 and retrofits | 576 | 7454 | Rate Constraint in lbs/MMBtu | FALSE | L | Annual | Emissions at Affected Plants NOX | Thousand Tons | 1.9252 | 0 | 0 | 0 | 0 | 0 | 0 | 0
NSR Schahfer 17 & 18 - NOX Rate Annual v4.11, Unit 3547 and retrofits | 576 | 7454 | Rate Constraint in lbs/MMBtu | FALSE | L | Annual | Allowances Purchased NOX | Thousand Tons | 0 | 0 | 0 | 0 | 0 | 0 | 0 | 0
NSR Schahfer 17 & 18 - NOX Rate Annual v4.11, Unit 3547 and retrofits | 576 | 7454 | Rate Constraint in lbs/MMBtu | FALSE | L | Annual | Allowances Sold NOX | Thousand Tons | 0 | 0 | 0 | 0 | 0 | 0 | 0 | 0
NSR Schahfer 17 & 18 - NOX Rate Annual v4.11, Unit 3547 and retrofits | 576 | 7454 | Rate Constraint in lbs/MMBtu | FALSE | L | Annual | Allowances Banked | Thousand Tons | 0 | 0 | 0 | 0 | 0 | 0 | 0 | 0
NSR Schahfer 17 & 18 - NOX Rate Annual v4.11, Unit 3547 and retrofits | 576 | 7454 | Rate Constraint in lbs/MMBtu | FALSE | L | Annual | Allowances Withdrawn (1:1) | Thousand Tons | 0 | 0 | 0 | 0 | 0 | 0 | 0 | 0
NSR Schahfer 17 & 18 - NOX Rate Annual v4.11, Unit 3547 and retrofits | 576 | 7454 | Rate Constraint in lbs/MMBtu | FALSE | L | Annual | Allowances Withdrawn (n:1) | Thousand Tons | 0 | 0 | 0 | 0 | 0 | 0 | 0 | 0
NSR Schahfer 17 & 18 - NOX Rate Annual v4.11, Unit 3547 and retrofits | 576 | 7454 | Rate Constraint in lbs/MMBtu | FALSE | L | Annual | Net Emissions Allowance Position | Thousand Tons | 1.9252 | 0 | 0 | 0 | 0 | 0 | 0 | 0
NSR Schahfer 17 & 18 - NOX Rate Annual v4.11, Unit 3547 and retrofits | 576 | 7454 | Rate Constraint in lbs/MMBtu | FALSE | L | Annual | Fuel Consumed | TBtu | 22.5896 | 0 | 0 | 0 | 0 | 0 | 0 | 0
NSR Schahfer 17 & 18 - NOX Rate Annual v4.11, Unit 3547 and retrofits | 576 | 7454 | Rate Constraint in lbs/MMBtu | FALSE | L | Annual | Rate | lb/MMBtu | 0.17045 | 0 | 0 | 0 | 0 | 0 | 0 | 0
NSR Schahfer 17 & 18 - NOX Rate Annual v4.11, Unit 3547 and retrofits | 576 | 7454 | Rate Constraint in lbs/MMBtu | FALSE | L | Annual | Generation | TWh | 1.9425 | 0 | 0 | 0 | 0 | 0 | 0 | 0
NSR Schahfer 17 & 18 - NOX Rate Annual v4.11, Unit 3547 and retrofits | 576 | 7454 | Rate Constraint in lbs/MMBtu | FALSE | L | Annual | Qualifying Generation | TWh | 1.9425 | 0 | 0 | 0 | 0 | 0 | 0 | 0
NSR Schahfer 17 & 18 - NOX Rate Annual v4.11, Unit 3547 and retrofits | 576 | 7454 | Rate Constraint in lbs/MMBtu | FALSE | L | Annual | Rate | lb/MWh | 1.9822 | 0 | 0 | 0 | 0 | 0 | 0 | 0
NSR Schahfer 17 & 18 - NOX Rate Annual v4.11, Unit 3547 and retrofits | 576 | 7454 | Rate Constraint in lbs/MMBtu | FALSE | L | Annual | Constraint Shadow Price | US2019$/Ton | 0 | 0 | 0 | 0 | 0 | 0 | 0 | 0
NSR Schahfer 17 & 18 - NOX Rate Annual v4.11, Unit 3548 and retrofits | 577 | 7454 | Rate Constraint in lbs/MMBtu | FALSE | L | Annual | Seasons Included | Seasons | Winter, WintShld, Summer | Winter, WintShld, Summer | Winter, WintShld, Summer | Winter, WintShld, Summer | Winter, WintShld, Summer | Winter, WintShld, Summer | Winter, WintShld, Summer | Winter, WintShld, Summer
NSR Schahfer 17 & 18 - NOX Rate Annual v4.11, Unit 3548 and retrofits | 577 | 7454 | Rate Constraint in lbs/MMBtu | FALSE | L | Annual | Standard NOX | lb/MMBtu | 0.2 | 0.2 | 0.2 | 0.2 | 0.2 | 0.2 | 0.2 | 0.2
NSR Schahfer 17 & 18 - NOX Rate Annual v4.11, Unit 3548 and retrofits | 577 | 7454 | Rate Constraint in lbs/MMBtu | FALSE | L | Annual | Emissions at Affected Plants NOX | Thousand Tons | 1.9403 | 0 | 0 | 0 | 0 | 0 | 0 | 0
NSR Schahfer 17 & 18 - NOX Rate Annual v4.11, Unit 3548 and retrofits | 577 | 7454 | Rate Constraint in lbs/MMBtu | FALSE | L | Annual | Allowances Purchased NOX | Thousand Tons | 0 | 0 | 0 | 0 | 0 | 0 | 0 | 0
NSR Schahfer 17 & 18 - NOX Rate Annual v4.11, Unit 3548 and retrofits | 577 | 7454 | Rate Constraint in lbs/MMBtu | FALSE | L | Annual | Allowances Sold NOX | Thousand Tons | 0 | 0 | 0 | 0 | 0 | 0 | 0 | 0
NSR Schahfer 17 & 18 - NOX Rate Annual v4.11, Unit 3548 and retrofits | 577 | 7454 | Rate Constraint in lbs/MMBtu | FALSE | L | Annual | Allowances Banked | Thousand Tons | 0 | 0 | 0 | 0 | 0 | 0 | 0 | 0
NSR Schahfer 17 & 18 - NOX Rate Annual v4.11, Unit 3548 and retrofits | 577 | 7454 | Rate Constraint in lbs/MMBtu | FALSE | L | Annual | Allowances Withdrawn (1:1) | Thousand Tons | 0 | 0 | 0 | 0 | 0 | 0 | 0 | 0
NSR Schahfer 17 & 18 - NOX Rate Annual v4.11, Unit 3548 and retrofits | 577 | 7454 | Rate Constraint in lbs/MMBtu | FALSE | L | Annual | Allowances Withdrawn (n:1) | Thousand Tons | 0 | 0 | 0 | 0 | 0 | 0 | 0 | 0
NSR Schahfer 17 & 18 - NOX Rate Annual v4.11, Unit 3548 and retrofits | 577 | 7454 | Rate Constraint in lbs/MMBtu | FALSE | L | Annual | Net Emissions Allowance Position | Thousand Tons | 1.9403 | 0 | 0 | 0 | 0 | 0 | 0 | 0
NSR Schahfer 17 & 18 - NOX Rate Annual v4.11, Unit 3548 and retrofits | 577 | 7454 | Rate Constraint in lbs/MMBtu | FALSE | L | Annual | Fuel Consumed | TBtu | 22.2868 | 0 | 0 | 0 | 0 | 0 | 0 | 0
NSR Schahfer 17 & 18 - NOX Rate Annual v4.11, Unit 3548 and retrofits | 577 | 7454 | Rate Constraint in lbs/MMBtu | FALSE | L | Annual | Rate | lb/MMBtu | 0.17412 | 0 | 0 | 0 | 0 | 0 | 0 | 0
NSR Schahfer 17 & 18 - NOX Rate Annual v4.11, Unit 3548 and retrofits | 577 | 7454 | Rate Constraint in lbs/MMBtu | FALSE | L | Annual | Generation | TWh | 1.9432 | 0 | 0 | 0 | 0 | 0 | 0 | 0
NSR Schahfer 17 & 18 - NOX Rate Annual v4.11, Unit 3548 and retrofits | 577 | 7454 | Rate Constraint in lbs/MMBtu | FALSE | L | Annual | Qualifying Generation | TWh | 1.9432 | 0 | 0 | 0 | 0 | 0 | 0 | 0
NSR Schahfer 17 & 18 - NOX Rate Annual v4.11, Unit 3548 and retrofits | 577 | 7454 | Rate Constraint in lbs/MMBtu | FALSE | L | Annual | Rate | lb/MWh | 1.997 | 0 | 0 | 0 | 0 | 0 | 0 | 0
NSR Schahfer 17 & 18 - NOX Rate Annual v4.11, Unit 3548 and retrofits | 577 | 7454 | Rate Constraint in lbs/MMBtu | FALSE | L | Annual | Constraint Shadow Price | US2019$/Ton | 0 | 0 | 0 | 0 | 0 | 0 | 0 | 0
NSR Shawnee 1& 4 - SO2 Rate Annual v4.11 | 578 | 7455 | Rate Constraint in lbs/MMBtu | FALSE | L | Annual | Seasons Included | Seasons | Winter, WintShld, Summer | Winter, WintShld, Summer | Winter, WintShld, Summer | Winter, WintShld, Summer | Winter, WintShld, Summer | Winter, WintShld, Summer | Winter, WintShld, Summer | Winter, WintShld, Summer
NSR Shawnee 1& 4 - SO2 Rate Annual v4.11 | 578 | 7455 | Rate Constraint in lbs/MMBtu | FALSE | L | Annual | Standard SO2 | lb/MMBtu | 1.2 | 1.2 | 1.2 | 1.2 | 1.2 | 1.2 | 1.2 | 1.2
NSR Shawnee 1& 4 - SO2 Rate Annual v4.11 | 578 | 7455 | Rate Constraint in lbs/MMBtu | FALSE | L | Annual | Emissions at Affected Plants SO2 | Thousand Tons | 0.8157 | 0.8157 | 0.8157 | 0.8157 | 0 | 0 | 0 | 0
NSR Shawnee 1& 4 - SO2 Rate Annual v4.11 | 578 | 7455 | Rate Constraint in lbs/MMBtu | FALSE | L | Annual | Allowances Purchased SO2 | Thousand Tons | 0 | 0 | 0 | 0 | 0 | 0 | 0 | 0
NSR Shawnee 1& 4 - SO2 Rate Annual v4.11 | 578 | 7455 | Rate Constraint in lbs/MMBtu | FALSE | L | Annual | Allowances Sold SO2 | Thousand Tons | 0 | 0 | 0 | 0 | 0 | 0 | 0 | 0
NSR Shawnee 1& 4 - SO2 Rate Annual v4.11 | 578 | 7455 | Rate Constraint in lbs/MMBtu | FALSE | L | Annual | Allowances Banked | Thousand Tons | 0 | 0 | 0 | 0 | 0 | 0 | 0 | 0
NSR Shawnee 1& 4 - SO2 Rate Annual v4.11 | 578 | 7455 | Rate Constraint in lbs/MMBtu | FALSE | L | Annual | Allowances Withdrawn (1:1) | Thousand Tons | 0 | 0 | 0 | 0 | 0 | 0 | 0 | 0
NSR Shawnee 1& 4 - SO2 Rate Annual v4.11 | 578 | 7455 | Rate Constraint in lbs/MMBtu | FALSE | L | Annual | Allowances Withdrawn (n:1) | Thousand Tons | 0 | 0 | 0 | 0 | 0 | 0 | 0 | 0
NSR Shawnee 1& 4 - SO2 Rate Annual v4.11 | 578 | 7455 | Rate Constraint in lbs/MMBtu | FALSE | L | Annual | Net Emissions Allowance Position | Thousand Tons | 0.8157 | 0.8157 | 0.8157 | 0.8157 | 0 | 0 | 0 | 0
NSR Shawnee 1& 4 - SO2 Rate Annual v4.11 | 578 | 7455 | Rate Constraint in lbs/MMBtu | FALSE | L | Annual | Fuel Consumed | TBtu | 21.4121 | 21.4121 | 21.4121 | 21.4121 | 0 | 0 | 0 | 0
NSR Shawnee 1& 4 - SO2 Rate Annual v4.11 | 578 | 7455 | Rate Constraint in lbs/MMBtu | FALSE | L | Annual | Rate | lb/MMBtu | 0.07619 | 0.07619 | 0.07619 | 0.07619 | 0 | 0 | 0 | 0
NSR Shawnee 1& 4 - SO2 Rate Annual v4.11 | 578 | 7455 | Rate Constraint in lbs/MMBtu | FALSE | L | Annual | Generation | TWh | 1.919 | 1.919 | 1.919 | 1.919 | 0 | 0 | 0 | 0
NSR Shawnee 1& 4 - SO2 Rate Annual v4.11 | 578 | 7455 | Rate Constraint in lbs/MMBtu | FALSE | L | Annual | Qualifying Generation | TWh | 1.919 | 1.919 | 1.919 | 1.919 | 0 | 0 | 0 | 0
NSR Shawnee 1& 4 - SO2 Rate Annual v4.11 | 578 | 7455 | Rate Constraint in lbs/MMBtu | FALSE | L | Annual | Rate | lb/MWh | 0.85013 | 0.85013 | 0.85013 | 0.85013 | 0 | 0 | 0 | 0
NSR Shawnee 1& 4 - SO2 Rate Annual v4.11 | 578 | 7455 | Rate Constraint in lbs/MMBtu | FALSE | L | Annual | Constraint Shadow Price | US2019$/Ton | 0 | 0 | 0 | 0 | 0 | 0 | 0 | 0
NSR Shawnee 5-10 - SO2 Rate Annual v4.11 | 579 | 7456 | Rate Constraint in lbs/MMBtu | FALSE | L | Annual | Seasons Included | Seasons | Winter, WintShld, Summer | Winter, WintShld, Summer | Winter, WintShld, Summer | Winter, WintShld, Summer | Winter, WintShld, Summer | Winter, WintShld, Summer | Winter, WintShld, Summer | Winter, WintShld, Summer
NSR Shawnee 5-10 - SO2 Rate Annual v4.11 | 579 | 7456 | Rate Constraint in lbs/MMBtu | FALSE | L | Annual | Standard SO2 | lb/MMBtu | 1.2 | 1.2 | 1.2 | 1.2 | 1.2 | 1.2 | 1.2 | 1.2
NSR Shawnee 5-10 - SO2 Rate Annual v4.11 | 579 | 7456 | Rate Constraint in lbs/MMBtu | FALSE | L | Annual | Emissions at Affected Plants SO2 | Thousand Tons | 21.4379 | 0 | 0 | 0 | 0 | 0 | 0 | 0
NSR Shawnee 5-10 - SO2 Rate Annual v4.11 | 579 | 7456 | Rate Constraint in lbs/MMBtu | FALSE | L | Annual | Allowances Purchased SO2 | Thousand Tons | 0 | 0 | 0 | 0 | 0 | 0 | 0 | 0
NSR Shawnee 5-10 - SO2 Rate Annual v4.11 | 579 | 7456 | Rate Constraint in lbs/MMBtu | FALSE | L | Annual | Allowances Sold SO2 | Thousand Tons | 0 | 0 | 0 | 0 | 0 | 0 | 0 | 0
NSR Shawnee 5-10 - SO2 Rate Annual v4.11 | 579 | 7456 | Rate Constraint in lbs/MMBtu | FALSE | L | Annual | Allowances Banked | Thousand Tons | 0 | 0 | 0 | 0 | 0 | 0 | 0 | 0
NSR Shawnee 5-10 - SO2 Rate Annual v4.11 | 579 | 7456 | Rate Constraint in lbs/MMBtu | FALSE | L | Annual | Allowances Withdrawn (1:1) | Thousand Tons | 0 | 0 | 0 | 0 | 0 | 0 | 0 | 0
NSR Shawnee 5-10 - SO2 Rate Annual v4.11 | 579 | 7456 | Rate Constraint in lbs/MMBtu | FALSE | L | Annual | Allowances Withdrawn (n:1) | Thousand Tons | 0 | 0 | 0 | 0 | 0 | 0 | 0 | 0
NSR Shawnee 5-10 - SO2 Rate Annual v4.11 | 579 | 7456 | Rate Constraint in lbs/MMBtu | FALSE | L | Annual | Net Emissions Allowance Position | Thousand Tons | 21.4379 | 0 | 0 | 0 | 0 | 0 | 0 | 0
NSR Shawnee 5-10 - SO2 Rate Annual v4.11 | 579 | 7456 | Rate Constraint in lbs/MMBtu | FALSE | L | Annual | Fuel Consumed | TBtu | 53.7126 | 0 | 0 | 0 | 0 | 0 | 0 | 0
NSR Shawnee 5-10 - SO2 Rate Annual v4.11 | 579 | 7456 | Rate Constraint in lbs/MMBtu | FALSE | L | Annual | Rate | lb/MMBtu | 0.79824 | 0 | 0 | 0 | 0 | 0 | 0 | 0
NSR Shawnee 5-10 - SO2 Rate Annual v4.11 | 579 | 7456 | Rate Constraint in lbs/MMBtu | FALSE | L | Annual | Generation | TWh | 4.7975 | 0 | 0 | 0 | 0 | 0 | 0 | 0
NSR Shawnee 5-10 - SO2 Rate Annual v4.11 | 579 | 7456 | Rate Constraint in lbs/MMBtu | FALSE | L | Annual | Qualifying Generation | TWh | 4.7975 | 0 | 0 | 0 | 0 | 0 | 0 | 0
NSR Shawnee 5-10 - SO2 Rate Annual v4.11 | 579 | 7456 | Rate Constraint in lbs/MMBtu | FALSE | L | Annual | Rate | lb/MWh | 8.9371 | 0 | 0 | 0 | 0 | 0 | 0 | 0
NSR Shawnee 5-10 - SO2 Rate Annual v4.11 | 579 | 7456 | Rate Constraint in lbs/MMBtu | FALSE | L | Annual | Constraint Shadow Price | US2019$/Ton | 0 | 0 | 0 | 0 | 0 | 0 | 0 | 0
NSR Taconite 1,2 - NOX Rate Annual v5.14 | 580 | 7489 | Rate Constraint in lbs/MMBtu | FALSE | L | Annual | Seasons Included | Seasons | Winter, WintShld, Summer | Winter, WintShld, Summer | Winter, WintShld, Summer | Winter, WintShld, Summer | Winter, WintShld, Summer | Winter, WintShld, Summer | Winter, WintShld, Summer | Winter, WintShld, Summer
NSR Taconite 1,2 - NOX Rate Annual v5.14 | 580 | 7489 | Rate Constraint in lbs/MMBtu | FALSE | L | Annual | Standard NOX | lb/MMBtu | 0.16 | 0.16 | 0.16 | 0.16 | 0.16 | 0.16 | 0.16 | 0.16
NSR Taconite 1,2 - NOX Rate Annual v5.14 | 580 | 7489 | Rate Constraint in lbs/MMBtu | FALSE | L | Annual | Emissions at Affected Plants NOX | Thousand Tons | 0 | 0 | 0 | 0 | 0 | 0 | 0 | 0
NSR Taconite 1,2 - NOX Rate Annual v5.14 | 580 | 7489 | Rate Constraint in lbs/MMBtu | FALSE | L | Annual | Allowances Purchased NOX | Thousand Tons | 0 | 0 | 0 | 0 | 0 | 0 | 0 | 0
NSR Taconite 1,2 - NOX Rate Annual v5.14 | 580 | 7489 | Rate Constraint in lbs/MMBtu | FALSE | L | Annual | Allowances Sold NOX | Thousand Tons | 0 | 0 | 0 | 0 | 0 | 0 | 0 | 0
NSR Taconite 1,2 - NOX Rate Annual v5.14 | 580 | 7489 | Rate Constraint in lbs/MMBtu | FALSE | L | Annual | Allowances Banked | Thousand Tons | 0 | 0 | 0 | 0 | 0 | 0 | 0 | 0
NSR Taconite 1,2 - NOX Rate Annual v5.14 | 580 | 7489 | Rate Constraint in lbs/MMBtu | FALSE | L | Annual | Allowances Withdrawn (1:1) | Thousand Tons | 0 | 0 | 0 | 0 | 0 | 0 | 0 | 0
NSR Taconite 1,2 - NOX Rate Annual v5.14 | 580 | 7489 | Rate Constraint in lbs/MMBtu | FALSE | L | Annual | Allowances Withdrawn (n:1) | Thousand Tons | 0 | 0 | 0 | 0 | 0 | 0 | 0 | 0
NSR Taconite 1,2 - NOX Rate Annual v5.14 | 580 | 7489 | Rate Constraint in lbs/MMBtu | FALSE | L | Annual | Net Emissions Allowance Position | Thousand Tons | 0 | 0 | 0 | 0 | 0 | 0 | 0 | 0
NSR Taconite 1,2 - NOX Rate Annual v5.14 | 580 | 7489 | Rate Constraint in lbs/MMBtu | FALSE | L | Annual | Fuel Consumed | TBtu | 0 | 0 | 0 | 0 | 0 | 0 | 0 | 0
NSR Taconite 1,2 - NOX Rate Annual v5.14 | 580 | 7489 | Rate Constraint in lbs/MMBtu | FALSE | L | Annual | Rate | lb/MMBtu | 0 | 0 | 0 | 0 | 0 | 0 | 0 | 0
NSR Taconite 1,2 - NOX Rate Annual v5.14 | 580 | 7489 | Rate Constraint in lbs/MMBtu | FALSE | L | Annual | Generation | TWh | 0 | 0 | 0 | 0 | 0 | 0 | 0 | 0
NSR Taconite 1,2 - NOX Rate Annual v5.14 | 580 | 7489 | Rate Constraint in lbs/MMBtu | FALSE | L | Annual | Qualifying Generation | TWh | 0 | 0 | 0 | 0 | 0 | 0 | 0 | 0
NSR Taconite 1,2 - NOX Rate Annual v5.14 | 580 | 7489 | Rate Constraint in lbs/MMBtu | FALSE | L | Annual | Rate | lb/MWh | 0 | 0 | 0 | 0 | 0 | 0 | 0 | 0
NSR Taconite 1,2 - NOX Rate Annual v5.14 | 580 | 7489 | Rate Constraint in lbs/MMBtu | FALSE | L | Annual | Constraint Shadow Price | US2019$/Ton | 0 | 0 | 0 | 0 | 0 | 0 | 0 | 0
NSR Taconite 1,2 - SO2 Rate Annual v5.14 | 581 | 7488 | Rate Constraint in lbs/MMBtu | FALSE | L | Annual | Seasons Included | Seasons | Winter, WintShld, Summer | Winter, WintShld, Summer | Winter, WintShld, Summer | Winter, WintShld, Summer | Winter, WintShld, Summer | Winter, WintShld, Summer | Winter, WintShld, Summer | Winter, WintShld, Summer
NSR Taconite 1,2 - SO2 Rate Annual v5.14 | 581 | 7488 | Rate Constraint in lbs/MMBtu | FALSE | L | Annual | Standard SO2 | lb/MMBtu | 0.3 | 0.3 | 0.3 | 0.3 | 0.3 | 0.3 | 0.3 | 0.3
NSR Taconite 1,2 - SO2 Rate Annual v5.14 | 581 | 7488 | Rate Constraint in lbs/MMBtu | FALSE | L | Annual | Emissions at Affected Plants SO2 | Thousand Tons | 0 | 0 | 0 | 0 | 0 | 0 | 0 | 0
NSR Taconite 1,2 - SO2 Rate Annual v5.14 | 581 | 7488 | Rate Constraint in lbs/MMBtu | FALSE | L | Annual | Allowances Purchased SO2 | Thousand Tons | 0 | 0 | 0 | 0 | 0 | 0 | 0 | 0
NSR Taconite 1,2 - SO2 Rate Annual v5.14 | 581 | 7488 | Rate Constraint in lbs/MMBtu | FALSE | L | Annual | Allowances Sold SO2 | Thousand Tons | 0 | 0 | 0 | 0 | 0 | 0 | 0 | 0
NSR Taconite 1,2 - SO2 Rate Annual v5.14 | 581 | 7488 | Rate Constraint in lbs/MMBtu | FALSE | L | Annual | Allowances Banked | Thousand Tons | 0 | 0 | 0 | 0 | 0 | 0 | 0 | 0
NSR Taconite 1,2 - SO2 Rate Annual v5.14 | 581 | 7488 | Rate Constraint in lbs/MMBtu | FALSE | L | Annual | Allowances Withdrawn (1:1) | Thousand Tons | 0 | 0 | 0 | 0 | 0 | 0 | 0 | 0
NSR Taconite 1,2 - SO2 Rate Annual v5.14 | 581 | 7488 | Rate Constraint in lbs/MMBtu | FALSE | L | Annual | Allowances Withdrawn (n:1) | Thousand Tons | 0 | 0 | 0 | 0 | 0 | 0 | 0 | 0
NSR Taconite 1,2 - SO2 Rate Annual v5.14 | 581 | 7488 | Rate Constraint in lbs/MMBtu | FALSE | L | Annual | Net Emissions Allowance Position | Thousand Tons | 0 | 0 | 0 | 0 | 0 | 0 | 0 | 0
NSR Taconite 1,2 - SO2 Rate Annual v5.14 | 581 | 7488 | Rate Constraint in lbs/MMBtu | FALSE | L | Annual | Fuel Consumed | TBtu | 0 | 0 | 0 | 0 | 0 | 0 | 0 | 0
NSR Taconite 1,2 - SO2 Rate Annual v5.14 | 581 | 7488 | Rate Constraint in lbs/MMBtu | FALSE | L | Annual | Rate | lb/MMBtu | 0 | 0 | 0 | 0 | 0 | 0 | 0 | 0
NSR Taconite 1,2 - SO2 Rate Annual v5.14 | 581 | 7488 | Rate Constraint in lbs/MMBtu | FALSE | L | Annual | Generation | TWh | 0 | 0 | 0 | 0 | 0 | 0 | 0 | 0
NSR Taconite 1,2 - SO2 Rate Annual v5.14 | 581 | 7488 | Rate Constraint in lbs/MMBtu | FALSE | L | Annual | Qualifying Generation | TWh | 0 | 0 | 0 | 0 | 0 | 0 | 0 | 0
NSR Taconite 1,2 - SO2 Rate Annual v5.14 | 581 | 7488 | Rate Constraint in lbs/MMBtu | FALSE | L | Annual | Rate | lb/MWh | 0 | 0 | 0 | 0 | 0 | 0 | 0 | 0
NSR Taconite 1,2 - SO2 Rate Annual v5.14 | 581 | 7488 | Rate Constraint in lbs/MMBtu | FALSE | L | Annual | Constraint Shadow Price | US2019$/Ton | 0 | 84.2882 | 0 | 0 | 0 | 0 | 0 | 0
NSR Tucson Electric - SO2 Cap Annual v4.0 | 582 | 7276 | Rate Constraint in MTons | FALSE | L | Annual | Seasons Included | Seasons | Winter, WintShld, Summer | Winter, WintShld, Summer | Winter, WintShld, Summer | Winter, WintShld, Summer | Winter, WintShld, Summer | Winter, WintShld, Summer | Winter, WintShld, Summer | Winter, WintShld, Summer
NSR Tucson Electric - SO2 Cap Annual v4.0 | 582 | 7276 | Rate Constraint in MTons | FALSE | L | Annual | Standard SO2 | Thousand Tons | 10.66 | 10.66 | 10.66 | 10.66 | 10.66 | 10.66 | 10.66 | 10.66
NSR Tucson Electric - SO2 Cap Annual v4.0 | 582 | 7276 | Rate Constraint in MTons | FALSE | L | Annual | Emissions at Affected Plants SO2 | Thousand Tons | 10.66 | 8.5273 | 3.5373 | 4.2016 | 4.4647 | 7.6417 | 5.4443 | 5.4443
NSR Tucson Electric - SO2 Cap Annual v4.0 | 582 | 7276 | Rate Constraint in MTons | FALSE | L | Annual | Allowances Purchased SO2 | Thousand Tons | 0 | 0 | 0 | 0 | 0 | 0 | 0 | 0
NSR Tucson Electric - SO2 Cap Annual v4.0 | 582 | 7276 | Rate Constraint in MTons | FALSE | L | Annual | Allowances Sold SO2 | Thousand Tons | 0 | 0 | 0 | 0 | 0 | 0 | 0 | 0
NSR Tucson Electric - SO2 Cap Annual v4.0 | 582 | 7276 | Rate Constraint in MTons | FALSE | L | Annual | Allowances Banked | Thousand Tons | 0 | 0 | 0 | 0 | 0 | 0 | 0 | 0
NSR Tucson Electric - SO2 Cap Annual v4.0 | 582 | 7276 | Rate Constraint in MTons | FALSE | L | Annual | Allowances Withdrawn (1:1) | Thousand Tons | 0 | 0 | 0 | 0 | 0 | 0 | 0 | 0
NSR Tucson Electric - SO2 Cap Annual v4.0 | 582 | 7276 | Rate Constraint in MTons | FALSE | L | Annual | Allowances Withdrawn (n:1) | Thousand Tons | 0 | 0 | 0 | 0 | 0 | 0 | 0 | 0
NSR Tucson Electric - SO2 Cap Annual v4.0 | 582 | 7276 | Rate Constraint in MTons | FALSE | L | Annual | Net Emissions Allowance Position | Thousand Tons | 10.66 | 8.5273 | 3.5373 | 4.2016 | 4.4647 | 7.6417 | 5.4443 | 5.4443
NSR Tucson Electric - SO2 Cap Annual v4.0 | 582 | 7276 | Rate Constraint in MTons | FALSE | L | Annual | Fuel Consumed | TBtu | 115.7754 | 65.892 | 28.3842 | 34.7383 | 30.7016 | 52.5483 | 37.4375 | 37.4375
NSR Tucson Electric - SO2 Cap Annual v4.0 | 582 | 7276 | Rate Constraint in MTons | FALSE | L | Annual | Rate | lb/MMBtu | 0.18415 | 0.25883 | 0.24924 | 0.2419 | 0.29085 | 0.29085 | 0.29085 | 0.29085
NSR Tucson Electric - SO2 Cap Annual v4.0 | 582 | 7276 | Rate Constraint in MTons | FALSE | L | Annual | Generation | TWh | 11.2536 | 6.4274 | 2.7666 | 3.3839 | 3.0025 | 5.139 | 3.6612 | 3.6612
NSR Tucson Electric - SO2 Cap Annual v4.0 | 582 | 7276 | Rate Constraint in MTons | FALSE | L | Annual | Qualifying Generation | TWh | 11.2536 | 6.4274 | 2.7666 | 3.3839 | 3.0025 | 5.139 | 3.6612 | 3.6612
NSR Tucson Electric - SO2 Cap Annual v4.0 | 582 | 7276 | Rate Constraint in MTons | FALSE | L | Annual | Rate | lb/MWh | 1.8945 | 2.6534 | 2.5572 | 2.4833 | 2.974 | 2.974 | 2.974 | 2.974
NSR Tucson Electric - SO2 Cap Annual v4.0 | 582 | 7276 | Rate Constraint in MTons | FALSE | L | Annual | Constraint Shadow Price | US2019$/Ton | 4747.082 | 0 | 0 | 0 | 0 | 0 | 0 | 0
NSR Tucson Electric NOx Cap Annual - v4.0 | 583 | 7277 | Rate Constraint in MTons | FALSE | L | Annual | Seasons Included | Seasons | Winter, WintShld, Summer | Winter, WintShld, Summer | Winter, WintShld, Summer | Winter, WintShld, Summer | Winter, WintShld, Summer | Winter, WintShld, Summer | Winter, WintShld, Summer | Winter, WintShld, Summer
NSR Tucson Electric NOx Cap Annual - v4.0 | 583 | 7277 | Rate Constraint in MTons | FALSE | L | Annual | Standard NOX | Thousand Tons | 8.94 | 8.94 | 8.94 | 8.94 | 8.94 | 8.94 | 8.94 | 8.94
NSR Tucson Electric NOx Cap Annual - v4.0 | 583 | 7277 | Rate Constraint in MTons | FALSE | L | Annual | Emissions at Affected Plants NOX | Thousand Tons | 6.424 | 3.4263 | 1.5933 | 2.06 | 1.1723 | 2.0065 | 1.4295 | 1.4295
NSR Tucson Electric NOx Cap Annual - v4.0 | 583 | 7277 | Rate Constraint in MTons | FALSE | L | Annual | Allowances Purchased NOX | Thousand Tons | 0 | 0 | 0 | 0 | 0 | 0 | 0 | 0
NSR Tucson Electric NOx Cap Annual - v4.0 | 583 | 7277 | Rate Constraint in MTons | FALSE | L | Annual | Allowances Sold NOX | Thousand Tons | 0 | 0 | 0 | 0 | 0 | 0 | 0 | 0
NSR Tucson Electric NOx Cap Annual - v4.0 | 583 | 7277 | Rate Constraint in MTons | FALSE | L | Annual | Allowances Banked | Thousand Tons | 0 | 0 | 0 | 0 | 0 | 0 | 0 | 0
NSR Tucson Electric NOx Cap Annual - v4.0 | 583 | 7277 | Rate Constraint in MTons | FALSE | L | Annual | Allowances Withdrawn (1:1) | Thousand Tons | 0 | 0 | 0 | 0 | 0 | 0 | 0 | 0
NSR Tucson Electric NOx Cap Annual - v4.0 | 583 | 7277 | Rate Constraint in MTons | FALSE | L | Annual | Allowances Withdrawn (n:1) | Thousand Tons | 0 | 0 | 0 | 0 | 0 | 0 | 0 | 0
NSR Tucson Electric NOx Cap Annual - v4.0 | 583 | 7277 | Rate Constraint in MTons | FALSE | L | Annual | Net Emissions Allowance Position | Thousand Tons | 6.424 | 3.4263 | 1.5933 | 2.06 | 1.1723 | 2.0065 | 1.4295 | 1.4295
NSR Tucson Electric NOx Cap Annual - v4.0 | 583 | 7277 | Rate Constraint in MTons | FALSE | L | Annual | Fuel Consumed | TBtu | 115.7754 | 65.892 | 28.3842 | 34.7383 | 30.7016 | 52.5483 | 37.4375 | 37.4375
NSR Tucson Electric NOx Cap Annual - v4.0 | 583 | 7277 | Rate Constraint in MTons | FALSE | L | Annual | Rate | lb/MMBtu | 0.11097 | 0.104 | 0.11227 | 0.1186 | 0.076369 | 0.076369 | 0.076369 | 0.076369
NSR Tucson Electric NOx Cap Annual - v4.0 | 583 | 7277 | Rate Constraint in MTons | FALSE | L | Annual | Generation | TWh | 11.2536 | 6.4274 | 2.7666 | 3.3839 | 3.0025 | 5.139 | 3.6612 | 3.6612
NSR Tucson Electric NOx Cap Annual - v4.0 | 583 | 7277 | Rate Constraint in MTons | FALSE | L | Annual | Qualifying Generation | TWh | 11.2536 | 6.4274 | 2.7666 | 3.3839 | 3.0025 | 5.139 | 3.6612 | 3.6612
NSR Tucson Electric NOx Cap Annual - v4.0 | 583 | 7277 | Rate Constraint in MTons | FALSE | L | Annual | Rate | lb/MWh | 1.1417 | 1.0662 | 1.1518 | 1.2175 | 0.78091 | 0.78091 | 0.78091 | 0.78091
NSR Tucson Electric NOx Cap Annual - v4.0 | 583 | 7277 | Rate Constraint in MTons | FALSE | L | Annual | Constraint Shadow Price | US2019$/Ton | 0 | 0 | 0 | 0 | 0 | 0 | 0 | 0
NSR TVA System - NOX Cap Annual v4.11 | 584 | 7400 | Rate Constraint in MTons | FALSE | L | Annual | Seasons Included | Seasons | Winter, WintShld, Summer | Winter, WintShld, Summer | Winter, WintShld, Summer | Winter, WintShld, Summer | Winter, WintShld, Summer | Winter, WintShld, Summer | Winter, WintShld, Summer | Winter, WintShld, Summer
NSR TVA System - NOX Cap Annual v4.11 | 584 | 7400 | Rate Constraint in MTons | FALSE | L | Annual | Standard NOX | Thousand Tons | 52 | 52 | 52 | 52 | 52 | 52 | 52 | 52
NSR TVA System - NOX Cap Annual v4.11 | 584 | 7400 | Rate Constraint in MTons | FALSE | L | Annual | Emissions at Affected Plants NOX | Thousand Tons | 21.4458 | 6.3178 | 4.6033 | 1.9822 | 0.0065505 | 0.0061311 | 0.0061311 | 0.0048882
NSR TVA System - NOX Cap Annual v4.11 | 584 | 7400 | Rate Constraint in MTons | FALSE | L | Annual | Allowances Purchased NOX | Thousand Tons | 0 | 0 | 0 | 0 | 0 | 0 | 0 | 0
NSR TVA System - NOX Cap Annual v4.11 | 584 | 7400 | Rate Constraint in MTons | FALSE | L | Annual | Allowances Sold NOX | Thousand Tons | 0 | 0 | 0 | 0 | 0 | 0 | 0 | 0
NSR TVA System - NOX Cap Annual v4.11 | 584 | 7400 | Rate Constraint in MTons | FALSE | L | Annual | Allowances Banked | Thousand Tons | 0 | 0 | 0 | 0 | 0 | 0 | 0 | 0
NSR TVA System - NOX Cap Annual v4.11 | 584 | 7400 | Rate Constraint in MTons | FALSE | L | Annual | Allowances Withdrawn (1:1) | Thousand Tons | 0 | 0 | 0 | 0 | 0 | 0 | 0 | 0
NSR TVA System - NOX Cap Annual v4.11 | 584 | 7400 | Rate Constraint in MTons | FALSE | L | Annual | Allowances Withdrawn (n:1) | Thousand Tons | 0 | 0 | 0 | 0 | 0 | 0 | 0 | 0
NSR TVA System - NOX Cap Annual v4.11 | 584 | 7400 | Rate Constraint in MTons | FALSE | L | Annual | Net Emissions Allowance Position | Thousand Tons | 21.4458 | 6.3178 | 4.6033 | 1.9822 | 0.0065505 | 0.0061311 | 0.0061311 | 0.0048882
NSR TVA System - NOX Cap Annual v4.11 | 584 | 7400 | Rate Constraint in MTons | FALSE | L | Annual | Fuel Consumed | TBtu | 448.6885 | 167.5157 | 108.4662 | 39.6158 | 0.16344 | 0.15298 | 0.15298 | 0.12197
NSR TVA System - NOX Cap Annual v4.11 | 584 | 7400 | Rate Constraint in MTons | FALSE | L | Annual | Rate | lb/MMBtu | 0.095593 | 0.075429 | 0.084881 | 0.10007 | 0.080155 | 0.080155 | 0.080155 | 0.080155
NSR TVA System - NOX Cap Annual v4.11 | 584 | 7400 | Rate Constraint in MTons | FALSE | L | Annual | Generation | TWh | 41.6232 | 15.5952 | 10.2712 | 3.5638 | 0.016141 | 0.015108 | 0.015108 | 0.012045
NSR TVA System - NOX Cap Annual v4.11 | 584 | 7400 | Rate Constraint in MTons | FALSE | L | Annual | Qualifying Generation | TWh | 41.6232 | 15.5952 | 10.2712 | 3.5638 | 0.016141 | 0.015108 | 0.015108 | 0.012045
NSR TVA System - NOX Cap Annual v4.11 | 584 | 7400 | Rate Constraint in MTons | FALSE | L | Annual | Rate | lb/MWh | 1.0305 | 0.81022 | 0.89636 | 1.1124 | 0.81166 | 0.81166 | 0.81166 | 0.81166
NSR TVA System - NOX Cap Annual v4.11 | 584 | 7400 | Rate Constraint in MTons | FALSE | L | Annual | Constraint Shadow Price | US2019$/Ton | 0 | 0 | 0 | 0 | 0 | 0 | 0 | 0
NSR TVA System - SO2 Cap Annual v4.11 | 585 | 7399 | Rate Constraint in MTons | FALSE | L | Annual | Seasons Included | Seasons | Winter, WintShld, Summer | Winter, WintShld, Summer | Winter, WintShld, Summer | Winter, WintShld, Summer | Winter, WintShld, Summer | Winter, WintShld, Summer | Winter, WintShld, Summer | Winter, WintShld, Summer
NSR TVA System - SO2 Cap Annual v4.11 | 585 | 7399 | Rate Constraint in MTons | FALSE | L | Annual | Standard SO2 | Thousand Tons | 100 | 100 | 100 | 100 | 100 | 100 | 100 | 100
NSR TVA System - SO2 Cap Annual v4.11 | 585 | 7399 | Rate Constraint in MTons | FALSE | L | Annual | Emissions at Affected Plants SO2 | Thousand Tons | 41.0077 | 6.9418 | 4.8207 | 1.3394 | 0.0089404 | 0.0083681 | 0.0083681 | 0.0066716
NSR TVA System - SO2 Cap Annual v4.11 | 585 | 7399 | Rate Constraint in MTons | FALSE | L | Annual | Allowances Purchased SO2 | Thousand Tons | 0 | 0 | 0 | 0 | 0 | 0 | 0 | 0
NSR TVA System - SO2 Cap Annual v4.11 | 585 | 7399 | Rate Constraint in MTons | FALSE | L | Annual | Allowances Sold SO2 | Thousand Tons | 0 | 0 | 0 | 0 | 0 | 0 | 0 | 0
NSR TVA System - SO2 Cap Annual v4.11 | 585 | 7399 | Rate Constraint in MTons | FALSE | L | Annual | Allowances Banked | Thousand Tons | 0 | 0 | 0 | 0 | 0 | 0 | 0 | 0
NSR TVA System - SO2 Cap Annual v4.11 | 585 | 7399 | Rate Constraint in MTons | FALSE | L | Annual | Allowances Withdrawn (1:1) | Thousand Tons | 0 | 0 | 0 | 0 | 0 | 0 | 0 | 0
NSR TVA System - SO2 Cap Annual v4.11 | 585 | 7399 | Rate Constraint in MTons | FALSE | L | Annual | Allowances Withdrawn (n:1) | Thousand Tons | 0 | 0 | 0 | 0 | 0 | 0 | 0 | 0
NSR TVA System - SO2 Cap Annual v4.11 | 585 | 7399 | Rate Constraint in MTons | FALSE | L | Annual | Net Emissions Allowance Position | Thousand Tons | 41.0077 | 6.9418 | 4.8207 | 1.3394 | 0.0089404 | 0.0083681 | 0.0083681 | 0.0066716
NSR TVA System - SO2 Cap Annual v4.11 | 585 | 7399 | Rate Constraint in MTons | FALSE | L | Annual | Fuel Consumed | TBtu | 448.6885 | 167.5157 | 108.4662 | 39.6158 | 0.16344 | 0.15298 | 0.15298 | 0.12197
NSR TVA System - SO2 Cap Annual v4.11 | 585 | 7399 | Rate Constraint in MTons | FALSE | L | Annual | Rate | lb/MMBtu | 0.18279 | 0.082879 | 0.088889 | 0.067621 | 0.1094 | 0.1094 | 0.1094 | 0.1094
NSR TVA System - SO2 Cap Annual v4.11 | 585 | 7399 | Rate Constraint in MTons | FALSE | L | Annual | Generation | TWh | 41.6232 | 15.5952 | 10.2712 | 3.5638 | 0.016141 | 0.015108 | 0.015108 | 0.012045
NSR TVA System - SO2 Cap Annual v4.11 | 585 | 7399 | Rate Constraint in MTons | FALSE | L | Annual | Qualifying Generation | TWh | 41.6232 | 15.5952 | 10.2712 | 3.5638 | 0.016141 | 0.015108 | 0.015108 | 0.012045
NSR TVA System - SO2 Cap Annual v4.11 | 585 | 7399 | Rate Constraint in MTons | FALSE | L | Annual | Rate | lb/MWh | 1.9704 | 0.89025 | 0.93869 | 0.75169 | 1.1078 | 1.1078 | 1.1078 | 1.1078
NSR TVA System - SO2 Cap Annual v4.11 | 585 | 7399 | Rate Constraint in MTons | FALSE | L | Annual | Constraint Shadow Price | US2019$/Ton | 0 | 0 | 0 | 0 | 0 | 0 | 0 | 0
NSR Valley 1-4 - NOX Rate Annual v5.16 | 586 | 7429 | Rate Constraint in lbs/MMBtu | FALSE | L | Annual | Seasons Included | Seasons | Winter, WintShld, Summer | Winter, WintShld, Summer | Winter, WintShld, Summer | Winter, WintShld, Summer | Winter, WintShld, Summer | Winter, WintShld, Summer | Winter, WintShld, Summer | Winter, WintShld, Summer
NSR Valley 1-4 - NOX Rate Annual v5.16 | 586 | 7429 | Rate Constraint in lbs/MMBtu | FALSE | L | Annual | Standard NOX | lb/MMBtu | 0.08 | 0.08 | 0.08 | 0.08 | 0.08 | 0.08 | 0.08 | 0.08
NSR Valley 1-4 - NOX Rate Annual v5.16 | 586 | 7429 | Rate Constraint in lbs/MMBtu | FALSE | L | Annual | Emissions at Affected Plants NOX | Thousand Tons | 0 | 0 | 0.14512 | 0.14512 | 0.28073 | 0.099378 | 0.099378 | 0
NSR Valley 1-4 - NOX Rate Annual v5.16 | 586 | 7429 | Rate Constraint in lbs/MMBtu | FALSE | L | Annual | Allowances Purchased NOX | Thousand Tons | 0 | 0 | 0 | 0 | 0 | 0 | 0 | 0
NSR Valley 1-4 - NOX Rate Annual v5.16 | 586 | 7429 | Rate Constraint in lbs/MMBtu | FALSE | L | Annual | Allowances Sold NOX | Thousand Tons | 0 | 0 | 0 | 0 | 0 | 0 | 0 | 0
NSR Valley 1-4 - NOX Rate Annual v5.16 | 586 | 7429 | Rate Constraint in lbs/MMBtu | FALSE | L | Annual | Allowances Banked | Thousand Tons | 0 | 0 | 0 | 0 | 0 | 0 | 0 | 0
NSR Valley 1-4 - NOX Rate Annual v5.16 | 586 | 7429 | Rate Constraint in lbs/MMBtu | FALSE | L | Annual | Allowances Withdrawn (1:1) | Thousand Tons | 0 | 0 | 0 | 0 | 0 | 0 | 0 | 0
NSR Valley 1-4 - NOX Rate Annual v5.16 | 586 | 7429 | Rate Constraint in lbs/MMBtu | FALSE | L | Annual | Allowances Withdrawn (n:1) | Thousand Tons | 0 | 0 | 0 | 0 | 0 | 0 | 0 | 0
NSR Valley 1-4 - NOX Rate Annual v5.16 | 586 | 7429 | Rate Constraint in lbs/MMBtu | FALSE | L | Annual | Net Emissions Allowance Position | Thousand Tons | 0 | 0 | 0.14512 | 0.14512 | 0.28073 | 0.099378 | 0.099378 | 0
NSR Valley 1-4 - NOX Rate Annual v5.16 | 586 | 7429 | Rate Constraint in lbs/MMBtu | FALSE | L | Annual | Fuel Consumed | TBtu | 0 | 0 | 3.9314 | 3.9314 | 7.6048 | 2.6921 | 2.6921 | 0
NSR Valley 1-4 - NOX Rate Annual v5.16 | 586 | 7429 | Rate Constraint in lbs/MMBtu | FALSE | L | Annual | Rate | lb/MMBtu | 0 | 0 | 0.073829 | 0.073829 | 0.073829 | 0.073829 | 0.073829 | 0
NSR Valley 1-4 - NOX Rate Annual v5.16 | 586 | 7429 | Rate Constraint in lbs/MMBtu | FALSE | L | Annual | Generation | TWh | 0 | 0 | 0.47161 | 0.47161 | 0.91227 | 0.32295 | 0.32295 | 0
NSR Valley 1-4 - NOX Rate Annual v5.16 | 586 | 7429 | Rate Constraint in lbs/MMBtu | FALSE | L | Annual | Qualifying Generation | TWh | 0 | 0 | 0.40816 | 0.40816 | 0.78954 | 0.2795 | 0.2795 | 0
NSR Valley 1-4 - NOX Rate Annual v5.16 | 586 | 7429 | Rate Constraint in lbs/MMBtu | FALSE | L | Annual | Rate | lb/MWh | 0 | 0 | 0.71112 | 0.71112 | 0.71112 | 0.71112 | 0.71112 | 0
NSR Valley 1-4 - NOX Rate Annual v5.16 | 586 | 7429 | Rate Constraint in lbs/MMBtu | FALSE | L | Annual | Constraint Shadow Price | US2019$/Ton | 0 | 0 | 0 | 0 | 0 | 0 | 0 | 0
NSR Valley 1-4 - SO2 Cap Annual v5.16 | 587 | 7428 | Rate Constraint in MTons | FALSE | L | Annual | Seasons Included | Seasons | Winter, WintShld, Summer | Winter, WintShld, Summer | Winter, WintShld, Summer | Winter, WintShld, Summer | Winter, WintShld, Summer | Winter, WintShld, Summer | Winter, WintShld, Summer | Winter, WintShld, Summer
NSR Valley 1-4 - SO2 Cap Annual v5.16 | 587 | 7428 | Rate Constraint in MTons | FALSE | L | Annual | Standard SO2 | Thousand Tons | 0.0095 | 0.0095 | 0.0095 | 0.0095 | 0.0095 | 0.0095 | 0.0095 | 0.0095
NSR Valley 1-4 - SO2 Cap Annual v5.16 | 587 | 7428 | Rate Constraint in MTons | FALSE | L | Annual | Emissions at Affected Plants SO2 | Thousand Tons | 0 | 0 | 0 | 0 | 0 | 0 | 0 | 0
NSR Valley 1-4 - SO2 Cap Annual v5.16 | 587 | 7428 | Rate Constraint in MTons | FALSE | L | Annual | Allowances Purchased SO2 | Thousand Tons | 0 | 0 | 0 | 0 | 0 | 0 | 0 | 0
NSR Valley 1-4 - SO2 Cap Annual v5.16 | 587 | 7428 | Rate Constraint in MTons | FALSE | L | Annual | Allowances Sold SO2 | Thousand Tons | 0 | 0 | 0 | 0 | 0 | 0 | 0 | 0
NSR Valley 1-4 - SO2 Cap Annual v5.16 | 587 | 7428 | Rate Constraint in MTons | FALSE | L | Annual | Allowances Banked | Thousand Tons | 0 | 0 | 0 | 0 | 0 | 0 | 0 | 0
NSR Valley 1-4 - SO2 Cap Annual v5.16 | 587 | 7428 | Rate Constraint in MTons | FALSE | L | Annual | Allowances Withdrawn (1:1) | Thousand Tons | 0 | 0 | 0 | 0 | 0 | 0 | 0 | 0
NSR Valley 1-4 - SO2 Cap Annual v5.16 | 587 | 7428 | Rate Constraint in MTons | FALSE | L | Annual | Allowances Withdrawn (n:1) | Thousand Tons | 0 | 0 | 0 | 0 | 0 | 0 | 0 | 0
NSR Valley 1-4 - SO2 Cap Annual v5.16 | 587 | 7428 | Rate Constraint in MTons | FALSE | L | Annual | Net Emissions Allowance Position | Thousand Tons | 0 | 0 | 0 | 0 | 0 | 0 | 0 | 0
NSR Valley 1-4 - SO2 Cap Annual v5.16 | 587 | 7428 | Rate Constraint in MTons | FALSE | L | Annual | Fuel Consumed | TBtu | 0 | 0 | 4.5425 | 4.5425 | 8.787 | 3.1106 | 3.1106 | 0
NSR Valley 1-4 - SO2 Cap Annual v5.16 | 587 | 7428 | Rate Constraint in MTons | FALSE | L | Annual | Rate | lb/MMBtu | 0 | 0 | 0 | 0 | 0 | 0 | 0 | 0
NSR Valley 1-4 - SO2 Cap Annual v5.16 | 587 | 7428 | Rate Constraint in MTons | FALSE | L | Annual | Generation | TWh | 0 | 0 | 0.47161 | 0.47161 | 0.91227 | 0.32295 | 0.32295 | 0
NSR Valley 1-4 - SO2 Cap Annual v5.16 | 587 | 7428 | Rate Constraint in MTons | FALSE | L | Annual | Qualifying Generation | TWh | 0 | 0 | 0.47161 | 0.47161 | 0.91227 | 0.32295 | 0.32295 | 0
NSR Valley 1-4 - SO2 Cap Annual v5.16 | 587 | 7428 | Rate Constraint in MTons | FALSE | L | Annual | Rate | lb/MWh | 0 | 0 | 0 | 0 | 0 | 0 | 0 | 0
NSR Valley 1-4 - SO2 Cap Annual v5.16 | 587 | 7428 | Rate Constraint in MTons | FALSE | L | Annual | Constraint Shadow Price | US2019$/Ton | 0 | 0 | 0 | 0 | 0 | 0 | 0 | 0
NSR W H Sammis 1-5 - SO2 Rate Annual v3.1, Unit 3872 and retrofits | 588 | 7435 | Rate Constraint in lbs/MMBtu | FALSE | L | Annual | Seasons Included | Seasons | Winter, WintShld, Summer | Winter, WintShld, Summer | Winter, WintShld, Summer | Winter, WintShld, Summer | Winter, WintShld, Summer | Winter, WintShld, Summer | Winter, WintShld, Summer | Winter, WintShld, Summer
NSR W H Sammis 1-5 - SO2 Rate Annual v3.1, Unit 3872 and retrofits | 588 | 7435 | Rate Constraint in lbs/MMBtu | FALSE | L | Annual | Standard SO2 | lb/MMBtu | 1.1 | 1.1 | 1.1 | 1.1 | 1.1 | 1.1 | 1.1 | 1.1
NSR W H Sammis 1-5 - SO2 Rate Annual v3.1, Unit 3872 and retrofits | 588 | 7435 | Rate Constraint in lbs/MMBtu | FALSE | L | Annual | Emissions at Affected Plants SO2 | Thousand Tons | 1.225 | 0 | 0 | 0 | 0 | 0 | 0 | 0
NSR W H Sammis 1-5 - SO2 Rate Annual v3.1, Unit 3872 and retrofits | 588 | 7435 | Rate Constraint in lbs/MMBtu | FALSE | L | Annual | Allowances Purchased SO2 | Thousand Tons | 0 | 0 | 0 | 0 | 0 | 0 | 0 | 0
NSR W H Sammis 1-5 - SO2 Rate Annual v3.1, Unit 3872 and retrofits | 588 | 7435 | Rate Constraint in lbs/MMBtu | FALSE | L | Annual | Allowances Sold SO2 | Thousand Tons | 0 | 0 | 0 | 0 | 0 | 0 | 0 | 0
NSR W H Sammis 1-5 - SO2 Rate Annual v3.1, Unit 3872 and retrofits | 588 | 7435 | Rate Constraint in lbs/MMBtu | FALSE | L | Annual | Allowances Banked | Thousand Tons | 0 | 0 | 0 | 0 | 0 | 0 | 0 | 0
NSR W H Sammis 1-5 - SO2 Rate Annual v3.1, Unit 3872 and retrofits | 588 | 7435 | Rate Constraint in lbs/MMBtu | FALSE | L | Annual | Allowances Withdrawn (1:1) | Thousand Tons | 0 | 0 | 0 | 0 | 0 | 0 | 0 | 0
NSR W H Sammis 1-5 - SO2 Rate Annual v3.1, Unit 3872 and retrofits | 588 | 7435 | Rate Constraint in lbs/MMBtu | FALSE | L | Annual | Allowances Withdrawn (n:1) | Thousand Tons | 0 | 0 | 0 | 0 | 0 | 0 | 0 | 0
NSR W H Sammis 1-5 - SO2 Rate Annual v3.1, Unit 3872 and retrofits | 588 | 7435 | Rate Constraint in lbs/MMBtu | FALSE | L | Annual | Net Emissions Allowance Position | Thousand Tons | 1.225 | 0 | 0 | 0 | 0 | 0 | 0 | 0
NSR W H Sammis 1-5 - SO2 Rate Annual v3.1, Unit 3872 and retrofits | 588 | 7435 | Rate Constraint in lbs/MMBtu | FALSE | L | Annual | Fuel Consumed | TBtu | 20.4555 | 0 | 0 | 0 | 0 | 0 | 0 | 0
NSR W H Sammis 1-5 - SO2 Rate Annual v3.1, Unit 3872 and retrofits | 588 | 7435 | Rate Constraint in lbs/MMBtu | FALSE | L | Annual | Rate | lb/MMBtu | 0.11978 | 0 | 0 | 0 | 0 | 0 | 0 | 0
NSR W H Sammis 1-5 - SO2 Rate Annual v3.1, Unit 3872 and retrofits | 588 | 7435 | Rate Constraint in lbs/MMBtu | FALSE | L | Annual | Generation | TWh | 1.8119 | 0 | 0 | 0 | 0 | 0 | 0 | 0
NSR W H Sammis 1-5 - SO2 Rate Annual v3.1, Unit 3872 and retrofits | 588 | 7435 | Rate Constraint in lbs/MMBtu | FALSE | L | Annual | Qualifying Generation | TWh | 1.8119 | 0 | 0 | 0 | 0 | 0 | 0 | 0
NSR W H Sammis 1-5 - SO2 Rate Annual v3.1, Unit 3872 and retrofits | 588 | 7435 | Rate Constraint in lbs/MMBtu | FALSE | L | Annual | Rate | lb/MWh | 1.3522 | 0 | 0 | 0 | 0 | 0 | 0 | 0
NSR W H Sammis 1-5 - SO2 Rate Annual v3.1, Unit 3872 and retrofits | 588 | 7435 | Rate Constraint in lbs/MMBtu | FALSE | L | Annual | Constraint Shadow Price | US2019$/Ton | 0 | 0 | 0 | 0 | 0 | 0 | 0 | 0
NSR W H Sammis 5 - NOX Rate Annual v3.1, Unit 3872 and retrofits | 589 | 7436 | Rate Constraint in lbs/MMBtu | FALSE | L | Annual | Seasons Included | Seasons | Winter, WintShld, Summer | Winter, WintShld, Summer | Winter, WintShld, Summer | Winter, WintShld, Summer | Winter, WintShld, Summer | Winter, WintShld, Summer | Winter, WintShld, Summer | Winter, WintShld, Summer
NSR W H Sammis 5 - NOX Rate Annual v3.1, Unit 3872 and retrofits | 589 | 7436 | Rate Constraint in lbs/MMBtu | FALSE | L | Annual | Standard NOX | lb/MMBtu | 0.29 | 0.29 | 0.29 | 0.29 | 0.29 | 0.29 | 0.29 | 0.29
NSR W H Sammis 5 - NOX Rate Annual v3.1, Unit 3872 and retrofits | 589 | 7436 | Rate Constraint in lbs/MMBtu | FALSE | L | Annual | Emissions at Affected Plants NOX | Thousand Tons | 2.0323 | 0 | 0 | 0 | 0 | 0 | 0 | 0
NSR W H Sammis 5 - NOX Rate Annual v3.1, Unit 3872 and retrofits | 589 | 7436 | Rate Constraint in lbs/MMBtu | FALSE | L | Annual | Allowances Purchased NOX | Thousand Tons | 0 | 0 | 0 | 0 | 0 | 0 | 0 | 0
NSR W H Sammis 5 - NOX Rate Annual v3.1, Unit 3872 and retrofits | 589 | 7436 | Rate Constraint in lbs/MMBtu | FALSE | L | Annual | Allowances Sold NOX | Thousand Tons | 0 | 0 | 0 | 0 | 0 | 0 | 0 | 0
NSR W H Sammis 5 - NOX Rate Annual v3.1, Unit 3872 and retrofits | 589 | 7436 | Rate Constraint in lbs/MMBtu | FALSE | L | Annual | Allowances Banked | Thousand Tons | 0 | 0 | 0 | 0 | 0 | 0 | 0 | 0
NSR W H Sammis 5 - NOX Rate Annual v3.1, Unit 3872 and retrofits | 589 | 7436 | Rate Constraint in lbs/MMBtu | FALSE | L | Annual | Allowances Withdrawn (1:1) | Thousand Tons | 0 | 0 | 0 | 0 | 0 | 0 | 0 | 0
NSR W H Sammis 5 - NOX Rate Annual v3.1, Unit 3872 and retrofits | 589 | 7436 | Rate Constraint in lbs/MMBtu | FALSE | L | Annual | Allowances Withdrawn (n:1) | Thousand Tons | 0 | 0 | 0 | 0 | 0 | 0 | 0 | 0
NSR W H Sammis 5 - NOX Rate Annual v3.1, Unit 3872 and retrofits | 589 | 7436 | Rate Constraint in lbs/MMBtu | FALSE | L | Annual | Net Emissions Allowance Position | Thousand Tons | 2.0323 | 0 | 0 | 0 | 0 | 0 | 0 | 0
NSR W H Sammis 5 - NOX Rate Annual v3.1, Unit 3872 and retrofits | 589 | 7436 | Rate Constraint in lbs/MMBtu | FALSE | L | Annual | Fuel Consumed | TBtu | 20.4555 | 0 | 0 | 0 | 0 | 0 | 0 | 0
NSR W H Sammis 5 - NOX Rate Annual v3.1, Unit 3872 and retrofits | 589 | 7436 | Rate Constraint in lbs/MMBtu | FALSE | L | Annual | Rate | lb/MMBtu | 0.1987 | 0 | 0 | 0 | 0 | 0 | 0 | 0
NSR W H Sammis 5 - NOX Rate Annual v3.1, Unit 3872 and retrofits | 589 | 7436 | Rate Constraint in lbs/MMBtu | FALSE | L | Annual | Generation | TWh | 1.8119 | 0 | 0 | 0 | 0 | 0 | 0 | 0
NSR W H Sammis 5 - NOX Rate Annual v3.1, Unit 3872 and retrofits | 589 | 7436 | Rate Constraint in lbs/MMBtu | FALSE | L | Annual | Qualifying Generation | TWh | 1.8119 | 0 | 0 | 0 | 0 | 0 | 0 | 0
NSR W H Sammis 5 - NOX Rate Annual v3.1, Unit 3872 and retrofits | 589 | 7436 | Rate Constraint in lbs/MMBtu | FALSE | L | Annual | Rate | lb/MWh | 2.2432 | 0 | 0 | 0 | 0 | 0 | 0 | 0
NSR W H Sammis 5 - NOX Rate Annual v3.1, Unit 3872 and retrofits | 589 | 7436 | Rate Constraint in lbs/MMBtu | FALSE | L | Annual | Constraint Shadow Price | US2019$/Ton | 0 | 0 | 0 | 0 | 0 | 0 | 0 | 0
NSR W H Sammis 6 - SO2 Rate Annual v3.1, Unit 3852 and retrofits | 590 | 7437 | Rate Constraint in lbs/MMBtu | FALSE | L | Annual | Seasons Included | Seasons | Winter, WintShld, Summer | Winter, WintShld, Summer | Winter, WintShld, Summer | Winter, WintShld, Summer | Winter, WintShld, Summer | Winter, WintShld, Summer | Winter, WintShld, Summer | Winter, WintShld, Summer
NSR W H Sammis 6 - SO2 Rate Annual v3.1, Unit 3852 and retrofits | 590 | 7437 | Rate Constraint in lbs/MMBtu | FALSE | L | Annual | Standard SO2 | lb/MMBtu | 0.13 | 0.13 | 0.13 | 0.13 | 0.13 | 0.13 | 0.13 | 0.13
NSR W H Sammis 6 - SO2 Rate Annual v3.1, Unit 3852 and retrofits | 590 | 7437 | Rate Constraint in lbs/MMBtu | FALSE | L | Annual | Emissions at Affected Plants SO2 | Thousand Tons | 2.7708 | 2.6171 | 0 | 0 | 0 | 0 | 0 | 0
NSR W H Sammis 6 - SO2 Rate Annual v3.1, Unit 3852 and retrofits | 590 | 7437 | Rate Constraint in lbs/MMBtu | FALSE | L | Annual | Allowances Purchased SO2 | Thousand Tons | 0 | 0 | 0 | 0 | 0 | 0 | 0 | 0
NSR W H Sammis 6 - SO2 Rate Annual v3.1, Unit 3852 and retrofits | 590 | 7437 | Rate Constraint in lbs/MMBtu | FALSE | L | Annual | Allowances Sold SO2 | Thousand Tons | 0 | 0 | 0 | 0 | 0 | 0 | 0 | 0
NSR W H Sammis 6 - SO2 Rate Annual v3.1, Unit 3852 and retrofits | 590 | 7437 | Rate Constraint in lbs/MMBtu | FALSE | L | Annual | Allowances Banked | Thousand Tons | 0 | 0 | 0 | 0 | 0 | 0 | 0 | 0
NSR W H Sammis 6 - SO2 Rate Annual v3.1, Unit 3852 and retrofits | 590 | 7437 | Rate Constraint in lbs/MMBtu | FALSE | L | Annual | Allowances Withdrawn (1:1) | Thousand Tons | 0 | 0 | 0 | 0 | 0 | 0 | 0 | 0
NSR W H Sammis 6 - SO2 Rate Annual v3.1, Unit 3852 and retrofits | 590 | 7437 | Rate Constraint in lbs/MMBtu | FALSE | L | Annual | Allowances Withdrawn (n:1) | Thousand Tons | 0 | 0 | 0 | 0 | 0 | 0 | 0 | 0
NSR W H Sammis 6 - SO2 Rate Annual v3.1, Unit 3852 and retrofits | 590 | 7437 | Rate Constraint in lbs/MMBtu | FALSE | L | Annual | Net Emissions Allowance Position | Thousand Tons | 2.7708 | 2.6171 | 0 | 0 | 0 | 0 | 0 | 0
NSR W H Sammis 6 - SO2 Rate Annual v3.1, Unit 3852 and retrofits | 590 | 7437 | Rate Constraint in lbs/MMBtu | FALSE | L | Annual | Fuel Consumed | TBtu | 46.2657 | 43.7002 | 0 | 0 | 0 | 0 | 0 | 0
NSR W H Sammis 6 - SO2 Rate Annual v3.1, Unit 3852 and retrofits | 590 | 7437 | Rate Constraint in lbs/MMBtu | FALSE | L | Annual | Rate | lb/MMBtu | 0.11978 | 0.11978 | 0 | 0 | 0 | 0 | 0 | 0
NSR W H Sammis 6 - SO2 Rate Annual v3.1, Unit 3852 and retrofits | 590 | 7437 | Rate Constraint in lbs/MMBtu | FALSE | L | Annual | Generation | TWh | 4.2453 | 4.0099 | 0 | 0 | 0 | 0 | 0 | 0
NSR W H Sammis 6 - SO2 Rate Annual v3.1, Unit 3852 and retrofits | 590 | 7437 | Rate Constraint in lbs/MMBtu | FALSE | L | Annual | Qualifying Generation | TWh | 4.2453 | 4.0099 | 0 | 0 | 0 | 0 | 0 | 0
NSR W H Sammis 6 - SO2 Rate Annual v3.1, Unit 3852 and retrofits | 590 | 7437 | Rate Constraint in lbs/MMBtu | FALSE | L | Annual | Rate | lb/MWh | 1.3053 | 1.3053 | 0 | 0 | 0 | 0 | 0 | 0
NSR W H Sammis 6 - SO2 Rate Annual v3.1, Unit 3852 and retrofits | 590 | 7437 | Rate Constraint in lbs/MMBtu | FALSE | L | Annual | Constraint Shadow Price | US2019$/Ton | 0 | 0 | 0 | 0 | 0 | 0 | 0 | 0
NSR W H Sammis 6,7 - NOX Rate Annual v3.1, Unit 3852 and retrofits | 591 | 7439 | Rate Constraint in lbs/MMBtu | FALSE | L | Annual | Seasons Included | Seasons | Winter, WintShld, Summer | Winter, WintShld, Summer | Winter, WintShld, Summer | Winter, WintShld, Summer | Winter, WintShld, Summer | Winter, WintShld, Summer | Winter, WintShld, Summer | Winter, WintShld, Summer
NSR W H Sammis 6,7 - NOX Rate Annual v3.1, Unit 3852 and retrofits | 591 | 7439 | Rate Constraint in lbs/MMBtu | FALSE | L | Annual | Standard NOX | lb/MMBtu | 0.1 | 0.1 | 0.1 | 0.1 | 0.1 | 0.1 | 0.1 | 0.1
NSR W H Sammis 6,7 - NOX Rate Annual v3.1, Unit 3852 and retrofits | 591 | 7439 | Rate Constraint in lbs/MMBtu | FALSE | L | Annual | Emissions at Affected Plants NOX | Thousand Tons | 1.735 | 1.6388 | 0 | 0 | 0 | 0 | 0 | 0
NSR W H Sammis 6,7 - NOX Rate Annual v3.1, Unit 3852 and retrofits | 591 | 7439 | Rate Constraint in lbs/MMBtu | FALSE | L | Annual | Allowances Purchased NOX | Thousand Tons | 0 | 0 | 0 | 0 | 0 | 0 | 0 | 0
NSR W H Sammis 6,7 - NOX Rate Annual v3.1, Unit 3852 and retrofits | 591 | 7439 | Rate Constraint in lbs/MMBtu | FALSE | L | Annual | Allowances Sold NOX | Thousand Tons | 0 | 0 | 0 | 0 | 0 | 0 | 0 | 0
NSR W H Sammis 6,7 - NOX Rate Annual v3.1, Unit 3852 and retrofits | 591 | 7439 | Rate Constraint in lbs/MMBtu | FALSE | L | Annual | Allowances Banked | Thousand Tons | 0 | 0 | 0 | 0 | 0 | 0 | 0 | 0
NSR W H Sammis 6,7 - NOX Rate Annual v3.1, Unit 3852 and retrofits | 591 | 7439 | Rate Constraint in lbs/MMBtu | FALSE | L | Annual | Allowances Withdrawn (1:1) | Thousand Tons | 0 | 0 | 0 | 0 | 0 | 0 | 0 | 0
NSR W H Sammis 6,7 - NOX Rate Annual v3.1, Unit 3852 and retrofits | 591 | 7439 | Rate Constraint in lbs/MMBtu | FALSE | L | Annual | Allowances Withdrawn (n:1) | Thousand Tons | 0 | 0 | 0 | 0 | 0 | 0 | 0 | 0
NSR W H Sammis 6,7 - NOX Rate Annual v3.1, Unit 3852 and retrofits | 591 | 7439 | Rate Constraint in lbs/MMBtu | FALSE | L | Annual | Net Emissions Allowance Position | Thousand Tons | 1.735 | 1.6388 | 0 | 0 | 0 | 0 | 0 | 0
NSR W H Sammis 6,7 - NOX Rate Annual v3.1, Unit 3852 and retrofits | 591 | 7439 | Rate Constraint in lbs/MMBtu | FALSE | L | Annual | Fuel Consumed | TBtu | 46.2657 | 43.7002 | 0 | 0 | 0 | 0 | 0 | 0
NSR W H Sammis 6,7 - NOX Rate Annual v3.1, Unit 3852 and retrofits | 591 | 7439 | Rate Constraint in lbs/MMBtu | FALSE | L | Annual | Rate | lb/MMBtu | 0.075 | 0.075 | 0 | 0 | 0 | 0 | 0 | 0
NSR W H Sammis 6,7 - NOX Rate Annual v3.1, Unit 3852 and retrofits | 591 | 7439 | Rate Constraint in lbs/MMBtu | FALSE | L | Annual | Generation | TWh | 4.2453 | 4.0099 | 0 | 0 | 0 | 0 | 0 | 0
NSR W H Sammis 6,7 - NOX Rate Annual v3.1, Unit 3852 and retrofits | 591 | 7439 | Rate Constraint in lbs/MMBtu | FALSE | L | Annual | Qualifying Generation | TWh | 4.2453 | 4.0099 | 0 | 0 | 0 | 0 | 0 | 0
NSR W H Sammis 6,7 - NOX Rate Annual v3.1, Unit 3852 and retrofits | 591 | 7439 | Rate Constraint in lbs/MMBtu | FALSE | L | Annual | Rate | lb/MWh | 0.81736 | 0.81736 | 0 | 0 | 0 | 0 | 0 | 0
NSR W H Sammis 6,7 - NOX Rate Annual v3.1, Unit 3852 and retrofits | 591 | 7439 | Rate Constraint in lbs/MMBtu | FALSE | L | Annual | Constraint Shadow Price | US2019$/Ton | 0 | 0 | 0 | 0 | 0 | 0 | 0 | 0
NSR W H Sammis 6,7 - NOX Rate Annual v3.1, Unit 3853 and retrofits | 592 | 7439 | Rate Constraint in lbs/MMBtu | FALSE | L | Annual | Seasons Included | Seasons | Winter, WintShld, Summer | Winter, WintShld, Summer | Winter, WintShld, Summer | Winter, WintShld, Summer | Winter, WintShld, Summer | Winter, WintShld, Summer | Winter, WintShld, Summer | Winter, WintShld, Summer
NSR W H Sammis 6,7 - NOX Rate Annual v3.1, Unit 3853 and retrofits | 592 | 7439 | Rate Constraint in lbs/MMBtu | FALSE | L | Annual | Standard NOX | lb/MMBtu | 0.1 | 0.1 | 0.1 | 0.1 | 0.1 | 0.1 | 0.1 | 0.1
NSR W H Sammis 6,7 - NOX Rate Annual v3.1, Unit 3853 and retrofits | 592 | 7439 | Rate Constraint in lbs/MMBtu | FALSE | L | Annual | Emissions at Affected Plants NOX | Thousand Tons | 1.7499 | 1.6902 | 0 | 0 | 0 | 0 | 0 | 0
NSR W H Sammis 6,7 - NOX Rate Annual v3.1, Unit 3853 and retrofits | 592 | 7439 | Rate Constraint in lbs/MMBtu | FALSE | L | Annual | Allowances Purchased NOX | Thousand Tons | 0 | 0 | 0 | 0 | 0 | 0 | 0 | 0
NSR W H Sammis 6,7 - NOX Rate Annual v3.1, Unit 3853 and retrofits | 592 | 7439 | Rate Constraint in lbs/MMBtu | FALSE | L | Annual | Allowances Sold NOX | Thousand Tons | 0 | 0 | 0 | 0 | 0 | 0 | 0 | 0
NSR W H Sammis 6,7 - NOX Rate Annual v3.1, Unit 3853 and retrofits | 592 | 7439 | Rate Constraint in lbs/MMBtu | FALSE | L | Annual | Allowances Banked | Thousand Tons | 0 | 0 | 0 | 0 | 0 | 0 | 0 | 0
NSR W H Sammis 6,7 - NOX Rate Annual v3.1, Unit 3853 and retrofits | 592 | 7439 | Rate Constraint in lbs/MMBtu | FALSE | L | Annual | Allowances Withdrawn (1:1) | Thousand Tons | 0 | 0 | 0 | 0 | 0 | 0 | 0 | 0
NSR W H Sammis 6,7 - NOX Rate Annual v3.1, Unit 3853 and retrofits | 592 | 7439 | Rate Constraint in lbs/MMBtu | FALSE | L | Annual | Allowances Withdrawn (n:1) | Thousand Tons | 0 | 0 | 0 | 0 | 0 | 0 | 0 | 0
NSR W H Sammis 6,7 - NOX Rate Annual v3.1, Unit 3853 and retrofits | 592 | 7439 | Rate Constraint in lbs/MMBtu | FALSE | L | Annual | Net Emissions Allowance Position | Thousand Tons | 1.7499 | 1.6902 | 0 | 0 | 0 | 0 | 0 | 0
NSR W H Sammis 6,7 - NOX Rate Annual v3.1, Unit 3853 and retrofits | 592 | 7439 | Rate Constraint in lbs/MMBtu | FALSE | L | Annual | Fuel Consumed | TBtu | 46.664 | 45.0717 | 0 | 0 | 0 | 0 | 0 | 0
NSR W H Sammis 6,7 - NOX Rate Annual v3.1, Unit 3853 and retrofits | 592 | 7439 | Rate Constraint in lbs/MMBtu | FALSE | L | Annual | Rate | lb/MMBtu | 0.075 | 0.075 | 0 | 0 | 0 | 0 | 0 | 0
NSR W H Sammis 6,7 - NOX Rate Annual v3.1, Unit 3853 and retrofits | 592 | 7439 | Rate Constraint in lbs/MMBtu | FALSE | L | Annual | Generation | TWh | 4.2453 | 4.1004 | 0 | 0 | 0 | 0 | 0 | 0
NSR W H Sammis 6,7 - NOX Rate Annual v3.1, Unit 3853 and retrofits | 592 | 7439 | Rate Constraint in lbs/MMBtu | FALSE | L | Annual | Qualifying Generation | TWh | 4.2453 | 4.1004 | 0 | 0 | 0 | 0 | 0 | 0
NSR W H Sammis 6,7 - NOX Rate Annual v3.1, Unit 3853 and retrofits | 592 | 7439 | Rate Constraint in lbs/MMBtu | FALSE | L | Annual | Rate | lb/MWh | 0.8244 | 0.8244 | 0 | 0 | 0 | 0 | 0 | 0
NSR W H Sammis 6,7 - NOX Rate Annual v3.1, Unit 3853 and retrofits | 592 | 7439 | Rate Constraint in lbs/MMBtu | FALSE | L | Annual | Constraint Shadow Price | US2019$/Ton | 0 | 0 | 0 | 0 | 0 | 0 | 0 | 0
NSR W H Sammis 7 - SO2 Rate Annual v3.1, Unit 3853 and retrofits | 593 | 7438 | Rate Constraint in lbs/MMBtu | FALSE | L | Annual | Seasons Included | Seasons | Winter, WintShld, Summer | Winter, WintShld, Summer | Winter, WintShld, Summer | Winter, WintShld, Summer | Winter, WintShld, Summer | Winter, WintShld, Summer | Winter, WintShld, Summer | Winter, WintShld, Summer
NSR W H Sammis 7 - SO2 Rate Annual v3.1, Unit 3853 and retrofits | 593 | 7438 | Rate Constraint in lbs/MMBtu | FALSE | L | Annual | Standard SO2 | lb/MMBtu | 0.13 | 0.13 | 0.13 | 0.13 | 0.13 | 0.13 | 0.13 | 0.13
NSR W H Sammis 7 - SO2 Rate Annual v3.1, Unit 3853 and retrofits | 593 | 7438 | Rate Constraint in lbs/MMBtu | FALSE | L | Annual | Emissions at Affected Plants SO2 | Thousand Tons | 2.7946 | 2.6993 | 0 | 0 | 0 | 0 | 0 | 0
NSR W H Sammis 7 - SO2 Rate Annual v3.1, Unit 3853 and retrofits | 593 | 7438 | Rate Constraint in lbs/MMBtu | FALSE | L | Annual | Allowances Purchased SO2 | Thousand Tons | 0 | 0 | 0 | 0 | 0 | 0 | 0 | 0
NSR W H Sammis 7 - SO2 Rate Annual v3.1, Unit 3853 and retrofits | 593 | 7438 | Rate Constraint in lbs/MMBtu | FALSE | L | Annual | Allowances Sold SO2 | Thousand Tons | 0 | 0 | 0 | 0 | 0 | 0 | 0 | 0
NSR W H Sammis 7 - SO2 Rate Annual v3.1, Unit 3853 and retrofits | 593 | 7438 | Rate Constraint in lbs/MMBtu | FALSE | L | Annual | Allowances Banked | Thousand Tons | 0 | 0 | 0 | 0 | 0 | 0 | 0 | 0
NSR W H Sammis 7 - SO2 Rate Annual v3.1, Unit 3853 and retrofits | 593 | 7438 | Rate Constraint in lbs/MMBtu | FALSE | L | Annual | Allowances Withdrawn (1:1) | Thousand Tons | 0 | 0 | 0 | 0 | 0 | 0 | 0 | 0
NSR W H Sammis 7 - SO2 Rate Annual v3.1, Unit 3853 and retrofits | 593 | 7438 | Rate Constraint in lbs/MMBtu | FALSE | L | Annual | Allowances Withdrawn (n:1) | Thousand Tons | 0 | 0 | 0 | 0 | 0 | 0 | 0 | 0
NSR W H Sammis 7 - SO2 Rate Annual v3.1, Unit 3853 and retrofits | 593 | 7438 | Rate Constraint in lbs/MMBtu | FALSE | L | Annual | Net Emissions Allowance Position | Thousand Tons | 2.7946 | 2.6993 | 0 | 0 | 0 | 0 | 0 | 0
NSR W H Sammis 7 - SO2 Rate Annual v3.1, Unit 3853 and retrofits | 593 | 7438 | Rate Constraint in lbs/MMBtu | FALSE | L | Annual | Fuel Consumed | TBtu | 46.664 | 45.0717 | 0 | 0 | 0 | 0 | 0 | 0
NSR W H Sammis 7 - SO2 Rate Annual v3.1, Unit 3853 and retrofits | 593 | 7438 | Rate Constraint in lbs/MMBtu | FALSE | L | Annual | Rate | lb/MMBtu | 0.11978 | 0.11978 | 0 | 0 | 0 | 0 | 0 | 0
NSR W H Sammis 7 - SO2 Rate Annual v3.1, Unit 3853 and retrofits | 593 | 7438 | Rate Constraint in lbs/MMBtu | FALSE | L | Annual | Generation | TWh | 4.2453 | 4.1004 | 0 | 0 | 0 | 0 | 0 | 0
NSR W H Sammis 7 - SO2 Rate Annual v3.1, Unit 3853 and retrofits | 593 | 7438 | Rate Constraint in lbs/MMBtu | FALSE | L | Annual | Qualifying Generation | TWh | 4.2453 | 4.1004 | 0 | 0 | 0 | 0 | 0 | 0
NSR W H Sammis 7 - SO2 Rate Annual v3.1, Unit 3853 and retrofits | 593 | 7438 | Rate Constraint in lbs/MMBtu | FALSE | L | Annual | Rate | lb/MWh | 1.3166 | 1.3166 | 0 | 0 | 0 | 0 | 0 | 0
NSR W H Sammis 7 - SO2 Rate Annual v3.1, Unit 3853 and retrofits | 593 | 7438 | Rate Constraint in lbs/MMBtu | FALSE | L | Annual | Constraint Shadow Price | US2019$/Ton | 0 | 0 | 0 | 0 | 0 | 0 | 0 | 0
NSR WEPCO Settlement - NOX Cap Annual v3.1 | 594 | 7401 | Rate Constraint in MTons | FALSE | L | Annual | Seasons Included | Seasons | Winter, WintShld, Summer | Winter, WintShld, Summer | Winter, WintShld, Summer | Winter, WintShld, Summer | Winter, WintShld, Summer | Winter, WintShld, Summer | Winter, WintShld, Summer | Winter, WintShld, Summer
NSR WEPCO Settlement - NOX Cap Annual v3.1 | 594 | 7401 | Rate Constraint in MTons | FALSE | L | Annual | Standard NOX | Thousand Tons | 17.4 | 17.4 | 17.4 | 17.4 | 17.4 | 17.4 | 17.4 | 17.4
NSR WEPCO Settlement - NOX Cap Annual v3.1 | 594 | 7401 | Rate Constraint in MTons | FALSE | L | Annual | Emissions at Affected Plants NOX | Thousand Tons | 2.3298 | 0 | 0.16769 | 0.16769 | 0.32437 | 0.11483 | 0.11483 | 0
NSR WEPCO Settlement - NOX Cap Annual v3.1 | 594 | 7401 | Rate Constraint in MTons | FALSE | L | Annual | Allowances Purchased NOX | Thousand Tons | 0 | 0 | 0 | 0 | 0 | 0 | 0 | 0
NSR WEPCO Settlement - NOX Cap Annual v3.1 | 594 | 7401 | Rate Constraint in MTons | FALSE | L | Annual | Allowances Sold NOX | Thousand Tons | 0 | 0 | 0 | 0 | 0 | 0 | 0 | 0
NSR WEPCO Settlement - NOX Cap Annual v3.1 | 594 | 7401 | Rate Constraint in MTons | FALSE | L | Annual | Allowances Banked | Thousand Tons | 0 | 0 | 0 | 0 | 0 | 0 | 0 | 0
NSR WEPCO Settlement - NOX Cap Annual v3.1 | 594 | 7401 | Rate Constraint in MTons | FALSE | L | Annual | Allowances Withdrawn (1:1) | Thousand Tons | 0 | 0 | 0 | 0 | 0 | 0 | 0 | 0
NSR WEPCO Settlement - NOX Cap Annual v3.1 | 594 | 7401 | Rate Constraint in MTons | FALSE | L | Annual | Allowances Withdrawn (n:1) | Thousand Tons | 0 | 0 | 0 | 0 | 0 | 0 | 0 | 0
NSR WEPCO Settlement - NOX Cap Annual v3.1 | 594 | 7401 | Rate Constraint in MTons | FALSE | L | Annual | Net Emissions Allowance Position | Thousand Tons | 2.3298 | 0 | 0.16769 | 0.16769 | 0.32437 | 0.11483 | 0.11483 | 0
NSR WEPCO Settlement - NOX Cap Annual v3.1 | 594 | 7401 | Rate Constraint in MTons | FALSE | L | Annual | Fuel Consumed | TBtu | 70.3942 | 0 | 4.5425 | 4.5425 | 8.787 | 3.1106 | 3.1106 | 0
NSR WEPCO Settlement - NOX Cap Annual v3.1 | 594 | 7401 | Rate Constraint in MTons | FALSE | L | Annual | Rate | lb/MMBtu | 0.066194 | 0 | 0.073829 | 0.073829 | 0.073829 | 0.073829 | 0.073829 | 0
NSR WEPCO Settlement - NOX Cap Annual v3.1 | 594 | 7401 | Rate Constraint in MTons | FALSE | L | Annual | Generation | TWh | 6.7829 | 0 | 0.47161 | 0.47161 | 0.91227 | 0.32295 | 0.32295 | 0
NSR WEPCO Settlement - NOX Cap Annual v3.1 | 594 | 7401 | Rate Constraint in MTons | FALSE | L | Annual | Qualifying Generation | TWh | 6.7829 | 0 | 0.47161 | 0.47161 | 0.91227 | 0.32295 | 0.32295 | 0
NSR WEPCO Settlement - NOX Cap Annual v3.1 | 594 | 7401 | Rate Constraint in MTons | FALSE | L | Annual | Rate | lb/MWh | 0.68697 | 0 | 0.71112 | 0.71112 | 0.71112 | 0.71112 | 0.71112 | 0
NSR WEPCO Settlement - NOX Cap Annual v3.1 | 594 | 7401 | Rate Constraint in MTons | FALSE | L | Annual | Constraint Shadow Price | US2019$/Ton | 0 | 0 | 0 | 0 | 0 | 0 | 0 | 0
NSR WEPCO Settlement - NOX Rate Annual v3.1 | 595 | 7402 | Rate Constraint in lbs/MMBtu | FALSE | L | Annual | Seasons Included | Seasons | Winter, WintShld, Summer | Winter, WintShld, Summer | Winter, WintShld, Summer | Winter, WintShld, Summer | Winter, WintShld, Summer | Winter, WintShld, Summer | Winter, WintShld, Summer | Winter, WintShld, Summer
NSR WEPCO Settlement - NOX Rate Annual v3.1 | 595 | 7402 | Rate Constraint in lbs/MMBtu | FALSE | L | Annual | Standard NOX | lb/MMBtu | 0.17 | 0.17 | 0.17 | 0.17 | 0.17 | 0.17 | 0.17 | 0.17
NSR WEPCO Settlement - NOX Rate Annual v3.1 | 595 | 7402 | Rate Constraint in lbs/MMBtu | FALSE | L | Annual | Emissions at Affected Plants NOX | Thousand Tons | 2.3298 | 0 | 0.14512 | 0.14512 | 0.28073 | 0.099378 | 0.099378 | 0
NSR WEPCO Settlement - NOX Rate Annual v3.1 | 595 | 7402 | Rate Constraint in lbs/MMBtu | FALSE | L | Annual | Allowances Purchased NOX | Thousand Tons | 0 | 0 | 0 | 0 | 0 | 0 | 0 | 0
NSR WEPCO Settlement - NOX Rate Annual v3.1 | 595 | 7402 | Rate Constraint in lbs/MMBtu | FALSE | L | Annual | Allowances Sold NOX | Thousand Tons | 0 | 0 | 0 | 0 | 0 | 0 | 0 | 0
NSR WEPCO Settlement - NOX Rate Annual v3.1 | 595 | 7402 | Rate Constraint in lbs/MMBtu | FALSE | L | Annual | Allowances Banked | Thousand Tons | 0 | 0 | 0 | 0 | 0 | 0 | 0 | 0
NSR WEPCO Settlement - NOX Rate Annual v3.1 | 595 | 7402 | Rate Constraint in lbs/MMBtu | FALSE | L | Annual | Allowances Withdrawn (1:1) | Thousand Tons | 0 | 0 | 0 | 0 | 0 | 0 | 0 | 0
NSR WEPCO Settlement - NOX Rate Annual v3.1 | 595 | 7402 | Rate Constraint in lbs/MMBtu | FALSE | L | Annual | Allowances Withdrawn (n:1) | Thousand Tons | 0 | 0 | 0 | 0 | 0 | 0 | 0 | 0
NSR WEPCO Settlement - NOX Rate Annual v3.1 | 595 | 7402 | Rate Constraint in lbs/MMBtu | FALSE | L | Annual | Net Emissions Allowance Position | Thousand Tons | 2.3298 | 0 | 0.14512 | 0.14512 | 0.28073 | 0.099378 | 0.099378 | 0
NSR WEPCO Settlement - NOX Rate Annual v3.1 | 595 | 7402 | Rate Constraint in lbs/MMBtu | FALSE | L | Annual | Fuel Consumed | TBtu | 70.3942 | 0 | 3.9314 | 3.9314 | 7.6048 | 2.6921 | 2.6921 | 0
NSR WEPCO Settlement - NOX Rate Annual v3.1 | 595 | 7402 | Rate Constraint in lbs/MMBtu | FALSE | L | Annual | Rate | lb/MMBtu | 0.066194 | 0 | 0.073829 | 0.073829 | 0.073829 | 0.073829 | 0.073829 | 0
NSR WEPCO Settlement - NOX Rate Annual v3.1 | 595 | 7402 | Rate Constraint in lbs/MMBtu | FALSE | L | Annual | Generation | TWh | 6.7829 | 0 | 0.47161 | 0.47161 | 0.91227 | 0.32295 | 0.32295 | 0
NSR WEPCO Settlement - NOX Rate Annual v3.1 | 595 | 7402 | Rate Constraint in lbs/MMBtu | FALSE | L | Annual | Qualifying Generation | TWh | 6.7829 | 0 | 0.40816 | 0.40816 | 0.78954 | 0.2795 | 0.2795 | 0
NSR WEPCO Settlement - NOX Rate Annual v3.1 | 595 | 7402 | Rate Constraint in lbs/MMBtu | FALSE | L | Annual | Rate | lb/MWh | 0.68697 | 0 | 0.71112 | 0.71112 | 0.71112 | 0.71112 | 0.71112 | 0
NSR WEPCO Settlement - NOX Rate Annual v3.1 | 595 | 7402 | Rate Constraint in lbs/MMBtu | FALSE | L | Annual | Constraint Shadow Price | US2019$/Ton | 0 | 0 | 0 | 0 | 0 | 0 | 0 | 0
NSR WEPCO Settlement - SO2 Cap Annual v3.1 | 596 | 7403 | Rate Constraint in MTons | FALSE | L | Annual | Seasons Included | Seasons | Winter, WintShld, Summer | Winter, WintShld, Summer | Winter, WintShld, Summer | Winter, WintShld, Summer | Winter, WintShld, Summer | Winter, WintShld, Summer | Winter, WintShld, Summer | Winter, WintShld, Summer
NSR WEPCO Settlement - SO2 Cap Annual v3.1 | 596 | 7403 | Rate Constraint in MTons | FALSE | L | Annual | Standard SO2 | Thousand Tons | 33.3 | 33.3 | 33.3 | 33.3 | 33.3 | 33.3 | 33.3 | 33.3
NSR WEPCO Settlement - SO2 Cap Annual v3.1 | 596 | 7403 | Rate Constraint in MTons | FALSE | L | Annual | Emissions at Affected Plants SO2 | Thousand Tons | 0.9192 | 0 | 0 | 0 | 0 | 0 | 0 | 0
NSR WEPCO Settlement - SO2 Cap Annual v3.1 | 596 | 7403 | Rate Constraint in MTons | FALSE | L | Annual | Allowances Purchased SO2 | Thousand Tons | 0 | 0 | 0 | 0 | 0 | 0 | 0 | 0
NSR WEPCO Settlement - SO2 Cap Annual v3.1 | 596 | 7403 | Rate Constraint in MTons | FALSE | L | Annual | Allowances Sold SO2 | Thousand Tons | 0 | 0 | 0 | 0 | 0 | 0 | 0 | 0
NSR WEPCO Settlement - SO2 Cap Annual v3.1 | 596 | 7403 | Rate Constraint in MTons | FALSE | L | Annual | Allowances Banked | Thousand Tons | 0 | 0 | 0 | 0 | 0 | 0 | 0 | 0
NSR WEPCO Settlement - SO2 Cap Annual v3.1 | 596 | 7403 | Rate Constraint in MTons | FALSE | L | Annual | Allowances Withdrawn (1:1) | Thousand Tons | 0 | 0 | 0 | 0 | 0 | 0 | 0 | 0
NSR WEPCO Settlement - SO2 Cap Annual v3.1 | 596 | 7403 | Rate Constraint in MTons | FALSE | L | Annual | Allowances Withdrawn (n:1) | Thousand Tons | 0 | 0 | 0 | 0 | 0 | 0 | 0 | 0
NSR WEPCO Settlement - SO2 Cap Annual v3.1 | 596 | 7403 | Rate Constraint in MTons | FALSE | L | Annual | Net Emissions Allowance Position | Thousand Tons | 0.9192 | 0 | 0 | 0 | 0 | 0 | 0 | 0
NSR WEPCO Settlement - SO2 Cap Annual v3.1 | 596 | 7403 | Rate Constraint in MTons | FALSE | L | Annual | Fuel Consumed | TBtu | 70.3942 | 0 | 4.5425 | 4.5425 | 8.787 | 3.1106 | 3.1106 | 0
NSR WEPCO Settlement - SO2 Cap Annual v3.1 | 596 | 7403 | Rate Constraint in MTons | FALSE | L | Annual | Rate | lb/MMBtu | 0.026116 | 0 | 0 | 0 | 0 | 0 | 0 | 0
NSR WEPCO Settlement - SO2 Cap Annual v3.1 | 596 | 7403 | Rate Constraint in MTons | FALSE | L | Annual | Generation | TWh | 6.7829 | 0 | 0.47161 | 0.47161 | 0.91227 | 0.32295 | 0.32295 | 0
NSR WEPCO Settlement - SO2 Cap Annual v3.1 | 596 | 7403 | Rate Constraint in MTons | FALSE | L | Annual | Qualifying Generation | TWh | 6.7829 | 0 | 0.47161 | 0.47161 | 0.91227 | 0.32295 | 0.32295 | 0
NSR WEPCO Settlement - SO2 Cap Annual v3.1 | 596 | 7403 | Rate Constraint in MTons | FALSE | L | Annual | Rate | lb/MWh | 0.27103 | 0 | 0 | 0 | 0 | 0 | 0 | 0
NSR WEPCO Settlement - SO2 Cap Annual v3.1 | 596 | 7403 | Rate Constraint in MTons | FALSE | L | Annual | Constraint Shadow Price | US2019$/Ton | 0 | 0 | 0 | 0 | 0 | 0 | 0 | 0
NSR WEPCO Settlement - SO2 Rate Annual v3.1 | 597 | 7404 | Rate Constraint in lbs/MMBtu | FALSE | L | Annual | Seasons Included | Seasons | Winter, WintShld, Summer | Winter, WintShld, Summer | Winter, WintShld, Summer | Winter, WintShld, Summer | Winter, WintShld, Summer | Winter, WintShld, Summer | Winter, WintShld, Summer | Winter, WintShld, Summer
NSR WEPCO Settlement - SO2 Rate Annual v3.1 | 597 | 7404 | Rate Constraint in lbs/MMBtu | FALSE | L | Annual | Standard SO2 | lb/MMBtu | 0.32 | 0.32 | 0.32 | 0.32 | 0.32 | 0.32 | 0.32 | 0.32
NSR WEPCO Settlement - SO2 Rate Annual v3.1 | 597 | 7404 | Rate Constraint in lbs/MMBtu | FALSE | L | Annual | Emissions at Affected Plants SO2 | Thousand Tons | 0.9192 | 0 | 0 | 0 | 0 | 0 | 0 | 0
NSR WEPCO Settlement - SO2 Rate Annual v3.1 | 597 | 7404 | Rate Constraint in lbs/MMBtu | FALSE | L | Annual | Allowances Purchased SO2 | Thousand Tons | 0 | 0 | 0 | 0 | 0 | 0 | 0 | 0
NSR WEPCO Settlement - SO2 Rate Annual v3.1 | 597 | 7404 | Rate Constraint in lbs/MMBtu | FALSE | L | Annual | Allowances Sold SO2 | Thousand Tons | 0 | 0 | 0 | 0 | 0 | 0 | 0 | 0
NSR WEPCO Settlement - SO2 Rate Annual v3.1 | 597 | 7404 | Rate Constraint in lbs/MMBtu | FALSE | L | Annual | Allowances Banked | Thousand Tons | 0 | 0 | 0 | 0 | 0 | 0 | 0 | 0
NSR WEPCO Settlement - SO2 Rate Annual v3.1 | 597 | 7404 | Rate Constraint in lbs/MMBtu | FALSE | L | Annual | Allowances Withdrawn (1:1) | Thousand Tons | 0 | 0 | 0 | 0 | 0 | 0 | 0 | 0
NSR WEPCO Settlement - SO2 Rate Annual v3.1 | 597 | 7404 | Rate Constraint in lbs/MMBtu | FALSE | L | Annual | Allowances Withdrawn (n:1) | Thousand Tons | 0 | 0 | 0 | 0 | 0 | 0 | 0 | 0
NSR WEPCO Settlement - SO2 Rate Annual v3.1 | 597 | 7404 | Rate Constraint in lbs/MMBtu | FALSE | L | Annual | Net Emissions Allowance Position | Thousand Tons | 0.9192 | 0 | 0 | 0 | 0 | 0 | 0 | 0
NSR WEPCO Settlement - SO2 Rate Annual v3.1 | 597 | 7404 | Rate Constraint in lbs/MMBtu | FALSE | L | Annual | Fuel Consumed | TBtu | 70.3942 | 0 | 3.9314 | 3.9314 | 7.6048 | 2.6921 | 2.6921 | 0
NSR WEPCO Settlement - SO2 Rate Annual v3.1 | 597 | 7404 | Rate Constraint in lbs/MMBtu | FALSE | L | Annual | Rate | lb/MMBtu | 0.026116 | 0 | 0 | 0 | 0 | 0 | 0 | 0
NSR WEPCO Settlement - SO2 Rate Annual v3.1 | 597 | 7404 | Rate Constraint in lbs/MMBtu | FALSE | L | Annual | Generation | TWh | 6.7829 | 0 | 0.47161 | 0.47161 | 0.91227 | 0.32295 | 0.32295 | 0
NSR WEPCO Settlement - SO2 Rate Annual v3.1 | 597 | 7404 | Rate Constraint in lbs/MMBtu | FALSE | L | Annual | Qualifying Generation | TWh | 6.7829 | 0 | 0.40816 | 0.40816 | 0.78954 | 0.2795 | 0.2795 | 0
NSR WEPCO Settlement - SO2 Rate Annual v3.1 | 597 | 7404 | Rate Constraint in lbs/MMBtu | FALSE | L | Annual | Rate | lb/MWh | 0.27103 | 0 | 0 | 0 | 0 | 0 | 0 | 0
NSR WEPCO Settlement - SO2 Rate Annual v3.1 | 597 | 7404 | Rate Constraint in lbs/MMBtu | FALSE | L | Annual | Constraint Shadow Price | US2019$/Ton | 0 | 0 | 0 | 0 | 0 | 0 | 0 | 0
NSR Westar Consent - NOX Cap Annual v4.10 | 598 | 7405 | Rate Constraint in MTons | FALSE | L | Annual | Seasons Included | Seasons | Winter, WintShld, Summer | Winter, WintShld, Summer | Winter, WintShld, Summer | Winter, WintShld, Summer | Winter, WintShld, Summer | Winter, WintShld, Summer | Winter, WintShld, Summer | Winter, WintShld, Summer
NSR Westar Consent - NOX Cap Annual v4.10 | 598 | 7405 | Rate Constraint in MTons | FALSE | L | Annual | Standard NOX | Thousand Tons | 9.6 | 9.6 | 9.6 | 9.6 | 9.6 | 9.6 | 9.6 | 9.6
NSR Westar Consent - NOX Cap Annual v4.10 | 598 | 7405 | Rate Constraint in MTons | FALSE | L | Annual | Emissions at Affected Plants NOX | Thousand Tons | 3.3756 | 4.4928 | 4.1755 | 2.4636 | 2.6143 | 0 | 0 | 0
NSR Westar Consent - NOX Cap Annual v4.10 | 598 | 7405 | Rate Constraint in MTons | FALSE | L | Annual | Allowances Purchased NOX | Thousand Tons | 0 | 0 | 0 | 0 | 0 | 0 | 0 | 0
NSR Westar Consent - NOX Cap Annual v4.10 | 598 | 7405 | Rate Constraint in MTons | FALSE | L | Annual | Allowances Sold NOX | Thousand Tons | 0 | 0 | 0 | 0 | 0 | 0 | 0 | 0
NSR Westar Consent - NOX Cap Annual v4.10 | 598 | 7405 | Rate Constraint in MTons | FALSE | L | Annual | Allowances Banked | Thousand Tons | 0 | 0 | 0 | 0 | 0 | 0 | 0 | 0
NSR Westar Consent - NOX Cap Annual v4.10 | 598 | 7405 | Rate Constraint in MTons | FALSE | L | Annual | Allowances Withdrawn (1:1) | Thousand Tons | 0 | 0 | 0 | 0 | 0 | 0 | 0 | 0
NSR Westar Consent - NOX Cap Annual v4.10 | 598 | 7405 | Rate Constraint in MTons | FALSE | L | Annual | Allowances Withdrawn (n:1) | Thousand Tons | 0 | 0 | 0 | 0 | 0 | 0 | 0 | 0
NSR Westar Consent - NOX Cap Annual v4.10 | 598 | 7405 | Rate Constraint in MTons | FALSE | L | Annual | Net Emissions Allowance Position | Thousand Tons | 3.3756 | 4.4928 | 4.1755 | 2.4636 | 2.6143 | 0 | 0 | 0
NSR Westar Consent - NOX Cap Annual v4.10 | 598 | 7405 | Rate Constraint in MTons | FALSE | L | Annual | Fuel Consumed | TBtu | 100.0392 | 121.3923 | 107.3125 | 68.9351 | 76.4864 | 0 | 0 | 0
NSR Westar Consent - NOX Cap Annual v4.10 | 598 | 7405 | Rate Constraint in MTons | FALSE | L | Annual | Rate | lb/MMBtu | 0.067485 | 0.074021 | 0.07782 | 0.071476 | 0.06836 | 0 | 0 | 0
NSR Westar Consent - NOX Cap Annual v4.10 | 598 | 7405 | Rate Constraint in MTons | FALSE | L | Annual | Generation | TWh | 9.0384 | 10.9419 | 9.6623 | 6.225 | 6.9121 | 0 | 0 | 0
NSR Westar Consent - NOX Cap Annual v4.10 | 598 | 7405 | Rate Constraint in MTons | FALSE | L | Annual | Qualifying Generation | TWh | 9.0384 | 10.9419 | 9.6623 | 6.225 | 6.9121 | 0 | 0 | 0
NSR Westar Consent - NOX Cap Annual v4.10 | 598 | 7405 | Rate Constraint in MTons | FALSE | L | Annual | Rate | lb/MWh | 0.74694 | 0.82121 | 0.86429 | 0.79152 | 0.75645 | 0 | 0 | 0
NSR Westar Consent - NOX Cap Annual v4.10 | 598 | 7405 | Rate Constraint in MTons | FALSE | L | Annual | Constraint Shadow Price | US2019$/Ton | 0 | 0 | 0 | 0 | 0 | 0 | 0 | 0
NSR Westar Consent - NOX Rate Annual v4.10, Unit 2589 and retrofits | 599 | 7406 | Rate Constraint in lbs/MMBtu | FALSE | L | Annual | Seasons Included | Seasons | Winter, WintShld, Summer | Winter, WintShld, Summer | Winter, WintShld, Summer | Winter, WintShld, Summer | Winter, WintShld, Summer | Winter, WintShld, Summer | Winter, WintShld, Summer | Winter, WintShld, Summer
NSR Westar Consent - NOX Rate Annual v4.10, Unit 2589 and retrofits | 599 | 7406 | Rate Constraint in lbs/MMBtu | FALSE | L | Annual | Standard NOX | lb/MMBtu | 0.1 | 0.1 | 0.1 | 0.1 | 0.1 | 0.1 | 0.1 | 0.1
NSR Westar Consent - NOX Rate Annual v4.10, Unit 2589 and retrofits | 599 | 7406 | Rate Constraint in lbs/MMBtu | FALSE | L | Annual | Emissions at Affected Plants NOX | Thousand Tons | 1.0806 | 1.0477 | 0.79075 | 0.65326 | 0.80398 | 0 | 0 | 0
NSR Westar Consent - NOX Rate Annual v4.10, Unit 2589 and retrofits | 599 | 7406 | Rate Constraint in lbs/MMBtu | FALSE | L | Annual | Allowances Purchased NOX | Thousand Tons | 0 | 0 | 0 | 0 | 0 | 0 | 0 | 0
NSR Westar Consent - NOX Rate Annual v4.10, Unit 2589 and retrofits | 599 | 7406 | Rate Constraint in lbs/MMBtu | FALSE | L | Annual | Allowances Sold NOX | Thousand Tons | 0 | 0 | 0 | 0 | 0 | 0 | 0 | 0
NSR Westar Consent - NOX Rate Annual v4.10, Unit 2589 and retrofits | 599 | 7406 | Rate Constraint in lbs/MMBtu | FALSE | L | Annual | Allowances Banked | Thousand Tons | 0 | 0 | 0 | 0 | 0 | 0 | 0 | 0
NSR Westar Consent - NOX Rate Annual v4.10, Unit 2589 and retrofits | 599 | 7406 | Rate Constraint in lbs/MMBtu | FALSE | L | Annual | Allowances Withdrawn (1:1) | Thousand Tons | 0 | 0 | 0 | 0 | 0 | 0 | 0 | 0
NSR Westar Consent - NOX Rate Annual v4.10, Unit 2589 and retrofits | 599 | 7406 | Rate Constraint in lbs/MMBtu | FALSE | L | Annual | Allowances Withdrawn (n:1) | Thousand Tons | 0 | 0 | 0 | 0 | 0 | 0 | 0 | 0
NSR Westar Consent - NOX Rate Annual v4.10, Unit 2589 and retrofits | 599 | 7406 | Rate Constraint in lbs/MMBtu | FALSE | L | Annual | Net Emissions Allowance Position | Thousand Tons | 1.0806 | 1.0477 | 0.79075 | 0.65326 | 0.80398 | 0 | 0 | 0
NSR Westar Consent - NOX Rate Annual v4.10, Unit 2589 and retrofits | 599 | 7406 | Rate Constraint in lbs/MMBtu | FALSE | L | Annual | Fuel Consumed | TBtu | 54.1404 | 52.4914 | 39.6168 | 32.7283 | 40.2796 | 0 | 0 | 0
NSR Westar Consent - NOX Rate Annual v4.10, Unit 2589 and retrofits | 599 | 7406 | Rate Constraint in lbs/MMBtu | FALSE | L | Annual | Rate | lb/MMBtu | 0.03992 | 0.03992 | 0.03992 | 0.03992 | 0.03992 | 0 | 0 | 0
NSR Westar Consent - NOX Rate Annual v4.10, Unit 2589 and retrofits | 599 | 7406 | Rate Constraint in lbs/MMBtu | FALSE | L | Annual | Generation | TWh | 4.9263 | 4.7763 | 3.6048 | 2.978 | 3.6651 | 0 | 0 | 0
NSR Westar Consent - NOX Rate Annual v4.10, Unit 2589 and retrofits | 599 | 7406 | Rate Constraint in lbs/MMBtu | FALSE | L | Annual | Qualifying Generation | TWh | 4.9263 | 4.7763 | 3.6048 | 2.978 | 3.6651 | 0 | 0 | 0
NSR Westar Consent - NOX Rate Annual v4.10, Unit 2589 and retrofits | 599 | 7406 | Rate Constraint in lbs/MMBtu | FALSE | L | Annual | Rate | lb/MWh | 0.43872 | 0.43872 | 0.43872 | 0.43872 | 0.43872 | 0 | 0 | 0
NSR Westar Consent - NOX Rate Annual v4.10, Unit 2589 and retrofits | 599 | 7406 | Rate Constraint in lbs/MMBtu | FALSE | L | Annual | Constraint Shadow Price | US2019$/Ton | 0 | 0 | 0 | 0 | 0 | 0 | 0 | 0
NSR Westar Consent - NOX Rate Annual v4.10, Unit 2604 and retrofits | 600 | 7406 | Rate Constraint in lbs/MMBtu | FALSE | L | Annual | Seasons Included | Seasons | Winter, WintShld, Summer | Winter, WintShld, Summer | Winter, WintShld, Summer | Winter, WintShld, Summer | Winter, WintShld, Summer | Winter, WintShld, Summer | Winter, WintShld, Summer | Winter, WintShld, Summer
NSR Westar Consent - NOX Rate Annual v4.10, Unit 2604 and retrofits | 600 | 7406 | Rate Constraint in lbs/MMBtu | FALSE | L | Annual | Standard NOX | lb/MMBtu | 0.1 | 0.1 | 0.1 | 0.1 | 0.1 | 0.1 | 0.1 | 0.1
NSR Westar Consent - NOX Rate Annual v4.10, Unit 2604 and retrofits | 600 | 7406 | Rate Constraint in lbs/MMBtu | FALSE | L | Annual | Emissions at Affected Plants NOX | Thousand Tons | 0.49572 | 1.6347 | 1.6347 | 0 | 0 | 0 | 0 | 0
NSR Westar Consent - NOX Rate Annual v4.10, Unit 2604 and retrofits | 600 | 7406 | Rate Constraint in lbs/MMBtu | FALSE | L | Annual | Allowances Purchased NOX | Thousand Tons | 0 | 0 | 0 | 0 | 0 | 0 | 0 | 0
NSR Westar Consent - NOX Rate Annual v4.10, Unit 2604 and retrofits | 600 | 7406 | Rate Constraint in lbs/MMBtu | FALSE | L | Annual | Allowances Sold NOX | Thousand Tons | 0 | 0 | 0 | 0 | 0 | 0 | 0 | 0
NSR Westar Consent - NOX Rate Annual v4.10, Unit 2604 and retrofits | 600 | 7406 | Rate Constraint in lbs/MMBtu | FALSE | L | Annual | Allowances Banked | Thousand Tons | 0 | 0 | 0 | 0 | 0 | 0 | 0 | 0
NSR Westar Consent - NOX Rate Annual v4.10, Unit 2604 and retrofits | 600 | 7406 | Rate Constraint in lbs/MMBtu | FALSE | L | Annual | Allowances Withdrawn (1:1) | Thousand Tons | 0 | 0 | 0 | 0 | 0 | 0 | 0 | 0
NSR Westar Consent - NOX Rate Annual v4.10, Unit 2604 and retrofits | 600 | 7406 | Rate Constraint in lbs/MMBtu | FALSE | L | Annual | Allowances Withdrawn (n:1) | Thousand Tons | 0 | 0 | 0 | 0 | 0 | 0 | 0 | 0
NSR Westar Consent - NOX Rate Annual v4.10, Unit 2604 and retrofits | 600 | 7406 | Rate Constraint in lbs/MMBtu | FALSE | L | Annual | Net Emissions Allowance Position | Thousand Tons | 0.49572 | 1.6347 | 1.6347 | 0 | 0 | 0 | 0 | 0
NSR Westar Consent - NOX Rate Annual v4.10, Unit 2604 and retrofits | 600 | 7406 | Rate Constraint in lbs/MMBtu | FALSE | L | Annual | Fuel Consumed | TBtu | 9.9144 | 32.6941 | 32.6941 | 0 | 0 | 0 | 0 | 0
NSR Westar Consent - NOX Rate Annual v4.10, Unit 2604 and retrofits | 600 | 7406 | Rate Constraint in lbs/MMBtu | FALSE | L | Annual | Rate | lb/MMBtu | 0.1 | 0.1 | 0.1 | 0 | 0 | 0 | 0 | 0
NSR Westar Consent - NOX Rate Annual v4.10, Unit 2604 and retrofits | 600 | 7406 | Rate Constraint in lbs/MMBtu | FALSE | L | Annual | Generation | TWh | 0.88508 | 2.9187 | 2.9187 | 0 | 0 | 0 | 0 | 0
NSR Westar Consent - NOX Rate Annual v4.10, Unit 2604 and retrofits | 600 | 7406 | Rate Constraint in lbs/MMBtu | FALSE | L | Annual | Qualifying Generation | TWh | 0.88508 | 2.9187 | 2.9187 | 0 | 0 | 0 | 0 | 0
NSR Westar Consent - NOX Rate Annual v4.10, Unit 2604 and retrofits | 600 | 7406 | Rate Constraint in lbs/MMBtu | FALSE | L | Annual | Rate | lb/MWh | 1.1202 | 1.1202 | 1.1202 | 0 | 0 | 0 | 0 | 0
NSR Westar Consent - NOX Rate Annual v4.10, Unit 2604 and retrofits | 600 | 7406 | Rate Constraint in lbs/MMBtu | FALSE | L | Annual | Constraint Shadow Price | US2019$/Ton | 3854109.224 | 39534.9202 | 14056.5398 | 0 | 0 | 0 | 0 | 0
NSR Westar Consent - NOX Rate Annual v4.10, Unit 2605 and retrofits | 601 | 7406 | Rate Constraint in lbs/MMBtu | FALSE | L | Annual | Seasons Included | Seasons | Winter, WintShld, Summer | Winter, WintShld, Summer | Winter, WintShld, Summer | Winter, WintShld, Summer | Winter, WintShld, Summer | Winter, WintShld, Summer | Winter, WintShld, Summer | Winter, WintShld, Summer
NSR Westar Consent - NOX Rate Annual v4.10, Unit 2605 and retrofits | 601 | 7406 | Rate Constraint in lbs/MMBtu | FALSE | L | Annual | Standard NOX | lb/MMBtu | 0.1 | 0.1 | 0.1 | 0.1 | 0.1 | 0.1 | 0.1 | 0.1
NSR Westar Consent - NOX Rate Annual v4.10, Unit 2605 and retrofits | 601 | 7406 | Rate Constraint in lbs/MMBtu | FALSE | L | Annual | Emissions at Affected Plants NOX | Thousand Tons | 1.7992 | 1.8103 | 1.7501 | 1.8103 | 1.8103 | 0 | 0 | 0
NSR Westar Consent - NOX Rate Annual v4.10, Unit 2605 and retrofits | 601 | 7406 | Rate Constraint in lbs/MMBtu | FALSE | L | Annual | Allowances Purchased NOX | Thousand Tons | 0 | 0 | 0 | 0 | 0 | 0 | 0 | 0
NSR Westar Consent - NOX Rate Annual v4.10, Unit 2605 and retrofits | 601 | 7406 | Rate Constraint in lbs/MMBtu | FALSE | L | Annual | Allowances Sold NOX | Thousand Tons | 0 | 0 | 0 | 0 | 0 | 0 | 0 | 0
NSR Westar Consent - NOX Rate Annual v4.10, Unit 2605 and retrofits | 601 | 7406 | Rate Constraint in lbs/MMBtu | FALSE | L | Annual | Allowances Banked | Thousand Tons | 0 | 0 | 0 | 0 | 0 | 0 | 0 | 0
NSR Westar Consent - NOX Rate Annual v4.10, Unit 2605 and retrofits | 601 | 7406 | Rate Constraint in lbs/MMBtu | FALSE | L | Annual | Allowances Withdrawn (1:1) | Thousand Tons | 0 | 0 | 0 | 0 | 0 | 0 | 0 | 0
NSR Westar Consent - NOX Rate Annual v4.10, Unit 2605 and retrofits | 601 | 7406 | Rate Constraint in lbs/MMBtu | FALSE | L | Annual | Allowances Withdrawn (n:1) | Thousand Tons | 0 | 0 | 0 | 0 | 0 | 0 | 0 | 0
NSR Westar Consent - NOX Rate Annual v4.10, Unit 2605 and retrofits | 601 | 7406 | Rate Constraint in lbs/MMBtu | FALSE | L | Annual | Net Emissions Allowance Position | Thousand Tons | 1.7992 | 1.8103 | 1.7501 | 1.8103 | 1.8103 | 0 | 0 | 0
NSR Westar Consent - NOX Rate Annual v4.10, Unit 2605 and retrofits | 601 | 7406 | Rate Constraint in lbs/MMBtu | FALSE | L | Annual | Fuel Consumed | TBtu | 35.9844 | 36.2068 | 35.0017 | 36.2068 | 36.2068 | 0 | 0 | 0
NSR Westar Consent - NOX Rate Annual v4.10, Unit 2605 and retrofits | 601 | 7406 | Rate Constraint in lbs/MMBtu | FALSE | L | Annual | Rate | lb/MMBtu | 0.1 | 0.1 | 0.1 | 0.1 | 0.1 | 0 | 0 | 0
NSR Westar Consent - NOX Rate Annual v4.10, Unit 2605 and retrofits | 601 | 7406 | Rate Constraint in lbs/MMBtu | FALSE | L | Annual | Generation | TWh | 3.227 | 3.2469 | 3.1389 | 3.2469 | 3.2469 | 0 | 0 | 0
NSR Westar Consent - NOX Rate Annual v4.10, Unit 2605 and retrofits | 601 | 7406 | Rate Constraint in lbs/MMBtu | FALSE | L | Annual | Qualifying Generation | TWh | 3.227 | 3.2469 | 3.1389 | 3.2469 | 3.2469 | 0 | 0 | 0
NSR Westar Consent - NOX Rate Annual v4.10, Unit 2605 and retrofits | 601 | 7406 | Rate Constraint in lbs/MMBtu | FALSE | L | Annual | Rate | lb/MWh | 1.1151 | 1.1151 | 1.1151 | 1.1151 | 1.1151 | 0 | 0 | 0
NSR Westar Consent - NOX Rate Annual v4.10, Unit 2605 and retrofits | 601 | 7406 | Rate Constraint in lbs/MMBtu | FALSE | L | Annual | Constraint Shadow Price | US2019$/Ton | 31096.212 | 28505.8657 | 4551.2501 | 10286.0255 | 14842.3035 | 0 | 0 | 0
NSR Westar Consent - SO2 Cap Annual v4.10 | 602 | 7407 | Rate Constraint in MTons | FALSE | L | Annual | Seasons Included | Seasons | Winter, WintShld, Summer | Winter, WintShld, Summer | Winter, WintShld, Summer | Winter, WintShld, Summer | Winter, WintShld, Summer | Winter, WintShld, Summer | Winter, WintShld, Summer | Winter, WintShld, Summer
NSR Westar Consent - SO2 Cap Annual v4.10 | 602 | 7407 | Rate Constraint in MTons | FALSE | L | Annual | Standard SO2 | Thousand Tons | 6.6 | 6.6 | 6.6 | 6.6 | 6.6 | 6.6 | 6.6 | 6.6
NSR Westar Consent - SO2 Cap Annual v4.10 | 602 | 7407 | Rate Constraint in MTons | FALSE | L | Annual | Emissions at Affected Plants SO2 | Thousand Tons | 1.1336 | 1.4042 | 1.2388 | 0.75568 | 0.84555 | 0 | 0 | 0
NSR Westar Consent - SO2 Cap Annual v4.10 | 602 | 7407 | Rate Constraint in MTons | FALSE | L | Annual | Allowances Purchased SO2 | Thousand Tons | 0 | 0 | 0 | 0 | 0 | 0 | 0 | 0
NSR Westar Consent - SO2 Cap Annual v4.10 | 602 | 7407 | Rate Constraint in MTons | FALSE | L | Annual | Allowances Sold SO2 | Thousand Tons | 0 | 0 | 0 | 0 | 0 | 0 | 0 | 0
NSR Westar Consent - SO2 Cap Annual v4.10 | 602 | 7407 | Rate Constraint in MTons | FALSE | L | Annual | Allowances Banked | Thousand Tons | 0 | 0 | 0 | 0 | 0 | 0 | 0 | 0
NSR Westar Consent - SO2 Cap Annual v4.10 | 602 | 7407 | Rate Constraint in MTons | FALSE | L | Annual | Allowances Withdrawn (1:1) | Thousand Tons | 0 | 0 | 0 | 0 | 0 | 0 | 0 | 0
NSR Westar Consent - SO2 Cap Annual v4.10 | 602 | 7407 | Rate Constraint in MTons | FALSE | L | Annual | Allowances Withdrawn (n:1) | Thousand Tons | 0 | 0 | 0 | 0 | 0 | 0 | 0 | 0
NSR Westar Consent - SO2 Cap Annual v4.10 | 602 | 7407 | Rate Constraint in MTons | FALSE | L | Annual | Net Emissions Allowance Position | Thousand Tons | 1.1336 | 1.4042 | 1.2388 | 0.75568 | 0.84555 | 0 | 0 | 0
NSR Westar Consent - SO2 Cap Annual v4.10 | 602 | 7407 | Rate Constraint in MTons | FALSE | L | Annual | Fuel Consumed | TBtu | 100.0392 | 121.3923 | 107.3125 | 68.9351 | 76.4864 | 0 | 0 | 0
NSR Westar Consent - SO2 Cap Annual v4.10 | 602 | 7407 | Rate Constraint in MTons | FALSE | L | Annual | Rate | lb/MMBtu | 0.022663 | 0.023135 | 0.023087 | 0.021924 | 0.02211 | 0 | 0 | 0
NSR Westar Consent - SO2 Cap Annual v4.10 | 602 | 7407 | Rate Constraint in MTons | FALSE | L | Annual | Generation | TWh | 9.0384 | 10.9419 | 9.6623 | 6.225 | 6.9121 | 0 | 0 | 0
NSR Westar Consent - SO2 Cap Annual v4.10 | 602 | 7407 | Rate Constraint in MTons | FALSE | L | Annual | Qualifying Generation | TWh | 9.0384 | 10.9419 | 9.6623 | 6.225 | 6.9121 | 0 | 0 | 0
NSR Westar Consent - SO2 Cap Annual v4.10 | 602 | 7407 | Rate Constraint in MTons | FALSE | L | Annual | Rate | lb/MWh | 0.25084 | 0.25666 | 0.25641 | 0.24279 | 0.24466 | 0 | 0 | 0
NSR Westar Consent - SO2 Cap Annual v4.10 | 602 | 7407 | Rate Constraint in MTons | FALSE | L | Annual | Constraint Shadow Price | US2019$/Ton | 0 | 0 | 0 | 0 | 0 | 0 | 0 | 0
NSR Westar Consent - SO2 Rate Annual v4.10 | 603 | 7408 | MACT Fuel Choice Floor in lbs/MMBtu | FALSE | L | Annual | Seasons Included | Seasons | Winter, WintShld, Summer | Winter, WintShld, Summer | Winter, WintShld, Summer | Winter, WintShld, Summer | Winter, WintShld, Summer | Winter, WintShld, Summer | Winter, WintShld, Summer | Winter, WintShld, Summer
NSR Westar Consent - SO2 Rate Annual v4.10 | 603 | 7408 | MACT Fuel Choice Floor in lbs/MMBtu | FALSE | L | Annual | Emission Floor | lb/MMBtu | 0.07 | 0.07 | 0.07 | 0.07 | 0.07 | 0.07 | 0.07 | 0.07
NSR Westar Consent - SO2 Rate Annual v4.10 | 603 | 7408 | MACT Fuel Choice Floor in lbs/MMBtu | FALSE | L | Annual | Emissions at Affected Plants SO2 | Thousand Tons | 1.1336 | 1.4042 | 1.2388 | 0.75568 | 0.84555 | 0 | 0 | 0
NSR Westar Consent - SO2 Rate Annual v4.10 | 603 | 7408 | MACT Fuel Choice Floor in lbs/MMBtu | FALSE | L | Annual | Allowances Purchased SO2 | Thousand Tons | 0 | 0 | 0 | 0 | 0 | 0 | 0 | 0
NSR Westar Consent - SO2 Rate Annual v4.10 | 603 | 7408 | MACT Fuel Choice Floor in lbs/MMBtu | FALSE | L | Annual | Allowances Sold SO2 | Thousand Tons | 0 | 0 | 0 | 0 | 0 | 0 | 0 | 0
NSR Westar Consent - SO2 Rate Annual v4.10 | 603 | 7408 | MACT Fuel Choice Floor in lbs/MMBtu | FALSE | L | Annual | Allowances Banked | Thousand Tons | 0 | 0 | 0 | 0 | 0 | 0 | 0 | 0
NSR Westar Consent - SO2 Rate Annual v4.10 | 603 | 7408 | MACT Fuel Choice Floor in lbs/MMBtu | FALSE | L | Annual | Allowances Withdrawn (1:1) | Thousand Tons | 0 | 0 | 0 | 0 | 0 | 0 | 0 | 0
NSR Westar Consent - SO2 Rate Annual v4.10 | 603 | 7408 | MACT Fuel Choice Floor in lbs/MMBtu | FALSE | L | Annual | Allowances Withdrawn (n:1) | Thousand Tons | 0 | 0 | 0 | 0 | 0 | 0 | 0 | 0
NSR Westar Consent - SO2 Rate Annual v4.10 | 603 | 7408 | MACT Fuel Choice Floor in lbs/MMBtu | FALSE | L | Annual | Net Emissions Allowance Position | Thousand Tons | 1.1336 | 1.4042 | 1.2388 | 0.75568 | 0.84555 | 0 | 0 | 0
NSR Westar Consent - SO2 Rate Annual v4.10 | 603 | 7408 | MACT Fuel Choice Floor in lbs/MMBtu | FALSE | L | Annual | Fuel Consumed | TBtu | 100.0392 | 121.3923 | 107.3125 | 68.9351 | 76.4864 | 0 | 0 | 0
NSR Westar Consent - SO2 Rate Annual v4.10 | 603 | 7408 | MACT Fuel Choice Floor in lbs/MMBtu | FALSE | L | Annual | Rate | lb/MMBtu | 0.022663 | 0.023135 | 0.023087 | 0.021924 | 0.02211 | 0 | 0 | 0
NSR Westar Consent - SO2 Rate Annual v4.10 | 603 | 7408 | MACT Fuel Choice Floor in lbs/MMBtu | FALSE | L | Annual | Generation | TWh | 9.0384 | 10.9419 | 9.6623 | 6.225 | 6.9121 | 0 | 0 | 0
NSR Westar Consent - SO2 Rate Annual v4.10 | 603 | 7408 | MACT Fuel Choice Floor in lbs/MMBtu | FALSE | L | Annual | Qualifying Generation | TWh | 9.0384 | 10.9419 | 9.6623 | 6.225 | 6.9121 | 0 | 0 | 0
NSR Westar Consent - SO2 Rate Annual v4.10 | 603 | 7408 | MACT Fuel Choice Floor in lbs/MMBtu | FALSE | L | Annual | Constraint Shadow Price | US2019$/Ton | 0 | 0 | 0 | 0 | 0 | 0 | 0 | 0
NSR Winyah 1 - NOX Rate Annual v3.1, Unit 3836 and retrofits | 604 | 7433 | Rate Constraint in lbs/MMBtu | FALSE | L | Annual | Seasons Included | Seasons | Winter, WintShld, Summer | Winter, WintShld, Summer | Winter, WintShld, Summer | Winter, WintShld, Summer | Winter, WintShld, Summer | Winter, WintShld, Summer | Winter, WintShld, Summer | Winter, WintShld, Summer
NSR Winyah 1 - NOX Rate Annual v3.1, Unit 3836 and retrofits | 604 | 7433 | Rate Constraint in lbs/MMBtu | FALSE | L | Annual | Standard NOX | lb/MMBtu | 0.1 | 0.1 | 0.1 | 0.1 | 0.1 | 0.1 | 0.1 | 0.1
NSR Winyah 1 - NOX Rate Annual v3.1, Unit 3836 and retrofits | 604 | 7433 | Rate Constraint in lbs/MMBtu | FALSE | L | Annual | Emissions at Affected Plants NOX | Thousand Tons | 0.72344 | 0.64928 | 0.44996 | 0 | 0 | 0 | 0 | 0
NSR Winyah 1 - NOX Rate Annual v3.1, Unit 3836 and retrofits | 604 | 7433 | Rate Constraint in lbs/MMBtu | FALSE | L | Annual | Allowances Purchased NOX | Thousand Tons | 0 | 0 | 0 | 0 | 0 | 0 | 0 | 0
NSR Winyah 1 - NOX Rate Annual v3.1, Unit 3836 and retrofits | 604 | 7433 | Rate Constraint in lbs/MMBtu | FALSE | L | Annual | Allowances Sold NOX | Thousand Tons | 0 | 0 | 0 | 0 | 0 | 0 | 0 | 0
NSR Winyah 1 - NOX Rate Annual v3.1, Unit 3836 and retrofits | 604 | 7433 | Rate Constraint in lbs/MMBtu | FALSE | L | Annual | Allowances Banked | Thousand Tons | 0 | 0 | 0 | 0 | 0 | 0 | 0 | 0
NSR Winyah 1 - NOX Rate Annual v3.1, Unit 3836 and retrofits | 604 | 7433 | Rate Constraint in lbs/MMBtu | FALSE | L | Annual | Allowances Withdrawn (1:1) | Thousand Tons | 0 | 0 | 0 | 0 | 0 | 0 | 0 | 0
NSR Winyah 1 - NOX Rate Annual v3.1, Unit 3836 and retrofits | 604 | 7433 | Rate Constraint in lbs/MMBtu | FALSE | L | Annual | Allowances Withdrawn (n:1) | Thousand Tons | 0 | 0 | 0 | 0 | 0 | 0 | 0 | 0
NSR Winyah 1 - NOX Rate Annual v3.1, Unit 3836 and retrofits | 604 | 7433 | Rate Constraint in lbs/MMBtu | FALSE | L | Annual | Net Emissions Allowance Position | Thousand Tons | 0.72344 | 0.64928 | 0.44996 | 0 | 0 | 0 | 0 | 0
NSR Winyah 1 - NOX Rate Annual v3.1, Unit 3836 and retrofits | 604 | 7433 | Rate Constraint in lbs/MMBtu | FALSE | L | Annual | Fuel Consumed | TBtu | 17.9247 | 16.0873 | 11.1487 | 0 | 0 | 0 | 0 | 0
NSR Winyah 1 - NOX Rate Annual v3.1, Unit 3836 and retrofits | 604 | 7433 | Rate Constraint in lbs/MMBtu | FALSE | L | Annual | Rate | lb/MMBtu | 0.08072 | 0.08072 | 0.08072 | 0 | 0 | 0 | 0 | 0
NSR Winyah 1 - NOX Rate Annual v3.1, Unit 3836 and retrofits | 604 | 7433 | Rate Constraint in lbs/MMBtu | FALSE | L | Annual | Generation | TWh | 1.6673 | 1.4964 | 1.037 | 0 | 0 | 0 | 0 | 0
NSR Winyah 1 - NOX Rate Annual v3.1, Unit 3836 and retrofits | 604 | 7433 | Rate Constraint in lbs/MMBtu | FALSE | L | Annual | Qualifying Generation | TWh | 1.6673 | 1.4964 | 1.037 | 0 | 0 | 0 | 0 | 0
NSR Winyah 1 - NOX Rate Annual v3.1, Unit 3836 and retrofits | 604 | 7433 | Rate Constraint in lbs/MMBtu | FALSE | L | Annual | Rate | lb/MWh | 0.86782 | 0.86782 | 0.86782 | 0 | 0 | 0 | 0 | 0
NSR Winyah 1 - NOX Rate Annual v3.1, Unit 3836 and retrofits | 604 | 7433 | Rate Constraint in lbs/MMBtu | FALSE | L | Annual | Constraint Shadow Price | US2019$/Ton | 0 | 0 | 0 | 0 | 0 | 0 | 0 | 0
NSR Winyah 2-4 - NOX Rate Annual v3.1, Unit 3833 and retrofits | 605 | 7434 | Rate Constraint in lbs/MMBtu | FALSE | L | Annual | Seasons Included | Seasons | Winter, WintShld, Summer | Winter, WintShld, Summer | Winter, WintShld, Summer | Winter, WintShld, Summer | Winter, WintShld, Summer | Winter, WintShld, Summer | Winter, WintShld, Summer | Winter, WintShld, Summer
NSR Winyah 2-4 - NOX Rate Annual v3.1, Unit 3833 and retrofits | 605 | 7434 | Rate Constraint in lbs/MMBtu | FALSE | L | Annual | Standard NOX | lb/MMBtu | 0.12 | 0.12 | 0.12 | 0.12 | 0.12 | 0.12 | 0.12 | 0.12
NSR Winyah 2-4 - NOX Rate Annual v3.1, Unit 3833 and retrofits | 605 | 7434 | Rate Constraint in lbs/MMBtu | FALSE | L | Annual | Emissions at Affected Plants NOX | Thousand Tons | 0.75777 | 0.73622 | 0.50825 | 0 | 0 | 0 | 0 | 0
NSR Winyah 2-4 - NOX Rate Annual v3.1, Unit 3833 and retrofits | 605 | 7434 | Rate Constraint in lbs/MMBtu | FALSE | L | Annual | Allowances Purchased NOX | Thousand Tons | 0 | 0 | 0 | 0 | 0 | 0 | 0 | 0
NSR Winyah 2-4 - NOX Rate Annual v3.1, Unit 3833 and retrofits | 605 | 7434 | Rate Constraint in lbs/MMBtu | FALSE | L | Annual | Allowances Sold NOX | Thousand Tons | 0 | 0 | 0 | 0 | 0 | 0 | 0 | 0
NSR Winyah 2-4 - NOX Rate Annual v3.1, Unit 3833 and retrofits | 605 | 7434 | Rate Constraint in lbs/MMBtu | FALSE | L | Annual | Allowances Banked | Thousand Tons | 0 | 0 | 0 | 0 | 0 | 0 | 0 | 0
NSR Winyah 2-4 - NOX Rate Annual v3.1, Unit 3833 and retrofits | 605 | 7434 | Rate Constraint in lbs/MMBtu | FALSE | L | Annual | Allowances Withdrawn (1:1) | Thousand Tons | 0 | 0 | 0 | 0 | 0 | 0 | 0 | 0
NSR Winyah 2-4 - NOX Rate Annual v3.1, Unit 3833 and retrofits | 605 | 7434 | Rate Constraint in lbs/MMBtu | FALSE | L | Annual | Allowances Withdrawn (n:1) | Thousand Tons | 0 | 0 | 0 | 0 | 0 | 0 | 0 | 0
NSR Winyah 2-4 - NOX Rate Annual v3.1, Unit 3833 and retrofits | 605 | 7434 | Rate Constraint in lbs/MMBtu | FALSE | L | Annual | Net Emissions Allowance Position | Thousand Tons | 0.75777 | 0.73622 | 0.50825 | 0 | 0 | 0 | 0 | 0
NSR Winyah 2-4 - NOX Rate Annual v3.1, Unit 3833 and retrofits | 605 | 7434 | Rate Constraint in lbs/MMBtu | FALSE | L | Annual | Fuel Consumed | TBtu | 17.9141 | 17.4048 | 12.0153 | 0 | 0 | 0 | 0 | 0
NSR Winyah 2-4 - NOX Rate Annual v3.1, Unit 3833 and retrofits | 605 | 7434 | Rate Constraint in lbs/MMBtu | FALSE | L | Annual | Rate | lb/MMBtu | 0.0846 | 0.0846 | 0.0846 | 0 | 0 | 0 | 0 | 0
NSR Winyah 2-4 - NOX Rate Annual v3.1, Unit 3833 and retrofits | 605 | 7434 | Rate Constraint in lbs/MMBtu | FALSE | L | Annual | Generation | TWh | 1.6612 | 1.6139 | 1.1142 | 0 | 0 | 0 | 0 | 0
NSR Winyah 2-4 - NOX Rate Annual v3.1, Unit 3833 and retrofits | 605 | 7434 | Rate Constraint in lbs/MMBtu | FALSE | L | Annual | Qualifying Generation | TWh | 1.6612 | 1.6139 | 1.1142 | 0 | 0 | 0 | 0 | 0
NSR Winyah 2-4 - NOX Rate Annual v3.1, Unit 3833 and retrofits | 605 | 7434 | Rate Constraint in lbs/MMBtu | FALSE | L | Annual | Rate | lb/MWh | 0.91233 | 0.91233 | 0.91233 | 0 | 0 | 0 | 0 | 0
NSR Winyah 2-4 - NOX Rate Annual v3.1, Unit 3833 and retrofits | 605 | 7434 | Rate Constraint in lbs/MMBtu | FALSE | L | Annual | Constraint Shadow Price | US2019$/Ton | 0 | 0 | 0 | 0 | 0 | 0 | 0 | 0
NSR Winyah 2-4 - NOX Rate Annual v3.1, Unit 3834 and retrofits | 606 | 7434 | Rate Constraint in lbs/MMBtu | FALSE | L | Annual | Seasons Included | Seasons | Winter, WintShld, Summer | Winter, WintShld, Summer | Winter, WintShld, Summer | Winter, WintShld, Summer | Winter, WintShld, Summer | Winter, WintShld, Summer | Winter, WintShld, Summer | Winter, WintShld, Summer
NSR Winyah 2-4 - NOX Rate Annual v3.1, Unit 3834 and retrofits | 606 | 7434 | Rate Constraint in lbs/MMBtu | FALSE | L | Annual | Standard NOX | lb/MMBtu | 0.12 | 0.12 | 0.12 | 0.12 | 0.12 | 0.12 | 0.12 | 0.12
NSR Winyah 2-4 - NOX Rate Annual v3.1, Unit 3834 and retrofits | 606 | 7434 | Rate Constraint in lbs/MMBtu | FALSE | L | Annual | Emissions at Affected Plants NOX | Thousand Tons | 0.88093 | 0.85163 | 0.58619 | 0 | 0 | 0 | 0 | 0
NSR Winyah 2-4 - NOX Rate Annual v3.1, Unit 3834 and retrofits | 606 | 7434 | Rate Constraint in lbs/MMBtu | FALSE | L | Annual | Allowances Purchased NOX | Thousand Tons | 0 | 0 | 0 | 0 | 0 | 0 | 0 | 0
NSR Winyah 2-4 - NOX Rate Annual v3.1, Unit 3834 and retrofits | 606 | 7434 | Rate Constraint in lbs/MMBtu | FALSE | L | Annual | Allowances Sold NOX | Thousand Tons | 0 | 0 | 0 | 0 | 0 | 0 | 0 | 0
NSR Winyah 2-4 - NOX Rate Annual v3.1, Unit 3834 and retrofits | 606 | 7434 | Rate Constraint in lbs/MMBtu | FALSE | L | Annual | Allowances Banked | Thousand Tons | 0 | 0 | 0 | 0 | 0 | 0 | 0 | 0
NSR Winyah 2-4 - NOX Rate Annual v3.1, Unit 3834 and retrofits | 606 | 7434 | Rate Constraint in lbs/MMBtu | FALSE | L | Annual | Allowances Withdrawn (1:1) | Thousand Tons | 0 | 0 | 0 | 0 | 0 | 0 | 0 | 0
NSR Winyah 2-4 - NOX Rate Annual v3.1, Unit 3834 and retrofits | 606 | 7434 | Rate Constraint in lbs/MMBtu | FALSE | L | Annual | Allowances Withdrawn (n:1) | Thousand Tons | 0 | 0 | 0 | 0 | 0 | 0 | 0 | 0
NSR Winyah 2-4 - NOX Rate Annual v3.1, Unit 3834 and retrofits | 606 | 7434 | Rate Constraint in lbs/MMBtu | FALSE | L | Annual | Net Emissions Allowance Position | Thousand Tons | 0.88093 | 0.85163 | 0.58619 | 0 | 0 | 0 | 0 | 0
NSR Winyah 2-4 - NOX Rate Annual v3.1, Unit 3834 and retrofits | 606 | 7434 | Rate Constraint in lbs/MMBtu | FALSE | L | Annual | Fuel Consumed | TBtu | 17.531 | 16.9479 | 11.6654 | 0 | 0 | 0 | 0 | 0
NSR Winyah 2-4 - NOX Rate Annual v3.1, Unit 3834 and retrofits | 606 | 7434 | Rate Constraint in lbs/MMBtu | FALSE | L | Annual | Rate | lb/MMBtu | 0.1005 | 0.1005 | 0.1005 | 0 | 0 | 0 | 0 | 0
NSR Winyah 2-4 - NOX Rate Annual v3.1, Unit 3834 and retrofits | 606 | 7434 | Rate Constraint in lbs/MMBtu | FALSE | L | Annual | Generation | TWh | 1.6228 | 1.5688 | 1.0798 | 0 | 0 | 0 | 0 | 0
NSR Winyah 2-4 - NOX Rate Annual v3.1, Unit 3834 and retrofits | 606 | 7434 | Rate Constraint in lbs/MMBtu | FALSE | L | Annual | Qualifying Generation | TWh | 1.6228 | 1.5688 | 1.0798 | 0 | 0 | 0 | 0 | 0
NSR Winyah 2-4 - NOX Rate Annual v3.1, Unit 3834 and retrofits | 606 | 7434 | Rate Constraint in lbs/MMBtu | FALSE | L | Annual | Rate | lb/MWh | 1.0857 | 1.0857 | 1.0857 | 0 | 0 | 0 | 0 | 0
NSR Winyah 2-4 - NOX Rate Annual v3.1, Unit 3834 and retrofits | 606 | 7434 | Rate Constraint in lbs/MMBtu | FALSE | L | Annual | Constraint Shadow Price | US2019$/Ton | 0 | 0 | 0 | 0 | 0 | 0 | 0 | 0
NSR Winyah 2-4 - NOX Rate Annual v3.1, Unit 3835 and retrofits | 607 | 7434 | Rate Constraint in lbs/MMBtu | FALSE | L | Annual | Seasons Included | Seasons | Winter, WintShld, Summer | Winter, WintShld, Summer | Winter, WintShld, Summer | Winter, WintShld, Summer | Winter, WintShld, Summer | Winter, WintShld, Summer | Winter, WintShld, Summer | Winter, WintShld, Summer
NSR Winyah 2-4 - NOX Rate Annual v3.1, Unit 3835 and retrofits | 607 | 7434 | Rate Constraint in lbs/MMBtu | FALSE | L | Annual | Standard NOX | lb/MMBtu | 0.12 | 0.12 | 0.12 | 0.12 | 0.12 | 0.12 | 0.12 | 0.12
NSR Winyah 2-4 - NOX Rate Annual v3.1, Unit 3835 and retrofits | 607 | 7434 | Rate Constraint in lbs/MMBtu | FALSE | L | Annual | Emissions at Affected Plants NOX | Thousand Tons | 0.84481 | 0.66598 | 0.66219 | 0 | 0 | 0 | 0 | 0
NSR Winyah 2-4 - NOX Rate Annual v3.1, Unit 3835 and retrofits | 607 | 7434 | Rate Constraint in lbs/MMBtu | FALSE | L | Annual | Allowances Purchased NOX | Thousand Tons | 0 | 0 | 0 | 0 | 0 | 0 | 0 | 0
NSR Winyah 2-4 - NOX Rate Annual v3.1, Unit 3835 and retrofits | 607 | 7434 | Rate Constraint in lbs/MMBtu | FALSE | L | Annual | Allowances Sold NOX | Thousand Tons | 0 | 0 | 0 | 0 | 0 | 0 | 0 | 0
NSR Winyah 2-4 - NOX Rate Annual v3.1, Unit 3835 and retrofits | 607 | 7434 | Rate Constraint in lbs/MMBtu | FALSE | L | Annual | Allowances Banked | Thousand Tons | 0 | 0 | 0 | 0 | 0 | 0 | 0 | 0
NSR Winyah 2-4 - NOX Rate Annual v3.1, Unit 3835 and retrofits | 607 | 7434 | Rate Constraint in lbs/MMBtu | FALSE | L | Annual | Allowances Withdrawn (1:1) | Thousand Tons | 0 | 0 | 0 | 0 | 0 | 0 | 0 | 0
NSR Winyah 2-4 - NOX Rate Annual v3.1, Unit 3835 and retrofits | 607 | 7434 | Rate Constraint in lbs/MMBtu | FALSE | L | Annual | Allowances Withdrawn (n:1) | Thousand Tons | 0 | 0 | 0 | 0 | 0 | 0 | 0 | 0
NSR Winyah 2-4 - NOX Rate Annual v3.1, Unit 3835 and retrofits | 607 | 7434 | Rate Constraint in lbs/MMBtu | FALSE | L | Annual | Net Emissions Allowance Position | Thousand Tons | 0.84481 | 0.66598 | 0.66219 | 0 | 0 | 0 | 0 | 0
NSR Winyah 2-4 - NOX Rate Annual v3.1, Unit 3835 and retrofits | 607 | 7434 | Rate Constraint in lbs/MMBtu | FALSE | L | Annual | Fuel Consumed | TBtu | 19.31 | 15.2225 | 15.1357 | 0 | 0 | 0 | 0 | 0
NSR Winyah 2-4 - NOX Rate Annual v3.1, Unit 3835 and retrofits | 607 | 7434 | Rate Constraint in lbs/MMBtu | FALSE | L | Annual | Rate | lb/MMBtu | 0.0875 | 0.0875 | 0.0875 | 0 | 0 | 0 | 0 | 0
NSR Winyah 2-4 - NOX Rate Annual v3.1, Unit 3835 and retrofits | 607 | 7434 | Rate Constraint in lbs/MMBtu | FALSE | L | Annual | Generation | TWh | 1.8069 | 1.4244 | 1.4163 | 0 | 0 | 0 | 0 | 0
NSR Winyah 2-4 - NOX Rate Annual v3.1, Unit 3835 and retrofits | 607 | 7434 | Rate Constraint in lbs/MMBtu | FALSE | L | Annual | Qualifying Generation | TWh | 1.8069 | 1.4244 | 1.4163 | 0 | 0 | 0 | 0 | 0
NSR Winyah 2-4 - NOX Rate Annual v3.1, Unit 3835 and retrofits | 607 | 7434 | Rate Constraint in lbs/MMBtu | FALSE | L | Annual | Rate | lb/MWh | 0.93511 | 0.93511 | 0.93511 | 0 | 0 | 0 | 0 | 0
NSR Winyah 2-4 - NOX Rate Annual v3.1, Unit 3835 and retrofits | 607 | 7434 | Rate Constraint in lbs/MMBtu | FALSE | L | Annual | Constraint Shadow Price | US2019$/Ton | 0 | 0 | 0 | 0 | 0 | 0 | 0 | 0
NSR WPS Consent - NOX Cap Annual v5.12 | 608 | 7409 | Rate Constraint in MTons | FALSE | L | Annual | Seasons Included | Seasons | Winter, WintShld, Summer | Winter, WintShld, Summer | Winter, WintShld, Summer | Winter, WintShld, Summer | Winter, WintShld, Summer | Winter, WintShld, Summer | Winter, WintShld, Summer | Winter, WintShld, Summer
NSR WPS Consent - NOX Cap Annual v5.12 | 608 | 7409 | Rate Constraint in MTons | FALSE | L | Annual | Standard NOX | Thousand Tons | 3.7 | 3.7 | 3.7 | 3.7 | 3.7 | 3.7 | 3.7 | 3.7
NSR WPS Consent - NOX Cap Annual v5.12 | 608 | 7409 | Rate Constraint in MTons | FALSE | L | Annual | Emissions at Affected Plants NOX | Thousand Tons | 1.4246 | 1.1389 | 0.87757 | 0.94044 | 0.9968 | 1.1429 | 1.1593 | 0.66926
NSR WPS Consent - NOX Cap Annual v5.12 | 608 | 7409 | Rate Constraint in MTons | FALSE | L | Annual | Allowances Purchased NOX | Thousand Tons | 0 | 0 | 0 | 0 | 0 | 0 | 0 | 0
NSR WPS Consent - NOX Cap Annual v5.12 | 608 | 7409 | Rate Constraint in MTons | FALSE | L | Annual | Allowances Sold NOX | Thousand Tons | 0 | 0 | 0 | 0 | 0 | 0 | 0 | 0
NSR WPS Consent - NOX Cap Annual v5.12 | 608 | 7409 | Rate Constraint in MTons | FALSE | L | Annual | Allowances Banked | Thousand Tons | 0 | 0 | 0 | 0 | 0 | 0 | 0 | 0
NSR WPS Consent - NOX Cap Annual v5.12 | 608 | 7409 | Rate Constraint in MTons | FALSE | L | Annual | Allowances Withdrawn (1:1) | Thousand Tons | 0 | 0 | 0 | 0 | 0 | 0 | 0 | 0
NSR WPS Consent - NOX Cap Annual v5.12 | 608 | 7409 | Rate Constraint in MTons | FALSE | L | Annual | Allowances Withdrawn (n:1) | Thousand Tons | 0 | 0 | 0 | 0 | 0 | 0 | 0 | 0
NSR WPS Consent - NOX Cap Annual v5.12 | 608 | 7409 | Rate Constraint in MTons | FALSE | L | Annual | Net Emissions Allowance Position | Thousand Tons | 1.4246 | 1.1389 | 0.87757 | 0.94044 | 0.9968 | 1.1429 | 1.1593 | 0.66926
NSR WPS Consent - NOX Cap Annual v5.12 | 608 | 7409 | Rate Constraint in MTons | FALSE | L | Annual | Fuel Consumed | TBtu | 52.1215 | 41.8235 | 32.4584 | 34.7475 | 36.8439 | 42.0131 | 42.5939 | 24.7698
NSR WPS Consent - NOX Cap Annual v5.12 | 608 | 7409 | Rate Constraint in MTons | FALSE | L | Annual | Rate | lb/MMBtu | 0.054664 | 0.054463 | 0.054074 | 0.05413 | 0.054109 | 0.054407 | 0.054436 | 0.054039
NSR WPS Consent - NOX Cap Annual v5.12 | 608 | 7409 | Rate Constraint in MTons | FALSE | L | Annual | Generation | TWh | 5.3301 | 4.2869 | 3.3419 | 3.5752 | 3.7918 | 4.3091 | 4.3672 | 2.5513
NSR WPS Consent - NOX Cap Annual v5.12 | 608 | 7409 | Rate Constraint in MTons | FALSE | L | Annual | Qualifying Generation | TWh | 5.3301 | 4.2869 | 3.3419 | 3.5752 | 3.7918 | 4.3091 | 4.3672 | 2.5513
NSR WPS Consent - NOX Cap Annual v5.12 | 608 | 7409 | Rate Constraint in MTons | FALSE | L | Annual | Rate | lb/MWh | 0.53454 | 0.53135 | 0.5252 | 0.52608 | 0.52576 | 0.53047 | 0.53092 | 0.52465
NSR WPS Consent - NOX Cap Annual v5.12 | 608 | 7409 | Rate Constraint in MTons | FALSE | L | Annual | Constraint Shadow Price | US2019$/Ton | 0 | 0 | 0 | 0 | 0 | 0 | 0 | 0
NSR WPS Consent - SO2 Cap Annual v5.12 | 609 | 7410 | Rate Constraint in MTons | FALSE | L | Annual | Seasons Included | Seasons | Winter, WintShld, Summer | Winter, WintShld, Summer | Winter, WintShld, Summer | Winter, WintShld, Summer | Winter, WintShld, Summer | Winter, WintShld, Summer | Winter, WintShld, Summer | Winter, WintShld, Summer
NSR WPS Consent - SO2 Cap Annual v5.12 | 609 | 7410 | Rate Constraint in MTons | FALSE | L | Annual | Standard SO2 | Thousand Tons | 4.25 | 4.25 | 4.25 | 4.25 | 4.25 | 4.25 | 4.25 | 4.25
NSR WPS Consent - SO2 Cap Annual v5.12 | 609 | 7410 | Rate Constraint in MTons | FALSE | L | Annual | Emissions at Affected Plants SO2 | Thousand Tons | 0.95752 | 0.84115 | 0.76229 | 0.79913 | 0.85388 | 0.86522 | 0.86649 | 0.58922
NSR WPS Consent - SO2 Cap Annual v5.12 | 609 | 7410 | Rate Constraint in MTons | FALSE | L | Annual | Allowances Purchased SO2 | Thousand Tons | 0 | 0 | 0 | 0 | 0 | 0 | 0 | 0
NSR WPS Consent - SO2 Cap Annual v5.12 | 609 | 7410 | Rate Constraint in MTons | FALSE | L | Annual | Allowances Sold SO2 | Thousand Tons | 0 | 0 | 0 | 0 | 0 | 0 | 0 | 0
NSR WPS Consent - SO2 Cap Annual v5.12 | 609 | 7410 | Rate Constraint in MTons | FALSE | L | Annual | Allowances Banked | Thousand Tons | 0 | 0 | 0 | 0 | 0 | 0 | 0 | 0
NSR WPS Consent - SO2 Cap Annual v5.12 | 609 | 7410 | Rate Constraint in MTons | FALSE | L | Annual | Allowances Withdrawn (1:1) | Thousand Tons | 0 | 0 | 0 | 0 | 0 | 0 | 0 | 0
NSR WPS Consent - SO2 Cap Annual v5.12 | 609 | 7410 | Rate Constraint in MTons | FALSE | L | Annual | Allowances Withdrawn (n:1) | Thousand Tons | 0 | 0 | 0 | 0 | 0 | 0 | 0 | 0
NSR WPS Consent - SO2 Cap Annual v5.12 | 609 | 7410 | Rate Constraint in MTons | FALSE | L | Annual | Net Emissions Allowance Position | Thousand Tons | 0.95752 | 0.84115 | 0.76229 | 0.79913 | 0.85388 | 0.86522 | 0.86649 | 0.58922
NSR WPS Consent - SO2 Cap Annual v5.12 | 609 | 7410 | Rate Constraint in MTons | FALSE | L | Annual | Fuel Consumed | TBtu | 52.1215 | 41.8235 | 32.4584 | 34.7475 | 36.8439 | 42.0131 | 42.5939 | 24.7698
NSR WPS Consent - SO2 Cap Annual v5.12 | 609 | 7410 | Rate Constraint in MTons | FALSE | L | Annual | Rate | lb/MMBtu | 0.036742 | 0.040224 | 0.04697 | 0.045996 | 0.046351 | 0.041188 | 0.040686 | 0.047576
NSR WPS Consent - SO2 Cap Annual v5.12 | 609 | 7410 | Rate Constraint in MTons | FALSE | L | Annual | Generation | TWh | 5.3301 | 4.2869 | 3.3419 | 3.5752 | 3.7918 | 4.3091 | 4.3672 | 2.5513
NSR WPS Consent - SO2 Cap Annual v5.12 | 609 | 7410 | Rate Constraint in MTons | FALSE | L | Annual | Qualifying Generation | TWh | 5.3301 | 4.2869 | 3.3419 | 3.5752 | 3.7918 | 4.3091 | 4.3672 | 2.5513
NSR WPS Consent - SO2 Cap Annual v5.12 | 609 | 7410 | Rate Constraint in MTons | FALSE | L | Annual | Rate | lb/MWh | 0.35929 | 0.39243 | 0.4562 | 0.44703 | 0.45038 | 0.40158 | 0.39682 | 0.4619
NSR WPS Consent - SO2 Cap Annual v5.12 | 609 | 7410 | Rate Constraint in MTons | FALSE | L | Annual | Constraint Shadow Price | US2019$/Ton | 0 | 0 | 0 | 0 | 0 | 0 | 0 | 0
NSR WPS Weston 3 - NOX Rate Annual v5.12, Unit 3272 and retrofits | 610 | 7411 | Rate Constraint in lbs/MMBtu | FALSE | L | Annual | Seasons Included | Seasons | Winter, WintShld, Summer | Winter, WintShld, Summer | Winter, WintShld, Summer | Winter, WintShld, Summer | Winter, WintShld, Summer | Winter, WintShld, Summer | Winter, WintShld, Summer | Winter, WintShld, Summer
NSR WPS Weston 3 - NOX Rate Annual v5.12, Unit 3272 and retrofits | 610 | 7411 | Rate Constraint in lbs/MMBtu | FALSE | L | Annual | Standard NOX | lb/MMBtu | 0.1 | 0.1 | 0.1 | 0.1 | 0.1 | 0.1 | 0.1 | 0.1
NSR WPS Weston 3 - NOX Rate Annual v5.12, Unit 3272 and retrofits | 610 | 7411 | Rate Constraint in lbs/MMBtu | FALSE | L | Annual | Emissions at Affected Plants NOX | Thousand Tons | 0.47697 | 0.2967 | 0.1009 | 0.128 | 0.128 | 0.27411 | 0.29053 | 0.068131
NSR WPS Weston 3 - NOX Rate Annual v5.12, Unit 3272 and retrofits | 610 | 7411 | Rate Constraint in lbs/MMBtu | FALSE | L | Annual | Allowances Purchased NOX | Thousand Tons | 0 | 0 | 0 | 0 | 0 | 0 | 0 | 0
NSR WPS Weston 3 - NOX Rate Annual v5.12, Unit 3272 and retrofits | 610 | 7411 | Rate Constraint in lbs/MMBtu | FALSE | L | Annual | Allowances Sold NOX | Thousand Tons | 0 | 0 | 0 | 0 | 0 | 0 | 0 | 0
NSR WPS Weston 3 - NOX Rate Annual v5.12, Unit 3272 and retrofits | 610 | 7411 | Rate Constraint in lbs/MMBtu | FALSE | L | Annual | Allowances Banked | Thousand Tons | 0 | 0 | 0 | 0 | 0 | 0 | 0 | 0
NSR WPS Weston 3 - NOX Rate Annual v5.12, Unit 3272 and retrofits | 610 | 7411 | Rate Constraint in lbs/MMBtu | FALSE | L | Annual | Allowances Withdrawn (1:1) | Thousand Tons | 0 | 0 | 0 | 0 | 0 | 0 | 0 | 0
NSR WPS Weston 3 - NOX Rate Annual v5.12, Unit 3272 and retrofits | 610 | 7411 | Rate Constraint in lbs/MMBtu | FALSE | L | Annual | Allowances Withdrawn (n:1) | Thousand Tons | 0 | 0 | 0 | 0 | 0 | 0 | 0 | 0
NSR WPS Weston 3 - NOX Rate Annual v5.12, Unit 3272 and retrofits | 610 | 7411 | Rate Constraint in lbs/MMBtu | FALSE | L | Annual | Net Emissions Allowance Position | Thousand Tons | 0.47697 | 0.2967 | 0.1009 | 0.128 | 0.128 | 0.27411 | 0.29053 | 0.068131
NSR WPS Weston 3 - NOX Rate Annual v5.12, Unit 3272 and retrofits | 610 | 7411 | Rate Constraint in lbs/MMBtu | FALSE | L | Annual | Fuel Consumed | TBtu | 16.8749 | 10.4971 | 3.5697 | 4.5287 | 4.5287 | 9.6979 | 10.2787 | 2.4104
NSR WPS Weston 3 - NOX Rate Annual v5.12, Unit 3272 and retrofits | 610 | 7411 | Rate Constraint in lbs/MMBtu | FALSE | L | Annual | Rate | lb/MMBtu | 0.05653 | 0.05653 | 0.05653 | 0.05653 | 0.05653 | 0.05653 | 0.05653 | 0.05653
NSR WPS Weston 3 - NOX Rate Annual v5.12, Unit 3272 and retrofits | 610 | 7411 | Rate Constraint in lbs/MMBtu | FALSE | L | Annual | Generation | TWh | 1.6885 | 1.0503 | 0.35718 | 0.45314 | 0.45314 | 0.97038 | 1.0285 | 0.24119
NSR WPS Weston 3 - NOX Rate Annual v5.12, Unit 3272 and retrofits | 610 | 7411 | Rate Constraint in lbs/MMBtu | FALSE | L | Annual | Qualifying Generation | TWh | 1.6885 | 1.0503 | 0.35718 | 0.45314 | 0.45314 | 0.97038 | 1.0285 | 0.24119
NSR WPS Weston 3 - NOX Rate Annual v5.12, Unit 3272 and retrofits | 610 | 7411 | Rate Constraint in lbs/MMBtu | FALSE | L | Annual | Rate | lb/MWh | 0.56496 | 0.56496 | 0.56496 | 0.56496 | 0.56496 | 0.56496 | 0.56496 | 0.56496
NSR WPS Weston 3 - NOX Rate Annual v5.12, Unit 3272 and retrofits | 610 | 7411 | Rate Constraint in lbs/MMBtu | FALSE | L | Annual | Constraint Shadow Price | US2019$/Ton | 0 | 0 | 0 | 0 | 0 | 0 | 0 | 0
NSR WPS Weston 3 - SO2 Rate Annual v5.12, Unit 3272 and retrofits | 611 | 7412 | Rate Constraint in lbs/MMBtu | FALSE | L | Annual | Seasons Included | Seasons | Winter, WintShld, Summer | Winter, WintShld, Summer | Winter, WintShld, Summer | Winter, WintShld, Summer | Winter, WintShld, Summer | Winter, WintShld, Summer | Winter, WintShld, Summer | Winter, WintShld, Summer
NSR WPS Weston 3 - SO2 Rate Annual v5.12, Unit 3272 and retrofits | 611 | 7412 | Rate Constraint in lbs/MMBtu | FALSE | L | Annual | Standard SO2 | lb/MMBtu | 0.08 | 0.08 | 0.08 | 0.08 | 0.08 | 0.08 | 0.08 | 0.08
NSR WPS Weston 3 - SO2 Rate Annual v5.12, Unit 3272 and retrofits | 611 | 7412 | Rate Constraint in lbs/MMBtu | FALSE | L | Annual | Emissions at Affected Plants SO2 | Thousand Tons | 0.037019 | 0.023028 | 0.007831 | 0.0099348 | 0.0099348 | 0.021275 | 0.022549 | 0.0052879
NSR WPS Weston 3 - SO2 Rate Annual v5.12, Unit 3272 and retrofits | 611 | 7412 | Rate Constraint in lbs/MMBtu | FALSE | L | Annual | Allowances Purchased SO2 | Thousand Tons | 0 | 0 | 0 | 0 | 0 | 0 | 0 | 0
NSR WPS Weston 3 - SO2 Rate Annual v5.12, Unit 3272 and retrofits | 611 | 7412 | Rate Constraint in lbs/MMBtu | FALSE | L | Annual | Allowances Sold SO2 | Thousand Tons | 0 | 0 | 0 | 0 | 0 | 0 | 0 | 0
NSR WPS Weston 3 - SO2 Rate Annual v5.12, Unit 3272 and retrofits | 611 | 7412 | Rate Constraint in lbs/MMBtu | FALSE | L | Annual | Allowances Banked | Thousand Tons | 0 | 0 | 0 | 0 | 0 | 0 | 0 | 0
NSR WPS Weston 3 - SO2 Rate Annual v5.12, Unit 3272 and retrofits | 611 | 7412 | Rate Constraint in lbs/MMBtu | FALSE | L | Annual | Allowances Withdrawn (1:1) | Thousand Tons | 0 | 0 | 0 | 0 | 0 | 0 | 0 | 0
NSR WPS Weston 3 - SO2 Rate Annual v5.12, Unit 3272 and retrofits | 611 | 7412 | Rate Constraint in lbs/MMBtu | FALSE | L | Annual | Allowances Withdrawn (n:1) | Thousand Tons | 0 | 0 | 0 | 0 | 0 | 0 | 0 | 0
NSR WPS Weston 3 - SO2 Rate Annual v5.12, Unit 3272 and retrofits | 611 | 7412 | Rate Constraint in lbs/MMBtu | FALSE | L | Annual | Net Emissions Allowance Position | Thousand Tons | 0.037019 | 0.023028 | 0.007831 | 0.0099348 | 0.0099348 | 0.021275 | 0.022549 | 0.0052879
NSR WPS Weston 3 - SO2 Rate Annual v5.12, Unit 3272 and retrofits | 611 | 7412 | Rate Constraint in lbs/MMBtu | FALSE | L | Annual | Fuel Consumed | TBtu | 16.8749 | 10.4971 | 3.5697 | 4.5287 | 4.5287 | 9.6979 | 10.2787 | 2.4104
NSR WPS Weston 3 - SO2 Rate Annual v5.12, Unit 3272 and retrofits | 611 | 7412 | Rate Constraint in lbs/MMBtu | FALSE | L | Annual | Rate | lb/MMBtu | 0.0043875 | 0.0043875 | 0.0043875 | 0.0043875 | 0.0043875 | 0.0043875 | 0.0043875 | 0.0043875
NSR WPS Weston 3 - SO2 Rate Annual v5.12, Unit 3272 and retrofits | 611 | 7412 | Rate Constraint in lbs/MMBtu | FALSE | L | Annual | Generation | TWh | 1.6885 | 1.0503 | 0.35718 | 0.45314 | 0.45314 | 0.97038 | 1.0285 | 0.24119
NSR WPS Weston 3 - SO2 Rate Annual v5.12, Unit 3272 and retrofits | 611 | 7412 | Rate Constraint in lbs/MMBtu | FALSE | L | Annual | Qualifying Generation | TWh | 1.6885 | 1.0503 | 0.35718 | 0.45314 | 0.45314 | 0.97038 | 1.0285 | 0.24119
NSR WPS Weston 3 - SO2 Rate Annual v5.12, Unit 3272 and retrofits | 611 | 7412 | Rate Constraint in lbs/MMBtu | FALSE | L | Annual | Rate | lb/MWh | 0.043848 | 0.043848 | 0.043848 | 0.043848 | 0.043848 | 0.043848 | 0.043848 | 0.043848
NSR WPS Weston 3 - SO2 Rate Annual v5.12, Unit 3272 and retrofits | 611 | 7412 | Rate Constraint in lbs/MMBtu | FALSE | L | Annual | Constraint Shadow Price | US2019$/Ton | 0 | 0 | 0 | 0 | 0 | 0 | 0 | 0
NSR WPS Weston 4 - SO2 Rate Annual v5.12, Unit 2661 and retrofits | 612 | 7413 | Rate Constraint in lbs/MMBtu | FALSE | L | Annual | Seasons Included | Seasons | Winter, WintShld, Summer | Winter, WintShld, Summer | Winter, WintShld, Summer | Winter, WintShld, Summer | Winter, WintShld, Summer | Winter, WintShld, Summer | Winter, WintShld, Summer | Winter, WintShld, Summer
NSR WPS Weston 4 - SO2 Rate Annual v5.12, Unit 2661 and retrofits | 612 | 7413 | Rate Constraint in lbs/MMBtu | FALSE | L | Annual | Standard SO2 | lb/MMBtu | 0.08 | 0.08 | 0.08 | 0.08 | 0.08 | 0.08 | 0.08 | 0.08
NSR WPS Weston 4 - SO2 Rate Annual v5.12, Unit 2661 and retrofits | 612 | 7413 | Rate Constraint in lbs/MMBtu | FALSE | L | Annual | Emissions at Affected Plants SO2 | Thousand Tons | 0.9205 | 0.81812 | 0.75445 | 0.78919 | 0.84394 | 0.84394 | 0.84394 | 0.58394
NSR WPS Weston 4 - SO2 Rate Annual v5.12, Unit 2661 and retrofits | 612 | 7413 | Rate Constraint in lbs/MMBtu | FALSE | L | Annual | Allowances Purchased SO2 | Thousand Tons | 0 | 0 | 0 | 0 | 0 | 0 | 0 | 0
NSR WPS Weston 4 - SO2 Rate Annual v5.12, Unit 2661 and retrofits | 612 | 7413 | Rate Constraint in lbs/MMBtu | FALSE | L | Annual | Allowances Sold SO2 | Thousand Tons | 0 | 0 | 0 | 0 | 0 | 0 | 0 | 0
NSR WPS Weston 4 - SO2 Rate Annual v5.12, Unit 2661 and retrofits | 612 | 7413 | Rate Constraint in lbs/MMBtu | FALSE | L | Annual | Allowances Banked | Thousand Tons | 0 | 0 | 0 | 0 | 0 | 0 | 0 | 0
NSR WPS Weston 4 - SO2 Rate Annual v5.12, Unit 2661 and retrofits | 612 | 7413 | Rate Constraint in lbs/MMBtu | FALSE | L | Annual | Allowances Withdrawn (1:1) | Thousand Tons | 0 | 0 | 0 | 0 | 0 | 0 | 0 | 0
NSR WPS Weston 4 - SO2 Rate Annual v5.12, Unit 2661 and retrofits | 612 | 7413 | Rate Constraint in lbs/MMBtu | FALSE | L | Annual | Allowances Withdrawn (n:1) | Thousand Tons | 0 | 0 | 0 | 0 | 0 | 0 | 0 | 0
NSR WPS Weston 4 - SO2 Rate Annual v5.12, Unit 2661 and retrofits | 612 | 7413 | Rate Constraint in lbs/MMBtu | FALSE | L | Annual | Net Emissions Allowance Position | Thousand Tons | 0.9205 | 0.81812 | 0.75445 | 0.78919 | 0.84394 | 0.84394 | 0.84394 | 0.58394
NSR WPS Weston 4 - SO2 Rate Annual v5.12, Unit 2661 and retrofits | 612 | 7413 | Rate Constraint in lbs/MMBtu | FALSE | L | Annual | Fuel Consumed | TBtu | 35.2466 | 31.3264 | 28.8887 | 30.2188 | 32.3152 | 32.3152 | 32.3152 | 22.3594
NSR WPS Weston 4 - SO2 Rate Annual v5.12, Unit 2661 and retrofits | 612 | 7413 | Rate Constraint in lbs/MMBtu | FALSE | L | Annual | Rate | lb/MMBtu | 0.052232 | 0.052232 | 0.052232 | 0.052232 | 0.052232 | 0.052232 | 0.052232 | 0.052232
NSR WPS Weston 4 - SO2 Rate Annual v5.12, Unit 2661 and retrofits | 612 | 7413 | Rate Constraint in lbs/MMBtu | FALSE | L | Annual | Generation | TWh | 3.6416 | 3.2365 | 2.9847 | 3.1221 | 3.3387 | 3.3387 | 3.3387 | 2.3101
NSR WPS Weston 4 - SO2 Rate Annual v5.12, Unit 2661 and retrofits | 612 | 7413 | Rate Constraint in lbs/MMBtu | FALSE | L | Annual | Qualifying Generation | TWh | 3.6416 | 3.2365 | 2.9847 | 3.1221 | 3.3387 | 3.3387 | 3.3387 | 2.3101
NSR WPS Weston 4 - SO2 Rate Annual v5.12, Unit 2661 and retrofits | 612 | 7413 | Rate Constraint in lbs/MMBtu | FALSE | L | Annual | Rate | lb/MWh | 0.50555 | 0.50555 | 0.50555 | 0.50555 | 0.50555 | 0.50555 | 0.50555 | 0.50555
NSR WPS Weston 4 - SO2 Rate Annual v5.12, Unit 2661 and retrofits | 612 | 7413 | Rate Constraint in lbs/MMBtu | FALSE | L | Annual | Constraint Shadow Price | US2019$/Ton | 0 | 0 | 0 | 0 | 0 | 0 | 0 | 0
NY- CO2 Budget- v5.16 | 613 | 7537 | Rate Constraint in MTons | FALSE | L | Annual | Seasons Included | Seasons | Winter, WintShld, Summer | Winter, WintShld, Summer | Winter, WintShld, Summer | Winter, WintShld, Summer | Winter, WintShld, Summer | Winter, WintShld, Summer | Winter, WintShld, Summer | Winter, WintShld, Summer
NY- CO2 Budget- v5.16 | 613 | 7537 | Rate Constraint in MTons | FALSE | L | Annual | Standard CO2 | Thousand Tons | 30435.778 | 30435.778 | 30435.778 | 30435.778 | 30435.778 | 30435.778 | 30435.778 | 30435.778
NY- CO2 Budget- v5.16 | 613 | 7537 | Rate Constraint in MTons | FALSE | L | Annual | Emissions at Affected Plants CO2 | Thousand Tons | 24748.7163 | 22336.3898 | 24187.8236 | 23170.424 | 18709.9181 | 5355.1655 | 5568.2874 | 5851.9214
NY- CO2 Budget- v5.16 | 613 | 7537 | Rate Constraint in MTons | FALSE | L | Annual | Allowances Purchased CO2 | Thousand Tons | 0 | 0 | 0 | 0 | 0 | 0 | 0 | 0
NY- CO2 Budget- v5.16 | 613 | 7537 | Rate Constraint in MTons | FALSE | L | Annual | Allowances Sold CO2 | Thousand Tons | 0 | 0 | 0 | 0 | 0 | 0 | 0 | 0
NY- CO2 Budget- v5.16 | 613 | 7537 | Rate Constraint in MTons | FALSE | L | Annual | Allowances Banked | Thousand Tons | 0 | 8099.3884 | 14347.3429 | 28786.3677 | 0 | 0 | 0 | 0
NY- CO2 Budget- v5.16 | 613 | 7537 | Rate Constraint in MTons | FALSE | L | Annual | Allowances Withdrawn (1:1) | Thousand Tons | 0 | 0 | -8099.3884 | -21521.0138 | -9595.4562 | 0 | 0 | 0
NY- CO2 Budget- v5.16 | 613 | 7537 | Rate Constraint in MTons | FALSE | L | Annual | Allowances Withdrawn (n:1) | Thousand Tons | 0 | 0 | 0 | 0 | 0 | 0 | 0 | 0
NY- CO2 Budget- v5.16 | 613 | 7537 | Rate Constraint in MTons | FALSE | L | Annual | Net Emissions Allowance Position | Thousand Tons | 24748.7163 | 30435.7782 | 30435.7782 | 30435.778 | 9114.4619 | 5355.1655 | 5568.2874 | 5851.9214
NY- CO2 Budget- v5.16 | 613 | 7537 | Rate Constraint in MTons | FALSE | L | Annual | Fuel Consumed | TBtu | 683.6297 | 643.03 | 674.0621 | 516.6679 | 411.4262 | 194.284 | 198.1404 | 202.6707
NY- CO2 Budget- v5.16 | 613 | 7537 | Rate Constraint in MTons | FALSE | L | Annual | Rate | lb/MMBtu | 72.4039 | 69.4723 | 71.7673 | 89.6917 | 90.9515 | 55.1272 | 56.2055 | 57.7481
NY- CO2 Budget- v5.16 | 613 | 7537 | Rate Constraint in MTons | FALSE | L | Annual | Generation | TWh | 110.7183 | 122.6379 | 127.085 | 113.1296 | 137.9068 | 160.3124 | 165.0527 | 173.0574
NY- CO2 Budget- v5.16 | 613 | 7537 | Rate Constraint in MTons | FALSE | L | Annual | Qualifying Generation | TWh | 110.6572 | 122.5702 | 127.0085 | 113.0583 | 137.8673 | 160.2998 | 165.0193 | 172.9186
NY- CO2 Budget- v5.16 | 613 | 7537 | Rate Constraint in MTons | FALSE | L | Annual | Rate | lb/MWh | 447.3043 | 364.4668 | 380.8852 | 409.8846 | 271.4192 | 66.8144 | 67.4865 | 67.6841
NY- CO2 Budget- v5.16 | 613 | 7537 | Rate Constraint in MTons | FALSE | L | Annual | Constraint Shadow Price | US2019$/Ton | 0 | 0 | 0 | 0 | 0 | 0 | 0 | 0
NY- CO2 Rate Limit- Existing Fossil Units- v6.20 | 614 | 7561 | Rate Constraint in lbs/MWh | FALSE | L | Annual | Seasons Included | Seasons | Winter, WintShld, Summer | Winter, WintShld, Summer | Winter, WintShld, Summer | Winter, WintShld, Summer | Winter, WintShld, Summer | Winter, WintShld, Summer | Winter, WintShld, Summer | Winter, WintShld, Summer
NY- CO2 Rate Limit- Existing Fossil Units- v6.20 | 614 | 7561 | Rate Constraint in lbs/MWh | FALSE | L | Annual | Standard CO2 | lb/MWh | 1800 | 1800 | 1800 | 1800 | 1800 | 1800 | 1800 | 1800
NY- CO2 Rate Limit- Existing Fossil Units- v6.20 | 614 | 7561 | Rate Constraint in lbs/MWh | FALSE | L | Annual | Emissions at Affected Plants CO2 | Thousand Tons | 23007.7266 | 20607.6541 | 22341.3676 | 21375.2196 | 17060.7229 | 4109.0338 | 4274.3139 | 4239.6757
NY- CO2 Rate Limit- Existing Fossil Units- v6.20 | 614 | 7561 | Rate Constraint in lbs/MWh | FALSE | L | Annual | Allowances Purchased CO2 | Thousand Tons | 0 | 0 | 0 | 0 | 0 | 0 | 0 | 0
NY- CO2 Rate Limit- Existing Fossil Units- v6.20 | 614 | 7561 | Rate Constraint in lbs/MWh | FALSE | L | Annual | Allowances Sold CO2 | Thousand Tons | 0 | 0 | 0 | 0 | 0 | 0 | 0 | 0
NY- CO2 Rate Limit- Existing Fossil Units- v6.20 | 614 | 7561 | Rate Constraint in lbs/MWh | FALSE | L | Annual | Allowances Banked | Thousand Tons | 0 | 0 | 0 | 0 | 0 | 0 | 0 | 0
NY- CO2 Rate Limit- Existing Fossil Units- v6.20 | 614 | 7561 | Rate Constraint in lbs/MWh | FALSE | L | Annual | Allowances Withdrawn (1:1) | Thousand Tons | 0 | 0 | 0 | 0 | 0 | 0 | 0 | 0
NY- CO2 Rate Limit- Existing Fossil Units- v6.20 | 614 | 7561 | Rate Constraint in lbs/MWh | FALSE | L | Annual | Allowances Withdrawn (n:1) | Thousand Tons | 0 | 0 | 0 | 0 | 0 | 0 | 0 | 0
NY- CO2 Rate Limit- Existing Fossil Units- v6.20 | 614 | 7561 | Rate Constraint in lbs/MWh | FALSE | L | Annual | Net Emissions Allowance Position | Thousand Tons | 23007.7266 | 20607.6541 | 22341.3676 | 21375.2196 | 17060.7229 | 4109.0338 | 4274.3139 | 4239.6757
NY- CO2 Rate Limit- Existing Fossil Units- v6.20 | 614 | 7561 | Rate Constraint in lbs/MWh | FALSE | L | Annual | Fuel Consumed | TBtu | 379.9914 | 339.5324 | 368.6312 | 352.5611 | 279.3312 | 66.3446 | 69.3065 | 68.5108
NY- CO2 Rate Limit- Existing Fossil Units- v6.20 | 614 | 7561 | Rate Constraint in lbs/MWh | FALSE | L | Annual | Rate | lb/MMBtu | 121.0961 | 121.3885 | 121.2126 | 121.2568 | 122.1541 | 123.8695 | 123.3453 | 123.7667
NY- CO2 Rate Limit- Existing Fossil Units- v6.20 | 614 | 7561 | Rate Constraint in lbs/MWh | FALSE | L | Annual | Generation | TWh | 53.0146 | 47.9764 | 52.1359 | 50.719 | 40.9259 | 10.026 | 10.318 | 10.225
NY- CO2 Rate Limit- Existing Fossil Units- v6.20 | 614 | 7561 | Rate Constraint in lbs/MWh | FALSE | L | Annual | Qualifying Generation | TWh | 51.0029 | 46.0275 | 50.1221 | 48.7595 | 39.045 | 9.4018 | 9.7162 | 9.5906
NY- CO2 Rate Limit- Existing Fossil Units- v6.20 | 614 | 7561 | Rate Constraint in lbs/MWh | FALSE | L | Annual | Constraint Shadow Price | US2019$/Ton | 0 | 0 | 0 | 0 | 0 | 0 | 0 | 0
NY- CO2 Rate Limit- New CT Units- v5.12 | 615 | 7352 | Rate Constraint in lbs/MWh | FALSE | L | Annual | Seasons Included | Seasons | Winter, WintShld, Summer | Winter, WintShld, Summer | Winter, WintShld, Summer | Winter, WintShld, Summer | Winter, WintShld, Summer | Winter, WintShld, Summer | Winter, WintShld, Summer | Winter, WintShld, Summer
NY- CO2 Rate Limit- New CT Units- v5.12 | 615 | 7352 | Rate Constraint in lbs/MWh | FALSE | L | Annual | Standard CO2 | lb/MWh | 1450 | 1450 | 1450 | 1450 | 1450 | 1450 | 1450 | 1450
NY- CO2 Rate Limit- New CT Units- v5.12 | 615 | 7352 | Rate Constraint in lbs/MWh | FALSE | L | Annual | Emissions at Affected Plants CO2 | Thousand Tons | 158.5031 | 174.5832 | 208.9419 | 187.9818 | 98.3809 | 10.268 | 69.7152 | 370.5266
NY- CO2 Rate Limit- New CT Units- v5.12 | 615 | 7352 | Rate Constraint in lbs/MWh | FALSE | L | Annual | Allowances Purchased CO2 | Thousand Tons | 0 | 0 | 0 | 0 | 0 | 0 | 0 | 0
NY- CO2 Rate Limit- New CT Units- v5.12 | 615 | 7352 | Rate Constraint in lbs/MWh | FALSE | L | Annual | Allowances Sold CO2 | Thousand Tons | 0 | 0 | 0 | 0 | 0 | 0 | 0 | 0
NY- CO2 Rate Limit- New CT Units- v5.12 | 615 | 7352 | Rate Constraint in lbs/MWh | FALSE | L | Annual | Allowances Banked | Thousand Tons | 0 | 0 | 0 | 0 | 0 | 0 | 0 | 0
NY- CO2 Rate Limit- New CT Units- v5.12 | 615 | 7352 | Rate Constraint in lbs/MWh | FALSE | L | Annual | Allowances Withdrawn (1:1) | Thousand Tons | 0 | 0 | 0 | 0 | 0 | 0 | 0 | 0
NY- CO2 Rate Limit- New CT Units- v5.12 | 615 | 7352 | Rate Constraint in lbs/MWh | FALSE | L | Annual | Allowances Withdrawn (n:1) | Thousand Tons | 0 | 0 | 0 | 0 | 0 | 0 | 0 | 0
NY- CO2 Rate Limit- New CT Units- v5.12 | 615 | 7352 | Rate Constraint in lbs/MWh | FALSE | L | Annual | Net Emissions Allowance Position | Thousand Tons | 158.5031 | 174.5832 | 208.9419 | 187.9818 | 98.3809 | 10.268 | 69.7152 | 370.5266
NY- CO2 Rate Limit- New CT Units- v5.12 | 615 | 7352 | Rate Constraint in lbs/MWh | FALSE | L | Annual | Fuel Consumed | TBtu | 2.7076 | 2.9823 | 3.5692 | 3.2112 | 1.6806 | 0.1754 | 1.1909 | 6.3295
NY- CO2 Rate Limit- New CT Units- v5.12 | 615 | 7352 | Rate Constraint in lbs/MWh | FALSE | L | Annual | Rate | lb/MMBtu | 117.08 | 117.08 | 117.08 | 117.08 | 117.08 | 117.08 | 117.08 | 117.08
NY- CO2 Rate Limit- New CT Units- v5.12 | 615 | 7352 | Rate Constraint in lbs/MWh | FALSE | L | Annual | Generation | TWh | 0.34483 | 0.38034 | 0.45331 | 0.40915 | 0.21156 | 0.022696 | 0.15507 | 0.82411
NY- CO2 Rate Limit- New CT Units- v5.12 | 615 | 7352 | Rate Constraint in lbs/MWh | FALSE | L | Annual | Qualifying Generation | TWh | 0.29645 | 0.32666 | 0.39077 | 0.35182 | 0.18415 | 0.019211 | 0.13051 | 0.69303
NY- CO2 Rate Limit- New CT Units- v5.12 | 615 | 7352 | Rate Constraint in lbs/MWh | FALSE | L | Annual | Constraint Shadow Price | US2019$/Ton | 0 | 0 | 0 | 0 | 0 | 0 | 0 | 0
NY- CO2 Rate Limit- New Fossil Units- v5.12 | 616 | 7351 | Rate Constraint in lbs/MWh | FALSE | L | Annual | Seasons Included | Seasons | Winter, WintShld, Summer | Winter, WintShld, Summer | Winter, WintShld, Summer | Winter, WintShld, Summer | Winter, WintShld, Summer | Winter, WintShld, Summer | Winter, WintShld, Summer | Winter, WintShld, Summer
NY- CO2 Rate Limit- New Fossil Units- v5.12 | 616 | 7351 | Rate Constraint in lbs/MWh | FALSE | L | Annual | Standard CO2 | lb/MWh | 925 | 925 | 925 | 925 | 925 | 925 | 925 | 925
NY- CO2 Rate Limit- New Fossil Units- v5.12 | 616 | 7351 | Rate Constraint in lbs/MWh | FALSE | L | Annual | Emissions at Affected Plants CO2 | Thousand Tons | 0 | 0 | 0 | 0 | 0 | 0 | 0 | 0
NY- CO2 Rate Limit- New Fossil Units- v5.12 | 616 | 7351 | Rate Constraint in lbs/MWh | FALSE | L | Annual | Allowances Purchased CO2 | Thousand Tons | 0 | 0 | 0 | 0 | 0 | 0 | 0 | 0
NY- CO2 Rate Limit- New Fossil Units- v5.12 | 616 | 7351 | Rate Constraint in lbs/MWh | FALSE | L | Annual | Allowances Sold CO2 | Thousand Tons | 0 | 0 | 0 | 0 | 0 | 0 | 0 | 0
NY- CO2 Rate Limit- New Fossil Units- v5.12 | 616 | 7351 | Rate Constraint in lbs/MWh | FALSE | L | Annual | Allowances Banked | Thousand Tons | 0 | 0 | 0 | 0 | 0 | 0 | 0 | 0
NY- CO2 Rate Limit- New Fossil Units- v5.12 | 616 | 7351 | Rate Constraint in lbs/MWh | FALSE | L | Annual | Allowances Withdrawn (1:1) | Thousand Tons | 0 | 0 | 0 | 0 | 0 | 0 | 0 | 0
NY- CO2 Rate Limit- New Fossil Units- v5.12 | 616 | 7351 | Rate Constraint in lbs/MWh | FALSE | L | Annual | Allowances Withdrawn (n:1) | Thousand Tons | 0 | 0 | 0 | 0 | 0 | 0 | 0 | 0
NY- CO2 Rate Limit- New Fossil Units- v5.12 | 616 | 7351 | Rate Constraint in lbs/MWh | FALSE | L | Annual | Net Emissions Allowance Position | Thousand Tons | 0 | 0 | 0 | 0 | 0 | 0 | 0 | 0
NY- CO2 Rate Limit- New Fossil Units- v5.12 | 616 | 7351 | Rate Constraint in lbs/MWh | FALSE | L | Annual | Fuel Consumed | TBtu | 0 | 0 | 0 | 0 | 0 | 0 | 0 | 0
NY- CO2 Rate Limit- New Fossil Units- v5.12 | 616 | 7351 | Rate Constraint in lbs/MWh | FALSE | L | Annual | Rate | lb/MMBtu | 0 | 0 | 0 | 0 | 0 | 0 | 0 | 0
NY- CO2 Rate Limit- New Fossil Units- v5.12 | 616 | 7351 | Rate Constraint in lbs/MWh | FALSE | L | Annual | Generation | TWh | 0 | 0 | 0 | 0 | 0 | 0 | 0 | 0
NY- CO2 Rate Limit- New Fossil Units- v5.12 | 616 | 7351 | Rate Constraint in lbs/MWh | FALSE | L | Annual | Qualifying Generation | TWh | 0 | 0 | 0 | 0 | 0 | 0 | 0 | 0
NY- CO2 Rate Limit- New Fossil Units- v5.12 | 616 | 7351 | Rate Constraint in lbs/MWh | FALSE | L | Annual | Constraint Shadow Price | US2019$/Ton | 0 | 0 | 0 | 0 | 0 | 0 | 0 | 0
NY Min Oil Burn - Astoria - Summer | 617 | 7541 | Generation Constraint in GWh | FALSE | G | Annual | Seasons Included | Seasons | Summer | Summer
NY Min Oil Burn - Astoria - Summer | 617 | 7541 | Generation Constraint in GWh | FALSE | G | Annual | Standard GWh | GWh | 13.8985 | 13.8985 | 0 | 0 | 0 | 0 | 0 | 0
NY Min Oil Burn - Astoria - Summer | 617 | 7541 | Generation Constraint in GWh | FALSE | G | Annual | Emissions at Affected Plants | GWh | 13.8985 | 13.8985 | 0 | 0 | 0 | 0 | 0 | 0
NY Min Oil Burn - Astoria - Summer | 617 | 7541 | Generation Constraint in GWh | FALSE | G | Annual | Allowances Purchased | GWh | 0 | 0 | 0 | 0 | 0 | 0 | 0 | 0
NY Min Oil Burn - Astoria - Summer | 617 | 7541 | Generation Constraint in GWh | FALSE | G | Annual | Allowances Sold | GWh | 0 | 0 | 0 | 0 | 0 | 0 | 0 | 0
NY Min Oil Burn - Astoria - Summer | 617 | 7541 | Generation Constraint in GWh | FALSE | G | Annual | Allowances Banked | GWh | 0 | 0 | 0 | 0 | 0 | 0 | 0 | 0
NY Min Oil Burn - Astoria - Summer | 617 | 7541 | Generation Constraint in GWh | FALSE | G | Annual | Allowances Withdrawn (1:1) | GWh | 0 | 0 | 0 | 0 | 0 | 0 | 0 | 0
NY Min Oil Burn - Astoria - Summer | 617 | 7541 | Generation Constraint in GWh | FALSE | G | Annual | Allowances Withdrawn (n:1) | GWh | 0 | 0 | 0 | 0 | 0 | 0 | 0 | 0
NY Min Oil Burn - Astoria - Summer | 617 | 7541 | Generation Constraint in GWh | FALSE | G | Annual | Net Emissions Allowance Position | GWh | 13.8985 | 13.8985 | 0 | 0 | 0 | 0 | 0 | 0
NY Min Oil Burn - Astoria - Summer | 617 | 7541 | Generation Constraint in GWh | FALSE | G | Annual | Fuel Consumed | TBtu | 0.16349 | 0.16349 | 0 | 0 | 0 | 0 | 0 | 0
NY Min Oil Burn - Astoria - Summer | 617 | 7541 | Generation Constraint in GWh | FALSE | G | Annual | Heat Rate | MMBtu/MWh | 11.763 | 11.763 | 0 | 0 | 0 | 0 | 0 | 0
NY Min Oil Burn - Astoria - Summer | 617 | 7541 | Generation Constraint in GWh | FALSE | G | Annual | Generation | TWh | 0.013899 | 0.013899 | 0 | 0 | 0 | 0 | 0 | 0
NY Min Oil Burn - Astoria - Summer | 617 | 7541 | Generation Constraint in GWh | FALSE | G | Annual | Qualifying Generation | TWh | 0.013899 | 0.013899 | 0 | 0 | 0 | 0 | 0 | 0
NY Min Oil Burn - Astoria - Summer | 617 | 7541 | Generation Constraint in GWh | FALSE | G | Annual | Rate | lb/MWh | 0 | 0 | 0 | 0 | 0 | 0 | 0 | 0
NY Min Oil Burn - Astoria - Summer | 617 | 7541 | Generation Constraint in GWh | FALSE | G | Annual | Constraint Shadow Price | US2019$/MWh | 3.838 | 7.6857 | 0 | 0 | 0 | 0 | 0 | 0
NY Min Oil Burn - Astoria - Winter | 618 | 7539 | Generation Constraint in GWh | FALSE | G | Annual | Seasons Included | Seasons | Winter | Winter
NY Min Oil Burn - Astoria - Winter | 618 | 7539 | Generation Constraint in GWh | FALSE | G | Annual | Standard GWh | GWh | 34.3375 | 34.3375 | 0 | 0 | 0 | 0 | 0 | 0
NY Min Oil Burn - Astoria - Winter | 618 | 7539 | Generation Constraint in GWh | FALSE | G | Annual | Emissions at Affected Plants | GWh | 34.3375 | 34.3375 | 0 | 0 | 0 | 0 | 0 | 0
NY Min Oil Burn - Astoria - Winter | 618 | 7539 | Generation Constraint in GWh | FALSE | G | Annual | Allowances Purchased | GWh | 0 | 0 | 0 | 0 | 0 | 0 | 0 | 0
NY Min Oil Burn - Astoria - Winter | 618 | 7539 | Generation Constraint in GWh | FALSE | G | Annual | Allowances Sold | GWh | 0 | 0 | 0 | 0 | 0 | 0 | 0 | 0
NY Min Oil Burn - Astoria - Winter | 618 | 7539 | Generation Constraint in GWh | FALSE | G | Annual | Allowances Banked | GWh | 0 | 0 | 0 | 0 | 0 | 0 | 0 | 0
NY Min Oil Burn - Astoria - Winter | 618 | 7539 | Generation Constraint in GWh | FALSE | G | Annual | Allowances Withdrawn (1:1) | GWh | 0 | 0 | 0 | 0 | 0 | 0 | 0 | 0
NY Min Oil Burn - Astoria - Winter | 618 | 7539 | Generation Constraint in GWh | FALSE | G | Annual | Allowances Withdrawn (n:1) | GWh | 0 | 0 | 0 | 0 | 0 | 0 | 0 | 0
NY Min Oil Burn - Astoria - Winter | 618 | 7539 | Generation Constraint in GWh | FALSE | G | Annual | Net Emissions Allowance Position | GWh | 34.3375 | 34.3375 | 0 | 0 | 0 | 0 | 0 | 0
NY Min Oil Burn - Astoria - Winter | 618 | 7539 | Generation Constraint in GWh | FALSE | G | Annual | Fuel Consumed | TBtu | 0.40391 | 0.40391 | 0 | 0 | 0 | 0 | 0 | 0
NY Min Oil Burn - Astoria - Winter | 618 | 7539 | Generation Constraint in GWh | FALSE | G | Annual | Heat Rate | MMBtu/MWh | 11.763 | 11.763 | 0 | 0 | 0 | 0 | 0 | 0
NY Min Oil Burn - Astoria - Winter | 618 | 7539 | Generation Constraint in GWh | FALSE | G | Annual | Generation | TWh | 0.034338 | 0.034338 | 0 | 0 | 0 | 0 | 0 | 0
NY Min Oil Burn - Astoria - Winter | 618 | 7539 | Generation Constraint in GWh | FALSE | G | Annual | Qualifying Generation | TWh | 0.034338 | 0.034338 | 0 | 0 | 0 | 0 | 0 | 0
NY Min Oil Burn - Astoria - Winter | 618 | 7539 | Generation Constraint in GWh | FALSE | G | Annual | Rate | lb/MWh | 0 | 0 | 0 | 0 | 0 | 0 | 0 | 0
NY Min Oil Burn - Astoria - Winter | 618 | 7539 | Generation Constraint in GWh | FALSE | G | Annual | Constraint Shadow Price | US2019$/MWh | 41.259 | 33.0421 | 0 | 0 | 0 | 0 | 0 | 0
NY Min Oil Burn - Astoria - Winter Shldr | 619 | 7540 | Generation Constraint in GWh | FALSE | G | Annual | Seasons Included | Seasons | WintShld | WintShld
NY Min Oil Burn - Astoria - Winter Shldr | 619 | 7540 | Generation Constraint in GWh | FALSE | G | Annual | Standard GWh | GWh | 4.433 | 4.433 | 0 | 0 | 0 | 0 | 0 | 0
NY Min Oil Burn - Astoria - Winter Shldr | 619 | 7540 | Generation Constraint in GWh | FALSE | G | Annual | Emissions at Affected Plants | GWh | 4.433 | 4.433 | 0 | 0 | 0 | 0 | 0 | 0
NY Min Oil Burn - Astoria - Winter Shldr | 619 | 7540 | Generation Constraint in GWh | FALSE | G | Annual | Allowances Purchased | GWh | 0 | 0 | 0 | 0 | 0 | 0 | 0 | 0
NY Min Oil Burn - Astoria - Winter Shldr | 619 | 7540 | Generation Constraint in GWh | FALSE | G | Annual | Allowances Sold | GWh | 0 | 0 | 0 | 0 | 0 | 0 | 0 | 0
NY Min Oil Burn - Astoria - Winter Shldr | 619 | 7540 | Generation Constraint in GWh | FALSE | G | Annual | Allowances Banked | GWh | 0 | 0 | 0 | 0 | 0 | 0 | 0 | 0
NY Min Oil Burn - Astoria - Winter Shldr | 619 | 7540 | Generation Constraint in GWh | FALSE | G | Annual | Allowances Withdrawn (1:1) | GWh | 0 | 0 | 0 | 0 | 0 | 0 | 0 | 0
NY Min Oil Burn - Astoria - Winter Shldr | 619 | 7540 | Generation Constraint in GWh | FALSE | G | Annual | Allowances Withdrawn (n:1) | GWh | 0 | 0 | 0 | 0 | 0 | 0 | 0 | 0
NY Min Oil Burn - Astoria - Winter Shldr | 619 | 7540 | Generation Constraint in GWh | FALSE | G | Annual | Net Emissions Allowance Position | GWh | 4.433 | 4.433 | 0 | 0 | 0 | 0 | 0 | 0
NY Min Oil Burn - Astoria - Winter Shldr | 619 | 7540 | Generation Constraint in GWh | FALSE | G | Annual | Fuel Consumed | TBtu | 0.052145 | 0.052145 | 0 | 0 | 0 | 0 | 0 | 0
NY Min Oil Burn - Astoria - Winter Shldr | 619 | 7540 | Generation Constraint in GWh | FALSE | G | Annual | Heat Rate | MMBtu/MWh | 11.763 | 11.763 | 0 | 0 | 0 | 0 | 0 | 0
NY Min Oil Burn - Astoria - Winter Shldr | 619 | 7540 | Generation Constraint in GWh | FALSE | G | Annual | Generation | TWh | 0.004433 | 0.004433 | 0 | 0 | 0 | 0 | 0 | 0
NY Min Oil Burn - Astoria - Winter Shldr | 619 | 7540 | Generation Constraint in GWh | FALSE | G | Annual | Qualifying Generation | TWh | 0.004433 | 0.004433 | 0 | 0 | 0 | 0 | 0 | 0
NY Min Oil Burn - Astoria - Winter Shldr | 619 | 7540 | Generation Constraint in GWh | FALSE | G | Annual | Rate | lb/MWh | 0 | 0 | 0 | 0 | 0 | 0 | 0 | 0
NY Min Oil Burn - Astoria - Winter Shldr | 619 | 7540 | Generation Constraint in GWh | FALSE | G | Annual | Constraint Shadow Price | US2019$/MWh | 25.733 | 17.6872 | 0 | 0 | 0 | 0 | 0 | 0
NY Min Oil Burn - Astoria Energy - Summer | 620 | 7553 | Generation Constraint in GWh | FALSE | G | Annual | Seasons Included | Seasons | Summer | Summer
NY Min Oil Burn - Astoria Energy - Summer | 620 | 7553 | Generation Constraint in GWh | FALSE | G | Annual | Standard GWh | GWh | 0 | 0 | 0 | 0 | 0 | 0 | 0 | 0
NY Min Oil Burn - Astoria Energy - Summer | 620 | 7553 | Generation Constraint in GWh | FALSE | G | Annual | Emissions at Affected Plants | GWh | 1779.6666 | 1779.6666 | 0 | 0 | 0 | 0 | 0 | 0
NY Min Oil Burn - Astoria Energy - Summer | 620 | 7553 | Generation Constraint in GWh | FALSE | G | Annual | Allowances Purchased | GWh | 0 | 0 | 0 | 0 | 0 | 0 | 0 | 0
NY Min Oil Burn - Astoria Energy - Summer | 620 | 7553 | Generation Constraint in GWh | FALSE | G | Annual | Allowances Sold | GWh | 0 | 0 | 0 | 0 | 0 | 0 | 0 | 0
NY Min Oil Burn - Astoria Energy - Summer | 620 | 7553 | Generation Constraint in GWh | FALSE | G | Annual | Allowances Banked | GWh | 0 | 0 | 0 | 0 | 0 | 0 | 0 | 0
NY Min Oil Burn - Astoria Energy - Summer | 620 | 7553 | Generation Constraint in GWh | FALSE | G | Annual | Allowances Withdrawn (1:1) | GWh | 0 | 0 | 0 | 0 | 0 | 0 | 0 | 0
NY Min Oil Burn - Astoria Energy - Summer | 620 | 7553 | Generation Constraint in GWh | FALSE | G | Annual | Allowances Withdrawn (n:1) | GWh | 0 | 0 | 0 | 0 | 0 | 0 | 0 | 0
NY Min Oil Burn - Astoria Energy - Summer | 620 | 7553 | Generation Constraint in GWh | FALSE | G | Annual | Net Emissions Allowance Position | GWh | 1779.6666 | 1779.6666 | 0 | 0 | 0 | 0 | 0 | 0
NY Min Oil Burn - Astoria Energy - Summer | 620 | 7553 | Generation Constraint in GWh | FALSE | G | Annual | Fuel Consumed | TBtu | 13.004 | 13.004 | 0 | 0 | 0 | 0 | 0 | 0
NY Min Oil Burn - Astoria Energy - Summer | 620 | 7553 | Generation Constraint in GWh | FALSE | G | Annual | Heat Rate | MMBtu/MWh | 7.307 | 7.307 | 0 | 0 | 0 | 0 | 0 | 0
NY Min Oil Burn - Astoria Energy - Summer | 620 | 7553 | Generation Constraint in GWh | FALSE | G | Annual | Generation | TWh | 1.7797 | 1.7797 | 0 | 0 | 0 | 0 | 0 | 0
NY Min Oil Burn - Astoria Energy - Summer | 620 | 7553 | Generation Constraint in GWh | FALSE | G | Annual | Qualifying Generation | TWh | 1.7797 | 1.7797 | 0 | 0 | 0 | 0 | 0 | 0
NY Min Oil Burn - Astoria Energy - Summer | 620 | 7553 | Generation Constraint in GWh | FALSE | G | Annual | Rate | lb/MWh | 0 | 0 | 0 | 0 | 0 | 0 | 0 | 0
NY Min Oil Burn - Astoria Energy - Summer | 620 | 7553 | Generation Constraint in GWh | FALSE | G | Annual | Constraint Shadow Price | US2019$/MWh | 0 | 0 | 0 | 0 | 0 | 0 | 0 | 0
NY Min Oil Burn - Astoria Energy - Winter | 621 | 7551 | Generation Constraint in GWh | FALSE | G | Annual | Seasons Included | Seasons | Winter | Winter
NY Min Oil Burn - Astoria Energy - Winter | 621 | 7551 | Generation Constraint in GWh | FALSE | G | Annual | Standard GWh | GWh | 33.8256 | 33.8256 | 0 | 0 | 0 | 0 | 0 | 0
NY Min Oil Burn - Astoria Energy - Winter | 621 | 7551 | Generation Constraint in GWh | FALSE | G | Annual | Emissions at Affected Plants | GWh | 528.1804 | 440.8711 | 0 | 0 | 0 | 0 | 0 | 0
NY Min Oil Burn - Astoria Energy - Winter | 621 | 7551 | Generation Constraint in GWh | FALSE | G | Annual | Allowances Purchased | GWh | 0 | 0 | 0 | 0 | 0 | 0 | 0 | 0
NY Min Oil Burn - Astoria Energy - Winter | 621 | 7551 | Generation Constraint in GWh | FALSE | G | Annual | Allowances Sold | GWh | 0 | 0 | 0 | 0 | 0 | 0 | 0 | 0
NY Min Oil Burn - Astoria Energy - Winter | 621 | 7551 | Generation Constraint in GWh | FALSE | G | Annual | Allowances Banked | GWh | 0 | 0 | 0 | 0 | 0 | 0 | 0 | 0
NY Min Oil Burn - Astoria Energy - Winter | 621 | 7551 | Generation Constraint in GWh | FALSE | G | Annual | Allowances Withdrawn (1:1) | GWh | 0 | 0 | 0 | 0 | 0 | 0 | 0 | 0
NY Min Oil Burn - Astoria Energy - Winter | 621 | 7551 | Generation Constraint in GWh | FALSE | G | Annual | Allowances Withdrawn (n:1) | GWh | 0 | 0 | 0 | 0 | 0 | 0 | 0 | 0
NY Min Oil Burn - Astoria Energy - Winter | 621 | 7551 | Generation Constraint in GWh | FALSE | G | Annual | Net Emissions Allowance Position | GWh | 528.1804 | 440.8711 | 0 | 0 | 0 | 0 | 0 | 0
NY Min Oil Burn - Astoria Energy - Winter | 621 | 7551 | Generation Constraint in GWh | FALSE | G | Annual | Fuel Consumed | TBtu | 3.8594 | 3.2214 | 0 | 0 | 0 | 0 | 0 | 0
NY Min Oil Burn - Astoria Energy - Winter | 621 | 7551 | Generation Constraint in GWh | FALSE | G | Annual | Heat Rate | MMBtu/MWh | 7.307 | 7.307 | 0 | 0 | 0 | 0 | 0 | 0
NY Min Oil Burn - Astoria Energy - Winter | 621 | 7551 | Generation Constraint in GWh | FALSE | G | Annual | Generation | TWh | 0.52818 | 0.44087 | 0 | 0 | 0 | 0 | 0 | 0
NY Min Oil Burn - Astoria Energy - Winter | 621 | 7551 | Generation Constraint in GWh | FALSE | G | Annual | Qualifying Generation | TWh | 0.52818 | 0.44087 | 0 | 0 | 0 | 0 | 0 | 0
NY Min Oil Burn - Astoria Energy - Winter | 621 | 7551 | Generation Constraint in GWh | FALSE | G | Annual | Rate | lb/MWh | 0 | 0 | 0 | 0 | 0 | 0 | 0 | 0
NY Min Oil Burn - Astoria Energy - Winter | 621 | 7551 | Generation Constraint in GWh | FALSE | G | Annual | Constraint Shadow Price | US2019$/MWh | 0 | 0 | 0 | 0 | 0 | 0 | 0 | 0
NY Min Oil Burn - Astoria Energy - Winter Shldr | 622 | 7552 | Generation Constraint in GWh | FALSE | G | Annual | Seasons Included | Seasons | WintShld | WintShld
NY Min Oil Burn - Astoria Energy - Winter Shldr | 622 | 7552 | Generation Constraint in GWh | FALSE | G | Annual | Standard GWh | GWh | 0 | 0 | 0 | 0 | 0 | 0 | 0 | 0
NY Min Oil Burn - Astoria Energy - Winter Shldr | 622 | 7552 | Generation Constraint in GWh | FALSE | G | Annual | Emissions at Affected Plants | GWh | 942.2453 | 988.5535 | 0 | 0 | 0 | 0 | 0 | 0
NY Min Oil Burn - Astoria Energy - Winter Shldr | 622 | 7552 | Generation Constraint in GWh | FALSE | G | Annual | Allowances Purchased | GWh | 0 | 0 | 0 | 0 | 0 | 0 | 0 | 0
NY Min Oil Burn - Astoria Energy - Winter Shldr | 622 | 7552 | Generation Constraint in GWh | FALSE | G | Annual | Allowances Sold | GWh | 0 | 0 | 0 | 0 | 0 | 0 | 0 | 0
NY Min Oil Burn - Astoria Energy - Winter Shldr | 622 | 7552 | Generation Constraint in GWh | FALSE | G | Annual | Allowances Banked | GWh | 0 | 0 | 0 | 0 | 0 | 0 | 0 | 0
NY Min Oil Burn - Astoria Energy - Winter Shldr | 622 | 7552 | Generation Constraint in GWh | FALSE | G | Annual | Allowances Withdrawn (1:1) | GWh | 0 | 0 | 0 | 0 | 0 | 0 | 0 | 0
NY Min Oil Burn - Astoria Energy - Winter Shldr | 622 | 7552 | Generation Constraint in GWh | FALSE | G | Annual | Allowances Withdrawn (n:1) | GWh | 0 | 0 | 0 | 0 | 0 | 0 | 0 | 0
NY Min Oil Burn - Astoria Energy - Winter Shldr | 622 | 7552 | Generation Constraint in GWh | FALSE | G | Annual | Net Emissions Allowance Position | GWh | 942.2453 | 988.5535 | 0 | 0 | 0 | 0 | 0 | 0
NY Min Oil Burn - Astoria Energy - Winter Shldr | 622 | 7552 | Generation Constraint in GWh | FALSE | G | Annual | Fuel Consumed | TBtu | 6.885 | 7.2234 | 0 | 0 | 0 | 0 | 0 | 0
NY Min Oil Burn - Astoria Energy - Winter Shldr | 622 | 7552 | Generation Constraint in GWh | FALSE | G | Annual | Heat Rate | MMBtu/MWh | 7.307 | 7.307 | 0 | 0 | 0 | 0 | 0 | 0
NY Min Oil Burn - Astoria Energy - Winter Shldr | 622 | 7552 | Generation Constraint in GWh | FALSE | G | Annual | Generation | TWh | 0.94225 | 0.98855 | 0 | 0 | 0 | 0 | 0 | 0
NY Min Oil Burn - Astoria Energy - Winter Shldr | 622 | 7552 | Generation Constraint in GWh | FALSE | G | Annual | Qualifying Generation | TWh | 0.94225 | 0.98855 | 0 | 0 | 0 | 0 | 0 | 0
NY Min Oil Burn - Astoria Energy - Winter Shldr | 622 | 7552 | Generation Constraint in GWh | FALSE | G | Annual | Rate | lb/MWh | 0 | 0 | 0 | 0 | 0 | 0 | 0 | 0
NY Min Oil Burn - Astoria Energy - Winter Shldr | 622 | 7552 | Generation Constraint in GWh | FALSE | G | Annual | Constraint Shadow Price | US2019$/MWh | 0 | 0 | 0 | 0 | 0 | 0 | 0 | 0
NY Min Oil Burn - East River - Summer | 623 | 7544 | Generation Constraint in GWh | FALSE | G | Annual | Seasons Included | Seasons | Summer | Summer
NY Min Oil Burn - East River - Summer | 623 | 7544 | Generation Constraint in GWh | FALSE | G | Annual | Standard GWh | GWh | 7.2045 | 7.2045 | 0 | 0 | 0 | 0 | 0 | 0
NY Min Oil Burn - East River - Summer | 623 | 7544 | Generation Constraint in GWh | FALSE | G | Annual | Emissions at Affected Plants | GWh | 629.7802 | 799.1588 | 0 | 0 | 0 | 0 | 0 | 0
NY Min Oil Burn - East River - Summer | 623 | 7544 | Generation Constraint in GWh | FALSE | G | Annual | Allowances Purchased | GWh | 0 | 0 | 0 | 0 | 0 | 0 | 0 | 0
NY Min Oil Burn - East River - Summer | 623 | 7544 | Generation Constraint in GWh | FALSE | G | Annual | Allowances Sold | GWh | 0 | 0 | 0 | 0 | 0 | 0 | 0 | 0
NY Min Oil Burn - East River - Summer | 623 | 7544 | Generation Constraint in GWh | FALSE | G | Annual | Allowances Banked | GWh | 0 | 0 | 0 | 0 | 0 | 0 | 0 | 0
NY Min Oil Burn - East River - Summer | 623 | 7544 | Generation Constraint in GWh | FALSE | G | Annual | Allowances Withdrawn (1:1) | GWh | 0 | 0 | 0 | 0 | 0 | 0 | 0 | 0
NY Min Oil Burn - East River - Summer | 623 | 7544 | Generation Constraint in GWh | FALSE | G | Annual | Allowances Withdrawn (n:1) | GWh | 0 | 0 | 0 | 0 | 0 | 0 | 0 | 0
NY Min Oil Burn - East River - Summer | 623 | 7544 | Generation Constraint in GWh | FALSE | G | Annual | Net Emissions Allowance Position | GWh | 629.7802 | 799.1588 | 0 | 0 | 0 | 0 | 0 | 0
NY Min Oil Burn - East River - Summer | 623 | 7544 | Generation Constraint in GWh | FALSE | G | Annual | Fuel Consumed | TBtu | 5.5782 | 7.0912 | 0 | 0 | 0 | 0 | 0 | 0
NY Min Oil Burn - East River - Summer | 623 | 7544 | Generation Constraint in GWh | FALSE | G | Annual | Heat Rate | MMBtu/MWh | 8.8574 | 8.8734 | 0 | 0 | 0 | 0 | 0 | 0
NY Min Oil Burn - East River - Summer | 623 | 7544 | Generation Constraint in GWh | FALSE | G | Annual | Generation | TWh | 0.62978 | 0.79916 | 0 | 0 | 0 | 0 | 0 | 0
NY Min Oil Burn - East River - Summer | 623 | 7544 | Generation Constraint in GWh | FALSE | G | Annual | Qualifying Generation | TWh | 0.62978 | 0.79916 | 0 | 0 | 0 | 0 | 0 | 0
NY Min Oil Burn - East River - Summer | 623 | 7544 | Generation Constraint in GWh | FALSE | G | Annual | Rate | lb/MWh | 0 | 0 | 0 | 0 | 0 | 0 | 0 | 0
NY Min Oil Burn - East River - Summer | 623 | 7544 | Generation Constraint in GWh | FALSE | G | Annual | Constraint Shadow Price | US2019$/MWh | 0 | 0 | 0 | 0 | 0 | 0 | 0 | 0
NY Min Oil Burn - East River - Winter | 624 | 7542 | Generation Constraint in GWh | FALSE | G | Annual | Seasons Included | Seasons | Winter | Winter
NY Min Oil Burn - East River - Winter | 624 | 7542 | Generation Constraint in GWh | FALSE | G | Annual | Standard GWh | GWh | 21.1896 | 21.1896 | 0 | 0 | 0 | 0 | 0 | 0
NY Min Oil Burn - East River - Winter | 624 | 7542 | Generation Constraint in GWh | FALSE | G | Annual | Emissions at Affected Plants | GWh | 21.1896 | 21.1896 | 0 | 0 | 0 | 0 | 0 | 0
NY Min Oil Burn - East River - Winter | 624 | 7542 | Generation Constraint in GWh | FALSE | G | Annual | Allowances Purchased | GWh | 0 | 0 | 0 | 0 | 0 | 0 | 0 | 0
NY Min Oil Burn - East River - Winter | 624 | 7542 | Generation Constraint in GWh | FALSE | G | Annual | Allowances Sold | GWh | 0 | 0 | 0 | 0 | 0 | 0 | 0 | 0
NY Min Oil Burn - East River - Winter | 624 | 7542 | Generation Constraint in GWh | FALSE | G | Annual | Allowances Banked | GWh | 0 | 0 | 0 | 0 | 0 | 0 | 0 | 0
NY Min Oil Burn - East River - Winter | 624 | 7542 | Generation Constraint in GWh | FALSE | G | Annual | Allowances Withdrawn (1:1) | GWh | 0 | 0 | 0 | 0 | 0 | 0 | 0 | 0
NY Min Oil Burn - East River - Winter | 624 | 7542 | Generation Constraint in GWh | FALSE | G | Annual | Allowances Withdrawn (n:1) | GWh | 0 | 0 | 0 | 0 | 0 | 0 | 0 | 0
NY Min Oil Burn - East River - Winter | 624 | 7542 | Generation Constraint in GWh | FALSE | G | Annual | Net Emissions Allowance Position | GWh | 21.1896 | 21.1896 | 0 | 0 | 0 | 0 | 0 | 0
NY Min Oil Burn - East River - Winter | 624 | 7542 | Generation Constraint in GWh | FALSE | G | Annual | Fuel Consumed | TBtu | 0.17587 | 0.17587 | 0 | 0 | 0 | 0 | 0 | 0
NY Min Oil Burn - East River - Winter | 624 | 7542 | Generation Constraint in GWh | FALSE | G | Annual | Heat Rate | MMBtu/MWh | 8.3 | 8.3 | 0 | 0 | 0 | 0 | 0 | 0
NY Min Oil Burn - East River - Winter | 624 | 7542 | Generation Constraint in GWh | FALSE | G | Annual | Generation | TWh | 0.02119 | 0.02119 | 0 | 0 | 0 | 0 | 0 | 0
NY Min Oil Burn - East River - Winter | 624 | 7542 | Generation Constraint in GWh | FALSE | G | Annual | Qualifying Generation | TWh | 0.02119 | 0.02119 | 0 | 0 | 0 | 0 | 0 | 0
NY Min Oil Burn - East River - Winter | 624 | 7542 | Generation Constraint in GWh | FALSE | G | Annual | Rate | lb/MWh | 0 | 0 | 0 | 0 | 0 | 0 | 0 | 0
NY Min Oil Burn - East River - Winter | 624 | 7542 | Generation Constraint in GWh | FALSE | G | Annual | Constraint Shadow Price | US2019$/MWh | 7.93 | 6.5952 | 0 | 0 | 0 | 0 | 0 | 0
NY Min Oil Burn - East River - Winter Shldr | 625 | 7543 | Generation Constraint in GWh | FALSE | G | Annual | Seasons Included | Seasons | WintShld | WintShld
NY Min Oil Burn - East River - Winter Shldr | 625 | 7543 | Generation Constraint in GWh | FALSE | G | Annual | Standard GWh | GWh | 3.8298 | 3.8298 | 0 | 0 | 0 | 0 | 0 | 0
NY Min Oil Burn - East River - Winter Shldr | 625 | 7543 | Generation Constraint in GWh | FALSE | G | Annual | Emissions at Affected Plants | GWh | 3.8298 | 3.8298 | 0 | 0 | 0 | 0 | 0 | 0
NY Min Oil Burn - East River - Winter Shldr | 625 | 7543 | Generation Constraint in GWh | FALSE | G | Annual | Allowances Purchased | GWh | 0 | 0 | 0 | 0 | 0 | 0 | 0 | 0
NY Min Oil Burn - East River - Winter Shldr | 625 | 7543 | Generation Constraint in GWh | FALSE | G | Annual | Allowances Sold | GWh | 0 | 0 | 0 | 0 | 0 | 0 | 0 | 0
NY Min Oil Burn - East River - Winter Shldr | 625 | 7543 | Generation Constraint in GWh | FALSE | G | Annual | Allowances Banked | GWh | 0 | 0 | 0 | 0 | 0 | 0 | 0 | 0
NY Min Oil Burn - East River - Winter Shldr | 625 | 7543 | Generation Constraint in GWh | FALSE | G | Annual | Allowances Withdrawn (1:1) | GWh | 0 | 0 | 0 | 0 | 0 | 0 | 0 | 0
NY Min Oil Burn - East River - Winter Shldr | 625 | 7543 | Generation Constraint in GWh | FALSE | G | Annual | Allowances Withdrawn (n:1) | GWh | 0 | 0 | 0 | 0 | 0 | 0 | 0 | 0
NY Min Oil Burn - East River - Winter Shldr | 625 | 7543 | Generation Constraint in GWh | FALSE | G | Annual | Net Emissions Allowance Position | GWh | 3.8298 | 3.8298 | 0 | 0 | 0 | 0 | 0 | 0
NY Min Oil Burn - East River - Winter Shldr | 625 | 7543 | Generation Constraint in GWh | FALSE | G | Annual | Fuel Consumed | TBtu | 0.031788 | 0.031788 | 0 | 0 | 0 | 0 | 0 | 0
NY Min Oil Burn - East River - Winter Shldr | 625 | 7543 | Generation Constraint in GWh | FALSE | G | Annual | Heat Rate | MMBtu/MWh | 8.3 | 8.3 | 0 | 0 | 0 | 0 | 0 | 0
NY Min Oil Burn - East River - Winter Shldr | 625 | 7543 | Generation Constraint in GWh | FALSE | G | Annual | Generation | TWh | 0.0038298 | 0.0038298 | 0 | 0 | 0 | 0 | 0 | 0
NY Min Oil Burn - East River - Winter Shldr | 625 | 7543 | Generation Constraint in GWh | FALSE | G | Annual | Qualifying Generation | TWh | 0.0038298 | 0.0038298 | 0 | 0 | 0 | 0 | 0 | 0
NY Min Oil Burn - East River - Winter Shldr | 625 | 7543 | Generation Constraint in GWh | FALSE | G | Annual | Rate | lb/MWh | 0 | 0 | 0 | 0 | 0 | 0 | 0 | 0
NY Min Oil Burn - East River - Winter Shldr | 625 | 7543 | Generation Constraint in GWh | FALSE | G | Annual | Constraint Shadow Price | US2019$/MWh | 4.451 | 2.7319 | 0 | 0 | 0 | 0 | 0 | 0
NY Min Oil Burn - Northport - Summer | 626 | 7547 | Generation Constraint in GWh | FALSE | G | Annual | Seasons Included | Seasons | Summer | Summer
NY Min Oil Burn - Northport - Summer | 626 | 7547 | Generation Constraint in GWh | FALSE | G | Annual | Standard GWh | GWh | 116.1086 | 116.1086 | 0 | 0 | 0 | 0 | 0 | 0
NY Min Oil Burn - Northport - Summer | 626 | 7547 | Generation Constraint in GWh | FALSE | G | Annual | Emissions at Affected Plants | GWh | 879.646 | 879.646 | 0 | 0 | 0 | 0 | 0 | 0
NY Min Oil Burn - Northport - Summer | 626 | 7547 | Generation Constraint in GWh | FALSE | G | Annual | Allowances Purchased | GWh | 0 | 0 | 0 | 0 | 0 | 0 | 0 | 0
NY Min Oil Burn - Northport - Summer | 626 | 7547 | Generation Constraint in GWh | FALSE | G | Annual | Allowances Sold | GWh | 0 | 0 | 0 | 0 | 0 | 0 | 0 | 0
NY Min Oil Burn - Northport - Summer | 626 | 7547 | Generation Constraint in GWh | FALSE | G | Annual | Allowances Banked | GWh | 0 | 0 | 0 | 0 | 0 | 0 | 0 | 0
NY Min Oil Burn - Northport - Summer | 626 | 7547 | Generation Constraint in GWh | FALSE | G | Annual | Allowances Withdrawn (1:1) | GWh | 0 | 0 | 0 | 0 | 0 | 0 | 0 | 0
NY Min Oil Burn - Northport - Summer | 626 | 7547 | Generation Constraint in GWh | FALSE | G | Annual | Allowances Withdrawn (n:1) | GWh | 0 | 0 | 0 | 0 | 0 | 0 | 0 | 0
NY Min Oil Burn - Northport - Summer | 626 | 7547 | Generation Constraint in GWh | FALSE | G | Annual | Net Emissions Allowance Position | GWh | 879.646 | 879.646 | 0 | 0 | 0 | 0 | 0 | 0
NY Min Oil Burn - Northport - Summer | 626 | 7547 | Generation Constraint in GWh | FALSE | G | Annual | Fuel Consumed | TBtu | 9.4212 | 9.4212 | 0 | 0 | 0 | 0 | 0 | 0
NY Min Oil Burn - Northport - Summer | 626 | 7547 | Generation Constraint in GWh | FALSE | G | Annual | Heat Rate | MMBtu/MWh | 10.7102 | 10.7102 | 0 | 0 | 0 | 0 | 0 | 0
NY Min Oil Burn - Northport - Summer | 626 | 7547 | Generation Constraint in GWh | FALSE | G | Annual | Generation | TWh | 0.87965 | 0.87965 | 0 | 0 | 0 | 0 | 0 | 0
NY Min Oil Burn - Northport - Summer | 626 | 7547 | Generation Constraint in GWh | FALSE | G | Annual | Qualifying Generation | TWh | 0.87965 | 0.87965 | 0 | 0 | 0 | 0 | 0 | 0
NY Min Oil Burn - Northport - Summer | 626 | 7547 | Generation Constraint in GWh | FALSE | G | Annual | Rate | lb/MWh | 0 | 0 | 0 | 0 | 0 | 0 | 0 | 0
NY Min Oil Burn - Northport - Summer | 626 | 7547 | Generation Constraint in GWh | FALSE | G | Annual | Constraint Shadow Price | US2019$/MWh | 0 | 0 | 0 | 0 | 0 | 0 | 0 | 0
NY Min Oil Burn - Northport - Winter | 627 | 7545 | Generation Constraint in GWh | FALSE | G | Annual | Seasons Included | Seasons | Winter | Winter
NY Min Oil Burn - Northport - Winter | 627 | 7545 | Generation Constraint in GWh | FALSE | G | Annual | Standard GWh | GWh | 177.5779 | 177.5779 | 0 | 0 | 0 | 0 | 0 | 0
NY Min Oil Burn - Northport - Winter | 627 | 7545 | Generation Constraint in GWh | FALSE | G | Annual | Emissions at Affected Plants | GWh | 402.166 | 402.166 | 0 | 0 | 0 | 0 | 0 | 0
NY Min Oil Burn - Northport - Winter | 627 | 7545 | Generation Constraint in GWh | FALSE | G | Annual | Allowances Purchased | GWh | 0 | 0 | 0 | 0 | 0 | 0 | 0 | 0
NY Min Oil Burn - Northport - Winter | 627 | 7545 | Generation Constraint in GWh | FALSE | G | Annual | Allowances Sold | GWh | 0 | 0 | 0 | 0 | 0 | 0 | 0 | 0
NY Min Oil Burn - Northport - Winter | 627 | 7545 | Generation Constraint in GWh | FALSE | G | Annual | Allowances Banked | GWh | 0 | 0 | 0 | 0 | 0 | 0 | 0 | 0
NY Min Oil Burn - Northport - Winter | 627 | 7545 | Generation Constraint in GWh | FALSE | G | Annual | Allowances Withdrawn (1:1) | GWh | 0 | 0 | 0 | 0 | 0 | 0 | 0 | 0
NY Min Oil Burn - Northport - Winter | 627 | 7545 | Generation Constraint in GWh | FALSE | G | Annual | Allowances Withdrawn (n:1) | GWh | 0 | 0 | 0 | 0 | 0 | 0 | 0 | 0
NY Min Oil Burn - Northport - Winter | 627 | 7545 | Generation Constraint in GWh | FALSE | G | Annual | Net Emissions Allowance Position | GWh | 402.166 | 402.166 | 0 | 0 | 0 | 0 | 0 | 0
NY Min Oil Burn - Northport - Winter | 627 | 7545 | Generation Constraint in GWh | FALSE | G | Annual | Fuel Consumed | TBtu | 4.3073 | 4.3073 | 0 | 0 | 0 | 0 | 0 | 0
NY Min Oil Burn - Northport - Winter | 627 | 7545 | Generation Constraint in GWh | FALSE | G | Annual | Heat Rate | MMBtu/MWh | 10.7102 | 10.7102 | 0 | 0 | 0 | 0 | 0 | 0
NY Min Oil Burn - Northport - Winter | 627 | 7545 | Generation Constraint in GWh | FALSE | G | Annual | Generation | TWh | 0.40217 | 0.40217 | 0 | 0 | 0 | 0 | 0 | 0
NY Min Oil Burn - Northport - Winter | 627 | 7545 | Generation Constraint in GWh | FALSE | G | Annual | Qualifying Generation | TWh | 0.40217 | 0.40217 | 0 | 0 | 0 | 0 | 0 | 0
NY Min Oil Burn - Northport - Winter | 627 | 7545 | Generation Constraint in GWh | FALSE | G | Annual | Rate | lb/MWh | 0 | 0 | 0 | 0 | 0 | 0 | 0 | 0
NY Min Oil Burn - Northport - Winter | 627 | 7545 | Generation Constraint in GWh | FALSE | G | Annual | Constraint Shadow Price | US2019$/MWh | 0 | 0 | 0 | 0 | 0 | 0 | 0 | 0
NY Min Oil Burn - Northport - Winter Shldr | 628 | 7546 | Generation Constraint in GWh | FALSE | G | Annual | Seasons Included | Seasons | WintShld | WintShld
NY Min Oil Burn - Northport - Winter Shldr | 628 | 7546 | Generation Constraint in GWh | FALSE | G | Annual | Standard GWh | GWh | 23.1458 | 23.1458 | 0 | 0 | 0 | 0 | 0 | 0
NY Min Oil Burn - Northport - Winter Shldr | 628 | 7546 | Generation Constraint in GWh | FALSE | G | Annual | Emissions at Affected Plants | GWh | 321.607 | 23.1458 | 0 | 0 | 0 | 0 | 0 | 0
NY Min Oil Burn - Northport - Winter Shldr | 628 | 7546 | Generation Constraint in GWh | FALSE | G | Annual | Allowances Purchased | GWh | 0 | 0 | 0 | 0 | 0 | 0 | 0 | 0
NY Min Oil Burn - Northport - Winter Shldr | 628 | 7546 | Generation Constraint in GWh | FALSE | G | Annual | Allowances Sold | GWh | 0 | 0 | 0 | 0 | 0 | 0 | 0 | 0
NY Min Oil Burn - Northport - Winter Shldr | 628 | 7546 | Generation Constraint in GWh | FALSE | G | Annual | Allowances Banked | GWh | 0 | 0 | 0 | 0 | 0 | 0 | 0 | 0
NY Min Oil Burn - Northport - Winter Shldr | 628 | 7546 | Generation Constraint in GWh | FALSE | G | Annual | Allowances Withdrawn (1:1) | GWh | 0 | 0 | 0 | 0 | 0 | 0 | 0 | 0
NY Min Oil Burn - Northport - Winter Shldr | 628 | 7546 | Generation Constraint in GWh | FALSE | G | Annual | Allowances Withdrawn (n:1) | GWh | 0 | 0 | 0 | 0 | 0 | 0 | 0 | 0
NY Min Oil Burn - Northport - Winter Shldr | 628 | 7546 | Generation Constraint in GWh | FALSE | G | Annual | Net Emissions Allowance Position | GWh | 321.607 | 23.1458 | 0 | 0 | 0 | 0 | 0 | 0
NY Min Oil Burn - Northport - Winter Shldr | 628 | 7546 | Generation Constraint in GWh | FALSE | G | Annual | Fuel Consumed | TBtu | 3.4445 | 0.24546 | 0 | 0 | 0 | 0 | 0 | 0
NY Min Oil Burn - Northport - Winter Shldr | 628 | 7546 | Generation Constraint in GWh | FALSE | G | Annual | Heat Rate | MMBtu/MWh | 10.7102 | 10.605 | 0 | 0 | 0 | 0 | 0 | 0
NY Min Oil Burn - Northport - Winter Shldr | 628 | 7546 | Generation Constraint in GWh | FALSE | G | Annual | Generation | TWh | 0.32161 | 0.023146 | 0 | 0 | 0 | 0 | 0 | 0
NY Min Oil Burn - Northport - Winter Shldr | 628 | 7546 | Generation Constraint in GWh | FALSE | G | Annual | Qualifying Generation | TWh | 0.32161 | 0.023146 | 0 | 0 | 0 | 0 | 0 | 0
NY Min Oil Burn - Northport - Winter Shldr | 628 | 7546 | Generation Constraint in GWh | FALSE | G | Annual | Rate | lb/MWh | 0 | 0 | 0 | 0 | 0 | 0 | 0 | 0
NY Min Oil Burn - Northport - Winter Shldr | 628 | 7546 | Generation Constraint in GWh | FALSE | G | Annual | Constraint Shadow Price | US2019$/MWh | 0 | 11.5031 | 0 | 0 | 0 | 0 | 0 | 0
NY Min Oil Burn - Ravenswood CC - Summer | 629 | 7556 | Generation Constraint in GWh | FALSE | G | Annual | Seasons Included | Seasons | Summer | Summer
NY Min Oil Burn - Ravenswood CC - Summer | 629 | 7556 | Generation Constraint in GWh | FALSE | G | Annual | Standard GWh | GWh | 0 | 0 | 0 | 0 | 0 | 0 | 0 | 0
NY Min Oil Burn - Ravenswood CC - Summer | 629 | 7556 | Generation Constraint in GWh | FALSE | G | Annual | Emissions at Affected Plants | GWh | 819.9649 | 741.5892 | 0 | 0 | 0 | 0 | 0 | 0
NY Min Oil Burn - Ravenswood CC - Summer | 629 | 7556 | Generation Constraint in GWh | FALSE | G | Annual | Allowances Purchased | GWh | 0 | 0 | 0 | 0 | 0 | 0 | 0 | 0
NY Min Oil Burn - Ravenswood CC - Summer | 629 | 7556 | Generation Constraint in GWh | FALSE | G | Annual | Allowances Sold | GWh | 0 | 0 | 0 | 0 | 0 | 0 | 0 | 0
NY Min Oil Burn - Ravenswood CC - Summer | 629 | 7556 | Generation Constraint in GWh | FALSE | G | Annual | Allowances Banked | GWh | 0 | 0 | 0 | 0 | 0 | 0 | 0 | 0
NY Min Oil Burn - Ravenswood CC - Summer | 629 | 7556 | Generation Constraint in GWh | FALSE | G | Annual | Allowances Withdrawn (1:1) | GWh | 0 | 0 | 0 | 0 | 0 | 0 | 0 | 0
NY Min Oil Burn - Ravenswood CC - Summer | 629 | 7556 | Generation Constraint in GWh | FALSE | G | Annual | Allowances Withdrawn (n:1) | GWh | 0 | 0 | 0 | 0 | 0 | 0 | 0 | 0
NY Min Oil Burn - Ravenswood CC - Summer | 629 | 7556 | Generation Constraint in GWh | FALSE | G | Annual | Net Emissions Allowance Position | GWh | 819.9649 | 741.5892 | 0 | 0 | 0 | 0 | 0 | 0
NY Min Oil Burn - Ravenswood CC - Summer | 629 | 7556 | Generation Constraint in GWh | FALSE | G | Annual | Fuel Consumed | TBtu | 6.0882 | 5.5063 | 0 | 0 | 0 | 0 | 0 | 0
NY Min Oil Burn - Ravenswood CC - Summer | 629 | 7556 | Generation Constraint in GWh | FALSE | G | Annual | Heat Rate | MMBtu/MWh | 7.425 | 7.425 | 0 | 0 | 0 | 0 | 0 | 0
NY Min Oil Burn - Ravenswood CC - Summer | 629 | 7556 | Generation Constraint in GWh | FALSE | G | Annual | Generation | TWh | 0.81996 | 0.74159 | 0 | 0 | 0 | 0 | 0 | 0
NY Min Oil Burn - Ravenswood CC - Summer | 629 | 7556 | Generation Constraint in GWh | FALSE | G | Annual | Qualifying Generation | TWh | 0.81996 | 0.74159 | 0 | 0 | 0 | 0 | 0 | 0
NY Min Oil Burn - Ravenswood CC - Summer | 629 | 7556 | Generation Constraint in GWh | FALSE | G | Annual | Rate | lb/MWh | 0 | 0 | 0 | 0 | 0 | 0 | 0 | 0
NY Min Oil Burn - Ravenswood CC - Summer | 629 | 7556 | Generation Constraint in GWh | FALSE | G | Annual | Constraint Shadow Price | US2019$/MWh | 0 | 0 | 0 | 0 | 0 | 0 | 0 | 0
NY Min Oil Burn - Ravenswood CC - Winter | 630 | 7554 | Generation Constraint in GWh | FALSE | G | Annual | Seasons Included | Seasons | Winter | Winter
NY Min Oil Burn - Ravenswood CC - Winter | 630 | 7554 | Generation Constraint in GWh | FALSE | G | Annual | Standard GWh | GWh | 4.981 | 4.981 | 0 | 0 | 0 | 0 | 0 | 0
NY Min Oil Burn - Ravenswood CC - Winter | 630 | 7554 | Generation Constraint in GWh | FALSE | G | Annual | Emissions at Affected Plants | GWh | 203.1273 | 203.1273 | 0 | 0 | 0 | 0 | 0 | 0
NY Min Oil Burn - Ravenswood CC - Winter | 630 | 7554 | Generation Constraint in GWh | FALSE | G | Annual | Allowances Purchased | GWh | 0 | 0 | 0 | 0 | 0 | 0 | 0 | 0
NY Min Oil Burn - Ravenswood CC - Winter | 630 | 7554 | Generation Constraint in GWh | FALSE | G | Annual | Allowances Sold | GWh | 0 | 0 | 0 | 0 | 0 | 0 | 0 | 0
NY Min Oil Burn - Ravenswood CC - Winter | 630 | 7554 | Generation Constraint in GWh | FALSE | G | Annual | Allowances Banked | GWh | 0 | 0 | 0 | 0 | 0 | 0 | 0 | 0
NY Min Oil Burn - Ravenswood CC - Winter | 630 | 7554 | Generation Constraint in GWh | FALSE | G | Annual | Allowances Withdrawn (1:1) | GWh | 0 | 0 | 0 | 0 | 0 | 0 | 0 | 0
NY Min Oil Burn - Ravenswood CC - Winter | 630 | 7554 | Generation Constraint in GWh | FALSE | G | Annual | Allowances Withdrawn (n:1) | GWh | 0 | 0 | 0 | 0 | 0 | 0 | 0 | 0
NY Min Oil Burn - Ravenswood CC - Winter | 630 | 7554 | Generation Constraint in GWh | FALSE | G | Annual | Net Emissions Allowance Position | GWh | 203.1273 | 203.1273 | 0 | 0 | 0 | 0 | 0 | 0
NY Min Oil Burn - Ravenswood CC - Winter | 630 | 7554 | Generation Constraint in GWh | FALSE | G | Annual | Fuel Consumed | TBtu | 1.5082 | 1.5082 | 0 | 0 | 0 | 0 | 0 | 0
NY Min Oil Burn - Ravenswood CC - Winter | 630 | 7554 | Generation Constraint in GWh | FALSE | G | Annual | Heat Rate | MMBtu/MWh | 7.425 | 7.425 | 0 | 0 | 0 | 0 | 0 | 0
NY Min Oil Burn - Ravenswood CC - Winter | 630 | 7554 | Generation Constraint in GWh | FALSE | G | Annual | Generation | TWh | 0.20313 | 0.20313 | 0 | 0 | 0 | 0 | 0 | 0
NY Min Oil Burn - Ravenswood CC - Winter | 630 | 7554 | Generation Constraint in GWh | FALSE | G | Annual | Qualifying Generation | TWh | 0.20313 | 0.20313 | 0 | 0 | 0 | 0 | 0 | 0
NY Min Oil Burn - Ravenswood CC - Winter | 630 | 7554 | Generation Constraint in GWh | FALSE | G | Annual | Rate | lb/MWh | 0 | 0 | 0 | 0 | 0 | 0 | 0 | 0
NY Min Oil Burn - Ravenswood CC - Winter | 630 | 7554 | Generation Constraint in GWh | FALSE | G | Annual | Constraint Shadow Price | US2019$/MWh | 0 | 0 | 0 | 0 | 0 | 0 | 0 | 0
NY Min Oil Burn - Ravenswood CC - Winter Shldr | 631 | 7555 | Generation Constraint in GWh | FALSE | G | Annual | Seasons Included | Seasons | WintShld | WintShld
NY Min Oil Burn - Ravenswood CC - Winter Shldr | 631 | 7555 | Generation Constraint in GWh | FALSE | G | Annual | Standard GWh | GWh | 0.6752 | 0.6752 | 0 | 0 | 0 | 0 | 0 | 0
NY Min Oil Burn - Ravenswood CC - Winter Shldr | 631 | 7555 | Generation Constraint in GWh | FALSE | G | Annual | Emissions at Affected Plants | GWh | 279.0722 | 333.9543 | 0 | 0 | 0 | 0 | 0 | 0
NY Min Oil Burn - Ravenswood CC - Winter Shldr | 631 | 7555 | Generation Constraint in GWh | FALSE | G | Annual | Allowances Purchased | GWh | 0 | 0 | 0 | 0 | 0 | 0 | 0 | 0
NY Min Oil Burn - Ravenswood CC - Winter Shldr | 631 | 7555 | Generation Constraint in GWh | FALSE | G | Annual | Allowances Sold | GWh | 0 | 0 | 0 | 0 | 0 | 0 | 0 | 0
NY Min Oil Burn - Ravenswood CC - Winter Shldr | 631 | 7555 | Generation Constraint in GWh | FALSE | G | Annual | Allowances Banked | GWh | 0 | 0 | 0 | 0 | 0 | 0 | 0 | 0
NY Min Oil Burn - Ravenswood CC - Winter Shldr | 631 | 7555 | Generation Constraint in GWh | FALSE | G | Annual | Allowances Withdrawn (1:1) | GWh | 0 | 0 | 0 | 0 | 0 | 0 | 0 | 0
NY Min Oil Burn - Ravenswood CC - Winter Shldr | 631 | 7555 | Generation Constraint in GWh | FALSE | G | Annual | Allowances Withdrawn (n:1) | GWh | 0 | 0 | 0 | 0 | 0 | 0 | 0 | 0
NY Min Oil Burn - Ravenswood CC - Winter Shldr | 631 | 7555 | Generation Constraint in GWh | FALSE | G | Annual | Net Emissions Allowance Position | GWh | 279.0722 | 333.9543 | 0 | 0 | 0 | 0 | 0 | 0
NY Min Oil Burn - Ravenswood CC - Winter Shldr | 631 | 7555 | Generation Constraint in GWh | FALSE | G | Annual | Fuel Consumed | TBtu | 2.0721 | 2.4796 | 0 | 0 | 0 | 0 | 0 | 0
NY Min Oil Burn - Ravenswood CC - Winter Shldr | 631 | 7555 | Generation Constraint in GWh | FALSE | G | Annual | Heat Rate | MMBtu/MWh | 7.425 | 7.425 | 0 | 0 | 0 | 0 | 0 | 0
NY Min Oil Burn - Ravenswood CC - Winter Shldr | 631 | 7555 | Generation Constraint in GWh | FALSE | G | Annual | Generation | TWh | 0.27907 | 0.33395 | 0 | 0 | 0 | 0 | 0 | 0
NY Min Oil Burn - Ravenswood CC - Winter Shldr | 631 | 7555 | Generation Constraint in GWh | FALSE | G | Annual | Qualifying Generation | TWh | 0.27907 | 0.33395 | 0 | 0 | 0 | 0 | 0 | 0
NY Min Oil Burn - Ravenswood CC - Winter Shldr | 631 | 7555 | Generation Constraint in GWh | FALSE | G | Annual | Rate | lb/MWh | 0 | 0 | 0 | 0 | 0 | 0 | 0 | 0
NY Min Oil Burn - Ravenswood CC - Winter Shldr | 631 | 7555 | Generation Constraint in GWh | FALSE | G | Annual | Constraint Shadow Price | US2019$/MWh | 0 | 0 | 0 | 0 | 0 | 0 | 0 | 0
NY Min Oil Burn - Ravenswood Oil - Summer | 632 | 7550 | Generation Constraint in GWh | FALSE | G | Annual | Seasons Included | Seasons | Summer | Summer
NY Min Oil Burn - Ravenswood Oil - Summer | 632 | 7550 | Generation Constraint in GWh | FALSE | G | Annual | Standard GWh | GWh | 37.5646 | 37.5646 | 0 | 0 | 0 | 0 | 0 | 0
NY Min Oil Burn - Ravenswood Oil - Summer | 632 | 7550 | Generation Constraint in GWh | FALSE | G | Annual | Emissions at Affected Plants | GWh | 1091.5296 | 612.5964 | 0 | 0 | 0 | 0 | 0 | 0
NY Min Oil Burn - Ravenswood Oil - Summer | 632 | 7550 | Generation Constraint in GWh | FALSE | G | Annual | Allowances Purchased | GWh | 0 | 0 | 0 | 0 | 0 | 0 | 0 | 0
NY Min Oil Burn - Ravenswood Oil - Summer | 632 | 7550 | Generation Constraint in GWh | FALSE | G | Annual | Allowances Sold | GWh | 0 | 0 | 0 | 0 | 0 | 0 | 0 | 0
NY Min Oil Burn - Ravenswood Oil - Summer | 632 | 7550 | Generation Constraint in GWh | FALSE | G | Annual | Allowances Banked | GWh | 0 | 0 | 0 | 0 | 0 | 0 | 0 | 0
NY Min Oil Burn - Ravenswood Oil - Summer | 632 | 7550 | Generation Constraint in GWh | FALSE | G | Annual | Allowances Withdrawn (1:1) | GWh | 0 | 0 | 0 | 0 | 0 | 0 | 0 | 0
NY Min Oil Burn - Ravenswood Oil - Summer | 632 | 7550 | Generation Constraint in GWh | FALSE | G | Annual | Allowances Withdrawn (n:1) | GWh | 0 | 0 | 0 | 0 | 0 | 0 | 0 | 0
NY Min Oil Burn - Ravenswood Oil - Summer | 632 | 7550 | Generation Constraint in GWh | FALSE | G | Annual | Net Emissions Allowance Position | GWh | 1091.5296 | 612.5964 | 0 | 0 | 0 | 0 | 0 | 0
NY Min Oil Burn - Ravenswood Oil - Summer | 632 | 7550 | Generation Constraint in GWh | FALSE | G | Annual | Fuel Consumed | TBtu | 12.0372 | 6.7576 | 0 | 0 | 0 | 0 | 0 | 0
NY Min Oil Burn - Ravenswood Oil - Summer | 632 | 7550 | Generation Constraint in GWh | FALSE | G | Annual | Heat Rate | MMBtu/MWh | 11.0278 | 11.031 | 0 | 0 | 0 | 0 | 0 | 0
NY Min Oil Burn - Ravenswood Oil - Summer | 632 | 7550 | Generation Constraint in GWh | FALSE | G | Annual | Generation | TWh | 1.0915 | 0.6126 | 0 | 0 | 0 | 0 | 0 | 0
NY Min Oil Burn - Ravenswood Oil - Summer | 632 | 7550 | Generation Constraint in GWh | FALSE | G | Annual | Qualifying Generation | TWh | 1.0915 | 0.6126 | 0 | 0 | 0 | 0 | 0 | 0
NY Min Oil Burn - Ravenswood Oil - Summer | 632 | 7550 | Generation Constraint in GWh | FALSE | G | Annual | Rate | lb/MWh | 0 | 0 | 0 | 0 | 0 | 0 | 0 | 0
NY Min Oil Burn - Ravenswood Oil - Summer | 632 | 7550 | Generation Constraint in GWh | FALSE | G | Annual | Constraint Shadow Price | US2019$/MWh | 0 | 0 | 0 | 0 | 0 | 0 | 0 | 0
NY Min Oil Burn - Ravenswood Oil - Winter | 633 | 7548 | Generation Constraint in GWh | FALSE | G | Annual | Seasons Included | Seasons | Winter | Winter
NY Min Oil Burn - Ravenswood Oil - Winter | 633 | 7548 | Generation Constraint in GWh | FALSE | G | Annual | Standard GWh | GWh | 25.7796 | 25.7796 | 0 | 0 | 0 | 0 | 0 | 0
NY Min Oil Burn - Ravenswood Oil - Winter | 633 | 7548 | Generation Constraint in GWh | FALSE | G | Annual | Emissions at Affected Plants | GWh | 25.7796 | 25.7796 | 0 | 0 | 0 | 0 | 0 | 0
NY Min Oil Burn - Ravenswood Oil - Winter | 633 | 7548 | Generation Constraint in GWh | FALSE | G | Annual | Allowances Purchased | GWh | 0 | 0 | 0 | 0 | 0 | 0 | 0 | 0
NY Min Oil Burn - Ravenswood Oil - Winter | 633 | 7548 | Generation Constraint in GWh | FALSE | G | Annual | Allowances Sold | GWh | 0 | 0 | 0 | 0 | 0 | 0 | 0 | 0
NY Min Oil Burn - Ravenswood Oil - Winter | 633 | 7548 | Generation Constraint in GWh | FALSE | G | Annual | Allowances Banked | GWh | 0 | 0 | 0 | 0 | 0 | 0 | 0 | 0
NY Min Oil Burn - Ravenswood Oil - Winter | 633 | 7548 | Generation Constraint in GWh | FALSE | G | Annual | Allowances Withdrawn (1:1) | GWh | 0 | 0 | 0 | 0 | 0 | 0 | 0 | 0
NY Min Oil Burn - Ravenswood Oil - Winter | 633 | 7548 | Generation Constraint in GWh | FALSE | G | Annual | Allowances Withdrawn (n:1) | GWh | 0 | 0 | 0 | 0 | 0 | 0 | 0 | 0
NY Min Oil Burn - Ravenswood Oil - Winter | 633 | 7548 | Generation Constraint in GWh | FALSE | G | Annual | Net Emissions Allowance Position | GWh | 25.7796 | 25.7796 | 0 | 0 | 0 | 0 | 0 | 0
NY Min Oil Burn - Ravenswood Oil - Winter | 633 | 7548 | Generation Constraint in GWh | FALSE | G | Annual | Fuel Consumed | TBtu | 0.28396 | 0.28396 | 0 | 0 | 0 | 0 | 0 | 0
NY Min Oil Burn - Ravenswood Oil - Winter | 633 | 7548 | Generation Constraint in GWh | FALSE | G | Annual | Heat Rate | MMBtu/MWh | 11.015 | 11.015 | 0 | 0 | 0 | 0 | 0 | 0
NY Min Oil Burn - Ravenswood Oil - Winter | 633 | 7548 | Generation Constraint in GWh | FALSE | G | Annual | Generation | TWh | 0.02578 | 0.02578 | 0 | 0 | 0 | 0 | 0 | 0
NY Min Oil Burn - Ravenswood Oil - Winter | 633 | 7548 | Generation Constraint in GWh | FALSE | G | Annual | Qualifying Generation | TWh | 0.02578 | 0.02578 | 0 | 0 | 0 | 0 | 0 | 0
NY Min Oil Burn - Ravenswood Oil - Winter | 633 | 7548 | Generation Constraint in GWh | FALSE | G | Annual | Rate | lb/MWh | 0 | 0 | 0 | 0 | 0 | 0 | 0 | 0
NY Min Oil Burn - Ravenswood Oil - Winter | 633 | 7548 | Generation Constraint in GWh | FALSE | G | Annual | Constraint Shadow Price | US2019$/MWh | 34.01 | 27.2751 | 0 | 0 | 0 | 0 | 0 | 0
NY Min Oil Burn - Ravenswood Oil - Winter Shldr | 634 | 7549 | Generation Constraint in GWh | FALSE | G | Annual | Seasons Included | Seasons | WintShld | WintShld
NY Min Oil Burn - Ravenswood Oil - Winter Shldr | 634 | 7549 | Generation Constraint in GWh | FALSE | G | Annual | Standard GWh | GWh | 9.9845 | 9.9845 | 0 | 0 | 0 | 0 | 0 | 0
NY Min Oil Burn - Ravenswood Oil - Winter Shldr | 634 | 7549 | Generation Constraint in GWh | FALSE | G | Annual | Emissions at Affected Plants | GWh | 9.9845 | 9.9845 | 0 | 0 | 0 | 0 | 0 | 0
NY Min Oil Burn - Ravenswood Oil - Winter Shldr | 634 | 7549 | Generation Constraint in GWh | FALSE | G | Annual | Allowances Purchased | GWh | 0 | 0 | 0 | 0 | 0 | 0 | 0 | 0
NY Min Oil Burn - Ravenswood Oil - Winter Shldr | 634 | 7549 | Generation Constraint in GWh | FALSE | G | Annual | Allowances Sold | GWh | 0 | 0 | 0 | 0 | 0 | 0 | 0 | 0
NY Min Oil Burn - Ravenswood Oil - Winter Shldr | 634 | 7549 | Generation Constraint in GWh | FALSE | G | Annual | Allowances Banked | GWh | 0 | 0 | 0 | 0 | 0 | 0 | 0 | 0
NY Min Oil Burn - Ravenswood Oil - Winter Shldr | 634 | 7549 | Generation Constraint in GWh | FALSE | G | Annual | Allowances Withdrawn (1:1) | GWh | 0 | 0 | 0 | 0 | 0 | 0 | 0 | 0
NY Min Oil Burn - Ravenswood Oil - Winter Shldr | 634 | 7549 | Generation Constraint in GWh | FALSE | G | Annual | Allowances Withdrawn (n:1) | GWh | 0 | 0 | 0 | 0 | 0 | 0 | 0 | 0
NY Min Oil Burn - Ravenswood Oil - Winter Shldr | 634 | 7549 | Generation Constraint in GWh | FALSE | G | Annual | Net Emissions Allowance Position | GWh | 9.9845 | 9.9845 | 0 | 0 | 0 | 0 | 0 | 0
NY Min Oil Burn - Ravenswood Oil - Winter Shldr | 634 | 7549 | Generation Constraint in GWh | FALSE | G | Annual | Fuel Consumed | TBtu | 0.10998 | 0.10998 | 0 | 0 | 0 | 0 | 0 | 0
NY Min Oil Burn - Ravenswood Oil - Winter Shldr | 634 | 7549 | Generation Constraint in GWh | FALSE | G | Annual | Heat Rate | MMBtu/MWh | 11.015 | 11.015 | 0 | 0 | 0 | 0 | 0 | 0
NY Min Oil Burn - Ravenswood Oil - Winter Shldr | 634 | 7549 | Generation Constraint in GWh | FALSE | G | Annual | Generation | TWh | 0.0099845 | 0.0099845 | 0 | 0 | 0 | 0 | 0 | 0
NY Min Oil Burn - Ravenswood Oil - Winter Shldr | 634 | 7549 | Generation Constraint in GWh | FALSE | G | Annual | Qualifying Generation | TWh | 0.0099845 | 0.0099845 | 0 | 0 | 0 | 0 | 0 | 0
NY Min Oil Burn - Ravenswood Oil - Winter Shldr | 634 | 7549 | Generation Constraint in GWh | FALSE | G | Annual | Rate | lb/MWh | 0 | 0 | 0 | 0 | 0 | 0 | 0 | 0
NY Min Oil Burn - Ravenswood Oil - Winter Shldr | 634 | 7549 | Generation Constraint in GWh | FALSE | G | Annual | Constraint Shadow Price | US2019$/MWh | 21.085 | 14.4025 | 0 | 0 | 0 | 0 | 0 | 0
NY New Units MER Rate Limit v3.1, Unit 24079 and retrofits | 635 | 7350 | Rate Constraint in lbs/MMBtu | FALSE | L | Annual | Seasons Included | Seasons | Winter, WintShld, Summer | Winter, WintShld, Summer | Winter, WintShld, Summer | Winter, WintShld, Summer | Winter, WintShld, Summer | Winter, WintShld, Summer | Winter, WintShld, Summer | Winter, WintShld, Summer
NY New Units MER Rate Limit v3.1, Unit 24079 and retrofits | 635 | 7350 | Rate Constraint in lbs/MMBtu | FALSE | L | Annual | Standard MER | lb/MMBtu | 6e-07 | 6e-07 | 6e-07 | 6e-07 | 6e-07 | 6e-07 | 6e-07 | 6e-07
NY New Units MER Rate Limit v3.1, Unit 24079 and retrofits | 635 | 7350 | Rate Constraint in lbs/MMBtu | FALSE | L | Annual | Emissions at Affected Plants MER | lbs | 0 | 0 | 0 | 0 | 0 | 0 | 0 | 0
NY New Units MER Rate Limit v3.1, Unit 24079 and retrofits | 635 | 7350 | Rate Constraint in lbs/MMBtu | FALSE | L | Annual | Allowances Purchased MER | lbs | 0 | 0 | 0 | 0 | 0 | 0 | 0 | 0
NY New Units MER Rate Limit v3.1, Unit 24079 and retrofits | 635 | 7350 | Rate Constraint in lbs/MMBtu | FALSE | L | Annual | Allowances Sold MER | lbs | 0 | 0 | 0 | 0 | 0 | 0 | 0 | 0
NY New Units MER Rate Limit v3.1, Unit 24079 and retrofits | 635 | 7350 | Rate Constraint in lbs/MMBtu | FALSE | L | Annual | Allowances Banked | lbs | 0 | 0 | 0 | 0 | 0 | 0 | 0 | 0
NY New Units MER Rate Limit v3.1, Unit 24079 and retrofits | 635 | 7350 | Rate Constraint in lbs/MMBtu | FALSE | L | Annual | Allowances Withdrawn (1:1) | lbs | 0 | 0 | 0 | 0 | 0 | 0 | 0 | 0
NY New Units MER Rate Limit v3.1, Unit 24079 and retrofits | 635 | 7350 | Rate Constraint in lbs/MMBtu | FALSE | L | Annual | Allowances Withdrawn (n:1) | lbs | 0 | 0 | 0 | 0 | 0 | 0 | 0 | 0
NY New Units MER Rate Limit v3.1, Unit 24079 and retrofits | 635 | 7350 | Rate Constraint in lbs/MMBtu | FALSE | L | Annual | Net Emissions Allowance Position | lbs | 0 | 0 | 0 | 0 | 0 | 0 | 0 | 0
NY New Units MER Rate Limit v3.1, Unit 24079 and retrofits | 635 | 7350 | Rate Constraint in lbs/MMBtu | FALSE | L | Annual | Fuel Consumed | TBtu | 0 | 0 | 0 | 0 | 0 | 0 | 0 | 0
NY New Units MER Rate Limit v3.1, Unit 24079 and retrofits | 635 | 7350 | Rate Constraint in lbs/MMBtu | FALSE | L | Annual | Rate | lb/MMBtu | 0 | 0 | 0 | 0 | 0 | 0 | 0 | 0
NY New Units MER Rate Limit v3.1, Unit 24079 and retrofits | 635 | 7350 | Rate Constraint in lbs/MMBtu | FALSE | L | Annual | Generation | TWh | 0 | 0 | 0 | 0 | 0 | 0 | 0 | 0
NY New Units MER Rate Limit v3.1, Unit 24079 and retrofits | 635 | 7350 | Rate Constraint in lbs/MMBtu | FALSE | L | Annual | Qualifying Generation | TWh | 0 | 0 | 0 | 0 | 0 | 0 | 0 | 0
NY New Units MER Rate Limit v3.1, Unit 24079 and retrofits | 635 | 7350 | Rate Constraint in lbs/MMBtu | FALSE | L | Annual | Rate | lb/MWh | 0 | 0 | 0 | 0 | 0 | 0 | 0 | 0
NY New Units MER Rate Limit v3.1, Unit 24079 and retrofits | 635 | 7350 | Rate Constraint in lbs/MMBtu | FALSE | L | Annual | Constraint Shadow Price | US2019$/Lb | 0 | 75672446.3775 | 65283113.4437 | 74262697.4506 | 39814103.7699 | 57677250.2509 | 76318548.152 | 71822415.7917
NY- NOx Annual Budget- v6.20 | 636 | 7559 | Rate Constraint in MTons | FALSE | L | Annual | Seasons Included | Seasons | Winter, WintShld, Summer | Winter, WintShld, Summer | Winter, WintShld, Summer | Winter, WintShld, Summer | Winter, WintShld, Summer | Winter, WintShld, Summer | Winter, WintShld, Summer | Winter, WintShld, Summer
NY- NOx Annual Budget- v6.20 | 636 | 7559 | Rate Constraint in MTons | FALSE | L | Annual | Standard NOX | Thousand Tons | 16.081 | 16.081 | 16.081 | 16.081 | 16.081 | 16.081 | 16.081 | 16.081
NY- NOx Annual Budget- v6.20 | 636 | 7559 | Rate Constraint in MTons | FALSE | L | Annual | Emissions at Affected Plants NOX | Thousand Tons | 3.9034 | 3.4492 | 3.6767 | 3.2818 | 2.5958 | 0.54365 | 0.55537 | 0.59286
NY- NOx Annual Budget- v6.20 | 636 | 7559 | Rate Constraint in MTons | FALSE | L | Annual | Allowances Purchased NOX | Thousand Tons | 0 | 0 | 0 | 0 | 0 | 0 | 0 | 0
NY- NOx Annual Budget- v6.20 | 636 | 7559 | Rate Constraint in MTons | FALSE | L | Annual | Allowances Sold NOX | Thousand Tons | 0 | 0 | 0 | 0 | 0 | 0 | 0 | 0
NY- NOx Annual Budget- v6.20 | 636 | 7559 | Rate Constraint in MTons | FALSE | L | Annual | Allowances Banked | Thousand Tons | 0 | 0 | 12.4043 | 0 | 14.327 | 15.5373 | 0 | 0
NY- NOx Annual Budget- v6.20 | 636 | 7559 | Rate Constraint in MTons | FALSE | L | Annual | Allowances Withdrawn (1:1) | Thousand Tons | 0 | 0 | 0 | -16.081 | -0.8418 | 0 | 0 | -16.081
NY- NOx Annual Budget- v6.20 | 636 | 7559 | Rate Constraint in MTons | FALSE | L | Annual | Allowances Withdrawn (n:1) | Thousand Tons | 0 | 0 | 0 | 0 | 0 | 0 | 0 | 0
NY- NOx Annual Budget- v6.20 | 636 | 7559 | Rate Constraint in MTons | FALSE | L | Annual | Net Emissions Allowance Position | Thousand Tons | 3.9034 | 3.4492 | 16.081 | -12.7992 | 16.081 | 16.081 | 0.55537 | -15.4881
NY- NOx Annual Budget- v6.20 | 636 | 7559 | Rate Constraint in MTons | FALSE | L | Annual | Fuel Consumed | TBtu | 395.69 | 355.0054 | 385.2118 | 368.3462 | 293.1176 | 70.3673 | 74.2062 | 78.753
NY- NOx Annual Budget- v6.20 | 636 | 7559 | Rate Constraint in MTons | FALSE | L | Annual | Rate | lb/MMBtu | 0.01973 | 0.019432 | 0.019089 | 0.017819 | 0.017712 | 0.015452 | 0.014968 | 0.015056
NY- NOx Annual Budget- v6.20 | 636 | 7559 | Rate Constraint in MTons | FALSE | L | Annual | Generation | TWh | 53.3594 | 48.3567 | 52.5892 | 51.1281 | 41.1375 | 10.0487 | 10.4731 | 11.0491
NY- NOx Annual Budget- v6.20 | 636 | 7559 | Rate Constraint in MTons | FALSE | L | Annual | Qualifying Generation | TWh | 53.3111 | 48.303 | 52.5267 | 51.0708 | 41.1101 | 10.0452 | 10.4485 | 10.918
NY- NOx Annual Budget- v6.20 | 636 | 7559 | Rate Constraint in MTons | FALSE | L | Annual | Rate | lb/MWh | 0.14644 | 0.14281 | 0.13999 | 0.12852 | 0.12629 | 0.10824 | 0.10631 | 0.1086
NY- NOx Annual Budget- v6.20 | 636 | 7559 | Rate Constraint in MTons | FALSE | L | Annual | Constraint Shadow Price | US2019$/Ton | 0 | 0 | 0 | 0 | 0 | 0 | 0 | 0
NY- NOx Ozone Season Budget- v6.20 | 637 | 7558 | Rate Constraint in MTons | FALSE | L | Annual | Seasons Included | Seasons | Summer | Summer | Summer | Summer | Summer | Summer | Summer | Summer
NY- NOx Ozone Season Budget- v6.20 | 637 | 7558 | Rate Constraint in MTons | FALSE | L | Annual | Standard NOX | Thousand Tons | 5.135 | 5.135 | 5.135 | 5.135 | 5.135 | 5.135 | 5.135 | 5.135
NY- NOx Ozone Season Budget- v6.20 | 637 | 7558 | Rate Constraint in MTons | FALSE | L | Annual | Emissions at Affected Plants NOX | Thousand Tons | 2.219 | 2.0292 | 2.2218 | 1.8621 | 1.4524 | 0.33148 | 0.33393 | 0.35749
NY- NOx Ozone Season Budget- v6.20 | 637 | 7558 | Rate Constraint in MTons | FALSE | L | Annual | Allowances Purchased NOX | Thousand Tons | 0 | 0 | 0 | 0 | 0 | 0 | 0 | 0
NY- NOx Ozone Season Budget- v6.20 | 637 | 7558 | Rate Constraint in MTons | FALSE | L | Annual | Allowances Sold NOX | Thousand Tons | 0 | 0 | 0 | 0 | 0 | 0 | 0 | 0
NY- NOx Ozone Season Budget- v6.20 | 637 | 7558 | Rate Constraint in MTons | FALSE | L | Annual | Allowances Banked | Thousand Tons | 0 | 0 | 2.9132 | 3.2729 | 4.2792 | 0 | 0 | 0
NY- NOx Ozone Season Budget- v6.20 | 637 | 7558 | Rate Constraint in MTons | FALSE | L | Annual | Allowances Withdrawn (1:1) | Thousand Tons | 0 | 0 | 0 | 0 | -2.5475 | 0 | -5.135 | 0
NY- NOx Ozone Season Budget- v6.20 | 637 | 7558 | Rate Constraint in MTons | FALSE | L | Annual | Allowances Withdrawn (n:1) | Thousand Tons | 0 | 0 | 0 | 0 | 0 | 0 | 0 | 0
NY- NOx Ozone Season Budget- v6.20 | 637 | 7558 | Rate Constraint in MTons | FALSE | L | Annual | Net Emissions Allowance Position | Thousand Tons | 2.219 | 2.0292 | 5.135 | 5.135 | 3.184 | 0.33148 | -4.8011 | 0.35749
NY- NOx Ozone Season Budget- v6.20 | 637 | 7558 | Rate Constraint in MTons | FALSE | L | Annual | Fuel Consumed | TBtu | 217.3903 | 212.434 | 223.8043 | 201.847 | 188.0369 | 51.9846 | 54.2538 | 57.0493
NY- NOx Ozone Season Budget- v6.20 | 637 | 7558 | Rate Constraint in MTons | FALSE | L | Annual | Rate | lb/MMBtu | 0.020415 | 0.019104 | 0.019855 | 0.018451 | 0.015448 | 0.012753 | 0.01231 | 0.012533
NY- NOx Ozone Season Budget- v6.20 | 637 | 7558 | Rate Constraint in MTons | FALSE | L | Annual | Generation | TWh | 28.6811 | 28.3571 | 29.8292 | 27.5774 | 26.1241 | 7.3626 | 7.5622 | 7.8975
NY- NOx Ozone Season Budget- v6.20 | 637 | 7558 | Rate Constraint in MTons | FALSE | L | Annual | Qualifying Generation | TWh | 28.6336 | 28.3034 | 29.7667 | 27.5201 | 26.0969 | 7.3593 | 7.5379 | 7.7718
NY- NOx Ozone Season Budget- v6.20 | 637 | 7558 | Rate Constraint in MTons | FALSE | L | Annual | Rate | lb/MWh | 0.15499 | 0.14339 | 0.14928 | 0.13533 | 0.11131 | 0.090084 | 0.0886 | 0.091995
NY- NOx Ozone Season Budget- v6.20 | 637 | 7558 | Rate Constraint in MTons | FALSE | L | Annual | Constraint Shadow Price | US2019$/Ton | 0 | 0 | 0 | 0 | 0 | 0 | 0 | 0
NY- NOx Ozone Season Limit- CT Gas Units- v6.20 | 638 | 7639 | Rate Constraint in lbs/MMBtu | FALSE | L | Annual | Seasons Included | Seasons | Summer | Summer | Summer | Summer | Summer | Summer | Summer | Summer
NY- NOx Ozone Season Limit- CT Gas Units- v6.20 | 638 | 7639 | Rate Constraint in lbs/MMBtu | FALSE | L | Annual | Standard NOX | lb/MMBtu | 0.36765 | 0.09191 | 0.09191 | 0.09191 | 0.09191 | 0.09191 | 0.09191 | 0.09191
NY- NOx Ozone Season Limit- CT Gas Units- v6.20 | 638 | 7639 | Rate Constraint in lbs/MMBtu | FALSE | L | Annual | Emissions at Affected Plants NOX | Thousand Tons | 0.15417 | 0.085218 | 0.094001 | 0.074966 | 0.0072204 | 0.0049047 | 0.0011695 | 0.0063263
NY- NOx Ozone Season Limit- CT Gas Units- v6.20 | 638 | 7639 | Rate Constraint in lbs/MMBtu | FALSE | L | Annual | Allowances Purchased NOX | Thousand Tons | 0 | 0 | 0 | 0 | 0 | 0 | 0 | 0
NY- NOx Ozone Season Limit- CT Gas Units- v6.20 | 638 | 7639 | Rate Constraint in lbs/MMBtu | FALSE | L | Annual | Allowances Sold NOX | Thousand Tons | 0 | 0 | 0 | 0 | 0 | 0 | 0 | 0
NY- NOx Ozone Season Limit- CT Gas Units- v6.20 | 638 | 7639 | Rate Constraint in lbs/MMBtu | FALSE | L | Annual | Allowances Banked | Thousand Tons | 0 | 0 | 0 | 0 | 0 | 0 | 0 | 0
NY- NOx Ozone Season Limit- CT Gas Units- v6.20 | 638 | 7639 | Rate Constraint in lbs/MMBtu | FALSE | L | Annual | Allowances Withdrawn (1:1) | Thousand Tons | 0 | 0 | 0 | 0 | 0 | 0 | 0 | 0
NY- NOx Ozone Season Limit- CT Gas Units- v6.20 | 638 | 7639 | Rate Constraint in lbs/MMBtu | FALSE | L | Annual | Allowances Withdrawn (n:1) | Thousand Tons | 0 | 0 | 0 | 0 | 0 | 0 | 0 | 0
NY- NOx Ozone Season Limit- CT Gas Units- v6.20 | 638 | 7639 | Rate Constraint in lbs/MMBtu | FALSE | L | Annual | Net Emissions Allowance Position | Thousand Tons | 0.15417 | 0.085218 | 0.094001 | 0.074966 | 0.0072204 | 0.0049047 | 0.0011695 | 0.0063263
NY- NOx Ozone Season Limit- CT Gas Units- v6.20 | 638 | 7639 | Rate Constraint in lbs/MMBtu | FALSE | L | Annual | Fuel Consumed | TBtu | 4.0262 | 3.6824 | 4.8523 | 2.2127 | 0.31663 | 0.28501 | 0.14708 | 0.32301
NY- NOx Ozone Season Limit- CT Gas Units- v6.20 | 638 | 7639 | Rate Constraint in lbs/MMBtu | FALSE | L | Annual | Rate | lb/MMBtu | 0.076583 | 0.046284 | 0.038745 | 0.06776 | 0.045608 | 0.034418 | 0.015903 | 0.039171
NY- NOx Ozone Season Limit- CT Gas Units- v6.20 | 638 | 7639 | Rate Constraint in lbs/MMBtu | FALSE | L | Annual | Generation | TWh | 0.35926 | 0.32944 | 0.44949 | 0.19884 | 0.035994 | 0.030455 | 0.014102 | 0.035425
NY- NOx Ozone Season Limit- CT Gas Units- v6.20 | 638 | 7639 | Rate Constraint in lbs/MMBtu | FALSE | L | Annual | Qualifying Generation | TWh | 0.3513 | 0.32257 | 0.4375 | 0.18972 | 0.032096 | 0.028077 | 0.013806 | 0.032182
NY- NOx Ozone Season Limit- CT Gas Units- v6.20 | 638 | 7639 | Rate Constraint in lbs/MMBtu | FALSE | L | Annual | Rate | lb/MWh | 0.87771 | 0.52838 | 0.42972 | 0.79026 | 0.44992 | 0.34938 | 0.16942 | 0.39315
NY- NOx Ozone Season Limit- CT Gas Units- v6.20 | 638 | 7639 | Rate Constraint in lbs/MMBtu | FALSE | L | Annual | Constraint Shadow Price | US2019$/Ton | 0 | 0 | 0 | 0 | 0 | 0 | 0 | 0
NY- NOx Ozone Season Limit- CT Oil Units- v6.20 | 639 | 7640 | Rate Constraint in lbs/MMBtu | FALSE | L | Annual | Seasons Included | Seasons | Summer | Summer | Summer | Summer | Summer | Summer | Summer | Summer
NY- NOx Ozone Season Limit- CT Oil Units- v6.20 | 639 | 7640 | Rate Constraint in lbs/MMBtu | FALSE | L | Annual | Standard NOX | lb/MMBtu | 0.3876 | 0.16279 | 0.16279 | 0.16279 | 0.16279 | 0.16279 | 0.16279 | 0.16279
NY- NOx Ozone Season Limit- CT Oil Units- v6.20 | 639 | 7640 | Rate Constraint in lbs/MMBtu | FALSE | L | Annual | Emissions at Affected Plants NOX | Thousand Tons | 0.04817 | 0.001058 | 5.2116e-05 | 0.0011102 | 0 | 0 | 0 | 0
NY- NOx Ozone Season Limit- CT Oil Units- v6.20 | 639 | 7640 | Rate Constraint in lbs/MMBtu | FALSE | L | Annual | Allowances Purchased NOX | Thousand Tons | 0 | 0 | 0 | 0 | 0 | 0 | 0 | 0
NY- NOx Ozone Season Limit- CT Oil Units- v6.20 | 639 | 7640 | Rate Constraint in lbs/MMBtu | FALSE | L | Annual | Allowances Sold NOX | Thousand Tons | 0 | 0 | 0 | 0 | 0 | 0 | 0 | 0
NY- NOx Ozone Season Limit- CT Oil Units- v6.20 | 639 | 7640 | Rate Constraint in lbs/MMBtu | FALSE | L | Annual | Allowances Banked | Thousand Tons | 0 | 0 | 0 | 0 | 0 | 0 | 0 | 0
NY- NOx Ozone Season Limit- CT Oil Units- v6.20 | 639 | 7640 | Rate Constraint in lbs/MMBtu | FALSE | L | Annual | Allowances Withdrawn (1:1) | Thousand Tons | 0 | 0 | 0 | 0 | 0 | 0 | 0 | 0
NY- NOx Ozone Season Limit- CT Oil Units- v6.20 | 639 | 7640 | Rate Constraint in lbs/MMBtu | FALSE | L | Annual | Allowances Withdrawn (n:1) | Thousand Tons | 0 | 0 | 0 | 0 | 0 | 0 | 0 | 0
NY- NOx Ozone Season Limit- CT Oil Units- v6.20 | 639 | 7640 | Rate Constraint in lbs/MMBtu | FALSE | L | Annual | Net Emissions Allowance Position | Thousand Tons | 0.04817 | 0.001058 | 5.2116e-05 | 0.0011102 | 0 | 0 | 0 | 0
NY- NOx Ozone Season Limit- CT Oil Units- v6.20 | 639 | 7640 | Rate Constraint in lbs/MMBtu | FALSE | L | Annual | Fuel Consumed | TBtu | 0.32687 | 0.013926 | 0.00064029 | 0.01364 | 0 | 0 | 0 | 0
NY- NOx Ozone Season Limit- CT Oil Units- v6.20 | 639 | 7640 | Rate Constraint in lbs/MMBtu | FALSE | L | Annual | Rate | lb/MMBtu | 0.29474 | 0.15195 | 0.16279 | 0.16279 | 0 | 0 | 0 | 0
NY- NOx Ozone Season Limit- CT Oil Units- v6.20 | 639 | 7640 | Rate Constraint in lbs/MMBtu | FALSE | L | Annual | Generation | TWh | 0.022218 | 0.001202 | 5.9589e-05 | 0.0011775 | 0 | 0 | 0 | 0
NY- NOx Ozone Season Limit- CT Oil Units- v6.20 | 639 | 7640 | Rate Constraint in lbs/MMBtu | FALSE | L | Annual | Qualifying Generation | TWh | 0.022218 | 0.001202 | 5.9589e-05 | 0.0011775 | 0 | 0 | 0 | 0
NY- NOx Ozone Season Limit- CT Oil Units- v6.20 | 639 | 7640 | Rate Constraint in lbs/MMBtu | FALSE | L | Annual | Rate | lb/MWh | 4.3361 | 1.7603 | 1.7492 | 1.8856 | 0 | 0 | 0 | 0
NY- NOx Ozone Season Limit- CT Oil Units- v6.20 | 639 | 7640 | Rate Constraint in lbs/MMBtu | FALSE | L | Annual | Constraint Shadow Price | US2019$/Ton | 0 | 0 | 1500.9251 | 8488.2828 | 0 | 0 | 0 | 0
NY- SO2 Annual Budget- v6.20 | 640 | 7560 | Rate Constraint in MTons | FALSE | L | Annual | Seasons Included | Seasons | Winter, WintShld, Summer | Winter, WintShld, Summer | Winter, WintShld, Summer | Winter, WintShld, Summer | Winter, WintShld, Summer | Winter, WintShld, Summer | Winter, WintShld, Summer | Winter, WintShld, Summer
NY- SO2 Annual Budget- v6.20 | 640 | 7560 | Rate Constraint in MTons | FALSE | L | Annual | Standard SO2 | Thousand Tons | 27.556 | 27.556 | 27.556 | 27.556 | 27.556 | 27.556 | 27.556 | 27.556
NY- SO2 Annual Budget- v6.20 | 640 | 7560 | Rate Constraint in MTons | FALSE | L | Annual | Emissions at Affected Plants SO2 | Thousand Tons | 0 | 0 | 0 | 0 | 0 | 0 | 0 | 0
NY- SO2 Annual Budget- v6.20 | 640 | 7560 | Rate Constraint in MTons | FALSE | L | Annual | Allowances Purchased SO2 | Thousand Tons | 0 | 0 | 0 | 0 | 0 | 0 | 0 | 0
NY- SO2 Annual Budget- v6.20 | 640 | 7560 | Rate Constraint in MTons | FALSE | L | Annual | Allowances Sold SO2 | Thousand Tons | 0 | 0 | 0 | 0 | 0 | 0 | 0 | 0
NY- SO2 Annual Budget- v6.20 | 640 | 7560 | Rate Constraint in MTons | FALSE | L | Annual | Allowances Banked | Thousand Tons | 0 | 0 | 18.3707 | 0 | 0 | 0 | 0 | 0
NY- SO2 Annual Budget- v6.20 | 640 | 7560 | Rate Constraint in MTons | FALSE | L | Annual | Allowances Withdrawn (1:1) | Thousand Tons | 0 | 0 | 0 | -27.556 | 0 | 0 | 0 | 0
NY- SO2 Annual Budget- v6.20 | 640 | 7560 | Rate Constraint in MTons | FALSE | L | Annual | Allowances Withdrawn (n:1) | Thousand Tons | 0 | 0 | 0 | 0 | 0 | 0 | 0 | 0
NY- SO2 Annual Budget- v6.20 | 640 | 7560 | Rate Constraint in MTons | FALSE | L | Annual | Net Emissions Allowance Position | Thousand Tons | 0 | 0 | 18.3707 | -27.556 | 0 | 0 | 0 | 0
NY- SO2 Annual Budget- v6.20 | 640 | 7560 | Rate Constraint in MTons | FALSE | L | Annual | Fuel Consumed | TBtu | 395.69 | 355.0054 | 385.2118 | 368.3462 | 293.1176 | 70.3673 | 74.2062 | 78.753
NY- SO2 Annual Budget- v6.20 | 640 | 7560 | Rate Constraint in MTons | FALSE | L | Annual | Rate | lb/MMBtu | 0 | 0 | 0 | 0 | 0 | 0 | 0 | 0
NY- SO2 Annual Budget- v6.20 | 640 | 7560 | Rate Constraint in MTons | FALSE | L | Annual | Generation | TWh | 53.3594 | 48.3567 | 52.5892 | 51.1281 | 41.1375 | 10.0487 | 10.4731 | 11.0491
NY- SO2 Annual Budget- v6.20 | 640 | 7560 | Rate Constraint in MTons | FALSE | L | Annual | Qualifying Generation | TWh | 53.3111 | 48.303 | 52.5267 | 51.0708 | 41.1101 | 10.0452 | 10.4485 | 10.918
NY- SO2 Annual Budget- v6.20 | 640 | 7560 | Rate Constraint in MTons | FALSE | L | Annual | Rate | lb/MWh | 0 | 0 | 0 | 0 | 0 | 0 | 0 | 0
NY- SO2 Annual Budget- v6.20 | 640 | 7560 | Rate Constraint in MTons | FALSE | L | Annual | Constraint Shadow Price | US2019$/Ton | 0 | 0 | 0 | 0 | 0 | 0 | 0 | 0
OR Utility Hg Rule - MER Removal New Units v3.1 | 641 | 7563 | Rate Constraint in lbs/MMBtu | FALSE | L | Annual | Seasons Included | Seasons | Winter, WintShld, Summer | Winter, WintShld, Summer | Winter, WintShld, Summer | Winter, WintShld, Summer | Winter, WintShld, Summer | Winter, WintShld, Summer | Winter, WintShld, Summer | Winter, WintShld, Summer
OR Utility Hg Rule - MER Removal New Units v3.1 | 641 | 7563 | Rate Constraint in lbs/MMBtu | FALSE | L | Annual | Standard MER | lb/MMBtu | 6e-07 | 6e-07 | 6e-07 | 6e-07 | 6e-07 | 6e-07 | 6e-07 | 6e-07
OR Utility Hg Rule - MER Removal New Units v3.1 | 641 | 7563 | Rate Constraint in lbs/MMBtu | FALSE | L | Annual | Emissions at Affected Plants MER | lbs | 0 | 0 | 0 | 0 | 0 | 0 | 0 | 0
OR Utility Hg Rule - MER Removal New Units v3.1 | 641 | 7563 | Rate Constraint in lbs/MMBtu | FALSE | L | Annual | Allowances Purchased MER | lbs | 0 | 0 | 0 | 0 | 0 | 0 | 0 | 0
OR Utility Hg Rule - MER Removal New Units v3.1 | 641 | 7563 | Rate Constraint in lbs/MMBtu | FALSE | L | Annual | Allowances Sold MER | lbs | 0 | 0 | 0 | 0 | 0 | 0 | 0 | 0
OR Utility Hg Rule - MER Removal New Units v3.1 | 641 | 7563 | Rate Constraint in lbs/MMBtu | FALSE | L | Annual | Allowances Banked | lbs | 0 | 0 | 0 | 0 | 0 | 0 | 0 | 0
OR Utility Hg Rule - MER Removal New Units v3.1 | 641 | 7563 | Rate Constraint in lbs/MMBtu | FALSE | L | Annual | Allowances Withdrawn (1:1) | lbs | 0 | 0 | 0 | 0 | 0 | 0 | 0 | 0
OR Utility Hg Rule - MER Removal New Units v3.1 | 641 | 7563 | Rate Constraint in lbs/MMBtu | FALSE | L | Annual | Allowances Withdrawn (n:1) | lbs | 0 | 0 | 0 | 0 | 0 | 0 | 0 | 0
OR Utility Hg Rule - MER Removal New Units v3.1 | 641 | 7563 | Rate Constraint in lbs/MMBtu | FALSE | L | Annual | Net Emissions Allowance Position | lbs | 0 | 0 | 0 | 0 | 0 | 0 | 0 | 0
OR Utility Hg Rule - MER Removal New Units v3.1 | 641 | 7563 | Rate Constraint in lbs/MMBtu | FALSE | L | Annual | Fuel Consumed | TBtu | 0 | 0 | 0 | 0 | 0 | 0 | 0 | 0
OR Utility Hg Rule - MER Removal New Units v3.1 | 641 | 7563 | Rate Constraint in lbs/MMBtu | FALSE | L | Annual | Rate | lb/MMBtu | 0 | 0 | 0 | 0 | 0 | 0 | 0 | 0
OR Utility Hg Rule - MER Removal New Units v3.1 | 641 | 7563 | Rate Constraint in lbs/MMBtu | FALSE | L | Annual | Generation | TWh | 0 | 0 | 0 | 0 | 0 | 0 | 0 | 0
OR Utility Hg Rule - MER Removal New Units v3.1 | 641 | 7563 | Rate Constraint in lbs/MMBtu | FALSE | L | Annual | Qualifying Generation | TWh | 0 | 0 | 0 | 0 | 0 | 0 | 0 | 0
OR Utility Hg Rule - MER Removal New Units v3.1 | 641 | 7563 | Rate Constraint in lbs/MMBtu | FALSE | L | Annual | Rate | lb/MWh | 0 | 0 | 0 | 0 | 0 | 0 | 0 | 0
OR Utility Hg Rule - MER Removal New Units v3.1 | 641 | 7563 | Rate Constraint in lbs/MMBtu | FALSE | L | Annual | Constraint Shadow Price | US2019$/Lb | 0 | 0 | 0 | 0 | 0 | 0 | 0 | 0
Ozone Season NOX Cap TR - AL | 655 | 7742 | Rate Constraint in MTons | FALSE | L | Annual | Seasons Included | Seasons | Summer | Summer | Summer | Summer | Summer | Summer | Summer | Summer
Ozone Season NOX Cap TR - AL | 655 | 7742 | Rate Constraint in MTons | FALSE | L | Annual | Standard NOX | Thousand Tons | 7.98 | 7.546 | 7.546 | 5.578 | 5.578 | 5.578 | 5.578 | 5.578
Ozone Season NOX Cap TR - AL | 655 | 7742 | Rate Constraint in MTons | FALSE | L | Annual | Emissions at Affected Plants NOX | Thousand Tons | 5.444 | 4.9666 | 5.3251 | 4.3115 | 5.578 | 4.4108 | 4.3811 | 4.4113
Ozone Season NOX Cap TR - AL | 655 | 7742 | Rate Constraint in MTons | FALSE | L | Annual | Allowances Purchased NOX | Thousand Tons | 0 | 0 | 0 | 0 | 0 | 0 | 0 | 0
Ozone Season NOX Cap TR - AL | 655 | 7742 | Rate Constraint in MTons | FALSE | L | Annual | Allowances Sold NOX | Thousand Tons | 0 | 0 | 0 | 0 | 0 | 0 | 0 | 0
Ozone Season NOX Cap TR - AL | 655 | 7742 | Rate Constraint in MTons | FALSE | L | Annual | Allowances Banked | Thousand Tons | 0 | 0 | 0 | 0 | 0 | 0 | 0 | 0
Ozone Season NOX Cap TR - AL | 655 | 7742 | Rate Constraint in MTons | FALSE | L | Annual | Allowances Withdrawn (1:1) | Thousand Tons | 0 | 0 | 0 | 0 | 0 | 0 | 0 | 0
Ozone Season NOX Cap TR - AL | 655 | 7742 | Rate Constraint in MTons | FALSE | L | Annual | Allowances Withdrawn (n:1) | Thousand Tons | 0 | 0 | 0 | 0 | 0 | 0 | 0 | 0
Ozone Season NOX Cap TR - AL | 655 | 7742 | Rate Constraint in MTons | FALSE | L | Annual | Net Emissions Allowance Position | Thousand Tons | 5.444 | 4.9666 | 5.3251 | 4.3115 | 5.578 | 4.4108 | 4.3811 | 4.4113
Ozone Season NOX Cap TR - AL | 655 | 7742 | Rate Constraint in MTons | FALSE | L | Annual | Fuel Consumed | TBtu | 296.9708 | 333.2694 | 344.0406 | 335.1696 | 367.8877 | 356.7304 | 361.584 | 369.6874
Ozone Season NOX Cap TR - AL | 655 | 7742 | Rate Constraint in MTons | FALSE | L | Annual | Rate | lb/MMBtu | 0.036663 | 0.029806 | 0.030956 | 0.025727 | 0.030324 | 0.024729 | 0.024233 | 0.023865
Ozone Season NOX Cap TR - AL | 655 | 7742 | Rate Constraint in MTons | FALSE | L | Annual | Generation | TWh | 36.9711 | 42.6688 | 45.9447 | 46.0654 | 50.1505 | 56.5828 | 64.4919 | 76.6204
Ozone Season NOX Cap TR - AL | 655 | 7742 | Rate Constraint in MTons | FALSE | L | Annual | Qualifying Generation | TWh | 36.9711 | 42.6688 | 44.4303 | 43.6177 | 46.7428 | 46.2986 | 47.7124 | 49.25
Ozone Season NOX Cap TR - AL | 655 | 7742 | Rate Constraint in MTons | FALSE | L | Annual | Rate | lb/MWh | 0.2945 | 0.2328 | 0.23971 | 0.19769 | 0.23867 | 0.19054 | 0.18365 | 0.17914
Ozone Season NOX Cap TR - AL | 655 | 7742 | Rate Constraint in MTons | FALSE | L | Annual | Constraint Shadow Price | US2019$/Ton | 0 | 0 | 0 | 0 | 2292.3046 | 0 | 0 | 0
Ozone Season NOX Cap TR - AR | 656 | 7743 | Rate Constraint in MTons | FALSE | L | Annual | Seasons Included | Seasons | Summer | Summer | Summer | Summer | Summer | Summer | Summer | Summer
Ozone Season NOX Cap TR - AR | 656 | 7743 | Rate Constraint in MTons | FALSE | L | Annual | Standard NOX | Thousand Tons | 10.801 | 4.877 | 4.877 | 4.334 | 4.334 | 4.334 | 4.334 | 4.334
Ozone Season NOX Cap TR - AR | 656 | 7743 | Rate Constraint in MTons | FALSE | L | Annual | Emissions at Affected Plants NOX | Thousand Tons | 10.3838 | 3.6049 | 3.6253 | 2.84 | 2.1377 | 2.4551 | 1.9624 | 1.999
Ozone Season NOX Cap TR - AR | 656 | 7743 | Rate Constraint in MTons | FALSE | L | Annual | Allowances Purchased NOX | Thousand Tons | 0 | 0 | 0 | 0 | 0 | 0 | 0 | 0
Ozone Season NOX Cap TR - AR | 656 | 7743 | Rate Constraint in MTons | FALSE | L | Annual | Allowances Sold NOX | Thousand Tons | 0 | 0 | 0 | 0 | 0 | 0 | 0 | 0
Ozone Season NOX Cap TR - AR | 656 | 7743 | Rate Constraint in MTons | FALSE | L | Annual | Allowances Banked | Thousand Tons | 0 | 0 | 0 | 0 | 0 | 0 | 0 | 0
Ozone Season NOX Cap TR - AR | 656 | 7743 | Rate Constraint in MTons | FALSE | L | Annual | Allowances Withdrawn (1:1) | Thousand Tons | 0 | 0 | 0 | 0 | 0 | 0 | 0 | 0
Ozone Season NOX Cap TR - AR | 656 | 7743 | Rate Constraint in MTons | FALSE | L | Annual | Allowances Withdrawn (n:1) | Thousand Tons | 0 | 0 | 0 | 0 | 0 | 0 | 0 | 0
Ozone Season NOX Cap TR - AR | 656 | 7743 | Rate Constraint in MTons | FALSE | L | Annual | Net Emissions Allowance Position | Thousand Tons | 10.3838 | 3.6049 | 3.6253 | 2.84 | 2.1377 | 2.4551 | 1.9624 | 1.999
Ozone Season NOX Cap TR - AR | 656 | 7743 | Rate Constraint in MTons | FALSE | L | Annual | Fuel Consumed | TBtu | 200.7177 | 181.2293 | 184.8303 | 158.5061 | 136.2498 | 150.245 | 144.8897 | 151.5345
Ozone Season NOX Cap TR - AR | 656 | 7743 | Rate Constraint in MTons | FALSE | L | Annual | Rate | lb/MMBtu | 0.10347 | 0.039783 | 0.039229 | 0.035834 | 0.031379 | 0.032682 | 0.027088 | 0.026383
Ozone Season NOX Cap TR - AR | 656 | 7743 | Rate Constraint in MTons | FALSE | L | Annual | Generation | TWh | 21.7352 | 20.8683 | 22.4187 | 19.8273 | 17.5833 | 19.9689 | 19.4168 | 19.6059
Ozone Season NOX Cap TR - AR | 656 | 7743 | Rate Constraint in MTons | FALSE | L | Annual | Qualifying Generation | TWh | 21.7352 | 20.8683 | 22.1719 | 19.6685 | 17.4385 | 18.9736 | 18.1479 | 18.8187
Ozone Season NOX Cap TR - AR | 656 | 7743 | Rate Constraint in MTons | FALSE | L | Annual | Rate | lb/MWh | 0.95549 | 0.34549 | 0.32702 | 0.28879 | 0.24517 | 0.2588 | 0.21627 | 0.21244
Ozone Season NOX Cap TR - AR | 656 | 7743 | Rate Constraint in MTons | FALSE | L | Annual | Constraint Shadow Price | US2019$/Ton | 0 | 0 | 0 | 0 | 0 | 0 | 0 | 0
Ozone Season NOX Cap TR - IL | 657 | 7744 | Rate Constraint in MTons | FALSE | L | Annual | Seasons Included | Seasons | Summer | Summer | Summer | Summer | Summer | Summer | Summer | Summer
Ozone Season NOX Cap TR - IL | 657 | 7744 | Rate Constraint in MTons | FALSE | L | Annual | Standard NOX | Thousand Tons | 9.044 | 6.489 | 5.511 | 4.901 | 4.901 | 4.901 | 4.901 | 4.901
Ozone Season NOX Cap TR - IL | 657 | 7744 | Rate Constraint in MTons | FALSE | L | Annual | Emissions at Affected Plants NOX | Thousand Tons | 5.5981 | 4.6172 | 3.0506 | 2.8029 | 2.1372 | 2.0769 | 0.15522 | 0.043572
Ozone Season NOX Cap TR - IL | 657 | 7744 | Rate Constraint in MTons | FALSE | L | Annual | Allowances Purchased NOX | Thousand Tons | 0 | 0 | 0 | 0 | 0 | 0 | 0 | 0
Ozone Season NOX Cap TR - IL | 657 | 7744 | Rate Constraint in MTons | FALSE | L | Annual | Allowances Sold NOX | Thousand Tons | 0 | 0 | 0 | 0 | 0 | 0 | 0 | 0
Ozone Season NOX Cap TR - IL | 657 | 7744 | Rate Constraint in MTons | FALSE | L | Annual | Allowances Banked | Thousand Tons | 0 | 0 | 0 | 0 | 0 | 0 | 0 | 0
Ozone Season NOX Cap TR - IL | 657 | 7744 | Rate Constraint in MTons | FALSE | L | Annual | Allowances Withdrawn (1:1) | Thousand Tons | 0 | 0 | 0 | 0 | 0 | 0 | 0 | 0
Ozone Season NOX Cap TR - IL | 657 | 7744 | Rate Constraint in MTons | FALSE | L | Annual | Allowances Withdrawn (n:1) | Thousand Tons | 0 | 0 | 0 | 0 | 0 | 0 | 0 | 0
Ozone Season NOX Cap TR - IL | 657 | 7744 | Rate Constraint in MTons | FALSE | L | Annual | Net Emissions Allowance Position | Thousand Tons | 5.5981 | 4.6172 | 3.0506 | 2.8029 | 2.1372 | 2.0769 | 0.15522 | 0.043572
Ozone Season NOX Cap TR - IL | 657 | 7744 | Rate Constraint in MTons | FALSE | L | Annual | Fuel Consumed | TBtu | 196.0825 | 192.8007 | 184.8665 | 177.3825 | 132.6011 | 127.6219 | 8.0802 | 3.1319
Ozone Season NOX Cap TR - IL | 657 | 7744 | Rate Constraint in MTons | FALSE | L | Annual | Rate | lb/MMBtu | 0.0571 | 0.047896 | 0.033003 | 0.031603 | 0.032236 | 0.032548 | 0.03842 | 0.027825
Ozone Season NOX Cap TR - IL | 657 | 7744 | Rate Constraint in MTons | FALSE | L | Annual | Generation | TWh | 22.1186 | 22.7975 | 27.3746 | 28.9088 | 26.5708 | 29.4201 | 17.2475 | 20.4679
Ozone Season NOX Cap TR - IL | 657 | 7744 | Rate Constraint in MTons | FALSE | L | Annual | Qualifying Generation | TWh | 22.1186 | 22.7975 | 23.5041 | 22.7243 | 17.2557 | 16.636 | 0.78234 | 0.32433
Ozone Season NOX Cap TR - IL | 657 | 7744 | Rate Constraint in MTons | FALSE | L | Annual | Rate | lb/MWh | 0.50619 | 0.40506 | 0.25958 | 0.24669 | 0.24771 | 0.24969 | 0.3968 | 0.26869
Ozone Season NOX Cap TR - IL | 657 | 7744 | Rate Constraint in MTons | FALSE | L | Annual | Constraint Shadow Price | US2019$/Ton | 0 | 0 | 0 | 0 | 0 | 0 | 0 | 0
Ozone Season NOX Cap TR - IN | 658 | 7745 | Rate Constraint in MTons | FALSE | L | Annual | Seasons Included | Seasons | Summer | Summer | Summer | Summer | Summer | Summer | Summer | Summer
Ozone Season NOX Cap TR - IN | 658 | 7745 | Rate Constraint in MTons | FALSE | L | Annual | Standard NOX | Thousand Tons | 15.052 | 10.446 | 10.446 | 7.631 | 7.631 | 7.631 | 7.631 | 7.631
Ozone Season NOX Cap TR - IN | 658 | 7745 | Rate Constraint in MTons | FALSE | L | Annual | Emissions at Affected Plants NOX | Thousand Tons | 15.052 | 9.6686 | 5.9536 | 5.9951 | 5.5337 | 4.3919 | 4.0829 | 1.9066
Ozone Season NOX Cap TR - IN | 658 | 7745 | Rate Constraint in MTons | FALSE | L | Annual | Allowances Purchased NOX | Thousand Tons | 0 | 0 | 0 | 0 | 0 | 0 | 0 | 0
Ozone Season NOX Cap TR - IN | 658 | 7745 | Rate Constraint in MTons | FALSE | L | Annual | Allowances Sold NOX | Thousand Tons | 0 | 0 | 0 | 0 | 0 | 0 | 0 | 0
Ozone Season NOX Cap TR - IN | 658 | 7745 | Rate Constraint in MTons | FALSE | L | Annual | Allowances Banked | Thousand Tons | 0 | 0 | 0 | 0 | 0 | 0 | 0 | 0
Ozone Season NOX Cap TR - IN | 658 | 7745 | Rate Constraint in MTons | FALSE | L | Annual | Allowances Withdrawn (1:1) | Thousand Tons | 0 | 0 | 0 | 0 | 0 | 0 | 0 | 0
Ozone Season NOX Cap TR - IN | 658 | 7745 | Rate Constraint in MTons | FALSE | L | Annual | Allowances Withdrawn (n:1) | Thousand Tons | 0 | 0 | 0 | 0 | 0 | 0 | 0 | 0
Ozone Season NOX Cap TR - IN | 658 | 7745 | Rate Constraint in MTons | FALSE | L | Annual | Net Emissions Allowance Position | Thousand Tons | 15.052 | 9.6686 | 5.9536 | 5.9951 | 5.5337 | 4.3919 | 4.0829 | 1.9066
Ozone Season NOX Cap TR - IN | 658 | 7745 | Rate Constraint in MTons | FALSE | L | Annual | Fuel Consumed | TBtu | 360.9112 | 331.9958 | 265.9936 | 263.3916 | 284.034 | 308.9681 | 335.0336 | 268.1197
Ozone Season NOX Cap TR - IN | 658 | 7745 | Rate Constraint in MTons | FALSE | L | Annual | Rate | lb/MMBtu | 0.083411 | 0.058246 | 0.044765 | 0.045522 | 0.038965 | 0.028429 | 0.024373 | 0.014222
Ozone Season NOX Cap TR - IN | 658 | 7745 | Rate Constraint in MTons | FALSE | L | Annual | Generation | TWh | 36.5197 | 34.7706 | 28.99 | 28.7917 | 35.0964 | 47.9842 | 63.9626 | 58.2346
Ozone Season NOX Cap TR - IN | 658 | 7745 | Rate Constraint in MTons | FALSE | L | Annual | Qualifying Generation | TWh | 36.5197 | 34.7706 | 28.8741 | 28.6583 | 32.8913 | 39.2627 | 43.399 | 36.6285
Ozone Season NOX Cap TR - IN | 658 | 7745 | Rate Constraint in MTons | FALSE | L | Annual | Rate | lb/MWh | 0.82432 | 0.55614 | 0.41239 | 0.41838 | 0.33648 | 0.22372 | 0.18815 | 0.1041
Ozone Season NOX Cap TR - IN | 658 | 7745 | Rate Constraint in MTons | FALSE | L | Annual | Constraint Shadow Price | US2019$/Ton | 1378.791 | 0 | 0 | 0 | 0 | 0 | 0 | 0
Ozone Season NOX Cap TR - KY | 659 | 7746 | Rate Constraint in MTons | FALSE | L | Annual | Seasons Included | Seasons | Summer | Summer | Summer | Summer | Summer | Summer | Summer | Summer
Ozone Season NOX Cap TR - KY | 659 | 7746 | Rate Constraint in MTons | FALSE | L | Annual | Standard NOX | Thousand Tons | 15.977 | 9.513 | 9.513 | 9.291 | 9.291 | 9.291 | 9.291 | 9.291
Ozone Season NOX Cap TR - KY | 659 | 7746 | Rate Constraint in MTons | FALSE | L | Annual | Emissions at Affected Plants NOX | Thousand Tons | 11.6719 | 5.8117 | 5.1443 | 5.0253 | 4.6573 | 4.9698 | 3.6202 | 2.6169
Ozone Season NOX Cap TR - KY | 659 | 7746 | Rate Constraint in MTons | FALSE | L | Annual | Allowances Purchased NOX | Thousand Tons | 0 | 0 | 0 | 0 | 0 | 0 | 0 | 0
Ozone Season NOX Cap TR - KY | 659 | 7746 | Rate Constraint in MTons | FALSE | L | Annual | Allowances Sold NOX | Thousand Tons | 0 | 0 | 0 | 0 | 0 | 0 | 0 | 0
Ozone Season NOX Cap TR - KY | 659 | 7746 | Rate Constraint in MTons | FALSE | L | Annual | Allowances Banked | Thousand Tons | 0 | 0 | 0 | 0 | 0 | 0 | 0 | 0
Ozone Season NOX Cap TR - KY | 659 | 7746 | Rate Constraint in MTons | FALSE | L | Annual | Allowances Withdrawn (1:1) | Thousand Tons | 0 | 0 | 0 | 0 | 0 | 0 | 0 | 0
Ozone Season NOX Cap TR - KY | 659 | 7746 | Rate Constraint in MTons | FALSE | L | Annual | Allowances Withdrawn (n:1) | Thousand Tons | 0 | 0 | 0 | 0 | 0 | 0 | 0 | 0
Ozone Season NOX Cap TR - KY | 659 | 7746 | Rate Constraint in MTons | FALSE | L | Annual | Net Emissions Allowance Position | Thousand Tons | 11.6719 | 5.8117 | 5.1443 | 5.0253 | 4.6573 | 4.9698 | 3.6202 | 2.6169
Ozone Season NOX Cap TR - KY | 659 | 7746 | Rate Constraint in MTons | FALSE | L | Annual | Fuel Consumed | TBtu | 243.9292 | 200.7995 | 201.0513 | 194.8134 | 222.8332 | 246.8764 | 231.0973 | 221.6657
Ozone Season NOX Cap TR - KY | 659 | 7746 | Rate Constraint in MTons | FALSE | L | Annual | Rate | lb/MMBtu | 0.095699 | 0.057885 | 0.051174 | 0.051591 | 0.041801 | 0.040261 | 0.03133 | 0.023612
Ozone Season NOX Cap TR - KY | 659 | 7746 | Rate Constraint in MTons | FALSE | L | Annual | Generation | TWh | 24.5736 | 21.0058 | 24.6008 | 25.3369 | 39.1452 | 60.9562 | 78.2817 | 85.0881
Ozone Season NOX Cap TR - KY | 659 | 7746 | Rate Constraint in MTons | FALSE | L | Annual | Qualifying Generation | TWh | 24.5736 | 21.0058 | 21.1173 | 20.5476 | 25.8864 | 29.0597 | 29.4713 | 30.3118
Ozone Season NOX Cap TR - KY | 659 | 7746 | Rate Constraint in MTons | FALSE | L | Annual | Rate | lb/MWh | 0.94995 | 0.55334 | 0.48722 | 0.48914 | 0.35983 | 0.34204 | 0.24567 | 0.17267
Ozone Season NOX Cap TR - KY | 659 | 7746 | Rate Constraint in MTons | FALSE | L | Annual | Constraint Shadow Price | US2019$/Ton | 0 | 0 | 0 | 0 | 0 | 0 | 0 | 0
Ozone Season NOX Cap TR - LA | 660 | 7747 | Rate Constraint in MTons | FALSE | L | Annual | Seasons Included | Seasons | Summer | Summer | Summer | Summer | Summer | Summer | Summer | Summer
Ozone Season NOX Cap TR - LA | 660 | 7747 | Rate Constraint in MTons | FALSE | L | Annual | Standard NOX | Thousand Tons | 11.267 | 4.675 | 3.592 | 3.592 | 3.592 | 3.592 | 3.592 | 3.592
Ozone Season NOX Cap TR - LA | 660 | 7747 | Rate Constraint in MTons | FALSE | L | Annual | Emissions at Affected Plants NOX | Thousand Tons | 10.6269 | 4.675 | 3.592 | 3.592 | 3.592 | 3.592 | 3.592 | 3.592
Ozone Season NOX Cap TR - LA | 660 | 7747 | Rate Constraint in MTons | FALSE | L | Annual | Allowances Purchased NOX | Thousand Tons | 0 | 0 | 0 | 0 | 0 | 0 | 0 | 0
Ozone Season NOX Cap TR - LA | 660 | 7747 | Rate Constraint in MTons | FALSE | L | Annual | Allowances Sold NOX | Thousand Tons | 0 | 0 | 0 | 0 | 0 | 0 | 0 | 0
Ozone Season NOX Cap TR - LA | 660 | 7747 | Rate Constraint in MTons | FALSE | L | Annual | Allowances Banked | Thousand Tons | 0 | 0 | 0 | 0 | 0 | 0 | 0 | 0
Ozone Season NOX Cap TR - LA | 660 | 7747 | Rate Constraint in MTons | FALSE | L | Annual | Allowances Withdrawn (1:1) | Thousand Tons | 0 | 0 | 0 | 0 | 0 | 0 | 0 | 0
Ozone Season NOX Cap TR - LA | 660 | 7747 | Rate Constraint in MTons | FALSE | L | Annual | Allowances Withdrawn (n:1) | Thousand Tons | 0 | 0 | 0 | 0 | 0 | 0 | 0 | 0
Ozone Season NOX Cap TR - LA | 660 | 7747 | Rate Constraint in MTons | FALSE | L | Annual | Net Emissions Allowance Position | Thousand Tons | 10.6269 | 4.675 | 3.592 | 3.592 | 3.592 | 3.592 | 3.592 | 3.592
Ozone Season NOX Cap TR - LA | 660 | 7747 | Rate Constraint in MTons | FALSE | L | Annual | Fuel Consumed | TBtu | 257.1148 | 230.7393 | 186.0243 | 219.6555 | 314.6091 | 332.0644 | 344.3087 | 376.0726
Ozone Season NOX Cap TR - LA | 660 | 7747 | Rate Constraint in MTons | FALSE | L | Annual | Rate | lb/MMBtu | 0.082663 | 0.040522 | 0.038619 | 0.032706 | 0.022835 | 0.021634 | 0.020865 | 0.019103
Ozone Season NOX Cap TR - LA | 660 | 7747 | Rate Constraint in MTons | FALSE | L | Annual | Generation | TWh | 30.5064 | 30.6268 | 25.0667 | 29.8491 | 44.0703 | 47.7736 | 50.5013 | 55.2927
Ozone Season NOX Cap TR - LA | 660 | 7747 | Rate Constraint in MTons | FALSE | L | Annual | Qualifying Generation | TWh | 30.5064 | 30.6268 | 24.801 | 29.6782 | 43.9144 | 46.7024 | 49.1356 | 54.4464
Ozone Season NOX Cap TR - LA | 660 | 7747 | Rate Constraint in MTons | FALSE | L | Annual | Rate | lb/MWh | 0.6967 | 0.30529 | 0.28967 | 0.24206 | 0.16359 | 0.15383 | 0.14621 | 0.13195
Ozone Season NOX Cap TR - LA | 660 | 7747 | Rate Constraint in MTons | FALSE | L | Annual | Constraint Shadow Price | US2019$/Ton | 0 | 12830.1919 | 134074.2301 | 55915.8107 | 1192.1099 | 1308.0995 | 919.506 | 780.4389
Ozone Season NOX Cap TR - MD | 661 | 7748 | Rate Constraint in MTons | FALSE | L | Annual | Seasons Included | Seasons | Summer | Summer | Summer | Summer | Summer | Summer | Summer | Summer
Ozone Season NOX Cap TR - MD | 661 | 7748 | Rate Constraint in MTons | FALSE | L | Annual | Standard NOX | Thousand Tons | 1.46 | 0.717 | 0.717 | 0.717 | 0.717 | 0.717 | 0.717 | 0.717
Ozone Season NOX Cap TR - MD | 661 | 7748 | Rate Constraint in MTons | FALSE | L | Annual | Emissions at Affected Plants NOX | Thousand Tons | 0.49711 | 0.26818 | 0.36369 | 0.36281 | 0.34846 | 0.57625 | 0.68328 | 0.6244
Ozone Season NOX Cap TR - MD | 661 | 7748 | Rate Constraint in MTons | FALSE | L | Annual | Allowances Purchased NOX | Thousand Tons | 0 | 0 | 0 | 0 | 0 | 0 | 0 | 0
Ozone Season NOX Cap TR - MD | 661 | 7748 | Rate Constraint in MTons | FALSE | L | Annual | Allowances Sold NOX | Thousand Tons | 0 | 0 | 0 | 0 | 0 | 0 | 0 | 0
Ozone Season NOX Cap TR - MD | 661 | 7748 | Rate Constraint in MTons | FALSE | L | Annual | Allowances Banked | Thousand Tons | 0 | 0 | 0 | 0 | 0 | 0 | 0 | 0
Ozone Season NOX Cap TR - MD | 661 | 7748 | Rate Constraint in MTons | FALSE | L | Annual | Allowances Withdrawn (1:1) | Thousand Tons | 0 | 0 | 0 | 0 | 0 | 0 | 0 | 0
Ozone Season NOX Cap TR - MD | 661 | 7748 | Rate Constraint in MTons | FALSE | L | Annual | Allowances Withdrawn (n:1) | Thousand Tons | 0 | 0 | 0 | 0 | 0 | 0 | 0 | 0
Ozone Season NOX Cap TR - MD | 661 | 7748 | Rate Constraint in MTons | FALSE | L | Annual | Net Emissions Allowance Position | Thousand Tons | 0.49711 | 0.26818 | 0.36369 | 0.36281 | 0.34846 | 0.57625 | 0.68328 | 0.6244
Ozone Season NOX Cap TR - MD | 661 | 7748 | Rate Constraint in MTons | FALSE | L | Annual | Fuel Consumed | TBtu | 57.3803 | 67.7652 | 81.973 | 81.6404 | 81.6148 | 100.3123 | 105.449 | 111.8038
Ozone Season NOX Cap TR - MD | 661 | 7748 | Rate Constraint in MTons | FALSE | L | Annual | Rate | lb/MMBtu | 0.017327 | 0.007915 | 0.0088734 | 0.008888 | 0.0085391 | 0.011489 | 0.012959 | 0.01117
Ozone Season NOX Cap TR - MD | 661 | 7748 | Rate Constraint in MTons | FALSE | L | Annual | Generation | TWh | 7.7028 | 9.1452 | 10.9603 | 10.9217 | 10.9299 | 13.5199 | 14.7953 | 44.9939
Ozone Season NOX Cap TR - MD | 661 | 7748 | Rate Constraint in MTons | FALSE | L | Annual | Qualifying Generation | TWh | 7.7015 | 9.1409 | 10.9544 | 10.9159 | 10.9239 | 12.9924 | 13.5615 | 14.5266
Ozone Season NOX Cap TR - MD | 661 | 7748 | Rate Constraint in MTons | FALSE | L | Annual | Rate | lb/MWh | 0.12909 | 0.058677 | 0.066401 | 0.066473 | 0.063797 | 0.088705 | 0.10077 | 0.085966
Ozone Season NOX Cap TR - MD | 661 | 7748 | Rate Constraint in MTons | FALSE | L | Annual | Constraint Shadow Price | US2019$/Ton | 0 | 0 | 0 | 0 | 0 | 0 | 0 | 0
Ozone Season NOX Cap TR - MI | 662 | 7749 | Rate Constraint in MTons | FALSE | L | Annual | Seasons Included | Seasons | Summer | Summer | Summer | Summer | Summer | Summer | Summer | Summer
Ozone Season NOX Cap TR - MI | 662 | 7749 | Rate Constraint in MTons | FALSE | L | Annual | Standard NOX | Thousand Tons | 12.433 | 7.256 | 7.256 | 6.886 | 6.886 | 6.886 | 6.886 | 6.886
Ozone Season NOX Cap TR - MI | 662 | 7749 | Rate Constraint in MTons | FALSE | L | Annual | Emissions at Affected Plants NOX | Thousand Tons | 10.3534 | 6.0165 | 7.1481 | 6.4635 | 6.7495 | 3.9346 | 3.9541 | 4.0224
Ozone Season NOX Cap TR - MI | 662 | 7749 | Rate Constraint in MTons | FALSE | L | Annual | Allowances Purchased NOX | Thousand Tons | 0 | 0 | 0 | 0 | 0 | 0 | 0 | 0
Ozone Season NOX Cap TR - MI | 662 | 7749 | Rate Constraint in MTons | FALSE | L | Annual | Allowances Sold NOX | Thousand Tons | 0 | 0 | 0 | 0 | 0 | 0 | 0 | 0
Ozone Season NOX Cap TR - MI | 662 | 7749 | Rate Constraint in MTons | FALSE | L | Annual | Allowances Banked | Thousand Tons | 0 | 0 | 0 | 0 | 0 | 0 | 0 | 0
Ozone Season NOX Cap TR - MI | 662 | 7749 | Rate Constraint in MTons | FALSE | L | Annual | Allowances Withdrawn (1:1) | Thousand Tons | 0 | 0 | 0 | 0 | 0 | 0 | 0 | 0
Ozone Season NOX Cap TR - MI | 662 | 7749 | Rate Constraint in MTons | FALSE | L | Annual | Allowances Withdrawn (n:1) | Thousand Tons | 0 | 0 | 0 | 0 | 0 | 0 | 0 | 0
Ozone Season NOX Cap TR - MI | 662 | 7749 | Rate Constraint in MTons | FALSE | L | Annual | Net Emissions Allowance Position | Thousand Tons | 10.3534 | 6.0165 | 7.1481 | 6.4635 | 6.7495 | 3.9346 | 3.9541 | 4.0224
Ozone Season NOX Cap TR - MI | 662 | 7749 | Rate Constraint in MTons | FALSE | L | Annual | Fuel Consumed | TBtu | 304.5218 | 245.7131 | 262.0435 | 250.6516 | 260.9831 | 175.2493 | 179.9544 | 196.1296
Ozone Season NOX Cap TR - MI | 662 | 7749 | Rate Constraint in MTons | FALSE | L | Annual | Rate | lb/MMBtu | 0.067998 | 0.048972 | 0.054557 | 0.051573 | 0.051723 | 0.044903 | 0.043945 | 0.041017
Ozone Season NOX Cap TR - MI | 662 | 7749 | Rate Constraint in MTons | FALSE | L | Annual | Generation | TWh | 35.4818 | 30.6364 | 33.7306 | 32.9118 | 36.5444 | 34.6341 | 48.4755 | 51.6695
Ozone Season NOX Cap TR - MI | 662 | 7749 | Rate Constraint in MTons | FALSE | L | Annual | Qualifying Generation | TWh | 35.4818 | 30.6364 | 32.7466 | 31.6917 | 32.7028 | 24.167 | 24.8927 | 26.9779
Ozone Season NOX Cap TR - MI | 662 | 7749 | Rate Constraint in MTons | FALSE | L | Annual | Rate | lb/MWh | 0.58359 | 0.39277 | 0.43657 | 0.4079 | 0.41278 | 0.32562 | 0.31769 | 0.2982
Ozone Season NOX Cap TR - MI | 662 | 7749 | Rate Constraint in MTons | FALSE | L | Annual | Constraint Shadow Price | US2019$/Ton | 0 | 0 | 0 | 0 | 0 | 0 | 0 | 0
Ozone Season NOX Cap TR - MN | 663 | 7750 | Rate Constraint in MTons | FALSE | L | Annual | Seasons Included | Seasons | Summer | Summer | Summer | Summer | Summer | Summer | Summer | Summer
Ozone Season NOX Cap TR - MN | 663 | 7750 | Rate Constraint in MTons | FALSE | L | Annual | Standard NOX | Thousand Tons | 6.66 | 3.515 | 3.515 | 2.012 | 2.012 | 2.012 | 2.012 | 2.012
Ozone Season NOX Cap TR - MN | 663 | 7750 | Rate Constraint in MTons | FALSE | L | Annual | Emissions at Affected Plants NOX | Thousand Tons | 5.5022 | 3.515 | 3.0004 | 1.3468 | 0.71486 | 0.52947 | 0.50528 | 0.46238
Ozone Season NOX Cap TR - MN | 663 | 7750 | Rate Constraint in MTons | FALSE | L | Annual | Allowances Purchased NOX | Thousand Tons | 0 | 0 | 0 | 0 | 0 | 0 | 0 | 0
Ozone Season NOX Cap TR - MN | 663 | 7750 | Rate Constraint in MTons | FALSE | L | Annual | Allowances Sold NOX | Thousand Tons | 0 | 0 | 0 | 0 | 0 | 0 | 0 | 0
Ozone Season NOX Cap TR - MN | 663 | 7750 | Rate Constraint in MTons | FALSE | L | Annual | Allowances Banked | Thousand Tons | 0 | 0 | 0 | 0 | 0 | 0 | 0 | 0
Ozone Season NOX Cap TR - MN | 663 | 7750 | Rate Constraint in MTons | FALSE | L | Annual | Allowances Withdrawn (1:1) | Thousand Tons | 0 | 0 | 0 | 0 | 0 | 0 | 0 | 0
Ozone Season NOX Cap TR - MN | 663 | 7750 | Rate Constraint in MTons | FALSE | L | Annual | Allowances Withdrawn (n:1) | Thousand Tons | 0 | 0 | 0 | 0 | 0 | 0 | 0 | 0
Ozone Season NOX Cap TR - MN | 663 | 7750 | Rate Constraint in MTons | FALSE | L | Annual | Net Emissions Allowance Position | Thousand Tons | 5.5022 | 3.515 | 3.0004 | 1.3468 | 0.71486 | 0.52947 | 0.50528 | 0.46238
Ozone Season NOX Cap TR - MN | 663 | 7750 | Rate Constraint in MTons | FALSE | L | Annual | Fuel Consumed | TBtu | 106.8964 | 77.848 | 93.125 | 61.6249 | 52.0803 | 28.2467 | 26.677 | 19.7126
Ozone Season NOX Cap TR - MN | 663 | 7750 | Rate Constraint in MTons | FALSE | L | Annual | Rate | lb/MMBtu | 0.10294 | 0.090304 | 0.064439 | 0.043711 | 0.027452 | 0.037489 | 0.037881 | 0.046912
Ozone Season NOX Cap TR - MN | 663 | 7750 | Rate Constraint in MTons | FALSE | L | Annual | Generation | TWh | 10.8307 | 8.1126 | 10.9161 | 7.8164 | 7.0793 | 3.7783 | 3.6787 | 4.9625
Ozone Season NOX Cap TR - MN | 663 | 7750 | Rate Constraint in MTons | FALSE | L | Annual | Qualifying Generation | TWh | 10.8307 | 8.1126 | 10.7 | 7.5989 | 6.805 | 3.6405 | 3.5313 | 2.5493
Ozone Season NOX Cap TR - MN | 663 | 7750 | Rate Constraint in MTons | FALSE | L | Annual | Rate | lb/MWh | 1.016 | 0.86656 | 0.56083 | 0.35448 | 0.2101 | 0.29087 | 0.28617 | 0.36275
Ozone Season NOX Cap TR - MN | 663 | 7750 | Rate Constraint in MTons | FALSE | L | Annual | Constraint Shadow Price | US2019$/Ton | 0 | 2604.6196 | 0 | 0 | 0 | 0 | 0 | 0
Ozone Season NOX Cap TR - MO | 664 | 7752 | Rate Constraint in MTons | FALSE | L | Annual | Seasons Included | Seasons | Summer | Summer | Summer | Summer | Summer | Summer | Summer | Summer
Ozone Season NOX Cap TR - MO | 664 | 7752 | Rate Constraint in MTons | FALSE | L | Annual | Standard NOX | Thousand Tons | 15.244 | 8.868 | 8.868 | 8.191 | 8.191 | 8.191 | 8.191 | 8.191
Ozone Season NOX Cap TR - MO | 664 | 7752 | Rate Constraint in MTons | FALSE | L | Annual | Emissions at Affected Plants NOX | Thousand Tons | 14.4393 | 7.4204 | 7.178 | 7.1921 | 7.3016 | 6.1142 | 5.2158 | 4.8112
Ozone Season NOX Cap TR - MO | 664 | 7752 | Rate Constraint in MTons | FALSE | L | Annual | Allowances Purchased NOX | Thousand Tons | 0 | 0 | 0 | 0 | 0 | 0 | 0 | 0
Ozone Season NOX Cap TR - MO | 664 | 7752 | Rate Constraint in MTons | FALSE | L | Annual | Allowances Sold NOX | Thousand Tons | 0 | 0 | 0 | 0 | 0 | 0 | 0 | 0
Ozone Season NOX Cap TR - MO | 664 | 7752 | Rate Constraint in MTons | FALSE | L | Annual | Allowances Banked | Thousand Tons | 0 | 0 | 0 | 0 | 0 | 0 | 0 | 0
Ozone Season NOX Cap TR - MO | 664 | 7752 | Rate Constraint in MTons | FALSE | L | Annual | Allowances Withdrawn (1:1) | Thousand Tons | 0 | 0 | 0 | 0 | 0 | 0 | 0 | 0
Ozone Season NOX Cap TR - MO | 664 | 7752 | Rate Constraint in MTons | FALSE | L | Annual | Allowances Withdrawn (n:1) | Thousand Tons | 0 | 0 | 0 | 0 | 0 | 0 | 0 | 0
Ozone Season NOX Cap TR - MO | 664 | 7752 | Rate Constraint in MTons | FALSE | L | Annual | Net Emissions Allowance Position | Thousand Tons | 14.4393 | 7.4204 | 7.178 | 7.1921 | 7.3016 | 6.1142 | 5.2158 | 4.8112
Ozone Season NOX Cap TR - MO | 664 | 7752 | Rate Constraint in MTons | FALSE | L | Annual | Fuel Consumed | TBtu | 307.5704 | 244.2524 | 266.8783 | 273.786 | 289.5365 | 254.5277 | 228.99 | 186.1361
Ozone Season NOX Cap TR - MO | 664 | 7752 | Rate Constraint in MTons | FALSE | L | Annual | Rate | lb/MMBtu | 0.093892 | 0.06076 | 0.053792 | 0.052538 | 0.050436 | 0.048043 | 0.045555 | 0.051695
Ozone Season NOX Cap TR - MO | 664 | 7752 | Rate Constraint in MTons | FALSE | L | Annual | Generation | TWh | 30.3747 | 24.7526 | 28.2572 | 28.8372 | 30.4235 | 29.0978 | 27.5536 | 21.8831
Ozone Season NOX Cap TR - MO | 664 | 7752 | Rate Constraint in MTons | FALSE | L | Annual | Qualifying Generation | TWh | 30.3747 | 24.7246 | 27.5542 | 28.1953 | 29.7027 | 26.2832 | 23.9131 | 19.451
Ozone Season NOX Cap TR - MO | 664 | 7752 | Rate Constraint in MTons | FALSE | L | Annual | Rate | lb/MWh | 0.95074 | 0.60025 | 0.52101 | 0.51017 | 0.49164 | 0.46525 | 0.43623 | 0.4947
Ozone Season NOX Cap TR - MO | 664 | 7752 | Rate Constraint in MTons | FALSE | L | Annual | Constraint Shadow Price | US2019$/Ton | 0 | 0 | 0 | 0 | 0 | 0 | 0 | 0
Ozone Season NOX Cap TR - MS | 665 | 7751 | Rate Constraint in MTons | FALSE | L | Annual | Seasons Included | Seasons | Summer | Summer | Summer | Summer | Summer | Summer | Summer | Summer
Ozone Season NOX Cap TR - MS | 665 | 7751 | Rate Constraint in MTons | FALSE | L | Annual | Standard NOX | Thousand Tons | 6.079 | 2.25 | 1.848 | 1.848 | 1.848 | 1.848 | 1.848 | 1.848
Ozone Season NOX Cap TR - MS | 665 | 7751 | Rate Constraint in MTons | FALSE | L | Annual | Emissions at Affected Plants NOX | Thousand Tons | 3.0753 | 1.5686 | 1.1862 | 1.0941 | 1.0314 | 0.98271 | 1.1919 | 0.96836
Ozone Season NOX Cap TR - MS | 665 | 7751 | Rate Constraint in MTons | FALSE | L | Annual | Allowances Purchased NOX | Thousand Tons | 0 | 0 | 0 | 0 | 0 | 0 | 0 | 0
Ozone Season NOX Cap TR - MS | 665 | 7751 | Rate Constraint in MTons | FALSE | L | Annual | Allowances Sold NOX | Thousand Tons | 0 | 0 | 0 | 0 | 0 | 0 | 0 | 0
Ozone Season NOX Cap TR - MS | 665 | 7751 | Rate Constraint in MTons | FALSE | L | Annual | Allowances Banked | Thousand Tons | 0 | 0 | 0 | 0 | 0 | 0 | 0 | 0
Ozone Season NOX Cap TR - MS | 665 | 7751 | Rate Constraint in MTons | FALSE | L | Annual | Allowances Withdrawn (1:1) | Thousand Tons | 0 | 0 | 0 | 0 | 0 | 0 | 0 | 0
Ozone Season NOX Cap TR - MS | 665 | 7751 | Rate Constraint in MTons | FALSE | L | Annual | Allowances Withdrawn (n:1) | Thousand Tons | 0 | 0 | 0 | 0 | 0 | 0 | 0 | 0
Ozone Season NOX Cap TR - MS | 665 | 7751 | Rate Constraint in MTons | FALSE | L | Annual | Net Emissions Allowance Position | Thousand Tons | 3.0753 | 1.5686 | 1.1862 | 1.0941 | 1.0314 | 0.98271 | 1.1919 | 0.96836
Ozone Season NOX Cap TR - MS | 665 | 7751 | Rate Constraint in MTons | FALSE | L | Annual | Fuel Consumed | TBtu | 142.195 | 181.2138 | 216.5581 | 202.7596 | 192.3214 | 183.6892 | 180.9058 | 181.4697
Ozone Season NOX Cap TR - MS | 665 | 7751 | Rate Constraint in MTons | FALSE | L | Annual | Rate | lb/MMBtu | 0.043254 | 0.017312 | 0.010955 | 0.010792 | 0.010726 | 0.0107 | 0.013177 | 0.010672
Ozone Season NOX Cap TR - MS | 665 | 7751 | Rate Constraint in MTons | FALSE | L | Annual | Generation | TWh | 17.866 | 24.3778 | 30.0888 | 29.6411 | 29.5569 | 37.453 | 45.8376 | 59.052
Ozone Season NOX Cap TR - MS | 665 | 7751 | Rate Constraint in MTons | FALSE | L | Annual | Qualifying Generation | TWh | 17.866 | 24.3778 | 28.5153 | 27.0977 | 26.0161 | 25.2282 | 24.9102 | 25.383
Ozone Season NOX Cap TR - MS | 665 | 7751 | Rate Constraint in MTons | FALSE | L | Annual | Rate | lb/MWh | 0.34426 | 0.12869 | 0.083196 | 0.080752 | 0.079288 | 0.077905 | 0.095699 | 0.0763
Ozone Season NOX Cap TR - MS | 665 | 7751 | Rate Constraint in MTons | FALSE | L | Annual | Constraint Shadow Price | US2019$/Ton | 0 | 0 | 0 | 0 | 0 | 0 | 0 | 0
Ozone Season NOX Cap TR - NJ | 666 | 7754 | Rate Constraint in MTons | FALSE | L | Annual | Seasons Included | Seasons | Summer | Summer | Summer | Summer | Summer | Summer | Summer | Summer
Ozone Season NOX Cap TR - NJ | 666 | 7754 | Rate Constraint in MTons | FALSE | L | Annual | Standard NOX | Thousand Tons | 0.93 | 0.93 | 0.93 | 0.93 | 0.93 | 0.93 | 0.93 | 0.93
Ozone Season NOX Cap TR - NJ | 666 | 7754 | Rate Constraint in MTons | FALSE | L | Annual | Emissions at Affected Plants NOX | Thousand Tons | 0.50165 | 0.64353 | 0.93 | 0.93 | 0.93 | 0.93 | 0.93 | 0.93
Ozone Season NOX Cap TR - NJ | 666 | 7754 | Rate Constraint in MTons | FALSE | L | Annual | Allowances Purchased NOX | Thousand Tons | 0 | 0 | 0 | 0 | 0 | 0 | 0 | 0
Ozone Season NOX Cap TR - NJ | 666 | 7754 | Rate Constraint in MTons | FALSE | L | Annual | Allowances Sold NOX | Thousand Tons | 0 | 0 | 0 | 0 | 0 | 0 | 0 | 0
Ozone Season NOX Cap TR - NJ | 666 | 7754 | Rate Constraint in MTons | FALSE | L | Annual | Allowances Banked | Thousand Tons | 0 | 0 | 0 | 0 | 0 | 0 | 0 | 0
Ozone Season NOX Cap TR - NJ | 666 | 7754 | Rate Constraint in MTons | FALSE | L | Annual | Allowances Withdrawn (1:1) | Thousand Tons | 0 | 0 | 0 | 0 | 0 | 0 | 0 | 0
Ozone Season NOX Cap TR - NJ | 666 | 7754 | Rate Constraint in MTons | FALSE | L | Annual | Allowances Withdrawn (n:1) | Thousand Tons | 0 | 0 | 0 | 0 | 0 | 0 | 0 | 0
Ozone Season NOX Cap TR - NJ | 666 | 7754 | Rate Constraint in MTons | FALSE | L | Annual | Net Emissions Allowance Position | Thousand Tons | 0.50165 | 0.64353 | 0.93 | 0.93 | 0.93 | 0.93 | 0.93 | 0.93
Ozone Season NOX Cap TR - NJ | 666 | 7754 | Rate Constraint in MTons | FALSE | L | Annual | Fuel Consumed | TBtu | 87.4497 | 108.8085 | 153.5097 | 160.0035 | 157.7118 | 164.586 | 164.2559 | 167.735
Ozone Season NOX Cap TR - NJ | 666 | 7754 | Rate Constraint in MTons | FALSE | L | Annual | Rate | lb/MMBtu | 0.011473 | 0.011829 | 0.012117 | 0.011625 | 0.011794 | 0.011301 | 0.011324 | 0.011089
Ozone Season NOX Cap TR - NJ | 666 | 7754 | Rate Constraint in MTons | FALSE | L | Annual | Generation | TWh | 12.7758 | 15.7231 | 21.7887 | 22.6765 | 22.2921 | 23.0255 | 23.0817 | 24.2702
Ozone Season NOX Cap TR - NJ | 666 | 7754 | Rate Constraint in MTons | FALSE | L | Annual | Qualifying Generation | TWh | 12.5285 | 15.4438 | 21.4633 | 22.3785 | 22.1502 | 23.0082 | 22.9555 | 23.3417
Ozone Season NOX Cap TR - NJ | 666 | 7754 | Rate Constraint in MTons | FALSE | L | Annual | Rate | lb/MWh | 0.080082 | 0.083339 | 0.08666 | 0.083116 | 0.083972 | 0.080841 | 0.081026 | 0.079686
Ozone Season NOX Cap TR - NJ | 666 | 7754 | Rate Constraint in MTons | FALSE | L | Annual | Constraint Shadow Price | US2019$/Ton | 0 | 0 | 6519.7806 | 4602.8231 | 2322.7201 | 11393.6409 | 14473.1183 | 13078.8699
Ozone Season NOX Cap TR - NV | 667 | 7753 | Rate Constraint in MTons | FALSE | L | Annual | Seasons Included | Seasons | Summer | Summer | Summer | Summer | Summer | Summer | Summer | Summer
Ozone Season NOX Cap TR - NV | 667 | 7753 | Rate Constraint in MTons | FALSE | L | Annual | Standard NOX | Thousand Tons | 2.894 | 1.271 | 1.271 | 0.989 | 0.989 | 0.989 | 0.989 | 0.989
Ozone Season NOX Cap TR - NV | 667 | 7753 | Rate Constraint in MTons | FALSE | L | Annual | Emissions at Affected Plants NOX | Thousand Tons | 2.894 | 0.44907 | 0.52815 | 0.57578 | 0.57753 | 0.58796 | 0.50586 | 0.22484
Ozone Season NOX Cap TR - NV | 667 | 7753 | Rate Constraint in MTons | FALSE | L | Annual | Allowances Purchased NOX | Thousand Tons | 0 | 0 | 0 | 0 | 0 | 0 | 0 | 0
Ozone Season NOX Cap TR - NV | 667 | 7753 | Rate Constraint in MTons | FALSE | L | Annual | Allowances Sold NOX | Thousand Tons | 0 | 0 | 0 | 0 | 0 | 0 | 0 | 0
Ozone Season NOX Cap TR - NV | 667 | 7753 | Rate Constraint in MTons | FALSE | L | Annual | Allowances Banked | Thousand Tons | 0 | 0 | 0 | 0 | 0 | 0 | 0 | 0
Ozone Season NOX Cap TR - NV | 667 | 7753 | Rate Constraint in MTons | FALSE | L | Annual | Allowances Withdrawn (1:1) | Thousand Tons | 0 | 0 | 0 | 0 | 0 | 0 | 0 | 0
Ozone Season NOX Cap TR - NV | 667 | 7753 | Rate Constraint in MTons | FALSE | L | Annual | Allowances Withdrawn (n:1) | Thousand Tons | 0 | 0 | 0 | 0 | 0 | 0 | 0 | 0
Ozone Season NOX Cap TR - NV | 667 | 7753 | Rate Constraint in MTons | FALSE | L | Annual | Net Emissions Allowance Position | Thousand Tons | 2.894 | 0.44907 | 0.52815 | 0.57578 | 0.57753 | 0.58796 | 0.50586 | 0.22484
Ozone Season NOX Cap TR - NV | 667 | 7753 | Rate Constraint in MTons | FALSE | L | Annual | Fuel Consumed | TBtu | 73.1955 | 59.3057 | 63.1873 | 71.0747 | 72.239 | 74.1263 | 78.1977 | 13.4421
Ozone Season NOX Cap TR - NV | 667 | 7753 | Rate Constraint in MTons | FALSE | L | Annual | Rate | lb/MMBtu | 0.079076 | 0.015144 | 0.016717 | 0.016202 | 0.015989 | 0.015864 | 0.012938 | 0.033454
Ozone Season NOX Cap TR - NV | 667 | 7753 | Rate Constraint in MTons | FALSE | L | Annual | Generation | TWh | 9.2392 | 7.9935 | 8.4042 | 9.3016 | 9.4452 | 9.6527 | 10.2725 | 1.504
Ozone Season NOX Cap TR - NV | 667 | 7753 | Rate Constraint in MTons | FALSE | L | Annual | Qualifying Generation | TWh | 9.2392 | 7.9935 | 8.4042 | 9.3002 | 9.4435 | 9.651 | 10.2696 | 1.5035
Ozone Season NOX Cap TR - NV | 667 | 7753 | Rate Constraint in MTons | FALSE | L | Annual | Rate | lb/MWh | 0.62646 | 0.11236 | 0.12569 | 0.12382 | 0.12231 | 0.12184 | 0.098515 | 0.29909
Ozone Season NOX Cap TR - NV | 667 | 7753 | Rate Constraint in MTons | FALSE | L | Annual | Constraint Shadow Price | US2019$/Ton | 2956.893 | 0 | 0 | 0 | 0 | 0 | 0 | 0
Ozone Season NOX Cap TR - NY | 668 | 7755 | Rate Constraint in MTons | FALSE | L | Annual | Seasons Included | Seasons | Summer | Summer | Summer | Summer | Summer | Summer | Summer | Summer
Ozone Season NOX Cap TR - NY | 668 | 7755 | Rate Constraint in MTons | FALSE | L | Annual | Standard NOX | Thousand Tons | 4.668 | 4.033 | 4.033 | 4.033 | 4.033 | 4.033 | 4.033 | 4.033
Ozone Season NOX Cap TR - NY | 668 | 7755 | Rate Constraint in MTons | FALSE | L | Annual | Emissions at Affected Plants NOX | Thousand Tons | 2.219 | 2.0292 | 2.2218 | 1.8621 | 1.4524 | 0.33148 | 0.33393 | 0.35749
Ozone Season NOX Cap TR - NY | 668 | 7755 | Rate Constraint in MTons | FALSE | L | Annual | Allowances Purchased NOX | Thousand Tons | 0 | 0 | 0 | 0 | 0 | 0 | 0 | 0
Ozone Season NOX Cap TR - NY | 668 | 7755 | Rate Constraint in MTons | FALSE | L | Annual | Allowances Sold NOX | Thousand Tons | 0 | 0 | 0 | 0 | 0 | 0 | 0 | 0
Ozone Season NOX Cap TR - NY | 668 | 7755 | Rate Constraint in MTons | FALSE | L | Annual | Allowances Banked | Thousand Tons | 0 | 0 | 0 | 0 | 0 | 0 | 0 | 0
Ozone Season NOX Cap TR - NY | 668 | 7755 | Rate Constraint in MTons | FALSE | L | Annual | Allowances Withdrawn (1:1) | Thousand Tons | 0 | 0 | 0 | 0 | 0 | 0 | 0 | 0
Ozone Season NOX Cap TR - NY | 668 | 7755 | Rate Constraint in MTons | FALSE | L | Annual | Allowances Withdrawn (n:1) | Thousand Tons | 0 | 0 | 0 | 0 | 0 | 0 | 0 | 0
Ozone Season NOX Cap TR - NY | 668 | 7755 | Rate Constraint in MTons | FALSE | L | Annual | Net Emissions Allowance Position | Thousand Tons | 2.219 | 2.0292 | 2.2218 | 1.8621 | 1.4524 | 0.33148 | 0.33393 | 0.35749
Ozone Season NOX Cap TR - NY | 668 | 7755 | Rate Constraint in MTons | FALSE | L | Annual | Fuel Consumed | TBtu | 217.3903 | 212.434 | 223.8043 | 201.847 | 188.0369 | 51.9846 | 54.2538 | 57.0493
Ozone Season NOX Cap TR - NY | 668 | 7755 | Rate Constraint in MTons | FALSE | L | Annual | Rate | lb/MMBtu | 0.020415 | 0.019104 | 0.019855 | 0.018451 | 0.015448 | 0.012753 | 0.01231 | 0.012533
Ozone Season NOX Cap TR - NY | 668 | 7755 | Rate Constraint in MTons | FALSE | L | Annual | Generation | TWh | 28.6811 | 28.3571 | 29.8292 | 27.5774 | 26.1241 | 7.3626 | 7.5622 | 7.8975
Ozone Season NOX Cap TR - NY | 668 | 7755 | Rate Constraint in MTons | FALSE | L | Annual | Qualifying Generation | TWh | 28.6336 | 28.3034 | 29.7667 | 27.5201 | 26.0969 | 7.3593 | 7.5379 | 7.7718
Ozone Season NOX Cap TR - NY | 668 | 7755 | Rate Constraint in MTons | FALSE | L | Annual | Rate | lb/MWh | 0.15499 | 0.14339 | 0.14928 | 0.13533 | 0.11131 | 0.090084 | 0.0886 | 0.091995
Ozone Season NOX Cap TR - NY | 668 | 7755 | Rate Constraint in MTons | FALSE | L | Annual | Constraint Shadow Price | US2019$/Ton | 0 | 0 | 0 | 0 | 0 | 0 | 0 | 0
Ozone Season NOX Cap TR - OH | 669 | 7756 | Rate Constraint in MTons | FALSE | L | Annual | Seasons Included | Seasons | Summer | Summer | Summer | Summer | Summer | Summer | Summer | Summer
Ozone Season NOX Cap TR - OH | 669 | 7756 | Rate Constraint in MTons | FALSE | L | Annual | Standard NOX | Thousand Tons | 11.052 | 9.623 | 8.391 | 7.742 | 7.742 | 7.742 | 7.742 | 7.742
Ozone Season NOX Cap TR - OH | 669 | 7756 | Rate Constraint in MTons | FALSE | L | Annual | Emissions at Affected Plants NOX | Thousand Tons | 11.052 | 9.623 | 6.4104 | 5.9958 | 6.868 | 7.6406 | 6.6783 | 5.7664
Ozone Season NOX Cap TR - OH | 669 | 7756 | Rate Constraint in MTons | FALSE | L | Annual | Allowances Purchased NOX | Thousand Tons | 0 | 0 | 0 | 0 | 0 | 0 | 0 | 0
Ozone Season NOX Cap TR - OH | 669 | 7756 | Rate Constraint in MTons | FALSE | L | Annual | Allowances Sold NOX | Thousand Tons | 0 | 0 | 0 | 0 | 0 | 0 | 0 | 0
Ozone Season NOX Cap TR - OH | 669 | 7756 | Rate Constraint in MTons | FALSE | L | Annual | Allowances Banked | Thousand Tons | 0 | 0 | 0 | 0 | 0 | 0 | 0 | 0
Ozone Season NOX Cap TR - OH | 669 | 7756 | Rate Constraint in MTons | FALSE | L | Annual | Allowances Withdrawn (1:1) | Thousand Tons | 0 | 0 | 0 | 0 | 0 | 0 | 0 | 0
Ozone Season NOX Cap TR - OH | 669 | 7756 | Rate Constraint in MTons | FALSE | L | Annual | Allowances Withdrawn (n:1) | Thousand Tons | 0 | 0 | 0 | 0 | 0 | 0 | 0 | 0
Ozone Season NOX Cap TR - OH | 669 | 7756 | Rate Constraint in MTons | FALSE | L | Annual | Net Emissions Allowance Position | Thousand Tons | 11.052 | 9.623 | 6.4104 | 5.9958 | 6.868 | 7.6406 | 6.6783 | 5.7664
Ozone Season NOX Cap TR - OH | 669 | 7756 | Rate Constraint in MTons | FALSE | L | Annual | Fuel Consumed | TBtu | 442.9638 | 439.2199 | 378.8155 | 375.4448 | 409.4932 | 483.6479 | 512.2593 | 480.4314
Ozone Season NOX Cap TR - OH | 669 | 7756 | Rate Constraint in MTons | FALSE | L | Annual | Rate | lb/MMBtu | 0.0499 | 0.043819 | 0.033845 | 0.03194 | 0.033544 | 0.031596 | 0.026074 | 0.024005
Ozone Season NOX Cap TR - OH | 669 | 7756 | Rate Constraint in MTons | FALSE | L | Annual | Generation | TWh | 52.0073 | 52.6831 | 47.6754 | 47.4836 | 52.3014 | 66.876 | 82.7671 | 80.938
Ozone Season NOX Cap TR - OH | 669 | 7756 | Rate Constraint in MTons | FALSE | L | Annual | Qualifying Generation | TWh | 52.0073 | 52.6831 | 47.4852 | 47.152 | 50.5644 | 59.9334 | 66.6781 | 64.1403
Ozone Season NOX Cap TR - OH | 669 | 7756 | Rate Constraint in MTons | FALSE | L | Annual | Rate | lb/MWh | 0.42502 | 0.36532 | 0.27 | 0.25432 | 0.27165 | 0.25497 | 0.20031 | 0.1798
Ozone Season NOX Cap TR - OH | 669 | 7756 | Rate Constraint in MTons | FALSE | L | Annual | Constraint Shadow Price | US2019$/Ton | 2042.01 | 4845.7518 | 0 | 0 | 0 | 0 | 0 | 0
Ozone Season NOX Cap TR - OK | 670 | 7757 | Rate Constraint in MTons | FALSE | L | Annual | Seasons Included | Seasons | Summer | Summer | Summer | Summer | Summer | Summer | Summer | Summer
Ozone Season NOX Cap TR - OK | 670 | 7757 | Rate Constraint in MTons | FALSE | L | Annual | Standard NOX | Thousand Tons | 12.428 | 4.649 | 4.649 | 4.649 | 4.649 | 4.649 | 4.649 | 4.649
Ozone Season NOX Cap TR - OK | 670 | 7757 | Rate Constraint in MTons | FALSE | L | Annual | Emissions at Affected Plants NOX | Thousand Tons | 7.2718 | 2.4393 | 2.6764 | 2.5605 | 2.4075 | 3.1649 | 2.3485 | 1.6629
Ozone Season NOX Cap TR - OK | 670 | 7757 | Rate Constraint in MTons | FALSE | L | Annual | Allowances Purchased NOX | Thousand Tons | 0 | 0 | 0 | 0 | 0 | 0 | 0 | 0
Ozone Season NOX Cap TR - OK | 670 | 7757 | Rate Constraint in MTons | FALSE | L | Annual | Allowances Sold NOX | Thousand Tons | 0 | 0 | 0 | 0 | 0 | 0 | 0 | 0
Ozone Season NOX Cap TR - OK | 670 | 7757 | Rate Constraint in MTons | FALSE | L | Annual | Allowances Banked | Thousand Tons | 0 | 0 | 0 | 0 | 0 | 0 | 0 | 0
Ozone Season NOX Cap TR - OK | 670 | 7757 | Rate Constraint in MTons | FALSE | L | Annual | Allowances Withdrawn (1:1) | Thousand Tons | 0 | 0 | 0 | 0 | 0 | 0 | 0 | 0
Ozone Season NOX Cap TR - OK | 670 | 7757 | Rate Constraint in MTons | FALSE | L | Annual | Allowances Withdrawn (n:1) | Thousand Tons | 0 | 0 | 0 | 0 | 0 | 0 | 0 | 0
Ozone Season NOX Cap TR - OK | 670 | 7757 | Rate Constraint in MTons | FALSE | L | Annual | Net Emissions Allowance Position | Thousand Tons | 7.2718 | 2.4393 | 2.6764 | 2.5605 | 2.4075 | 3.1649 | 2.3485 | 1.6629
Ozone Season NOX Cap TR - OK | 670 | 7757 | Rate Constraint in MTons | FALSE | L | Annual | Fuel Consumed | TBtu | 129.4016 | 150.164 | 197.3428 | 189.0064 | 178.2389 | 206.6112 | 170.2096 | 125.7364
Ozone Season NOX Cap TR - OK | 670 | 7757 | Rate Constraint in MTons | FALSE | L | Annual | Rate | lb/MMBtu | 0.11239 | 0.032489 | 0.027124 | 0.027095 | 0.027015 | 0.030636 | 0.027595 | 0.02645
Ozone Season NOX Cap TR - OK | 670 | 7757 | Rate Constraint in MTons | FALSE | L | Annual | Generation | TWh | 13.2905 | 18.1297 | 25.6706 | 24.4823 | 22.9759 | 27.1914 | 24.0912 | 18.1448
Ozone Season NOX Cap TR - OK | 670 | 7757 | Rate Constraint in MTons | FALSE | L | Annual | Qualifying Generation | TWh | 13.2905 | 18.0914 | 25.2281 | 24.145 | 22.7337 | 25.1292 | 21.3565 | 16.1276
Ozone Season NOX Cap TR - OK | 670 | 7757 | Rate Constraint in MTons | FALSE | L | Annual | Rate | lb/MWh | 1.0943 | 0.26966 | 0.21217 | 0.2121 | 0.2118 | 0.25189 | 0.21993 | 0.20622
Ozone Season NOX Cap TR - OK | 670 | 7757 | Rate Constraint in MTons | FALSE | L | Annual | Constraint Shadow Price | US2019$/Ton | 0 | 0 | 0 | 0 | 0 | 0 | 0 | 0
Ozone Season NOX Cap TR - PA | 671 | 7758 | Rate Constraint in MTons | FALSE | L | Annual | Seasons Included | Seasons | Summer | Summer | Summer | Summer | Summer | Summer | Summer | Summer
Ozone Season NOX Cap TR - PA | 671 | 7758 | Rate Constraint in MTons | FALSE | L | Annual | Standard NOX | Thousand Tons | 10.791 | 8.646 | 8.646 | 5.827 | 5.827 | 5.827 | 5.827 | 5.827
Ozone Season NOX Cap TR - PA | 671 | 7758 | Rate Constraint in MTons | FALSE | L | Annual | Emissions at Affected Plants NOX | Thousand Tons | 9.0285 | 2.7651 | 6.2219 | 5.827 | 4.3624 | 4.0783 | 3.3957 | 3.4141
Ozone Season NOX Cap TR - PA | 671 | 7758 | Rate Constraint in MTons | FALSE | L | Annual | Allowances Purchased NOX | Thousand Tons | 0 | 0 | 0 | 0 | 0 | 0 | 0 | 0
Ozone Season NOX Cap TR - PA | 671 | 7758 | Rate Constraint in MTons | FALSE | L | Annual | Allowances Sold NOX | Thousand Tons | 0 | 0 | 0 | 0 | 0 | 0 | 0 | 0
Ozone Season NOX Cap TR - PA | 671 | 7758 | Rate Constraint in MTons | FALSE | L | Annual | Allowances Banked | Thousand Tons | 0 | 0 | 0 | 0 | 0 | 0 | 0 | 0
Ozone Season NOX Cap TR - PA | 671 | 7758 | Rate Constraint in MTons | FALSE | L | Annual | Allowances Withdrawn (1:1) | Thousand Tons | 0 | 0 | 0 | 0 | 0 | 0 | 0 | 0
Ozone Season NOX Cap TR - PA | 671 | 7758 | Rate Constraint in MTons | FALSE | L | Annual | Allowances Withdrawn (n:1) | Thousand Tons | 0 | 0 | 0 | 0 | 0 | 0 | 0 | 0
Ozone Season NOX Cap TR - PA | 671 | 7758 | Rate Constraint in MTons | FALSE | L | Annual | Net Emissions Allowance Position | Thousand Tons | 9.0285 | 2.7651 | 6.2219 | 5.827 | 4.3624 | 4.0783 | 3.3957 | 3.4141
Ozone Season NOX Cap TR - PA | 671 | 7758 | Rate Constraint in MTons | FALSE | L | Annual | Fuel Consumed | TBtu | 553.4625 | 434.1824 | 523.9767 | 519.9746 | 482.3234 | 489.6607 | 504.8454 | 571.9167
Ozone Season NOX Cap TR - PA | 671 | 7758 | Rate Constraint in MTons | FALSE | L | Annual | Rate | lb/MMBtu | 0.032625 | 0.012737 | 0.023749 | 0.022413 | 0.018089 | 0.016658 | 0.013453 | 0.011939
Ozone Season NOX Cap TR - PA | 671 | 7758 | Rate Constraint in MTons | FALSE | L | Annual | Generation | TWh | 70.1871 | 59.5313 | 69.312 | 69.8673 | 69.5606 | 83.6511 | 103.3479 | 136.8459
Ozone Season NOX Cap TR - PA | 671 | 7758 | Rate Constraint in MTons | FALSE | L | Annual | Qualifying Generation | TWh | 70.1871 | 59.5313 | 68.1 | 67.7538 | 64.4706 | 65.5844 | 67.7715 | 76.542
Ozone Season NOX Cap TR - PA | 671 | 7758 | Rate Constraint in MTons | FALSE | L | Annual | Rate | lb/MWh | 0.25727 | 0.092897 | 0.18273 | 0.17201 | 0.13533 | 0.12437 | 0.10021 | 0.089208
Ozone Season NOX Cap TR - PA | 671 | 7758 | Rate Constraint in MTons | FALSE | L | Annual | Constraint Shadow Price | US2019$/Ton | 0 | 0 | 0 | 695.1999 | 0 | 0 | 0 | 0
Ozone Season NOX Cap TR - Regional | 672 | 7764 | Rate Constraint in MTons | FALSE | L | Annual | Seasons Included | Seasons | Summer | Summer | Summer | Summer | Summer | Summer | Summer | Summer
Ozone Season NOX Cap TR - Regional | 672 | 7764 | Rate Constraint in MTons | FALSE | L | Annual | Standard NOX | Thousand Tons | 250.005 | 119.789 | 116.178 | 104.685 | 104.685 | 104.685 | 104.685 | 104.685
Ozone Season NOX Cap TR - Regional | 672 | 7764 | Rate Constraint in MTons | FALSE | L | Annual | Emissions at Affected Plants NOX | Thousand Tons | 201.5077 | 99.0615 | 88.9333 | 83.5581 | 83.6535 | 72.2199 | 62.7105 | 54.7419
Ozone Season NOX Cap TR - Regional | 672 | 7764 | Rate Constraint in MTons | FALSE | L | Annual | Allowances Purchased NOX | Thousand Tons | 0 | 0 | 0 | 0 | 0 | 0 | 0 | 0
Ozone Season NOX Cap TR - Regional | 672 | 7764 | Rate Constraint in MTons | FALSE | L | Annual | Allowances Sold NOX | Thousand Tons | 0 | 0 | 0 | 0 | 0 | 0 | 0 | 0
Ozone Season NOX Cap TR - Regional | 672 | 7764 | Rate Constraint in MTons | FALSE | L | Annual | Allowances Banked | Thousand Tons | 0 | 20.7275 | 0 | 21.1269 | 0 | 0 | 0 | 0
Ozone Season NOX Cap TR - Regional | 672 | 7764 | Rate Constraint in MTons | FALSE | L | Annual | Allowances Withdrawn (1:1) | Thousand Tons | 0 | 0 | 0 | 0 | 0 | 0 | 0 | -14.9195
Ozone Season NOX Cap TR - Regional | 672 | 7764 | Rate Constraint in MTons | FALSE | L | Annual | Allowances Withdrawn (n:1) | Thousand Tons | 0 | 0 | 0 | 0 | 0 | 0 | 0 | 0
Ozone Season NOX Cap TR - Regional | 672 | 7764 | Rate Constraint in MTons | FALSE | L | Annual | Net Emissions Allowance Position | Thousand Tons | 201.5077 | 119.789 | 88.9333 | 104.685 | 83.6535 | 72.2199 | 62.7105 | 39.8224
Ozone Season NOX Cap TR - Regional | 672 | 7764 | Rate Constraint in MTons | FALSE | L | Annual | Fuel Consumed | TBtu | 5770.3005 | 5069.8799 | 5243.2075 | 5177.4746 | 5415.4759 | 5202.0246 | 5070.7825 | 4786.5125
Ozone Season NOX Cap TR - Regional | 672 | 7764 | Rate Constraint in MTons | FALSE | L | Annual | Rate | lb/MMBtu | 0.069843 | 0.039078 | 0.033923 | 0.032278 | 0.030894 | 0.027766 | 0.024734 | 0.022873
Ozone Season NOX Cap TR - Regional | 672 | 7764 | Rate Constraint in MTons | FALSE | L | Annual | Generation | TWh | 661.8569 | 620.0001 | 659.0385 | 655.9103 | 692.8579 | 681.0048 | 683.4338 | 664.9944
Ozone Season NOX Cap TR - Regional | 672 | 7764 | Rate Constraint in MTons | FALSE | L | Annual | Qualifying Generation | TWh | 661.8556 | 619.9683 | 657.392 | 653.5578 | 687.8146 | 669.0191 | 664.2919 | 638.0732
Ozone Season NOX Cap TR - Regional | 672 | 7764 | Rate Constraint in MTons | FALSE | L | Annual | Rate | lb/MWh | 0.60892 | 0.31957 | 0.27056 | 0.2557 | 0.24324 | 0.2159 | 0.1888 | 0.17158
Ozone Season NOX Cap TR - Regional | 672 | 7764 | Rate Constraint in MTons | FALSE | L | Annual | Constraint Shadow Price | US2019$/Ton | 0 | 0 | 0 | 0 | 0 | 0 | 0 | 0
Ozone Season NOX Cap TR - TX | 673 | 7759 | Rate Constraint in MTons | FALSE | L | Annual | Seasons Included | Seasons | Summer | Summer | Summer | Summer | Summer | Summer | Summer | Summer
Ozone Season NOX Cap TR - TX | 673 | 7759 | Rate Constraint in MTons | FALSE | L | Annual | Standard NOX | Thousand Tons | 48.756 | 27.786 | 27.112 | 26.174 | 26.174 | 26.174 | 26.174 | 26.174
Ozone Season NOX Cap TR - TX | 673 | 7759 | Rate Constraint in MTons | FALSE | L | Annual | Emissions at Affected Plants NOX | Thousand Tons | 40.0913 | 12.9367 | 10.78 | 10.5898 | 12.7092 | 15.0414 | 15.2069 | 13.6794
Ozone Season NOX Cap TR - TX | 673 | 7759 | Rate Constraint in MTons | FALSE | L | Annual | Allowances Purchased NOX | Thousand Tons | 0 | 0 | 0 | 0 | 0 | 0 | 0 | 0
Ozone Season NOX Cap TR - TX | 673 | 7759 | Rate Constraint in MTons | FALSE | L | Annual | Allowances Sold NOX | Thousand Tons | 0 | 0 | 0 | 0 | 0 | 0 | 0 | 0
Ozone Season NOX Cap TR - TX | 673 | 7759 | Rate Constraint in MTons | FALSE | L | Annual | Allowances Banked | Thousand Tons | 0 | 0 | 0 | 0 | 0 | 0 | 0 | 0
Ozone Season NOX Cap TR - TX | 673 | 7759 | Rate Constraint in MTons | FALSE | L | Annual | Allowances Withdrawn (1:1) | Thousand Tons | 0 | 0 | 0 | 0 | 0 | 0 | 0 | 0
Ozone Season NOX Cap TR - TX | 673 | 7759 | Rate Constraint in MTons | FALSE | L | Annual | Allowances Withdrawn (n:1) | Thousand Tons | 0 | 0 | 0 | 0 | 0 | 0 | 0 | 0
Ozone Season NOX Cap TR - TX | 673 | 7759 | Rate Constraint in MTons | FALSE | L | Annual | Net Emissions Allowance Position | Thousand Tons | 40.0913 | 12.9367 | 10.78 | 10.5898 | 12.7092 | 15.0414 | 15.2069 | 13.6794
Ozone Season NOX Cap TR - TX | 673 | 7759 | Rate Constraint in MTons | FALSE | L | Annual | Fuel Consumed | TBtu | 1028.1472 | 706.3417 | 747.9366 | 746.0611 | 883.6807 | 982.5649 | 1003.4044 | 887.2503
Ozone Season NOX Cap TR - TX | 673 | 7759 | Rate Constraint in MTons | FALSE | L | Annual | Rate | lb/MMBtu | 0.077987 | 0.03663 | 0.028826 | 0.028389 | 0.028764 | 0.030617 | 0.030311 | 0.030836
Ozone Season NOX Cap TR - TX | 673 | 7759 | Rate Constraint in MTons | FALSE | L | Annual | Generation | TWh | 119.3994 | 91.1647 | 102.8169 | 103.334 | 121.6187 | 132.359 | 134.5024 | 119.2909
Ozone Season NOX Cap TR - TX | 673 | 7759 | Rate Constraint in MTons | FALSE | L | Annual | Qualifying Generation | TWh | 119.3994 | 91.1647 | 102.5694 | 103.1748 | 119.5468 | 129.2317 | 131.3662 | 116.7281
Ozone Season NOX Cap TR - TX | 673 | 7759 | Rate Constraint in MTons | FALSE | L | Annual | Rate | lb/MWh | 0.67155 | 0.28381 | 0.2102 | 0.20528 | 0.21262 | 0.23278 | 0.23152 | 0.23438
Ozone Season NOX Cap TR - TX | 673 | 7759 | Rate Constraint in MTons | FALSE | L | Annual | Constraint Shadow Price | US2019$/Ton | 0 | 0 | 0 | 0 | 0 | 0 | 0 | 0
Ozone Season NOX Cap TR - UT | 674 | 7760 | Rate Constraint in MTons | FALSE | L | Annual | Seasons Included | Seasons | Summer | Summer | Summer | Summer | Summer | Summer | Summer | Summer
Ozone Season NOX Cap TR - UT | 674 | 7760 | Rate Constraint in MTons | FALSE | L | Annual | Standard NOX | Thousand Tons | 19.063 | 3.15 | 3.15 | 3.15 | 3.15 | 3.15 | 3.15 | 3.15
Ozone Season NOX Cap TR - UT | 674 | 7760 | Rate Constraint in MTons | FALSE | L | Annual | Emissions at Affected Plants NOX | Thousand Tons | 14.7922 | 2.1005 | 1.7216 | 1.7559 | 2.1114 | 1.4059 | 0.50758 | 0.50865
Ozone Season NOX Cap TR - UT | 674 | 7760 | Rate Constraint in MTons | FALSE | L | Annual | Allowances Purchased NOX | Thousand Tons | 0 | 0 | 0 | 0 | 0 | 0 | 0 | 0
Ozone Season NOX Cap TR - UT | 674 | 7760 | Rate Constraint in MTons | FALSE | L | Annual | Allowances Sold NOX | Thousand Tons | 0 | 0 | 0 | 0 | 0 | 0 | 0 | 0
Ozone Season NOX Cap TR - UT | 674 | 7760 | Rate Constraint in MTons | FALSE | L | Annual | Allowances Banked | Thousand Tons | 0 | 0 | 0 | 0 | 0 | 0 | 0 | 0
Ozone Season NOX Cap TR - UT | 674 | 7760 | Rate Constraint in MTons | FALSE | L | Annual | Allowances Withdrawn (1:1) | Thousand Tons | 0 | 0 | 0 | 0 | 0 | 0 | 0 | 0
Ozone Season NOX Cap TR - UT | 674 | 7760 | Rate Constraint in MTons | FALSE | L | Annual | Allowances Withdrawn (n:1) | Thousand Tons | 0 | 0 | 0 | 0 | 0 | 0 | 0 | 0
Ozone Season NOX Cap TR - UT | 674 | 7760 | Rate Constraint in MTons | FALSE | L | Annual | Net Emissions Allowance Position | Thousand Tons | 14.7922 | 2.1005 | 1.7216 | 1.7559 | 2.1114 | 1.4059 | 0.50758 | 0.50865
Ozone Season NOX Cap TR - UT | 674 | 7760 | Rate Constraint in MTons | FALSE | L | Annual | Fuel Consumed | TBtu | 142.4283 | 105.1491 | 112.3663 | 122.7914 | 129.5089 | 81.8285 | 73.3381 | 68.9984
Ozone Season NOX Cap TR - UT | 674 | 7760 | Rate Constraint in MTons | FALSE | L | Annual | Rate | lb/MMBtu | 0.20771 | 0.039953 | 0.030643 | 0.0286 | 0.032607 | 0.034361 | 0.013842 | 0.014744
Ozone Season NOX Cap TR - UT | 674 | 7760 | Rate Constraint in MTons | FALSE | L | Annual | Generation | TWh | 13.992 | 11.3501 | 12.5418 | 13.5706 | 13.8156 | 8.9078 | 9.7795 | 9.5
Ozone Season NOX Cap TR - UT | 674 | 7760 | Rate Constraint in MTons | FALSE | L | Annual | Qualifying Generation | TWh | 13.992 | 11.3501 | 12.5418 | 13.5706 | 13.8156 | 8.9078 | 9.7795 | 9.5
Ozone Season NOX Cap TR - UT | 674 | 7760 | Rate Constraint in MTons | FALSE | L | Annual | Rate | lb/MWh | 2.1144 | 0.37014 | 0.27454 | 0.25878 | 0.30566 | 0.31564 | 0.1038 | 0.10708
Ozone Season NOX Cap TR - UT | 674 | 7760 | Rate Constraint in MTons | FALSE | L | Annual | Constraint Shadow Price | US2019$/Ton | 0 | 0 | 0 | 0 | 0 | 0 | 0 | 0
Ozone Season NOX Cap TR - VA | 675 | 7761 | Rate Constraint in MTons | FALSE | L | Annual | Seasons Included | Seasons | Summer | Summer | Summer | Summer | Summer | Summer | Summer | Summer
Ozone Season NOX Cap TR - VA | 675 | 7761 | Rate Constraint in MTons | FALSE | L | Annual | Standard NOX | Thousand Tons | 3.709 | 2.871 | 2.871 | 2.361 | 2.361 | 2.361 | 2.361 | 2.361
Ozone Season NOX Cap TR - VA | 675 | 7761 | Rate Constraint in MTons | FALSE | L | Annual | Emissions at Affected Plants NOX | Thousand Tons | 1.0251 | 1.1512 | 1.8896 | 1.8568 | 1.3731 | 1.8211 | 0.64701 | 0.21995
Ozone Season NOX Cap TR - VA | 675 | 7761 | Rate Constraint in MTons | FALSE | L | Annual | Allowances Purchased NOX | Thousand Tons | 0 | 0 | 0 | 0 | 0 | 0 | 0 | 0
Ozone Season NOX Cap TR - VA | 675 | 7761 | Rate Constraint in MTons | FALSE | L | Annual | Allowances Sold NOX | Thousand Tons | 0 | 0 | 0 | 0 | 0 | 0 | 0 | 0
Ozone Season NOX Cap TR - VA | 675 | 7761 | Rate Constraint in MTons | FALSE | L | Annual | Allowances Banked | Thousand Tons | 0 | 0 | 0 | 0 | 0 | 0 | 0 | 0
Ozone Season NOX Cap TR - VA | 675 | 7761 | Rate Constraint in MTons | FALSE | L | Annual | Allowances Withdrawn (1:1) | Thousand Tons | 0 | 0 | 0 | 0 | 0 | 0 | 0 | 0
Ozone Season NOX Cap TR - VA | 675 | 7761 | Rate Constraint in MTons | FALSE | L | Annual | Allowances Withdrawn (n:1) | Thousand Tons | 0 | 0 | 0 | 0 | 0 | 0 | 0 | 0
Ozone Season NOX Cap TR - VA | 675 | 7761 | Rate Constraint in MTons | FALSE | L | Annual | Net Emissions Allowance Position | Thousand Tons | 1.0251 | 1.1512 | 1.8896 | 1.8568 | 1.3731 | 1.8211 | 0.64701 | 0.21995
Ozone Season NOX Cap TR - VA | 675 | 7761 | Rate Constraint in MTons | FALSE | L | Annual | Fuel Consumed | TBtu | 135.3939 | 170.9283 | 209.4484 | 208.6944 | 197.1458 | 212.63 | 172.5024 | 39.9905
Ozone Season NOX Cap TR - VA | 675 | 7761 | Rate Constraint in MTons | FALSE | L | Annual | Rate | lb/MMBtu | 0.015142 | 0.01347 | 0.018043 | 0.017794 | 0.01393 | 0.01713 | 0.0075015 | 0.011
Ozone Season NOX Cap TR - VA | 675 | 7761 | Rate Constraint in MTons | FALSE | L | Annual | Generation | TWh | 18.4541 | 23.5276 | 30.3259 | 31.3972 | 33.228 | 45.1008 | 54.649 | 71.3471
Ozone Season NOX Cap TR - VA | 675 | 7761 | Rate Constraint in MTons | FALSE | L | Annual | Qualifying Generation | TWh | 18.4541 | 23.5276 | 28.4754 | 28.406 | 27.1334 | 28.7148 | 24.1073 | 5.5255
Ozone Season NOX Cap TR - VA | 675 | 7761 | Rate Constraint in MTons | FALSE | L | Annual | Rate | lb/MWh | 0.11109 | 0.097859 | 0.13272 | 0.13073 | 0.10121 | 0.12684 | 0.053678 | 0.079611
Ozone Season NOX Cap TR - VA | 675 | 7761 | Rate Constraint in MTons | FALSE | L | Annual | Constraint Shadow Price | US2019$/Ton | 0 | 0 | 0 | 0 | 0 | 0 | 0 | 0
Ozone Season NOX Cap TR - WI | 676 | 7763 | Rate Constraint in MTons | FALSE | L | Annual | Seasons Included | Seasons | Summer | Summer | Summer | Summer | Summer | Summer | Summer | Summer
Ozone Season NOX Cap TR - WI | 676 | 7763 | Rate Constraint in MTons | FALSE | L | Annual | Standard NOX | Thousand Tons | 7.618 | 4.123 | 4.123 | 4.123 | 4.123 | 4.123 | 4.123 | 4.123
Ozone Season NOX Cap TR - WI | 676 | 7763 | Rate Constraint in MTons | FALSE | L | Annual | Emissions at Affected Plants NOX | Thousand Tons | 4.8209 | 2.3141 | 2.0208 | 2.075 | 1.3961 | 1.2818 | 1.2748 | 1.0507
Ozone Season NOX Cap TR - WI | 676 | 7763 | Rate Constraint in MTons | FALSE | L | Annual | Allowances Purchased NOX | Thousand Tons | 0 | 0 | 0 | 0 | 0 | 0 | 0 | 0
Ozone Season NOX Cap TR - WI | 676 | 7763 | Rate Constraint in MTons | FALSE | L | Annual | Allowances Sold NOX | Thousand Tons | 0 | 0 | 0 | 0 | 0 | 0 | 0 | 0
Ozone Season NOX Cap TR - WI | 676 | 7763 | Rate Constraint in MTons | FALSE | L | Annual | Allowances Banked | Thousand Tons | 0 | 0 | 0 | 0 | 0 | 0 | 0 | 0
Ozone Season NOX Cap TR - WI | 676 | 7763 | Rate Constraint in MTons | FALSE | L | Annual | Allowances Withdrawn (1:1) | Thousand Tons | 0 | 0 | 0 | 0 | 0 | 0 | 0 | 0
Ozone Season NOX Cap TR - WI | 676 | 7763 | Rate Constraint in MTons | FALSE | L | Annual | Allowances Withdrawn (n:1) | Thousand Tons | 0 | 0 | 0 | 0 | 0 | 0 | 0 | 0
Ozone Season NOX Cap TR - WI | 676 | 7763 | Rate Constraint in MTons | FALSE | L | Annual | Net Emissions Allowance Position | Thousand Tons | 4.8209 | 2.3141 | 2.0208 | 2.075 | 1.3961 | 1.2818 | 1.2748 | 1.0507
Ozone Season NOX Cap TR - WI | 676 | 7763 | Rate Constraint in MTons | FALSE | L | Annual | Fuel Consumed | TBtu | 177.1798 | 123.6401 | 137.5447 | 141.4654 | 127.2514 | 120.1892 | 119.241 | 106.0191
Ozone Season NOX Cap TR - WI | 676 | 7763 | Rate Constraint in MTons | FALSE | L | Annual | Rate | lb/MMBtu | 0.054418 | 0.037433 | 0.029384 | 0.029336 | 0.021942 | 0.021329 | 0.021381 | 0.019821
Ozone Season NOX Cap TR - WI | 676 | 7763 | Rate Constraint in MTons | FALSE | L | Annual | Generation | TWh | 18.4905 | 14.8215 | 17.4021 | 17.7807 | 16.3575 | 15.4328 | 14.985 | 13.4742
Ozone Season NOX Cap TR - WI | 676 | 7763 | Rate Constraint in MTons | FALSE | L | Annual | Qualifying Generation | TWh | 18.4905 | 14.8215 | 17.0818 | 17.4783 | 15.9588 | 15.0934 | 14.9044 | 13.4013
Ozone Season NOX Cap TR - WI | 676 | 7763 | Rate Constraint in MTons | FALSE | L | Annual | Rate | lb/MWh | 0.52145 | 0.31226 | 0.2366 | 0.23744 | 0.17496 | 0.16984 | 0.17106 | 0.1568
Ozone Season NOX Cap TR - WI | 676 | 7763 | Rate Constraint in MTons | FALSE | L | Annual | Constraint Shadow Price | US2019$/Ton | 0 | 0 | 0 | 0 | 0 | 0 | 0 | 0
Ozone Season NOX Cap TR - WV | 677 | 7762 | Rate Constraint in MTons | FALSE | L | Annual | Seasons Included | Seasons | Summer | Summer | Summer | Summer | Summer | Summer | Summer | Summer
Ozone Season NOX Cap TR - WV | 677 | 7762 | Rate Constraint in MTons | FALSE | L | Annual | Standard NOX | Thousand Tons | 16.1 | 11.71 | 11.71 | 11.71 | 11.71 | 11.71 | 11.71 | 11.71
Ozone Season NOX Cap TR - WV | 677 | 7762 | Rate Constraint in MTons | FALSE | L | Annual | Emissions at Affected Plants NOX | Thousand Tons | 15.1674 | 10.477 | 7.9653 | 8.5033 | 9.6843 | 1.9028 | 1.5377 | 1.4694
Ozone Season NOX Cap TR - WV | 677 | 7762 | Rate Constraint in MTons | FALSE | L | Annual | Allowances Purchased NOX | Thousand Tons | 0 | 0 | 0 | 0 | 0 | 0 | 0 | 0
Ozone Season NOX Cap TR - WV | 677 | 7762 | Rate Constraint in MTons | FALSE | L | Annual | Allowances Sold NOX | Thousand Tons | 0 | 0 | 0 | 0 | 0 | 0 | 0 | 0
Ozone Season NOX Cap TR - WV | 677 | 7762 | Rate Constraint in MTons | FALSE | L | Annual | Allowances Banked | Thousand Tons | 0 | 0 | 0 | 0 | 0 | 0 | 0 | 0
Ozone Season NOX Cap TR - WV | 677 | 7762 | Rate Constraint in MTons | FALSE | L | Annual | Allowances Withdrawn (1:1) | Thousand Tons | 0 | 0 | 0 | 0 | 0 | 0 | 0 | 0
Ozone Season NOX Cap TR - WV | 677 | 7762 | Rate Constraint in MTons | FALSE | L | Annual | Allowances Withdrawn (n:1) | Thousand Tons | 0 | 0 | 0 | 0 | 0 | 0 | 0 | 0
Ozone Season NOX Cap TR - WV | 677 | 7762 | Rate Constraint in MTons | FALSE | L | Annual | Net Emissions Allowance Position | Thousand Tons | 15.1674 | 10.477 | 7.9653 | 8.5033 | 9.6843 | 1.9028 | 1.5377 | 1.4694
Ozone Season NOX Cap TR - WV | 677 | 7762 | Rate Constraint in MTons | FALSE | L | Annual | Fuel Consumed | TBtu | 308.9977 | 272.08 | 207.8906 | 221.7302 | 255.0949 | 69.6639 | 71.3054 | 182.4799
Ozone Season NOX Cap TR - WV | 677 | 7762 | Rate Constraint in MTons | FALSE | L | Annual | Rate | lb/MMBtu | 0.098172 | 0.077014 | 0.07663 | 0.0767 | 0.075927 | 0.054628 | 0.043131 | 0.016105
Ozone Season NOX Cap TR - WV | 677 | 7762 | Rate Constraint in MTons | FALSE | L | Annual | Generation | TWh | 30.9541 | 27.328 | 20.9069 | 22.2846 | 27.3175 | 14.9186 | 27.2652 | 57.209
Ozone Season NOX Cap TR - WV | 677 | 7762 | Rate Constraint in MTons | FALSE | L | Annual | Qualifying Generation | TWh | 30.9541 | 27.328 | 20.9069 | 22.2846 | 25.6212 | 7.1615 | 8.1078 | 24.8238
Ozone Season NOX Cap TR - WV | 677 | 7762 | Rate Constraint in MTons | FALSE | L | Annual | Rate | lb/MWh | 0.97999 | 0.76676 | 0.76198 | 0.76315 | 0.75596 | 0.53139 | 0.37932 | 0.11839
Ozone Season NOX Cap TR - WV | 677 | 7762 | Rate Constraint in MTons | FALSE | L | Annual | Constraint Shadow Price | US2019$/Ton | 0 | 0 | 0 | 0 | 0 | 0 | 0 | 0
Ozone Season NOX Transport - GA | 680 | 7046 | Rate Constraint in MTons | FALSE | L | Annual | Seasons Included | Seasons | Summer | Summer | Summer | Summer | Summer | Summer | Summer | Summer
Ozone Season NOX Transport - GA | 680 | 7046 | Rate Constraint in MTons | FALSE | L | Annual | Standard NOX | Thousand Tons | 29.09 | 29.09 | 29.09 | 29.09 | 29.09 | 29.09 | 29.09 | 29.09
Ozone Season NOX Transport - GA | 680 | 7046 | Rate Constraint in MTons | FALSE | L | Annual | Emissions at Affected Plants NOX | Thousand Tons | 8.1784 | 4.4225 | 3.5247 | 4.3579 | 3.2771 | 2.5493 | 2.6784 | 2.4181
Ozone Season NOX Transport - GA | 680 | 7046 | Rate Constraint in MTons | FALSE | L | Annual | Allowances Purchased NOX | Thousand Tons | 0 | 0 | 0 | 0 | 0 | 0 | 0 | 0
Ozone Season NOX Transport - GA | 680 | 7046 | Rate Constraint in MTons | FALSE | L | Annual | Allowances Sold NOX | Thousand Tons | 0 | 0 | 0 | 0 | 0 | 0 | 0 | 0
Ozone Season NOX Transport - GA | 680 | 7046 | Rate Constraint in MTons | FALSE | L | Annual | Allowances Banked | Thousand Tons | 0 | 0 | 0 | 0 | 0 | 0 | 0 | 0
Ozone Season NOX Transport - GA | 680 | 7046 | Rate Constraint in MTons | FALSE | L | Annual | Allowances Withdrawn (1:1) | Thousand Tons | 0 | 0 | 0 | 0 | 0 | 0 | 0 | 0
Ozone Season NOX Transport - GA | 680 | 7046 | Rate Constraint in MTons | FALSE | L | Annual | Allowances Withdrawn (n:1) | Thousand Tons | 0 | 0 | 0 | 0 | 0 | 0 | 0 | 0
Ozone Season NOX Transport - GA | 680 | 7046 | Rate Constraint in MTons | FALSE | L | Annual | Net Emissions Allowance Position | Thousand Tons | 8.1784 | 4.4225 | 3.5247 | 4.3579 | 3.2771 | 2.5493 | 2.6784 | 2.4181
Ozone Season NOX Transport - GA | 680 | 7046 | Rate Constraint in MTons | FALSE | L | Annual | Fuel Consumed | TBtu | 317.7556 | 254.0313 | 244.8992 | 273.0216 | 264.5984 | 254.2943 | 280.7703 | 293.9728
Ozone Season NOX Transport - GA | 680 | 7046 | Rate Constraint in MTons | FALSE | L | Annual | Rate | lb/MMBtu | 0.051476 | 0.034819 | 0.028785 | 0.031923 | 0.024771 | 0.02005 | 0.019079 | 0.016451
Ozone Season NOX Transport - GA | 680 | 7046 | Rate Constraint in MTons | FALSE | L | Annual | Generation | TWh | 37.7583 | 34.5162 | 47.8968 | 54.3001 | 66.7005 | 69.7041 | 79.2024 | 96.4191
Ozone Season NOX Transport - GA | 680 | 7046 | Rate Constraint in MTons | FALSE | L | Annual | Qualifying Generation | TWh | 37.493 | 32.2282 | 31.8807 | 34.5535 | 33.4586 | 33.361 | 37.8715 | 40.445
Ozone Season NOX Transport - GA | 680 | 7046 | Rate Constraint in MTons | FALSE | L | Annual | Rate | lb/MWh | 0.43626 | 0.27445 | 0.22112 | 0.25224 | 0.19589 | 0.15283 | 0.14145 | 0.11957
Ozone Season NOX Transport - GA | 680 | 7046 | Rate Constraint in MTons | FALSE | L | Annual | Constraint Shadow Price | US2019$/Ton | 0 | 0 | 0 | 0 | 0 | 0 | 0 | 0
Ozone Season NOX Transport - IA | 681 | 7047 | Rate Constraint in MTons | FALSE | L | Annual | Seasons Included | Seasons | Summer | Summer | Summer | Summer | Summer | Summer | Summer | Summer
Ozone Season NOX Transport - IA | 681 | 7047 | Rate Constraint in MTons | FALSE | L | Annual | Standard NOX | Thousand Tons | 13.639 | 13.639 | 13.639 | 13.639 | 13.639 | 13.639 | 13.639 | 13.639
Ozone Season NOX Transport - IA | 681 | 7047 | Rate Constraint in MTons | FALSE | L | Annual | Emissions at Affected Plants NOX | Thousand Tons | 10.5069 | 9.7238 | 8.9787 | 9.4437 | 9.6028 | 10.0454 | 10.106 | 7.6896
Ozone Season NOX Transport - IA | 681 | 7047 | Rate Constraint in MTons | FALSE | L | Annual | Allowances Purchased NOX | Thousand Tons | 0 | 0 | 0 | 0 | 0 | 0 | 0 | 0
Ozone Season NOX Transport - IA | 681 | 7047 | Rate Constraint in MTons | FALSE | L | Annual | Allowances Sold NOX | Thousand Tons | 0 | 0 | 0 | 0 | 0 | 0 | 0 | 0
Ozone Season NOX Transport - IA | 681 | 7047 | Rate Constraint in MTons | FALSE | L | Annual | Allowances Banked | Thousand Tons | 0 | 0 | 0 | 0 | 0 | 0 | 0 | 0
Ozone Season NOX Transport - IA | 681 | 7047 | Rate Constraint in MTons | FALSE | L | Annual | Allowances Withdrawn (1:1) | Thousand Tons | 0 | 0 | 0 | 0 | 0 | 0 | 0 | 0
Ozone Season NOX Transport - IA | 681 | 7047 | Rate Constraint in MTons | FALSE | L | Annual | Allowances Withdrawn (n:1) | Thousand Tons | 0 | 0 | 0 | 0 | 0 | 0 | 0 | 0
Ozone Season NOX Transport - IA | 681 | 7047 | Rate Constraint in MTons | FALSE | L | Annual | Net Emissions Allowance Position | Thousand Tons | 10.5069 | 9.7238 | 8.9787 | 9.4437 | 9.6028 | 10.0454 | 10.106 | 7.6896
Ozone Season NOX Transport - IA | 681 | 7047 | Rate Constraint in MTons | FALSE | L | Annual | Fuel Consumed | TBtu | 160.6767 | 159.8929 | 161.8528 | 170.7494 | 175.0515 | 178.577 | 188.9903 | 148.1324
Ozone Season NOX Transport - IA | 681 | 7047 | Rate Constraint in MTons | FALSE | L | Annual | Rate | lb/MMBtu | 0.13078 | 0.12163 | 0.11095 | 0.11062 | 0.10971 | 0.11251 | 0.10695 | 0.10382
Ozone Season NOX Transport - IA | 681 | 7047 | Rate Constraint in MTons | FALSE | L | Annual | Generation | TWh | 16.6175 | 16.9311 | 19.9305 | 21.9238 | 24.4217 | 24.9035 | 26.8175 | 19.332
Ozone Season NOX Transport - IA | 681 | 7047 | Rate Constraint in MTons | FALSE | L | Annual | Qualifying Generation | TWh | 16.6175 | 16.9311 | 17.5798 | 18.4691 | 18.9212 | 19.1616 | 20.123 | 15.8399
Ozone Season NOX Transport - IA | 681 | 7047 | Rate Constraint in MTons | FALSE | L | Annual | Rate | lb/MWh | 1.2646 | 1.1486 | 1.0215 | 1.0227 | 1.015 | 1.0485 | 1.0044 | 0.97091
Ozone Season NOX Transport - IA | 681 | 7047 | Rate Constraint in MTons | FALSE | L | Annual | Constraint Shadow Price | US2019$/Ton | 0 | 0 | 0 | 0 | 0 | 0 | 0 | 0
Ozone Season NOX Transport - KS | 684 | 7050 | Rate Constraint in MTons | FALSE | L | Annual | Seasons Included | Seasons | Summer | Summer | Summer | Summer | Summer | Summer | Summer | Summer
Ozone Season NOX Transport - KS | 684 | 7050 | Rate Constraint in MTons | FALSE | L | Annual | Standard NOX | Thousand Tons | 9.713 | 9.713 | 9.713 | 9.713 | 9.713 | 9.713 | 9.713 | 9.713
Ozone Season NOX Transport - KS | 684 | 7050 | Rate Constraint in MTons | FALSE | L | Annual | Emissions at Affected Plants NOX | Thousand Tons | 6.074 | 5.47 | 4.9272 | 3.9584 | 3.9874 | 1.995 | 2.011 | 1.7878
Ozone Season NOX Transport - KS | 684 | 7050 | Rate Constraint in MTons | FALSE | L | Annual | Allowances Purchased NOX | Thousand Tons | 0 | 0 | 0 | 0 | 0 | 0 | 0 | 0
Ozone Season NOX Transport - KS | 684 | 7050 | Rate Constraint in MTons | FALSE | L | Annual | Allowances Sold NOX | Thousand Tons | 0 | 0 | 0 | 0 | 0 | 0 | 0 | 0
Ozone Season NOX Transport - KS | 684 | 7050 | Rate Constraint in MTons | FALSE | L | Annual | Allowances Banked | Thousand Tons | 0 | 0 | 0 | 0 | 0 | 0 | 0 | 0
Ozone Season NOX Transport - KS | 684 | 7050 | Rate Constraint in MTons | FALSE | L | Annual | Allowances Withdrawn (1:1) | Thousand Tons | 0 | 0 | 0 | 0 | 0 | 0 | 0 | 0
Ozone Season NOX Transport - KS | 684 | 7050 | Rate Constraint in MTons | FALSE | L | Annual | Allowances Withdrawn (n:1) | Thousand Tons | 0 | 0 | 0 | 0 | 0 | 0 | 0 | 0
Ozone Season NOX Transport - KS | 684 | 7050 | Rate Constraint in MTons | FALSE | L | Annual | Net Emissions Allowance Position | Thousand Tons | 6.074 | 5.47 | 4.9272 | 3.9584 | 3.9874 | 1.995 | 2.011 | 1.7878
Ozone Season NOX Transport - KS | 684 | 7050 | Rate Constraint in MTons | FALSE | L | Annual | Fuel Consumed | TBtu | 120.6914 | 106.0851 | 99.0893 | 80.8933 | 79.0423 | 35.8275 | 39.7905 | 33.4645
Ozone Season NOX Transport - KS | 684 | 7050 | Rate Constraint in MTons | FALSE | L | Annual | Rate | lb/MMBtu | 0.10065 | 0.10312 | 0.099449 | 0.097868 | 0.10089 | 0.11137 | 0.10108 | 0.10685
Ozone Season NOX Transport - KS | 684 | 7050 | Rate Constraint in MTons | FALSE | L | Annual | Generation | TWh | 11.133 | 9.7764 | 9.6406 | 7.8945 | 7.6255 | 5.1456 | 6.0709 | 4.8368
Ozone Season NOX Transport - KS | 684 | 7050 | Rate Constraint in MTons | FALSE | L | Annual | Qualifying Generation | TWh | 11.133 | 9.7651 | 9.2615 | 7.6349 | 7.4082 | 3.5341 | 3.9381 | 3.3204
Ozone Season NOX Transport - KS | 684 | 7050 | Rate Constraint in MTons | FALSE | L | Annual | Rate | lb/MWh | 1.0912 | 1.1203 | 1.064 | 1.0369 | 1.0765 | 1.129 | 1.0213 | 1.0769
Ozone Season NOX Transport - KS | 684 | 7050 | Rate Constraint in MTons | FALSE | L | Annual | Constraint Shadow Price | US2019$/Ton | 0 | 0 | 0 | 0 | 0 | 0 | 0 | 0
Ozone Season NOX Transport - Region 2 | 697 | 7063 | Rate Constraint in MTons | FALSE | L | Annual | Seasons Included | Seasons | Summer | Summer | Summer | Summer | Summer | Summer | Summer | Summer
Ozone Season NOX Transport - Region 2 | 697 | 7063 | Rate Constraint in MTons | FALSE | L | Annual | Standard NOX | Thousand Tons | 24.041 | 24.041 | 24.041 | 24.041 | 24.041 | 24.041 | 24.041 | 24.041
Ozone Season NOX Transport - Region 2 | 697 | 7063 | Rate Constraint in MTons | FALSE | L | Annual | Emissions at Affected Plants NOX | Thousand Tons | 8.1784 | 4.4225 | 3.5247 | 4.3579 | 3.2771 | 2.5493 | 2.6784 | 2.4181
Ozone Season NOX Transport - Region 2 | 697 | 7063 | Rate Constraint in MTons | FALSE | L | Annual | Allowances Purchased NOX | Thousand Tons | 0 | 0 | 0 | 0 | 0 | 0 | 0 | 0
Ozone Season NOX Transport - Region 2 | 697 | 7063 | Rate Constraint in MTons | FALSE | L | Annual | Allowances Sold NOX | Thousand Tons | 0 | 0 | 0 | 0 | 0 | 0 | 0 | 0
Ozone Season NOX Transport - Region 2 | 697 | 7063 | Rate Constraint in MTons | FALSE | L | Annual | Allowances Banked | Thousand Tons | 0 | 0 | 0 | 19.6831 | 0 | 0 | 0 | 0
Ozone Season NOX Transport - Region 2 | 697 | 7063 | Rate Constraint in MTons | FALSE | L | Annual | Allowances Withdrawn (1:1) | Thousand Tons | 0 | 0 | 0 | 0 | 0 | 0 | -7.8732 | 0
Ozone Season NOX Transport - Region 2 | 697 | 7063 | Rate Constraint in MTons | FALSE | L | Annual | Allowances Withdrawn (n:1) | Thousand Tons | 0 | 0 | 0 | 0 | 0 | 0 | 0 | 0
Ozone Season NOX Transport - Region 2 | 697 | 7063 | Rate Constraint in MTons | FALSE | L | Annual | Net Emissions Allowance Position | Thousand Tons | 8.1784 | 4.4225 | 3.5247 | 24.041 | 3.2771 | 2.5493 | -5.1949 | 2.4181
Ozone Season NOX Transport - Region 2 | 697 | 7063 | Rate Constraint in MTons | FALSE | L | Annual | Fuel Consumed | TBtu | 317.7556 | 254.0313 | 244.8992 | 273.0216 | 264.5984 | 254.2943 | 280.7703 | 293.9728
Ozone Season NOX Transport - Region 2 | 697 | 7063 | Rate Constraint in MTons | FALSE | L | Annual | Rate | lb/MMBtu | 0.051476 | 0.034819 | 0.028785 | 0.031923 | 0.024771 | 0.02005 | 0.019079 | 0.016451
Ozone Season NOX Transport - Region 2 | 697 | 7063 | Rate Constraint in MTons | FALSE | L | Annual | Generation | TWh | 37.7583 | 34.5162 | 47.8968 | 54.3001 | 66.7005 | 69.7041 | 79.2024 | 96.4191
Ozone Season NOX Transport - Region 2 | 697 | 7063 | Rate Constraint in MTons | FALSE | L | Annual | Qualifying Generation | TWh | 37.493 | 32.2282 | 31.8807 | 34.5535 | 33.4586 | 33.361 | 37.8715 | 40.445
Ozone Season NOX Transport - Region 2 | 697 | 7063 | Rate Constraint in MTons | FALSE | L | Annual | Rate | lb/MWh | 0.43626 | 0.27445 | 0.22112 | 0.25224 | 0.19589 | 0.15283 | 0.14145 | 0.11957
Ozone Season NOX Transport - Region 2 | 697 | 7063 | Rate Constraint in MTons | FALSE | L | Annual | Constraint Shadow Price | US2019$/Ton | 0 | 0 | 0 | 0 | 0 | 0 | 0 | 0
Ozone Season NOX Transport - TN | 698 | 7064 | Rate Constraint in MTons | FALSE | L | Annual | Seasons Included | Seasons | Summer | Summer | Summer | Summer | Summer | Summer | Summer | Summer
Ozone Season NOX Transport - TN | 698 | 7064 | Rate Constraint in MTons | FALSE | L | Annual | Standard NOX | Thousand Tons | 9.361 | 9.361 | 9.361 | 9.361 | 9.361 | 9.361 | 9.361 | 9.361
Ozone Season NOX Transport - TN | 698 | 7064 | Rate Constraint in MTons | FALSE | L | Annual | Emissions at Affected Plants NOX | Thousand Tons | 5.4354 | 2.8066 | 2.1183 | 0.58007 | 0.46071 | 0.47757 | 0.48786 | 0.61938
Ozone Season NOX Transport - TN | 698 | 7064 | Rate Constraint in MTons | FALSE | L | Annual | Allowances Purchased NOX | Thousand Tons | 0 | 0 | 0 | 0 | 0 | 0 | 0 | 0
Ozone Season NOX Transport - TN | 698 | 7064 | Rate Constraint in MTons | FALSE | L | Annual | Allowances Sold NOX | Thousand Tons | 0 | 0 | 0 | 0 | 0 | 0 | 0 | 0
Ozone Season NOX Transport - TN | 698 | 7064 | Rate Constraint in MTons | FALSE | L | Annual | Allowances Banked | Thousand Tons | 0 | 0 | 0 | 0 | 0 | 0 | 0 | 0
Ozone Season NOX Transport - TN | 698 | 7064 | Rate Constraint in MTons | FALSE | L | Annual | Allowances Withdrawn (1:1) | Thousand Tons | 0 | 0 | 0 | 0 | 0 | 0 | 0 | 0
Ozone Season NOX Transport - TN | 698 | 7064 | Rate Constraint in MTons | FALSE | L | Annual | Allowances Withdrawn (n:1) | Thousand Tons | 0 | 0 | 0 | 0 | 0 | 0 | 0 | 0
Ozone Season NOX Transport - TN | 698 | 7064 | Rate Constraint in MTons | FALSE | L | Annual | Net Emissions Allowance Position | Thousand Tons | 5.4354 | 2.8066 | 2.1183 | 0.58007 | 0.46071 | 0.47757 | 0.48786 | 0.61938
Ozone Season NOX Transport - TN | 698 | 7064 | Rate Constraint in MTons | FALSE | L | Annual | Fuel Consumed | TBtu | 190.7427 | 132.6025 | 115.6655 | 79.4143 | 82.1465 | 86.908 | 89.2216 | 113.3528
Ozone Season NOX Transport - TN | 698 | 7064 | Rate Constraint in MTons | FALSE | L | Annual | Rate | lb/MMBtu | 0.056992 | 0.042331 | 0.036628 | 0.014609 | 0.011217 | 0.01099 | 0.010936 | 0.010928
Ozone Season NOX Transport - TN | 698 | 7064 | Rate Constraint in MTons | FALSE | L | Annual | Generation | TWh | 19.829 | 15.034 | 14.4714 | 11.5301 | 12.3819 | 15.0984 | 16.3462 | 23.3481
Ozone Season NOX Transport - TN | 698 | 7064 | Rate Constraint in MTons | FALSE | L | Annual | Qualifying Generation | TWh | 19.829 | 15.034 | 13.6478 | 10.1988 | 10.5285 | 11.8338 | 12.5052 | 16.3755
Ozone Season NOX Transport - TN | 698 | 7064 | Rate Constraint in MTons | FALSE | L | Annual | Rate | lb/MWh | 0.54823 | 0.37337 | 0.31042 | 0.11375 | 0.087516 | 0.080714 | 0.078024 | 0.075647
Ozone Season NOX Transport - TN | 698 | 7064 | Rate Constraint in MTons | FALSE | L | Annual | Constraint Shadow Price | US2019$/Ton | 0 | 0 | 0 | 0 | 0 | 0 | 0 | 0
RED-Rochester MER Rate Limit v3.1 | 703 | 7518 | Rate Constraint in lbs/MMBtu | FALSE | L | Annual | Seasons Included | Seasons | Winter, WintShld, Summer | Winter, WintShld, Summer | Winter, WintShld, Summer | Winter, WintShld, Summer | Winter, WintShld, Summer | Winter, WintShld, Summer | Winter, WintShld, Summer | Winter, WintShld, Summer
RED-Rochester MER Rate Limit v3.1 | 703 | 7518 | Rate Constraint in lbs/MMBtu | FALSE | L | Annual | Standard MER | lb/MMBtu | 6e-07 | 6e-07 | 6e-07 | 6e-07 | 6e-07 | 6e-07 | 6e-07 | 6e-07
RED-Rochester MER Rate Limit v3.1 | 703 | 7518 | Rate Constraint in lbs/MMBtu | FALSE | L | Annual | Emissions at Affected Plants MER | lbs | 0.00060611 | 0.00068963 | 0.00068963 | 0.00068963 | 0.00068963 | 0.00016537 | 0.00014455 | 0.00016537
RED-Rochester MER Rate Limit v3.1 | 703 | 7518 | Rate Constraint in lbs/MMBtu | FALSE | L | Annual | Allowances Purchased MER | lbs | 0 | 0 | 0 | 0 | 0 | 0 | 0 | 0
RED-Rochester MER Rate Limit v3.1 | 703 | 7518 | Rate Constraint in lbs/MMBtu | FALSE | L | Annual | Allowances Sold MER | lbs | 0 | 0 | 0 | 0 | 0 | 0 | 0 | 0
RED-Rochester MER Rate Limit v3.1 | 703 | 7518 | Rate Constraint in lbs/MMBtu | FALSE | L | Annual | Allowances Banked | lbs | 0 | 0 | 0 | 0 | 0 | 0 | 0 | 0
RED-Rochester MER Rate Limit v3.1 | 703 | 7518 | Rate Constraint in lbs/MMBtu | FALSE | L | Annual | Allowances Withdrawn (1:1) | lbs | 0 | 0 | 0 | 0 | 0 | 0 | 0 | 0
RED-Rochester MER Rate Limit v3.1 | 703 | 7518 | Rate Constraint in lbs/MMBtu | FALSE | L | Annual | Allowances Withdrawn (n:1) | lbs | 0 | 0 | 0 | 0 | 0 | 0 | 0 | 0
RED-Rochester MER Rate Limit v3.1 | 703 | 7518 | Rate Constraint in lbs/MMBtu | FALSE | L | Annual | Net Emissions Allowance Position | lbs | 0.00060611 | 0.00068963 | 0.00068963 | 0.00068963 | 0.00068963 | 0.00016537 | 0.00014455 | 0.00016537
RED-Rochester MER Rate Limit v3.1 | 703 | 7518 | Rate Constraint in lbs/MMBtu | FALSE | L | Annual | Fuel Consumed | TBtu | 2.9785 | 3.3979 | 3.3979 | 3.3979 | 3.3979 | 0.81479 | 0.70815 | 0.81479
RED-Rochester MER Rate Limit v3.1 | 703 | 7518 | Rate Constraint in lbs/MMBtu | FALSE | L | Annual | Rate | lb/MMBtu | 2.035e-10 | 2.0296e-10 | 2.0296e-10 | 2.0296e-10 | 2.0296e-10 | 2.0296e-10 | 2.0413e-10 | 2.0296e-10
RED-Rochester MER Rate Limit v3.1 | 703 | 7518 | Rate Constraint in lbs/MMBtu | FALSE | L | Annual | Generation | TWh | 0.52161 | 0.59348 | 0.59348 | 0.59348 | 0.59348 | 0.14231 | 0.1244 | 0.14231
RED-Rochester MER Rate Limit v3.1 | 703 | 7518 | Rate Constraint in lbs/MMBtu | FALSE | L | Annual | Qualifying Generation | TWh | 0.35886 | 0.40939 | 0.40939 | 0.40939 | 0.40939 | 0.098167 | 0.085319 | 0.098167
RED-Rochester MER Rate Limit v3.1 | 703 | 7518 | Rate Constraint in lbs/MMBtu | FALSE | L | Annual | Rate | lb/MWh | 1.689e-09 | 1.6845e-09 | 1.6845e-09 | 1.6845e-09 | 1.6845e-09 | 1.6845e-09 | 1.6943e-09 | 1.6845e-09
RED-Rochester MER Rate Limit v3.1 | 703 | 7518 | Rate Constraint in lbs/MMBtu | FALSE | L | Annual | Constraint Shadow Price | US2019$/Lb | 0 | 0 | 0 | 0 | 0 | 0 | 0 | 0
RGGI CO2 Annual Constraint v5.13 | 704 | 7118 | Rate Constraint in MTons | FALSE | L | Annual | Seasons Included | Seasons | Winter, WintShld, Summer | Winter, WintShld, Summer | Winter, WintShld, Summer | Winter, WintShld, Summer | Winter, WintShld, Summer | Winter, WintShld, Summer | Winter, WintShld, Summer | Winter, WintShld, Summer
RGGI CO2 Annual Constraint v5.13 | 704 | 7118 | Rate Constraint in MTons | FALSE | L | Annual | Standard CO2 | Thousand Tons | 197186.1116 | 82992.6188 | 85225.1554 | 78610.4021 | 78610.4021 | 78610.4021 | 78610.4021 | 78610.4021
RGGI CO2 Annual Constraint v5.13 | 704 | 7118 | Rate Constraint in MTons | FALSE | L | Annual | Emissions at Affected Plants CO2 | Thousand Tons | 79612.9777 | 76138.1591 | 99697.385 | 99841.6965 | 87319.9413 | 78610.4021 | 71878.5907 | 60088.4958
RGGI CO2 Annual Constraint v5.13 | 704 | 7118 | Rate Constraint in MTons | FALSE | L | Annual | Allowances Purchased CO2 | Thousand Tons | 0 | 0 | 0 | 0 | 0 | 0 | 0 | 0
RGGI CO2 Annual Constraint v5.13 | 704 | 7118 | Rate Constraint in MTons | FALSE | L | Annual | Allowances Sold CO2 | Thousand Tons | 0 | 0 | 0 | 0 | 0 | 0 | 0 | 0
RGGI CO2 Annual Constraint v5.13 | 704 | 7118 | Rate Constraint in MTons | FALSE | L | Annual | Allowances Banked | Thousand Tons | 117573.1339 | 6854.4598 | 0 | 0 | 0 | 0 | 0 | 0
RGGI CO2 Annual Constraint v5.13 | 704 | 7118 | Rate Constraint in MTons | FALSE | L | Annual | Allowances Withdrawn (1:1) | Thousand Tons | 0 | 0 | -14472.23 | -21231.2945 | -8709.5394 | 0 | 0 | 0
RGGI CO2 Annual Constraint v5.13 | 704 | 7118 | Rate Constraint in MTons | FALSE | L | Annual | Allowances Withdrawn (n:1) | Thousand Tons | 0 | 0 | 0 | 0 | 0 | 0 | 0 | 0
RGGI CO2 Annual Constraint v5.13 | 704 | 7118 | Rate Constraint in MTons | FALSE | L | Annual | Net Emissions Allowance Position | Thousand Tons | 197186.1116 | 82992.619 | 85225.155 | 78610.4021 | 78610.4018 | 78610.4021 | 71878.5907 | 60088.4958
RGGI CO2 Annual Constraint v5.13 | 704 | 7118 | Rate Constraint in MTons | FALSE | L | Annual | Fuel Consumed | TBtu | 1252.5453 | 1230.7068 | 1635.4909 | 1638.454 | 1432.4494 | 1286.2782 | 1176.4904 | 983.736
RGGI CO2 Annual Constraint v5.13 | 704 | 7118 | Rate Constraint in MTons | FALSE | L | Annual | Rate | lb/MMBtu | 127.1219 | 123.7308 | 121.9174 | 121.8731 | 121.917 | 122.2292 | 122.1915 | 122.1639
RGGI CO2 Annual Constraint v5.13 | 704 | 7118 | Rate Constraint in MTons | FALSE | L | Annual | Generation | TWh | 171.6366 | 170.5043 | 228.7041 | 231.1855 | 209.5926 | 207.7915 | 223.8592 | 275.5681
RGGI CO2 Annual Constraint v5.13 | 704 | 7118 | Rate Constraint in MTons | FALSE | L | Annual | Qualifying Generation | TWh | 171.6352 | 170.4996 | 225.3086 | 226.5062 | 198.9614 | 176.5487 | 161.7141 | 135.0229
RGGI CO2 Annual Constraint v5.13 | 704 | 7118 | Rate Constraint in MTons | FALSE | L | Annual | Rate | lb/MWh | 927.7001 | 893.1183 | 884.9854 | 881.5801 | 877.7576 | 890.5239 | 888.959 | 890.0487
RGGI CO2 Annual Constraint v5.13 | 704 | 7118 | Rate Constraint in MTons | FALSE | L | Annual | Constraint Shadow Price | US2019$/Ton | 3.141 | 3.3797 | 3.7755 | 4.1414 | 4.7919 | 2.0215 | 0 | 0
RPS Clean Energy v6.20- CO | 706 | 7648 | Generation Constraint in GWh | FALSE | G | Annual | Seasons Included | Seasons | Winter, WintShld, Summer | Winter, WintShld, Summer | Winter, WintShld, Summer | Winter, WintShld, Summer | Winter, WintShld, Summer | Winter, WintShld, Summer | Winter, WintShld, Summer | Winter, WintShld, Summer
RPS Clean Energy v6.20- CO | 706 | 7648 | Generation Constraint in GWh | FALSE | G | Annual | Standard GWh | GWh | 0 | 0 | 0 | 0 | 0 | 0 | 0 | 44004.6953
RPS Clean Energy v6.20- CO | 706 | 7648 | Generation Constraint in GWh | FALSE | G | Annual | Emissions at Affected Plants | GWh | 25421.8002 | 25421.4655 | 25419.2006 | 29776.6978 | 31925.6089 | 43754.4695 | 49260.5186 | 57713.1549
RPS Clean Energy v6.20- CO | 706 | 7648 | Generation Constraint in GWh | FALSE | G | Annual | Allowances Purchased | GWh | 0 | 0 | 0 | 0 | 0 | 0 | 0 | 0
RPS Clean Energy v6.20- CO | 706 | 7648 | Generation Constraint in GWh | FALSE | G | Annual | Allowances Sold | GWh | 0 | 0 | 0 | 0 | 0 | 0 | 0 | 0
RPS Clean Energy v6.20- CO | 706 | 7648 | Generation Constraint in GWh | FALSE | G | Annual | Allowances Banked | GWh | 0 | 0 | 0 | 0 | 0 | 0 | 0 | 0
RPS Clean Energy v6.20- CO | 706 | 7648 | Generation Constraint in GWh | FALSE | G | Annual | Allowances Withdrawn (1:1) | GWh | 0 | 0 | 0 | 0 | 0 | 0 | 0 | 0
RPS Clean Energy v6.20- CO | 706 | 7648 | Generation Constraint in GWh | FALSE | G | Annual | Allowances Withdrawn (n:1) | GWh | 0 | 0 | 0 | 0 | 0 | 0 | 0 | 0
RPS Clean Energy v6.20- CO | 706 | 7648 | Generation Constraint in GWh | FALSE | G | Annual | Net Emissions Allowance Position | GWh | 25421.8002 | 25421.4655 | 25419.2006 | 29776.6978 | 31925.6089 | 43754.4695 | 49260.5186 | 57713.1549
RPS Clean Energy v6.20- CO | 706 | 7648 | Generation Constraint in GWh | FALSE | G | Annual | Fuel Consumed | TBtu | 0.86591 | 0.86102 | 0.86102 | 0.79518 | 0.79518 | 2.5105 | 2.5785 | 2.6486
RPS Clean Energy v6.20- CO | 706 | 7648 | Generation Constraint in GWh | FALSE | G | Annual | Heat Rate | MMBtu/MWh | 0.034062 | 0.03387 | 0.033873 | 0.026705 | 0.024907 | 0.057376 | 0.052344 | 0.045893
RPS Clean Energy v6.20- CO | 706 | 7648 | Generation Constraint in GWh | FALSE | G | Annual | Generation | TWh | 25.4218 | 25.4215 | 25.4192 | 29.7767 | 31.9256 | 43.7545 | 49.2605 | 57.7132
RPS Clean Energy v6.20- CO | 706 | 7648 | Generation Constraint in GWh | FALSE | G | Annual | Qualifying Generation | TWh | 25.4218 | 25.4215 | 25.4192 | 29.7767 | 31.9256 | 43.7545 | 49.2605 | 57.7132
RPS Clean Energy v6.20- CO | 706 | 7648 | Generation Constraint in GWh | FALSE | G | Annual | Rate | lb/MWh | 0 | 0 | 0 | 0 | 0 | 0 | 0 | 0
RPS Clean Energy v6.20- CO | 706 | 7648 | Generation Constraint in GWh | FALSE | G | Annual | Constraint Shadow Price | US2019$/MWh | 0 | 0 | 0 | 0 | 0 | 0 | 0 | 0
RPS Clean Energy v6.20- IL | 707 | 7740 | Generation Constraint in GWh | FALSE | G | Annual | Seasons Included | Seasons | Winter, WintShld, Summer | Winter, WintShld, Summer | Winter, WintShld, Summer | Winter, WintShld, Summer | Winter, WintShld, Summer | Winter, WintShld, Summer | Winter, WintShld, Summer | Winter, WintShld, Summer
RPS Clean Energy v6.20- IL | 707 | 7740 | Generation Constraint in GWh | FALSE | G | Annual | Standard GWh | GWh | 0 | 0 | 0 | 0 | 0 | 0 | 0 | 164415.7767
RPS Clean Energy v6.20- IL | 707 | 7740 | Generation Constraint in GWh | FALSE | G | Annual | Emissions at Affected Plants | GWh | 122639.3507 | 123355.9388 | 123492.8609 | 123492.8609 | 118630.5907 | 120473.0138 | 121435.9328 | 164415.7767
RPS Clean Energy v6.20- IL | 707 | 7740 | Generation Constraint in GWh | FALSE | G | Annual | Allowances Purchased | GWh | 0 | 0 | 0 | 0 | 0 | 0 | 0 | 0
RPS Clean Energy v6.20- IL | 707 | 7740 | Generation Constraint in GWh | FALSE | G | Annual | Allowances Sold | GWh | 0 | 0 | 0 | 0 | 0 | 0 | 0 | 0
RPS Clean Energy v6.20- IL | 707 | 7740 | Generation Constraint in GWh | FALSE | G | Annual | Allowances Banked | GWh | 0 | 0 | 0 | 0 | 0 | 0 | 0 | 0
RPS Clean Energy v6.20- IL | 707 | 7740 | Generation Constraint in GWh | FALSE | G | Annual | Allowances Withdrawn (1:1) | GWh | 0 | 0 | 0 | 0 | 0 | 0 | 0 | 0
RPS Clean Energy v6.20- IL | 707 | 7740 | Generation Constraint in GWh | FALSE | G | Annual | Allowances Withdrawn (n:1) | GWh | 0 | 0 | 0 | 0 | 0 | 0 | 0 | 0
RPS Clean Energy v6.20- IL | 707 | 7740 | Generation Constraint in GWh | FALSE | G | Annual | Net Emissions Allowance Position | GWh | 122639.3507 | 123355.9388 | 123492.8609 | 123492.8609 | 118630.5907 | 120473.0138 | 121435.9328 | 164415.7767
RPS Clean Energy v6.20- IL | 707 | 7740 | Generation Constraint in GWh | FALSE | G | Annual | Fuel Consumed | TBtu | 1019.9349 | 1021.6532 | 1022.8188 | 1022.8188 | 932.6843 | 938.2602 | 946.4575 | 946.4575
RPS Clean Energy v6.20- IL | 707 | 7740 | Generation Constraint in GWh | FALSE | G | Annual | Heat Rate | MMBtu/MWh | 8.3165 | 8.2822 | 8.2824 | 8.2824 | 7.8621 | 7.7881 | 7.7939 | 5.7565
RPS Clean Energy v6.20- IL | 707 | 7740 | Generation Constraint in GWh | FALSE | G | Annual | Generation | TWh | 122.6394 | 123.3559 | 123.4929 | 123.4929 | 118.6306 | 120.473 | 121.4359 | 164.4158
RPS Clean Energy v6.20- IL | 707 | 7740 | Generation Constraint in GWh | FALSE | G | Annual | Qualifying Generation | TWh | 122.6394 | 123.3559 | 123.4929 | 123.4929 | 118.6306 | 120.473 | 121.4359 | 164.4158
RPS Clean Energy v6.20- IL | 707 | 7740 | Generation Constraint in GWh | FALSE | G | Annual | Rate | lb/MWh | 0 | 0 | 0 | 0 | 0 | 0 | 0 | 0
RPS Clean Energy v6.20- IL | 707 | 7740 | Generation Constraint in GWh | FALSE | G | Annual | Constraint Shadow Price | US2019$/MWh | 0 | 0 | 0 | 0 | 0 | 0 | 0 | 4.2224
RPS Clean Energy v6.20- MA | 708 | 7649 | Generation Constraint in GWh | FALSE | G | Annual | Seasons Included | Seasons | Winter, WintShld, Summer | Winter, WintShld, Summer | Winter, WintShld, Summer | Winter, WintShld, Summer | Winter, WintShld, Summer | Winter, WintShld, Summer | Winter, WintShld, Summer | Winter, WintShld, Summer
RPS Clean Energy v6.20- MA | 708 | 7649 | Generation Constraint in GWh | FALSE | G | Annual | Standard GWh | GWh | 13594.142 | 15663.7516 | 18812.4615 | 21200.6836 | 27306.8272 | 33786.0663 | 40912.9788 | 48968.7692
RPS Clean Energy v6.20- MA | 708 | 7649 | Generation Constraint in GWh | FALSE | G | Annual | Emissions at Affected Plants | GWh | 13594.142 | 15663.7516 | 19366.1979 | 21200.6836 | 27306.8271 | 33786.0663 | 40912.9788 | 48968.7692
RPS Clean Energy v6.20- MA | 708 | 7649 | Generation Constraint in GWh | FALSE | G | Annual | Allowances Purchased | GWh | 0 | 0 | 0 | 0 | 0 | 0 | 0 | 0
RPS Clean Energy v6.20- MA | 708 | 7649 | Generation Constraint in GWh | FALSE | G | Annual | Allowances Sold | GWh | 0 | 0 | 0 | 0 | 0 | 0 | 0 | 0
RPS Clean Energy v6.20- MA | 708 | 7649 | Generation Constraint in GWh | FALSE | G | Annual | Allowances Banked | GWh | 0 | 0 | 0 | 0 | 0 | 0 | 0 | 0
RPS Clean Energy v6.20- MA | 708 | 7649 | Generation Constraint in GWh | FALSE | G | Annual | Allowances Withdrawn (1:1) | GWh | 0 | 0 | 0 | 0 | 0 | 0 | 0 | 0
RPS Clean Energy v6.20- MA | 708 | 7649 | Generation Constraint in GWh | FALSE | G | Annual | Allowances Withdrawn (n:1) | GWh | 0 | 0 | 0 | 0 | 0 | 0 | 0 | 0
RPS Clean Energy v6.20- MA | 708 | 7649 | Generation Constraint in GWh | FALSE | G | Annual | Net Emissions Allowance Position | GWh | 13594.142 | 15663.7516 | 19366.1979 | 21200.6836 | 27306.8271 | 33786.0663 | 40912.9788 | 48968.7692
RPS Clean Energy v6.20- MA | 708 | 7649 | Generation Constraint in GWh | FALSE | G | Annual | Fuel Consumed | TBtu | 8.1572 | 6.1029 | 6.1029 | 6.1029 | 6.1029 | 6.1029 | 6.1029 | 6.1029
RPS Clean Energy v6.20- MA | 708 | 7649 | Generation Constraint in GWh | FALSE | G | Annual | Heat Rate | MMBtu/MWh | 0.60006 | 0.38962 | 0.31513 | 0.28786 | 0.22349 | 0.18063 | 0.14917 | 0.12463
RPS Clean Energy v6.20- MA | 708 | 7649 | Generation Constraint in GWh | FALSE | G | Annual | Generation | TWh | 13.5941 | 15.6638 | 19.3662 | 21.2007 | 27.3068 | 33.7861 | 40.913 | 48.9688
RPS Clean Energy v6.20- MA | 708 | 7649 | Generation Constraint in GWh | FALSE | G | Annual | Qualifying Generation | TWh | 13.5941 | 15.6638 | 19.3662 | 21.2007 | 27.3068 | 33.7861 | 40.913 | 48.9688
RPS Clean Energy v6.20- MA | 708 | 7649 | Generation Constraint in GWh | FALSE | G | Annual | Rate | lb/MWh | 0 | 0 | 0 | 0 | 0 | 0 | 0 | 0
RPS Clean Energy v6.20- MA | 708 | 7649 | Generation Constraint in GWh | FALSE | G | Annual | Constraint Shadow Price | US2019$/MWh | 38.317 | 19.4463 | 0 | 11.0943 | 14.9152 | 14.3738 | 15.5591 | 10.2033
RPS Clean Energy v6.20- NM | 709 | 7571 | Generation Constraint in GWh | FALSE | G | Annual | Seasons Included | Seasons | Winter, WintShld, Summer | Winter, WintShld, Summer | Winter, WintShld, Summer | Winter, WintShld, Summer | Winter, WintShld, Summer | Winter, WintShld, Summer | Winter, WintShld, Summer | Winter, WintShld, Summer
RPS Clean Energy v6.20- NM | 709 | 7571 | Generation Constraint in GWh | FALSE | G | Annual | Standard GWh | GWh | 0 | 0 | 0 | 0 | 0 | 0 | 19276.025 | 26763.1898
RPS Clean Energy v6.20- NM | 709 | 7571 | Generation Constraint in GWh | FALSE | G | Annual | Emissions at Affected Plants | GWh | 21427.7179 | 30388.8906 | 30390.4756 | 37012.9316 | 37815.2157 | 37815.8345 | 39656.8606 | 53554.7594
RPS Clean Energy v6.20- NM | 709 | 7571 | Generation Constraint in GWh | FALSE | G | Annual | Allowances Purchased | GWh | 0 | 0 | 0 | 0 | 0 | 0 | 0 | 0
RPS Clean Energy v6.20- NM | 709 | 7571 | Generation Constraint in GWh | FALSE | G | Annual | Allowances Sold | GWh | 0 | 0 | 0 | 0 | 0 | 0 | 0 | 0
RPS Clean Energy v6.20- NM | 709 | 7571 | Generation Constraint in GWh | FALSE | G | Annual | Allowances Banked | GWh | 0 | 0 | 0 | 0 | 0 | 0 | 0 | 0
RPS Clean Energy v6.20- NM | 709 | 7571 | Generation Constraint in GWh | FALSE | G | Annual | Allowances Withdrawn (1:1) | GWh | 0 | 0 | 0 | 0 | 0 | 0 | 0 | 0
RPS Clean Energy v6.20- NM | 709 | 7571 | Generation Constraint in GWh | FALSE | G | Annual | Allowances Withdrawn (n:1) | GWh | 0 | 0 | 0 | 0 | 0 | 0 | 0 | 0
RPS Clean Energy v6.20- NM | 709 | 7571 | Generation Constraint in GWh | FALSE | G | Annual | Net Emissions Allowance Position | GWh | 21427.7179 | 30388.8906 | 30390.4756 | 37012.9316 | 37815.2157 | 37815.8345 | 39656.8606 | 53554.7594
RPS Clean Energy v6.20- NM | 709 | 7571 | Generation Constraint in GWh | FALSE | G | Annual | Fuel Consumed | TBtu | 0.58478 | 0.58478 | 0.59827 | 0.59827 | 0.6046 | 0.60987 | 0.6103 | 0.98787
RPS Clean Energy v6.20- NM | 709 | 7571 | Generation Constraint in GWh | FALSE | G | Annual | Heat Rate | MMBtu/MWh | 0.027291 | 0.019243 | 0.019686 | 0.016164 | 0.015988 | 0.016127 | 0.015389 | 0.018446
RPS Clean Energy v6.20- NM | 709 | 7571 | Generation Constraint in GWh | FALSE | G | Annual | Generation | TWh | 21.4277 | 30.3889 | 30.3905 | 37.0129 | 37.8152 | 37.8158 | 39.6569 | 53.5548
RPS Clean Energy v6.20- NM | 709 | 7571 | Generation Constraint in GWh | FALSE | G | Annual | Qualifying Generation | TWh | 21.4277 | 30.3889 | 30.3905 | 37.0129 | 37.8152 | 37.8158 | 39.6569 | 53.5548
RPS Clean Energy v6.20- NM | 709 | 7571 | Generation Constraint in GWh | FALSE | G | Annual | Rate | lb/MWh | 0 | 0 | 0 | 0 | 0 | 0 | 0 | 0
RPS Clean Energy v6.20- NM | 709 | 7571 | Generation Constraint in GWh | FALSE | G | Annual | Constraint Shadow Price | US2019$/MWh | 0 | 0 | 0 | 0 | 0 | 0 | 0 | 0
RPS Clean Energy v6.20- NV | 710 | 7572 | Generation Constraint in GWh | FALSE | G | Annual | Seasons Included | Seasons | Winter, WintShld, Summer | Winter, WintShld, Summer | Winter, WintShld, Summer | Winter, WintShld, Summer | Winter, WintShld, Summer | Winter, WintShld, Summer | Winter, WintShld, Summer | Winter, WintShld, Summer
RPS Clean Energy v6.20- NV | 710 | 7572 | Generation Constraint in GWh | FALSE | G | Annual | Standard GWh | GWh | 0 | 0 | 0 | 0 | 0 | 0 | 0 | 48961.9676
RPS Clean Energy v6.20- NV | 710 | 7572 | Generation Constraint in GWh | FALSE | G | Annual | Emissions at Affected Plants | GWh | 16885.1031 | 19907.8857 | 19918.4334 | 19914.0487 | 20303.362 | 23098.6098 | 23840.1649 | 48961.9676
RPS Clean Energy v6.20- NV | 710 | 7572 | Generation Constraint in GWh | FALSE | G | Annual | Allowances Purchased | GWh | 0 | 0 | 0 | 0 | 0 | 0 | 0 | 0
RPS Clean Energy v6.20- NV | 710 | 7572 | Generation Constraint in GWh | FALSE | G | Annual | Allowances Sold | GWh | 0 | 0 | 0 | 0 | 0 | 0 | 0 | 0
RPS Clean Energy v6.20- NV | 710 | 7572 | Generation Constraint in GWh | FALSE | G | Annual | Allowances Banked | GWh | 0 | 0 | 0 | 0 | 0 | 0 | 0 | 0
RPS Clean Energy v6.20- NV | 710 | 7572 | Generation Constraint in GWh | FALSE | G | Annual | Allowances Withdrawn (1:1) | GWh | 0 | 0 | 0 | 0 | 0 | 0 | 0 | 0
RPS Clean Energy v6.20- NV | 710 | 7572 | Generation Constraint in GWh | FALSE | G | Annual | Allowances Withdrawn (n:1) | GWh | 0 | 0 | 0 | 0 | 0 | 0 | 0 | 0
RPS Clean Energy v6.20- NV | 710 | 7572 | Generation Constraint in GWh | FALSE | G | Annual | Net Emissions Allowance Position | GWh | 16885.1031 | 19907.8857 | 19918.4334 | 19914.0487 | 20303.362 | 23098.6098 | 23840.1649 | 48961.9676
RPS Clean Energy v6.20- NV | 710 | 7572 | Generation Constraint in GWh | FALSE | G | Annual | Fuel Consumed | TBtu | 54.7502 | 54.8306 | 54.9083 | 54.86 | 54.9105 | 54.9171 | 54.9139 | 56.2223
RPS Clean Energy v6.20- NV | 710 | 7572 | Generation Constraint in GWh | FALSE | G | Annual | Heat Rate | MMBtu/MWh | 3.2425 | 2.7542 | 2.7567 | 2.7548 | 2.7045 | 2.3775 | 2.3034 | 1.1483
RPS Clean Energy v6.20- NV | 710 | 7572 | Generation Constraint in GWh | FALSE | G | Annual | Generation | TWh | 16.8851 | 19.9079 | 19.9184 | 19.914 | 20.3034 | 23.0986 | 23.8402 | 48.962
RPS Clean Energy v6.20- NV | 710 | 7572 | Generation Constraint in GWh | FALSE | G | Annual | Qualifying Generation | TWh | 16.8851 | 19.9079 | 19.9184 | 19.914 | 20.3034 | 23.0986 | 23.8402 | 48.962
RPS Clean Energy v6.20- NV | 710 | 7572 | Generation Constraint in GWh | FALSE | G | Annual | Rate | lb/MWh | 0 | 0 | 0 | 0 | 0 | 0 | 0 | 0
RPS Clean Energy v6.20- NV | 710 | 7572 | Generation Constraint in GWh | FALSE | G | Annual | Constraint Shadow Price | US2019$/MWh | 0 | 0 | 0 | 0 | 0 | 0 | 0 | 10.8769
RPS Clean Energy v6.20- NY | 711 | 7573 | Generation Constraint in GWh | FALSE | G | Annual | Seasons Included | Seasons | Winter, WintShld, Summer | Winter, WintShld, Summer | Winter, WintShld, Summer | Winter, WintShld, Summer | Winter, WintShld, Summer | Winter, WintShld, Summer | Winter, WintShld, Summer | Winter, WintShld, Summer
RPS Clean Energy v6.20- NY | 711 | 7573 | Generation Constraint in GWh | FALSE | G | Annual | Standard GWh | GWh | 0 | 0 | 0 | 0 | 0 | 152394.3924 | 156698.7408 | 163809.3067
RPS Clean Energy v6.20- NY | 711 | 7573 | Generation Constraint in GWh | FALSE | G | Annual | Emissions at Affected Plants | GWh | 63383.8685 | 78747.8107 | 78844.8028 | 65404.813 | 100115.9275 | 152394.3924 | 156698.7407 | 163809.3067
RPS Clean Energy v6.20- NY | 711 | 7573 | Generation Constraint in GWh | FALSE | G | Annual | Allowances Purchased | GWh | 0 | 0 | 0 | 0 | 0 | 0 | 0 | 0
RPS Clean Energy v6.20- NY | 711 | 7573 | Generation Constraint in GWh | FALSE | G | Annual | Allowances Sold | GWh | 0 | 0 | 0 | 0 | 0 | 0 | 0 | 0
RPS Clean Energy v6.20- NY | 711 | 7573 | Generation Constraint in GWh | FALSE | G | Annual | Allowances Banked | GWh | 0 | 0 | 0 | 0 | 0 | 0 | 0 | 0
RPS Clean Energy v6.20- NY | 711 | 7573 | Generation Constraint in GWh | FALSE | G | Annual | Allowances Withdrawn (1:1) | GWh | 0 | 0 | 0 | 0 | 0 | 0 | 0 | 0
RPS Clean Energy v6.20- NY | 711 | 7573 | Generation Constraint in GWh | FALSE | G | Annual | Allowances Withdrawn (n:1) | GWh | 0 | 0 | 0 | 0 | 0 | 0 | 0 | 0
RPS Clean Energy v6.20- NY | 711 | 7573 | Generation Constraint in GWh | FALSE | G | Annual | Net Emissions Allowance Position | GWh | 63383.8685 | 78747.8107 | 78844.8028 | 65404.813 | 100115.9275 | 152394.3924 | 156698.7407 | 163809.3067
RPS Clean Energy v6.20- NY | 711 | 7573 | Generation Constraint in GWh | FALSE | G | Annual | Fuel Consumed | TBtu | 301.1181 | 296.9686 | 297.7943 | 157.2658 | 127.4315 | 133.3443 | 133.3443 | 133.3443
RPS Clean Energy v6.20- NY | 711 | 7573 | Generation Constraint in GWh | FALSE | G | Annual | Heat Rate | MMBtu/MWh | 4.7507 | 3.7711 | 3.777 | 2.4045 | 1.2728 | 0.87499 | 0.85096 | 0.81402
RPS Clean Energy v6.20- NY | 711 | 7573 | Generation Constraint in GWh | FALSE | G | Annual | Generation | TWh | 63.3839 | 78.7478 | 78.8448 | 65.4048 | 100.1159 | 152.3944 | 156.6987 | 163.8093
RPS Clean Energy v6.20- NY | 711 | 7573 | Generation Constraint in GWh | FALSE | G | Annual | Qualifying Generation | TWh | 63.3839 | 78.7478 | 78.8448 | 65.4048 | 100.1159 | 152.3944 | 156.6987 | 163.8093
RPS Clean Energy v6.20- NY | 711 | 7573 | Generation Constraint in GWh | FALSE | G | Annual | Rate | lb/MWh | 0 | 0 | 0 | 0 | 0 | 0 | 0 | 0
RPS Clean Energy v6.20- NY | 711 | 7573 | Generation Constraint in GWh | FALSE | G | Annual | Constraint Shadow Price | US2019$/MWh | 0 | 0 | 0 | 0 | 0 | 13.0272 | 11.1867 | 9.2726
RPS Clean Energy v6.20- WA | 712 | 7574 | Generation Constraint in GWh | FALSE | G | Annual | Seasons Included | Seasons | Winter, WintShld, Summer | Winter, WintShld, Summer | Winter, WintShld, Summer | Winter, WintShld, Summer | Winter, WintShld, Summer | Winter, WintShld, Summer | Winter, WintShld, Summer | Winter, WintShld, Summer
RPS Clean Energy v6.20- WA | 712 | 7574 | Generation Constraint in GWh | FALSE | G | Annual | Standard GWh | GWh | 0 | 0 | 0 | 94421.8601 | 97181.9993 | 102038.2517 | 107685.7862 | 114570.154
RPS Clean Energy v6.20- WA | 712 | 7574 | Generation Constraint in GWh | FALSE | G | Annual | Emissions at Affected Plants | GWh | 98272.9458 | 98351.4905 | 94312.6603 | 94421.8601 | 97181.9993 | 102038.2517 | 107685.7862 | 114570.154
RPS Clean Energy v6.20- WA | 712 | 7574 | Generation Constraint in GWh | FALSE | G | Annual | Allowances Purchased | GWh | 0 | 0 | 0 | 0 | 0 | 0 | 0 | 0
RPS Clean Energy v6.20- WA | 712 | 7574 | Generation Constraint in GWh | FALSE | G | Annual | Allowances Sold | GWh | 0 | 0 | 0 | 0 | 0 | 0 | 0 | 0
RPS Clean Energy v6.20- WA | 712 | 7574 | Generation Constraint in GWh | FALSE | G | Annual | Allowances Banked | GWh | 0 | 0 | 0 | 0 | 0 | 0 | 0 | 0
RPS Clean Energy v6.20- WA | 712 | 7574 | Generation Constraint in GWh | FALSE | G | Annual | Allowances Withdrawn (1:1) | GWh | 0 | 0 | 0 | 0 | 0 | 0 | 0 | 0
RPS Clean Energy v6.20- WA | 712 | 7574 | Generation Constraint in GWh | FALSE | G | Annual | Allowances Withdrawn (n:1) | GWh | 0 | 0 | 0 | 0 | 0 | 0 | 0 | 0
RPS Clean Energy v6.20- WA | 712 | 7574 | Generation Constraint in GWh | FALSE | G | Annual | Net Emissions Allowance Position | GWh | 98272.9458 | 98351.4905 | 94312.6603 | 94421.8601 | 97181.9993 | 102038.2517 | 107685.7862 | 114570.154
RPS Clean Energy v6.20- WA | 712 | 7574 | Generation Constraint in GWh | FALSE | G | Annual | Fuel Consumed | TBtu | 99.24 | 97.2804 | 54.9232 | 55.8528 | 56.1166 | 60.3855 | 8.6998 | 9.3668
RPS Clean Energy v6.20- WA | 712 | 7574 | Generation Constraint in GWh | FALSE | G | Annual | Heat Rate | MMBtu/MWh | 1.0098 | 0.98911 | 0.58235 | 0.59152 | 0.57744 | 0.59179 | 0.080789 | 0.081756
RPS Clean Energy v6.20- WA | 712 | 7574 | Generation Constraint in GWh | FALSE | G | Annual | Generation | TWh | 98.2729 | 98.3515 | 94.3127 | 94.4219 | 97.182 | 102.0383 | 107.6858 | 114.5702
RPS Clean Energy v6.20- WA | 712 | 7574 | Generation Constraint in GWh | FALSE | G | Annual | Qualifying Generation | TWh | 98.2729 | 98.3515 | 94.3127 | 94.4219 | 97.182 | 102.0383 | 107.6858 | 114.5702
RPS Clean Energy v6.20- WA | 712 | 7574 | Generation Constraint in GWh | FALSE | G | Annual | Rate | lb/MWh | 0 | 0 | 0 | 0 | 0 | 0 | 0 | 0
RPS Clean Energy v6.20- WA | 712 | 7574 | Generation Constraint in GWh | FALSE | G | Annual | Constraint Shadow Price | US2019$/MWh | 0 | 0 | 0 | 5.4746 | 8.3725 | 5.8915 | 3.1082 | 9.6234
RPS Solar v6.20- DC | 713 | 7575 | Generation Constraint in GWh | FALSE | G | Annual | Seasons Included | Seasons | Winter, WintShld, Summer | Winter, WintShld, Summer | Winter, WintShld, Summer | Winter, WintShld, Summer | Winter, WintShld, Summer | Winter, WintShld, Summer | Winter, WintShld, Summer | Winter, WintShld, Summer
RPS Solar v6.20- DC | 713 | 7575 | Generation Constraint in GWh | FALSE | G | Annual | Standard GWh | GWh | 312.6419 | 378.1139 | 495.0414 | 556.6474 | 801.3588 | 1123.7217 | 1224.9342 | 1282.8178
RPS Solar v6.20- DC | 713 | 7575 | Generation Constraint in GWh | FALSE | G | Annual | Emissions at Affected Plants | GWh | 13.0777 | 13.0777 | 13.0777 | 13.0777 | 13.0777 | 13.0777 | 13.0777 | 13.0777
RPS Solar v6.20- DC | 713 | 7575 | Generation Constraint in GWh | FALSE | G | Annual | Allowances Purchased | GWh | 299.5642 | 365.0362 | 481.9638 | 543.5697 | 788.2812 | 1110.644 | 1211.8565 | 1269.7402
RPS Solar v6.20- DC | 713 | 7575 | Generation Constraint in GWh | FALSE | G | Annual | Allowances Sold | GWh | 0 | 0 | 0 | 0 | 0 | 0 | 0 | 0
RPS Solar v6.20- DC | 713 | 7575 | Generation Constraint in GWh | FALSE | G | Annual | Allowances Banked | GWh | 0 | 0 | 0 | 0 | 0 | 0 | 0 | 0
RPS Solar v6.20- DC | 713 | 7575 | Generation Constraint in GWh | FALSE | G | Annual | Allowances Withdrawn (1:1) | GWh | 0 | 0 | 0 | 0 | 0 | 0 | 0 | 0
RPS Solar v6.20- DC | 713 | 7575 | Generation Constraint in GWh | FALSE | G | Annual | Allowances Withdrawn (n:1) | GWh | 0 | 0 | 0 | 0 | 0 | 0 | 0 | 0
RPS Solar v6.20- DC | 713 | 7575 | Generation Constraint in GWh | FALSE | G | Annual | Net Emissions Allowance Position | GWh | 312.6419 | 378.1139 | 495.0414 | 556.6474 | 801.3588 | 1123.7217 | 1224.9342 | 1282.8178
RPS Solar v6.20- DC | 713 | 7575 | Generation Constraint in GWh | FALSE | G | Annual | Fuel Consumed | TBtu | 0 | 0 | 0 | 0 | 0 | 0 | 0 | 0
RPS Solar v6.20- DC | 713 | 7575 | Generation Constraint in GWh | FALSE | G | Annual | Heat Rate | MMBtu/MWh | 0 | 0 | 0 | 0 | 0 | 0 | 0 | 0
RPS Solar v6.20- DC | 713 | 7575 | Generation Constraint in GWh | FALSE | G | Annual | Generation | TWh | 0.013078 | 0.013078 | 0.013078 | 0.013078 | 0.013078 | 0.013078 | 0.013078 | 0.013078
RPS Solar v6.20- DC | 713 | 7575 | Generation Constraint in GWh | FALSE | G | Annual | Qualifying Generation | TWh | 0.013078 | 0.013078 | 0.013078 | 0.013078 | 0.013078 | 0.013078 | 0.013078 | 0.013078
RPS Solar v6.20- DC | 713 | 7575 | Generation Constraint in GWh | FALSE | G | Annual | Rate | lb/MWh | 0 | 0 | 0 | 0 | 0 | 0 | 0 | 0
RPS Solar v6.20- DC | 713 | 7575 | Generation Constraint in GWh | FALSE | G | Annual | Constraint Shadow Price | US2019$/MWh | 53.115 | 53.1147 | 53.1147 | 53.1152 | 53.1145 | 53.1147 | 53.1148 | 53.1149
RPS Solar v6.20- DE | 714 | 7576 | Generation Constraint in GWh | FALSE | G | Annual | Seasons Included | Seasons | Winter, WintShld, Summer | Winter, WintShld, Summer | Winter, WintShld, Summer | Winter, WintShld, Summer | Winter, WintShld, Summer | Winter, WintShld, Summer | Winter, WintShld, Summer | Winter, WintShld, Summer
RPS Solar v6.20- DE | 714 | 7576 | Generation Constraint in GWh | FALSE | G | Annual | Standard GWh | GWh | 204.4227 | 238.2743 | 239.1678 | 242.0381 | 248.8872 | 257.1632 | 266.3093 | 278.8936
RPS Solar v6.20- DE | 714 | 7576 | Generation Constraint in GWh | FALSE | G | Annual | Emissions at Affected Plants | GWh | 20087.8985 | 27348.2809 | 31585.3629 | 61299.2109 | 86278.0843 | 98380.5261 | 121015.6562 | 183864.6769
RPS Solar v6.20- DE | 714 | 7576 | Generation Constraint in GWh | FALSE | G | Annual | Allowances Purchased | GWh | 0 | 0 | 0 | 0 | 0 | 0 | 0 | 0
RPS Solar v6.20- DE | 714 | 7576 | Generation Constraint in GWh | FALSE | G | Annual | Allowances Sold | GWh | 0 | 0 | 0 | 0 | 0 | 0 | 0 | 0
RPS Solar v6.20- DE | 714 | 7576 | Generation Constraint in GWh | FALSE | G | Annual | Allowances Banked | GWh | 0 | 0 | 0 | 0 | 0 | 0 | 0 | 0
RPS Solar v6.20- DE | 714 | 7576 | Generation Constraint in GWh | FALSE | G | Annual | Allowances Withdrawn (1:1) | GWh | 0 | 0 | 0 | 0 | 0 | 0 | 0 | 0
RPS Solar v6.20- DE | 714 | 7576 | Generation Constraint in GWh | FALSE | G | Annual | Allowances Withdrawn (n:1) | GWh | 0 | 0 | 0 | 0 | 0 | 0 | 0 | 0
RPS Solar v6.20- DE | 714 | 7576 | Generation Constraint in GWh | FALSE | G | Annual | Net Emissions Allowance Position | GWh | 20087.8985 | 27348.2809 | 31585.3629 | 61299.2109 | 86278.0843 | 98380.5261 | 121015.6562 | 183864.6769
RPS Solar v6.20- DE | 714 | 7576 | Generation Constraint in GWh | FALSE | G | Annual | Fuel Consumed | TBtu | 0 | 0 | 0 | 0 | 0 | 0 | 0 | 0
RPS Solar v6.20- DE | 714 | 7576 | Generation Constraint in GWh | FALSE | G | Annual | Heat Rate | MMBtu/MWh | 0 | 0 | 0 | 0 | 0 | 0 | 0 | 0
RPS Solar v6.20- DE | 714 | 7576 | Generation Constraint in GWh | FALSE | G | Annual | Generation | TWh | 32.6791 | 52.6489 | 60.8226 | 90.0889 | 112.6105 | 123.9646 | 140.8007 | 204.0887
RPS Solar v6.20- DE | 714 | 7576 | Generation Constraint in GWh | FALSE | G | Annual | Qualifying Generation | TWh | 20.0879 | 27.3483 | 31.5854 | 61.2992 | 86.2781 | 98.3805 | 121.0157 | 183.8647
RPS Solar v6.20- DE | 714 | 7576 | Generation Constraint in GWh | FALSE | G | Annual | Rate | lb/MWh | 0 | 0 | 0 | 0 | 0 | 0 | 0 | 0
RPS Solar v6.20- DE | 714 | 7576 | Generation Constraint in GWh | FALSE | G | Annual | Constraint Shadow Price | US2019$/MWh | 0 | 0 | 0 | 0 | 0 | 0 | 0 | 0
RPS Solar v6.20- IL, MO | 715 | 7580 | Generation Constraint in GWh | FALSE | G | Annual | Seasons Included | Seasons | Winter, WintShld, Summer | Winter, WintShld, Summer | Winter, WintShld, Summer | Winter, WintShld, Summer | Winter, WintShld, Summer | Winter, WintShld, Summer | Winter, WintShld, Summer | Winter, WintShld, Summer
RPS Solar v6.20- IL, MO | 715 | 7580 | Generation Constraint in GWh | FALSE | G | Annual | Standard GWh | GWh | 1886.477 | 2157.7903 | 2318.1593 | 2343.4358 | 2408.5909 | 2485.4451 | 2572.9315 | 2676.6841
RPS Solar v6.20- IL, MO | 715 | 7580 | Generation Constraint in GWh | FALSE | G | Annual | Emissions at Affected Plants | GWh | 3885.2755 | 17400.8427 | 19579.0796 | 19030.5409 | 18214.7684 | 19589.9409 | 13469.0014 | 13469.0014
RPS Solar v6.20- IL, MO | 715 | 7580 | Generation Constraint in GWh | FALSE | G | Annual | Allowances Purchased | GWh | 0 | 0 | 0 | 0 | 0 | 0 | 0 | 0
RPS Solar v6.20- IL, MO | 715 | 7580 | Generation Constraint in GWh | FALSE | G | Annual | Allowances Sold | GWh | 0 | 0 | 0 | 0 | 0 | 0 | 0 | 0
RPS Solar v6.20- IL, MO | 715 | 7580 | Generation Constraint in GWh | FALSE | G | Annual | Allowances Banked | GWh | 0 | 0 | 0 | 0 | 0 | 0 | 0 | 0
RPS Solar v6.20- IL, MO | 715 | 7580 | Generation Constraint in GWh | FALSE | G | Annual | Allowances Withdrawn (1:1) | GWh | 0 | 0 | 0 | 0 | 0 | 0 | 0 | 0
RPS Solar v6.20- IL, MO | 715 | 7580 | Generation Constraint in GWh | FALSE | G | Annual | Allowances Withdrawn (n:1) | GWh | 0 | 0 | 0 | 0 | 0 | 0 | 0 | 0
RPS Solar v6.20- IL, MO | 715 | 7580 | Generation Constraint in GWh | FALSE | G | Annual | Net Emissions Allowance Position | GWh | 3885.2755 | 17400.8427 | 19579.0796 | 19030.5409 | 18214.7684 | 19589.9409 | 13469.0014 | 13469.0014
RPS Solar v6.20- IL, MO | 715 | 7580 | Generation Constraint in GWh | FALSE | G | Annual | Fuel Consumed | TBtu | 0 | 0 | 0 | 0 | 0 | 0 | 0 | 0
RPS Solar v6.20- IL, MO | 715 | 7580 | Generation Constraint in GWh | FALSE | G | Annual | Heat Rate | MMBtu/MWh | 0 | 0 | 0 | 0 | 0 | 0 | 0 | 0
RPS Solar v6.20- IL, MO | 715 | 7580 | Generation Constraint in GWh | FALSE | G | Annual | Generation | TWh | 6.4847 | 25.6732 | 25.6732 | 27.2432 | 27.2432 | 29.6575 | 36.6573 | 70.7373
RPS Solar v6.20- IL, MO | 715 | 7580 | Generation Constraint in GWh | FALSE | G | Annual | Qualifying Generation | TWh | 3.8853 | 17.4008 | 19.5791 | 19.0305 | 18.2148 | 19.5899 | 13.469 | 13.469
RPS Solar v6.20- IL, MO | 715 | 7580 | Generation Constraint in GWh | FALSE | G | Annual | Rate | lb/MWh | 0 | 0 | 0 | 0 | 0 | 0 | 0 | 0
RPS Solar v6.20- IL, MO | 715 | 7580 | Generation Constraint in GWh | FALSE | G | Annual | Constraint Shadow Price | US2019$/MWh | 0 | 0 | 0 | 0 | 0 | 0 | 0 | 0
RPS Solar v6.20- MA | 716 | 7577 | Generation Constraint in GWh | FALSE | G | Annual | Seasons Included | Seasons | Winter, WintShld, Summer | Winter, WintShld, Summer | Winter, WintShld, Summer | Winter, WintShld, Summer | Winter, WintShld, Summer | Winter, WintShld, Summer | Winter, WintShld, Summer | Winter, WintShld, Summer
RPS Solar v6.20- MA | 716 | 7577 | Generation Constraint in GWh | FALSE | G | Annual | Standard GWh | GWh | 96.4653 | 104.5297 | 116.9265 | 126.9155 | 152.214 | 179.0467 | 208.7851 | 242.6865
RPS Solar v6.20- MA | 716 | 7577 | Generation Constraint in GWh | FALSE | G | Annual | Emissions at Affected Plants | GWh | 1981.9749 | 1981.9749 | 1981.9749 | 1981.9749 | 5261.5139 | 10819.2387 | 14271.2332 | 14271.2332
RPS Solar v6.20- MA | 716 | 7577 | Generation Constraint in GWh | FALSE | G | Annual | Allowances Purchased | GWh | 0 | 0 | 0 | 0 | 0 | 0 | 0 | 0
RPS Solar v6.20- MA | 716 | 7577 | Generation Constraint in GWh | FALSE | G | Annual | Allowances Sold | GWh | 0 | 0 | 0 | 0 | 0 | 0 | 0 | 0
RPS Solar v6.20- MA | 716 | 7577 | Generation Constraint in GWh | FALSE | G | Annual | Allowances Banked | GWh | 0 | 0 | 0 | 0 | 0 | 0 | 0 | 0
RPS Solar v6.20- MA | 716 | 7577 | Generation Constraint in GWh | FALSE | G | Annual | Allowances Withdrawn (1:1) | GWh | 0 | 0 | 0 | 0 | 0 | 0 | 0 | 0
RPS Solar v6.20- MA | 716 | 7577 | Generation Constraint in GWh | FALSE | G | Annual | Allowances Withdrawn (n:1) | GWh | 0 | 0 | 0 | 0 | 0 | 0 | 0 | 0
RPS Solar v6.20- MA | 716 | 7577 | Generation Constraint in GWh | FALSE | G | Annual | Net Emissions Allowance Position | GWh | 1981.9749 | 1981.9749 | 1981.9749 | 1981.9749 | 5261.5139 | 10819.2387 | 14271.2332 | 14271.2332
RPS Solar v6.20- MA | 716 | 7577 | Generation Constraint in GWh | FALSE | G | Annual | Fuel Consumed | TBtu | 0 | 0 | 0 | 0 | 0 | 0 | 0 | 0
RPS Solar v6.20- MA | 716 | 7577 | Generation Constraint in GWh | FALSE | G | Annual | Heat Rate | MMBtu/MWh | 0 | 0 | 0 | 0 | 0 | 0 | 0 | 0
RPS Solar v6.20- MA | 716 | 7577 | Generation Constraint in GWh | FALSE | G | Annual | Generation | TWh | 1.982 | 1.982 | 1.982 | 1.982 | 5.2615 | 10.8192 | 14.2712 | 14.2712
RPS Solar v6.20- MA | 716 | 7577 | Generation Constraint in GWh | FALSE | G | Annual | Qualifying Generation | TWh | 1.982 | 1.982 | 1.982 | 1.982 | 5.2615 | 10.8192 | 14.2712 | 14.2712
RPS Solar v6.20- MA | 716 | 7577 | Generation Constraint in GWh | FALSE | G | Annual | Rate | lb/MWh | 0 | 0 | 0 | 0 | 0 | 0 | 0 | 0
RPS Solar v6.20- MA | 716 | 7577 | Generation Constraint in GWh | FALSE | G | Annual | Constraint Shadow Price | US2019$/MWh | 0 | 0 | 0 | 0 | 0 | 0 | 0 | 0
RPS Solar v6.20- MD | 717 | 7578 | Generation Constraint in GWh | FALSE | G | Annual | Seasons Included | Seasons | Winter, WintShld, Summer | Winter, WintShld, Summer | Winter, WintShld, Summer | Winter, WintShld, Summer | Winter, WintShld, Summer | Winter, WintShld, Summer | Winter, WintShld, Summer | Winter, WintShld, Summer
RPS Solar v6.20- MD | 717 | 7578 | Generation Constraint in GWh | FALSE | G | Annual | Standard GWh | GWh | 5054.5691 | 6640.6939 | 8409.3145 | 8510.3085 | 8751.679 | 9042.4349 | 9364.2698 | 9803.249
RPS Solar v6.20- MD | 717 | 7578 | Generation Constraint in GWh | FALSE | G | Annual | Emissions at Affected Plants | GWh | 975.3781 | 6640.6939 | 8409.3145 | 8510.3085 | 8751.679 | 9042.4349 | 9364.2698 | 9803.249
RPS Solar v6.20- MD | 717 | 7578 | Generation Constraint in GWh | FALSE | G | Annual | Allowances Purchased | GWh | 4079.191 | 0 | 0 | 0 | 0 | 0 | 0 | 0
RPS Solar v6.20- MD | 717 | 7578 | Generation Constraint in GWh | FALSE | G | Annual | Allowances Sold | GWh | 0 | 0 | 0 | 0 | 0 | 0 | 0 | 0
RPS Solar v6.20- MD | 717 | 7578 | Generation Constraint in GWh | FALSE | G | Annual | Allowances Banked | GWh | 0 | 0 | 0 | 0 | 0 | 0 | 0 | 0
RPS Solar v6.20- MD | 717 | 7578 | Generation Constraint in GWh | FALSE | G | Annual | Allowances Withdrawn (1:1) | GWh | 0 | 0 | 0 | 0 | 0 | 0 | 0 | 0
RPS Solar v6.20- MD | 717 | 7578 | Generation Constraint in GWh | FALSE | G | Annual | Allowances Withdrawn (n:1) | GWh | 0 | 0 | 0 | 0 | 0 | 0 | 0 | 0
RPS Solar v6.20- MD | 717 | 7578 | Generation Constraint in GWh | FALSE | G | Annual | Net Emissions Allowance Position | GWh | 5054.5691 | 6640.6939 | 8409.3145 | 8510.3085 | 8751.679 | 9042.4349 | 9364.2698 | 9803.249
RPS Solar v6.20- MD | 717 | 7578 | Generation Constraint in GWh | FALSE | G | Annual | Fuel Consumed | TBtu | 0 | 0 | 0 | 0 | 0 | 0 | 0 | 0
RPS Solar v6.20- MD | 717 | 7578 | Generation Constraint in GWh | FALSE | G | Annual | Heat Rate | MMBtu/MWh | 0 | 0 | 0 | 0 | 0 | 0 | 0 | 0
RPS Solar v6.20- MD | 717 | 7578 | Generation Constraint in GWh | FALSE | G | Annual | Generation | TWh | 0.97538 | 6.6407 | 8.4093 | 8.5103 | 8.7517 | 9.0424 | 9.3643 | 9.8032
RPS Solar v6.20- MD | 717 | 7578 | Generation Constraint in GWh | FALSE | G | Annual | Qualifying Generation | TWh | 0.97538 | 6.6407 | 8.4093 | 8.5103 | 8.7517 | 9.0424 | 9.3643 | 9.8032
RPS Solar v6.20- MD | 717 | 7578 | Generation Constraint in GWh | FALSE | G | Annual | Rate | lb/MWh | 0 | 0 | 0 | 0 | 0 | 0 | 0 | 0
RPS Solar v6.20- MD | 717 | 7578 | Generation Constraint in GWh | FALSE | G | Annual | Constraint Shadow Price | US2019$/MWh | 63.738 | 9.0014 | 30.3907 | 9.9365 | 8.9536 | 4.9893 | 3.0407 | 1.5626
RPS Solar v6.20- MN | 718 | 7579 | Generation Constraint in GWh | FALSE | G | Annual | Seasons Included | Seasons | Winter, WintShld, Summer | Winter, WintShld, Summer | Winter, WintShld, Summer | Winter, WintShld, Summer | Winter, WintShld, Summer | Winter, WintShld, Summer | Winter, WintShld, Summer | Winter, WintShld, Summer
RPS Solar v6.20- MN | 718 | 7579 | Generation Constraint in GWh | FALSE | G | Annual | Standard GWh | GWh | 930.9207 | 942.9136 | 959.8364 | 971.4982 | 999.8493 | 1033.6131 | 1072.3075 | 1116.2484
RPS Solar v6.20- MN | 718 | 7579 | Generation Constraint in GWh | FALSE | G | Annual | Emissions at Affected Plants | GWh | 2278.5112 | 2278.5112 | 2278.5112 | 5839.8769 | 12117.2954 | 13632.3971 | 13632.3971 | 13632.3971
RPS Solar v6.20- MN | 718 | 7579 | Generation Constraint in GWh | FALSE | G | Annual | Allowances Purchased | GWh | 0 | 0 | 0 | 0 | 0 | 0 | 0 | 0
RPS Solar v6.20- MN | 718 | 7579 | Generation Constraint in GWh | FALSE | G | Annual | Allowances Sold | GWh | 0 | 0 | 0 | 0 | 0 | 0 | 0 | 0
RPS Solar v6.20- MN | 718 | 7579 | Generation Constraint in GWh | FALSE | G | Annual | Allowances Banked | GWh | 0 | 0 | 0 | 0 | 0 | 0 | 0 | 0
RPS Solar v6.20- MN | 718 | 7579 | Generation Constraint in GWh | FALSE | G | Annual | Allowances Withdrawn (1:1) | GWh | 0 | 0 | 0 | 0 | 0 | 0 | 0 | 0
RPS Solar v6.20- MN | 718 | 7579 | Generation Constraint in GWh | FALSE | G | Annual | Allowances Withdrawn (n:1) | GWh | 0 | 0 | 0 | 0 | 0 | 0 | 0 | 0
RPS Solar v6.20- MN | 718 | 7579 | Generation Constraint in GWh | FALSE | G | Annual | Net Emissions Allowance Position | GWh | 2278.5112 | 2278.5112 | 2278.5112 | 5839.8769 | 12117.2954 | 13632.3971 | 13632.3971 | 13632.3971
RPS Solar v6.20- MN | 718 | 7579 | Generation Constraint in GWh | FALSE | G | Annual | Fuel Consumed | TBtu | 0 | 0 | 0 | 0 | 0 | 0 | 0 | 0
RPS Solar v6.20- MN | 718 | 7579 | Generation Constraint in GWh | FALSE | G | Annual | Heat Rate | MMBtu/MWh | 0 | 0 | 0 | 0 | 0 | 0 | 0 | 0
RPS Solar v6.20- MN | 718 | 7579 | Generation Constraint in GWh | FALSE | G | Annual | Generation | TWh | 2.2785 | 2.2785 | 2.2785 | 5.8399 | 12.1173 | 13.6324 | 13.6324 | 13.6324
RPS Solar v6.20- MN | 718 | 7579 | Generation Constraint in GWh | FALSE | G | Annual | Qualifying Generation | TWh | 2.2785 | 2.2785 | 2.2785 | 5.8399 | 12.1173 | 13.6324 | 13.6324 | 13.6324
RPS Solar v6.20- MN | 718 | 7579 | Generation Constraint in GWh | FALSE | G | Annual | Rate | lb/MWh | 0 | 0 | 0 | 0 | 0 | 0 | 0 | 0
RPS Solar v6.20- MN | 718 | 7579 | Generation Constraint in GWh | FALSE | G | Annual | Constraint Shadow Price | US2019$/MWh | 0 | 0 | 0 | 0 | 0 | 0 | 0 | 0
RPS Solar v6.20- NC 75% limit | 719 | 7583 | Generation Constraint in GWh | FALSE | G | Annual | Seasons Included | Seasons | Winter, WintShld, Summer | Winter, WintShld, Summer | Winter, WintShld, Summer | Winter, WintShld, Summer | Winter, WintShld, Summer | Winter, WintShld, Summer | Winter, WintShld, Summer | Winter, WintShld, Summer
RPS Solar v6.20- NC 75% limit | 719 | 7583 | Generation Constraint in GWh | FALSE | G | Annual | Standard GWh | GWh | 123.4839 | 124.95 | 127.4244 | 129.4618 | 135.1087 | 141.4688 | 148.7682 | 157.1614
RPS Solar v6.20- NC 75% limit | 719 | 7583 | Generation Constraint in GWh | FALSE | G | Annual | Emissions at Affected Plants | GWh | 7872.6485 | 7872.6485 | 7872.6485 | 7872.6485 | 7872.6485 | 7872.6485 | 7872.6485 | 7872.6485
RPS Solar v6.20- NC 75% limit | 719 | 7583 | Generation Constraint in GWh | FALSE | G | Annual | Allowances Purchased | GWh | 0 | 0 | 0 | 0 | 0 | 0 | 0 | 0
RPS Solar v6.20- NC 75% limit | 719 | 7583 | Generation Constraint in GWh | FALSE | G | Annual | Allowances Sold | GWh | 0 | 0 | 0 | 0 | 0 | 0 | 0 | 0
RPS Solar v6.20- NC 75% limit | 719 | 7583 | Generation Constraint in GWh | FALSE | G | Annual | Allowances Banked | GWh | 0 | 0 | 0 | 0 | 0 | 0 | 0 | 0
RPS Solar v6.20- NC 75% limit | 719 | 7583 | Generation Constraint in GWh | FALSE | G | Annual | Allowances Withdrawn (1:1) | GWh | 0 | 0 | 0 | 0 | 0 | 0 | 0 | 0
RPS Solar v6.20- NC 75% limit | 719 | 7583 | Generation Constraint in GWh | FALSE | G | Annual | Allowances Withdrawn (n:1) | GWh | 0 | 0 | 0 | 0 | 0 | 0 | 0 | 0
RPS Solar v6.20- NC 75% limit | 719 | 7583 | Generation Constraint in GWh | FALSE | G | Annual | Net Emissions Allowance Position | GWh | 7872.6485 | 7872.6485 | 7872.6485 | 7872.6485 | 7872.6485 | 7872.6485 | 7872.6485 | 7872.6485
RPS Solar v6.20- NC 75% limit | 719 | 7583 | Generation Constraint in GWh | FALSE | G | Annual | Fuel Consumed | TBtu | 0 | 0 | 0 | 0 | 0 | 0 | 0 | 0
RPS Solar v6.20- NC 75% limit | 719 | 7583 | Generation Constraint in GWh | FALSE | G | Annual | Heat Rate | MMBtu/MWh | 0 | 0 | 0 | 0 | 0 | 0 | 0 | 0
RPS Solar v6.20- NC 75% limit | 719 | 7583 | Generation Constraint in GWh | FALSE | G | Annual | Generation | TWh | 13.5246 | 14.041 | 14.041 | 14.041 | 14.041 | 22.2136 | 24.0067 | 40.3211
RPS Solar v6.20- NC 75% limit | 719 | 7583 | Generation Constraint in GWh | FALSE | G | Annual | Qualifying Generation | TWh | 7.8726 | 7.8726 | 7.8726 | 7.8726 | 7.8726 | 7.8726 | 7.8726 | 7.8726
RPS Solar v6.20- NC 75% limit | 719 | 7583 | Generation Constraint in GWh | FALSE | G | Annual | Rate | lb/MWh | 0 | 0 | 0 | 0 | 0 | 0 | 0 | 0
RPS Solar v6.20- NC 75% limit | 719 | 7583 | Generation Constraint in GWh | FALSE | G | Annual | Constraint Shadow Price | US2019$/MWh | 0 | 0 | 0 | 0 | 0 | 0 | 0 | 0
RPS Solar v6.20- NH, MA | 720 | 7581 | Generation Constraint in GWh | FALSE | G | Annual | Seasons Included | Seasons | Winter, WintShld, Summer | Winter, WintShld, Summer | Winter, WintShld, Summer | Winter, WintShld, Summer | Winter, WintShld, Summer | Winter, WintShld, Summer | Winter, WintShld, Summer | Winter, WintShld, Summer
RPS Solar v6.20- NH, MA | 720 | 7581 | Generation Constraint in GWh | FALSE | G | Annual | Standard GWh | GWh | 171.1003 | 179.061 | 191.521 | 202.5733 | 230.1728 | 259.4272 | 292.216 | 330.0627
RPS Solar v6.20- NH, MA | 720 | 7581 | Generation Constraint in GWh | FALSE | G | Annual | Emissions at Affected Plants | GWh | 1882.464 | 2090.4444 | 2090.4444 | 2090.4444 | 2090.4444 | 2469.7584 | 2538.1416 | 3106.7001
RPS Solar v6.20- NH, MA | 720 | 7581 | Generation Constraint in GWh | FALSE | G | Annual | Allowances Purchased | GWh | 0 | 0 | 0 | 0 | 0 | 0 | 0 | 0
RPS Solar v6.20- NH, MA | 720 | 7581 | Generation Constraint in GWh | FALSE | G | Annual | Allowances Sold | GWh | 0 | 0 | 0 | 0 | 0 | 0 | 0 | 0
RPS Solar v6.20- NH, MA | 720 | 7581 | Generation Constraint in GWh | FALSE | G | Annual | Allowances Banked | GWh | 0 | 0 | 0 | 0 | 0 | 0 | 0 | 0
RPS Solar v6.20- NH, MA | 720 | 7581 | Generation Constraint in GWh | FALSE | G | Annual | Allowances Withdrawn (1:1) | GWh | 0 | 0 | 0 | 0 | 0 | 0 | 0 | 0
RPS Solar v6.20- NH, MA | 720 | 7581 | Generation Constraint in GWh | FALSE | G | Annual | Allowances Withdrawn (n:1) | GWh | 0 | 0 | 0 | 0 | 0 | 0 | 0 | 0
RPS Solar v6.20- NH, MA | 720 | 7581 | Generation Constraint in GWh | FALSE | G | Annual | Net Emissions Allowance Position | GWh | 1882.464 | 2090.4444 | 2090.4444 | 2090.4444 | 2090.4444 | 2469.7584 | 2538.1416 | 3106.7001
RPS Solar v6.20- NH, MA | 720 | 7581 | Generation Constraint in GWh | FALSE | G | Annual | Fuel Consumed | TBtu | 0 | 0 | 0 | 0 | 0 | 0 | 0 | 0
RPS Solar v6.20- NH, MA | 720 | 7581 | Generation Constraint in GWh | FALSE | G | Annual | Heat Rate | MMBtu/MWh | 0 | 0 | 0 | 0 | 0 | 0 | 0 | 0
RPS Solar v6.20- NH, MA | 720 | 7581 | Generation Constraint in GWh | FALSE | G | Annual | Generation | TWh | 3.8644 | 4.0724 | 4.0724 | 4.0724 | 7.352 | 13.289 | 16.8094 | 17.3779
RPS Solar v6.20- NH, MA | 720 | 7581 | Generation Constraint in GWh | FALSE | G | Annual | Qualifying Generation | TWh | 1.8825 | 2.0904 | 2.0904 | 2.0904 | 2.0904 | 2.4698 | 2.5381 | 3.1067
RPS Solar v6.20- NH, MA | 720 | 7581 | Generation Constraint in GWh | FALSE | G | Annual | Rate | lb/MWh | 0 | 0 | 0 | 0 | 0 | 0 | 0 | 0
RPS Solar v6.20- NH, MA | 720 | 7581 | Generation Constraint in GWh | FALSE | G | Annual | Constraint Shadow Price | US2019$/MWh | 0 | 0 | 0 | 0 | 0 | 0 | 0 | 0
RPS Solar v6.20- NJ | 721 | 7582 | Generation Constraint in GWh | FALSE | G | Annual | Seasons Included | Seasons | Winter, WintShld, Summer | Winter, WintShld, Summer | Winter, WintShld, Summer | Winter, WintShld, Summer | Winter, WintShld, Summer | Winter, WintShld, Summer | Winter, WintShld, Summer | Winter, WintShld, Summer
RPS Solar v6.20- NJ | 721 | 7582 | Generation Constraint in GWh | FALSE | G | Annual | Standard GWh | GWh | 3264.4942 | 3069.5542 | 2400.5489 | 1435.4992 | 734.7003 | 759.1208 | 786.1042 | 823.2661
RPS Solar v6.20- NJ | 721 | 7582 | Generation Constraint in GWh | FALSE | G | Annual | Emissions at Affected Plants | GWh | 1545.3484 | 3069.5542 | 3059.319 | 3059.319 | 1176.4769 | 1176.4769 | 1176.4769 | 1176.4769
RPS Solar v6.20- NJ | 721 | 7582 | Generation Constraint in GWh | FALSE | G | Annual | Allowances Purchased | GWh | 1719.1458 | 0 | 0 | 0 | 0 | 0 | 0 | 0
RPS Solar v6.20- NJ | 721 | 7582 | Generation Constraint in GWh | FALSE | G | Annual | Allowances Sold | GWh | 0 | 0 | 0 | 0 | 0 | 0 | 0 | 0
RPS Solar v6.20- NJ | 721 | 7582 | Generation Constraint in GWh | FALSE | G | Annual | Allowances Banked | GWh | 0 | 0 | 0 | 0 | 0 | 0 | 0 | 0
RPS Solar v6.20- NJ | 721 | 7582 | Generation Constraint in GWh | FALSE | G | Annual | Allowances Withdrawn (1:1) | GWh | 0 | 0 | 0 | 0 | 0 | 0 | 0 | 0
RPS Solar v6.20- NJ | 721 | 7582 | Generation Constraint in GWh | FALSE | G | Annual | Allowances Withdrawn (n:1) | GWh | 0 | 0 | 0 | 0 | 0 | 0 | 0 | 0
RPS Solar v6.20- NJ | 721 | 7582 | Generation Constraint in GWh | FALSE | G | Annual | Net Emissions Allowance Position | GWh | 3264.4942 | 3069.5542 | 3059.319 | 3059.319 | 1176.4769 | 1176.4769 | 1176.4769 | 1176.4769
RPS Solar v6.20- NJ | 721 | 7582 | Generation Constraint in GWh | FALSE | G | Annual | Fuel Consumed | TBtu | 0 | 0 | 0 | 0 | 0 | 0 | 0 | 0
RPS Solar v6.20- NJ | 721 | 7582 | Generation Constraint in GWh | FALSE | G | Annual | Heat Rate | MMBtu/MWh | 0 | 0 | 0 | 0 | 0 | 0 | 0 | 0
RPS Solar v6.20- NJ | 721 | 7582 | Generation Constraint in GWh | FALSE | G | Annual | Generation | TWh | 1.5453 | 3.0696 | 3.0593 | 3.0593 | 3.0593 | 3.0593 | 3.0593 | 3.0593
RPS Solar v6.20- NJ | 721 | 7582 | Generation Constraint in GWh | FALSE | G | Annual | Qualifying Generation | TWh | 1.5453 | 3.0696 | 3.0593 | 3.0593 | 1.1765 | 1.1765 | 1.1765 | 1.1765
RPS Solar v6.20- NJ | 721 | 7582 | Generation Constraint in GWh | FALSE | G | Annual | Rate | lb/MWh | 0 | 0 | 0 | 0 | 0 | 0 | 0 | 0
RPS Solar v6.20- NJ | 721 | 7582 | Generation Constraint in GWh | FALSE | G | Annual | Constraint Shadow Price | US2019$/MWh | 242.202 | 88.7591 | 0 | 0 | 0 | 0 | 0 | 0
RPS Solar v6.20- PA | 722 | 7584 | Generation Constraint in GWh | FALSE | G | Annual | Seasons Included | Seasons | Winter, WintShld, Summer | Winter, WintShld, Summer | Winter, WintShld, Summer | Winter, WintShld, Summer | Winter, WintShld, Summer | Winter, WintShld, Summer | Winter, WintShld, Summer | Winter, WintShld, Summer
RPS Solar v6.20- PA | 722 | 7584 | Generation Constraint in GWh | FALSE | G | Annual | Standard GWh | GWh | 731.6668 | 732.3593 | 736.5508 | 745.4113 | 766.6677 | 792.0856 | 820.3266 | 858.0442
RPS Solar v6.20- PA | 722 | 7584 | Generation Constraint in GWh | FALSE | G | Annual | Emissions at Affected Plants | GWh | 858.7653 | 858.7653 | 858.7653 | 858.7653 | 858.7653 | 858.7653 | 858.7653 | 858.7653
RPS Solar v6.20- PA | 722 | 7584 | Generation Constraint in GWh | FALSE | G | Annual | Allowances Purchased | GWh | 0 | 0 | 0 | 0 | 0 | 0 | 0 | 0
RPS Solar v6.20- PA | 722 | 7584 | Generation Constraint in GWh | FALSE | G | Annual | Allowances Sold | GWh | 0 | 0 | 0 | 0 | 0 | 0 | 0 | 0
RPS Solar v6.20- PA | 722 | 7584 | Generation Constraint in GWh | FALSE | G | Annual | Allowances Banked | GWh | 0 | 0 | 0 | 0 | 0 | 0 | 0 | 0
RPS Solar v6.20- PA | 722 | 7584 | Generation Constraint in GWh | FALSE | G | Annual | Allowances Withdrawn (1:1) | GWh | 0 | 0 | 0 | 0 | 0 | 0 | 0 | 0
RPS Solar v6.20- PA | 722 | 7584 | Generation Constraint in GWh | FALSE | G | Annual | Allowances Withdrawn (n:1) | GWh | 0 | 0 | 0 | 0 | 0 | 0 | 0 | 0
RPS Solar v6.20- PA | 722 | 7584 | Generation Constraint in GWh | FALSE | G | Annual | Net Emissions Allowance Position | GWh | 858.7653 | 858.7653 | 858.7653 | 858.7653 | 858.7653 | 858.7653 | 858.7653 | 858.7653
RPS Solar v6.20- PA | 722 | 7584 | Generation Constraint in GWh | FALSE | G | Annual | Fuel Consumed | TBtu | 0 | 0 | 0 | 0 | 0 | 0 | 0 | 0
RPS Solar v6.20- PA | 722 | 7584 | Generation Constraint in GWh | FALSE | G | Annual | Heat Rate | MMBtu/MWh | 0 | 0 | 0 | 0 | 0 | 0 | 0 | 0
RPS Solar v6.20- PA | 722 | 7584 | Generation Constraint in GWh | FALSE | G | Annual | Generation | TWh | 0.85877 | 0.85877 | 0.85877 | 0.85877 | 0.85877 | 0.85877 | 0.85877 | 0.85877
RPS Solar v6.20- PA | 722 | 7584 | Generation Constraint in GWh | FALSE | G | Annual | Qualifying Generation | TWh | 0.85877 | 0.85877 | 0.85877 | 0.85877 | 0.85877 | 0.85877 | 0.85877 | 0.85877
RPS Solar v6.20- PA | 722 | 7584 | Generation Constraint in GWh | FALSE | G | Annual | Rate | lb/MWh | 0 | 0 | 0 | 0 | 0 | 0 | 0 | 0
RPS Solar v6.20- PA | 722 | 7584 | Generation Constraint in GWh | FALSE | G | Annual | Constraint Shadow Price | US2019$/MWh | 0 | 0 | 0 | 0 | 0 | 0 | 0 | 0
RPS v6.20- AZ | 723 | 7585 | Generation Constraint in GWh | FALSE | G | Annual | Seasons Included | Seasons | Winter, WintShld, Summer | Winter, WintShld, Summer | Winter, WintShld, Summer | Winter, WintShld, Summer | Winter, WintShld, Summer | Winter, WintShld, Summer | Winter, WintShld, Summer | Winter, WintShld, Summer
RPS v6.20- AZ | 723 | 7585 | Generation Constraint in GWh | FALSE | G | Annual | Standard GWh | GWh | 6390.8277 | 7506.897 | 7705.9432 | 7849.7221 | 8260.5546 | 8765.9506 | 9353.0698 | 10036.0948
RPS v6.20- AZ | 723 | 7585 | Generation Constraint in GWh | FALSE | G | Annual | Emissions at Affected Plants | GWh | 16997.9717 | 15885.5297 | 15888.4705 | 15888.603 | 17388.1633 | 15893.0701 | 26833.5928 | 28345.6596
RPS v6.20- AZ | 723 | 7585 | Generation Constraint in GWh | FALSE | G | Annual | Allowances Purchased | GWh | 0 | 0 | 0 | 0 | 0 | 0 | 0 | 0
RPS v6.20- AZ | 723 | 7585 | Generation Constraint in GWh | FALSE | G | Annual | Allowances Sold | GWh | 0 | 0 | 0 | 0 | 0 | 0 | 0 | 0
RPS v6.20- AZ | 723 | 7585 | Generation Constraint in GWh | FALSE | G | Annual | Allowances Banked | GWh | 0 | 0 | 0 | 0 | 0 | 0 | 0 | 0
RPS v6.20- AZ | 723 | 7585 | Generation Constraint in GWh | FALSE | G | Annual | Allowances Withdrawn (1:1) | GWh | 0 | 0 | 0 | 0 | 0 | 0 | 0 | 0
RPS v6.20- AZ | 723 | 7585 | Generation Constraint in GWh | FALSE | G | Annual | Allowances Withdrawn (n:1) | GWh | 0 | 0 | 0 | 0 | 0 | 0 | 0 | 0
RPS v6.20- AZ | 723 | 7585 | Generation Constraint in GWh | FALSE | G | Annual | Net Emissions Allowance Position | GWh | 16997.9717 | 15885.5297 | 15888.4705 | 15888.603 | 17388.1633 | 15893.0701 | 26833.5928 | 28345.6596
RPS v6.20- AZ | 723 | 7585 | Generation Constraint in GWh | FALSE | G | Annual | Fuel Consumed | TBtu | 7.0579 | 7.0559 | 7.0732 | 7.0752 | 7.1132 | 7.1132 | 9.384 | 9.5309
RPS v6.20- AZ | 723 | 7585 | Generation Constraint in GWh | FALSE | G | Annual | Heat Rate | MMBtu/MWh | 0.41522 | 0.40596 | 0.40689 | 0.407 | 0.40908 | 0.40908 | 0.33125 | 0.33624
RPS v6.20- AZ | 723 | 7585 | Generation Constraint in GWh | FALSE | G | Annual | Generation | TWh | 16.998 | 17.3808 | 17.3838 | 17.3837 | 17.3882 | 17.3882 | 28.3292 | 28.3457
RPS v6.20- AZ | 723 | 7585 | Generation Constraint in GWh | FALSE | G | Annual | Qualifying Generation | TWh | 16.998 | 15.8855 | 15.8885 | 15.8886 | 17.3882 | 15.8931 | 26.8336 | 28.3457
RPS v6.20- AZ | 723 | 7585 | Generation Constraint in GWh | FALSE | G | Annual | Rate | lb/MWh | 0 | 0 | 0 | 0 | 0 | 0 | 0 | 0
RPS v6.20- AZ | 723 | 7585 | Generation Constraint in GWh | FALSE | G | Annual | Constraint Shadow Price | US2019$/MWh | 0 | 0 | 0 | 0 | 0 | 0 | 0 | 0
RPS v6.20- CA 10% Unbundled | 724 | 7674 | Generation Constraint in GWh | FALSE | G | Annual | Seasons Included | Seasons | Winter, WintShld, Summer | Winter, WintShld, Summer | Winter, WintShld, Summer | Winter, WintShld, Summer | Winter, WintShld, Summer | Winter, WintShld, Summer | Winter, WintShld, Summer | Winter, WintShld, Summer
RPS v6.20- CA 10% Unbundled | 724 | 7674 | Generation Constraint in GWh | FALSE | G | Annual | Standard GWh | GWh | 9821.7106 | 11197.382 | 13231.8537 | 14592.1397 | 18438.2178 | 22982.9258 | 28107.5922 | 30767.0193
RPS v6.20- CA 10% Unbundled | 724 | 7674 | Generation Constraint in GWh | FALSE | G | Annual | Emissions at Affected Plants | GWh | 79892.9963 | 100025.4343 | 100009.7666 | 104358.0999 | 116495.3472 | 144830.4765 | 152073.0481 | 176345.7207
RPS v6.20- CA 10% Unbundled | 724 | 7674 | Generation Constraint in GWh | FALSE | G | Annual | Allowances Purchased | GWh | 0 | 0 | 0 | 0 | 0 | 0 | 0 | 0
RPS v6.20- CA 10% Unbundled | 724 | 7674 | Generation Constraint in GWh | FALSE | G | Annual | Allowances Sold | GWh | 0 | 0 | 0 | 0 | 0 | 0 | 0 | 0
RPS v6.20- CA 10% Unbundled | 724 | 7674 | Generation Constraint in GWh | FALSE | G | Annual | Allowances Banked | GWh | 0 | 0 | 0 | 0 | 0 | 0 | 0 | 0
RPS v6.20- CA 10% Unbundled | 724 | 7674 | Generation Constraint in GWh | FALSE | G | Annual | Allowances Withdrawn (1:1) | GWh | 0 | 0 | 0 | 0 | 0 | 0 | 0 | 0
RPS v6.20- CA 10% Unbundled | 724 | 7674 | Generation Constraint in GWh | FALSE | G | Annual | Allowances Withdrawn (n:1) | GWh | 0 | 0 | 0 | 0 | 0 | 0 | 0 | 0
RPS v6.20- CA 10% Unbundled | 724 | 7674 | Generation Constraint in GWh | FALSE | G | Annual | Net Emissions Allowance Position | GWh | 79892.9963 | 100025.4343 | 100009.7666 | 104358.0999 | 116495.3472 | 144830.4765 | 152073.0481 | 176345.7207
RPS v6.20- CA 10% Unbundled | 724 | 7674 | Generation Constraint in GWh | FALSE | G | Annual | Fuel Consumed | TBtu | 11.3179 | 11.3117 | 11.1558 | 10.9831 | 11.63 | 13.5527 | 15.0551 | 16.4442
RPS v6.20- CA 10% Unbundled | 724 | 7674 | Generation Constraint in GWh | FALSE | G | Annual | Heat Rate | MMBtu/MWh | 0.052253 | 0.044994 | 0.044047 | 0.040995 | 0.033537 | 0.031399 | 0.029826 | 0.026279
RPS v6.20- CA 10% Unbundled | 724 | 7674 | Generation Constraint in GWh | FALSE | G | Annual | Generation | TWh | 216.5985 | 251.405 | 253.2724 | 267.9113 | 346.7785 | 431.626 | 504.7583 | 625.7467
RPS v6.20- CA 10% Unbundled | 724 | 7674 | Generation Constraint in GWh | FALSE | G | Annual | Qualifying Generation | TWh | 79.893 | 100.0254 | 100.0098 | 104.3581 | 116.4953 | 144.8305 | 152.073 | 176.3457
RPS v6.20- CA 10% Unbundled | 724 | 7674 | Generation Constraint in GWh | FALSE | G | Annual | Rate | lb/MWh | 0 | 0 | 0 | 0 | 0 | 0 | 0 | 0
RPS v6.20- CA 10% Unbundled | 724 | 7674 | Generation Constraint in GWh | FALSE | G | Annual | Constraint Shadow Price | US2019$/MWh | 0 | 0 | 0 | 0 | 0 | 0 | 0 | 0
RPS v6.20- CA 15% Bundled | 725 | 7666 | Generation Constraint in GWh | FALSE | G | Annual | Seasons Included | Seasons | Winter, WintShld, Summer | Winter, WintShld, Summer | Winter, WintShld, Summer | Winter, WintShld, Summer | Winter, WintShld, Summer | Winter, WintShld, Summer | Winter, WintShld, Summer | Winter, WintShld, Summer
RPS v6.20- CA 15% Bundled | 725 | 7666 | Generation Constraint in GWh | FALSE | G | Annual | Standard GWh | GWh | 14732.5659 | 16796.073 | 19847.7806 | 21888.2096 | 27657.3266 | 34474.3887 | 42161.3883 | 46150.5289
RPS v6.20- CA 15% Bundled | 725 | 7666 | Generation Constraint in GWh | FALSE | G | Annual | Emissions at Affected Plants | GWh | 48528.3749 | 53297.5281 | 54023.7268 | 54112.112 | 57343.1548 | 65001.883 | 94153.5417 | 152520.0506
RPS v6.20- CA 15% Bundled | 725 | 7666 | Generation Constraint in GWh | FALSE | G | Annual | Allowances Purchased | GWh | 0 | 0 | 0 | 0 | 0 | 0 | 0 | 0
RPS v6.20- CA 15% Bundled | 725 | 7666 | Generation Constraint in GWh | FALSE | G | Annual | Allowances Sold | GWh | 0 | 0 | 0 | 0 | 0 | 0 | 0 | 0
RPS v6.20- CA 15% Bundled | 725 | 7666 | Generation Constraint in GWh | FALSE | G | Annual | Allowances Banked | GWh | 0 | 0 | 0 | 0 | 0 | 0 | 0 | 0
RPS v6.20- CA 15% Bundled | 725 | 7666 | Generation Constraint in GWh | FALSE | G | Annual | Allowances Withdrawn (1:1) | GWh | 0 | 0 | 0 | 0 | 0 | 0 | 0 | 0
RPS v6.20- CA 15% Bundled | 725 | 7666 | Generation Constraint in GWh | FALSE | G | Annual | Allowances Withdrawn (n:1) | GWh | 0 | 0 | 0 | 0 | 0 | 0 | 0 | 0
RPS v6.20- CA 15% Bundled | 725 | 7666 | Generation Constraint in GWh | FALSE | G | Annual | Net Emissions Allowance Position | GWh | 48528.3749 | 53297.5281 | 54023.7268 | 54112.112 | 57343.1548 | 65001.883 | 94153.5417 | 152520.0506
RPS v6.20- CA 15% Bundled | 725 | 7666 | Generation Constraint in GWh | FALSE | G | Annual | Fuel Consumed | TBtu | 72.8422 | 69.5825 | 70.1342 | 70.8008 | 71.8844 | 76.2258 | 78.4392 | 80.489
RPS v6.20- CA 15% Bundled | 725 | 7666 | Generation Constraint in GWh | FALSE | G | Annual | Heat Rate | MMBtu/MWh | 0.53284 | 0.45966 | 0.45761 | 0.43289 | 0.31216 | 0.26578 | 0.22241 | 0.1791
RPS v6.20- CA 15% Bundled | 725 | 7666 | Generation Constraint in GWh | FALSE | G | Annual | Generation | TWh | 136.7055 | 151.3796 | 153.2626 | 163.5532 | 230.2831 | 286.7955 | 352.6853 | 449.4009
RPS v6.20- CA 15% Bundled | 725 | 7666 | Generation Constraint in GWh | FALSE | G | Annual | Qualifying Generation | TWh | 48.5284 | 53.2975 | 54.0237 | 54.1121 | 57.3432 | 65.0019 | 94.1535 | 152.5201
RPS v6.20- CA 15% Bundled | 725 | 7666 | Generation Constraint in GWh | FALSE | G | Annual | Rate | lb/MWh | 0 | 0 | 0 | 0 | 0 | 0 | 0 | 0
RPS v6.20- CA 15% Bundled | 725 | 7666 | Generation Constraint in GWh | FALSE | G | Annual | Constraint Shadow Price | US2019$/MWh | 0 | 0 | 0 | 0 | 0 | 0 | 0 | 0
RPS v6.20- CO | 726 | 7587 | Generation Constraint in GWh | FALSE | G | Annual | Seasons Included | Seasons | Winter, WintShld, Summer | Winter, WintShld, Summer | Winter, WintShld, Summer | Winter, WintShld, Summer | Winter, WintShld, Summer | Winter, WintShld, Summer | Winter, WintShld, Summer | Winter, WintShld, Summer
RPS v6.20- CO | 726 | 7587 | Generation Constraint in GWh | FALSE | G | Annual | Standard GWh | GWh | 13015.0675 | 13297.8347 | 13695.9895 | 13973.9125 | 14709.5677 | 15582.676 | 16610.4174 | 17792.9177
RPS v6.20- CO | 726 | 7587 | Generation Constraint in GWh | FALSE | G | Annual | Emissions at Affected Plants | GWh | 23768.9845 | 13297.8347 | 13695.9895 | 13973.9125 | 14709.5677 | 15582.676 | 16610.4174 | 17792.9177
RPS v6.20- CO | 726 | 7587 | Generation Constraint in GWh | FALSE | G | Annual | Allowances Purchased | GWh | 0 | 0 | 0 | 0 | 0 | 0 | 0 | 0
RPS v6.20- CO | 726 | 7587 | Generation Constraint in GWh | FALSE | G | Annual | Allowances Sold | GWh | 0 | 0 | 0 | 0 | 0 | 0 | 0 | 0
RPS v6.20- CO | 726 | 7587 | Generation Constraint in GWh | FALSE | G | Annual | Allowances Banked | GWh | 0 | 0 | 0 | 0 | 0 | 0 | 0 | 0
RPS v6.20- CO | 726 | 7587 | Generation Constraint in GWh | FALSE | G | Annual | Allowances Withdrawn (1:1) | GWh | 0 | 0 | 0 | 0 | 0 | 0 | 0 | 0
RPS v6.20- CO | 726 | 7587 | Generation Constraint in GWh | FALSE | G | Annual | Allowances Withdrawn (n:1) | GWh | 0 | 0 | 0 | 0 | 0 | 0 | 0 | 0
RPS v6.20- CO | 726 | 7587 | Generation Constraint in GWh | FALSE | G | Annual | Net Emissions Allowance Position | GWh | 23768.9845 | 13297.8347 | 13695.9895 | 13973.9125 | 14709.5677 | 15582.676 | 16610.4174 | 17792.9177
RPS v6.20- CO | 726 | 7587 | Generation Constraint in GWh | FALSE | G | Annual | Fuel Consumed | TBtu | 0.86591 | 0 | 0 | 0 | 0 | 0 | 0 | 0
RPS v6.20- CO | 726 | 7587 | Generation Constraint in GWh | FALSE | G | Annual | Heat Rate | MMBtu/MWh | 0.03643 | 0 | 0 | 0 | 0 | 0 | 0 | 0
RPS v6.20- CO | 726 | 7587 | Generation Constraint in GWh | FALSE | G | Annual | Generation | TWh | 23.769 | 23.7686 | 23.7686 | 28.1261 | 30.2751 | 42.1039 | 47.61 | 56.0626
RPS v6.20- CO | 726 | 7587 | Generation Constraint in GWh | FALSE | G | Annual | Qualifying Generation | TWh | 23.769 | 13.2978 | 13.696 | 13.9739 | 14.7096 | 15.5827 | 16.6104 | 17.7929
RPS v6.20- CO | 726 | 7587 | Generation Constraint in GWh | FALSE | G | Annual | Rate | lb/MWh | 0 | 0 | 0 | 0 | 0 | 0 | 0 | 0
RPS v6.20- CO | 726 | 7587 | Generation Constraint in GWh | FALSE | G | Annual | Constraint Shadow Price | US2019$/MWh | 0 | 0 | 0 | 0 | 0 | 0 | 0 | 0
RPS v6.20- CT, MA, ME, NH, RI, VT | 727 | 7588 | Generation Constraint in GWh | FALSE | G | Annual | Seasons Included | Seasons | Winter, WintShld, Summer | Winter, WintShld, Summer | Winter, WintShld, Summer | Winter, WintShld, Summer | Winter, WintShld, Summer | Winter, WintShld, Summer | Winter, WintShld, Summer | Winter, WintShld, Summer
RPS v6.20- CT, MA, ME, NH, RI, VT | 727 | 7588 | Generation Constraint in GWh | FALSE | G | Annual | Standard GWh | GWh | 33476.7805 | 36911.726 | 42097.6047 | 46362.8299 | 51923.7063 | 56920.0941 | 62592.1397 | 69229.9638
RPS v6.20- CT, MA, ME, NH, RI, VT | 727 | 7588 | Generation Constraint in GWh | FALSE | G | Annual | Emissions at Affected Plants | GWh | 23514.7872 | 42851.4396 | 26997.0772 | 46362.8299 | 89335.3604 | 143424.0439 | 165992.3586 | 218002.5855
RPS v6.20- CT, MA, ME, NH, RI, VT | 727 | 7588 | Generation Constraint in GWh | FALSE | G | Annual | Allowances Purchased | GWh | 9961.9933 | 0 | 15100.5275 | 0 | 0 | 0 | 0 | 0
RPS v6.20- CT, MA, ME, NH, RI, VT | 727 | 7588 | Generation Constraint in GWh | FALSE | G | Annual | Allowances Sold | GWh | 0 | 0 | 0 | 0 | 0 | 0 | 0 | 0
RPS v6.20- CT, MA, ME, NH, RI, VT | 727 | 7588 | Generation Constraint in GWh | FALSE | G | Annual | Allowances Banked | GWh | 0 | 0 | 0 | 0 | 0 | 0 | 0 | 0
RPS v6.20- CT, MA, ME, NH, RI, VT | 727 | 7588 | Generation Constraint in GWh | FALSE | G | Annual | Allowances Withdrawn (1:1) | GWh | 0 | 0 | 0 | 0 | 0 | 0 | 0 | 0
RPS v6.20- CT, MA, ME, NH, RI, VT | 727 | 7588 | Generation Constraint in GWh | FALSE | G | Annual | Allowances Withdrawn (n:1) | GWh | 0 | 0 | 0 | 0 | 0 | 0 | 0 | 0
RPS v6.20- CT, MA, ME, NH, RI, VT | 727 | 7588 | Generation Constraint in GWh | FALSE | G | Annual | Net Emissions Allowance Position | GWh | 33476.7805 | 42851.4396 | 42097.6048 | 46362.8299 | 89335.3604 | 143424.0439 | 165992.3586 | 218002.5855
RPS v6.20- CT, MA, ME, NH, RI, VT | 727 | 7588 | Generation Constraint in GWh | FALSE | G | Annual | Fuel Consumed | TBtu | 38.2885 | 20.9532 | 21.1541 | 21.503 | 38.1786 | 44.0425 | 43.7594 | 44.6232
RPS v6.20- CT, MA, ME, NH, RI, VT | 727 | 7588 | Generation Constraint in GWh | FALSE | G | Annual | Heat Rate | MMBtu/MWh | 0.63208 | 0.22077 | 0.21342 | 0.19788 | 0.25092 | 0.20608 | 0.1887 | 0.16923
RPS v6.20- CT, MA, ME, NH, RI, VT | 727 | 7588 | Generation Constraint in GWh | FALSE | G | Annual | Generation | TWh | 60.5758 | 94.9101 | 99.1195 | 108.6663 | 152.1538 | 213.7124 | 231.9041 | 263.6856
RPS v6.20- CT, MA, ME, NH, RI, VT | 727 | 7588 | Generation Constraint in GWh | FALSE | G | Annual | Qualifying Generation | TWh | 23.5148 | 42.8514 | 26.9971 | 46.3628 | 89.3354 | 143.424 | 165.9924 | 218.0026
RPS v6.20- CT, MA, ME, NH, RI, VT | 727 | 7588 | Generation Constraint in GWh | FALSE | G | Annual | Rate | lb/MWh | 0 | 0 | 0 | 0 | 0 | 0 | 0 | 0
RPS v6.20- CT, MA, ME, NH, RI, VT | 727 | 7588 | Generation Constraint in GWh | FALSE | G | Annual | Constraint Shadow Price | US2019$/MWh | 10.624 | 0 | 10.6233 | 9.7624 | 0 | 0 | 0 | 0
RPS v6.20- DC, DE, MD, NJ, PA | 728 | 7589 | Generation Constraint in GWh | FALSE | G | Annual | Seasons Included | Seasons | Winter, WintShld, Summer | Winter, WintShld, Summer | Winter, WintShld, Summer | Winter, WintShld, Summer | Winter, WintShld, Summer | Winter, WintShld, Summer | Winter, WintShld, Summer | Winter, WintShld, Summer
RPS v6.20- DC, DE, MD, NJ, PA | 728 | 7589 | Generation Constraint in GWh | FALSE | G | Annual | Standard GWh | GWh | 57063.7924 | 66197.7743 | 78917.9763 | 86788.2049 | 90735.8775 | 93750.4719 | 97085.9731 | 101645.5346
RPS v6.20- DC, DE, MD, NJ, PA | 728 | 7589 | Generation Constraint in GWh | FALSE | G | Annual | Emissions at Affected Plants | GWh | 23082.1203 | 66197.7743 | 78917.9763 | 86788.2049 | 90735.8775 | 120605.7734 | 121156.4818 | 101645.5346
RPS v6.20- DC, DE, MD, NJ, PA | 728 | 7589 | Generation Constraint in GWh | FALSE | G | Annual | Allowances Purchased | GWh | 33981.6721 | 0 | 0 | 0 | 0 | 0 | 0 | 0
RPS v6.20- DC, DE, MD, NJ, PA | 728 | 7589 | Generation Constraint in GWh | FALSE | G | Annual | Allowances Sold | GWh | 0 | 0 | 0 | 0 | 0 | 0 | 0 | 0
RPS v6.20- DC, DE, MD, NJ, PA | 728 | 7589 | Generation Constraint in GWh | FALSE | G | Annual | Allowances Banked | GWh | 0 | 0 | 0 | 0 | 0 | 0 | 0 | 0
RPS v6.20- DC, DE, MD, NJ, PA | 728 | 7589 | Generation Constraint in GWh | FALSE | G | Annual | Allowances Withdrawn (1:1) | GWh | 0 | 0 | 0 | 0 | 0 | 0 | 0 | 0
RPS v6.20- DC, DE, MD, NJ, PA | 728 | 7589 | Generation Constraint in GWh | FALSE | G | Annual | Allowances Withdrawn (n:1) | GWh | 0 | 0 | 0 | 0 | 0 | 0 | 0 | 0
RPS v6.20- DC, DE, MD, NJ, PA | 728 | 7589 | Generation Constraint in GWh | FALSE | G | Annual | Net Emissions Allowance Position | GWh | 57063.7924 | 66197.7743 | 78917.9763 | 86788.2049 | 90735.8775 | 120605.7734 | 121156.4818 | 101645.5346
RPS v6.20- DC, DE, MD, NJ, PA | 728 | 7589 | Generation Constraint in GWh | FALSE | G | Annual | Fuel Consumed | TBtu | 62.6209 | 34.0845 | 13.9057 | 50.4109 | 50.9694 | 54.0733 | 76.0029 | 99.2754
RPS v6.20- DC, DE, MD, NJ, PA | 728 | 7589 | Generation Constraint in GWh | FALSE | G | Annual | Heat Rate | MMBtu/MWh | 1.1123 | 0.32462 | 0.11493 | 0.32085 | 0.25334 | 0.24361 | 0.29757 | 0.31802
RPS v6.20- DC, DE, MD, NJ, PA | 728 | 7589 | Generation Constraint in GWh | FALSE | G | Annual | Generation | TWh | 56.2985 | 104.9971 | 120.9954 | 157.1146 | 201.1895 | 221.9663 | 255.4141 | 312.1642
RPS v6.20- DC, DE, MD, NJ, PA | 728 | 7589 | Generation Constraint in GWh | FALSE | G | Annual | Qualifying Generation | TWh | 23.0821 | 66.1978 | 78.918 | 86.7882 | 90.7359 | 120.6058 | 121.1565 | 101.6455
RPS v6.20- DC, DE, MD, NJ, PA | 728 | 7589 | Generation Constraint in GWh | FALSE | G | Annual | Rate | lb/MWh | 0 | 0 | 0 | 0 | 0 | 0 | 0 | 0
RPS v6.20- DC, DE, MD, NJ, PA | 728 | 7589 | Generation Constraint in GWh | FALSE | G | Annual | Constraint Shadow Price | US2019$/MWh | 39.837 | 0 | 10.6233 | 9.7624 | 0 | 0 | 0 | 0
RPS v6.20- IA | 729 | 7590 | Generation Constraint in GWh | FALSE | G | Annual | Seasons Included | Seasons | Winter, WintShld, Summer | Winter, WintShld, Summer | Winter, WintShld, Summer | Winter, WintShld, Summer | Winter, WintShld, Summer | Winter, WintShld, Summer | Winter, WintShld, Summer | Winter, WintShld, Summer
RPS v6.20- IA | 729 | 7590 | Generation Constraint in GWh | FALSE | G | Annual | Standard GWh | GWh | 295.8 | 295.8 | 295.8 | 295.8 | 295.8 | 295.8 | 295.8 | 295.8
RPS v6.20- IA | 729 | 7590 | Generation Constraint in GWh | FALSE | G | Annual | Emissions at Affected Plants | GWh | 9209.7589 | 42210.0942 | 10422.8235 | 10491.5062 | 10734.1797 | 11998.4725 | 18983.5295 | 54721.3617
RPS v6.20- IA | 729 | 7590 | Generation Constraint in GWh | FALSE | G | Annual | Allowances Purchased | GWh | 0 | 0 | 0 | 0 | 0 | 0 | 0 | 0
RPS v6.20- IA | 729 | 7590 | Generation Constraint in GWh | FALSE | G | Annual | Allowances Sold | GWh | 0 | 0 | 0 | 0 | 0 | 0 | 0 | 0
RPS v6.20- IA | 729 | 7590 | Generation Constraint in GWh | FALSE | G | Annual | Allowances Banked | GWh | 0 | 0 | 0 | 0 | 0 | 0 | 0 | 0
RPS v6.20- IA | 729 | 7590 | Generation Constraint in GWh | FALSE | G | Annual | Allowances Withdrawn (1:1) | GWh | 0 | 0 | 0 | 0 | 0 | 0 | 0 | 0
RPS v6.20- IA | 729 | 7590 | Generation Constraint in GWh | FALSE | G | Annual | Allowances Withdrawn (n:1) | GWh | 0 | 0 | 0 | 0 | 0 | 0 | 0 | 0
RPS v6.20- IA | 729 | 7590 | Generation Constraint in GWh | FALSE | G | Annual | Net Emissions Allowance Position | GWh | 9209.7589 | 42210.0942 | 10422.8235 | 10491.5062 | 10734.1797 | 11998.4725 | 18983.5295 | 54721.3617
RPS v6.20- IA | 729 | 7590 | Generation Constraint in GWh | FALSE | G | Annual | Fuel Consumed | TBtu | 1.5426 | 2.2373 | 2.2373 | 2.2373 | 2.2373 | 2.2918 | 2.2918 | 5.0202
RPS v6.20- IA | 729 | 7590 | Generation Constraint in GWh | FALSE | G | Annual | Heat Rate | MMBtu/MWh | 0.037406 | 0.05232 | 0.05232 | 0.05232 | 0.05232 | 0.053585 | 0.044927 | 0.091444
RPS v6.20- IA | 729 | 7590 | Generation Constraint in GWh | FALSE | G | Annual | Generation | TWh | 41.2385 | 42.7629 | 42.7629 | 42.7629 | 42.7629 | 42.7693 | 51.0123 | 54.8993
RPS v6.20- IA | 729 | 7590 | Generation Constraint in GWh | FALSE | G | Annual | Qualifying Generation | TWh | 9.2098 | 42.2101 | 10.4228 | 10.4915 | 10.7342 | 11.9985 | 18.9835 | 54.7214
RPS v6.20- IA | 729 | 7590 | Generation Constraint in GWh | FALSE | G | Annual | Rate | lb/MWh | 0 | 0 | 0 | 0 | 0 | 0 | 0 | 0
RPS v6.20- IA | 729 | 7590 | Generation Constraint in GWh | FALSE | G | Annual | Constraint Shadow Price | US2019$/MWh | 0 | 0 | 0 | 0 | 0 | 0 | 0 | 0
RPS v6.20- IL | 730 | 7591 | Generation Constraint in GWh | FALSE | G | Annual | Seasons Included | Seasons | Winter, WintShld, Summer | Winter, WintShld, Summer | Winter, WintShld, Summer | Winter, WintShld, Summer | Winter, WintShld, Summer | Winter, WintShld, Summer | Winter, WintShld, Summer | Winter, WintShld, Summer
RPS v6.20- IL | 730 | 7591 | Generation Constraint in GWh | FALSE | G | Annual | Standard GWh | GWh | 28528.2792 | 33015.5498 | 46330.359 | 57639.6185 | 66634.5424 | 76376.6768 | 79039.1862 | 82207.8883
RPS v6.20- IL | 730 | 7591 | Generation Constraint in GWh | FALSE | G | Annual | Emissions at Affected Plants | GWh | 53706.1963 | 41324.9688 | 72631.2869 | 73966.8505 | 74639.2983 | 76376.6768 | 106692.9919 | 148826.3745
RPS v6.20- IL | 730 | 7591 | Generation Constraint in GWh | FALSE | G | Annual | Allowances Purchased | GWh | 0 | 0 | 0 | 0 | 0 | 0 | 0 | 0
RPS v6.20- IL | 730 | 7591 | Generation Constraint in GWh | FALSE | G | Annual | Allowances Sold | GWh | 0 | 0 | 0 | 0 | 0 | 0 | 0 | 0
RPS v6.20- IL | 730 | 7591 | Generation Constraint in GWh | FALSE | G | Annual | Allowances Banked | GWh | 0 | 0 | 0 | 0 | 0 | 0 | 0 | 0
RPS v6.20- IL | 730 | 7591 | Generation Constraint in GWh | FALSE | G | Annual | Allowances Withdrawn (1:1) | GWh | 0 | 0 | 0 | 0 | 0 | 0 | 0 | 0
RPS v6.20- IL | 730 | 7591 | Generation Constraint in GWh | FALSE | G | Annual | Allowances Withdrawn (n:1) | GWh | 0 | 0 | 0 | 0 | 0 | 0 | 0 | 0
RPS v6.20- IL | 730 | 7591 | Generation Constraint in GWh | FALSE | G | Annual | Net Emissions Allowance Position | GWh | 53706.1963 | 41324.9688 | 72631.2869 | 73966.8505 | 74639.2983 | 76376.6768 | 106692.9919 | 148826.3745
RPS v6.20- IL | 730 | 7591 | Generation Constraint in GWh | FALSE | G | Annual | Fuel Consumed | TBtu | 6.8985 | 14.8901 | 13.8355 | 13.0303 | 12.8188 | 37.2167 | 46.9866 | 49.7282
RPS v6.20- IL | 730 | 7591 | Generation Constraint in GWh | FALSE | G | Annual | Heat Rate | MMBtu/MWh | 0.072794 | 0.12913 | 0.11977 | 0.11129 | 0.10944 | 0.3054 | 0.28761 | 0.19429
RPS v6.20- IL | 730 | 7591 | Generation Constraint in GWh | FALSE | G | Annual | Generation | TWh | 94.7674 | 115.3084 | 115.5139 | 117.084 | 117.1358 | 121.8602 | 163.3719 | 255.9536
RPS v6.20- IL | 730 | 7591 | Generation Constraint in GWh | FALSE | G | Annual | Qualifying Generation | TWh | 53.7062 | 41.325 | 72.6313 | 73.9669 | 74.6393 | 76.3767 | 106.693 | 148.8264
RPS v6.20- IL | 730 | 7591 | Generation Constraint in GWh | FALSE | G | Annual | Rate | lb/MWh | 0 | 0 | 0 | 0 | 0 | 0 | 0 | 0
RPS v6.20- IL | 730 | 7591 | Generation Constraint in GWh | FALSE | G | Annual | Constraint Shadow Price | US2019$/MWh | 0 | 0 | 0 | 0 | 0 | 0 | 0 | 0
RPS v6.20- MI | 731 | 7592 | Generation Constraint in GWh | FALSE | G | Annual | Seasons Included | Seasons | Winter, WintShld, Summer | Winter, WintShld, Summer | Winter, WintShld, Summer | Winter, WintShld, Summer | Winter, WintShld, Summer | Winter, WintShld, Summer | Winter, WintShld, Summer | Winter, WintShld, Summer
RPS v6.20- MI | 731 | 7592 | Generation Constraint in GWh | FALSE | G | Annual | Standard GWh | GWh | 15568.1588 | 15698.3349 | 15908.6302 | 16072.5621 | 16512.5754 | 17031.4691 | 17621.92 | 18342.8278
RPS v6.20- MI | 731 | 7592 | Generation Constraint in GWh | FALSE | G | Annual | Emissions at Affected Plants | GWh | 15814.5157 | 36766.5095 | 36813.1631 | 37813.8462 | 45971.3687 | 64995.0167 | 75769.4178 | 76744.9105
RPS v6.20- MI | 731 | 7592 | Generation Constraint in GWh | FALSE | G | Annual | Allowances Purchased | GWh | 0 | 0 | 0 | 0 | 0 | 0 | 0 | 0
RPS v6.20- MI | 731 | 7592 | Generation Constraint in GWh | FALSE | G | Annual | Allowances Sold | GWh | 0 | 0 | 0 | 0 | 0 | 0 | 0 | 0
RPS v6.20- MI | 731 | 7592 | Generation Constraint in GWh | FALSE | G | Annual | Allowances Banked | GWh | 0 | 0 | 0 | 0 | 0 | 0 | 0 | 0
RPS v6.20- MI | 731 | 7592 | Generation Constraint in GWh | FALSE | G | Annual | Allowances Withdrawn (1:1) | GWh | 0 | 0 | 0 | 0 | 0 | 0 | 0 | 0
RPS v6.20- MI | 731 | 7592 | Generation Constraint in GWh | FALSE | G | Annual | Allowances Withdrawn (n:1) | GWh | 0 | 0 | 0 | 0 | 0 | 0 | 0 | 0
RPS v6.20- MI | 731 | 7592 | Generation Constraint in GWh | FALSE | G | Annual | Net Emissions Allowance Position | GWh | 15814.5157 | 36766.5095 | 36813.1631 | 37813.8462 | 45971.3687 | 64995.0167 | 75769.4178 | 76744.9105
RPS v6.20- MI | 731 | 7592 | Generation Constraint in GWh | FALSE | G | Annual | Fuel Consumed | TBtu | 11.9878 | 11.6494 | 12.3053 | 12.3053 | 12.3053 | 12.3053 | 12.7082 | 19.2311
RPS v6.20- MI | 731 | 7592 | Generation Constraint in GWh | FALSE | G | Annual | Heat Rate | MMBtu/MWh | 0.75061 | 0.31577 | 0.33281 | 0.32404 | 0.26692 | 0.18895 | 0.16733 | 0.25009
RPS v6.20- MI | 731 | 7592 | Generation Constraint in GWh | FALSE | G | Annual | Generation | TWh | 15.9707 | 36.8917 | 36.9744 | 37.9751 | 46.1015 | 65.1252 | 75.9476 | 76.8976
RPS v6.20- MI | 731 | 7592 | Generation Constraint in GWh | FALSE | G | Annual | Qualifying Generation | TWh | 15.8145 | 36.7665 | 36.8132 | 37.8138 | 45.9714 | 64.995 | 75.7694 | 76.7449
RPS v6.20- MI | 731 | 7592 | Generation Constraint in GWh | FALSE | G | Annual | Rate | lb/MWh | 0 | 0 | 0 | 0 | 0 | 0 | 0 | 0
RPS v6.20- MI | 731 | 7592 | Generation Constraint in GWh | FALSE | G | Annual | Constraint Shadow Price | US2019$/MWh | 0 | 0 | 0 | 0 | 0 | 0 | 0 | 0
RPS v6.20- MN | 732 | 7593 | Generation Constraint in GWh | FALSE | G | Annual | Seasons Included | Seasons | Winter, WintShld, Summer | Winter, WintShld, Summer | Winter, WintShld, Summer | Winter, WintShld, Summer | Winter, WintShld, Summer | Winter, WintShld, Summer | Winter, WintShld, Summer | Winter, WintShld, Summer
RPS v6.20- MN | 732 | 7593 | Generation Constraint in GWh | FALSE | G | Annual | Standard GWh | GWh | 19591.6943 | 21940.8086 | 22334.5871 | 22605.9476 | 23265.6526 | 24051.3088 | 24951.6942 | 25974.1623
RPS v6.20- MN | 732 | 7593 | Generation Constraint in GWh | FALSE | G | Annual | Emissions at Affected Plants | GWh | 19591.6943 | 22299.0268 | 22334.5871 | 25842.8616 | 32137.7525 | 38529.3619 | 63827.0925 | 78755.3445
RPS v6.20- MN | 732 | 7593 | Generation Constraint in GWh | FALSE | G | Annual | Allowances Purchased | GWh | 0 | 0 | 0 | 0 | 0 | 0 | 0 | 0
RPS v6.20- MN | 732 | 7593 | Generation Constraint in GWh | FALSE | G | Annual | Allowances Sold | GWh | 0 | 0 | 0 | 0 | 0 | 0 | 0 | 0
RPS v6.20- MN | 732 | 7593 | Generation Constraint in GWh | FALSE | G | Annual | Allowances Banked | GWh | 0 | 0 | 0 | 0 | 0 | 0 | 0 | 0
RPS v6.20- MN | 732 | 7593 | Generation Constraint in GWh | FALSE | G | Annual | Allowances Withdrawn (1:1) | GWh | 0 | 0 | 0 | 0 | 0 | 0 | 0 | 0
RPS v6.20- MN | 732 | 7593 | Generation Constraint in GWh | FALSE | G | Annual | Allowances Withdrawn (n:1) | GWh | 0 | 0 | 0 | 0 | 0 | 0 | 0 | 0
RPS v6.20- MN | 732 | 7593 | Generation Constraint in GWh | FALSE | G | Annual | Net Emissions Allowance Position | GWh | 19591.6943 | 22299.0268 | 22334.5871 | 25842.8616 | 32137.7525 | 38529.3619 | 63827.0925 | 78755.3445
RPS v6.20- MN | 732 | 7593 | Generation Constraint in GWh | FALSE | G | Annual | Fuel Consumed | TBtu | 11.2782 | 2.4102 | 2.6964 | 2.2711 | 2.4111 | 2.3087 | 2.2372 | 6.3031
RPS v6.20- MN | 732 | 7593 | Generation Constraint in GWh | FALSE | G | Annual | Heat Rate | MMBtu/MWh | 0.57566 | 0.10808 | 0.12073 | 0.08788 | 0.075023 | 0.059921 | 0.035051 | 0.080034
RPS v6.20- MN | 732 | 7593 | Generation Constraint in GWh | FALSE | G | Annual | Generation | TWh | 19.5917 | 22.299 | 22.3346 | 25.8429 | 32.1378 | 38.5294 | 63.8271 | 78.7553
RPS v6.20- MN | 732 | 7593 | Generation Constraint in GWh | FALSE | G | Annual | Qualifying Generation | TWh | 19.5917 | 22.299 | 22.3346 | 25.8429 | 32.1378 | 38.5294 | 63.8271 | 78.7553
RPS v6.20- MN | 732 | 7593 | Generation Constraint in GWh | FALSE | G | Annual | Rate | lb/MWh | 0 | 0 | 0 | 0 | 0 | 0 | 0 | 0
RPS v6.20- MN | 732 | 7593 | Generation Constraint in GWh | FALSE | G | Annual | Constraint Shadow Price | US2019$/MWh | 38.916 | 0 | 9.6768 | 0 | 0 | 0 | 0 | 0
RPS v6.20- MO | 733 | 7594 | Generation Constraint in GWh | FALSE | G | Annual | Seasons Included | Seasons | Winter, WintShld, Summer | Winter, WintShld, Summer | Winter, WintShld, Summer | Winter, WintShld, Summer | Winter, WintShld, Summer | Winter, WintShld, Summer | Winter, WintShld, Summer | Winter, WintShld, Summer
RPS v6.20- MO | 733 | 7594 | Generation Constraint in GWh | FALSE | G | Annual | Standard GWh | GWh | 6991.2115 | 7074.2941 | 7193.4001 | 7278.0043 | 7497.5783 | 7765.7921 | 8070.2381 | 8417.9
RPS v6.20- MO | 733 | 7594 | Generation Constraint in GWh | FALSE | G | Annual | Emissions at Affected Plants | GWh | 6991.2115 | 7074.2941 | 7193.4001 | 7278.0043 | 7497.5783 | 9951.6022 | 8070.2381 | 8417.9
RPS v6.20- MO | 733 | 7594 | Generation Constraint in GWh | FALSE | G | Annual | Allowances Purchased | GWh | 0 | 0 | 0 | 0 | 0 | 0 | 0 | 0
RPS v6.20- MO | 733 | 7594 | Generation Constraint in GWh | FALSE | G | Annual | Allowances Sold | GWh | 0 | 0 | 0 | 0 | 0 | 0 | 0 | 0
RPS v6.20- MO | 733 | 7594 | Generation Constraint in GWh | FALSE | G | Annual | Allowances Banked | GWh | 0 | 0 | 0 | 0 | 0 | 0 | 0 | 0
RPS v6.20- MO | 733 | 7594 | Generation Constraint in GWh | FALSE | G | Annual | Allowances Withdrawn (1:1) | GWh | 0 | 0 | 0 | 0 | 0 | 0 | 0 | 0
RPS v6.20- MO | 733 | 7594 | Generation Constraint in GWh | FALSE | G | Annual | Allowances Withdrawn (n:1) | GWh | 0 | 0 | 0 | 0 | 0 | 0 | 0 | 0
RPS v6.20- MO | 733 | 7594 | Generation Constraint in GWh | FALSE | G | Annual | Net Emissions Allowance Position | GWh | 6991.2115 | 7074.2941 | 7193.4001 | 7278.0043 | 7497.5783 | 9951.6022 | 8070.2381 | 8417.9
RPS v6.20- MO | 733 | 7594 | Generation Constraint in GWh | FALSE | G | Annual | Fuel Consumed | TBtu | 0 | 0 | 0 | 0 | 0 | 0 | 0 | 0
RPS v6.20- MO | 733 | 7594 | Generation Constraint in GWh | FALSE | G | Annual | Heat Rate | MMBtu/MWh | 0 | 0 | 0 | 0 | 0 | 0 | 0 | 0
RPS v6.20- MO | 733 | 7594 | Generation Constraint in GWh | FALSE | G | Annual | Generation | TWh | 8.5431 | 15.3935 | 15.3939 | 15.3939 | 15.4457 | 18.4089 | 32.9346 | 42.9565
RPS v6.20- MO | 733 | 7594 | Generation Constraint in GWh | FALSE | G | Annual | Qualifying Generation | TWh | 6.9912 | 7.0743 | 7.1934 | 7.278 | 7.4976 | 9.9516 | 8.0702 | 8.4179
RPS v6.20- MO | 733 | 7594 | Generation Constraint in GWh | FALSE | G | Annual | Rate | lb/MWh | 0 | 0 | 0 | 0 | 0 | 0 | 0 | 0
RPS v6.20- MO | 733 | 7594 | Generation Constraint in GWh | FALSE | G | Annual | Constraint Shadow Price | US2019$/MWh | 0 | 0 | 0 | 0 | 0 | 0 | 0 | 0
RPS v6.20- MT | 734 | 7595 | Generation Constraint in GWh | FALSE | G | Annual | Seasons Included | Seasons | Winter, WintShld, Summer | Winter, WintShld, Summer | Winter, WintShld, Summer | Winter, WintShld, Summer | Winter, WintShld, Summer | Winter, WintShld, Summer | Winter, WintShld, Summer | Winter, WintShld, Summer
RPS v6.20- MT | 734 | 7595 | Generation Constraint in GWh | FALSE | G | Annual | Standard GWh | GWh | 1300.3414 | 1304.2629 | 1312.7714 | 1317.2096 | 1355.9623 | 1421.4028 | 1497.4336 | 1589.3635
RPS v6.20- MT | 734 | 7595 | Generation Constraint in GWh | FALSE | G | Annual | Emissions at Affected Plants | GWh | 3256.8243 | 5288.2534 | 5288.2534 | 5288.2534 | 5290.1319 | 7050.0277 | 10806.1017 | 12955.0796
RPS v6.20- MT | 734 | 7595 | Generation Constraint in GWh | FALSE | G | Annual | Allowances Purchased | GWh | 0 | 0 | 0 | 0 | 0 | 0 | 0 | 0
RPS v6.20- MT | 734 | 7595 | Generation Constraint in GWh | FALSE | G | Annual | Allowances Sold | GWh | 0 | 0 | 0 | 0 | 0 | 0 | 0 | 0
RPS v6.20- MT | 734 | 7595 | Generation Constraint in GWh | FALSE | G | Annual | Allowances Banked | GWh | 0 | 0 | 0 | 0 | 0 | 0 | 0 | 0
RPS v6.20- MT | 734 | 7595 | Generation Constraint in GWh | FALSE | G | Annual | Allowances Withdrawn (1:1) | GWh | 0 | 0 | 0 | 0 | 0 | 0 | 0 | 0
RPS v6.20- MT | 734 | 7595 | Generation Constraint in GWh | FALSE | G | Annual | Allowances Withdrawn (n:1) | GWh | 0 | 0 | 0 | 0 | 0 | 0 | 0 | 0
RPS v6.20- MT | 734 | 7595 | Generation Constraint in GWh | FALSE | G | Annual | Net Emissions Allowance Position | GWh | 3256.8243 | 5288.2534 | 5288.2534 | 5288.2534 | 5290.1319 | 7050.0277 | 10806.1017 | 12955.0796
RPS v6.20- MT | 734 | 7595 | Generation Constraint in GWh | FALSE | G | Annual | Fuel Consumed | TBtu | 0 | 0.0017288 | 0.0017288 | 0.0017288 | 0.01772 | 0.01772 | 0.01772 | 0.017629
RPS v6.20- MT | 734 | 7595 | Generation Constraint in GWh | FALSE | G | Annual | Heat Rate | MMBtu/MWh | 0 | 0.00020914 | 0.00020919 | 0.00020921 | 0.0017268 | 0.0013067 | 0.00093889 | 0.00083861
RPS v6.20- MT | 734 | 7595 | Generation Constraint in GWh | FALSE | G | Annual | Generation | TWh | 5.1241 | 8.2659 | 8.2643 | 8.2634 | 10.262 | 13.5616 | 18.8736 | 21.0212
RPS v6.20- MT | 734 | 7595 | Generation Constraint in GWh | FALSE | G | Annual | Qualifying Generation | TWh | 3.2568 | 5.2883 | 5.2883 | 5.2883 | 5.2901 | 7.05 | 10.8061 | 12.9551
RPS v6.20- MT | 734 | 7595 | Generation Constraint in GWh | FALSE | G | Annual | Rate | lb/MWh | 0 | 0 | 0 | 0 | 0 | 0 | 0 | 0
RPS v6.20- MT | 734 | 7595 | Generation Constraint in GWh | FALSE | G | Annual | Constraint Shadow Price | US2019$/MWh | 0 | 0 | 0 | 0 | 0 | 0 | 0 | 0
RPS v6.20- NC 75% limit | 735 | 7602 | Generation Constraint in GWh | FALSE | G | Annual | Seasons Included | Seasons | Winter, WintShld, Summer | Winter, WintShld, Summer | Winter, WintShld, Summer | Winter, WintShld, Summer | Winter, WintShld, Summer | Winter, WintShld, Summer | Winter, WintShld, Summer | Winter, WintShld, Summer
RPS v6.20- NC 75% limit | 735 | 7602 | Generation Constraint in GWh | FALSE | G | Annual | Standard GWh | GWh | 6820.5882 | 6909.5808 | 7059.7788 | 7183.4548 | 7526.223 | 7912.287 | 8355.3661 | 8864.8451
RPS v6.20- NC 75% limit | 735 | 7602 | Generation Constraint in GWh | FALSE | G | Annual | Emissions at Affected Plants | GWh | 14572.5216 | 14793.3889 | 14793.3889 | 14793.3889 | 14793.3889 | 23940.1379 | 38961.5188 | 55248.1385
RPS v6.20- NC 75% limit | 735 | 7602 | Generation Constraint in GWh | FALSE | G | Annual | Allowances Purchased | GWh | 0 | 0 | 0 | 0 | 0 | 0 | 0 | 0
RPS v6.20- NC 75% limit | 735 | 7602 | Generation Constraint in GWh | FALSE | G | Annual | Allowances Sold | GWh | 0 | 0 | 0 | 0 | 0 | 0 | 0 | 0
RPS v6.20- NC 75% limit | 735 | 7602 | Generation Constraint in GWh | FALSE | G | Annual | Allowances Banked | GWh | 0 | 0 | 0 | 0 | 0 | 0 | 0 | 0
RPS v6.20- NC 75% limit | 735 | 7602 | Generation Constraint in GWh | FALSE | G | Annual | Allowances Withdrawn (1:1) | GWh | 0 | 0 | 0 | 0 | 0 | 0 | 0 | 0
RPS v6.20- NC 75% limit | 735 | 7602 | Generation Constraint in GWh | FALSE | G | Annual | Allowances Withdrawn (n:1) | GWh | 0 | 0 | 0 | 0 | 0 | 0 | 0 | 0
RPS v6.20- NC 75% limit | 735 | 7602 | Generation Constraint in GWh | FALSE | G | Annual | Net Emissions Allowance Position | GWh | 14572.5216 | 14793.3889 | 14793.3889 | 14793.3889 | 14793.3889 | 23940.1379 | 38961.5188 | 55248.1385
RPS v6.20- NC 75% limit | 735 | 7602 | Generation Constraint in GWh | FALSE | G | Annual | Fuel Consumed | TBtu | 13.0524 | 12.6844 | 12.6844 | 12.6844 | 12.6844 | 12.8128 | 12.8128 | 12.577
RPS v6.20- NC 75% limit | 735 | 7602 | Generation Constraint in GWh | FALSE | G | Annual | Heat Rate | MMBtu/MWh | 0.72448 | 0.6974 | 0.69732 | 0.69732 | 0.69732 | 0.33824 | 0.2422 | 0.18178
RPS v6.20- NC 75% limit | 735 | 7602 | Generation Constraint in GWh | FALSE | G | Annual | Generation | TWh | 18.0163 | 18.1882 | 18.1901 | 18.1901 | 18.1901 | 37.8804 | 52.9018 | 69.1884
RPS v6.20- NC 75% limit | 735 | 7602 | Generation Constraint in GWh | FALSE | G | Annual | Qualifying Generation | TWh | 14.5725 | 14.7934 | 14.7934 | 14.7934 | 14.7934 | 23.9401 | 38.9615 | 55.2481
RPS v6.20- NC 75% limit | 735 | 7602 | Generation Constraint in GWh | FALSE | G | Annual | Rate | lb/MWh | 0 | 0 | 0 | 0 | 0 | 0 | 0 | 0
RPS v6.20- NC 75% limit | 735 | 7602 | Generation Constraint in GWh | FALSE | G | Annual | Constraint Shadow Price | US2019$/MWh | 0 | 0 | 0 | 0 | 0 | 0 | 0 | 0
RPS v6.20- NM | 736 | 7596 | Generation Constraint in GWh | FALSE | G | Annual | Seasons Included | Seasons | Winter, WintShld, Summer | Winter, WintShld, Summer | Winter, WintShld, Summer | Winter, WintShld, Summer | Winter, WintShld, Summer | Winter, WintShld, Summer | Winter, WintShld, Summer | Winter, WintShld, Summer
RPS v6.20- NM | 736 | 7596 | Generation Constraint in GWh | FALSE | G | Annual | Standard GWh | GWh | 6204.8031 | 8128.9249 | 9573.1204 | 10594.8169 | 14083.5147 | 18036.259 | 19613.0889 | 21410.5518
RPS v6.20- NM | 736 | 7596 | Generation Constraint in GWh | FALSE | G | Annual | Emissions at Affected Plants | GWh | 13292.7453 | 20949.0479 | 20949.8804 | 27572.3364 | 27572.3308 | 27572.9714 | 29413.9764 | 31244.7596
RPS v6.20- NM | 736 | 7596 | Generation Constraint in GWh | FALSE | G | Annual | Allowances Purchased | GWh | 0 | 0 | 0 | 0 | 0 | 0 | 0 | 0
RPS v6.20- NM | 736 | 7596 | Generation Constraint in GWh | FALSE | G | Annual | Allowances Sold | GWh | 0 | 0 | 0 | 0 | 0 | 0 | 0 | 0
RPS v6.20- NM | 736 | 7596 | Generation Constraint in GWh | FALSE | G | Annual | Allowances Banked | GWh | 0 | 0 | 0 | 0 | 0 | 0 | 0 | 0
RPS v6.20- NM | 736 | 7596 | Generation Constraint in GWh | FALSE | G | Annual | Allowances Withdrawn (1:1) | GWh | 0 | 0 | 0 | 0 | 0 | 0 | 0 | 0
RPS v6.20- NM | 736 | 7596 | Generation Constraint in GWh | FALSE | G | Annual | Allowances Withdrawn (n:1) | GWh | 0 | 0 | 0 | 0 | 0 | 0 | 0 | 0
RPS v6.20- NM | 736 | 7596 | Generation Constraint in GWh | FALSE | G | Annual | Net Emissions Allowance Position | GWh | 13292.7453 | 20949.0479 | 20949.8804 | 27572.3364 | 27572.3308 | 27572.9714 | 29413.9764 | 31244.7596
RPS v6.20- NM | 736 | 7596 | Generation Constraint in GWh | FALSE | G | Annual | Fuel Consumed | TBtu | 0.062653 | 0 | 0.0070871 | 0.0070871 | 0.0070394 | 0.012493 | 0.012746 | 0.012493
RPS v6.20- NM | 736 | 7596 | Generation Constraint in GWh | FALSE | G | Annual | Heat Rate | MMBtu/MWh | 0.0029462 | 0 | 0.00023445 | 0.00019232 | 0.00018695 | 0.00033179 | 0.00032271 | 0.00023398
RPS v6.20- NM | 736 | 7596 | Generation Constraint in GWh | FALSE | G | Annual | Generation | TWh | 21.2657 | 30.2268 | 30.2284 | 36.8509 | 37.6532 | 37.6538 | 39.4948 | 53.3927
RPS v6.20- NM | 736 | 7596 | Generation Constraint in GWh | FALSE | G | Annual | Qualifying Generation | TWh | 13.2927 | 20.949 | 20.9499 | 27.5723 | 27.5723 | 27.573 | 29.414 | 31.2448
RPS v6.20- NM | 736 | 7596 | Generation Constraint in GWh | FALSE | G | Annual | Rate | lb/MWh | 0 | 0 | 0 | 0 | 0 | 0 | 0 | 0
RPS v6.20- NM | 736 | 7596 | Generation Constraint in GWh | FALSE | G | Annual | Constraint Shadow Price | US2019$/MWh | 0 | 0 | 0 | 0 | 0 | 0 | 0 | 0
RPS v6.20- NV | 737 | 7597 | Generation Constraint in GWh | FALSE | G | Annual | Seasons Included | Seasons | Winter, WintShld, Summer | Winter, WintShld, Summer | Winter, WintShld, Summer | Winter, WintShld, Summer | Winter, WintShld, Summer | Winter, WintShld, Summer | Winter, WintShld, Summer | Winter, WintShld, Summer
RPS v6.20- NV | 737 | 7597 | Generation Constraint in GWh | FALSE | G | Annual | Standard GWh | GWh | 7686.4213 | 10244.256 | 13050.5471 | 15862.534 | 16712.6762 | 17718.6091 | 18909.1442 | 20265.024
RPS v6.20- NV | 737 | 7597 | Generation Constraint in GWh | FALSE | G | Annual | Emissions at Affected Plants | GWh | 14676.911 | 10244.256 | 13050.5471 | 15862.534 | 16712.6762 | 17718.6091 | 18909.1442 | 20265.024
RPS v6.20- NV | 737 | 7597 | Generation Constraint in GWh | FALSE | G | Annual | Allowances Purchased | GWh | 0 | 0 | 0 | 0 | 0 | 0 | 0 | 0
RPS v6.20- NV | 737 | 7597 | Generation Constraint in GWh | FALSE | G | Annual | Allowances Sold | GWh | 0 | 0 | 0 | 0 | 0 | 0 | 0 | 0
RPS v6.20- NV | 737 | 7597 | Generation Constraint in GWh | FALSE | G | Annual | Allowances Banked | GWh | 0 | 0 | 0 | 0 | 0 | 0 | 0 | 0
RPS v6.20- NV | 737 | 7597 | Generation Constraint in GWh | FALSE | G | Annual | Allowances Withdrawn (1:1) | GWh | 0 | 0 | 0 | 0 | 0 | 0 | 0 | 0
RPS v6.20- NV | 737 | 7597 | Generation Constraint in GWh | FALSE | G | Annual | Allowances Withdrawn (n:1) | GWh | 0 | 0 | 0 | 0 | 0 | 0 | 0 | 0
RPS v6.20- NV | 737 | 7597 | Generation Constraint in GWh | FALSE | G | Annual | Net Emissions Allowance Position | GWh | 14676.911 | 10244.256 | 13050.5471 | 15862.534 | 16712.6762 | 17718.6091 | 18909.1442 | 20265.024
RPS v6.20- NV | 737 | 7597 | Generation Constraint in GWh | FALSE | G | Annual | Fuel Consumed | TBtu | 54.7502 | 2.3521 | 27.7037 | 42.4334 | 48.967 | 37.3466 | 43.886 | 2.4337
RPS v6.20- NV | 737 | 7597 | Generation Constraint in GWh | FALSE | G | Annual | Heat Rate | MMBtu/MWh | 3.7304 | 0.13289 | 1.5643 | 2.3966 | 2.7061 | 1.7877 | 2.0288 | 0.052054
RPS v6.20- NV | 737 | 7597 | Generation Constraint in GWh | FALSE | G | Annual | Generation | TWh | 14.6769 | 17.6997 | 17.7102 | 17.7059 | 18.0952 | 20.8904 | 21.632 | 46.7538
RPS v6.20- NV | 737 | 7597 | Generation Constraint in GWh | FALSE | G | Annual | Qualifying Generation | TWh | 14.6769 | 10.2443 | 13.0505 | 15.8625 | 16.7127 | 17.7186 | 18.9091 | 20.265
RPS v6.20- NV | 737 | 7597 | Generation Constraint in GWh | FALSE | G | Annual | Rate | lb/MWh | 0 | 0 | 0 | 0 | 0 | 0 | 0 | 0
RPS v6.20- NV | 737 | 7597 | Generation Constraint in GWh | FALSE | G | Annual | Constraint Shadow Price | US2019$/MWh | 0 | 0 | 0 | 0 | 0 | 0 | 0 | 0
RPS v6.20- NY | 738 | 7598 | Generation Constraint in GWh | FALSE | G | Annual | Seasons Included | Seasons | Winter, WintShld, Summer | Winter, WintShld, Summer | Winter, WintShld, Summer | Winter, WintShld, Summer | Winter, WintShld, Summer | Winter, WintShld, Summer | Winter, WintShld, Summer | Winter, WintShld, Summer
RPS v6.20- NY | 738 | 7598 | Generation Constraint in GWh | FALSE | G | Annual | Standard GWh | GWh | 57318.2616 | 69640.9045 | 88224.3258 | 101720.9942 | 103828.7111 | 106676.0747 | 109689.1185 | 114666.5147
RPS v6.20- NY | 738 | 7598 | Generation Constraint in GWh | FALSE | G | Annual | Emissions at Affected Plants | GWh | 57318.2616 | 69640.9045 | 88224.3258 | 101720.9942 | 103828.7111 | 106676.0747 | 109689.1185 | 114666.5147
RPS v6.20- NY | 738 | 7598 | Generation Constraint in GWh | FALSE | G | Annual | Allowances Purchased | GWh | 0 | 0 | 0 | 0 | 0 | 0 | 0 | 0
RPS v6.20- NY | 738 | 7598 | Generation Constraint in GWh | FALSE | G | Annual | Allowances Sold | GWh | 0 | 0 | 0 | 0 | 0 | 0 | 0 | 0
RPS v6.20- NY | 738 | 7598 | Generation Constraint in GWh | FALSE | G | Annual | Allowances Banked | GWh | 0 | 0 | 0 | 0 | 0 | 0 | 0 | 0
RPS v6.20- NY | 738 | 7598 | Generation Constraint in GWh | FALSE | G | Annual | Allowances Withdrawn (1:1) | GWh | 0 | 0 | 0 | 0 | 0 | 0 | 0 | 0
RPS v6.20- NY | 738 | 7598 | Generation Constraint in GWh | FALSE | G | Annual | Allowances Withdrawn (n:1) | GWh | 0 | 0 | 0 | 0 | 0 | 0 | 0 | 0
RPS v6.20- NY | 738 | 7598 | Generation Constraint in GWh | FALSE | G | Annual | Net Emissions Allowance Position | GWh | 57318.2616 | 69640.9045 | 88224.3258 | 101720.9942 | 103828.7111 | 106676.0747 | 109689.1185 | 114666.5147
RPS v6.20- NY | 738 | 7598 | Generation Constraint in GWh | FALSE | G | Annual | Fuel Consumed | TBtu | 71.869 | 19.8312 | 38.7348 | 17.0417 | 0.0065389 | 0.0064806 | 0.039543 | 0.078963
RPS v6.20- NY | 738 | 7598 | Generation Constraint in GWh | FALSE | G | Annual | Heat Rate | MMBtu/MWh | 0.8547 | 0.11604 | 0.20307 | 0.072088 | 2.0175e-05 | 1.5948e-05 | 8.6349e-05 | 0.00014847
RPS v6.20- NY | 738 | 7598 | Generation Constraint in GWh | FALSE | G | Annual | Generation | TWh | 84.0873 | 170.9018 | 190.745 | 236.4028 | 324.1122 | 406.3595 | 457.9443 | 531.8592
RPS v6.20- NY | 738 | 7598 | Generation Constraint in GWh | FALSE | G | Annual | Qualifying Generation | TWh | 57.3183 | 69.6409 | 88.2243 | 101.721 | 103.8287 | 106.6761 | 109.6891 | 114.6665
RPS v6.20- NY | 738 | 7598 | Generation Constraint in GWh | FALSE | G | Annual | Rate | lb/MWh | 0 | 0 | 0 | 0 | 0 | 0 | 0 | 0
RPS v6.20- NY | 738 | 7598 | Generation Constraint in GWh | FALSE | G | Annual | Constraint Shadow Price | US2019$/MWh | 39.837 | 0 | 10.6233 | 9.7624 | 0 | 0 | 0 | 0
RPS v6.20- OH 50% limit | 739 | 7603 | Generation Constraint in GWh | FALSE | G | Annual | Seasons Included | Seasons | Winter, WintShld, Summer | Winter, WintShld, Summer | Winter, WintShld, Summer | Winter, WintShld, Summer | Winter, WintShld, Summer | Winter, WintShld, Summer | Winter, WintShld, Summer | Winter, WintShld, Summer
RPS v6.20- OH 50% limit | 739 | 7603 | Generation Constraint in GWh | FALSE | G | Annual | Standard GWh | GWh | 4996.7548 | 5760.0363 | 6204.5596 | 6279.9119 | 6464.5675 | 6676.3207 | 6916.7536 | 7199.0112
RPS v6.20- OH 50% limit | 739 | 7603 | Generation Constraint in GWh | FALSE | G | Annual | Emissions at Affected Plants | GWh | 4996.7548 | 5760.0363 | 6204.5596 | 6279.9119 | 6464.5675 | 6676.3207 | 6916.7536 | 7199.0112
RPS v6.20- OH 50% limit | 739 | 7603 | Generation Constraint in GWh | FALSE | G | Annual | Allowances Purchased | GWh | 0 | 0 | 0 | 0 | 0 | 0 | 0 | 0
RPS v6.20- OH 50% limit | 739 | 7603 | Generation Constraint in GWh | FALSE | G | Annual | Allowances Sold | GWh | 0 | 0 | 0 | 0 | 0 | 0 | 0 | 0
RPS v6.20- OH 50% limit | 739 | 7603 | Generation Constraint in GWh | FALSE | G | Annual | Allowances Banked | GWh | 0 | 0 | 0 | 0 | 0 | 0 | 0 | 0
RPS v6.20- OH 50% limit | 739 | 7603 | Generation Constraint in GWh | FALSE | G | Annual | Allowances Withdrawn (1:1) | GWh | 0 | 0 | 0 | 0 | 0 | 0 | 0 | 0
RPS v6.20- OH 50% limit | 739 | 7603 | Generation Constraint in GWh | FALSE | G | Annual | Allowances Withdrawn (n:1) | GWh | 0 | 0 | 0 | 0 | 0 | 0 | 0 | 0
RPS v6.20- OH 50% limit | 739 | 7603 | Generation Constraint in GWh | FALSE | G | Annual | Net Emissions Allowance Position | GWh | 4996.7548 | 5760.0363 | 6204.5596 | 6279.9119 | 6464.5675 | 6676.3207 | 6916.7536 | 7199.0112
RPS v6.20- OH 50% limit | 739 | 7603 | Generation Constraint in GWh | FALSE | G | Annual | Fuel Consumed | TBtu | 1.5415 | 1.1102 | 1.9381 | 1.9223 | 1.7085 | 1.8486 | 4.6582 | 0
RPS v6.20- OH 50% limit | 739 | 7603 | Generation Constraint in GWh | FALSE | G | Annual | Heat Rate | MMBtu/MWh | 0.21264 | 0.14204 | 0.24073 | 0.23877 | 0.21222 | 0.22962 | 0.37985 | 0
RPS v6.20- OH 50% limit | 739 | 7603 | Generation Constraint in GWh | FALSE | G | Annual | Generation | TWh | 7.2493 | 7.8165 | 8.0509 | 8.0509 | 8.0509 | 8.0509 | 12.2632 | 21.8366
RPS v6.20- OH 50% limit | 739 | 7603 | Generation Constraint in GWh | FALSE | G | Annual | Qualifying Generation | TWh | 4.9968 | 5.76 | 6.2046 | 6.2799 | 6.4646 | 6.6763 | 6.9168 | 7.199
RPS v6.20- OH 50% limit | 739 | 7603 | Generation Constraint in GWh | FALSE | G | Annual | Rate | lb/MWh | 0 | 0 | 0 | 0 | 0 | 0 | 0 | 0
RPS v6.20- OH 50% limit | 739 | 7603 | Generation Constraint in GWh | FALSE | G | Annual | Constraint Shadow Price | US2019$/MWh | 39.837 | 0 | 10.6233 | 9.7624 | 0 | 0 | 0 | 0
RPS v6.20- OR,WA | 740 | 7600 | Generation Constraint in GWh | FALSE | G | Annual | Seasons Included | Seasons | Winter, WintShld, Summer | Winter, WintShld, Summer | Winter, WintShld, Summer | Winter, WintShld, Summer | Winter, WintShld, Summer | Winter, WintShld, Summer | Winter, WintShld, Summer | Winter, WintShld, Summer
RPS v6.20- OR,WA | 740 | 7600 | Generation Constraint in GWh | FALSE | G | Annual | Standard GWh | GWh | 18491.8076 | 22002.6116 | 22381.9543 | 25444.121 | 30598.0549 | 34844.8581 | 37623.0467 | 40028.2934
RPS v6.20- OR,WA | 740 | 7600 | Generation Constraint in GWh | FALSE | G | Annual | Emissions at Affected Plants | GWh | 28180.6104 | 22002.6116 | 22381.9543 | 25444.121 | 30598.0549 | 34844.8581 | 37623.0467 | 40028.2934
RPS v6.20- OR,WA | 740 | 7600 | Generation Constraint in GWh | FALSE | G | Annual | Allowances Purchased | GWh | 0 | 0 | 0 | 0 | 0 | 0 | 0 | 0
RPS v6.20- OR,WA | 740 | 7600 | Generation Constraint in GWh | FALSE | G | Annual | Allowances Sold | GWh | 0 | 0 | 0 | 0 | 0 | 0 | 0 | 0
RPS v6.20- OR,WA | 740 | 7600 | Generation Constraint in GWh | FALSE | G | Annual | Allowances Banked | GWh | 0 | 0 | 0 | 0 | 0 | 0 | 0 | 0
RPS v6.20- OR,WA | 740 | 7600 | Generation Constraint in GWh | FALSE | G | Annual | Allowances Withdrawn (1:1) | GWh | 0 | 0 | 0 | 0 | 0 | 0 | 0 | 0
RPS v6.20- OR,WA | 740 | 7600 | Generation Constraint in GWh | FALSE | G | Annual | Allowances Withdrawn (n:1) | GWh | 0 | 0 | 0 | 0 | 0 | 0 | 0 | 0
RPS v6.20- OR,WA | 740 | 7600 | Generation Constraint in GWh | FALSE | G | Annual | Net Emissions Allowance Position | GWh | 28180.6104 | 22002.6116 | 22381.9543 | 25444.121 | 30598.0549 | 34844.8581 | 37623.0467 | 40028.2934
RPS v6.20- OR,WA | 740 | 7600 | Generation Constraint in GWh | FALSE | G | Annual | Fuel Consumed | TBtu | 9.8946 | 0 | 0 | 0 | 3.168 | 5.6681 | 1.0014 | 1.1215
RPS v6.20- OR,WA | 740 | 7600 | Generation Constraint in GWh | FALSE | G | Annual | Heat Rate | MMBtu/MWh | 0.35111 | 0 | 0 | 0 | 0.094892 | 0.14819 | 0.017972 | 0.013805
RPS v6.20- OR,WA | 740 | 7600 | Generation Constraint in GWh | FALSE | G | Annual | Generation | TWh | 28.1806 | 29.7499 | 30.4596 | 30.5526 | 33.3853 | 38.2484 | 55.7179 | 81.2372
RPS v6.20- OR,WA | 740 | 7600 | Generation Constraint in GWh | FALSE | G | Annual | Qualifying Generation | TWh | 28.1806 | 22.0026 | 22.382 | 25.4441 | 30.5981 | 34.8449 | 37.623 | 40.0283
RPS v6.20- OR,WA | 740 | 7600 | Generation Constraint in GWh | FALSE | G | Annual | Rate | lb/MWh | 0 | 0 | 0 | 0 | 0 | 0 | 0 | 0
RPS v6.20- OR,WA | 740 | 7600 | Generation Constraint in GWh | FALSE | G | Annual | Constraint Shadow Price | US2019$/MWh | 0 | 0 | 0 | 0 | 0 | 0 | 0 | 0
RPS v6.20- TX | 741 | 7599 | Generation Constraint in GWh | FALSE | G | Annual | Seasons Included | Seasons | Winter, WintShld, Summer | Winter, WintShld, Summer | Winter, WintShld, Summer | Winter, WintShld, Summer | Winter, WintShld, Summer | Winter, WintShld, Summer | Winter, WintShld, Summer | Winter, WintShld, Summer
RPS v6.20- TX | 741 | 7599 | Generation Constraint in GWh | FALSE | G | Annual | Standard GWh | GWh | 18028.08 | 18028.08 | 18028.08 | 18028.08 | 18028.08 | 18028.08 | 18028.08 | 18028.08
RPS v6.20- TX | 741 | 7599 | Generation Constraint in GWh | FALSE | G | Annual | Emissions at Affected Plants | GWh | 186300.8331 | 246687.309 | 246692.1429 | 254738.3476 | 263127.8945 | 270753.6483 | 291188.6484 | 365625.1849
RPS v6.20- TX | 741 | 7599 | Generation Constraint in GWh | FALSE | G | Annual | Allowances Purchased | GWh | 0 | 0 | 0 | 0 | 0 | 0 | 0 | 0
RPS v6.20- TX | 741 | 7599 | Generation Constraint in GWh | FALSE | G | Annual | Allowances Sold | GWh | 0 | 0 | 0 | 0 | 0 | 0 | 0 | 0
RPS v6.20- TX | 741 | 7599 | Generation Constraint in GWh | FALSE | G | Annual | Allowances Banked | GWh | 0 | 0 | 0 | 0 | 0 | 0 | 0 | 0
RPS v6.20- TX | 741 | 7599 | Generation Constraint in GWh | FALSE | G | Annual | Allowances Withdrawn (1:1) | GWh | 0 | 0 | 0 | 0 | 0 | 0 | 0 | 0
RPS v6.20- TX | 741 | 7599 | Generation Constraint in GWh | FALSE | G | Annual | Allowances Withdrawn (n:1) | GWh | 0 | 0 | 0 | 0 | 0 | 0 | 0 | 0
RPS v6.20- TX | 741 | 7599 | Generation Constraint in GWh | FALSE | G | Annual | Net Emissions Allowance Position | GWh | 186300.8331 | 246687.309 | 246692.1429 | 254738.3476 | 263127.8945 | 270753.6483 | 291188.6484 | 365625.1849
RPS v6.20- TX | 741 | 7599 | Generation Constraint in GWh | FALSE | G | Annual | Fuel Consumed | TBtu | 4.3803 | 5.3133 | 5.3539 | 5.3536 | 6.7486 | 7.4451 | 26.5154 | 26.1327
RPS v6.20- TX | 741 | 7599 | Generation Constraint in GWh | FALSE | G | Annual | Heat Rate | MMBtu/MWh | 0.023511 | 0.021535 | 0.021699 | 0.021013 | 0.024968 | 0.026206 | 0.087068 | 0.068953
RPS v6.20- TX | 741 | 7599 | Generation Constraint in GWh | FALSE | G | Annual | Generation | TWh | 186.3084 | 246.7277 | 246.7329 | 254.7791 | 270.2874 | 284.1013 | 304.5363 | 378.9927
RPS v6.20- TX | 741 | 7599 | Generation Constraint in GWh | FALSE | G | Annual | Qualifying Generation | TWh | 186.3008 | 246.6873 | 246.6921 | 254.7383 | 263.1279 | 270.7536 | 291.1886 | 365.6252
RPS v6.20- TX | 741 | 7599 | Generation Constraint in GWh | FALSE | G | Annual | Rate | lb/MWh | 0 | 0 | 0 | 0 | 0 | 0 | 0 | 0
RPS v6.20- TX | 741 | 7599 | Generation Constraint in GWh | FALSE | G | Annual | Constraint Shadow Price | US2019$/MWh | 0 | 0 | 0 | 0 | 0 | 0 | 0 | 0
RPS v6.20- VA | 742 | 7654 | Generation Constraint in GWh | FALSE | G | Annual | Seasons Included | Seasons | Winter, WintShld, Summer | Winter, WintShld, Summer | Winter, WintShld, Summer | Winter, WintShld, Summer | Winter, WintShld, Summer | Winter, WintShld, Summer | Winter, WintShld, Summer | Winter, WintShld, Summer
RPS v6.20- VA | 742 | 7654 | Generation Constraint in GWh | FALSE | G | Annual | Standard GWh | GWh | 13066.465 | 17648.7576 | 24958.3594 | 30045.8294 | 45841.0174 | 65707.3429 | 88171.6253 | 97861.5571
RPS v6.20- VA | 742 | 7654 | Generation Constraint in GWh | FALSE | G | Annual | Emissions at Affected Plants | GWh | 13066.465 | 20332.3752 | 24958.3594 | 30045.8294 | 69119.4992 | 65707.3429 | 88171.6253 | 129096.521
RPS v6.20- VA | 742 | 7654 | Generation Constraint in GWh | FALSE | G | Annual | Allowances Purchased | GWh | 0 | 0 | 0 | 0 | 0 | 0 | 0 | 0
RPS v6.20- VA | 742 | 7654 | Generation Constraint in GWh | FALSE | G | Annual | Allowances Sold | GWh | 0 | 0 | 0 | 0 | 0 | 0 | 0 | 0
RPS v6.20- VA | 742 | 7654 | Generation Constraint in GWh | FALSE | G | Annual | Allowances Banked | GWh | 0 | 0 | 0 | 0 | 0 | 0 | 0 | 0
RPS v6.20- VA | 742 | 7654 | Generation Constraint in GWh | FALSE | G | Annual | Allowances Withdrawn (1:1) | GWh | 0 | 0 | 0 | 0 | 0 | 0 | 0 | 0
RPS v6.20- VA | 742 | 7654 | Generation Constraint in GWh | FALSE | G | Annual | Allowances Withdrawn (n:1) | GWh | 0 | 0 | 0 | 0 | 0 | 0 | 0 | 0
RPS v6.20- VA | 742 | 7654 | Generation Constraint in GWh | FALSE | G | Annual | Net Emissions Allowance Position | GWh | 13066.465 | 20332.3752 | 24958.3594 | 30045.8294 | 69119.4992 | 65707.3429 | 88171.6253 | 129096.521
RPS v6.20- VA | 742 | 7654 | Generation Constraint in GWh | FALSE | G | Annual | Fuel Consumed | TBtu | 86.4088 | 86.3221 | 101.7632 | 86.6968 | 86.3644 | 86.3663 | 95.9191 | 86.3634
RPS v6.20- VA | 742 | 7654 | Generation Constraint in GWh | FALSE | G | Annual | Heat Rate | MMBtu/MWh | 1.4655 | 1.055 | 1.0414 | 0.64772 | 0.48002 | 0.42944 | 0.42378 | 0.3077
RPS v6.20- VA | 742 | 7654 | Generation Constraint in GWh | FALSE | G | Annual | Generation | TWh | 58.9623 | 81.8217 | 97.7173 | 133.8485 | 179.9179 | 201.1129 | 226.3415 | 280.6779
RPS v6.20- VA | 742 | 7654 | Generation Constraint in GWh | FALSE | G | Annual | Qualifying Generation | TWh | 13.0665 | 20.3324 | 24.9584 | 30.0458 | 69.1195 | 65.7073 | 88.1716 | 129.0965
RPS v6.20- VA | 742 | 7654 | Generation Constraint in GWh | FALSE | G | Annual | Rate | lb/MWh | 0 | 0 | 0 | 0 | 0 | 0 | 0 | 0
RPS v6.20- VA | 742 | 7654 | Generation Constraint in GWh | FALSE | G | Annual | Constraint Shadow Price | US2019$/MWh | 39.837 | 0 | 10.6233 | 9.7624 | 0 | 0 | 0 | 0
RPS v6.20- VA - Phase II | 743 | 7655 | Generation Constraint in GWh | FALSE | G | Annual | Seasons Included | Seasons | Winter, WintShld, Summer | Winter, WintShld, Summer | Winter, WintShld, Summer | Winter, WintShld, Summer | Winter, WintShld, Summer | Winter, WintShld, Summer | Winter, WintShld, Summer | Winter, WintShld, Summer
RPS v6.20- VA - Phase II | 743 | 7655 | Generation Constraint in GWh | FALSE | G | Annual | Standard GWh | GWh | 0 | 11941.3698 | 16447.0318 | 19639.698 | 29802.1351 | 42274.2006 | 56951.2902 | 61090.5952
RPS v6.20- VA - Phase II | 743 | 7655 | Generation Constraint in GWh | FALSE | G | Annual | Emissions at Affected Plants | GWh | 0 | 21120.1542 | 27617.3715 | 55212.6267 | 99046.1753 | 102300.5516 | 110255.0418 | 128950.3619
RPS v6.20- VA - Phase II | 743 | 7655 | Generation Constraint in GWh | FALSE | G | Annual | Allowances Purchased | GWh | 0 | 0 | 0 | 0 | 0 | 0 | 0 | 0
RPS v6.20- VA - Phase II | 743 | 7655 | Generation Constraint in GWh | FALSE | G | Annual | Allowances Sold | GWh | 0 | 0 | 0 | 0 | 0 | 0 | 0 | 0
RPS v6.20- VA - Phase II | 743 | 7655 | Generation Constraint in GWh | FALSE | G | Annual | Allowances Banked | GWh | 0 | 0 | 0 | 0 | 0 | 0 | 0 | 0
RPS v6.20- VA - Phase II | 743 | 7655 | Generation Constraint in GWh | FALSE | G | Annual | Allowances Withdrawn (1:1) | GWh | 0 | 0 | 0 | 0 | 0 | 0 | 0 | 0
RPS v6.20- VA - Phase II | 743 | 7655 | Generation Constraint in GWh | FALSE | G | Annual | Allowances Withdrawn (n:1) | GWh | 0 | 0 | 0 | 0 | 0 | 0 | 0 | 0
RPS v6.20- VA - Phase II | 743 | 7655 | Generation Constraint in GWh | FALSE | G | Annual | Net Emissions Allowance Position | GWh | 0 | 21120.1542 | 27617.3715 | 55212.6267 | 99046.1753 | 102300.5516 | 110255.0418 | 128950.3619
RPS v6.20- VA - Phase II | 743 | 7655 | Generation Constraint in GWh | FALSE | G | Annual | Fuel Consumed | TBtu | 0 | 30.12 | 30.8172 | 30.8172 | 30.8172 | 33.913 | 35.899 | 29.7027
RPS v6.20- VA - Phase II | 743 | 7655 | Generation Constraint in GWh | FALSE | G | Annual | Heat Rate | MMBtu/MWh | 0 | 1.4261 | 1.1159 | 0.55815 | 0.31114 | 0.3315 | 0.3256 | 0.23034
RPS v6.20- VA - Phase II | 743 | 7655 | Generation Constraint in GWh | FALSE | G | Annual | Generation | TWh | 0 | 21.1202 | 27.6174 | 55.2126 | 99.0462 | 102.3006 | 110.255 | 128.9504
RPS v6.20- VA - Phase II | 743 | 7655 | Generation Constraint in GWh | FALSE | G | Annual | Qualifying Generation | TWh | 0 | 21.1202 | 27.6174 | 55.2126 | 99.0462 | 102.3006 | 110.255 | 128.9504
RPS v6.20- VA - Phase II | 743 | 7655 | Generation Constraint in GWh | FALSE | G | Annual | Rate | lb/MWh | 0 | 0 | 0 | 0 | 0 | 0 | 0 | 0
RPS v6.20- VA - Phase II | 743 | 7655 | Generation Constraint in GWh | FALSE | G | Annual | Constraint Shadow Price | US2019$/MWh | 0 | 0 | 0 | 0 | 0 | 0 | 0 | 0
RPS v6.20- WI | 744 | 7601 | Generation Constraint in GWh | FALSE | G | Annual | Seasons Included | Seasons | Winter, WintShld, Summer | Winter, WintShld, Summer | Winter, WintShld, Summer | Winter, WintShld, Summer | Winter, WintShld, Summer | Winter, WintShld, Summer | Winter, WintShld, Summer | Winter, WintShld, Summer
RPS v6.20- WI | 744 | 7601 | Generation Constraint in GWh | FALSE | G | Annual | Standard GWh | GWh | 6499.8603 | 6583.1596 | 6700.8585 | 6782.0621 | 6979.6252 | 7214.8591 | 7484.4074 | 7790.769
RPS v6.20- WI | 744 | 7601 | Generation Constraint in GWh | FALSE | G | Annual | Emissions at Affected Plants | GWh | 6499.8603 | 6583.1596 | 6700.8585 | 6782.0621 | 6979.6252 | 7214.8591 | 7484.4074 | 7790.769
RPS v6.20- WI | 744 | 7601 | Generation Constraint in GWh | FALSE | G | Annual | Allowances Purchased | GWh | 0 | 0 | 0 | 0 | 0 | 0 | 0 | 0
RPS v6.20- WI | 744 | 7601 | Generation Constraint in GWh | FALSE | G | Annual | Allowances Sold | GWh | 0 | 0 | 0 | 0 | 0 | 0 | 0 | 0
RPS v6.20- WI | 744 | 7601 | Generation Constraint in GWh | FALSE | G | Annual | Allowances Banked | GWh | 0 | 0 | 0 | 0 | 0 | 0 | 0 | 0
RPS v6.20- WI | 744 | 7601 | Generation Constraint in GWh | FALSE | G | Annual | Allowances Withdrawn (1:1) | GWh | 0 | 0 | 0 | 0 | 0 | 0 | 0 | 0
RPS v6.20- WI | 744 | 7601 | Generation Constraint in GWh | FALSE | G | Annual | Allowances Withdrawn (n:1) | GWh | 0 | 0 | 0 | 0 | 0 | 0 | 0 | 0
RPS v6.20- WI | 744 | 7601 | Generation Constraint in GWh | FALSE | G | Annual | Net Emissions Allowance Position | GWh | 6499.8603 | 6583.1596 | 6700.8585 | 6782.0621 | 6979.6252 | 7214.8591 | 7484.4074 | 7790.769
RPS v6.20- WI | 744 | 7601 | Generation Constraint in GWh | FALSE | G | Annual | Fuel Consumed | TBtu | 22.3705 | 5.3738 | 6.4318 | 7.2371 | 7.8899 | 3.1033 | 0 | 0
RPS v6.20- WI | 744 | 7601 | Generation Constraint in GWh | FALSE | G | Annual | Heat Rate | MMBtu/MWh | 3.4417 | 0.78471 | 0.93921 | 1.0568 | 1.1304 | 0.38232 | 0 | 0
RPS v6.20- WI | 744 | 7601 | Generation Constraint in GWh | FALSE | G | Annual | Generation | TWh | 6.4999 | 6.8481 | 6.8481 | 6.8481 | 6.9796 | 8.1171 | 13.3614 | 24.2227
RPS v6.20- WI | 744 | 7601 | Generation Constraint in GWh | FALSE | G | Annual | Qualifying Generation | TWh | 6.4999 | 6.5832 | 6.7009 | 6.7821 | 6.9796 | 7.2149 | 7.4844 | 7.7908
RPS v6.20- WI | 744 | 7601 | Generation Constraint in GWh | FALSE | G | Annual | Rate | lb/MWh | 0 | 0 | 0 | 0 | 0 | 0 | 0 | 0
RPS v6.20- WI | 744 | 7601 | Generation Constraint in GWh | FALSE | G | Annual | Constraint Shadow Price | US2019$/MWh | 106.693 | 0 | 0 | 0 | 1.5377 | 0 | 0 | 0
RPS-CES v6.20- CA | 745 | 7586 | Generation Constraint in GWh | FALSE | G | Annual | Seasons Included | Seasons | Winter, WintShld, Summer | Winter, WintShld, Summer | Winter, WintShld, Summer | Winter, WintShld, Summer | Winter, WintShld, Summer | Winter, WintShld, Summer | Winter, WintShld, Summer | Winter, WintShld, Summer
RPS-CES v6.20- CA | 745 | 7586 | Generation Constraint in GWh | FALSE | G | Annual | Standard GWh | GWh | 98217.1061 | 111973.8203 | 132318.5372 | 145921.3974 | 184382.1777 | 229829.2579 | 281075.922 | 307670.1926
RPS-CES v6.20- CA | 745 | 7586 | Generation Constraint in GWh | FALSE | G | Annual | Emissions at Affected Plants | GWh | 135591.0756 | 193447.2741 | 191727.9112 | 200214.5659 | 270842.4899 | 351921.711 | 409117.0831 | 523649.7119
RPS-CES v6.20- CA | 745 | 7586 | Generation Constraint in GWh | FALSE | G | Annual | Allowances Purchased | GWh | 0 | 0 | 0 | 0 | 0 | 0 | 0 | 0
RPS-CES v6.20- CA | 745 | 7586 | Generation Constraint in GWh | FALSE | G | Annual | Allowances Sold | GWh | 0 | 0 | 0 | 0 | 0 | 0 | 0 | 0
RPS-CES v6.20- CA | 745 | 7586 | Generation Constraint in GWh | FALSE | G | Annual | Allowances Banked | GWh | 0 | 0 | 0 | 0 | 0 | 0 | 0 | 0
RPS-CES v6.20- CA | 745 | 7586 | Generation Constraint in GWh | FALSE | G | Annual | Allowances Withdrawn (1:1) | GWh | 0 | 0 | 0 | 0 | 0 | 0 | 0 | 0
RPS-CES v6.20- CA | 745 | 7586 | Generation Constraint in GWh | FALSE | G | Annual | Allowances Withdrawn (n:1) | GWh | 0 | 0 | 0 | 0 | 0 | 0 | 0 | 0
RPS-CES v6.20- CA | 745 | 7586 | Generation Constraint in GWh | FALSE | G | Annual | Net Emissions Allowance Position | GWh | 135591.0756 | 193447.2741 | 191727.9112 | 200214.5659 | 270842.4899 | 351921.711 | 409117.0831 | 523649.7119
RPS-CES v6.20- CA | 745 | 7586 | Generation Constraint in GWh | FALSE | G | Annual | Fuel Consumed | TBtu | 180.0093 | 324.1793 | 309.4369 | 297.9963 | 290.1477 | 302.756 | 326.1302 | 370.9072
RPS-CES v6.20- CA | 745 | 7586 | Generation Constraint in GWh | FALSE | G | Annual | Heat Rate | MMBtu/MWh | 0.83107 | 1.2895 | 1.2218 | 1.1123 | 0.83669 | 0.70143 | 0.64611 | 0.59274
RPS-CES v6.20- CA | 745 | 7586 | Generation Constraint in GWh | FALSE | G | Annual | Generation | TWh | 216.5985 | 251.405 | 253.2724 | 267.9113 | 346.7785 | 431.626 | 504.7583 | 625.7467
RPS-CES v6.20- CA | 745 | 7586 | Generation Constraint in GWh | FALSE | G | Annual | Qualifying Generation | TWh | 135.5911 | 193.4473 | 191.7279 | 200.2146 | 270.8425 | 351.9217 | 409.1171 | 523.6497
RPS-CES v6.20- CA | 745 | 7586 | Generation Constraint in GWh | FALSE | G | Annual | Rate | lb/MWh | 0 | 0 | 0 | 0 | 0 | 0 | 0 | 0
RPS-CES v6.20- CA | 745 | 7586 | Generation Constraint in GWh | FALSE | G | Annual | Constraint Shadow Price | US2019$/MWh | 0 | 0 | 0 | 0 | 0 | 0 | 0 | 0
RPS-CES v6.20- CA In-State limit | 746 | 7659 | Generation Constraint in GWh | FALSE | G | Annual | Seasons Included | Seasons | Winter, WintShld, Summer | Winter, WintShld, Summer | Winter, WintShld, Summer | Winter, WintShld, Summer | Winter, WintShld, Summer | Winter, WintShld, Summer | Winter, WintShld, Summer | Winter, WintShld, Summer
RPS-CES v6.20- CA In-State limit | 746 | 7659 | Generation Constraint in GWh | FALSE | G | Annual | Standard GWh | GWh | 73662.8296 | 83980.3652 | 99238.9029 | 109441.0481 | 138286.6332 | 172371.9434 | 210806.9415 | 230752.6444
RPS-CES v6.20- CA In-State limit | 746 | 7659 | Generation Constraint in GWh | FALSE | G | Annual | Emissions at Affected Plants | GWh | 88177.1141 | 98082.0674 | 99238.9029 | 109441.0481 | 172939.9738 | 221793.6197 | 258531.7493 | 296880.8902
RPS-CES v6.20- CA In-State limit | 746 | 7659 | Generation Constraint in GWh | FALSE | G | Annual | Allowances Purchased | GWh | 0 | 0 | 0 | 0 | 0 | 0 | 0 | 0
RPS-CES v6.20- CA In-State limit | 746 | 7659 | Generation Constraint in GWh | FALSE | G | Annual | Allowances Sold | GWh | 0 | 0 | 0 | 0 | 0 | 0 | 0 | 0
RPS-CES v6.20- CA In-State limit | 746 | 7659 | Generation Constraint in GWh | FALSE | G | Annual | Allowances Banked | GWh | 0 | 0 | 0 | 0 | 0 | 0 | 0 | 0
RPS-CES v6.20- CA In-State limit | 746 | 7659 | Generation Constraint in GWh | FALSE | G | Annual | Allowances Withdrawn (1:1) | GWh | 0 | 0 | 0 | 0 | 0 | 0 | 0 | 0
RPS-CES v6.20- CA In-State limit | 746 | 7659 | Generation Constraint in GWh | FALSE | G | Annual | Allowances Withdrawn (n:1) | GWh | 0 | 0 | 0 | 0 | 0 | 0 | 0 | 0
RPS-CES v6.20- CA In-State limit | 746 | 7659 | Generation Constraint in GWh | FALSE | G | Annual | Net Emissions Allowance Position | GWh | 88177.1141 | 98082.0674 | 99238.9029 | 109441.0481 | 172939.9738 | 221793.6197 | 258531.7493 | 296880.8902
RPS-CES v6.20- CA In-State limit | 746 | 7659 | Generation Constraint in GWh | FALSE | G | Annual | Fuel Consumed | TBtu | 168.4805 | 252.6931 | 262.9237 | 265.721 | 265.8816 | 263.1055 | 286.9073 | 287.0601
RPS-CES v6.20- CA In-State limit | 746 | 7659 | Generation Constraint in GWh | FALSE | G | Annual | Heat Rate | MMBtu/MWh | 1.9107 | 2.5763 | 2.6494 | 2.428 | 1.5374 | 1.1863 | 1.1098 | 0.94245
RPS-CES v6.20- CA In-State limit | 746 | 7659 | Generation Constraint in GWh | FALSE | G | Annual | Generation | TWh | 88.1771 | 98.0821 | 99.2389 | 109.441 | 172.94 | 221.7936 | 258.5317 | 304.59
RPS-CES v6.20- CA In-State limit | 746 | 7659 | Generation Constraint in GWh | FALSE | G | Annual | Qualifying Generation | TWh | 88.1771 | 98.0821 | 99.2389 | 109.441 | 172.94 | 221.7936 | 258.5317 | 296.8809
RPS-CES v6.20- CA In-State limit | 746 | 7659 | Generation Constraint in GWh | FALSE | G | Annual | Rate | lb/MWh | 0 | 0 | 0 | 0 | 0 | 0 | 0 | 0
RPS-CES v6.20- CA In-State limit | 746 | 7659 | Generation Constraint in GWh | FALSE | G | Annual | Constraint Shadow Price | US2019$/MWh | 0 | 0 | 13.4398 | 3.0106 | 0 | 0 | 0 | 0
RPS-CES v6.20 Fossil Dispatch Limit - CA | 747 | 7667 | Generation Constraint in GWh | FALSE | L | Annual | Seasons Included | Seasons | Winter, WintShld, Summer | Winter, WintShld, Summer | Winter, WintShld, Summer | Winter, WintShld, Summer | Winter, WintShld, Summer | Winter, WintShld, Summer | Winter, WintShld, Summer | Winter, WintShld, Summer
RPS-CES v6.20 Fossil Dispatch Limit - CA | 747 | 7667 | Generation Constraint in GWh | FALSE | L | Annual | Standard GWh | GWh | 0 | 0 | 139719.413 | 126457.4716 | 94784.7144 | 63472.7492 | 28911.0645 | 22976.8956
RPS-CES v6.20 Fossil Dispatch Limit - CA | 747 | 7667 | Generation Constraint in GWh | FALSE | L | Annual | Emissions at Affected Plants | GWh | 0 | 0 | 130692.1629 | 112841.5487 | 86470.7096 | 61828.9078 | 28911.0645 | 22976.8956
RPS-CES v6.20 Fossil Dispatch Limit - CA | 747 | 7667 | Generation Constraint in GWh | FALSE | L | Annual | Allowances Purchased | GWh | 0 | 0 | 0 | 0 | 0 | 0 | 0 | 0
RPS-CES v6.20 Fossil Dispatch Limit - CA | 747 | 7667 | Generation Constraint in GWh | FALSE | L | Annual | Allowances Sold | GWh | 0 | 0 | 0 | 0 | 0 | 0 | 0 | 0
RPS-CES v6.20 Fossil Dispatch Limit - CA | 747 | 7667 | Generation Constraint in GWh | FALSE | L | Annual | Allowances Banked | GWh | 0 | 0 | 0 | 0 | 0 | 0 | 0 | 0
RPS-CES v6.20 Fossil Dispatch Limit - CA | 747 | 7667 | Generation Constraint in GWh | FALSE | L | Annual | Allowances Withdrawn (1:1) | GWh | 0 | 0 | 0 | 0 | 0 | 0 | 0 | 0
RPS-CES v6.20 Fossil Dispatch Limit - CA | 747 | 7667 | Generation Constraint in GWh | FALSE | L | Annual | Allowances Withdrawn (n:1) | GWh | 0 | 0 | 0 | 0 | 0 | 0 | 0 | 0
RPS-CES v6.20 Fossil Dispatch Limit - CA | 747 | 7667 | Generation Constraint in GWh | FALSE | L | Annual | Net Emissions Allowance Position | GWh | 0 | 0 | 130692.1629 | 112841.5487 | 86470.7096 | 61828.9078 | 28911.0645 | 22976.8956
RPS-CES v6.20 Fossil Dispatch Limit - CA | 747 | 7667 | Generation Constraint in GWh | FALSE | L | Annual | Fuel Consumed | TBtu | 0 | 0 | 985.0567 | 856.0083 | 652.6236 | 478.4516 | 221.2654 | 176.2835
RPS-CES v6.20 Fossil Dispatch Limit - CA | 747 | 7667 | Generation Constraint in GWh | FALSE | L | Annual | Heat Rate | MMBtu/MWh | 0 | 0 | 7.5372 | 7.5373 | 7.1527 | 6.5735 | 4.6507 | 4.4458
RPS-CES v6.20 Fossil Dispatch Limit - CA | 747 | 7667 | Generation Constraint in GWh | FALSE | L | Annual | Generation | TWh | 0 | 0 | 130.6922 | 113.5696 | 91.2421 | 72.7849 | 47.5766 | 39.6514
RPS-CES v6.20 Fossil Dispatch Limit - CA | 747 | 7667 | Generation Constraint in GWh | FALSE | L | Annual | Qualifying Generation | TWh | 0 | 0 | 130.6922 | 112.8415 | 86.4707 | 61.8289 | 28.9111 | 22.9769
RPS-CES v6.20 Fossil Dispatch Limit - CA | 747 | 7667 | Generation Constraint in GWh | FALSE | L | Annual | Rate | lb/MWh | 0 | 0 | 0 | 0 | 0 | 0 | 0 | 0
RPS-CES v6.20 Fossil Dispatch Limit - CA | 747 | 7667 | Generation Constraint in GWh | FALSE | L | Annual | Constraint Shadow Price | US2019$/MWh | 0 | 0 | 0 | 0 | 0 | 0 | 19.6387 | 17.6779
RPS-CES v6.20 Fossil Dispatch Limit - CO | 748 | 7668 | Generation Constraint in GWh | FALSE | L | Annual | Seasons Included | Seasons | Winter, WintShld, Summer | Winter, WintShld, Summer | Winter, WintShld, Summer | Winter, WintShld, Summer | Winter, WintShld, Summer | Winter, WintShld, Summer | Winter, WintShld, Summer | Winter, WintShld, Summer
RPS-CES v6.20 Fossil Dispatch Limit - CO | 748 | 7668 | Generation Constraint in GWh | FALSE | L | Annual | Standard GWh | GWh | 0 | 0 | 0 | 0 | 0 | 0 | 0 | 45416.5554
RPS-CES v6.20 Fossil Dispatch Limit - CO | 748 | 7668 | Generation Constraint in GWh | FALSE | L | Annual | Emissions at Affected Plants | GWh | 0 | 0 | 0 | 0 | 0 | 0 | 0 | 16630.4567
RPS-CES v6.20 Fossil Dispatch Limit - CO | 748 | 7668 | Generation Constraint in GWh | FALSE | L | Annual | Allowances Purchased | GWh | 0 | 0 | 0 | 0 | 0 | 0 | 0 | 0
RPS-CES v6.20 Fossil Dispatch Limit - CO | 748 | 7668 | Generation Constraint in GWh | FALSE | L | Annual | Allowances Sold | GWh | 0 | 0 | 0 | 0 | 0 | 0 | 0 | 0
RPS-CES v6.20 Fossil Dispatch Limit - CO | 748 | 7668 | Generation Constraint in GWh | FALSE | L | Annual | Allowances Banked | GWh | 0 | 0 | 0 | 0 | 0 | 0 | 0 | 0
RPS-CES v6.20 Fossil Dispatch Limit - CO | 748 | 7668 | Generation Constraint in GWh | FALSE | L | Annual | Allowances Withdrawn (1:1) | GWh | 0 | 0 | 0 | 0 | 0 | 0 | 0 | 0
RPS-CES v6.20 Fossil Dispatch Limit - CO | 748 | 7668 | Generation Constraint in GWh | FALSE | L | Annual | Allowances Withdrawn (n:1) | GWh | 0 | 0 | 0 | 0 | 0 | 0 | 0 | 0
RPS-CES v6.20 Fossil Dispatch Limit - CO | 748 | 7668 | Generation Constraint in GWh | FALSE | L | Annual | Net Emissions Allowance Position | GWh | 0 | 0 | 0 | 0 | 0 | 0 | 0 | 16630.4567
RPS-CES v6.20 Fossil Dispatch Limit - CO | 748 | 7668 | Generation Constraint in GWh | FALSE | L | Annual | Fuel Consumed | TBtu | 0 | 0 | 0 | 0 | 0 | 0 | 0 | 137.1188
RPS-CES v6.20 Fossil Dispatch Limit - CO | 748 | 7668 | Generation Constraint in GWh | FALSE | L | Annual | Heat Rate | MMBtu/MWh | 0 | 0 | 0 | 0 | 0 | 0 | 0 | 8.245
RPS-CES v6.20 Fossil Dispatch Limit - CO | 748 | 7668 | Generation Constraint in GWh | FALSE | L | Annual | Generation | TWh | 0 | 0 | 0 | 0 | 0 | 0 | 0 | 16.6305
RPS-CES v6.20 Fossil Dispatch Limit - CO | 748 | 7668 | Generation Constraint in GWh | FALSE | L | Annual | Qualifying Generation | TWh | 0 | 0 | 0 | 0 | 0 | 0 | 0 | 16.6305
RPS-CES v6.20 Fossil Dispatch Limit - CO | 748 | 7668 | Generation Constraint in GWh | FALSE | L | Annual | Rate | lb/MWh | 0 | 0 | 0 | 0 | 0 | 0 | 0 | 0
RPS-CES v6.20 Fossil Dispatch Limit - CO | 748 | 7668 | Generation Constraint in GWh | FALSE | L | Annual | Constraint Shadow Price | US2019$/MWh | 0 | 0 | 0 | 0 | 0 | 0 | 0 | 0
RPS-CES v6.20 Fossil Dispatch Limit - IL | 749 | 7741 | Generation Constraint in GWh | FALSE | L | Annual | Seasons Included | Seasons | Winter, WintShld, Summer | Winter, WintShld, Summer | Winter, WintShld, Summer | Winter, WintShld, Summer | Winter, WintShld, Summer | Winter, WintShld, Summer | Winter, WintShld, Summer | Winter, WintShld, Summer
RPS-CES v6.20 Fossil Dispatch Limit - IL | 749 | 7741 | Generation Constraint in GWh | FALSE | L | Annual | Standard GWh | GWh | 0 | 0 | 0 | 0 | 0 | 85828.4548 | 88827.5486 | 10224.5236
RPS-CES v6.20 Fossil Dispatch Limit - IL | 749 | 7741 | Generation Constraint in GWh | FALSE | L | Annual | Emissions at Affected Plants | GWh | 0 | 0 | 0 | 0 | 0 | 0 | 1212.736 | 443.4547
RPS-CES v6.20 Fossil Dispatch Limit - IL | 749 | 7741 | Generation Constraint in GWh | FALSE | L | Annual | Allowances Purchased | GWh | 0 | 0 | 0 | 0 | 0 | 0 | 0 | 0
RPS-CES v6.20 Fossil Dispatch Limit - IL | 749 | 7741 | Generation Constraint in GWh | FALSE | L | Annual | Allowances Sold | GWh | 0 | 0 | 0 | 0 | 0 | 0 | 0 | 0
RPS-CES v6.20 Fossil Dispatch Limit - IL | 749 | 7741 | Generation Constraint in GWh | FALSE | L | Annual | Allowances Banked | GWh | 0 | 0 | 0 | 0 | 0 | 0 | 0 | 0
RPS-CES v6.20 Fossil Dispatch Limit - IL | 749 | 7741 | Generation Constraint in GWh | FALSE | L | Annual | Allowances Withdrawn (1:1) | GWh | 0 | 0 | 0 | 0 | 0 | 0 | 0 | 0
RPS-CES v6.20 Fossil Dispatch Limit - IL | 749 | 7741 | Generation Constraint in GWh | FALSE | L | Annual | Allowances Withdrawn (n:1) | GWh | 0 | 0 | 0 | 0 | 0 | 0 | 0 | 0
RPS-CES v6.20 Fossil Dispatch Limit - IL | 749 | 7741 | Generation Constraint in GWh | FALSE | L | Annual | Net Emissions Allowance Position | GWh | 0 | 0 | 0 | 0 | 0 | 0 | 1212.736 | 443.4547
RPS-CES v6.20 Fossil Dispatch Limit - IL | 749 | 7741 | Generation Constraint in GWh | FALSE | L | Annual | Fuel Consumed | TBtu | 0 | 0 | 0 | 0 | 0 | 0 | 12.558 | 4.2106
RPS-CES v6.20 Fossil Dispatch Limit - IL | 749 | 7741 | Generation Constraint in GWh | FALSE | L | Annual | Heat Rate | MMBtu/MWh | 0 | 0 | 0 | 0 | 0 | 0 | 0.39822 | 0.097106
RPS-CES v6.20 Fossil Dispatch Limit - IL | 749 | 7741 | Generation Constraint in GWh | FALSE | L | Annual | Generation | TWh | 0 | 0 | 0 | 0 | 0 | 0 | 31.5357 | 43.3608
RPS-CES v6.20 Fossil Dispatch Limit - IL | 749 | 7741 | Generation Constraint in GWh | FALSE | L | Annual | Qualifying Generation | TWh | 0 | 0 | 0 | 0 | 0 | 0 | 1.2127 | 0.44345
RPS-CES v6.20 Fossil Dispatch Limit - IL | 749 | 7741 | Generation Constraint in GWh | FALSE | L | Annual | Rate | lb/MWh | 0 | 0 | 0 | 0 | 0 | 0 | 0 | 0
RPS-CES v6.20 Fossil Dispatch Limit - IL | 749 | 7741 | Generation Constraint in GWh | FALSE | L | Annual | Constraint Shadow Price | US2019$/MWh | 0 | 0 | 0 | 0 | 0 | 0 | 0 | 0
RPS-CES v6.20 Fossil Dispatch Limit - NM | 750 | 7669 | Generation Constraint in GWh | FALSE | L | Annual | Seasons Included | Seasons | Winter, WintShld, Summer | Winter, WintShld, Summer | Winter, WintShld, Summer | Winter, WintShld, Summer | Winter, WintShld, Summer | Winter, WintShld, Summer | Winter, WintShld, Summer | Winter, WintShld, Summer
RPS-CES v6.20 Fossil Dispatch Limit - NM | 750 | 7669 | Generation Constraint in GWh | FALSE | L | Annual | Standard GWh | GWh | 0 | 0 | 0 | 0 | 12623.2819 | 10248.2227 | 10471.448 | 5381.4995
RPS-CES v6.20 Fossil Dispatch Limit - NM | 750 | 7669 | Generation Constraint in GWh | FALSE | L | Annual | Emissions at Affected Plants | GWh | 0 | 0 | 0 | 0 | 11051.7349 | 10088.8058 | 10471.448 | 5381.4995
RPS-CES v6.20 Fossil Dispatch Limit - NM | 750 | 7669 | Generation Constraint in GWh | FALSE | L | Annual | Allowances Purchased | GWh | 0 | 0 | 0 | 0 | 0 | 0 | 0 | 0
RPS-CES v6.20 Fossil Dispatch Limit - NM | 750 | 7669 | Generation Constraint in GWh | FALSE | L | Annual | Allowances Sold | GWh | 0 | 0 | 0 | 0 | 0 | 0 | 0 | 0
RPS-CES v6.20 Fossil Dispatch Limit - NM | 750 | 7669 | Generation Constraint in GWh | FALSE | L | Annual | Allowances Banked | GWh | 0 | 0 | 0 | 0 | 0 | 0 | 0 | 0
RPS-CES v6.20 Fossil Dispatch Limit - NM | 750 | 7669 | Generation Constraint in GWh | FALSE | L | Annual | Allowances Withdrawn (1:1) | GWh | 0 | 0 | 0 | 0 | 0 | 0 | 0 | 0
RPS-CES v6.20 Fossil Dispatch Limit - NM | 750 | 7669 | Generation Constraint in GWh | FALSE | L | Annual | Allowances Withdrawn (n:1) | GWh | 0 | 0 | 0 | 0 | 0 | 0 | 0 | 0
RPS-CES v6.20 Fossil Dispatch Limit - NM | 750 | 7669 | Generation Constraint in GWh | FALSE | L | Annual | Net Emissions Allowance Position | GWh | 0 | 0 | 0 | 0 | 11051.7349 | 10088.8058 | 10471.448 | 5381.4995
RPS-CES v6.20 Fossil Dispatch Limit - NM | 750 | 7669 | Generation Constraint in GWh | FALSE | L | Annual | Fuel Consumed | TBtu | 0 | 0 | 0 | 0 | 98.5296 | 90.9826 | 95.2053 | 48.6804
RPS-CES v6.20 Fossil Dispatch Limit - NM | 750 | 7669 | Generation Constraint in GWh | FALSE | L | Annual | Heat Rate | MMBtu/MWh | 0 | 0 | 0 | 0 | 8.2694 | 8.2452 | 8.1545 | 8.1734
RPS-CES v6.20 Fossil Dispatch Limit - NM | 750 | 7669 | Generation Constraint in GWh | FALSE | L | Annual | Generation | TWh | 0 | 0 | 0 | 0 | 11.9149 | 11.0345 | 11.6752 | 5.956
RPS-CES v6.20 Fossil Dispatch Limit - NM | 750 | 7669 | Generation Constraint in GWh | FALSE | L | Annual | Qualifying Generation | TWh | 0 | 0 | 0 | 0 | 11.0517 | 10.0888 | 10.4714 | 5.3815
RPS-CES v6.20 Fossil Dispatch Limit - NM | 750 | 7669 | Generation Constraint in GWh | FALSE | L | Annual | Rate | lb/MWh | 0 | 0 | 0 | 0 | 0 | 0 | 0 | 0
RPS-CES v6.20 Fossil Dispatch Limit - NM | 750 | 7669 | Generation Constraint in GWh | FALSE | L | Annual | Constraint Shadow Price | US2019$/MWh | 0 | 0 | 0 | 0 | 0 | 0 | 1.1198 | 1.3892
RPS-CES v6.20 Fossil Dispatch Limit - NV | 751 | 7670 | Generation Constraint in GWh | FALSE | L | Annual | Seasons Included | Seasons | Winter, WintShld, Summer | Winter, WintShld, Summer | Winter, WintShld, Summer | Winter, WintShld, Summer | Winter, WintShld, Summer | Winter, WintShld, Summer | Winter, WintShld, Summer | Winter, WintShld, Summer
RPS-CES v6.20 Fossil Dispatch Limit - NV | 751 | 7670 | Generation Constraint in GWh | FALSE | L | Annual | Standard GWh | GWh | 0 | 0 | 0 | 0 | 0 | 0 | 0 | 5046.916
RPS-CES v6.20 Fossil Dispatch Limit - NV | 751 | 7670 | Generation Constraint in GWh | FALSE | L | Annual | Emissions at Affected Plants | GWh | 0 | 0 | 0 | 0 | 0 | 0 | 0 | 5046.916
RPS-CES v6.20 Fossil Dispatch Limit - NV | 751 | 7670 | Generation Constraint in GWh | FALSE | L | Annual | Allowances Purchased | GWh | 0 | 0 | 0 | 0 | 0 | 0 | 0 | 0
RPS-CES v6.20 Fossil Dispatch Limit - NV | 751 | 7670 | Generation Constraint in GWh | FALSE | L | Annual | Allowances Sold | GWh | 0 | 0 | 0 | 0 | 0 | 0 | 0 | 0
RPS-CES v6.20 Fossil Dispatch Limit - NV | 751 | 7670 | Generation Constraint in GWh | FALSE | L | Annual | Allowances Banked | GWh | 0 | 0 | 0 | 0 | 0 | 0 | 0 | 0
RPS-CES v6.20 Fossil Dispatch Limit - NV | 751 | 7670 | Generation Constraint in GWh | FALSE | L | Annual | Allowances Withdrawn (1:1) | GWh | 0 | 0 | 0 | 0 | 0 | 0 | 0 | 0
RPS-CES v6.20 Fossil Dispatch Limit - NV | 751 | 7670 | Generation Constraint in GWh | FALSE | L | Annual | Allowances Withdrawn (n:1) | GWh | 0 | 0 | 0 | 0 | 0 | 0 | 0 | 0
RPS-CES v6.20 Fossil Dispatch Limit - NV | 751 | 7670 | Generation Constraint in GWh | FALSE | L | Annual | Net Emissions Allowance Position | GWh | 0 | 0 | 0 | 0 | 0 | 0 | 0 | 5046.916
RPS-CES v6.20 Fossil Dispatch Limit - NV | 751 | 7670 | Generation Constraint in GWh | FALSE | L | Annual | Fuel Consumed | TBtu | 0 | 0 | 0 | 0 | 0 | 0 | 0 | 39.3392
RPS-CES v6.20 Fossil Dispatch Limit - NV | 751 | 7670 | Generation Constraint in GWh | FALSE | L | Annual | Heat Rate | MMBtu/MWh | 0 | 0 | 0 | 0 | 0 | 0 | 0 | 7.794
RPS-CES v6.20 Fossil Dispatch Limit - NV | 751 | 7670 | Generation Constraint in GWh | FALSE | L | Annual | Generation | TWh | 0 | 0 | 0 | 0 | 0 | 0 | 0 | 5.0473
RPS-CES v6.20 Fossil Dispatch Limit - NV | 751 | 7670 | Generation Constraint in GWh | FALSE | L | Annual | Qualifying Generation | TWh | 0 | 0 | 0 | 0 | 0 | 0 | 0 | 5.0469
RPS-CES v6.20 Fossil Dispatch Limit - NV | 751 | 7670 | Generation Constraint in GWh | FALSE | L | Annual | Rate | lb/MWh | 0 | 0 | 0 | 0 | 0 | 0 | 0 | 0
RPS-CES v6.20 Fossil Dispatch Limit - NV | 751 | 7670 | Generation Constraint in GWh | FALSE | L | Annual | Constraint Shadow Price | US2019$/MWh | 0 | 0 | 0 | 0 | 0 | 0 | 0 | 6.1807
RPS-CES v6.20 Fossil Dispatch Limit - NY | 752 | 7671 | Generation Constraint in GWh | FALSE | L | Annual | Seasons Included | Seasons | Winter, WintShld, Summer | Winter, WintShld, Summer | Winter, WintShld, Summer | Winter, WintShld, Summer | Winter, WintShld, Summer | Winter, WintShld, Summer | Winter, WintShld, Summer | Winter, WintShld, Summer
RPS-CES v6.20 Fossil Dispatch Limit - NY | 752 | 7671 | Generation Constraint in GWh | FALSE | L | Annual | Standard GWh | GWh | 0 | 0 | 65932.3907 | 53801.6204 | 54882.5845 | 10665.2516 | 10991.8788 | 11522.3847
RPS-CES v6.20 Fossil Dispatch Limit - NY | 752 | 7671 | Generation Constraint in GWh | FALSE | L | Annual | Emissions at Affected Plants | GWh | 0 | 0 | 55338.0395 | 53801.6204 | 43721.1593 | 10665.2516 | 10991.8788 | 11522.3847
RPS-CES v6.20 Fossil Dispatch Limit - NY | 752 | 7671 | Generation Constraint in GWh | FALSE | L | Annual | Allowances Purchased | GWh | 0 | 0 | 0 | 0 | 0 | 0 | 0 | 0
RPS-CES v6.20 Fossil Dispatch Limit - NY | 752 | 7671 | Generation Constraint in GWh | FALSE | L | Annual | Allowances Sold | GWh | 0 | 0 | 0 | 0 | 0 | 0 | 0 | 0
RPS-CES v6.20 Fossil Dispatch Limit - NY | 752 | 7671 | Generation Constraint in GWh | FALSE | L | Annual | Allowances Banked | GWh | 0 | 0 | 0 | 0 | 0 | 0 | 0 | 0
RPS-CES v6.20 Fossil Dispatch Limit - NY | 752 | 7671 | Generation Constraint in GWh | FALSE | L | Annual | Allowances Withdrawn (1:1) | GWh | 0 | 0 | 0 | 0 | 0 | 0 | 0 | 0
RPS-CES v6.20 Fossil Dispatch Limit - NY | 752 | 7671 | Generation Constraint in GWh | FALSE | L | Annual | Allowances Withdrawn (n:1) | GWh | 0 | 0 | 0 | 0 | 0 | 0 | 0 | 0
RPS-CES v6.20 Fossil Dispatch Limit - NY | 752 | 7671 | Generation Constraint in GWh | FALSE | L | Annual | Net Emissions Allowance Position | GWh | 0 | 0 | 55338.0395 | 53801.6204 | 43721.1593 | 10665.2516 | 10991.8788 | 11522.3847
RPS-CES v6.20 Fossil Dispatch Limit - NY | 752 | 7671 | Generation Constraint in GWh | FALSE | L | Annual | Fuel Consumed | TBtu | 0 | 0 | 408.0542 | 390.464 | 313.9322 | 74.6667 | 77.8723 | 82.9232
RPS-CES v6.20 Fossil Dispatch Limit - NY | 752 | 7671 | Generation Constraint in GWh | FALSE | L | Annual | Heat Rate | MMBtu/MWh | 0 | 0 | 7.3655 | 7.2498 | 7.1758 | 6.9986 | 7.0687 | 7.1158
RPS-CES v6.20 Fossil Dispatch Limit - NY | 752 | 7671 | Generation Constraint in GWh | FALSE | L | Annual | Generation | TWh | 0 | 0 | 55.4006 | 53.8589 | 43.7486 | 10.6687 | 11.0164 | 11.6535
RPS-CES v6.20 Fossil Dispatch Limit - NY | 752 | 7671 | Generation Constraint in GWh | FALSE | L | Annual | Qualifying Generation | TWh | 0 | 0 | 55.338 | 53.8016 | 43.7212 | 10.6653 | 10.9919 | 11.5224
RPS-CES v6.20 Fossil Dispatch Limit - NY | 752 | 7671 | Generation Constraint in GWh | FALSE | L | Annual | Rate | lb/MWh | 0 | 0 | 0 | 0 | 0 | 0 | 0 | 0
RPS-CES v6.20 Fossil Dispatch Limit - NY | 752 | 7671 | Generation Constraint in GWh | FALSE | L | Annual | Constraint Shadow Price | US2019$/MWh | 0 | 0 | 0 | 2.7126 | 0 | 6.0752 | 6.4189 | 5.954
RPS-CES v6.20 Fossil Dispatch Limit - VA | 753 | 7672 | Generation Constraint in GWh | FALSE | L | Annual | Seasons Included | Seasons | Winter, WintShld, Summer | Winter, WintShld, Summer | Winter, WintShld, Summer | Winter, WintShld, Summer | Winter, WintShld, Summer | Winter, WintShld, Summer | Winter, WintShld, Summer | Winter, WintShld, Summer
RPS-CES v6.20 Fossil Dispatch Limit - VA | 753 | 7672 | Generation Constraint in GWh | FALSE | L | Annual | Standard GWh | GWh | 0 | 0 | 0 | 0 | 0 | 58892.1662 | 38793.1178 | 37110.614
RPS-CES v6.20 Fossil Dispatch Limit - VA | 753 | 7672 | Generation Constraint in GWh | FALSE | L | Annual | Emissions at Affected Plants | GWh | 0 | 0 | 0 | 0 | 0 | 58892.1662 | 38793.1178 | 12105.2706
RPS-CES v6.20 Fossil Dispatch Limit - VA | 753 | 7672 | Generation Constraint in GWh | FALSE | L | Annual | Allowances Purchased | GWh | 0 | 0 | 0 | 0 | 0 | 0 | 0 | 0
RPS-CES v6.20 Fossil Dispatch Limit - VA | 753 | 7672 | Generation Constraint in GWh | FALSE | L | Annual | Allowances Sold | GWh | 0 | 0 | 0 | 0 | 0 | 0 | 0 | 0
RPS-CES v6.20 Fossil Dispatch Limit - VA | 753 | 7672 | Generation Constraint in GWh | FALSE | L | Annual | Allowances Banked | GWh | 0 | 0 | 0 | 0 | 0 | 0 | 0 | 0
RPS-CES v6.20 Fossil Dispatch Limit - VA | 753 | 7672 | Generation Constraint in GWh | FALSE | L | Annual | Allowances Withdrawn (1:1) | GWh | 0 | 0 | 0 | 0 | 0 | 0 | 0 | 0
RPS-CES v6.20 Fossil Dispatch Limit - VA | 753 | 7672 | Generation Constraint in GWh | FALSE | L | Annual | Allowances Withdrawn (n:1) | GWh | 0 | 0 | 0 | 0 | 0 | 0 | 0 | 0
RPS-CES v6.20 Fossil Dispatch Limit - VA | 753 | 7672 | Generation Constraint in GWh | FALSE | L | Annual | Net Emissions Allowance Position | GWh | 0 | 0 | 0 | 0 | 0 | 58892.1662 | 38793.1178 | 12105.2706
RPS-CES v6.20 Fossil Dispatch Limit - VA | 753 | 7672 | Generation Constraint in GWh | FALSE | L | Annual | Fuel Consumed | TBtu | 0 | 0 | 0 | 0 | 0 | 432.0062 | 279.133 | 85.7095
RPS-CES v6.20 Fossil Dispatch Limit - VA | 753 | 7672 | Generation Constraint in GWh | FALSE | L | Annual | Heat Rate | MMBtu/MWh | 0 | 0 | 0 | 0 | 0 | 4.7914 | 2.8128 | 0.55425
RPS-CES v6.20 Fossil Dispatch Limit - VA | 753 | 7672 | Generation Constraint in GWh | FALSE | L | Annual | Generation | TWh | 0 | 0 | 0 | 0 | 0 | 90.1631 | 99.2373 | 154.6394
RPS-CES v6.20 Fossil Dispatch Limit - VA | 753 | 7672 | Generation Constraint in GWh | FALSE | L | Annual | Qualifying Generation | TWh | 0 | 0 | 0 | 0 | 0 | 58.8922 | 38.7931 | 12.1053
RPS-CES v6.20 Fossil Dispatch Limit - VA | 753 | 7672 | Generation Constraint in GWh | FALSE | L | Annual | Rate | lb/MWh | 0 | 0 | 0 | 0 | 0 | 0 | 0 | 0
RPS-CES v6.20 Fossil Dispatch Limit - VA | 753 | 7672 | Generation Constraint in GWh | FALSE | L | Annual | Constraint Shadow Price | US2019$/MWh | 0 | 0 | 0 | 0 | 0 | 1.4345 | 5.1061 | 0
RPS-CES v6.20 Fossil Dispatch Limit - WA | 754 | 7673 | Generation Constraint in GWh | FALSE | L | Annual | Seasons Included | Seasons | Winter, WintShld, Summer | Winter, WintShld, Summer | Winter, WintShld, Summer | Winter, WintShld, Summer | Winter, WintShld, Summer | Winter, WintShld, Summer | Winter, WintShld, Summer | Winter, WintShld, Summer
RPS-CES v6.20 Fossil Dispatch Limit - WA | 754 | 7673 | Generation Constraint in GWh | FALSE | L | Annual | Standard GWh | GWh | 0 | 0 | 0 | 9318.7871 | 9769.5273 | 10451.1024 | 11282.4206 | 12181.5398
RPS-CES v6.20 Fossil Dispatch Limit - WA | 754 | 7673 | Generation Constraint in GWh | FALSE | L | Annual | Emissions at Affected Plants | GWh | 0 | 0 | 0 | 7173.5592 | 9496.6079 | 10451.1024 | 11282.4206 | 6670.3551
RPS-CES v6.20 Fossil Dispatch Limit - WA | 754 | 7673 | Generation Constraint in GWh | FALSE | L | Annual | Allowances Purchased | GWh | 0 | 0 | 0 | 0 | 0 | 0 | 0 | 0
RPS-CES v6.20 Fossil Dispatch Limit - WA | 754 | 7673 | Generation Constraint in GWh | FALSE | L | Annual | Allowances Sold | GWh | 0 | 0 | 0 | 0 | 0 | 0 | 0 | 0
RPS-CES v6.20 Fossil Dispatch Limit - WA | 754 | 7673 | Generation Constraint in GWh | FALSE | L | Annual | Allowances Banked | GWh | 0 | 0 | 0 | 0 | 0 | 0 | 0 | 0
RPS-CES v6.20 Fossil Dispatch Limit - WA | 754 | 7673 | Generation Constraint in GWh | FALSE | L | Annual | Allowances Withdrawn (1:1) | GWh | 0 | 0 | 0 | 0 | 0 | 0 | 0 | 0
RPS-CES v6.20 Fossil Dispatch Limit - WA | 754 | 7673 | Generation Constraint in GWh | FALSE | L | Annual | Allowances Withdrawn (n:1) | GWh | 0 | 0 | 0 | 0 | 0 | 0 | 0 | 0
RPS-CES v6.20 Fossil Dispatch Limit - WA | 754 | 7673 | Generation Constraint in GWh | FALSE | L | Annual | Net Emissions Allowance Position | GWh | 0 | 0 | 0 | 7173.5592 | 9496.6079 | 10451.1024 | 11282.4206 | 6670.3551
RPS-CES v6.20 Fossil Dispatch Limit - WA | 754 | 7673 | Generation Constraint in GWh | FALSE | L | Annual | Fuel Consumed | TBtu | 0 | 0 | 0 | 55.181 | 77.6652 | 90.0696 | 98.2625 | 58.2844
RPS-CES v6.20 Fossil Dispatch Limit - WA | 754 | 7673 | Generation Constraint in GWh | FALSE | L | Annual | Heat Rate | MMBtu/MWh | 0 | 0 | 0 | 7.6923 | 7.1103 | 6.9038 | 6.7672 | 6.6974
RPS-CES v6.20 Fossil Dispatch Limit - WA | 754 | 7673 | Generation Constraint in GWh | FALSE | L | Annual | Generation | TWh | 0 | 0 | 0 | 7.1736 | 10.9229 | 13.0463 | 14.5204 | 8.7026
RPS-CES v6.20 Fossil Dispatch Limit - WA | 754 | 7673 | Generation Constraint in GWh | FALSE | L | Annual | Qualifying Generation | TWh | 0 | 0 | 0 | 7.1736 | 9.4966 | 10.4511 | 11.2824 | 6.6704
RPS-CES v6.20 Fossil Dispatch Limit - WA | 754 | 7673 | Generation Constraint in GWh | FALSE | L | Annual | Rate | lb/MWh | 0 | 0 | 0 | 0 | 0 | 0 | 0 | 0
RPS-CES v6.20 Fossil Dispatch Limit - WA | 754 | 7673 | Generation Constraint in GWh | FALSE | L | Annual | Constraint Shadow Price | US2019$/MWh | 0 | 0 | 0 | 0 | 0 | 0.39726 | 0.45618 | 0
Texas BART FIP v6.17 | 755 | 7538 | Rate Constraint in MTons | FALSE | L | Annual | Seasons Included | Seasons | Winter, WintShld, Summer | Winter, WintShld, Summer | Winter, WintShld, Summer | Winter, WintShld, Summer | Winter, WintShld, Summer | Winter, WintShld, Summer | Winter, WintShld, Summer | Winter, WintShld, Summer
Texas BART FIP v6.17 | 755 | 7538 | Rate Constraint in MTons | FALSE | L | Annual | Standard SO2 | Thousand Tons | 248.393 | 248.393 | 248.393 | 248.393 | 248.393 | 248.393 | 248.393 | 248.393
Texas BART FIP v6.17 | 755 | 7538 | Rate Constraint in MTons | FALSE | L | Annual | Emissions at Affected Plants SO2 | Thousand Tons | 141.4526 | 41.3377 | 10.1615 | 10.6076 | 25.5831 | 39.8258 | 35.4251 | 19.2295
Texas BART FIP v6.17 | 755 | 7538 | Rate Constraint in MTons | FALSE | L | Annual | Allowances Purchased SO2 | Thousand Tons | 0 | 0 | 0 | 0 | 0 | 0 | 0 | 0
Texas BART FIP v6.17 | 755 | 7538 | Rate Constraint in MTons | FALSE | L | Annual | Allowances Sold SO2 | Thousand Tons | 0 | 0 | 0 | 0 | 0 | 0 | 0 | 0
Texas BART FIP v6.17 | 755 | 7538 | Rate Constraint in MTons | FALSE | L | Annual | Allowances Banked | Thousand Tons | 0 | 0 | 0 | 0 | 0 | 0 | 0 | 0
Texas BART FIP v6.17 | 755 | 7538 | Rate Constraint in MTons | FALSE | L | Annual | Allowances Withdrawn (1:1) | Thousand Tons | 0 | 0 | 0 | 0 | 0 | 0 | 0 | 0
Texas BART FIP v6.17 | 755 | 7538 | Rate Constraint in MTons | FALSE | L | Annual | Allowances Withdrawn (n:1) | Thousand Tons | 0 | 0 | 0 | 0 | 0 | 0 | 0 | 0
Texas BART FIP v6.17 | 755 | 7538 | Rate Constraint in MTons | FALSE | L | Annual | Net Emissions Allowance Position | Thousand Tons | 141.4526 | 41.3377 | 10.1615 | 10.6076 | 25.5831 | 39.8258 | 35.4251 | 19.2295
Texas BART FIP v6.17 | 755 | 7538 | Rate Constraint in MTons | FALSE | L | Annual | Fuel Consumed | TBtu | 857.0112 | 329.6244 | 152.969 | 154.4768 | 249.2925 | 332.6834 | 313.8954 | 209.2155
Texas BART FIP v6.17 | 755 | 7538 | Rate Constraint in MTons | FALSE | L | Annual | Rate | lb/MMBtu | 0.33011 | 0.25082 | 0.13286 | 0.13734 | 0.20525 | 0.23942 | 0.22571 | 0.18382
Texas BART FIP v6.17 | 755 | 7538 | Rate Constraint in MTons | FALSE | L | Annual | Generation | TWh | 82.8377 | 33.5325 | 17.2245 | 17.2515 | 30.2902 | 39.5097 | 39.3793 | 25.8069
Texas BART FIP v6.17 | 755 | 7538 | Rate Constraint in MTons | FALSE | L | Annual | Qualifying Generation | TWh | 82.8377 | 33.5325 | 16.9678 | 17.0861 | 25.7893 | 33.5729 | 31.8226 | 21.9061
Texas BART FIP v6.17 | 755 | 7538 | Rate Constraint in MTons | FALSE | L | Annual | Rate | lb/MWh | 3.4152 | 2.4655 | 1.1977 | 1.2417 | 1.984 | 2.3725 | 2.2264 | 1.7556
Texas BART FIP v6.17 | 755 | 7538 | Rate Constraint in MTons | FALSE | L | Annual | Constraint Shadow Price | US2019$/Ton | 0 | 0 | 0 | 0 | 0 | 0 | 0 | 0
Texas East - NOX Cap Annual v3.1 | 756 | 7358 | Rate Constraint in MTons | FALSE | L | Annual | Seasons Included | Seasons | Winter, WintShld, Summer | Winter, WintShld, Summer | Winter, WintShld, Summer | Winter, WintShld, Summer | Winter, WintShld, Summer | Winter, WintShld, Summer | Winter, WintShld, Summer | Winter, WintShld, Summer
Texas East - NOX Cap Annual v3.1 | 756 | 7358 | Rate Constraint in MTons | FALSE | L | Annual | Standard NOX | Thousand Tons | 84.5 | 84.5 | 84.5 | 84.5 | 84.5 | 84.5 | 84.5 | 84.5
Texas East - NOX Cap Annual v3.1 | 756 | 7358 | Rate Constraint in MTons | FALSE | L | Annual | Emissions at Affected Plants NOX | Thousand Tons | 1.3959 | 0.1682 | 0.18942 | 0.077459 | 0.0041408 | 0.0044192 | 0.0053655 | 0.0044525
Texas East - NOX Cap Annual v3.1 | 756 | 7358 | Rate Constraint in MTons | FALSE | L | Annual | Allowances Purchased NOX | Thousand Tons | 0 | 0 | 0 | 0 | 0 | 0 | 0 | 0
Texas East - NOX Cap Annual v3.1 | 756 | 7358 | Rate Constraint in MTons | FALSE | L | Annual | Allowances Sold NOX | Thousand Tons | 0 | 0 | 0 | 0 | 0 | 0 | 0 | 0
Texas East - NOX Cap Annual v3.1 | 756 | 7358 | Rate Constraint in MTons | FALSE | L | Annual | Allowances Banked | Thousand Tons | 0 | 0 | 0 | 0 | 0 | 0 | 0 | 0
Texas East - NOX Cap Annual v3.1 | 756 | 7358 | Rate Constraint in MTons | FALSE | L | Annual | Allowances Withdrawn (1:1) | Thousand Tons | 0 | 0 | 0 | 0 | 0 | 0 | 0 | 0
Texas East - NOX Cap Annual v3.1 | 756 | 7358 | Rate Constraint in MTons | FALSE | L | Annual | Allowances Withdrawn (n:1) | Thousand Tons | 0 | 0 | 0 | 0 | 0 | 0 | 0 | 0
Texas East - NOX Cap Annual v3.1 | 756 | 7358 | Rate Constraint in MTons | FALSE | L | Annual | Net Emissions Allowance Position | Thousand Tons | 1.3959 | 0.1682 | 0.18942 | 0.077459 | 0.0041408 | 0.0044192 | 0.0053655 | 0.0044525
Texas East - NOX Cap Annual v3.1 | 756 | 7358 | Rate Constraint in MTons | FALSE | L | Annual | Fuel Consumed | TBtu | 36.1198 | 12.4877 | 14.3026 | 6.6196 | 0.69014 | 0.72265 | 0.8332 | 0.72654
Texas East - NOX Cap Annual v3.1 | 756 | 7358 | Rate Constraint in MTons | FALSE | L | Annual | Rate | lb/MMBtu | 0.077291 | 0.026939 | 0.026487 | 0.023403 | 0.012 | 0.01223 | 0.012879 | 0.012257
Texas East - NOX Cap Annual v3.1 | 756 | 7358 | Rate Constraint in MTons | FALSE | L | Annual | Generation | TWh | 3.2106 | 1.1359 | 1.3103 | 0.63577 | 0.086386 | 0.090456 | 0.10429 | 0.090943
Texas East - NOX Cap Annual v3.1 | 756 | 7358 | Rate Constraint in MTons | FALSE | L | Annual | Qualifying Generation | TWh | 3.2106 | 1.1359 | 1.3103 | 0.63577 | 0.086386 | 0.090456 | 0.10429 | 0.090943
Texas East - NOX Cap Annual v3.1 | 756 | 7358 | Rate Constraint in MTons | FALSE | L | Annual | Rate | lb/MWh | 0.86954 | 0.29617 | 0.28912 | 0.24367 | 0.095868 | 0.097708 | 0.10289 | 0.097918
Texas East - NOX Cap Annual v3.1 | 756 | 7358 | Rate Constraint in MTons | FALSE | L | Annual | Constraint Shadow Price | US2019$/Ton | 0 | 0 | 0 | 0 | 0 | 0 | 0 | 0
Texas East - SO2 Cap Annual v3.1 | 757 | 7359 | Rate Constraint in MTons | FALSE | L | Annual | Seasons Included | Seasons | Winter, WintShld, Summer | Winter, WintShld, Summer | Winter, WintShld, Summer | Winter, WintShld, Summer | Winter, WintShld, Summer | Winter, WintShld, Summer | Winter, WintShld, Summer | Winter, WintShld, Summer
Texas East - SO2 Cap Annual v3.1 | 757 | 7359 | Rate Constraint in MTons | FALSE | L | Annual | Standard SO2 | Thousand Tons | 273.95 | 273.95 | 273.95 | 273.95 | 273.95 | 273.95 | 273.95 | 273.95
Texas East - SO2 Cap Annual v3.1 | 757 | 7359 | Rate Constraint in MTons | FALSE | L | Annual | Emissions at Affected Plants SO2 | Thousand Tons | 0 | 0 | 0 | 0 | 0 | 0 | 0 | 0
Texas East - SO2 Cap Annual v3.1 | 757 | 7359 | Rate Constraint in MTons | FALSE | L | Annual | Allowances Purchased SO2 | Thousand Tons | 0 | 0 | 0 | 0 | 0 | 0 | 0 | 0
Texas East - SO2 Cap Annual v3.1 | 757 | 7359 | Rate Constraint in MTons | FALSE | L | Annual | Allowances Sold SO2 | Thousand Tons | 0 | 0 | 0 | 0 | 0 | 0 | 0 | 0
Texas East - SO2 Cap Annual v3.1 | 757 | 7359 | Rate Constraint in MTons | FALSE | L | Annual | Allowances Banked | Thousand Tons | 273.95 | 273.95 | 547.9 | 547.9 | 547.9 | 547.9 | 547.9 | 0
Texas East - SO2 Cap Annual v3.1 | 757 | 7359 | Rate Constraint in MTons | FALSE | L | Annual | Allowances Withdrawn (1:1) | Thousand Tons | 0 | 0 | -273.95 | -273.95 | -273.95 | -273.95 | -273.95 | 0
Texas East - SO2 Cap Annual v3.1 | 757 | 7359 | Rate Constraint in MTons | FALSE | L | Annual | Allowances Withdrawn (n:1) | Thousand Tons | 0 | 0 | 0 | 0 | 0 | 0 | 0 | 0
Texas East - SO2 Cap Annual v3.1 | 757 | 7359 | Rate Constraint in MTons | FALSE | L | Annual | Net Emissions Allowance Position | Thousand Tons | 273.95 | 273.95 | 273.95 | 273.95 | 273.95 | 273.95 | 273.95 | 0
Texas East - SO2 Cap Annual v3.1 | 757 | 7359 | Rate Constraint in MTons | FALSE | L | Annual | Fuel Consumed | TBtu | 36.1198 | 12.4877 | 14.3026 | 6.6196 | 0.69014 | 0.72265 | 0.8332 | 0.72654
Texas East - SO2 Cap Annual v3.1 | 757 | 7359 | Rate Constraint in MTons | FALSE | L | Annual | Rate | lb/MMBtu | 0 | 0 | 0 | 0 | 0 | 0 | 0 | 0
Texas East - SO2 Cap Annual v3.1 | 757 | 7359 | Rate Constraint in MTons | FALSE | L | Annual | Generation | TWh | 3.2106 | 1.1359 | 1.3103 | 0.63577 | 0.086386 | 0.090456 | 0.10429 | 0.090943
Texas East - SO2 Cap Annual v3.1 | 757 | 7359 | Rate Constraint in MTons | FALSE | L | Annual | Qualifying Generation | TWh | 3.2106 | 1.1359 | 1.3103 | 0.63577 | 0.086386 | 0.090456 | 0.10429 | 0.090943
Texas East - SO2 Cap Annual v3.1 | 757 | 7359 | Rate Constraint in MTons | FALSE | L | Annual | Rate | lb/MWh | 0 | 0 | 0 | 0 | 0 | 0 | 0 | 0
Texas East - SO2 Cap Annual v3.1 | 757 | 7359 | Rate Constraint in MTons | FALSE | L | Annual | Constraint Shadow Price | US2019$/Ton | 0 | 0 | 0 | 0 | 0 | 0 | 0 | 0
Texas El Paso - NOX Cap Annual v3.1 | 758 | 7361 | Rate Constraint in MTons | FALSE | L | Annual | Seasons Included | Seasons | Winter, WintShld, Summer | Winter, WintShld, Summer | Winter, WintShld, Summer | Winter, WintShld, Summer | Winter, WintShld, Summer | Winter, WintShld, Summer | Winter, WintShld, Summer | Winter, WintShld, Summer
Texas El Paso - NOX Cap Annual v3.1 | 758 | 7361 | Rate Constraint in MTons | FALSE | L | Annual | Standard NOX | Thousand Tons | 1.06 | 1.06 | 1.06 | 1.06 | 1.06 | 1.06 | 1.06 | 1.06
Texas El Paso - NOX Cap Annual v3.1 | 758 | 7361 | Rate Constraint in MTons | FALSE | L | Annual | Emissions at Affected Plants NOX | Thousand Tons | 0.53324 | 0 | 0 | 0 | 0 | 0 | 0 | 0
Texas El Paso - NOX Cap Annual v3.1 | 758 | 7361 | Rate Constraint in MTons | FALSE | L | Annual | Allowances Purchased NOX | Thousand Tons | 0 | 0 | 0 | 0 | 0 | 0 | 0 | 0
Texas El Paso - NOX Cap Annual v3.1 | 758 | 7361 | Rate Constraint in MTons | FALSE | L | Annual | Allowances Sold NOX | Thousand Tons | 0 | 0 | 0 | 0 | 0 | 0 | 0 | 0
Texas El Paso - NOX Cap Annual v3.1 | 758 | 7361 | Rate Constraint in MTons | FALSE | L | Annual | Allowances Banked | Thousand Tons | 0 | 0 | 1.06 | 0 | 0.88333 | 1.06 | 0 | 0
Texas El Paso - NOX Cap Annual v3.1 | 758 | 7361 | Rate Constraint in MTons | FALSE | L | Annual | Allowances Withdrawn (1:1) | Thousand Tons | 0 | 0 | 0 | -1.06 | -0.17667 | -1.06 | -1.06 | 0
Texas El Paso - NOX Cap Annual v3.1 | 758 | 7361 | Rate Constraint in MTons | FALSE | L | Annual | Allowances Withdrawn (n:1) | Thousand Tons | 0 | 0 | 0 | 0 | 0 | 0 | 0 | 0
Texas El Paso - NOX Cap Annual v3.1 | 758 | 7361 | Rate Constraint in MTons | FALSE | L | Annual | Net Emissions Allowance Position | Thousand Tons | 0.53324 | 0 | 1.06 | -1.06 | 0.70667 | 0 | -1.06 | 0
Texas El Paso - NOX Cap Annual v3.1 | 758 | 7361 | Rate Constraint in MTons | FALSE | L | Annual | Fuel Consumed | TBtu | 6.7665 | 0 | 0 | 0 | 0 | 0 | 0 | 0
Texas El Paso - NOX Cap Annual v3.1 | 758 | 7361 | Rate Constraint in MTons | FALSE | L | Annual | Rate | lb/MMBtu | 0.15761 | 0 | 0 | 0 | 0 | 0 | 0 | 0
Texas El Paso - NOX Cap Annual v3.1 | 758 | 7361 | Rate Constraint in MTons | FALSE | L | Annual | Generation | TWh | 0.56733 | 0 | 0 | 0 | 0 | 0 | 0 | 0
Texas El Paso - NOX Cap Annual v3.1 | 758 | 7361 | Rate Constraint in MTons | FALSE | L | Annual | Qualifying Generation | TWh | 0.56733 | 0 | 0 | 0 | 0 | 0 | 0 | 0
Texas El Paso - NOX Cap Annual v3.1 | 758 | 7361 | Rate Constraint in MTons | FALSE | L | Annual | Rate | lb/MWh | 1.8798 | 0 | 0 | 0 | 0 | 0 | 0 | 0
Texas El Paso - NOX Cap Annual v3.1 | 758 | 7361 | Rate Constraint in MTons | FALSE | L | Annual | Constraint Shadow Price | US2019$/Ton | 0 | 0 | 0 | 0 | 0 | 0 | 0 | 0
Texas Houston - NOX Cap Annual v3.1 | 759 | 7362 | Rate Constraint in MTons | FALSE | L | Annual | Seasons Included | Seasons | Winter, WintShld, Summer | Winter, WintShld, Summer | Winter, WintShld, Summer | Winter, WintShld, Summer | Winter, WintShld, Summer | Winter, WintShld, Summer | Winter, WintShld, Summer | Winter, WintShld, Summer
Texas Houston - NOX Cap Annual v3.1 | 759 | 7362 | Rate Constraint in MTons | FALSE | L | Annual | Standard NOX | Thousand Tons | 17.57 | 17.57 | 17.57 | 17.57 | 17.57 | 17.57 | 17.57 | 17.57
Texas Houston - NOX Cap Annual v3.1 | 759 | 7362 | Rate Constraint in MTons | FALSE | L | Annual | Emissions at Affected Plants NOX | Thousand Tons | 8.6852 | 7.5644 | 5.0098 | 4.9396 | 6.4145 | 8.0645 | 7.707 | 6.2482
Texas Houston - NOX Cap Annual v3.1 | 759 | 7362 | Rate Constraint in MTons | FALSE | L | Annual | Allowances Purchased NOX | Thousand Tons | 0 | 0 | 0 | 0 | 0 | 0 | 0 | 0
Texas Houston - NOX Cap Annual v3.1 | 759 | 7362 | Rate Constraint in MTons | FALSE | L | Annual | Allowances Sold NOX | Thousand Tons | 0 | 0 | 0 | 0 | 0 | 0 | 0 | 0
Texas Houston - NOX Cap Annual v3.1 | 759 | 7362 | Rate Constraint in MTons | FALSE | L | Annual | Allowances Banked | Thousand Tons | 0 | 0 | 12.5603 | 0 | 0 | 0 | 0 | 0
Texas Houston - NOX Cap Annual v3.1 | 759 | 7362 | Rate Constraint in MTons | FALSE | L | Annual | Allowances Withdrawn (1:1) | Thousand Tons | 0 | 0 | 0 | -17.57 | 0 | -0.50815 | 0 | 0
Texas Houston - NOX Cap Annual v3.1 | 759 | 7362 | Rate Constraint in MTons | FALSE | L | Annual | Allowances Withdrawn (n:1) | Thousand Tons | 0 | 0 | 0 | 0 | 0 | 0 | 0 | 0
Texas Houston - NOX Cap Annual v3.1 | 759 | 7362 | Rate Constraint in MTons | FALSE | L | Annual | Net Emissions Allowance Position | Thousand Tons | 8.6852 | 7.5644 | 17.57 | -12.6304 | 6.4145 | 7.5563 | 7.707 | 6.2482
Texas Houston - NOX Cap Annual v3.1 | 759 | 7362 | Rate Constraint in MTons | FALSE | L | Annual | Fuel Consumed | TBtu | 431.7991 | 390.1997 | 333.1373 | 332.3248 | 394.9843 | 460.9886 | 451.9852 | 388.4056
Texas Houston - NOX Cap Annual v3.1 | 759 | 7362 | Rate Constraint in MTons | FALSE | L | Annual | Rate | lb/MMBtu | 0.040228 | 0.038772 | 0.030076 | 0.029727 | 0.03248 | 0.034988 | 0.034103 | 0.032173
Texas Houston - NOX Cap Annual v3.1 | 759 | 7362 | Rate Constraint in MTons | FALSE | L | Annual | Generation | TWh | 57.0772 | 53.1621 | 51.0202 | 51.6761 | 58.5593 | 65.0652 | 64.3344 | 57.5296
Texas Houston - NOX Cap Annual v3.1 | 759 | 7362 | Rate Constraint in MTons | FALSE | L | Annual | Qualifying Generation | TWh | 57.0772 | 53.1621 | 51.0202 | 51.6761 | 58.5593 | 65.0652 | 64.3344 | 57.5296
Texas Houston - NOX Cap Annual v3.1 | 759 | 7362 | Rate Constraint in MTons | FALSE | L | Annual | Rate | lb/MWh | 0.30433 | 0.28458 | 0.19638 | 0.19117 | 0.21908 | 0.24789 | 0.23959 | 0.21722
Texas Houston - NOX Cap Annual v3.1 | 759 | 7362 | Rate Constraint in MTons | FALSE | L | Annual | Constraint Shadow Price | US2019$/Ton | 0 | 0 | 0 | 0 | 0 | 0 | 0 | 0
Texas West - NOX Cap Annual v3.1 | 760 | 7360 | Rate Constraint in MTons | FALSE | L | Annual | Seasons Included | Seasons | Winter, WintShld, Summer | Winter, WintShld, Summer | Winter, WintShld, Summer | Winter, WintShld, Summer | Winter, WintShld, Summer | Winter, WintShld, Summer | Winter, WintShld, Summer | Winter, WintShld, Summer
Texas West - NOX Cap Annual v3.1 | 760 | 7360 | Rate Constraint in MTons | FALSE | L | Annual | Standard NOX | Thousand Tons | 18.1 | 18.1 | 18.1 | 18.1 | 18.1 | 18.1 | 18.1 | 18.1
Texas West - NOX Cap Annual v3.1 | 760 | 7360 | Rate Constraint in MTons | FALSE | L | Annual | Emissions at Affected Plants NOX | Thousand Tons | 0.72111 | 0.2412 | 0.19704 | 0.19704 | 0 | 0 | 0 | 0
Texas West - NOX Cap Annual v3.1 | 760 | 7360 | Rate Constraint in MTons | FALSE | L | Annual | Allowances Purchased NOX | Thousand Tons | 0 | 0 | 0 | 0 | 0 | 0 | 0 | 0
Texas West - NOX Cap Annual v3.1 | 760 | 7360 | Rate Constraint in MTons | FALSE | L | Annual | Allowances Sold NOX | Thousand Tons | 0 | 0 | 0 | 0 | 0 | 0 | 0 | 0
Texas West - NOX Cap Annual v3.1 | 760 | 7360 | Rate Constraint in MTons | FALSE | L | Annual | Allowances Banked | Thousand Tons | 0 | 0 | 17.903 | 0 | 15.0833 | 0 | 0 | 0
Texas West - NOX Cap Annual v3.1 | 760 | 7360 | Rate Constraint in MTons | FALSE | L | Annual | Allowances Withdrawn (1:1) | Thousand Tons | 0 | 0 | 0 | -18.1 | -2.9181 | -18.1 | 0 | 0
Texas West - NOX Cap Annual v3.1 | 760 | 7360 | Rate Constraint in MTons | FALSE | L | Annual | Allowances Withdrawn (n:1) | Thousand Tons | 0 | 0 | 0 | 0 | 0 | 0 | 0 | 0
Texas West - NOX Cap Annual v3.1 | 760 | 7360 | Rate Constraint in MTons | FALSE | L | Annual | Net Emissions Allowance Position | Thousand Tons | 0.72111 | 0.2412 | 18.1 | -17.903 | 12.1652 | -18.1 | 0 | 0
Texas West - NOX Cap Annual v3.1 | 760 | 7360 | Rate Constraint in MTons | FALSE | L | Annual | Fuel Consumed | TBtu | 10.1877 | 3.3692 | 2.7524 | 2.7524 | 0 | 0 | 0 | 0
Texas West - NOX Cap Annual v3.1 | 760 | 7360 | Rate Constraint in MTons | FALSE | L | Annual | Rate | lb/MMBtu | 0.14156 | 0.14318 | 0.14318 | 0.14318 | 0 | 0 | 0 | 0
Texas West - NOX Cap Annual v3.1 | 760 | 7360 | Rate Constraint in MTons | FALSE | L | Annual | Generation | TWh | 0.89361 | 0.30635 | 0.25026 | 0.25026 | 0 | 0 | 0 | 0
Texas West - NOX Cap Annual v3.1 | 760 | 7360 | Rate Constraint in MTons | FALSE | L | Annual | Qualifying Generation | TWh | 0.89361 | 0.30635 | 0.25026 | 0.25026 | 0 | 0 | 0 | 0
Texas West - NOX Cap Annual v3.1 | 760 | 7360 | Rate Constraint in MTons | FALSE | L | Annual | Rate | lb/MWh | 1.6139 | 1.5747 | 1.5747 | 1.5747 | 0 | 0 | 0 | 0
Texas West - NOX Cap Annual v3.1 | 760 | 7360 | Rate Constraint in MTons | FALSE | L | Annual | Constraint Shadow Price | US2019$/Ton | 0 | 0 | 0 | 0 | 0 | 0 | 0 | 0
Unit Comanche 1,2 - SO2 Rate Annual v3.1, Unit 2685 and retrofits | 762 | 7264 | Rate Constraint in lbs/MMBtu | FALSE | L | Annual | Seasons Included | Seasons | Winter, WintShld, Summer | Winter, WintShld, Summer | Winter, WintShld, Summer | Winter, WintShld, Summer | Winter, WintShld, Summer | Winter, WintShld, Summer | Winter, WintShld, Summer | Winter, WintShld, Summer
Unit Comanche 1,2 - SO2 Rate Annual v3.1, Unit 2685 and retrofits | 762 | 7264 | Rate Constraint in lbs/MMBtu | FALSE | L | Annual | Standard SO2 | lb/MMBtu | 0.1 | 0.1 | 0.1 | 0.1 | 0.1 | 0.1 | 0.1 | 0.1
Unit Comanche 1,2 - SO2 Rate Annual v3.1, Unit 2685 and retrofits | 762 | 7264 | Rate Constraint in lbs/MMBtu | FALSE | L | Annual | Emissions at Affected Plants SO2 | Thousand Tons | 0.94766 | 0 | 0 | 0 | 0 | 0 | 0 | 0
Unit Comanche 1,2 - SO2 Rate Annual v3.1, Unit 2685 and retrofits | 762 | 7264 | Rate Constraint in lbs/MMBtu | FALSE | L | Annual | Allowances Purchased SO2 | Thousand Tons | 0 | 0 | 0 | 0 | 0 | 0 | 0 | 0
Unit Comanche 1,2 - SO2 Rate Annual v3.1, Unit 2685 and retrofits | 762 | 7264 | Rate Constraint in lbs/MMBtu | FALSE | L | Annual | Allowances Sold SO2 | Thousand Tons | 0 | 0 | 0 | 0 | 0 | 0 | 0 | 0
Unit Comanche 1,2 - SO2 Rate Annual v3.1, Unit 2685 and retrofits | 762 | 7264 | Rate Constraint in lbs/MMBtu | FALSE | L | Annual | Allowances Banked | Thousand Tons | 0 | 0 | 0 | 0 | 0 | 0 | 0 | 0
Unit Comanche 1,2 - SO2 Rate Annual v3.1, Unit 2685 and retrofits | 762 | 7264 | Rate Constraint in lbs/MMBtu | FALSE | L | Annual | Allowances Withdrawn (1:1) | Thousand Tons | 0 | 0 | 0 | 0 | 0 | 0 | 0 | 0
Unit Comanche 1,2 - SO2 Rate Annual v3.1, Unit 2685 and retrofits | 762 | 7264 | Rate Constraint in lbs/MMBtu | FALSE | L | Annual | Allowances Withdrawn (n:1) | Thousand Tons | 0 | 0 | 0 | 0 | 0 | 0 | 0 | 0
Unit Comanche 1,2 - SO2 Rate Annual v3.1, Unit 2685 and retrofits | 762 | 7264 | Rate Constraint in lbs/MMBtu | FALSE | L | Annual | Net Emissions Allowance Position | Thousand Tons | 0.94766 | 0 | 0 | 0 | 0 | 0 | 0 | 0
Unit Comanche 1,2 - SO2 Rate Annual v3.1, Unit 2685 and retrofits | 762 | 7264 | Rate Constraint in lbs/MMBtu | FALSE | L | Annual | Fuel Consumed | TBtu | 25.0018 | 0 | 0 | 0 | 0 | 0 | 0 | 0
Unit Comanche 1,2 - SO2 Rate Annual v3.1, Unit 2685 and retrofits | 762 | 7264 | Rate Constraint in lbs/MMBtu | FALSE | L | Annual | Rate | lb/MMBtu | 0.075808 | 0 | 0 | 0 | 0 | 0 | 0 | 0
Unit Comanche 1,2 - SO2 Rate Annual v3.1, Unit 2685 and retrofits | 762 | 7264 | Rate Constraint in lbs/MMBtu | FALSE | L | Annual | Generation | TWh | 2.3131 | 0 | 0 | 0 | 0 | 0 | 0 | 0
Unit Comanche 1,2 - SO2 Rate Annual v3.1, Unit 2685 and retrofits | 762 | 7264 | Rate Constraint in lbs/MMBtu | FALSE | L | Annual | Qualifying Generation | TWh | 2.3131 | 0 | 0 | 0 | 0 | 0 | 0 | 0
Unit Comanche 1,2 - SO2 Rate Annual v3.1, Unit 2685 and retrofits | 762 | 7264 | Rate Constraint in lbs/MMBtu | FALSE | L | Annual | Rate | lb/MWh | 0.81941 | 0 | 0 | 0 | 0 | 0 | 0 | 0
Unit Comanche 1,2 - SO2 Rate Annual v3.1, Unit 2685 and retrofits | 762 | 7264 | Rate Constraint in lbs/MMBtu | FALSE | L | Annual | Constraint Shadow Price | US2019$/Ton | 0 | 0 | 0 | 0 | 0 | 0 | 0 | 0
Unit Comanche 3 - NOX Rate Annual v3.1, Unit 2652 and retrofits | 763 | 7267 | Rate Constraint in lbs/MMBtu | FALSE | L | Annual | Seasons Included | Seasons | Winter, WintShld, Summer | Winter, WintShld, Summer | Winter, WintShld, Summer | Winter, WintShld, Summer | Winter, WintShld, Summer | Winter, WintShld, Summer | Winter, WintShld, Summer | Winter, WintShld, Summer
Unit Comanche 3 - NOX Rate Annual v3.1, Unit 2652 and retrofits | 763 | 7267 | Rate Constraint in lbs/MMBtu | FALSE | L | Annual | Standard NOX | lb/MMBtu | 0.08 | 0.08 | 0.08 | 0.08 | 0.08 | 0.08 | 0.08 | 0.08
Unit Comanche 3 - NOX Rate Annual v3.1, Unit 2652 and retrofits | 763 | 7267 | Rate Constraint in lbs/MMBtu | FALSE | L | Annual | Emissions at Affected Plants NOX | Thousand Tons | 1.8307 | 1.8307 | 1.8307 | 1.8307 | 1.8307 | 0.02441 | 0.02441 | 0.022131
Unit Comanche 3 - NOX Rate Annual v3.1, Unit 2652 and retrofits | 763 | 7267 | Rate Constraint in lbs/MMBtu | FALSE | L | Annual | Allowances Purchased NOX | Thousand Tons | 0 | 0 | 0 | 0 | 0 | 0 | 0 | 0
Unit Comanche 3 - NOX Rate Annual v3.1, Unit 2652 and retrofits | 763 | 7267 | Rate Constraint in lbs/MMBtu | FALSE | L | Annual | Allowances Sold NOX | Thousand Tons | 0 | 0 | 0 | 0 | 0 | 0 | 0 | 0
Unit Comanche 3 - NOX Rate Annual v3.1, Unit 2652 and retrofits | 763 | 7267 | Rate Constraint in lbs/MMBtu | FALSE | L | Annual | Allowances Banked | Thousand Tons | 0 | 0 | 0 | 0 | 0 | 0 | 0 | 0
Unit Comanche 3 - NOX Rate Annual v3.1, Unit 2652 and retrofits | 763 | 7267 | Rate Constraint in lbs/MMBtu | FALSE | L | Annual | Allowances Withdrawn (1:1) | Thousand Tons | 0 | 0 | 0 | 0 | 0 | 0 | 0 | 0
Unit Comanche 3 - NOX Rate Annual v3.1, Unit 2652 and retrofits | 763 | 7267 | Rate Constraint in lbs/MMBtu | FALSE | L | Annual | Allowances Withdrawn (n:1) | Thousand Tons | 0 | 0 | 0 | 0 | 0 | 0 | 0 | 0
Unit Comanche 3 - NOX Rate Annual v3.1, Unit 2652 and retrofits | 763 | 7267 | Rate Constraint in lbs/MMBtu | FALSE | L | Annual | Net Emissions Allowance Position | Thousand Tons | 1.8307 | 1.8307 | 1.8307 | 1.8307 | 1.8307 | 0.02441 | 0.02441 | 0.022131
Unit Comanche 3 - NOX Rate Annual v3.1, Unit 2652 and retrofits | 763 | 7267 | Rate Constraint in lbs/MMBtu | FALSE | L | Annual | Fuel Consumed | TBtu | 55.5016 | 55.5016 | 55.5016 | 55.5016 | 55.5016 | 0.74002 | 0.74002 | 0.67094
Unit Comanche 3 - NOX Rate Annual v3.1, Unit 2652 and retrofits | 763 | 7267 | Rate Constraint in lbs/MMBtu | FALSE | L | Annual | Rate | lb/MMBtu | 0.06597 | 0.06597 | 0.06597 | 0.06597 | 0.06597 | 0.06597 | 0.06597 | 0.06597
Unit Comanche 3 - NOX Rate Annual v3.1, Unit 2652 and retrofits | 763 | 7267 | Rate Constraint in lbs/MMBtu | FALSE | L | Annual | Generation | TWh | 5.3066 | 5.3066 | 5.3066 | 5.3066 | 5.3066 | 0.070755 | 0.070755 | 0.064149
Unit Comanche 3 - NOX Rate Annual v3.1, Unit 2652 and retrofits | 763 | 7267 | Rate Constraint in lbs/MMBtu | FALSE | L | Annual | Qualifying Generation | TWh | 5.3066 | 5.3066 | 5.3066 | 5.3066 | 5.3066 | 0.070755 | 0.070755 | 0.064149
Unit Comanche 3 - NOX Rate Annual v3.1, Unit 2652 and retrofits | 763 | 7267 | Rate Constraint in lbs/MMBtu | FALSE | L | Annual | Rate | lb/MWh | 0.68998 | 0.68998 | 0.68998 | 0.68998 | 0.68998 | 0.68998 | 0.68998 | 0.68998
Unit Comanche 3 - NOX Rate Annual v3.1, Unit 2652 and retrofits | 763 | 7267 | Rate Constraint in lbs/MMBtu | FALSE | L | Annual | Constraint Shadow Price | US2019$/Ton | 0 | 0 | 0 | 0 | 0 | 0 | 0 | 0
Unit Comanche 3 - SO2 Rate Annual v3.1, Unit 2652 and retrofits | 764 | 7265 | Rate Constraint in lbs/MMBtu | FALSE | L | Annual | Seasons Included | Seasons | Winter, WintShld, Summer | Winter, WintShld, Summer | Winter, WintShld, Summer | Winter, WintShld, Summer | Winter, WintShld, Summer | Winter, WintShld, Summer | Winter, WintShld, Summer | Winter, WintShld, Summer
Unit Comanche 3 - SO2 Rate Annual v3.1, Unit 2652 and retrofits | 764 | 7265 | Rate Constraint in lbs/MMBtu | FALSE | L | Annual | Standard SO2 | lb/MMBtu | 0.1 | 0.1 | 0.1 | 0.1 | 0.1 | 0.1 | 0.1 | 0.1
Unit Comanche 3 - SO2 Rate Annual v3.1, Unit 2652 and retrofits | 764 | 7265 | Rate Constraint in lbs/MMBtu | FALSE | L | Annual | Emissions at Affected Plants SO2 | Thousand Tons | 2.0485 | 2.0485 | 2.0485 | 2.0485 | 2.0485 | 0.027313 | 0.027313 | 0.024763
Unit Comanche 3 - SO2 Rate Annual v3.1, Unit 2652 and retrofits | 764 | 7265 | Rate Constraint in lbs/MMBtu | FALSE | L | Annual | Allowances Purchased SO2 | Thousand Tons | 0 | 0 | 0 | 0 | 0 | 0 | 0 | 0
Unit Comanche 3 - SO2 Rate Annual v3.1, Unit 2652 and retrofits | 764 | 7265 | Rate Constraint in lbs/MMBtu | FALSE | L | Annual | Allowances Sold SO2 | Thousand Tons | 0 | 0 | 0 | 0 | 0 | 0 | 0 | 0
Unit Comanche 3 - SO2 Rate Annual v3.1, Unit 2652 and retrofits | 764 | 7265 | Rate Constraint in lbs/MMBtu | FALSE | L | Annual | Allowances Banked | Thousand Tons | 0 | 0 | 0 | 0 | 0 | 0 | 0 | 0
Unit Comanche 3 - SO2 Rate Annual v3.1, Unit 2652 and retrofits | 764 | 7265 | Rate Constraint in lbs/MMBtu | FALSE | L | Annual | Allowances Withdrawn (1:1) | Thousand Tons | 0 | 0 | 0 | 0 | 0 | 0 | 0 | 0
Unit Comanche 3 - SO2 Rate Annual v3.1, Unit 2652 and retrofits | 764 | 7265 | Rate Constraint in lbs/MMBtu | FALSE | L | Annual | Allowances Withdrawn (n:1) | Thousand Tons | 0 | 0 | 0 | 0 | 0 | 0 | 0 | 0
Unit Comanche 3 - SO2 Rate Annual v3.1, Unit 2652 and retrofits | 764 | 7265 | Rate Constraint in lbs/MMBtu | FALSE | L | Annual | Net Emissions Allowance Position | Thousand Tons | 2.0485 | 2.0485 | 2.0485 | 2.0485 | 2.0485 | 0.027313 | 0.027313 | 0.024763
Unit Comanche 3 - SO2 Rate Annual v3.1, Unit 2652 and retrofits | 764 | 7265 | Rate Constraint in lbs/MMBtu | FALSE | L | Annual | Fuel Consumed | TBtu | 55.5016 | 55.5016 | 55.5016 | 55.5016 | 55.5016 | 0.74002 | 0.74002 | 0.67094
Unit Comanche 3 - SO2 Rate Annual v3.1, Unit 2652 and retrofits | 764 | 7265 | Rate Constraint in lbs/MMBtu | FALSE | L | Annual | Rate | lb/MMBtu | 0.073817 | 0.073817 | 0.073817 | 0.073817 | 0.073817 | 0.073817 | 0.073817 | 0.073817
Unit Comanche 3 - SO2 Rate Annual v3.1, Unit 2652 and retrofits | 764 | 7265 | Rate Constraint in lbs/MMBtu | FALSE | L | Annual | Generation | TWh | 5.3066 | 5.3066 | 5.3066 | 5.3066 | 5.3066 | 0.070755 | 0.070755 | 0.064149
Unit Comanche 3 - SO2 Rate Annual v3.1, Unit 2652 and retrofits | 764 | 7265 | Rate Constraint in lbs/MMBtu | FALSE | L | Annual | Qualifying Generation | TWh | 5.3066 | 5.3066 | 5.3066 | 5.3066 | 5.3066 | 0.070755 | 0.070755 | 0.064149
Unit Comanche 3 - SO2 Rate Annual v3.1, Unit 2652 and retrofits | 764 | 7265 | Rate Constraint in lbs/MMBtu | FALSE | L | Annual | Rate | lb/MWh | 0.77205 | 0.77205 | 0.77205 | 0.77205 | 0.77205 | 0.77205 | 0.77205 | 0.77205
Unit Comanche 3 - SO2 Rate Annual v3.1, Unit 2652 and retrofits | 764 | 7265 | Rate Constraint in lbs/MMBtu | FALSE | L | Annual | Constraint Shadow Price | US2019$/Ton | 0 | 0 | 0 | 0 | 0 | 0 | 0 | 0
UT Bonanza - NOX Cap Annual v6.20 | 765 | 7694 | Rate Constraint in MTons | FALSE | L | Annual | Seasons Included | Seasons | Winter, WintShld, Summer | Winter, WintShld, Summer | Winter, WintShld, Summer | Winter, WintShld, Summer | Winter, WintShld, Summer | Winter, WintShld, Summer | Winter, WintShld, Summer | Winter, WintShld, Summer
UT Bonanza - NOX Cap Annual v6.20 | 765 | 7694 | Rate Constraint in MTons | FALSE | L | Annual | Standard NOX | Thousand Tons | 5.7 | 5.7 | 5.7 | 5.7 | 5.7 | 5.7 | 5.7 | 5.7
UT Bonanza - NOX Cap Annual v6.20 | 765 | 7694 | Rate Constraint in MTons | FALSE | L | Annual | Emissions at Affected Plants NOX | Thousand Tons | 3.1488 | 0 | 0 | 0 | 0 | 0 | 0 | 0
UT Bonanza - NOX Cap Annual v6.20 | 765 | 7694 | Rate Constraint in MTons | FALSE | L | Annual | Allowances Purchased NOX | Thousand Tons | 0 | 0 | 0 | 0 | 0 | 0 | 0 | 0
UT Bonanza - NOX Cap Annual v6.20 | 765 | 7694 | Rate Constraint in MTons | FALSE | L | Annual | Allowances Sold NOX | Thousand Tons | 0 | 0 | 0 | 0 | 0 | 0 | 0 | 0
UT Bonanza - NOX Cap Annual v6.20 | 765 | 7694 | Rate Constraint in MTons | FALSE | L | Annual | Allowances Banked | Thousand Tons | 0 | 0 | 0 | 0 | 0 | 0 | 0 | 0
UT Bonanza - NOX Cap Annual v6.20 | 765 | 7694 | Rate Constraint in MTons | FALSE | L | Annual | Allowances Withdrawn (1:1) | Thousand Tons | 0 | 0 | 0 | 0 | 0 | 0 | 0 | 0
UT Bonanza - NOX Cap Annual v6.20 | 765 | 7694 | Rate Constraint in MTons | FALSE | L | Annual | Allowances Withdrawn (n:1) | Thousand Tons | 0 | 0 | 0 | 0 | 0 | 0 | 0 | 0
UT Bonanza - NOX Cap Annual v6.20 | 765 | 7694 | Rate Constraint in MTons | FALSE | L | Annual | Net Emissions Allowance Position | Thousand Tons | 3.1488 | 0 | 0 | 0 | 0 | 0 | 0 | 0
UT Bonanza - NOX Cap Annual v6.20 | 765 | 7694 | Rate Constraint in MTons | FALSE | L | Annual | Fuel Consumed | TBtu | 31.6936 | 0 | 0 | 0 | 0 | 0 | 0 | 0
UT Bonanza - NOX Cap Annual v6.20 | 765 | 7694 | Rate Constraint in MTons | FALSE | L | Annual | Rate | lb/MMBtu | 0.1987 | 0 | 0 | 0 | 0 | 0 | 0 | 0
UT Bonanza - NOX Cap Annual v6.20 | 765 | 7694 | Rate Constraint in MTons | FALSE | L | Annual | Generation | TWh | 3.1748 | 0 | 0 | 0 | 0 | 0 | 0 | 0
UT Bonanza - NOX Cap Annual v6.20 | 765 | 7694 | Rate Constraint in MTons | FALSE | L | Annual | Qualifying Generation | TWh | 3.1748 | 0 | 0 | 0 | 0 | 0 | 0 | 0
UT Bonanza - NOX Cap Annual v6.20 | 765 | 7694 | Rate Constraint in MTons | FALSE | L | Annual | Rate | lb/MWh | 1.9836 | 0 | 0 | 0 | 0 | 0 | 0 | 0
UT Bonanza - NOX Cap Annual v6.20 | 765 | 7694 | Rate Constraint in MTons | FALSE | L | Annual | Constraint Shadow Price | US2019$/Ton | 0 | 0 | 0 | 0 | 0 | 0 | 0 | 0
UT Hg Rule - MER Removal Annual v.4.10 | 766 | 7363 | MACT Fuel Choice Floor in lbs/MMBtu | FALSE | L | Annual | Seasons Included | Seasons | Winter, WintShld, Summer | Winter, WintShld, Summer | Winter, WintShld, Summer | Winter, WintShld, Summer | Winter, WintShld, Summer | Winter, WintShld, Summer | Winter, WintShld, Summer | Winter, WintShld, Summer
UT Hg Rule - MER Removal Annual v.4.10 | 766 | 7363 | MACT Fuel Choice Floor in lbs/MMBtu | FALSE | L | Annual | Emission Floor | lbs/MMBtu | 6.5e-07 | 6.5e-07 | 6.5e-07 | 6.5e-07 | 6.5e-07 | 6.5e-07 | 6.5e-07 | 6.5e-07
UT Hg Rule - MER Removal Annual v.4.10 | 766 | 7363 | MACT Fuel Choice Floor in lbs/MMBtu | FALSE | L | Annual | Emissions at Affected Plants MER | lbs | 121.6668 | 77.3102 | 68.4411 | 68.723 | 76.5665 | 44.3174 | 2.1514 | 2.4816
UT Hg Rule - MER Removal Annual v.4.10 | 766 | 7363 | MACT Fuel Choice Floor in lbs/MMBtu | FALSE | L | Annual | Allowances Purchased MER | lbs | 0 | 0 | 0 | 0 | 0 | 0 | 0 | 0
UT Hg Rule - MER Removal Annual v.4.10 | 766 | 7363 | MACT Fuel Choice Floor in lbs/MMBtu | FALSE | L | Annual | Allowances Sold MER | lbs | 0 | 0 | 0 | 0 | 0 | 0 | 0 | 0
UT Hg Rule - MER Removal Annual v.4.10 | 766 | 7363 | MACT Fuel Choice Floor in lbs/MMBtu | FALSE | L | Annual | Allowances Banked | lbs | 0 | 0 | 0 | 0 | 0 | 0 | 0 | 0
UT Hg Rule - MER Removal Annual v.4.10 | 766 | 7363 | MACT Fuel Choice Floor in lbs/MMBtu | FALSE | L | Annual | Allowances Withdrawn (1:1) | lbs | 0 | 0 | 0 | 0 | 0 | 0 | 0 | 0
UT Hg Rule - MER Removal Annual v.4.10 | 766 | 7363 | MACT Fuel Choice Floor in lbs/MMBtu | FALSE | L | Annual | Allowances Withdrawn (n:1) | lbs | 0 | 0 | 0 | 0 | 0 | 0 | 0 | 0
UT Hg Rule - MER Removal Annual v.4.10 | 766 | 7363 | MACT Fuel Choice Floor in lbs/MMBtu | FALSE | L | Annual | Net Emissions Allowance Position | lbs | 121.6668 | 77.3102 | 68.4411 | 68.723 | 76.5665 | 44.3174 | 2.1514 | 2.4816
UT Hg Rule - MER Removal Annual v.4.10 | 766 | 7363 | MACT Fuel Choice Floor in lbs/MMBtu | FALSE | L | Annual | Fuel Consumed | TBtu | 320.6287 | 166.0097 | 145.7168 | 146.6123 | 164.6286 | 100.4723 | 3.9951 | 4.6083
UT Hg Rule - MER Removal Annual v.4.10 | 766 | 7363 | MACT Fuel Choice Floor in lbs/MMBtu | FALSE | L | Annual | Rate | lb/MMBtu | 3.7946e-07 | 4.657e-07 | 4.6969e-07 | 4.6874e-07 | 4.6509e-07 | 4.4109e-07 | 5.385e-07 | 5.385e-07
UT Hg Rule - MER Removal Annual v.4.10 | 766 | 7363 | MACT Fuel Choice Floor in lbs/MMBtu | FALSE | L | Annual | Generation | TWh | 31.4834 | 16.0212 | 14.0573 | 14.161 | 15.9088 | 9.706 | 0.32523 | 0.37514
UT Hg Rule - MER Removal Annual v.4.10 | 766 | 7363 | MACT Fuel Choice Floor in lbs/MMBtu | FALSE | L | Annual | Qualifying Generation | TWh | 31.4834 | 16.0212 | 14.0573 | 14.161 | 15.9088 | 9.706 | 0.32523 | 0.37514
UT Hg Rule - MER Removal Annual v.4.10 | 766 | 7363 | MACT Fuel Choice Floor in lbs/MMBtu | FALSE | L | Annual | Constraint Shadow Price | US2019$/Lb | 0 | 0 | 0 | 0 | 0 | 0 | 0 | 0
Virginia City Hybrid Unit 1 SO2 Rate v6.20 | 767 | 7664 | Rate Constraint in lbs/MMBtu | FALSE | L | Annual | Seasons Included | Seasons | Winter, WintShld, Summer | Winter, WintShld, Summer | Winter, WintShld, Summer | Winter, WintShld, Summer | Winter, WintShld, Summer | Winter, WintShld, Summer | Winter, WintShld, Summer | Winter, WintShld, Summer
Virginia City Hybrid Unit 1 SO2 Rate v6.20 | 767 | 7664 | Rate Constraint in lbs/MMBtu | FALSE | L | Annual | Standard SO2 | lb/MMBtu | 0.022 | 0.022 | 0.022 | 0.022 | 0.022 | 0.022 | 0.022 | 0.022
Virginia City Hybrid Unit 1 SO2 Rate v6.20 | 767 | 7664 | Rate Constraint in lbs/MMBtu | FALSE | L | Annual | Emissions at Affected Plants SO2 | Thousand Tons | 0.12456 | 0.080083 | 0.044497 | 0.044497 | 0.044497 | 0.091589 | 0.038653 | 0
Virginia City Hybrid Unit 1 SO2 Rate v6.20 | 767 | 7664 | Rate Constraint in lbs/MMBtu | FALSE | L | Annual | Allowances Purchased SO2 | Thousand Tons | 0 | 0 | 0 | 0 | 0 | 0 | 0 | 0
Virginia City Hybrid Unit 1 SO2 Rate v6.20 | 767 | 7664 | Rate Constraint in lbs/MMBtu | FALSE | L | Annual | Allowances Sold SO2 | Thousand Tons | 0 | 0 | 0 | 0 | 0 | 0 | 0 | 0
Virginia City Hybrid Unit 1 SO2 Rate v6.20 | 767 | 7664 | Rate Constraint in lbs/MMBtu | FALSE | L | Annual | Allowances Banked | Thousand Tons | 0 | 0 | 0 | 0 | 0 | 0 | 0 | 0
Virginia City Hybrid Unit 1 SO2 Rate v6.20 | 767 | 7664 | Rate Constraint in lbs/MMBtu | FALSE | L | Annual | Allowances Withdrawn (1:1) | Thousand Tons | 0 | 0 | 0 | 0 | 0 | 0 | 0 | 0
Virginia City Hybrid Unit 1 SO2 Rate v6.20 | 767 | 7664 | Rate Constraint in lbs/MMBtu | FALSE | L | Annual | Allowances Withdrawn (n:1) | Thousand Tons | 0 | 0 | 0 | 0 | 0 | 0 | 0 | 0
Virginia City Hybrid Unit 1 SO2 Rate v6.20 | 767 | 7664 | Rate Constraint in lbs/MMBtu | FALSE | L | Annual | Net Emissions Allowance Position | Thousand Tons | 0.12456 | 0.080083 | 0.044497 | 0.044497 | 0.044497 | 0.091589 | 0.038653 | 0
Virginia City Hybrid Unit 1 SO2 Rate v6.20 | 767 | 7664 | Rate Constraint in lbs/MMBtu | FALSE | L | Annual | Fuel Consumed | TBtu | 13.8402 | 8.8981 | 4.9441 | 4.9441 | 4.9441 | 10.1765 | 4.2947 | 0
Virginia City Hybrid Unit 1 SO2 Rate v6.20 | 767 | 7664 | Rate Constraint in lbs/MMBtu | FALSE | L | Annual | Rate | lb/MMBtu | 0.018 | 0.018 | 0.018 | 0.018 | 0.018 | 0.018 | 0.018 | 0
Virginia City Hybrid Unit 1 SO2 Rate v6.20 | 767 | 7664 | Rate Constraint in lbs/MMBtu | FALSE | L | Annual | Generation | TWh | 1.392 | 0.89491 | 0.49724 | 0.49724 | 0.49724 | 1.0235 | 0.43194 | 0
Virginia City Hybrid Unit 1 SO2 Rate v6.20 | 767 | 7664 | Rate Constraint in lbs/MMBtu | FALSE | L | Annual | Qualifying Generation | TWh | 1.392 | 0.89491 | 0.49724 | 0.49724 | 0.49724 | 1.0235 | 0.43194 | 0
Virginia City Hybrid Unit 1 SO2 Rate v6.20 | 767 | 7664 | Rate Constraint in lbs/MMBtu | FALSE | L | Annual | Rate | lb/MWh | 0.17897 | 0.17897 | 0.17897 | 0.17897 | 0.17897 | 0.17897 | 0.17897 | 0
Virginia City Hybrid Unit 1 SO2 Rate v6.20 | 767 | 7664 | Rate Constraint in lbs/MMBtu | FALSE | L | Annual | Constraint Shadow Price | US2019$/Ton | 0 | 0 | 0 | 0 | 0 | 0 | 0 | 0
Virginia City Hybrid Unit 2 SO2 Rate v6.20 | 768 | 7665 | Rate Constraint in lbs/MMBtu | FALSE | L | Annual | Seasons Included | Seasons | Winter, WintShld, Summer | Winter, WintShld, Summer | Winter, WintShld, Summer | Winter, WintShld, Summer | Winter, WintShld, Summer | Winter, WintShld, Summer | Winter, WintShld, Summer | Winter, WintShld, Summer
Virginia City Hybrid Unit 2 SO2 Rate v6.20 | 768 | 7665 | Rate Constraint in lbs/MMBtu | FALSE | L | Annual | Standard SO2 | lb/MMBtu | 0.022 | 0.022 | 0.022 | 0.022 | 0.022 | 0.022 | 0.022 | 0.022
Virginia City Hybrid Unit 2 SO2 Rate v6.20 | 768 | 7665 | Rate Constraint in lbs/MMBtu | FALSE | L | Annual | Emissions at Affected Plants SO2 | Thousand Tons | 0.088239 | 0.038465 | 0.038465 | 0.038465 | 0.038465 | 0.079174 | 0.033413 | 0
Virginia City Hybrid Unit 2 SO2 Rate v6.20 | 768 | 7665 | Rate Constraint in lbs/MMBtu | FALSE | L | Annual | Allowances Purchased SO2 | Thousand Tons | 0 | 0 | 0 | 0 | 0 | 0 | 0 | 0
Virginia City Hybrid Unit 2 SO2 Rate v6.20 | 768 | 7665 | Rate Constraint in lbs/MMBtu | FALSE | L | Annual | Allowances Sold SO2 | Thousand Tons | 0 | 0 | 0 | 0 | 0 | 0 | 0 | 0
Virginia City Hybrid Unit 2 SO2 Rate v6.20 | 768 | 7665 | Rate Constraint in lbs/MMBtu | FALSE | L | Annual | Allowances Banked | Thousand Tons | 0 | 0 | 0 | 0 | 0 | 0 | 0 | 0
Virginia City Hybrid Unit 2 SO2 Rate v6.20 | 768 | 7665 | Rate Constraint in lbs/MMBtu | FALSE | L | Annual | Allowances Withdrawn (1:1) | Thousand Tons | 0 | 0 | 0 | 0 | 0 | 0 | 0 | 0
Virginia City Hybrid Unit 2 SO2 Rate v6.20 | 768 | 7665 | Rate Constraint in lbs/MMBtu | FALSE | L | Annual | Allowances Withdrawn (n:1) | Thousand Tons | 0 | 0 | 0 | 0 | 0 | 0 | 0 | 0
Virginia City Hybrid Unit 2 SO2 Rate v6.20 | 768 | 7665 | Rate Constraint in lbs/MMBtu | FALSE | L | Annual | Net Emissions Allowance Position | Thousand Tons | 0.088239 | 0.038465 | 0.038465 | 0.038465 | 0.038465 | 0.079174 | 0.033413 | 0
Virginia City Hybrid Unit 2 SO2 Rate v6.20 | 768 | 7665 | Rate Constraint in lbs/MMBtu | FALSE | L | Annual | Fuel Consumed | TBtu | 11.3418 | 4.9441 | 4.9441 | 4.9441 | 4.9441 | 10.1765 | 4.2947 | 0
Virginia City Hybrid Unit 2 SO2 Rate v6.20 | 768 | 7665 | Rate Constraint in lbs/MMBtu | FALSE | L | Annual | Rate | lb/MMBtu | 0.01556 | 0.01556 | 0.01556 | 0.01556 | 0.01556 | 0.01556 | 0.01556 | 0
Virginia City Hybrid Unit 2 SO2 Rate v6.20 | 768 | 7665 | Rate Constraint in lbs/MMBtu | FALSE | L | Annual | Generation | TWh | 1.1407 | 0.49724 | 0.49724 | 0.49724 | 0.49724 | 1.0235 | 0.43194 | 0
Virginia City Hybrid Unit 2 SO2 Rate v6.20 | 768 | 7665 | Rate Constraint in lbs/MMBtu | FALSE | L | Annual | Qualifying Generation | TWh | 1.1407 | 0.49724 | 0.49724 | 0.49724 | 0.49724 | 1.0235 | 0.43194 | 0
Virginia City Hybrid Unit 2 SO2 Rate v6.20 | 768 | 7665 | Rate Constraint in lbs/MMBtu | FALSE | L | Annual | Rate | lb/MWh | 0.15471 | 0.15471 | 0.15471 | 0.15471 | 0.15471 | 0.15471 | 0.15471 | 0
Virginia City Hybrid Unit 2 SO2 Rate v6.20 | 768 | 7665 | Rate Constraint in lbs/MMBtu | FALSE | L | Annual | Constraint Shadow Price | US2019$/Ton | 0 | 0 | 0 | 0 | 0 | 0 | 0 | 0
WA - CO2 Penalty Annual v5.13 | 769 | 7357 | Rate Constraint in MTons | FALSE | L | Annual | Seasons Included | Seasons | Winter, WintShld, Summer | Winter, WintShld, Summer | Winter, WintShld, Summer | Winter, WintShld, Summer | Winter, WintShld, Summer | Winter, WintShld, Summer | Winter, WintShld, Summer | Winter, WintShld, Summer
WA - CO2 Penalty Annual v5.13 | 769 | 7357 | Rate Constraint in MTons | FALSE | L | Annual | Standard CO2 | Thousand Tons | 0 | 0 | 0 | 0 | 0 | 0 | 0 | 0
WA - CO2 Penalty Annual v5.13 | 769 | 7357 | Rate Constraint in MTons | FALSE | L | Annual | Emissions at Affected Plants CO2 | Thousand Tons | 0 | 0 | 0 | 0 | 0 | 0 | 0 | 0
WA - CO2 Penalty Annual v5.13 | 769 | 7357 | Rate Constraint in MTons | FALSE | L | Annual | Allowances Purchased CO2 | Thousand Tons | 0 | 0 | 0 | 0 | 0 | 0 | 0 | 0
WA - CO2 Penalty Annual v5.13 | 769 | 7357 | Rate Constraint in MTons | FALSE | L | Annual | Allowances Sold CO2 | Thousand Tons | 0 | 0 | 0 | 0 | 0 | 0 | 0 | 0
WA - CO2 Penalty Annual v5.13 | 769 | 7357 | Rate Constraint in MTons | FALSE | L | Annual | Allowances Banked | Thousand Tons | 0 | 0 | 0 | 0 | 0 | 0 | 0 | 0
WA - CO2 Penalty Annual v5.13 | 769 | 7357 | Rate Constraint in MTons | FALSE | L | Annual | Allowances Withdrawn (1:1) | Thousand Tons | 0 | 0 | 0 | 0 | 0 | 0 | 0 | 0
WA - CO2 Penalty Annual v5.13 | 769 | 7357 | Rate Constraint in MTons | FALSE | L | Annual | Allowances Withdrawn (n:1) | Thousand Tons | 0 | 0 | 0 | 0 | 0 | 0 | 0 | 0
WA - CO2 Penalty Annual v5.13 | 769 | 7357 | Rate Constraint in MTons | FALSE | L | Annual | Net Emissions Allowance Position | Thousand Tons | 0 | 0 | 0 | 0 | 0 | 0 | 0 | 0
WA - CO2 Penalty Annual v5.13 | 769 | 7357 | Rate Constraint in MTons | FALSE | L | Annual | Fuel Consumed | TBtu | 0 | 0 | 0 | 0 | 0 | 0 | 0 | 0
WA - CO2 Penalty Annual v5.13 | 769 | 7357 | Rate Constraint in MTons | FALSE | L | Annual | Rate | lb/MMBtu | 0 | 0 | 0 | 0 | 0 | 0 | 0 | 0
WA - CO2 Penalty Annual v5.13 | 769 | 7357 | Rate Constraint in MTons | FALSE | L | Annual | Generation | TWh | 0 | 0 | 0 | 0 | 0 | 0 | 0 | 0
WA - CO2 Penalty Annual v5.13 | 769 | 7357 | Rate Constraint in MTons | FALSE | L | Annual | Qualifying Generation | TWh | 0 | 0 | 0 | 0 | 0 | 0 | 0 | 0
WA - CO2 Penalty Annual v5.13 | 769 | 7357 | Rate Constraint in MTons | FALSE | L | Annual | Rate | lb/MWh | 0 | 0 | 0 | 0 | 0 | 0 | 0 | 0
WA - CO2 Penalty Annual v5.13 | 769 | 7357 | Rate Constraint in MTons | FALSE | L | Annual | Constraint Shadow Price | US2019$/Ton | 1.933 | 1.9327 | 1.9326 | 1.9332 | 1.9326 | 1.9328 | 1.9327 | 1.9326
WA - CO2 Rate Limit (New Advanced Coal with CCS) | 770 | 7364 | Rate Constraint in lbs/MWh | FALSE | L | Annual | Seasons Included | Seasons | Winter, WintShld, Summer | Winter, WintShld, Summer | Winter, WintShld, Summer | Winter, WintShld, Summer | Winter, WintShld, Summer | Winter, WintShld, Summer | Winter, WintShld, Summer | Winter, WintShld, Summer
WA - CO2 Rate Limit (New Advanced Coal with CCS) | 770 | 7364 | Rate Constraint in lbs/MWh | FALSE | L | Annual | Standard CO2 | lb/MWh | 970 | 970 | 970 | 970 | 970 | 970 | 970 | 970
WA - CO2 Rate Limit (New Advanced Coal with CCS) | 770 | 7364 | Rate Constraint in lbs/MWh | FALSE | L | Annual | Emissions at Affected Plants CO2 | Thousand Tons | 0 | 0 | 0 | 0 | 0 | 0 | 0 | 0
WA - CO2 Rate Limit (New Advanced Coal with CCS) | 770 | 7364 | Rate Constraint in lbs/MWh | FALSE | L | Annual | Allowances Purchased CO2 | Thousand Tons | 0 | 0 | 0 | 0 | 0 | 0 | 0 | 0
WA - CO2 Rate Limit (New Advanced Coal with CCS) | 770 | 7364 | Rate Constraint in lbs/MWh | FALSE | L | Annual | Allowances Sold CO2 | Thousand Tons | 0 | 0 | 0 | 0 | 0 | 0 | 0 | 0
WA - CO2 Rate Limit (New Advanced Coal with CCS) | 770 | 7364 | Rate Constraint in lbs/MWh | FALSE | L | Annual | Allowances Banked | Thousand Tons | 0 | 0 | 0 | 0 | 0 | 0 | 0 | 0
WA - CO2 Rate Limit (New Advanced Coal with CCS) | 770 | 7364 | Rate Constraint in lbs/MWh | FALSE | L | Annual | Allowances Withdrawn (1:1) | Thousand Tons | 0 | 0 | 0 | 0 | 0 | 0 | 0 | 0
WA - CO2 Rate Limit (New Advanced Coal with CCS) | 770 | 7364 | Rate Constraint in lbs/MWh | FALSE | L | Annual | Allowances Withdrawn (n:1) | Thousand Tons | 0 | 0 | 0 | 0 | 0 | 0 | 0 | 0
WA - CO2 Rate Limit (New Advanced Coal with CCS) | 770 | 7364 | Rate Constraint in lbs/MWh | FALSE | L | Annual | Net Emissions Allowance Position | Thousand Tons | 0 | 0 | 0 | 0 | 0 | 0 | 0 | 0
WA - CO2 Rate Limit (New Advanced Coal with CCS) | 770 | 7364 | Rate Constraint in lbs/MWh | FALSE | L | Annual | Fuel Consumed | TBtu | 0 | 0 | 0 | 0 | 0 | 0 | 0 | 0
WA - CO2 Rate Limit (New Advanced Coal with CCS) | 770 | 7364 | Rate Constraint in lbs/MWh | FALSE | L | Annual | Rate | lb/MMBtu | 0 | 0 | 0 | 0 | 0 | 0 | 0 | 0
WA - CO2 Rate Limit (New Advanced Coal with CCS) | 770 | 7364 | Rate Constraint in lbs/MWh | FALSE | L | Annual | Generation | TWh | 0 | 0 | 0 | 0 | 0 | 0 | 0 | 0
WA - CO2 Rate Limit (New Advanced Coal with CCS) | 770 | 7364 | Rate Constraint in lbs/MWh | FALSE | L | Annual | Qualifying Generation | TWh | 0 | 0 | 0 | 0 | 0 | 0 | 0 | 0
WA - CO2 Rate Limit (New Advanced Coal with CCS) | 770 | 7364 | Rate Constraint in lbs/MWh | FALSE | L | Annual | Constraint Shadow Price | US2019$/Ton | 0 | 0 | 0 | 0 | 0 | 0 | 0 | 0
WI CC NGas NOx Annual Rate v3.1 | 771 | 7368 | Rate Constraint in lbs/MMBtu | FALSE | L | Annual | Seasons Included | Seasons | Winter, WintShld, Summer | Winter, WintShld, Summer | Winter, WintShld, Summer | Winter, WintShld, Summer | Winter, WintShld, Summer | Winter, WintShld, Summer | Winter, WintShld, Summer | Winter, WintShld, Summer
WI CC NGas NOx Annual Rate v3.1 | 771 | 7368 | Rate Constraint in lbs/MMBtu | FALSE | L | Annual | Standard NOX | lb/MMBtu | 0.04 | 0.04 | 0.04 | 0.04 | 0.04 | 0.04 | 0.04 | 0.04
WI CC NGas NOx Annual Rate v3.1 | 771 | 7368 | Rate Constraint in lbs/MMBtu | FALSE | L | Annual | Emissions at Affected Plants NOX | Thousand Tons | 0.062734 | 0.17228 | 0.28563 | 0.28472 | 0.28664 | 0.2837 | 0.26528 | 0.23074
WI CC NGas NOx Annual Rate v3.1 | 771 | 7368 | Rate Constraint in lbs/MMBtu | FALSE | L | Annual | Allowances Purchased NOX | Thousand Tons | 0 | 0 | 0 | 0 | 0 | 0 | 0 | 0
WI CC NGas NOx Annual Rate v3.1 | 771 | 7368 | Rate Constraint in lbs/MMBtu | FALSE | L | Annual | Allowances Sold NOX | Thousand Tons | 0 | 0 | 0 | 0 | 0 | 0 | 0 | 0
WI CC NGas NOx Annual Rate v3.1 | 771 | 7368 | Rate Constraint in lbs/MMBtu | FALSE | L | Annual | Allowances Banked | Thousand Tons | 0 | 0 | 0 | 0 | 0 | 0 | 0 | 0
WI CC NGas NOx Annual Rate v3.1 | 771 | 7368 | Rate Constraint in lbs/MMBtu | FALSE | L | Annual | Allowances Withdrawn (1:1) | Thousand Tons | 0 | 0 | 0 | 0 | 0 | 0 | 0 | 0
WI CC NGas NOx Annual Rate v3.1 | 771 | 7368 | Rate Constraint in lbs/MMBtu | FALSE | L | Annual | Allowances Withdrawn (n:1) | Thousand Tons | 0 | 0 | 0 | 0 | 0 | 0 | 0 | 0
WI CC NGas NOx Annual Rate v3.1 | 771 | 7368 | Rate Constraint in lbs/MMBtu | FALSE | L | Annual | Net Emissions Allowance Position | Thousand Tons | 0.062734 | 0.17228 | 0.28563 | 0.28472 | 0.28664 | 0.2837 | 0.26528 | 0.23074
WI CC NGas NOx Annual Rate v3.1 | 771 | 7368 | Rate Constraint in lbs/MMBtu | FALSE | L | Annual | Fuel Consumed | TBtu | 12.9632 | 35.6005 | 59.0232 | 58.8352 | 59.2306 | 58.6239 | 54.818 | 47.6804
WI CC NGas NOx Annual Rate v3.1 | 771 | 7368 | Rate Constraint in lbs/MMBtu | FALSE | L | Annual | Rate | lb/MMBtu | 0.0096787 | 0.0096787 | 0.0096787 | 0.0096787 | 0.0096787 | 0.0096787 | 0.0096787 | 0.0096787
WI CC NGas NOx Annual Rate v3.1 | 771 | 7368 | Rate Constraint in lbs/MMBtu | FALSE | L | Annual | Generation | TWh | 1.8388 | 5.0497 | 8.3721 | 8.3454 | 8.4015 | 8.3154 | 7.7756 | 6.7632
WI CC NGas NOx Annual Rate v3.1 | 771 | 7368 | Rate Constraint in lbs/MMBtu | FALSE | L | Annual | Qualifying Generation | TWh | 1.8388 | 5.0497 | 8.3721 | 8.3454 | 8.4015 | 8.3154 | 7.7756 | 6.7632
WI CC NGas NOx Annual Rate v3.1 | 771 | 7368 | Rate Constraint in lbs/MMBtu | FALSE | L | Annual | Rate | lb/MWh | 0.068235 | 0.068235 | 0.068235 | 0.068235 | 0.068235 | 0.068235 | 0.068235 | 0.068235
WI CC NGas NOx Annual Rate v3.1 | 771 | 7368 | Rate Constraint in lbs/MMBtu | FALSE | L | Annual | Constraint Shadow Price | US2019$/Ton | 0 | 0 | 0 | 0 | 0 | 0 | 0 | 0
WI CoalUnits1 NOx Annual Rate v3.1 | 772 | 7365 | Rate Constraint in lbs/MMBtu | FALSE | L | Annual | Seasons Included | Seasons | Winter, WintShld, Summer | Winter, WintShld, Summer | Winter, WintShld, Summer | Winter, WintShld, Summer | Winter, WintShld, Summer | Winter, WintShld, Summer | Winter, WintShld, Summer | Winter, WintShld, Summer
WI CoalUnits1 NOx Annual Rate v3.1 | 772 | 7365 | Rate Constraint in lbs/MMBtu | FALSE | L | Annual | Standard NOX | lb/MMBtu | 0.1 | 0.1 | 0.1 | 0.1 | 0.1 | 0.1 | 0.1 | 0.1
WI CoalUnits1 NOx Annual Rate v3.1 | 772 | 7365 | Rate Constraint in lbs/MMBtu | FALSE | L | Annual | Emissions at Affected Plants NOX | Thousand Tons | 5.5001 | 2.7064 | 2.2361 | 2.3083 | 0 | 0 | 0 | 0
WI CoalUnits1 NOx Annual Rate v3.1 | 772 | 7365 | Rate Constraint in lbs/MMBtu | FALSE | L | Annual | Allowances Purchased NOX | Thousand Tons | 0 | 0 | 0 | 0 | 0 | 0 | 0 | 0
WI CoalUnits1 NOx Annual Rate v3.1 | 772 | 7365 | Rate Constraint in lbs/MMBtu | FALSE | L | Annual | Allowances Sold NOX | Thousand Tons | 0 | 0 | 0 | 0 | 0 | 0 | 0 | 0
WI CoalUnits1 NOx Annual Rate v3.1 | 772 | 7365 | Rate Constraint in lbs/MMBtu | FALSE | L | Annual | Allowances Banked | Thousand Tons | 0 | 0 | 0 | 0 | 0 | 0 | 0 | 0
WI CoalUnits1 NOx Annual Rate v3.1 | 772 | 7365 | Rate Constraint in lbs/MMBtu | FALSE | L | Annual | Allowances Withdrawn (1:1) | Thousand Tons | 0 | 0 | 0 | 0 | 0 | 0 | 0 | 0
WI CoalUnits1 NOx Annual Rate v3.1 | 772 | 7365 | Rate Constraint in lbs/MMBtu | FALSE | L | Annual | Allowances Withdrawn (n:1) | Thousand Tons | 0 | 0 | 0 | 0 | 0 | 0 | 0 | 0
WI CoalUnits1 NOx Annual Rate v3.1 | 772 | 7365 | Rate Constraint in lbs/MMBtu | FALSE | L | Annual | Net Emissions Allowance Position | Thousand Tons | 5.5001 | 2.7064 | 2.2361 | 2.3083 | 0 | 0 | 0 | 0
WI CoalUnits1 NOx Annual Rate v3.1 | 772 | 7365 | Rate Constraint in lbs/MMBtu | FALSE | L | Annual | Fuel Consumed | TBtu | 181.5246 | 86.175 | 71.1989 | 73.5185 | 0 | 0 | 0 | 0
WI CoalUnits1 NOx Annual Rate v3.1 | 772 | 7365 | Rate Constraint in lbs/MMBtu | FALSE | L | Annual | Rate | lb/MMBtu | 0.060599 | 0.062812 | 0.062812 | 0.062795 | 0 | 0 | 0 | 0
WI CoalUnits1 NOx Annual Rate v3.1 | 772 | 7365 | Rate Constraint in lbs/MMBtu | FALSE | L | Annual | Generation | TWh | 18.1276 | 8.9575 | 7.4008 | 7.6429 | 0 | 0 | 0 | 0
WI CoalUnits1 NOx Annual Rate v3.1 | 772 | 7365 | Rate Constraint in lbs/MMBtu | FALSE | L | Annual | Qualifying Generation | TWh | 18.1276 | 8.9575 | 7.4008 | 7.6429 | 0 | 0 | 0 | 0
WI CoalUnits1 NOx Annual Rate v3.1 | 772 | 7365 | Rate Constraint in lbs/MMBtu | FALSE | L | Annual | Rate | lb/MWh | 0.60682 | 0.60428 | 0.60428 | 0.60403 | 0 | 0 | 0 | 0
WI CoalUnits1 NOx Annual Rate v3.1 | 772 | 7365 | Rate Constraint in lbs/MMBtu | FALSE | L | Annual | Constraint Shadow Price | US2019$/Ton | 0 | 0 | 0 | 0 | 0 | 0 | 0 | 0
WI CT DFO NOx Annual Rate v3.1 | 773 | 7367 | Rate Constraint in lbs/MMBtu | FALSE | L | Annual | Seasons Included | Seasons | Winter, WintShld, Summer | Winter, WintShld, Summer | Winter, WintShld, Summer | Winter, WintShld, Summer | Winter, WintShld, Summer | Winter, WintShld, Summer | Winter, WintShld, Summer | Winter, WintShld, Summer
WI CT DFO NOx Annual Rate v3.1 | 773 | 7367 | Rate Constraint in lbs/MMBtu | FALSE | L | Annual | Standard NOX | lb/MMBtu | 0.41 | 0.41 | 0.41 | 0.41 | 0.41 | 0.41 | 0.41 | 0.41
WI CT DFO NOx Annual Rate v3.1 | 773 | 7367 | Rate Constraint in lbs/MMBtu | FALSE | L | Annual | Emissions at Affected Plants NOX | Thousand Tons | 0.00070415 | 0.0021124 | 0.043665 | 0.063949 | 0.1027 | 0.11983 | 0.14982 | 0.10314
WI CT DFO NOx Annual Rate v3.1 | 773 | 7367 | Rate Constraint in lbs/MMBtu | FALSE | L | Annual | Allowances Purchased NOX | Thousand Tons | 0 | 0 | 0 | 0 | 0 | 0 | 0 | 0
WI CT DFO NOx Annual Rate v3.1 | 773 | 7367 | Rate Constraint in lbs/MMBtu | FALSE | L | Annual | Allowances Sold NOX | Thousand Tons | 0 | 0 | 0 | 0 | 0 | 0 | 0 | 0
WI CT DFO NOx Annual Rate v3.1 | 773 | 7367 | Rate Constraint in lbs/MMBtu | FALSE | L | Annual | Allowances Banked | Thousand Tons | 0 | 0 | 0 | 0 | 0 | 0 | 0 | 0
WI CT DFO NOx Annual Rate v3.1 | 773 | 7367 | Rate Constraint in lbs/MMBtu | FALSE | L | Annual | Allowances Withdrawn (1:1) | Thousand Tons | 0 | 0 | 0 | 0 | 0 | 0 | 0 | 0
WI CT DFO NOx Annual Rate v3.1 | 773 | 7367 | Rate Constraint in lbs/MMBtu | FALSE | L | Annual | Allowances Withdrawn (n:1) | Thousand Tons | 0 | 0 | 0 | 0 | 0 | 0 | 0 | 0
WI CT DFO NOx Annual Rate v3.1 | 773 | 7367 | Rate Constraint in lbs/MMBtu | FALSE | L | Annual | Net Emissions Allowance Position | Thousand Tons | 0.00070415 | 0.0021124 | 0.043665 | 0.063949 | 0.1027 | 0.11983 | 0.14982 | 0.10314
WI CT DFO NOx Annual Rate v3.1 | 773 | 7367 | Rate Constraint in lbs/MMBtu | FALSE | L | Annual | Fuel Consumed | TBtu | 0.12803 | 0.38408 | 7.9391 | 11.627 | 18.6718 | 21.7876 | 27.2396 | 18.7521
WI CT DFO NOx Annual Rate v3.1 | 773 | 7367 | Rate Constraint in lbs/MMBtu | FALSE | L | Annual | Rate | lb/MMBtu | 0.011 | 0.011 | 0.011 | 0.011 | 0.011 | 0.011 | 0.011 | 0.011
WI CT DFO NOx Annual Rate v3.1 | 773 | 7367 | Rate Constraint in lbs/MMBtu | FALSE | L | Annual | Generation | TWh | 0.012925 | 0.038776 | 1.136 | 1.4986 | 2.3047 | 2.5816 | 2.874 | 1.9826
WI CT DFO NOx Annual Rate v3.1 | 773 | 7367 | Rate Constraint in lbs/MMBtu | FALSE | L | Annual | Qualifying Generation | TWh | 0.012925 | 0.038776 | 0.80153 | 1.1739 | 1.8851 | 2.1997 | 2.7501 | 1.8932
WI CT DFO NOx Annual Rate v3.1 | 773 | 7367 | Rate Constraint in lbs/MMBtu | FALSE | L | Annual | Rate | lb/MWh | 0.10895 | 0.10895 | 0.10895 | 0.10895 | 0.10895 | 0.10895 | 0.10895 | 0.10895
WI CT DFO NOx Annual Rate v3.1 | 773 | 7367 | Rate Constraint in lbs/MMBtu | FALSE | L | Annual | Constraint Shadow Price | US2019$/Ton | 0 | 0 | 0 | 0 | 0 | 0 | 0 | 0
WI CT NGas NOx Annual Rate v3.1 | 774 | 7366 | Rate Constraint in lbs/MMBtu | FALSE | L | Annual | Seasons Included | Seasons | Winter, WintShld, Summer | Winter, WintShld, Summer | Winter, WintShld, Summer | Winter, WintShld, Summer | Winter, WintShld, Summer | Winter, WintShld, Summer | Winter, WintShld, Summer | Winter, WintShld, Summer
WI CT NGas NOx Annual Rate v3.1 | 774 | 7366 | Rate Constraint in lbs/MMBtu | FALSE | L | Annual | Standard NOX | lb/MMBtu | 0.11 | 0.11 | 0.11 | 0.11 | 0.11 | 0.11 | 0.11 | 0.11
WI CT NGas NOx Annual Rate v3.1 | 774 | 7366 | Rate Constraint in lbs/MMBtu | FALSE | L | Annual | Emissions at Affected Plants NOX | Thousand Tons | 0.002233 | 0.0061579 | 0.048055 | 0.066735 | 0.10777 | 0.12491 | 0.14982 | 0.10314
WI CT NGas NOx Annual Rate v3.1 | 774 | 7366 | Rate Constraint in lbs/MMBtu | FALSE | L | Annual | Allowances Purchased NOX | Thousand Tons | 0 | 0 | 0 | 0 | 0 | 0 | 0 | 0
WI CT NGas NOx Annual Rate v3.1 | 774 | 7366 | Rate Constraint in lbs/MMBtu | FALSE | L | Annual | Allowances Sold NOX | Thousand Tons | 0 | 0 | 0 | 0 | 0 | 0 | 0 | 0
WI CT NGas NOx Annual Rate v3.1 | 774 | 7366 | Rate Constraint in lbs/MMBtu | FALSE | L | Annual | Allowances Banked | Thousand Tons | 0 | 0 | 0 | 0 | 0 | 0 | 0 | 0
WI CT NGas NOx Annual Rate v3.1 | 774 | 7366 | Rate Constraint in lbs/MMBtu | FALSE | L | Annual | Allowances Withdrawn (1:1) | Thousand Tons | 0 | 0 | 0 | 0 | 0 | 0 | 0 | 0
WI CT NGas NOx Annual Rate v3.1 | 774 | 7366 | Rate Constraint in lbs/MMBtu | FALSE | L | Annual | Allowances Withdrawn (n:1) | Thousand Tons | 0 | 0 | 0 | 0 | 0 | 0 | 0 | 0
WI CT NGas NOx Annual Rate v3.1 | 774 | 7366 | Rate Constraint in lbs/MMBtu | FALSE | L | Annual | Net Emissions Allowance Position | Thousand Tons | 0.002233 | 0.0061579 | 0.048055 | 0.066735 | 0.10777 | 0.12491 | 0.14982 | 0.10314
WI CT NGas NOx Annual Rate v3.1 | 774 | 7366 | Rate Constraint in lbs/MMBtu | FALSE | L | Annual | Fuel Consumed | TBtu | 0.23468 | 0.66628 | 8.2453 | 11.8214 | 19.0262 | 22.142 | 27.2396 | 18.7521
WI CT NGas NOx Annual Rate v3.1 | 774 | 7366 | Rate Constraint in lbs/MMBtu | FALSE | L | Annual | Rate | lb/MMBtu | 0.019031 | 0.018484 | 0.011656 | 0.011291 | 0.011329 | 0.011283 | 0.011 | 0.011
WI CT NGas NOx Annual Rate v3.1 | 774 | 7366 | Rate Constraint in lbs/MMBtu | FALSE | L | Annual | Generation | TWh | 0.021519 | 0.061514 | 1.1607 | 1.5143 | 2.3332 | 2.6101 | 2.874 | 1.9826
WI CT NGas NOx Annual Rate v3.1 | 774 | 7366 | Rate Constraint in lbs/MMBtu | FALSE | L | Annual | Qualifying Generation | TWh | 0.021519 | 0.061514 | 0.8262 | 1.1895 | 1.9136 | 2.2282 | 2.7501 | 1.8932
WI CT NGas NOx Annual Rate v3.1 | 774 | 7366 | Rate Constraint in lbs/MMBtu | FALSE | L | Annual | Rate | lb/MWh | 0.20754 | 0.20021 | 0.11633 | 0.11221 | 0.11264 | 0.11212 | 0.10895 | 0.10895
WI CT NGas NOx Annual Rate v3.1 | 774 | 7366 | Rate Constraint in lbs/MMBtu | FALSE | L | Annual | Constraint Shadow Price | US2019$/Ton | 0 | 0 | 0 | 0 | 0 | 0 | 0 | 0
WI Large Coal Units Hg Rule v3.1, Unit 2658 and retrofits | 775 | 7369 | MACT Fuel Choice Floor in lbs/MMBtu | FALSE | L | Annual | Seasons Included | Seasons | Winter, WintShld, Summer | Winter, WintShld, Summer | Winter, WintShld, Summer | Winter, WintShld, Summer | Winter, WintShld, Summer | Winter, WintShld, Summer | Winter, WintShld, Summer | Winter, WintShld, Summer
WI Large Coal Units Hg Rule v3.1, Unit 2658 and retrofits | 775 | 7369 | MACT Fuel Choice Floor in lbs/MMBtu | FALSE | L | Annual | Emission Floor | lbs/MMBtu | 7.92e-07 | 7.92e-07 | 7.92e-07 | 7.92e-07 | 7.92e-07 | 7.92e-07 | 7.92e-07 | 7.92e-07
WI Large Coal Units Hg Rule v3.1, Unit 2658 and retrofits | 775 | 7369 | MACT Fuel Choice Floor in lbs/MMBtu | FALSE | L | Annual | Emissions at Affected Plants MER | lbs | 23.3588 | 0 | 0 | 0 | 0 | 0 | 0 | 0
WI Large Coal Units Hg Rule v3.1, Unit 2658 and retrofits | 775 | 7369 | MACT Fuel Choice Floor in lbs/MMBtu | FALSE | L | Annual | Allowances Purchased MER | lbs | 0 | 0 | 0 | 0 | 0 | 0 | 0 | 0
WI Large Coal Units Hg Rule v3.1, Unit 2658 and retrofits | 775 | 7369 | MACT Fuel Choice Floor in lbs/MMBtu | FALSE | L | Annual | Allowances Sold MER | lbs | 0 | 0 | 0 | 0 | 0 | 0 | 0 | 0
WI Large Coal Units Hg Rule v3.1, Unit 2658 and retrofits | 775 | 7369 | MACT Fuel Choice Floor in lbs/MMBtu | FALSE | L | Annual | Allowances Banked | lbs | 0 | 0 | 0 | 0 | 0 | 0 | 0 | 0
WI Large Coal Units Hg Rule v3.1, Unit 2658 and retrofits | 775 | 7369 | MACT Fuel Choice Floor in lbs/MMBtu | FALSE | L | Annual | Allowances Withdrawn (1:1) | lbs | 0 | 0 | 0 | 0 | 0 | 0 | 0 | 0
WI Large Coal Units Hg Rule v3.1, Unit 2658 and retrofits | 775 | 7369 | MACT Fuel Choice Floor in lbs/MMBtu | FALSE | L | Annual | Allowances Withdrawn (n:1) | lbs | 0 | 0 | 0 | 0 | 0 | 0 | 0 | 0
WI Large Coal Units Hg Rule v3.1, Unit 2658 and retrofits | 775 | 7369 | MACT Fuel Choice Floor in lbs/MMBtu | FALSE | L | Annual | Net Emissions Allowance Position | lbs | 23.3588 | 0 | 0 | 0 | 0 | 0 | 0 | 0
WI Large Coal Units Hg Rule v3.1, Unit 2658 and retrofits | 775 | 7369 | MACT Fuel Choice Floor in lbs/MMBtu | FALSE | L | Annual | Fuel Consumed | TBtu | 41.6285 | 0 | 0 | 0 | 0 | 0 | 0 | 0
WI Large Coal Units Hg Rule v3.1, Unit 2658 and retrofits | 775 | 7369 | MACT Fuel Choice Floor in lbs/MMBtu | FALSE | L | Annual | Rate | lb/MMBtu | 5.6112e-07 | 0 | 0 | 0 | 0 | 0 | 0 | 0
WI Large Coal Units Hg Rule v3.1, Unit 2658 and retrofits | 775 | 7369 | MACT Fuel Choice Floor in lbs/MMBtu | FALSE | L | Annual | Generation | TWh | 3.9481 | 0 | 0 | 0 | 0 | 0 | 0 | 0
WI Large Coal Units Hg Rule v3.1, Unit 2658 and retrofits | 775 | 7369 | MACT Fuel Choice Floor in lbs/MMBtu | FALSE | L | Annual | Qualifying Generation | TWh | 3.9481 | 0 | 0 | 0 | 0 | 0 | 0 | 0
WI Large Coal Units Hg Rule v3.1, Unit 2658 and retrofits | 775 | 7369 | MACT Fuel Choice Floor in lbs/MMBtu | FALSE | L | Annual | Constraint Shadow Price | US2019$/Lb | 0 | 0 | 0 | 0 | 0 | 0 | 0 | 0
WI Large Coal Units Hg Rule v3.1, Unit 2659 and retrofits | 776 | 7369 | MACT Fuel Choice Floor in lbs/MMBtu | FALSE | L | Annual | Seasons Included | Seasons | Winter, WintShld, Summer | Winter, WintShld, Summer | Winter, WintShld, Summer | Winter, WintShld, Summer | Winter, WintShld, Summer | Winter, WintShld, Summer | Winter, WintShld, Summer | Winter, WintShld, Summer
WI Large Coal Units Hg Rule v3.1, Unit 2659 and retrofits | 776 | 7369 | MACT Fuel Choice Floor in lbs/MMBtu | FALSE | L | Annual | Emission Floor | lbs/MMBtu | 7.92e-07 | 7.92e-07 | 7.92e-07 | 7.92e-07 | 7.92e-07 | 7.92e-07 | 7.92e-07 | 7.92e-07
WI Large Coal Units Hg Rule v3.1, Unit 2659 and retrofits | 776 | 7369 | MACT Fuel Choice Floor in lbs/MMBtu | FALSE | L | Annual | Emissions at Affected Plants MER | lbs | 23.1811 | 0 | 0 | 0 | 0 | 0 | 0 | 0
WI Large Coal Units Hg Rule v3.1, Unit 2659 and retrofits | 776 | 7369 | MACT Fuel Choice Floor in lbs/MMBtu | FALSE | L | Annual | Allowances Purchased MER | lbs | 0 | 0 | 0 | 0 | 0 | 0 | 0 | 0
WI Large Coal Units Hg Rule v3.1, Unit 2659 and retrofits | 776 | 7369 | MACT Fuel Choice Floor in lbs/MMBtu | FALSE | L | Annual | Allowances Sold MER | lbs | 0 | 0 | 0 | 0 | 0 | 0 | 0 | 0
WI Large Coal Units Hg Rule v3.1, Unit 2659 and retrofits | 776 | 7369 | MACT Fuel Choice Floor in lbs/MMBtu | FALSE | L | Annual | Allowances Banked | lbs | 0 | 0 | 0 | 0 | 0 | 0 | 0 | 0
WI Large Coal Units Hg Rule v3.1, Unit 2659 and retrofits | 776 | 7369 | MACT Fuel Choice Floor in lbs/MMBtu | FALSE | L | Annual | Allowances Withdrawn (1:1) | lbs | 0 | 0 | 0 | 0 | 0 | 0 | 0 | 0
WI Large Coal Units Hg Rule v3.1, Unit 2659 and retrofits | 776 | 7369 | MACT Fuel Choice Floor in lbs/MMBtu | FALSE | L | Annual | Allowances Withdrawn (n:1) | lbs | 0 | 0 | 0 | 0 | 0 | 0 | 0 | 0
WI Large Coal Units Hg Rule v3.1, Unit 2659 and retrofits | 776 | 7369 | MACT Fuel Choice Floor in lbs/MMBtu | FALSE | L | Annual | Net Emissions Allowance Position | lbs | 23.1811 | 0 | 0 | 0 | 0 | 0 | 0 | 0
WI Large Coal Units Hg Rule v3.1, Unit 2659 and retrofits | 776 | 7369 | MACT Fuel Choice Floor in lbs/MMBtu | FALSE | L | Annual | Fuel Consumed | TBtu | 41.3119 | 0 | 0 | 0 | 0 | 0 | 0 | 0
WI Large Coal Units Hg Rule v3.1, Unit 2659 and retrofits | 776 | 7369 | MACT Fuel Choice Floor in lbs/MMBtu | FALSE | L | Annual | Rate | lb/MMBtu | 5.6112e-07 | 0 | 0 | 0 | 0 | 0 | 0 | 0
WI Large Coal Units Hg Rule v3.1, Unit 2659 and retrofits | 776 | 7369 | MACT Fuel Choice Floor in lbs/MMBtu | FALSE | L | Annual | Generation | TWh | 3.9221 | 0 | 0 | 0 | 0 | 0 | 0 | 0
WI Large Coal Units Hg Rule v3.1, Unit 2659 and retrofits | 776 | 7369 | MACT Fuel Choice Floor in lbs/MMBtu | FALSE | L | Annual | Qualifying Generation | TWh | 3.9221 | 0 | 0 | 0 | 0 | 0 | 0 | 0
WI Large Coal Units Hg Rule v3.1, Unit 2659 and retrofits | 776 | 7369 | MACT Fuel Choice Floor in lbs/MMBtu | FALSE | L | Annual | Constraint Shadow Price | US2019$/Lb | 0 | 0 | 0 | 0 | 0 | 0 | 0 | 0
WI Large Coal Units Hg Rule v3.1, Unit 2660 and retrofits | 777 | 7369 | MACT Fuel Choice Floor in lbs/MMBtu | FALSE | L | Annual | Seasons Included | Seasons | Winter, WintShld, Summer | Winter, WintShld, Summer | Winter, WintShld, Summer | Winter, WintShld, Summer | Winter, WintShld, Summer | Winter, WintShld, Summer | Winter, WintShld, Summer | Winter, WintShld, Summer
WI Large Coal Units Hg Rule v3.1, Unit 2660 and retrofits | 777 | 7369 | MACT Fuel Choice Floor in lbs/MMBtu | FALSE | L | Annual | Emission Floor | lbs/MMBtu | 7.92e-07 | 7.92e-07 | 7.92e-07 | 7.92e-07 | 7.92e-07 | 7.92e-07 | 7.92e-07 | 7.92e-07
WI Large Coal Units Hg Rule v3.1, Unit 2660 and retrofits | 777 | 7369 | MACT Fuel Choice Floor in lbs/MMBtu | FALSE | L | Annual | Emissions at Affected Plants MER | lbs | 14.0031 | 0 | 0 | 0 | 0 | 0 | 0 | 0
WI Large Coal Units Hg Rule v3.1, Unit 2660 and retrofits | 777 | 7369 | MACT Fuel Choice Floor in lbs/MMBtu | FALSE | L | Annual | Allowances Purchased MER | lbs | 0 | 0 | 0 | 0 | 0 | 0 | 0 | 0
WI Large Coal Units Hg Rule v3.1, Unit 2660 and retrofits | 777 | 7369 | MACT Fuel Choice Floor in lbs/MMBtu | FALSE | L | Annual | Allowances Sold MER | lbs | 0 | 0 | 0 | 0 | 0 | 0 | 0 | 0
WI Large Coal Units Hg Rule v3.1, Unit 2660 and retrofits | 777 | 7369 | MACT Fuel Choice Floor in lbs/MMBtu | FALSE | L | Annual | Allowances Banked | lbs | 0 | 0 | 0 | 0 | 0 | 0 | 0 | 0
WI Large Coal Units Hg Rule v3.1, Unit 2660 and retrofits | 777 | 7369 | MACT Fuel Choice Floor in lbs/MMBtu | FALSE | L | Annual | Allowances Withdrawn (1:1) | lbs | 0 | 0 | 0 | 0 | 0 | 0 | 0 | 0
WI Large Coal Units Hg Rule v3.1, Unit 2660 and retrofits | 777 | 7369 | MACT Fuel Choice Floor in lbs/MMBtu | FALSE | L | Annual | Allowances Withdrawn (n:1) | lbs | 0 | 0 | 0 | 0 | 0 | 0 | 0 | 0
WI Large Coal Units Hg Rule v3.1, Unit 2660 and retrofits | 777 | 7369 | MACT Fuel Choice Floor in lbs/MMBtu | FALSE | L | Annual | Net Emissions Allowance Position | lbs | 14.0031 | 0 | 0 | 0 | 0 | 0 | 0 | 0
WI Large Coal Units Hg Rule v3.1, Unit 2660 and retrofits | 777 | 7369 | MACT Fuel Choice Floor in lbs/MMBtu | FALSE | L | Annual | Fuel Consumed | TBtu | 24.9554 | 0 | 0 | 0 | 0 | 0 | 0 | 0
WI Large Coal Units Hg Rule v3.1, Unit 2660 and retrofits | 777 | 7369 | MACT Fuel Choice Floor in lbs/MMBtu | FALSE | L | Annual | Rate | lb/MMBtu | 5.6112e-07 | 0 | 0 | 0 | 0 | 0 | 0 | 0
WI Large Coal Units Hg Rule v3.1, Unit 2660 and retrofits | 777 | 7369 | MACT Fuel Choice Floor in lbs/MMBtu | FALSE | L | Annual | Generation | TWh | 2.3872 | 0 | 0 | 0 | 0 | 0 | 0 | 0
WI Large Coal Units Hg Rule v3.1, Unit 2660 and retrofits | 777 | 7369 | MACT Fuel Choice Floor in lbs/MMBtu | FALSE | L | Annual | Qualifying Generation | TWh | 2.3872 | 0 | 0 | 0 | 0 | 0 | 0 | 0
WI Large Coal Units Hg Rule v3.1, Unit 2660 and retrofits | 777 | 7369 | MACT Fuel Choice Floor in lbs/MMBtu | FALSE | L | Annual | Constraint Shadow Price | US2019$/Lb | 0 | 0 | 0 | 0 | 0 | 0 | 0 | 0
WI Large Coal Units Hg Rule v3.1, Unit 2661 and retrofits | 778 | 7369 | MACT Fuel Choice Floor in lbs/MMBtu | FALSE | L | Annual | Seasons Included | Seasons | Winter, WintShld, Summer | Winter, WintShld, Summer | Winter, WintShld, Summer | Winter, WintShld, Summer | Winter, WintShld, Summer | Winter, WintShld, Summer | Winter, WintShld, Summer | Winter, WintShld, Summer
WI Large Coal Units Hg Rule v3.1, Unit 2661 and retrofits | 778 | 7369 | MACT Fuel Choice Floor in lbs/MMBtu | FALSE | L | Annual | Emission Floor | lbs/MMBtu | 7.92e-07 | 7.92e-07 | 7.92e-07 | 7.92e-07 | 7.92e-07 | 7.92e-07 | 7.92e-07 | 7.92e-07
WI Large Coal Units Hg Rule v3.1, Unit 2661 and retrofits | 778 | 7369 | MACT Fuel Choice Floor in lbs/MMBtu | FALSE | L | Annual | Emissions at Affected Plants MER | lbs | 19.7777 | 17.578 | 16.2102 | 16.9565 | 18.1329 | 18.1329 | 18.1329 | 12.5464
WI Large Coal Units Hg Rule v3.1, Unit 2661 and retrofits | 778 | 7369 | MACT Fuel Choice Floor in lbs/MMBtu | FALSE | L | Annual | Allowances Purchased MER | lbs | 0 | 0 | 0 | 0 | 0 | 0 | 0 | 0
WI Large Coal Units Hg Rule v3.1, Unit 2661 and retrofits | 778 | 7369 | MACT Fuel Choice Floor in lbs/MMBtu | FALSE | L | Annual | Allowances Sold MER | lbs | 0 | 0 | 0 | 0 | 0 | 0 | 0 | 0
WI Large Coal Units Hg Rule v3.1, Unit 2661 and retrofits | 778 | 7369 | MACT Fuel Choice Floor in lbs/MMBtu | FALSE | L | Annual | Allowances Banked | lbs | 0 | 0 | 0 | 0 | 0 | 0 | 0 | 0
WI Large Coal Units Hg Rule v3.1, Unit 2661 and retrofits | 778 | 7369 | MACT Fuel Choice Floor in lbs/MMBtu | FALSE | L | Annual | Allowances Withdrawn (1:1) | lbs | 0 | 0 | 0 | 0 | 0 | 0 | 0 | 0
WI Large Coal Units Hg Rule v3.1, Unit 2661 and retrofits | 778 | 7369 | MACT Fuel Choice Floor in lbs/MMBtu | FALSE | L | Annual | Allowances Withdrawn (n:1) | lbs | 0 | 0 | 0 | 0 | 0 | 0 | 0 | 0
WI Large Coal Units Hg Rule v3.1, Unit 2661 and retrofits | 778 | 7369 | MACT Fuel Choice Floor in lbs/MMBtu | FALSE | L | Annual | Net Emissions Allowance Position | lbs | 19.7777 | 17.578 | 16.2102 | 16.9565 | 18.1329 | 18.1329 | 18.1329 | 12.5464
WI Large Coal Units Hg Rule v3.1, Unit 2661 and retrofits | 778 | 7369 | MACT Fuel Choice Floor in lbs/MMBtu | FALSE | L | Annual | Fuel Consumed | TBtu | 35.2466 | 31.3264 | 28.8887 | 30.2188 | 32.3152 | 32.3152 | 32.3152 | 22.3594
WI Large Coal Units Hg Rule v3.1, Unit 2661 and retrofits | 778 | 7369 | MACT Fuel Choice Floor in lbs/MMBtu | FALSE | L | Annual | Rate | lb/MMBtu | 5.6112e-07 | 5.6112e-07 | 5.6112e-07 | 5.6112e-07 | 5.6112e-07 | 5.6112e-07 | 5.6112e-07 | 5.6112e-07
WI Large Coal Units Hg Rule v3.1, Unit 2661 and retrofits | 778 | 7369 | MACT Fuel Choice Floor in lbs/MMBtu | FALSE | L | Annual | Generation | TWh | 3.6416 | 3.2365 | 2.9847 | 3.1221 | 3.3387 | 3.3387 | 3.3387 | 2.3101
WI Large Coal Units Hg Rule v3.1, Unit 2661 and retrofits | 778 | 7369 | MACT Fuel Choice Floor in lbs/MMBtu | FALSE | L | Annual | Qualifying Generation | TWh | 3.6416 | 3.2365 | 2.9847 | 3.1221 | 3.3387 | 3.3387 | 3.3387 | 2.3101
WI Large Coal Units Hg Rule v3.1, Unit 2661 and retrofits | 778 | 7369 | MACT Fuel Choice Floor in lbs/MMBtu | FALSE | L | Annual | Constraint Shadow Price | US2019$/Lb | 0 | 0 | 0 | 0 | 0 | 0 | 0 | 0
WI Large Coal Units Hg Rule v3.1, Unit 3272 and retrofits | 779 | 7369 | MACT Fuel Choice Floor in lbs/MMBtu | FALSE | L | Annual | Seasons Included | Seasons | Winter, WintShld, Summer | Winter, WintShld, Summer | Winter, WintShld, Summer | Winter, WintShld, Summer | Winter, WintShld, Summer | Winter, WintShld, Summer | Winter, WintShld, Summer | Winter, WintShld, Summer
WI Large Coal Units Hg Rule v3.1, Unit 3272 and retrofits | 779 | 7369 | MACT Fuel Choice Floor in lbs/MMBtu | FALSE | L | Annual | Emission Floor | lbs/MMBtu | 7.92e-07 | 7.92e-07 | 7.92e-07 | 7.92e-07 | 7.92e-07 | 7.92e-07 | 7.92e-07 | 7.92e-07
WI Large Coal Units Hg Rule v3.1, Unit 3272 and retrofits | 779 | 7369 | MACT Fuel Choice Floor in lbs/MMBtu | FALSE | L | Annual | Emissions at Affected Plants MER | lbs | 9.469 | 5.8902 | 2.003 | 2.5412 | 2.5412 | 5.4418 | 5.7676 | 1.3526
WI Large Coal Units Hg Rule v3.1, Unit 3272 and retrofits | 779 | 7369 | MACT Fuel Choice Floor in lbs/MMBtu | FALSE | L | Annual | Allowances Purchased MER | lbs | 0 | 0 | 0 | 0 | 0 | 0 | 0 | 0
WI Large Coal Units Hg Rule v3.1, Unit 3272 and retrofits | 779 | 7369 | MACT Fuel Choice Floor in lbs/MMBtu | FALSE | L | Annual | Allowances Sold MER | lbs | 0 | 0 | 0 | 0 | 0 | 0 | 0 | 0
WI Large Coal Units Hg Rule v3.1, Unit 3272 and retrofits | 779 | 7369 | MACT Fuel Choice Floor in lbs/MMBtu | FALSE | L | Annual | Allowances Banked | lbs | 0 | 0 | 0 | 0 | 0 | 0 | 0 | 0
WI Large Coal Units Hg Rule v3.1, Unit 3272 and retrofits | 779 | 7369 | MACT Fuel Choice Floor in lbs/MMBtu | FALSE | L | Annual | Allowances Withdrawn (1:1) | lbs | 0 | 0 | 0 | 0 | 0 | 0 | 0 | 0
WI Large Coal Units Hg Rule v3.1, Unit 3272 and retrofits | 779 | 7369 | MACT Fuel Choice Floor in lbs/MMBtu | FALSE | L | Annual | Allowances Withdrawn (n:1) | lbs | 0 | 0 | 0 | 0 | 0 | 0 | 0 | 0
WI Large Coal Units Hg Rule v3.1, Unit 3272 and retrofits | 779 | 7369 | MACT Fuel Choice Floor in lbs/MMBtu | FALSE | L | Annual | Net Emissions Allowance Position | lbs | 9.469 | 5.8902 | 2.003 | 2.5412 | 2.5412 | 5.4418 | 5.7676 | 1.3526
WI Large Coal Units Hg Rule v3.1, Unit 3272 and retrofits | 779 | 7369 | MACT Fuel Choice Floor in lbs/MMBtu | FALSE | L | Annual | Fuel Consumed | TBtu | 16.8749 | 10.4971 | 3.5697 | 4.5287 | 4.5287 | 9.6979 | 10.2787 | 2.4104
WI Large Coal Units Hg Rule v3.1, Unit 3272 and retrofits | 779 | 7369 | MACT Fuel Choice Floor in lbs/MMBtu | FALSE | L | Annual | Rate | lb/MMBtu | 5.6112e-07 | 5.6112e-07 | 5.6112e-07 | 5.6112e-07 | 5.6112e-07 | 5.6112e-07 | 5.6112e-07 | 5.6112e-07
WI Large Coal Units Hg Rule v3.1, Unit 3272 and retrofits | 779 | 7369 | MACT Fuel Choice Floor in lbs/MMBtu | FALSE | L | Annual | Generation | TWh | 1.6885 | 1.0503 | 0.35718 | 0.45314 | 0.45314 | 0.97038 | 1.0285 | 0.24119
WI Large Coal Units Hg Rule v3.1, Unit 3272 and retrofits | 779 | 7369 | MACT Fuel Choice Floor in lbs/MMBtu | FALSE | L | Annual | Qualifying Generation | TWh | 1.6885 | 1.0503 | 0.35718 | 0.45314 | 0.45314 | 0.97038 | 1.0285 | 0.24119
WI Large Coal Units Hg Rule v3.1, Unit 3272 and retrofits | 779 | 7369 | MACT Fuel Choice Floor in lbs/MMBtu | FALSE | L | Annual | Constraint Shadow Price | US2019$/Lb | 0 | 0 | 0 | 0 | 0 | 0 | 0 | 0
WI Large Coal Units Hg Rule v3.1, Unit 3543 and retrofits | 780 | 7369 | MACT Fuel Choice Floor in lbs/MMBtu | FALSE | L | Annual | Seasons Included | Seasons | Winter, WintShld, Summer | Winter, WintShld, Summer | Winter, WintShld, Summer | Winter, WintShld, Summer | Winter, WintShld, Summer | Winter, WintShld, Summer | Winter, WintShld, Summer | Winter, WintShld, Summer
WI Large Coal Units Hg Rule v3.1, Unit 3543 and retrofits | 780 | 7369 | MACT Fuel Choice Floor in lbs/MMBtu | FALSE | L | Annual | Emission Floor | lbs/MMBtu | 7.92e-07 | 7.92e-07 | 7.92e-07 | 7.92e-07 | 7.92e-07 | 7.92e-07 | 7.92e-07 | 7.92e-07
WI Large Coal Units Hg Rule v3.1, Unit 3543 and retrofits | 780 | 7369 | MACT Fuel Choice Floor in lbs/MMBtu | FALSE | L | Annual | Emissions at Affected Plants MER | lbs | 14.9555 | 12.4156 | 7.2303 | 7.9901 | 10.0602 | 10.0602 | 7.3017 | 6.5828
WI Large Coal Units Hg Rule v3.1, Unit 3543 and retrofits | 780 | 7369 | MACT Fuel Choice Floor in lbs/MMBtu | FALSE | L | Annual | Allowances Purchased MER | lbs | 0 | 0 | 0 | 0 | 0 | 0 | 0 | 0
WI Large Coal Units Hg Rule v3.1, Unit 3543 and retrofits | 780 | 7369 | MACT Fuel Choice Floor in lbs/MMBtu | FALSE | L | Annual | Allowances Sold MER | lbs | 0 | 0 | 0 | 0 | 0 | 0 | 0 | 0
WI Large Coal Units Hg Rule v3.1, Unit 3543 and retrofits | 780 | 7369 | MACT Fuel Choice Floor in lbs/MMBtu | FALSE | L | Annual | Allowances Banked | lbs | 0 | 0 | 0 | 0 | 0 | 0 | 0 | 0
WI Large Coal Units Hg Rule v3.1, Unit 3543 and retrofits | 780 | 7369 | MACT Fuel Choice Floor in lbs/MMBtu | FALSE | L | Annual | Allowances Withdrawn (1:1) | lbs | 0 | 0 | 0 | 0 | 0 | 0 | 0 | 0
WI Large Coal Units Hg Rule v3.1, Unit 3543 and retrofits | 780 | 7369 | MACT Fuel Choice Floor in lbs/MMBtu | FALSE | L | Annual | Allowances Withdrawn (n:1) | lbs | 0 | 0 | 0 | 0 | 0 | 0 | 0 | 0
WI Large Coal Units Hg Rule v3.1, Unit 3543 and retrofits | 780 | 7369 | MACT Fuel Choice Floor in lbs/MMBtu | FALSE | L | Annual | Net Emissions Allowance Position | lbs | 14.9555 | 12.4156 | 7.2303 | 7.9901 | 10.0602 | 10.0602 | 7.3017 | 6.5828
WI Large Coal Units Hg Rule v3.1, Unit 3543 and retrofits | 780 | 7369 | MACT Fuel Choice Floor in lbs/MMBtu | FALSE | L | Annual | Fuel Consumed | TBtu | 26.3975 | 21.9144 | 12.7621 | 14.1031 | 17.757 | 17.757 | 12.8881 | 11.6191
WI Large Coal Units Hg Rule v3.1, Unit 3543 and retrofits | 780 | 7369 | MACT Fuel Choice Floor in lbs/MMBtu | FALSE | L | Annual | Rate | lb/MMBtu | 5.6655e-07 | 5.6655e-07 | 5.6655e-07 | 5.6655e-07 | 5.6655e-07 | 5.6655e-07 | 5.6655e-07 | 5.6655e-07
WI Large Coal Units Hg Rule v3.1, Unit 3543 and retrofits | 780 | 7369 | MACT Fuel Choice Floor in lbs/MMBtu | FALSE | L | Annual | Generation | TWh | 2.3483 | 1.9495 | 1.1353 | 1.2546 | 1.5797 | 1.5797 | 1.1465 | 1.0336
WI Large Coal Units Hg Rule v3.1, Unit 3543 and retrofits | 780 | 7369 | MACT Fuel Choice Floor in lbs/MMBtu | FALSE | L | Annual | Qualifying Generation | TWh | 2.3483 | 1.9495 | 1.1353 | 1.2546 | 1.5797 | 1.5797 | 1.1465 | 1.0336
WI Large Coal Units Hg Rule v3.1, Unit 3543 and retrofits | 780 | 7369 | MACT Fuel Choice Floor in lbs/MMBtu | FALSE | L | Annual | Constraint Shadow Price | US2019$/Lb | 0 | 0 | 0 | 0 | 0 | 0 | 0 | 0
WI Large Coal Units Hg Rule v3.1, Unit 3839 and retrofits | 781 | 7369 | MACT Fuel Choice Floor in lbs/MMBtu | FALSE | L | Annual | Seasons Included | Seasons | Winter, WintShld, Summer | Winter, WintShld, Summer | Winter, WintShld, Summer | Winter, WintShld, Summer | Winter, WintShld, Summer | Winter, WintShld, Summer | Winter, WintShld, Summer | Winter, WintShld, Summer
WI Large Coal Units Hg Rule v3.1, Unit 3839 and retrofits | 781 | 7369 | MACT Fuel Choice Floor in lbs/MMBtu | FALSE | L | Annual | Emission Floor | lbs/MMBtu | 7.92e-07 | 7.92e-07 | 7.92e-07 | 7.92e-07 | 7.92e-07 | 7.92e-07 | 7.92e-07 | 7.92e-07
WI Large Coal Units Hg Rule v3.1, Unit 3839 and retrofits | 781 | 7369 | MACT Fuel Choice Floor in lbs/MMBtu | FALSE | L | Annual | Emissions at Affected Plants MER | lbs | 10.9056 | 0 | 0 | 0 | 0 | 0 | 0 | 0
WI Large Coal Units Hg Rule v3.1, Unit 3839 and retrofits | 781 | 7369 | MACT Fuel Choice Floor in lbs/MMBtu | FALSE | L | Annual | Allowances Purchased MER | lbs | 0 | 0 | 0 | 0 | 0 | 0 | 0 | 0
WI Large Coal Units Hg Rule v3.1, Unit 3839 and retrofits | 781 | 7369 | MACT Fuel Choice Floor in lbs/MMBtu | FALSE | L | Annual | Allowances Sold MER | lbs | 0 | 0 | 0 | 0 | 0 | 0 | 0 | 0
WI Large Coal Units Hg Rule v3.1, Unit 3839 and retrofits | 781 | 7369 | MACT Fuel Choice Floor in lbs/MMBtu | FALSE | L | Annual | Allowances Banked | lbs | 0 | 0 | 0 | 0 | 0 | 0 | 0 | 0
WI Large Coal Units Hg Rule v3.1, Unit 3839 and retrofits | 781 | 7369 | MACT Fuel Choice Floor in lbs/MMBtu | FALSE | L | Annual | Allowances Withdrawn (1:1) | lbs | 0 | 0 | 0 | 0 | 0 | 0 | 0 | 0
WI Large Coal Units Hg Rule v3.1, Unit 3839 and retrofits | 781 | 7369 | MACT Fuel Choice Floor in lbs/MMBtu | FALSE | L | Annual | Allowances Withdrawn (n:1) | lbs | 0 | 0 | 0 | 0 | 0 | 0 | 0 | 0
WI Large Coal Units Hg Rule v3.1, Unit 3839 and retrofits | 781 | 7369 | MACT Fuel Choice Floor in lbs/MMBtu | FALSE | L | Annual | Net Emissions Allowance Position | lbs | 10.9056 | 0 | 0 | 0 | 0 | 0 | 0 | 0
WI Large Coal Units Hg Rule v3.1, Unit 3839 and retrofits | 781 | 7369 | MACT Fuel Choice Floor in lbs/MMBtu | FALSE | L | Annual | Fuel Consumed | TBtu | 19.4353 | 0 | 0 | 0 | 0 | 0 | 0 | 0
WI Large Coal Units Hg Rule v3.1, Unit 3839 and retrofits | 781 | 7369 | MACT Fuel Choice Floor in lbs/MMBtu | FALSE | L | Annual | Rate | lb/MMBtu | 5.6112e-07 | 0 | 0 | 0 | 0 | 0 | 0 | 0
WI Large Coal Units Hg Rule v3.1, Unit 3839 and retrofits | 781 | 7369 | MACT Fuel Choice Floor in lbs/MMBtu | FALSE | L | Annual | Generation | TWh | 1.8805 | 0 | 0 | 0 | 0 | 0 | 0 | 0
WI Large Coal Units Hg Rule v3.1, Unit 3839 and retrofits | 781 | 7369 | MACT Fuel Choice Floor in lbs/MMBtu | FALSE | L | Annual | Qualifying Generation | TWh | 1.8805 | 0 | 0 | 0 | 0 | 0 | 0 | 0
WI Large Coal Units Hg Rule v3.1, Unit 3839 and retrofits | 781 | 7369 | MACT Fuel Choice Floor in lbs/MMBtu | FALSE | L | Annual | Constraint Shadow Price | US2019$/Lb | 0 | 0 | 0 | 0 | 0 | 0 | 0 | 0
WI Large Coal Units Hg Rule v3.1, Unit 3840 and retrofits | 782 | 7369 | MACT Fuel Choice Floor in lbs/MMBtu | FALSE | L | Annual | Seasons Included | Seasons | Winter, WintShld, Summer | Winter, WintShld, Summer | Winter, WintShld, Summer | Winter, WintShld, Summer | Winter, WintShld, Summer | Winter, WintShld, Summer | Winter, WintShld, Summer | Winter, WintShld, Summer
WI Large Coal Units Hg Rule v3.1, Unit 3840 and retrofits | 782 | 7369 | MACT Fuel Choice Floor in lbs/MMBtu | FALSE | L | Annual | Emission Floor | lbs/MMBtu | 7.92e-07 | 7.92e-07 | 7.92e-07 | 7.92e-07 | 7.92e-07 | 7.92e-07 | 7.92e-07 | 7.92e-07
WI Large Coal Units Hg Rule v3.1, Unit 3840 and retrofits | 782 | 7369 | MACT Fuel Choice Floor in lbs/MMBtu | FALSE | L | Annual | Emissions at Affected Plants MER | lbs | 11.3932 | 0 | 0 | 0 | 0 | 0 | 0 | 0
WI Large Coal Units Hg Rule v3.1, Unit 3840 and retrofits | 782 | 7369 | MACT Fuel Choice Floor in lbs/MMBtu | FALSE | L | Annual | Allowances Purchased MER | lbs | 0 | 0 | 0 | 0 | 0 | 0 | 0 | 0
WI Large Coal Units Hg Rule v3.1, Unit 3840 and retrofits | 782 | 7369 | MACT Fuel Choice Floor in lbs/MMBtu | FALSE | L | Annual | Allowances Sold MER | lbs | 0 | 0 | 0 | 0 | 0 | 0 | 0 | 0
WI Large Coal Units Hg Rule v3.1, Unit 3840 and retrofits | 782 | 7369 | MACT Fuel Choice Floor in lbs/MMBtu | FALSE | L | Annual | Allowances Banked | lbs | 0 | 0 | 0 | 0 | 0 | 0 | 0 | 0
WI Large Coal Units Hg Rule v3.1, Unit 3840 and retrofits | 782 | 7369 | MACT Fuel Choice Floor in lbs/MMBtu | FALSE | L | Annual | Allowances Withdrawn (1:1) | lbs | 0 | 0 | 0 | 0 | 0 | 0 | 0 | 0
WI Large Coal Units Hg Rule v3.1, Unit 3840 and retrofits | 782 | 7369 | MACT Fuel Choice Floor in lbs/MMBtu | FALSE | L | Annual | Allowances Withdrawn (n:1) | lbs | 0 | 0 | 0 | 0 | 0 | 0 | 0 | 0
WI Large Coal Units Hg Rule v3.1, Unit 3840 and retrofits | 782 | 7369 | MACT Fuel Choice Floor in lbs/MMBtu | FALSE | L | Annual | Net Emissions Allowance Position | lbs | 11.3932 | 0 | 0 | 0 | 0 | 0 | 0 | 0
WI Large Coal Units Hg Rule v3.1, Unit 3840 and retrofits | 782 | 7369 | MACT Fuel Choice Floor in lbs/MMBtu | FALSE | L | Annual | Fuel Consumed | TBtu | 20.3042 | 0 | 0 | 0 | 0 | 0 | 0 | 0
WI Large Coal Units Hg Rule v3.1, Unit 3840 and retrofits | 782 | 7369 | MACT Fuel Choice Floor in lbs/MMBtu | FALSE | L | Annual | Rate | lb/MMBtu | 5.6112e-07 | 0 | 0 | 0 | 0 | 0 | 0 | 0
WI Large Coal Units Hg Rule v3.1, Unit 3840 and retrofits | 782 | 7369 | MACT Fuel Choice Floor in lbs/MMBtu | FALSE | L | Annual | Generation | TWh | 1.9323 | 0 | 0 | 0 | 0 | 0 | 0 | 0
WI Large Coal Units Hg Rule v3.1, Unit 3840 and retrofits | 782 | 7369 | MACT Fuel Choice Floor in lbs/MMBtu | FALSE | L | Annual | Qualifying Generation | TWh | 1.9323 | 0 | 0 | 0 | 0 | 0 | 0 | 0
WI Large Coal Units Hg Rule v3.1, Unit 3840 and retrofits | 782 | 7369 | MACT Fuel Choice Floor in lbs/MMBtu | FALSE | L | Annual | Constraint Shadow Price | US2019$/Lb | 0 | 0 | 0 | 0 | 0 | 0 | 0 | 0
WI Large Coal Units Hg Rule v3.1, Unit 3841 and retrofits | 783 | 7369 | MACT Fuel Choice Floor in lbs/MMBtu | FALSE | L | Annual | Seasons Included | Seasons | Winter, WintShld, Summer | Winter, WintShld, Summer | Winter, WintShld, Summer | Winter, WintShld, Summer | Winter, WintShld, Summer | Winter, WintShld, Summer | Winter, WintShld, Summer | Winter, WintShld, Summer
WI Large Coal Units Hg Rule v3.1, Unit 3841 and retrofits | 783 | 7369 | MACT Fuel Choice Floor in lbs/MMBtu | FALSE | L | Annual | Emission Floor | lbs/MMBtu | 7.92e-07 | 7.92e-07 | 7.92e-07 | 7.92e-07 | 7.92e-07 | 7.92e-07 | 7.92e-07 | 7.92e-07
WI Large Coal Units Hg Rule v3.1, Unit 3841 and retrofits | 783 | 7369 | MACT Fuel Choice Floor in lbs/MMBtu | FALSE | L | Annual | Emissions at Affected Plants MER | lbs | 8.6672 | 0 | 0 | 0 | 0 | 0 | 0 | 0
WI Large Coal Units Hg Rule v3.1, Unit 3841 and retrofits | 783 | 7369 | MACT Fuel Choice Floor in lbs/MMBtu | FALSE | L | Annual | Allowances Purchased MER | lbs | 0 | 0 | 0 | 0 | 0 | 0 | 0 | 0
WI Large Coal Units Hg Rule v3.1, Unit 3841 and retrofits | 783 | 7369 | MACT Fuel Choice Floor in lbs/MMBtu | FALSE | L | Annual | Allowances Sold MER | lbs | 0 | 0 | 0 | 0 | 0 | 0 | 0 | 0
WI Large Coal Units Hg Rule v3.1, Unit 3841 and retrofits | 783 | 7369 | MACT Fuel Choice Floor in lbs/MMBtu | FALSE | L | Annual | Allowances Banked | lbs | 0 | 0 | 0 | 0 | 0 | 0 | 0 | 0
WI Large Coal Units Hg Rule v3.1, Unit 3841 and retrofits | 783 | 7369 | MACT Fuel Choice Floor in lbs/MMBtu | FALSE | L | Annual | Allowances Withdrawn (1:1) | lbs | 0 | 0 | 0 | 0 | 0 | 0 | 0 | 0
WI Large Coal Units Hg Rule v3.1, Unit 3841 and retrofits | 783 | 7369 | MACT Fuel Choice Floor in lbs/MMBtu | FALSE | L | Annual | Allowances Withdrawn (n:1) | lbs | 0 | 0 | 0 | 0 | 0 | 0 | 0 | 0
WI Large Coal Units Hg Rule v3.1, Unit 3841 and retrofits | 783 | 7369 | MACT Fuel Choice Floor in lbs/MMBtu | FALSE | L | Annual | Net Emissions Allowance Position | lbs | 8.6672 | 0 | 0 | 0 | 0 | 0 | 0 | 0
WI Large Coal Units Hg Rule v3.1, Unit 3841 and retrofits | 783 | 7369 | MACT Fuel Choice Floor in lbs/MMBtu | FALSE | L | Annual | Fuel Consumed | TBtu | 15.4461 | 0 | 0 | 0 | 0 | 0 | 0 | 0
WI Large Coal Units Hg Rule v3.1, Unit 3841 and retrofits | 783 | 7369 | MACT Fuel Choice Floor in lbs/MMBtu | FALSE | L | Annual | Rate | lb/MMBtu | 5.6112e-07 | 0 | 0 | 0 | 0 | 0 | 0 | 0
WI Large Coal Units Hg Rule v3.1, Unit 3841 and retrofits | 783 | 7369 | MACT Fuel Choice Floor in lbs/MMBtu | FALSE | L | Annual | Generation | TWh | 1.4973 | 0 | 0 | 0 | 0 | 0 | 0 | 0
WI Large Coal Units Hg Rule v3.1, Unit 3841 and retrofits | 783 | 7369 | MACT Fuel Choice Floor in lbs/MMBtu | FALSE | L | Annual | Qualifying Generation | TWh | 1.4973 | 0 | 0 | 0 | 0 | 0 | 0 | 0
WI Large Coal Units Hg Rule v3.1, Unit 3841 and retrofits | 783 | 7369 | MACT Fuel Choice Floor in lbs/MMBtu | FALSE | L | Annual | Constraint Shadow Price | US2019$/Lb | 0 | 0 | 0 | 0 | 0 | 0 | 0 | 0
WI Large Coal Units Hg Rule v3.1, Unit 3842 and retrofits | 784 | 7369 | MACT Fuel Choice Floor in lbs/MMBtu | FALSE | L | Annual | Seasons Included | Seasons | Winter, WintShld, Summer | Winter, WintShld, Summer | Winter, WintShld, Summer | Winter, WintShld, Summer | Winter, WintShld, Summer | Winter, WintShld, Summer | Winter, WintShld, Summer | Winter, WintShld, Summer
WI Large Coal Units Hg Rule v3.1, Unit 3842 and retrofits | 784 | 7369 | MACT Fuel Choice Floor in lbs/MMBtu | FALSE | L | Annual | Emission Floor | lbs/MMBtu | 7.92e-07 | 7.92e-07 | 7.92e-07 | 7.92e-07 | 7.92e-07 | 7.92e-07 | 7.92e-07 | 7.92e-07
WI Large Coal Units Hg Rule v3.1, Unit 3842 and retrofits | 784 | 7369 | MACT Fuel Choice Floor in lbs/MMBtu | FALSE | L | Annual | Emissions at Affected Plants MER | lbs | 8.5339 | 0 | 0 | 0 | 0 | 0 | 0 | 0
WI Large Coal Units Hg Rule v3.1, Unit 3842 and retrofits | 784 | 7369 | MACT Fuel Choice Floor in lbs/MMBtu | FALSE | L | Annual | Allowances Purchased MER | lbs | 0 | 0 | 0 | 0 | 0 | 0 | 0 | 0
WI Large Coal Units Hg Rule v3.1, Unit 3842 and retrofits | 784 | 7369 | MACT Fuel Choice Floor in lbs/MMBtu | FALSE | L | Annual | Allowances Sold MER | lbs | 0 | 0 | 0 | 0 | 0 | 0 | 0 | 0
WI Large Coal Units Hg Rule v3.1, Unit 3842 and retrofits | 784 | 7369 | MACT Fuel Choice Floor in lbs/MMBtu | FALSE | L | Annual | Allowances Banked | lbs | 0 | 0 | 0 | 0 | 0 | 0 | 0 | 0
WI Large Coal Units Hg Rule v3.1, Unit 3842 and retrofits | 784 | 7369 | MACT Fuel Choice Floor in lbs/MMBtu | FALSE | L | Annual | Allowances Withdrawn (1:1) | lbs | 0 | 0 | 0 | 0 | 0 | 0 | 0 | 0
WI Large Coal Units Hg Rule v3.1, Unit 3842 and retrofits | 784 | 7369 | MACT Fuel Choice Floor in lbs/MMBtu | FALSE | L | Annual | Allowances Withdrawn (n:1) | lbs | 0 | 0 | 0 | 0 | 0 | 0 | 0 | 0
WI Large Coal Units Hg Rule v3.1, Unit 3842 and retrofits | 784 | 7369 | MACT Fuel Choice Floor in lbs/MMBtu | FALSE | L | Annual | Net Emissions Allowance Position | lbs | 8.5339 | 0 | 0 | 0 | 0 | 0 | 0 | 0
WI Large Coal Units Hg Rule v3.1, Unit 3842 and retrofits | 784 | 7369 | MACT Fuel Choice Floor in lbs/MMBtu | FALSE | L | Annual | Fuel Consumed | TBtu | 15.2086 | 0 | 0 | 0 | 0 | 0 | 0 | 0
WI Large Coal Units Hg Rule v3.1, Unit 3842 and retrofits | 784 | 7369 | MACT Fuel Choice Floor in lbs/MMBtu | FALSE | L | Annual | Rate | lb/MMBtu | 5.6112e-07 | 0 | 0 | 0 | 0 | 0 | 0 | 0
WI Large Coal Units Hg Rule v3.1, Unit 3842 and retrofits | 784 | 7369 | MACT Fuel Choice Floor in lbs/MMBtu | FALSE | L | Annual | Generation | TWh | 1.4728 | 0 | 0 | 0 | 0 | 0 | 0 | 0
WI Large Coal Units Hg Rule v3.1, Unit 3842 and retrofits | 784 | 7369 | MACT Fuel Choice Floor in lbs/MMBtu | FALSE | L | Annual | Qualifying Generation | TWh | 1.4728 | 0 | 0 | 0 | 0 | 0 | 0 | 0
WI Large Coal Units Hg Rule v3.1, Unit 3842 and retrofits | 784 | 7369 | MACT Fuel Choice Floor in lbs/MMBtu | FALSE | L | Annual | Constraint Shadow Price | US2019$/Lb | 0 | 0 | 0 | 0 | 0 | 0 | 0 | 0
WI Large Coal Units Hg Rule v3.1, Unit 3843 and retrofits | 785 | 7369 | MACT Fuel Choice Floor in lbs/MMBtu | FALSE | L | Annual | Seasons Included | Seasons | Winter, WintShld, Summer | Winter, WintShld, Summer | Winter, WintShld, Summer | Winter, WintShld, Summer | Winter, WintShld, Summer | Winter, WintShld, Summer | Winter, WintShld, Summer | Winter, WintShld, Summer
WI Large Coal Units Hg Rule v3.1, Unit 3843 and retrofits | 785 | 7369 | MACT Fuel Choice Floor in lbs/MMBtu | FALSE | L | Annual | Emission Floor | lbs/MMBtu | 7.92e-07 | 7.92e-07 | 7.92e-07 | 7.92e-07 | 7.92e-07 | 7.92e-07 | 7.92e-07 | 7.92e-07
WI Large Coal Units Hg Rule v3.1, Unit 3843 and retrofits | 785 | 7369 | MACT Fuel Choice Floor in lbs/MMBtu | FALSE | L | Annual | Emissions at Affected Plants MER | lbs | 24.6452 | 24.6452 | 20.3622 | 20.3622 | 0 | 0 | 0 | 0
WI Large Coal Units Hg Rule v3.1, Unit 3843 and retrofits | 785 | 7369 | MACT Fuel Choice Floor in lbs/MMBtu | FALSE | L | Annual | Allowances Purchased MER | lbs | 0 | 0 | 0 | 0 | 0 | 0 | 0 | 0
WI Large Coal Units Hg Rule v3.1, Unit 3843 and retrofits | 785 | 7369 | MACT Fuel Choice Floor in lbs/MMBtu | FALSE | L | Annual | Allowances Sold MER | lbs | 0 | 0 | 0 | 0 | 0 | 0 | 0 | 0
WI Large Coal Units Hg Rule v3.1, Unit 3843 and retrofits | 785 | 7369 | MACT Fuel Choice Floor in lbs/MMBtu | FALSE | L | Annual | Allowances Banked | lbs | 0 | 0 | 0 | 0 | 0 | 0 | 0 | 0
WI Large Coal Units Hg Rule v3.1, Unit 3843 and retrofits | 785 | 7369 | MACT Fuel Choice Floor in lbs/MMBtu | FALSE | L | Annual | Allowances Withdrawn (1:1) | lbs | 0 | 0 | 0 | 0 | 0 | 0 | 0 | 0
WI Large Coal Units Hg Rule v3.1, Unit 3843 and retrofits | 785 | 7369 | MACT Fuel Choice Floor in lbs/MMBtu | FALSE | L | Annual | Allowances Withdrawn (n:1) | lbs | 0 | 0 | 0 | 0 | 0 | 0 | 0 | 0
WI Large Coal Units Hg Rule v3.1, Unit 3843 and retrofits | 785 | 7369 | MACT Fuel Choice Floor in lbs/MMBtu | FALSE | L | Annual | Net Emissions Allowance Position | lbs | 24.6452 | 24.6452 | 20.3622 | 20.3622 | 0 | 0 | 0 | 0
WI Large Coal Units Hg Rule v3.1, Unit 3843 and retrofits | 785 | 7369 | MACT Fuel Choice Floor in lbs/MMBtu | FALSE | L | Annual | Fuel Consumed | TBtu | 43.2619 | 43.2619 | 35.7435 | 35.7435 | 0 | 0 | 0 | 0
WI Large Coal Units Hg Rule v3.1, Unit 3843 and retrofits | 785 | 7369 | MACT Fuel Choice Floor in lbs/MMBtu | FALSE | L | Annual | Rate | lb/MMBtu | 5.6967e-07 | 5.6967e-07 | 5.6967e-07 | 5.6967e-07 | 0 | 0 | 0 | 0
WI Large Coal Units Hg Rule v3.1, Unit 3843 and retrofits | 785 | 7369 | MACT Fuel Choice Floor in lbs/MMBtu | FALSE | L | Annual | Generation | TWh | 4.4788 | 4.4788 | 3.7004 | 3.7004 | 0 | 0 | 0 | 0
WI Large Coal Units Hg Rule v3.1, Unit 3843 and retrofits | 785 | 7369 | MACT Fuel Choice Floor in lbs/MMBtu | FALSE | L | Annual | Qualifying Generation | TWh | 4.4788 | 4.4788 | 3.7004 | 3.7004 | 0 | 0 | 0 | 0
WI Large Coal Units Hg Rule v3.1, Unit 3843 and retrofits | 785 | 7369 | MACT Fuel Choice Floor in lbs/MMBtu | FALSE | L | Annual | Constraint Shadow Price | US2019$/Lb | 0 | 0 | 0 | 0 | 0 | 0 | 0 | 0
WI Large Coal Units Hg Rule v3.1, Unit 3844 and retrofits | 786 | 7369 | MACT Fuel Choice Floor in lbs/MMBtu | FALSE | L | Annual | Seasons Included | Seasons | Winter, WintShld, Summer | Winter, WintShld, Summer | Winter, WintShld, Summer | Winter, WintShld, Summer | Winter, WintShld, Summer | Winter, WintShld, Summer | Winter, WintShld, Summer | Winter, WintShld, Summer
WI Large Coal Units Hg Rule v3.1, Unit 3844 and retrofits | 786 | 7369 | MACT Fuel Choice Floor in lbs/MMBtu | FALSE | L | Annual | Emission Floor | lbs/MMBtu | 7.92e-07 | 7.92e-07 | 7.92e-07 | 7.92e-07 | 7.92e-07 | 7.92e-07 | 7.92e-07 | 7.92e-07
WI Large Coal Units Hg Rule v3.1, Unit 3844 and retrofits | 786 | 7369 | MACT Fuel Choice Floor in lbs/MMBtu | FALSE | L | Annual | Emissions at Affected Plants MER | lbs | 24.4465 | 24.4465 | 20.198 | 21.5194 | 0 | 0 | 0 | 0
WI Large Coal Units Hg Rule v3.1, Unit 3844 and retrofits | 786 | 7369 | MACT Fuel Choice Floor in lbs/MMBtu | FALSE | L | Annual | Allowances Purchased MER | lbs | 0 | 0 | 0 | 0 | 0 | 0 | 0 | 0
WI Large Coal Units Hg Rule v3.1, Unit 3844 and retrofits | 786 | 7369 | MACT Fuel Choice Floor in lbs/MMBtu | FALSE | L | Annual | Allowances Sold MER | lbs | 0 | 0 | 0 | 0 | 0 | 0 | 0 | 0
WI Large Coal Units Hg Rule v3.1, Unit 3844 and retrofits | 786 | 7369 | MACT Fuel Choice Floor in lbs/MMBtu | FALSE | L | Annual | Allowances Banked | lbs | 0 | 0 | 0 | 0 | 0 | 0 | 0 | 0
WI Large Coal Units Hg Rule v3.1, Unit 3844 and retrofits | 786 | 7369 | MACT Fuel Choice Floor in lbs/MMBtu | FALSE | L | Annual | Allowances Withdrawn (1:1) | lbs | 0 | 0 | 0 | 0 | 0 | 0 | 0 | 0
WI Large Coal Units Hg Rule v3.1, Unit 3844 and retrofits | 786 | 7369 | MACT Fuel Choice Floor in lbs/MMBtu | FALSE | L | Annual | Allowances Withdrawn (n:1) | lbs | 0 | 0 | 0 | 0 | 0 | 0 | 0 | 0
WI Large Coal Units Hg Rule v3.1, Unit 3844 and retrofits | 786 | 7369 | MACT Fuel Choice Floor in lbs/MMBtu | FALSE | L | Annual | Net Emissions Allowance Position | lbs | 24.4465 | 24.4465 | 20.198 | 21.5194 | 0 | 0 | 0 | 0
WI Large Coal Units Hg Rule v3.1, Unit 3844 and retrofits | 786 | 7369 | MACT Fuel Choice Floor in lbs/MMBtu | FALSE | L | Annual | Fuel Consumed | TBtu | 42.9131 | 42.9131 | 35.4554 | 37.775 | 0 | 0 | 0 | 0
WI Large Coal Units Hg Rule v3.1, Unit 3844 and retrofits | 786 | 7369 | MACT Fuel Choice Floor in lbs/MMBtu | FALSE | L | Annual | Rate | lb/MMBtu | 5.6967e-07 | 5.6967e-07 | 5.6967e-07 | 5.6967e-07 | 0 | 0 | 0 | 0
WI Large Coal Units Hg Rule v3.1, Unit 3844 and retrofits | 786 | 7369 | MACT Fuel Choice Floor in lbs/MMBtu | FALSE | L | Annual | Generation | TWh | 4.4788 | 4.4788 | 3.7004 | 3.9425 | 0 | 0 | 0 | 0
WI Large Coal Units Hg Rule v3.1, Unit 3844 and retrofits | 786 | 7369 | MACT Fuel Choice Floor in lbs/MMBtu | FALSE | L | Annual | Qualifying Generation | TWh | 4.4788 | 4.4788 | 3.7004 | 3.9425 | 0 | 0 | 0 | 0
WI Large Coal Units Hg Rule v3.1, Unit 3844 and retrofits | 786 | 7369 | MACT Fuel Choice Floor in lbs/MMBtu | FALSE | L | Annual | Constraint Shadow Price | US2019$/Lb | 0 | 0 | 0 | 0 | 0 | 0 | 0 | 0
WI Small Coal Units Hg Rule v3.1, Unit 3610 and retrofits | 787 | 7370 | MACT Fuel Choice Floor in lbs/MMBtu | FALSE | L | Annual | Seasons Included | Seasons | Winter, WintShld, Summer | Winter, WintShld, Summer | Winter, WintShld, Summer | Winter, WintShld, Summer | Winter, WintShld, Summer | Winter, WintShld, Summer | Winter, WintShld, Summer | Winter, WintShld, Summer
WI Small Coal Units Hg Rule v3.1, Unit 3610 and retrofits | 787 | 7370 | MACT Fuel Choice Floor in lbs/MMBtu | FALSE | L | Annual | Emission Floor | lbs/MMBtu | 6.91e-07 | 6.91e-07 | 6.91e-07 | 6.91e-07 | 6.91e-07 | 6.91e-07 | 6.91e-07 | 6.91e-07
WI Small Coal Units Hg Rule v3.1, Unit 3610 and retrofits | 787 | 7370 | MACT Fuel Choice Floor in lbs/MMBtu | FALSE | L | Annual | Emissions at Affected Plants MER | lbs | 1.3745 | 0.51181 | 0 | 0.45089 | 0.55632 | 0.55632 | 0 | 0
WI Small Coal Units Hg Rule v3.1, Unit 3610 and retrofits | 787 | 7370 | MACT Fuel Choice Floor in lbs/MMBtu | FALSE | L | Annual | Allowances Purchased MER | lbs | 0 | 0 | 0 | 0 | 0 | 0 | 0 | 0
WI Small Coal Units Hg Rule v3.1, Unit 3610 and retrofits | 787 | 7370 | MACT Fuel Choice Floor in lbs/MMBtu | FALSE | L | Annual | Allowances Sold MER | lbs | 0 | 0 | 0 | 0 | 0 | 0 | 0 | 0
WI Small Coal Units Hg Rule v3.1, Unit 3610 and retrofits | 787 | 7370 | MACT Fuel Choice Floor in lbs/MMBtu | FALSE | L | Annual | Allowances Banked | lbs | 0 | 0 | 0 | 0 | 0 | 0 | 0 | 0
WI Small Coal Units Hg Rule v3.1, Unit 3610 and retrofits | 787 | 7370 | MACT Fuel Choice Floor in lbs/MMBtu | FALSE | L | Annual | Allowances Withdrawn (1:1) | lbs | 0 | 0 | 0 | 0 | 0 | 0 | 0 | 0
WI Small Coal Units Hg Rule v3.1, Unit 3610 and retrofits | 787 | 7370 | MACT Fuel Choice Floor in lbs/MMBtu | FALSE | L | Annual | Allowances Withdrawn (n:1) | lbs | 0 | 0 | 0 | 0 | 0 | 0 | 0 | 0
WI Small Coal Units Hg Rule v3.1, Unit 3610 and retrofits | 787 | 7370 | MACT Fuel Choice Floor in lbs/MMBtu | FALSE | L | Annual | Net Emissions Allowance Position | lbs | 1.3745 | 0.51181 | 0 | 0.45089 | 0.55632 | 0.55632 | 0 | 0
WI Small Coal Units Hg Rule v3.1, Unit 3610 and retrofits | 787 | 7370 | MACT Fuel Choice Floor in lbs/MMBtu | FALSE | L | Annual | Fuel Consumed | TBtu | 2.7655 | 0.90723 | 0 | 0.90723 | 1.1194 | 1.1194 | 0 | 0
WI Small Coal Units Hg Rule v3.1, Unit 3610 and retrofits | 787 | 7370 | MACT Fuel Choice Floor in lbs/MMBtu | FALSE | L | Annual | Rate | lb/MMBtu | 4.97e-07 | 5.6415e-07 | 0 | 4.97e-07 | 4.97e-07 | 4.97e-07 | 0 | 0
WI Small Coal Units Hg Rule v3.1, Unit 3610 and retrofits | 787 | 7370 | MACT Fuel Choice Floor in lbs/MMBtu | FALSE | L | Annual | Generation | TWh | 0.21828 | 0.071608 | 0 | 0.071608 | 0.088352 | 0.088352 | 0 | 0
WI Small Coal Units Hg Rule v3.1, Unit 3610 and retrofits | 787 | 7370 | MACT Fuel Choice Floor in lbs/MMBtu | FALSE | L | Annual | Qualifying Generation | TWh | 0.21828 | 0.071608 | 0 | 0.071608 | 0.088352 | 0.088352 | 0 | 0
WI Small Coal Units Hg Rule v3.1, Unit 3610 and retrofits | 787 | 7370 | MACT Fuel Choice Floor in lbs/MMBtu | FALSE | L | Annual | Constraint Shadow Price | US2019$/Lb | 0 | 0 | 0 | 0 | 0 | 0 | 0 | 0
Zero Reserve Margin Type 3 Constraints | 788 | 7658 | MACT Fuel Choice Floor in lbs/MMBtu | FALSE | L | Annual | Seasons Included | Seasons | Winter, WintShld, Summer | Winter, WintShld, Summer | Winter, WintShld, Summer | Winter, WintShld, Summer | Winter, WintShld, Summer | Winter, WintShld, Summer | Winter, WintShld, Summer | Winter, WintShld, Summer
Zero Reserve Margin Type 3 Constraints | 788 | 7658 | MACT Fuel Choice Floor in lbs/MMBtu | FALSE | L | Annual | Emission Floor | lb/MMBtu | 0 | 0 | 0 | 0 | 0 | 0 | 0 | 0
Zero Reserve Margin Type 3 Constraints | 788 | 7658 | MACT Fuel Choice Floor in lbs/MMBtu | FALSE | L | Annual | Emissions at Affected Plants NOX | Thousand Tons | 0.50904 | 0.32727 | 0.18184 | 0.18184 | 0.18184 | 0.37429 | 0.15796 | 0
Zero Reserve Margin Type 3 Constraints | 788 | 7658 | MACT Fuel Choice Floor in lbs/MMBtu | FALSE | L | Annual | Allowances Purchased NOX | Thousand Tons | 0 | 0 | 0 | 0 | 0 | 0 | 0 | 0
Zero Reserve Margin Type 3 Constraints | 788 | 7658 | MACT Fuel Choice Floor in lbs/MMBtu | FALSE | L | Annual | Allowances Sold NOX | Thousand Tons | 0 | 0 | 0 | 0 | 0 | 0 | 0 | 0
Zero Reserve Margin Type 3 Constraints | 788 | 7658 | MACT Fuel Choice Floor in lbs/MMBtu | FALSE | L | Annual | Allowances Banked | Thousand Tons | 0 | 0 | 0 | 0 | 0 | 0 | 0 | 0
Zero Reserve Margin Type 3 Constraints | 788 | 7658 | MACT Fuel Choice Floor in lbs/MMBtu | FALSE | L | Annual | Allowances Withdrawn (1:1) | Thousand Tons | 0 | 0 | 0 | 0 | 0 | 0 | 0 | 0
Zero Reserve Margin Type 3 Constraints | 788 | 7658 | MACT Fuel Choice Floor in lbs/MMBtu | FALSE | L | Annual | Allowances Withdrawn (n:1) | Thousand Tons | 0 | 0 | 0 | 0 | 0 | 0 | 0 | 0
Zero Reserve Margin Type 3 Constraints | 788 | 7658 | MACT Fuel Choice Floor in lbs/MMBtu | FALSE | L | Annual | Net Emissions Allowance Position | Thousand Tons | 0.50904 | 0.32727 | 0.18184 | 0.18184 | 0.18184 | 0.37429 | 0.15796 | 0
Zero Reserve Margin Type 3 Constraints | 788 | 7658 | MACT Fuel Choice Floor in lbs/MMBtu | FALSE | L | Annual | Fuel Consumed | TBtu | 13.8402 | 8.8981 | 4.9441 | 4.9441 | 4.9441 | 10.1765 | 4.2947 | 0
Zero Reserve Margin Type 3 Constraints | 788 | 7658 | MACT Fuel Choice Floor in lbs/MMBtu | FALSE | L | Annual | Rate | lb/MMBtu | 0.07356 | 0.07356 | 0.07356 | 0.07356 | 0.07356 | 0.07356 | 0.07356 | 0
Zero Reserve Margin Type 3 Constraints | 788 | 7658 | MACT Fuel Choice Floor in lbs/MMBtu | FALSE | L | Annual | Generation | TWh | 1.392 | 0.89491 | 0.49724 | 0.49724 | 0.49724 | 1.0235 | 0.43194 | 0
Zero Reserve Margin Type 3 Constraints | 788 | 7658 | MACT Fuel Choice Floor in lbs/MMBtu | FALSE | L | Annual | Qualifying Generation | TWh | 1.392 | 0.89491 | 0.49724 | 0.49724 | 0.49724 | 1.0235 | 0.43194 | 0
Zero Reserve Margin Type 3 Constraints | 788 | 7658 | MACT Fuel Choice Floor in lbs/MMBtu | FALSE | L | Annual | Constraint Shadow Price | US2019$/Ton | 0 | 0 | 0 | 0 | 0 | 0 | 0 | 0

## Table 1-16_US
More Stringent Scenario
| 2023 | 2025 | 2028 | 2030 | 2035 | 2040 | 2045 | 2050
1. Reserve Margin Capacity Winter [MW] | 959070.9466 | 916300.6666 | 921692.2198 | 938796.6583 | 987017.1806 | 1050438.4582 | 1125909.997 | 1216110.3598
Plus Firm Contract Purchases Winter [MW] | 0 | 0 | 0 | 0 | 0 | 0 | 0 | 0
Plus Transmission In Winter [MW] | 9868.5275 | 14050.2684 | 16088.5897 | 17924.3019 | 18929.4748 | 21804.5938 | 32876.5709 | 46750.6506
Less Firm Contract Sales Winter [MW] | 0 | 0 | 0 | 0 | 0 | 0 | 0 | 0
Less Transmission Out Winter [MW] | 11782.1496 | 15355.4759 | 18347.5384 | 22842.2934 | 23475.7607 | 26940.5259 | 37676.4887 | 51795.695
Total Reserve Margin Capacity Winter [MW] | 957157.3246 | 914995.4591 | 919433.271 | 933878.6668 | 982470.8947 | 1045302.526 | 1121110.0792 | 1211065.3154
2. Peak Load Winter [MW] | 657662.7939 | 664411.9352 | 675658.3762 | 688334.2693 | 723324.4958 | 766868.201 | 817027.1079 | 875467.3199
Less DSM [MW] | 0 | 0 | 0 | 0 | 0 | 0 | 0 | 0
Net Demand Winter [MW] | 657662.7939 | 664411.9352 | 675658.3762 | 688334.2693 | 723324.4958 | 766868.201 | 817027.1079 | 875467.3199
3. Reserve Margin Winter [%] | 45.5392 | 37.7151 | 36.0796 | 35.6723 | 35.8271 | 36.308 | 37.2182 | 38.3336
1. Reserve Margin Capacity WintShld [MW] | 959070.9466 | 916300.6666 | 921692.2198 | 938796.6583 | 987017.1806 | 1050438.4582 | 1125909.997 | 1216110.3598
Plus Firm Contract Purchases WintShld [MW] | 0 | 0 | 0 | 0 | 0 | 0 | 0 | 0
Plus Transmission In WintShld [MW] | 2965.1242 | 5200.3165 | 5305.2695 | 5780.6349 | 5420.1147 | 4654.2369 | 13156.603 | 20160.896
Less Firm Contract Sales WintShld [MW] | 0 | 0 | 0 | 0 | 0 | 0 | 0 | 0
Less Transmission Out WintShld [MW] | 3048.7306 | 5342.1232 | 5449.5542 | 5937.6018 | 5566.9699 | 4774.2893 | 13484.1373 | 20659.9697
Total Reserve Margin Capacity WintShld [MW] | 958987.3403 | 916158.8599 | 921547.9351 | 938639.6914 | 986870.3255 | 1050318.4058 | 1125582.4627 | 1215611.2862
2. Peak Load WintShld [MW] | 597284.1547 | 603342.8941 | 613383.3031 | 624359.7315 | 655012.9036 | 692783.764 | 735983.2717 | 786318.7044
Less DSM [MW] | 0 | 0 | 0 | 0 | 0 | 0 | 0 | 0
Net Demand WintShld [MW] | 597284.1547 | 603342.8941 | 613383.3031 | 624359.7315 | 655012.9036 | 692783.764 | 735983.2717 | 786318.7044
3. Reserve Margin WintShld [%] | 60.558 | 51.8471 | 50.2401 | 50.3364 | 50.6643 | 51.6084 | 52.9359 | 54.5952
1. Reserve Margin Capacity Summer [MW] | 959070.9466 | 916300.6666 | 921692.2198 | 938796.6583 | 987017.1806 | 1050438.4582 | 1125909.997 | 1216110.3598
Plus Firm Contract Purchases Summer [MW] | 0 | 0 | 0 | 0 | 0 | 0 | 0 | 0
Plus Transmission In Summer [MW] | 48454.1511 | 75996.2308 | 80352.6486 | 78795.8415 | 81861.6861 | 91764.4995 | 116546.4896 | 127119.3592
Less Firm Contract Sales Summer [MW] | 0 | 0 | 0 | 0 | 0 | 0 | 0 | 0
Less Transmission Out Summer [MW] | 49692.3002 | 75921.2126 | 78218.3166 | 75549.2131 | 76307.0273 | 85639.8355 | 111001.8428 | 124503.1803
Total Reserve Margin Capacity Summer [MW] | 957832.7976 | 916375.6848 | 923826.5518 | 942043.2867 | 992571.8394 | 1056563.1222 | 1131454.6438 | 1218726.5387
2. Peak Load Summer [MW] | 782681.9523 | 790235.0926 | 802003.0866 | 817830.2889 | 861773.8208 | 917419.4998 | 982519.6712 | 1058366.7624
Less DSM [MW] | 0 | 0 | 0 | 0 | 0 | 0 | 0 | 0
Net Demand Summer [MW] | 782681.9523 | 790235.0926 | 802003.0866 | 817830.2889 | 861773.8208 | 917419.4998 | 982519.6712 | 1058366.7624
3. Reserve Margin Summer [%] | 22.3783 | 15.9624 | 15.1899 | 15.1881 | 15.1778 | 15.1668 | 15.1585 | 15.1516
1. Reserve Margin Capacity Annual [MW] | 959070.9466 | 916300.6666 | 921692.2198 | 938796.6583 | 987017.1806 | 1050438.4582 | 1125909.997 | 1216110.3598
Plus Firm Contract Purchases Annual [MW] | 0 | 0 | 0 | 0 | 0 | 0 | 0 | 0
Plus Transmission In Annual [MW] | 51896.0247 | 77955.658 | 81108.2213 | 80508.2316 | 84267.7024 | 93867.8209 | 118609.9178 | 132877.1945
Less Firm Contract Sales Annual [MW] | 0 | 0 | 0 | 0 | 0 | 0 | 0 | 0
Less Transmission Out Annual [MW] | 47000.8965 | 66440.7659 | 67358.6514 | 65281.9645 | 65707.1105 | 73606.0102 | 97052.3488 | 113461.636
Total Reserve Margin Capacity Annual [MW] | 963966.0748 | 927815.5586 | 935441.7897 | 954022.9254 | 1005577.7725 | 1070700.2689 | 1147467.566 | 1235525.9184
(for seasonal/annual regions combined)
2. Peak Load Annual [MW] | 787885.6428 | 795443.7069 | 807356.1136 | 823551.5129 | 868360.515 | 924967.0309 | 991090.2484 | 1068065.3655
Less DSM [MW] | 0 | 0 | 0 | 0 | 0 | 0 | 0 | 0
Net Demand Annual [MW] | 787885.6428 | 795443.7069 | 807356.1136 | 823551.5129 | 868360.515 | 924967.0309 | 991090.2484 | 1068065.3655
(for seasonal/annual regions combined)
3. Reserve Margin Annual [%] | 22.3485 | 16.6413 | 15.8648 | 15.8425 | 15.8019 | 15.7555 | 15.7783 | 15.6789
(for seasonal/annual regions combined)
3a.Local Reserves Annual [%] | 121.7272 | 115.1937 | 114.1618 | 113.9937 | 113.6644 | 113.565 | 113.6032 | 113.861
(for seasonal/annual regions combined)
4. Total Generation [GWh] | 4185984.2615 | 4264994.3949 | 4339433.9514 | 4412821.2239 | 4609951.7119 | 4837863.0823 | 5091691.4116 | 5412444.4169
Inter-Region Transmission [GWh] | 41930.4623 | 21806.5376 | 17827.0378 | 16865.6679 | 16147.509 | 10305.4892 | 2625.6084 | -7561.9615
Pumping & Storage Losses [GWh] | 40307.189 | 55432.0826 | 52505.4407 | 58703.1259 | 78962.5406 | 84855.087 | 86732.7806 | 107944.7484
Plus Purchases [GWh] | 0 | 0 | 0 | 0 | 0 | 0 | 0 | 0
Less Sales [GWh] | 0 | 0 | 0 | 0 | 0 | 0 | 0 | 0
5. Total Supply for Demand [GWh] | 4187607.5348 | 4231368.8499 | 4304755.5485 | 4370983.7659 | 4547136.6803 | 4763313.4844 | 5007584.2394 | 5296937.707
6. Projected Demand [GWh] | 4185729.91 | 4228551.733 | 4301734.17 | 4366049.361 | 4542120.521 | 4757199.143 | 4999612.007 | 5283438.895
Energy Not Served [GWh] | 0 | 0 | 0 | 0 | 0 | 0 | 0 | 0
Less DSM [GWh] | 0 | 0 | 0 | 0 | 0 | 0 | 0 | 0
Energy Demand Response [GWh] | 0 | 0 | 0 | 0 | 0 | 0 | 0 | 0
Net Demand [GWh] | 4185729.91 | 4228551.733 | 4301734.17 | 4366049.361 | 4542120.521 | 4757199.143 | 4999612.007 | 5283438.895
7. Dumped Energy [GWh] | 1877.6248 | 2817.1169 | 3021.3785 | 4934.4049 | 5016.1593 | 6114.3414 | 7972.2324 | 13498.812
8. Total Generation [GWh] | 4185984.2615 | 4264994.3949 | 4339433.9514 | 4412821.2239 | 4609951.7119 | 4837863.0823 | 5091691.4116 | 5412444.4169
Less T&D Losses [GWh] | 273908.5554 | 278510.302 | 283188.4568 | 287850.7197 | 300965.0032 | 315316.4771 | 332587.554 | 353744.3393
9. Total Sales [GWh] | 3912075.7061 | 3986484.0929 | 4056245.4945 | 4124970.5042 | 4308986.7087 | 4522546.6051 | 4759103.8576 | 5058700.0776
Capacity Avoided Costs [US$/kW]
ANNUAL | 103.8461 | 52.9707 | 66.3932 | 79.0629 | 60.0843 | 59.9143 | 60.5532 | 57.489
WINTER | 3.8977 | 2.65 | 1.9709 | 1.9857 | 2.0239 | 2.062 | 1.9914 | 1.9256
WINTSHLD | 0.00052285 | 0.0011097 | 0.0014373 | 0.0013675 | 0.0014229 | 0.001127 | 0.0010749 | 0.00084427
SUMMER | 101.1822 | 50.9422 | 64.8219 | 77.4441 | 58.5216 | 58.3309 | 59.0756 | 56.1144
10. Capacity by Capacity Reporting Type [MW]
00 New Combined Cycle | 11467.8 | 12499.8 | 12499.8 | 12499.8 | 26751.4141 | 36688.4905 | 55059.0801 | 80509.0696
00 New Combined Cycle with Carbon Capture | 0 | 0 | 0 | 452.4986 | 1134.6979 | 1134.6979 | 1134.6979 | 1134.6979
00 New Combustion Turbine | 6678.033 | 12528.4848 | 39694.927 | 48653.8344 | 76454.4607 | 125426.416 | 192229.4435 | 268230.5035
00 New Hydro | 0 | 1 | 1 | 1151 | 4026 | 7781.1152 | 7781.1152 | 7781.1152
00 New Nuclear | 0 | 0 | 0 | 0 | 0 | 0 | 0 | 64.531
00 New Biomass | 56.9 | 56.9 | 56.9 | 56.9 | 56.9 | 56.9 | 56.9 | 56.9
00 New Geothermal | 87.3 | 376.53 | 376.53 | 458.38 | 458.38 | 458.38 | 458.38 | 458.38
00 New Landfill Gas | 553.4511 | 964.0011 | 1360.9726 | 1376.6244 | 1445.392 | 2433.4964 | 3867.3696 | 4405.925
00 New Battery Storage | 13389.7 | 17291.8232 | 17291.8232 | 19954.8232 | 26666.3511 | 26916.4703 | 27861.1683 | 38069.3139
00 New Offshore Wind | 1130 | 2280 | 4680.01 | 6680 | 20880.01 | 30468 | 36185.1437 | 51720.9403
00 New Onshore Wind | 33402.5401 | 72075.0224 | 72075.0224 | 75295.9668 | 86641.0307 | 113539.5735 | 154521.44 | 204926.394
00 New Solar PV | 45130.4 | 70193.1 | 74501.3508 | 99821.4942 | 136502.0796 | 177391.2821 | 210075.8967 | 275141.7157
00 New Solar Thermal | 0 | 0 | 0 | 0 | 0 | 0 | 0 | 0
00 New Fuel Cell | 109.1 | 109.1 | 109.1 | 109.1 | 109.1 | 109.1 | 109.1 | 109.1
00 New Ultrasupercritical Coal without CCS | 0 | 0 | 0 | 0 | 0 | 0 | 0 | 0
00 New Ultrasupercritical Coal with 30% CCS | 0 | 0 | 0 | 0 | 0 | 0 | 0 | 0
00 New Ultrasupercritical Coal with 90% CCS | 0 | 0 | 0 | 0 | 0 | 0 | 0 | 0
00 Exist & New Distributed Solar PV | 48537.9826 | 55160.9183 | 65774.1253 | 72865.9032 | 88157.5704 | 104236.1402 | 120678.3371 | 138183.9934
00 Exist Combined Cycle | 276563.2 | 271246.3988 | 269594.4183 | 269011.4183 | 268511.4183 | 268240.6712 | 264670.4712 | 255704.0712
00 Exist Combustion Turbine | 146127.8788 | 142302.5675 | 142071.7935 | 141389.5675 | 141048.5675 | 140474.8317 | 130102.0317 | 125320.1317
00 Exist Coal Steam_Uncontrolled | 554.6 | 554.6 | 554.6 | 533.4 | 488.1 | 488.1 | 418.1 | 394.9
00 Exist Coal Steam_ACI | 13775.6 | 2291.96 | 1445.96 | 1445.96 | 1445.96 | 1445.96 | 1445.96 | 1442
00 Exist Coal Steam_ACI_DSI | 4318.2 | 1699.2 | 1104.2 | 1104.2 | 1104.2 | 1069.2 | 1046 | 1046
00 Exist Coal Steam_DryFGD | 60 | 60 | 60 | 60 | 0 | 0 | 0 | 0
00 Exist Coal Steam_DryFGD_ACI | 8872 | 5424 | 5424 | 4070 | 3664 | 2903 | 2903 | 2157
00 Exist Coal Steam_DryFGD_DSI | 268 | 0 | 0 | 0 | 0 | 0 | 0 | 0
00 Exist Coal Steam_DryFGD_SCR | 441 | 0 | 0 | 0 | 0 | 0 | 0 | 0
00 Exist Coal Steam_DryFGD_SCR_ACI | 15623 | 10425 | 9413 | 9413 | 8437 | 7472 | 7472 | 6914
00 Exist Coal Steam_DryFGD_SCR_DSI | 268 | 268 | 268 | 268 | 0 | 0 | 0 | 0
00 Exist Coal Steam_DryFGD_SCR_ACI_DSI | 1400 | 1400 | 931 | 931 | 931 | 931 | 931 | 931
00 Exist Coal Steam_DryFGD_SNCR_ACI | 2178 | 2178 | 2176.2715 | 1730 | 1730 | 1730 | 1730 | 1730
00 Exist Coal Steam_DryFGD_SNCR_ACI_DSI | 584 | 584 | 584 | 584 | 4 | 4 | 4 | 4
00 Exist Coal Steam_DSI | 1209 | 17 | 17 | 17 | 0 | 0 | 0 | 0
00 Exist Coal Steam_SCR_ACI | 4781 | 4361 | 4361 | 4361 | 4361 | 4361 | 4361 | 4361
00 Exist Coal Steam_SCR_ACI_DSI | 3394.4437 | 2741.4437 | 1710 | 390 | 390 | 390 | 390 | 390
00 Exist Coal Steam_SNCR | 15.2 | 15.2 | 15.2 | 15.2 | 15.2 | 15.2 | 15.2 | 15.2
00 Exist Coal Steam_SCR | 0 | 0 | 0 | 0 | 0 | 0 | 0 | 0
00 Exist Coal Steam_SNCR_ACI | 580 | 580 | 0 | 0 | 0 | 0 | 0 | 0
00 Exist Coal Steam_SNCR_ACI_DSI | 2693 | 12 | 0 | 0 | 0 | 0 | 0 | 0
00 Exist Coal Steam_WetFGD | 5449 | 9 | 9 | 9 | 9 | 9 | 9 | 3
00 Exist Coal Steam_WetFGD_ACI | 9501 | 2878 | 2878 | 2878 | 2872 | 2872 | 2872 | 2709
00 Exist Coal Steam_WetFGD_ACI_DSI | 3086 | 3 | 3 | 3 | 3 | 3 | 3 | 0
00 Exist Coal Steam_WetFGD_DSI | 0 | 0 | 0 | 0 | 0 | 0 | 0 | 0
00 Exist Coal Steam_WetFGD_SCR | 47310 | 40841.9444 | 33604.8223 | 31889.8223 | 27251.5839 | 14252.5839 | 12307.972 | 9104.0633
00 Exist Coal Steam_WetFGD_SCR_DSI | 5900 | 2205 | 1239 | 4 | 4 | 4 | 4 | 4
00 Exist Coal Steam_WetFGD_SCR_ACI | 25854 | 19030.3401 | 16909.3401 | 16545.3401 | 12521.3401 | 9553 | 9553 | 9050
00 Exist Coal Steam_WetFGD_SCR_ACI_DSI | 9705 | 7220.8454 | 7042 | 7042 | 6531 | 5452 | 3100 | 1647.6059
00 Exist Coal Steam_WetFGD_SNCR | 2586.7 | 60 | 60 | 60 | 60 | 60 | 54 | 54
00 Exist Coal Steam_WetFGD_SNCR_ACI | 9124.1698 | 4208.0997 | 4208.0997 | 3616.8953 | 2956.8953 | 1859 | 1582.9567 | 1190
00 Exist Coal Steam_WetFGD_SNCR_ACI_DSI | 0 | 0 | 0 | 0 | 0 | 0 | 0 | 0
00 Exist FBC_ACI_DSI | 478 | 440 | 440 | 440 | 440 | 440 | 440 | 0
00 Exist FBC_DryFGD_ACI | 136 | 136 | 136 | 136 | 136 | 136 | 136 | 0
00 Exist FBC_DryFGD_DSI | 43 | 0 | 0 | 0 | 0 | 0 | 0 | 0
00 Exist FBC_DryFGD_SNCR | 1674 | 1674 | 1674 | 1674 | 1674 | 1674 | 1674 | 752.1418
00 Exist FBC_DryFGD_SNCR_ACI | 610 | 610 | 610 | 610 | 610 | 610 | 610 | 0
00 Exist FBC_DryFGD_SNCR_ACI_DSI | 718 | 718 | 92 | 92 | 92 | 92 | 92 | 92
00 Exist FBC_DryFGD_SNCR_DSI | 86 | 0 | 0 | 0 | 0 | 0 | 0 | 0
00 Exist FBC_DSI | 822 | 580.0193 | 580.0193 | 580.0193 | 580.0193 | 580.0193 | 580.0193 | 576
00 Exist FBC_SCR | 10.6 | 10.6 | 10.6 | 0 | 0 | 0 | 0 | 0
00 Exist FBC_SNCR | 53 | 0 | 0 | 0 | 0 | 0 | 0 | 0
00 Exist FBC_SNCR_ACI | 10.6 | 10.6 | 10.6 | 0 | 0 | 0 | 0 | 0
00 Exist FBC_SNCR_ACI_DSI | 305 | 305 | 305 | 305 | 305 | 305 | 305 | 0
00 Exist FBC_SNCR_DSI | 1114 | 1114 | 1114 | 1000 | 1000 | 1000 | 1000 | 889.7977
00 Exist FBC_Uncontrolled | 0 | 0 | 0 | 0 | 0 | 0 | 0 | 0
00 Exist FBC_WetFGD_DSI | 51 | 51 | 51 | 51 | 51 | 51 | 51 | 51
00 Exist IGCC | 815 | 595 | 595 | 595 | 459.534 | 175.1705 | 0 | 0
00 Exist Fossil_Other | 1379.3 | 1379.3 | 1379.3 | 1379.3 | 1379.3 | 1379.3 | 1379.3 | 1379.3
00 Exist Fuel Cell | 174.8 | 174.8 | 174.8 | 174.8 | 174.8 | 174.8 | 174.8 | 174.8
00 Exist Hydro | 79354.2 | 79326 | 79310.2 | 79310.2 | 79310.2 | 79310.2 | 79310.2 | 79310.2
00 Exist Non Fossil_Other | 4323.1 | 4179.3 | 4179.3 | 4179.3 | 4179.3 | 4179.3 | 4179.3 | 4179.3
00 Exist Nuclear | 96925.2 | 90567.2 | 78756.738 | 74793.9474 | 61730.26 | 60607.26 | 55670.9936 | 44723.3375
00 Exist Oil/Gas Steam | 52575.72 | 42176.4119 | 41930.32 | 41704.32 | 41166.4989 | 40994.9989 | 40626.9989 | 36858.1989
00 Exist Oil/Gas Steam_SCR | 8749.7 | 5609.9 | 5609.9 | 5609.9 | 5609.9 | 5609.9 | 5609.9 | 4646.9
00 Exist Oil/Gas Steam_SNCR | 6273.9 | 5722.9 | 5722.9 | 5722.9 | 5722.9 | 5621.9 | 4271.9 | 3244.1
00 Exist Biomass | 3395 | 248.5 | 125.3 | 125.3 | 125.3 | 125.3 | 125.3 | 125.3
00 Exist Landfill Gas | 1738.4 | 1729.9 | 1729.9 | 1729.9 | 1729.9 | 1729.9 | 1729.9 | 1602.1
00 Exist Geothermal | 2401.6 | 2401.6 | 2401.6 | 2401.6 | 2401.6 | 2401.6 | 2401.6 | 2401.6
00 Exist Pump Storage | 22820 | 22820 | 22820 | 22820 | 22820 | 22820 | 22820 | 22820
00 Exist Energy Storage | 1036.7 | 1035.7 | 1035.7 | 1035.7 | 1035.7 | 1035.7 | 1035.7 | 1035.7
00 Exist Solar PV | 39772.8 | 39952 | 39944.8 | 39944.8 | 39942.8 | 39942.8 | 39942.8 | 39942.8
00 Exist Solar Thermal | 1486 | 1486 | 1486 | 1486 | 1486 | 1486 | 1486 | 1486
00 Exist Offshore Wind | 29.3 | 29.3 | 29.3 | 29.3 | 29.3 | 29.3 | 29.3 | 29.3
00 Exist Onshore Wind | 112303.1 | 113323.1 | 113323.1 | 113323.1 | 113323.1 | 113323.1 | 113323.1 | 113323.1
00 International Imports | 1000 | 1000 | 1000 | 1000 | 1000 | 1000 | 1000 | 1000
00 Ret.ACI | 0 | 0 | 0 | 0 | 0 | 0 | 0 | 0
00 Ret.ACI & DryFGD | 0 | 0 | 0 | 0 | 0 | 0 | 0 | 0
00 Ret.ACI & DryFGD & HRI | 0 | 0 | 0 | 0 | 0 | 0 | 0 | 0
00 Ret.ACI & DSI | 0 | 0 | 0 | 0 | 0 | 0 | 0 | 0
00 Ret.ACI & DSI & DryFGD | 0 | 0 | 0 | 0 | 0 | 0 | 0 | 0
00 Ret.ACI & DSI & DryFGD & HRI | 0 | 0 | 0 | 0 | 0 | 0 | 0 | 0
00 Ret.ACI & DSI & HRI | 0 | 0 | 0 | 0 | 0 | 0 | 0 | 0
00 Ret.ACI & DSI & WetFGD & HRI | 0 | 0 | 0 | 0 | 0 | 0 | 0 | 0
00 Ret.ACI & HRI | 0 | 0 | 0 | 0 | 0 | 0 | 0 | 0
00 Ret.ACI & SCR | 0 | 0 | 0 | 0 | 0 | 0 | 0 | 0
00 Ret.ACI & SCR & DryFGD & HRI | 0 | 0 | 0 | 0 | 0 | 0 | 0 | 0
00 Ret.ACI & SCR & DSI | 0 | 0 | 0 | 0 | 0 | 0 | 0 | 0
00 Ret.ACI & SCR & DSI & DryFGD | 0 | 0 | 0 | 0 | 0 | 0 | 0 | 0
00 Ret.ACI & SCR & DSI & DryFGD & HRI | 0 | 0 | 0 | 0 | 0 | 0 | 0 | 0
00 Ret.ACI & SCR & DSI & HRI | 0 | 0 | 0 | 0 | 0 | 0 | 0 | 0
00 Ret.ACI & SCR & DSI & WetFGD | 0 | 0 | 0 | 0 | 0 | 0 | 0 | 0
00 Ret.ACI & SCR & DSI & WetFGD & HRI | 0 | 0 | 0 | 0 | 0 | 0 | 0 | 0
00 Ret.ACI & SCR & HRI | 0 | 0 | 0 | 0 | 0 | 0 | 0 | 0
00 Ret.ACI & SCR & WetFGD & HRI | 0 | 0 | 0 | 0 | 0 | 0 | 0 | 0
00 Ret.ACI & SNCR | 0 | 0 | 0 | 0 | 0 | 0 | 0 | 0
00 Ret.ACI & SNCR & DSI | 0 | 0 | 0 | 0 | 0 | 0 | 0 | 0
00 Ret.ACI & SNCR & DSI & DryFGD | 0 | 0 | 0 | 0 | 0 | 0 | 0 | 0
00 Ret.ACI & SNCR & DSI & DryFGD & HRI | 0 | 0 | 0 | 0 | 0 | 0 | 0 | 0
00 Ret.ACI & SNCR & DSI & HRI | 0 | 0 | 0 | 0 | 0 | 0 | 0 | 0
00 Ret.ACI & SNCR & DSI & WetFGD | 0 | 0 | 0 | 0 | 0 | 0 | 0 | 0
00 Ret.ACI & SNCR & DSI & WetFGD & HRI | 0 | 0 | 0 | 0 | 0 | 0 | 0 | 0
00 Ret.ACI & SNCR & HRI | 0 | 0 | 0 | 0 | 0 | 0 | 0 | 0
00 Ret.ACI & WetFGD | 0 | 0 | 0 | 0 | 0 | 0 | 0 | 0
00 Ret.ACI & WetFGD & DSI | 0 | 0 | 0 | 0 | 0 | 0 | 0 | 0
00 Ret.ACI & WetFGD & HRI | 0 | 0 | 0 | 0 | 0 | 0 | 0 | 0
00 Ret.C2G | 5747.5163 | 6647.9563 | 8443.5221 | 8443.5221 | 10061.8161 | 8225.3677 | 7989.8561 | 7537.4161
00 Ret.C2G & SCR | 0 | 2242.2665 | 2242.2665 | 2242.2665 | 2242.2665 | 1186.2665 | 1186.2665 | 1186.2665
00 Ret.CCG | 0 | 0 | 1467.9221 | 1952.2 | 1952.2 | 1952.2 | 1952.2 | 1952.2
00 Ret.DryFGD | 0 | 0 | 0 | 0 | 0 | 0 | 0 | 0
00 Ret.DryFGD & CCS | 0 | 0 | 0 | 0 | 0 | 0 | 0 | 0
00 Ret.DryFGD & HRI | 0 | 0 | 0 | 0 | 0 | 0 | 0 | 0
00 Ret.DSI | 0 | 0 | 0 | 0 | 0 | 0 | 0 | 0
00 Ret.DSI & DryFGD | 0 | 0 | 0 | 0 | 0 | 0 | 0 | 0
00 Ret.DSI & DryFGD & HRI | 0 | 0 | 0 | 0 | 0 | 0 | 0 | 0
00 Ret.DSI & HRI | 0 | 0 | 0 | 0 | 0 | 0 | 0 | 0
00 Ret.ExistACI & DryFGD | 0 | 0 | 0 | 0 | 0 | 0 | 0 | 0
00 Ret.ExistACI & DryFGD & CCS | 0 | 0 | 0 | 0 | 0 | 0 | 0 | 0
00 Ret.ExistACI & DryFGD & HRI | 0 | 0 | 0 | 0 | 0 | 0 | 0 | 0
00 Ret.ExistACI & DryFGD & HRI & CCS | 0 | 0 | 0 | 0 | 0 | 0 | 0 | 0
00 Ret.ExistACI & DSI | 0 | 0 | 0 | 0 | 0 | 0 | 0 | 0
00 Ret.ExistACI & DSI & DryFGD | 0 | 0 | 0 | 0 | 0 | 0 | 0 | 0
00 Ret.ExistACI & DSI & DryFGD & HRI | 0 | 0 | 0 | 0 | 0 | 0 | 0 | 0
00 Ret.ExistACI & DSI & HRI | 0 | 0 | 0 | 0 | 0 | 0 | 0 | 0
00 Ret.ExistACI & HRI | 0 | 0 | 0 | 0 | 0 | 0 | 0 | 0
00 Ret.ExistACI & HRI & WetFGD | 0 | 0 | 0 | 0 | 0 | 0 | 0 | 0
00 Ret.ExistACI & SCR | 0 | 5112.9838 | 5112.9838 | 3485.454 | 2858.1892 | 1679.0882 | 503.9639 | 3.9767
00 Ret.ExistACI & SCR & DryFGD | 0 | 0 | 0 | 0 | 0 | 0 | 0 | 0
00 Ret.ExistACI & SCR & DryFGD & CCS | 0 | 0 | 0 | 0 | 0 | 0 | 0 | 0
00 Ret.ExistACI & SCR & DryFGD & HRI | 0 | 0 | 0 | 0 | 0 | 0 | 0 | 0
00 Ret.ExistACI & SCR & DryFGD & HRI & CCS | 0 | 0 | 0 | 0 | 0 | 0 | 0 | 0
00 Ret.ExistACI & SCR & DSI | 0 | 0 | 0 | 0 | 0 | 0 | 0 | 0
00 Ret.ExistACI & SCR & DSI & DryFGD | 0 | 0 | 0 | 0 | 0 | 0 | 0 | 0
00 Ret.ExistACI & SCR & DSI & DryFGD & HRI | 0 | 0 | 0 | 0 | 0 | 0 | 0 | 0
00 Ret.ExistACI & SCR & DSI & HRI | 0 | 0 | 0 | 0 | 0 | 0 | 0 | 0
00 Ret.ExistACI & SCR & HRI | 0 | 0 | 0 | 0 | 0 | 0 | 0 | 0
00 Ret.ExistACI & SCR & WetFGD | 0 | 0 | 0 | 0 | 0 | 0 | 0 | 0
00 Ret.ExistACI & SCR & WetFGD & CCS | 0 | 0 | 0 | 0 | 0 | 0 | 0 | 0
00 Ret.ExistACI & SCR & WetFGD & HRI | 0 | 0 | 0 | 0 | 0 | 0 | 0 | 0
00 Ret.ExistACI & SCR & WetFGD & HRI & CCS | 0 | 0 | 0 | 0 | 0 | 0 | 0 | 0
00 Ret.ExistACI & SNCR | 0 | 0 | 0 | 0 | 0 | 0 | 0 | 0
00 Ret.ExistACI & SNCR & DryFGD | 0 | 0 | 0 | 0 | 0 | 0 | 0 | 0
00 Ret.ExistACI & SNCR & DryFGD & CCS | 0 | 0 | 0 | 0 | 0 | 0 | 0 | 0
00 Ret.ExistACI & SNCR & DryFGD & HRI | 0 | 0 | 0 | 0 | 0 | 0 | 0 | 0
00 Ret.ExistACI & SNCR & DryFGD & HRI & CCS | 0 | 0 | 0 | 0 | 0 | 0 | 0 | 0
00 Ret.ExistACI & SNCR & DSI | 0 | 0 | 0 | 0 | 0 | 0 | 0 | 0
00 Ret.ExistACI & SNCR & DSI & HRI | 0 | 0 | 0 | 0 | 0 | 0 | 0 | 0
00 Ret.ExistACI & SNCR & HRI | 0 | 0 | 0 | 0 | 0 | 0 | 0 | 0
00 Ret.ExistACI & SNCR & WetFGD | 0 | 0 | 0 | 0 | 0 | 0 | 0 | 0
00 Ret.ExistACI & SNCR & WetFGD & CCS | 0 | 0 | 0 | 0 | 0 | 0 | 0 | 0
00 Ret.ExistACI & SNCR & WetFGD & HRI | 0 | 0 | 0 | 0 | 0 | 0 | 0 | 0
00 Ret.ExistACI & SNCR & WetFGD & HRI & CCS | 0 | 0 | 0 | 0 | 0 | 0 | 0 | 0
00 Ret.ExistACI & WetFGD | 0 | 0 | 0 | 0 | 0 | 0 | 0 | 0
00 Ret.ExistACI & WetFGD & CCS | 0 | 0 | 0 | 0 | 0 | 0 | 0 | 0
00 Ret.ExistACI & WetFGD & HRI & CCS | 0 | 0 | 0 | 0 | 0 | 0 | 0 | 0
00 Ret.ExistACI_DSI & DryFGD | 0 | 0 | 0 | 0 | 0 | 0 | 0 | 0
00 Ret.ExistACI_DSI & DryFGD & CCS | 0 | 0 | 0 | 0 | 0 | 0 | 0 | 0
00 Ret.ExistACI_DSI & DryFGD & HRI | 0 | 0 | 0 | 0 | 0 | 0 | 0 | 0
00 Ret.ExistACI_DSI & DryFGD & HRI & CCS | 0 | 0 | 0 | 0 | 0 | 0 | 0 | 0
00 Ret.ExistACI_DSI & HRI | 0 | 0 | 0 | 0 | 0 | 0 | 0 | 0
00 Ret.ExistACI_DSI & SCR | 0 | 437.3723 | 437.3723 | 437.3723 | 437.3723 | 437.3723 | 437.3723 | 437.3723
00 Ret.ExistACI_DSI & SCR & DryFGD | 0 | 0 | 0 | 0 | 0 | 0 | 0 | 0
00 Ret.ExistACI_DSI & SCR & DryFGD & CCS | 0 | 0 | 0 | 0 | 0 | 0 | 0 | 0
00 Ret.ExistACI_DSI & SCR & DryFGD & HRI | 0 | 0 | 0 | 0 | 0 | 0 | 0 | 0
00 Ret.ExistACI_DSI & SCR & DryFGD & HRI & CCS | 0 | 0 | 0 | 0 | 0 | 0 | 0 | 0
00 Ret.ExistACI_DSI & SCR & HRI | 0 | 0 | 0 | 0 | 0 | 0 | 0 | 0
00 Ret.ExistACI_DSI & SCR & WetFGD | 0 | 0 | 0 | 0 | 0 | 0 | 0 | 0
00 Ret.ExistACI_DSI & SCR & WetFGD & CCS | 0 | 0 | 0 | 0 | 0 | 0 | 0 | 0
00 Ret.ExistACI_DSI & SCR & WetFGD & HRI | 0 | 0 | 0 | 0 | 0 | 0 | 0 | 0
00 Ret.ExistACI_DSI & SCR & WetFGD & HRI & CCS | 0 | 0 | 0 | 0 | 0 | 0 | 0 | 0
00 Ret.ExistACI_DSI & SNCR | 0 | 0 | 0 | 0 | 0 | 0 | 0 | 0
00 Ret.ExistACI_DSI & SNCR & DryFGD | 0 | 0 | 0 | 0 | 0 | 0 | 0 | 0
00 Ret.ExistACI_DSI & SNCR & DryFGD & HRI & CCS | 0 | 0 | 0 | 0 | 0 | 0 | 0 | 0
00 Ret.ExistACI_DSI & SNCR & DryFGD & HRI | 0 | 0 | 0 | 0 | 0 | 0 | 0 | 0
00 Ret.ExistACI_DSI & SNCR & WetFGD & HRI & CCS | 0 | 0 | 0 | 0 | 0 | 0 | 0 | 0
00 Ret.ExistACI_DSI & SNCR & HRI | 0 | 0 | 0 | 0 | 0 | 0 | 0 | 0
00 Ret.ExistACI_DSI & SNCR & WetFGD | 0 | 0 | 0 | 0 | 0 | 0 | 0 | 0
00 Ret.ExistACI_DSI & SNCR & WetFGD & HRI | 0 | 0 | 0 | 0 | 0 | 0 | 0 | 0
00 Ret.ExistACI_DSI & WetFGD | 0 | 0 | 0 | 0 | 0 | 0 | 0 | 0
00 Ret.ExistACI_DSI & WetFGD & CCS | 0 | 0 | 0 | 0 | 0 | 0 | 0 | 0
00 Ret.ExistACI_DSI & WetFGD & HRI | 0 | 0 | 0 | 0 | 0 | 0 | 0 | 0
00 Ret.ExistACI_DSI & WetFGD & HRI & CCS | 0 | 0 | 0 | 0 | 0 | 0 | 0 | 0
00 Ret.ExistDryFGD & CCS | 0 | 0 | 0 | 0 | 0 | 0 | 0 | 0
00 Ret.ExistDryFGD & HRI | 0 | 0 | 0 | 0 | 0 | 0 | 0 | 0
00 Ret.ExistDryFGD & SCR | 0 | 0 | 0 | 0 | 0 | 0 | 0 | 0
00 Ret.ExistDryFGD & SCR & CCS | 0 | 0 | 0 | 0 | 0 | 0 | 0 | 0
00 Ret.ExistDryFGD & SCR & HRI | 0 | 0 | 0 | 0 | 0 | 0 | 0 | 0
00 Ret.ExistDryFGD & SNCR | 0 | 0 | 0 | 0 | 0 | 0 | 0 | 0
00 Ret.ExistDryFGD & SNCR & CCS | 0 | 0 | 0 | 0 | 0 | 0 | 0 | 0
00 Ret.ExistDryFGD & SNCR & HRI | 0 | 0 | 0 | 0 | 0 | 0 | 0 | 0
00 Ret.ExistDryFGD_ACI & CCS | 0 | 0 | 0 | 0 | 0 | 0 | 0 | 0
00 Ret.ExistDryFGD_ACI & HRI | 0 | 0 | 0 | 0 | 0 | 0 | 0 | 0
00 Ret.ExistDryFGD_ACI & HRI & CCS | 0 | 0 | 0 | 0 | 0 | 0 | 0 | 0
00 Ret.ExistDryFGD_ACI & SCR | 0 | 1033.914 | 1033.914 | 1033.914 | 1033.914 | 1033.914 | 0 | 0
00 Ret.ExistDryFGD_ACI & SCR & CCS | 0 | 0 | 0 | 0 | 0 | 0 | 0 | 0
00 Ret.ExistDryFGD_ACI & SCR & HRI | 0 | 0 | 0 | 0 | 0 | 0 | 0 | 0
00 Ret.ExistDryFGD_ACI & SCR & HRI & CCS | 0 | 0 | 0 | 0 | 0 | 0 | 0 | 0
00 Ret.ExistDryFGD_ACI & SNCR | 0 | 0 | 0 | 0 | 0 | 0 | 0 | 0
00 Ret.ExistDryFGD_ACI & SNCR & CCS | 0 | 0 | 0 | 0 | 0 | 0 | 0 | 0
00 Ret.ExistDryFGD_ACI & SNCR & HRI | 0 | 0 | 0 | 0 | 0 | 0 | 0 | 0
00 Ret.ExistDryFGD_ACI & SNCR & HRI & CCS | 0 | 0 | 0 | 0 | 0 | 0 | 0 | 0
00 Ret.ExistDryFGD_ACI_DSI & SCR | 0 | 0 | 0 | 0 | 0 | 0 | 0 | 0
00 Ret.ExistDryFGD_ACI_DSI & SCR & CCS | 0 | 0 | 0 | 0 | 0 | 0 | 0 | 0
00 Ret.ExistDryFGD_ACI_DSI & SCR & HRI | 0 | 0 | 0 | 0 | 0 | 0 | 0 | 0
00 Ret.ExistDryFGD_ACI_DSI & SCR & HRI & CCS | 0 | 0 | 0 | 0 | 0 | 0 | 0 | 0
00 Ret.ExistDryFGD_DSI & HRI | 0 | 0 | 0 | 0 | 0 | 0 | 0 | 0
00 Ret.ExistDryFGD_SNCR_ACI_DSI & CCS | 0 | 0 | 0 | 0 | 0 | 0 | 0 | 0
00 Ret.ExistDryFGD_SNCR_ACI_DSI & HRI | 0 | 0 | 0 | 0 | 0 | 0 | 0 | 0
00 Ret.ExistDryFGD_SNCR_ACI_DSI & HRI & CCS | 0 | 0 | 0 | 0 | 0 | 0 | 0 | 0
00 Ret.ExistDSI & DryFGD | 0 | 0 | 0 | 0 | 0 | 0 | 0 | 0
00 Ret.ExistDSI & DryFGD & HRI | 0 | 0 | 0 | 0 | 0 | 0 | 0 | 0
00 Ret.ExistDSI & HRI | 0 | 0 | 0 | 0 | 0 | 0 | 0 | 0
00 Ret.ExistDSI & SCR | 0 | 0 | 0 | 0 | 0 | 0 | 0 | 0
00 Ret.ExistDSI & SCR & DryFGD | 0 | 0 | 0 | 0 | 0 | 0 | 0 | 0
00 Ret.ExistDSI & SCR & DryFGD & HRI | 0 | 0 | 0 | 0 | 0 | 0 | 0 | 0
00 Ret.ExistDSI & SCR & HRI | 0 | 0 | 0 | 0 | 0 | 0 | 0 | 0
00 Ret.ExistDSI & SCR & WetFGD | 0 | 0 | 0 | 0 | 0 | 0 | 0 | 0
00 Ret.ExistDSI & SCR & WetFGD & HRI | 0 | 0 | 0 | 0 | 0 | 0 | 0 | 0
00 Ret.ExistDSI & SNCR | 0 | 0 | 0 | 0 | 0 | 0 | 0 | 0
00 Ret.ExistSCR & ACI | 0 | 0 | 0 | 0 | 0 | 0 | 0 | 0
00 Ret.ExistDSI & SNCR & DryFGD | 0 | 0 | 0 | 0 | 0 | 0 | 0 | 0
00 Ret.ExistSCR & ACI & DSI | 0 | 0 | 0 | 0 | 0 | 0 | 0 | 0
00 Ret.ExistSCR & ACI & DSI & DryFGD | 0 | 0 | 0 | 0 | 0 | 0 | 0 | 0
00 Ret.ExistSCR & ACI & DSI & DryFGD & HRI | 0 | 0 | 0 | 0 | 0 | 0 | 0 | 0
00 Ret.ExistDSI & SNCR & DryFGD & HRI | 0 | 0 | 0 | 0 | 0 | 0 | 0 | 0
00 Ret.ExistDSI & SNCR & HRI | 0 | 0 | 0 | 0 | 0 | 0 | 0 | 0
00 Ret.ExistSCR & ACI & DSI & HRI | 0 | 0 | 0 | 0 | 0 | 0 | 0 | 0
00 Ret.ExistDSI & SNCR & WetFGD | 0 | 0 | 0 | 0 | 0 | 0 | 0 | 0
00 Ret.ExistSCR & ACI & DSI & WetFGD | 0 | 0 | 0 | 0 | 0 | 0 | 0 | 0
00 Ret.ExistSCR & ACI & DSI & WetFGD & HRI | 0 | 0 | 0 | 0 | 0 | 0 | 0 | 0
00 Ret.ExistSCR & ACI & HRI | 0 | 0 | 0 | 0 | 0 | 0 | 0 | 0
00 Ret.ExistDSI & SNCR & WetFGD & HRI | 0 | 0 | 0 | 0 | 0 | 0 | 0 | 0
00 Ret.ExistDSI & WetFGD | 0 | 0 | 0 | 0 | 0 | 0 | 0 | 0
00 Ret.ExistDSI & WetFGD & HRI | 0 | 0 | 0 | 0 | 0 | 0 | 0 | 0
00 Ret.ExistDSI_ACI & SNCR & DryFGD & CCS | 0 | 0 | 0 | 0 | 0 | 0 | 0 | 0
00 Ret.ExistDSI_ACI & SNCR & WetFGD & CCS | 0 | 0 | 0 | 0 | 0 | 0 | 0 | 0
00 Ret.ExistSCR_ACI & DryFGD | 0 | 0 | 0 | 0 | 0 | 0 | 0 | 0
00 Ret.ExistSCR & DSI | 0 | 0 | 0 | 0 | 0 | 0 | 0 | 0
00 Ret.ExistSCR_ACI & DryFGD & CCS | 0 | 0 | 0 | 0 | 0 | 0 | 0 | 0
00 Ret.ExistSCR_ACI & DryFGD & HRI | 0 | 0 | 0 | 0 | 0 | 0 | 0 | 0
00 Ret.ExistSCR & DSI & DryFGD | 0 | 0 | 0 | 0 | 0 | 0 | 0 | 0
00 Ret.ExistSCR_ACI & DryFGD & HRI & CCS | 0 | 0 | 0 | 0 | 0 | 0 | 0 | 0
00 Ret.ExistSCR & DSI & DryFGD & HRI | 0 | 0 | 0 | 0 | 0 | 0 | 0 | 0
00 Ret.ExistSCR & DSI & HRI | 0 | 0 | 0 | 0 | 0 | 0 | 0 | 0
00 Ret.ExistSCR_ACI & DSI & HRI | 0 | 0 | 0 | 0 | 0 | 0 | 0 | 0
00 Ret.ExistSCR_ACI & HRI | 0 | 0 | 0 | 0 | 0 | 0 | 0 | 0
00 Ret.ExistSCR_ACI & WetFGD | 0 | 0 | 0 | 0 | 0 | 0 | 0 | 0
00 Ret.ExistSCR & HRI | 0 | 0 | 0 | 0 | 0 | 0 | 0 | 0
00 Ret.ExistSCR_ACI & WetFGD & CCS | 0 | 0 | 0 | 0 | 0 | 0 | 0 | 0
00 Ret.ExistSCR_ACI & WetFGD & HRI | 0 | 0 | 0 | 0 | 0 | 0 | 0 | 0
00 Ret.ExistSCR_ACI & WetFGD & HRI & CCS | 0 | 0 | 0 | 0 | 0 | 0 | 0 | 0
00 Ret.ExistSCR_ACI_DSI & DryFGD | 0 | 0 | 0 | 0 | 0 | 0 | 0 | 0
00 Ret.ExistSCR_ACI_DSI & DryFGD & CCS | 0 | 0 | 0 | 0 | 0 | 0 | 0 | 0
00 Ret.ExistSCR_ACI_DSI & DryFGD & HRI | 0 | 0 | 0 | 0 | 0 | 0 | 0 | 0
00 Ret.ExistSCR_ACI_DSI & DryFGD & HRI & CCS | 0 | 0 | 0 | 0 | 0 | 0 | 0 | 0
00 Ret.ExistSCR_ACI_DSI & HRI | 0 | 0 | 0 | 0 | 0 | 0 | 0 | 0
00 Ret.ExistSCR_ACI_DSI & WetFGD | 0 | 0 | 0 | 0 | 0 | 0 | 0 | 0
00 Ret.ExistSCR_ACI_DSI & WetFGD & CCS | 0 | 0 | 0 | 0 | 0 | 0 | 0 | 0
00 Ret.ExistSCR_ACI_DSI & WetFGD & HRI | 0 | 0 | 0 | 0 | 0 | 0 | 0 | 0
00 Ret.ExistSCR_ACI_DSI & WetFGD & HRI & CCS | 0 | 0 | 0 | 0 | 0 | 0 | 0 | 0
00 Ret.ExistSCR_DryFGD & HRI | 0 | 0 | 0 | 0 | 0 | 0 | 0 | 0
00 Ret.ExistSCR_DryFGD_ACI & CCS | 0 | 0 | 0 | 0 | 0 | 0 | 0 | 0
00 Ret.ExistSCR_DryFGD_ACI & HRI | 0 | 0 | 0 | 0 | 0 | 0 | 0 | 0
00 Ret.ExistSCR_DryFGD_ACI & HRI & CCS | 0 | 0 | 0 | 0 | 0 | 0 | 0 | 0
00 Ret.ExistSCR_DryFGD_ACI_DSI & CCS | 0 | 0 | 0 | 0 | 0 | 0 | 0 | 0
00 Ret.ExistSCR_DryFGD_ACI_DSI & HRI | 0 | 0 | 0 | 0 | 0 | 0 | 0 | 0
00 Ret.ExistSCR_DryFGD_ACI_DSI & HRI & CCS | 0 | 0 | 0 | 0 | 0 | 0 | 0 | 0
00 Ret.ExistSCR_WetFGD & HRI | 0 | 0 | 0 | 0 | 0 | 0 | 0 | 0
00 Ret.ExistSCR_WetFGD & HRI & CCS | 0 | 0 | 0 | 0 | 0 | 0 | 0 | 0
00 Ret.ExistSCR_WetFGD_ACI & CCS | 0 | 0 | 0 | 0 | 0 | 0 | 0 | 0
00 Ret.ExistSCR_WetFGD_ACI & HRI | 0 | 0 | 0 | 0 | 0 | 0 | 0 | 0
00 Ret.ExistSCR_WetFGD_ACI & HRI & CCS | 0 | 0 | 0 | 0 | 0 | 0 | 0 | 0
00 Ret.ExistSCR_WetFGD_ACI_DSI & CCS | 0 | 0 | 0 | 0 | 0 | 0 | 0 | 0
00 Ret.ExistSCR_WetFGD_ACI_DSI & HRI | 0 | 0 | 0 | 0 | 0 | 0 | 0 | 0
00 Ret.ExistSCR_WetFGD_ACI_DSI & HRI & CCS | 0 | 0 | 0 | 0 | 0 | 0 | 0 | 0
00 Ret.ExistSCR_WetFGD_DSI & HRI | 0 | 0 | 0 | 0 | 0 | 0 | 0 | 0
00 Ret.ExistSCR_WetFGD_DSI & HRI & CCS | 0 | 0 | 0 | 0 | 0 | 0 | 0 | 0
00 Ret.ExistSNCR_ACI & DryFGD | 0 | 0 | 0 | 0 | 0 | 0 | 0 | 0
00 Ret.ExistSNCR_ACI & DryFGD & CCS | 0 | 0 | 0 | 0 | 0 | 0 | 0 | 0
00 Ret.ExistSNCR_ACI & DryFGD & HRI | 0 | 0 | 0 | 0 | 0 | 0 | 0 | 0
00 Ret.ExistSNCR_ACI & DryFGD & HRI & CCS | 0 | 0 | 0 | 0 | 0 | 0 | 0 | 0
00 Ret.ExistSNCR_ACI & DSI & HRI | 0 | 0 | 0 | 0 | 0 | 0 | 0 | 0
00 Ret.ExistSNCR_ACI & HRI | 0 | 0 | 0 | 0 | 0 | 0 | 0 | 0
00 Ret.ExistSNCR_ACI & WetFGD | 0 | 0 | 0 | 0 | 0 | 0 | 0 | 0
00 Ret.ExistSNCR_ACI & WetFGD & CCS | 0 | 0 | 0 | 0 | 0 | 0 | 0 | 0
00 Ret.ExistSNCR_ACI & WetFGD & HRI | 0 | 0 | 0 | 0 | 0 | 0 | 0 | 0
00 Ret.ExistSNCR_ACI & WetFGD & HRI & CCS | 0 | 0 | 0 | 0 | 0 | 0 | 0 | 0
00 Ret.ExistSNCR_ACI_DSI & DryFGD | 0 | 0 | 0 | 0 | 0 | 0 | 0 | 0
00 Ret.ExistSNCR_ACI_DSI & DryFGD & CCS | 0 | 0 | 0 | 0 | 0 | 0 | 0 | 0
00 Ret.ExistSNCR_ACI_DSI & DryFGD & HRI | 0 | 0 | 0 | 0 | 0 | 0 | 0 | 0
00 Ret.ExistSNCR_ACI_DSI & DryFGD & HRI & CCS | 0 | 0 | 0 | 0 | 0 | 0 | 0 | 0
00 Ret.ExistSNCR_ACI_DSI & HRI | 0 | 0 | 0 | 0 | 0 | 0 | 0 | 0
00 Ret.ExistSNCR_ACI_DSI & WetFGD | 0 | 0 | 0 | 0 | 0 | 0 | 0 | 0
00 Ret.ExistSNCR_ACI_DSI & WetFGD & CCS | 0 | 0 | 0 | 0 | 0 | 0 | 0 | 0
00 Ret.ExistSNCR_ACI_DSI & WetFGD & HRI | 0 | 0 | 0 | 0 | 0 | 0 | 0 | 0
00 Ret.ExistSNCR_ACI_DSI & WetFGD & HRI & CCS | 0 | 0 | 0 | 0 | 0 | 0 | 0 | 0
00 Ret.ExistSNCR_DryFGD & HRI | 0 | 0 | 0 | 0 | 0 | 0 | 0 | 0
00 Ret.ExistSNCR_DryFGD_ACI & CCS | 0 | 0 | 0 | 0 | 0 | 0 | 0 | 0
00 Ret.ExistSNCR_DryFGD_ACI & HRI | 0 | 0 | 0 | 0 | 0 | 0 | 0 | 0
00 Ret.ExistSNCR_DryFGD_ACI & HRI & CCS | 0 | 0 | 0 | 0 | 0 | 0 | 0 | 0
00 Ret.ExistSNCR_WetFGD & HRI | 0 | 0 | 0 | 0 | 0 | 0 | 0 | 0
00 Ret.ExistSNCR_WetFGD & HRI & CCS | 0 | 0 | 0 | 0 | 0 | 0 | 0 | 0
00 Ret.ExistSNCR_WetFGD_ACI & CCS | 0 | 0 | 0 | 0 | 0 | 0 | 0 | 0
00 Ret.ExistSNCR_WetFGD_ACI & HRI | 0 | 0 | 0 | 0 | 0 | 0 | 0 | 0
00 Ret.ExistSNCR_WetFGD_ACI & HRI & CCS | 0 | 0 | 0 | 0 | 0 | 0 | 0 | 0
00 Ret.ExistSNCR_WetFGD_ACI_DSI & CCS | 0 | 0 | 0 | 0 | 0 | 0 | 0 | 0
00 Ret.ExistSNCR_WetFGD_ACI_DSI & HRI | 0 | 0 | 0 | 0 | 0 | 0 | 0 | 0
00 Ret.ExistSNCR_WetFGD_ACI_DSI & HRI & CCS | 0 | 0 | 0 | 0 | 0 | 0 | 0 | 0
00 Ret.ExistSNCR & DryFGD & HRI | 0 | 0 | 0 | 0 | 0 | 0 | 0 | 0
00 Ret.ExistSNCR & HRI | 0 | 0 | 0 | 0 | 0 | 0 | 0 | 0
00 Ret.ExistWetFGD & CCS | 0 | 0 | 0 | 0 | 0 | 0 | 0 | 0
00 Ret.ExistWetFGD & HRI | 0 | 0 | 0 | 0 | 0 | 0 | 0 | 0
00 Ret.ExistWetFGD & HRI & CCS | 0 | 0 | 0 | 0 | 0 | 0 | 0 | 0
00 Ret.ExistWetFGD & SCR | 0 | 2892.4301 | 2892.4301 | 2892.4301 | 2892.4301 | 1988.5864 | 635.2817 | 446.4001
00 Ret.ExistWetFGD & SCR & CCS | 0 | 0 | 0 | 0 | 0 | 0 | 0 | 0
00 Ret.ExistWetFGD & SCR & HRI | 0 | 0 | 0 | 0 | 0 | 0 | 0 | 0
00 Ret.ExistWetFGD & SCR & HRI & CCS | 0 | 0 | 0 | 0 | 0 | 0 | 0 | 0
00 Ret.ExistWetFGD & SNCR | 0 | 0 | 0 | 0 | 0 | 0 | 0 | 0
00 Ret.ExistWetFGD & SNCR & CCS | 0 | 0 | 0 | 0 | 0 | 0 | 0 | 0
00 Ret.ExistWetFGD & SNCR & HRI | 0 | 0 | 0 | 0 | 0 | 0 | 0 | 0
00 Ret.ExistWetFGD & SNCR & HRI & CCS | 0 | 0 | 0 | 0 | 0 | 0 | 0 | 0
00 Ret.ExistWetFGD_ACI & CCS | 0 | 0 | 0 | 0 | 0 | 0 | 0 | 0
00 Ret.ExistWetFGD_ACI & HRI | 0 | 0 | 0 | 0 | 0 | 0 | 0 | 0
00 Ret.ExistWetFGD_ACI & HRI & CCS | 0 | 0 | 0 | 0 | 0 | 0 | 0 | 0
00 Ret.ExistWetFGD_ACI & SCR | 169.8675 | 2891.311 | 2891.311 | 2758.2574 | 2758.2574 | 2627.9378 | 2627.9378 | 2627.9378
00 Ret.ExistWetFGD_ACI & SCR & CCS | 0 | 0 | 0 | 0 | 0 | 0 | 0 | 0
00 Ret.ExistWetFGD_ACI & SCR & HRI | 0 | 0 | 0 | 0 | 0 | 0 | 0 | 0
00 Ret.ExistWetFGD_ACI & SCR & HRI & CCS | 0 | 0 | 0 | 0 | 0 | 0 | 0 | 0
00 Ret.ExistWetFGD_ACI & SNCR | 0 | 0 | 0 | 0 | 0 | 0 | 0 | 0
00 Ret.ExistWetFGD_ACI & SNCR & CCS | 0 | 0 | 0 | 0 | 0 | 0 | 0 | 0
00 Ret.ExistWetFGD_ACI & SNCR & HRI | 0 | 0 | 0 | 0 | 0 | 0 | 0 | 0
00 Ret.ExistWetFGD_ACI & SNCR & HRI & CCS | 0 | 0 | 0 | 0 | 0 | 0 | 0 | 0
00 Ret.ExistWetFGD_ACI_DSI & CCS | 0 | 0 | 0 | 0 | 0 | 0 | 0 | 0
00 Ret.ExistWetFGD_ACI_DSI & HRI | 0 | 0 | 0 | 0 | 0 | 0 | 0 | 0
00 Ret.ExistWetFGD_ACI_DSI & HRI & CCS | 0 | 0 | 0 | 0 | 0 | 0 | 0 | 0
00 Ret.ExistWetFGD_ACI_DSI & SCR | 0 | 0 | 0 | 0 | 0 | 0 | 0 | 0
00 Ret.ExistWetFGD_ACI_DSI & SCR & CCS | 0 | 0 | 0 | 0 | 0 | 0 | 0 | 0
00 Ret.ExistWetFGD_ACI_DSI & SCR & HRI | 0 | 0 | 0 | 0 | 0 | 0 | 0 | 0
00 Ret.ExistWetFGD_ACI_DSI & SCR & HRI & CCS | 0 | 0 | 0 | 0 | 0 | 0 | 0 | 0
00 Ret.ExistWetFGD_ACI_DSI & SNCR | 0 | 0 | 0 | 0 | 0 | 0 | 0 | 0
00 Ret.ExistWetFGD_ACI_DSI & SNCR & CCS | 0 | 0 | 0 | 0 | 0 | 0 | 0 | 0
00 Ret.ExistWetFGD_ACI_DSI & SNCR & HRI | 0 | 0 | 0 | 0 | 0 | 0 | 0 | 0
00 Ret.ExistWetFGD_ACI_DSI & SNCR & HRI & CCS | 0 | 0 | 0 | 0 | 0 | 0 | 0 | 0
00 Ret.ExistWetFGD_DSI & HRI | 0 | 0 | 0 | 0 | 0 | 0 | 0 | 0
00 Ret.ExistWetFGD_DSI & SCR | 0 | 0 | 0 | 0 | 0 | 0 | 0 | 0
00 Ret.ExistSNCR_DSI & DryFGD & HRI | 0 | 0 | 0 | 0 | 0 | 0 | 0 | 0
00 Ret.ExistWetFGD_DSI & SCR & HRI | 0 | 0 | 0 | 0 | 0 | 0 | 0 | 0
00 Ret.ExistSNCR_DSI & HRI | 0 | 0 | 0 | 0 | 0 | 0 | 0 | 0
00 Ret.ExistWetFGD_DSI & SNCR | 0 | 0 | 0 | 0 | 0 | 0 | 0 | 0
00 Ret.ExistWetFGD_DSI & SNCR & HRI | 0 | 0 | 0 | 0 | 0 | 0 | 0 | 0
00 Ret.ExistWetFGD_SCR & CCS | 0 | 0 | 8.0464 | 8.0464 | 8.0464 | 8.0464 | 8.0464 | 8.0464
00 Ret.ExistWetFGD_SCR_DSI & CCS | 0 | 0 | 0 | 0 | 0 | 0 | 0 | 0
00 Ret.ExistWetFGD_SNCR & CCS | 0 | 0 | 0 | 0 | 0 | 0 | 0 | 0
00 Ret.HRI | 0 | 0 | 0 | 0 | 0 | 0 | 0 | 0
00 Ret.SCR | 0 | 0 | 0 | 0 | 0 | 0 | 0 | 0
00 Ret.SCR & DryFGD | 0 | 0 | 0 | 0 | 0 | 0 | 0 | 0
00 Ret.SCR & DryFGD & ACI | 0 | 0 | 0 | 0 | 0 | 0 | 0 | 0
00 Ret.SCR & DryFGD & CCS | 0 | 0 | 0 | 0 | 0 | 0 | 0 | 0
00 Ret.SCR & DryFGD & HRI | 0 | 0 | 0 | 0 | 0 | 0 | 0 | 0
00 Ret.SCR & DSI | 0 | 0 | 0 | 0 | 0 | 0 | 0 | 0
00 Ret.SCR & DSI & DryFGD | 0 | 0 | 0 | 0 | 0 | 0 | 0 | 0
00 Ret.SCR & DSI & DryFGD & HRI | 0 | 0 | 0 | 0 | 0 | 0 | 0 | 0
00 Ret.SCR & DSI & HRI | 0 | 0 | 0 | 0 | 0 | 0 | 0 | 0
00 Ret.SCR & DSI & WetFGD | 0 | 0 | 0 | 0 | 0 | 0 | 0 | 0
00 Ret.SCR & DSI & WetFGD & HRI | 0 | 0 | 0 | 0 | 0 | 0 | 0 | 0
00 Ret.SCR & HRI | 0 | 0 | 0 | 0 | 0 | 0 | 0 | 0
00 Ret.SCR & WetFGD | 0 | 0 | 0 | 0 | 0 | 0 | 0 | 0
00 Ret.SCR & WetFGD & ACI | 0 | 0 | 0 | 0 | 0 | 0 | 0 | 0
00 Ret.SCR & WetFGD & CCS | 0 | 0 | 0 | 0 | 0 | 0 | 0 | 0
00 Ret.SCR & WetFGD & HRI | 0 | 0 | 0 | 0 | 0 | 0 | 0 | 0
00 Ret.SNCR | 0 | 0 | 0 | 0 | 0 | 0 | 0 | 0
00 Ret.SNCR & DryFGD | 0 | 0 | 0 | 0 | 0 | 0 | 0 | 0
00 Ret.SNCR & DryFGD & ACI | 0 | 0 | 0 | 0 | 0 | 0 | 0 | 0
00 Ret.SNCR & DryFGD & ACI & HRI | 0 | 0 | 0 | 0 | 0 | 0 | 0 | 0
00 Ret.SNCR & DryFGD & CCS | 0 | 0 | 0 | 0 | 0 | 0 | 0 | 0
00 Ret.SNCR & DryFGD & HRI | 0 | 0 | 0 | 0 | 0 | 0 | 0 | 0
00 Ret.SNCR & DSI | 0 | 0 | 0 | 0 | 0 | 0 | 0 | 0
00 Ret.SNCR & DSI & HRI | 0 | 0 | 0 | 0 | 0 | 0 | 0 | 0
00 Ret.SNCR & HRI | 0 | 0 | 0 | 0 | 0 | 0 | 0 | 0
00 Ret.SNCR & WetFGD | 0 | 0 | 0 | 0 | 0 | 0 | 0 | 0
00 Ret.SNCR & WetFGD & ACI | 0 | 0 | 0 | 0 | 0 | 0 | 0 | 0
00 Ret.SNCR & WetFGD & ACI & HRI | 0 | 0 | 0 | 0 | 0 | 0 | 0 | 0
00 Ret.SNCR & WetFGD & CCS | 0 | 0 | 0 | 0 | 0 | 0 | 0 | 0
00 Ret.SNCR & WetFGD & HRI | 0 | 0 | 0 | 0 | 0 | 0 | 0 | 0
00 Ret.WetFGD | 0 | 0 | 0 | 0 | 0 | 0 | 0 | 0
00 Ret.WetFGD & CCS | 0 | 0 | 0 | 0 | 0 | 0 | 0 | 0
00 Ret.WetFGD & HRI | 0 | 0 | 0 | 0 | 0 | 0 | 0 | 0
00 Ret.FB & HRI | 0 | 0 | 0 | 0 | 0 | 0 | 0 | 0
00 Ret.FB DryFGD | 0 | 0 | 0 | 0 | 0 | 0 | 0 | 0
00 Ret.FB DryFGD & HRI | 0 | 0 | 0 | 0 | 0 | 0 | 0 | 0
00 Ret.FB DryFGD & SNCR | 0 | 0 | 0 | 0 | 0 | 0 | 0 | 0
00 Ret.FB-Exist ACI & DryFGD & HRI | 0 | 0 | 0 | 0 | 0 | 0 | 0 | 0
00 Ret.FB-Exist ACI_DSI & DryFGD & SNCR | 0 | 0 | 0 | 0 | 0 | 0 | 0 | 0
00 Ret.FB-Exist ACI_DSI & SNCR | 0 | 0 | 0 | 0 | 0 | 0 | 0 | 0
00 Ret.FB-ExistACI & HRI | 0 | 0 | 0 | 0 | 0 | 0 | 0 | 0
00 Ret.FB-ExistACI_DSI & DryFGD | 0 | 0 | 0 | 0 | 0 | 0 | 0 | 0
00 Ret.FB-ExistACI_DSI & DryFGD & HRI | 0 | 0 | 0 | 0 | 0 | 0 | 0 | 0
00 Ret.FB-ExistACI_DSI & DryFGD & SNCR | 0 | 0 | 0 | 0 | 0 | 0 | 0 | 0
00 Ret.FB-ExistACI_DSI & DryFGD & SNCR & HRI | 0 | 0 | 0 | 0 | 0 | 0 | 0 | 0
00 Ret.FB-ExistACI_DSI & HRI | 0 | 0 | 0 | 0 | 0 | 0 | 0 | 0
00 Ret.FB-ExistACI_DSI & SNCR & HRI | 0 | 0 | 0 | 0 | 0 | 0 | 0 | 0
00 Ret.FB-ExistDryFGD & HRI | 0 | 0 | 0 | 0 | 0 | 0 | 0 | 0
00 Ret.FB-ExistDryFGD_ACI & HRI | 0 | 0 | 0 | 0 | 0 | 0 | 0 | 0
00 Ret.FB-ExistDryFGD_ACI & HRI & CCS | 0 | 0 | 0 | 0 | 0 | 0 | 0 | 0
00 Ret.FB-ExistDryFGD_ACI & SNCR | 0 | 0 | 0 | 0 | 0 | 0 | 0 | 0
00 Ret.FB-ExistDryFGD_ACI & SNCR & HRI | 0 | 0 | 0 | 0 | 0 | 0 | 0 | 0
00 Ret.FB-ExistDryFGD_DSI & HRI | 0 | 0 | 0 | 0 | 0 | 0 | 0 | 0
00 Ret.FB-ExistDryFGD_DSI & SNCR | 0 | 0 | 0 | 0 | 0 | 0 | 0 | 0
00 Ret.FB-ExistDryFGD_DSI & SNCR & HRI | 0 | 0 | 0 | 0 | 0 | 0 | 0 | 0
00 Ret.FB-ExistDryFGD_SNCR & HRI | 0 | 0 | 0 | 0 | 0 | 0 | 0 | 0
00 Ret.FB-ExistDryFGD_SNCR_ACI & HRI | 0 | 0 | 0 | 0 | 0 | 0 | 0 | 0
00 Ret.FB-ExistDryFGD_SNCR_ACI & HRI & CCS | 0 | 0 | 0 | 0 | 0 | 0 | 0 | 0
00 Ret.FB-ExistDryFGD_SNCR_ACI_DSI & HRI | 0 | 0 | 0 | 0 | 0 | 0 | 0 | 0
00 Ret.FB-ExistDryFGD_SNCR_ACI_DSI & HRI & CCS | 0 | 0 | 0 | 0 | 0 | 0 | 0 | 0
00 Ret.FB-ExistWetFGD_SNCR_ACI & HRI | 0 | 0 | 0 | 0 | 0 | 0 | 0 | 0
00 Ret.FB-ExistWetFGD_SNCR_ACI & HRI & CCS | 0 | 0 | 0 | 0 | 0 | 0 | 0 | 0
00 Ret.FB-ExistDryFGD_SNCR_DSI & HRI | 0 | 0 | 0 | 0 | 0 | 0 | 0 | 0
00 Ret.FB-ExistDSI & DryFGD | 0 | 0 | 0 | 0 | 0 | 0 | 0 | 0
00 Ret.FB-ExistDSI & DryFGD & HRI | 0 | 0 | 0 | 0 | 0 | 0 | 0 | 0
00 Ret.FB-ExistDSI & DryFGD & SNCR | 0 | 0 | 0 | 0 | 0 | 0 | 0 | 0
00 Ret.FB-ExistDSI & DryFGD & SNCR & HRI | 0 | 0 | 0 | 0 | 0 | 0 | 0 | 0
00 Ret.FB-ExistDSI & HRI | 0 | 0 | 0 | 0 | 0 | 0 | 0 | 0
00 Ret.FB-ExistDSI & SNCR | 0 | 0 | 0 | 0 | 0 | 0 | 0 | 0
00 Ret.FB-ExistDSI & SNCR & HRI | 0 | 0 | 0 | 0 | 0 | 0 | 0 | 0
00 Ret.FB-ExistSNCR & DryFGD | 0 | 0 | 0 | 0 | 0 | 0 | 0 | 0
00 Ret.FB-ExistSNCR & DryFGD & HRI | 0 | 0 | 0 | 0 | 0 | 0 | 0 | 0
00 Ret.FB-ExistSNCR & HRI | 0 | 0 | 0 | 0 | 0 | 0 | 0 | 0
00 Ret.FB-ExistSNCR_ACI & HRI | 0 | 0 | 0 | 0 | 0 | 0 | 0 | 0
00 Ret.FB-ExistSNCR_ACI_DSI & DryFGD | 0 | 0 | 0 | 0 | 0 | 0 | 0 | 0
00 Ret.FB-ExistSNCR_ACI_DSI & DryFGD & HRI | 0 | 0 | 0 | 0 | 0 | 0 | 0 | 0
00 Ret.FB-ExistSNCR_ACI_DSI & HRI | 0 | 0 | 0 | 0 | 0 | 0 | 0 | 0
00 Ret.FB-ExistSNCR_DryFGD & HRI | 0 | 0 | 0 | 0 | 0 | 0 | 0 | 0
00 Ret.FB-ExistSNCR_DryFGD_ACI & HRI | 0 | 0 | 0 | 0 | 0 | 0 | 0 | 0
00 Ret.FB-ExistSNCR_DryFGD_ACI & HRI & CCS | 0 | 0 | 0 | 0 | 0 | 0 | 0 | 0
00 Ret.FB-ExistSNCR_DSI & DryFGD | 0 | 0 | 0 | 0 | 0 | 0 | 0 | 0
00 Ret.FB-ExistSNCR_DSI & DryFGD & HRI | 0 | 0 | 0 | 0 | 0 | 0 | 0 | 0
00 Ret.FB-ExistSNCR_DSI & HRI | 0 | 0 | 0 | 0 | 0 | 0 | 0 | 0
00 Ret.FB-ExistSNCR_WetFGD & HRI | 0 | 0 | 0 | 0 | 0 | 0 | 0 | 0
00 Ret.FB-ExistSNCR_WetFGD & HRI & CCS | 0 | 0 | 0 | 0 | 0 | 0 | 0 | 0
00 Ret.FB-ExistWetFGD_DSI & HRI | 0 | 0 | 0 | 0 | 0 | 0 | 0 | 0
00 Ret.FB-ExistWetFGD_DSI & SNCR | 0 | 0 | 0 | 0 | 0 | 0 | 0 | 0
00 Ret.FB-ExistWetFGD_DSI & SNCR & HRI | 0 | 0 | 0 | 0 | 0 | 0 | 0 | 0
00 Ret.FB-SNCR | 0 | 0 | 0 | 0 | 0 | 0 | 0 | 0
00 Ret.Oil/Gas Steam SCR | 0 | 0 | 0 | 0 | 0 | 0 | 0 | 0
00 CC Retirement | 808 | 6124.8012 | 6124.8012 | 6162.8012 | 6662.8012 | 6933.5483 | 10503.7483 | 19470.1483
00 CT Retirement | 2558.3212 | 4766.9325 | 4997.7065 | 5679.9325 | 6020.9325 | 6594.6683 | 16967.4683 | 21749.3683
00 O/G Retirement | 3075 | 16969.3081 | 17291.9563 | 17517.9563 | 18287.7774 | 20396.7258 | 22350.2374 | 28562.2774
00 Coal Retirement | 12341.6788 | 65528.4911 | 79322.5087 | 88254.3682 | 99222.8774 | 122397.377 | 130631.5752 | 140902.9434
00 IGCC Retirement | 0 | 220 | 220 | 220 | 355.466 | 639.8295 | 815 | 815
00 Nuke Retirement | 0 | 6358 | 18168.462 | 22131.2526 | 35194.94 | 36317.94 | 41254.2064 | 52201.8625
00 Biomass Retirement | 40.9 | 3187.4 | 3310.6 | 3310.6 | 3310.6 | 3310.6 | 3310.6 | 3310.6
00 Fossil_Other Retirement | 0 | 0 | 0 | 0 | 0 | 0 | 0 | 0
00 Fuel Cell Retirement | 3 | 3 | 3 | 3 | 3 | 3 | 3 | 3
00 Geothermal Retirement | 18.3 | 18.3 | 18.3 | 18.3 | 18.3 | 18.3 | 18.3 | 18.3
00 Hydro Retirement | 5.5 | 10.7 | 10.7 | 10.7 | 10.7 | 10.7 | 10.7 | 10.7
00 Landfill Gas Retirement | 114.6 | 123.1 | 123.1 | 123.1 | 123.1 | 123.1 | 123.1 | 250.9
00 Non Fossil_Other Retirement | 97 | 239.8 | 239.8 | 239.8 | 239.8 | 239.8 | 239.8 | 239.8
Total | 1230409.903 | 1310367.4776 | 1355043.347 | 1405926.7885 | 1535831.8503 | 1693188.5259 | 1876566.5358 | 2137341.0431
11. Capacity Additions and Changes by Capacity Reporting Type [MW]
00 New Combined Cycle | 11467.8 | 1032 | 0 | 0 | 14251.6141 | 9937.0765 | 18370.5896 | 25449.9895
00 New Combined Cycle with Carbon Capture | 0 | 0 | 0 | 452.4986 | 682.1993 | 0 | 0 | 0
00 New Combustion Turbine | 6678.033 | 5850.4518 | 27166.4422 | 8958.9074 | 27800.6263 | 48971.9553 | 66803.0275 | 76001.06
00 New Hydro | 0 | 1 | 0 | 1150 | 2875 | 3755.1152 | 0 | 0
00 New Nuclear | 0 | 0 | 0 | 0 | 0 | 0 | 0 | 64.531
00 New Biomass | 56.9 | 0 | 0 | 0 | 0 | 0 | 0 | 0
00 New Geothermal | 87.3 | 289.23 | 0 | 81.85 | 0 | 0 | 0 | 0
00 New Landfill Gas | 553.4511 | 410.55 | 396.9715 | 15.6518 | 68.7676 | 988.1044 | 1433.8732 | 538.5553
00 New Battery Storage | 13389.7 | 3902.1232 | 0 | 2663 | 6711.5279 | 250.1192 | 944.698 | 10208.1456
00 New Offshore Wind | 1130 | 1150 | 2400.01 | 1999.99 | 14200.01 | 9587.99 | 5717.1437 | 15535.7965
00 New Onshore Wind | 33402.5401 | 38672.4823 | 0 | 3220.9444 | 11345.0639 | 26898.5429 | 40981.8664 | 50404.954
00 New Solar PV | 45130.4 | 25062.7 | 4308.2508 | 25320.1434 | 36680.5854 | 40889.2025 | 32684.6146 | 65065.819
00 New Solar Thermal | 0 | 0 | 0 | 0 | 0 | 0 | 0 | 0
00 New Fuel Cell | 109.1 | 0 | 0 | 0 | 0 | 0 | 0 | 0
00 New Ultrasupercritical Coal without CCS | 0 | 0 | 0 | 0 | 0 | 0 | 0 | 0
00 New Ultrasupercritical Coal with 30% CCS | 0 | 0 | 0 | 0 | 0 | 0 | 0 | 0
00 New Ultrasupercritical Coal with 90% CCS | 0 | 0 | 0 | 0 | 0 | 0 | 0 | 0
00 Exist & New Distributed Solar PV | 0 | 0 | 0 | 0 | 0 | 0 | 0 | 0
00 Exist Combined Cycle | 0 | 0 | 0 | 0 | 0 | 0 | 0 | 0
00 Exist Combustion Turbine | 0 | 0 | 0 | 0 | 0 | 0 | 0 | 0
00 Exist Coal Steam_Uncontrolled | 0 | 0 | 0 | 0 | 0 | 0 | 0 | 0
00 Exist Coal Steam_ACI | 0 | 0 | 0 | 0 | 0 | 0 | 0 | 0
00 Exist Coal Steam_ACI_DSI | 0 | 0 | 0 | 0 | 0 | 0 | 0 | 0
00 Exist Coal Steam_DryFGD | 0 | 0 | 0 | 0 | 0 | 0 | 0 | 0
00 Exist Coal Steam_DryFGD_ACI | 0 | 0 | 0 | 0 | 0 | 0 | 0 | 0
00 Exist Coal Steam_DryFGD_DSI | 0 | 0 | 0 | 0 | 0 | 0 | 0 | 0
00 Exist Coal Steam_DryFGD_SCR | 0 | 0 | 0 | 0 | 0 | 0 | 0 | 0
00 Exist Coal Steam_DryFGD_SCR_ACI | 0 | 0 | 0 | 0 | 0 | 0 | 0 | 0
00 Exist Coal Steam_DryFGD_SCR_DSI | 0 | 0 | 0 | 0 | 0 | 0 | 0 | 0
00 Exist Coal Steam_DryFGD_SCR_ACI_DSI | 0 | 0 | 0 | 0 | 0 | 0 | 0 | 0
00 Exist Coal Steam_DryFGD_SNCR_ACI | 0 | 0 | 0 | 0 | 0 | 0 | 0 | 0
00 Exist Coal Steam_DryFGD_SNCR_ACI_DSI | 0 | 0 | 0 | 0 | 0 | 0 | 0 | 0
00 Exist Coal Steam_DSI | 0 | 0 | 0 | 0 | 0 | 0 | 0 | 0
00 Exist Coal Steam_SCR_ACI | 0 | 0 | 0 | 0 | 0 | 0 | 0 | 0
00 Exist Coal Steam_SCR_ACI_DSI | 0 | 0 | 0 | 0 | 0 | 0 | 0 | 0
00 Exist Coal Steam_SNCR | 0 | 0 | 0 | 0 | 0 | 0 | 0 | 0
00 Exist Coal Steam_SCR | 0 | 0 | 0 | 0 | 0 | 0 | 0 | 0
00 Exist Coal Steam_SNCR_ACI | 0 | 0 | 0 | 0 | 0 | 0 | 0 | 0
00 Exist Coal Steam_SNCR_ACI_DSI | 0 | 0 | 0 | 0 | 0 | 0 | 0 | 0
00 Exist Coal Steam_WetFGD | 0 | 0 | 0 | 0 | 0 | 0 | 0 | 0
00 Exist Coal Steam_WetFGD_ACI | 0 | 0 | 0 | 0 | 0 | 0 | 0 | 0
00 Exist Coal Steam_WetFGD_ACI_DSI | 0 | 0 | 0 | 0 | 0 | 0 | 0 | 0
00 Exist Coal Steam_WetFGD_DSI | 0 | 0 | 0 | 0 | 0 | 0 | 0 | 0
00 Exist Coal Steam_WetFGD_SCR | 0 | 0 | 0 | 0 | 0 | 0 | 0 | 0
00 Exist Coal Steam_WetFGD_SCR_DSI | 0 | 0 | 0 | 0 | 0 | 0 | 0 | 0
00 Exist Coal Steam_WetFGD_SCR_ACI | 0 | 0 | 0 | 0 | 0 | 0 | 0 | 0
00 Exist Coal Steam_WetFGD_SCR_ACI_DSI | 0 | 0 | 0 | 0 | 0 | 0 | 0 | 0
00 Exist Coal Steam_WetFGD_SNCR | 0 | 0 | 0 | 0 | 0 | 0 | 0 | 0
00 Exist Coal Steam_WetFGD_SNCR_ACI | 0 | 0 | 0 | 0 | 0 | 0 | 0 | 0
00 Exist Coal Steam_WetFGD_SNCR_ACI_DSI | 0 | 0 | 0 | 0 | 0 | 0 | 0 | 0
00 Exist FBC_ACI_DSI | 0 | 0 | 0 | 0 | 0 | 0 | 0 | 0
00 Exist FBC_DryFGD_ACI | 0 | 0 | 0 | 0 | 0 | 0 | 0 | 0
00 Exist FBC_DryFGD_DSI | 0 | 0 | 0 | 0 | 0 | 0 | 0 | 0
00 Exist FBC_DryFGD_SNCR | 0 | 0 | 0 | 0 | 0 | 0 | 0 | 0
00 Exist FBC_DryFGD_SNCR_ACI | 0 | 0 | 0 | 0 | 0 | 0 | 0 | 0
00 Exist FBC_DryFGD_SNCR_ACI_DSI | 0 | 0 | 0 | 0 | 0 | 0 | 0 | 0
00 Exist FBC_DryFGD_SNCR_DSI | 0 | 0 | 0 | 0 | 0 | 0 | 0 | 0
00 Exist FBC_DSI | 0 | 0 | 0 | 0 | 0 | 0 | 0 | 0
00 Exist FBC_SCR | 0 | 0 | 0 | 0 | 0 | 0 | 0 | 0
00 Exist FBC_SNCR | 0 | 0 | 0 | 0 | 0 | 0 | 0 | 0
00 Exist FBC_SNCR_ACI | 0 | 0 | 0 | 0 | 0 | 0 | 0 | 0
00 Exist FBC_SNCR_ACI_DSI | 0 | 0 | 0 | 0 | 0 | 0 | 0 | 0
00 Exist FBC_SNCR_DSI | 0 | 0 | 0 | 0 | 0 | 0 | 0 | 0
00 Exist FBC_Uncontrolled | 0 | 0 | 0 | 0 | 0 | 0 | 0 | 0
00 Exist FBC_WetFGD_DSI | 0 | 0 | 0 | 0 | 0 | 0 | 0 | 0
00 Exist IGCC | 0 | 0 | 0 | 0 | 0 | 0 | 0 | 0
00 Exist Fossil_Other | 0 | 0 | 0 | 0 | 0 | 0 | 0 | 0
00 Exist Fuel Cell | 0 | 0 | 0 | 0 | 0 | 0 | 0 | 0
00 Exist Hydro | 0 | 0 | 0 | 0 | 0 | 0 | 0 | 0
00 Exist Non Fossil_Other | 0 | 0 | 0 | 0 | 0 | 0 | 0 | 0
00 Exist Nuclear | 0 | 0 | 0 | 0 | 0 | 0 | 0 | 0
00 Exist Oil/Gas Steam | 0 | 0 | 0 | 0 | 0 | 0 | 0 | 0
00 Exist Oil/Gas Steam_SCR | 0 | 0 | 0 | 0 | 0 | 0 | 0 | 0
00 Exist Oil/Gas Steam_SNCR | 0 | 0 | 0 | 0 | 0 | 0 | 0 | 0
00 Exist Biomass | 0 | 0 | 0 | 0 | 0 | 0 | 0 | 0
00 Exist Landfill Gas | 0 | 0 | 0 | 0 | 0 | 0 | 0 | 0
00 Exist Geothermal | 0 | 0 | 0 | 0 | 0 | 0 | 0 | 0
00 Exist Pump Storage | 0 | 0 | 0 | 0 | 0 | 0 | 0 | 0
00 Exist Energy Storage | 0 | 0 | 0 | 0 | 0 | 0 | 0 | 0
00 Exist Solar PV | 0 | 0 | 0 | 0 | 0 | 0 | 0 | 0
00 Exist Solar Thermal | 0 | 0 | 0 | 0 | 0 | 0 | 0 | 0
00 Exist Offshore Wind | 0 | 0 | 0 | 0 | 0 | 0 | 0 | 0
00 Exist Onshore Wind | 0 | 0 | 0 | 0 | 0 | 0 | 0 | 0
00 International Imports | 0 | 0 | 0 | 0 | 0 | 0 | 0 | 0
00 Ret.ACI | 0 | 0 | 0 | 0 | 0 | 0 | 0 | 0
00 Ret.ACI & DryFGD | 0 | 0 | 0 | 0 | 0 | 0 | 0 | 0
00 Ret.ACI & DryFGD & HRI | 0 | 0 | 0 | 0 | 0 | 0 | 0 | 0
00 Ret.ACI & DSI | 0 | 0 | 0 | 0 | 0 | 0 | 0 | 0
00 Ret.ACI & DSI & DryFGD | 0 | 0 | 0 | 0 | 0 | 0 | 0 | 0
00 Ret.ACI & DSI & DryFGD & HRI | 0 | 0 | 0 | 0 | 0 | 0 | 0 | 0
00 Ret.ACI & DSI & HRI | 0 | 0 | 0 | 0 | 0 | 0 | 0 | 0
00 Ret.ACI & DSI & WetFGD & HRI | 0 | 0 | 0 | 0 | 0 | 0 | 0 | 0
00 Ret.ACI & HRI | 0 | 0 | 0 | 0 | 0 | 0 | 0 | 0
00 Ret.ACI & SCR | 0 | 0 | 0 | 0 | 0 | 0 | 0 | 0
00 Ret.ACI & SCR & DryFGD & HRI | 0 | 0 | 0 | 0 | 0 | 0 | 0 | 0
00 Ret.ACI & SCR & DSI | 0 | 0 | 0 | 0 | 0 | 0 | 0 | 0
00 Ret.ACI & SCR & DSI & DryFGD | 0 | 0 | 0 | 0 | 0 | 0 | 0 | 0
00 Ret.ACI & SCR & DSI & DryFGD & HRI | 0 | 0 | 0 | 0 | 0 | 0 | 0 | 0
00 Ret.ACI & SCR & DSI & HRI | 0 | 0 | 0 | 0 | 0 | 0 | 0 | 0
00 Ret.ACI & SCR & DSI & WetFGD | 0 | 0 | 0 | 0 | 0 | 0 | 0 | 0
00 Ret.ACI & SCR & DSI & WetFGD & HRI | 0 | 0 | 0 | 0 | 0 | 0 | 0 | 0
00 Ret.ACI & SCR & HRI | 0 | 0 | 0 | 0 | 0 | 0 | 0 | 0
00 Ret.ACI & SCR & WetFGD & HRI | 0 | 0 | 0 | 0 | 0 | 0 | 0 | 0
00 Ret.ACI & SNCR | 0 | 0 | 0 | 0 | 0 | 0 | 0 | 0
00 Ret.ACI & SNCR & DSI | 0 | 0 | 0 | 0 | 0 | 0 | 0 | 0
00 Ret.ACI & SNCR & DSI & DryFGD | 0 | 0 | 0 | 0 | 0 | 0 | 0 | 0
00 Ret.ACI & SNCR & DSI & DryFGD & HRI | 0 | 0 | 0 | 0 | 0 | 0 | 0 | 0
00 Ret.ACI & SNCR & DSI & HRI | 0 | 0 | 0 | 0 | 0 | 0 | 0 | 0
00 Ret.ACI & SNCR & DSI & WetFGD | 0 | 0 | 0 | 0 | 0 | 0 | 0 | 0
00 Ret.ACI & SNCR & DSI & WetFGD & HRI | 0 | 0 | 0 | 0 | 0 | 0 | 0 | 0
00 Ret.ACI & SNCR & HRI | 0 | 0 | 0 | 0 | 0 | 0 | 0 | 0
00 Ret.ACI & WetFGD | 0 | 0 | 0 | 0 | 0 | 0 | 0 | 0
00 Ret.ACI & WetFGD & DSI | 0 | 0 | 0 | 0 | 0 | 0 | 0 | 0
00 Ret.ACI & WetFGD & HRI | 0 | 0 | 0 | 0 | 0 | 0 | 0 | 0
00 Ret.C2G | 5747.5163 | 5200.7065 | 1872.1221 | 0 | 1850.2941 | 0 | 0 | 0
00 Ret.C2G & SCR | 0 | 2242.2665 | 0 | 0 | 0 | 0 | 0 | 0
00 Ret.CCG | 0 | 0 | 1467.9221 | 484.2779 | 0 | 0 | 0 | 0
00 Ret.DryFGD | 0 | 0 | 0 | 0 | 0 | 0 | 0 | 0
00 Ret.DryFGD & CCS | 0 | 0 | 0 | 0 | 0 | 0 | 0 | 0
00 Ret.DryFGD & HRI | 0 | 0 | 0 | 0 | 0 | 0 | 0 | 0
00 Ret.DSI | 0 | 0 | 0 | 0 | 0 | 0 | 0 | 0
00 Ret.DSI & DryFGD | 0 | 0 | 0 | 0 | 0 | 0 | 0 | 0
00 Ret.DSI & DryFGD & HRI | 0 | 0 | 0 | 0 | 0 | 0 | 0 | 0
00 Ret.DSI & HRI | 0 | 0 | 0 | 0 | 0 | 0 | 0 | 0
00 Ret.ExistACI & DryFGD | 0 | 0 | 0 | 0 | 0 | 0 | 0 | 0
00 Ret.ExistACI & DryFGD & CCS | 0 | 0 | 0 | 0 | 0 | 0 | 0 | 0
00 Ret.ExistACI & DryFGD & HRI | 0 | 0 | 0 | 0 | 0 | 0 | 0 | 0
00 Ret.ExistACI & DryFGD & HRI & CCS | 0 | 0 | 0 | 0 | 0 | 0 | 0 | 0
00 Ret.ExistACI & DSI | 0 | 0 | 0 | 0 | 0 | 0 | 0 | 0
00 Ret.ExistACI & DSI & DryFGD | 0 | 0 | 0 | 0 | 0 | 0 | 0 | 0
00 Ret.ExistACI & DSI & DryFGD & HRI | 0 | 0 | 0 | 0 | 0 | 0 | 0 | 0
00 Ret.ExistACI & DSI & HRI | 0 | 0 | 0 | 0 | 0 | 0 | 0 | 0
00 Ret.ExistACI & HRI | 0 | 0 | 0 | 0 | 0 | 0 | 0 | 0
00 Ret.ExistACI & HRI & WetFGD | 0 | 0 | 0 | 0 | 0 | 0 | 0 | 0
00 Ret.ExistACI & SCR | 0 | 5112.9838 | 0 | 0 | 0 | 0 | 0 | 0
00 Ret.ExistACI & SCR & DryFGD | 0 | 0 | 0 | 0 | 0 | 0 | 0 | 0
00 Ret.ExistACI & SCR & DryFGD & CCS | 0 | 0 | 0 | 0 | 0 | 0 | 0 | 0
00 Ret.ExistACI & SCR & DryFGD & HRI | 0 | 0 | 0 | 0 | 0 | 0 | 0 | 0
00 Ret.ExistACI & SCR & DryFGD & HRI & CCS | 0 | 0 | 0 | 0 | 0 | 0 | 0 | 0
00 Ret.ExistACI & SCR & DSI | 0 | 0 | 0 | 0 | 0 | 0 | 0 | 0
00 Ret.ExistACI & SCR & DSI & DryFGD | 0 | 0 | 0 | 0 | 0 | 0 | 0 | 0
00 Ret.ExistACI & SCR & DSI & DryFGD & HRI | 0 | 0 | 0 | 0 | 0 | 0 | 0 | 0
00 Ret.ExistACI & SCR & DSI & HRI | 0 | 0 | 0 | 0 | 0 | 0 | 0 | 0
00 Ret.ExistACI & SCR & HRI | 0 | 0 | 0 | 0 | 0 | 0 | 0 | 0
00 Ret.ExistACI & SCR & WetFGD | 0 | 0 | 0 | 0 | 0 | 0 | 0 | 0
00 Ret.ExistACI & SCR & WetFGD & CCS | 0 | 0 | 0 | 0 | 0 | 0 | 0 | 0
00 Ret.ExistACI & SCR & WetFGD & HRI | 0 | 0 | 0 | 0 | 0 | 0 | 0 | 0
00 Ret.ExistACI & SCR & WetFGD & HRI & CCS | 0 | 0 | 0 | 0 | 0 | 0 | 0 | 0
00 Ret.ExistACI & SNCR | 0 | 0 | 0 | 0 | 0 | 0 | 0 | 0
00 Ret.ExistACI & SNCR & DryFGD | 0 | 0 | 0 | 0 | 0 | 0 | 0 | 0
00 Ret.ExistACI & SNCR & DryFGD & CCS | 0 | 0 | 0 | 0 | 0 | 0 | 0 | 0
00 Ret.ExistACI & SNCR & DryFGD & HRI | 0 | 0 | 0 | 0 | 0 | 0 | 0 | 0
00 Ret.ExistACI & SNCR & DryFGD & HRI & CCS | 0 | 0 | 0 | 0 | 0 | 0 | 0 | 0
00 Ret.ExistACI & SNCR & DSI | 0 | 0 | 0 | 0 | 0 | 0 | 0 | 0
00 Ret.ExistACI & SNCR & DSI & HRI | 0 | 0 | 0 | 0 | 0 | 0 | 0 | 0
00 Ret.ExistACI & SNCR & HRI | 0 | 0 | 0 | 0 | 0 | 0 | 0 | 0
00 Ret.ExistACI & SNCR & WetFGD | 0 | 0 | 0 | 0 | 0 | 0 | 0 | 0
00 Ret.ExistACI & SNCR & WetFGD & CCS | 0 | 0 | 0 | 0 | 0 | 0 | 0 | 0
00 Ret.ExistACI & SNCR & WetFGD & HRI | 0 | 0 | 0 | 0 | 0 | 0 | 0 | 0
00 Ret.ExistACI & SNCR & WetFGD & HRI & CCS | 0 | 0 | 0 | 0 | 0 | 0 | 0 | 0
00 Ret.ExistACI & WetFGD | 0 | 0 | 0 | 0 | 0 | 0 | 0 | 0
00 Ret.ExistACI & WetFGD & CCS | 0 | 0 | 0 | 0 | 0 | 0 | 0 | 0
00 Ret.ExistACI & WetFGD & HRI & CCS | 0 | 0 | 0 | 0 | 0 | 0 | 0 | 0
00 Ret.ExistACI_DSI & DryFGD | 0 | 0 | 0 | 0 | 0 | 0 | 0 | 0
00 Ret.ExistACI_DSI & DryFGD & CCS | 0 | 0 | 0 | 0 | 0 | 0 | 0 | 0
00 Ret.ExistACI_DSI & DryFGD & HRI | 0 | 0 | 0 | 0 | 0 | 0 | 0 | 0
00 Ret.ExistACI_DSI & DryFGD & HRI & CCS | 0 | 0 | 0 | 0 | 0 | 0 | 0 | 0
00 Ret.ExistACI_DSI & HRI | 0 | 0 | 0 | 0 | 0 | 0 | 0 | 0
00 Ret.ExistACI_DSI & SCR | 0 | 437.3723 | 0 | 0 | 0 | 0 | 0 | 0
00 Ret.ExistACI_DSI & SCR & DryFGD | 0 | 0 | 0 | 0 | 0 | 0 | 0 | 0
00 Ret.ExistACI_DSI & SCR & DryFGD & CCS | 0 | 0 | 0 | 0 | 0 | 0 | 0 | 0
00 Ret.ExistACI_DSI & SCR & DryFGD & HRI | 0 | 0 | 0 | 0 | 0 | 0 | 0 | 0
00 Ret.ExistACI_DSI & SCR & DryFGD & HRI & CCS | 0 | 0 | 0 | 0 | 0 | 0 | 0 | 0
00 Ret.ExistACI_DSI & SCR & HRI | 0 | 0 | 0 | 0 | 0 | 0 | 0 | 0
00 Ret.ExistACI_DSI & SCR & WetFGD | 0 | 0 | 0 | 0 | 0 | 0 | 0 | 0
00 Ret.ExistACI_DSI & SCR & WetFGD & CCS | 0 | 0 | 0 | 0 | 0 | 0 | 0 | 0
00 Ret.ExistACI_DSI & SCR & WetFGD & HRI | 0 | 0 | 0 | 0 | 0 | 0 | 0 | 0
00 Ret.ExistACI_DSI & SCR & WetFGD & HRI & CCS | 0 | 0 | 0 | 0 | 0 | 0 | 0 | 0
00 Ret.ExistACI_DSI & SNCR | 0 | 0 | 0 | 0 | 0 | 0 | 0 | 0
00 Ret.ExistACI_DSI & SNCR & DryFGD | 0 | 0 | 0 | 0 | 0 | 0 | 0 | 0
00 Ret.ExistACI_DSI & SNCR & DryFGD & HRI & CCS | 0 | 0 | 0 | 0 | 0 | 0 | 0 | 0
00 Ret.ExistACI_DSI & SNCR & DryFGD & HRI | 0 | 0 | 0 | 0 | 0 | 0 | 0 | 0
00 Ret.ExistACI_DSI & SNCR & WetFGD & HRI & CCS | 0 | 0 | 0 | 0 | 0 | 0 | 0 | 0
00 Ret.ExistACI_DSI & SNCR & HRI | 0 | 0 | 0 | 0 | 0 | 0 | 0 | 0
00 Ret.ExistACI_DSI & SNCR & WetFGD | 0 | 0 | 0 | 0 | 0 | 0 | 0 | 0
00 Ret.ExistACI_DSI & SNCR & WetFGD & HRI | 0 | 0 | 0 | 0 | 0 | 0 | 0 | 0
00 Ret.ExistACI_DSI & WetFGD | 0 | 0 | 0 | 0 | 0 | 0 | 0 | 0
00 Ret.ExistACI_DSI & WetFGD & CCS | 0 | 0 | 0 | 0 | 0 | 0 | 0 | 0
00 Ret.ExistACI_DSI & WetFGD & HRI | 0 | 0 | 0 | 0 | 0 | 0 | 0 | 0
00 Ret.ExistACI_DSI & WetFGD & HRI & CCS | 0 | 0 | 0 | 0 | 0 | 0 | 0 | 0
00 Ret.ExistDryFGD & CCS | 0 | 0 | 0 | 0 | 0 | 0 | 0 | 0
00 Ret.ExistDryFGD & HRI | 0 | 0 | 0 | 0 | 0 | 0 | 0 | 0
00 Ret.ExistDryFGD & SCR | 0 | 0 | 0 | 0 | 0 | 0 | 0 | 0
00 Ret.ExistDryFGD & SCR & CCS | 0 | 0 | 0 | 0 | 0 | 0 | 0 | 0
00 Ret.ExistDryFGD & SCR & HRI | 0 | 0 | 0 | 0 | 0 | 0 | 0 | 0
00 Ret.ExistDryFGD & SNCR | 0 | 0 | 0 | 0 | 0 | 0 | 0 | 0
00 Ret.ExistDryFGD & SNCR & CCS | 0 | 0 | 0 | 0 | 0 | 0 | 0 | 0
00 Ret.ExistDryFGD & SNCR & HRI | 0 | 0 | 0 | 0 | 0 | 0 | 0 | 0
00 Ret.ExistDryFGD_ACI & CCS | 0 | 0 | 0 | 0 | 0 | 0 | 0 | 0
00 Ret.ExistDryFGD_ACI & HRI | 0 | 0 | 0 | 0 | 0 | 0 | 0 | 0
00 Ret.ExistDryFGD_ACI & HRI & CCS | 0 | 0 | 0 | 0 | 0 | 0 | 0 | 0
00 Ret.ExistDryFGD_ACI & SCR | 0 | 1033.914 | 0 | 0 | 0 | 0 | 0 | 0
00 Ret.ExistDryFGD_ACI & SCR & CCS | 0 | 0 | 0 | 0 | 0 | 0 | 0 | 0
00 Ret.ExistDryFGD_ACI & SCR & HRI | 0 | 0 | 0 | 0 | 0 | 0 | 0 | 0
00 Ret.ExistDryFGD_ACI & SCR & HRI & CCS | 0 | 0 | 0 | 0 | 0 | 0 | 0 | 0
00 Ret.ExistDryFGD_ACI & SNCR | 0 | 0 | 0 | 0 | 0 | 0 | 0 | 0
00 Ret.ExistDryFGD_ACI & SNCR & CCS | 0 | 0 | 0 | 0 | 0 | 0 | 0 | 0
00 Ret.ExistDryFGD_ACI & SNCR & HRI | 0 | 0 | 0 | 0 | 0 | 0 | 0 | 0
00 Ret.ExistDryFGD_ACI & SNCR & HRI & CCS | 0 | 0 | 0 | 0 | 0 | 0 | 0 | 0
00 Ret.ExistDryFGD_ACI_DSI & SCR | 0 | 0 | 0 | 0 | 0 | 0 | 0 | 0
00 Ret.ExistDryFGD_ACI_DSI & SCR & CCS | 0 | 0 | 0 | 0 | 0 | 0 | 0 | 0
00 Ret.ExistDryFGD_ACI_DSI & SCR & HRI | 0 | 0 | 0 | 0 | 0 | 0 | 0 | 0
00 Ret.ExistDryFGD_ACI_DSI & SCR & HRI & CCS | 0 | 0 | 0 | 0 | 0 | 0 | 0 | 0
00 Ret.ExistDryFGD_DSI & HRI | 0 | 0 | 0 | 0 | 0 | 0 | 0 | 0
00 Ret.ExistDryFGD_SNCR_ACI_DSI & CCS | 0 | 0 | 0 | 0 | 0 | 0 | 0 | 0
00 Ret.ExistDryFGD_SNCR_ACI_DSI & HRI | 0 | 0 | 0 | 0 | 0 | 0 | 0 | 0
00 Ret.ExistDryFGD_SNCR_ACI_DSI & HRI & CCS | 0 | 0 | 0 | 0 | 0 | 0 | 0 | 0
00 Ret.ExistDSI & DryFGD | 0 | 0 | 0 | 0 | 0 | 0 | 0 | 0
00 Ret.ExistDSI & DryFGD & HRI | 0 | 0 | 0 | 0 | 0 | 0 | 0 | 0
00 Ret.ExistDSI & HRI | 0 | 0 | 0 | 0 | 0 | 0 | 0 | 0
00 Ret.ExistDSI & SCR | 0 | 0 | 0 | 0 | 0 | 0 | 0 | 0
00 Ret.ExistDSI & SCR & DryFGD | 0 | 0 | 0 | 0 | 0 | 0 | 0 | 0
00 Ret.ExistDSI & SCR & DryFGD & HRI | 0 | 0 | 0 | 0 | 0 | 0 | 0 | 0
00 Ret.ExistDSI & SCR & HRI | 0 | 0 | 0 | 0 | 0 | 0 | 0 | 0
00 Ret.ExistDSI & SCR & WetFGD | 0 | 0 | 0 | 0 | 0 | 0 | 0 | 0
00 Ret.ExistDSI & SCR & WetFGD & HRI | 0 | 0 | 0 | 0 | 0 | 0 | 0 | 0
00 Ret.ExistDSI & SNCR | 0 | 0 | 0 | 0 | 0 | 0 | 0 | 0
00 Ret.ExistSCR & ACI | 0 | 0 | 0 | 0 | 0 | 0 | 0 | 0
00 Ret.ExistDSI & SNCR & DryFGD | 0 | 0 | 0 | 0 | 0 | 0 | 0 | 0
00 Ret.ExistSCR & ACI & DSI | 0 | 0 | 0 | 0 | 0 | 0 | 0 | 0
00 Ret.ExistSCR & ACI & DSI & DryFGD | 0 | 0 | 0 | 0 | 0 | 0 | 0 | 0
00 Ret.ExistSCR & ACI & DSI & DryFGD & HRI | 0 | 0 | 0 | 0 | 0 | 0 | 0 | 0
00 Ret.ExistDSI & SNCR & DryFGD & HRI | 0 | 0 | 0 | 0 | 0 | 0 | 0 | 0
00 Ret.ExistDSI & SNCR & HRI | 0 | 0 | 0 | 0 | 0 | 0 | 0 | 0
00 Ret.ExistSCR & ACI & DSI & HRI | 0 | 0 | 0 | 0 | 0 | 0 | 0 | 0
00 Ret.ExistDSI & SNCR & WetFGD | 0 | 0 | 0 | 0 | 0 | 0 | 0 | 0
00 Ret.ExistSCR & ACI & DSI & WetFGD | 0 | 0 | 0 | 0 | 0 | 0 | 0 | 0
00 Ret.ExistSCR & ACI & DSI & WetFGD & HRI | 0 | 0 | 0 | 0 | 0 | 0 | 0 | 0
00 Ret.ExistSCR & ACI & HRI | 0 | 0 | 0 | 0 | 0 | 0 | 0 | 0
00 Ret.ExistDSI & SNCR & WetFGD & HRI | 0 | 0 | 0 | 0 | 0 | 0 | 0 | 0
00 Ret.ExistDSI & WetFGD | 0 | 0 | 0 | 0 | 0 | 0 | 0 | 0
00 Ret.ExistDSI & WetFGD & HRI | 0 | 0 | 0 | 0 | 0 | 0 | 0 | 0
00 Ret.ExistDSI_ACI & SNCR & DryFGD & CCS | 0 | 0 | 0 | 0 | 0 | 0 | 0 | 0
00 Ret.ExistDSI_ACI & SNCR & WetFGD & CCS | 0 | 0 | 0 | 0 | 0 | 0 | 0 | 0
00 Ret.ExistSCR_ACI & DryFGD | 0 | 0 | 0 | 0 | 0 | 0 | 0 | 0
00 Ret.ExistSCR & DSI | 0 | 0 | 0 | 0 | 0 | 0 | 0 | 0
00 Ret.ExistSCR_ACI & DryFGD & CCS | 0 | 0 | 0 | 0 | 0 | 0 | 0 | 0
00 Ret.ExistSCR_ACI & DryFGD & HRI | 0 | 0 | 0 | 0 | 0 | 0 | 0 | 0
00 Ret.ExistSCR & DSI & DryFGD | 0 | 0 | 0 | 0 | 0 | 0 | 0 | 0
00 Ret.ExistSCR_ACI & DryFGD & HRI & CCS | 0 | 0 | 0 | 0 | 0 | 0 | 0 | 0
00 Ret.ExistSCR & DSI & DryFGD & HRI | 0 | 0 | 0 | 0 | 0 | 0 | 0 | 0
00 Ret.ExistSCR & DSI & HRI | 0 | 0 | 0 | 0 | 0 | 0 | 0 | 0
00 Ret.ExistSCR_ACI & DSI & HRI | 0 | 0 | 0 | 0 | 0 | 0 | 0 | 0
00 Ret.ExistSCR_ACI & HRI | 0 | 0 | 0 | 0 | 0 | 0 | 0 | 0
00 Ret.ExistSCR_ACI & WetFGD | 0 | 0 | 0 | 0 | 0 | 0 | 0 | 0
00 Ret.ExistSCR & HRI | 0 | 0 | 0 | 0 | 0 | 0 | 0 | 0
00 Ret.ExistSCR_ACI & WetFGD & CCS | 0 | 0 | 0 | 0 | 0 | 0 | 0 | 0
00 Ret.ExistSCR_ACI & WetFGD & HRI | 0 | 0 | 0 | 0 | 0 | 0 | 0 | 0
00 Ret.ExistSCR_ACI & WetFGD & HRI & CCS | 0 | 0 | 0 | 0 | 0 | 0 | 0 | 0
00 Ret.ExistSCR_ACI_DSI & DryFGD | 0 | 0 | 0 | 0 | 0 | 0 | 0 | 0
00 Ret.ExistSCR_ACI_DSI & DryFGD & CCS | 0 | 0 | 0 | 0 | 0 | 0 | 0 | 0
00 Ret.ExistSCR_ACI_DSI & DryFGD & HRI | 0 | 0 | 0 | 0 | 0 | 0 | 0 | 0
00 Ret.ExistSCR_ACI_DSI & DryFGD & HRI & CCS | 0 | 0 | 0 | 0 | 0 | 0 | 0 | 0
00 Ret.ExistSCR_ACI_DSI & HRI | 0 | 0 | 0 | 0 | 0 | 0 | 0 | 0
00 Ret.ExistSCR_ACI_DSI & WetFGD | 0 | 0 | 0 | 0 | 0 | 0 | 0 | 0
00 Ret.ExistSCR_ACI_DSI & WetFGD & CCS | 0 | 0 | 0 | 0 | 0 | 0 | 0 | 0
00 Ret.ExistSCR_ACI_DSI & WetFGD & HRI | 0 | 0 | 0 | 0 | 0 | 0 | 0 | 0
00 Ret.ExistSCR_ACI_DSI & WetFGD & HRI & CCS | 0 | 0 | 0 | 0 | 0 | 0 | 0 | 0
00 Ret.ExistSCR_DryFGD & HRI | 0 | 0 | 0 | 0 | 0 | 0 | 0 | 0
00 Ret.ExistSCR_DryFGD_ACI & CCS | 0 | 0 | 0 | 0 | 0 | 0 | 0 | 0
00 Ret.ExistSCR_DryFGD_ACI & HRI | 0 | 0 | 0 | 0 | 0 | 0 | 0 | 0
00 Ret.ExistSCR_DryFGD_ACI & HRI & CCS | 0 | 0 | 0 | 0 | 0 | 0 | 0 | 0
00 Ret.ExistSCR_DryFGD_ACI_DSI & CCS | 0 | 0 | 0 | 0 | 0 | 0 | 0 | 0
00 Ret.ExistSCR_DryFGD_ACI_DSI & HRI | 0 | 0 | 0 | 0 | 0 | 0 | 0 | 0
00 Ret.ExistSCR_DryFGD_ACI_DSI & HRI & CCS | 0 | 0 | 0 | 0 | 0 | 0 | 0 | 0
00 Ret.ExistSCR_WetFGD & HRI | 0 | 0 | 0 | 0 | 0 | 0 | 0 | 0
00 Ret.ExistSCR_WetFGD & HRI & CCS | 0 | 0 | 0 | 0 | 0 | 0 | 0 | 0
00 Ret.ExistSCR_WetFGD_ACI & CCS | 0 | 0 | 0 | 0 | 0 | 0 | 0 | 0
00 Ret.ExistSCR_WetFGD_ACI & HRI | 0 | 0 | 0 | 0 | 0 | 0 | 0 | 0
00 Ret.ExistSCR_WetFGD_ACI & HRI & CCS | 0 | 0 | 0 | 0 | 0 | 0 | 0 | 0
00 Ret.ExistSCR_WetFGD_ACI_DSI & CCS | 0 | 0 | 0 | 0 | 0 | 0 | 0 | 0
00 Ret.ExistSCR_WetFGD_ACI_DSI & HRI | 0 | 0 | 0 | 0 | 0 | 0 | 0 | 0
00 Ret.ExistSCR_WetFGD_ACI_DSI & HRI & CCS | 0 | 0 | 0 | 0 | 0 | 0 | 0 | 0
00 Ret.ExistSCR_WetFGD_DSI & HRI | 0 | 0 | 0 | 0 | 0 | 0 | 0 | 0
00 Ret.ExistSCR_WetFGD_DSI & HRI & CCS | 0 | 0 | 0 | 0 | 0 | 0 | 0 | 0
00 Ret.ExistSNCR_ACI & DryFGD | 0 | 0 | 0 | 0 | 0 | 0 | 0 | 0
00 Ret.ExistSNCR_ACI & DryFGD & CCS | 0 | 0 | 0 | 0 | 0 | 0 | 0 | 0
00 Ret.ExistSNCR_ACI & DryFGD & HRI | 0 | 0 | 0 | 0 | 0 | 0 | 0 | 0
00 Ret.ExistSNCR_ACI & DryFGD & HRI & CCS | 0 | 0 | 0 | 0 | 0 | 0 | 0 | 0
00 Ret.ExistSNCR_ACI & DSI & HRI | 0 | 0 | 0 | 0 | 0 | 0 | 0 | 0
00 Ret.ExistSNCR_ACI & HRI | 0 | 0 | 0 | 0 | 0 | 0 | 0 | 0
00 Ret.ExistSNCR_ACI & WetFGD | 0 | 0 | 0 | 0 | 0 | 0 | 0 | 0
00 Ret.ExistSNCR_ACI & WetFGD & CCS | 0 | 0 | 0 | 0 | 0 | 0 | 0 | 0
00 Ret.ExistSNCR_ACI & WetFGD & HRI | 0 | 0 | 0 | 0 | 0 | 0 | 0 | 0
00 Ret.ExistSNCR_ACI & WetFGD & HRI & CCS | 0 | 0 | 0 | 0 | 0 | 0 | 0 | 0
00 Ret.ExistSNCR_ACI_DSI & DryFGD | 0 | 0 | 0 | 0 | 0 | 0 | 0 | 0
00 Ret.ExistSNCR_ACI_DSI & DryFGD & CCS | 0 | 0 | 0 | 0 | 0 | 0 | 0 | 0
00 Ret.ExistSNCR_ACI_DSI & DryFGD & HRI | 0 | 0 | 0 | 0 | 0 | 0 | 0 | 0
00 Ret.ExistSNCR_ACI_DSI & DryFGD & HRI & CCS | 0 | 0 | 0 | 0 | 0 | 0 | 0 | 0
00 Ret.ExistSNCR_ACI_DSI & HRI | 0 | 0 | 0 | 0 | 0 | 0 | 0 | 0
00 Ret.ExistSNCR_ACI_DSI & WetFGD | 0 | 0 | 0 | 0 | 0 | 0 | 0 | 0
00 Ret.ExistSNCR_ACI_DSI & WetFGD & CCS | 0 | 0 | 0 | 0 | 0 | 0 | 0 | 0
00 Ret.ExistSNCR_ACI_DSI & WetFGD & HRI | 0 | 0 | 0 | 0 | 0 | 0 | 0 | 0
00 Ret.ExistSNCR_ACI_DSI & WetFGD & HRI & CCS | 0 | 0 | 0 | 0 | 0 | 0 | 0 | 0
00 Ret.ExistSNCR_DryFGD & HRI | 0 | 0 | 0 | 0 | 0 | 0 | 0 | 0
00 Ret.ExistSNCR_DryFGD_ACI & CCS | 0 | 0 | 0 | 0 | 0 | 0 | 0 | 0
00 Ret.ExistSNCR_DryFGD_ACI & HRI | 0 | 0 | 0 | 0 | 0 | 0 | 0 | 0
00 Ret.ExistSNCR_DryFGD_ACI & HRI & CCS | 0 | 0 | 0 | 0 | 0 | 0 | 0 | 0
00 Ret.ExistSNCR_WetFGD & HRI | 0 | 0 | 0 | 0 | 0 | 0 | 0 | 0
00 Ret.ExistSNCR_WetFGD & HRI & CCS | 0 | 0 | 0 | 0 | 0 | 0 | 0 | 0
00 Ret.ExistSNCR_WetFGD_ACI & CCS | 0 | 0 | 0 | 0 | 0 | 0 | 0 | 0
00 Ret.ExistSNCR_WetFGD_ACI & HRI | 0 | 0 | 0 | 0 | 0 | 0 | 0 | 0
00 Ret.ExistSNCR_WetFGD_ACI & HRI & CCS | 0 | 0 | 0 | 0 | 0 | 0 | 0 | 0
00 Ret.ExistSNCR_WetFGD_ACI_DSI & CCS | 0 | 0 | 0 | 0 | 0 | 0 | 0 | 0
00 Ret.ExistSNCR_WetFGD_ACI_DSI & HRI | 0 | 0 | 0 | 0 | 0 | 0 | 0 | 0
00 Ret.ExistSNCR_WetFGD_ACI_DSI & HRI & CCS | 0 | 0 | 0 | 0 | 0 | 0 | 0 | 0
00 Ret.ExistSNCR & DryFGD & HRI | 0 | 0 | 0 | 0 | 0 | 0 | 0 | 0
00 Ret.ExistSNCR & HRI | 0 | 0 | 0 | 0 | 0 | 0 | 0 | 0
00 Ret.ExistWetFGD & CCS | 0 | 0 | 0 | 0 | 0 | 0 | 0 | 0
00 Ret.ExistWetFGD & HRI | 0 | 0 | 0 | 0 | 0 | 0 | 0 | 0
00 Ret.ExistWetFGD & HRI & CCS | 0 | 0 | 0 | 0 | 0 | 0 | 0 | 0
00 Ret.ExistWetFGD & SCR | 0 | 2892.4301 | 0 | 0 | 0 | 0 | 0 | 0
00 Ret.ExistWetFGD & SCR & CCS | 0 | 0 | 0 | 0 | 0 | 0 | 0 | 0
00 Ret.ExistWetFGD & SCR & HRI | 0 | 0 | 0 | 0 | 0 | 0 | 0 | 0
00 Ret.ExistWetFGD & SCR & HRI & CCS | 0 | 0 | 0 | 0 | 0 | 0 | 0 | 0
00 Ret.ExistWetFGD & SNCR | 0 | 0 | 0 | 0 | 0 | 0 | 0 | 0
00 Ret.ExistWetFGD & SNCR & CCS | 0 | 0 | 0 | 0 | 0 | 0 | 0 | 0
00 Ret.ExistWetFGD & SNCR & HRI | 0 | 0 | 0 | 0 | 0 | 0 | 0 | 0
00 Ret.ExistWetFGD & SNCR & HRI & CCS | 0 | 0 | 0 | 0 | 0 | 0 | 0 | 0
00 Ret.ExistWetFGD_ACI & CCS | 0 | 0 | 0 | 0 | 0 | 0 | 0 | 0
00 Ret.ExistWetFGD_ACI & HRI | 0 | 0 | 0 | 0 | 0 | 0 | 0 | 0
00 Ret.ExistWetFGD_ACI & HRI & CCS | 0 | 0 | 0 | 0 | 0 | 0 | 0 | 0
00 Ret.ExistWetFGD_ACI & SCR | 169.8675 | 2721.4435 | 0 | 0 | 0 | 0 | 0 | 0
00 Ret.ExistWetFGD_ACI & SCR & CCS | 0 | 0 | 0 | 0 | 0 | 0 | 0 | 0
00 Ret.ExistWetFGD_ACI & SCR & HRI | 0 | 0 | 0 | 0 | 0 | 0 | 0 | 0
00 Ret.ExistWetFGD_ACI & SCR & HRI & CCS | 0 | 0 | 0 | 0 | 0 | 0 | 0 | 0
00 Ret.ExistWetFGD_ACI & SNCR | 0 | 0 | 0 | 0 | 0 | 0 | 0 | 0
00 Ret.ExistWetFGD_ACI & SNCR & CCS | 0 | 0 | 0 | 0 | 0 | 0 | 0 | 0
00 Ret.ExistWetFGD_ACI & SNCR & HRI | 0 | 0 | 0 | 0 | 0 | 0 | 0 | 0
00 Ret.ExistWetFGD_ACI & SNCR & HRI & CCS | 0 | 0 | 0 | 0 | 0 | 0 | 0 | 0
00 Ret.ExistWetFGD_ACI_DSI & CCS | 0 | 0 | 0 | 0 | 0 | 0 | 0 | 0
00 Ret.ExistWetFGD_ACI_DSI & HRI | 0 | 0 | 0 | 0 | 0 | 0 | 0 | 0
00 Ret.ExistWetFGD_ACI_DSI & HRI & CCS | 0 | 0 | 0 | 0 | 0 | 0 | 0 | 0
00 Ret.ExistWetFGD_ACI_DSI & SCR | 0 | 0 | 0 | 0 | 0 | 0 | 0 | 0
00 Ret.ExistWetFGD_ACI_DSI & SCR & CCS | 0 | 0 | 0 | 0 | 0 | 0 | 0 | 0
00 Ret.ExistWetFGD_ACI_DSI & SCR & HRI | 0 | 0 | 0 | 0 | 0 | 0 | 0 | 0
00 Ret.ExistWetFGD_ACI_DSI & SCR & HRI & CCS | 0 | 0 | 0 | 0 | 0 | 0 | 0 | 0
00 Ret.ExistWetFGD_ACI_DSI & SNCR | 0 | 0 | 0 | 0 | 0 | 0 | 0 | 0
00 Ret.ExistWetFGD_ACI_DSI & SNCR & CCS | 0 | 0 | 0 | 0 | 0 | 0 | 0 | 0
00 Ret.ExistWetFGD_ACI_DSI & SNCR & HRI | 0 | 0 | 0 | 0 | 0 | 0 | 0 | 0
00 Ret.ExistWetFGD_ACI_DSI & SNCR & HRI & CCS | 0 | 0 | 0 | 0 | 0 | 0 | 0 | 0
00 Ret.ExistWetFGD_DSI & HRI | 0 | 0 | 0 | 0 | 0 | 0 | 0 | 0
00 Ret.ExistWetFGD_DSI & SCR | 0 | 0 | 0 | 0 | 0 | 0 | 0 | 0
00 Ret.ExistSNCR_DSI & DryFGD & HRI | 0 | 0 | 0 | 0 | 0 | 0 | 0 | 0
00 Ret.ExistWetFGD_DSI & SCR & HRI | 0 | 0 | 0 | 0 | 0 | 0 | 0 | 0
00 Ret.ExistSNCR_DSI & HRI | 0 | 0 | 0 | 0 | 0 | 0 | 0 | 0
00 Ret.ExistWetFGD_DSI & SNCR | 0 | 0 | 0 | 0 | 0 | 0 | 0 | 0
00 Ret.ExistWetFGD_DSI & SNCR & HRI | 0 | 0 | 0 | 0 | 0 | 0 | 0 | 0
00 Ret.ExistWetFGD_SCR & CCS | 0 | 0 | 8.0464 | 0 | 0 | 0 | 0 | 0
00 Ret.ExistWetFGD_SCR_DSI & CCS | 0 | 0 | 0 | 0 | 0 | 0 | 0 | 0
00 Ret.ExistWetFGD_SNCR & CCS | 0 | 0 | 0 | 0 | 0 | 0 | 0 | 0
00 Ret.HRI | 0 | 0 | 0 | 0 | 0 | 0 | 0 | 0
00 Ret.SCR | 0 | 0 | 0 | 0 | 0 | 0 | 0 | 0
00 Ret.SCR & DryFGD | 0 | 0 | 0 | 0 | 0 | 0 | 0 | 0
00 Ret.SCR & DryFGD & ACI | 0 | 0 | 0 | 0 | 0 | 0 | 0 | 0
00 Ret.SCR & DryFGD & CCS | 0 | 0 | 0 | 0 | 0 | 0 | 0 | 0
00 Ret.SCR & DryFGD & HRI | 0 | 0 | 0 | 0 | 0 | 0 | 0 | 0
00 Ret.SCR & DSI | 0 | 0 | 0 | 0 | 0 | 0 | 0 | 0
00 Ret.SCR & DSI & DryFGD | 0 | 0 | 0 | 0 | 0 | 0 | 0 | 0
00 Ret.SCR & DSI & DryFGD & HRI | 0 | 0 | 0 | 0 | 0 | 0 | 0 | 0
00 Ret.SCR & DSI & HRI | 0 | 0 | 0 | 0 | 0 | 0 | 0 | 0
00 Ret.SCR & DSI & WetFGD | 0 | 0 | 0 | 0 | 0 | 0 | 0 | 0
00 Ret.SCR & DSI & WetFGD & HRI | 0 | 0 | 0 | 0 | 0 | 0 | 0 | 0
00 Ret.SCR & HRI | 0 | 0 | 0 | 0 | 0 | 0 | 0 | 0
00 Ret.SCR & WetFGD | 0 | 0 | 0 | 0 | 0 | 0 | 0 | 0
00 Ret.SCR & WetFGD & ACI | 0 | 0 | 0 | 0 | 0 | 0 | 0 | 0
00 Ret.SCR & WetFGD & CCS | 0 | 0 | 0 | 0 | 0 | 0 | 0 | 0
00 Ret.SCR & WetFGD & HRI | 0 | 0 | 0 | 0 | 0 | 0 | 0 | 0
00 Ret.SNCR | 0 | 0 | 0 | 0 | 0 | 0 | 0 | 0
00 Ret.SNCR & DryFGD | 0 | 0 | 0 | 0 | 0 | 0 | 0 | 0
00 Ret.SNCR & DryFGD & ACI | 0 | 0 | 0 | 0 | 0 | 0 | 0 | 0
00 Ret.SNCR & DryFGD & ACI & HRI | 0 | 0 | 0 | 0 | 0 | 0 | 0 | 0
00 Ret.SNCR & DryFGD & CCS | 0 | 0 | 0 | 0 | 0 | 0 | 0 | 0
00 Ret.SNCR & DryFGD & HRI | 0 | 0 | 0 | 0 | 0 | 0 | 0 | 0
00 Ret.SNCR & DSI | 0 | 0 | 0 | 0 | 0 | 0 | 0 | 0
00 Ret.SNCR & DSI & HRI | 0 | 0 | 0 | 0 | 0 | 0 | 0 | 0
00 Ret.SNCR & HRI | 0 | 0 | 0 | 0 | 0 | 0 | 0 | 0
00 Ret.SNCR & WetFGD | 0 | 0 | 0 | 0 | 0 | 0 | 0 | 0
00 Ret.SNCR & WetFGD & ACI | 0 | 0 | 0 | 0 | 0 | 0 | 0 | 0
00 Ret.SNCR & WetFGD & ACI & HRI | 0 | 0 | 0 | 0 | 0 | 0 | 0 | 0
00 Ret.SNCR & WetFGD & CCS | 0 | 0 | 0 | 0 | 0 | 0 | 0 | 0
00 Ret.SNCR & WetFGD & HRI | 0 | 0 | 0 | 0 | 0 | 0 | 0 | 0
00 Ret.WetFGD | 0 | 0 | 0 | 0 | 0 | 0 | 0 | 0
00 Ret.WetFGD & CCS | 0 | 0 | 0 | 0 | 0 | 0 | 0 | 0
00 Ret.WetFGD & HRI | 0 | 0 | 0 | 0 | 0 | 0 | 0 | 0
00 Ret.FB & HRI | 0 | 0 | 0 | 0 | 0 | 0 | 0 | 0
00 Ret.FB DryFGD | 0 | 0 | 0 | 0 | 0 | 0 | 0 | 0
00 Ret.FB DryFGD & HRI | 0 | 0 | 0 | 0 | 0 | 0 | 0 | 0
00 Ret.FB DryFGD & SNCR | 0 | 0 | 0 | 0 | 0 | 0 | 0 | 0
00 Ret.FB-Exist ACI & DryFGD & HRI | 0 | 0 | 0 | 0 | 0 | 0 | 0 | 0
00 Ret.FB-Exist ACI_DSI & DryFGD & SNCR | 0 | 0 | 0 | 0 | 0 | 0 | 0 | 0
00 Ret.FB-Exist ACI_DSI & SNCR | 0 | 0 | 0 | 0 | 0 | 0 | 0 | 0
00 Ret.FB-ExistACI & HRI | 0 | 0 | 0 | 0 | 0 | 0 | 0 | 0
00 Ret.FB-ExistACI_DSI & DryFGD | 0 | 0 | 0 | 0 | 0 | 0 | 0 | 0
00 Ret.FB-ExistACI_DSI & DryFGD & HRI | 0 | 0 | 0 | 0 | 0 | 0 | 0 | 0
00 Ret.FB-ExistACI_DSI & DryFGD & SNCR | 0 | 0 | 0 | 0 | 0 | 0 | 0 | 0
00 Ret.FB-ExistACI_DSI & DryFGD & SNCR & HRI | 0 | 0 | 0 | 0 | 0 | 0 | 0 | 0
00 Ret.FB-ExistACI_DSI & HRI | 0 | 0 | 0 | 0 | 0 | 0 | 0 | 0
00 Ret.FB-ExistACI_DSI & SNCR & HRI | 0 | 0 | 0 | 0 | 0 | 0 | 0 | 0
00 Ret.FB-ExistDryFGD & HRI | 0 | 0 | 0 | 0 | 0 | 0 | 0 | 0
00 Ret.FB-ExistDryFGD_ACI & HRI | 0 | 0 | 0 | 0 | 0 | 0 | 0 | 0
00 Ret.FB-ExistDryFGD_ACI & HRI & CCS | 0 | 0 | 0 | 0 | 0 | 0 | 0 | 0
00 Ret.FB-ExistDryFGD_ACI & SNCR | 0 | 0 | 0 | 0 | 0 | 0 | 0 | 0
00 Ret.FB-ExistDryFGD_ACI & SNCR & HRI | 0 | 0 | 0 | 0 | 0 | 0 | 0 | 0
00 Ret.FB-ExistDryFGD_DSI & HRI | 0 | 0 | 0 | 0 | 0 | 0 | 0 | 0
00 Ret.FB-ExistDryFGD_DSI & SNCR | 0 | 0 | 0 | 0 | 0 | 0 | 0 | 0
00 Ret.FB-ExistDryFGD_DSI & SNCR & HRI | 0 | 0 | 0 | 0 | 0 | 0 | 0 | 0
00 Ret.FB-ExistDryFGD_SNCR & HRI | 0 | 0 | 0 | 0 | 0 | 0 | 0 | 0
00 Ret.FB-ExistDryFGD_SNCR_ACI & HRI | 0 | 0 | 0 | 0 | 0 | 0 | 0 | 0
00 Ret.FB-ExistDryFGD_SNCR_ACI & HRI & CCS | 0 | 0 | 0 | 0 | 0 | 0 | 0 | 0
00 Ret.FB-ExistDryFGD_SNCR_ACI_DSI & HRI | 0 | 0 | 0 | 0 | 0 | 0 | 0 | 0
00 Ret.FB-ExistDryFGD_SNCR_ACI_DSI & HRI & CCS | 0 | 0 | 0 | 0 | 0 | 0 | 0 | 0
00 Ret.FB-ExistWetFGD_SNCR_ACI & HRI | 0 | 0 | 0 | 0 | 0 | 0 | 0 | 0
00 Ret.FB-ExistWetFGD_SNCR_ACI & HRI & CCS | 0 | 0 | 0 | 0 | 0 | 0 | 0 | 0
00 Ret.FB-ExistDryFGD_SNCR_DSI & HRI | 0 | 0 | 0 | 0 | 0 | 0 | 0 | 0
00 Ret.FB-ExistDSI & DryFGD | 0 | 0 | 0 | 0 | 0 | 0 | 0 | 0
00 Ret.FB-ExistDSI & DryFGD & HRI | 0 | 0 | 0 | 0 | 0 | 0 | 0 | 0
00 Ret.FB-ExistDSI & DryFGD & SNCR | 0 | 0 | 0 | 0 | 0 | 0 | 0 | 0
00 Ret.FB-ExistDSI & DryFGD & SNCR & HRI | 0 | 0 | 0 | 0 | 0 | 0 | 0 | 0
00 Ret.FB-ExistDSI & HRI | 0 | 0 | 0 | 0 | 0 | 0 | 0 | 0
00 Ret.FB-ExistDSI & SNCR | 0 | 0 | 0 | 0 | 0 | 0 | 0 | 0
00 Ret.FB-ExistDSI & SNCR & HRI | 0 | 0 | 0 | 0 | 0 | 0 | 0 | 0
00 Ret.FB-ExistSNCR & DryFGD | 0 | 0 | 0 | 0 | 0 | 0 | 0 | 0
00 Ret.FB-ExistSNCR & DryFGD & HRI | 0 | 0 | 0 | 0 | 0 | 0 | 0 | 0
00 Ret.FB-ExistSNCR & HRI | 0 | 0 | 0 | 0 | 0 | 0 | 0 | 0
00 Ret.FB-ExistSNCR_ACI & HRI | 0 | 0 | 0 | 0 | 0 | 0 | 0 | 0
00 Ret.FB-ExistSNCR_ACI_DSI & DryFGD | 0 | 0 | 0 | 0 | 0 | 0 | 0 | 0
00 Ret.FB-ExistSNCR_ACI_DSI & DryFGD & HRI | 0 | 0 | 0 | 0 | 0 | 0 | 0 | 0
00 Ret.FB-ExistSNCR_ACI_DSI & HRI | 0 | 0 | 0 | 0 | 0 | 0 | 0 | 0
00 Ret.FB-ExistSNCR_DryFGD & HRI | 0 | 0 | 0 | 0 | 0 | 0 | 0 | 0
00 Ret.FB-ExistSNCR_DryFGD_ACI & HRI | 0 | 0 | 0 | 0 | 0 | 0 | 0 | 0
00 Ret.FB-ExistSNCR_DryFGD_ACI & HRI & CCS | 0 | 0 | 0 | 0 | 0 | 0 | 0 | 0
00 Ret.FB-ExistSNCR_DSI & DryFGD | 0 | 0 | 0 | 0 | 0 | 0 | 0 | 0
00 Ret.FB-ExistSNCR_DSI & DryFGD & HRI | 0 | 0 | 0 | 0 | 0 | 0 | 0 | 0
00 Ret.FB-ExistSNCR_DSI & HRI | 0 | 0 | 0 | 0 | 0 | 0 | 0 | 0
00 Ret.FB-ExistSNCR_WetFGD & HRI | 0 | 0 | 0 | 0 | 0 | 0 | 0 | 0
00 Ret.FB-ExistSNCR_WetFGD & HRI & CCS | 0 | 0 | 0 | 0 | 0 | 0 | 0 | 0
00 Ret.FB-ExistWetFGD_DSI & HRI | 0 | 0 | 0 | 0 | 0 | 0 | 0 | 0
00 Ret.FB-ExistWetFGD_DSI & SNCR | 0 | 0 | 0 | 0 | 0 | 0 | 0 | 0
00 Ret.FB-ExistWetFGD_DSI & SNCR & HRI | 0 | 0 | 0 | 0 | 0 | 0 | 0 | 0
00 Ret.FB-SNCR | 0 | 0 | 0 | 0 | 0 | 0 | 0 | 0
00 Ret.Oil/Gas Steam SCR | 0 | 0 | 0 | 0 | 0 | 0 | 0 | 0
00 CC Retirement | 808 | 5316.8012 | 0 | 38 | 500 | 270.7471 | 3570.2 | 8966.4
00 CT Retirement | 2558.3212 | 2228.3788 | 230.774 | 682.226 | 341 | 573.7358 | 10372.8 | 4781.9
00 O/G Retirement | 3075 | 13894.3081 | 322.6482 | 226 | 769.8211 | 2108.9484 | 1953.5116 | 6212.04
00 Coal Retirement | 12341.6788 | 53186.8123 | 13794.0176 | 8931.8595 | 10968.5092 | 23174.4996 | 8234.1982 | 10271.3681
00 IGCC Retirement | 0 | 220 | 0 | 0 | 135.466 | 284.3635 | 175.1705 | 0
00 Nuke Retirement | 0 | 6358 | 11810.462 | 3962.7906 | 13063.6873 | 1123 | 4936.2664 | 10947.6561
00 Biomass Retirement | 40.9 | 3146.5 | 123.2 | 0 | 0 | 0 | 0 | 0
00 Fossil_Other Retirement | 0 | 0 | 0 | 0 | 0 | 0 | 0 | 0
00 Fuel Cell Retirement | 3 | 0 | 0 | 0 | 0 | 0 | 0 | 0
00 Geothermal Retirement | 18.3 | 0 | 0 | 0 | 0 | 0 | 0 | 0
00 Hydro Retirement | 5.5 | 5.2 | 0 | 0 | 0 | 0 | 0 | 0
00 Landfill Gas Retirement | 114.6 | 8.5 | 0 | 0 | 0 | 0 | 0 | 127.8
00 Non Fossil_Other Retirement | 97 | 142.8 | 0 | 0 | 0 | 0 | 0 | 0
Total | 136984.908 | 180518.9544 | 63900.867 | 58188.1396 | 142244.1722 | 168813.4003 | 196177.9596 | 284576.0152
12. Generation by Capacity Reporting Type [GWh]
00 New Combined Cycle | 74357.9982 | 84131.8765 | 88473.4181 | 87624.2439 | 185601.5905 | 241767.3011 | 334120.6863 | 474090.9916
00 New Combined Cycle with Carbon Capture | 0 | 0 | 0 | 3448.6259 | 8647.8687 | 8615.431 | 7713.9039 | 4541.1257
00 New Combustion Turbine | 1998.9509 | 7714.5382 | 50764.2302 | 71408.3526 | 95174.4521 | 134005.5798 | 160246.0469 | 153325.1533
00 New Hydro | 0 | 5.4713 | 5.4713 | 6357.7666 | 21961.4286 | 42236.9655 | 42236.9655 | 42236.9655
00 New Nuclear | 0 | 0 | 0 | 0 | 0 | 0 | 0 | 508.7412
00 New Biomass | 84.8884 | 12.5645 | 15.2388 | 15.2388 | 3.6122 | 0.64201 | 0 | 0
00 New Geothermal | 688.2732 | 2968.5625 | 2968.5625 | 3613.8679 | 3613.8679 | 3613.8679 | 3613.8679 | 3613.8679
00 New Landfill Gas | 4363.3075 | 7574.8802 | 10687.8448 | 9868.7189 | 10440.9282 | 17813.0086 | 28075.5139 | 32019.047
00 New Battery Storage | 18939.7345 | 24318.3789 | 24725.7964 | 27839.11 | 37776.7675 | 39029.6732 | 40347.1825 | 55532.146
00 New Offshore Wind | 5031.4608 | 9797.3901 | 20083.9199 | 28506.8536 | 87686.1192 | 135901.1923 | 161465.8572 | 233184.5927
00 New Onshore Wind | 160999.3364 | 344650.9839 | 344650.9839 | 357964.3794 | 403452.7528 | 529128.5699 | 723075.684 | 964911.0806
00 New Solar PV | 120486.3675 | 183030.1216 | 192994.0412 | 260451.589 | 360548.3971 | 467251.4276 | 554724.4426 | 724746.6663
00 New Solar Thermal | 0 | 0 | 0 | 0 | 0 | 0 | 0 | 0
00 New Fuel Cell | 700.9186 | 713.7663 | 714.7908 | 720.2004 | 637.2662 | 545.9856 | 567.6438 | 529.7729
00 New Ultrasupercritical Coal without CCS | 0 | 0 | 0 | 0 | 0 | 0 | 0 | 0
00 New Ultrasupercritical Coal with 30% CCS | 0 | 0 | 0 | 0 | 0 | 0 | 0 | 0
00 New Ultrasupercritical Coal with 90% CCS | 0 | 0 | 0 | 0 | 0 | 0 | 0 | 0
00 Exist & New Distributed Solar PV | 63905.0331 | 72403.3198 | 86047.3683 | 95287.3568 | 115335.6927 | 136491.7844 | 158305.8927 | 181841.9712
00 Exist Combined Cycle | 995515.7023 | 1237444.4608 | 1487695.153 | 1489689.5498 | 1449055.422 | 1367221.0117 | 1299906.0894 | 1139723.6463
00 Exist Combustion Turbine | 17742.1068 | 26231.5528 | 42631.3421 | 40972.1318 | 35075.5714 | 26190.9308 | 16841.8647 | 14345.2345
00 Exist Coal Steam_Uncontrolled | 3141.4229 | 3172.2978 | 2951.6046 | 2957.8831 | 2921.0426 | 2956.8908 | 2867.0216 | 2465.1155
00 Exist Coal Steam_ACI | 93297.7742 | 12233.4454 | 10239.1504 | 10246.9412 | 10248.0335 | 10249.7528 | 10241.962 | 10156.1535
00 Exist Coal Steam_ACI_DSI | 28495.6935 | 9802.1014 | 4984.5287 | 5080.4884 | 5080.4884 | 5597.7212 | 5655.8344 | 4868.5349
00 Exist Coal Steam_DryFGD | 68.9988 | 0 | 0 | 0 | 0 | 0 | 0 | 0
00 Exist Coal Steam_DryFGD_ACI | 58367.3298 | 35811.0709 | 28390.5432 | 23922.8163 | 23278.6817 | 19670.5593 | 17656.8653 | 11853.6168
00 Exist Coal Steam_DryFGD_DSI | 1814.7566 | 0 | 0 | 0 | 0 | 0 | 0 | 0
00 Exist Coal Steam_DryFGD_SCR | 2843.7251 | 0 | 0 | 0 | 0 | 0 | 0 | 0
00 Exist Coal Steam_DryFGD_SCR_ACI | 97765.8476 | 60269.9081 | 40391.2198 | 42119.9499 | 43290.5792 | 43565.172 | 39002.1904 | 29621.964
00 Exist Coal Steam_DryFGD_SCR_DSI | 1918.9936 | 1918.9936 | 1918.9936 | 1918.9936 | 0 | 0 | 0 | 0
00 Exist Coal Steam_DryFGD_SCR_ACI_DSI | 9608.1402 | 9514.4033 | 5776.9963 | 5810.4438 | 5858.9547 | 6404.6685 | 5771.3931 | 5138.6215
00 Exist Coal Steam_DryFGD_SNCR_ACI | 15190.0975 | 15190.0975 | 13707.3488 | 11532.0575 | 11532.0575 | 11630.9775 | 11274.2606 | 10838.2266
00 Exist Coal Steam_DryFGD_SNCR_ACI_DSI | 4048.1642 | 3351.8952 | 3199.7865 | 3199.7865 | 23.8097 | 25.1808 | 17.2404 | 14.2882
00 Exist Coal Steam_DSI | 8261.8884 | 14.892 | 14.892 | 14.892 | 0 | 0 | 0 | 0
00 Exist Coal Steam_SCR_ACI | 33369.4496 | 28917.004 | 18311.6475 | 18506.2829 | 23713.8179 | 29081.2399 | 27328.0393 | 21410.7106
00 Exist Coal Steam_SCR_ACI_DSI | 16011.9553 | 9661.0099 | 2801.2046 | 1254.6151 | 1579.6595 | 1579.6595 | 1146.526 | 1033.633
00 Exist Coal Steam_SNCR | 111.8077 | 111.8077 | 111.8077 | 111.8077 | 111.8077 | 111.8077 | 111.8077 | 111.8077
00 Exist Coal Steam_SCR | 0 | 0 | 0 | 0 | 0 | 0 | 0 | 0
00 Exist Coal Steam_SNCR_ACI | 4020.437 | 1947.058 | 0 | 0 | 0 | 0 | 0 | 0
00 Exist Coal Steam_SNCR_ACI_DSI | 6455.1027 | 0 | 0 | 0 | 0 | 0 | 0 | 0
00 Exist Coal Steam_WetFGD | 36465.8875 | 63.7579 | 63.7579 | 63.7579 | 63.7579 | 63.7579 | 60.5644 | 20.7954
00 Exist Coal Steam_WetFGD_ACI | 65882.6298 | 20376.286 | 20011.5373 | 20050.0345 | 20102.9947 | 20310.897 | 20152.5992 | 18032.7145
00 Exist Coal Steam_WetFGD_ACI_DSI | 11866.1128 | 18.0082 | 18.0082 | 18.0542 | 15.6848 | 15.6848 | 11.5494 | 0
00 Exist Coal Steam_WetFGD_DSI | 0 | 0 | 0 | 0 | 0 | 0 | 0 | 0
00 Exist Coal Steam_WetFGD_SCR | 303536.6946 | 244415.8522 | 165956.067 | 164846.422 | 148692.8077 | 85359.1458 | 66745.1187 | 38159.3811
00 Exist Coal Steam_WetFGD_SCR_DSI | 29070.9779 | 7751.0007 | 5745.6274 | 16.1409 | 16.1409 | 15.1077 | 15.1077 | 12.0449
00 Exist Coal Steam_WetFGD_SCR_ACI | 159498.0076 | 108655.57 | 70295.1946 | 73592.3896 | 66003.387 | 51771.8172 | 48400.9037 | 37640.5046
00 Exist Coal Steam_WetFGD_SCR_ACI_DSI | 45628.0149 | 41111.6054 | 39870.0361 | 38856.406 | 30272.0464 | 25176.7076 | 9724.9736 | 3933.2905
00 Exist Coal Steam_WetFGD_SNCR | 12076.4893 | 411.8688 | 409.2279 | 417.4652 | 413.0268 | 405.9601 | 393.639 | 393.639
00 Exist Coal Steam_WetFGD_SNCR_ACI | 53647.6667 | 20467.9181 | 15701.4795 | 14130.209 | 14533.5386 | 10974.7101 | 8147.4298 | 5264.5503
00 Exist Coal Steam_WetFGD_SNCR_ACI_DSI | 0 | 0 | 0 | 0 | 0 | 0 | 0 | 0
00 Exist FBC_ACI_DSI | 3234.7526 | 1596.3236 | 662.6164 | 633.4012 | 611.6261 | 602.3315 | 385.44 | 0
00 Exist FBC_DryFGD_ACI | 973.8177 | 796.8004 | 231.7048 | 231.7048 | 471.9416 | 809.0655 | 652.2251 | 0
00 Exist FBC_DryFGD_DSI | 0 | 0 | 0 | 0 | 0 | 0 | 0 | 0
00 Exist FBC_DryFGD_SNCR | 3717.0109 | 3661.8774 | 4170.3824 | 4277.8605 | 4357.2834 | 3675.3994 | 3974.5644 | 4280.7698
00 Exist FBC_DryFGD_SNCR_ACI | 2532.6426 | 1392.1517 | 994.4849 | 994.4849 | 994.4849 | 2046.9765 | 863.8723 | 0
00 Exist FBC_DryFGD_SNCR_ACI_DSI | 4991.6968 | 4991.6968 | 669.3972 | 669.3972 | 669.3972 | 669.3972 | 669.3972 | 640.9179
00 Exist FBC_DryFGD_SNCR_DSI | 0 | 0 | 0 | 0 | 0 | 0 | 0 | 0
00 Exist FBC_DSI | 2955.177 | 1245.7608 | 681.1388 | 685.8732 | 1177.2601 | 1209.5956 | 1209.5956 | 1098.9806
00 Exist FBC_SCR | 32.8119 | 37.4768 | 16.1264 | 0 | 0 | 0 | 0 | 0
00 Exist FBC_SNCR | 0 | 0 | 0 | 0 | 0 | 0 | 0 | 0
00 Exist FBC_SNCR_ACI | 34.3132 | 42.0302 | 16.1471 | 0 | 0 | 0 | 0 | 0
00 Exist FBC_SNCR_ACI_DSI | 2102.9245 | 1807.1698 | 267.18 | 267.18 | 358.9502 | 717.0026 | 717.0026 | 0
00 Exist FBC_SNCR_DSI | 4510.3268 | 3951.8547 | 3611.7284 | 3079.67 | 3252.3875 | 3256.0084 | 3265.2229 | 2555.9554
00 Exist FBC_Uncontrolled | 0 | 0 | 0 | 0 | 0 | 0 | 0 | 0
00 Exist FBC_WetFGD_DSI | 89.9584 | 375.1444 | 375.1444 | 287.2996 | 262.7163 | 325.2266 | 325.2266 | 375.1444
00 Exist IGCC | 4208.5058 | 4165.0832 | 4165.0832 | 4165.0832 | 3216.8023 | 1226.2177 | 0 | 0
00 Exist Fossil_Other | 3892.4529 | 3892.453 | 3525.7851 | 3569.1775 | 3569.1775 | 3569.1775 | 3569.1775 | 3569.1775
00 Exist Fuel Cell | 0.25508 | 0.17678 | 0.20741 | 107.1123 | 144.2823 | 82.8685 | 121.7971 | 72.7991
00 Exist Hydro | 275579.627 | 275424.1973 | 275333.6589 | 275333.6589 | 275333.6588 | 275333.6588 | 275333.6588 | 275333.6588
00 Exist Non Fossil_Other | 22705.046 | 22115.0482 | 22115.0482 | 21839.5028 | 21812.122 | 21799.0941 | 21836.087 | 21812.914
00 Exist Nuclear | 775361.9644 | 723681.0829 | 634473.4603 | 602913.3707 | 500648.3042 | 491821.7594 | 452346.4409 | 365955.0592
00 Exist Oil/Gas Steam | 22872.69 | 14849.5909 | 25950.9029 | 19635.9816 | 13490.7746 | 5421.1319 | 3578.4088 | 2433.5046
00 Exist Oil/Gas Steam_SCR | 2769.1156 | 2779.4395 | 4045.4494 | 1661.9935 | 79.4717 | 36.1063 | 16.842 | 16.2787
00 Exist Oil/Gas Steam_SNCR | 784.0915 | 745.3532 | 1667.7886 | 996.1804 | 366.9187 | 365.6691 | 391.0945 | 387.8731
00 Exist Biomass | 10791.3722 | 1022.7572 | 174.0274 | 131.0958 | 124.0286 | 111.257 | 102.327 | 102.327
00 Exist Landfill Gas | 10456.2404 | 10325.1689 | 10344.9478 | 9693.7808 | 9655.2935 | 9622.8297 | 9663.3113 | 9007.5732
00 Exist Geothermal | 16633.8345 | 16633.8345 | 16633.8345 | 16633.8345 | 16633.8345 | 16633.8345 | 16633.8345 | 16633.8345
00 Exist Pump Storage | 13264.0328 | 20008.9857 | 17374.1868 | 19174.2404 | 25764.2898 | 28927.5225 | 29269.9589 | 31639.1867
00 Exist Energy Storage | 481.8014 | 489.0426 | 434.4511 | 591.2019 | 676.349 | 780.8595 | 695.5374 | 845.0463
00 Exist Solar PV | 85539.8234 | 85783.9182 | 85773.683 | 85773.683 | 85768.6221 | 85768.6221 | 85768.6221 | 85768.6221
00 Exist Solar Thermal | 2732.8535 | 2732.8535 | 2732.8535 | 2732.8535 | 2732.8535 | 2732.8535 | 2732.8535 | 2732.8535
00 Exist Offshore Wind | 110.8785 | 110.8785 | 110.8785 | 110.8785 | 110.8785 | 110.8785 | 110.8785 | 110.8785
00 Exist Onshore Wind | 338206.8663 | 340858.9766 | 340858.9766 | 340858.9766 | 340858.9766 | 340858.9766 | 340858.9766 | 340858.9766
00 International Imports | 5406.672 | 5406.672 | 5406.672 | 5406.672 | 5406.672 | 5127.228 | 5127.228 | 5127.228
00 Ret.ACI | 0 | 0 | 0 | 0 | 0 | 0 | 0 | 0
00 Ret.ACI & DryFGD | 0 | 0 | 0 | 0 | 0 | 0 | 0 | 0
00 Ret.ACI & DryFGD & HRI | 0 | 0 | 0 | 0 | 0 | 0 | 0 | 0
00 Ret.ACI & DSI | 0 | 0 | 0 | 0 | 0 | 0 | 0 | 0
00 Ret.ACI & DSI & DryFGD | 0 | 0 | 0 | 0 | 0 | 0 | 0 | 0
00 Ret.ACI & DSI & DryFGD & HRI | 0 | 0 | 0 | 0 | 0 | 0 | 0 | 0
00 Ret.ACI & DSI & HRI | 0 | 0 | 0 | 0 | 0 | 0 | 0 | 0
00 Ret.ACI & DSI & WetFGD & HRI | 0 | 0 | 0 | 0 | 0 | 0 | 0 | 0
00 Ret.ACI & HRI | 0 | 0 | 0 | 0 | 0 | 0 | 0 | 0
00 Ret.ACI & SCR | 0 | 0 | 0 | 0 | 0 | 0 | 0 | 0
00 Ret.ACI & SCR & DryFGD & HRI | 0 | 0 | 0 | 0 | 0 | 0 | 0 | 0
00 Ret.ACI & SCR & DSI | 0 | 0 | 0 | 0 | 0 | 0 | 0 | 0
00 Ret.ACI & SCR & DSI & DryFGD | 0 | 0 | 0 | 0 | 0 | 0 | 0 | 0
00 Ret.ACI & SCR & DSI & DryFGD & HRI | 0 | 0 | 0 | 0 | 0 | 0 | 0 | 0
00 Ret.ACI & SCR & DSI & HRI | 0 | 0 | 0 | 0 | 0 | 0 | 0 | 0
00 Ret.ACI & SCR & DSI & WetFGD | 0 | 0 | 0 | 0 | 0 | 0 | 0 | 0
00 Ret.ACI & SCR & DSI & WetFGD & HRI | 0 | 0 | 0 | 0 | 0 | 0 | 0 | 0
00 Ret.ACI & SCR & HRI | 0 | 0 | 0 | 0 | 0 | 0 | 0 | 0
00 Ret.ACI & SCR & WetFGD & HRI | 0 | 0 | 0 | 0 | 0 | 0 | 0 | 0
00 Ret.ACI & SNCR | 0 | 0 | 0 | 0 | 0 | 0 | 0 | 0
00 Ret.ACI & SNCR & DSI | 0 | 0 | 0 | 0 | 0 | 0 | 0 | 0
00 Ret.ACI & SNCR & DSI & DryFGD | 0 | 0 | 0 | 0 | 0 | 0 | 0 | 0
00 Ret.ACI & SNCR & DSI & DryFGD & HRI | 0 | 0 | 0 | 0 | 0 | 0 | 0 | 0
00 Ret.ACI & SNCR & DSI & HRI | 0 | 0 | 0 | 0 | 0 | 0 | 0 | 0
00 Ret.ACI & SNCR & DSI & WetFGD | 0 | 0 | 0 | 0 | 0 | 0 | 0 | 0
00 Ret.ACI & SNCR & DSI & WetFGD & HRI | 0 | 0 | 0 | 0 | 0 | 0 | 0 | 0
00 Ret.ACI & SNCR & HRI | 0 | 0 | 0 | 0 | 0 | 0 | 0 | 0
00 Ret.ACI & WetFGD | 0 | 0 | 0 | 0 | 0 | 0 | 0 | 0
00 Ret.ACI & WetFGD & DSI | 0 | 0 | 0 | 0 | 0 | 0 | 0 | 0
00 Ret.ACI & WetFGD & HRI | 0 | 0 | 0 | 0 | 0 | 0 | 0 | 0
00 Ret.C2G | 530.6722 | 361.4322 | 506.8667 | 506.8667 | 536.6322 | 536.6322 | 536.6322 | 364.7126
00 Ret.C2G & SCR | 0 | 0 | 0 | 0 | 0 | 0 | 0 | 0
00 Ret.CCG | 0 | 0 | 10917.2893 | 14518.9799 | 14518.9799 | 14456.9097 | 6451.5343 | 4166.2325
00 Ret.DryFGD | 0 | 0 | 0 | 0 | 0 | 0 | 0 | 0
00 Ret.DryFGD & CCS | 0 | 0 | 0 | 0 | 0 | 0 | 0 | 0
00 Ret.DryFGD & HRI | 0 | 0 | 0 | 0 | 0 | 0 | 0 | 0
00 Ret.DSI | 0 | 0 | 0 | 0 | 0 | 0 | 0 | 0
00 Ret.DSI & DryFGD | 0 | 0 | 0 | 0 | 0 | 0 | 0 | 0
00 Ret.DSI & DryFGD & HRI | 0 | 0 | 0 | 0 | 0 | 0 | 0 | 0
00 Ret.DSI & HRI | 0 | 0 | 0 | 0 | 0 | 0 | 0 | 0
00 Ret.ExistACI & DryFGD | 0 | 0 | 0 | 0 | 0 | 0 | 0 | 0
00 Ret.ExistACI & DryFGD & CCS | 0 | 0 | 0 | 0 | 0 | 0 | 0 | 0
00 Ret.ExistACI & DryFGD & HRI | 0 | 0 | 0 | 0 | 0 | 0 | 0 | 0
00 Ret.ExistACI & DryFGD & HRI & CCS | 0 | 0 | 0 | 0 | 0 | 0 | 0 | 0
00 Ret.ExistACI & DSI | 0 | 0 | 0 | 0 | 0 | 0 | 0 | 0
00 Ret.ExistACI & DSI & DryFGD | 0 | 0 | 0 | 0 | 0 | 0 | 0 | 0
00 Ret.ExistACI & DSI & DryFGD & HRI | 0 | 0 | 0 | 0 | 0 | 0 | 0 | 0
00 Ret.ExistACI & DSI & HRI | 0 | 0 | 0 | 0 | 0 | 0 | 0 | 0
00 Ret.ExistACI & HRI | 0 | 0 | 0 | 0 | 0 | 0 | 0 | 0
00 Ret.ExistACI & HRI & WetFGD | 0 | 0 | 0 | 0 | 0 | 0 | 0 | 0
00 Ret.ExistACI & SCR | 0 | 34711.6075 | 30649.5089 | 21885.0602 | 18217.268 | 11171.7428 | 1980.7126 | 27.5659
00 Ret.ExistACI & SCR & DryFGD | 0 | 0 | 0 | 0 | 0 | 0 | 0 | 0
00 Ret.ExistACI & SCR & DryFGD & CCS | 0 | 0 | 0 | 0 | 0 | 0 | 0 | 0
00 Ret.ExistACI & SCR & DryFGD & HRI | 0 | 0 | 0 | 0 | 0 | 0 | 0 | 0
00 Ret.ExistACI & SCR & DryFGD & HRI & CCS | 0 | 0 | 0 | 0 | 0 | 0 | 0 | 0
00 Ret.ExistACI & SCR & DSI | 0 | 0 | 0 | 0 | 0 | 0 | 0 | 0
00 Ret.ExistACI & SCR & DSI & DryFGD | 0 | 0 | 0 | 0 | 0 | 0 | 0 | 0
00 Ret.ExistACI & SCR & DSI & DryFGD & HRI | 0 | 0 | 0 | 0 | 0 | 0 | 0 | 0
00 Ret.ExistACI & SCR & DSI & HRI | 0 | 0 | 0 | 0 | 0 | 0 | 0 | 0
00 Ret.ExistACI & SCR & HRI | 0 | 0 | 0 | 0 | 0 | 0 | 0 | 0
00 Ret.ExistACI & SCR & WetFGD | 0 | 0 | 0 | 0 | 0 | 0 | 0 | 0
00 Ret.ExistACI & SCR & WetFGD & CCS | 0 | 0 | 0 | 0 | 0 | 0 | 0 | 0
00 Ret.ExistACI & SCR & WetFGD & HRI | 0 | 0 | 0 | 0 | 0 | 0 | 0 | 0
00 Ret.ExistACI & SCR & WetFGD & HRI & CCS | 0 | 0 | 0 | 0 | 0 | 0 | 0 | 0
00 Ret.ExistACI & SNCR | 0 | 0 | 0 | 0 | 0 | 0 | 0 | 0
00 Ret.ExistACI & SNCR & DryFGD | 0 | 0 | 0 | 0 | 0 | 0 | 0 | 0
00 Ret.ExistACI & SNCR & DryFGD & CCS | 0 | 0 | 0 | 0 | 0 | 0 | 0 | 0
00 Ret.ExistACI & SNCR & DryFGD & HRI | 0 | 0 | 0 | 0 | 0 | 0 | 0 | 0
00 Ret.ExistACI & SNCR & DryFGD & HRI & CCS | 0 | 0 | 0 | 0 | 0 | 0 | 0 | 0
00 Ret.ExistACI & SNCR & DSI | 0 | 0 | 0 | 0 | 0 | 0 | 0 | 0
00 Ret.ExistACI & SNCR & DSI & HRI | 0 | 0 | 0 | 0 | 0 | 0 | 0 | 0
00 Ret.ExistACI & SNCR & HRI | 0 | 0 | 0 | 0 | 0 | 0 | 0 | 0
00 Ret.ExistACI & SNCR & WetFGD | 0 | 0 | 0 | 0 | 0 | 0 | 0 | 0
00 Ret.ExistACI & SNCR & WetFGD & CCS | 0 | 0 | 0 | 0 | 0 | 0 | 0 | 0
00 Ret.ExistACI & SNCR & WetFGD & HRI | 0 | 0 | 0 | 0 | 0 | 0 | 0 | 0
00 Ret.ExistACI & SNCR & WetFGD & HRI & CCS | 0 | 0 | 0 | 0 | 0 | 0 | 0 | 0
00 Ret.ExistACI & WetFGD | 0 | 0 | 0 | 0 | 0 | 0 | 0 | 0
00 Ret.ExistACI & WetFGD & CCS | 0 | 0 | 0 | 0 | 0 | 0 | 0 | 0
00 Ret.ExistACI & WetFGD & HRI & CCS | 0 | 0 | 0 | 0 | 0 | 0 | 0 | 0
00 Ret.ExistACI_DSI & DryFGD | 0 | 0 | 0 | 0 | 0 | 0 | 0 | 0
00 Ret.ExistACI_DSI & DryFGD & CCS | 0 | 0 | 0 | 0 | 0 | 0 | 0 | 0
00 Ret.ExistACI_DSI & DryFGD & HRI | 0 | 0 | 0 | 0 | 0 | 0 | 0 | 0
00 Ret.ExistACI_DSI & DryFGD & HRI & CCS | 0 | 0 | 0 | 0 | 0 | 0 | 0 | 0
00 Ret.ExistACI_DSI & HRI | 0 | 0 | 0 | 0 | 0 | 0 | 0 | 0
00 Ret.ExistACI_DSI & SCR | 0 | 1726.6495 | 554.5063 | 600.6289 | 600.6289 | 1633.6272 | 1544.4471 | 1032.9983
00 Ret.ExistACI_DSI & SCR & DryFGD | 0 | 0 | 0 | 0 | 0 | 0 | 0 | 0
00 Ret.ExistACI_DSI & SCR & DryFGD & CCS | 0 | 0 | 0 | 0 | 0 | 0 | 0 | 0
00 Ret.ExistACI_DSI & SCR & DryFGD & HRI | 0 | 0 | 0 | 0 | 0 | 0 | 0 | 0
00 Ret.ExistACI_DSI & SCR & DryFGD & HRI & CCS | 0 | 0 | 0 | 0 | 0 | 0 | 0 | 0
00 Ret.ExistACI_DSI & SCR & HRI | 0 | 0 | 0 | 0 | 0 | 0 | 0 | 0
00 Ret.ExistACI_DSI & SCR & WetFGD | 0 | 0 | 0 | 0 | 0 | 0 | 0 | 0
00 Ret.ExistACI_DSI & SCR & WetFGD & CCS | 0 | 0 | 0 | 0 | 0 | 0 | 0 | 0
00 Ret.ExistACI_DSI & SCR & WetFGD & HRI | 0 | 0 | 0 | 0 | 0 | 0 | 0 | 0
00 Ret.ExistACI_DSI & SCR & WetFGD & HRI & CCS | 0 | 0 | 0 | 0 | 0 | 0 | 0 | 0
00 Ret.ExistACI_DSI & SNCR | 0 | 0 | 0 | 0 | 0 | 0 | 0 | 0
00 Ret.ExistACI_DSI & SNCR & DryFGD | 0 | 0 | 0 | 0 | 0 | 0 | 0 | 0
00 Ret.ExistACI_DSI & SNCR & DryFGD & HRI & CCS | 0 | 0 | 0 | 0 | 0 | 0 | 0 | 0
00 Ret.ExistACI_DSI & SNCR & DryFGD & HRI | 0 | 0 | 0 | 0 | 0 | 0 | 0 | 0
00 Ret.ExistACI_DSI & SNCR & WetFGD & HRI & CCS | 0 | 0 | 0 | 0 | 0 | 0 | 0 | 0
00 Ret.ExistACI_DSI & SNCR & HRI | 0 | 0 | 0 | 0 | 0 | 0 | 0 | 0
00 Ret.ExistACI_DSI & SNCR & WetFGD | 0 | 0 | 0 | 0 | 0 | 0 | 0 | 0
00 Ret.ExistACI_DSI & SNCR & WetFGD & HRI | 0 | 0 | 0 | 0 | 0 | 0 | 0 | 0
00 Ret.ExistACI_DSI & WetFGD | 0 | 0 | 0 | 0 | 0 | 0 | 0 | 0
00 Ret.ExistACI_DSI & WetFGD & CCS | 0 | 0 | 0 | 0 | 0 | 0 | 0 | 0
00 Ret.ExistACI_DSI & WetFGD & HRI | 0 | 0 | 0 | 0 | 0 | 0 | 0 | 0
00 Ret.ExistACI_DSI & WetFGD & HRI & CCS | 0 | 0 | 0 | 0 | 0 | 0 | 0 | 0
00 Ret.ExistDryFGD & CCS | 0 | 0 | 0 | 0 | 0 | 0 | 0 | 0
00 Ret.ExistDryFGD & HRI | 0 | 0 | 0 | 0 | 0 | 0 | 0 | 0
00 Ret.ExistDryFGD & SCR | 0 | 0 | 0 | 0 | 0 | 0 | 0 | 0
00 Ret.ExistDryFGD & SCR & CCS | 0 | 0 | 0 | 0 | 0 | 0 | 0 | 0
00 Ret.ExistDryFGD & SCR & HRI | 0 | 0 | 0 | 0 | 0 | 0 | 0 | 0
00 Ret.ExistDryFGD & SNCR | 0 | 0 | 0 | 0 | 0 | 0 | 0 | 0
00 Ret.ExistDryFGD & SNCR & CCS | 0 | 0 | 0 | 0 | 0 | 0 | 0 | 0
00 Ret.ExistDryFGD & SNCR & HRI | 0 | 0 | 0 | 0 | 0 | 0 | 0 | 0
00 Ret.ExistDryFGD_ACI & CCS | 0 | 0 | 0 | 0 | 0 | 0 | 0 | 0
00 Ret.ExistDryFGD_ACI & HRI | 0 | 0 | 0 | 0 | 0 | 0 | 0 | 0
00 Ret.ExistDryFGD_ACI & HRI & CCS | 0 | 0 | 0 | 0 | 0 | 0 | 0 | 0
00 Ret.ExistDryFGD_ACI & SCR | 0 | 4621.5521 | 3080.6756 | 3348.6307 | 3348.6307 | 4631.0526 | 0 | 0
00 Ret.ExistDryFGD_ACI & SCR & CCS | 0 | 0 | 0 | 0 | 0 | 0 | 0 | 0
00 Ret.ExistDryFGD_ACI & SCR & HRI | 0 | 0 | 0 | 0 | 0 | 0 | 0 | 0
00 Ret.ExistDryFGD_ACI & SCR & HRI & CCS | 0 | 0 | 0 | 0 | 0 | 0 | 0 | 0
00 Ret.ExistDryFGD_ACI & SNCR | 0 | 0 | 0 | 0 | 0 | 0 | 0 | 0
00 Ret.ExistDryFGD_ACI & SNCR & CCS | 0 | 0 | 0 | 0 | 0 | 0 | 0 | 0
00 Ret.ExistDryFGD_ACI & SNCR & HRI | 0 | 0 | 0 | 0 | 0 | 0 | 0 | 0
00 Ret.ExistDryFGD_ACI & SNCR & HRI & CCS | 0 | 0 | 0 | 0 | 0 | 0 | 0 | 0
00 Ret.ExistDryFGD_ACI_DSI & SCR | 0 | 0 | 0 | 0 | 0 | 0 | 0 | 0
00 Ret.ExistDryFGD_ACI_DSI & SCR & CCS | 0 | 0 | 0 | 0 | 0 | 0 | 0 | 0
00 Ret.ExistDryFGD_ACI_DSI & SCR & HRI | 0 | 0 | 0 | 0 | 0 | 0 | 0 | 0
00 Ret.ExistDryFGD_ACI_DSI & SCR & HRI & CCS | 0 | 0 | 0 | 0 | 0 | 0 | 0 | 0
00 Ret.ExistDryFGD_DSI & HRI | 0 | 0 | 0 | 0 | 0 | 0 | 0 | 0
00 Ret.ExistDryFGD_SNCR_ACI_DSI & CCS | 0 | 0 | 0 | 0 | 0 | 0 | 0 | 0
00 Ret.ExistDryFGD_SNCR_ACI_DSI & HRI | 0 | 0 | 0 | 0 | 0 | 0 | 0 | 0
00 Ret.ExistDryFGD_SNCR_ACI_DSI & HRI & CCS | 0 | 0 | 0 | 0 | 0 | 0 | 0 | 0
00 Ret.ExistDSI & DryFGD | 0 | 0 | 0 | 0 | 0 | 0 | 0 | 0
00 Ret.ExistDSI & DryFGD & HRI | 0 | 0 | 0 | 0 | 0 | 0 | 0 | 0
00 Ret.ExistDSI & HRI | 0 | 0 | 0 | 0 | 0 | 0 | 0 | 0
00 Ret.ExistDSI & SCR | 0 | 0 | 0 | 0 | 0 | 0 | 0 | 0
00 Ret.ExistDSI & SCR & DryFGD | 0 | 0 | 0 | 0 | 0 | 0 | 0 | 0
00 Ret.ExistDSI & SCR & DryFGD & HRI | 0 | 0 | 0 | 0 | 0 | 0 | 0 | 0
00 Ret.ExistDSI & SCR & HRI | 0 | 0 | 0 | 0 | 0 | 0 | 0 | 0
00 Ret.ExistDSI & SCR & WetFGD | 0 | 0 | 0 | 0 | 0 | 0 | 0 | 0
00 Ret.ExistDSI & SCR & WetFGD & HRI | 0 | 0 | 0 | 0 | 0 | 0 | 0 | 0
00 Ret.ExistDSI & SNCR | 0 | 0 | 0 | 0 | 0 | 0 | 0 | 0
00 Ret.ExistSCR & ACI | 0 | 0 | 0 | 0 | 0 | 0 | 0 | 0
00 Ret.ExistDSI & SNCR & DryFGD | 0 | 0 | 0 | 0 | 0 | 0 | 0 | 0
00 Ret.ExistSCR & ACI & DSI | 0 | 0 | 0 | 0 | 0 | 0 | 0 | 0
00 Ret.ExistSCR & ACI & DSI & DryFGD | 0 | 0 | 0 | 0 | 0 | 0 | 0 | 0
00 Ret.ExistSCR & ACI & DSI & DryFGD & HRI | 0 | 0 | 0 | 0 | 0 | 0 | 0 | 0
00 Ret.ExistDSI & SNCR & DryFGD & HRI | 0 | 0 | 0 | 0 | 0 | 0 | 0 | 0
00 Ret.ExistDSI & SNCR & HRI | 0 | 0 | 0 | 0 | 0 | 0 | 0 | 0
00 Ret.ExistSCR & ACI & DSI & HRI | 0 | 0 | 0 | 0 | 0 | 0 | 0 | 0
00 Ret.ExistDSI & SNCR & WetFGD | 0 | 0 | 0 | 0 | 0 | 0 | 0 | 0
00 Ret.ExistSCR & ACI & DSI & WetFGD | 0 | 0 | 0 | 0 | 0 | 0 | 0 | 0
00 Ret.ExistSCR & ACI & DSI & WetFGD & HRI | 0 | 0 | 0 | 0 | 0 | 0 | 0 | 0
00 Ret.ExistSCR & ACI & HRI | 0 | 0 | 0 | 0 | 0 | 0 | 0 | 0
00 Ret.ExistDSI & SNCR & WetFGD & HRI | 0 | 0 | 0 | 0 | 0 | 0 | 0 | 0
00 Ret.ExistDSI & WetFGD | 0 | 0 | 0 | 0 | 0 | 0 | 0 | 0
00 Ret.ExistDSI & WetFGD & HRI | 0 | 0 | 0 | 0 | 0 | 0 | 0 | 0
00 Ret.ExistDSI_ACI & SNCR & DryFGD & CCS | 0 | 0 | 0 | 0 | 0 | 0 | 0 | 0
00 Ret.ExistDSI_ACI & SNCR & WetFGD & CCS | 0 | 0 | 0 | 0 | 0 | 0 | 0 | 0
00 Ret.ExistSCR_ACI & DryFGD | 0 | 0 | 0 | 0 | 0 | 0 | 0 | 0
00 Ret.ExistSCR & DSI | 0 | 0 | 0 | 0 | 0 | 0 | 0 | 0
00 Ret.ExistSCR_ACI & DryFGD & CCS | 0 | 0 | 0 | 0 | 0 | 0 | 0 | 0
00 Ret.ExistSCR_ACI & DryFGD & HRI | 0 | 0 | 0 | 0 | 0 | 0 | 0 | 0
00 Ret.ExistSCR & DSI & DryFGD | 0 | 0 | 0 | 0 | 0 | 0 | 0 | 0
00 Ret.ExistSCR_ACI & DryFGD & HRI & CCS | 0 | 0 | 0 | 0 | 0 | 0 | 0 | 0
00 Ret.ExistSCR & DSI & DryFGD & HRI | 0 | 0 | 0 | 0 | 0 | 0 | 0 | 0
00 Ret.ExistSCR & DSI & HRI | 0 | 0 | 0 | 0 | 0 | 0 | 0 | 0
00 Ret.ExistSCR_ACI & DSI & HRI | 0 | 0 | 0 | 0 | 0 | 0 | 0 | 0
00 Ret.ExistSCR_ACI & HRI | 0 | 0 | 0 | 0 | 0 | 0 | 0 | 0
00 Ret.ExistSCR_ACI & WetFGD | 0 | 0 | 0 | 0 | 0 | 0 | 0 | 0
00 Ret.ExistSCR & HRI | 0 | 0 | 0 | 0 | 0 | 0 | 0 | 0
00 Ret.ExistSCR_ACI & WetFGD & CCS | 0 | 0 | 0 | 0 | 0 | 0 | 0 | 0
00 Ret.ExistSCR_ACI & WetFGD & HRI | 0 | 0 | 0 | 0 | 0 | 0 | 0 | 0
00 Ret.ExistSCR_ACI & WetFGD & HRI & CCS | 0 | 0 | 0 | 0 | 0 | 0 | 0 | 0
00 Ret.ExistSCR_ACI_DSI & DryFGD | 0 | 0 | 0 | 0 | 0 | 0 | 0 | 0
00 Ret.ExistSCR_ACI_DSI & DryFGD & CCS | 0 | 0 | 0 | 0 | 0 | 0 | 0 | 0
00 Ret.ExistSCR_ACI_DSI & DryFGD & HRI | 0 | 0 | 0 | 0 | 0 | 0 | 0 | 0
00 Ret.ExistSCR_ACI_DSI & DryFGD & HRI & CCS | 0 | 0 | 0 | 0 | 0 | 0 | 0 | 0
00 Ret.ExistSCR_ACI_DSI & HRI | 0 | 0 | 0 | 0 | 0 | 0 | 0 | 0
00 Ret.ExistSCR_ACI_DSI & WetFGD | 0 | 0 | 0 | 0 | 0 | 0 | 0 | 0
00 Ret.ExistSCR_ACI_DSI & WetFGD & CCS | 0 | 0 | 0 | 0 | 0 | 0 | 0 | 0
00 Ret.ExistSCR_ACI_DSI & WetFGD & HRI | 0 | 0 | 0 | 0 | 0 | 0 | 0 | 0
00 Ret.ExistSCR_ACI_DSI & WetFGD & HRI & CCS | 0 | 0 | 0 | 0 | 0 | 0 | 0 | 0
00 Ret.ExistSCR_DryFGD & HRI | 0 | 0 | 0 | 0 | 0 | 0 | 0 | 0
00 Ret.ExistSCR_DryFGD_ACI & CCS | 0 | 0 | 0 | 0 | 0 | 0 | 0 | 0
00 Ret.ExistSCR_DryFGD_ACI & HRI | 0 | 0 | 0 | 0 | 0 | 0 | 0 | 0
00 Ret.ExistSCR_DryFGD_ACI & HRI & CCS | 0 | 0 | 0 | 0 | 0 | 0 | 0 | 0
00 Ret.ExistSCR_DryFGD_ACI_DSI & CCS | 0 | 0 | 0 | 0 | 0 | 0 | 0 | 0
00 Ret.ExistSCR_DryFGD_ACI_DSI & HRI | 0 | 0 | 0 | 0 | 0 | 0 | 0 | 0
00 Ret.ExistSCR_DryFGD_ACI_DSI & HRI & CCS | 0 | 0 | 0 | 0 | 0 | 0 | 0 | 0
00 Ret.ExistSCR_WetFGD & HRI | 0 | 0 | 0 | 0 | 0 | 0 | 0 | 0
00 Ret.ExistSCR_WetFGD & HRI & CCS | 0 | 0 | 0 | 0 | 0 | 0 | 0 | 0
00 Ret.ExistSCR_WetFGD_ACI & CCS | 0 | 0 | 0 | 0 | 0 | 0 | 0 | 0
00 Ret.ExistSCR_WetFGD_ACI & HRI | 0 | 0 | 0 | 0 | 0 | 0 | 0 | 0
00 Ret.ExistSCR_WetFGD_ACI & HRI & CCS | 0 | 0 | 0 | 0 | 0 | 0 | 0 | 0
00 Ret.ExistSCR_WetFGD_ACI_DSI & CCS | 0 | 0 | 0 | 0 | 0 | 0 | 0 | 0
00 Ret.ExistSCR_WetFGD_ACI_DSI & HRI | 0 | 0 | 0 | 0 | 0 | 0 | 0 | 0
00 Ret.ExistSCR_WetFGD_ACI_DSI & HRI & CCS | 0 | 0 | 0 | 0 | 0 | 0 | 0 | 0
00 Ret.ExistSCR_WetFGD_DSI & HRI | 0 | 0 | 0 | 0 | 0 | 0 | 0 | 0
00 Ret.ExistSCR_WetFGD_DSI & HRI & CCS | 0 | 0 | 0 | 0 | 0 | 0 | 0 | 0
00 Ret.ExistSNCR_ACI & DryFGD | 0 | 0 | 0 | 0 | 0 | 0 | 0 | 0
00 Ret.ExistSNCR_ACI & DryFGD & CCS | 0 | 0 | 0 | 0 | 0 | 0 | 0 | 0
00 Ret.ExistSNCR_ACI & DryFGD & HRI | 0 | 0 | 0 | 0 | 0 | 0 | 0 | 0
00 Ret.ExistSNCR_ACI & DryFGD & HRI & CCS | 0 | 0 | 0 | 0 | 0 | 0 | 0 | 0
00 Ret.ExistSNCR_ACI & DSI & HRI | 0 | 0 | 0 | 0 | 0 | 0 | 0 | 0
00 Ret.ExistSNCR_ACI & HRI | 0 | 0 | 0 | 0 | 0 | 0 | 0 | 0
00 Ret.ExistSNCR_ACI & WetFGD | 0 | 0 | 0 | 0 | 0 | 0 | 0 | 0
00 Ret.ExistSNCR_ACI & WetFGD & CCS | 0 | 0 | 0 | 0 | 0 | 0 | 0 | 0
00 Ret.ExistSNCR_ACI & WetFGD & HRI | 0 | 0 | 0 | 0 | 0 | 0 | 0 | 0
00 Ret.ExistSNCR_ACI & WetFGD & HRI & CCS | 0 | 0 | 0 | 0 | 0 | 0 | 0 | 0
00 Ret.ExistSNCR_ACI_DSI & DryFGD | 0 | 0 | 0 | 0 | 0 | 0 | 0 | 0
00 Ret.ExistSNCR_ACI_DSI & DryFGD & CCS | 0 | 0 | 0 | 0 | 0 | 0 | 0 | 0
00 Ret.ExistSNCR_ACI_DSI & DryFGD & HRI | 0 | 0 | 0 | 0 | 0 | 0 | 0 | 0
00 Ret.ExistSNCR_ACI_DSI & DryFGD & HRI & CCS | 0 | 0 | 0 | 0 | 0 | 0 | 0 | 0
00 Ret.ExistSNCR_ACI_DSI & HRI | 0 | 0 | 0 | 0 | 0 | 0 | 0 | 0
00 Ret.ExistSNCR_ACI_DSI & WetFGD | 0 | 0 | 0 | 0 | 0 | 0 | 0 | 0
00 Ret.ExistSNCR_ACI_DSI & WetFGD & CCS | 0 | 0 | 0 | 0 | 0 | 0 | 0 | 0
00 Ret.ExistSNCR_ACI_DSI & WetFGD & HRI | 0 | 0 | 0 | 0 | 0 | 0 | 0 | 0
00 Ret.ExistSNCR_ACI_DSI & WetFGD & HRI & CCS | 0 | 0 | 0 | 0 | 0 | 0 | 0 | 0
00 Ret.ExistSNCR_DryFGD & HRI | 0 | 0 | 0 | 0 | 0 | 0 | 0 | 0
00 Ret.ExistSNCR_DryFGD_ACI & CCS | 0 | 0 | 0 | 0 | 0 | 0 | 0 | 0
00 Ret.ExistSNCR_DryFGD_ACI & HRI | 0 | 0 | 0 | 0 | 0 | 0 | 0 | 0
00 Ret.ExistSNCR_DryFGD_ACI & HRI & CCS | 0 | 0 | 0 | 0 | 0 | 0 | 0 | 0
00 Ret.ExistSNCR_WetFGD & HRI | 0 | 0 | 0 | 0 | 0 | 0 | 0 | 0
00 Ret.ExistSNCR_WetFGD & HRI & CCS | 0 | 0 | 0 | 0 | 0 | 0 | 0 | 0
00 Ret.ExistSNCR_WetFGD_ACI & CCS | 0 | 0 | 0 | 0 | 0 | 0 | 0 | 0
00 Ret.ExistSNCR_WetFGD_ACI & HRI | 0 | 0 | 0 | 0 | 0 | 0 | 0 | 0
00 Ret.ExistSNCR_WetFGD_ACI & HRI & CCS | 0 | 0 | 0 | 0 | 0 | 0 | 0 | 0
00 Ret.ExistSNCR_WetFGD_ACI_DSI & CCS | 0 | 0 | 0 | 0 | 0 | 0 | 0 | 0
00 Ret.ExistSNCR_WetFGD_ACI_DSI & HRI | 0 | 0 | 0 | 0 | 0 | 0 | 0 | 0
00 Ret.ExistSNCR_WetFGD_ACI_DSI & HRI & CCS | 0 | 0 | 0 | 0 | 0 | 0 | 0 | 0
00 Ret.ExistSNCR & DryFGD & HRI | 0 | 0 | 0 | 0 | 0 | 0 | 0 | 0
00 Ret.ExistSNCR & HRI | 0 | 0 | 0 | 0 | 0 | 0 | 0 | 0
00 Ret.ExistWetFGD & CCS | 0 | 0 | 0 | 0 | 0 | 0 | 0 | 0
00 Ret.ExistWetFGD & HRI | 0 | 0 | 0 | 0 | 0 | 0 | 0 | 0
00 Ret.ExistWetFGD & HRI & CCS | 0 | 0 | 0 | 0 | 0 | 0 | 0 | 0
00 Ret.ExistWetFGD & SCR | 0 | 20194.9604 | 18002.133 | 18317.6906 | 20194.9604 | 13929.7077 | 4448.3537 | 3024.4783
00 Ret.ExistWetFGD & SCR & CCS | 0 | 0 | 0 | 0 | 0 | 0 | 0 | 0
00 Ret.ExistWetFGD & SCR & HRI | 0 | 0 | 0 | 0 | 0 | 0 | 0 | 0
00 Ret.ExistWetFGD & SCR & HRI & CCS | 0 | 0 | 0 | 0 | 0 | 0 | 0 | 0
00 Ret.ExistWetFGD & SNCR | 0 | 0 | 0 | 0 | 0 | 0 | 0 | 0
00 Ret.ExistWetFGD & SNCR & CCS | 0 | 0 | 0 | 0 | 0 | 0 | 0 | 0
00 Ret.ExistWetFGD & SNCR & HRI | 0 | 0 | 0 | 0 | 0 | 0 | 0 | 0
00 Ret.ExistWetFGD & SNCR & HRI & CCS | 0 | 0 | 0 | 0 | 0 | 0 | 0 | 0
00 Ret.ExistWetFGD_ACI & CCS | 0 | 0 | 0 | 0 | 0 | 0 | 0 | 0
00 Ret.ExistWetFGD_ACI & HRI | 0 | 0 | 0 | 0 | 0 | 0 | 0 | 0
00 Ret.ExistWetFGD_ACI & HRI & CCS | 0 | 0 | 0 | 0 | 0 | 0 | 0 | 0
00 Ret.ExistWetFGD_ACI & SCR | 1201.8895 | 16268.6744 | 9519.2729 | 8694.4632 | 11164.2678 | 13024.1404 | 10486.551 | 6291.3427
00 Ret.ExistWetFGD_ACI & SCR & CCS | 0 | 0 | 0 | 0 | 0 | 0 | 0 | 0
00 Ret.ExistWetFGD_ACI & SCR & HRI | 0 | 0 | 0 | 0 | 0 | 0 | 0 | 0
00 Ret.ExistWetFGD_ACI & SCR & HRI & CCS | 0 | 0 | 0 | 0 | 0 | 0 | 0 | 0
00 Ret.ExistWetFGD_ACI & SNCR | 0 | 0 | 0 | 0 | 0 | 0 | 0 | 0
00 Ret.ExistWetFGD_ACI & SNCR & CCS | 0 | 0 | 0 | 0 | 0 | 0 | 0 | 0
00 Ret.ExistWetFGD_ACI & SNCR & HRI | 0 | 0 | 0 | 0 | 0 | 0 | 0 | 0
00 Ret.ExistWetFGD_ACI & SNCR & HRI & CCS | 0 | 0 | 0 | 0 | 0 | 0 | 0 | 0
00 Ret.ExistWetFGD_ACI_DSI & CCS | 0 | 0 | 0 | 0 | 0 | 0 | 0 | 0
00 Ret.ExistWetFGD_ACI_DSI & HRI | 0 | 0 | 0 | 0 | 0 | 0 | 0 | 0
00 Ret.ExistWetFGD_ACI_DSI & HRI & CCS | 0 | 0 | 0 | 0 | 0 | 0 | 0 | 0
00 Ret.ExistWetFGD_ACI_DSI & SCR | 0 | 0 | 0 | 0 | 0 | 0 | 0 | 0
00 Ret.ExistWetFGD_ACI_DSI & SCR & CCS | 0 | 0 | 0 | 0 | 0 | 0 | 0 | 0
00 Ret.ExistWetFGD_ACI_DSI & SCR & HRI | 0 | 0 | 0 | 0 | 0 | 0 | 0 | 0
00 Ret.ExistWetFGD_ACI_DSI & SCR & HRI & CCS | 0 | 0 | 0 | 0 | 0 | 0 | 0 | 0
00 Ret.ExistWetFGD_ACI_DSI & SNCR | 0 | 0 | 0 | 0 | 0 | 0 | 0 | 0
00 Ret.ExistWetFGD_ACI_DSI & SNCR & CCS | 0 | 0 | 0 | 0 | 0 | 0 | 0 | 0
00 Ret.ExistWetFGD_ACI_DSI & SNCR & HRI | 0 | 0 | 0 | 0 | 0 | 0 | 0 | 0
00 Ret.ExistWetFGD_ACI_DSI & SNCR & HRI & CCS | 0 | 0 | 0 | 0 | 0 | 0 | 0 | 0
00 Ret.ExistWetFGD_DSI & HRI | 0 | 0 | 0 | 0 | 0 | 0 | 0 | 0
00 Ret.ExistWetFGD_DSI & SCR | 0 | 0 | 0 | 0 | 0 | 0 | 0 | 0
00 Ret.ExistSNCR_DSI & DryFGD & HRI | 0 | 0 | 0 | 0 | 0 | 0 | 0 | 0
00 Ret.ExistWetFGD_DSI & SCR & HRI | 0 | 0 | 0 | 0 | 0 | 0 | 0 | 0
00 Ret.ExistSNCR_DSI & HRI | 0 | 0 | 0 | 0 | 0 | 0 | 0 | 0
00 Ret.ExistWetFGD_DSI & SNCR | 0 | 0 | 0 | 0 | 0 | 0 | 0 | 0
00 Ret.ExistWetFGD_DSI & SNCR & HRI | 0 | 0 | 0 | 0 | 0 | 0 | 0 | 0
00 Ret.ExistWetFGD_SCR & CCS | 0 | 0 | 56.9317 | 56.9317 | 56.9317 | 56.9317 | 56.9317 | 56.9317
00 Ret.ExistWetFGD_SCR_DSI & CCS | 0 | 0 | 0 | 0 | 0 | 0 | 0 | 0
00 Ret.ExistWetFGD_SNCR & CCS | 0 | 0 | 0 | 0 | 0 | 0 | 0 | 0
00 Ret.HRI | 0 | 0 | 0 | 0 | 0 | 0 | 0 | 0
00 Ret.SCR | 0 | 0 | 0 | 0 | 0 | 0 | 0 | 0
00 Ret.SCR & DryFGD | 0 | 0 | 0 | 0 | 0 | 0 | 0 | 0
00 Ret.SCR & DryFGD & ACI | 0 | 0 | 0 | 0 | 0 | 0 | 0 | 0
00 Ret.SCR & DryFGD & CCS | 0 | 0 | 0 | 0 | 0 | 0 | 0 | 0
00 Ret.SCR & DryFGD & HRI | 0 | 0 | 0 | 0 | 0 | 0 | 0 | 0
00 Ret.SCR & DSI | 0 | 0 | 0 | 0 | 0 | 0 | 0 | 0
00 Ret.SCR & DSI & DryFGD | 0 | 0 | 0 | 0 | 0 | 0 | 0 | 0
00 Ret.SCR & DSI & DryFGD & HRI | 0 | 0 | 0 | 0 | 0 | 0 | 0 | 0
00 Ret.SCR & DSI & HRI | 0 | 0 | 0 | 0 | 0 | 0 | 0 | 0
00 Ret.SCR & DSI & WetFGD | 0 | 0 | 0 | 0 | 0 | 0 | 0 | 0
00 Ret.SCR & DSI & WetFGD & HRI | 0 | 0 | 0 | 0 | 0 | 0 | 0 | 0
00 Ret.SCR & HRI | 0 | 0 | 0 | 0 | 0 | 0 | 0 | 0
00 Ret.SCR & WetFGD | 0 | 0 | 0 | 0 | 0 | 0 | 0 | 0
00 Ret.SCR & WetFGD & ACI | 0 | 0 | 0 | 0 | 0 | 0 | 0 | 0
00 Ret.SCR & WetFGD & CCS | 0 | 0 | 0 | 0 | 0 | 0 | 0 | 0
00 Ret.SCR & WetFGD & HRI | 0 | 0 | 0 | 0 | 0 | 0 | 0 | 0
00 Ret.SNCR | 0 | 0 | 0 | 0 | 0 | 0 | 0 | 0
00 Ret.SNCR & DryFGD | 0 | 0 | 0 | 0 | 0 | 0 | 0 | 0
00 Ret.SNCR & DryFGD & ACI | 0 | 0 | 0 | 0 | 0 | 0 | 0 | 0
00 Ret.SNCR & DryFGD & ACI & HRI | 0 | 0 | 0 | 0 | 0 | 0 | 0 | 0
00 Ret.SNCR & DryFGD & CCS | 0 | 0 | 0 | 0 | 0 | 0 | 0 | 0
00 Ret.SNCR & DryFGD & HRI | 0 | 0 | 0 | 0 | 0 | 0 | 0 | 0
00 Ret.SNCR & DSI | 0 | 0 | 0 | 0 | 0 | 0 | 0 | 0
00 Ret.SNCR & DSI & HRI | 0 | 0 | 0 | 0 | 0 | 0 | 0 | 0
00 Ret.SNCR & HRI | 0 | 0 | 0 | 0 | 0 | 0 | 0 | 0
00 Ret.SNCR & WetFGD | 0 | 0 | 0 | 0 | 0 | 0 | 0 | 0
00 Ret.SNCR & WetFGD & ACI | 0 | 0 | 0 | 0 | 0 | 0 | 0 | 0
00 Ret.SNCR & WetFGD & ACI & HRI | 0 | 0 | 0 | 0 | 0 | 0 | 0 | 0
00 Ret.SNCR & WetFGD & CCS | 0 | 0 | 0 | 0 | 0 | 0 | 0 | 0
00 Ret.SNCR & WetFGD & HRI | 0 | 0 | 0 | 0 | 0 | 0 | 0 | 0
00 Ret.WetFGD | 0 | 0 | 0 | 0 | 0 | 0 | 0 | 0
00 Ret.WetFGD & CCS | 0 | 0 | 0 | 0 | 0 | 0 | 0 | 0
00 Ret.WetFGD & HRI | 0 | 0 | 0 | 0 | 0 | 0 | 0 | 0
00 Ret.FB & HRI | 0 | 0 | 0 | 0 | 0 | 0 | 0 | 0
00 Ret.FB DryFGD | 0 | 0 | 0 | 0 | 0 | 0 | 0 | 0
00 Ret.FB DryFGD & HRI | 0 | 0 | 0 | 0 | 0 | 0 | 0 | 0
00 Ret.FB DryFGD & SNCR | 0 | 0 | 0 | 0 | 0 | 0 | 0 | 0
00 Ret.FB-Exist ACI & DryFGD & HRI | 0 | 0 | 0 | 0 | 0 | 0 | 0 | 0
00 Ret.FB-Exist ACI_DSI & DryFGD & SNCR | 0 | 0 | 0 | 0 | 0 | 0 | 0 | 0
00 Ret.FB-Exist ACI_DSI & SNCR | 0 | 0 | 0 | 0 | 0 | 0 | 0 | 0
00 Ret.FB-ExistACI & HRI | 0 | 0 | 0 | 0 | 0 | 0 | 0 | 0
00 Ret.FB-ExistACI_DSI & DryFGD | 0 | 0 | 0 | 0 | 0 | 0 | 0 | 0
00 Ret.FB-ExistACI_DSI & DryFGD & HRI | 0 | 0 | 0 | 0 | 0 | 0 | 0 | 0
00 Ret.FB-ExistACI_DSI & DryFGD & SNCR | 0 | 0 | 0 | 0 | 0 | 0 | 0 | 0
00 Ret.FB-ExistACI_DSI & DryFGD & SNCR & HRI | 0 | 0 | 0 | 0 | 0 | 0 | 0 | 0
00 Ret.FB-ExistACI_DSI & HRI | 0 | 0 | 0 | 0 | 0 | 0 | 0 | 0
00 Ret.FB-ExistACI_DSI & SNCR & HRI | 0 | 0 | 0 | 0 | 0 | 0 | 0 | 0
00 Ret.FB-ExistDryFGD & HRI | 0 | 0 | 0 | 0 | 0 | 0 | 0 | 0
00 Ret.FB-ExistDryFGD_ACI & HRI | 0 | 0 | 0 | 0 | 0 | 0 | 0 | 0
00 Ret.FB-ExistDryFGD_ACI & HRI & CCS | 0 | 0 | 0 | 0 | 0 | 0 | 0 | 0
00 Ret.FB-ExistDryFGD_ACI & SNCR | 0 | 0 | 0 | 0 | 0 | 0 | 0 | 0
00 Ret.FB-ExistDryFGD_ACI & SNCR & HRI | 0 | 0 | 0 | 0 | 0 | 0 | 0 | 0
00 Ret.FB-ExistDryFGD_DSI & HRI | 0 | 0 | 0 | 0 | 0 | 0 | 0 | 0
00 Ret.FB-ExistDryFGD_DSI & SNCR | 0 | 0 | 0 | 0 | 0 | 0 | 0 | 0
00 Ret.FB-ExistDryFGD_DSI & SNCR & HRI | 0 | 0 | 0 | 0 | 0 | 0 | 0 | 0
00 Ret.FB-ExistDryFGD_SNCR & HRI | 0 | 0 | 0 | 0 | 0 | 0 | 0 | 0
00 Ret.FB-ExistDryFGD_SNCR_ACI & HRI | 0 | 0 | 0 | 0 | 0 | 0 | 0 | 0
00 Ret.FB-ExistDryFGD_SNCR_ACI & HRI & CCS | 0 | 0 | 0 | 0 | 0 | 0 | 0 | 0
00 Ret.FB-ExistDryFGD_SNCR_ACI_DSI & HRI | 0 | 0 | 0 | 0 | 0 | 0 | 0 | 0
00 Ret.FB-ExistDryFGD_SNCR_ACI_DSI & HRI & CCS | 0 | 0 | 0 | 0 | 0 | 0 | 0 | 0
00 Ret.FB-ExistWetFGD_SNCR_ACI & HRI | 0 | 0 | 0 | 0 | 0 | 0 | 0 | 0
00 Ret.FB-ExistWetFGD_SNCR_ACI & HRI & CCS | 0 | 0 | 0 | 0 | 0 | 0 | 0 | 0
00 Ret.FB-ExistDryFGD_SNCR_DSI & HRI | 0 | 0 | 0 | 0 | 0 | 0 | 0 | 0
00 Ret.FB-ExistDSI & DryFGD | 0 | 0 | 0 | 0 | 0 | 0 | 0 | 0
00 Ret.FB-ExistDSI & DryFGD & HRI | 0 | 0 | 0 | 0 | 0 | 0 | 0 | 0
00 Ret.FB-ExistDSI & DryFGD & SNCR | 0 | 0 | 0 | 0 | 0 | 0 | 0 | 0
00 Ret.FB-ExistDSI & DryFGD & SNCR & HRI | 0 | 0 | 0 | 0 | 0 | 0 | 0 | 0
00 Ret.FB-ExistDSI & HRI | 0 | 0 | 0 | 0 | 0 | 0 | 0 | 0
00 Ret.FB-ExistDSI & SNCR | 0 | 0 | 0 | 0 | 0 | 0 | 0 | 0
00 Ret.FB-ExistDSI & SNCR & HRI | 0 | 0 | 0 | 0 | 0 | 0 | 0 | 0
00 Ret.FB-ExistSNCR & DryFGD | 0 | 0 | 0 | 0 | 0 | 0 | 0 | 0
00 Ret.FB-ExistSNCR & DryFGD & HRI | 0 | 0 | 0 | 0 | 0 | 0 | 0 | 0
00 Ret.FB-ExistSNCR & HRI | 0 | 0 | 0 | 0 | 0 | 0 | 0 | 0
00 Ret.FB-ExistSNCR_ACI & HRI | 0 | 0 | 0 | 0 | 0 | 0 | 0 | 0
00 Ret.FB-ExistSNCR_ACI_DSI & DryFGD | 0 | 0 | 0 | 0 | 0 | 0 | 0 | 0
00 Ret.FB-ExistSNCR_ACI_DSI & DryFGD & HRI | 0 | 0 | 0 | 0 | 0 | 0 | 0 | 0
00 Ret.FB-ExistSNCR_ACI_DSI & HRI | 0 | 0 | 0 | 0 | 0 | 0 | 0 | 0
00 Ret.FB-ExistSNCR_DryFGD & HRI | 0 | 0 | 0 | 0 | 0 | 0 | 0 | 0
00 Ret.FB-ExistSNCR_DryFGD_ACI & HRI | 0 | 0 | 0 | 0 | 0 | 0 | 0 | 0
00 Ret.FB-ExistSNCR_DryFGD_ACI & HRI & CCS | 0 | 0 | 0 | 0 | 0 | 0 | 0 | 0
00 Ret.FB-ExistSNCR_DSI & DryFGD | 0 | 0 | 0 | 0 | 0 | 0 | 0 | 0
00 Ret.FB-ExistSNCR_DSI & DryFGD & HRI | 0 | 0 | 0 | 0 | 0 | 0 | 0 | 0
00 Ret.FB-ExistSNCR_DSI & HRI | 0 | 0 | 0 | 0 | 0 | 0 | 0 | 0
00 Ret.FB-ExistSNCR_WetFGD & HRI | 0 | 0 | 0 | 0 | 0 | 0 | 0 | 0
00 Ret.FB-ExistSNCR_WetFGD & HRI & CCS | 0 | 0 | 0 | 0 | 0 | 0 | 0 | 0
00 Ret.FB-ExistWetFGD_DSI & HRI | 0 | 0 | 0 | 0 | 0 | 0 | 0 | 0
00 Ret.FB-ExistWetFGD_DSI & SNCR | 0 | 0 | 0 | 0 | 0 | 0 | 0 | 0
00 Ret.FB-ExistWetFGD_DSI & SNCR & HRI | 0 | 0 | 0 | 0 | 0 | 0 | 0 | 0
00 Ret.FB-SNCR | 0 | 0 | 0 | 0 | 0 | 0 | 0 | 0
00 Ret.Oil/Gas Steam SCR | 0 | 0 | 0 | 0 | 0 | 0 | 0 | 0
00 CC Retirement | 0 | 0 | 0 | 0 | 0 | 0 | 0 | 0
00 CT Retirement | 0 | 0 | 0 | 0 | 0 | 0 | 0 | 0
00 O/G Retirement | 0 | 0 | 0 | 0 | 0 | 0 | 0 | 0
00 Coal Retirement | 0 | 0 | 0 | 0 | 0 | 0 | 0 | 0
00 IGCC Retirement | 0 | 0 | 0 | 0 | 0 | 0 | 0 | 0
00 Nuke Retirement | 0 | 0 | 0 | 0 | 0 | 0 | 0 | 0
00 Biomass Retirement | 0 | 0 | 0 | 0 | 0 | 0 | 0 | 0
00 Fossil_Other Retirement | 0 | 0 | 0 | 0 | 0 | 0 | 0 | 0
00 Fuel Cell Retirement | 0 | 0 | 0 | 0 | 0 | 0 | 0 | 0
00 Geothermal Retirement | 0 | 0 | 0 | 0 | 0 | 0 | 0 | 0
00 Hydro Retirement | 0 | 0 | 0 | 0 | 0 | 0 | 0 | 0
00 Landfill Gas Retirement | 0 | 0 | 0 | 0 | 0 | 0 | 0 | 0
00 Non Fossil_Other Retirement | 0 | 0 | 0 | 0 | 0 | 0 | 0 | 0
Total | 4185984.2615 | 4264994.3949 | 4339433.9514 | 4412821.2239 | 4609951.7119 | 4837863.0823 | 5091691.4116 | 5412444.4169
12a. Generation by Fuel Type [GWh]
Biomass | 10879.1221 | 1035.3217 | 189.2662 | 146.3346 | 127.6407 | 111.899 | 102.327 | 102.327
Coal | 1108647.3128 | 714279.5234 | 511193.8137 | 489454.3323 | 458577.1658 | 376157.9706 | 298563.7769 | 214500.9061
EnerStor | 24828.2079 | 30214.0935 | 30566.9195 | 33836.984 | 43859.7885 | 44937.7607 | 46169.948 | 61504.4203
Fwaste | 3892.4529 | 3892.453 | 3525.7851 | 3569.1775 | 3569.1775 | 3569.1775 | 3569.1775 | 3569.1775
Geothermal | 17322.1077 | 19602.3971 | 19602.3971 | 20247.7025 | 20247.7025 | 20247.7025 | 20247.7025 | 20247.7025
Hydro | 275579.627 | 275429.6686 | 275339.1302 | 281691.4254 | 297295.0875 | 317570.6243 | 317570.6243 | 317570.6243
LF Gas | 14819.548 | 17900.0491 | 21032.7927 | 19562.4997 | 20096.2217 | 27435.8383 | 37738.8252 | 41026.6202
MSW | 12769.9387 | 12570.2355 | 12570.2355 | 12294.6901 | 12267.3093 | 12254.2814 | 12291.2743 | 12268.1013
NaturalGas | 1117243.2193 | 1374966.3411 | 1713367.379 | 1731288.5649 | 1803328.7664 | 1799245.1589 | 1830492.5439 | 1793997.3249
Non-Fossil | 9799.9689 | 9409.6743 | 9409.6743 | 9409.6743 | 9409.6743 | 9409.6743 | 9409.6743 | 9409.6743
Nuclear | 775361.9644 | 723681.0829 | 634473.4603 | 602913.3707 | 500648.3042 | 491821.7594 | 452346.4409 | 366463.8004
Oil | 29.282 | 5.8461 | 0.059589 | 1.654 | 0.46403 | 0.39874 | 0 | 0
Pet. Coke | 18686.7819 | 17503.206 | 12147.1281 | 12152.6424 | 12886.3336 | 2394.9741 | 2234.1528 | 1475.2936
Pumps | 13264.0328 | 20008.9857 | 17374.1868 | 19174.2404 | 25764.2898 | 28927.5225 | 29269.9589 | 31639.1867
Solar | 208759.0444 | 271546.8932 | 281500.5777 | 348958.1255 | 449049.8727 | 555752.9032 | 643225.9182 | 813248.1419
Tires | 135.1384 | 135.1384 | 135.1384 | 135.1384 | 135.1384 | 135.1384 | 135.1384 | 135.1384
Waste Coal | 5712.9372 | 4991.9364 | 5253.8801 | 5256.2225 | 5244.3552 | 5398.8969 | 4506.6395 | 4378.4779
Wind | 504348.542 | 695418.2292 | 705704.7589 | 727441.0881 | 832108.7271 | 1005999.6172 | 1225511.3963 | 1539065.5284
None | 0 | 0 | 0 | 0 | 0 | 0 | 0 | 0
Solar-DER | 63905.0331 | 72403.3198 | 86047.3683 | 95287.3568 | 115335.6927 | 136491.7844 | 158305.8927 | 181841.9712
Total | 4185984.2615 | 4264994.3949 | 4339433.9514 | 4412821.2239 | 4609951.7119 | 4837863.0823 | 5091691.4116 | 5412444.4169
13. Generation by Capacity Reporting Type [TBtu]
00 New Combined Cycle | 253.7095 | 287.058 | 301.8713 | 298.9739 | 633.2726 | 824.91 | 1140.0198 | 1617.5985
00 New Combined Cycle with Carbon Capture | 0 | 0 | 0 | 11.7667 | 29.5065 | 29.3959 | 26.3198 | 15.4943
00 New Combustion Turbine | 6.8204 | 26.322 | 173.2076 | 243.6453 | 324.7352 | 457.227 | 546.7595 | 523.1454
00 New Hydro | 0 | 0.018668 | 0.018668 | 21.6927 | 74.9324 | 144.1125 | 144.1125 | 144.1125
00 New Nuclear | 0 | 0 | 0 | 0 | 0 | 0 | 0 | 1.7358
00 New Biomass | 0.28964 | 0.04287 | 0.051995 | 0.051995 | 0.012325 | 0.0021905 | 0 | 0
00 New Geothermal | 2.3484 | 10.1287 | 10.1287 | 12.3305 | 12.3305 | 12.3305 | 12.3305 | 12.3305
00 New Landfill Gas | 14.8876 | 25.8455 | 36.4669 | 33.6721 | 35.6244 | 60.778 | 95.7937 | 109.249
00 New Battery Storage | 64.6224 | 82.9743 | 84.3644 | 94.987 | 128.8943 | 133.1692 | 137.6646 | 189.4757
00 New Offshore Wind | 17.1673 | 33.4287 | 68.5263 | 97.2654 | 299.185 | 463.6949 | 550.9215 | 795.6258
00 New Onshore Wind | 549.3297 | 1175.9492 | 1175.9492 | 1221.3745 | 1376.5808 | 1805.3867 | 2467.1342 | 3292.2766
00 New Solar PV | 411.0995 | 624.4988 | 658.4957 | 888.6608 | 1230.1911 | 1594.2619 | 1892.7198 | 2472.8356
00 New Solar Thermal | 0 | 0 | 0 | 0 | 0 | 0 | 0 | 0
00 New Fuel Cell | 2.3915 | 2.4354 | 2.4389 | 2.4573 | 2.1744 | 1.8629 | 1.9368 | 1.8076
00 New Ultrasupercritical Coal without CCS | 0 | 0 | 0 | 0 | 0 | 0 | 0 | 0
00 New Ultrasupercritical Coal with 30% CCS | 0 | 0 | 0 | 0 | 0 | 0 | 0 | 0
00 New Ultrasupercritical Coal with 90% CCS | 0 | 0 | 0 | 0 | 0 | 0 | 0 | 0
00 Exist & New Distributed Solar PV | 218.044 | 247.0401 | 293.5936 | 325.1205 | 393.5254 | 465.71 | 540.1397 | 620.4448
00 Exist Combined Cycle | 3396.6996 | 4222.1605 | 5076.0159 | 5082.8207 | 4944.1771 | 4664.9581 | 4435.2796 | 3888.7371
00 Exist Combustion Turbine | 60.5361 | 89.5021 | 145.4581 | 139.7969 | 119.6778 | 89.3635 | 57.4644 | 48.9459
00 Exist Coal Steam_Uncontrolled | 10.7185 | 10.8239 | 10.0709 | 10.0923 | 9.9666 | 10.0889 | 9.7823 | 8.411
00 Exist Coal Steam_ACI | 318.332 | 41.7405 | 34.936 | 34.9626 | 34.9663 | 34.9722 | 34.9456 | 34.6528
00 Exist Coal Steam_ACI_DSI | 97.2273 | 33.4448 | 17.0072 | 17.3346 | 17.3346 | 19.0994 | 19.2977 | 16.6114
00 Exist Coal Steam_DryFGD | 0.23542 | 0 | 0 | 0 | 0 | 0 | 0 | 0
00 Exist Coal Steam_DryFGD_ACI | 199.1493 | 122.1874 | 96.8685 | 81.6246 | 79.4269 | 67.1159 | 60.2452 | 40.4445
00 Exist Coal Steam_DryFGD_DSI | 6.1919 | 0 | 0 | 0 | 0 | 0 | 0 | 0
00 Exist Coal Steam_DryFGD_SCR | 9.7028 | 0 | 0 | 0 | 0 | 0 | 0 | 0
00 Exist Coal Steam_DryFGD_SCR_ACI | 333.5771 | 205.6409 | 137.8148 | 143.7133 | 147.7075 | 148.6444 | 133.0755 | 101.0701
00 Exist Coal Steam_DryFGD_SCR_DSI | 6.5476 | 6.5476 | 6.5476 | 6.5476 | 0 | 0 | 0 | 0
00 Exist Coal Steam_DryFGD_SCR_ACI_DSI | 32.783 | 32.4631 | 19.7111 | 19.8252 | 19.9908 | 21.8527 | 19.692 | 17.533
00 Exist Coal Steam_DryFGD_SNCR_ACI | 51.8286 | 51.8286 | 46.7695 | 39.3474 | 39.3474 | 39.6849 | 38.4678 | 36.98
00 Exist Coal Steam_DryFGD_SNCR_ACI_DSI | 13.8123 | 11.4367 | 10.9177 | 10.9177 | 0.081239 | 0.085917 | 0.058824 | 0.048751
00 Exist Coal Steam_DSI | 28.1896 | 0.050812 | 0.050812 | 0.050812 | 0 | 0 | 0 | 0
00 Exist Coal Steam_SCR_ACI | 113.8566 | 98.6648 | 62.4793 | 63.1434 | 80.9115 | 99.2252 | 93.2433 | 73.0533
00 Exist Coal Steam_SCR_ACI_DSI | 54.6328 | 32.9634 | 9.5577 | 4.2807 | 5.3898 | 5.3898 | 3.9119 | 3.5268
00 Exist Coal Steam_SNCR | 0.38149 | 0.38149 | 0.38149 | 0.38149 | 0.38149 | 0.38149 | 0.38149 | 0.38149
00 Exist Coal Steam_SCR | 0 | 0 | 0 | 0 | 0 | 0 | 0 | 0
00 Exist Coal Steam_SNCR_ACI | 13.7177 | 6.6434 | 0 | 0 | 0 | 0 | 0 | 0
00 Exist Coal Steam_SNCR_ACI_DSI | 22.0248 | 0 | 0 | 0 | 0 | 0 | 0 | 0
00 Exist Coal Steam_WetFGD | 124.4216 | 0.21754 | 0.21754 | 0.21754 | 0.21754 | 0.21754 | 0.20665 | 0.070954
00 Exist Coal Steam_WetFGD_ACI | 224.7915 | 69.5239 | 68.2794 | 68.4107 | 68.5914 | 69.3008 | 68.7607 | 61.5276
00 Exist Coal Steam_WetFGD_ACI_DSI | 40.4872 | 0.061444 | 0.061444 | 0.061601 | 0.053516 | 0.053516 | 0.039407 | 0
00 Exist Coal Steam_WetFGD_DSI | 0 | 0 | 0 | 0 | 0 | 0 | 0 | 0
00 Exist Coal Steam_WetFGD_SCR | 1035.6672 | 833.9469 | 566.2421 | 562.456 | 507.3399 | 291.2454 | 227.7343 | 130.1998
00 Exist Coal Steam_WetFGD_SCR_DSI | 99.1902 | 26.4464 | 19.6041 | 0.055073 | 0.055073 | 0.051547 | 0.051547 | 0.041097
00 Exist Coal Steam_WetFGD_SCR_ACI | 544.2072 | 370.7328 | 239.8472 | 251.0972 | 225.2036 | 176.6454 | 165.1439 | 128.4294
00 Exist Coal Steam_WetFGD_SCR_ACI_DSI | 155.6828 | 140.2728 | 136.0366 | 132.5781 | 103.2882 | 85.9029 | 33.1816 | 13.4204
00 Exist Coal Steam_WetFGD_SNCR | 41.205 | 1.4053 | 1.3963 | 1.4244 | 1.4092 | 1.3851 | 1.3431 | 1.3431
00 Exist Coal Steam_WetFGD_SNCR_ACI | 183.0458 | 69.8365 | 53.5734 | 48.2123 | 49.5884 | 37.4457 | 27.799 | 17.9626
00 Exist Coal Steam_WetFGD_SNCR_ACI_DSI | 0 | 0 | 0 | 0 | 0 | 0 | 0 | 0
00 Exist FBC_ACI_DSI | 11.037 | 5.4467 | 2.2608 | 2.1612 | 2.0869 | 2.0552 | 1.3151 | 0
00 Exist FBC_DryFGD_ACI | 3.3227 | 2.7187 | 0.79058 | 0.79058 | 1.6103 | 2.7605 | 2.2254 | 0
00 Exist FBC_DryFGD_DSI | 0 | 0 | 0 | 0 | 0 | 0 | 0 | 0
00 Exist FBC_DryFGD_SNCR | 12.6824 | 12.4943 | 14.2293 | 14.5961 | 14.8671 | 12.5405 | 13.5612 | 14.606
00 Exist FBC_DryFGD_SNCR_ACI | 8.6414 | 4.75 | 3.3932 | 3.3932 | 3.3932 | 6.9843 | 2.9475 | 0
00 Exist FBC_DryFGD_SNCR_ACI_DSI | 17.0317 | 17.0317 | 2.284 | 2.284 | 2.284 | 2.284 | 2.284 | 2.1868
00 Exist FBC_DryFGD_SNCR_DSI | 0 | 0 | 0 | 0 | 0 | 0 | 0 | 0
00 Exist FBC_DSI | 10.0831 | 4.2505 | 2.324 | 2.3402 | 4.0168 | 4.1271 | 4.1271 | 3.7497
00 Exist FBC_SCR | 0.11195 | 0.12787 | 0.055023 | 0 | 0 | 0 | 0 | 0
00 Exist FBC_SNCR | 0 | 0 | 0 | 0 | 0 | 0 | 0 | 0
00 Exist FBC_SNCR_ACI | 0.11708 | 0.14341 | 0.055094 | 0 | 0 | 0 | 0 | 0
00 Exist FBC_SNCR_ACI_DSI | 7.1752 | 6.1661 | 0.91162 | 0.91162 | 1.2247 | 2.4464 | 2.4464 | 0
00 Exist FBC_SNCR_DSI | 15.3892 | 13.4837 | 12.3232 | 10.5078 | 11.0971 | 11.1095 | 11.1409 | 8.7209
00 Exist FBC_Uncontrolled | 0 | 0 | 0 | 0 | 0 | 0 | 0 | 0
00 Exist FBC_WetFGD_DSI | 0.30694 | 1.28 | 1.28 | 0.98027 | 0.89639 | 1.1097 | 1.1097 | 1.28
00 Exist IGCC | 14.3594 | 14.2113 | 14.2113 | 14.2113 | 10.9757 | 4.1839 | 0 | 0
00 Exist Fossil_Other | 13.281 | 13.281 | 12.03 | 12.178 | 12.178 | 12.178 | 12.178 | 12.178
00 Exist Fuel Cell | 0.00087035 | 0.00060319 | 0.00070768 | 0.36547 | 0.49229 | 0.28275 | 0.41557 | 0.24839
00 Exist Hydro | 940.2777 | 939.7474 | 939.4384 | 939.4384 | 939.4384 | 939.4384 | 939.4384 | 939.4384
00 Exist Non Fossil_Other | 77.4696 | 75.4565 | 75.4565 | 74.5164 | 74.423 | 74.3785 | 74.5047 | 74.4257
00 Exist Nuclear | 2645.535 | 2469.1999 | 2164.8234 | 2057.1404 | 1708.212 | 1678.0958 | 1543.4061 | 1248.6387
00 Exist Oil/Gas Steam | 78.0416 | 50.6668 | 88.5445 | 66.998 | 46.0305 | 18.4969 | 12.2095 | 8.3031
00 Exist Oil/Gas Steam_SCR | 9.4482 | 9.4834 | 13.8031 | 5.6707 | 0.27116 | 0.12319 | 0.057465 | 0.055543
00 Exist Oil/Gas Steam_SNCR | 2.6753 | 2.5431 | 5.6905 | 3.399 | 1.2519 | 1.2477 | 1.3344 | 1.3234
00 Exist Biomass | 36.8202 | 3.4896 | 0.59378 | 0.4473 | 0.42319 | 0.37961 | 0.34914 | 0.34914
00 Exist Landfill Gas | 35.6767 | 35.2295 | 35.297 | 33.0752 | 32.9439 | 32.8331 | 32.9712 | 30.7338
00 Exist Geothermal | 56.7546 | 56.7546 | 56.7546 | 56.7546 | 56.7546 | 56.7546 | 56.7546 | 56.7546
00 Exist Pump Storage | 45.2569 | 68.2707 | 59.2807 | 65.4225 | 87.9078 | 98.7007 | 99.8691 | 107.9529
00 Exist Energy Storage | 1.6439 | 1.6686 | 1.4823 | 2.0172 | 2.3077 | 2.6643 | 2.3732 | 2.8833
00 Exist Solar PV | 291.8619 | 292.6947 | 292.6598 | 292.6598 | 292.6425 | 292.6425 | 292.6425 | 292.6425
00 Exist Solar Thermal | 9.3245 | 9.3245 | 9.3245 | 9.3245 | 9.3245 | 9.3245 | 9.3245 | 9.3245
00 Exist Offshore Wind | 0.37832 | 0.37832 | 0.37832 | 0.37832 | 0.37832 | 0.37832 | 0.37832 | 0.37832
00 Exist Onshore Wind | 1153.9618 | 1163.0108 | 1163.0108 | 1163.0108 | 1163.0108 | 1163.0108 | 1163.0108 | 1163.0108
00 International Imports | 18.4476 | 18.4476 | 18.4476 | 18.4476 | 18.4476 | 17.4941 | 17.4941 | 17.4941
00 Ret.ACI | 0 | 0 | 0 | 0 | 0 | 0 | 0 | 0
00 Ret.ACI & DryFGD | 0 | 0 | 0 | 0 | 0 | 0 | 0 | 0
00 Ret.ACI & DryFGD & HRI | 0 | 0 | 0 | 0 | 0 | 0 | 0 | 0
00 Ret.ACI & DSI | 0 | 0 | 0 | 0 | 0 | 0 | 0 | 0
00 Ret.ACI & DSI & DryFGD | 0 | 0 | 0 | 0 | 0 | 0 | 0 | 0
00 Ret.ACI & DSI & DryFGD & HRI | 0 | 0 | 0 | 0 | 0 | 0 | 0 | 0
00 Ret.ACI & DSI & HRI | 0 | 0 | 0 | 0 | 0 | 0 | 0 | 0
00 Ret.ACI & DSI & WetFGD & HRI | 0 | 0 | 0 | 0 | 0 | 0 | 0 | 0
00 Ret.ACI & HRI | 0 | 0 | 0 | 0 | 0 | 0 | 0 | 0
00 Ret.ACI & SCR | 0 | 0 | 0 | 0 | 0 | 0 | 0 | 0
00 Ret.ACI & SCR & DryFGD & HRI | 0 | 0 | 0 | 0 | 0 | 0 | 0 | 0
00 Ret.ACI & SCR & DSI | 0 | 0 | 0 | 0 | 0 | 0 | 0 | 0
00 Ret.ACI & SCR & DSI & DryFGD | 0 | 0 | 0 | 0 | 0 | 0 | 0 | 0
00 Ret.ACI & SCR & DSI & DryFGD & HRI | 0 | 0 | 0 | 0 | 0 | 0 | 0 | 0
00 Ret.ACI & SCR & DSI & HRI | 0 | 0 | 0 | 0 | 0 | 0 | 0 | 0
00 Ret.ACI & SCR & DSI & WetFGD | 0 | 0 | 0 | 0 | 0 | 0 | 0 | 0
00 Ret.ACI & SCR & DSI & WetFGD & HRI | 0 | 0 | 0 | 0 | 0 | 0 | 0 | 0
00 Ret.ACI & SCR & HRI | 0 | 0 | 0 | 0 | 0 | 0 | 0 | 0
00 Ret.ACI & SCR & WetFGD & HRI | 0 | 0 | 0 | 0 | 0 | 0 | 0 | 0
00 Ret.ACI & SNCR | 0 | 0 | 0 | 0 | 0 | 0 | 0 | 0
00 Ret.ACI & SNCR & DSI | 0 | 0 | 0 | 0 | 0 | 0 | 0 | 0
00 Ret.ACI & SNCR & DSI & DryFGD | 0 | 0 | 0 | 0 | 0 | 0 | 0 | 0
00 Ret.ACI & SNCR & DSI & DryFGD & HRI | 0 | 0 | 0 | 0 | 0 | 0 | 0 | 0
00 Ret.ACI & SNCR & DSI & HRI | 0 | 0 | 0 | 0 | 0 | 0 | 0 | 0
00 Ret.ACI & SNCR & DSI & WetFGD | 0 | 0 | 0 | 0 | 0 | 0 | 0 | 0
00 Ret.ACI & SNCR & DSI & WetFGD & HRI | 0 | 0 | 0 | 0 | 0 | 0 | 0 | 0
00 Ret.ACI & SNCR & HRI | 0 | 0 | 0 | 0 | 0 | 0 | 0 | 0
00 Ret.ACI & WetFGD | 0 | 0 | 0 | 0 | 0 | 0 | 0 | 0
00 Ret.ACI & WetFGD & DSI | 0 | 0 | 0 | 0 | 0 | 0 | 0 | 0
00 Ret.ACI & WetFGD & HRI | 0 | 0 | 0 | 0 | 0 | 0 | 0 | 0
00 Ret.C2G | 1.8107 | 1.2332 | 1.7294 | 1.7294 | 1.831 | 1.831 | 1.831 | 1.2444
00 Ret.C2G & SCR | 0 | 0 | 0 | 0 | 0 | 0 | 0 | 0
00 Ret.CCG | 0 | 0 | 37.2498 | 49.5388 | 49.5388 | 49.327 | 22.0126 | 14.2152
00 Ret.DryFGD | 0 | 0 | 0 | 0 | 0 | 0 | 0 | 0
00 Ret.DryFGD & CCS | 0 | 0 | 0 | 0 | 0 | 0 | 0 | 0
00 Ret.DryFGD & HRI | 0 | 0 | 0 | 0 | 0 | 0 | 0 | 0
00 Ret.DSI | 0 | 0 | 0 | 0 | 0 | 0 | 0 | 0
00 Ret.DSI & DryFGD | 0 | 0 | 0 | 0 | 0 | 0 | 0 | 0
00 Ret.DSI & DryFGD & HRI | 0 | 0 | 0 | 0 | 0 | 0 | 0 | 0
00 Ret.DSI & HRI | 0 | 0 | 0 | 0 | 0 | 0 | 0 | 0
00 Ret.ExistACI & DryFGD | 0 | 0 | 0 | 0 | 0 | 0 | 0 | 0
00 Ret.ExistACI & DryFGD & CCS | 0 | 0 | 0 | 0 | 0 | 0 | 0 | 0
00 Ret.ExistACI & DryFGD & HRI | 0 | 0 | 0 | 0 | 0 | 0 | 0 | 0
00 Ret.ExistACI & DryFGD & HRI & CCS | 0 | 0 | 0 | 0 | 0 | 0 | 0 | 0
00 Ret.ExistACI & DSI | 0 | 0 | 0 | 0 | 0 | 0 | 0 | 0
00 Ret.ExistACI & DSI & DryFGD | 0 | 0 | 0 | 0 | 0 | 0 | 0 | 0
00 Ret.ExistACI & DSI & DryFGD & HRI | 0 | 0 | 0 | 0 | 0 | 0 | 0 | 0
00 Ret.ExistACI & DSI & HRI | 0 | 0 | 0 | 0 | 0 | 0 | 0 | 0
00 Ret.ExistACI & HRI | 0 | 0 | 0 | 0 | 0 | 0 | 0 | 0
00 Ret.ExistACI & HRI & WetFGD | 0 | 0 | 0 | 0 | 0 | 0 | 0 | 0
00 Ret.ExistACI & SCR | 0 | 118.436 | 104.5761 | 74.6718 | 62.1573 | 38.118 | 6.7582 | 0.094055
00 Ret.ExistACI & SCR & DryFGD | 0 | 0 | 0 | 0 | 0 | 0 | 0 | 0
00 Ret.ExistACI & SCR & DryFGD & CCS | 0 | 0 | 0 | 0 | 0 | 0 | 0 | 0
00 Ret.ExistACI & SCR & DryFGD & HRI | 0 | 0 | 0 | 0 | 0 | 0 | 0 | 0
00 Ret.ExistACI & SCR & DryFGD & HRI & CCS | 0 | 0 | 0 | 0 | 0 | 0 | 0 | 0
00 Ret.ExistACI & SCR & DSI | 0 | 0 | 0 | 0 | 0 | 0 | 0 | 0
00 Ret.ExistACI & SCR & DSI & DryFGD | 0 | 0 | 0 | 0 | 0 | 0 | 0 | 0
00 Ret.ExistACI & SCR & DSI & DryFGD & HRI | 0 | 0 | 0 | 0 | 0 | 0 | 0 | 0
00 Ret.ExistACI & SCR & DSI & HRI | 0 | 0 | 0 | 0 | 0 | 0 | 0 | 0
00 Ret.ExistACI & SCR & HRI | 0 | 0 | 0 | 0 | 0 | 0 | 0 | 0
00 Ret.ExistACI & SCR & WetFGD | 0 | 0 | 0 | 0 | 0 | 0 | 0 | 0
00 Ret.ExistACI & SCR & WetFGD & CCS | 0 | 0 | 0 | 0 | 0 | 0 | 0 | 0
00 Ret.ExistACI & SCR & WetFGD & HRI | 0 | 0 | 0 | 0 | 0 | 0 | 0 | 0
00 Ret.ExistACI & SCR & WetFGD & HRI & CCS | 0 | 0 | 0 | 0 | 0 | 0 | 0 | 0
00 Ret.ExistACI & SNCR | 0 | 0 | 0 | 0 | 0 | 0 | 0 | 0
00 Ret.ExistACI & SNCR & DryFGD | 0 | 0 | 0 | 0 | 0 | 0 | 0 | 0
00 Ret.ExistACI & SNCR & DryFGD & CCS | 0 | 0 | 0 | 0 | 0 | 0 | 0 | 0
00 Ret.ExistACI & SNCR & DryFGD & HRI | 0 | 0 | 0 | 0 | 0 | 0 | 0 | 0
00 Ret.ExistACI & SNCR & DryFGD & HRI & CCS | 0 | 0 | 0 | 0 | 0 | 0 | 0 | 0
00 Ret.ExistACI & SNCR & DSI | 0 | 0 | 0 | 0 | 0 | 0 | 0 | 0
00 Ret.ExistACI & SNCR & DSI & HRI | 0 | 0 | 0 | 0 | 0 | 0 | 0 | 0
00 Ret.ExistACI & SNCR & HRI | 0 | 0 | 0 | 0 | 0 | 0 | 0 | 0
00 Ret.ExistACI & SNCR & WetFGD | 0 | 0 | 0 | 0 | 0 | 0 | 0 | 0
00 Ret.ExistACI & SNCR & WetFGD & CCS | 0 | 0 | 0 | 0 | 0 | 0 | 0 | 0
00 Ret.ExistACI & SNCR & WetFGD & HRI | 0 | 0 | 0 | 0 | 0 | 0 | 0 | 0
00 Ret.ExistACI & SNCR & WetFGD & HRI & CCS | 0 | 0 | 0 | 0 | 0 | 0 | 0 | 0
00 Ret.ExistACI & WetFGD | 0 | 0 | 0 | 0 | 0 | 0 | 0 | 0
00 Ret.ExistACI & WetFGD & CCS | 0 | 0 | 0 | 0 | 0 | 0 | 0 | 0
00 Ret.ExistACI & WetFGD & HRI & CCS | 0 | 0 | 0 | 0 | 0 | 0 | 0 | 0
00 Ret.ExistACI_DSI & DryFGD | 0 | 0 | 0 | 0 | 0 | 0 | 0 | 0
00 Ret.ExistACI_DSI & DryFGD & CCS | 0 | 0 | 0 | 0 | 0 | 0 | 0 | 0
00 Ret.ExistACI_DSI & DryFGD & HRI | 0 | 0 | 0 | 0 | 0 | 0 | 0 | 0
00 Ret.ExistACI_DSI & DryFGD & HRI & CCS | 0 | 0 | 0 | 0 | 0 | 0 | 0 | 0
00 Ret.ExistACI_DSI & HRI | 0 | 0 | 0 | 0 | 0 | 0 | 0 | 0
00 Ret.ExistACI_DSI & SCR | 0 | 5.8913 | 1.892 | 2.0493 | 2.0493 | 5.5739 | 5.2697 | 3.5246
00 Ret.ExistACI_DSI & SCR & DryFGD | 0 | 0 | 0 | 0 | 0 | 0 | 0 | 0
00 Ret.ExistACI_DSI & SCR & DryFGD & CCS | 0 | 0 | 0 | 0 | 0 | 0 | 0 | 0
00 Ret.ExistACI_DSI & SCR & DryFGD & HRI | 0 | 0 | 0 | 0 | 0 | 0 | 0 | 0
00 Ret.ExistACI_DSI & SCR & DryFGD & HRI & CCS | 0 | 0 | 0 | 0 | 0 | 0 | 0 | 0
00 Ret.ExistACI_DSI & SCR & HRI | 0 | 0 | 0 | 0 | 0 | 0 | 0 | 0
00 Ret.ExistACI_DSI & SCR & WetFGD | 0 | 0 | 0 | 0 | 0 | 0 | 0 | 0
00 Ret.ExistACI_DSI & SCR & WetFGD & CCS | 0 | 0 | 0 | 0 | 0 | 0 | 0 | 0
00 Ret.ExistACI_DSI & SCR & WetFGD & HRI | 0 | 0 | 0 | 0 | 0 | 0 | 0 | 0
00 Ret.ExistACI_DSI & SCR & WetFGD & HRI & CCS | 0 | 0 | 0 | 0 | 0 | 0 | 0 | 0
00 Ret.ExistACI_DSI & SNCR | 0 | 0 | 0 | 0 | 0 | 0 | 0 | 0
00 Ret.ExistACI_DSI & SNCR & DryFGD | 0 | 0 | 0 | 0 | 0 | 0 | 0 | 0
00 Ret.ExistACI_DSI & SNCR & DryFGD & HRI & CCS | 0 | 0 | 0 | 0 | 0 | 0 | 0 | 0
00 Ret.ExistACI_DSI & SNCR & DryFGD & HRI | 0 | 0 | 0 | 0 | 0 | 0 | 0 | 0
00 Ret.ExistACI_DSI & SNCR & WetFGD & HRI & CCS | 0 | 0 | 0 | 0 | 0 | 0 | 0 | 0
00 Ret.ExistACI_DSI & SNCR & HRI | 0 | 0 | 0 | 0 | 0 | 0 | 0 | 0
00 Ret.ExistACI_DSI & SNCR & WetFGD | 0 | 0 | 0 | 0 | 0 | 0 | 0 | 0
00 Ret.ExistACI_DSI & SNCR & WetFGD & HRI | 0 | 0 | 0 | 0 | 0 | 0 | 0 | 0
00 Ret.ExistACI_DSI & WetFGD | 0 | 0 | 0 | 0 | 0 | 0 | 0 | 0
00 Ret.ExistACI_DSI & WetFGD & CCS | 0 | 0 | 0 | 0 | 0 | 0 | 0 | 0
00 Ret.ExistACI_DSI & WetFGD & HRI | 0 | 0 | 0 | 0 | 0 | 0 | 0 | 0
00 Ret.ExistACI_DSI & WetFGD & HRI & CCS | 0 | 0 | 0 | 0 | 0 | 0 | 0 | 0
00 Ret.ExistDryFGD & CCS | 0 | 0 | 0 | 0 | 0 | 0 | 0 | 0
00 Ret.ExistDryFGD & HRI | 0 | 0 | 0 | 0 | 0 | 0 | 0 | 0
00 Ret.ExistDryFGD & SCR | 0 | 0 | 0 | 0 | 0 | 0 | 0 | 0
00 Ret.ExistDryFGD & SCR & CCS | 0 | 0 | 0 | 0 | 0 | 0 | 0 | 0
00 Ret.ExistDryFGD & SCR & HRI | 0 | 0 | 0 | 0 | 0 | 0 | 0 | 0
00 Ret.ExistDryFGD & SNCR | 0 | 0 | 0 | 0 | 0 | 0 | 0 | 0
00 Ret.ExistDryFGD & SNCR & CCS | 0 | 0 | 0 | 0 | 0 | 0 | 0 | 0
00 Ret.ExistDryFGD & SNCR & HRI | 0 | 0 | 0 | 0 | 0 | 0 | 0 | 0
00 Ret.ExistDryFGD_ACI & CCS | 0 | 0 | 0 | 0 | 0 | 0 | 0 | 0
00 Ret.ExistDryFGD_ACI & HRI | 0 | 0 | 0 | 0 | 0 | 0 | 0 | 0
00 Ret.ExistDryFGD_ACI & HRI & CCS | 0 | 0 | 0 | 0 | 0 | 0 | 0 | 0
00 Ret.ExistDryFGD_ACI & SCR | 0 | 15.7687 | 10.5113 | 11.4255 | 11.4255 | 15.8012 | 0 | 0
00 Ret.ExistDryFGD_ACI & SCR & CCS | 0 | 0 | 0 | 0 | 0 | 0 | 0 | 0
00 Ret.ExistDryFGD_ACI & SCR & HRI | 0 | 0 | 0 | 0 | 0 | 0 | 0 | 0
00 Ret.ExistDryFGD_ACI & SCR & HRI & CCS | 0 | 0 | 0 | 0 | 0 | 0 | 0 | 0
00 Ret.ExistDryFGD_ACI & SNCR | 0 | 0 | 0 | 0 | 0 | 0 | 0 | 0
00 Ret.ExistDryFGD_ACI & SNCR & CCS | 0 | 0 | 0 | 0 | 0 | 0 | 0 | 0
00 Ret.ExistDryFGD_ACI & SNCR & HRI | 0 | 0 | 0 | 0 | 0 | 0 | 0 | 0
00 Ret.ExistDryFGD_ACI & SNCR & HRI & CCS | 0 | 0 | 0 | 0 | 0 | 0 | 0 | 0
00 Ret.ExistDryFGD_ACI_DSI & SCR | 0 | 0 | 0 | 0 | 0 | 0 | 0 | 0
00 Ret.ExistDryFGD_ACI_DSI & SCR & CCS | 0 | 0 | 0 | 0 | 0 | 0 | 0 | 0
00 Ret.ExistDryFGD_ACI_DSI & SCR & HRI | 0 | 0 | 0 | 0 | 0 | 0 | 0 | 0
00 Ret.ExistDryFGD_ACI_DSI & SCR & HRI & CCS | 0 | 0 | 0 | 0 | 0 | 0 | 0 | 0
00 Ret.ExistDryFGD_DSI & HRI | 0 | 0 | 0 | 0 | 0 | 0 | 0 | 0
00 Ret.ExistDryFGD_SNCR_ACI_DSI & CCS | 0 | 0 | 0 | 0 | 0 | 0 | 0 | 0
00 Ret.ExistDryFGD_SNCR_ACI_DSI & HRI | 0 | 0 | 0 | 0 | 0 | 0 | 0 | 0
00 Ret.ExistDryFGD_SNCR_ACI_DSI & HRI & CCS | 0 | 0 | 0 | 0 | 0 | 0 | 0 | 0
00 Ret.ExistDSI & DryFGD | 0 | 0 | 0 | 0 | 0 | 0 | 0 | 0
00 Ret.ExistDSI & DryFGD & HRI | 0 | 0 | 0 | 0 | 0 | 0 | 0 | 0
00 Ret.ExistDSI & HRI | 0 | 0 | 0 | 0 | 0 | 0 | 0 | 0
00 Ret.ExistDSI & SCR | 0 | 0 | 0 | 0 | 0 | 0 | 0 | 0
00 Ret.ExistDSI & SCR & DryFGD | 0 | 0 | 0 | 0 | 0 | 0 | 0 | 0
00 Ret.ExistDSI & SCR & DryFGD & HRI | 0 | 0 | 0 | 0 | 0 | 0 | 0 | 0
00 Ret.ExistDSI & SCR & HRI | 0 | 0 | 0 | 0 | 0 | 0 | 0 | 0
00 Ret.ExistDSI & SCR & WetFGD | 0 | 0 | 0 | 0 | 0 | 0 | 0 | 0
00 Ret.ExistDSI & SCR & WetFGD & HRI | 0 | 0 | 0 | 0 | 0 | 0 | 0 | 0
00 Ret.ExistDSI & SNCR | 0 | 0 | 0 | 0 | 0 | 0 | 0 | 0
00 Ret.ExistSCR & ACI | 0 | 0 | 0 | 0 | 0 | 0 | 0 | 0
00 Ret.ExistDSI & SNCR & DryFGD | 0 | 0 | 0 | 0 | 0 | 0 | 0 | 0
00 Ret.ExistSCR & ACI & DSI | 0 | 0 | 0 | 0 | 0 | 0 | 0 | 0
00 Ret.ExistSCR & ACI & DSI & DryFGD | 0 | 0 | 0 | 0 | 0 | 0 | 0 | 0
00 Ret.ExistSCR & ACI & DSI & DryFGD & HRI | 0 | 0 | 0 | 0 | 0 | 0 | 0 | 0
00 Ret.ExistDSI & SNCR & DryFGD & HRI | 0 | 0 | 0 | 0 | 0 | 0 | 0 | 0
00 Ret.ExistDSI & SNCR & HRI | 0 | 0 | 0 | 0 | 0 | 0 | 0 | 0
00 Ret.ExistSCR & ACI & DSI & HRI | 0 | 0 | 0 | 0 | 0 | 0 | 0 | 0
00 Ret.ExistDSI & SNCR & WetFGD | 0 | 0 | 0 | 0 | 0 | 0 | 0 | 0
00 Ret.ExistSCR & ACI & DSI & WetFGD | 0 | 0 | 0 | 0 | 0 | 0 | 0 | 0
00 Ret.ExistSCR & ACI & DSI & WetFGD & HRI | 0 | 0 | 0 | 0 | 0 | 0 | 0 | 0
00 Ret.ExistSCR & ACI & HRI | 0 | 0 | 0 | 0 | 0 | 0 | 0 | 0
00 Ret.ExistDSI & SNCR & WetFGD & HRI | 0 | 0 | 0 | 0 | 0 | 0 | 0 | 0
00 Ret.ExistDSI & WetFGD | 0 | 0 | 0 | 0 | 0 | 0 | 0 | 0
00 Ret.ExistDSI & WetFGD & HRI | 0 | 0 | 0 | 0 | 0 | 0 | 0 | 0
00 Ret.ExistDSI_ACI & SNCR & DryFGD & CCS | 0 | 0 | 0 | 0 | 0 | 0 | 0 | 0
00 Ret.ExistDSI_ACI & SNCR & WetFGD & CCS | 0 | 0 | 0 | 0 | 0 | 0 | 0 | 0
00 Ret.ExistSCR_ACI & DryFGD | 0 | 0 | 0 | 0 | 0 | 0 | 0 | 0
00 Ret.ExistSCR & DSI | 0 | 0 | 0 | 0 | 0 | 0 | 0 | 0
00 Ret.ExistSCR_ACI & DryFGD & CCS | 0 | 0 | 0 | 0 | 0 | 0 | 0 | 0
00 Ret.ExistSCR_ACI & DryFGD & HRI | 0 | 0 | 0 | 0 | 0 | 0 | 0 | 0
00 Ret.ExistSCR & DSI & DryFGD | 0 | 0 | 0 | 0 | 0 | 0 | 0 | 0
00 Ret.ExistSCR_ACI & DryFGD & HRI & CCS | 0 | 0 | 0 | 0 | 0 | 0 | 0 | 0
00 Ret.ExistSCR & DSI & DryFGD & HRI | 0 | 0 | 0 | 0 | 0 | 0 | 0 | 0
00 Ret.ExistSCR & DSI & HRI | 0 | 0 | 0 | 0 | 0 | 0 | 0 | 0
00 Ret.ExistSCR_ACI & DSI & HRI | 0 | 0 | 0 | 0 | 0 | 0 | 0 | 0
00 Ret.ExistSCR_ACI & HRI | 0 | 0 | 0 | 0 | 0 | 0 | 0 | 0
00 Ret.ExistSCR_ACI & WetFGD | 0 | 0 | 0 | 0 | 0 | 0 | 0 | 0
00 Ret.ExistSCR & HRI | 0 | 0 | 0 | 0 | 0 | 0 | 0 | 0
00 Ret.ExistSCR_ACI & WetFGD & CCS | 0 | 0 | 0 | 0 | 0 | 0 | 0 | 0
00 Ret.ExistSCR_ACI & WetFGD & HRI | 0 | 0 | 0 | 0 | 0 | 0 | 0 | 0
00 Ret.ExistSCR_ACI & WetFGD & HRI & CCS | 0 | 0 | 0 | 0 | 0 | 0 | 0 | 0
00 Ret.ExistSCR_ACI_DSI & DryFGD | 0 | 0 | 0 | 0 | 0 | 0 | 0 | 0
00 Ret.ExistSCR_ACI_DSI & DryFGD & CCS | 0 | 0 | 0 | 0 | 0 | 0 | 0 | 0
00 Ret.ExistSCR_ACI_DSI & DryFGD & HRI | 0 | 0 | 0 | 0 | 0 | 0 | 0 | 0
00 Ret.ExistSCR_ACI_DSI & DryFGD & HRI & CCS | 0 | 0 | 0 | 0 | 0 | 0 | 0 | 0
00 Ret.ExistSCR_ACI_DSI & HRI | 0 | 0 | 0 | 0 | 0 | 0 | 0 | 0
00 Ret.ExistSCR_ACI_DSI & WetFGD | 0 | 0 | 0 | 0 | 0 | 0 | 0 | 0
00 Ret.ExistSCR_ACI_DSI & WetFGD & CCS | 0 | 0 | 0 | 0 | 0 | 0 | 0 | 0
00 Ret.ExistSCR_ACI_DSI & WetFGD & HRI | 0 | 0 | 0 | 0 | 0 | 0 | 0 | 0
00 Ret.ExistSCR_ACI_DSI & WetFGD & HRI & CCS | 0 | 0 | 0 | 0 | 0 | 0 | 0 | 0
00 Ret.ExistSCR_DryFGD & HRI | 0 | 0 | 0 | 0 | 0 | 0 | 0 | 0
00 Ret.ExistSCR_DryFGD_ACI & CCS | 0 | 0 | 0 | 0 | 0 | 0 | 0 | 0
00 Ret.ExistSCR_DryFGD_ACI & HRI | 0 | 0 | 0 | 0 | 0 | 0 | 0 | 0
00 Ret.ExistSCR_DryFGD_ACI & HRI & CCS | 0 | 0 | 0 | 0 | 0 | 0 | 0 | 0
00 Ret.ExistSCR_DryFGD_ACI_DSI & CCS | 0 | 0 | 0 | 0 | 0 | 0 | 0 | 0
00 Ret.ExistSCR_DryFGD_ACI_DSI & HRI | 0 | 0 | 0 | 0 | 0 | 0 | 0 | 0
00 Ret.ExistSCR_DryFGD_ACI_DSI & HRI & CCS | 0 | 0 | 0 | 0 | 0 | 0 | 0 | 0
00 Ret.ExistSCR_WetFGD & HRI | 0 | 0 | 0 | 0 | 0 | 0 | 0 | 0
00 Ret.ExistSCR_WetFGD & HRI & CCS | 0 | 0 | 0 | 0 | 0 | 0 | 0 | 0
00 Ret.ExistSCR_WetFGD_ACI & CCS | 0 | 0 | 0 | 0 | 0 | 0 | 0 | 0
00 Ret.ExistSCR_WetFGD_ACI & HRI | 0 | 0 | 0 | 0 | 0 | 0 | 0 | 0
00 Ret.ExistSCR_WetFGD_ACI & HRI & CCS | 0 | 0 | 0 | 0 | 0 | 0 | 0 | 0
00 Ret.ExistSCR_WetFGD_ACI_DSI & CCS | 0 | 0 | 0 | 0 | 0 | 0 | 0 | 0
00 Ret.ExistSCR_WetFGD_ACI_DSI & HRI | 0 | 0 | 0 | 0 | 0 | 0 | 0 | 0
00 Ret.ExistSCR_WetFGD_ACI_DSI & HRI & CCS | 0 | 0 | 0 | 0 | 0 | 0 | 0 | 0
00 Ret.ExistSCR_WetFGD_DSI & HRI | 0 | 0 | 0 | 0 | 0 | 0 | 0 | 0
00 Ret.ExistSCR_WetFGD_DSI & HRI & CCS | 0 | 0 | 0 | 0 | 0 | 0 | 0 | 0
00 Ret.ExistSNCR_ACI & DryFGD | 0 | 0 | 0 | 0 | 0 | 0 | 0 | 0
00 Ret.ExistSNCR_ACI & DryFGD & CCS | 0 | 0 | 0 | 0 | 0 | 0 | 0 | 0
00 Ret.ExistSNCR_ACI & DryFGD & HRI | 0 | 0 | 0 | 0 | 0 | 0 | 0 | 0
00 Ret.ExistSNCR_ACI & DryFGD & HRI & CCS | 0 | 0 | 0 | 0 | 0 | 0 | 0 | 0
00 Ret.ExistSNCR_ACI & DSI & HRI | 0 | 0 | 0 | 0 | 0 | 0 | 0 | 0
00 Ret.ExistSNCR_ACI & HRI | 0 | 0 | 0 | 0 | 0 | 0 | 0 | 0
00 Ret.ExistSNCR_ACI & WetFGD | 0 | 0 | 0 | 0 | 0 | 0 | 0 | 0
00 Ret.ExistSNCR_ACI & WetFGD & CCS | 0 | 0 | 0 | 0 | 0 | 0 | 0 | 0
00 Ret.ExistSNCR_ACI & WetFGD & HRI | 0 | 0 | 0 | 0 | 0 | 0 | 0 | 0
00 Ret.ExistSNCR_ACI & WetFGD & HRI & CCS | 0 | 0 | 0 | 0 | 0 | 0 | 0 | 0
00 Ret.ExistSNCR_ACI_DSI & DryFGD | 0 | 0 | 0 | 0 | 0 | 0 | 0 | 0
00 Ret.ExistSNCR_ACI_DSI & DryFGD & CCS | 0 | 0 | 0 | 0 | 0 | 0 | 0 | 0
00 Ret.ExistSNCR_ACI_DSI & DryFGD & HRI | 0 | 0 | 0 | 0 | 0 | 0 | 0 | 0
00 Ret.ExistSNCR_ACI_DSI & DryFGD & HRI & CCS | 0 | 0 | 0 | 0 | 0 | 0 | 0 | 0
00 Ret.ExistSNCR_ACI_DSI & HRI | 0 | 0 | 0 | 0 | 0 | 0 | 0 | 0
00 Ret.ExistSNCR_ACI_DSI & WetFGD | 0 | 0 | 0 | 0 | 0 | 0 | 0 | 0
00 Ret.ExistSNCR_ACI_DSI & WetFGD & CCS | 0 | 0 | 0 | 0 | 0 | 0 | 0 | 0
00 Ret.ExistSNCR_ACI_DSI & WetFGD & HRI | 0 | 0 | 0 | 0 | 0 | 0 | 0 | 0
00 Ret.ExistSNCR_ACI_DSI & WetFGD & HRI & CCS | 0 | 0 | 0 | 0 | 0 | 0 | 0 | 0
00 Ret.ExistSNCR_DryFGD & HRI | 0 | 0 | 0 | 0 | 0 | 0 | 0 | 0
00 Ret.ExistSNCR_DryFGD_ACI & CCS | 0 | 0 | 0 | 0 | 0 | 0 | 0 | 0
00 Ret.ExistSNCR_DryFGD_ACI & HRI | 0 | 0 | 0 | 0 | 0 | 0 | 0 | 0
00 Ret.ExistSNCR_DryFGD_ACI & HRI & CCS | 0 | 0 | 0 | 0 | 0 | 0 | 0 | 0
00 Ret.ExistSNCR_WetFGD & HRI | 0 | 0 | 0 | 0 | 0 | 0 | 0 | 0
00 Ret.ExistSNCR_WetFGD & HRI & CCS | 0 | 0 | 0 | 0 | 0 | 0 | 0 | 0
00 Ret.ExistSNCR_WetFGD_ACI & CCS | 0 | 0 | 0 | 0 | 0 | 0 | 0 | 0
00 Ret.ExistSNCR_WetFGD_ACI & HRI | 0 | 0 | 0 | 0 | 0 | 0 | 0 | 0
00 Ret.ExistSNCR_WetFGD_ACI & HRI & CCS | 0 | 0 | 0 | 0 | 0 | 0 | 0 | 0
00 Ret.ExistSNCR_WetFGD_ACI_DSI & CCS | 0 | 0 | 0 | 0 | 0 | 0 | 0 | 0
00 Ret.ExistSNCR_WetFGD_ACI_DSI & HRI | 0 | 0 | 0 | 0 | 0 | 0 | 0 | 0
00 Ret.ExistSNCR_WetFGD_ACI_DSI & HRI & CCS | 0 | 0 | 0 | 0 | 0 | 0 | 0 | 0
00 Ret.ExistSNCR & DryFGD & HRI | 0 | 0 | 0 | 0 | 0 | 0 | 0 | 0
00 Ret.ExistSNCR & HRI | 0 | 0 | 0 | 0 | 0 | 0 | 0 | 0
00 Ret.ExistWetFGD & CCS | 0 | 0 | 0 | 0 | 0 | 0 | 0 | 0
00 Ret.ExistWetFGD & HRI | 0 | 0 | 0 | 0 | 0 | 0 | 0 | 0
00 Ret.ExistWetFGD & HRI & CCS | 0 | 0 | 0 | 0 | 0 | 0 | 0 | 0
00 Ret.ExistWetFGD & SCR | 0 | 68.9052 | 61.4233 | 62.5 | 68.9052 | 47.5282 | 15.1778 | 10.3195
00 Ret.ExistWetFGD & SCR & CCS | 0 | 0 | 0 | 0 | 0 | 0 | 0 | 0
00 Ret.ExistWetFGD & SCR & HRI | 0 | 0 | 0 | 0 | 0 | 0 | 0 | 0
00 Ret.ExistWetFGD & SCR & HRI & CCS | 0 | 0 | 0 | 0 | 0 | 0 | 0 | 0
00 Ret.ExistWetFGD & SNCR | 0 | 0 | 0 | 0 | 0 | 0 | 0 | 0
00 Ret.ExistWetFGD & SNCR & CCS | 0 | 0 | 0 | 0 | 0 | 0 | 0 | 0
00 Ret.ExistWetFGD & SNCR & HRI | 0 | 0 | 0 | 0 | 0 | 0 | 0 | 0
00 Ret.ExistWetFGD & SNCR & HRI & CCS | 0 | 0 | 0 | 0 | 0 | 0 | 0 | 0
00 Ret.ExistWetFGD_ACI & CCS | 0 | 0 | 0 | 0 | 0 | 0 | 0 | 0
00 Ret.ExistWetFGD_ACI & HRI | 0 | 0 | 0 | 0 | 0 | 0 | 0 | 0
00 Ret.ExistWetFGD_ACI & HRI & CCS | 0 | 0 | 0 | 0 | 0 | 0 | 0 | 0
00 Ret.ExistWetFGD_ACI & SCR | 4.1008 | 55.5087 | 32.4798 | 29.6655 | 38.0925 | 44.4384 | 35.7801 | 21.4661
00 Ret.ExistWetFGD_ACI & SCR & CCS | 0 | 0 | 0 | 0 | 0 | 0 | 0 | 0
00 Ret.ExistWetFGD_ACI & SCR & HRI | 0 | 0 | 0 | 0 | 0 | 0 | 0 | 0
00 Ret.ExistWetFGD_ACI & SCR & HRI & CCS | 0 | 0 | 0 | 0 | 0 | 0 | 0 | 0
00 Ret.ExistWetFGD_ACI & SNCR | 0 | 0 | 0 | 0 | 0 | 0 | 0 | 0
00 Ret.ExistWetFGD_ACI & SNCR & CCS | 0 | 0 | 0 | 0 | 0 | 0 | 0 | 0
00 Ret.ExistWetFGD_ACI & SNCR & HRI | 0 | 0 | 0 | 0 | 0 | 0 | 0 | 0
00 Ret.ExistWetFGD_ACI & SNCR & HRI & CCS | 0 | 0 | 0 | 0 | 0 | 0 | 0 | 0
00 Ret.ExistWetFGD_ACI_DSI & CCS | 0 | 0 | 0 | 0 | 0 | 0 | 0 | 0
00 Ret.ExistWetFGD_ACI_DSI & HRI | 0 | 0 | 0 | 0 | 0 | 0 | 0 | 0
00 Ret.ExistWetFGD_ACI_DSI & HRI & CCS | 0 | 0 | 0 | 0 | 0 | 0 | 0 | 0
00 Ret.ExistWetFGD_ACI_DSI & SCR | 0 | 0 | 0 | 0 | 0 | 0 | 0 | 0
00 Ret.ExistWetFGD_ACI_DSI & SCR & CCS | 0 | 0 | 0 | 0 | 0 | 0 | 0 | 0
00 Ret.ExistWetFGD_ACI_DSI & SCR & HRI | 0 | 0 | 0 | 0 | 0 | 0 | 0 | 0
00 Ret.ExistWetFGD_ACI_DSI & SCR & HRI & CCS | 0 | 0 | 0 | 0 | 0 | 0 | 0 | 0
00 Ret.ExistWetFGD_ACI_DSI & SNCR | 0 | 0 | 0 | 0 | 0 | 0 | 0 | 0
00 Ret.ExistWetFGD_ACI_DSI & SNCR & CCS | 0 | 0 | 0 | 0 | 0 | 0 | 0 | 0
00 Ret.ExistWetFGD_ACI_DSI & SNCR & HRI | 0 | 0 | 0 | 0 | 0 | 0 | 0 | 0
00 Ret.ExistWetFGD_ACI_DSI & SNCR & HRI & CCS | 0 | 0 | 0 | 0 | 0 | 0 | 0 | 0
00 Ret.ExistWetFGD_DSI & HRI | 0 | 0 | 0 | 0 | 0 | 0 | 0 | 0
00 Ret.ExistWetFGD_DSI & SCR | 0 | 0 | 0 | 0 | 0 | 0 | 0 | 0
00 Ret.ExistSNCR_DSI & DryFGD & HRI | 0 | 0 | 0 | 0 | 0 | 0 | 0 | 0
00 Ret.ExistWetFGD_DSI & SCR & HRI | 0 | 0 | 0 | 0 | 0 | 0 | 0 | 0
00 Ret.ExistSNCR_DSI & HRI | 0 | 0 | 0 | 0 | 0 | 0 | 0 | 0
00 Ret.ExistWetFGD_DSI & SNCR | 0 | 0 | 0 | 0 | 0 | 0 | 0 | 0
00 Ret.ExistWetFGD_DSI & SNCR & HRI | 0 | 0 | 0 | 0 | 0 | 0 | 0 | 0
00 Ret.ExistWetFGD_SCR & CCS | 0 | 0 | 0.19425 | 0.19425 | 0.19425 | 0.19425 | 0.19425 | 0.19425
00 Ret.ExistWetFGD_SCR_DSI & CCS | 0 | 0 | 0 | 0 | 0 | 0 | 0 | 0
00 Ret.ExistWetFGD_SNCR & CCS | 0 | 0 | 0 | 0 | 0 | 0 | 0 | 0
00 Ret.HRI | 0 | 0 | 0 | 0 | 0 | 0 | 0 | 0
00 Ret.SCR | 0 | 0 | 0 | 0 | 0 | 0 | 0 | 0
00 Ret.SCR & DryFGD | 0 | 0 | 0 | 0 | 0 | 0 | 0 | 0
00 Ret.SCR & DryFGD & ACI | 0 | 0 | 0 | 0 | 0 | 0 | 0 | 0
00 Ret.SCR & DryFGD & CCS | 0 | 0 | 0 | 0 | 0 | 0 | 0 | 0
00 Ret.SCR & DryFGD & HRI | 0 | 0 | 0 | 0 | 0 | 0 | 0 | 0
00 Ret.SCR & DSI | 0 | 0 | 0 | 0 | 0 | 0 | 0 | 0
00 Ret.SCR & DSI & DryFGD | 0 | 0 | 0 | 0 | 0 | 0 | 0 | 0
00 Ret.SCR & DSI & DryFGD & HRI | 0 | 0 | 0 | 0 | 0 | 0 | 0 | 0
00 Ret.SCR & DSI & HRI | 0 | 0 | 0 | 0 | 0 | 0 | 0 | 0
00 Ret.SCR & DSI & WetFGD | 0 | 0 | 0 | 0 | 0 | 0 | 0 | 0
00 Ret.SCR & DSI & WetFGD & HRI | 0 | 0 | 0 | 0 | 0 | 0 | 0 | 0
00 Ret.SCR & HRI | 0 | 0 | 0 | 0 | 0 | 0 | 0 | 0
00 Ret.SCR & WetFGD | 0 | 0 | 0 | 0 | 0 | 0 | 0 | 0
00 Ret.SCR & WetFGD & ACI | 0 | 0 | 0 | 0 | 0 | 0 | 0 | 0
00 Ret.SCR & WetFGD & CCS | 0 | 0 | 0 | 0 | 0 | 0 | 0 | 0
00 Ret.SCR & WetFGD & HRI | 0 | 0 | 0 | 0 | 0 | 0 | 0 | 0
00 Ret.SNCR | 0 | 0 | 0 | 0 | 0 | 0 | 0 | 0
00 Ret.SNCR & DryFGD | 0 | 0 | 0 | 0 | 0 | 0 | 0 | 0
00 Ret.SNCR & DryFGD & ACI | 0 | 0 | 0 | 0 | 0 | 0 | 0 | 0
00 Ret.SNCR & DryFGD & ACI & HRI | 0 | 0 | 0 | 0 | 0 | 0 | 0 | 0
00 Ret.SNCR & DryFGD & CCS | 0 | 0 | 0 | 0 | 0 | 0 | 0 | 0
00 Ret.SNCR & DryFGD & HRI | 0 | 0 | 0 | 0 | 0 | 0 | 0 | 0
00 Ret.SNCR & DSI | 0 | 0 | 0 | 0 | 0 | 0 | 0 | 0
00 Ret.SNCR & DSI & HRI | 0 | 0 | 0 | 0 | 0 | 0 | 0 | 0
00 Ret.SNCR & HRI | 0 | 0 | 0 | 0 | 0 | 0 | 0 | 0
00 Ret.SNCR & WetFGD | 0 | 0 | 0 | 0 | 0 | 0 | 0 | 0
00 Ret.SNCR & WetFGD & ACI | 0 | 0 | 0 | 0 | 0 | 0 | 0 | 0
00 Ret.SNCR & WetFGD & ACI & HRI | 0 | 0 | 0 | 0 | 0 | 0 | 0 | 0
00 Ret.SNCR & WetFGD & CCS | 0 | 0 | 0 | 0 | 0 | 0 | 0 | 0
00 Ret.SNCR & WetFGD & HRI | 0 | 0 | 0 | 0 | 0 | 0 | 0 | 0
00 Ret.WetFGD | 0 | 0 | 0 | 0 | 0 | 0 | 0 | 0
00 Ret.WetFGD & CCS | 0 | 0 | 0 | 0 | 0 | 0 | 0 | 0
00 Ret.WetFGD & HRI | 0 | 0 | 0 | 0 | 0 | 0 | 0 | 0
00 Ret.FB & HRI | 0 | 0 | 0 | 0 | 0 | 0 | 0 | 0
00 Ret.FB DryFGD | 0 | 0 | 0 | 0 | 0 | 0 | 0 | 0
00 Ret.FB DryFGD & HRI | 0 | 0 | 0 | 0 | 0 | 0 | 0 | 0
00 Ret.FB DryFGD & SNCR | 0 | 0 | 0 | 0 | 0 | 0 | 0 | 0
00 Ret.FB-Exist ACI & DryFGD & HRI | 0 | 0 | 0 | 0 | 0 | 0 | 0 | 0
00 Ret.FB-Exist ACI_DSI & DryFGD & SNCR | 0 | 0 | 0 | 0 | 0 | 0 | 0 | 0
00 Ret.FB-Exist ACI_DSI & SNCR | 0 | 0 | 0 | 0 | 0 | 0 | 0 | 0
00 Ret.FB-ExistACI & HRI | 0 | 0 | 0 | 0 | 0 | 0 | 0 | 0
00 Ret.FB-ExistACI_DSI & DryFGD | 0 | 0 | 0 | 0 | 0 | 0 | 0 | 0
00 Ret.FB-ExistACI_DSI & DryFGD & HRI | 0 | 0 | 0 | 0 | 0 | 0 | 0 | 0
00 Ret.FB-ExistACI_DSI & DryFGD & SNCR | 0 | 0 | 0 | 0 | 0 | 0 | 0 | 0
00 Ret.FB-ExistACI_DSI & DryFGD & SNCR & HRI | 0 | 0 | 0 | 0 | 0 | 0 | 0 | 0
00 Ret.FB-ExistACI_DSI & HRI | 0 | 0 | 0 | 0 | 0 | 0 | 0 | 0
00 Ret.FB-ExistACI_DSI & SNCR & HRI | 0 | 0 | 0 | 0 | 0 | 0 | 0 | 0
00 Ret.FB-ExistDryFGD & HRI | 0 | 0 | 0 | 0 | 0 | 0 | 0 | 0
00 Ret.FB-ExistDryFGD_ACI & HRI | 0 | 0 | 0 | 0 | 0 | 0 | 0 | 0
00 Ret.FB-ExistDryFGD_ACI & HRI & CCS | 0 | 0 | 0 | 0 | 0 | 0 | 0 | 0
00 Ret.FB-ExistDryFGD_ACI & SNCR | 0 | 0 | 0 | 0 | 0 | 0 | 0 | 0
00 Ret.FB-ExistDryFGD_ACI & SNCR & HRI | 0 | 0 | 0 | 0 | 0 | 0 | 0 | 0
00 Ret.FB-ExistDryFGD_DSI & HRI | 0 | 0 | 0 | 0 | 0 | 0 | 0 | 0
00 Ret.FB-ExistDryFGD_DSI & SNCR | 0 | 0 | 0 | 0 | 0 | 0 | 0 | 0
00 Ret.FB-ExistDryFGD_DSI & SNCR & HRI | 0 | 0 | 0 | 0 | 0 | 0 | 0 | 0
00 Ret.FB-ExistDryFGD_SNCR & HRI | 0 | 0 | 0 | 0 | 0 | 0 | 0 | 0
00 Ret.FB-ExistDryFGD_SNCR_ACI & HRI | 0 | 0 | 0 | 0 | 0 | 0 | 0 | 0
00 Ret.FB-ExistDryFGD_SNCR_ACI & HRI & CCS | 0 | 0 | 0 | 0 | 0 | 0 | 0 | 0
00 Ret.FB-ExistDryFGD_SNCR_ACI_DSI & HRI | 0 | 0 | 0 | 0 | 0 | 0 | 0 | 0
00 Ret.FB-ExistDryFGD_SNCR_ACI_DSI & HRI & CCS | 0 | 0 | 0 | 0 | 0 | 0 | 0 | 0
00 Ret.FB-ExistWetFGD_SNCR_ACI & HRI | 0 | 0 | 0 | 0 | 0 | 0 | 0 | 0
00 Ret.FB-ExistWetFGD_SNCR_ACI & HRI & CCS | 0 | 0 | 0 | 0 | 0 | 0 | 0 | 0
00 Ret.FB-ExistDryFGD_SNCR_DSI & HRI | 0 | 0 | 0 | 0 | 0 | 0 | 0 | 0
00 Ret.FB-ExistDSI & DryFGD | 0 | 0 | 0 | 0 | 0 | 0 | 0 | 0
00 Ret.FB-ExistDSI & DryFGD & HRI | 0 | 0 | 0 | 0 | 0 | 0 | 0 | 0
00 Ret.FB-ExistDSI & DryFGD & SNCR | 0 | 0 | 0 | 0 | 0 | 0 | 0 | 0
00 Ret.FB-ExistDSI & DryFGD & SNCR & HRI | 0 | 0 | 0 | 0 | 0 | 0 | 0 | 0
00 Ret.FB-ExistDSI & HRI | 0 | 0 | 0 | 0 | 0 | 0 | 0 | 0
00 Ret.FB-ExistDSI & SNCR | 0 | 0 | 0 | 0 | 0 | 0 | 0 | 0
00 Ret.FB-ExistDSI & SNCR & HRI | 0 | 0 | 0 | 0 | 0 | 0 | 0 | 0
00 Ret.FB-ExistSNCR & DryFGD | 0 | 0 | 0 | 0 | 0 | 0 | 0 | 0
00 Ret.FB-ExistSNCR & DryFGD & HRI | 0 | 0 | 0 | 0 | 0 | 0 | 0 | 0
00 Ret.FB-ExistSNCR & HRI | 0 | 0 | 0 | 0 | 0 | 0 | 0 | 0
00 Ret.FB-ExistSNCR_ACI & HRI | 0 | 0 | 0 | 0 | 0 | 0 | 0 | 0
00 Ret.FB-ExistSNCR_ACI_DSI & DryFGD | 0 | 0 | 0 | 0 | 0 | 0 | 0 | 0
00 Ret.FB-ExistSNCR_ACI_DSI & DryFGD & HRI | 0 | 0 | 0 | 0 | 0 | 0 | 0 | 0
00 Ret.FB-ExistSNCR_ACI_DSI & HRI | 0 | 0 | 0 | 0 | 0 | 0 | 0 | 0
00 Ret.FB-ExistSNCR_DryFGD & HRI | 0 | 0 | 0 | 0 | 0 | 0 | 0 | 0
00 Ret.FB-ExistSNCR_DryFGD_ACI & HRI | 0 | 0 | 0 | 0 | 0 | 0 | 0 | 0
00 Ret.FB-ExistSNCR_DryFGD_ACI & HRI & CCS | 0 | 0 | 0 | 0 | 0 | 0 | 0 | 0
00 Ret.FB-ExistSNCR_DSI & DryFGD | 0 | 0 | 0 | 0 | 0 | 0 | 0 | 0
00 Ret.FB-ExistSNCR_DSI & DryFGD & HRI | 0 | 0 | 0 | 0 | 0 | 0 | 0 | 0
00 Ret.FB-ExistSNCR_DSI & HRI | 0 | 0 | 0 | 0 | 0 | 0 | 0 | 0
00 Ret.FB-ExistSNCR_WetFGD & HRI | 0 | 0 | 0 | 0 | 0 | 0 | 0 | 0
00 Ret.FB-ExistSNCR_WetFGD & HRI & CCS | 0 | 0 | 0 | 0 | 0 | 0 | 0 | 0
00 Ret.FB-ExistWetFGD_DSI & HRI | 0 | 0 | 0 | 0 | 0 | 0 | 0 | 0
00 Ret.FB-ExistWetFGD_DSI & SNCR | 0 | 0 | 0 | 0 | 0 | 0 | 0 | 0
00 Ret.FB-ExistWetFGD_DSI & SNCR & HRI | 0 | 0 | 0 | 0 | 0 | 0 | 0 | 0
00 Ret.FB-SNCR | 0 | 0 | 0 | 0 | 0 | 0 | 0 | 0
00 Ret.Oil/Gas Steam SCR | 0 | 0 | 0 | 0 | 0 | 0 | 0 | 0
00 CC Retirement | 0 | 0 | 0 | 0 | 0 | 0 | 0 | 0
00 CT Retirement | 0 | 0 | 0 | 0 | 0 | 0 | 0 | 0
00 O/G Retirement | 0 | 0 | 0 | 0 | 0 | 0 | 0 | 0
00 Coal Retirement | 0 | 0 | 0 | 0 | 0 | 0 | 0 | 0
00 IGCC Retirement | 0 | 0 | 0 | 0 | 0 | 0 | 0 | 0
00 Nuke Retirement | 0 | 0 | 0 | 0 | 0 | 0 | 0 | 0
00 Biomass Retirement | 0 | 0 | 0 | 0 | 0 | 0 | 0 | 0
00 Fossil_Other Retirement | 0 | 0 | 0 | 0 | 0 | 0 | 0 | 0
00 Fuel Cell Retirement | 0 | 0 | 0 | 0 | 0 | 0 | 0 | 0
00 Geothermal Retirement | 0 | 0 | 0 | 0 | 0 | 0 | 0 | 0
00 Hydro Retirement | 0 | 0 | 0 | 0 | 0 | 0 | 0 | 0
00 Landfill Gas Retirement | 0 | 0 | 0 | 0 | 0 | 0 | 0 | 0
00 Non Fossil_Other Retirement | 0 | 0 | 0 | 0 | 0 | 0 | 0 | 0
Total | 14282.5783 | 14552.1609 | 14806.1486 | 15056.546 | 15729.1552 | 16506.7888 | 17372.8511 | 18467.2604
14. Capacity Factor by Capacity Reporting Type [%]
00 New Combined Cycle | 74.019 | 76.834 | 80.7989 | 80.0234 | 79.201 | 75.2252 | 69.274 | 67.2222
00 New Combined Cycle with Carbon Capture | N/A | N/A | N/A | 87.0011 | 87.0011 | 86.6748 | 77.605 | 45.6856
00 New Combustion Turbine | 3.417 | 7.0292 | 14.5989 | 16.7544 | 14.2106 | 12.1963 | 9.5162 | 6.5253
00 New Hydro | N/A | 62.4579 | 62.4579 | 63.0558 | 62.2706 | 61.965 | 61.965 | 61.965
00 New Nuclear | N/A | N/A | N/A | N/A | N/A | N/A | N/A | 89.9962
00 New Biomass | 17.0307 | 2.5208 | 3.0573 | 3.0573 | 0.72469 | 0.1288 | 0 | 0
00 New Geothermal | 90 | 90 | 90 | 90 | 90 | 90 | 90 | 90
00 New Landfill Gas | 89.9979 | 89.7004 | 89.6472 | 81.8354 | 82.4611 | 83.5608 | 82.872 | 82.9597
00 New Battery Storage | 16.1473 | 16.0542 | 16.3232 | 15.9259 | 16.1718 | 16.5528 | 16.5314 | 16.652
00 New Offshore Wind | 50.829 | 49.0537 | 48.9889 | 48.7157 | 47.9398 | 50.9185 | 50.9385 | 51.4671
00 New Onshore Wind | 55.0225 | 54.5872 | 54.5872 | 54.2705 | 53.1576 | 53.1998 | 53.4184 | 53.7508
00 New Solar PV | 30.4765 | 29.7662 | 29.5717 | 29.7851 | 30.1523 | 30.0687 | 30.1437 | 30.0695
00 New Solar Thermal | N/A | N/A | N/A | N/A | N/A | N/A | N/A | N/A
00 New Fuel Cell | 73.3396 | 74.6839 | 74.7911 | 75.3572 | 66.6795 | 57.1284 | 59.3946 | 55.432
00 New Ultrasupercritical Coal without CCS | N/A | N/A | N/A | N/A | N/A | N/A | N/A | N/A
00 New Ultrasupercritical Coal with 30% CCS | N/A | N/A | N/A | N/A | N/A | N/A | N/A | N/A
00 New Ultrasupercritical Coal with 90% CCS | N/A | N/A | N/A | N/A | N/A | N/A | N/A | N/A
00 Exist & New Distributed Solar PV | 15.0297 | 14.9838 | 14.9341 | 14.9282 | 14.9348 | 14.948 | 14.9749 | 15.0222
00 Exist Combined Cycle | 41.0913 | 52.0784 | 62.994 | 63.2151 | 61.6053 | 58.1849 | 56.0664 | 50.8813
00 Exist Combustion Turbine | 1.386 | 2.1043 | 3.4254 | 3.308 | 2.8388 | 2.1284 | 1.4778 | 1.3067
00 Exist Coal Steam_Uncontrolled | 64.661 | 65.2965 | 60.7539 | 63.3029 | 68.3164 | 69.1548 | 78.2793 | 71.26
00 Exist Coal Steam_ACI | 77.3137 | 60.9309 | 80.8358 | 80.8973 | 80.9059 | 80.9195 | 80.858 | 80.4007
00 Exist Coal Steam_ACI_DSI | 75.3308 | 65.8522 | 51.5314 | 52.5235 | 52.5235 | 59.7652 | 61.725 | 53.1328
00 Exist Coal Steam_DryFGD | 13.1276 | 0 | 0 | 0 | N/A | N/A | N/A | N/A
00 Exist Coal Steam_DryFGD_ACI | 75.1007 | 75.3691 | 59.7517 | 67.0987 | 72.5268 | 77.3509 | 69.4324 | 62.7331
00 Exist Coal Steam_DryFGD_DSI | 77.3 | N/A | N/A | N/A | N/A | N/A | N/A | N/A
00 Exist Coal Steam_DryFGD_SCR | 73.6114 | N/A | N/A | N/A | N/A | N/A | N/A | N/A
00 Exist Coal Steam_DryFGD_SCR_ACI | 71.4362 | 65.9964 | 48.9841 | 51.0806 | 58.5735 | 66.5577 | 59.5865 | 48.9081
00 Exist Coal Steam_DryFGD_SCR_DSI | 81.74 | 81.74 | 81.74 | 81.74 | N/A | N/A | N/A | N/A
00 Exist Coal Steam_DryFGD_SCR_ACI_DSI | 78.3443 | 77.5799 | 70.8351 | 71.2452 | 71.84 | 78.5313 | 70.7664 | 63.0076
00 Exist Coal Steam_DryFGD_SNCR_ACI | 79.6157 | 79.6157 | 71.9012 | 76.0951 | 76.0951 | 76.7478 | 74.394 | 71.5168
00 Exist Coal Steam_DryFGD_SNCR_ACI_DSI | 79.13 | 65.5199 | 62.5466 | 62.5466 | 67.9499 | 71.8631 | 49.202 | 40.7769
00 Exist Coal Steam_DSI | 78.0098 | 10 | 10 | 10 | N/A | N/A | N/A | N/A
00 Exist Coal Steam_SCR_ACI | 79.6758 | 75.6943 | 47.9333 | 48.4428 | 62.0742 | 76.1242 | 71.535 | 56.0455
00 Exist Coal Steam_SCR_ACI_DSI | 53.8483 | 40.229 | 18.7001 | 36.7233 | 46.2375 | 46.2375 | 33.5595 | 30.255
00 Exist Coal Steam_SNCR | 83.97 | 83.97 | 83.97 | 83.97 | 83.97 | 83.97 | 83.97 | 83.97
00 Exist Coal Steam_SCR | N/A | N/A | N/A | N/A | N/A | N/A | N/A | N/A
00 Exist Coal Steam_SNCR_ACI | 79.13 | 38.3219 | N/A | N/A | N/A | N/A | N/A | N/A
00 Exist Coal Steam_SNCR_ACI_DSI | 27.3629 | 0 | N/A | N/A | N/A | N/A | N/A | N/A
00 Exist Coal Steam_WetFGD | 76.3952 | 80.87 | 80.87 | 80.87 | 80.87 | 80.87 | 76.8194 | 79.13
00 Exist Coal Steam_WetFGD_ACI | 79.1585 | 80.8221 | 79.3753 | 79.528 | 79.9047 | 80.731 | 80.1018 | 75.9885
00 Exist Coal Steam_WetFGD_ACI_DSI | 43.8943 | 68.5242 | 68.5242 | 68.6992 | 59.6833 | 59.6833 | 43.9475 | N/A
00 Exist Coal Steam_WetFGD_DSI | N/A | N/A | N/A | N/A | N/A | N/A | N/A | N/A
00 Exist Coal Steam_WetFGD_SCR | 73.241 | 68.3154 | 56.3751 | 59.0097 | 62.2865 | 68.3679 | 61.9055 | 47.8478
00 Exist Coal Steam_WetFGD_SCR_DSI | 56.2475 | 40.1278 | 52.9373 | 46.0642 | 46.0642 | 43.1154 | 43.1154 | 34.3746
00 Exist Coal Steam_WetFGD_SCR_ACI | 70.4244 | 65.178 | 47.4564 | 50.7754 | 60.1743 | 61.8656 | 57.8375 | 47.4791
00 Exist Coal Steam_WetFGD_SCR_ACI_DSI | 53.67 | 64.9939 | 64.6318 | 62.9887 | 52.9125 | 52.7156 | 35.8115 | 27.252
00 Exist Coal Steam_WetFGD_SNCR | 53.2955 | 78.3616 | 77.8592 | 79.4264 | 78.582 | 77.2375 | 83.2147 | 83.2147
00 Exist Coal Steam_WetFGD_SNCR_ACI | 67.1202 | 55.5244 | 42.5942 | 44.5973 | 56.1088 | 67.3922 | 58.7554 | 50.5022
00 Exist Coal Steam_WetFGD_SNCR_ACI_DSI | N/A | N/A | N/A | N/A | N/A | N/A | N/A | N/A
00 Exist FBC_ACI_DSI | 77.2519 | 41.4156 | 17.1912 | 16.4332 | 15.8683 | 15.6271 | 10 | N/A
00 Exist FBC_DryFGD_ACI | 81.74 | 66.8816 | 19.4488 | 19.4488 | 39.6137 | 67.9111 | 54.7463 | N/A
00 Exist FBC_DryFGD_DSI | 0 | N/A | N/A | N/A | N/A | N/A | N/A | N/A
00 Exist FBC_DryFGD_SNCR | 25.3474 | 24.9715 | 28.4391 | 29.1721 | 29.7137 | 25.0637 | 27.1038 | 64.9708
00 Exist FBC_DryFGD_SNCR_ACI | 47.3958 | 26.0527 | 18.6108 | 18.6108 | 18.6108 | 38.3071 | 16.1665 | N/A
00 Exist FBC_DryFGD_SNCR_ACI_DSI | 79.3633 | 79.3633 | 83.06 | 83.06 | 83.06 | 83.06 | 83.06 | 79.5262
00 Exist FBC_DryFGD_SNCR_DSI | 0 | N/A | N/A | N/A | N/A | N/A | N/A | N/A
00 Exist FBC_DSI | 41.04 | 24.5182 | 13.4057 | 13.4989 | 23.17 | 23.8064 | 23.8064 | 21.7803
00 Exist FBC_SCR | 35.3363 | 40.3601 | 17.3671 | N/A | N/A | N/A | N/A | N/A
00 Exist FBC_SNCR | 0 | N/A | N/A | N/A | N/A | N/A | N/A | N/A
00 Exist FBC_SNCR_ACI | 36.9532 | 45.2638 | 17.3895 | N/A | N/A | N/A | N/A | N/A
00 Exist FBC_SNCR_ACI_DSI | 78.7082 | 67.6387 | 10 | 10 | 13.4348 | 26.8359 | 26.8359 | N/A
00 Exist FBC_SNCR_DSI | 46.2188 | 40.496 | 37.0106 | 35.1561 | 37.1277 | 37.169 | 37.2742 | 32.7912
00 Exist FBC_Uncontrolled | N/A | N/A | N/A | N/A | N/A | N/A | N/A | N/A
00 Exist FBC_WetFGD_DSI | 20.1357 | 83.97 | 83.97 | 64.3074 | 58.8048 | 72.7967 | 72.7967 | 83.97
00 Exist IGCC | 58.9476 | 79.9103 | 79.9103 | 79.9103 | 79.9103 | 79.9103 | N/A | N/A
00 Exist Fossil_Other | 32.2152 | 32.2152 | 29.1805 | 29.5396 | 29.5396 | 29.5396 | 29.5396 | 29.5396
00 Exist Fuel Cell | 0.016659 | 0.011545 | 0.013545 | 6.9951 | 9.4225 | 5.4118 | 7.9541 | 4.7542
00 Exist Hydro | 39.6436 | 39.6353 | 39.6302 | 39.6302 | 39.6302 | 39.6302 | 39.6302 | 39.6302
00 Exist Non Fossil_Other | 59.9547 | 60.406 | 60.406 | 59.6534 | 59.5786 | 59.543 | 59.6441 | 59.5808
00 Exist Nuclear | 91.3195 | 91.2162 | 91.9648 | 92.0205 | 92.5828 | 92.6358 | 92.7552 | 93.4092
00 Exist Oil/Gas Steam | 4.9662 | 4.0192 | 7.0651 | 5.3749 | 3.741 | 1.5096 | 1.0055 | 0.75369
00 Exist Oil/Gas Steam_SCR | 3.6128 | 5.6559 | 8.232 | 3.382 | 0.16172 | 0.073472 | 0.034272 | 0.03999
00 Exist Oil/Gas Steam_SNCR | 1.4267 | 1.4868 | 3.3268 | 1.9871 | 0.7319 | 0.74251 | 1.0451 | 1.3649
00 Exist Biomass | 36.2855 | 46.9831 | 15.8549 | 11.9436 | 11.2997 | 10.1361 | 9.3226 | 9.3226
00 Exist Landfill Gas | 68.6628 | 68.1353 | 68.2658 | 63.9688 | 63.7148 | 63.5006 | 63.7677 | 64.1821
00 Exist Geothermal | 79.0656 | 79.0656 | 79.0656 | 79.0656 | 79.0656 | 79.0656 | 79.0656 | 79.0656
00 Exist Pump Storage | 6.6352 | 10.0093 | 8.6913 | 9.5918 | 12.8884 | 14.4708 | 14.6421 | 15.8273
00 Exist Energy Storage | 5.3053 | 5.3902 | 4.7885 | 6.5163 | 7.4547 | 8.6067 | 7.6662 | 9.3141
00 Exist Solar PV | 24.5515 | 24.5111 | 24.5126 | 24.5126 | 24.5124 | 24.5124 | 24.5124 | 24.5124
00 Exist Solar Thermal | 20.9939 | 20.9939 | 20.9939 | 20.9939 | 20.9939 | 20.9939 | 20.9939 | 20.9939
00 Exist Offshore Wind | 43.1992 | 43.1992 | 43.1992 | 43.1992 | 43.1992 | 43.1992 | 43.1992 | 43.1992
00 Exist Onshore Wind | 34.3785 | 34.3362 | 34.3362 | 34.3362 | 34.3362 | 34.3362 | 34.3362 | 34.3362
00 International Imports | 61.72 | 61.72 | 61.72 | 61.72 | 61.72 | 58.53 | 58.53 | 58.53
00 Ret.ACI | N/A | N/A | N/A | N/A | N/A | N/A | N/A | N/A
00 Ret.ACI & DryFGD | N/A | N/A | N/A | N/A | N/A | N/A | N/A | N/A
00 Ret.ACI & DryFGD & HRI | N/A | N/A | N/A | N/A | N/A | N/A | N/A | N/A
00 Ret.ACI & DSI | N/A | N/A | N/A | N/A | N/A | N/A | N/A | N/A
00 Ret.ACI & DSI & DryFGD | N/A | N/A | N/A | N/A | N/A | N/A | N/A | N/A
00 Ret.ACI & DSI & DryFGD & HRI | N/A | N/A | N/A | N/A | N/A | N/A | N/A | N/A
00 Ret.ACI & DSI & HRI | N/A | N/A | N/A | N/A | N/A | N/A | N/A | N/A
00 Ret.ACI & DSI & WetFGD & HRI | N/A | N/A | N/A | N/A | N/A | N/A | N/A | N/A
00 Ret.ACI & HRI | N/A | N/A | N/A | N/A | N/A | N/A | N/A | N/A
00 Ret.ACI & SCR | N/A | N/A | N/A | N/A | N/A | N/A | N/A | N/A
00 Ret.ACI & SCR & DryFGD & HRI | N/A | N/A | N/A | N/A | N/A | N/A | N/A | N/A
00 Ret.ACI & SCR & DSI | N/A | N/A | N/A | N/A | N/A | N/A | N/A | N/A
00 Ret.ACI & SCR & DSI & DryFGD | N/A | N/A | N/A | N/A | N/A | N/A | N/A | N/A
00 Ret.ACI & SCR & DSI & DryFGD & HRI | N/A | N/A | N/A | N/A | N/A | N/A | N/A | N/A
00 Ret.ACI & SCR & DSI & HRI | N/A | N/A | N/A | N/A | N/A | N/A | N/A | N/A
00 Ret.ACI & SCR & DSI & WetFGD | N/A | N/A | N/A | N/A | N/A | N/A | N/A | N/A
00 Ret.ACI & SCR & DSI & WetFGD & HRI | N/A | N/A | N/A | N/A | N/A | N/A | N/A | N/A
00 Ret.ACI & SCR & HRI | N/A | N/A | N/A | N/A | N/A | N/A | N/A | N/A
00 Ret.ACI & SCR & WetFGD & HRI | N/A | N/A | N/A | N/A | N/A | N/A | N/A | N/A
00 Ret.ACI & SNCR | N/A | N/A | N/A | N/A | N/A | N/A | N/A | N/A
00 Ret.ACI & SNCR & DSI | N/A | N/A | N/A | N/A | N/A | N/A | N/A | N/A
00 Ret.ACI & SNCR & DSI & DryFGD | N/A | N/A | N/A | N/A | N/A | N/A | N/A | N/A
00 Ret.ACI & SNCR & DSI & DryFGD & HRI | N/A | N/A | N/A | N/A | N/A | N/A | N/A | N/A
00 Ret.ACI & SNCR & DSI & HRI | N/A | N/A | N/A | N/A | N/A | N/A | N/A | N/A
00 Ret.ACI & SNCR & DSI & WetFGD | N/A | N/A | N/A | N/A | N/A | N/A | N/A | N/A
00 Ret.ACI & SNCR & DSI & WetFGD & HRI | N/A | N/A | N/A | N/A | N/A | N/A | N/A | N/A
00 Ret.ACI & SNCR & HRI | N/A | N/A | N/A | N/A | N/A | N/A | N/A | N/A
00 Ret.ACI & WetFGD | N/A | N/A | N/A | N/A | N/A | N/A | N/A | N/A
00 Ret.ACI & WetFGD & DSI | N/A | N/A | N/A | N/A | N/A | N/A | N/A | N/A
00 Ret.ACI & WetFGD & HRI | N/A | N/A | N/A | N/A | N/A | N/A | N/A | N/A
00 Ret.C2G | 1.054 | 0.62063 | 0.68528 | 0.68528 | 0.60883 | 0.74476 | 0.76671 | 0.55236
00 Ret.C2G & SCR | N/A | 0 | 0 | 0 | 0 | 0 | 0 | 0
00 Ret.CCG | N/A | N/A | 84.9 | 84.9 | 84.9 | 84.537 | 37.7255 | 24.3621
00 Ret.DryFGD | N/A | N/A | N/A | N/A | N/A | N/A | N/A | N/A
00 Ret.DryFGD & CCS | N/A | N/A | N/A | N/A | N/A | N/A | N/A | N/A
00 Ret.DryFGD & HRI | N/A | N/A | N/A | N/A | N/A | N/A | N/A | N/A
00 Ret.DSI | N/A | N/A | N/A | N/A | N/A | N/A | N/A | N/A
00 Ret.DSI & DryFGD | N/A | N/A | N/A | N/A | N/A | N/A | N/A | N/A
00 Ret.DSI & DryFGD & HRI | N/A | N/A | N/A | N/A | N/A | N/A | N/A | N/A
00 Ret.DSI & HRI | N/A | N/A | N/A | N/A | N/A | N/A | N/A | N/A
00 Ret.ExistACI & DryFGD | N/A | N/A | N/A | N/A | N/A | N/A | N/A | N/A
00 Ret.ExistACI & DryFGD & CCS | N/A | N/A | N/A | N/A | N/A | N/A | N/A | N/A
00 Ret.ExistACI & DryFGD & HRI | N/A | N/A | N/A | N/A | N/A | N/A | N/A | N/A
00 Ret.ExistACI & DryFGD & HRI & CCS | N/A | N/A | N/A | N/A | N/A | N/A | N/A | N/A
00 Ret.ExistACI & DSI | N/A | N/A | N/A | N/A | N/A | N/A | N/A | N/A
00 Ret.ExistACI & DSI & DryFGD | N/A | N/A | N/A | N/A | N/A | N/A | N/A | N/A
00 Ret.ExistACI & DSI & DryFGD & HRI | N/A | N/A | N/A | N/A | N/A | N/A | N/A | N/A
00 Ret.ExistACI & DSI & HRI | N/A | N/A | N/A | N/A | N/A | N/A | N/A | N/A
00 Ret.ExistACI & HRI | N/A | N/A | N/A | N/A | N/A | N/A | N/A | N/A
00 Ret.ExistACI & HRI & WetFGD | N/A | N/A | N/A | N/A | N/A | N/A | N/A | N/A
00 Ret.ExistACI & SCR | N/A | 77.499 | 68.4298 | 71.6777 | 72.7592 | 75.9527 | 44.8661 | 79.13
00 Ret.ExistACI & SCR & DryFGD | N/A | N/A | N/A | N/A | N/A | N/A | N/A | N/A
00 Ret.ExistACI & SCR & DryFGD & CCS | N/A | N/A | N/A | N/A | N/A | N/A | N/A | N/A
00 Ret.ExistACI & SCR & DryFGD & HRI | N/A | N/A | N/A | N/A | N/A | N/A | N/A | N/A
00 Ret.ExistACI & SCR & DryFGD & HRI & CCS | N/A | N/A | N/A | N/A | N/A | N/A | N/A | N/A
00 Ret.ExistACI & SCR & DSI | N/A | N/A | N/A | N/A | N/A | N/A | N/A | N/A
00 Ret.ExistACI & SCR & DSI & DryFGD | N/A | N/A | N/A | N/A | N/A | N/A | N/A | N/A
00 Ret.ExistACI & SCR & DSI & DryFGD & HRI | N/A | N/A | N/A | N/A | N/A | N/A | N/A | N/A
00 Ret.ExistACI & SCR & DSI & HRI | N/A | N/A | N/A | N/A | N/A | N/A | N/A | N/A
00 Ret.ExistACI & SCR & HRI | N/A | N/A | N/A | N/A | N/A | N/A | N/A | N/A
00 Ret.ExistACI & SCR & WetFGD | N/A | N/A | N/A | N/A | N/A | N/A | N/A | N/A
00 Ret.ExistACI & SCR & WetFGD & CCS | N/A | N/A | N/A | N/A | N/A | N/A | N/A | N/A
00 Ret.ExistACI & SCR & WetFGD & HRI | N/A | N/A | N/A | N/A | N/A | N/A | N/A | N/A
00 Ret.ExistACI & SCR & WetFGD & HRI & CCS | N/A | N/A | N/A | N/A | N/A | N/A | N/A | N/A
00 Ret.ExistACI & SNCR | N/A | N/A | N/A | N/A | N/A | N/A | N/A | N/A
00 Ret.ExistACI & SNCR & DryFGD | N/A | N/A | N/A | N/A | N/A | N/A | N/A | N/A
00 Ret.ExistACI & SNCR & DryFGD & CCS | N/A | N/A | N/A | N/A | N/A | N/A | N/A | N/A
00 Ret.ExistACI & SNCR & DryFGD & HRI | N/A | N/A | N/A | N/A | N/A | N/A | N/A | N/A
00 Ret.ExistACI & SNCR & DryFGD & HRI & CCS | N/A | N/A | N/A | N/A | N/A | N/A | N/A | N/A
00 Ret.ExistACI & SNCR & DSI | N/A | N/A | N/A | N/A | N/A | N/A | N/A | N/A
00 Ret.ExistACI & SNCR & DSI & HRI | N/A | N/A | N/A | N/A | N/A | N/A | N/A | N/A
00 Ret.ExistACI & SNCR & HRI | N/A | N/A | N/A | N/A | N/A | N/A | N/A | N/A
00 Ret.ExistACI & SNCR & WetFGD | N/A | N/A | N/A | N/A | N/A | N/A | N/A | N/A
00 Ret.ExistACI & SNCR & WetFGD & CCS | N/A | N/A | N/A | N/A | N/A | N/A | N/A | N/A
00 Ret.ExistACI & SNCR & WetFGD & HRI | N/A | N/A | N/A | N/A | N/A | N/A | N/A | N/A
00 Ret.ExistACI & SNCR & WetFGD & HRI & CCS | N/A | N/A | N/A | N/A | N/A | N/A | N/A | N/A
00 Ret.ExistACI & WetFGD | N/A | N/A | N/A | N/A | N/A | N/A | N/A | N/A
00 Ret.ExistACI & WetFGD & CCS | N/A | N/A | N/A | N/A | N/A | N/A | N/A | N/A
00 Ret.ExistACI & WetFGD & HRI & CCS | N/A | N/A | N/A | N/A | N/A | N/A | N/A | N/A
00 Ret.ExistACI_DSI & DryFGD | N/A | N/A | N/A | N/A | N/A | N/A | N/A | N/A
00 Ret.ExistACI_DSI & DryFGD & CCS | N/A | N/A | N/A | N/A | N/A | N/A | N/A | N/A
00 Ret.ExistACI_DSI & DryFGD & HRI | N/A | N/A | N/A | N/A | N/A | N/A | N/A | N/A
00 Ret.ExistACI_DSI & DryFGD & HRI & CCS | N/A | N/A | N/A | N/A | N/A | N/A | N/A | N/A
00 Ret.ExistACI_DSI & HRI | N/A | N/A | N/A | N/A | N/A | N/A | N/A | N/A
00 Ret.ExistACI_DSI & SCR | N/A | 45.066 | 14.4728 | 15.6766 | 15.6766 | 42.6381 | 40.3105 | 26.9615
00 Ret.ExistACI_DSI & SCR & DryFGD | N/A | N/A | N/A | N/A | N/A | N/A | N/A | N/A
00 Ret.ExistACI_DSI & SCR & DryFGD & CCS | N/A | N/A | N/A | N/A | N/A | N/A | N/A | N/A
00 Ret.ExistACI_DSI & SCR & DryFGD & HRI | N/A | N/A | N/A | N/A | N/A | N/A | N/A | N/A
00 Ret.ExistACI_DSI & SCR & DryFGD & HRI & CCS | N/A | N/A | N/A | N/A | N/A | N/A | N/A | N/A
00 Ret.ExistACI_DSI & SCR & HRI | N/A | N/A | N/A | N/A | N/A | N/A | N/A | N/A
00 Ret.ExistACI_DSI & SCR & WetFGD | N/A | N/A | N/A | N/A | N/A | N/A | N/A | N/A
00 Ret.ExistACI_DSI & SCR & WetFGD & CCS | N/A | N/A | N/A | N/A | N/A | N/A | N/A | N/A
00 Ret.ExistACI_DSI & SCR & WetFGD & HRI | N/A | N/A | N/A | N/A | N/A | N/A | N/A | N/A
00 Ret.ExistACI_DSI & SCR & WetFGD & HRI & CCS | N/A | N/A | N/A | N/A | N/A | N/A | N/A | N/A
00 Ret.ExistACI_DSI & SNCR | N/A | N/A | N/A | N/A | N/A | N/A | N/A | N/A
00 Ret.ExistACI_DSI & SNCR & DryFGD | N/A | N/A | N/A | N/A | N/A | N/A | N/A | N/A
00 Ret.ExistACI_DSI & SNCR & DryFGD & HRI & CCS | N/A | N/A | N/A | N/A | N/A | N/A | N/A | N/A
00 Ret.ExistACI_DSI & SNCR & DryFGD & HRI | N/A | N/A | N/A | N/A | N/A | N/A | N/A | N/A
00 Ret.ExistACI_DSI & SNCR & WetFGD & HRI & CCS | N/A | N/A | N/A | N/A | N/A | N/A | N/A | N/A
00 Ret.ExistACI_DSI & SNCR & HRI | N/A | N/A | N/A | N/A | N/A | N/A | N/A | N/A
00 Ret.ExistACI_DSI & SNCR & WetFGD | N/A | N/A | N/A | N/A | N/A | N/A | N/A | N/A
00 Ret.ExistACI_DSI & SNCR & WetFGD & HRI | N/A | N/A | N/A | N/A | N/A | N/A | N/A | N/A
00 Ret.ExistACI_DSI & WetFGD | N/A | N/A | N/A | N/A | N/A | N/A | N/A | N/A
00 Ret.ExistACI_DSI & WetFGD & CCS | N/A | N/A | N/A | N/A | N/A | N/A | N/A | N/A
00 Ret.ExistACI_DSI & WetFGD & HRI | N/A | N/A | N/A | N/A | N/A | N/A | N/A | N/A
00 Ret.ExistACI_DSI & WetFGD & HRI & CCS | N/A | N/A | N/A | N/A | N/A | N/A | N/A | N/A
00 Ret.ExistDryFGD & CCS | N/A | N/A | N/A | N/A | N/A | N/A | N/A | N/A
00 Ret.ExistDryFGD & HRI | N/A | N/A | N/A | N/A | N/A | N/A | N/A | N/A
00 Ret.ExistDryFGD & SCR | N/A | N/A | N/A | N/A | N/A | N/A | N/A | N/A
00 Ret.ExistDryFGD & SCR & CCS | N/A | N/A | N/A | N/A | N/A | N/A | N/A | N/A
00 Ret.ExistDryFGD & SCR & HRI | N/A | N/A | N/A | N/A | N/A | N/A | N/A | N/A
00 Ret.ExistDryFGD & SNCR | N/A | N/A | N/A | N/A | N/A | N/A | N/A | N/A
00 Ret.ExistDryFGD & SNCR & CCS | N/A | N/A | N/A | N/A | N/A | N/A | N/A | N/A
00 Ret.ExistDryFGD & SNCR & HRI | N/A | N/A | N/A | N/A | N/A | N/A | N/A | N/A
00 Ret.ExistDryFGD_ACI & CCS | N/A | N/A | N/A | N/A | N/A | N/A | N/A | N/A
00 Ret.ExistDryFGD_ACI & HRI | N/A | N/A | N/A | N/A | N/A | N/A | N/A | N/A
00 Ret.ExistDryFGD_ACI & HRI & CCS | N/A | N/A | N/A | N/A | N/A | N/A | N/A | N/A
00 Ret.ExistDryFGD_ACI & SCR | N/A | 51.0269 | 34.014 | 36.9725 | 36.9725 | 51.1318 | N/A | N/A
00 Ret.ExistDryFGD_ACI & SCR & CCS | N/A | N/A | N/A | N/A | N/A | N/A | N/A | N/A
00 Ret.ExistDryFGD_ACI & SCR & HRI | N/A | N/A | N/A | N/A | N/A | N/A | N/A | N/A
00 Ret.ExistDryFGD_ACI & SCR & HRI & CCS | N/A | N/A | N/A | N/A | N/A | N/A | N/A | N/A
00 Ret.ExistDryFGD_ACI & SNCR | N/A | N/A | N/A | N/A | N/A | N/A | N/A | N/A
00 Ret.ExistDryFGD_ACI & SNCR & CCS | N/A | N/A | N/A | N/A | N/A | N/A | N/A | N/A
00 Ret.ExistDryFGD_ACI & SNCR & HRI | N/A | N/A | N/A | N/A | N/A | N/A | N/A | N/A
00 Ret.ExistDryFGD_ACI & SNCR & HRI & CCS | N/A | N/A | N/A | N/A | N/A | N/A | N/A | N/A
00 Ret.ExistDryFGD_ACI_DSI & SCR | N/A | N/A | N/A | N/A | N/A | N/A | N/A | N/A
00 Ret.ExistDryFGD_ACI_DSI & SCR & CCS | N/A | N/A | N/A | N/A | N/A | N/A | N/A | N/A
00 Ret.ExistDryFGD_ACI_DSI & SCR & HRI | N/A | N/A | N/A | N/A | N/A | N/A | N/A | N/A
00 Ret.ExistDryFGD_ACI_DSI & SCR & HRI & CCS | N/A | N/A | N/A | N/A | N/A | N/A | N/A | N/A
00 Ret.ExistDryFGD_DSI & HRI | N/A | N/A | N/A | N/A | N/A | N/A | N/A | N/A
00 Ret.ExistDryFGD_SNCR_ACI_DSI & CCS | N/A | N/A | N/A | N/A | N/A | N/A | N/A | N/A
00 Ret.ExistDryFGD_SNCR_ACI_DSI & HRI | N/A | N/A | N/A | N/A | N/A | N/A | N/A | N/A
00 Ret.ExistDryFGD_SNCR_ACI_DSI & HRI & CCS | N/A | N/A | N/A | N/A | N/A | N/A | N/A | N/A
00 Ret.ExistDSI & DryFGD | N/A | N/A | N/A | N/A | N/A | N/A | N/A | N/A
00 Ret.ExistDSI & DryFGD & HRI | N/A | N/A | N/A | N/A | N/A | N/A | N/A | N/A
00 Ret.ExistDSI & HRI | N/A | N/A | N/A | N/A | N/A | N/A | N/A | N/A
00 Ret.ExistDSI & SCR | N/A | N/A | N/A | N/A | N/A | N/A | N/A | N/A
00 Ret.ExistDSI & SCR & DryFGD | N/A | N/A | N/A | N/A | N/A | N/A | N/A | N/A
00 Ret.ExistDSI & SCR & DryFGD & HRI | N/A | N/A | N/A | N/A | N/A | N/A | N/A | N/A
00 Ret.ExistDSI & SCR & HRI | N/A | N/A | N/A | N/A | N/A | N/A | N/A | N/A
00 Ret.ExistDSI & SCR & WetFGD | N/A | N/A | N/A | N/A | N/A | N/A | N/A | N/A
00 Ret.ExistDSI & SCR & WetFGD & HRI | N/A | N/A | N/A | N/A | N/A | N/A | N/A | N/A
00 Ret.ExistDSI & SNCR | N/A | N/A | N/A | N/A | N/A | N/A | N/A | N/A
00 Ret.ExistSCR & ACI | N/A | N/A | N/A | N/A | N/A | N/A | N/A | N/A
00 Ret.ExistDSI & SNCR & DryFGD | N/A | N/A | N/A | N/A | N/A | N/A | N/A | N/A
00 Ret.ExistSCR & ACI & DSI | N/A | N/A | N/A | N/A | N/A | N/A | N/A | N/A
00 Ret.ExistSCR & ACI & DSI & DryFGD | N/A | N/A | N/A | N/A | N/A | N/A | N/A | N/A
00 Ret.ExistSCR & ACI & DSI & DryFGD & HRI | N/A | N/A | N/A | N/A | N/A | N/A | N/A | N/A
00 Ret.ExistDSI & SNCR & DryFGD & HRI | N/A | N/A | N/A | N/A | N/A | N/A | N/A | N/A
00 Ret.ExistDSI & SNCR & HRI | N/A | N/A | N/A | N/A | N/A | N/A | N/A | N/A
00 Ret.ExistSCR & ACI & DSI & HRI | N/A | N/A | N/A | N/A | N/A | N/A | N/A | N/A
00 Ret.ExistDSI & SNCR & WetFGD | N/A | N/A | N/A | N/A | N/A | N/A | N/A | N/A
00 Ret.ExistSCR & ACI & DSI & WetFGD | N/A | N/A | N/A | N/A | N/A | N/A | N/A | N/A
00 Ret.ExistSCR & ACI & DSI & WetFGD & HRI | N/A | N/A | N/A | N/A | N/A | N/A | N/A | N/A
00 Ret.ExistSCR & ACI & HRI | N/A | N/A | N/A | N/A | N/A | N/A | N/A | N/A
00 Ret.ExistDSI & SNCR & WetFGD & HRI | N/A | N/A | N/A | N/A | N/A | N/A | N/A | N/A
00 Ret.ExistDSI & WetFGD | N/A | N/A | N/A | N/A | N/A | N/A | N/A | N/A
00 Ret.ExistDSI & WetFGD & HRI | N/A | N/A | N/A | N/A | N/A | N/A | N/A | N/A
00 Ret.ExistDSI_ACI & SNCR & DryFGD & CCS | N/A | N/A | N/A | N/A | N/A | N/A | N/A | N/A
00 Ret.ExistDSI_ACI & SNCR & WetFGD & CCS | N/A | N/A | N/A | N/A | N/A | N/A | N/A | N/A
00 Ret.ExistSCR_ACI & DryFGD | N/A | N/A | N/A | N/A | N/A | N/A | N/A | N/A
00 Ret.ExistSCR & DSI | N/A | N/A | N/A | N/A | N/A | N/A | N/A | N/A
00 Ret.ExistSCR_ACI & DryFGD & CCS | N/A | N/A | N/A | N/A | N/A | N/A | N/A | N/A
00 Ret.ExistSCR_ACI & DryFGD & HRI | N/A | N/A | N/A | N/A | N/A | N/A | N/A | N/A
00 Ret.ExistSCR & DSI & DryFGD | N/A | N/A | N/A | N/A | N/A | N/A | N/A | N/A
00 Ret.ExistSCR_ACI & DryFGD & HRI & CCS | N/A | N/A | N/A | N/A | N/A | N/A | N/A | N/A
00 Ret.ExistSCR & DSI & DryFGD & HRI | N/A | N/A | N/A | N/A | N/A | N/A | N/A | N/A
00 Ret.ExistSCR & DSI & HRI | N/A | N/A | N/A | N/A | N/A | N/A | N/A | N/A
00 Ret.ExistSCR_ACI & DSI & HRI | N/A | N/A | N/A | N/A | N/A | N/A | N/A | N/A
00 Ret.ExistSCR_ACI & HRI | N/A | N/A | N/A | N/A | N/A | N/A | N/A | N/A
00 Ret.ExistSCR_ACI & WetFGD | N/A | N/A | N/A | N/A | N/A | N/A | N/A | N/A
00 Ret.ExistSCR & HRI | N/A | N/A | N/A | N/A | N/A | N/A | N/A | N/A
00 Ret.ExistSCR_ACI & WetFGD & CCS | N/A | N/A | N/A | N/A | N/A | N/A | N/A | N/A
00 Ret.ExistSCR_ACI & WetFGD & HRI | N/A | N/A | N/A | N/A | N/A | N/A | N/A | N/A
00 Ret.ExistSCR_ACI & WetFGD & HRI & CCS | N/A | N/A | N/A | N/A | N/A | N/A | N/A | N/A
00 Ret.ExistSCR_ACI_DSI & DryFGD | N/A | N/A | N/A | N/A | N/A | N/A | N/A | N/A
00 Ret.ExistSCR_ACI_DSI & DryFGD & CCS | N/A | N/A | N/A | N/A | N/A | N/A | N/A | N/A
00 Ret.ExistSCR_ACI_DSI & DryFGD & HRI | N/A | N/A | N/A | N/A | N/A | N/A | N/A | N/A
00 Ret.ExistSCR_ACI_DSI & DryFGD & HRI & CCS | N/A | N/A | N/A | N/A | N/A | N/A | N/A | N/A
00 Ret.ExistSCR_ACI_DSI & HRI | N/A | N/A | N/A | N/A | N/A | N/A | N/A | N/A
00 Ret.ExistSCR_ACI_DSI & WetFGD | N/A | N/A | N/A | N/A | N/A | N/A | N/A | N/A
00 Ret.ExistSCR_ACI_DSI & WetFGD & CCS | N/A | N/A | N/A | N/A | N/A | N/A | N/A | N/A
00 Ret.ExistSCR_ACI_DSI & WetFGD & HRI | N/A | N/A | N/A | N/A | N/A | N/A | N/A | N/A
00 Ret.ExistSCR_ACI_DSI & WetFGD & HRI & CCS | N/A | N/A | N/A | N/A | N/A | N/A | N/A | N/A
00 Ret.ExistSCR_DryFGD & HRI | N/A | N/A | N/A | N/A | N/A | N/A | N/A | N/A
00 Ret.ExistSCR_DryFGD_ACI & CCS | N/A | N/A | N/A | N/A | N/A | N/A | N/A | N/A
00 Ret.ExistSCR_DryFGD_ACI & HRI | N/A | N/A | N/A | N/A | N/A | N/A | N/A | N/A
00 Ret.ExistSCR_DryFGD_ACI & HRI & CCS | N/A | N/A | N/A | N/A | N/A | N/A | N/A | N/A
00 Ret.ExistSCR_DryFGD_ACI_DSI & CCS | N/A | N/A | N/A | N/A | N/A | N/A | N/A | N/A
00 Ret.ExistSCR_DryFGD_ACI_DSI & HRI | N/A | N/A | N/A | N/A | N/A | N/A | N/A | N/A
00 Ret.ExistSCR_DryFGD_ACI_DSI & HRI & CCS | N/A | N/A | N/A | N/A | N/A | N/A | N/A | N/A
00 Ret.ExistSCR_WetFGD & HRI | N/A | N/A | N/A | N/A | N/A | N/A | N/A | N/A
00 Ret.ExistSCR_WetFGD & HRI & CCS | N/A | N/A | N/A | N/A | N/A | N/A | N/A | N/A
00 Ret.ExistSCR_WetFGD_ACI & CCS | N/A | N/A | N/A | N/A | N/A | N/A | N/A | N/A
00 Ret.ExistSCR_WetFGD_ACI & HRI | N/A | N/A | N/A | N/A | N/A | N/A | N/A | N/A
00 Ret.ExistSCR_WetFGD_ACI & HRI & CCS | N/A | N/A | N/A | N/A | N/A | N/A | N/A | N/A
00 Ret.ExistSCR_WetFGD_ACI_DSI & CCS | N/A | N/A | N/A | N/A | N/A | N/A | N/A | N/A
00 Ret.ExistSCR_WetFGD_ACI_DSI & HRI | N/A | N/A | N/A | N/A | N/A | N/A | N/A | N/A
00 Ret.ExistSCR_WetFGD_ACI_DSI & HRI & CCS | N/A | N/A | N/A | N/A | N/A | N/A | N/A | N/A
00 Ret.ExistSCR_WetFGD_DSI & HRI | N/A | N/A | N/A | N/A | N/A | N/A | N/A | N/A
00 Ret.ExistSCR_WetFGD_DSI & HRI & CCS | N/A | N/A | N/A | N/A | N/A | N/A | N/A | N/A
00 Ret.ExistSNCR_ACI & DryFGD | N/A | N/A | N/A | N/A | N/A | N/A | N/A | N/A
00 Ret.ExistSNCR_ACI & DryFGD & CCS | N/A | N/A | N/A | N/A | N/A | N/A | N/A | N/A
00 Ret.ExistSNCR_ACI & DryFGD & HRI | N/A | N/A | N/A | N/A | N/A | N/A | N/A | N/A
00 Ret.ExistSNCR_ACI & DryFGD & HRI & CCS | N/A | N/A | N/A | N/A | N/A | N/A | N/A | N/A
00 Ret.ExistSNCR_ACI & DSI & HRI | N/A | N/A | N/A | N/A | N/A | N/A | N/A | N/A
00 Ret.ExistSNCR_ACI & HRI | N/A | N/A | N/A | N/A | N/A | N/A | N/A | N/A
00 Ret.ExistSNCR_ACI & WetFGD | N/A | N/A | N/A | N/A | N/A | N/A | N/A | N/A
00 Ret.ExistSNCR_ACI & WetFGD & CCS | N/A | N/A | N/A | N/A | N/A | N/A | N/A | N/A
00 Ret.ExistSNCR_ACI & WetFGD & HRI | N/A | N/A | N/A | N/A | N/A | N/A | N/A | N/A
00 Ret.ExistSNCR_ACI & WetFGD & HRI & CCS | N/A | N/A | N/A | N/A | N/A | N/A | N/A | N/A
00 Ret.ExistSNCR_ACI_DSI & DryFGD | N/A | N/A | N/A | N/A | N/A | N/A | N/A | N/A
00 Ret.ExistSNCR_ACI_DSI & DryFGD & CCS | N/A | N/A | N/A | N/A | N/A | N/A | N/A | N/A
00 Ret.ExistSNCR_ACI_DSI & DryFGD & HRI | N/A | N/A | N/A | N/A | N/A | N/A | N/A | N/A
00 Ret.ExistSNCR_ACI_DSI & DryFGD & HRI & CCS | N/A | N/A | N/A | N/A | N/A | N/A | N/A | N/A
00 Ret.ExistSNCR_ACI_DSI & HRI | N/A | N/A | N/A | N/A | N/A | N/A | N/A | N/A
00 Ret.ExistSNCR_ACI_DSI & WetFGD | N/A | N/A | N/A | N/A | N/A | N/A | N/A | N/A
00 Ret.ExistSNCR_ACI_DSI & WetFGD & CCS | N/A | N/A | N/A | N/A | N/A | N/A | N/A | N/A
00 Ret.ExistSNCR_ACI_DSI & WetFGD & HRI | N/A | N/A | N/A | N/A | N/A | N/A | N/A | N/A
00 Ret.ExistSNCR_ACI_DSI & WetFGD & HRI & CCS | N/A | N/A | N/A | N/A | N/A | N/A | N/A | N/A
00 Ret.ExistSNCR_DryFGD & HRI | N/A | N/A | N/A | N/A | N/A | N/A | N/A | N/A
00 Ret.ExistSNCR_DryFGD_ACI & CCS | N/A | N/A | N/A | N/A | N/A | N/A | N/A | N/A
00 Ret.ExistSNCR_DryFGD_ACI & HRI | N/A | N/A | N/A | N/A | N/A | N/A | N/A | N/A
00 Ret.ExistSNCR_DryFGD_ACI & HRI & CCS | N/A | N/A | N/A | N/A | N/A | N/A | N/A | N/A
00 Ret.ExistSNCR_WetFGD & HRI | N/A | N/A | N/A | N/A | N/A | N/A | N/A | N/A
00 Ret.ExistSNCR_WetFGD & HRI & CCS | N/A | N/A | N/A | N/A | N/A | N/A | N/A | N/A
00 Ret.ExistSNCR_WetFGD_ACI & CCS | N/A | N/A | N/A | N/A | N/A | N/A | N/A | N/A
00 Ret.ExistSNCR_WetFGD_ACI & HRI | N/A | N/A | N/A | N/A | N/A | N/A | N/A | N/A
00 Ret.ExistSNCR_WetFGD_ACI & HRI & CCS | N/A | N/A | N/A | N/A | N/A | N/A | N/A | N/A
00 Ret.ExistSNCR_WetFGD_ACI_DSI & CCS | N/A | N/A | N/A | N/A | N/A | N/A | N/A | N/A
00 Ret.ExistSNCR_WetFGD_ACI_DSI & HRI | N/A | N/A | N/A | N/A | N/A | N/A | N/A | N/A
00 Ret.ExistSNCR_WetFGD_ACI_DSI & HRI & CCS | N/A | N/A | N/A | N/A | N/A | N/A | N/A | N/A
00 Ret.ExistSNCR & DryFGD & HRI | N/A | N/A | N/A | N/A | N/A | N/A | N/A | N/A
00 Ret.ExistSNCR & HRI | N/A | N/A | N/A | N/A | N/A | N/A | N/A | N/A
00 Ret.ExistWetFGD & CCS | N/A | N/A | N/A | N/A | N/A | N/A | N/A | N/A
00 Ret.ExistWetFGD & HRI | N/A | N/A | N/A | N/A | N/A | N/A | N/A | N/A
00 Ret.ExistWetFGD & HRI & CCS | N/A | N/A | N/A | N/A | N/A | N/A | N/A | N/A
00 Ret.ExistWetFGD & SCR | N/A | 79.7032 | 71.0488 | 72.2942 | 79.7032 | 79.9638 | 79.9335 | 77.3432
00 Ret.ExistWetFGD & SCR & CCS | N/A | N/A | N/A | N/A | N/A | N/A | N/A | N/A
00 Ret.ExistWetFGD & SCR & HRI | N/A | N/A | N/A | N/A | N/A | N/A | N/A | N/A
00 Ret.ExistWetFGD & SCR & HRI & CCS | N/A | N/A | N/A | N/A | N/A | N/A | N/A | N/A
00 Ret.ExistWetFGD & SNCR | N/A | N/A | N/A | N/A | N/A | N/A | N/A | N/A
00 Ret.ExistWetFGD & SNCR & CCS | N/A | N/A | N/A | N/A | N/A | N/A | N/A | N/A
00 Ret.ExistWetFGD & SNCR & HRI | N/A | N/A | N/A | N/A | N/A | N/A | N/A | N/A
00 Ret.ExistWetFGD & SNCR & HRI & CCS | N/A | N/A | N/A | N/A | N/A | N/A | N/A | N/A
00 Ret.ExistWetFGD_ACI & CCS | N/A | N/A | N/A | N/A | N/A | N/A | N/A | N/A
00 Ret.ExistWetFGD_ACI & HRI | N/A | N/A | N/A | N/A | N/A | N/A | N/A | N/A
00 Ret.ExistWetFGD_ACI & HRI & CCS | N/A | N/A | N/A | N/A | N/A | N/A | N/A | N/A
00 Ret.ExistWetFGD_ACI & SCR | 80.77 | 64.2323 | 37.5842 | 35.9835 | 46.2053 | 56.5757 | 45.5526 | 27.329
00 Ret.ExistWetFGD_ACI & SCR & CCS | N/A | N/A | N/A | N/A | N/A | N/A | N/A | N/A
00 Ret.ExistWetFGD_ACI & SCR & HRI | N/A | N/A | N/A | N/A | N/A | N/A | N/A | N/A
00 Ret.ExistWetFGD_ACI & SCR & HRI & CCS | N/A | N/A | N/A | N/A | N/A | N/A | N/A | N/A
00 Ret.ExistWetFGD_ACI & SNCR | N/A | N/A | N/A | N/A | N/A | N/A | N/A | N/A
00 Ret.ExistWetFGD_ACI & SNCR & CCS | N/A | N/A | N/A | N/A | N/A | N/A | N/A | N/A
00 Ret.ExistWetFGD_ACI & SNCR & HRI | N/A | N/A | N/A | N/A | N/A | N/A | N/A | N/A
00 Ret.ExistWetFGD_ACI & SNCR & HRI & CCS | N/A | N/A | N/A | N/A | N/A | N/A | N/A | N/A
00 Ret.ExistWetFGD_ACI_DSI & CCS | N/A | N/A | N/A | N/A | N/A | N/A | N/A | N/A
00 Ret.ExistWetFGD_ACI_DSI & HRI | N/A | N/A | N/A | N/A | N/A | N/A | N/A | N/A
00 Ret.ExistWetFGD_ACI_DSI & HRI & CCS | N/A | N/A | N/A | N/A | N/A | N/A | N/A | N/A
00 Ret.ExistWetFGD_ACI_DSI & SCR | N/A | N/A | N/A | N/A | N/A | N/A | N/A | N/A
00 Ret.ExistWetFGD_ACI_DSI & SCR & CCS | N/A | N/A | N/A | N/A | N/A | N/A | N/A | N/A
00 Ret.ExistWetFGD_ACI_DSI & SCR & HRI | N/A | N/A | N/A | N/A | N/A | N/A | N/A | N/A
00 Ret.ExistWetFGD_ACI_DSI & SCR & HRI & CCS | N/A | N/A | N/A | N/A | N/A | N/A | N/A | N/A
00 Ret.ExistWetFGD_ACI_DSI & SNCR | N/A | N/A | N/A | N/A | N/A | N/A | N/A | N/A
00 Ret.ExistWetFGD_ACI_DSI & SNCR & CCS | N/A | N/A | N/A | N/A | N/A | N/A | N/A | N/A
00 Ret.ExistWetFGD_ACI_DSI & SNCR & HRI | N/A | N/A | N/A | N/A | N/A | N/A | N/A | N/A
00 Ret.ExistWetFGD_ACI_DSI & SNCR & HRI & CCS | N/A | N/A | N/A | N/A | N/A | N/A | N/A | N/A
00 Ret.ExistWetFGD_DSI & HRI | N/A | N/A | N/A | N/A | N/A | N/A | N/A | N/A
00 Ret.ExistWetFGD_DSI & SCR | N/A | N/A | N/A | N/A | N/A | N/A | N/A | N/A
00 Ret.ExistSNCR_DSI & DryFGD & HRI | N/A | N/A | N/A | N/A | N/A | N/A | N/A | N/A
00 Ret.ExistWetFGD_DSI & SCR & HRI | N/A | N/A | N/A | N/A | N/A | N/A | N/A | N/A
00 Ret.ExistSNCR_DSI & HRI | N/A | N/A | N/A | N/A | N/A | N/A | N/A | N/A
00 Ret.ExistWetFGD_DSI & SNCR | N/A | N/A | N/A | N/A | N/A | N/A | N/A | N/A
00 Ret.ExistWetFGD_DSI & SNCR & HRI | N/A | N/A | N/A | N/A | N/A | N/A | N/A | N/A
00 Ret.ExistWetFGD_SCR & CCS | N/A | N/A | 80.77 | 80.77 | 80.77 | 80.77 | 80.77 | 80.77
00 Ret.ExistWetFGD_SCR_DSI & CCS | N/A | N/A | N/A | N/A | N/A | N/A | N/A | N/A
00 Ret.ExistWetFGD_SNCR & CCS | N/A | N/A | N/A | N/A | N/A | N/A | N/A | N/A
00 Ret.HRI | N/A | N/A | N/A | N/A | N/A | N/A | N/A | N/A
00 Ret.SCR | N/A | N/A | N/A | N/A | N/A | N/A | N/A | N/A
00 Ret.SCR & DryFGD | N/A | N/A | N/A | N/A | N/A | N/A | N/A | N/A
00 Ret.SCR & DryFGD & ACI | N/A | N/A | N/A | N/A | N/A | N/A | N/A | N/A
00 Ret.SCR & DryFGD & CCS | N/A | N/A | N/A | N/A | N/A | N/A | N/A | N/A
00 Ret.SCR & DryFGD & HRI | N/A | N/A | N/A | N/A | N/A | N/A | N/A | N/A
00 Ret.SCR & DSI | N/A | N/A | N/A | N/A | N/A | N/A | N/A | N/A
00 Ret.SCR & DSI & DryFGD | N/A | N/A | N/A | N/A | N/A | N/A | N/A | N/A
00 Ret.SCR & DSI & DryFGD & HRI | N/A | N/A | N/A | N/A | N/A | N/A | N/A | N/A
00 Ret.SCR & DSI & HRI | N/A | N/A | N/A | N/A | N/A | N/A | N/A | N/A
00 Ret.SCR & DSI & WetFGD | N/A | N/A | N/A | N/A | N/A | N/A | N/A | N/A
00 Ret.SCR & DSI & WetFGD & HRI | N/A | N/A | N/A | N/A | N/A | N/A | N/A | N/A
00 Ret.SCR & HRI | N/A | N/A | N/A | N/A | N/A | N/A | N/A | N/A
00 Ret.SCR & WetFGD | N/A | N/A | N/A | N/A | N/A | N/A | N/A | N/A
00 Ret.SCR & WetFGD & ACI | N/A | N/A | N/A | N/A | N/A | N/A | N/A | N/A
00 Ret.SCR & WetFGD & CCS | N/A | N/A | N/A | N/A | N/A | N/A | N/A | N/A
00 Ret.SCR & WetFGD & HRI | N/A | N/A | N/A | N/A | N/A | N/A | N/A | N/A
00 Ret.SNCR | N/A | N/A | N/A | N/A | N/A | N/A | N/A | N/A
00 Ret.SNCR & DryFGD | N/A | N/A | N/A | N/A | N/A | N/A | N/A | N/A
00 Ret.SNCR & DryFGD & ACI | N/A | N/A | N/A | N/A | N/A | N/A | N/A | N/A
00 Ret.SNCR & DryFGD & ACI & HRI | N/A | N/A | N/A | N/A | N/A | N/A | N/A | N/A
00 Ret.SNCR & DryFGD & CCS | N/A | N/A | N/A | N/A | N/A | N/A | N/A | N/A
00 Ret.SNCR & DryFGD & HRI | N/A | N/A | N/A | N/A | N/A | N/A | N/A | N/A
00 Ret.SNCR & DSI | N/A | N/A | N/A | N/A | N/A | N/A | N/A | N/A
00 Ret.SNCR & DSI & HRI | N/A | N/A | N/A | N/A | N/A | N/A | N/A | N/A
00 Ret.SNCR & HRI | N/A | N/A | N/A | N/A | N/A | N/A | N/A | N/A
00 Ret.SNCR & WetFGD | N/A | N/A | N/A | N/A | N/A | N/A | N/A | N/A
00 Ret.SNCR & WetFGD & ACI | N/A | N/A | N/A | N/A | N/A | N/A | N/A | N/A
00 Ret.SNCR & WetFGD & ACI & HRI | N/A | N/A | N/A | N/A | N/A | N/A | N/A | N/A
00 Ret.SNCR & WetFGD & CCS | N/A | N/A | N/A | N/A | N/A | N/A | N/A | N/A
00 Ret.SNCR & WetFGD & HRI | N/A | N/A | N/A | N/A | N/A | N/A | N/A | N/A
00 Ret.WetFGD | N/A | N/A | N/A | N/A | N/A | N/A | N/A | N/A
00 Ret.WetFGD & CCS | N/A | N/A | N/A | N/A | N/A | N/A | N/A | N/A
00 Ret.WetFGD & HRI | N/A | N/A | N/A | N/A | N/A | N/A | N/A | N/A
00 Ret.FB & HRI | N/A | N/A | N/A | N/A | N/A | N/A | N/A | N/A
00 Ret.FB DryFGD | N/A | N/A | N/A | N/A | N/A | N/A | N/A | N/A
00 Ret.FB DryFGD & HRI | N/A | N/A | N/A | N/A | N/A | N/A | N/A | N/A
00 Ret.FB DryFGD & SNCR | N/A | N/A | N/A | N/A | N/A | N/A | N/A | N/A
00 Ret.FB-Exist ACI & DryFGD & HRI | N/A | N/A | N/A | N/A | N/A | N/A | N/A | N/A
00 Ret.FB-Exist ACI_DSI & DryFGD & SNCR | N/A | N/A | N/A | N/A | N/A | N/A | N/A | N/A
00 Ret.FB-Exist ACI_DSI & SNCR | N/A | N/A | N/A | N/A | N/A | N/A | N/A | N/A
00 Ret.FB-ExistACI & HRI | N/A | N/A | N/A | N/A | N/A | N/A | N/A | N/A
00 Ret.FB-ExistACI_DSI & DryFGD | N/A | N/A | N/A | N/A | N/A | N/A | N/A | N/A
00 Ret.FB-ExistACI_DSI & DryFGD & HRI | N/A | N/A | N/A | N/A | N/A | N/A | N/A | N/A
00 Ret.FB-ExistACI_DSI & DryFGD & SNCR | N/A | N/A | N/A | N/A | N/A | N/A | N/A | N/A
00 Ret.FB-ExistACI_DSI & DryFGD & SNCR & HRI | N/A | N/A | N/A | N/A | N/A | N/A | N/A | N/A
00 Ret.FB-ExistACI_DSI & HRI | N/A | N/A | N/A | N/A | N/A | N/A | N/A | N/A
00 Ret.FB-ExistACI_DSI & SNCR & HRI | N/A | N/A | N/A | N/A | N/A | N/A | N/A | N/A
00 Ret.FB-ExistDryFGD & HRI | N/A | N/A | N/A | N/A | N/A | N/A | N/A | N/A
00 Ret.FB-ExistDryFGD_ACI & HRI | N/A | N/A | N/A | N/A | N/A | N/A | N/A | N/A
00 Ret.FB-ExistDryFGD_ACI & HRI & CCS | N/A | N/A | N/A | N/A | N/A | N/A | N/A | N/A
00 Ret.FB-ExistDryFGD_ACI & SNCR | N/A | N/A | N/A | N/A | N/A | N/A | N/A | N/A
00 Ret.FB-ExistDryFGD_ACI & SNCR & HRI | N/A | N/A | N/A | N/A | N/A | N/A | N/A | N/A
00 Ret.FB-ExistDryFGD_DSI & HRI | N/A | N/A | N/A | N/A | N/A | N/A | N/A | N/A
00 Ret.FB-ExistDryFGD_DSI & SNCR | N/A | N/A | N/A | N/A | N/A | N/A | N/A | N/A
00 Ret.FB-ExistDryFGD_DSI & SNCR & HRI | N/A | N/A | N/A | N/A | N/A | N/A | N/A | N/A
00 Ret.FB-ExistDryFGD_SNCR & HRI | N/A | N/A | N/A | N/A | N/A | N/A | N/A | N/A
00 Ret.FB-ExistDryFGD_SNCR_ACI & HRI | N/A | N/A | N/A | N/A | N/A | N/A | N/A | N/A
00 Ret.FB-ExistDryFGD_SNCR_ACI & HRI & CCS | N/A | N/A | N/A | N/A | N/A | N/A | N/A | N/A
00 Ret.FB-ExistDryFGD_SNCR_ACI_DSI & HRI | N/A | N/A | N/A | N/A | N/A | N/A | N/A | N/A
00 Ret.FB-ExistDryFGD_SNCR_ACI_DSI & HRI & CCS | N/A | N/A | N/A | N/A | N/A | N/A | N/A | N/A
00 Ret.FB-ExistWetFGD_SNCR_ACI & HRI | N/A | N/A | N/A | N/A | N/A | N/A | N/A | N/A
00 Ret.FB-ExistWetFGD_SNCR_ACI & HRI & CCS | N/A | N/A | N/A | N/A | N/A | N/A | N/A | N/A
00 Ret.FB-ExistDryFGD_SNCR_DSI & HRI | N/A | N/A | N/A | N/A | N/A | N/A | N/A | N/A
00 Ret.FB-ExistDSI & DryFGD | N/A | N/A | N/A | N/A | N/A | N/A | N/A | N/A
00 Ret.FB-ExistDSI & DryFGD & HRI | N/A | N/A | N/A | N/A | N/A | N/A | N/A | N/A
00 Ret.FB-ExistDSI & DryFGD & SNCR | N/A | N/A | N/A | N/A | N/A | N/A | N/A | N/A
00 Ret.FB-ExistDSI & DryFGD & SNCR & HRI | N/A | N/A | N/A | N/A | N/A | N/A | N/A | N/A
00 Ret.FB-ExistDSI & HRI | N/A | N/A | N/A | N/A | N/A | N/A | N/A | N/A
00 Ret.FB-ExistDSI & SNCR | N/A | N/A | N/A | N/A | N/A | N/A | N/A | N/A
00 Ret.FB-ExistDSI & SNCR & HRI | N/A | N/A | N/A | N/A | N/A | N/A | N/A | N/A
00 Ret.FB-ExistSNCR & DryFGD | N/A | N/A | N/A | N/A | N/A | N/A | N/A | N/A
00 Ret.FB-ExistSNCR & DryFGD & HRI | N/A | N/A | N/A | N/A | N/A | N/A | N/A | N/A
00 Ret.FB-ExistSNCR & HRI | N/A | N/A | N/A | N/A | N/A | N/A | N/A | N/A
00 Ret.FB-ExistSNCR_ACI & HRI | N/A | N/A | N/A | N/A | N/A | N/A | N/A | N/A
00 Ret.FB-ExistSNCR_ACI_DSI & DryFGD | N/A | N/A | N/A | N/A | N/A | N/A | N/A | N/A
00 Ret.FB-ExistSNCR_ACI_DSI & DryFGD & HRI | N/A | N/A | N/A | N/A | N/A | N/A | N/A | N/A
00 Ret.FB-ExistSNCR_ACI_DSI & HRI | N/A | N/A | N/A | N/A | N/A | N/A | N/A | N/A
00 Ret.FB-ExistSNCR_DryFGD & HRI | N/A | N/A | N/A | N/A | N/A | N/A | N/A | N/A
00 Ret.FB-ExistSNCR_DryFGD_ACI & HRI | N/A | N/A | N/A | N/A | N/A | N/A | N/A | N/A
00 Ret.FB-ExistSNCR_DryFGD_ACI & HRI & CCS | N/A | N/A | N/A | N/A | N/A | N/A | N/A | N/A
00 Ret.FB-ExistSNCR_DSI & DryFGD | N/A | N/A | N/A | N/A | N/A | N/A | N/A | N/A
00 Ret.FB-ExistSNCR_DSI & DryFGD & HRI | N/A | N/A | N/A | N/A | N/A | N/A | N/A | N/A
00 Ret.FB-ExistSNCR_DSI & HRI | N/A | N/A | N/A | N/A | N/A | N/A | N/A | N/A
00 Ret.FB-ExistSNCR_WetFGD & HRI | N/A | N/A | N/A | N/A | N/A | N/A | N/A | N/A
00 Ret.FB-ExistSNCR_WetFGD & HRI & CCS | N/A | N/A | N/A | N/A | N/A | N/A | N/A | N/A
00 Ret.FB-ExistWetFGD_DSI & HRI | N/A | N/A | N/A | N/A | N/A | N/A | N/A | N/A
00 Ret.FB-ExistWetFGD_DSI & SNCR | N/A | N/A | N/A | N/A | N/A | N/A | N/A | N/A
00 Ret.FB-ExistWetFGD_DSI & SNCR & HRI | N/A | N/A | N/A | N/A | N/A | N/A | N/A | N/A
00 Ret.FB-SNCR | N/A | N/A | N/A | N/A | N/A | N/A | N/A | N/A
00 Ret.Oil/Gas Steam SCR | N/A | N/A | N/A | N/A | N/A | N/A | N/A | N/A
00 CC Retirement | 0 | 0 | 0 | 0 | 0 | 0 | 0 | 0
00 CT Retirement | 0 | 0 | 0 | 0 | 0 | 0 | 0 | 0
00 O/G Retirement | 0 | 0 | 0 | 0 | 0 | 0 | 0 | 0
00 Coal Retirement | 0 | 0 | 0 | 0 | 0 | 0 | 0 | 0
00 IGCC Retirement | N/A | 0 | 0 | 0 | 0 | 0 | 0 | 0
00 Nuke Retirement | N/A | 0 | 0 | 0 | 0 | 0 | 0 | 0
00 Biomass Retirement | 0 | 0 | 0 | 0 | 0 | 0 | 0 | 0
00 Fossil_Other Retirement | N/A | N/A | N/A | N/A | N/A | N/A | N/A | N/A
00 Fuel Cell Retirement | 0 | 0 | 0 | 0 | 0 | 0 | 0 | 0
00 Geothermal Retirement | 0 | 0 | 0 | 0 | 0 | 0 | 0 | 0
00 Hydro Retirement | 0 | 0 | 0 | 0 | 0 | 0 | 0 | 0
00 Landfill Gas Retirement | 0 | 0 | 0 | 0 | 0 | 0 | 0 | 0
00 Non Fossil_Other Retirement | 0 | 0 | 0 | 0 | 0 | 0 | 0 | 0
Average | 38.8368 | 37.1553 | 36.5574 | 35.8302 | 34.2648 | 32.617 | 30.9738 | 28.9078
15. Total Annual Production Cost [Million US2019$](*)
Variable O&M | 9757.1963 | 8174.8448 | 7880.2303 | 7891.4794 | 7905.0556 | 7472.0107 | 7193.7003 | 6557.7319
Fixed O&M | 54378.3252 | 50732.6048 | 48080.7712 | 47928.3797 | 50575.0046 | 52351.7558 | 54176.8612 | 55317.8985
Fuel | 75567.4721 | 55461.6008 | 49074.8858 | 50480.5676 | 53127.7883 | 54656.4455 | 53143.7527 | 48693.0442
Capital | 13738.1037 | 22819.4877 | 25496.535 | 29424.7947 | 41020.7385 | 48011.8815 | 60068.2167 | 76916.6734
Pollutant Transport & Storage | 0 | 0 | -181.9109 | -275.7074 | -338.0859 | -87.6985 | -46.567 | -31.1938
Total | 153441.0974 | 137188.5381 | 130350.5114 | 135449.5141 | 152290.501 | 162404.395 | 174535.9639 | 187454.1543
Sales Revenue | 0 | 0 | 0 | 0 | 0 | 0 | 0 | 0
(*) Costs include only those items that are important for determining incremental cost of pollution control
16. Emissions
CO2 Thousand Tonnes | 1623811.7455 | 1309902.9484 | 1244271.4659 | 1226490.4116 | 1219498.9675 | 1127653.7503 | 1066344.8614 | 960940.5112
CO2 Thousand Tons | 1789945.549 | 1443920.4289 | 1371574.1239 | 1351973.8721 | 1344267.1264 | 1243025.1331 | 1175443.6705 | 1059255.2959
Carbon Million Tonnes | 442.8135 | 357.2105 | 339.3128 | 334.4639 | 332.5574 | 307.5112 | 290.7922 | 262.0485
Carbon Million Tons | 488.1182 | 393.7571 | 374.0283 | 368.6833 | 366.5816 | 338.973 | 320.5435 | 288.8589
HCL Thousand Tons | 5.7328 | 3.8346 | 2.709 | 2.6469 | 2.4697 | 2.0179 | 1.5857 | 1.1529
MER lbs | 8883.16 | 6438.3837 | 5290.7749 | 5244.593 | 5104.4067 | 4704.6173 | 4300.8983 | 3772.2431
NOX Thousand Tons | 874.356 | 565.5194 | 493.1619 | 482.2194 | 460.4798 | 399.5085 | 356.8695 | 301.6727
SO2 Thousand Tons | 1194.3339 | 737.8678 | 476.1278 | 481.0822 | 486.2819 | 420.1798 | 342.0991 | 266.0627

## FuelReport_ToEPA
Fuel Consumption by Fuel and Fuel Type [Tbtu]
Fuel Type | 2023 | 2025 | 2028 | 2030 | 2035 | 2040 | 2045 | 2050
Biomass | 110.0534 | 5.7826 | 1.5708 | 1.2242 | 1.0165 | 0.87407 | 0.79386 | 0.79386
EPA v6 Biomass | 110.0534 | 5.7826 | 1.5708 | 1.2242 | 1.0165 | 0.87407 | 0.79386 | 0.79386
Coal | 11501.9982 | 7365.3072 | 5249.017 | 5022.6288 | 4719.9706 | 3869.2105 | 3067.6943 | 2191.1459
EPA v6 Coal BA | 116.1764 | 128.7177 | 108.4249 | 110.3825 | 128.6841 | 96.4772 | 0 | 0
EPA v6 Coal BB | 124.9785 | 19.3102 | 20.0507 | 19.8334 | 19.8334 | 1.9537 | 2.1139 | 1.3186
EPA v6 Coal BD | 246.7679 | 98.2082 | 54.388 | 68.8231 | 38.7231 | 3.2672 | 3.2672 | 3.2672
EPA v6 Coal BE | 1000.7316 | 462.751 | 397.2898 | 368.822 | 283.1848 | 266.1939 | 248.4886 | 135.3348
EPA v6 Coal BG | 674.1438 | 856.7718 | 636.9736 | 571.8336 | 669.3306 | 558.7975 | 333.3048 | 175.9265
EPA v6 Coal BH | 2389.061 | 1686.0015 | 1042.1412 | 1028.7907 | 788.6437 | 384.3482 | 269.7293 | 144.4601
EPA v6 Coal LA
EPA v6 Coal LD | 0 | 0 | 0 | 0 | 0 | 0 | 0 | 0
EPA v6 Coal LE | 700.4734 | 425.7821 | 316.0023 | 345.831 | 371.6779 | 347.2077 | 312.1889 | 195.5834
EPA v6 Coal LG | 87.262 | 87.262 | 87.262 | 87.262 | 87.262 | 87.262 | 87.262 | 87.262
EPA v6 Coal LH | 42.704 | 0 | 0 | 0 | 0 | 0 | 0 | 0
EPA v6 Coal SA | 4016.2657 | 2497.6354 | 2021.497 | 1692.6812 | 1619.0091 | 1445.9137 | 1058.5192 | 799.7287
EPA v6 Coal SB | 1707.9389 | 903.4737 | 446.7748 | 603.7625 | 682.2288 | 624.5497 | 714.6917 | 610.1357
EPA v6 Coal SD | 149.4179 | 43.6331 | 0 | 0 | 0 | 0 | 0 | 0
EPA v6 Coal SE | 246.0772 | 155.7604 | 118.2127 | 124.6068 | 31.393 | 53.2396 | 38.1288 | 38.1288
LF Gas | 181.5137 | 207.0231 | 233.8477 | 217.7793 | 222.09 | 284.3437 | 372.2804 | 396.639
EPA v6 LFG | 181.5137 | 207.0231 | 233.8477 | 217.7793 | 222.09 | 284.3437 | 372.2804 | 396.639
MSW | 239.4178 | 235.219 | 235.219 | 230.0142 | 229.5078 | 229.2633 | 229.9509 | 229.5224
EPA v6 MSW | 239.4178 | 235.219 | 235.219 | 230.0142 | 229.5078 | 229.2633 | 229.9509 | 229.5224
NaturalGas | 7964.1133 | 9852.9099 | 12563.9699 | 12727.0658 | 13153.558 | 13125.1511 | 13291.2619 | 12864.6166
EPA v6 Gas | 7964.1133 | 9852.9099 | 12563.9699 | 12727.0658 | 13153.558 | 13125.1511 | 13291.2619 | 12864.6166
Nuclear | 8107.1847 | 7566.8094 | 6634.0545 | 6304.0622 | 5234.7787 | 5142.4883 | 4729.7344 | 3831.748
EPA v6 Nuclear | 8107.1847 | 7566.8094 | 6634.0545 | 6304.0622 | 5234.7787 | 5142.4883 | 4729.7344 | 3831.748
Oil | 0.39596 | 0.052672 | 0.00064029 | 0.019911 | 0.0061341 | 0.0054261 | 0 | 0
EPA v6 DFO | 0.35806 | 0.014771 | 0.00064029 | 0.019911 | 0.0061341 | 0.0054261 | 0 | 0
EPA v6 RFO | 0.037901 | 0.037901 | 0 | 0 | 0 | 0 | 0 | 0
Pet. Coke | 191.655 | 177.6528 | 120.8148 | 120.8826 | 130.0117 | 28.2747 | 26.2613 | 16.7419
EPA v6 Pet Coke | 191.655 | 177.6528 | 120.8148 | 120.8826 | 130.0117 | 28.2747 | 26.2613 | 16.7419
Waste Coal | 60.2944 | 54.2312 | 58.1055 | 58.013 | 57.6565 | 57.5598 | 48.9865 | 48.7838
EPA v6 Waste Coal | 60.2944 | 54.2312 | 58.1055 | 58.013 | 57.6565 | 57.5598 | 48.9865 | 48.7838
Grand Total | 28356.6265 | 25464.9878 | 25096.5999 | 24681.6901 | 23748.5959 | 22737.1709 | 21766.9635 | 19579.9915
Fuel Costs by Fuel and Fuel Type[MMUS$]
Fuel Type | 2023 | 2025 | 2028 | 2030 | 2035 | 2040 | 2045 | 2050
Biomass | 443.9 | 20.3384 | 5.5248 | 4.3058 | 3.5752 | 3.0743 | 2.7921 | 2.7921
EPA v6 Biomass | 443.9 | 20.3384 | 5.5248 | 4.3058 | 3.5752 | 3.0743 | 2.7921 | 2.7921
Coal | 27410.5802 | 13133.0136 | 8660.9662 | 8370.5926 | 8018.8239 | 6638.9858 | 5262.8755 | 3696.5595
EPA v6 Coal BA | 249.9461 | 250.9892 | 156.8998 | 165.3138 | 213.0039 | 167.865 | 0 | 0
EPA v6 Coal BB | 375.0841 | 98.1975 | 102.1785 | 103.7909 | 109.98 | 4.7583 | 5.4605 | 3.3494
EPA v6 Coal BD | 787.7092 | 232.2119 | 107.7547 | 155.6733 | 66.1534 | 7.995 | 8.1337 | 8.2773
EPA v6 Coal BE | 3124.6938 | 1075.0351 | 778.1642 | 716.4701 | 582.6087 | 581.8449 | 529.669 | 282.0885
EPA v6 Coal BG | 1995.5975 | 1762.6862 | 1139.3579 | 1040.7365 | 1263.3933 | 1118.1563 | 726.8401 | 402.8283
EPA v6 Coal BH | 6537.5532 | 3132.6644 | 1916.716 | 1909.777 | 1522.1557 | 739.1338 | 544.172 | 304.686
EPA v6 Coal LA
EPA v6 Coal LD | 0 | 0 | 0 | 0 | 0 | 0 | 0 | 0
EPA v6 Coal LE | 1186.1918 | 604.9374 | 451.9929 | 497.6806 | 558.1131 | 531.1948 | 465.1465 | 298.056
EPA v6 Coal LG | 154.9342 | 104.9561 | 107.5851 | 109.9126 | 115.7285 | 121.5659 | 127.6081 | 134.2907
EPA v6 Coal LH | 75.8212 | 0 | 0 | 0 | 0 | 0 | 0 | 0
EPA v6 Coal SA | 8944.3844 | 4265.0772 | 3173.0993 | 2671.6501 | 2554.4935 | 2339.7739 | 1674.179 | 1236.4787
EPA v6 Coal SB | 3320.2273 | 1270.9631 | 573.8687 | 831.4473 | 976.1056 | 926.6237 | 1110.8779 | 956.4628
EPA v6 Coal SD | 175.579 | 37.9339 | 0 | 0 | 0 | 0 | 0 | 0
EPA v6 Coal SE | 482.8584 | 297.3616 | 153.349 | 168.1404 | 57.0881 | 100.0742 | 70.7887 | 70.0418
LF Gas | 0 | 0 | 0 | 0 | 0 | 0 | 0 | 0
EPA v6 LFG | 0 | 0 | 0 | 0 | 0 | 0 | 0 | 0
MSW | 0 | 0 | 0 | 0 | 0 | 0 | 0 | 0
EPA v6 MSW | 0 | 0 | 0 | 0 | 0 | 0 | 0 | 0
NaturalGas | 41659.4291 | 36701.1029 | 35538.4572 | 37429.4531 | 41108.79 | 44195.1015 | 44334.3998 | 42083.585
EPA v6 Gas | 41659.4291 | 36701.1029 | 35538.4572 | 37429.4531 | 41108.79 | 44195.1015 | 44334.3998 | 42083.585
Nuclear | 5533.1617 | 5185.0542 | 4571.2065 | 4371.3338 | 3665.2804 | 3651.396 | 3404.4698 | 2804.0258
EPA v6 Nuclear | 5533.1617 | 5185.0542 | 4571.2065 | 4371.3338 | 3665.2804 | 3651.396 | 3404.4698 | 2804.0258
Oil | 7.5631 | 0.67066 | 0.013354 | 0.41902 | 0.12656 | 0.11116 | 0 | 0
EPA v6 DFO | 7.1678 | 0.29272 | 0.013354 | 0.41902 | 0.12656 | 0.11116 | 0 | 0
EPA v6 RFO | 0.39539 | 0.37794 | 0 | 0 | 0 | 0 | 0 | 0
Pet. Coke | 336.38 | 311.7997 | 212.7133 | 212.8195 | 228.7017 | 51.3587 | 47.8081 | 31.2019
EPA v6 Pet Coke | 336.38 | 311.7997 | 212.7133 | 212.8195 | 228.7017 | 51.3587 | 47.8081 | 31.2019
Waste Coal | 176.458 | 109.6214 | 86.0044 | 91.6436 | 102.4905 | 116.418 | 91.4073 | 74.8797
EPA v6 Waste Coal | 176.458 | 109.6214 | 86.0044 | 91.6436 | 102.4905 | 116.418 | 91.4073 | 74.8797
Grand Total | 75567.4721 | 55461.6008 | 49074.8858 | 50480.5676 | 53127.7883 | 54656.4455 | 53143.7527 | 48693.0442
Fuel Costs by Fuel and Fuel Type[US$/MMBtu]
Fuel Type | 2023 | 2025 | 2028 | 2030 | 2035 | 2040 | 2045 | 2050
Biomass | 4.0335 | 3.5172 | 3.5172 | 3.5172 | 3.5172 | 3.5172 | 3.5172 | 3.5172
EPA v6 Biomass | 4.0335 | 3.5172 | 3.5172 | 3.5172 | 3.5172 | 3.5172 | 3.5172 | 3.5172
Coal | 2.3831 | 1.7831 | 1.65 | 1.6666 | 1.6989 | 1.7159 | 1.7156 | 1.687
EPA v6 Coal BA | 2.1514 | 1.9499 | 1.4471 | 1.4976 | 1.6552 | 1.7399 | 0 | 0
EPA v6 Coal BB | 3.0012 | 5.0853 | 5.096 | 5.2331 | 5.5452 | 2.4356 | 2.5831 | 2.5401
EPA v6 Coal BD | 3.1921 | 2.3645 | 1.9812 | 2.2619 | 1.7084 | 2.447 | 2.4895 | 2.5334
EPA v6 Coal BE | 3.1224 | 2.3231 | 1.9587 | 1.9426 | 2.0573 | 2.1858 | 2.1316 | 2.0844
EPA v6 Coal BG | 2.9602 | 2.0574 | 1.7887 | 1.82 | 1.8875 | 2.001 | 2.1807 | 2.2898
EPA v6 Coal BH | 2.7365 | 1.858 | 1.8392 | 1.8563 | 1.9301 | 1.9231 | 2.0175 | 2.1091
EPA v6 Coal LA | 0 | 0 | 0 | 0 | 0 | 0 | 0 | 0
EPA v6 Coal LD | 0 | 0 | 0 | 0 | 0 | 0 | 0 | 0
EPA v6 Coal LE | 1.6934 | 1.4208 | 1.4303 | 1.4391 | 1.5016 | 1.5299 | 1.49 | 1.5239
EPA v6 Coal LG | 1.7755 | 1.2028 | 1.2329 | 1.2596 | 1.3262 | 1.3931 | 1.4624 | 1.5389
EPA v6 Coal LH | 1.7755 | 0 | 0 | 0 | 0 | 0 | 0 | 0
EPA v6 Coal SA | 2.227 | 1.7076 | 1.5697 | 1.5784 | 1.5778 | 1.6182 | 1.5816 | 1.5461
EPA v6 Coal SB | 1.944 | 1.4068 | 1.2845 | 1.3771 | 1.4308 | 1.4837 | 1.5543 | 1.5676
EPA v6 Coal SD | 1.1751 | 0.86938 | 0 | 0 | 0 | 0 | 0 | 0
EPA v6 Coal SE | 1.9622 | 1.9091 | 1.2972 | 1.3494 | 1.8185 | 1.8797 | 1.8566 | 1.837
LF Gas | 0 | 0 | 0 | 0 | 0 | 0 | 0 | 0
EPA v6 LFG | 0 | 0 | 0 | 0 | 0 | 0 | 0 | 0
MSW | 0 | 0 | 0 | 0 | 0 | 0 | 0 | 0
EPA v6 MSW | 0 | 0 | 0 | 0 | 0 | 0 | 0 | 0
NaturalGas | 5.2309 | 3.7249 | 2.8286 | 2.9409 | 3.1253 | 3.3672 | 3.3356 | 3.2713
EPA v6 Gas | 5.2309 | 3.7249 | 2.8286 | 2.9409 | 3.1253 | 3.3672 | 3.3356 | 3.2713
Nuclear | 0.6825 | 0.68524 | 0.68905 | 0.69342 | 0.70018 | 0.71004 | 0.7198 | 0.73179
EPA v6 Nuclear | 0.6825 | 0.68524 | 0.68905 | 0.69342 | 0.70018 | 0.71004 | 0.7198 | 0.73179
Oil | 19.1008 | 12.7328 | 20.8556 | 21.0443 | 20.6321 | 20.4868 | 0 | 0
EPA v6 DFO | 20.0184 | 19.817 | 20.8556 | 21.0443 | 20.6321 | 20.4868 | 0 | 0
EPA v6 RFO | 10.4322 | 9.9718 | 0 | 0 | 0 | 0 | 0 | 0
Pet. Coke | 1.7551 | 1.7551 | 1.7607 | 1.7605 | 1.7591 | 1.8164 | 1.8205 | 1.8637
EPA v6 Pet Coke | 1.7551 | 1.7551 | 1.7607 | 1.7605 | 1.7591 | 1.8164 | 1.8205 | 1.8637
Waste Coal | 2.9266 | 2.0214 | 1.4801 | 1.5797 | 1.7776 | 2.0226 | 1.866 | 1.5349
EPA v6 Waste Coal | 2.9266 | 2.0214 | 1.4801 | 1.5797 | 1.7776 | 2.0226 | 1.866 | 1.5349
Grand Total | 2.6649 | 2.178 | 1.9554 | 2.0453 | 2.2371 | 2.4038 | 2.4415 | 2.4869

## Coal Pivot Tables
Coal Prices (2019$/MMBtu) | [8 empty] | Total TBtu
Coal Region | 2023 | 2025 | 2028 | 2030 | 2035 | 2040 | 2045 | 2050 | 2023 | 2025 | 2028 | 2030 | 2035 | 2040 | 2045 | 2050
Appalachia | 2.5114 | 1.7916 | 1.8323 | 1.9065 | 2.0048 | 2.212 | 2.3574 | 2.6396 | 3577.4787 | 2511.7235 | 1844.0716 | 1799.5249 | 1759.0839 | 1281.0687 | 1157.9384 | 927.1582
Imports | 7.6228 | 2.3515 | 2.3674 | 4.384 | 3.0902 | 3.0184 | 2.7079 |  | 15.3476 | 8.4102 | 6.9919 | 0.29036 | 0.29036 | 0.29036 | 0.29036
Interior | 2.1467 | 1.4326 | 1.343 | 1.3787 | 1.4897 | 1.4412 | 1.5073 | 1.5307 | 2034.1115 | 1715.7283 | 1280.4048 | 1232.3907 | 1035.3279 | 872.609 | 683.65 | 434.5843
Waste Coal | 2.4015 | 1.5095 | 0.96282 | 1.0527 | 1.2372 | 1.4529 | 1.3066 | 0.99578 | 60.2944 | 54.2312 | 58.1055 | 58.013 | 57.6565 | 57.5598 | 48.9865 | 48.7838
West | 1.1064 | 0.83059 | 0.78348 | 0.81339 | 0.85814 | 0.90846 | 0.9315 | 0.99988 | 7293.8466 | 4634.6384 | 3552.884 | 3418.6707 | 3344.5652 | 3020.7681 | 2583.4125 | 2181.8697
National | 1.6703 | 1.2223 | 1.1798 | 1.225 | 1.2928 | 1.3226 | 1.3927 | 1.4872 | 12981.0788 | 8924.7317 | 6742.4578 | 6508.8896 | 6196.9239 | 5232.2959 | 4474.2778 | 3592.396
Coal Prices (2019$/Ton) | [8 empty] | Total Million Tons
Coal Region | 2023 | 2025 | 2028 | 2030 | 2035 | 2040 | 2045 | 2050 | 2023 | 2025 | 2028 | 2030 | 2035 | 2040 | 2045 | 2050
Appalachia | 62.4787 | 44.7455 | 45.9727 | 47.8505 | 50.2452 | 55.549 | 58.8359 | 65.715 | 143.8008 | 100.5688 | 73.499 | 71.6996 | 70.1875 | 51.0141 | 46.3951 | 37.2416
Imports | 158.0977 | 48.77 | 49.1 | 90.9238 | 64.0913 | 62.6011 | 56.1612 |  | 0.74 | 0.40551 | 0.33712 | 0.014 | 0.014 | 0.014 | 0.014
Interior | 40.922 | 29.3279 | 27.2308 | 27.7845 | 29.0646 | 27.039 | 27.2687 | 27.4061 | 106.7075 | 83.8089 | 63.1466 | 61.1538 | 53.0642 | 46.511 | 37.7897 | 24.2734
Waste Coal | 32.1804 | 20.2267 | 12.9018 | 14.1064 | 16.5779 | 19.4689 | 17.5084 | 13.3435 | 4.4996 | 4.0471 | 4.3362 | 4.3293 | 4.3027 | 4.2955 | 3.6557 | 3.6406
West | 19.4651 | 14.5833 | 13.8744 | 14.311 | 14.9902 | 15.8579 | 16.0294 | 17.2406 | 414.5712 | 263.965 | 200.629 | 194.3071 | 191.4656 | 173.0525 | 150.1275 | 126.5382
National | 32.3467 | 24.0927 | 23.2626 | 24.0512 | 25.1108 | 25.1745 | 26.1844 | 27.8713 | 670.319 | 452.7953 | 341.948 | 331.5039 | 319.0341 | 274.8871 | 237.982 | 191.6938

## Final Wholesale Price
Wholesale Electricity Price (2019$/MWh)
Region Group | 2023 | 2025 | 2028 | 2030 | 2035 | 2040 | 2045 | 2050
ERCOT_Tenaska Frontier Generating Station | 36.5468 | 36.5797 | 33.2688 | 31.9693 | 31.647 | 33.7544 | 32.6333 | 31.0332
ERCOT_Tenaska Gateway Generating Station | 0 | 0 | 33.2688 | 31.9693 | 31.6882 | 33.721 | 32.6816 | 30.9986
ERCOT_Panhandle | 33.9846 | 31.8696 | 28.5828 | 27.9507 | 28.4192 | 29.9425 | 28.2611 | 27.1321
ERCOT_Rest | 36.2862 | 36.0219 | 32.258 | 31.445 | 32.2103 | 33.9142 | 33.2343 | 31.5602
ERCOT_West | 35.003 | 32.7356 | 29.3476 | 28.739 | 29.3125 | 31.0212 | 29.2698 | 28.2243
FRCC | 42.7053 | 32.5092 | 35.6475 | 39.6996 | 37.5747 | 38.9088 | 38.5425 | 36.7572
MISO_Amite South (including DSG) | 40.5243 | 41.8214 | 38.6594 | 41.5399 | 38.1022 | 38.3505 | 36.8366 | 35.0155
MISO_Arkansas | 38.2297 | 40.5257 | 36.3823 | 40.6584 | 37.1987 | 37.5388 | 36.0236 | 34.2864
MISO_Iowa | 39.3335 | 38.3755 | 34.4644 | 37.9051 | 35.4918 | 35.3637 | 33.8089 | 31.2438
MISO_Illinois | 41.3685 | 40.6173 | 36.5827 | 39.814 | 37.9642 | 39.1156 | 40.736 | 37.1477
MISO_Indiana (including parts of Kentucky) | 44.403 | 41.0496 | 36.9678 | 39.4731 | 38.007 | 38.5035 | 37.0463 | 33.928
MISO_Louisiana | 39.6257 | 41.5942 | 38.4807 | 41.393 | 37.626 | 37.8534 | 36.1495 | 34.1301
MISO_Lower Michigan | 41.9398 | 34.8226 | 39.0305 | 40.8503 | 35.5874 | 34.7689 | 34.811 | 35.0281
MISO_MT, SD, ND | 38.8086 | 34.6471 | 34.0977 | 32.6463 | 31.5009 | 31.0263 | 29.0724 | 26.9758
MISO_Iowa-MidAmerican | 38.9487 | 37.9375 | 33.9777 | 37.1767 | 35.038 | 35.1656 | 34.0239 | 31.4605
MISO_Minnesota and Western Wisconsin | 39.7641 | 38.7495 | 35.1985 | 38.7629 | 35.873 | 36.083 | 33.8448 | 31.3393
MISO_Missouri | 40.3798 | 39.7115 | 35.9384 | 39.2536 | 37.1648 | 38.2418 | 36.489 | 33.295
MISO_Mississippi | 40.5515 | 42.4766 | 39.0546 | 42.333 | 38.5874 | 38.9099 | 37.1955 | 35.2264
MISO_WOTAB (including Western) | 39.4369 | 32.4001 | 36.9173 | 32.4287 | 34.334 | 36.2072 | 36.0195 | 33.9662
MISO_Wisconsin- Upper Michigan (WUMS) | 40.2764 | 40.088 | 35.4952 | 39.0323 | 36.818 | 37.3118 | 35.7666 | 33.3729
ISONE_Connecticut | 49.0081 | 35.2587 | 30.9886 | 34.1908 | 35.5119 | 36.7851 | 35.268 | 32.7725
ISONE_Maine | 47.8349 | 33.4868 | 29.1403 | 33.2678 | 33.8195 | 31.4835 | 29.7654 | 27.6423
ISONE_MA, VT, NH, RI (Rest of ISO New England) | 49.5614 | 35.0422 | 30.6325 | 34.3729 | 35.5591 | 37.0062 | 35.0676 | 32.3091
NY_Zone A (West) | 46.286 | 33.476 | 27.5025 | 32.329 | 31.703 | 28.7475 | 31.1378 | 29.3513
NY_Zone B (Genesee) | 47.1631 | 34.1475 | 28.0063 | 32.9429 | 32.1968 | 29.2706 | 31.5636 | 29.7455
NY_Zone C&E | 49.2792 | 34.9584 | 28.8509 | 33.6967 | 32.2431 | 29.8725 | 29.3983 | 29.656
NY_Zone D (North) | 48.0954 | 34.083 | 28.1508 | 32.8381 | 31.4681 | 29.1521 | 28.1816 | 26.8148
NY_Zone F (Capital) | 51.2173 | 36.2591 | 29.6267 | 34.4299 | 32.6596 | 30.9938 | 30.5787 | 30.4238
NY_Zone G-I (Downstate NY) | 53.9727 | 37.7736 | 31.2963 | 35.5548 | 33.4657 | 31.9646 | 31.5445 | 33.0452
NY_Zone J (NYC) | 321.0704 | 41.6702 | 34.8816 | 39.2594 | 34.3043 | 33.2194 | 36.3957 | 36.2707
NY_Zone K (LI) | 57.9885 | 44.12 | 37.1437 | 40.3587 | 34.3626 | 32.9754 | 32.7527 | 35.7342
PJM_AP | 39.5974 | 35.4814 | 32.9384 | 36.0284 | 34.5499 | 36.4059 | 35.2592 | 33.0771
PJM_ATSI | 39.7037 | 36.5641 | 34.0928 | 37.1659 | 35.3892 | 36.7755 | 35.2493 | 33.3674
PJM_ComEd | 37.7151 | 34.7875 | 30.0375 | 33.172 | 34.6612 | 36.4672 | 41.2598 | 38.7886
PJM_Dominion | 40.5299 | 36.2403 | 33.5603 | 36.6667 | 34.5602 | 36.0911 | 35.5354 | 36.8991
PJM_EMAAC | 40.8303 | 30.2954 | 30.6165 | 29.5244 | 34.2706 | 35.8504 | 34.9559 | 33.9355
PJM_PENELEC | 38.7075 | 29.3176 | 30.3063 | 29.2726 | 33.8286 | 35.5408 | 34.5963 | 32.473
PJM_SWMAAC | 122.6215 | 82.0109 | 33.3851 | 36.8933 | 35.285 | 38.7662 | 37.8239 | 36.4419
PJM West | 39.423 | 35.7748 | 33.5896 | 36.7762 | 35.2576 | 36.9374 | 35.6674 | 33.5416
PJM_Western MAAC | 39.812 | 29.682 | 30.2502 | 29.3633 | 34.0075 | 35.6759 | 34.6914 | 33.1459
SERC_Central_Kentucky | 40.534 | 40.2743 | 38.6271 | 41.2094 | 37.491 | 37.9518 | 36.4851 | 34.6351
SERC_Central_TVA | 39.9454 | 39.474 | 38.2919 | 40.1142 | 37.9513 | 38.1688 | 36.9773 | 35.0815
SERC_Delta_AECI | 36.6299 | 35.5678 | 32.8439 | 34.1154 | 31.9351 | 33.0023 | 31.3805 | 32.399
SERC_Southeastern | 40.1673 | 34.1369 | 32.5243 | 35.9148 | 37.9622 | 38.6043 | 37.708 | 35.919
SERC_VACAR | 127.6351 | 44.6215 | 41.1099 | 44.8271 | 41.068 | 40.6032 | 39.3374 | 37.0724
SPP_Kiamichi Energy Facility | 0 | 36.5797 | 33.2732 | 31.977 | 31.644 | 33.7578 | 32.6326 | 30.9907
SPP North- (Kansas, Missouri) | 31.9459 | 36.2636 | 34.0505 | 32.5506 | 31.7053 | 33.9669 | 32.317 | 29.7565
SPP Nebraska | 31.1374 | 35.3773 | 33.2033 | 31.7742 | 31.4509 | 33.3355 | 31.8512 | 29.4291
SPP SPS (Texas Panhandle) | 31.7129 | 26.3089 | 31.4689 | 27.7106 | 26.999 | 27.4694 | 28.3488 | 25.9745
SPP_WAUE | 30.68 | 34.4522 | 32.3578 | 31.1428 | 30.9827 | 32.5813 | 31.2759 | 28.9013
SPP West (Oklahoma, Arkansas, Louisiana) | 32.4214 | 36.3378 | 33.7561 | 32.463 | 31.804 | 33.7231 | 31.8669 | 29.2699
WECC_BANC | 65.6895 | 57.3901 | 53.9656 | 73.2636 | 64.5082 | 62.6687 | 65.8192 | 64.5319
WECC_Northern California (not including BANC) | 53.5392 | 46.3559 | 43.1793 | 67.7191 | 65.7823 | 59.6301 | 60.4403 | 52.7649
WECC_LADWP | 50.7375 | 46.6412 | 43.3597 | 66.7442 | 64.2941 | 61.2199 | 63.1636 | 59.7584
WECC_San Diego Gas and Electric | 55.0694 | 47.0034 | 43.3412 | 67.3212 | 64.8224 | 61.9285 | 64.8336 | 63.2264
WECC_Arizona | 39.6815 | 31.7349 | 29.2316 | 32.4804 | 33.3662 | 35.3349 | 34.5928 | 33.6116
WECC_Colorado | 35.7667 | 30.9393 | 26.7191 | 34.5415 | 34.8519 | 37.3988 | 35.8863 | 33.6365
WECC_Idaho | 42.8508 | 36.8314 | 31.4514 | 34.3899 | 32.6461 | 34.8126 | 34.3197 | 31.9016
WECC_Imperial Irrigation District (IID) | 31.9691 | 29.1054 | 29.5158 | 50.545 | 49.746 | 48.4645 | 50.767 | 49.23
WECC_Montana | 37.3213 | 26.617 | 27.7525 | 31.0509 | 28.9229 | 30.9551 | 30.5156 | 28.3689
WECC_New Mexico | 38.6181 | 31.0132 | 28.8135 | 32.0717 | 32.371 | 33.7463 | 33.3821 | 31.1363
WECC_Northern Nevada | 38.7652 | 35.3631 | 32.9728 | 36.0636 | 34.0516 | 34.3665 | 34.3483 | 31.8642
WECC_Pacific Northwest | 38.5859 | 32.1557 | 30.1968 | 33.5695 | 30.9341 | 32.2081 | 31.9522 | 28.9571
WECC_Southern California Edison | 55.1642 | 47.3821 | 43.9072 | 68.4418 | 65.516 | 61.785 | 64.2509 | 59.8322
WECC_Southern Nevada | 40.0976 | 31.9893 | 29.4357 | 32.6318 | 30.5737 | 32.6964 | 33.089 | 33.7239
WECC_Utah | 35.5782 | 37.0814 | 31.9459 | 34.7759 | 33.2583 | 36.0625 | 35.3377 | 33.2181
WECC_Wyoming | 26.8097 | 21.2195 | 19.5021 | 27.3347 | 26.326 | 30.2752 | 29.8449 | 29.0028
National | 51.0754 | 37.4723 | 34.4749 | 38.2438 | 37.1288 | 37.8282 | 37.2767 | 35.2738

## Natural Gas
More Stringent Scenario - Natural Gas Results
| Delivered Natural Gas Price (2019$/MMBtu) | [24 empty] | Natural Gas Consumption in the Power Sector (Tcf)
| Winter | [7 empty] | Winter-Shoulder | [7 empty] | Summer | [8 empty] | Winter | [7 empty] | Winter-Shoulder | [7 empty] | Summer
| 2023 | 2025 | 2028 | 2030 | 2035 | 2040 | 2045 | 2050 | 2023 | 2025 | 2028 | 2030 | 2035 | 2040 | 2045 | 2050 | 2023 | 2025 | 2028 | 2030 | 2035 | 2040 | 2045 | 2050 |  | 2023 | 2025 | 2028 | 2030 | 2035 | 2040 | 2045 | 2050 | 2023 | 2025 | 2028 | 2030 | 2035 | 2040 | 2045 | 2050 | 2023 | 2025 | 2028 | 2030 | 2035 | 2040 | 2045 | 2050
ERC_FRNT | 5.3558 | 3.9056 | 3.0687 | 3.0912 | 3.2852 | 3.244 | 3.0002 | 2.9371 | 5.1125 | 3.5833 | 2.7277 | 2.7873 | 2.9381 | 3.1629 | 3.0968 | 3.0336 | 4.9244 | 3.4572 | 2.5853 | 2.7244 | 2.8408 | 3.2951 | 3.332 | 3.2689 | ERC_FRNT | 0 | 0 | 0.01053 | 0.01053 | 0.01053 | 0.01053 | 0.01053 | 0.01053 | 0 | 0 | 0.0036365 | 0.0087507 | 0.0087507 | 0.0087507 | 0.0087507 | 0.0087507 | 0.0093274 | 0.019738 | 0.019738 | 0.019738 | 0.016879 | 0.016879 | 0.016879 | 0.016879
ERC_GWAY | 5.3558 | 3.9056 | 3.0687 | 3.0912 | 3.2852 | 3.244 | 3.0002 | 2.9371 | 5.1125 | 3.5833 | 2.7277 | 2.7873 | 2.9381 | 3.1629 | 3.0968 | 3.0336 | 4.9244 | 3.4572 | 2.5853 | 2.7244 | 2.8408 | 3.2951 | 3.332 | 3.2689 | ERC_GWAY | 0 | 0 | 0.0070675 | 0.010691 | 0.010691 | 0.010691 | 0.010691 | 0.00029203 | 0 | 0 | 0 | 8.9093e-05 | 0.0088846 | 0.0088846 | 0.0088846 | 8.9093e-05 | 0 | 0 | 0.02004 | 0.02004 | 0.017137 | 0.017137 | 0.017137 | 0.017137
ERC_PHDL | - | - | - | - | - | - | - | - | - | - | - | - | - | - | - | - | - | - | - | - | - | - | - | - | ERC_PHDL | - | - | - | - | - | - | - | - | - | - | - | - | - | - | - | - | - | - | - | - | - | - | - | -
ERC_REST | 5.3558 | 3.9056 | 3.0687 | 3.0912 | 3.2852 | 3.244 | 3.0002 | 2.9371 | 5.1125 | 3.5833 | 2.7277 | 2.7873 | 2.9381 | 3.1629 | 3.0968 | 3.0336 | 4.9244 | 3.4572 | 2.5853 | 2.7244 | 2.8408 | 3.2951 | 3.332 | 3.2689 | ERC_REST | 0.09073 | 0.076096 | 0.10374 | 0.11498 | 0.1755 | 0.20586 | 0.24382 | 0.18808 | 0.095157 | 0.10236 | 0.16624 | 0.17705 | 0.27046 | 0.27631 | 0.27536 | 0.2186 | 0.32911 | 0.31998 | 0.44861 | 0.45799 | 0.55764 | 0.57467 | 0.59679 | 0.51134
ERC_WEST | 5.2584 | 3.804 | 3.0218 | 3.0589 | 3.264 | 3.2007 | 2.9511 | 2.8879 | 4.9771 | 3.4621 | 2.658 | 2.7246 | 2.8824 | 3.0952 | 3.008 | 2.9449 | 4.7555 | 3.3311 | 2.477 | 2.583 | 2.7268 | 3.1602 | 3.1869 | 3.1238 | ERC_WEST | 0.00037425 | 0.00017665 | 0 | 0.00013216 | 0.0059511 | 0.0084149 | 0.0041035 | 0.0034131 | 0.00049363 | 2.1209e-06 | 0 | 0 | 0 | 0 | 2.8633e-06 | 0.00039393 | 0.011011 | 0.013376 | 0.019603 | 0.021516 | 0.023882 | 0.023891 | 0.023908 | 0.024176
FRCC | 5.6103 | 4.2228 | 3.3806 | 3.4496 | 3.7207 | 3.644 | 3.4732 | 3.4101 | 5.3702 | 3.8722 | 3.0272 | 3.1353 | 3.3212 | 3.4929 | 3.3774 | 3.3143 | 5.4308 | 3.9917 | 3.2493 | 3.5647 | 3.7547 | 4.176 | 4.5217 | 4.4586 | FRCC | 0.26038 | 0.2736 | 0.29496 | 0.29785 | 0.30259 | 0.30978 | 0.3112 | 0.29622 | 0.36924 | 0.39629 | 0.41617 | 0.42464 | 0.41736 | 0.4267 | 0.42801 | 0.39978 | 0.6132 | 0.65744 | 0.69752 | 0.70323 | 0.72864 | 0.74681 | 0.76085 | 0.7453
MIS_AMSO | 5.4006 | 4.0093 | 3.1786 | 3.2317 | 3.4604 | 3.39 | 3.1459 | 3.0828 | 5.1762 | 3.6699 | 2.8228 | 2.9283 | 3.1028 | 3.3008 | 3.1959 | 3.1327 | 5.001 | 3.5508 | 2.6882 | 2.8817 | 3.0855 | 3.567 | 3.782 | 3.7189 | MIS_AMSO | 0.031777 | 0.037936 | 0.04094 | 0.04327 | 0.041741 | 0.042137 | 0.043272 | 0.047364 | 0.034553 | 0.048955 | 0.060633 | 0.053977 | 0.054202 | 0.0466 | 0.042714 | 0.049578 | 0.071735 | 0.082375 | 0.070715 | 0.078672 | 0.074586 | 0.07234 | 0.069738 | 0.071661
MIS_AR | 5.3816 | 3.9848 | 3.1609 | 3.2044 | 3.4071 | 3.3433 | 3.0953 | 3.0321 | 5.1816 | 3.6708 | 2.8205 | 2.9164 | 3.0739 | 3.2806 | 3.1706 | 3.1075 | 4.9399 | 3.4664 | 2.6048 | 2.7778 | 2.9087 | 3.363 | 3.4027 | 3.3396 | MIS_AR | 0.013669 | 0.035784 | 0.049249 | 0.049938 | 0.052849 | 0.049259 | 0.051154 | 0.053952 | 0.0026414 | 0.019368 | 0.060463 | 0.061059 | 0.058216 | 0.057648 | 0.057648 | 0.048195 | 0.044712 | 0.06863 | 0.10053 | 0.10824 | 0.10285 | 0.101 | 0.10006 | 0.10701
MIS_IA | 5.6379 | 4.2774 | 3.4176 | 3.4575 | 3.5949 | 3.4649 | 3.1492 | 3.0861 | 5.351 | 3.845 | 3.007 | 3.1163 | 3.1615 | 3.3122 | 3.1325 | 3.0693 | 4.7923 | 3.3651 | 2.4714 | 2.5937 | 2.6917 | 3.0992 | 3.091 | 3.0278 | MIS_IA | 0.004149 | 0.0067887 | 0.010683 | 0.014145 | 0.014212 | 0.014113 | 0.014113 | 0.014113 | 6.5338e-06 | 0.00051617 | 0.016182 | 0.016147 | 0.016886 | 0.012963 | 0.012917 | 0.00045084 | 0.012732 | 0.020252 | 0.028606 | 0.028656 | 0.029134 | 0.025646 | 0.023806 | 0.022206
MIS_IL | 5.4882 | 4.1146 | 3.2794 | 3.3214 | 3.4937 | 3.3893 | 3.1024 | 3.0392 | 5.2557 | 3.7526 | 2.9204 | 3.0276 | 3.1285 | 3.3076 | 3.1495 | 3.0863 | 4.7996 | 3.3643 | 2.4902 | 2.623 | 2.739 | 3.1536 | 3.1518 | 3.0886 | MIS_IL | 0.0010644 | 0.0063043 | 0.0082329 | 0.0082843 | 0.0027918 | 0.0026055 | 0 | 0 | 0 | 0.0030037 | 0.010571 | 0.0097839 | 0 | 8.3403e-05 | 0 | 0 | 0.0045474 | 0.01318 | 0.020823 | 0.018938 | 0.0052747 | 0.0044292 | 0 | 0
MIS_INKY | 5.3985 | 4.0109 | 3.1843 | 3.2358 | 3.4379 | 3.357 | 3.1003 | 3.0371 | 5.1849 | 3.6748 | 2.8318 | 2.9366 | 3.0874 | 3.2879 | 3.1602 | 3.0971 | 4.8486 | 3.3951 | 2.5277 | 2.6843 | 2.8134 | 3.247 | 3.2717 | 3.2086 | MIS_INKY | 0.012938 | 0.021161 | 0.032034 | 0.03494 | 0.062094 | 0.10268 | 0.11042 | 0.093608 | 0.015082 | 0.020704 | 0.033223 | 0.03396 | 0.064152 | 0.10253 | 0.099239 | 0.071209 | 0.027329 | 0.038802 | 0.081284 | 0.071997 | 0.10816 | 0.16263 | 0.18864 | 0.17743
MIS_LA | 5.334 | 3.9373 | 3.112 | 3.159 | 3.3685 | 3.3034 | 3.0554 | 2.9922 | 5.124 | 3.6138 | 2.7658 | 2.8652 | 3.0268 | 3.2311 | 3.1244 | 3.0612 | 4.9082 | 3.4367 | 2.5783 | 2.76 | 2.907 | 3.3689 | 3.4501 | 3.387 | MIS_LA | 0.032467 | 0.045661 | 0.060766 | 0.065281 | 0.096614 | 0.10948 | 0.11649 | 0.13409 | 0.014355 | 0.04952 | 0.068208 | 0.071832 | 0.11534 | 0.11356 | 0.11451 | 0.13557 | 0.059486 | 0.083349 | 0.077622 | 0.098291 | 0.18358 | 0.20158 | 0.21492 | 0.24858
MIS_LMI | 5.5683 | 4.1879 | 3.3754 | 3.4195 | 3.5628 | 3.4477 | 3.1265 | 3.0633 | 5.3596 | 3.8565 | 3.0557 | 3.1744 | 3.2595 | 3.4233 | 3.2201 | 3.157 | 4.843 | 3.4077 | 2.5522 | 2.6903 | 2.8018 | 3.2099 | 3.1928 | 3.1296 | MIS_LMI | 0.053794 | 0.064985 | 0.073439 | 0.072582 | 0.074666 | 0.074971 | 0.077262 | 0.080479 | 0.04477 | 0.049918 | 0.080573 | 0.080033 | 0.067029 | 0.055565 | 0.055681 | 0.069343 | 0.096463 | 0.12416 | 0.15626 | 0.14613 | 0.14567 | 0.14517 | 0.14471 | 0.16005
MIS_MAPP | 5.6698 | 4.2971 | 3.4657 | 3.483 | 3.6508 | 3.5318 | 3.1583 | 3.0952 | 5.4675 | 3.9717 | 3.1061 | 3.2202 | 3.2756 | 3.4325 | 3.2451 | 3.182 | 4.923 | 3.5073 | 2.5889 | 2.711 | 2.8139 | 3.2079 | 3.1834 | 3.1202 | MIS_MAPP | 0 | 0 | 0 | 2.7816e-06 | 7.3016e-06 | 1.5646e-05 | 0 | 0 | 0 | 0 | 1.3586e-05 | 1.4486e-05 | 1.0804e-05 | 1.0804e-05 | 4.1723e-06 | 4.1723e-06 | 9.7262e-05 | 0.0001112 | 0.00025682 | 0.00032336 | 0.0003262 | 0.00018113 | 1.4646e-05 | 0
MIS_MIDA | 5.5449 | 4.1766 | 3.3394 | 3.3703 | 3.5206 | 3.4038 | 3.0983 | 3.0351 | 5.2862 | 3.785 | 2.9522 | 3.062 | 3.1207 | 3.2777 | 3.1043 | 3.0412 | 4.7544 | 3.3289 | 2.4375 | 2.5585 | 2.6643 | 3.0741 | 3.0674 | 3.0042 | MIS_MIDA | 2.7197e-05 | 0.00048049 | 0.0041736 | 0.0053532 | 0.0054881 | 0.0054128 | 0.0054128 | 0.0053453 | 0 | 0 | 0.00025132 | 0.00024442 | 0.00025349 | 0.00022967 | 0.00022967 | 0.00020851 | 0.001644 | 0.0028501 | 0.010856 | 0.011619 | 0.012186 | 0.01179 | 0.024202 | 0.016103
MIS_MNWI | 5.9299 | 4.5723 | 3.6972 | 3.7379 | 3.8733 | 3.7443 | 3.4178 | 3.3546 | 5.6482 | 4.1439 | 3.3217 | 3.4369 | 3.4771 | 3.6127 | 3.413 | 3.3499 | 5.0973 | 3.664 | 2.7852 | 2.9161 | 2.9885 | 3.3844 | 3.373 | 3.3098 | MIS_MNWI | 0.0015961 | 0.0081097 | 0.016604 | 0.020537 | 0.028813 | 0.028797 | 0.025492 | 0.015806 | 0.00016098 | 0.00021804 | 0.0063694 | 0.0069803 | 0.009306 | 0.0034509 | 0.0034229 | 0.0033911 | 0.0088284 | 0.012703 | 0.045047 | 0.044638 | 0.048204 | 0.025055 | 0.022821 | 0.015841
MIS_MO | 5.4769 | 4.0884 | 3.2475 | 3.2942 | 3.4691 | 3.3676 | 3.0903 | 3.0272 | 5.2141 | 3.713 | 2.8657 | 2.9723 | 3.0891 | 3.2711 | 3.1256 | 3.0624 | 4.8012 | 3.3649 | 2.4872 | 2.6312 | 2.7522 | 3.1774 | 3.1905 | 3.1273 | MIS_MO | 0.00062295 | 0.00065671 | 0.0040158 | 0.0060786 | 0.011418 | 0.015702 | 0.016313 | 0.0044686 | 0.00083996 | 0.00084758 | 0.00093441 | 0.0010069 | 0.0034872 | 0.0036126 | 0.0032419 | 0.00087357 | 0.0017704 | 0.0028885 | 0.024131 | 0.034017 | 0.053335 | 0.055482 | 0.066723 | 0.034737
MIS_MS | 5.4664 | 4.0784 | 3.2393 | 3.2963 | 3.548 | 3.4743 | 3.2581 | 3.1949 | 5.2237 | 3.723 | 2.8738 | 2.9782 | 3.1633 | 3.3494 | 3.2404 | 3.1772 | 5.1905 | 3.75 | 2.9323 | 3.1563 | 3.3689 | 3.8149 | 4.0797 | 4.0166 | MIS_MS | 0.0088213 | 0.013564 | 0.018288 | 0.019253 | 0.017256 | 0.017894 | 0.017273 | 0.01562 | 0.0021429 | 0.013733 | 0.018407 | 0.019543 | 0.01667 | 0.017017 | 0.017361 | 0.017025 | 0.010944 | 0.022516 | 0.059217 | 0.044346 | 0.032544 | 0.022961 | 0.017498 | 0.016139
MIS_WOTA | 5.5081 | 4.1001 | 3.2317 | 3.2572 | 3.4493 | 3.3986 | 3.15 | 3.0869 | 5.2993 | 3.7783 | 2.8878 | 2.9671 | 3.1187 | 3.3326 | 3.2508 | 3.1876 | 5.0757 | 3.5919 | 2.7113 | 2.8843 | 2.9955 | 3.4541 | 3.4891 | 3.4259 | MIS_WOTA | 0.040772 | 0.050389 | 0.058232 | 0.055737 | 0.055375 | 0.056302 | 0.052984 | 0.051244 | 0.039888 | 0.059278 | 0.076407 | 0.077903 | 0.066142 | 0.064695 | 0.064117 | 0.049038 | 0.096369 | 0.10909 | 0.12318 | 0.11682 | 0.10002 | 0.097504 | 0.097592 | 0.092085
MIS_WUMS | 5.7227 | 4.3679 | 3.4774 | 3.519 | 3.6524 | 3.5245 | 3.187 | 3.1239 | 5.4461 | 3.9435 | 3.1371 | 3.2582 | 3.2935 | 3.414 | 3.1943 | 3.1311 | 4.9029 | 3.4637 | 2.5996 | 2.7393 | 2.7862 | 3.1703 | 3.1557 | 3.0926 | MIS_WUMS | 0.017891 | 0.0293 | 0.040825 | 0.043181 | 0.04796 | 0.050748 | 0.050824 | 0.042776 | 0.00040409 | 0.017336 | 0.044529 | 0.0424 | 0.047043 | 0.046629 | 0.045307 | 0.035482 | 0.026568 | 0.05952 | 0.090824 | 0.09363 | 0.10502 | 0.093052 | 0.090274 | 0.083739
NENG_CT | 9.3676 | 7.4113 | 6.4367 | 6.6009 | 6.6462 | 6.3028 | 5.8669 | 5.8038 | 5.9492 | 4.1249 | 3.136 | 3.2063 | 3.3462 | 3.5175 | 3.3279 | 3.2647 | 4.8142 | 3.2007 | 2.1969 | 2.3164 | 2.4888 | 2.7694 | 2.8723 | 2.8091 | NENG_CT | 0.026041 | 0.014017 | 0.030549 | 0.022338 | 0.019487 | 0.020999 | 0.031389 | 0.028379 | 0.022226 | 0.0056556 | 0.029532 | 0.019404 | 0.0048321 | 0.0019089 | 0.0023843 | 0.0017251 | 0.063834 | 0.060079 | 0.083131 | 0.085314 | 0.073011 | 0.082794 | 0.092846 | 0.096473
NENG_ME | 9.3464 | 7.39 | 6.4154 | 6.5796 | 6.6249 | 6.2816 | 5.8457 | 5.7825 | 5.9279 | 4.1037 | 3.1148 | 3.185 | 3.325 | 3.4962 | 3.3066 | 3.2435 | 4.7929 | 3.1794 | 2.1756 | 2.2952 | 2.4675 | 2.7482 | 2.851 | 2.7879 | NENG_ME | 0.0031463 | 0.00078845 | 0.0012022 | 0.0012181 | 0.0012072 | 0.0011441 | 0.0011534 | 0.0011552 | 0.0010501 | 4.5504e-05 | 4.2633e-05 | 7.7338e-05 | 8.1163e-05 | 0.00014606 | 0.00024026 | 0.00012072 | 0.01484 | 0.0020426 | 0.0012689 | 0.0012689 | 0.0010732 | 0.0017068 | 0.0017923 | 0.0017895
NENGREST | 9.3464 | 7.39 | 6.4154 | 6.5796 | 6.6249 | 6.2816 | 5.8457 | 5.7825 | 5.9279 | 4.1037 | 3.1148 | 3.185 | 3.325 | 3.4962 | 3.3066 | 3.2435 | 4.7929 | 3.1794 | 2.1756 | 2.2952 | 2.4675 | 2.7482 | 2.851 | 2.7879 | NENGREST | 0.028621 | 0.0046226 | 0.016607 | 0.028088 | 0.028633 | 0.029246 | 0.029477 | 0.01803 | 0.014897 | 0.0024209 | 0.0050952 | 0.0044495 | 0.0024361 | 0.00021597 | 0.00072925 | 0.00079087 | 0.099361 | 0.082122 | 0.11651 | 0.12308 | 0.093576 | 0.087131 | 0.074323 | 0.070453
NY_Z_A | 5.2497 | 3.7414 | 2.8768 | 2.9991 | 3.2887 | 3.1461 | 2.9389 | 2.8758 | 4.973 | 3.303 | 2.3801 | 2.4309 | 2.6926 | 2.9516 | 2.9115 | 2.8483 | 4.5633 | 3.0196 | 2.0362 | 2.1185 | 2.3614 | 2.7637 | 2.8775 | 2.8144 | NY_Z_A | 0.0037624 | 0.004496 | 0.0051266 | 0.004707 | 0.0047319 | 0.00079272 | 0.00059043 | 0.0008589 | 0.00037856 | 0.0018792 | 0.0018829 | 0.0018848 | 0.0017088 | 0 | 0 | 0 | 0.0028227 | 0.0025761 | 0.0068752 | 0.0082948 | 0.0068727 | 0 | 0 | 0
NY_Z_B | 5.1492 | 3.6349 | 2.7664 | 2.8556 | 3.1711 | 3.0715 | 2.8718 | 2.8086 | 4.9177 | 3.2426 | 2.3226 | 2.373 | 2.6473 | 2.9113 | 2.8702 | 2.8071 | 4.524 | 2.9699 | 1.9849 | 2.0633 | 2.3183 | 2.7238 | 2.8408 | 2.7776 | NY_Z_B | 0.0027692 | 0.0032589 | 0.0032877 | 0.0032637 | 0.0032522 | 0.0016755 | 0.0015069 | 0.0017022 | 0.001446 | 0.0026017 | 0.0029378 | 0.0036928 | 0.0025838 | 0 | 0 | 0 | 0.0034658 | 0.003827 | 0.0052304 | 0.0057348 | 0.0051344 | 0 | 0 | 0
NY_Z_C&E | 5.832 | 4.3096 | 3.3631 | 3.4489 | 3.6394 | 3.5035 | 3.2445 | 3.1813 | 5.1869 | 3.4884 | 2.5462 | 2.596 | 2.8235 | 3.0693 | 2.9925 | 2.9293 | 4.6566 | 3.0838 | 2.0956 | 2.1878 | 2.4162 | 2.7784 | 2.8916 | 2.8285 | NY_Z_C&E | 0.01566 | 0.012779 | 0.014655 | 0.014406 | 0.014079 | 0.012226 | 0.012223 | 0.012226 | 0.01657 | 0.01657 | 0.016576 | 0.016597 | 0.016575 | 0 | 0 | 0 | 0.023327 | 0.022996 | 0.024033 | 0.023817 | 0.023859 | 0.00054503 | 0.00054503 | 0.00054414
NY_Z_D | 7.1977 | 5.6592 | 4.5565 | 4.6355 | 4.576 | 4.3674 | 3.9898 | 3.9266 | 5.7254 | 3.9799 | 2.9934 | 3.0421 | 3.176 | 3.3851 | 3.237 | 3.1738 | 4.9219 | 3.3117 | 2.317 | 2.4368 | 2.612 | 2.8875 | 2.9934 | 2.9302 | NY_Z_D | 0 | 0 | 0 | 0 | 0 | 0 | 0 | 0 | 0 | 0 | 0 | 0 | 0 | 0 | 0 | 0 | 0 | 0 | 0 | 0 | 0 | 0 | 0 | 0
NY_Z_F | 7.1977 | 5.6592 | 4.5565 | 4.6355 | 4.576 | 4.3674 | 3.9898 | 3.9266 | 5.7254 | 3.9799 | 2.9934 | 3.0421 | 3.176 | 3.3851 | 3.237 | 3.1738 | 4.9219 | 3.3117 | 2.317 | 2.4368 | 2.612 | 2.8875 | 2.9934 | 2.9302 | NY_Z_F | 0.032466 | 0.019311 | 0.026094 | 0.02724 | 0.02998 | 0.00037697 | 0.0018155 | 0.0031105 | 0.015497 | 0.0039099 | 0.0087899 | 0.018349 | 0.00059019 | 0 | 0 | 0 | 0.055705 | 0.056111 | 0.059142 | 0.056095 | 0.056276 | 0.00024219 | 0.00025759 | 0.00043718
NY_Z_G-I | 7.1977 | 5.6592 | 4.5565 | 4.6355 | 4.576 | 4.3674 | 3.9898 | 3.9266 | 5.7254 | 3.9799 | 2.9934 | 3.0421 | 3.176 | 3.3851 | 3.237 | 3.1738 | 4.9219 | 3.3117 | 2.317 | 2.4368 | 2.612 | 2.8875 | 2.9934 | 2.9302 | NY_Z_G-I | 0.020938 | 0.02093 | 0.020938 | 0.02093 | 0.02093 | 0.0052122 | 0.0052122 | 0.0052122 | 0.028371 | 0.024108 | 0.025952 | 0.028371 | 0.011292 | 1.6002e-06 | 1.6002e-06 | 1.2502e-05 | 0.039306 | 0.039267 | 0.039289 | 0.039259 | 0.039236 | 0.020544 | 0.011084 | 0.0078572
NY_Z_J | 9.5079 | 7.5118 | 6.4305 | 6.5569 | 6.4348 | 5.9956 | 5.5079 | 5.4448 | 6.0291 | 4.1934 | 3.1557 | 3.2033 | 3.3274 | 3.5241 | 3.3767 | 3.3136 | 4.9471 | 3.3341 | 2.3228 | 2.4399 | 2.6108 | 2.9055 | 3.0098 | 2.9466 | NY_Z_J | 0.020151 | 0.018891 | 0.019325 | 0.019689 | 0.0023072 | 0.007147 | 0.0084408 | 0.0086685 | 0.028551 | 0.030638 | 0.033731 | 0.030997 | 0.01394 | 0.00034 | 0.00069753 | 0.00067836 | 0.089963 | 0.085356 | 0.083498 | 0.075712 | 0.0672 | 0.044657 | 0.055677 | 0.063985
NY_Z_K | 9.5079 | 7.5118 | 6.4305 | 6.5569 | 6.4348 | 5.9956 | 5.5079 | 5.4448 | 6.0291 | 4.1934 | 3.1557 | 3.2033 | 3.3274 | 3.5241 | 3.3767 | 3.3136 | 4.9471 | 3.3341 | 2.3228 | 2.4399 | 2.6108 | 2.9055 | 3.0098 | 2.9466 | NY_Z_K | 0.0076792 | 0.0061658 | 0.0047259 | 0.0028483 | 0.00049904 | 0.00018646 | 0.0002181 | 0.00026165 | 0.0086629 | 0.0059081 | 0.0075948 | 0.0032258 | 0.00098712 | 8.9026e-05 | 0.00011286 | 9.8704e-05 | 0.025692 | 0.02572 | 0.031173 | 0.018958 | 0.013683 | 0.0052804 | 0.0059317 | 0.0044334
PJM_AP | 5.1309 | 3.6653 | 2.793 | 2.8453 | 3.1169 | 3.0455 | 2.8521 | 2.789 | 4.8235 | 3.1564 | 2.2385 | 2.2973 | 2.5558 | 2.8128 | 2.764 | 2.7009 | 4.4389 | 2.8824 | 1.9002 | 1.9818 | 2.2276 | 2.6331 | 2.7505 | 2.6873 | PJM_AP | 0.045715 | 0.045989 | 0.047807 | 0.049091 | 0.047736 | 0.050276 | 0.047656 | 0.1861 | 0.052982 | 0.05299 | 0.053254 | 0.053305 | 0.053206 | 0.053508 | 0.035523 | 0.13253 | 0.067696 | 0.070748 | 0.079042 | 0.076529 | 0.074558 | 0.079158 | 0.071148 | 0.2516
PJM_ATSI | 5.1687 | 3.73 | 2.8816 | 2.9438 | 3.1902 | 3.0976 | 2.8668 | 2.8037 | 4.9357 | 3.3445 | 2.4616 | 2.539 | 2.7477 | 2.9753 | 2.8912 | 2.8281 | 4.5433 | 3.0503 | 2.1138 | 2.2187 | 2.4094 | 2.8199 | 2.8876 | 2.8245 | PJM_ATSI | 0.057238 | 0.058117 | 0.06875 | 0.077948 | 0.08096 | 0.10925 | 0.13955 | 0.12181 | 0.077221 | 0.077716 | 0.082294 | 0.084761 | 0.085215 | 0.11112 | 0.13531 | 0.12878 | 0.10712 | 0.11016 | 0.13272 | 0.14068 | 0.14672 | 0.18644 | 0.21533 | 0.2063
PJM_COMD | 5.5706 | 4.2002 | 3.3661 | 3.4009 | 3.551 | 3.4346 | 3.1313 | 3.0681 | 5.3208 | 3.8196 | 2.9999 | 3.112 | 3.1823 | 3.3418 | 3.1643 | 3.1012 | 4.8087 | 3.375 | 2.5026 | 2.6356 | 2.748 | 3.1588 | 3.152 | 3.0889 | PJM_COMD | 0.026299 | 0.03876 | 0.05343 | 0.053403 | 0.0486 | 0.049808 | 0.00013881 | 0.00013556 | 0.012475 | 0.018345 | 0.03017 | 0.026106 | 0.027506 | 0.027112 | 0.00016645 | 0.00011312 | 0.054533 | 0.076194 | 0.10024 | 0.098453 | 0.081678 | 0.075243 | 0.00024659 | 0.00024593
PJM_Dom | 5.5774 | 4.1605 | 3.2772 | 3.3246 | 3.5162 | 3.4327 | 3.2517 | 3.1886 | 5.0545 | 3.3654 | 2.4386 | 2.5036 | 2.7314 | 2.9791 | 2.9166 | 2.8534 | 4.6515 | 3.0677 | 2.0809 | 2.1693 | 2.3909 | 2.7885 | 2.9051 | 2.8419 | PJM_Dom | 0.050635 | 0.064275 | 0.080664 | 0.082121 | 0.080843 | 0.080338 | 0.051269 | 0 | 0.039586 | 0.067219 | 0.10181 | 0.10158 | 0.093031 | 0.073742 | 0.0090085 | 0 | 0.088929 | 0.13196 | 0.17301 | 0.17237 | 0.16004 | 0.16067 | 0.12728 | 0
PJM_EMAC | 5.7875 | 4.3798 | 3.4854 | 3.5321 | 3.7185 | 3.627 | 3.4348 | 3.3717 | 5.2065 | 3.5294 | 2.5931 | 2.6525 | 2.8774 | 3.122 | 3.0578 | 2.9946 | 4.7527 | 3.1916 | 2.1969 | 2.2825 | 2.5028 | 2.8856 | 2.9992 | 2.936 | PJM_EMAC | 0.066136 | 0.10572 | 0.13459 | 0.14639 | 0.1425 | 0.15481 | 0.16318 | 0.15648 | 0.043232 | 0.078347 | 0.14988 | 0.15045 | 0.13253 | 0.13346 | 0.14202 | 0.13106 | 0.16304 | 0.21264 | 0.28588 | 0.29034 | 0.28113 | 0.30451 | 0.30024 | 0.3102
PJM_PENE | 4.9612 | 3.4578 | 2.591 | 2.6627 | 2.9795 | 2.9005 | 2.7051 | 2.6419 | 4.7427 | 3.0768 | 2.1603 | 2.2137 | 2.4876 | 2.7517 | 2.711 | 2.6478 | 4.3597 | 2.8123 | 1.8297 | 1.9083 | 2.163 | 2.571 | 2.6882 | 2.625 | PJM_PENE | 0.033737 | 0.034104 | 0.035007 | 0.035812 | 0.034628 | 0.034429 | 0.041406 | 0.041655 | 0.045682 | 0.045685 | 0.046187 | 0.046188 | 0.046181 | 0.046181 | 0.046315 | 0.04584 | 0.063399 | 0.064306 | 0.074631 | 0.073515 | 0.066243 | 0.065163 | 0.073889 | 0.067173
PJM_SMAC | 5.6549 | 4.2315 | 3.3474 | 3.3962 | 3.5896 | 3.4976 | 3.3006 | 3.2375 | 5.1275 | 3.4424 | 2.5147 | 2.5781 | 2.8087 | 3.0558 | 2.9955 | 2.9324 | 4.6963 | 3.1329 | 2.1449 | 2.2299 | 2.4575 | 2.8484 | 2.9645 | 2.9013 | PJM_SMAC | 0.015019 | 0.019605 | 0.021268 | 0.022146 | 0.020378 | 0.022507 | 0.027322 | 0.020534 | 0.016176 | 0.021323 | 0.025544 | 0.025758 | 0.024644 | 0.026754 | 0.026812 | 0.026053 | 0.033342 | 0.046463 | 0.054925 | 0.054566 | 0.054836 | 0.070282 | 0.073174 | 0.07259
PJM_West | 5.3153 | 3.9101 | 3.0642 | 3.1123 | 3.3189 | 3.235 | 3.0016 | 2.9384 | 5.0371 | 3.4618 | 2.5905 | 2.6785 | 2.8599 | 3.0748 | 2.9706 | 2.9075 | 4.6535 | 3.1595 | 2.2412 | 2.3622 | 2.5308 | 2.9469 | 3.0034 | 2.9403 | PJM_West | 0.10383 | 0.10988 | 0.11169 | 0.11307 | 0.12506 | 0.1693 | 0.19355 | 0.20229 | 0.099629 | 0.11531 | 0.1502 | 0.1502 | 0.14486 | 0.14456 | 0.19199 | 0.18519 | 0.16336 | 0.19857 | 0.21925 | 0.21637 | 0.2323 | 0.29713 | 0.38499 | 0.38391
PJM_WMAC | 5.0686 | 3.5876 | 2.7155 | 2.7679 | 3.0602 | 2.9936 | 2.8001 | 2.7369 | 4.7861 | 3.1193 | 2.1999 | 2.2551 | 2.5214 | 2.7825 | 2.7373 | 2.6741 | 4.3926 | 2.8448 | 1.8588 | 1.9373 | 2.1876 | 2.5892 | 2.7057 | 2.6426 | PJM_WMAC | 0.11927 | 0.12488 | 0.14202 | 0.14989 | 0.13898 | 0.13898 | 0.15755 | 0.17759 | 0.12116 | 0.13806 | 0.14478 | 0.15265 | 0.14482 | 0.14482 | 0.14323 | 0.12744 | 0.16018 | 0.17439 | 0.2444 | 0.24454 | 0.2131 | 0.19868 | 0.19963 | 0.23532
S_C_KY | 5.4775 | 4.066 | 3.2163 | 3.2629 | 3.4741 | 3.3955 | 3.1746 | 3.1115 | 5.165 | 3.5747 | 2.6902 | 2.7724 | 2.9723 | 3.1948 | 3.1102 | 3.047 | 4.8364 | 3.319 | 2.3986 | 2.5304 | 2.7076 | 3.1345 | 3.2103 | 3.1472 | S_C_KY | 0.0049902 | 0.010048 | 0.017045 | 0.017356 | 0.032335 | 0.03474 | 0.046455 | 0.059163 | 0.010816 | 0.010919 | 0.013707 | 0.014377 | 0.040411 | 0.044855 | 0.061305 | 0.07258 | 0.015776 | 0.022045 | 0.040066 | 0.033565 | 0.066606 | 0.07069 | 0.090901 | 0.11246
S_C_TVA | 5.4234 | 4.03 | 3.1856 | 3.2386 | 3.4785 | 3.3999 | 3.1896 | 3.1264 | 5.1451 | 3.6146 | 2.7545 | 2.8545 | 3.0411 | 3.2424 | 3.1389 | 3.0757 | 4.9454 | 3.4788 | 2.604 | 2.7809 | 2.9855 | 3.4362 | 3.6732 | 3.61 | S_C_TVA | 0.070887 | 0.11854 | 0.13791 | 0.14014 | 0.15242 | 0.16414 | 0.17797 | 0.20793 | 0.056827 | 0.15422 | 0.16794 | 0.16435 | 0.16059 | 0.17236 | 0.16945 | 0.18138 | 0.14957 | 0.22937 | 0.25401 | 0.26188 | 0.26536 | 0.27285 | 0.27227 | 0.30112
S_D_AECI | 5.4535 | 4.0549 | 3.2122 | 3.2668 | 3.4539 | 3.3601 | 3.097 | 3.0338 | 5.1886 | 3.6876 | 2.8331 | 2.938 | 3.0839 | 3.2784 | 3.1468 | 3.0836 | 4.8352 | 3.3935 | 2.5227 | 2.6781 | 2.8068 | 3.2397 | 3.2627 | 3.1995 | S_D_AECI | 0.0018974 | 0.013767 | 0.02247 | 0.022464 | 0.022483 | 0.022512 | 0.022512 | 0.017538 | 0 | 0.0003638 | 0.02333 | 0.02408 | 0.017763 | 0.01716 | 0.013449 | 0.0040616 | 0.011735 | 0.02226 | 0.042315 | 0.042297 | 0.042144 | 0.04215 | 0.037548 | 0.028142
S_SOU | 5.4748 | 4.0886 | 3.2451 | 3.3018 | 3.5655 | 3.4894 | 3.2969 | 3.2337 | 5.2182 | 3.7174 | 2.8678 | 2.9744 | 3.1606 | 3.3457 | 3.2358 | 3.1727 | 5.1717 | 3.7306 | 2.9051 | 3.1364 | 3.3605 | 3.8175 | 4.1742 | 4.111 | S_SOU | 0.1317 | 0.20443 | 0.23244 | 0.23421 | 0.26059 | 0.26009 | 0.28403 | 0.31478 | 0.13917 | 0.22749 | 0.31145 | 0.30996 | 0.30762 | 0.27755 | 0.31164 | 0.33671 | 0.30812 | 0.40176 | 0.48593 | 0.46748 | 0.51384 | 0.49976 | 0.52575 | 0.55816
S_VACA | 5.8265 | 4.4367 | 3.5832 | 3.6418 | 3.8991 | 3.825 | 3.6582 | 3.5951 | 5.4733 | 3.9268 | 3.061 | 3.1666 | 3.3684 | 3.574 | 3.4778 | 3.4147 | 5.2892 | 3.8096 | 2.9149 | 3.0951 | 3.3413 | 3.8091 | 4.1839 | 4.1208 | S_VACA | 0.072247 | 0.098826 | 0.17223 | 0.20227 | 0.24697 | 0.26902 | 0.25038 | 0.26831 | 0.063715 | 0.11994 | 0.15513 | 0.16019 | 0.22819 | 0.18879 | 0.17738 | 0.17194 | 0.17162 | 0.2243 | 0.36133 | 0.38113 | 0.41699 | 0.37701 | 0.34894 | 0.35661
SPP_KIAM | 5.2384 | 3.8471 | 3.0114 | 3.0447 | 3.2512 | 3.1764 | 2.918 | 2.8548 | 5.0118 | 3.5075 | 2.6494 | 2.7391 | 2.8952 | 3.0981 | 2.9781 | 2.915 | 4.7075 | 3.2617 | 2.3837 | 2.5279 | 2.6705 | 3.1141 | 3.1401 | 3.077 | SPP_KIAM | 0 | 0 | 0 | 0.0068867 | 0.0049912 | 0.015304 | 0.015304 | 0.0048548 | 0 | 0 | 0 | 0.00012753 | 0.00030615 | 0.012718 | 0.012718 | 0.012718 | 0 | 0.028686 | 0.028686 | 0.028686 | 0.028686 | 0.02453 | 0.02617 | 0.02453
SPP_N | 5.4008 | 4.0182 | 3.1754 | 3.2206 | 3.4104 | 3.3172 | 3.0482 | 2.9851 | 5.1525 | 3.6535 | 2.7968 | 2.8932 | 3.0332 | 3.2283 | 3.0942 | 3.031 | 4.7789 | 3.3544 | 2.4685 | 2.5986 | 2.7331 | 3.1623 | 3.1738 | 3.1106 | SPP_N | 5.8228e-05 | 0.0010866 | 0.0035848 | 0.0043068 | 0.0061805 | 0.0070514 | 0.0071677 | 0.0045446 | 6.8801e-06 | 9.9842e-06 | 8.2017e-05 | 9.1505e-05 | 0.00017486 | 0.00027186 | 0.00054965 | 0.0005613 | 0.0059455 | 0.014224 | 0.03567 | 0.029688 | 0.023635 | 0.038795 | 0.043983 | 0.038218
SPP_NEBR | 5.7298 | 4.3607 | 3.52 | 3.5586 | 3.7514 | 3.6584 | 3.3835 | 3.3203 | 5.4946 | 3.9962 | 3.1397 | 3.2301 | 3.3636 | 3.5588 | 3.4198 | 3.3566 | 5.0866 | 3.6716 | 2.7778 | 2.8871 | 3.0209 | 3.4412 | 3.4392 | 3.3761 | SPP_NEBR | 0 | 0 | 0 | 0 | 0 | 0.00013261 | 0.00013261 | 8.5693e-05 | 0 | 0 | 0 | 0 | 0 | 0 | 1.9207e-05 | 1.3451e-05 | 0.0004841 | 0.0010675 | 0.0017151 | 0.0018163 | 0.00065497 | 0.0017945 | 0.0022416 | 0.0030256
SPP_SPS | 5.285 | 3.9079 | 3.0993 | 3.1478 | 3.3613 | 3.2413 | 2.9787 | 2.9155 | 5.0134 | 3.5123 | 2.6882 | 2.7702 | 2.9242 | 3.1242 | 3.0172 | 2.9541 | 4.6883 | 3.2906 | 2.415 | 2.4997 | 2.7091 | 3.2297 | 3.1902 | 3.1271 | SPP_SPS | 0.0031327 | 0.0020083 | 0.0032357 | 0.0029551 | 0.0024659 | 0.0026297 | 0.002747 | 0.00085521 | 0.0038886 | 0.00048506 | 0.0001741 | 1.9842e-05 | 0.00017691 | 0.0001967 | 0.00034296 | 0 | 0.014581 | 0.015184 | 0.029985 | 0.024393 | 0.01213 | 0.010166 | 0.0096018 | 0.0061574
SPP_WAUE | 5.3857 | 4.0196 | 3.1713 | 3.1991 | 3.3525 | 3.2253 | 2.8678 | 2.8046 | 5.1457 | 3.645 | 2.7868 | 2.8992 | 2.9466 | 3.0994 | 2.9125 | 2.8493 | 4.5876 | 3.1674 | 2.2565 | 2.3791 | 2.4778 | 2.8755 | 2.8559 | 2.7928 | SPP_WAUE | 0 | 8.639e-05 | 8.639e-05 | 0.00014078 | 0.0028094 | 0.0030798 | 0.0028457 | 0.000895 | 0 | 0 | 0 | 0 | 0 | 0.00020906 | 0.00058372 | 0.00054745 | 0.0010801 | 0.0019923 | 0.009286 | 0.008315 | 0.008059 | 0.0090238 | 0.0091172 | 0.0095918
SPP_WEST | 5.2384 | 3.8471 | 3.0114 | 3.0447 | 3.2512 | 3.1764 | 2.918 | 2.8548 | 5.0118 | 3.5075 | 2.6494 | 2.7391 | 2.8952 | 3.0981 | 2.9781 | 2.915 | 4.7075 | 3.2617 | 2.3837 | 2.5279 | 2.6705 | 3.1141 | 3.1401 | 3.077 | SPP_WEST | 0.0057318 | 0.022742 | 0.051668 | 0.056747 | 0.049545 | 0.058762 | 0.052885 | 0.048456 | 0.0023654 | 0.0055355 | 0.056171 | 0.035233 | 0.026679 | 0.03478 | 0.027654 | 0.0043591 | 0.045357 | 0.076933 | 0.14071 | 0.12736 | 0.11823 | 0.12552 | 0.11926 | 0.088938
WEC_BANC | 5.974 | 4.7509 | 3.6139 | 3.7045 | 3.7665 | 3.4291 | 3.1588 | 3.0957 | 5.5169 | 4.0299 | 3.1866 | 3.322 | 3.3141 | 3.4205 | 3.2666 | 3.2034 | 5.4936 | 4.1485 | 3.1798 | 3.1753 | 3.009 | 3.035 | 3.0842 | 3.021 | WEC_BANC | 0.016735 | 0.01683 | 0.019447 | 0.022751 | 0.022944 | 0.024815 | 0.023554 | 0.021866 | 0.023983 | 0.025862 | 0.02627 | 0.028801 | 0.028557 | 0.028803 | 0.023146 | 0.016349 | 0.030752 | 0.033002 | 0.032549 | 0.031101 | 0.035979 | 0.036224 | 0.032141 | 0.0027832
WEC_CALN | 5.8758 | 4.6788 | 3.602 | 3.6988 | 3.8087 | 3.4825 | 3.2116 | 3.1484 | 5.3854 | 3.8921 | 3.0477 | 3.1756 | 3.2331 | 3.3769 | 3.2604 | 3.1973 | 5.4969 | 4.1418 | 3.0957 | 3.0725 | 3.1669 | 4.4215 | 4.6419 | 4.5787 | WEC_CALN | 0.10665 | 0.11437 | 0.12074 | 0.115 | 0.093315 | 0.060957 | 0.01144 | 0.0114 | 0.11253 | 0.14313 | 0.13772 | 0.10653 | 0.052339 | 0.011478 | 0.002108 | 0.0010436 | 0.080888 | 0.13222 | 0.13274 | 0.11504 | 0.073922 | 0.0051383 | 0.0009555 | 0.00084785
WEC_LADW | 5.9807 | 4.7703 | 3.6414 | 3.7161 | 3.8116 | 3.4726 | 3.202 | 3.1388 | 5.4461 | 3.9445 | 3.0997 | 3.2222 | 3.2636 | 3.3984 | 3.2735 | 3.2103 | 5.6237 | 4.2509 | 3.1714 | 3.1232 | 3.165 | 4.7825 | 5.1226 | 5.0594 | WEC_LADW | 0.029317 | 0.030059 | 0.037554 | 0.038782 | 0.032595 | 0.032138 | 0.024126 | 0.02438 | 0.031165 | 0.040262 | 0.042537 | 0.042366 | 0.037449 | 0.032305 | 0.011037 | 0.010991 | 0.033131 | 0.045992 | 0.05834 | 0.051697 | 0.045689 | 0.041443 | 0.0021196 | 0.0021207
WEC_SDGE | 5.9964 | 4.7994 | 3.6787 | 3.7384 | 3.8672 | 3.5275 | 3.259 | 3.1958 | 5.3838 | 3.868 | 3.0221 | 3.1325 | 3.2229 | 3.3874 | 3.2931 | 3.23 | 5.7617 | 4.3612 | 3.1722 | 3.0816 | 3.3309 | 6.5419 | 7.1727 | 7.1095 | WEC_SDGE | 0.014907 | 0.015006 | 0.020432 | 0.024564 | 0.021025 | 0.019172 | 0.0094449 | 0.0094648 | 0.026864 | 0.027226 | 0.028125 | 0.021271 | 0.011605 | 0.011605 | 0.0093248 | 0.0073939 | 0.021031 | 0.021166 | 0.035559 | 0.026035 | 0.012437 | 0.0098504 | 0.00040254 | 0.0011266
WECC_AZ | 5.4507 | 4.2783 | 3.3025 | 3.4375 | 3.5759 | 3.2738 | 3.0014 | 2.9383 | 5.0259 | 3.5524 | 2.7202 | 2.8547 | 2.9499 | 3.1104 | 3.0159 | 2.9528 | 5.0468 | 3.7293 | 2.7514 | 2.7946 | 3.0049 | 3.7881 | 3.5099 | 3.4467 | WECC_AZ | 0.036955 | 0.060638 | 0.074052 | 0.068637 | 0.067 | 0.078796 | 0.097266 | 0.093358 | 0.0097141 | 0.04944 | 0.051073 | 0.061958 | 0.064704 | 0.064462 | 0.067335 | 0.063898 | 0.083815 | 0.11836 | 0.15111 | 0.16598 | 0.18218 | 0.18193 | 0.21826 | 0.22115
WECC_CO | 5.3041 | 4.0573 | 3.2235 | 3.3235 | 3.4941 | 3.2686 | 2.9916 | 2.9285 | 4.9878 | 3.5013 | 2.6788 | 2.5877 | 2.94 | 3.1361 | 3.0377 | 2.9745 | 4.3557 | 3.1008 | 2.3304 | 2.3221 | 2.7657 | 3.5089 | 3.3527 | 3.2895 | WECC_CO | 0.015092 | 0.027325 | 0.036842 | 0.046814 | 0.054837 | 0.053292 | 0.054694 | 0.048604 | 0.0034271 | 0.016013 | 0.026466 | 0.039457 | 0.04378 | 0.03016 | 0.025813 | 0.011772 | 0.024932 | 0.046043 | 0.062636 | 0.080631 | 0.085676 | 0.080686 | 0.086193 | 0.070225
WECC_ID | 5.2249 | 4.0302 | 3.2115 | 3.3719 | 3.4933 | 3.207 | 2.9459 | 2.8828 | 4.9654 | 3.4956 | 2.6434 | 2.7804 | 2.8802 | 3.0322 | 2.9395 | 2.8764 | 4.5068 | 3.1244 | 2.219 | 2.3416 | 2.6481 | 3.0595 | 2.9719 | 2.9088 | WECC_ID | 0.0036092 | 0.0036707 | 0.0040955 | 0.0048832 | 0.00521 | 0.0074531 | 0.044142 | 0.042001 | 0.00045259 | 0.0024549 | 0.0080067 | 0.017972 | 0.017867 | 0.017744 | 0.015041 | 0.0055124 | 0.0057689 | 0.010198 | 0.013338 | 0.022306 | 0.021184 | 0.025091 | 0.025612 | 0.022522
WECC_IID | 5.9874 | 4.7898 | 3.6689 | 3.7276 | 3.8567 | 3.5161 | 3.2451 | 3.1819 | 5.3754 | 3.8591 | 3.0129 | 3.1224 | 3.213 | 3.3763 | 3.2803 | 3.2172 | 5.7538 | 4.3533 | 3.163 | 3.0712 | 3.3209 | 6.53 | 7.1609 | 7.0978 | WECC_IID | 0 | 0 | 0 | 0 | 0 | 0 | 0 | 0 | 0 | 0 | 0 | 0 | 0 | 0 | 0 | 0 | 0 | 0 | 0 | 1.0144e-05 | 0 | 0 | 0 | 0
WECC_MT | 5.5717 | 4.1944 | 3.369 | 3.3727 | 3.558 | 3.4367 | 2.9953 | 2.9321 | 5.4257 | 3.9354 | 3.0369 | 3.1554 | 3.2073 | 3.3642 | 3.1628 | 3.0997 | 4.8686 | 3.4626 | 2.5173 | 2.6404 | 2.7404 | 3.1187 | 3.0763 | 3.0131 | WECC_MT | 0 | 0 | 0 | 0 | 0 | 0 | 0.00012748 | 0.0006448 | 0 | 0 | 0 | 0 | 0 | 0 | 0 | 0 | 0 | 9.3774e-05 | 0.00010761 | 0.00036685 | 0.00016022 | 0 | 0 | 0
WECC_NM | 5.0558 | 3.7397 | 2.9573 | 3.0691 | 3.2625 | 3.0528 | 2.7999 | 2.7367 | 4.732 | 3.239 | 2.4499 | 2.5541 | 2.7024 | 2.9023 | 2.8324 | 2.7693 | 4.4643 | 3.0868 | 2.2426 | 2.3313 | 2.639 | 3.3742 | 3.228 | 3.1649 | WECC_NM | 0.0028113 | 0.0095325 | 0.0096153 | 0.010049 | 0.014716 | 0.014078 | 0.027605 | 0.013805 | 0.0038733 | 0.0058876 | 0.017297 | 0.020515 | 0.031098 | 0.02895 | 0.029164 | 0.005493 | 0.029373 | 0.032983 | 0.034852 | 0.039905 | 0.053405 | 0.049533 | 0.038684 | 0.029262
WECC_NNV | 5.4036 | 4.2206 | 3.3283 | 3.473 | 3.6169 | 3.3256 | 3.0584 | 2.9952 | 5.0723 | 3.5976 | 2.7559 | 2.8939 | 2.9921 | 3.1616 | 3.0693 | 3.0062 | 4.8436 | 3.4898 | 2.5575 | 2.6355 | 2.8845 | 3.3426 | 3.2915 | 3.2283 | WECC_NNV | 0.0013595 | 0.0030647 | 0.0054505 | 0.0076579 | 0.0091014 | 0.0086129 | 0.012686 | 0.0026493 | 0.0019433 | 0.0020047 | 0.0015548 | 0.0060929 | 0.0054205 | 0.0040567 | 0.0047695 | 0.0004701 | 0.0026716 | 0.0040184 | 0.004516 | 0.0079413 | 0.0094156 | 0.0092126 | 0.01103 | 0.0013209
WECC_PNW | 5.3019 | 4.1009 | 3.2023 | 3.3517 | 3.4477 | 3.1484 | 4.0264 | 3.9632 | 5.0085 | 3.5485 | 2.6804 | 2.8191 | 2.8615 | 3.0059 | 2.8689 | 2.8057 | 4.5858 | 3.225 | 2.2708 | 2.3704 | 2.4228 | 2.6789 | 2.6098 | 2.5467 | WECC_PNW | 0.050495 | 0.080628 | 0.081344 | 0.084604 | 0.088668 | 0.09805 | 0.080221 | 0.065803 | 0.0019444 | 0.008679 | 0.038611 | 0.054987 | 0.069887 | 0.057504 | 0.076518 | 0.057077 | 0.0028827 | 0.010984 | 0.015619 | 0.029629 | 0.05253 | 0.063373 | 0.07421 | 0.023613
WECC_SCE | 5.8267 | 4.6428 | 3.596 | 3.696 | 3.8298 | 3.5093 | 3.238 | 3.1748 | 5.3196 | 3.8232 | 2.9783 | 3.1023 | 3.1926 | 3.3551 | 3.2573 | 3.1942 | 5.4985 | 4.1385 | 3.0537 | 3.0211 | 3.2458 | 5.1147 | 5.4207 | 5.3575 | WECC_SCE | 0.052958 | 0.053531 | 0.057016 | 0.055924 | 0.059059 | 0.048914 | 0.029193 | 0.028633 | 0.0807 | 0.083086 | 0.095465 | 0.060255 | 0.049695 | 0.056088 | 0.023715 | 0.019187 | 0.096248 | 0.093844 | 0.10924 | 0.090085 | 0.056341 | 0.044189 | 0.010934 | 0.011827
WECC_SNV | 5.4705 | 4.3007 | 3.3291 | 3.465 | 3.6108 | 3.3166 | 3.0485 | 2.9854 | 5.0726 | 3.5965 | 2.7525 | 2.8873 | 2.9839 | 3.1521 | 3.0593 | 2.9961 | 5.0541 | 3.7368 | 2.7527 | 2.7736 | 2.9813 | 3.513 | 3.4978 | 3.4346 | WECC_SNV | 0.036506 | 0.033725 | 0.036021 | 0.033589 | 0.036003 | 0.039669 | 0.049574 | 0.019596 | 0.03314 | 0.039768 | 0.042335 | 0.042061 | 0.041103 | 0.038431 | 0.040658 | 0.0022547 | 0.054492 | 0.055207 | 0.0587 | 0.062958 | 0.062694 | 0.064463 | 0.0654 | 0.011907
WECC_UT | 5.2458 | 4.0543 | 3.2278 | 3.3655 | 3.5167 | 3.2315 | 2.9662 | 2.903 | 4.9734 | 3.4986 | 2.6539 | 2.7839 | 2.8907 | 3.0775 | 2.9939 | 2.9307 | 4.5577 | 3.176 | 2.2892 | 2.4023 | 2.7719 | 3.5957 | 3.4469 | 3.3837 | WECC_UT | 0.014782 | 0.021662 | 0.024302 | 0.027897 | 0.029208 | 0.032991 | 0.076775 | 0.079958 | 5.8257e-05 | 0.0030491 | 0.029935 | 0.043391 | 0.04739 | 0.035626 | 0.050896 | 0.043184 | 0.00098004 | 0.031628 | 0.058132 | 0.068275 | 0.056007 | 0.036182 | 0.069474 | 0.065298
WECC_WY | 5.2803 | 3.9466 | 3.1103 | 3.1587 | 3.3328 | 3.1937 | 2.8911 | 2.828 | 5.0408 | 3.5549 | 2.6962 | 2.8026 | 2.9045 | 3.0838 | 2.9438 | 2.8807 | 4.5896 | 3.183 | 2.2789 | 2.3946 | 2.5535 | 3.0144 | 3.0488 | 2.9856 | WECC_WY | 0 | 5.4741e-05 | 5.3455e-06 | 2.1973e-05 | 6.064e-05 | 0.0013309 | 0.0023392 | 0.0022314 | 0 | 0 | 1.8133e-05 | 1.8001e-05 | 1.3145e-07 | 3.6805e-06 | 4.4394e-05 | 7.9749e-05 | 7.8354e-06 | 5.9959e-05 | 0.00020657 | 0.00048693 | 0.0010428 | 0.00776 | 0.010774 | 0.011828