## Summary
EPA IPM Summary Run Results
EPA Platform v6 Projections for
Continental U.S.
Sensitivity - Air Quality Modeling Base Case + IRA
All costs and prices are in 2019-year dollars | Values in red are rounded to zero, not equal to zero
NATIONWIDE EMISSIONS | 2023 | 2025 | 2028 | 2030 | 2035 | 2040 | 2045 | 2050
SO2 (million tons) | 1.1875 | 0.83655 | 0.45621 | 0.37284 | 0.15743 | 0.097802 | 0.057896 | 0.03742
NOx (million tons) | 0.88886 | 0.65861 | 0.50049 | 0.44723 | 0.23307 | 0.17991 | 0.15067 | 0.12651
CO2 (million metric tons) | 1621.7712 | 1353.5746 | 1169.0515 | 1050.2526 | 655.9268 | 563.4527 | 534.8766 | 496.2564
Hg (tons) | 4.4279 | 3.3704 | 2.4968 | 2.3312 | 1.6039 | 1.4765 | 1.3344 | 1.1406
HCL (Mtons) | 5.7127 | 3.9466 | 2.3457 | 2.0535 | 0.77607 | 0.55164 | 0.32251 | 0.19542
TOTAL COSTS | 2023 | 2025 | 2028 | 2030 | 2035 | 2040 | 2045 | 2050
Total Costs (billion $) | 149.4179 | 130.3121 | 121.7165 | 122.7162 | 125.8654 | 127.9372 | 133.334 | 137.1175
PRICES | 2023 | 2025 | 2028 | 2030 | 2035 | 2040 | 2045 | 2050
National Wholesale Electricity Price (mills/kWh) | 50.1576 | 36.023 | 31.453 | 32.8239 | 26.8868 | 25.6856 | 24.3486 | 21.4293
Natural Gas Prices (2019 $/MMBtu)
Henry Hub | 5.07 | 3.6 | 2.688 | 2.7037 | 2.3301 | 2.2196 | 2.0579 | 1.8345
Delivered | 5.2362 | 3.7318 | 2.7498 | 2.7471 | 2.3882 | 2.3093 | 2.2174 | 2.0237
Minemouth Coal Prices (2019 $/MMBtu)
Appalachia | 2.4923 | 1.7662 | 1.7999 | 1.8713 | 2.1529 | 2.5268 | 2.6512 | 2.8306
Imports | 7.3985 | 2.4862 | 2.3674 | 3.5819
Interior | 2.1378 | 1.5117 | 1.2896 | 1.289 | 1.4724 | 1.2953 | 1.3215 | 1.4269
Waste Coal | 2.4744 | 1.5493 | 0.96219 | 0.91825 | 0.65688 | 0.64492 | 0.63294
West | 1.103 | 0.82324 | 0.76048 | 0.78329 | 0.84674 | 0.9191 | 1.0192 | 1.125
National | 1.6614 | 1.2071 | 1.1221 | 1.1601 | 1.3386 | 1.4546 | 1.6698 | 1.8711
TOTAL CAPACITY (Cumulative GW) | 2023 | 2025 | 2028 | 2030 | 2035 | 2040 | 2045 | 2050
Hydro | 102.1752 | 102.147 | 102.1312 | 103.6147 | 107.9272 | 110.3837 | 110.3837 | 110.3837
Non-Hydro Renewables | 241.496 | 277.5033 | 295.1257 | 357.2946 | 562.7743 | 672.9811 | 794.3897 | 958.0699
Biomass | 3.4519 | 0.1822 | 0.1822 | 0.1822 | 0.1822 | 0.1822 | 0.1822 | 0.1822
Geothermal | 2.4889 | 2.7781 | 2.7781 | 2.8225 | 2.8139 | 2.8139 | 2.8139 | 2.7844
Landfill Gas | 2.5365 | 2.9386 | 3.5544 | 3.5544 | 3.5544 | 3.5544 | 3.5544 | 3.4266
Solar | 86.3892 | 96.2961 | 106.875 | 139.8057 | 222.726 | 274.3723 | 341.9659 | 425.984
Wind | 146.6295 | 175.3082 | 181.736 | 210.9298 | 333.4979 | 392.0583 | 445.8733 | 525.6927
Distributed Solar PV | 48.538 | 55.1609 | 65.7741 | 72.8659 | 88.1576 | 104.2361 | 120.6783 | 138.184
Coal | 186.6372 | 137.5028 | 120.24 | 99.5565 | 67.6885 | 51.6944 | 42.8348 | 23.3377
Coal without CCS | 185.8222 | 136.9078 | 119.8714 | 97.414 | 64.597 | 48.603 | 39.7433 | 20.2462
IGCC without CCS | 0.815 | 0.595 | 0.36868 | 0 | 0 | 0 | 0 | 0
Coal with CCS | 0 | 0 | 0 | 2.1425 | 3.0915 | 3.0915 | 3.0915 | 3.0915
Energy Storage | 14.4264 | 18.7837 | 19.2293 | 30.264 | 53.4381 | 64.3335 | 79.309 | 88.7052
Nuclear | 96.9252 | 93.4452 | 93.4452 | 90.7434 | 83.5735 | 78.9004 | 64.7046 | 45.2471
Natural Gas | 440.8309 | 440.2026 | 455.7236 | 453.7014 | 463.8848 | 509.9553 | 585.8972 | 694.8325
CC without CCS | 290.9985 | 293.847 | 304.1579 | 300.6629 | 303.7386 | 310.2596 | 313.0209 | 311.9334
CC with CCS | 0 | 0 | 0 | 2.3618 | 3.0321 | 3.0321 | 3.0321 | 3.0321
CT | 149.8324 | 146.3556 | 151.5656 | 150.6767 | 157.1142 | 196.6637 | 269.8442 | 379.867
Oil/Gas Steam | 73.3424 | 59.5008 | 62.105 | 61.201 | 62.1618 | 59.9865 | 56.7975 | 50.8509
Other | 6.9863 | 6.8425 | 6.8425 | 6.8425 | 6.8425 | 6.8425 | 6.8425 | 6.8425
Grand Total | 1162.8196 | 1135.9278 | 1154.8424 | 1203.218 | 1408.2907 | 1555.0775 | 1741.159 | 1978.2695
NEW CAPACITY (Cumulative GW) | 2023 | 2025 | 2028 | 2030 | 2035 | 2040 | 2045 | 2050
Hydro | 0.001 | 0.001 | 0.001 | 1.4845 | 5.797 | 8.2535 | 8.2535 | 8.2535
Non-Hydro Renewables | 80.3698 | 118.4561 | 136.0857 | 198.2546 | 403.7449 | 513.9517 | 635.3603 | 799.1978
Biomass | 0.0569 | 0.0569 | 0.0569 | 0.0569 | 0.0569 | 0.0569 | 0.0569 | 0.0569
Geothermal | 0.0873 | 0.37653 | 0.37653 | 0.42088 | 0.42088 | 0.42088 | 0.42088 | 0.42088
Landfill Gas | 0.79811 | 1.2087 | 1.8245 | 1.8245 | 1.8245 | 1.8245 | 1.8245 | 1.8245
Solar | 45.1304 | 54.8581 | 65.4442 | 98.3749 | 181.2972 | 232.9435 | 300.5371 | 384.5552
Wind | 34.2971 | 61.9558 | 68.3836 | 97.5774 | 220.1455 | 278.7059 | 332.5209 | 412.3403
Coal | 0 | 0 | 0 | 0 | 0 | 0 | 0 | 0
Coal without CCS | 0 | 0 | 0 | 0 | 0 | 0 | 0 | 0
IGCC without CCS | 0 | 0 | 0 | 0 | 0 | 0 | 0 | 0
Coal with CCS | 0 | 0 | 0 | 0 | 0 | 0 | 0 | 0
Energy Storage | 13.3897 | 17.748 | 18.1936 | 29.2283 | 52.4024 | 63.2978 | 78.2733 | 87.6695
Nuclear | 0 | 0 | 0 | 0 | 0 | 0 | 0 | 0
Natural Gas | 18.1458 | 29.6404 | 46.2324 | 46.2324 | 57.6911 | 103.8736 | 193.9264 | 317.072
CC without CCS | 14.4353 | 25.535 | 36.6447 | 36.6447 | 40.2713 | 46.7924 | 53.1238 | 61.0027
CC with CCS | 0 | 0 | 0 | 0 | 0.67029 | 0.67029 | 0.67029 | 0.67029
CT | 3.7106 | 4.1054 | 9.5877 | 9.5877 | 16.7495 | 56.4109 | 140.1323 | 255.3989
Other | 0.1091 | 0.1091 | 0.1091 | 0.1091 | 0.1091 | 0.1091 | 0.1091 | 0.1091
Grand Total | 112.0155 | 165.9546 | 200.6218 | 275.3089 | 519.7445 | 689.4857 | 915.9226 | 1212.3019
RETIREMENTS (GW) | 2023 | 2025 | 2028 | 2030 | 2035 | 2040 | 2045 | 2050
CC Retirements | 0.808 | 9.0593 | 9.858 | 10.6951 | 11.246 | 11.246 | 14.8162 | 23.7826
Coal Retirements | 12.3327 | 57.4847 | 71.0349 | 90.6108 | 120.3845 | 136.3785 | 145.2382 | 164.7353
CT Retirements | 2.5643 | 4.8193 | 5.0915 | 5.9805 | 6.7049 | 6.8167 | 17.3575 | 22.6014
Nuclear Retirements | 0 | 3.48 | 3.48 | 6.1818 | 13.3517 | 18.0248 | 32.2206 | 51.6781
O/G Retirements | 3.078 | 18.1602 | 19.0422 | 19.9462 | 20.8314 | 23.0066 | 26.1956 | 32.1423
IGCC Retirements | 0 | 0.22 | 0.44632 | 0.815 | 0.815 | 0.815 | 0.815 | 0.815
Biomass Retirements | 0.0409 | 3.3106 | 3.3106 | 3.3106 | 3.3106 | 3.3106 | 3.3106 | 3.3106
Fuel Cell Retirements | 0.003 | 0.003 | 0.003 | 0.003 | 0.003 | 0.003 | 0.003 | 0.003
Fossil_Other Retirements | 0 | 0 | 0 | 0 | 0 | 0 | 0 | 0
Geothermal Retirements | 0.0183 | 0.0183 | 0.0183 | 0.0183 | 0.0269 | 0.0269 | 0.0269 | 0.0564
Hydro Retirements | 0.0055 | 0.0107 | 0.0107 | 0.0107 | 0.0107 | 0.0107 | 0.0107 | 0.0107
Landfill Gas Retirements | 0.1146 | 0.1231 | 0.1231 | 0.1231 | 0.1231 | 0.1231 | 0.1231 | 0.2509
Non Fossil_Other Retirements | 0.097 | 0.2398 | 0.2398 | 0.2398 | 0.2398 | 0.2398 | 0.2398 | 0.2398
Energy Storage Retirements | 0 | 0 | 0 | 0 | 0 | 0 | 0 | 0
Grand Total | 19.0623 | 96.9289 | 112.6585 | 137.9349 | 177.0476 | 200.0019 | 240.3573 | 299.6262
GENERATION MIX (thousand GWh) | 2023 | 2025 | 2028 | 2030 | 2035 | 2040 | 2045 | 2050
Hydro | 288.9023 | 292.6721 | 295.6425 | 305.3535 | 336.3654 | 353.375 | 353.549 | 350.6037
Non-Hydro Renewables | 756.7769 | 910.3436 | 973.0544 | 1191.5769 | 1986.657 | 2399.0503 | 2839.0484 | 3416.4305
Biomass | 10.7478 | 0.1402 | 0.14395 | 0.10155 | 0.10111 | 0.023968 | 0.023968 | 0.023968
Biomass Co-firing | 0 | 0 | 0 | 0 | 0 | 0 | 0 | 0
Geothermal | 17.3221 | 19.6024 | 19.6024 | 19.952 | 19.896 | 19.896 | 19.8601 | 19.6397
Landfill Gas | 16.7398 | 19.8587 | 24.6351 | 22.8695 | 22.2681 | 20.7262 | 20.1952 | 18.5125
Solar | 208.759 | 233.6488 | 261.1731 | 351.2504 | 571.4845 | 708.8969 | 893.6583 | 1116.5912
Wind | 503.2083 | 637.0936 | 667.4999 | 797.4035 | 1372.9073 | 1649.5073 | 1905.3109 | 2261.6632
Distributed Solar PV | 63.905 | 72.4033 | 86.0474 | 95.2874 | 115.3357 | 136.4918 | 158.3059 | 181.842
Coal | 1131.3496 | 776.663 | 463.662 | 396.5732 | 131.4386 | 82.7218 | 39.6591 | 15.9234
Coal without CCS (Biomass Co-firing is included) | 1127.1411 | 772.4979 | 461.3565 | 381.3607 | 109.4 | 60.6832 | 27.2404 | 9.5183
IGCC without CCS | 4.2085 | 4.1651 | 2.3056 | 0 | 0 | 0 | 0 | 0
Coal with CCS | 0 | 0 | 0 | 15.2125 | 22.0387 | 22.0387 | 12.4187 | 6.405
Energy Storage | 19.4111 | 25.0076 | 26.4431 | 41.9348 | 76.0625 | 92.5997 | 112.8841 | 126.5653
Nuclear | 775.362 | 747.1584 | 747.1584 | 724.6607 | 665.7964 | 621.649 | 498.8302 | 354.7251
Natural Gas | 1091.4204 | 1376.4807 | 1698.2056 | 1634.5534 | 1347.6397 | 1241.6569 | 1231.2616 | 1163.9178
CC without CCS | 1072.315 | 1347.6049 | 1650.7856 | 1571.0689 | 1287.9657 | 1158.6514 | 1093.0374 | 975.1036
CC with CCS | 0 | 0 | 0 | 17.5652 | 22.5667 | 22.5667 | 14.5181 | 11.1893
CT | 19.1054 | 28.8757 | 47.42 | 45.9193 | 37.1073 | 60.4387 | 123.7061 | 177.6249
Oil/Gas Steam | 26.7231 | 18.2635 | 18.3703 | 11.7106 | 3.7881 | 1.3352 | 1.9964 | 1.6069
Other | 32.7045 | 32.0986 | 31.9119 | 31.5241 | 31.3583 | 30.6169 | 30.6156 | 28.7645
Grand Total | 4122.6499 | 4178.6875 | 4254.4482 | 4337.8872 | 4579.106 | 4823.0049 | 5107.8443 | 5458.5372
FUEL SUPPLY AND CONSUMPTION | 2023 | 2025 | 2028 | 2030 | 2035 | 2040 | 2045 | 2050
Coal Use by Region (million tons) | 669.5471 | 481.079 | 313.6233 | 281.0609 | 144.8068 | 114.5616 | 91.2921 | 74.7511
Power Sector | 603.0471 | 411.079 | 246.8133 | 214.2809 | 78.7568 | 53.4516 | 27.7021 | 11.3811
Appalachia | 120.8828 | 75.0864 | 37.0097 | 31.7556 | 8.992 | 2.5076 | 1.0123 | 0.084337
Imports | 0.74 | 0.421 | 0.14149 | 0.014
Interior | 95.6275 | 76.951 | 50.0228 | 45.5711 | 18.5662 | 16.558 | 9.7398 | 1.2701
Waste Coal | 4.4996 | 4.0471 | 4.3362 | 4.3293 | 2.718 | 1.7631 | 0.63325
West | 381.2973 | 254.5734 | 155.3031 | 132.6108 | 48.4806 | 32.6229 | 16.3167 | 10.0266
Non-Power Sector | 66.5 | 70 | 66.81 | 66.78 | 66.05 | 61.11 | 63.59 | 63.37
Appalachia | 22.47 | 23.41 | 23.55 | 23.52 | 23.97 | 23.78 | 26.52 | 26.44
Interior | 11.08 | 13.19 | 9.39 | 9.39 | 9.18 | 4.84 | 4.76 | 4.69
West | 32.95 | 33.4 | 33.87 | 33.87 | 32.9 | 32.49 | 32.31 | 32.24
Power Sector Coal Use by Rank (million tons) | 598.5475 | 407.0319 | 242.4771 | 209.9515 | 76.0388 | 51.6885 | 27.0688 | 11.3811
Bituminous | 186.3802 | 130.7346 | 72.0482 | 62.3828 | 17.169 | 8.3446 | 2.3702 | 0.16978
Subbituminous | 347.4544 | 227.2241 | 133.333 | 111.6348 | 43.4016 | 29.7663 | 15.6569 | 9.5859
Lignite | 64.7129 | 49.0733 | 37.0959 | 35.9339 | 15.4682 | 13.5776 | 9.0417 | 1.6253
Natural Gas Use (Trillion cubic feet) | 7.7176 | 9.6018 | 11.8746 | 11.3786 | 9.2376 | 8.5128 | 8.5843 | 8.2307
Note: Distributed Solar PV are not included in the Grand Total of "Total Capacity" and "Generation Mix"
Note on A9: ICFI: All tons are SHORT tons, unless otherwise noted as metric Mtons : thousand tons

## Retrofit Summary
EPA IPM Summary Run Results
EPA Platform v6 Projections for
Continental U.S.
Sensitivity - Air Quality Modeling Base Case + IRA
All costs and prices are in 2019-year dollars | Values in red are rounded to zero, not equal to zero
TOTAL CONTROLS (Cumulative GW) | 2023 | 2025 | 2028 | 2030 | 2035 | 2040 | 2045 | 2050
FGD | 151.7035 | 111.3677 | 97.9133 | 83.7431 | 55.5972 | 40.9923 | 33.931 | 16.1633
Existing Scrubber | 151.7035 | 111.3677 | 97.9133 | 83.7431 | 55.5944 | 40.9894 | 33.9282 | 16.1604
Existing Wet Scrubber | 118.7425 | 85.706 | 75.4296 | 64.123 | 39.6693 | 27.2562 | 22.521 | 12.4822
Existing Dry Scrubber | 32.961 | 25.6617 | 22.4837 | 19.6201 | 15.9251 | 13.7332 | 11.4072 | 3.6782
Retrofit Scrubber | 0 | 0 | 0 | 0 | 0.0028461 | 0.0028461 | 0.0028461 | 0.0028461
Retrofit Wet Scrubber | 0 | 0 | 0 | 0 | 0 | 0 | 0 | 0
Retrofit Dry Scrubber | 0 | 0 | 0 | 0 | 0.0028461 | 0.0028461 | 0.0028461 | 0.0028461
New Scrubber | 0 | 0 | 0 | 0 | 0 | 0 | 0 | 0
New Wet Scrubber | 0 | 0 | 0 | 0 | 0 | 0 | 0 | 0
New Dry Scrubber | 0 | 0 | 0 | 0 | 0 | 0 | 0 | 0
SCR | 114.8982 | 81.9283 | 70.2938 | 62.7617 | 40.2232 | 29.3277 | 26.2387 | 14.2249
Existing SCR | 114.6915 | 81.7216 | 70.0871 | 62.6452 | 40.1067 | 29.3277 | 26.2387 | 14.2249
Retrofit SCR | 0.20667 | 0.20667 | 0.20667 | 0.1165 | 0.1165 | 0 | 0 | 0
New SCR | 0 | 0 | 0 | 0 | 0 | 0 | 0 | 0
SNCR | 22.2976 | 18.1202 | 15.9294 | 10.9861 | 7.1377 | 5.8099 | 4.8329 | 2.6269
Existing SNCR | 22.2976 | 18.1202 | 15.9294 | 10.9861 | 7.1377 | 5.8099 | 4.8329 | 2.6269
Retrofit SNCR | 0 | 0 | 0 | 0 | 0 | 0 | 0 | 0
New SNCR | 0 | 0 | 0 | 0 | 0 | 0 | 0 | 0
ACI | 117.9041 | 87.1445 | 77.8216 | 62.6869 | 45.8513 | 38.1013 | 31.9319 | 17.3564
Existing ACI | 117.9041 | 87.1445 | 77.8216 | 62.6869 | 45.8513 | 38.1013 | 31.9319 | 17.3564
Retrofit ACI | 0 | 0 | 0 | 0 | 0 | 0 | 0 | 0
New ACI | 0 | 0 | 0 | 0 | 0 | 0 | 0 | 0
CCS | 0 | 0 | 0 | 4.5043 | 5.4533 | 5.4533 | 5.4533 | 5.4533
Hardwired CCS | 0 | 0 | 0 | 0 | 0 | 0 | 0 | 0
Retrofit CCS | 0 | 0 | 0 | 4.5043 | 5.4533 | 5.4533 | 5.4533 | 5.4533
New CCS | 0 | 0 | 0 | 0 | 0 | 0 | 0 | 0
DSI | 36.4471 | 22.4701 | 19.0161 | 12.8967 | 8.7817 | 8.0889 | 5.5275 | 2.8995
Existing DSI | 36.4471 | 22.4701 | 19.0161 | 12.8967 | 8.7817 | 8.0889 | 5.5275 | 2.8995
Retrofit DSI | 0 | 0 | 0 | 0 | 0 | 0 | 0 | 0
C2G | 5.7431 | 6.8377 | 10.3238 | 9.6458 | 11.2598 | 9.1836 | 8.8476 | 8.4022
HRI | 0 | 0 | 0 | 0 | 0 | 0 | 0 | 0
RETROFITS (Cumulative GW) | 2023 | 2025 | 2028 | 2030 | 2035 | 2040 | 2045 | 2050
FGD | 0 | 0 | 0 | 0 | 0.0028461 | 0.0028461 | 0.0028461 | 0.0028461
SCR | 0.20667 | 0.20667 | 0.20667 | 0.1165 | 0.1165 | 0 | 0 | 0
SNCR | 0 | 0 | 0 | 0 | 0 | 0 | 0 | 0
ACI | 0 | 0 | 0 | 0 | 0 | 0 | 0 | 0
CCS | 0 | 0 | 0 | 4.5043 | 5.4533 | 5.4533 | 5.4533 | 5.4533
DSI | 0 | 0 | 0 | 0 | 0 | 0 | 0 | 0
C2G | 5.7431 | 6.8377 | 10.3238 | 9.6458 | 11.2598 | 9.1836 | 8.8476 | 8.4022
HRI | 0 | 0 | 0 | 0 | 0 | 0 | 0 | 0
TOTAL CONTROLS IN NEEDS (GW)
FGD | 155.4887
SCR | 118.0636
SNCR | 23.0175
ACI | 122.7514
DSI | 39.8172
Note on A9: ICFI: All tons are SHORT tons, unless otherwise noted as metric Mtons : thousand tons

## All Constraints
Constraint Name | Constraint # | Constraint ID | Constraint Type | Neutralized | LimitType | Constraint Time Frame | Data Field | Unit of Measure | 2023-2023(RY 2023) | 2024-2026(RY 2025) | 2027-2029(RY 2028) | 2030-2031(RY 2030) | 2032-2037(RY 2035) | 2038-2042(RY 2040) | 2043-2047(RY 2045) | 2048-2054(RY 2050)
#1 - SO2 Title IV Annual Constraint v5.14 | 1 | 7117 | Rate Constraint in MTons | FALSE | L | Annual | Seasons Included | Seasons | Winter, WintShld, Summer | Winter, WintShld, Summer | Winter, WintShld, Summer | Winter, WintShld, Summer | Winter, WintShld, Summer | Winter, WintShld, Summer | Winter, WintShld, Summer | Winter, WintShld, Summer
#1 - SO2 Title IV Annual Constraint v5.14 | 1 | 7117 | Rate Constraint in MTons | FALSE | L | Annual | Standard SO2 | Thousand Tons | 7973.0011 | 7973.0011 | 7973.0011 | 7973.0011 | 7973.0011 | 7973.0011 | 7973.0011 | 7973.0011
#1 - SO2 Title IV Annual Constraint v5.14 | 1 | 7117 | Rate Constraint in MTons | FALSE | L | Annual | Emissions at Affected Plants SO2 | Thousand Tons | 1157.4516 | 813.1928 | 442.0127 | 359.5254 | 147.413 | 88.1963 | 48.4673 | 29.0285
#1 - SO2 Title IV Annual Constraint v5.14 | 1 | 7117 | Rate Constraint in MTons | FALSE | L | Annual | Allowances Purchased SO2 | Thousand Tons | 0 | 0 | 0 | 0 | 0 | 0 | 0 | 0
#1 - SO2 Title IV Annual Constraint v5.14 | 1 | 7117 | Rate Constraint in MTons | FALSE | L | Annual | Allowances Sold SO2 | Thousand Tons | 0 | 0 | 0 | 0 | 0 | 0 | 0 | 0
#1 - SO2 Title IV Annual Constraint v5.14 | 1 | 7117 | Rate Constraint in MTons | FALSE | L | Annual | Allowances Banked | Thousand Tons | 0 | 0 | 0 | 0 | 0 | 0 | 0 | 0
#1 - SO2 Title IV Annual Constraint v5.14 | 1 | 7117 | Rate Constraint in MTons | FALSE | L | Annual | Allowances Withdrawn (1:1) | Thousand Tons | 0 | 0 | 0 | 0 | 0 | 0 | 0 | 0
#1 - SO2 Title IV Annual Constraint v5.14 | 1 | 7117 | Rate Constraint in MTons | FALSE | L | Annual | Allowances Withdrawn (n:1) | Thousand Tons | 0 | 0 | 0 | 0 | 0 | 0 | 0 | 0
#1 - SO2 Title IV Annual Constraint v5.14 | 1 | 7117 | Rate Constraint in MTons | FALSE | L | Annual | Net Emissions Allowance Position | Thousand Tons | 1157.4516 | 813.1928 | 442.0127 | 359.5254 | 147.413 | 88.1963 | 48.4673 | 29.0285
#1 - SO2 Title IV Annual Constraint v5.14 | 1 | 7117 | Rate Constraint in MTons | FALSE | L | Annual | Fuel Consumed | TBtu | 19601.3488 | 17808.4399 | 16875.3911 | 15725.8994 | 10863.7965 | 9645.1066 | 9256.3913 | 8637.9057
#1 - SO2 Title IV Annual Constraint v5.14 | 1 | 7117 | Rate Constraint in MTons | FALSE | L | Annual | Rate | lb/MMBtu | 0.1181 | 0.091327 | 0.052385 | 0.045724 | 0.027138 | 0.018288 | 0.010472 | 0.0067212
#1 - SO2 Title IV Annual Constraint v5.14 | 1 | 7117 | Rate Constraint in MTons | FALSE | L | Annual | Generation | TWh | 2239.8812 | 2160.2425 | 2166.914 | 2030.6406 | 1475.1609 | 1320.6745 | 1268.3757 | 1177.6967
#1 - SO2 Title IV Annual Constraint v5.14 | 1 | 7117 | Rate Constraint in MTons | FALSE | L | Annual | Qualifying Generation | TWh | 2239.8812 | 2160.2425 | 2166.914 | 2030.6406 | 1475.1609 | 1320.6745 | 1268.3757 | 1177.6967
#1 - SO2 Title IV Annual Constraint v5.14 | 1 | 7117 | Rate Constraint in MTons | FALSE | L | Annual | Rate | lb/MWh | 1.0335 | 0.75287 | 0.40797 | 0.3541 | 0.19986 | 0.13356 | 0.076424 | 0.049297
#1 - SO2 Title IV Annual Constraint v5.14 | 1 | 7117 | Rate Constraint in MTons | FALSE | L | Annual | Constraint Shadow Price | US2019$/Ton | 0 | 0 | 0 | 0 | 0 | 0 | 0 | 0
#4 - NOx SIPCall Constraint v5.16 | 2 | 7116 | Rate Constraint in MTons | FALSE | L | Annual | Seasons Included | Seasons | Summer | Summer | Summer | Summer | Summer | Summer | Summer | Summer
#4 - NOx SIPCall Constraint v5.16 | 2 | 7116 | Rate Constraint in MTons | FALSE | L | Annual | Standard NOX | Thousand Tons | 72.845 | 72.845 | 72.845 | 72.845 | 72.845 | 72.845 | 72.845 | 72.845
#4 - NOx SIPCall Constraint v5.16 | 2 | 7116 | Rate Constraint in MTons | FALSE | L | Annual | Emissions at Affected Plants NOX | Thousand Tons | 23.3006 | 15.0563 | 6.043 | 6.0806 | 3.1389 | 2.5016 | 3.0057 | 2.6766
#4 - NOx SIPCall Constraint v5.16 | 2 | 7116 | Rate Constraint in MTons | FALSE | L | Annual | Allowances Purchased NOX | Thousand Tons | 0 | 0 | 0 | 0 | 0 | 0 | 0 | 0
#4 - NOx SIPCall Constraint v5.16 | 2 | 7116 | Rate Constraint in MTons | FALSE | L | Annual | Allowances Sold NOX | Thousand Tons | 0 | 0 | 0 | 0 | 0 | 0 | 0 | 0
#4 - NOx SIPCall Constraint v5.16 | 2 | 7116 | Rate Constraint in MTons | FALSE | L | Annual | Allowances Banked | Thousand Tons | 0 | 57.7887 | 0 | 0 | 0 | 0 | 0 | 0
#4 - NOx SIPCall Constraint v5.16 | 2 | 7116 | Rate Constraint in MTons | FALSE | L | Annual | Allowances Withdrawn (1:1) | Thousand Tons | 0 | 0 | 0 | -72.845 | 0 | -5.5352 | 0 | 0
#4 - NOx SIPCall Constraint v5.16 | 2 | 7116 | Rate Constraint in MTons | FALSE | L | Annual | Allowances Withdrawn (n:1) | Thousand Tons | 0 | 0 | 0 | 0 | 0 | 0 | 0 | 0
#4 - NOx SIPCall Constraint v5.16 | 2 | 7116 | Rate Constraint in MTons | FALSE | L | Annual | Net Emissions Allowance Position | Thousand Tons | 23.3006 | 72.845 | 6.043 | -66.7644 | 3.1389 | -3.0336 | 3.0057 | 2.6766
#4 - NOx SIPCall Constraint v5.16 | 2 | 7116 | Rate Constraint in MTons | FALSE | L | Annual | Fuel Consumed | TBtu | 659.4952 | 625.7683 | 583.4844 | 585.0646 | 464.1303 | 407.1325 | 430.1793 | 479.0704
#4 - NOx SIPCall Constraint v5.16 | 2 | 7116 | Rate Constraint in MTons | FALSE | L | Annual | Rate | lb/MMBtu | 0.070662 | 0.048121 | 0.020713 | 0.020786 | 0.013526 | 0.012289 | 0.013974 | 0.011174
#4 - NOx SIPCall Constraint v5.16 | 2 | 7116 | Rate Constraint in MTons | FALSE | L | Annual | Generation | TWh | 85.1696 | 91.6989 | 99.0372 | 99.5833 | 86.4304 | 78.6587 | 80.6533 | 88.4219
#4 - NOx SIPCall Constraint v5.16 | 2 | 7116 | Rate Constraint in MTons | FALSE | L | Annual | Qualifying Generation | TWh | 79.5298 | 80.3028 | 82.1424 | 82.6885 | 68.5602 | 60.2314 | 61.3473 | 67.0845
#4 - NOx SIPCall Constraint v5.16 | 2 | 7116 | Rate Constraint in MTons | FALSE | L | Annual | Rate | lb/MWh | 0.58596 | 0.37499 | 0.14713 | 0.14707 | 0.091567 | 0.083066 | 0.097989 | 0.079799
#4 - NOx SIPCall Constraint v5.16 | 2 | 7116 | Rate Constraint in MTons | FALSE | L | Annual | Constraint Shadow Price | US2019$/Ton | 0 | 0 | 0 | 0 | 0 | 0 | 0 | 0
#6 - WRAP SO2 Policy Case Constraint | 3 | 7119 | Rate Constraint in MTons | FALSE | L | Annual | Seasons Included | Seasons | Winter, WintShld, Summer | Winter, WintShld, Summer | Winter, WintShld, Summer | Winter, WintShld, Summer | Winter, WintShld, Summer | Winter, WintShld, Summer | Winter, WintShld, Summer | Winter, WintShld, Summer
#6 - WRAP SO2 Policy Case Constraint | 3 | 7119 | Rate Constraint in MTons | FALSE | L | Annual | Standard SO2 | Thousand Tons | 89.572 | 89.572 | 89.572 | 89.572 | 89.572 | 89.572 | 89.572 | 89.572
#6 - WRAP SO2 Policy Case Constraint | 3 | 7119 | Rate Constraint in MTons | FALSE | L | Annual | Emissions at Affected Plants SO2 | Thousand Tons | 46.3492 | 34.6419 | 27.6576 | 27.846 | 10.9733 | 8.8204 | 4.5107 | 1.9135
#6 - WRAP SO2 Policy Case Constraint | 3 | 7119 | Rate Constraint in MTons | FALSE | L | Annual | Allowances Purchased SO2 | Thousand Tons | 0 | 0 | 0 | 0 | 0 | 0 | 0 | 0
#6 - WRAP SO2 Policy Case Constraint | 3 | 7119 | Rate Constraint in MTons | FALSE | L | Annual | Allowances Sold SO2 | Thousand Tons | 0 | 0 | 0 | 0 | 0 | 0 | 0 | 0
#6 - WRAP SO2 Policy Case Constraint | 3 | 7119 | Rate Constraint in MTons | FALSE | L | Annual | Allowances Banked | Thousand Tons | 0 | 0 | 61.9144 | 0 | 74.6433 | 0 | 0 | 0
#6 - WRAP SO2 Policy Case Constraint | 3 | 7119 | Rate Constraint in MTons | FALSE | L | Annual | Allowances Withdrawn (1:1) | Thousand Tons | 0 | 0 | 0 | 0 | -30.9572 | 0 | -89.572 | 0
#6 - WRAP SO2 Policy Case Constraint | 3 | 7119 | Rate Constraint in MTons | FALSE | L | Annual | Allowances Withdrawn (n:1) | Thousand Tons | 0 | 0 | 0 | 0 | 0 | 0 | 0 | 0
#6 - WRAP SO2 Policy Case Constraint | 3 | 7119 | Rate Constraint in MTons | FALSE | L | Annual | Net Emissions Allowance Position | Thousand Tons | 46.3492 | 34.6419 | 89.572 | 27.846 | 54.6595 | 8.8204 | -85.0613 | 1.9135
#6 - WRAP SO2 Policy Case Constraint | 3 | 7119 | Rate Constraint in MTons | FALSE | L | Annual | Fuel Consumed | TBtu | 840.969 | 641.8761 | 544.3829 | 544.6595 | 264.389 | 168.8014 | 136.5813 | 137.8084
#6 - WRAP SO2 Policy Case Constraint | 3 | 7119 | Rate Constraint in MTons | FALSE | L | Annual | Rate | lb/MMBtu | 0.11023 | 0.10794 | 0.10161 | 0.10225 | 0.083009 | 0.10451 | 0.066051 | 0.027771
#6 - WRAP SO2 Policy Case Constraint | 3 | 7119 | Rate Constraint in MTons | FALSE | L | Annual | Generation | TWh | 82.0817 | 65.3752 | 57.4644 | 56.076 | 27.4372 | 15.909 | 13.3555 | 13.6651
#6 - WRAP SO2 Policy Case Constraint | 3 | 7119 | Rate Constraint in MTons | FALSE | L | Annual | Qualifying Generation | TWh | 82.0817 | 65.3752 | 57.4644 | 56.076 | 27.4372 | 15.9086 | 13.3384 | 13.6163
#6 - WRAP SO2 Policy Case Constraint | 3 | 7119 | Rate Constraint in MTons | FALSE | L | Annual | Rate | lb/MWh | 1.1293 | 1.0598 | 0.9626 | 0.99315 | 0.79989 | 1.1089 | 0.67635 | 0.28106
#6 - WRAP SO2 Policy Case Constraint | 3 | 7119 | Rate Constraint in MTons | FALSE | L | Annual | Constraint Shadow Price | US2019$/Ton | 0 | 0 | 0 | 0 | 0 | 0 | 0 | 0
#CAN - #1 National - SO2 Cap Annual v3.1 | 4 | 7604 | Rate Constraint in MTons | FALSE | L | Annual | Seasons Included | Seasons | Winter, WintShld, Summer | Winter, WintShld, Summer | Winter, WintShld, Summer | Winter, WintShld, Summer | Winter, WintShld, Summer | Winter, WintShld, Summer | Winter, WintShld, Summer | Winter, WintShld, Summer
#CAN - #1 National - SO2 Cap Annual v3.1 | 4 | 7604 | Rate Constraint in MTons | FALSE | L | Annual | Standard SO2 | Thousand Tons | 948.21 | 948.21 | 948.21 | 948.21 | 948.21 | 948.21 | 948.21 | 948.21
#CAN - #1 National - SO2 Cap Annual v3.1 | 4 | 7604 | Rate Constraint in MTons | FALSE | L | Annual | Emissions at Affected Plants SO2 | Thousand Tons | 123.2478 | 108.1094 | 85.4647 | 79.6627 | 24.6946 | 3.6534 | 0.16141 | 0.16141
#CAN - #1 National - SO2 Cap Annual v3.1 | 4 | 7604 | Rate Constraint in MTons | FALSE | L | Annual | Allowances Purchased SO2 | Thousand Tons | 0 | 0 | 0 | 0 | 0 | 0 | 0 | 0
#CAN - #1 National - SO2 Cap Annual v3.1 | 4 | 7604 | Rate Constraint in MTons | FALSE | L | Annual | Allowances Sold SO2 | Thousand Tons | 0 | 0 | 0 | 0 | 0 | 0 | 0 | 0
#CAN - #1 National - SO2 Cap Annual v3.1 | 4 | 7604 | Rate Constraint in MTons | FALSE | L | Annual | Allowances Banked | Thousand Tons | 0 | 0 | 0 | 0 | 0 | 0 | 0 | 0
#CAN - #1 National - SO2 Cap Annual v3.1 | 4 | 7604 | Rate Constraint in MTons | FALSE | L | Annual | Allowances Withdrawn (1:1) | Thousand Tons | 0 | 0 | 0 | 0 | 0 | 0 | 0 | 0
#CAN - #1 National - SO2 Cap Annual v3.1 | 4 | 7604 | Rate Constraint in MTons | FALSE | L | Annual | Allowances Withdrawn (n:1) | Thousand Tons | 0 | 0 | 0 | 0 | 0 | 0 | 0 | 0
#CAN - #1 National - SO2 Cap Annual v3.1 | 4 | 7604 | Rate Constraint in MTons | FALSE | L | Annual | Net Emissions Allowance Position | Thousand Tons | 123.2478 | 108.1094 | 85.4647 | 79.6627 | 24.6946 | 3.6534 | 0.16141 | 0.16141
#CAN - #1 National - SO2 Cap Annual v3.1 | 4 | 7604 | Rate Constraint in MTons | FALSE | L | Annual | Fuel Consumed | TBtu | 715.5123 | 818.3399 | 816.5717 | 815.8571 | 1183.0715 | 1287.4674 | 1381.5356 | 1476.468
#CAN - #1 National - SO2 Cap Annual v3.1 | 4 | 7604 | Rate Constraint in MTons | FALSE | L | Annual | Rate | lb/MMBtu | 0.3445 | 0.26422 | 0.20933 | 0.19529 | 0.041747 | 0.0056753 | 0.00023366 | 0.00021864
#CAN - #1 National - SO2 Cap Annual v3.1 | 4 | 7604 | Rate Constraint in MTons | FALSE | L | Annual | Generation | TWh | 84.4537 | 105.1634 | 106.3923 | 109.0783 | 174.2664 | 191.7379 | 206.3423 | 221.4394
#CAN - #1 National - SO2 Cap Annual v3.1 | 4 | 7604 | Rate Constraint in MTons | FALSE | L | Annual | Qualifying Generation | TWh | 84.4537 | 105.1634 | 106.3923 | 109.0783 | 174.2664 | 191.7379 | 206.3423 | 221.4394
#CAN - #1 National - SO2 Cap Annual v3.1 | 4 | 7604 | Rate Constraint in MTons | FALSE | L | Annual | Rate | lb/MWh | 2.9187 | 2.056 | 1.6066 | 1.4607 | 0.28341 | 0.038108 | 0.0015645 | 0.0014578
#CAN - #1 National - SO2 Cap Annual v3.1 | 4 | 7604 | Rate Constraint in MTons | FALSE | L | Annual | Constraint Shadow Price | US2019$/Ton | 0 | 0 | 0 | 0 | 0 | 0 | 0 | 0
#CAN - AB - MER Cap Annual v4.12 | 5 | 7616 | Rate Constraint in MTons | FALSE | L | Annual | Seasons Included | Seasons | Winter, WintShld, Summer | Winter, WintShld, Summer | Winter, WintShld, Summer | Winter, WintShld, Summer | Winter, WintShld, Summer | Winter, WintShld, Summer | Winter, WintShld, Summer | Winter, WintShld, Summer
#CAN - AB - MER Cap Annual v4.12 | 5 | 7616 | Rate Constraint in MTons | FALSE | L | Annual | Standard MER | lbs | 1300.7273 | 1300.7273 | 1300.7273 | 1300.7273 | 1300.7273 | 1300.7273 | 1300.7273 | 1300.7273
#CAN - AB - MER Cap Annual v4.12 | 5 | 7616 | Rate Constraint in MTons | FALSE | L | Annual | Emissions at Affected Plants MER | lbs | 29.2387 | 13.8589 | 13.8589 | 0 | 0 | 0 | 0 | 0
#CAN - AB - MER Cap Annual v4.12 | 5 | 7616 | Rate Constraint in MTons | FALSE | L | Annual | Allowances Purchased MER | lbs | 0 | 0 | 0 | 0 | 0 | 0 | 0 | 0
#CAN - AB - MER Cap Annual v4.12 | 5 | 7616 | Rate Constraint in MTons | FALSE | L | Annual | Allowances Sold MER | lbs | 0 | 0 | 0 | 0 | 0 | 0 | 0 | 0
#CAN - AB - MER Cap Annual v4.12 | 5 | 7616 | Rate Constraint in MTons | FALSE | L | Annual | Allowances Banked | lbs | 0 | 0 | 0 | 0 | 0 | 0 | 0 | 0
#CAN - AB - MER Cap Annual v4.12 | 5 | 7616 | Rate Constraint in MTons | FALSE | L | Annual | Allowances Withdrawn (1:1) | lbs | 0 | 0 | 0 | 0 | 0 | 0 | 0 | 0
#CAN - AB - MER Cap Annual v4.12 | 5 | 7616 | Rate Constraint in MTons | FALSE | L | Annual | Allowances Withdrawn (n:1) | lbs | 0 | 0 | 0 | 0 | 0 | 0 | 0 | 0
#CAN - AB - MER Cap Annual v4.12 | 5 | 7616 | Rate Constraint in MTons | FALSE | L | Annual | Net Emissions Allowance Position | lbs | 29.2387 | 13.8589 | 13.8589 | 0 | 0 | 0 | 0 | 0
#CAN - AB - MER Cap Annual v4.12 | 5 | 7616 | Rate Constraint in MTons | FALSE | L | Annual | Fuel Consumed | TBtu | 59.1477 | 28.0354 | 28.0354 | 0 | 0 | 0 | 0 | 0
#CAN - AB - MER Cap Annual v4.12 | 5 | 7616 | Rate Constraint in MTons | FALSE | L | Annual | Rate | lb/MMBtu | 4.9433e-07 | 4.9433e-07 | 4.9433e-07 | 0 | 0 | 0 | 0 | 0
#CAN - AB - MER Cap Annual v4.12 | 5 | 7616 | Rate Constraint in MTons | FALSE | L | Annual | Generation | TWh | 5.6666 | 2.6859 | 2.6859 | 0 | 0 | 0 | 0 | 0
#CAN - AB - MER Cap Annual v4.12 | 5 | 7616 | Rate Constraint in MTons | FALSE | L | Annual | Qualifying Generation | TWh | 5.6666 | 2.6859 | 2.6859 | 0 | 0 | 0 | 0 | 0
#CAN - AB - MER Cap Annual v4.12 | 5 | 7616 | Rate Constraint in MTons | FALSE | L | Annual | Rate | lb/MWh | 5.1599e-06 | 5.1599e-06 | 5.1599e-06 | 0 | 0 | 0 | 0 | 0
#CAN - AB - MER Cap Annual v4.12 | 5 | 7616 | Rate Constraint in MTons | FALSE | L | Annual | Constraint Shadow Price | US2019$/Lb | 0 | 0 | 0 | 0 | 0 | 0 | 0 | 0
#CAN - BC - CO2 Constraint- v.6.17 | 6 | 7617 | Rate Constraint in MTons | FALSE | L | Annual | Seasons Included | Seasons | Winter, WintShld, Summer | Winter, WintShld, Summer | Winter, WintShld, Summer | Winter, WintShld, Summer | Winter, WintShld, Summer | Winter, WintShld, Summer | Winter, WintShld, Summer | Winter, WintShld, Summer
#CAN - BC - CO2 Constraint- v.6.17 | 6 | 7617 | Rate Constraint in MTons | FALSE | L | Annual | Standard CO2 | Thousand Tons | 0 | 0 | 0 | 0 | 0 | 0 | 0 | 0
#CAN - BC - CO2 Constraint- v.6.17 | 6 | 7617 | Rate Constraint in MTons | FALSE | L | Annual | Emissions at Affected Plants CO2 | Thousand Tons | 223.8358 | 103.3444 | 15.827 | 35.3518 | 17.3272 | 221.7339 | 756.3181 | 1032.8734
#CAN - BC - CO2 Constraint- v.6.17 | 6 | 7617 | Rate Constraint in MTons | FALSE | L | Annual | Allowances Purchased CO2 | Thousand Tons | -223.8358 | -103.3444 | -15.827 | -35.3518 | -17.3272 | -221.7339 | -756.3181 | -1032.8734
#CAN - BC - CO2 Constraint- v.6.17 | 6 | 7617 | Rate Constraint in MTons | FALSE | L | Annual | Allowances Sold CO2 | Thousand Tons | 0 | 0 | 0 | 0 | 0 | 0 | 0 | 0
#CAN - BC - CO2 Constraint- v.6.17 | 6 | 7617 | Rate Constraint in MTons | FALSE | L | Annual | Allowances Banked | Thousand Tons | 0 | 0 | 0 | 0 | 0 | 0 | 0 | 0
#CAN - BC - CO2 Constraint- v.6.17 | 6 | 7617 | Rate Constraint in MTons | FALSE | L | Annual | Allowances Withdrawn (1:1) | Thousand Tons | 0 | 0 | 0 | 0 | 0 | 0 | 0 | 0
#CAN - BC - CO2 Constraint- v.6.17 | 6 | 7617 | Rate Constraint in MTons | FALSE | L | Annual | Allowances Withdrawn (n:1) | Thousand Tons | 0 | 0 | 0 | 0 | 0 | 0 | 0 | 0
#CAN - BC - CO2 Constraint- v.6.17 | 6 | 7617 | Rate Constraint in MTons | FALSE | L | Annual | Net Emissions Allowance Position | Thousand Tons | 1.6486e-07 | 1.5189e-07 | 8.1253e-09 | -1.6868e-08 | 4.7201e-08 | -8.2446e-08 | -4.5743e-07 | 5.204e-08
#CAN - BC - CO2 Constraint- v.6.17 | 6 | 7617 | Rate Constraint in MTons | FALSE | L | Annual | Fuel Consumed | TBtu | 2.7739 | 1.2807 | 0.19604 | 0.43644 | 0.21473 | 3.1138 | 9.9584 | 16.3314
#CAN - BC - CO2 Constraint- v.6.17 | 6 | 7617 | Rate Constraint in MTons | FALSE | L | Annual | Rate | lb/MMBtu | 161.386 | 161.386 | 161.4698 | 162.0001 | 161.386 | 142.4214 | 151.8949 | 126.4895
#CAN - BC - CO2 Constraint- v.6.17 | 6 | 7617 | Rate Constraint in MTons | FALSE | L | Annual | Generation | TWh | 0.20375 | 0.10095 | 0.019862 | 0.037717 | 0.021165 | 0.44026 | 1.4798 | 2.4825
#CAN - BC - CO2 Constraint- v.6.17 | 6 | 7617 | Rate Constraint in MTons | FALSE | L | Annual | Qualifying Generation | TWh | 0.20375 | 0.10095 | 0.019862 | 0.037717 | 0.021165 | 0.44026 | 1.4798 | 2.4825
#CAN - BC - CO2 Constraint- v.6.17 | 6 | 7617 | Rate Constraint in MTons | FALSE | L | Annual | Rate | lb/MWh | 2197.2119 | 2047.4651 | 1593.7391 | 1874.5801 | 1637.3675 | 1007.2792 | 1022.2085 | 832.1343
#CAN - BC - CO2 Constraint- v.6.17 | 6 | 7617 | Rate Constraint in MTons | FALSE | L | Annual | Constraint Shadow Price | US2019$/Ton | 21.957 | 21.9558 | 21.9558 | 21.9559 | 21.9557 | 21.9558 | 21.956 | 21.956
#CAN - MB - Acid Rain - SO2 Cap Annual v3.1 | 7 | 7618 | Rate Constraint in MTons | FALSE | L | Annual | Seasons Included | Seasons | Winter, WintShld, Summer | Winter, WintShld, Summer | Winter, WintShld, Summer | Winter, WintShld, Summer | Winter, WintShld, Summer | Winter, WintShld, Summer | Winter, WintShld, Summer | Winter, WintShld, Summer
#CAN - MB - Acid Rain - SO2 Cap Annual v3.1 | 7 | 7618 | Rate Constraint in MTons | FALSE | L | Annual | Standard SO2 | Thousand Tons | 4.41 | 4.41 | 4.41 | 4.41 | 4.41 | 4.41 | 4.41 | 4.41
#CAN - MB - Acid Rain - SO2 Cap Annual v3.1 | 7 | 7618 | Rate Constraint in MTons | FALSE | L | Annual | Emissions at Affected Plants SO2 | Thousand Tons | 0 | 0 | 0 | 0 | 0 | 0 | 0 | 0
#CAN - MB - Acid Rain - SO2 Cap Annual v3.1 | 7 | 7618 | Rate Constraint in MTons | FALSE | L | Annual | Allowances Purchased SO2 | Thousand Tons | 0 | 0 | 0 | 0 | 0 | 0 | 0 | 0
#CAN - MB - Acid Rain - SO2 Cap Annual v3.1 | 7 | 7618 | Rate Constraint in MTons | FALSE | L | Annual | Allowances Sold SO2 | Thousand Tons | 0 | 0 | 0 | 0 | 0 | 0 | 0 | 0
#CAN - MB - Acid Rain - SO2 Cap Annual v3.1 | 7 | 7618 | Rate Constraint in MTons | FALSE | L | Annual | Allowances Banked | Thousand Tons | 0 | 0 | 0 | 0 | 0 | 0 | 0 | 0
#CAN - MB - Acid Rain - SO2 Cap Annual v3.1 | 7 | 7618 | Rate Constraint in MTons | FALSE | L | Annual | Allowances Withdrawn (1:1) | Thousand Tons | 0 | 0 | 0 | 0 | 0 | 0 | 0 | 0
#CAN - MB - Acid Rain - SO2 Cap Annual v3.1 | 7 | 7618 | Rate Constraint in MTons | FALSE | L | Annual | Allowances Withdrawn (n:1) | Thousand Tons | 0 | 0 | 0 | 0 | 0 | 0 | 0 | 0
#CAN - MB - Acid Rain - SO2 Cap Annual v3.1 | 7 | 7618 | Rate Constraint in MTons | FALSE | L | Annual | Net Emissions Allowance Position | Thousand Tons | 0 | 0 | 0 | 0 | 0 | 0 | 0 | 0
#CAN - MB - Acid Rain - SO2 Cap Annual v3.1 | 7 | 7618 | Rate Constraint in MTons | FALSE | L | Annual | Fuel Consumed | TBtu | 1.0104 | 4.6046 | 4.6046 | 4.6046 | 4.4002 | 3.2073 | 2.9845 | 2.8351
#CAN - MB - Acid Rain - SO2 Cap Annual v3.1 | 7 | 7618 | Rate Constraint in MTons | FALSE | L | Annual | Rate | lb/MMBtu | 0 | 0 | 0 | 0 | 0 | 0 | 0 | 0
#CAN - MB - Acid Rain - SO2 Cap Annual v3.1 | 7 | 7618 | Rate Constraint in MTons | FALSE | L | Annual | Generation | TWh | 0.073763 | 0.638 | 0.638 | 0.638 | 0.62308 | 0.44708 | 0.42456 | 0.4119
#CAN - MB - Acid Rain - SO2 Cap Annual v3.1 | 7 | 7618 | Rate Constraint in MTons | FALSE | L | Annual | Qualifying Generation | TWh | 0.073763 | 0.638 | 0.638 | 0.638 | 0.62308 | 0.44708 | 0.42456 | 0.4119
#CAN - MB - Acid Rain - SO2 Cap Annual v3.1 | 7 | 7618 | Rate Constraint in MTons | FALSE | L | Annual | Rate | lb/MWh | 0 | 0 | 0 | 0 | 0 | 0 | 0 | 0
#CAN - MB - Acid Rain - SO2 Cap Annual v3.1 | 7 | 7618 | Rate Constraint in MTons | FALSE | L | Annual | Constraint Shadow Price | US2019$/Ton | 0 | 0 | 0 | 0 | 0 | 0 | 0 | 0
#CAN - MB - CO2 Constraint- v.6.17 | 8 | 7620 | Rate Constraint in MTons | FALSE | L | Annual | Seasons Included | Seasons | Winter, WintShld, Summer | Winter, WintShld, Summer | Winter, WintShld, Summer | Winter, WintShld, Summer | Winter, WintShld, Summer | Winter, WintShld, Summer | Winter, WintShld, Summer | Winter, WintShld, Summer
#CAN - MB - CO2 Constraint- v.6.17 | 8 | 7620 | Rate Constraint in MTons | FALSE | L | Annual | Standard CO2 | Thousand Tons | 0 | 0 | 0 | 0 | 0 | 0 | 0 | 0
#CAN - MB - CO2 Constraint- v.6.17 | 8 | 7620 | Rate Constraint in MTons | FALSE | L | Annual | Emissions at Affected Plants CO2 | Thousand Tons | 0 | 0 | 0 | 0 | 0 | 0 | 0 | 0
#CAN - MB - CO2 Constraint- v.6.17 | 8 | 7620 | Rate Constraint in MTons | FALSE | L | Annual | Allowances Purchased CO2 | Thousand Tons | 0 | 0 | 0 | 0 | 0 | 0 | 0 | 0
#CAN - MB - CO2 Constraint- v.6.17 | 8 | 7620 | Rate Constraint in MTons | FALSE | L | Annual | Allowances Sold CO2 | Thousand Tons | 0 | 0 | 0 | 0 | 0 | 0 | 0 | 0
#CAN - MB - CO2 Constraint- v.6.17 | 8 | 7620 | Rate Constraint in MTons | FALSE | L | Annual | Allowances Banked | Thousand Tons | 0 | 0 | 0 | 0 | 0 | 0 | 0 | 0
#CAN - MB - CO2 Constraint- v.6.17 | 8 | 7620 | Rate Constraint in MTons | FALSE | L | Annual | Allowances Withdrawn (1:1) | Thousand Tons | 0 | 0 | 0 | 0 | 0 | 0 | 0 | 0
#CAN - MB - CO2 Constraint- v.6.17 | 8 | 7620 | Rate Constraint in MTons | FALSE | L | Annual | Allowances Withdrawn (n:1) | Thousand Tons | 0 | 0 | 0 | 0 | 0 | 0 | 0 | 0
#CAN - MB - CO2 Constraint- v.6.17 | 8 | 7620 | Rate Constraint in MTons | FALSE | L | Annual | Net Emissions Allowance Position | Thousand Tons | 0 | 0 | 0 | 0 | 0 | 0 | 0 | 0
#CAN - MB - CO2 Constraint- v.6.17 | 8 | 7620 | Rate Constraint in MTons | FALSE | L | Annual | Fuel Consumed | TBtu | 0 | 0 | 0 | 0 | 0 | 0 | 0 | 0
#CAN - MB - CO2 Constraint- v.6.17 | 8 | 7620 | Rate Constraint in MTons | FALSE | L | Annual | Rate | lb/MMBtu | 0 | 0 | 0 | 0 | 0 | 0 | 0 | 0
#CAN - MB - CO2 Constraint- v.6.17 | 8 | 7620 | Rate Constraint in MTons | FALSE | L | Annual | Generation | TWh | 0 | 0 | 0 | 0 | 0 | 0 | 0 | 0
#CAN - MB - CO2 Constraint- v.6.17 | 8 | 7620 | Rate Constraint in MTons | FALSE | L | Annual | Qualifying Generation | TWh | 0 | 0 | 0 | 0 | 0 | 0 | 0 | 0
#CAN - MB - CO2 Constraint- v.6.17 | 8 | 7620 | Rate Constraint in MTons | FALSE | L | Annual | Rate | lb/MWh | 0 | 0 | 0 | 0 | 0 | 0 | 0 | 0
#CAN - MB - CO2 Constraint- v.6.17 | 8 | 7620 | Rate Constraint in MTons | FALSE | L | Annual | Constraint Shadow Price | US2019$/Ton | 0 | 0 | 0 | 0 | 0 | 10.3957 | 10.3959 | 10.3955
#CAN - MB - MER Cap Annual v4.12 | 9 | 7619 | Rate Constraint in MTons | FALSE | L | Annual | Seasons Included | Seasons | Winter, WintShld, Summer | Winter, WintShld, Summer | Winter, WintShld, Summer | Winter, WintShld, Summer | Winter, WintShld, Summer | Winter, WintShld, Summer | Winter, WintShld, Summer | Winter, WintShld, Summer
#CAN - MB - MER Cap Annual v4.12 | 9 | 7619 | Rate Constraint in MTons | FALSE | L | Annual | Standard MER | lbs | 44.0925 | 44.0925 | 44.0925 | 44.0925 | 44.0925 | 44.0925 | 44.0925 | 44.0925
#CAN - MB - MER Cap Annual v4.12 | 9 | 7619 | Rate Constraint in MTons | FALSE | L | Annual | Emissions at Affected Plants MER | lbs | 0 | 0 | 0 | 0 | 0 | 0 | 0 | 0
#CAN - MB - MER Cap Annual v4.12 | 9 | 7619 | Rate Constraint in MTons | FALSE | L | Annual | Allowances Purchased MER | lbs | 0 | 0 | 0 | 0 | 0 | 0 | 0 | 0
#CAN - MB - MER Cap Annual v4.12 | 9 | 7619 | Rate Constraint in MTons | FALSE | L | Annual | Allowances Sold MER | lbs | 0 | 0 | 0 | 0 | 0 | 0 | 0 | 0
#CAN - MB - MER Cap Annual v4.12 | 9 | 7619 | Rate Constraint in MTons | FALSE | L | Annual | Allowances Banked | lbs | 0 | 0 | 0 | 0 | 0 | 0 | 0 | 0
#CAN - MB - MER Cap Annual v4.12 | 9 | 7619 | Rate Constraint in MTons | FALSE | L | Annual | Allowances Withdrawn (1:1) | lbs | 0 | 0 | 0 | 0 | 0 | 0 | 0 | 0
#CAN - MB - MER Cap Annual v4.12 | 9 | 7619 | Rate Constraint in MTons | FALSE | L | Annual | Allowances Withdrawn (n:1) | lbs | 0 | 0 | 0 | 0 | 0 | 0 | 0 | 0
#CAN - MB - MER Cap Annual v4.12 | 9 | 7619 | Rate Constraint in MTons | FALSE | L | Annual | Net Emissions Allowance Position | lbs | 0 | 0 | 0 | 0 | 0 | 0 | 0 | 0
#CAN - MB - MER Cap Annual v4.12 | 9 | 7619 | Rate Constraint in MTons | FALSE | L | Annual | Fuel Consumed | TBtu | 0 | 0 | 0 | 0 | 0 | 0 | 0 | 0
#CAN - MB - MER Cap Annual v4.12 | 9 | 7619 | Rate Constraint in MTons | FALSE | L | Annual | Rate | lb/MMBtu | 0 | 0 | 0 | 0 | 0 | 0 | 0 | 0
#CAN - MB - MER Cap Annual v4.12 | 9 | 7619 | Rate Constraint in MTons | FALSE | L | Annual | Generation | TWh | 0 | 0 | 0 | 0 | 0 | 0 | 0 | 0
#CAN - MB - MER Cap Annual v4.12 | 9 | 7619 | Rate Constraint in MTons | FALSE | L | Annual | Qualifying Generation | TWh | 0 | 0 | 0 | 0 | 0 | 0 | 0 | 0
#CAN - MB - MER Cap Annual v4.12 | 9 | 7619 | Rate Constraint in MTons | FALSE | L | Annual | Rate | lb/MWh | 0 | 0 | 0 | 0 | 0 | 0 | 0 | 0
#CAN - MB - MER Cap Annual v4.12 | 9 | 7619 | Rate Constraint in MTons | FALSE | L | Annual | Constraint Shadow Price | US2019$/Lb | 0 | 0 | 0 | 0 | 0 | 0 | 0 | 0
#CAN - NB - Acid Rain - SO2 Cap Annual v3.1 | 10 | 7622 | Rate Constraint in MTons | FALSE | L | Annual | Seasons Included | Seasons | Winter, WintShld, Summer | Winter, WintShld, Summer | Winter, WintShld, Summer | Winter, WintShld, Summer | Winter, WintShld, Summer | Winter, WintShld, Summer | Winter, WintShld, Summer | Winter, WintShld, Summer
#CAN - NB - Acid Rain - SO2 Cap Annual v3.1 | 10 | 7622 | Rate Constraint in MTons | FALSE | L | Annual | Standard SO2 | Thousand Tons | 135.58 | 135.58 | 135.58 | 135.58 | 135.58 | 135.58 | 135.58 | 135.58
#CAN - NB - Acid Rain - SO2 Cap Annual v3.1 | 10 | 7622 | Rate Constraint in MTons | FALSE | L | Annual | Emissions at Affected Plants SO2 | Thousand Tons | 0 | 0 | 0 | 0 | 0 | 0 | 0 | 0
#CAN - NB - Acid Rain - SO2 Cap Annual v3.1 | 10 | 7622 | Rate Constraint in MTons | FALSE | L | Annual | Allowances Purchased SO2 | Thousand Tons | 0 | 0 | 0 | 0 | 0 | 0 | 0 | 0
#CAN - NB - Acid Rain - SO2 Cap Annual v3.1 | 10 | 7622 | Rate Constraint in MTons | FALSE | L | Annual | Allowances Sold SO2 | Thousand Tons | 0 | 0 | 0 | 0 | 0 | 0 | 0 | 0
#CAN - NB - Acid Rain - SO2 Cap Annual v3.1 | 10 | 7622 | Rate Constraint in MTons | FALSE | L | Annual | Allowances Banked | Thousand Tons | 0 | 0 | 0 | 0 | 0 | 0 | 0 | 0
#CAN - NB - Acid Rain - SO2 Cap Annual v3.1 | 10 | 7622 | Rate Constraint in MTons | FALSE | L | Annual | Allowances Withdrawn (1:1) | Thousand Tons | 0 | 0 | 0 | 0 | 0 | 0 | 0 | 0
#CAN - NB - Acid Rain - SO2 Cap Annual v3.1 | 10 | 7622 | Rate Constraint in MTons | FALSE | L | Annual | Allowances Withdrawn (n:1) | Thousand Tons | 0 | 0 | 0 | 0 | 0 | 0 | 0 | 0
#CAN - NB - Acid Rain - SO2 Cap Annual v3.1 | 10 | 7622 | Rate Constraint in MTons | FALSE | L | Annual | Net Emissions Allowance Position | Thousand Tons | 0 | 0 | 0 | 0 | 0 | 0 | 0 | 0
#CAN - NB - Acid Rain - SO2 Cap Annual v3.1 | 10 | 7622 | Rate Constraint in MTons | FALSE | L | Annual | Fuel Consumed | TBtu | 46.6426 | 80.1014 | 80.1194 | 80.1056 | 106.2339 | 100.61 | 106.6586 | 105.391
#CAN - NB - Acid Rain - SO2 Cap Annual v3.1 | 10 | 7622 | Rate Constraint in MTons | FALSE | L | Annual | Rate | lb/MMBtu | 0 | 0 | 0 | 0 | 0 | 0 | 0 | 0
#CAN - NB - Acid Rain - SO2 Cap Annual v3.1 | 10 | 7622 | Rate Constraint in MTons | FALSE | L | Annual | Generation | TWh | 2.6783 | 7.9517 | 7.9537 | 7.9522 | 13.347 | 12.6581 | 13.629 | 13.5669
#CAN - NB - Acid Rain - SO2 Cap Annual v3.1 | 10 | 7622 | Rate Constraint in MTons | FALSE | L | Annual | Qualifying Generation | TWh | 2.6783 | 7.9517 | 7.9537 | 7.9522 | 13.347 | 12.6581 | 13.629 | 13.5669
#CAN - NB - Acid Rain - SO2 Cap Annual v3.1 | 10 | 7622 | Rate Constraint in MTons | FALSE | L | Annual | Rate | lb/MWh | 0 | 0 | 0 | 0 | 0 | 0 | 0 | 0
#CAN - NB - Acid Rain - SO2 Cap Annual v3.1 | 10 | 7622 | Rate Constraint in MTons | FALSE | L | Annual | Constraint Shadow Price | US2019$/Ton | 0 | 0 | 0 | 0 | 0 | 0 | 0 | 0
#CAN - NB - MER Cap Annual v4.12 | 11 | 7623 | Rate Constraint in MTons | FALSE | L | Annual | Seasons Included | Seasons | Winter, WintShld, Summer | Winter, WintShld, Summer | Winter, WintShld, Summer | Winter, WintShld, Summer | Winter, WintShld, Summer | Winter, WintShld, Summer | Winter, WintShld, Summer | Winter, WintShld, Summer
#CAN - NB - MER Cap Annual v4.12 | 11 | 7623 | Rate Constraint in MTons | FALSE | L | Annual | Standard MER | lbs | 55.1156 | 55.1156 | 55.1156 | 55.1156 | 55.1156 | 55.1156 | 55.1156 | 55.1156
#CAN - NB - MER Cap Annual v4.12 | 11 | 7623 | Rate Constraint in MTons | FALSE | L | Annual | Emissions at Affected Plants MER | lbs | 0 | 0 | 0 | 0 | 0 | 0 | 0 | 0
#CAN - NB - MER Cap Annual v4.12 | 11 | 7623 | Rate Constraint in MTons | FALSE | L | Annual | Allowances Purchased MER | lbs | 0 | 0 | 0 | 0 | 0 | 0 | 0 | 0
#CAN - NB - MER Cap Annual v4.12 | 11 | 7623 | Rate Constraint in MTons | FALSE | L | Annual | Allowances Sold MER | lbs | 0 | 0 | 0 | 0 | 0 | 0 | 0 | 0
#CAN - NB - MER Cap Annual v4.12 | 11 | 7623 | Rate Constraint in MTons | FALSE | L | Annual | Allowances Banked | lbs | 0 | 0 | 0 | 0 | 0 | 0 | 0 | 0
#CAN - NB - MER Cap Annual v4.12 | 11 | 7623 | Rate Constraint in MTons | FALSE | L | Annual | Allowances Withdrawn (1:1) | lbs | 0 | 0 | 0 | 0 | 0 | 0 | 0 | 0
#CAN - NB - MER Cap Annual v4.12 | 11 | 7623 | Rate Constraint in MTons | FALSE | L | Annual | Allowances Withdrawn (n:1) | lbs | 0 | 0 | 0 | 0 | 0 | 0 | 0 | 0
#CAN - NB - MER Cap Annual v4.12 | 11 | 7623 | Rate Constraint in MTons | FALSE | L | Annual | Net Emissions Allowance Position | lbs | 0 | 0 | 0 | 0 | 0 | 0 | 0 | 0
#CAN - NB - MER Cap Annual v4.12 | 11 | 7623 | Rate Constraint in MTons | FALSE | L | Annual | Fuel Consumed | TBtu | 0 | 0 | 0 | 0 | 0 | 0 | 0 | 0
#CAN - NB - MER Cap Annual v4.12 | 11 | 7623 | Rate Constraint in MTons | FALSE | L | Annual | Rate | lb/MMBtu | 0 | 0 | 0 | 0 | 0 | 0 | 0 | 0
#CAN - NB - MER Cap Annual v4.12 | 11 | 7623 | Rate Constraint in MTons | FALSE | L | Annual | Generation | TWh | 0 | 0 | 0 | 0 | 0 | 0 | 0 | 0
#CAN - NB - MER Cap Annual v4.12 | 11 | 7623 | Rate Constraint in MTons | FALSE | L | Annual | Qualifying Generation | TWh | 0 | 0 | 0 | 0 | 0 | 0 | 0 | 0
#CAN - NB - MER Cap Annual v4.12 | 11 | 7623 | Rate Constraint in MTons | FALSE | L | Annual | Rate | lb/MWh | 0 | 0 | 0 | 0 | 0 | 0 | 0 | 0
#CAN - NB - MER Cap Annual v4.12 | 11 | 7623 | Rate Constraint in MTons | FALSE | L | Annual | Constraint Shadow Price | US2019$/Lb | 0 | 0 | 0 | 0 | 0 | 0 | 0 | 0
#CAN - NL&NF - SO2 Cap Annual v3.1 | 12 | 7621 | Rate Constraint in MTons | FALSE | L | Annual | Seasons Included | Seasons | Winter, WintShld, Summer | Winter, WintShld, Summer | Winter, WintShld, Summer | Winter, WintShld, Summer | Winter, WintShld, Summer | Winter, WintShld, Summer | Winter, WintShld, Summer | Winter, WintShld, Summer
#CAN - NL&NF - SO2 Cap Annual v3.1 | 12 | 7621 | Rate Constraint in MTons | FALSE | L | Annual | Standard SO2 | Thousand Tons | 16.53 | 16.53 | 16.53 | 16.53 | 16.53 | 16.53 | 16.53 | 16.53
#CAN - NL&NF - SO2 Cap Annual v3.1 | 12 | 7621 | Rate Constraint in MTons | FALSE | L | Annual | Emissions at Affected Plants SO2 | Thousand Tons | 0 | 0 | 0 | 0 | 0 | 0 | 0 | 0
#CAN - NL&NF - SO2 Cap Annual v3.1 | 12 | 7621 | Rate Constraint in MTons | FALSE | L | Annual | Allowances Purchased SO2 | Thousand Tons | 0 | 0 | 0 | 0 | 0 | 0 | 0 | 0
#CAN - NL&NF - SO2 Cap Annual v3.1 | 12 | 7621 | Rate Constraint in MTons | FALSE | L | Annual | Allowances Sold SO2 | Thousand Tons | 0 | 0 | 0 | 0 | 0 | 0 | 0 | 0
#CAN - NL&NF - SO2 Cap Annual v3.1 | 12 | 7621 | Rate Constraint in MTons | FALSE | L | Annual | Allowances Banked | Thousand Tons | 0 | 0 | 0 | 0 | 0 | 0 | 0 | 0
#CAN - NL&NF - SO2 Cap Annual v3.1 | 12 | 7621 | Rate Constraint in MTons | FALSE | L | Annual | Allowances Withdrawn (1:1) | Thousand Tons | 0 | 0 | 0 | 0 | 0 | 0 | 0 | 0
#CAN - NL&NF - SO2 Cap Annual v3.1 | 12 | 7621 | Rate Constraint in MTons | FALSE | L | Annual | Allowances Withdrawn (n:1) | Thousand Tons | 0 | 0 | 0 | 0 | 0 | 0 | 0 | 0
#CAN - NL&NF - SO2 Cap Annual v3.1 | 12 | 7621 | Rate Constraint in MTons | FALSE | L | Annual | Net Emissions Allowance Position | Thousand Tons | 0 | 0 | 0 | 0 | 0 | 0 | 0 | 0
#CAN - NL&NF - SO2 Cap Annual v3.1 | 12 | 7621 | Rate Constraint in MTons | FALSE | L | Annual | Fuel Consumed | TBtu | 0 | 0 | 0 | 0 | 0 | 0 | 0 | 0
#CAN - NL&NF - SO2 Cap Annual v3.1 | 12 | 7621 | Rate Constraint in MTons | FALSE | L | Annual | Rate | lb/MMBtu | 0 | 0 | 0 | 0 | 0 | 0 | 0 | 0
#CAN - NL&NF - SO2 Cap Annual v3.1 | 12 | 7621 | Rate Constraint in MTons | FALSE | L | Annual | Generation | TWh | 0 | 0 | 0 | 0 | 0 | 0 | 0 | 0
#CAN - NL&NF - SO2 Cap Annual v3.1 | 12 | 7621 | Rate Constraint in MTons | FALSE | L | Annual | Qualifying Generation | TWh | 0 | 0 | 0 | 0 | 0 | 0 | 0 | 0
#CAN - NL&NF - SO2 Cap Annual v3.1 | 12 | 7621 | Rate Constraint in MTons | FALSE | L | Annual | Rate | lb/MWh | 0 | 0 | 0 | 0 | 0 | 0 | 0 | 0
#CAN - NL&NF - SO2 Cap Annual v3.1 | 12 | 7621 | Rate Constraint in MTons | FALSE | L | Annual | Constraint Shadow Price | US2019$/Ton | 0 | 0 | 0 | 0 | 0 | 0 | 0 | 0
#CAN - NS - CO2 Cap Annual v6.20 | 13 | 7663 | Rate Constraint in MTons | FALSE | L | Annual | Seasons Included | Seasons | Winter, WintShld, Summer | Winter, WintShld, Summer | Winter, WintShld, Summer | Winter, WintShld, Summer | Winter, WintShld, Summer | Winter, WintShld, Summer | Winter, WintShld, Summer | Winter, WintShld, Summer
#CAN - NS - CO2 Cap Annual v6.20 | 13 | 7663 | Rate Constraint in MTons | FALSE | L | Annual | Standard CO2 | Thousand Tons | 7578.3813 | 6613.86 | 5924.9163 | 5924.9163 | 0 | 0 | 0 | 0
#CAN - NS - CO2 Cap Annual v6.20 | 13 | 7663 | Rate Constraint in MTons | FALSE | L | Annual | Emissions at Affected Plants CO2 | Thousand Tons | 1586.5581 | 670.5753 | 303.3641 | 30.016 | 0 | 0 | 0 | 0
#CAN - NS - CO2 Cap Annual v6.20 | 13 | 7663 | Rate Constraint in MTons | FALSE | L | Annual | Allowances Purchased CO2 | Thousand Tons | 0 | 0 | 0 | 0 | 0 | 0 | 0 | 0
#CAN - NS - CO2 Cap Annual v6.20 | 13 | 7663 | Rate Constraint in MTons | FALSE | L | Annual | Allowances Sold CO2 | Thousand Tons | 0 | 0 | 0 | 0 | 0 | 0 | 0 | 0
#CAN - NS - CO2 Cap Annual v6.20 | 13 | 7663 | Rate Constraint in MTons | FALSE | L | Annual | Allowances Banked | Thousand Tons | 0 | 0 | 0 | 0 | 0 | 0 | 0 | 0
#CAN - NS - CO2 Cap Annual v6.20 | 13 | 7663 | Rate Constraint in MTons | FALSE | L | Annual | Allowances Withdrawn (1:1) | Thousand Tons | 0 | 0 | 0 | 0 | 0 | 0 | 0 | 0
#CAN - NS - CO2 Cap Annual v6.20 | 13 | 7663 | Rate Constraint in MTons | FALSE | L | Annual | Allowances Withdrawn (n:1) | Thousand Tons | 0 | 0 | 0 | 0 | 0 | 0 | 0 | 0
#CAN - NS - CO2 Cap Annual v6.20 | 13 | 7663 | Rate Constraint in MTons | FALSE | L | Annual | Net Emissions Allowance Position | Thousand Tons | 1586.5581 | 670.5753 | 303.3641 | 30.016 | 0 | 0 | 0 | 0
#CAN - NS - CO2 Cap Annual v6.20 | 13 | 7663 | Rate Constraint in MTons | FALSE | L | Annual | Fuel Consumed | TBtu | 15.3476 | 6.4868 | 2.9346 | 0.29036 | 0 | 0 | 0 | 0
#CAN - NS - CO2 Cap Annual v6.20 | 13 | 7663 | Rate Constraint in MTons | FALSE | L | Annual | Rate | lb/MMBtu | 206.75 | 206.75 | 206.75 | 206.75 | 0 | 0 | 0 | 0
#CAN - NS - CO2 Cap Annual v6.20 | 13 | 7663 | Rate Constraint in MTons | FALSE | L | Annual | Generation | TWh | 1.4704 | 0.62146 | 0.28115 | 0.027818 | 0 | 0 | 0 | 0
#CAN - NS - CO2 Cap Annual v6.20 | 13 | 7663 | Rate Constraint in MTons | FALSE | L | Annual | Qualifying Generation | TWh | 1.4704 | 0.62146 | 0.28115 | 0.027818 | 0 | 0 | 0 | 0
#CAN - NS - CO2 Cap Annual v6.20 | 13 | 7663 | Rate Constraint in MTons | FALSE | L | Annual | Rate | lb/MWh | 2158.0565 | 2158.0565 | 2158.0565 | 2158.0565 | 0 | 0 | 0 | 0
#CAN - NS - CO2 Cap Annual v6.20 | 13 | 7663 | Rate Constraint in MTons | FALSE | L | Annual | Constraint Shadow Price | US2019$/Ton | 0 | 0 | 0 | 0 | 0 | 0 | 0 | 0
#CAN - NS - MER Cap Annual v4.12 | 14 | 7627 | Rate Constraint in MTons | FALSE | L | Annual | Seasons Included | Seasons | Winter, WintShld, Summer | Winter, WintShld, Summer | Winter, WintShld, Summer | Winter, WintShld, Summer | Winter, WintShld, Summer | Winter, WintShld, Summer | Winter, WintShld, Summer | Winter, WintShld, Summer
#CAN - NS - MER Cap Annual v4.12 | 14 | 7627 | Rate Constraint in MTons | FALSE | L | Annual | Standard MER | lbs | 77.1618 | 77.1618 | 77.1618 | 77.1618 | 77.1618 | 77.1618 | 77.1618 | 77.1618
#CAN - NS - MER Cap Annual v4.12 | 14 | 7627 | Rate Constraint in MTons | FALSE | L | Annual | Emissions at Affected Plants MER | lbs | 59.8841 | 23.8957 | 12.6667 | 1.2533 | 0 | 0 | 0 | 0
#CAN - NS - MER Cap Annual v4.12 | 14 | 7627 | Rate Constraint in MTons | FALSE | L | Annual | Allowances Purchased MER | lbs | 0 | 0 | 0 | 0 | 0 | 0 | 0 | 0
#CAN - NS - MER Cap Annual v4.12 | 14 | 7627 | Rate Constraint in MTons | FALSE | L | Annual | Allowances Sold MER | lbs | 0 | 0 | 0 | 0 | 0 | 0 | 0 | 0
#CAN - NS - MER Cap Annual v4.12 | 14 | 7627 | Rate Constraint in MTons | FALSE | L | Annual | Allowances Banked | lbs | 0 | 0 | 0 | 0 | 0 | 0 | 0 | 0
#CAN - NS - MER Cap Annual v4.12 | 14 | 7627 | Rate Constraint in MTons | FALSE | L | Annual | Allowances Withdrawn (1:1) | lbs | 0 | 0 | 0 | 0 | 0 | 0 | 0 | 0
#CAN - NS - MER Cap Annual v4.12 | 14 | 7627 | Rate Constraint in MTons | FALSE | L | Annual | Allowances Withdrawn (n:1) | lbs | 0 | 0 | 0 | 0 | 0 | 0 | 0 | 0
#CAN - NS - MER Cap Annual v4.12 | 14 | 7627 | Rate Constraint in MTons | FALSE | L | Annual | Net Emissions Allowance Position | lbs | 59.8841 | 23.8957 | 12.6667 | 1.2533 | 0 | 0 | 0 | 0
#CAN - NS - MER Cap Annual v4.12 | 14 | 7627 | Rate Constraint in MTons | FALSE | L | Annual | Fuel Consumed | TBtu | 15.3476 | 6.4868 | 2.9346 | 0.29036 | 0 | 0 | 0 | 0
#CAN - NS - MER Cap Annual v4.12 | 14 | 7627 | Rate Constraint in MTons | FALSE | L | Annual | Rate | lb/MMBtu | 3.9019e-06 | 3.6837e-06 | 4.3163e-06 | 4.3163e-06 | 0 | 0 | 0 | 0
#CAN - NS - MER Cap Annual v4.12 | 14 | 7627 | Rate Constraint in MTons | FALSE | L | Annual | Generation | TWh | 1.4704 | 0.62146 | 0.28115 | 0.027818 | 0 | 0 | 0 | 0
#CAN - NS - MER Cap Annual v4.12 | 14 | 7627 | Rate Constraint in MTons | FALSE | L | Annual | Qualifying Generation | TWh | 1.4704 | 0.62146 | 0.28115 | 0.027818 | 0 | 0 | 0 | 0
#CAN - NS - MER Cap Annual v4.12 | 14 | 7627 | Rate Constraint in MTons | FALSE | L | Annual | Rate | lb/MWh | 4.0728e-05 | 3.8451e-05 | 4.5054e-05 | 4.5054e-05 | 0 | 0 | 0 | 0
#CAN - NS - MER Cap Annual v4.12 | 14 | 7627 | Rate Constraint in MTons | FALSE | L | Annual | Constraint Shadow Price | US2019$/Lb | 0 | 0 | 0 | 0 | 0 | 0 | 0 | 0
#CAN - NS - NS Power - NOX Cap Annual v3.1 | 15 | 7624 | Rate Constraint in MTons | FALSE | L | Annual | Seasons Included | Seasons | Winter, WintShld, Summer | Winter, WintShld, Summer | Winter, WintShld, Summer | Winter, WintShld, Summer | Winter, WintShld, Summer | Winter, WintShld, Summer | Winter, WintShld, Summer | Winter, WintShld, Summer
#CAN - NS - NS Power - NOX Cap Annual v3.1 | 15 | 7624 | Rate Constraint in MTons | FALSE | L | Annual | Standard NOX | Thousand Tons | 16.485 | 16.485 | 16.485 | 16.485 | 16.485 | 16.485 | 16.485 | 16.485
#CAN - NS - NS Power - NOX Cap Annual v3.1 | 15 | 7624 | Rate Constraint in MTons | FALSE | L | Annual | Emissions at Affected Plants NOX | Thousand Tons | 16.485 | 16.485 | 15.5921 | 15.1127 | 8.466 | 9.1291 | 5.4098 | 4.7301
#CAN - NS - NS Power - NOX Cap Annual v3.1 | 15 | 7624 | Rate Constraint in MTons | FALSE | L | Annual | Allowances Purchased NOX | Thousand Tons | 0 | 0 | 0 | 0 | 0 | 0 | 0 | 0
#CAN - NS - NS Power - NOX Cap Annual v3.1 | 15 | 7624 | Rate Constraint in MTons | FALSE | L | Annual | Allowances Sold NOX | Thousand Tons | 0 | 0 | 0 | 0 | 0 | 0 | 0 | 0
#CAN - NS - NS Power - NOX Cap Annual v3.1 | 15 | 7624 | Rate Constraint in MTons | FALSE | L | Annual | Allowances Banked | Thousand Tons | 0 | 0 | 0 | 0 | 0 | 0 | 0 | 0
#CAN - NS - NS Power - NOX Cap Annual v3.1 | 15 | 7624 | Rate Constraint in MTons | FALSE | L | Annual | Allowances Withdrawn (1:1) | Thousand Tons | 0 | 0 | 0 | 0 | 0 | 0 | 0 | 0
#CAN - NS - NS Power - NOX Cap Annual v3.1 | 15 | 7624 | Rate Constraint in MTons | FALSE | L | Annual | Allowances Withdrawn (n:1) | Thousand Tons | 0 | 0 | 0 | 0 | 0 | 0 | 0 | 0
#CAN - NS - NS Power - NOX Cap Annual v3.1 | 15 | 7624 | Rate Constraint in MTons | FALSE | L | Annual | Net Emissions Allowance Position | Thousand Tons | 16.485 | 16.485 | 15.5921 | 15.1127 | 8.466 | 9.1291 | 5.4098 | 4.7301
#CAN - NS - NS Power - NOX Cap Annual v3.1 | 15 | 7624 | Rate Constraint in MTons | FALSE | L | Annual | Fuel Consumed | TBtu | 55.0063 | 77.0612 | 73.3054 | 71.272 | 66.3566 | 69.1237 | 63.8045 | 61.5292
#CAN - NS - NS Power - NOX Cap Annual v3.1 | 15 | 7624 | Rate Constraint in MTons | FALSE | L | Annual | Rate | lb/MMBtu | 0.59939 | 0.42784 | 0.4254 | 0.42408 | 0.25517 | 0.26414 | 0.16957 | 0.15375
#CAN - NS - NS Power - NOX Cap Annual v3.1 | 15 | 7624 | Rate Constraint in MTons | FALSE | L | Annual | Generation | TWh | 4.6783 | 8.7955 | 8.4328 | 8.2458 | 8.7315 | 9.021 | 8.8161 | 8.5675
#CAN - NS - NS Power - NOX Cap Annual v3.1 | 15 | 7624 | Rate Constraint in MTons | FALSE | L | Annual | Qualifying Generation | TWh | 4.6783 | 8.7955 | 8.4328 | 8.2458 | 8.7315 | 9.021 | 8.8161 | 8.5675
#CAN - NS - NS Power - NOX Cap Annual v3.1 | 15 | 7624 | Rate Constraint in MTons | FALSE | L | Annual | Rate | lb/MWh | 7.0475 | 3.7485 | 3.698 | 3.6655 | 1.9392 | 2.024 | 1.2272 | 1.1042
#CAN - NS - NS Power - NOX Cap Annual v3.1 | 15 | 7624 | Rate Constraint in MTons | FALSE | L | Annual | Constraint Shadow Price | US2019$/Ton | 7577.163 | 851.8792 | 0 | 0 | 0 | 0 | 0 | 0
#CAN - NS - NS Power - SO2 Cap Annual v3.1 | 16 | 7625 | Rate Constraint in MTons | FALSE | L | Annual | Seasons Included | Seasons | Winter, WintShld, Summer | Winter, WintShld, Summer | Winter, WintShld, Summer | Winter, WintShld, Summer | Winter, WintShld, Summer | Winter, WintShld, Summer | Winter, WintShld, Summer | Winter, WintShld, Summer
#CAN - NS - NS Power - SO2 Cap Annual v3.1 | 16 | 7625 | Rate Constraint in MTons | FALSE | L | Annual | Standard SO2 | Thousand Tons | 39.9587 | 39.9587 | 39.9587 | 39.9587 | 39.9587 | 39.9587 | 39.9587 | 39.9587
#CAN - NS - NS Power - SO2 Cap Annual v3.1 | 16 | 7625 | Rate Constraint in MTons | FALSE | L | Annual | Emissions at Affected Plants SO2 | Thousand Tons | 8.5462 | 3.0487 | 1.6074 | 0.15905 | 0 | 0 | 0 | 0
#CAN - NS - NS Power - SO2 Cap Annual v3.1 | 16 | 7625 | Rate Constraint in MTons | FALSE | L | Annual | Allowances Purchased SO2 | Thousand Tons | 0 | 0 | 0 | 0 | 0 | 0 | 0 | 0
#CAN - NS - NS Power - SO2 Cap Annual v3.1 | 16 | 7625 | Rate Constraint in MTons | FALSE | L | Annual | Allowances Sold SO2 | Thousand Tons | 0 | 0 | 0 | 0 | 0 | 0 | 0 | 0
#CAN - NS - NS Power - SO2 Cap Annual v3.1 | 16 | 7625 | Rate Constraint in MTons | FALSE | L | Annual | Allowances Banked | Thousand Tons | 0 | 0 | 0 | 0 | 0 | 0 | 0 | 0
#CAN - NS - NS Power - SO2 Cap Annual v3.1 | 16 | 7625 | Rate Constraint in MTons | FALSE | L | Annual | Allowances Withdrawn (1:1) | Thousand Tons | 0 | 0 | 0 | 0 | 0 | 0 | 0 | 0
#CAN - NS - NS Power - SO2 Cap Annual v3.1 | 16 | 7625 | Rate Constraint in MTons | FALSE | L | Annual | Allowances Withdrawn (n:1) | Thousand Tons | 0 | 0 | 0 | 0 | 0 | 0 | 0 | 0
#CAN - NS - NS Power - SO2 Cap Annual v3.1 | 16 | 7625 | Rate Constraint in MTons | FALSE | L | Annual | Net Emissions Allowance Position | Thousand Tons | 8.5462 | 3.0487 | 1.6074 | 0.15905 | 0 | 0 | 0 | 0
#CAN - NS - NS Power - SO2 Cap Annual v3.1 | 16 | 7625 | Rate Constraint in MTons | FALSE | L | Annual | Fuel Consumed | TBtu | 55.0063 | 77.0612 | 73.3054 | 71.272 | 66.3566 | 69.1237 | 63.8045 | 61.5292
#CAN - NS - NS Power - SO2 Cap Annual v3.1 | 16 | 7625 | Rate Constraint in MTons | FALSE | L | Annual | Rate | lb/MMBtu | 0.31074 | 0.079125 | 0.043856 | 0.0044631 | 0 | 0 | 0 | 0
#CAN - NS - NS Power - SO2 Cap Annual v3.1 | 16 | 7625 | Rate Constraint in MTons | FALSE | L | Annual | Generation | TWh | 4.6783 | 8.7955 | 8.4328 | 8.2458 | 8.7315 | 9.021 | 8.8161 | 8.5675
#CAN - NS - NS Power - SO2 Cap Annual v3.1 | 16 | 7625 | Rate Constraint in MTons | FALSE | L | Annual | Qualifying Generation | TWh | 4.6783 | 8.7955 | 8.4328 | 8.2458 | 8.7315 | 9.021 | 8.8161 | 8.5675
#CAN - NS - NS Power - SO2 Cap Annual v3.1 | 16 | 7625 | Rate Constraint in MTons | FALSE | L | Annual | Rate | lb/MWh | 3.6536 | 0.69325 | 0.38124 | 0.038576 | 0 | 0 | 0 | 0
#CAN - NS - NS Power - SO2 Cap Annual v3.1 | 16 | 7625 | Rate Constraint in MTons | FALSE | L | Annual | Constraint Shadow Price | US2019$/Ton | 0 | 0 | 0 | 0 | 0 | 0 | 0 | 0
#CAN - NS - SO2 Cap Annual v3.1 | 17 | 7626 | Rate Constraint in MTons | FALSE | L | Annual | Seasons Included | Seasons | Winter, WintShld, Summer | Winter, WintShld, Summer | Winter, WintShld, Summer | Winter, WintShld, Summer | Winter, WintShld, Summer | Winter, WintShld, Summer | Winter, WintShld, Summer | Winter, WintShld, Summer
#CAN - NS - SO2 Cap Annual v3.1 | 17 | 7626 | Rate Constraint in MTons | FALSE | L | Annual | Standard SO2 | Thousand Tons | 131.2522 | 131.2522 | 131.2522 | 131.2522 | 131.2522 | 131.2522 | 131.2522 | 131.2522
#CAN - NS - SO2 Cap Annual v3.1 | 17 | 7626 | Rate Constraint in MTons | FALSE | L | Annual | Emissions at Affected Plants SO2 | Thousand Tons | 8.5462 | 3.0487 | 1.6074 | 0.15905 | 0 | 0 | 0 | 0
#CAN - NS - SO2 Cap Annual v3.1 | 17 | 7626 | Rate Constraint in MTons | FALSE | L | Annual | Allowances Purchased SO2 | Thousand Tons | 0 | 0 | 0 | 0 | 0 | 0 | 0 | 0
#CAN - NS - SO2 Cap Annual v3.1 | 17 | 7626 | Rate Constraint in MTons | FALSE | L | Annual | Allowances Sold SO2 | Thousand Tons | 0 | 0 | 0 | 0 | 0 | 0 | 0 | 0
#CAN - NS - SO2 Cap Annual v3.1 | 17 | 7626 | Rate Constraint in MTons | FALSE | L | Annual | Allowances Banked | Thousand Tons | 0 | 0 | 0 | 0 | 0 | 0 | 0 | 0
#CAN - NS - SO2 Cap Annual v3.1 | 17 | 7626 | Rate Constraint in MTons | FALSE | L | Annual | Allowances Withdrawn (1:1) | Thousand Tons | 0 | 0 | 0 | 0 | 0 | 0 | 0 | 0
#CAN - NS - SO2 Cap Annual v3.1 | 17 | 7626 | Rate Constraint in MTons | FALSE | L | Annual | Allowances Withdrawn (n:1) | Thousand Tons | 0 | 0 | 0 | 0 | 0 | 0 | 0 | 0
#CAN - NS - SO2 Cap Annual v3.1 | 17 | 7626 | Rate Constraint in MTons | FALSE | L | Annual | Net Emissions Allowance Position | Thousand Tons | 8.5462 | 3.0487 | 1.6074 | 0.15905 | 0 | 0 | 0 | 0
#CAN - NS - SO2 Cap Annual v3.1 | 17 | 7626 | Rate Constraint in MTons | FALSE | L | Annual | Fuel Consumed | TBtu | 55.0063 | 77.0612 | 73.3054 | 71.272 | 66.3566 | 69.1237 | 63.8045 | 61.5292
#CAN - NS - SO2 Cap Annual v3.1 | 17 | 7626 | Rate Constraint in MTons | FALSE | L | Annual | Rate | lb/MMBtu | 0.31074 | 0.079125 | 0.043856 | 0.0044631 | 0 | 0 | 0 | 0
#CAN - NS - SO2 Cap Annual v3.1 | 17 | 7626 | Rate Constraint in MTons | FALSE | L | Annual | Generation | TWh | 4.6783 | 8.7955 | 8.4328 | 8.2458 | 8.7315 | 9.021 | 8.8161 | 8.5675
#CAN - NS - SO2 Cap Annual v3.1 | 17 | 7626 | Rate Constraint in MTons | FALSE | L | Annual | Qualifying Generation | TWh | 4.6783 | 8.7955 | 8.4328 | 8.2458 | 8.7315 | 9.021 | 8.8161 | 8.5675
#CAN - NS - SO2 Cap Annual v3.1 | 17 | 7626 | Rate Constraint in MTons | FALSE | L | Annual | Rate | lb/MWh | 3.6536 | 0.69325 | 0.38124 | 0.038576 | 0 | 0 | 0 | 0
#CAN - NS - SO2 Cap Annual v3.1 | 17 | 7626 | Rate Constraint in MTons | FALSE | L | Annual | Constraint Shadow Price | US2019$/Ton | 0 | 0 | 0 | 0 | 0 | 0 | 0 | 0
#CAN - ON - NOX Cap Annual v3.1 | 18 | 7628 | Rate Constraint in MTons | FALSE | L | Annual | Seasons Included | Seasons | Winter, WintShld, Summer | Winter, WintShld, Summer | Winter, WintShld, Summer | Winter, WintShld, Summer | Winter, WintShld, Summer | Winter, WintShld, Summer | Winter, WintShld, Summer | Winter, WintShld, Summer
#CAN - ON - NOX Cap Annual v3.1 | 18 | 7628 | Rate Constraint in MTons | FALSE | L | Annual | Standard NOX | Thousand Tons | 47.2891 | 47.2891 | 47.2891 | 47.2891 | 47.2891 | 47.2891 | 47.2891 | 47.2891
#CAN - ON - NOX Cap Annual v3.1 | 18 | 7628 | Rate Constraint in MTons | FALSE | L | Annual | Emissions at Affected Plants NOX | Thousand Tons | 0.38639 | 0.49878 | 0.55016 | 0.67978 | 2.5885 | 2.8684 | 3.0462 | 3.24
#CAN - ON - NOX Cap Annual v3.1 | 18 | 7628 | Rate Constraint in MTons | FALSE | L | Annual | Allowances Purchased NOX | Thousand Tons | 0 | 0 | 0 | 0 | 0 | 0 | 0 | 0
#CAN - ON - NOX Cap Annual v3.1 | 18 | 7628 | Rate Constraint in MTons | FALSE | L | Annual | Allowances Sold NOX | Thousand Tons | 0 | 0 | 0 | 0 | 0 | 0 | 0 | 0
#CAN - ON - NOX Cap Annual v3.1 | 18 | 7628 | Rate Constraint in MTons | FALSE | L | Annual | Allowances Banked | Thousand Tons | 0 | 0 | 0 | 0 | 0 | 0 | 0 | 0
#CAN - ON - NOX Cap Annual v3.1 | 18 | 7628 | Rate Constraint in MTons | FALSE | L | Annual | Allowances Withdrawn (1:1) | Thousand Tons | 0 | 0 | 0 | 0 | 0 | 0 | 0 | 0
#CAN - ON - NOX Cap Annual v3.1 | 18 | 7628 | Rate Constraint in MTons | FALSE | L | Annual | Allowances Withdrawn (n:1) | Thousand Tons | 0 | 0 | 0 | 0 | 0 | 0 | 0 | 0
#CAN - ON - NOX Cap Annual v3.1 | 18 | 7628 | Rate Constraint in MTons | FALSE | L | Annual | Net Emissions Allowance Position | Thousand Tons | 0.38639 | 0.49878 | 0.55016 | 0.67978 | 2.5885 | 2.8684 | 3.0462 | 3.24
#CAN - ON - NOX Cap Annual v3.1 | 18 | 7628 | Rate Constraint in MTons | FALSE | L | Annual | Fuel Consumed | TBtu | 51.3968 | 73.68 | 78.2806 | 100.4394 | 425.2785 | 486.5699 | 518.5002 | 553.9562
#CAN - ON - NOX Cap Annual v3.1 | 18 | 7628 | Rate Constraint in MTons | FALSE | L | Annual | Rate | lb/MMBtu | 0.015036 | 0.013539 | 0.014056 | 0.013536 | 0.012173 | 0.01179 | 0.01175 | 0.011698
#CAN - ON - NOX Cap Annual v3.1 | 18 | 7628 | Rate Constraint in MTons | FALSE | L | Annual | Generation | TWh | 7.1215 | 10.0114 | 10.7445 | 13.7707 | 64.6033 | 73.3605 | 77.9258 | 83.1159
#CAN - ON - NOX Cap Annual v3.1 | 18 | 7628 | Rate Constraint in MTons | FALSE | L | Annual | Qualifying Generation | TWh | 7.1215 | 10.0114 | 10.7445 | 13.7707 | 64.6033 | 73.3605 | 77.9258 | 83.1159
#CAN - ON - NOX Cap Annual v3.1 | 18 | 7628 | Rate Constraint in MTons | FALSE | L | Annual | Rate | lb/MWh | 0.10851 | 0.099643 | 0.10241 | 0.098729 | 0.080134 | 0.078199 | 0.078182 | 0.077964
#CAN - ON - NOX Cap Annual v3.1 | 18 | 7628 | Rate Constraint in MTons | FALSE | L | Annual | Constraint Shadow Price | US2019$/Ton | 0 | 0 | 0 | 0 | 0 | 0 | 0 | 0
#CAN - ON - O3 Annex - NOX Cap Annual v3.1 | 19 | 7629 | Rate Constraint in MTons | FALSE | L | Annual | Seasons Included | Seasons | Winter, WintShld, Summer | Winter, WintShld, Summer | Winter, WintShld, Summer | Winter, WintShld, Summer | Winter, WintShld, Summer | Winter, WintShld, Summer | Winter, WintShld, Summer | Winter, WintShld, Summer
#CAN - ON - O3 Annex - NOX Cap Annual v3.1 | 19 | 7629 | Rate Constraint in MTons | FALSE | L | Annual | Standard NOX | Thousand Tons | 42.9901 | 42.9901 | 42.9901 | 42.9901 | 42.9901 | 42.9901 | 42.9901 | 42.9901
#CAN - ON - O3 Annex - NOX Cap Annual v3.1 | 19 | 7629 | Rate Constraint in MTons | FALSE | L | Annual | Emissions at Affected Plants NOX | Thousand Tons | 0.21944 | 0.2469 | 0.30822 | 0.41845 | 0.73026 | 0.69568 | 0.77389 | 0.8987
#CAN - ON - O3 Annex - NOX Cap Annual v3.1 | 19 | 7629 | Rate Constraint in MTons | FALSE | L | Annual | Allowances Purchased NOX | Thousand Tons | 0 | 0 | 0 | 0 | 0 | 0 | 0 | 0
#CAN - ON - O3 Annex - NOX Cap Annual v3.1 | 19 | 7629 | Rate Constraint in MTons | FALSE | L | Annual | Allowances Sold NOX | Thousand Tons | 0 | 0 | 0 | 0 | 0 | 0 | 0 | 0
#CAN - ON - O3 Annex - NOX Cap Annual v3.1 | 19 | 7629 | Rate Constraint in MTons | FALSE | L | Annual | Allowances Banked | Thousand Tons | 0 | 0 | 0 | 0 | 0 | 0 | 0 | 0
#CAN - ON - O3 Annex - NOX Cap Annual v3.1 | 19 | 7629 | Rate Constraint in MTons | FALSE | L | Annual | Allowances Withdrawn (1:1) | Thousand Tons | 0 | 0 | 0 | 0 | 0 | 0 | 0 | 0
#CAN - ON - O3 Annex - NOX Cap Annual v3.1 | 19 | 7629 | Rate Constraint in MTons | FALSE | L | Annual | Allowances Withdrawn (n:1) | Thousand Tons | 0 | 0 | 0 | 0 | 0 | 0 | 0 | 0
#CAN - ON - O3 Annex - NOX Cap Annual v3.1 | 19 | 7629 | Rate Constraint in MTons | FALSE | L | Annual | Net Emissions Allowance Position | Thousand Tons | 0.21944 | 0.2469 | 0.30822 | 0.41845 | 0.73026 | 0.69568 | 0.77389 | 0.8987
#CAN - ON - O3 Annex - NOX Cap Annual v3.1 | 19 | 7629 | Rate Constraint in MTons | FALSE | L | Annual | Fuel Consumed | TBtu | 35.092 | 42.3218 | 48.9222 | 67.68 | 101.8112 | 106.082 | 120.0531 | 142.8708
#CAN - ON - O3 Annex - NOX Cap Annual v3.1 | 19 | 7629 | Rate Constraint in MTons | FALSE | L | Annual | Rate | lb/MMBtu | 0.012506 | 0.011668 | 0.0126 | 0.012366 | 0.014345 | 0.013116 | 0.012893 | 0.012581
#CAN - ON - O3 Annex - NOX Cap Annual v3.1 | 19 | 7629 | Rate Constraint in MTons | FALSE | L | Annual | Generation | TWh | 4.9528 | 5.8004 | 6.8054 | 9.3703 | 14.4386 | 14.8471 | 16.7434 | 19.838
#CAN - ON - O3 Annex - NOX Cap Annual v3.1 | 19 | 7629 | Rate Constraint in MTons | FALSE | L | Annual | Qualifying Generation | TWh | 4.9528 | 5.8004 | 6.8054 | 9.3703 | 14.4386 | 14.8471 | 16.7434 | 19.838
#CAN - ON - O3 Annex - NOX Cap Annual v3.1 | 19 | 7629 | Rate Constraint in MTons | FALSE | L | Annual | Rate | lb/MWh | 0.088611 | 0.085132 | 0.09058 | 0.089314 | 0.10115 | 0.093713 | 0.092441 | 0.090604
#CAN - ON - O3 Annex - NOX Cap Annual v3.1 | 19 | 7629 | Rate Constraint in MTons | FALSE | L | Annual | Constraint Shadow Price | US2019$/Ton | 0 | 0 | 0 | 0 | 0 | 0 | 0 | 0
#CAN - ON - SO2 Cap Annual v3.1 | 20 | 7630 | Rate Constraint in MTons | FALSE | L | Annual | Seasons Included | Seasons | Winter, WintShld, Summer | Winter, WintShld, Summer | Winter, WintShld, Summer | Winter, WintShld, Summer | Winter, WintShld, Summer | Winter, WintShld, Summer | Winter, WintShld, Summer | Winter, WintShld, Summer
#CAN - ON - SO2 Cap Annual v3.1 | 20 | 7630 | Rate Constraint in MTons | FALSE | L | Annual | Standard SO2 | Thousand Tons | 144.4026 | 144.4026 | 144.4026 | 144.4026 | 144.4026 | 144.4026 | 144.4026 | 144.4026
#CAN - ON - SO2 Cap Annual v3.1 | 20 | 7630 | Rate Constraint in MTons | FALSE | L | Annual | Emissions at Affected Plants SO2 | Thousand Tons | 0.13696 | 0.13696 | 0.13696 | 0.13696 | 0.13696 | 0.13696 | 0.13696 | 0.13696
#CAN - ON - SO2 Cap Annual v3.1 | 20 | 7630 | Rate Constraint in MTons | FALSE | L | Annual | Allowances Purchased SO2 | Thousand Tons | 0 | 0 | 0 | 0 | 0 | 0 | 0 | 0
#CAN - ON - SO2 Cap Annual v3.1 | 20 | 7630 | Rate Constraint in MTons | FALSE | L | Annual | Allowances Sold SO2 | Thousand Tons | 0 | 0 | 0 | 0 | 0 | 0 | 0 | 0
#CAN - ON - SO2 Cap Annual v3.1 | 20 | 7630 | Rate Constraint in MTons | FALSE | L | Annual | Allowances Banked | Thousand Tons | 0 | 0 | 0 | 0 | 120.3355 | 0 | 0 | 0
#CAN - ON - SO2 Cap Annual v3.1 | 20 | 7630 | Rate Constraint in MTons | FALSE | L | Annual | Allowances Withdrawn (1:1) | Thousand Tons | 0 | 0 | 0 | 0 | 0 | 0 | -144.4026 | 0
#CAN - ON - SO2 Cap Annual v3.1 | 20 | 7630 | Rate Constraint in MTons | FALSE | L | Annual | Allowances Withdrawn (n:1) | Thousand Tons | 0 | 0 | 0 | 0 | 0 | 0 | 0 | 0
#CAN - ON - SO2 Cap Annual v3.1 | 20 | 7630 | Rate Constraint in MTons | FALSE | L | Annual | Net Emissions Allowance Position | Thousand Tons | 0.13696 | 0.13696 | 0.13696 | 0.13696 | 120.4725 | 0.13696 | -144.2657 | 0.13696
#CAN - ON - SO2 Cap Annual v3.1 | 20 | 7630 | Rate Constraint in MTons | FALSE | L | Annual | Fuel Consumed | TBtu | 51.3968 | 73.68 | 78.2806 | 100.4394 | 425.2785 | 486.5699 | 518.5002 | 553.9562
#CAN - ON - SO2 Cap Annual v3.1 | 20 | 7630 | Rate Constraint in MTons | FALSE | L | Annual | Rate | lb/MMBtu | 0.0053296 | 0.0037177 | 0.0034992 | 0.0027272 | 0.0006441 | 0.00056297 | 0.0005283 | 0.00049448
#CAN - ON - SO2 Cap Annual v3.1 | 20 | 7630 | Rate Constraint in MTons | FALSE | L | Annual | Generation | TWh | 7.1215 | 10.0114 | 10.7445 | 13.7707 | 64.6033 | 73.3605 | 77.9258 | 83.1159
#CAN - ON - SO2 Cap Annual v3.1 | 20 | 7630 | Rate Constraint in MTons | FALSE | L | Annual | Qualifying Generation | TWh | 7.1215 | 10.0114 | 10.7445 | 13.7707 | 64.6033 | 73.3605 | 77.9258 | 83.1159
#CAN - ON - SO2 Cap Annual v3.1 | 20 | 7630 | Rate Constraint in MTons | FALSE | L | Annual | Rate | lb/MWh | 0.038464 | 0.027361 | 0.025494 | 0.019892 | 0.0042401 | 0.0037339 | 0.0035152 | 0.0032957
#CAN - ON - SO2 Cap Annual v3.1 | 20 | 7630 | Rate Constraint in MTons | FALSE | L | Annual | Constraint Shadow Price | US2019$/Ton | 0 | 0 | 0 | 0 | 0 | 0 | 0 | 0
#CAN - PE - Acid Rain - SO2 Cap Annual v3.1 | 21 | 7634 | Rate Constraint in MTons | FALSE | L | Annual | Seasons Included | Seasons | Winter, WintShld, Summer | Winter, WintShld, Summer | Winter, WintShld, Summer | Winter, WintShld, Summer | Winter, WintShld, Summer | Winter, WintShld, Summer | Winter, WintShld, Summer | Winter, WintShld, Summer
#CAN - PE - Acid Rain - SO2 Cap Annual v3.1 | 21 | 7634 | Rate Constraint in MTons | FALSE | L | Annual | Standard SO2 | Thousand Tons | 3.31 | 3.31 | 3.31 | 3.31 | 3.31 | 3.31 | 3.31 | 3.31
#CAN - PE - Acid Rain - SO2 Cap Annual v3.1 | 21 | 7634 | Rate Constraint in MTons | FALSE | L | Annual | Emissions at Affected Plants SO2 | Thousand Tons | 0.33759 | 0 | 0 | 0 | 0 | 0 | 0 | 0
#CAN - PE - Acid Rain - SO2 Cap Annual v3.1 | 21 | 7634 | Rate Constraint in MTons | FALSE | L | Annual | Allowances Purchased SO2 | Thousand Tons | 0 | 0 | 0 | 0 | 0 | 0 | 0 | 0
#CAN - PE - Acid Rain - SO2 Cap Annual v3.1 | 21 | 7634 | Rate Constraint in MTons | FALSE | L | Annual | Allowances Sold SO2 | Thousand Tons | 0 | 0 | 0 | 0 | 0 | 0 | 0 | 0
#CAN - PE - Acid Rain - SO2 Cap Annual v3.1 | 21 | 7634 | Rate Constraint in MTons | FALSE | L | Annual | Allowances Banked | Thousand Tons | 0 | 0 | 0 | 0 | 0 | 0 | 0 | 0
#CAN - PE - Acid Rain - SO2 Cap Annual v3.1 | 21 | 7634 | Rate Constraint in MTons | FALSE | L | Annual | Allowances Withdrawn (1:1) | Thousand Tons | 0 | 0 | 0 | 0 | 0 | 0 | 0 | 0
#CAN - PE - Acid Rain - SO2 Cap Annual v3.1 | 21 | 7634 | Rate Constraint in MTons | FALSE | L | Annual | Allowances Withdrawn (n:1) | Thousand Tons | 0 | 0 | 0 | 0 | 0 | 0 | 0 | 0
#CAN - PE - Acid Rain - SO2 Cap Annual v3.1 | 21 | 7634 | Rate Constraint in MTons | FALSE | L | Annual | Net Emissions Allowance Position | Thousand Tons | 0.33759 | 0 | 0 | 0 | 0 | 0 | 0 | 0
#CAN - PE - Acid Rain - SO2 Cap Annual v3.1 | 21 | 7634 | Rate Constraint in MTons | FALSE | L | Annual | Fuel Consumed | TBtu | 5.445 | 12.1168 | 10.7791 | 10.8221 | 5.1562 | 5.5167 | 5.9568 | 6.3354
#CAN - PE - Acid Rain - SO2 Cap Annual v3.1 | 21 | 7634 | Rate Constraint in MTons | FALSE | L | Annual | Rate | lb/MMBtu | 0.124 | 0 | 0 | 0 | 0 | 0 | 0 | 0
#CAN - PE - Acid Rain - SO2 Cap Annual v3.1 | 21 | 7634 | Rate Constraint in MTons | FALSE | L | Annual | Generation | TWh | 0.79752 | 1.9022 | 1.6921 | 1.6989 | 0.79404 | 0.85105 | 0.90721 | 0.96264
#CAN - PE - Acid Rain - SO2 Cap Annual v3.1 | 21 | 7634 | Rate Constraint in MTons | FALSE | L | Annual | Qualifying Generation | TWh | 0.79752 | 1.9022 | 1.6921 | 1.6989 | 0.79404 | 0.85105 | 0.90721 | 0.96264
#CAN - PE - Acid Rain - SO2 Cap Annual v3.1 | 21 | 7634 | Rate Constraint in MTons | FALSE | L | Annual | Rate | lb/MWh | 0.8466 | 0 | 0 | 0 | 0 | 0 | 0 | 0
#CAN - PE - Acid Rain - SO2 Cap Annual v3.1 | 21 | 7634 | Rate Constraint in MTons | FALSE | L | Annual | Constraint Shadow Price | US2019$/Ton | 0 | 0 | 0 | 0 | 0 | 0 | 0 | 0
#CAN - PQ - Acid Rain - SO2 Cap Annual v3.1 | 22 | 7632 | Rate Constraint in MTons | FALSE | L | Annual | Seasons Included | Seasons | Winter, WintShld, Summer | Winter, WintShld, Summer | Winter, WintShld, Summer | Winter, WintShld, Summer | Winter, WintShld, Summer | Winter, WintShld, Summer | Winter, WintShld, Summer | Winter, WintShld, Summer
#CAN - PQ - Acid Rain - SO2 Cap Annual v3.1 | 22 | 7632 | Rate Constraint in MTons | FALSE | L | Annual | Standard SO2 | Thousand Tons | 6.61 | 6.61 | 6.61 | 6.61 | 6.61 | 6.61 | 6.61 | 6.61
#CAN - PQ - Acid Rain - SO2 Cap Annual v3.1 | 22 | 7632 | Rate Constraint in MTons | FALSE | L | Annual | Emissions at Affected Plants SO2 | Thousand Tons | 0 | 0 | 0 | 0 | 0 | 0 | 0 | 0
#CAN - PQ - Acid Rain - SO2 Cap Annual v3.1 | 22 | 7632 | Rate Constraint in MTons | FALSE | L | Annual | Allowances Purchased SO2 | Thousand Tons | 0 | 0 | 0 | 0 | 0 | 0 | 0 | 0
#CAN - PQ - Acid Rain - SO2 Cap Annual v3.1 | 22 | 7632 | Rate Constraint in MTons | FALSE | L | Annual | Allowances Sold SO2 | Thousand Tons | 0 | 0 | 0 | 0 | 0 | 0 | 0 | 0
#CAN - PQ - Acid Rain - SO2 Cap Annual v3.1 | 22 | 7632 | Rate Constraint in MTons | FALSE | L | Annual | Allowances Banked | Thousand Tons | 0 | 0 | 0 | 0 | 0 | 0 | 0 | 0
#CAN - PQ - Acid Rain - SO2 Cap Annual v3.1 | 22 | 7632 | Rate Constraint in MTons | FALSE | L | Annual | Allowances Withdrawn (1:1) | Thousand Tons | 0 | 0 | 0 | 0 | 0 | 0 | 0 | 0
#CAN - PQ - Acid Rain - SO2 Cap Annual v3.1 | 22 | 7632 | Rate Constraint in MTons | FALSE | L | Annual | Allowances Withdrawn (n:1) | Thousand Tons | 0 | 0 | 0 | 0 | 0 | 0 | 0 | 0
#CAN - PQ - Acid Rain - SO2 Cap Annual v3.1 | 22 | 7632 | Rate Constraint in MTons | FALSE | L | Annual | Net Emissions Allowance Position | Thousand Tons | 0 | 0 | 0 | 0 | 0 | 0 | 0 | 0
#CAN - PQ - Acid Rain - SO2 Cap Annual v3.1 | 22 | 7632 | Rate Constraint in MTons | FALSE | L | Annual | Fuel Consumed | TBtu | 25.499 | 15.2715 | 13.7274 | 0 | 0 | 0 | 0.030062 | 0
#CAN - PQ - Acid Rain - SO2 Cap Annual v3.1 | 22 | 7632 | Rate Constraint in MTons | FALSE | L | Annual | Rate | lb/MMBtu | 0 | 0 | 0 | 0 | 0 | 0 | 0 | 0
#CAN - PQ - Acid Rain - SO2 Cap Annual v3.1 | 22 | 7632 | Rate Constraint in MTons | FALSE | L | Annual | Generation | TWh | 2.0316 | 1.0978 | 0.9643 | 0 | 0 | 0 | 0.003035 | 0
#CAN - PQ - Acid Rain - SO2 Cap Annual v3.1 | 22 | 7632 | Rate Constraint in MTons | FALSE | L | Annual | Qualifying Generation | TWh | 2.0316 | 1.0978 | 0.9643 | 0 | 0 | 0 | 0.003035 | 0
#CAN - PQ - Acid Rain - SO2 Cap Annual v3.1 | 22 | 7632 | Rate Constraint in MTons | FALSE | L | Annual | Rate | lb/MWh | 0 | 0 | 0 | 0 | 0 | 0 | 0 | 0
#CAN - PQ - Acid Rain - SO2 Cap Annual v3.1 | 22 | 7632 | Rate Constraint in MTons | FALSE | L | Annual | Constraint Shadow Price | US2019$/Ton | 0 | 0 | 0 | 0 | 0 | 0 | 0 | 0
#CAN - PQ - CO2 Constraint- v.6.17 | 23 | 7633 | Rate Constraint in MTons | FALSE | L | Annual | Seasons Included | Seasons | Winter, WintShld, Summer | Winter, WintShld, Summer | Winter, WintShld, Summer | Winter, WintShld, Summer | Winter, WintShld, Summer | Winter, WintShld, Summer | Winter, WintShld, Summer | Winter, WintShld, Summer
#CAN - PQ - CO2 Constraint- v.6.17 | 23 | 7633 | Rate Constraint in MTons | FALSE | L | Annual | Standard CO2 | Thousand Tons | 0 | 0 | 0 | 0 | 0 | 0 | 0 | 0
#CAN - PQ - CO2 Constraint- v.6.17 | 23 | 7633 | Rate Constraint in MTons | FALSE | L | Annual | Emissions at Affected Plants CO2 | Thousand Tons | 2051.1495 | 1232.3038 | 1107.7018 | 0 | 0 | 0 | 2.4258 | 0
#CAN - PQ - CO2 Constraint- v.6.17 | 23 | 7633 | Rate Constraint in MTons | FALSE | L | Annual | Allowances Purchased CO2 | Thousand Tons | -2051.1496 | -1232.3038 | -1107.7018 | 0 | 0 | 0 | -2.4258 | 0
#CAN - PQ - CO2 Constraint- v.6.17 | 23 | 7633 | Rate Constraint in MTons | FALSE | L | Annual | Allowances Sold CO2 | Thousand Tons | 0 | 0 | 0 | 0 | 0 | 0 | 0 | 0
#CAN - PQ - CO2 Constraint- v.6.17 | 23 | 7633 | Rate Constraint in MTons | FALSE | L | Annual | Allowances Banked | Thousand Tons | 0 | 0 | 0 | 0 | 0 | 0 | 0 | 0
#CAN - PQ - CO2 Constraint- v.6.17 | 23 | 7633 | Rate Constraint in MTons | FALSE | L | Annual | Allowances Withdrawn (1:1) | Thousand Tons | 0 | 0 | 0 | 0 | 0 | 0 | 0 | 0
#CAN - PQ - CO2 Constraint- v.6.17 | 23 | 7633 | Rate Constraint in MTons | FALSE | L | Annual | Allowances Withdrawn (n:1) | Thousand Tons | 0 | 0 | 0 | 0 | 0 | 0 | 0 | 0
#CAN - PQ - CO2 Constraint- v.6.17 | 23 | 7633 | Rate Constraint in MTons | FALSE | L | Annual | Net Emissions Allowance Position | Thousand Tons | -2.845e-06 | -1.2175e-07 | -4.9319e-07 | 0 | 0 | 0 | -7.3399e-09 | 0
#CAN - PQ - CO2 Constraint- v.6.17 | 23 | 7633 | Rate Constraint in MTons | FALSE | L | Annual | Fuel Consumed | TBtu | 25.499 | 15.2715 | 13.7274 | 0 | 0 | 0 | 0.030062 | 0
#CAN - PQ - CO2 Constraint- v.6.17 | 23 | 7633 | Rate Constraint in MTons | FALSE | L | Annual | Rate | lb/MMBtu | 160.8807 | 161.386 | 161.386 | 0 | 0 | 0 | 161.386 | 0
#CAN - PQ - CO2 Constraint- v.6.17 | 23 | 7633 | Rate Constraint in MTons | FALSE | L | Annual | Generation | TWh | 2.0316 | 1.0978 | 0.9643 | 0 | 0 | 0 | 0.003035 | 0
#CAN - PQ - CO2 Constraint- v.6.17 | 23 | 7633 | Rate Constraint in MTons | FALSE | L | Annual | Qualifying Generation | TWh | 2.0316 | 1.0978 | 0.9643 | 0 | 0 | 0 | 0.003035 | 0
#CAN - PQ - CO2 Constraint- v.6.17 | 23 | 7633 | Rate Constraint in MTons | FALSE | L | Annual | Rate | lb/MWh | 2019.2187 | 2244.9487 | 2297.4195 | 0 | 0 | 0 | 1598.5283 | 0
#CAN - PQ - CO2 Constraint- v.6.17 | 23 | 7633 | Rate Constraint in MTons | FALSE | L | Annual | Constraint Shadow Price | US2019$/Ton | 14.091 | 14.0904 | 14.0902 | 64.501 | 71.6704 | 71.6702 | 71.6705 | 71.6706
#CAN - PQ - O3 Annex - NOX Cap Annual v3.1 | 24 | 7631 | Rate Constraint in MTons | FALSE | L | Annual | Seasons Included | Seasons | Winter, WintShld, Summer | Winter, WintShld, Summer | Winter, WintShld, Summer | Winter, WintShld, Summer | Winter, WintShld, Summer | Winter, WintShld, Summer | Winter, WintShld, Summer | Winter, WintShld, Summer
#CAN - PQ - O3 Annex - NOX Cap Annual v3.1 | 24 | 7631 | Rate Constraint in MTons | FALSE | L | Annual | Standard NOX | Thousand Tons | 5.5115 | 5.5115 | 5.5115 | 5.5115 | 5.5115 | 5.5115 | 5.5115 | 5.5115
#CAN - PQ - O3 Annex - NOX Cap Annual v3.1 | 24 | 7631 | Rate Constraint in MTons | FALSE | L | Annual | Emissions at Affected Plants NOX | Thousand Tons | 5.5116 | 5.5116 | 5.5115 | 0 | 0 | 0 | 0.00016534 | 0
#CAN - PQ - O3 Annex - NOX Cap Annual v3.1 | 24 | 7631 | Rate Constraint in MTons | FALSE | L | Annual | Allowances Purchased NOX | Thousand Tons | 0 | 0 | 0 | 0 | 0 | 0 | 0 | 0
#CAN - PQ - O3 Annex - NOX Cap Annual v3.1 | 24 | 7631 | Rate Constraint in MTons | FALSE | L | Annual | Allowances Sold NOX | Thousand Tons | 0 | 0 | 0 | 0 | 0 | 0 | 0 | 0
#CAN - PQ - O3 Annex - NOX Cap Annual v3.1 | 24 | 7631 | Rate Constraint in MTons | FALSE | L | Annual | Allowances Banked | Thousand Tons | 0 | 0 | 0 | 0 | 0 | 0 | 0 | 0
#CAN - PQ - O3 Annex - NOX Cap Annual v3.1 | 24 | 7631 | Rate Constraint in MTons | FALSE | L | Annual | Allowances Withdrawn (1:1) | Thousand Tons | 0 | 0 | 0 | 0 | 0 | 0 | 0 | 0
#CAN - PQ - O3 Annex - NOX Cap Annual v3.1 | 24 | 7631 | Rate Constraint in MTons | FALSE | L | Annual | Allowances Withdrawn (n:1) | Thousand Tons | 0 | 0 | 0 | 0 | 0 | 0 | 0 | 0
#CAN - PQ - O3 Annex - NOX Cap Annual v3.1 | 24 | 7631 | Rate Constraint in MTons | FALSE | L | Annual | Net Emissions Allowance Position | Thousand Tons | 5.5116 | 5.5116 | 5.5115 | 0 | 0 | 0 | 0.00016534 | 0
#CAN - PQ - O3 Annex - NOX Cap Annual v3.1 | 24 | 7631 | Rate Constraint in MTons | FALSE | L | Annual | Fuel Consumed | TBtu | 12.6907 | 10.469 | 10.469 | 0 | 0 | 0 | 0.030062 | 0
#CAN - PQ - O3 Annex - NOX Cap Annual v3.1 | 24 | 7631 | Rate Constraint in MTons | FALSE | L | Annual | Rate | lb/MMBtu | 0.8686 | 1.0529 | 1.0529 | 0 | 0 | 0 | 0.011 | 0
#CAN - PQ - O3 Annex - NOX Cap Annual v3.1 | 24 | 7631 | Rate Constraint in MTons | FALSE | L | Annual | Generation | TWh | 1.0559 | 0.71607 | 0.71607 | 0 | 0 | 0 | 0.003035 | 0
#CAN - PQ - O3 Annex - NOX Cap Annual v3.1 | 24 | 7631 | Rate Constraint in MTons | FALSE | L | Annual | Qualifying Generation | TWh | 1.0559 | 0.71607 | 0.71607 | 0 | 0 | 0 | 0.003035 | 0
#CAN - PQ - O3 Annex - NOX Cap Annual v3.1 | 24 | 7631 | Rate Constraint in MTons | FALSE | L | Annual | Rate | lb/MWh | 10.4399 | 15.3938 | 15.3938 | 0 | 0 | 0 | 0.10895 | 0
#CAN - PQ - O3 Annex - NOX Cap Annual v3.1 | 24 | 7631 | Rate Constraint in MTons | FALSE | L | Annual | Constraint Shadow Price | US2019$/Ton | 4242.141 | 2412.9029 | 1440.0362 | 0 | 0 | 0 | 0 | 0
#CAN - SK - MER Cap Annual v4.12 | 25 | 7635 | Rate Constraint in MTons | FALSE | L | Annual | Seasons Included | Seasons | Winter, WintShld, Summer | Winter, WintShld, Summer | Winter, WintShld, Summer | Winter, WintShld, Summer | Winter, WintShld, Summer | Winter, WintShld, Summer | Winter, WintShld, Summer | Winter, WintShld, Summer
#CAN - SK - MER Cap Annual v4.12 | 25 | 7635 | Rate Constraint in MTons | FALSE | L | Annual | Standard MER | lbs | 947.9877 | 947.9877 | 947.9877 | 947.9877 | 947.9877 | 947.9877 | 947.9877 | 947.9877
#CAN - SK - MER Cap Annual v4.12 | 25 | 7635 | Rate Constraint in MTons | FALSE | L | Annual | Emissions at Affected Plants MER | lbs | 668.3791 | 668.3791 | 677.4188 | 623.9103 | 216.0951 | 31.441 | 0 | 0
#CAN - SK - MER Cap Annual v4.12 | 25 | 7635 | Rate Constraint in MTons | FALSE | L | Annual | Allowances Purchased MER | lbs | 0 | 0 | 0 | 0 | 0 | 0 | 0 | 0
#CAN - SK - MER Cap Annual v4.12 | 25 | 7635 | Rate Constraint in MTons | FALSE | L | Annual | Allowances Sold MER | lbs | 0 | 0 | 0 | 0 | 0 | 0 | 0 | 0
#CAN - SK - MER Cap Annual v4.12 | 25 | 7635 | Rate Constraint in MTons | FALSE | L | Annual | Allowances Banked | lbs | 0 | 0 | 0 | 0 | 0 | 0 | 0 | 0
#CAN - SK - MER Cap Annual v4.12 | 25 | 7635 | Rate Constraint in MTons | FALSE | L | Annual | Allowances Withdrawn (1:1) | lbs | 0 | 0 | 0 | 0 | 0 | 0 | 0 | 0
#CAN - SK - MER Cap Annual v4.12 | 25 | 7635 | Rate Constraint in MTons | FALSE | L | Annual | Allowances Withdrawn (n:1) | lbs | 0 | 0 | 0 | 0 | 0 | 0 | 0 | 0
#CAN - SK - MER Cap Annual v4.12 | 25 | 7635 | Rate Constraint in MTons | FALSE | L | Annual | Net Emissions Allowance Position | lbs | 668.3791 | 668.3791 | 677.4188 | 623.9103 | 216.0951 | 31.441 | 0 | 0
#CAN - SK - MER Cap Annual v4.12 | 25 | 7635 | Rate Constraint in MTons | FALSE | L | Annual | Fuel Consumed | TBtu | 117.111 | 117.111 | 90.5489 | 79.7301 | 17.758 | 2.5276 | 0 | 0
#CAN - SK - MER Cap Annual v4.12 | 25 | 7635 | Rate Constraint in MTons | FALSE | L | Annual | Rate | lb/MMBtu | 5.7072e-06 | 5.7072e-06 | 7.4813e-06 | 7.8253e-06 | 1.2169e-05 | 1.2439e-05 | 0 | 0
#CAN - SK - MER Cap Annual v4.12 | 25 | 7635 | Rate Constraint in MTons | FALSE | L | Annual | Generation | TWh | 11.2197 | 11.2197 | 8.6749 | 7.6384 | 1.7013 | 0.24215 | 0 | 0
#CAN - SK - MER Cap Annual v4.12 | 25 | 7635 | Rate Constraint in MTons | FALSE | L | Annual | Qualifying Generation | TWh | 11.2197 | 11.2197 | 8.6749 | 7.6384 | 1.7013 | 0.24215 | 0 | 0
#CAN - SK - MER Cap Annual v4.12 | 25 | 7635 | Rate Constraint in MTons | FALSE | L | Annual | Rate | lb/MWh | 5.9572e-05 | 5.9572e-05 | 7.8089e-05 | 8.168e-05 | 0.00012702 | 0.00012984 | 0 | 0
#CAN - SK - MER Cap Annual v4.12 | 25 | 7635 | Rate Constraint in MTons | FALSE | L | Annual | Constraint Shadow Price | US2019$/Lb | 0 | 0 | 0 | 0 | 0 | 0 | 0 | 0
#CAN Aconi 1 - SO2 Rate Annual v3.1 | 26 | 7636 | Rate Constraint in lbs/MMBtu | FALSE | L | Annual | Seasons Included | Seasons | Winter, WintShld, Summer | Winter, WintShld, Summer | Winter, WintShld, Summer | Winter, WintShld, Summer | Winter, WintShld, Summer | Winter, WintShld, Summer | Winter, WintShld, Summer | Winter, WintShld, Summer
#CAN Aconi 1 - SO2 Rate Annual v3.1 | 26 | 7636 | Rate Constraint in lbs/MMBtu | FALSE | L | Annual | Standard SO2 | lb/MMBtu | 0.58146 | 0.58146 | 0.58146 | 0.58146 | 0.58146 | 0.58146 | 0.58146 | 0.58146
#CAN Aconi 1 - SO2 Rate Annual v3.1 | 26 | 7636 | Rate Constraint in lbs/MMBtu | FALSE | L | Annual | Emissions at Affected Plants SO2 | Thousand Tons | 0.093696 | 0.060443 | 0 | 0 | 0 | 0 | 0 | 0
#CAN Aconi 1 - SO2 Rate Annual v3.1 | 26 | 7636 | Rate Constraint in lbs/MMBtu | FALSE | L | Annual | Allowances Purchased SO2 | Thousand Tons | 0 | 0 | 0 | 0 | 0 | 0 | 0 | 0
#CAN Aconi 1 - SO2 Rate Annual v3.1 | 26 | 7636 | Rate Constraint in lbs/MMBtu | FALSE | L | Annual | Allowances Sold SO2 | Thousand Tons | 0 | 0 | 0 | 0 | 0 | 0 | 0 | 0
#CAN Aconi 1 - SO2 Rate Annual v3.1 | 26 | 7636 | Rate Constraint in lbs/MMBtu | FALSE | L | Annual | Allowances Banked | Thousand Tons | 0 | 0 | 0 | 0 | 0 | 0 | 0 | 0
#CAN Aconi 1 - SO2 Rate Annual v3.1 | 26 | 7636 | Rate Constraint in lbs/MMBtu | FALSE | L | Annual | Allowances Withdrawn (1:1) | Thousand Tons | 0 | 0 | 0 | 0 | 0 | 0 | 0 | 0
#CAN Aconi 1 - SO2 Rate Annual v3.1 | 26 | 7636 | Rate Constraint in lbs/MMBtu | FALSE | L | Annual | Allowances Withdrawn (n:1) | Thousand Tons | 0 | 0 | 0 | 0 | 0 | 0 | 0 | 0
#CAN Aconi 1 - SO2 Rate Annual v3.1 | 26 | 7636 | Rate Constraint in lbs/MMBtu | FALSE | L | Annual | Net Emissions Allowance Position | Thousand Tons | 0.093696 | 0.060443 | 0 | 0 | 0 | 0 | 0 | 0
#CAN Aconi 1 - SO2 Rate Annual v3.1 | 26 | 7636 | Rate Constraint in lbs/MMBtu | FALSE | L | Annual | Fuel Consumed | TBtu | 1.5986 | 1.0313 | 0 | 0 | 0 | 0 | 0 | 0
#CAN Aconi 1 - SO2 Rate Annual v3.1 | 26 | 7636 | Rate Constraint in lbs/MMBtu | FALSE | L | Annual | Rate | lb/MMBtu | 0.11722 | 0.11722 | 0 | 0 | 0 | 0 | 0 | 0
#CAN Aconi 1 - SO2 Rate Annual v3.1 | 26 | 7636 | Rate Constraint in lbs/MMBtu | FALSE | L | Annual | Generation | TWh | 0.15316 | 0.0988 | 0 | 0 | 0 | 0 | 0 | 0
#CAN Aconi 1 - SO2 Rate Annual v3.1 | 26 | 7636 | Rate Constraint in lbs/MMBtu | FALSE | L | Annual | Qualifying Generation | TWh | 0.15316 | 0.0988 | 0 | 0 | 0 | 0 | 0 | 0
#CAN Aconi 1 - SO2 Rate Annual v3.1 | 26 | 7636 | Rate Constraint in lbs/MMBtu | FALSE | L | Annual | Rate | lb/MWh | 1.2235 | 1.2235 | 0 | 0 | 0 | 0 | 0 | 0
#CAN Aconi 1 - SO2 Rate Annual v3.1 | 26 | 7636 | Rate Constraint in lbs/MMBtu | FALSE | L | Annual | Constraint Shadow Price | US2019$/Ton | 0 | 0 | 0 | 0 | 0 | 0 | 0 | 0
#CAN Lingan 1-4 - SO2 Rate Annual v3.1 | 27 | 7637 | Rate Constraint in lbs/MMBtu | FALSE | L | Annual | Seasons Included | Seasons | Winter, WintShld, Summer | Winter, WintShld, Summer | Winter, WintShld, Summer | Winter, WintShld, Summer | Winter, WintShld, Summer | Winter, WintShld, Summer | Winter, WintShld, Summer | Winter, WintShld, Summer
#CAN Lingan 1-4 - SO2 Rate Annual v3.1 | 27 | 7637 | Rate Constraint in lbs/MMBtu | FALSE | L | Annual | Standard SO2 | lb/MMBtu | 3.7214 | 3.7214 | 3.7214 | 3.7214 | 3.7214 | 3.7214 | 3.7214 | 3.7214
#CAN Lingan 1-4 - SO2 Rate Annual v3.1 | 27 | 7637 | Rate Constraint in lbs/MMBtu | FALSE | L | Annual | Emissions at Affected Plants SO2 | Thousand Tons | 7.5012 | 2.9883 | 1.6074 | 0.15905 | 0 | 0 | 0 | 0
#CAN Lingan 1-4 - SO2 Rate Annual v3.1 | 27 | 7637 | Rate Constraint in lbs/MMBtu | FALSE | L | Annual | Allowances Purchased SO2 | Thousand Tons | 0 | 0 | 0 | 0 | 0 | 0 | 0 | 0
#CAN Lingan 1-4 - SO2 Rate Annual v3.1 | 27 | 7637 | Rate Constraint in lbs/MMBtu | FALSE | L | Annual | Allowances Sold SO2 | Thousand Tons | 0 | 0 | 0 | 0 | 0 | 0 | 0 | 0
#CAN Lingan 1-4 - SO2 Rate Annual v3.1 | 27 | 7637 | Rate Constraint in lbs/MMBtu | FALSE | L | Annual | Allowances Banked | Thousand Tons | 0 | 0 | 0 | 0 | 0 | 0 | 0 | 0
#CAN Lingan 1-4 - SO2 Rate Annual v3.1 | 27 | 7637 | Rate Constraint in lbs/MMBtu | FALSE | L | Annual | Allowances Withdrawn (1:1) | Thousand Tons | 0 | 0 | 0 | 0 | 0 | 0 | 0 | 0
#CAN Lingan 1-4 - SO2 Rate Annual v3.1 | 27 | 7637 | Rate Constraint in lbs/MMBtu | FALSE | L | Annual | Allowances Withdrawn (n:1) | Thousand Tons | 0 | 0 | 0 | 0 | 0 | 0 | 0 | 0
#CAN Lingan 1-4 - SO2 Rate Annual v3.1 | 27 | 7637 | Rate Constraint in lbs/MMBtu | FALSE | L | Annual | Net Emissions Allowance Position | Thousand Tons | 7.5012 | 2.9883 | 1.6074 | 0.15905 | 0 | 0 | 0 | 0
#CAN Lingan 1-4 - SO2 Rate Annual v3.1 | 27 | 7637 | Rate Constraint in lbs/MMBtu | FALSE | L | Annual | Fuel Consumed | TBtu | 13.6945 | 5.4555 | 2.9346 | 0.29036 | 0 | 0 | 0 | 0
#CAN Lingan 1-4 - SO2 Rate Annual v3.1 | 27 | 7637 | Rate Constraint in lbs/MMBtu | FALSE | L | Annual | Rate | lb/MMBtu | 1.0955 | 1.0955 | 1.0955 | 1.0955 | 0 | 0 | 0 | 0
#CAN Lingan 1-4 - SO2 Rate Annual v3.1 | 27 | 7637 | Rate Constraint in lbs/MMBtu | FALSE | L | Annual | Generation | TWh | 1.312 | 0.52266 | 0.28115 | 0.027818 | 0 | 0 | 0 | 0
#CAN Lingan 1-4 - SO2 Rate Annual v3.1 | 27 | 7637 | Rate Constraint in lbs/MMBtu | FALSE | L | Annual | Qualifying Generation | TWh | 1.312 | 0.52266 | 0.28115 | 0.027818 | 0 | 0 | 0 | 0
#CAN Lingan 1-4 - SO2 Rate Annual v3.1 | 27 | 7637 | Rate Constraint in lbs/MMBtu | FALSE | L | Annual | Rate | lb/MWh | 11.4349 | 11.4349 | 11.4349 | 11.4349 | 0 | 0 | 0 | 0
#CAN Lingan 1-4 - SO2 Rate Annual v3.1 | 27 | 7637 | Rate Constraint in lbs/MMBtu | FALSE | L | Annual | Constraint Shadow Price | US2019$/Ton | 0 | 0 | 0 | 0 | 0 | 0 | 0 | 0
#CAN -National Coal CO2 Rate Limit- 2023- v6.20 | 28 | 7607 | Rate Constraint in lbs/MWh | FALSE | L | Annual | Seasons Included | Seasons | Winter, WintShld, Summer | Winter, WintShld, Summer | Winter, WintShld, Summer | Winter, WintShld, Summer | Winter, WintShld, Summer | Winter, WintShld, Summer | Winter, WintShld, Summer | Winter, WintShld, Summer
#CAN -National Coal CO2 Rate Limit- 2023- v6.20 | 28 | 7607 | Rate Constraint in lbs/MWh | FALSE | L | Annual | Standard CO2 | lb/MWh | 925.94 | 925.94 | 925.94 | 925.94 | 925.94 | 925.94 | 925.94 | 925.94
#CAN -National Coal CO2 Rate Limit- 2023- v6.20 | 28 | 7607 | Rate Constraint in lbs/MWh | FALSE | L | Annual | Emissions at Affected Plants CO2 | Thousand Tons | 0 | 0 | 0 | 0 | 0 | 0 | 0 | 0
#CAN -National Coal CO2 Rate Limit- 2023- v6.20 | 28 | 7607 | Rate Constraint in lbs/MWh | FALSE | L | Annual | Allowances Purchased CO2 | Thousand Tons | 0 | 0 | 0 | 0 | 0 | 0 | 0 | 0
#CAN -National Coal CO2 Rate Limit- 2023- v6.20 | 28 | 7607 | Rate Constraint in lbs/MWh | FALSE | L | Annual | Allowances Sold CO2 | Thousand Tons | 0 | 0 | 0 | 0 | 0 | 0 | 0 | 0
#CAN -National Coal CO2 Rate Limit- 2023- v6.20 | 28 | 7607 | Rate Constraint in lbs/MWh | FALSE | L | Annual | Allowances Banked | Thousand Tons | 0 | 0 | 0 | 0 | 0 | 0 | 0 | 0
#CAN -National Coal CO2 Rate Limit- 2023- v6.20 | 28 | 7607 | Rate Constraint in lbs/MWh | FALSE | L | Annual | Allowances Withdrawn (1:1) | Thousand Tons | 0 | 0 | 0 | 0 | 0 | 0 | 0 | 0
#CAN -National Coal CO2 Rate Limit- 2023- v6.20 | 28 | 7607 | Rate Constraint in lbs/MWh | FALSE | L | Annual | Allowances Withdrawn (n:1) | Thousand Tons | 0 | 0 | 0 | 0 | 0 | 0 | 0 | 0
#CAN -National Coal CO2 Rate Limit- 2023- v6.20 | 28 | 7607 | Rate Constraint in lbs/MWh | FALSE | L | Annual | Net Emissions Allowance Position | Thousand Tons | 0 | 0 | 0 | 0 | 0 | 0 | 0 | 0
#CAN -National Coal CO2 Rate Limit- 2023- v6.20 | 28 | 7607 | Rate Constraint in lbs/MWh | FALSE | L | Annual | Fuel Consumed | TBtu | 0 | 0 | 0 | 0 | 0 | 0 | 0 | 0
#CAN -National Coal CO2 Rate Limit- 2023- v6.20 | 28 | 7607 | Rate Constraint in lbs/MWh | FALSE | L | Annual | Rate | lb/MMBtu | 0 | 0 | 0 | 0 | 0 | 0 | 0 | 0
#CAN -National Coal CO2 Rate Limit- 2023- v6.20 | 28 | 7607 | Rate Constraint in lbs/MWh | FALSE | L | Annual | Generation | TWh | 0 | 0 | 0 | 0 | 0 | 0 | 0 | 0
#CAN -National Coal CO2 Rate Limit- 2023- v6.20 | 28 | 7607 | Rate Constraint in lbs/MWh | FALSE | L | Annual | Qualifying Generation | TWh | 0 | 0 | 0 | 0 | 0 | 0 | 0 | 0
#CAN -National Coal CO2 Rate Limit- 2023- v6.20 | 28 | 7607 | Rate Constraint in lbs/MWh | FALSE | L | Annual | Constraint Shadow Price | US2019$/Ton | 0 | 0 | 0 | 0 | 0 | 0 | 0 | 0
#CAN -National Coal CO2 Rate Limit- 2028- v6.20 | 29 | 7609 | Rate Constraint in lbs/MWh | FALSE | L | Annual | Seasons Included | Seasons | Winter, WintShld, Summer | Winter, WintShld, Summer | Winter, WintShld, Summer | Winter, WintShld, Summer | Winter, WintShld, Summer | Winter, WintShld, Summer | Winter, WintShld, Summer | Winter, WintShld, Summer
#CAN -National Coal CO2 Rate Limit- 2028- v6.20 | 29 | 7609 | Rate Constraint in lbs/MWh | FALSE | L | Annual | Standard CO2 | lb/MWh | 0 | 0 | 925.94 | 925.94 | 925.94 | 925.94 | 925.94 | 925.94
#CAN -National Coal CO2 Rate Limit- 2028- v6.20 | 29 | 7609 | Rate Constraint in lbs/MWh | FALSE | L | Annual | Emissions at Affected Plants CO2 | Thousand Tons | 0 | 0 | 0 | 0 | 0 | 0 | 0 | 0
#CAN -National Coal CO2 Rate Limit- 2028- v6.20 | 29 | 7609 | Rate Constraint in lbs/MWh | FALSE | L | Annual | Allowances Purchased CO2 | Thousand Tons | 0 | 0 | 0 | 0 | 0 | 0 | 0 | 0
#CAN -National Coal CO2 Rate Limit- 2028- v6.20 | 29 | 7609 | Rate Constraint in lbs/MWh | FALSE | L | Annual | Allowances Sold CO2 | Thousand Tons | 0 | 0 | 0 | 0 | 0 | 0 | 0 | 0
#CAN -National Coal CO2 Rate Limit- 2028- v6.20 | 29 | 7609 | Rate Constraint in lbs/MWh | FALSE | L | Annual | Allowances Banked | Thousand Tons | 0 | 0 | 0 | 0 | 0 | 0 | 0 | 0
#CAN -National Coal CO2 Rate Limit- 2028- v6.20 | 29 | 7609 | Rate Constraint in lbs/MWh | FALSE | L | Annual | Allowances Withdrawn (1:1) | Thousand Tons | 0 | 0 | 0 | 0 | 0 | 0 | 0 | 0
#CAN -National Coal CO2 Rate Limit- 2028- v6.20 | 29 | 7609 | Rate Constraint in lbs/MWh | FALSE | L | Annual | Allowances Withdrawn (n:1) | Thousand Tons | 0 | 0 | 0 | 0 | 0 | 0 | 0 | 0
#CAN -National Coal CO2 Rate Limit- 2028- v6.20 | 29 | 7609 | Rate Constraint in lbs/MWh | FALSE | L | Annual | Net Emissions Allowance Position | Thousand Tons | 0 | 0 | 0 | 0 | 0 | 0 | 0 | 0
#CAN -National Coal CO2 Rate Limit- 2028- v6.20 | 29 | 7609 | Rate Constraint in lbs/MWh | FALSE | L | Annual | Fuel Consumed | TBtu | 0 | 0 | 0 | 0 | 0 | 0 | 0 | 0
#CAN -National Coal CO2 Rate Limit- 2028- v6.20 | 29 | 7609 | Rate Constraint in lbs/MWh | FALSE | L | Annual | Rate | lb/MMBtu | 0 | 0 | 0 | 0 | 0 | 0 | 0 | 0
#CAN -National Coal CO2 Rate Limit- 2028- v6.20 | 29 | 7609 | Rate Constraint in lbs/MWh | FALSE | L | Annual | Generation | TWh | 0 | 0 | 0 | 0 | 0 | 0 | 0 | 0
#CAN -National Coal CO2 Rate Limit- 2028- v6.20 | 29 | 7609 | Rate Constraint in lbs/MWh | FALSE | L | Annual | Qualifying Generation | TWh | 0 | 0 | 0 | 0 | 0 | 0 | 0 | 0
#CAN -National Coal CO2 Rate Limit- 2028- v6.20 | 29 | 7609 | Rate Constraint in lbs/MWh | FALSE | L | Annual | Constraint Shadow Price | US2019$/Ton | 0 | 0 | 34.6988 | 63.1368 | 29.8972 | 20.5411 | 19.9468 | 17.641
#CAN -National Coal CO2 Rate Limit- 2030- v6.20 | 30 | 7610 | Rate Constraint in lbs/MWh | FALSE | L | Annual | Seasons Included | Seasons | Winter, WintShld, Summer | Winter, WintShld, Summer | Winter, WintShld, Summer | Winter, WintShld, Summer | Winter, WintShld, Summer | Winter, WintShld, Summer | Winter, WintShld, Summer | Winter, WintShld, Summer
#CAN -National Coal CO2 Rate Limit- 2030- v6.20 | 30 | 7610 | Rate Constraint in lbs/MWh | FALSE | L | Annual | Standard CO2 | lb/MWh | 0 | 0 | 0 | 925.94 | 925.94 | 925.94 | 925.94 | 925.94
#CAN -National Coal CO2 Rate Limit- 2030- v6.20 | 30 | 7610 | Rate Constraint in lbs/MWh | FALSE | L | Annual | Emissions at Affected Plants CO2 | Thousand Tons | 0 | 0 | 0 | 0 | 0 | 0 | 0 | 0
#CAN -National Coal CO2 Rate Limit- 2030- v6.20 | 30 | 7610 | Rate Constraint in lbs/MWh | FALSE | L | Annual | Allowances Purchased CO2 | Thousand Tons | 0 | 0 | 0 | 0 | 0 | 0 | 0 | 0
#CAN -National Coal CO2 Rate Limit- 2030- v6.20 | 30 | 7610 | Rate Constraint in lbs/MWh | FALSE | L | Annual | Allowances Sold CO2 | Thousand Tons | 0 | 0 | 0 | 0 | 0 | 0 | 0 | 0
#CAN -National Coal CO2 Rate Limit- 2030- v6.20 | 30 | 7610 | Rate Constraint in lbs/MWh | FALSE | L | Annual | Allowances Banked | Thousand Tons | 0 | 0 | 0 | 0 | 0 | 0 | 0 | 0
#CAN -National Coal CO2 Rate Limit- 2030- v6.20 | 30 | 7610 | Rate Constraint in lbs/MWh | FALSE | L | Annual | Allowances Withdrawn (1:1) | Thousand Tons | 0 | 0 | 0 | 0 | 0 | 0 | 0 | 0
#CAN -National Coal CO2 Rate Limit- 2030- v6.20 | 30 | 7610 | Rate Constraint in lbs/MWh | FALSE | L | Annual | Allowances Withdrawn (n:1) | Thousand Tons | 0 | 0 | 0 | 0 | 0 | 0 | 0 | 0
#CAN -National Coal CO2 Rate Limit- 2030- v6.20 | 30 | 7610 | Rate Constraint in lbs/MWh | FALSE | L | Annual | Net Emissions Allowance Position | Thousand Tons | 0 | 0 | 0 | 0 | 0 | 0 | 0 | 0
#CAN -National Coal CO2 Rate Limit- 2030- v6.20 | 30 | 7610 | Rate Constraint in lbs/MWh | FALSE | L | Annual | Fuel Consumed | TBtu | 0 | 0 | 0 | 0 | 0 | 0 | 0 | 0
#CAN -National Coal CO2 Rate Limit- 2030- v6.20 | 30 | 7610 | Rate Constraint in lbs/MWh | FALSE | L | Annual | Rate | lb/MMBtu | 0 | 0 | 0 | 0 | 0 | 0 | 0 | 0
#CAN -National Coal CO2 Rate Limit- 2030- v6.20 | 30 | 7610 | Rate Constraint in lbs/MWh | FALSE | L | Annual | Generation | TWh | 0 | 0 | 0 | 0 | 0 | 0 | 0 | 0
#CAN -National Coal CO2 Rate Limit- 2030- v6.20 | 30 | 7610 | Rate Constraint in lbs/MWh | FALSE | L | Annual | Qualifying Generation | TWh | 0 | 0 | 0 | 0 | 0 | 0 | 0 | 0
#CAN -National Coal CO2 Rate Limit- 2030- v6.20 | 30 | 7610 | Rate Constraint in lbs/MWh | FALSE | L | Annual | Constraint Shadow Price | US2019$/Ton | 0 | 0 | 0 | 82.2489 | 51.8321 | 45.6962 | 45.7228 | 37.5999
#CAN -National Coal CO2 Rate Limit- NewUnit- v6.20 | 31 | 7615 | Rate Constraint in lbs/MWh | FALSE | L | Annual | Seasons Included | Seasons | Winter, WintShld, Summer | Winter, WintShld, Summer | Winter, WintShld, Summer | Winter, WintShld, Summer | Winter, WintShld, Summer | Winter, WintShld, Summer | Winter, WintShld, Summer | Winter, WintShld, Summer
#CAN -National Coal CO2 Rate Limit- NewUnit- v6.20 | 31 | 7615 | Rate Constraint in lbs/MWh | FALSE | L | Annual | Standard CO2 | lb/MWh | 925.94 | 925.94 | 925.94 | 925.94 | 925.94 | 925.94 | 925.94 | 925.94
#CAN -National Coal CO2 Rate Limit- NewUnit- v6.20 | 31 | 7615 | Rate Constraint in lbs/MWh | FALSE | L | Annual | Emissions at Affected Plants CO2 | Thousand Tons | 0 | 0 | 0 | 0 | 0 | 0 | 0 | 0
#CAN -National Coal CO2 Rate Limit- NewUnit- v6.20 | 31 | 7615 | Rate Constraint in lbs/MWh | FALSE | L | Annual | Allowances Purchased CO2 | Thousand Tons | 0 | 0 | 0 | 0 | 0 | 0 | 0 | 0
#CAN -National Coal CO2 Rate Limit- NewUnit- v6.20 | 31 | 7615 | Rate Constraint in lbs/MWh | FALSE | L | Annual | Allowances Sold CO2 | Thousand Tons | 0 | 0 | 0 | 0 | 0 | 0 | 0 | 0
#CAN -National Coal CO2 Rate Limit- NewUnit- v6.20 | 31 | 7615 | Rate Constraint in lbs/MWh | FALSE | L | Annual | Allowances Banked | Thousand Tons | 0 | 0 | 0 | 0 | 0 | 0 | 0 | 0
#CAN -National Coal CO2 Rate Limit- NewUnit- v6.20 | 31 | 7615 | Rate Constraint in lbs/MWh | FALSE | L | Annual | Allowances Withdrawn (1:1) | Thousand Tons | 0 | 0 | 0 | 0 | 0 | 0 | 0 | 0
#CAN -National Coal CO2 Rate Limit- NewUnit- v6.20 | 31 | 7615 | Rate Constraint in lbs/MWh | FALSE | L | Annual | Allowances Withdrawn (n:1) | Thousand Tons | 0 | 0 | 0 | 0 | 0 | 0 | 0 | 0
#CAN -National Coal CO2 Rate Limit- NewUnit- v6.20 | 31 | 7615 | Rate Constraint in lbs/MWh | FALSE | L | Annual | Net Emissions Allowance Position | Thousand Tons | 0 | 0 | 0 | 0 | 0 | 0 | 0 | 0
#CAN -National Coal CO2 Rate Limit- NewUnit- v6.20 | 31 | 7615 | Rate Constraint in lbs/MWh | FALSE | L | Annual | Fuel Consumed | TBtu | 0 | 0 | 0 | 0 | 0 | 0 | 0 | 0
#CAN -National Coal CO2 Rate Limit- NewUnit- v6.20 | 31 | 7615 | Rate Constraint in lbs/MWh | FALSE | L | Annual | Rate | lb/MMBtu | 0 | 0 | 0 | 0 | 0 | 0 | 0 | 0
#CAN -National Coal CO2 Rate Limit- NewUnit- v6.20 | 31 | 7615 | Rate Constraint in lbs/MWh | FALSE | L | Annual | Generation | TWh | 0 | 0 | 0 | 0 | 0 | 0 | 0 | 0
#CAN -National Coal CO2 Rate Limit- NewUnit- v6.20 | 31 | 7615 | Rate Constraint in lbs/MWh | FALSE | L | Annual | Qualifying Generation | TWh | 0 | 0 | 0 | 0 | 0 | 0 | 0 | 0
#CAN -National Coal CO2 Rate Limit- NewUnit- v6.20 | 31 | 7615 | Rate Constraint in lbs/MWh | FALSE | L | Annual | Constraint Shadow Price | US2019$/Ton | 0 | 96.1844 | 146.2387 | 117.8561 | 74.0106 | 65.1664 | 65.204 | 53.4953
#CAN -National Large NGas CO2 Rate Limit- v6.20 | 32 | 7661 | Rate Constraint in lbs/MWh | FALSE | L | Annual | Seasons Included | Seasons | Winter, WintShld, Summer | Winter, WintShld, Summer | Winter, WintShld, Summer | Winter, WintShld, Summer | Winter, WintShld, Summer | Winter, WintShld, Summer | Winter, WintShld, Summer | Winter, WintShld, Summer
#CAN -National Large NGas CO2 Rate Limit- v6.20 | 32 | 7661 | Rate Constraint in lbs/MWh | FALSE | L | Annual | Standard CO2 | lb/MWh | 925.9404 | 925.9404 | 925.9404 | 925.9404 | 925.9404 | 925.9404 | 925.9404 | 925.9404
#CAN -National Large NGas CO2 Rate Limit- v6.20 | 32 | 7661 | Rate Constraint in lbs/MWh | FALSE | L | Annual | Emissions at Affected Plants CO2 | Thousand Tons | 21825.2638 | 38246.703 | 39475.7033 | 42222.5243 | 75228.7794 | 84233.3634 | 91286.0846 | 98625.8993
#CAN -National Large NGas CO2 Rate Limit- v6.20 | 32 | 7661 | Rate Constraint in lbs/MWh | FALSE | L | Annual | Allowances Purchased CO2 | Thousand Tons | 0 | 0 | 0 | 0 | 0 | 0 | 0 | 0
#CAN -National Large NGas CO2 Rate Limit- v6.20 | 32 | 7661 | Rate Constraint in lbs/MWh | FALSE | L | Annual | Allowances Sold CO2 | Thousand Tons | 0 | 0 | 0 | 0 | 0 | 0 | 0 | 0
#CAN -National Large NGas CO2 Rate Limit- v6.20 | 32 | 7661 | Rate Constraint in lbs/MWh | FALSE | L | Annual | Allowances Banked | Thousand Tons | 0 | 0 | 0 | 0 | 0 | 0 | 0 | 0
#CAN -National Large NGas CO2 Rate Limit- v6.20 | 32 | 7661 | Rate Constraint in lbs/MWh | FALSE | L | Annual | Allowances Withdrawn (1:1) | Thousand Tons | 0 | 0 | 0 | 0 | 0 | 0 | 0 | 0
#CAN -National Large NGas CO2 Rate Limit- v6.20 | 32 | 7661 | Rate Constraint in lbs/MWh | FALSE | L | Annual | Allowances Withdrawn (n:1) | Thousand Tons | 0 | 0 | 0 | 0 | 0 | 0 | 0 | 0
#CAN -National Large NGas CO2 Rate Limit- v6.20 | 32 | 7661 | Rate Constraint in lbs/MWh | FALSE | L | Annual | Net Emissions Allowance Position | Thousand Tons | 21825.2638 | 38246.703 | 39475.7033 | 42222.5243 | 75228.7794 | 84233.3634 | 91286.0846 | 98625.8993
#CAN -National Large NGas CO2 Rate Limit- v6.20 | 32 | 7661 | Rate Constraint in lbs/MWh | FALSE | L | Annual | Fuel Consumed | TBtu | 335.2251 | 553.1079 | 571.8124 | 613.0955 | 1063.1002 | 1187.5696 | 1290.7352 | 1392.5034
#CAN -National Large NGas CO2 Rate Limit- v6.20 | 32 | 7661 | Rate Constraint in lbs/MWh | FALSE | L | Annual | Rate | lb/MMBtu | 130.2126 | 138.2974 | 138.0722 | 137.7356 | 141.5272 | 141.8584 | 141.4482 | 141.6527
#CAN -National Large NGas CO2 Rate Limit- v6.20 | 32 | 7661 | Rate Constraint in lbs/MWh | FALSE | L | Annual | Generation | TWh | 47.1418 | 82.6116 | 85.2662 | 91.1992 | 162.4916 | 181.9412 | 197.1749 | 213.0286
#CAN -National Large NGas CO2 Rate Limit- v6.20 | 32 | 7661 | Rate Constraint in lbs/MWh | FALSE | L | Annual | Qualifying Generation | TWh | 47.1418 | 82.6116 | 85.2662 | 91.1992 | 162.4916 | 181.9412 | 197.1749 | 213.0286
#CAN -National Large NGas CO2 Rate Limit- v6.20 | 32 | 7661 | Rate Constraint in lbs/MWh | FALSE | L | Annual | Constraint Shadow Price | US2019$/Ton | 116.842 | 135.2305 | 85.4352 | 84.9133 | 25.2338 | 28.7241 | 23.4082 | 29.1779
#CAN -National NOx Rate Limit v4.12 | 33 | 7606 | Rate Constraint in lbs/MWh | FALSE | L | Annual | Seasons Included | Seasons | Winter, WintShld, Summer | Winter, WintShld, Summer | Winter, WintShld, Summer | Winter, WintShld, Summer | Winter, WintShld, Summer | Winter, WintShld, Summer | Winter, WintShld, Summer | Winter, WintShld, Summer
#CAN -National NOx Rate Limit v4.12 | 33 | 7606 | Rate Constraint in lbs/MWh | FALSE | L | Annual | Standard NOX | lb/MWh | 1.5212 | 1.5212 | 1.5212 | 1.5212 | 1.5212 | 1.5212 | 1.5212 | 1.5212
#CAN -National NOx Rate Limit v4.12 | 33 | 7606 | Rate Constraint in lbs/MWh | FALSE | L | Annual | Emissions at Affected Plants NOX | Thousand Tons | 2.1822 | 3.3387 | 3.6821 | 4.5633 | 6.2281 | 6.7596 | 7.4083 | 8
#CAN -National NOx Rate Limit v4.12 | 33 | 7606 | Rate Constraint in lbs/MWh | FALSE | L | Annual | Allowances Purchased NOX | Thousand Tons | 0 | 0 | 0 | 0 | 0 | 0 | 0 | 0
#CAN -National NOx Rate Limit v4.12 | 33 | 7606 | Rate Constraint in lbs/MWh | FALSE | L | Annual | Allowances Sold NOX | Thousand Tons | 0 | 0 | 0 | 0 | 0 | 0 | 0 | 0
#CAN -National NOx Rate Limit v4.12 | 33 | 7606 | Rate Constraint in lbs/MWh | FALSE | L | Annual | Allowances Banked | Thousand Tons | 0 | 0 | 0 | 0 | 0 | 0 | 0 | 0
#CAN -National NOx Rate Limit v4.12 | 33 | 7606 | Rate Constraint in lbs/MWh | FALSE | L | Annual | Allowances Withdrawn (1:1) | Thousand Tons | 0 | 0 | 0 | 0 | 0 | 0 | 0 | 0
#CAN -National NOx Rate Limit v4.12 | 33 | 7606 | Rate Constraint in lbs/MWh | FALSE | L | Annual | Allowances Withdrawn (n:1) | Thousand Tons | 0 | 0 | 0 | 0 | 0 | 0 | 0 | 0
#CAN -National NOx Rate Limit v4.12 | 33 | 7606 | Rate Constraint in lbs/MWh | FALSE | L | Annual | Net Emissions Allowance Position | Thousand Tons | 2.1822 | 3.3387 | 3.6821 | 4.5633 | 6.2281 | 6.7596 | 7.4083 | 8
#CAN -National NOx Rate Limit v4.12 | 33 | 7606 | Rate Constraint in lbs/MWh | FALSE | L | Annual | Fuel Consumed | TBtu | 342.3513 | 564.0533 | 586.4721 | 636.4075 | 1077.3334 | 1201.0243 | 1302.4723 | 1401.2919
#CAN -National NOx Rate Limit v4.12 | 33 | 7606 | Rate Constraint in lbs/MWh | FALSE | L | Annual | Rate | lb/MMBtu | 0.012748 | 0.011838 | 0.012557 | 0.014341 | 0.011562 | 0.011256 | 0.011376 | 0.011418
#CAN -National NOx Rate Limit v4.12 | 33 | 7606 | Rate Constraint in lbs/MWh | FALSE | L | Annual | Generation | TWh | 49.8801 | 84.2693 | 87.579 | 95.0192 | 165.4141 | 184.2469 | 199.1793 | 214.4308
#CAN -National NOx Rate Limit v4.12 | 33 | 7606 | Rate Constraint in lbs/MWh | FALSE | L | Annual | Qualifying Generation | TWh | 48.3842 | 83.8942 | 86.9921 | 94.0374 | 164.3009 | 183.7052 | 198.6112 | 214.0181
#CAN -National NOx Rate Limit v4.12 | 33 | 7606 | Rate Constraint in lbs/MWh | FALSE | L | Annual | Constraint Shadow Price | US2019$/Ton | 0 | 0 | 0 | 0 | 0 | 0 | 0 | 0
#CAN -National Small NGas CO2 Rate Limit- v6.20 | 34 | 7662 | Rate Constraint in lbs/MWh | FALSE | L | Annual | Seasons Included | Seasons | Winter, WintShld, Summer | Winter, WintShld, Summer | Winter, WintShld, Summer | Winter, WintShld, Summer | Winter, WintShld, Summer | Winter, WintShld, Summer | Winter, WintShld, Summer | Winter, WintShld, Summer
#CAN -National Small NGas CO2 Rate Limit- v6.20 | 34 | 7662 | Rate Constraint in lbs/MWh | FALSE | L | Annual | Standard CO2 | lb/MWh | 1212.541 | 1212.541 | 1212.541 | 1212.541 | 1212.541 | 1212.541 | 1212.541 | 1212.541
#CAN -National Small NGas CO2 Rate Limit- v6.20 | 34 | 7662 | Rate Constraint in lbs/MWh | FALSE | L | Annual | Emissions at Affected Plants CO2 | Thousand Tons | 6305.4345 | 965.3283 | 1986.6294 | 2993.8941 | 3381.536 | 3024.8935 | 3137.2175 | 2839.9533
#CAN -National Small NGas CO2 Rate Limit- v6.20 | 34 | 7662 | Rate Constraint in lbs/MWh | FALSE | L | Annual | Allowances Purchased CO2 | Thousand Tons | 0 | 0 | 0 | 0 | 0 | 0 | 0 | 0
#CAN -National Small NGas CO2 Rate Limit- v6.20 | 34 | 7662 | Rate Constraint in lbs/MWh | FALSE | L | Annual | Allowances Sold CO2 | Thousand Tons | 0 | 0 | 0 | 0 | 0 | 0 | 0 | 0
#CAN -National Small NGas CO2 Rate Limit- v6.20 | 34 | 7662 | Rate Constraint in lbs/MWh | FALSE | L | Annual | Allowances Banked | Thousand Tons | 0 | 0 | 0 | 0 | 0 | 0 | 0 | 0
#CAN -National Small NGas CO2 Rate Limit- v6.20 | 34 | 7662 | Rate Constraint in lbs/MWh | FALSE | L | Annual | Allowances Withdrawn (1:1) | Thousand Tons | 0 | 0 | 0 | 0 | 0 | 0 | 0 | 0
#CAN -National Small NGas CO2 Rate Limit- v6.20 | 34 | 7662 | Rate Constraint in lbs/MWh | FALSE | L | Annual | Allowances Withdrawn (n:1) | Thousand Tons | 0 | 0 | 0 | 0 | 0 | 0 | 0 | 0
#CAN -National Small NGas CO2 Rate Limit- v6.20 | 34 | 7662 | Rate Constraint in lbs/MWh | FALSE | L | Annual | Net Emissions Allowance Position | Thousand Tons | 6305.4345 | 965.3283 | 1986.6294 | 2993.8941 | 3381.536 | 3024.8935 | 3137.2175 | 2839.9533
#CAN -National Small NGas CO2 Rate Limit- v6.20 | 34 | 7662 | Rate Constraint in lbs/MWh | FALSE | L | Annual | Fuel Consumed | TBtu | 81.2974 | 11.8262 | 24.2612 | 36.9859 | 42.7836 | 38.9233 | 40.1429 | 36.2953
#CAN -National Small NGas CO2 Rate Limit- v6.20 | 34 | 7662 | Rate Constraint in lbs/MWh | FALSE | L | Annual | Rate | lb/MMBtu | 155.1202 | 163.2529 | 163.77 | 161.894 | 158.0763 | 155.4284 | 156.3025 | 156.4914
#CAN -National Small NGas CO2 Rate Limit- v6.20 | 34 | 7662 | Rate Constraint in lbs/MWh | FALSE | L | Annual | Generation | TWh | 11.9476 | 1.5922 | 3.2768 | 4.9382 | 6.2978 | 5.8385 | 5.9004 | 5.3168
#CAN -National Small NGas CO2 Rate Limit- v6.20 | 34 | 7662 | Rate Constraint in lbs/MWh | FALSE | L | Annual | Qualifying Generation | TWh | 11.9476 | 1.5922 | 3.2768 | 4.9382 | 6.2978 | 5.8385 | 5.9004 | 5.3168
#CAN -National Small NGas CO2 Rate Limit- v6.20 | 34 | 7662 | Rate Constraint in lbs/MWh | FALSE | L | Annual | Constraint Shadow Price | US2019$/Ton | 0 | 9.9789 | 0.51211 | 9.8284 | 0 | 0 | 0 | 0
#CAN -National SO2 Rate Limit v4.12 | 35 | 7605 | Rate Constraint in lbs/MWh | FALSE | L | Annual | Seasons Included | Seasons | Winter, WintShld, Summer | Winter, WintShld, Summer | Winter, WintShld, Summer | Winter, WintShld, Summer | Winter, WintShld, Summer | Winter, WintShld, Summer | Winter, WintShld, Summer | Winter, WintShld, Summer
#CAN -National SO2 Rate Limit v4.12 | 35 | 7605 | Rate Constraint in lbs/MWh | FALSE | L | Annual | Standard SO2 | lb/MWh | 9.3476 | 9.3476 | 9.3476 | 9.3476 | 9.3476 | 9.3476 | 9.3476 | 9.3476
#CAN -National SO2 Rate Limit v4.12 | 35 | 7605 | Rate Constraint in lbs/MWh | FALSE | L | Annual | Emissions at Affected Plants SO2 | Thousand Tons | 0.10472 | 0.10472 | 0.10472 | 0.10472 | 0.10472 | 0.10472 | 0.10472 | 0.10472
#CAN -National SO2 Rate Limit v4.12 | 35 | 7605 | Rate Constraint in lbs/MWh | FALSE | L | Annual | Allowances Purchased SO2 | Thousand Tons | 0 | 0 | 0 | 0 | 0 | 0 | 0 | 0
#CAN -National SO2 Rate Limit v4.12 | 35 | 7605 | Rate Constraint in lbs/MWh | FALSE | L | Annual | Allowances Sold SO2 | Thousand Tons | 0 | 0 | 0 | 0 | 0 | 0 | 0 | 0
#CAN -National SO2 Rate Limit v4.12 | 35 | 7605 | Rate Constraint in lbs/MWh | FALSE | L | Annual | Allowances Banked | Thousand Tons | 0 | 0 | 0 | 0 | 0 | 0 | 0 | 0
#CAN -National SO2 Rate Limit v4.12 | 35 | 7605 | Rate Constraint in lbs/MWh | FALSE | L | Annual | Allowances Withdrawn (1:1) | Thousand Tons | 0 | 0 | 0 | 0 | 0 | 0 | 0 | 0
#CAN -National SO2 Rate Limit v4.12 | 35 | 7605 | Rate Constraint in lbs/MWh | FALSE | L | Annual | Allowances Withdrawn (n:1) | Thousand Tons | 0 | 0 | 0 | 0 | 0 | 0 | 0 | 0
#CAN -National SO2 Rate Limit v4.12 | 35 | 7605 | Rate Constraint in lbs/MWh | FALSE | L | Annual | Net Emissions Allowance Position | Thousand Tons | 0.10472 | 0.10472 | 0.10472 | 0.10472 | 0.10472 | 0.10472 | 0.10472 | 0.10472
#CAN -National SO2 Rate Limit v4.12 | 35 | 7605 | Rate Constraint in lbs/MWh | FALSE | L | Annual | Fuel Consumed | TBtu | 342.3513 | 564.0533 | 586.4721 | 636.4075 | 1077.3334 | 1201.0243 | 1302.4723 | 1401.2919
#CAN -National SO2 Rate Limit v4.12 | 35 | 7605 | Rate Constraint in lbs/MWh | FALSE | L | Annual | Rate | lb/MMBtu | 0.00061175 | 0.0003713 | 0.00035711 | 0.00032909 | 0.0001944 | 0.00017438 | 0.0001608 | 0.00014946
#CAN -National SO2 Rate Limit v4.12 | 35 | 7605 | Rate Constraint in lbs/MWh | FALSE | L | Annual | Generation | TWh | 49.8801 | 84.2693 | 87.579 | 95.0192 | 165.4141 | 184.2469 | 199.1793 | 214.4308
#CAN -National SO2 Rate Limit v4.12 | 35 | 7605 | Rate Constraint in lbs/MWh | FALSE | L | Annual | Qualifying Generation | TWh | 48.3842 | 83.8942 | 86.9921 | 94.0374 | 164.3009 | 183.7052 | 198.6112 | 214.0181
#CAN -National SO2 Rate Limit v4.12 | 35 | 7605 | Rate Constraint in lbs/MWh | FALSE | L | Annual | Constraint Shadow Price | US2019$/Ton | 0 | 0 | 0 | 0 | 0 | 0 | 0 | 0
#CAN RPS v6.20- CNAB | 36 | 7565 | Generation Constraint in GWh | FALSE | G | Annual | Seasons Included | Seasons | Winter, WintShld, Summer | Winter, WintShld, Summer | Winter, WintShld, Summer | Winter, WintShld, Summer | Winter, WintShld, Summer | Winter, WintShld, Summer | Winter, WintShld, Summer | Winter, WintShld, Summer
#CAN RPS v6.20- CNAB | 36 | 7565 | Generation Constraint in GWh | FALSE | G | Annual | Standard GWh | GWh | 0 | 0 | 0 | 26576.8872 | 28551.9721 | 30772.3268 | 33165.3481 | 35744.4637
#CAN RPS v6.20- CNAB | 36 | 7565 | Generation Constraint in GWh | FALSE | G | Annual | Emissions at Affected Plants | GWh | 32806.3835 | 30868.6892 | 30868.2572 | 30868.4597 | 30868.4597 | 30865.4047 | 33165.3481 | 35744.4637
#CAN RPS v6.20- CNAB | 36 | 7565 | Generation Constraint in GWh | FALSE | G | Annual | Allowances Purchased | GWh | 0 | 0 | 0 | 0 | 0 | 0 | 0 | 0
#CAN RPS v6.20- CNAB | 36 | 7565 | Generation Constraint in GWh | FALSE | G | Annual | Allowances Sold | GWh | 0 | 0 | 0 | 0 | 0 | 0 | 0 | 0
#CAN RPS v6.20- CNAB | 36 | 7565 | Generation Constraint in GWh | FALSE | G | Annual | Allowances Banked | GWh | 0 | 0 | 0 | 0 | 0 | 0 | 0 | 0
#CAN RPS v6.20- CNAB | 36 | 7565 | Generation Constraint in GWh | FALSE | G | Annual | Allowances Withdrawn (1:1) | GWh | 0 | 0 | 0 | 0 | 0 | 0 | 0 | 0
#CAN RPS v6.20- CNAB | 36 | 7565 | Generation Constraint in GWh | FALSE | G | Annual | Allowances Withdrawn (n:1) | GWh | 0 | 0 | 0 | 0 | 0 | 0 | 0 | 0
#CAN RPS v6.20- CNAB | 36 | 7565 | Generation Constraint in GWh | FALSE | G | Annual | Net Emissions Allowance Position | GWh | 32806.3835 | 30868.6892 | 30868.2572 | 30868.4597 | 30868.4597 | 30865.4047 | 33165.3481 | 35744.4637
#CAN RPS v6.20- CNAB | 36 | 7565 | Generation Constraint in GWh | FALSE | G | Annual | Fuel Consumed | TBtu | 43.9889 | 0.51369 | 0.51001 | 0.51174 | 0.51174 | 0.47405 | 3.5345 | 3.5345
#CAN RPS v6.20- CNAB | 36 | 7565 | Generation Constraint in GWh | FALSE | G | Annual | Heat Rate | MMBtu/MWh | 1.3409 | 0.016641 | 0.016522 | 0.016578 | 0.016578 | 0.015359 | 0.10657 | 0.098882
#CAN RPS v6.20- CNAB | 36 | 7565 | Generation Constraint in GWh | FALSE | G | Annual | Generation | TWh | 32.8064 | 30.8687 | 30.8683 | 30.8685 | 30.8685 | 30.8654 | 33.1653 | 35.7445
#CAN RPS v6.20- CNAB | 36 | 7565 | Generation Constraint in GWh | FALSE | G | Annual | Qualifying Generation | TWh | 32.8064 | 30.8687 | 30.8683 | 30.8685 | 30.8685 | 30.8654 | 33.1653 | 35.7445
#CAN RPS v6.20- CNAB | 36 | 7565 | Generation Constraint in GWh | FALSE | G | Annual | Rate | lb/MWh | 0 | 0 | 0 | 0 | 0 | 0 | 0 | 0
#CAN RPS v6.20- CNAB | 36 | 7565 | Generation Constraint in GWh | FALSE | G | Annual | Constraint Shadow Price | US2019$/MWh | 0 | 0 | 0 | 0 | 0 | 0 | 19.6998 | 18.9966
#CAN RPS v6.20- CNBC | 37 | 7564 | Generation Constraint in GWh | FALSE | G | Annual | Seasons Included | Seasons | Winter, WintShld, Summer | Winter, WintShld, Summer | Winter, WintShld, Summer | Winter, WintShld, Summer | Winter, WintShld, Summer | Winter, WintShld, Summer | Winter, WintShld, Summer | Winter, WintShld, Summer
#CAN RPS v6.20- CNBC | 37 | 7564 | Generation Constraint in GWh | FALSE | G | Annual | Standard GWh | GWh | 58825.896 | 60183.4453 | 62151.6236 | 63905.3032 | 67165.8632 | 69949.4433 | 72845.8437 | 75866.683
#CAN RPS v6.20- CNBC | 37 | 7564 | Generation Constraint in GWh | FALSE | G | Annual | Emissions at Affected Plants | GWh | 87143.2097 | 78477.6767 | 78480.0891 | 78480.3033 | 78477.6091 | 78480.3033 | 78480.3033 | 78480.3033
#CAN RPS v6.20- CNBC | 37 | 7564 | Generation Constraint in GWh | FALSE | G | Annual | Allowances Purchased | GWh | 0 | 0 | 0 | 0 | 0 | 0 | 0 | 0
#CAN RPS v6.20- CNBC | 37 | 7564 | Generation Constraint in GWh | FALSE | G | Annual | Allowances Sold | GWh | 0 | 0 | 0 | 0 | 0 | 0 | 0 | 0
#CAN RPS v6.20- CNBC | 37 | 7564 | Generation Constraint in GWh | FALSE | G | Annual | Allowances Banked | GWh | 0 | 0 | 0 | 0 | 0 | 0 | 0 | 0
#CAN RPS v6.20- CNBC | 37 | 7564 | Generation Constraint in GWh | FALSE | G | Annual | Allowances Withdrawn (1:1) | GWh | 0 | 0 | 0 | 0 | 0 | 0 | 0 | 0
#CAN RPS v6.20- CNBC | 37 | 7564 | Generation Constraint in GWh | FALSE | G | Annual | Allowances Withdrawn (n:1) | GWh | 0 | 0 | 0 | 0 | 0 | 0 | 0 | 0
#CAN RPS v6.20- CNBC | 37 | 7564 | Generation Constraint in GWh | FALSE | G | Annual | Net Emissions Allowance Position | GWh | 87143.2097 | 78477.6767 | 78480.0891 | 78480.3033 | 78477.6091 | 78480.3033 | 78480.3033 | 78480.3033
#CAN RPS v6.20- CNBC | 37 | 7564 | Generation Constraint in GWh | FALSE | G | Annual | Fuel Consumed | TBtu | 105.7481 | 2.1205 | 2.1545 | 2.1575 | 2.1195 | 2.1575 | 2.1575 | 2.1575
#CAN RPS v6.20- CNBC | 37 | 7564 | Generation Constraint in GWh | FALSE | G | Annual | Heat Rate | MMBtu/MWh | 1.2135 | 0.02702 | 0.027453 | 0.027491 | 0.027008 | 0.027491 | 0.027491 | 0.027491
#CAN RPS v6.20- CNBC | 37 | 7564 | Generation Constraint in GWh | FALSE | G | Annual | Generation | TWh | 87.1432 | 78.4777 | 78.4801 | 78.4803 | 78.4776 | 78.4803 | 78.4803 | 78.4803
#CAN RPS v6.20- CNBC | 37 | 7564 | Generation Constraint in GWh | FALSE | G | Annual | Qualifying Generation | TWh | 87.1432 | 78.4777 | 78.4801 | 78.4803 | 78.4776 | 78.4803 | 78.4803 | 78.4803
#CAN RPS v6.20- CNBC | 37 | 7564 | Generation Constraint in GWh | FALSE | G | Annual | Rate | lb/MWh | 0 | 0 | 0 | 0 | 0 | 0 | 0 | 0
#CAN RPS v6.20- CNBC | 37 | 7564 | Generation Constraint in GWh | FALSE | G | Annual | Constraint Shadow Price | US2019$/MWh | 0 | 0 | 0 | 0 | 0 | 0 | 0 | 0
#CAN RPS v6.20- CNNB | 38 | 7567 | Generation Constraint in GWh | FALSE | G | Annual | Seasons Included | Seasons | Winter, WintShld, Summer | Winter, WintShld, Summer | Winter, WintShld, Summer | Winter, WintShld, Summer | Winter, WintShld, Summer | Winter, WintShld, Summer | Winter, WintShld, Summer | Winter, WintShld, Summer
#CAN RPS v6.20- CNNB | 38 | 7567 | Generation Constraint in GWh | FALSE | G | Annual | Standard GWh | GWh | 5186.2499 | 5146.0836 | 5108.0313 | 4870.4147 | 4592.1053 | 4703.4291 | 4703.4291 | 4703.4291
#CAN RPS v6.20- CNNB | 38 | 7567 | Generation Constraint in GWh | FALSE | G | Annual | Emissions at Affected Plants | GWh | 5186.2499 | 5146.0836 | 5108.0313 | 4870.4147 | 4824.0073 | 4824.0073 | 4824.0073 | 4824.0073
#CAN RPS v6.20- CNNB | 38 | 7567 | Generation Constraint in GWh | FALSE | G | Annual | Allowances Purchased | GWh | 0 | 0 | 0 | 0 | 0 | 0 | 0 | 0
#CAN RPS v6.20- CNNB | 38 | 7567 | Generation Constraint in GWh | FALSE | G | Annual | Allowances Sold | GWh | 0 | 0 | 0 | 0 | 0 | 0 | 0 | 0
#CAN RPS v6.20- CNNB | 38 | 7567 | Generation Constraint in GWh | FALSE | G | Annual | Allowances Banked | GWh | 0 | 0 | 0 | 0 | 0 | 0 | 0 | 0
#CAN RPS v6.20- CNNB | 38 | 7567 | Generation Constraint in GWh | FALSE | G | Annual | Allowances Withdrawn (1:1) | GWh | 0 | 0 | 0 | 0 | 0 | 0 | 0 | 0
#CAN RPS v6.20- CNNB | 38 | 7567 | Generation Constraint in GWh | FALSE | G | Annual | Allowances Withdrawn (n:1) | GWh | 0 | 0 | 0 | 0 | 0 | 0 | 0 | 0
#CAN RPS v6.20- CNNB | 38 | 7567 | Generation Constraint in GWh | FALSE | G | Annual | Net Emissions Allowance Position | GWh | 5186.2499 | 5146.0836 | 5108.0313 | 4870.4147 | 4824.0073 | 4824.0073 | 4824.0073 | 4824.0073
#CAN RPS v6.20- CNNB | 38 | 7567 | Generation Constraint in GWh | FALSE | G | Annual | Fuel Consumed | TBtu | 5.4139 | 2.4513 | 2.1617 | 0.35321 | 0 | 0 | 0 | 0
#CAN RPS v6.20- CNNB | 38 | 7567 | Generation Constraint in GWh | FALSE | G | Annual | Heat Rate | MMBtu/MWh | 0.79174 | 0.47635 | 0.4232 | 0.072521 | 0 | 0 | 0 | 0
#CAN RPS v6.20- CNNB | 38 | 7567 | Generation Constraint in GWh | FALSE | G | Annual | Generation | TWh | 6.8379 | 5.1461 | 5.108 | 4.8704 | 4.824 | 4.824 | 4.824 | 4.824
#CAN RPS v6.20- CNNB | 38 | 7567 | Generation Constraint in GWh | FALSE | G | Annual | Qualifying Generation | TWh | 5.1862 | 5.1461 | 5.108 | 4.8704 | 4.824 | 4.824 | 4.824 | 4.824
#CAN RPS v6.20- CNNB | 38 | 7567 | Generation Constraint in GWh | FALSE | G | Annual | Rate | lb/MWh | 0 | 0 | 0 | 0 | 0 | 0 | 0 | 0
#CAN RPS v6.20- CNNB | 38 | 7567 | Generation Constraint in GWh | FALSE | G | Annual | Constraint Shadow Price | US2019$/MWh | 10.624 | 6.7043 | 15.9166 | 13.6474 | 0 | 0 | 0 | 0
#CAN RPS v6.20- CNNS | 39 | 7568 | Generation Constraint in GWh | FALSE | G | Annual | Seasons Included | Seasons | Winter, WintShld, Summer | Winter, WintShld, Summer | Winter, WintShld, Summer | Winter, WintShld, Summer | Winter, WintShld, Summer | Winter, WintShld, Summer | Winter, WintShld, Summer | Winter, WintShld, Summer
#CAN RPS v6.20- CNNS | 39 | 7568 | Generation Constraint in GWh | FALSE | G | Annual | Standard GWh | GWh | 4337.085 | 4332.4431 | 4335.6454 | 4348.8506 | 4446.7732 | 4505.5268 | 4565.0566 | 4625.373
#CAN RPS v6.20- CNNS | 39 | 7568 | Generation Constraint in GWh | FALSE | G | Annual | Emissions at Affected Plants | GWh | 4337.085 | 4332.4431 | 4335.6454 | 4348.8506 | 4446.7732 | 4505.5268 | 4565.0566 | 4625.373
#CAN RPS v6.20- CNNS | 39 | 7568 | Generation Constraint in GWh | FALSE | G | Annual | Allowances Purchased | GWh | 0 | 0 | 0 | 0 | 0 | 0 | 0 | 0
#CAN RPS v6.20- CNNS | 39 | 7568 | Generation Constraint in GWh | FALSE | G | Annual | Allowances Sold | GWh | 0 | 0 | 0 | 0 | 0 | 0 | 0 | 0
#CAN RPS v6.20- CNNS | 39 | 7568 | Generation Constraint in GWh | FALSE | G | Annual | Allowances Banked | GWh | 0 | 0 | 0 | 0 | 0 | 0 | 0 | 0
#CAN RPS v6.20- CNNS | 39 | 7568 | Generation Constraint in GWh | FALSE | G | Annual | Allowances Withdrawn (1:1) | GWh | 0 | 0 | 0 | 0 | 0 | 0 | 0 | 0
#CAN RPS v6.20- CNNS | 39 | 7568 | Generation Constraint in GWh | FALSE | G | Annual | Allowances Withdrawn (n:1) | GWh | 0 | 0 | 0 | 0 | 0 | 0 | 0 | 0
#CAN RPS v6.20- CNNS | 39 | 7568 | Generation Constraint in GWh | FALSE | G | Annual | Net Emissions Allowance Position | GWh | 4337.085 | 4332.4431 | 4335.6454 | 4348.8506 | 4446.7732 | 4505.5268 | 4565.0566 | 4625.373
#CAN RPS v6.20- CNNS | 39 | 7568 | Generation Constraint in GWh | FALSE | G | Annual | Fuel Consumed | TBtu | 4.3901 | 0.33558 | 0.33558 | 0.33558 | 0.33558 | 0.33558 | 0.33558 | 0.33558
#CAN RPS v6.20- CNNS | 39 | 7568 | Generation Constraint in GWh | FALSE | G | Annual | Heat Rate | MMBtu/MWh | 1.0122 | 0.077458 | 0.077401 | 0.077166 | 0.075467 | 0.074482 | 0.073511 | 0.072553
#CAN RPS v6.20- CNNS | 39 | 7568 | Generation Constraint in GWh | FALSE | G | Annual | Generation | TWh | 4.3371 | 4.3324 | 4.3356 | 4.3489 | 4.4468 | 4.5055 | 4.5651 | 4.6254
#CAN RPS v6.20- CNNS | 39 | 7568 | Generation Constraint in GWh | FALSE | G | Annual | Qualifying Generation | TWh | 4.3371 | 4.3324 | 4.3356 | 4.3489 | 4.4468 | 4.5055 | 4.5651 | 4.6254
#CAN RPS v6.20- CNNS | 39 | 7568 | Generation Constraint in GWh | FALSE | G | Annual | Rate | lb/MWh | 0 | 0 | 0 | 0 | 0 | 0 | 0 | 0
#CAN RPS v6.20- CNNS | 39 | 7568 | Generation Constraint in GWh | FALSE | G | Annual | Constraint Shadow Price | US2019$/MWh | 84.532 | 25.5497 | 30.3258 | 25.9596 | 22.1223 | 20.6447 | 18.9575 | 16.6519
#CAN RPS v6.20- CNPE | 40 | 7569 | Generation Constraint in GWh | FALSE | G | Annual | Seasons Included | Seasons | Winter, WintShld, Summer | Winter, WintShld, Summer | Winter, WintShld, Summer | Winter, WintShld, Summer | Winter, WintShld, Summer | Winter, WintShld, Summer | Winter, WintShld, Summer | Winter, WintShld, Summer
#CAN RPS v6.20- CNPE | 40 | 7569 | Generation Constraint in GWh | FALSE | G | Annual | Standard GWh | GWh | 673.6004 | 669.6845 | 675.2907 | 682.194 | 721.363 | 750.7398 | 781.3129 | 813.1311
#CAN RPS v6.20- CNPE | 40 | 7569 | Generation Constraint in GWh | FALSE | G | Annual | Emissions at Affected Plants | GWh | 673.6004 | 669.6845 | 675.2907 | 682.194 | 721.363 | 750.7398 | 781.3129 | 813.1311
#CAN RPS v6.20- CNPE | 40 | 7569 | Generation Constraint in GWh | FALSE | G | Annual | Allowances Purchased | GWh | 0 | 0 | 0 | 0 | 0 | 0 | 0 | 0
#CAN RPS v6.20- CNPE | 40 | 7569 | Generation Constraint in GWh | FALSE | G | Annual | Allowances Sold | GWh | 0 | 0 | 0 | 0 | 0 | 0 | 0 | 0
#CAN RPS v6.20- CNPE | 40 | 7569 | Generation Constraint in GWh | FALSE | G | Annual | Allowances Banked | GWh | 0 | 0 | 0 | 0 | 0 | 0 | 0 | 0
#CAN RPS v6.20- CNPE | 40 | 7569 | Generation Constraint in GWh | FALSE | G | Annual | Allowances Withdrawn (1:1) | GWh | 0 | 0 | 0 | 0 | 0 | 0 | 0 | 0
#CAN RPS v6.20- CNPE | 40 | 7569 | Generation Constraint in GWh | FALSE | G | Annual | Allowances Withdrawn (n:1) | GWh | 0 | 0 | 0 | 0 | 0 | 0 | 0 | 0
#CAN RPS v6.20- CNPE | 40 | 7569 | Generation Constraint in GWh | FALSE | G | Annual | Net Emissions Allowance Position | GWh | 673.6004 | 669.6845 | 675.2907 | 682.194 | 721.363 | 750.7398 | 781.3129 | 813.1311
#CAN RPS v6.20- CNPE | 40 | 7569 | Generation Constraint in GWh | FALSE | G | Annual | Fuel Consumed | TBtu | 0.23372 | 0.17378 | 0.23372 | 0.23372 | 0 | 0 | 0 | 0
#CAN RPS v6.20- CNPE | 40 | 7569 | Generation Constraint in GWh | FALSE | G | Annual | Heat Rate | MMBtu/MWh | 0.34697 | 0.25949 | 0.3461 | 0.3426 | 0 | 0 | 0 | 0
#CAN RPS v6.20- CNPE | 40 | 7569 | Generation Constraint in GWh | FALSE | G | Annual | Generation | TWh | 0.6736 | 0.66968 | 0.67529 | 0.68219 | 0.72136 | 0.75074 | 0.78131 | 0.81313
#CAN RPS v6.20- CNPE | 40 | 7569 | Generation Constraint in GWh | FALSE | G | Annual | Qualifying Generation | TWh | 0.6736 | 0.66968 | 0.67529 | 0.68219 | 0.72136 | 0.75074 | 0.78131 | 0.81313
#CAN RPS v6.20- CNPE | 40 | 7569 | Generation Constraint in GWh | FALSE | G | Annual | Rate | lb/MWh | 0 | 0 | 0 | 0 | 0 | 0 | 0 | 0
#CAN RPS v6.20- CNPE | 40 | 7569 | Generation Constraint in GWh | FALSE | G | Annual | Constraint Shadow Price | US2019$/MWh | 150.316 | 22.7306 | 37.513 | 29.6328 | 20.6321 | 18.3547 | 16.3059 | 14.6744
#CAN RPS v6.20- CNSK | 41 | 7566 | Generation Constraint in GWh | FALSE | G | Annual | Seasons Included | Seasons | Winter, WintShld, Summer | Winter, WintShld, Summer | Winter, WintShld, Summer | Winter, WintShld, Summer | Winter, WintShld, Summer | Winter, WintShld, Summer | Winter, WintShld, Summer | Winter, WintShld, Summer
#CAN RPS v6.20- CNSK | 41 | 7566 | Generation Constraint in GWh | FALSE | G | Annual | Standard GWh | GWh | 7524.0613 | 8514.5285 | 10217.823 | 12925.4147 | 13280.5593 | 13672.621 | 14076.257 | 14491.8088
#CAN RPS v6.20- CNSK | 41 | 7566 | Generation Constraint in GWh | FALSE | G | Annual | Emissions at Affected Plants | GWh | 7524.0613 | 8514.5285 | 10217.823 | 12925.4147 | 13280.5593 | 13672.621 | 14076.257 | 14491.8088
#CAN RPS v6.20- CNSK | 41 | 7566 | Generation Constraint in GWh | FALSE | G | Annual | Allowances Purchased | GWh | 0 | 0 | 0 | 0 | 0 | 0 | 0 | 0
#CAN RPS v6.20- CNSK | 41 | 7566 | Generation Constraint in GWh | FALSE | G | Annual | Allowances Sold | GWh | 0 | 0 | 0 | 0 | 0 | 0 | 0 | 0
#CAN RPS v6.20- CNSK | 41 | 7566 | Generation Constraint in GWh | FALSE | G | Annual | Allowances Banked | GWh | 0 | 0 | 0 | 0 | 0 | 0 | 0 | 0
#CAN RPS v6.20- CNSK | 41 | 7566 | Generation Constraint in GWh | FALSE | G | Annual | Allowances Withdrawn (1:1) | GWh | 0 | 0 | 0 | 0 | 0 | 0 | 0 | 0
#CAN RPS v6.20- CNSK | 41 | 7566 | Generation Constraint in GWh | FALSE | G | Annual | Allowances Withdrawn (n:1) | GWh | 0 | 0 | 0 | 0 | 0 | 0 | 0 | 0
#CAN RPS v6.20- CNSK | 41 | 7566 | Generation Constraint in GWh | FALSE | G | Annual | Net Emissions Allowance Position | GWh | 7524.0613 | 8514.5285 | 10217.823 | 12925.4147 | 13280.5593 | 13672.621 | 14076.257 | 14491.8088
#CAN RPS v6.20- CNSK | 41 | 7566 | Generation Constraint in GWh | FALSE | G | Annual | Fuel Consumed | TBtu | 6.9338 | 6.9338 | 6.9338 | 6.9338 | 6.9338 | 2.482 | 2.1973 | 0.26847
#CAN RPS v6.20- CNSK | 41 | 7566 | Generation Constraint in GWh | FALSE | G | Annual | Heat Rate | MMBtu/MWh | 0.92154 | 0.81434 | 0.67859 | 0.53644 | 0.5221 | 0.18153 | 0.1561 | 0.018525
#CAN RPS v6.20- CNSK | 41 | 7566 | Generation Constraint in GWh | FALSE | G | Annual | Generation | TWh | 7.5241 | 8.5145 | 10.2178 | 12.9254 | 13.2806 | 13.6726 | 14.0763 | 14.4918
#CAN RPS v6.20- CNSK | 41 | 7566 | Generation Constraint in GWh | FALSE | G | Annual | Qualifying Generation | TWh | 7.5241 | 8.5145 | 10.2178 | 12.9254 | 13.2806 | 13.6726 | 14.0763 | 14.4918
#CAN RPS v6.20- CNSK | 41 | 7566 | Generation Constraint in GWh | FALSE | G | Annual | Rate | lb/MWh | 0 | 0 | 0 | 0 | 0 | 0 | 0 | 0
#CAN RPS v6.20- CNSK | 41 | 7566 | Generation Constraint in GWh | FALSE | G | Annual | Constraint Shadow Price | US2019$/MWh | 150.31 | 25.2 | 32.8499 | 28.9708 | 24.1543 | 21.7916 | 21.7162 | 20.7614
#CAN Trenton 1-2 - SO2 Rate Annual v3.1 | 42 | 7638 | Rate Constraint in lbs/MMBtu | FALSE | L | Annual | Seasons Included | Seasons | Winter, WintShld, Summer | Winter, WintShld, Summer | Winter, WintShld, Summer | Winter, WintShld, Summer | Winter, WintShld, Summer | Winter, WintShld, Summer | Winter, WintShld, Summer | Winter, WintShld, Summer
#CAN Trenton 1-2 - SO2 Rate Annual v3.1 | 42 | 7638 | Rate Constraint in lbs/MMBtu | FALSE | L | Annual | Standard SO2 | lb/MMBtu | 3.2097 | 3.2097 | 3.2097 | 3.2097 | 3.2097 | 3.2097 | 3.2097 | 3.2097
#CAN Trenton 1-2 - SO2 Rate Annual v3.1 | 42 | 7638 | Rate Constraint in lbs/MMBtu | FALSE | L | Annual | Emissions at Affected Plants SO2 | Thousand Tons | 0.029843 | 0 | 0 | 0 | 0 | 0 | 0 | 0
#CAN Trenton 1-2 - SO2 Rate Annual v3.1 | 42 | 7638 | Rate Constraint in lbs/MMBtu | FALSE | L | Annual | Allowances Purchased SO2 | Thousand Tons | 0 | 0 | 0 | 0 | 0 | 0 | 0 | 0
#CAN Trenton 1-2 - SO2 Rate Annual v3.1 | 42 | 7638 | Rate Constraint in lbs/MMBtu | FALSE | L | Annual | Allowances Sold SO2 | Thousand Tons | 0 | 0 | 0 | 0 | 0 | 0 | 0 | 0
#CAN Trenton 1-2 - SO2 Rate Annual v3.1 | 42 | 7638 | Rate Constraint in lbs/MMBtu | FALSE | L | Annual | Allowances Banked | Thousand Tons | 0 | 0 | 0 | 0 | 0 | 0 | 0 | 0
#CAN Trenton 1-2 - SO2 Rate Annual v3.1 | 42 | 7638 | Rate Constraint in lbs/MMBtu | FALSE | L | Annual | Allowances Withdrawn (1:1) | Thousand Tons | 0 | 0 | 0 | 0 | 0 | 0 | 0 | 0
#CAN Trenton 1-2 - SO2 Rate Annual v3.1 | 42 | 7638 | Rate Constraint in lbs/MMBtu | FALSE | L | Annual | Allowances Withdrawn (n:1) | Thousand Tons | 0 | 0 | 0 | 0 | 0 | 0 | 0 | 0
#CAN Trenton 1-2 - SO2 Rate Annual v3.1 | 42 | 7638 | Rate Constraint in lbs/MMBtu | FALSE | L | Annual | Net Emissions Allowance Position | Thousand Tons | 0.029843 | 0 | 0 | 0 | 0 | 0 | 0 | 0
#CAN Trenton 1-2 - SO2 Rate Annual v3.1 | 42 | 7638 | Rate Constraint in lbs/MMBtu | FALSE | L | Annual | Fuel Consumed | TBtu | 0.054483 | 0 | 0 | 0 | 0 | 0 | 0 | 0
#CAN Trenton 1-2 - SO2 Rate Annual v3.1 | 42 | 7638 | Rate Constraint in lbs/MMBtu | FALSE | L | Annual | Rate | lb/MMBtu | 1.0955 | 0 | 0 | 0 | 0 | 0 | 0 | 0
#CAN Trenton 1-2 - SO2 Rate Annual v3.1 | 42 | 7638 | Rate Constraint in lbs/MMBtu | FALSE | L | Annual | Generation | TWh | 0.0052197 | 0 | 0 | 0 | 0 | 0 | 0 | 0
#CAN Trenton 1-2 - SO2 Rate Annual v3.1 | 42 | 7638 | Rate Constraint in lbs/MMBtu | FALSE | L | Annual | Qualifying Generation | TWh | 0.0052197 | 0 | 0 | 0 | 0 | 0 | 0 | 0
#CAN Trenton 1-2 - SO2 Rate Annual v3.1 | 42 | 7638 | Rate Constraint in lbs/MMBtu | FALSE | L | Annual | Rate | lb/MWh | 11.4349 | 0 | 0 | 0 | 0 | 0 | 0 | 0
#CAN Trenton 1-2 - SO2 Rate Annual v3.1 | 42 | 7638 | Rate Constraint in lbs/MMBtu | FALSE | L | Annual | Constraint Shadow Price | US2019$/Ton | 0 | 0 | 0 | 0 | 0 | 0 | 0 | 0
#MATS - HCL Rate in 2015 | 43 | 7120 | MACT Fuel Choice Floor in lbs/MMBtu | FALSE | L | Annual | Seasons Included | Seasons | Winter, WintShld, Summer | Winter, WintShld, Summer | Winter, WintShld, Summer | Winter, WintShld, Summer | Winter, WintShld, Summer | Winter, WintShld, Summer | Winter, WintShld, Summer | Winter, WintShld, Summer
#MATS - HCL Rate in 2015 | 43 | 7120 | MACT Fuel Choice Floor in lbs/MMBtu | FALSE | L | Annual | Emission Floor | lb/MMBtu | 0.002 | 0.002 | 0.002 | 0.002 | 0.002 | 0.002 | 0.002 | 0.002
#MATS - HCL Rate in 2015 | 43 | 7120 | MACT Fuel Choice Floor in lbs/MMBtu | FALSE | L | Annual | Emissions at Affected Plants HCL | Thousand Tons | 5.4535 | 3.7005 | 2.2053 | 1.9309 | 0.66483 | 0.4413 | 0.21229 | 0.086368
#MATS - HCL Rate in 2015 | 43 | 7120 | MACT Fuel Choice Floor in lbs/MMBtu | FALSE | L | Annual | Allowances Purchased HCL | Thousand Tons | 0 | 0 | 0 | 0 | 0 | 0 | 0 | 0
#MATS - HCL Rate in 2015 | 43 | 7120 | MACT Fuel Choice Floor in lbs/MMBtu | FALSE | L | Annual | Allowances Sold HCL | Thousand Tons | 0 | 0 | 0 | 0 | 0 | 0 | 0 | 0
#MATS - HCL Rate in 2015 | 43 | 7120 | MACT Fuel Choice Floor in lbs/MMBtu | FALSE | L | Annual | Allowances Banked | Thousand Tons | 0 | 0 | 0 | 0 | 0 | 0 | 0 | 0
#MATS - HCL Rate in 2015 | 43 | 7120 | MACT Fuel Choice Floor in lbs/MMBtu | FALSE | L | Annual | Allowances Withdrawn (1:1) | Thousand Tons | 0 | 0 | 0 | 0 | 0 | 0 | 0 | 0
#MATS - HCL Rate in 2015 | 43 | 7120 | MACT Fuel Choice Floor in lbs/MMBtu | FALSE | L | Annual | Allowances Withdrawn (n:1) | Thousand Tons | 0 | 0 | 0 | 0 | 0 | 0 | 0 | 0
#MATS - HCL Rate in 2015 | 43 | 7120 | MACT Fuel Choice Floor in lbs/MMBtu | FALSE | L | Annual | Net Emissions Allowance Position | Thousand Tons | 5.4535 | 3.7005 | 2.2053 | 1.9309 | 0.66483 | 0.4413 | 0.21229 | 0.086368
#MATS - HCL Rate in 2015 | 43 | 7120 | MACT Fuel Choice Floor in lbs/MMBtu | FALSE | L | Annual | Fuel Consumed | TBtu | 11681.5412 | 7958.5205 | 4730.0236 | 4114.4717 | 1420.1847 | 922.5951 | 455.0023 | 193.7527
#MATS - HCL Rate in 2015 | 43 | 7120 | MACT Fuel Choice Floor in lbs/MMBtu | FALSE | L | Annual | Rate | lb/MMBtu | 0.00093369 | 0.00092994 | 0.00093249 | 0.00093858 | 0.00093625 | 0.00095665 | 0.00093315 | 0.00089152
#MATS - HCL Rate in 2015 | 43 | 7120 | MACT Fuel Choice Floor in lbs/MMBtu | FALSE | L | Annual | Generation | TWh | 1126.6027 | 771.6063 | 460.8998 | 396.1729 | 131.3794 | 82.7164 | 39.6135 | 15.9307
#MATS - HCL Rate in 2015 | 43 | 7120 | MACT Fuel Choice Floor in lbs/MMBtu | FALSE | L | Annual | Qualifying Generation | TWh | 1126.6027 | 771.6063 | 460.8998 | 396.1729 | 131.3794 | 82.7164 | 39.6135 | 15.9307
#MATS - HCL Rate in 2015 | 43 | 7120 | MACT Fuel Choice Floor in lbs/MMBtu | FALSE | L | Annual | Constraint Shadow Price | US2019$/Ton | 0 | 0 | 0 | 0 | 0 | 0 | 0 | 0
#MATS - HCL Rate in 2015 (IGCC) | 44 | 7121 | MACT Fuel Choice Floor in lbs/MMBtu | FALSE | L | Annual | Seasons Included | Seasons | Winter, WintShld, Summer | Winter, WintShld, Summer | Winter, WintShld, Summer | Winter, WintShld, Summer | Winter, WintShld, Summer | Winter, WintShld, Summer | Winter, WintShld, Summer | Winter, WintShld, Summer
#MATS - HCL Rate in 2015 (IGCC) | 44 | 7121 | MACT Fuel Choice Floor in lbs/MMBtu | FALSE | L | Annual | Emission Floor | lb/MMBtu | 0.005 | 0.005 | 0.005 | 0.005 | 0.005 | 0.005 | 0.005 | 0.005
#MATS - HCL Rate in 2015 (IGCC) | 44 | 7121 | MACT Fuel Choice Floor in lbs/MMBtu | FALSE | L | Annual | Emissions at Affected Plants HCL | Thousand Tons | 0.0239 | 0.023681 | 0.013108 | 0 | 0 | 0 | 0 | 0
#MATS - HCL Rate in 2015 (IGCC) | 44 | 7121 | MACT Fuel Choice Floor in lbs/MMBtu | FALSE | L | Annual | Allowances Purchased HCL | Thousand Tons | 0 | 0 | 0 | 0 | 0 | 0 | 0 | 0
#MATS - HCL Rate in 2015 (IGCC) | 44 | 7121 | MACT Fuel Choice Floor in lbs/MMBtu | FALSE | L | Annual | Allowances Sold HCL | Thousand Tons | 0 | 0 | 0 | 0 | 0 | 0 | 0 | 0
#MATS - HCL Rate in 2015 (IGCC) | 44 | 7121 | MACT Fuel Choice Floor in lbs/MMBtu | FALSE | L | Annual | Allowances Banked | Thousand Tons | 0 | 0 | 0 | 0 | 0 | 0 | 0 | 0
#MATS - HCL Rate in 2015 (IGCC) | 44 | 7121 | MACT Fuel Choice Floor in lbs/MMBtu | FALSE | L | Annual | Allowances Withdrawn (1:1) | Thousand Tons | 0 | 0 | 0 | 0 | 0 | 0 | 0 | 0
#MATS - HCL Rate in 2015 (IGCC) | 44 | 7121 | MACT Fuel Choice Floor in lbs/MMBtu | FALSE | L | Annual | Allowances Withdrawn (n:1) | Thousand Tons | 0 | 0 | 0 | 0 | 0 | 0 | 0 | 0
#MATS - HCL Rate in 2015 (IGCC) | 44 | 7121 | MACT Fuel Choice Floor in lbs/MMBtu | FALSE | L | Annual | Net Emissions Allowance Position | Thousand Tons | 0.0239 | 0.023681 | 0.013108 | 0 | 0 | 0 | 0 | 0
#MATS - HCL Rate in 2015 (IGCC) | 44 | 7121 | MACT Fuel Choice Floor in lbs/MMBtu | FALSE | L | Annual | Fuel Consumed | TBtu | 47.7999 | 47.3612 | 26.2167 | 0 | 0 | 0 | 0 | 0
#MATS - HCL Rate in 2015 (IGCC) | 44 | 7121 | MACT Fuel Choice Floor in lbs/MMBtu | FALSE | L | Annual | Rate | lb/MMBtu | 0.001 | 0.001 | 0.001 | 0 | 0 | 0 | 0 | 0
#MATS - HCL Rate in 2015 (IGCC) | 44 | 7121 | MACT Fuel Choice Floor in lbs/MMBtu | FALSE | L | Annual | Generation | TWh | 4.2085 | 4.1651 | 2.3056 | 0 | 0 | 0 | 0 | 0
#MATS - HCL Rate in 2015 (IGCC) | 44 | 7121 | MACT Fuel Choice Floor in lbs/MMBtu | FALSE | L | Annual | Qualifying Generation | TWh | 4.2085 | 4.1651 | 2.3056 | 0 | 0 | 0 | 0 | 0
#MATS - HCL Rate in 2015 (IGCC) | 44 | 7121 | MACT Fuel Choice Floor in lbs/MMBtu | FALSE | L | Annual | Constraint Shadow Price | US2019$/Ton | 0 | 0 | 0 | 0 | 0 | 0 | 0 | 0
#MATS - HCL Rate in 2015 (PK) | 45 | 7122 | MACT Fuel Choice Floor in lbs/MMBtu | FALSE | L | Annual | Seasons Included | Seasons | Winter, WintShld, Summer | Winter, WintShld, Summer | Winter, WintShld, Summer | Winter, WintShld, Summer | Winter, WintShld, Summer | Winter, WintShld, Summer | Winter, WintShld, Summer | Winter, WintShld, Summer
#MATS - HCL Rate in 2015 (PK) | 45 | 7122 | MACT Fuel Choice Floor in lbs/MMBtu | FALSE | L | Annual | Emission Floor | lb/MMBtu | 0.0005 | 0.0005 | 0.0005 | 0.0005 | 0.0005 | 0.0005 | 0.0005 | 0.0005
#MATS - HCL Rate in 2015 (PK) | 45 | 7122 | MACT Fuel Choice Floor in lbs/MMBtu | FALSE | L | Annual | Emissions at Affected Plants HCL | Thousand Tons | 5.4265 | 3.6805 | 2.1947 | 1.9147 | 0.6448 | 0.42128 | 0.19695 | 0.072757
#MATS - HCL Rate in 2015 (PK) | 45 | 7122 | MACT Fuel Choice Floor in lbs/MMBtu | FALSE | L | Annual | Allowances Purchased HCL | Thousand Tons | 0 | 0 | 0 | 0 | 0 | 0 | 0 | 0
#MATS - HCL Rate in 2015 (PK) | 45 | 7122 | MACT Fuel Choice Floor in lbs/MMBtu | FALSE | L | Annual | Allowances Sold HCL | Thousand Tons | 0 | 0 | 0 | 0 | 0 | 0 | 0 | 0
#MATS - HCL Rate in 2015 (PK) | 45 | 7122 | MACT Fuel Choice Floor in lbs/MMBtu | FALSE | L | Annual | Allowances Banked | Thousand Tons | 0 | 0 | 0 | 0 | 0 | 0 | 0 | 0
#MATS - HCL Rate in 2015 (PK) | 45 | 7122 | MACT Fuel Choice Floor in lbs/MMBtu | FALSE | L | Annual | Allowances Withdrawn (1:1) | Thousand Tons | 0 | 0 | 0 | 0 | 0 | 0 | 0 | 0
#MATS - HCL Rate in 2015 (PK) | 45 | 7122 | MACT Fuel Choice Floor in lbs/MMBtu | FALSE | L | Annual | Allowances Withdrawn (n:1) | Thousand Tons | 0 | 0 | 0 | 0 | 0 | 0 | 0 | 0
#MATS - HCL Rate in 2015 (PK) | 45 | 7122 | MACT Fuel Choice Floor in lbs/MMBtu | FALSE | L | Annual | Net Emissions Allowance Position | Thousand Tons | 5.4265 | 3.6805 | 2.1947 | 1.9147 | 0.6448 | 0.42128 | 0.19695 | 0.072757
#MATS - HCL Rate in 2015 (PK) | 45 | 7122 | MACT Fuel Choice Floor in lbs/MMBtu | FALSE | L | Annual | Fuel Consumed | TBtu | 11627.408 | 7918.4681 | 4708.673 | 4082.1757 | 1380.1322 | 882.5426 | 424.3246 | 166.5317
#MATS - HCL Rate in 2015 (PK) | 45 | 7122 | MACT Fuel Choice Floor in lbs/MMBtu | FALSE | L | Annual | Rate | lb/MMBtu | 0.00093341 | 0.00092959 | 0.00093218 | 0.00093809 | 0.0009344 | 0.00095469 | 0.00092831 | 0.00087379
#MATS - HCL Rate in 2015 (PK) | 45 | 7122 | MACT Fuel Choice Floor in lbs/MMBtu | FALSE | L | Annual | Generation | TWh | 1121.3985 | 767.6552 | 458.7936 | 393.643 | 128.5109 | 79.8479 | 37.4164 | 13.9812
#MATS - HCL Rate in 2015 (PK) | 45 | 7122 | MACT Fuel Choice Floor in lbs/MMBtu | FALSE | L | Annual | Qualifying Generation | TWh | 1121.3985 | 767.6552 | 458.7936 | 393.643 | 128.5109 | 79.8479 | 37.4164 | 13.9812
#MATS - HCL Rate in 2015 (PK) | 45 | 7122 | MACT Fuel Choice Floor in lbs/MMBtu | FALSE | L | Annual | Constraint Shadow Price | US2019$/Ton | 0 | 0 | 0 | 0 | 0 | 0 | 0 | 0
#MATS - MER Rate in 2015 (Bit and Subbit) | 46 | 7123 | MACT Fuel Choice Floor in lbs/MMBtu | FALSE | L | Annual | Seasons Included | Seasons | Winter, WintShld, Summer | Winter, WintShld, Summer | Winter, WintShld, Summer | Winter, WintShld, Summer | Winter, WintShld, Summer | Winter, WintShld, Summer | Winter, WintShld, Summer | Winter, WintShld, Summer
#MATS - MER Rate in 2015 (Bit and Subbit) | 46 | 7123 | MACT Fuel Choice Floor in lbs/MMBtu | FALSE | L | Annual | Emission Floor | lbs/MMBtu | 1.2e-06 | 1.2e-06 | 1.2e-06 | 1.2e-06 | 1.2e-06 | 1.2e-06 | 1.2e-06 | 1.2e-06
#MATS - MER Rate in 2015 (Bit and Subbit) | 46 | 7123 | MACT Fuel Choice Floor in lbs/MMBtu | FALSE | L | Annual | Emissions at Affected Plants MER | lbs | 6587.4966 | 4332.5852 | 2634.856 | 2320.162 | 875.0751 | 628.3859 | 348.7092 | 122.0243
#MATS - MER Rate in 2015 (Bit and Subbit) | 46 | 7123 | MACT Fuel Choice Floor in lbs/MMBtu | FALSE | L | Annual | Allowances Purchased MER | lbs | 0 | 0 | 0 | 0 | 0 | 0 | 0 | 0
#MATS - MER Rate in 2015 (Bit and Subbit) | 46 | 7123 | MACT Fuel Choice Floor in lbs/MMBtu | FALSE | L | Annual | Allowances Sold MER | lbs | 0 | 0 | 0 | 0 | 0 | 0 | 0 | 0
#MATS - MER Rate in 2015 (Bit and Subbit) | 46 | 7123 | MACT Fuel Choice Floor in lbs/MMBtu | FALSE | L | Annual | Allowances Banked | lbs | 0 | 0 | 0 | 0 | 0 | 0 | 0 | 0
#MATS - MER Rate in 2015 (Bit and Subbit) | 46 | 7123 | MACT Fuel Choice Floor in lbs/MMBtu | FALSE | L | Annual | Allowances Withdrawn (1:1) | lbs | 0 | 0 | 0 | 0 | 0 | 0 | 0 | 0
#MATS - MER Rate in 2015 (Bit and Subbit) | 46 | 7123 | MACT Fuel Choice Floor in lbs/MMBtu | FALSE | L | Annual | Allowances Withdrawn (n:1) | lbs | 0 | 0 | 0 | 0 | 0 | 0 | 0 | 0
#MATS - MER Rate in 2015 (Bit and Subbit) | 46 | 7123 | MACT Fuel Choice Floor in lbs/MMBtu | FALSE | L | Annual | Net Emissions Allowance Position | lbs | 6587.4966 | 4332.5852 | 2634.856 | 2320.162 | 875.0751 | 628.3859 | 348.7092 | 122.0243
#MATS - MER Rate in 2015 (Bit and Subbit) | 46 | 7123 | MACT Fuel Choice Floor in lbs/MMBtu | FALSE | L | Annual | Fuel Consumed | TBtu | 11681.5412 | 7958.5205 | 4730.0236 | 4114.4717 | 1420.1847 | 922.5951 | 455.0023 | 193.7527
#MATS - MER Rate in 2015 (Bit and Subbit) | 46 | 7123 | MACT Fuel Choice Floor in lbs/MMBtu | FALSE | L | Annual | Rate | lb/MMBtu | 5.6392e-07 | 5.444e-07 | 5.5705e-07 | 5.639e-07 | 6.1617e-07 | 6.8111e-07 | 7.6639e-07 | 6.2979e-07
#MATS - MER Rate in 2015 (Bit and Subbit) | 46 | 7123 | MACT Fuel Choice Floor in lbs/MMBtu | FALSE | L | Annual | Generation | TWh | 1126.6027 | 771.6063 | 460.8998 | 396.1729 | 131.3794 | 82.7164 | 39.6135 | 15.9307
#MATS - MER Rate in 2015 (Bit and Subbit) | 46 | 7123 | MACT Fuel Choice Floor in lbs/MMBtu | FALSE | L | Annual | Qualifying Generation | TWh | 1126.6027 | 771.6063 | 460.8998 | 396.1729 | 131.3794 | 82.7164 | 39.6135 | 15.9307
#MATS - MER Rate in 2015 (Bit and Subbit) | 46 | 7123 | MACT Fuel Choice Floor in lbs/MMBtu | FALSE | L | Annual | Constraint Shadow Price | US2019$/Lb | 0 | 0 | 0 | 0 | 0 | 0 | 0 | 0
#MATS - MER Rate in 2015 (IGCC) | 47 | 7124 | MACT Fuel Choice Floor in lbs/MMBtu | FALSE | L | Annual | Seasons Included | Seasons | Winter, WintShld, Summer | Winter, WintShld, Summer | Winter, WintShld, Summer | Winter, WintShld, Summer | Winter, WintShld, Summer | Winter, WintShld, Summer | Winter, WintShld, Summer | Winter, WintShld, Summer
#MATS - MER Rate in 2015 (IGCC) | 47 | 7124 | MACT Fuel Choice Floor in lbs/MMBtu | FALSE | L | Annual | Emission Floor | lbs/MMBtu | 3e-06 | 3e-06 | 3e-06 | 3e-06 | 3e-06 | 3e-06 | 3e-06 | 3e-06
#MATS - MER Rate in 2015 (IGCC) | 47 | 7124 | MACT Fuel Choice Floor in lbs/MMBtu | FALSE | L | Annual | Emissions at Affected Plants MER | lbs | 38.4022 | 36.1633 | 20.3791 | 0 | 0 | 0 | 0 | 0
#MATS - MER Rate in 2015 (IGCC) | 47 | 7124 | MACT Fuel Choice Floor in lbs/MMBtu | FALSE | L | Annual | Allowances Purchased MER | lbs | 0 | 0 | 0 | 0 | 0 | 0 | 0 | 0
#MATS - MER Rate in 2015 (IGCC) | 47 | 7124 | MACT Fuel Choice Floor in lbs/MMBtu | FALSE | L | Annual | Allowances Sold MER | lbs | 0 | 0 | 0 | 0 | 0 | 0 | 0 | 0
#MATS - MER Rate in 2015 (IGCC) | 47 | 7124 | MACT Fuel Choice Floor in lbs/MMBtu | FALSE | L | Annual | Allowances Banked | lbs | 0 | 0 | 0 | 0 | 0 | 0 | 0 | 0
#MATS - MER Rate in 2015 (IGCC) | 47 | 7124 | MACT Fuel Choice Floor in lbs/MMBtu | FALSE | L | Annual | Allowances Withdrawn (1:1) | lbs | 0 | 0 | 0 | 0 | 0 | 0 | 0 | 0
#MATS - MER Rate in 2015 (IGCC) | 47 | 7124 | MACT Fuel Choice Floor in lbs/MMBtu | FALSE | L | Annual | Allowances Withdrawn (n:1) | lbs | 0 | 0 | 0 | 0 | 0 | 0 | 0 | 0
#MATS - MER Rate in 2015 (IGCC) | 47 | 7124 | MACT Fuel Choice Floor in lbs/MMBtu | FALSE | L | Annual | Net Emissions Allowance Position | lbs | 38.4022 | 36.1633 | 20.3791 | 0 | 0 | 0 | 0 | 0
#MATS - MER Rate in 2015 (IGCC) | 47 | 7124 | MACT Fuel Choice Floor in lbs/MMBtu | FALSE | L | Annual | Fuel Consumed | TBtu | 47.7999 | 47.3612 | 26.2167 | 0 | 0 | 0 | 0 | 0
#MATS - MER Rate in 2015 (IGCC) | 47 | 7124 | MACT Fuel Choice Floor in lbs/MMBtu | FALSE | L | Annual | Rate | lb/MMBtu | 8.0339e-07 | 7.6356e-07 | 7.7733e-07 | 0 | 0 | 0 | 0 | 0
#MATS - MER Rate in 2015 (IGCC) | 47 | 7124 | MACT Fuel Choice Floor in lbs/MMBtu | FALSE | L | Annual | Generation | TWh | 4.2085 | 4.1651 | 2.3056 | 0 | 0 | 0 | 0 | 0
#MATS - MER Rate in 2015 (IGCC) | 47 | 7124 | MACT Fuel Choice Floor in lbs/MMBtu | FALSE | L | Annual | Qualifying Generation | TWh | 4.2085 | 4.1651 | 2.3056 | 0 | 0 | 0 | 0 | 0
#MATS - MER Rate in 2015 (IGCC) | 47 | 7124 | MACT Fuel Choice Floor in lbs/MMBtu | FALSE | L | Annual | Constraint Shadow Price | US2019$/Lb | 0 | 0 | 0 | 0 | 0 | 0 | 0 | 0
#MATS - MER Rate in 2015 (Lig) | 48 | 7125 | MACT Fuel Choice Floor in lbs/MMBtu | FALSE | L | Annual | Seasons Included | Seasons | Winter, WintShld, Summer | Winter, WintShld, Summer | Winter, WintShld, Summer | Winter, WintShld, Summer | Winter, WintShld, Summer | Winter, WintShld, Summer | Winter, WintShld, Summer | Winter, WintShld, Summer
#MATS - MER Rate in 2015 (Lig) | 48 | 7125 | MACT Fuel Choice Floor in lbs/MMBtu | FALSE | L | Annual | Emission Floor | lbs/MMBtu | 4e-06 | 4e-06 | 4e-06 | 4e-06 | 4e-06 | 4e-06 | 4e-06 | 4e-06
#MATS - MER Rate in 2015 (Lig) | 48 | 7125 | MACT Fuel Choice Floor in lbs/MMBtu | FALSE | L | Annual | Emissions at Affected Plants MER | lbs | 6587.4966 | 4332.5852 | 2634.856 | 2320.162 | 875.0751 | 628.3859 | 348.7092 | 122.0243
#MATS - MER Rate in 2015 (Lig) | 48 | 7125 | MACT Fuel Choice Floor in lbs/MMBtu | FALSE | L | Annual | Allowances Purchased MER | lbs | 0 | 0 | 0 | 0 | 0 | 0 | 0 | 0
#MATS - MER Rate in 2015 (Lig) | 48 | 7125 | MACT Fuel Choice Floor in lbs/MMBtu | FALSE | L | Annual | Allowances Sold MER | lbs | 0 | 0 | 0 | 0 | 0 | 0 | 0 | 0
#MATS - MER Rate in 2015 (Lig) | 48 | 7125 | MACT Fuel Choice Floor in lbs/MMBtu | FALSE | L | Annual | Allowances Banked | lbs | 0 | 0 | 0 | 0 | 0 | 0 | 0 | 0
#MATS - MER Rate in 2015 (Lig) | 48 | 7125 | MACT Fuel Choice Floor in lbs/MMBtu | FALSE | L | Annual | Allowances Withdrawn (1:1) | lbs | 0 | 0 | 0 | 0 | 0 | 0 | 0 | 0
#MATS - MER Rate in 2015 (Lig) | 48 | 7125 | MACT Fuel Choice Floor in lbs/MMBtu | FALSE | L | Annual | Allowances Withdrawn (n:1) | lbs | 0 | 0 | 0 | 0 | 0 | 0 | 0 | 0
#MATS - MER Rate in 2015 (Lig) | 48 | 7125 | MACT Fuel Choice Floor in lbs/MMBtu | FALSE | L | Annual | Net Emissions Allowance Position | lbs | 6587.4966 | 4332.5852 | 2634.856 | 2320.162 | 875.0751 | 628.3859 | 348.7092 | 122.0243
#MATS - MER Rate in 2015 (Lig) | 48 | 7125 | MACT Fuel Choice Floor in lbs/MMBtu | FALSE | L | Annual | Fuel Consumed | TBtu | 11681.5412 | 7958.5205 | 4730.0236 | 4114.4717 | 1420.1847 | 922.5951 | 455.0023 | 193.7527
#MATS - MER Rate in 2015 (Lig) | 48 | 7125 | MACT Fuel Choice Floor in lbs/MMBtu | FALSE | L | Annual | Rate | lb/MMBtu | 5.6392e-07 | 5.444e-07 | 5.5705e-07 | 5.639e-07 | 6.1617e-07 | 6.8111e-07 | 7.6639e-07 | 6.2979e-07
#MATS - MER Rate in 2015 (Lig) | 48 | 7125 | MACT Fuel Choice Floor in lbs/MMBtu | FALSE | L | Annual | Generation | TWh | 1126.6027 | 771.6063 | 460.8998 | 396.1729 | 131.3794 | 82.7164 | 39.6135 | 15.9307
#MATS - MER Rate in 2015 (Lig) | 48 | 7125 | MACT Fuel Choice Floor in lbs/MMBtu | FALSE | L | Annual | Qualifying Generation | TWh | 1126.6027 | 771.6063 | 460.8998 | 396.1729 | 131.3794 | 82.7164 | 39.6135 | 15.9307
#MATS - MER Rate in 2015 (Lig) | 48 | 7125 | MACT Fuel Choice Floor in lbs/MMBtu | FALSE | L | Annual | Constraint Shadow Price | US2019$/Lb | 0 | 0 | 0 | 0 | 0 | 0 | 0 | 0
#MATS - MER Rate in 2015 (PK) | 49 | 7126 | MACT Fuel Choice Floor in lbs/MMBtu | FALSE | L | Annual | Seasons Included | Seasons | Winter, WintShld, Summer | Winter, WintShld, Summer | Winter, WintShld, Summer | Winter, WintShld, Summer | Winter, WintShld, Summer | Winter, WintShld, Summer | Winter, WintShld, Summer | Winter, WintShld, Summer
#MATS - MER Rate in 2015 (PK) | 49 | 7126 | MACT Fuel Choice Floor in lbs/MMBtu | FALSE | L | Annual | Emission Floor | lbs/MMBtu | 2e-07 | 2e-07 | 2e-07 | 2e-07 | 2e-07 | 2e-07 | 2e-07 | 2e-07
#MATS - MER Rate in 2015 (PK) | 49 | 7126 | MACT Fuel Choice Floor in lbs/MMBtu | FALSE | L | Annual | Emissions at Affected Plants MER | lbs | 6559.7963 | 4310.1108 | 2624.3017 | 2304.197 | 855.2758 | 608.5866 | 333.5442 | 108.568
#MATS - MER Rate in 2015 (PK) | 49 | 7126 | MACT Fuel Choice Floor in lbs/MMBtu | FALSE | L | Annual | Allowances Purchased MER | lbs | 0 | 0 | 0 | 0 | 0 | 0 | 0 | 0
#MATS - MER Rate in 2015 (PK) | 49 | 7126 | MACT Fuel Choice Floor in lbs/MMBtu | FALSE | L | Annual | Allowances Sold MER | lbs | 0 | 0 | 0 | 0 | 0 | 0 | 0 | 0
#MATS - MER Rate in 2015 (PK) | 49 | 7126 | MACT Fuel Choice Floor in lbs/MMBtu | FALSE | L | Annual | Allowances Banked | lbs | 0 | 0 | 0 | 0 | 0 | 0 | 0 | 0
#MATS - MER Rate in 2015 (PK) | 49 | 7126 | MACT Fuel Choice Floor in lbs/MMBtu | FALSE | L | Annual | Allowances Withdrawn (1:1) | lbs | 0 | 0 | 0 | 0 | 0 | 0 | 0 | 0
#MATS - MER Rate in 2015 (PK) | 49 | 7126 | MACT Fuel Choice Floor in lbs/MMBtu | FALSE | L | Annual | Allowances Withdrawn (n:1) | lbs | 0 | 0 | 0 | 0 | 0 | 0 | 0 | 0
#MATS - MER Rate in 2015 (PK) | 49 | 7126 | MACT Fuel Choice Floor in lbs/MMBtu | FALSE | L | Annual | Net Emissions Allowance Position | lbs | 6559.7963 | 4310.1108 | 2624.3017 | 2304.197 | 855.2758 | 608.5866 | 333.5442 | 108.568
#MATS - MER Rate in 2015 (PK) | 49 | 7126 | MACT Fuel Choice Floor in lbs/MMBtu | FALSE | L | Annual | Fuel Consumed | TBtu | 11627.408 | 7918.4681 | 4708.673 | 4082.1757 | 1380.1322 | 882.5426 | 424.3246 | 166.5317
#MATS - MER Rate in 2015 (PK) | 49 | 7126 | MACT Fuel Choice Floor in lbs/MMBtu | FALSE | L | Annual | Rate | lb/MMBtu | 5.6417e-07 | 5.4431e-07 | 5.5733e-07 | 5.6445e-07 | 6.1971e-07 | 6.8958e-07 | 7.8606e-07 | 6.5194e-07
#MATS - MER Rate in 2015 (PK) | 49 | 7126 | MACT Fuel Choice Floor in lbs/MMBtu | FALSE | L | Annual | Generation | TWh | 1121.3985 | 767.6552 | 458.7936 | 393.643 | 128.5109 | 79.8479 | 37.4164 | 13.9812
#MATS - MER Rate in 2015 (PK) | 49 | 7126 | MACT Fuel Choice Floor in lbs/MMBtu | FALSE | L | Annual | Qualifying Generation | TWh | 1121.3985 | 767.6552 | 458.7936 | 393.643 | 128.5109 | 79.8479 | 37.4164 | 13.9812
#MATS - MER Rate in 2015 (PK) | 49 | 7126 | MACT Fuel Choice Floor in lbs/MMBtu | FALSE | L | Annual | Constraint Shadow Price | US2019$/Lb | 0 | 0 | 0 | 0 | 0 | 0 | 0 | 0
111(b) - 1000lbs/MWh CO2 - New CC | 50 | 7691 | Rate Constraint in lbs/MWh | FALSE | L | Annual | Seasons Included | Seasons | Winter, WintShld, Summer | Winter, WintShld, Summer | Winter, WintShld, Summer | Winter, WintShld, Summer | Winter, WintShld, Summer | Winter, WintShld, Summer | Winter, WintShld, Summer | Winter, WintShld, Summer
111(b) - 1000lbs/MWh CO2 - New CC | 50 | 7691 | Rate Constraint in lbs/MWh | FALSE | L | Annual | Standard CO2 | lb/MWh | 1000 | 1000 | 1000 | 1000 | 1000 | 1000 | 1000 | 1000
111(b) - 1000lbs/MWh CO2 - New CC | 50 | 7691 | Rate Constraint in lbs/MWh | FALSE | L | Annual | Emissions at Affected Plants CO2 | Thousand Tons | 38510.5576 | 69469.8727 | 101978.6922 | 102223.9417 | 108449.0062 | 119485.4154 | 131105.8678 | 139555.6686
111(b) - 1000lbs/MWh CO2 - New CC | 50 | 7691 | Rate Constraint in lbs/MWh | FALSE | L | Annual | Allowances Purchased CO2 | Thousand Tons | 0 | 0 | 0 | 0 | 0 | 0 | 0 | 0
111(b) - 1000lbs/MWh CO2 - New CC | 50 | 7691 | Rate Constraint in lbs/MWh | FALSE | L | Annual | Allowances Sold CO2 | Thousand Tons | 0 | 0 | 0 | 0 | 0 | 0 | 0 | 0
111(b) - 1000lbs/MWh CO2 - New CC | 50 | 7691 | Rate Constraint in lbs/MWh | FALSE | L | Annual | Allowances Banked | Thousand Tons | 0 | 0 | 0 | 0 | 0 | 0 | 0 | 0
111(b) - 1000lbs/MWh CO2 - New CC | 50 | 7691 | Rate Constraint in lbs/MWh | FALSE | L | Annual | Allowances Withdrawn (1:1) | Thousand Tons | 0 | 0 | 0 | 0 | 0 | 0 | 0 | 0
111(b) - 1000lbs/MWh CO2 - New CC | 50 | 7691 | Rate Constraint in lbs/MWh | FALSE | L | Annual | Allowances Withdrawn (n:1) | Thousand Tons | 0 | 0 | 0 | 0 | 0 | 0 | 0 | 0
111(b) - 1000lbs/MWh CO2 - New CC | 50 | 7691 | Rate Constraint in lbs/MWh | FALSE | L | Annual | Net Emissions Allowance Position | Thousand Tons | 38510.5576 | 69469.8727 | 101978.6922 | 102223.9417 | 108449.0062 | 119485.4154 | 131105.8678 | 139555.6686
111(b) - 1000lbs/MWh CO2 - New CC | 50 | 7691 | Rate Constraint in lbs/MWh | FALSE | L | Annual | Fuel Consumed | TBtu | 657.8503 | 1186.7078 | 1742.0344 | 1746.2238 | 1852.5625 | 2041.0901 | 2239.5946 | 2383.9369
111(b) - 1000lbs/MWh CO2 - New CC | 50 | 7691 | Rate Constraint in lbs/MWh | FALSE | L | Annual | Rate | lb/MMBtu | 117.08 | 117.08 | 117.08 | 117.08 | 117.08 | 117.08 | 117.08 | 117.08
111(b) - 1000lbs/MWh CO2 - New CC | 50 | 7691 | Rate Constraint in lbs/MWh | FALSE | L | Annual | Generation | TWh | 103.0152 | 185.9621 | 273.116 | 273.7682 | 290.4742 | 320.1415 | 351.4037 | 374.0471
111(b) - 1000lbs/MWh CO2 - New CC | 50 | 7691 | Rate Constraint in lbs/MWh | FALSE | L | Annual | Qualifying Generation | TWh | 103.0152 | 185.9621 | 273.116 | 273.7682 | 290.4742 | 320.1415 | 351.4037 | 374.0471
111(b) - 1000lbs/MWh CO2 - New CC | 50 | 7691 | Rate Constraint in lbs/MWh | FALSE | L | Annual | Constraint Shadow Price | US2019$/Ton | 0 | 0 | 0 | 0 | 0 | 0 | 0 | 0
111(b) - 1000lbs/MWh CO2 - New CC with CCS | 51 | 7692 | Rate Constraint in lbs/MWh | FALSE | L | Annual | Seasons Included | Seasons | Winter, WintShld, Summer | Winter, WintShld, Summer | Winter, WintShld, Summer | Winter, WintShld, Summer | Winter, WintShld, Summer | Winter, WintShld, Summer | Winter, WintShld, Summer | Winter, WintShld, Summer
111(b) - 1000lbs/MWh CO2 - New CC with CCS | 51 | 7692 | Rate Constraint in lbs/MWh | FALSE | L | Annual | Standard CO2 | lb/MWh | 1000 | 1000 | 1000 | 1000 | 1000 | 1000 | 1000 | 1000
111(b) - 1000lbs/MWh CO2 - New CC with CCS | 51 | 7692 | Rate Constraint in lbs/MWh | FALSE | L | Annual | Emissions at Affected Plants CO2 | Thousand Tons | 0 | 0 | 0 | 0 | 213.0427 | 213.0427 | 213.0427 | 209.3234
111(b) - 1000lbs/MWh CO2 - New CC with CCS | 51 | 7692 | Rate Constraint in lbs/MWh | FALSE | L | Annual | Allowances Purchased CO2 | Thousand Tons | 0 | 0 | 0 | 0 | 0 | 0 | 0 | 0
111(b) - 1000lbs/MWh CO2 - New CC with CCS | 51 | 7692 | Rate Constraint in lbs/MWh | FALSE | L | Annual | Allowances Sold CO2 | Thousand Tons | 0 | 0 | 0 | 0 | 0 | 0 | 0 | 0
111(b) - 1000lbs/MWh CO2 - New CC with CCS | 51 | 7692 | Rate Constraint in lbs/MWh | FALSE | L | Annual | Allowances Banked | Thousand Tons | 0 | 0 | 0 | 0 | 0 | 0 | 0 | 0
111(b) - 1000lbs/MWh CO2 - New CC with CCS | 51 | 7692 | Rate Constraint in lbs/MWh | FALSE | L | Annual | Allowances Withdrawn (1:1) | Thousand Tons | 0 | 0 | 0 | 0 | 0 | 0 | 0 | 0
111(b) - 1000lbs/MWh CO2 - New CC with CCS | 51 | 7692 | Rate Constraint in lbs/MWh | FALSE | L | Annual | Allowances Withdrawn (n:1) | Thousand Tons | 0 | 0 | 0 | 0 | 0 | 0 | 0 | 0
111(b) - 1000lbs/MWh CO2 - New CC with CCS | 51 | 7692 | Rate Constraint in lbs/MWh | FALSE | L | Annual | Net Emissions Allowance Position | Thousand Tons | 0 | 0 | 0 | 0 | 213.0427 | 213.0427 | 213.0427 | 209.3234
111(b) - 1000lbs/MWh CO2 - New CC with CCS | 51 | 7692 | Rate Constraint in lbs/MWh | FALSE | L | Annual | Fuel Consumed | TBtu | 0 | 0 | 0 | 0 | 36.3927 | 36.3927 | 36.3927 | 35.7573
111(b) - 1000lbs/MWh CO2 - New CC with CCS | 51 | 7692 | Rate Constraint in lbs/MWh | FALSE | L | Annual | Rate | lb/MMBtu | 0 | 0 | 0 | 0 | 11.708 | 11.708 | 11.708 | 11.708
111(b) - 1000lbs/MWh CO2 - New CC with CCS | 51 | 7692 | Rate Constraint in lbs/MWh | FALSE | L | Annual | Generation | TWh | 0 | 0 | 0 | 0 | 5.1085 | 5.1085 | 5.1085 | 5.0193
111(b) - 1000lbs/MWh CO2 - New CC with CCS | 51 | 7692 | Rate Constraint in lbs/MWh | FALSE | L | Annual | Qualifying Generation | TWh | 0 | 0 | 0 | 0 | 5.1085 | 5.1085 | 5.1085 | 5.0193
111(b) - 1000lbs/MWh CO2 - New CC with CCS | 51 | 7692 | Rate Constraint in lbs/MWh | FALSE | L | Annual | Constraint Shadow Price | US2019$/Ton | 0 | 0 | 0 | 0 | 0 | 0 | 0 | 0
111(b) - 1400lbs/MWh CO2 - New UPC with 90% CCS | 52 | 7689 | Rate Constraint in lbs/MWh | FALSE | L | Annual | Seasons Included | Seasons | Winter, WintShld, Summer | Winter, WintShld, Summer | Winter, WintShld, Summer | Winter, WintShld, Summer | Winter, WintShld, Summer | Winter, WintShld, Summer | Winter, WintShld, Summer | Winter, WintShld, Summer
111(b) - 1400lbs/MWh CO2 - New UPC with 90% CCS | 52 | 7689 | Rate Constraint in lbs/MWh | FALSE | L | Annual | Standard CO2 | lb/MWh | 1400 | 1400 | 1400 | 1400 | 1400 | 1400 | 1400 | 1400
111(b) - 1400lbs/MWh CO2 - New UPC with 90% CCS | 52 | 7689 | Rate Constraint in lbs/MWh | FALSE | L | Annual | Emissions at Affected Plants CO2 | Thousand Tons | 0 | 0 | 0 | 0 | 0 | 0 | 0 | 0
111(b) - 1400lbs/MWh CO2 - New UPC with 90% CCS | 52 | 7689 | Rate Constraint in lbs/MWh | FALSE | L | Annual | Allowances Purchased CO2 | Thousand Tons | 0 | 0 | 0 | 0 | 0 | 0 | 0 | 0
111(b) - 1400lbs/MWh CO2 - New UPC with 90% CCS | 52 | 7689 | Rate Constraint in lbs/MWh | FALSE | L | Annual | Allowances Sold CO2 | Thousand Tons | 0 | 0 | 0 | 0 | 0 | 0 | 0 | 0
111(b) - 1400lbs/MWh CO2 - New UPC with 90% CCS | 52 | 7689 | Rate Constraint in lbs/MWh | FALSE | L | Annual | Allowances Banked | Thousand Tons | 0 | 0 | 0 | 0 | 0 | 0 | 0 | 0
111(b) - 1400lbs/MWh CO2 - New UPC with 90% CCS | 52 | 7689 | Rate Constraint in lbs/MWh | FALSE | L | Annual | Allowances Withdrawn (1:1) | Thousand Tons | 0 | 0 | 0 | 0 | 0 | 0 | 0 | 0
111(b) - 1400lbs/MWh CO2 - New UPC with 90% CCS | 52 | 7689 | Rate Constraint in lbs/MWh | FALSE | L | Annual | Allowances Withdrawn (n:1) | Thousand Tons | 0 | 0 | 0 | 0 | 0 | 0 | 0 | 0
111(b) - 1400lbs/MWh CO2 - New UPC with 90% CCS | 52 | 7689 | Rate Constraint in lbs/MWh | FALSE | L | Annual | Net Emissions Allowance Position | Thousand Tons | 0 | 0 | 0 | 0 | 0 | 0 | 0 | 0
111(b) - 1400lbs/MWh CO2 - New UPC with 90% CCS | 52 | 7689 | Rate Constraint in lbs/MWh | FALSE | L | Annual | Fuel Consumed | TBtu | 0 | 0 | 0 | 0 | 0 | 0 | 0 | 0
111(b) - 1400lbs/MWh CO2 - New UPC with 90% CCS | 52 | 7689 | Rate Constraint in lbs/MWh | FALSE | L | Annual | Rate | lb/MMBtu | 0 | 0 | 0 | 0 | 0 | 0 | 0 | 0
111(b) - 1400lbs/MWh CO2 - New UPC with 90% CCS | 52 | 7689 | Rate Constraint in lbs/MWh | FALSE | L | Annual | Generation | TWh | 0 | 0 | 0 | 0 | 0 | 0 | 0 | 0
111(b) - 1400lbs/MWh CO2 - New UPC with 90% CCS | 52 | 7689 | Rate Constraint in lbs/MWh | FALSE | L | Annual | Qualifying Generation | TWh | 0 | 0 | 0 | 0 | 0 | 0 | 0 | 0
111(b) - 1400lbs/MWh CO2 - New UPC with 90% CCS | 52 | 7689 | Rate Constraint in lbs/MWh | FALSE | L | Annual | Constraint Shadow Price | US2019$/Ton | 0 | 0 | 0 | 0 | 0 | 0 | 0 | 0
AES Somerset MER Rate Limit v3.1 | 53 | 7516 | Rate Constraint in lbs/MMBtu | FALSE | L | Annual | Seasons Included | Seasons | Winter, WintShld, Summer | Winter, WintShld, Summer | Winter, WintShld, Summer | Winter, WintShld, Summer | Winter, WintShld, Summer | Winter, WintShld, Summer | Winter, WintShld, Summer | Winter, WintShld, Summer
AES Somerset MER Rate Limit v3.1 | 53 | 7516 | Rate Constraint in lbs/MMBtu | FALSE | L | Annual | Standard MER | lb/MMBtu | 6e-07 | 6e-07 | 6e-07 | 6e-07 | 6e-07 | 6e-07 | 6e-07 | 6e-07
AES Somerset MER Rate Limit v3.1 | 53 | 7516 | Rate Constraint in lbs/MMBtu | FALSE | L | Annual | Emissions at Affected Plants MER | lbs | 0 | 0 | 0 | 0 | 0 | 0 | 0 | 0
AES Somerset MER Rate Limit v3.1 | 53 | 7516 | Rate Constraint in lbs/MMBtu | FALSE | L | Annual | Allowances Purchased MER | lbs | 0 | 0 | 0 | 0 | 0 | 0 | 0 | 0
AES Somerset MER Rate Limit v3.1 | 53 | 7516 | Rate Constraint in lbs/MMBtu | FALSE | L | Annual | Allowances Sold MER | lbs | 0 | 0 | 0 | 0 | 0 | 0 | 0 | 0
AES Somerset MER Rate Limit v3.1 | 53 | 7516 | Rate Constraint in lbs/MMBtu | FALSE | L | Annual | Allowances Banked | lbs | 0 | 0 | 0 | 0 | 0 | 0 | 0 | 0
AES Somerset MER Rate Limit v3.1 | 53 | 7516 | Rate Constraint in lbs/MMBtu | FALSE | L | Annual | Allowances Withdrawn (1:1) | lbs | 0 | 0 | 0 | 0 | 0 | 0 | 0 | 0
AES Somerset MER Rate Limit v3.1 | 53 | 7516 | Rate Constraint in lbs/MMBtu | FALSE | L | Annual | Allowances Withdrawn (n:1) | lbs | 0 | 0 | 0 | 0 | 0 | 0 | 0 | 0
AES Somerset MER Rate Limit v3.1 | 53 | 7516 | Rate Constraint in lbs/MMBtu | FALSE | L | Annual | Net Emissions Allowance Position | lbs | 0 | 0 | 0 | 0 | 0 | 0 | 0 | 0
AES Somerset MER Rate Limit v3.1 | 53 | 7516 | Rate Constraint in lbs/MMBtu | FALSE | L | Annual | Fuel Consumed | TBtu | 0 | 0 | 0 | 0 | 0 | 0 | 0 | 0
AES Somerset MER Rate Limit v3.1 | 53 | 7516 | Rate Constraint in lbs/MMBtu | FALSE | L | Annual | Rate | lb/MMBtu | 0 | 0 | 0 | 0 | 0 | 0 | 0 | 0
AES Somerset MER Rate Limit v3.1 | 53 | 7516 | Rate Constraint in lbs/MMBtu | FALSE | L | Annual | Generation | TWh | 0 | 0 | 0 | 0 | 0 | 0 | 0 | 0
AES Somerset MER Rate Limit v3.1 | 53 | 7516 | Rate Constraint in lbs/MMBtu | FALSE | L | Annual | Qualifying Generation | TWh | 0 | 0 | 0 | 0 | 0 | 0 | 0 | 0
AES Somerset MER Rate Limit v3.1 | 53 | 7516 | Rate Constraint in lbs/MMBtu | FALSE | L | Annual | Rate | lb/MWh | 0 | 0 | 0 | 0 | 0 | 0 | 0 | 0
AES Somerset MER Rate Limit v3.1 | 53 | 7516 | Rate Constraint in lbs/MMBtu | FALSE | L | Annual | Constraint Shadow Price | US2019$/Lb | 0 | 0 | 0 | 0 | 0 | 0 | 0 | 0
AZ Hg Rule - MER Removal Annual v3.1 | 54 | 7278 | MACT Fuel Choice Floor in lbs/MMBtu | FALSE | L | Annual | Seasons Included | Seasons | Winter, WintShld, Summer | Winter, WintShld, Summer | Winter, WintShld, Summer | Winter, WintShld, Summer | Winter, WintShld, Summer | Winter, WintShld, Summer | Winter, WintShld, Summer | Winter, WintShld, Summer
AZ Hg Rule - MER Removal Annual v3.1 | 54 | 7278 | MACT Fuel Choice Floor in lbs/MMBtu | FALSE | L | Annual | Emission Floor | lbs/MMBtu | 8.44e-07 | 8.44e-07 | 8.44e-07 | 8.44e-07 | 8.44e-07 | 8.44e-07 | 8.44e-07 | 8.44e-07
AZ Hg Rule - MER Removal Annual v3.1 | 54 | 7278 | MACT Fuel Choice Floor in lbs/MMBtu | FALSE | L | Annual | Emissions at Affected Plants MER | lbs | 170.5885 | 64.4811 | 24.8852 | 12.3379 | 6.4431 | 6.4431 | 6.4431 | 0
AZ Hg Rule - MER Removal Annual v3.1 | 54 | 7278 | MACT Fuel Choice Floor in lbs/MMBtu | FALSE | L | Annual | Allowances Purchased MER | lbs | 0 | 0 | 0 | 0 | 0 | 0 | 0 | 0
AZ Hg Rule - MER Removal Annual v3.1 | 54 | 7278 | MACT Fuel Choice Floor in lbs/MMBtu | FALSE | L | Annual | Allowances Sold MER | lbs | 0 | 0 | 0 | 0 | 0 | 0 | 0 | 0
AZ Hg Rule - MER Removal Annual v3.1 | 54 | 7278 | MACT Fuel Choice Floor in lbs/MMBtu | FALSE | L | Annual | Allowances Banked | lbs | 0 | 0 | 0 | 0 | 0 | 0 | 0 | 0
AZ Hg Rule - MER Removal Annual v3.1 | 54 | 7278 | MACT Fuel Choice Floor in lbs/MMBtu | FALSE | L | Annual | Allowances Withdrawn (1:1) | lbs | 0 | 0 | 0 | 0 | 0 | 0 | 0 | 0
AZ Hg Rule - MER Removal Annual v3.1 | 54 | 7278 | MACT Fuel Choice Floor in lbs/MMBtu | FALSE | L | Annual | Allowances Withdrawn (n:1) | lbs | 0 | 0 | 0 | 0 | 0 | 0 | 0 | 0
AZ Hg Rule - MER Removal Annual v3.1 | 54 | 7278 | MACT Fuel Choice Floor in lbs/MMBtu | FALSE | L | Annual | Net Emissions Allowance Position | lbs | 170.5885 | 64.4811 | 24.8852 | 12.3379 | 6.4431 | 6.4431 | 6.4431 | 0
AZ Hg Rule - MER Removal Annual v3.1 | 54 | 7278 | MACT Fuel Choice Floor in lbs/MMBtu | FALSE | L | Annual | Fuel Consumed | TBtu | 215.0851 | 74.5836 | 28.7841 | 14.2709 | 7.4526 | 7.4526 | 7.4526 | 0
AZ Hg Rule - MER Removal Annual v3.1 | 54 | 7278 | MACT Fuel Choice Floor in lbs/MMBtu | FALSE | L | Annual | Rate | lb/MMBtu | 7.9312e-07 | 8.6455e-07 | 8.6455e-07 | 8.6455e-07 | 8.6455e-07 | 8.6455e-07 | 8.6455e-07 | 0
AZ Hg Rule - MER Removal Annual v3.1 | 54 | 7278 | MACT Fuel Choice Floor in lbs/MMBtu | FALSE | L | Annual | Generation | TWh | 20.4337 | 7.246 | 2.8042 | 1.3944 | 0.72883 | 0.72883 | 0.72883 | 0
AZ Hg Rule - MER Removal Annual v3.1 | 54 | 7278 | MACT Fuel Choice Floor in lbs/MMBtu | FALSE | L | Annual | Qualifying Generation | TWh | 20.4337 | 7.246 | 2.8042 | 1.3944 | 0.72883 | 0.72883 | 0.72883 | 0
AZ Hg Rule - MER Removal Annual v3.1 | 54 | 7278 | MACT Fuel Choice Floor in lbs/MMBtu | FALSE | L | Annual | Constraint Shadow Price | US2019$/Lb | 0 | 0 | 0 | 0 | 0 | 0 | 0 | 0
BART NOX Annual- Antelope Valley 1- v5.16 | 55 | 7196 | Rate Constraint in lbs/MMBtu | FALSE | L | Annual | Seasons Included | Seasons | Winter, WintShld, Summer | Winter, WintShld, Summer | Winter, WintShld, Summer | Winter, WintShld, Summer | Winter, WintShld, Summer | Winter, WintShld, Summer | Winter, WintShld, Summer | Winter, WintShld, Summer
BART NOX Annual- Antelope Valley 1- v5.16 | 55 | 7196 | Rate Constraint in lbs/MMBtu | FALSE | L | Annual | Standard NOX | lb/MMBtu | 0.17 | 0.17 | 0.17 | 0.17 | 0.17 | 0.17 | 0.17 | 0.17
BART NOX Annual- Antelope Valley 1- v5.16 | 55 | 7196 | Rate Constraint in lbs/MMBtu | FALSE | L | Annual | Emissions at Affected Plants NOX | Thousand Tons | 1.9633 | 1.5772 | 0.84816 | 1.0151 | 0 | 0 | 0 | 0
BART NOX Annual- Antelope Valley 1- v5.16 | 55 | 7196 | Rate Constraint in lbs/MMBtu | FALSE | L | Annual | Allowances Purchased NOX | Thousand Tons | 0 | 0 | 0 | 0 | 0 | 0 | 0 | 0
BART NOX Annual- Antelope Valley 1- v5.16 | 55 | 7196 | Rate Constraint in lbs/MMBtu | FALSE | L | Annual | Allowances Sold NOX | Thousand Tons | 0 | 0 | 0 | 0 | 0 | 0 | 0 | 0
BART NOX Annual- Antelope Valley 1- v5.16 | 55 | 7196 | Rate Constraint in lbs/MMBtu | FALSE | L | Annual | Allowances Banked | Thousand Tons | 0 | 0 | 0 | 0 | 0 | 0 | 0 | 0
BART NOX Annual- Antelope Valley 1- v5.16 | 55 | 7196 | Rate Constraint in lbs/MMBtu | FALSE | L | Annual | Allowances Withdrawn (1:1) | Thousand Tons | 0 | 0 | 0 | 0 | 0 | 0 | 0 | 0
BART NOX Annual- Antelope Valley 1- v5.16 | 55 | 7196 | Rate Constraint in lbs/MMBtu | FALSE | L | Annual | Allowances Withdrawn (n:1) | Thousand Tons | 0 | 0 | 0 | 0 | 0 | 0 | 0 | 0
BART NOX Annual- Antelope Valley 1- v5.16 | 55 | 7196 | Rate Constraint in lbs/MMBtu | FALSE | L | Annual | Net Emissions Allowance Position | Thousand Tons | 1.9633 | 1.5772 | 0.84816 | 1.0151 | 0 | 0 | 0 | 0
BART NOX Annual- Antelope Valley 1- v5.16 | 55 | 7196 | Rate Constraint in lbs/MMBtu | FALSE | L | Annual | Fuel Consumed | TBtu | 37.0708 | 29.7805 | 16.0151 | 19.1669 | 0 | 0 | 0 | 0
BART NOX Annual- Antelope Valley 1- v5.16 | 55 | 7196 | Rate Constraint in lbs/MMBtu | FALSE | L | Annual | Rate | lb/MMBtu | 0.10592 | 0.10592 | 0.10592 | 0.10592 | 0 | 0 | 0 | 0
BART NOX Annual- Antelope Valley 1- v5.16 | 55 | 7196 | Rate Constraint in lbs/MMBtu | FALSE | L | Annual | Generation | TWh | 3.2742 | 2.6303 | 1.4145 | 1.6929 | 0 | 0 | 0 | 0
BART NOX Annual- Antelope Valley 1- v5.16 | 55 | 7196 | Rate Constraint in lbs/MMBtu | FALSE | L | Annual | Qualifying Generation | TWh | 3.2742 | 2.6303 | 1.4145 | 1.6929 | 0 | 0 | 0 | 0
BART NOX Annual- Antelope Valley 1- v5.16 | 55 | 7196 | Rate Constraint in lbs/MMBtu | FALSE | L | Annual | Rate | lb/MWh | 1.1992 | 1.1992 | 1.1992 | 1.1992 | 0 | 0 | 0 | 0
BART NOX Annual- Antelope Valley 1- v5.16 | 55 | 7196 | Rate Constraint in lbs/MMBtu | FALSE | L | Annual | Constraint Shadow Price | US2019$/Ton | 0 | 0 | 0 | 0 | 0 | 0 | 0 | 0
BART NOX Annual- Antelope Valley 2- v5.16 | 56 | 7197 | Rate Constraint in lbs/MMBtu | FALSE | L | Annual | Seasons Included | Seasons | Winter, WintShld, Summer | Winter, WintShld, Summer | Winter, WintShld, Summer | Winter, WintShld, Summer | Winter, WintShld, Summer | Winter, WintShld, Summer | Winter, WintShld, Summer | Winter, WintShld, Summer
BART NOX Annual- Antelope Valley 2- v5.16 | 56 | 7197 | Rate Constraint in lbs/MMBtu | FALSE | L | Annual | Standard NOX | lb/MMBtu | 0.17 | 0.17 | 0.17 | 0.17 | 0.17 | 0.17 | 0.17 | 0.17
BART NOX Annual- Antelope Valley 2- v5.16 | 56 | 7197 | Rate Constraint in lbs/MMBtu | FALSE | L | Annual | Emissions at Affected Plants NOX | Thousand Tons | 1.9352 | 1.7446 | 0.91371 | 1.5587 | 0.5796 | 0.5796 | 0.39214 | 0.25386
BART NOX Annual- Antelope Valley 2- v5.16 | 56 | 7197 | Rate Constraint in lbs/MMBtu | FALSE | L | Annual | Allowances Purchased NOX | Thousand Tons | 0 | 0 | 0 | 0 | 0 | 0 | 0 | 0
BART NOX Annual- Antelope Valley 2- v5.16 | 56 | 7197 | Rate Constraint in lbs/MMBtu | FALSE | L | Annual | Allowances Sold NOX | Thousand Tons | 0 | 0 | 0 | 0 | 0 | 0 | 0 | 0
BART NOX Annual- Antelope Valley 2- v5.16 | 56 | 7197 | Rate Constraint in lbs/MMBtu | FALSE | L | Annual | Allowances Banked | Thousand Tons | 0 | 0 | 0 | 0 | 0 | 0 | 0 | 0
BART NOX Annual- Antelope Valley 2- v5.16 | 56 | 7197 | Rate Constraint in lbs/MMBtu | FALSE | L | Annual | Allowances Withdrawn (1:1) | Thousand Tons | 0 | 0 | 0 | 0 | 0 | 0 | 0 | 0
BART NOX Annual- Antelope Valley 2- v5.16 | 56 | 7197 | Rate Constraint in lbs/MMBtu | FALSE | L | Annual | Allowances Withdrawn (n:1) | Thousand Tons | 0 | 0 | 0 | 0 | 0 | 0 | 0 | 0
BART NOX Annual- Antelope Valley 2- v5.16 | 56 | 7197 | Rate Constraint in lbs/MMBtu | FALSE | L | Annual | Net Emissions Allowance Position | Thousand Tons | 1.9352 | 1.7446 | 0.91371 | 1.5587 | 0.5796 | 0.5796 | 0.39214 | 0.25386
BART NOX Annual- Antelope Valley 2- v5.16 | 56 | 7197 | Rate Constraint in lbs/MMBtu | FALSE | L | Annual | Fuel Consumed | TBtu | 36.8776 | 33.2461 | 17.4123 | 29.7038 | 11.0453 | 11.0453 | 7.473 | 4.8377
BART NOX Annual- Antelope Valley 2- v5.16 | 56 | 7197 | Rate Constraint in lbs/MMBtu | FALSE | L | Annual | Rate | lb/MMBtu | 0.10495 | 0.10495 | 0.10495 | 0.10495 | 0.10495 | 0.10495 | 0.10495 | 0.10495
BART NOX Annual- Antelope Valley 2- v5.16 | 56 | 7197 | Rate Constraint in lbs/MMBtu | FALSE | L | Annual | Generation | TWh | 3.2742 | 2.9518 | 1.546 | 2.259 | 0.60234 | 0.60234 | 0.40753 | 0.26381
BART NOX Annual- Antelope Valley 2- v5.16 | 56 | 7197 | Rate Constraint in lbs/MMBtu | FALSE | L | Annual | Qualifying Generation | TWh | 3.2742 | 2.9518 | 1.546 | 2.259 | 0.60234 | 0.60234 | 0.40753 | 0.26381
BART NOX Annual- Antelope Valley 2- v5.16 | 56 | 7197 | Rate Constraint in lbs/MMBtu | FALSE | L | Annual | Rate | lb/MWh | 1.1821 | 1.1821 | 1.1821 | 1.38 | 1.9245 | 1.9245 | 1.9245 | 1.9245
BART NOX Annual- Antelope Valley 2- v5.16 | 56 | 7197 | Rate Constraint in lbs/MMBtu | FALSE | L | Annual | Constraint Shadow Price | US2019$/Ton | 0 | 0 | 0 | 0 | 0 | 0 | 0 | 0
BART NOX Annual- Arthur Kill- v5.16 | 57 | 7182 | Rate Constraint in lbs/MMBtu | FALSE | L | Annual | Seasons Included | Seasons | Winter, WintShld, Summer | Winter, WintShld, Summer | Winter, WintShld, Summer | Winter, WintShld, Summer | Winter, WintShld, Summer | Winter, WintShld, Summer | Winter, WintShld, Summer | Winter, WintShld, Summer
BART NOX Annual- Arthur Kill- v5.16 | 57 | 7182 | Rate Constraint in lbs/MMBtu | FALSE | L | Annual | Standard NOX | lb/MMBtu | 0.15 | 0.15 | 0.15 | 0.15 | 0.15 | 0.15 | 0.15 | 0.15
BART NOX Annual- Arthur Kill- v5.16 | 57 | 7182 | Rate Constraint in lbs/MMBtu | FALSE | L | Annual | Emissions at Affected Plants NOX | Thousand Tons | 0.12612 | 0.12612 | 0.12612 | 0 | 0 | 0 | 0 | 0
BART NOX Annual- Arthur Kill- v5.16 | 57 | 7182 | Rate Constraint in lbs/MMBtu | FALSE | L | Annual | Allowances Purchased NOX | Thousand Tons | 0 | 0 | 0 | 0 | 0 | 0 | 0 | 0
BART NOX Annual- Arthur Kill- v5.16 | 57 | 7182 | Rate Constraint in lbs/MMBtu | FALSE | L | Annual | Allowances Sold NOX | Thousand Tons | 0 | 0 | 0 | 0 | 0 | 0 | 0 | 0
BART NOX Annual- Arthur Kill- v5.16 | 57 | 7182 | Rate Constraint in lbs/MMBtu | FALSE | L | Annual | Allowances Banked | Thousand Tons | 0 | 0 | 0 | 0 | 0 | 0 | 0 | 0
BART NOX Annual- Arthur Kill- v5.16 | 57 | 7182 | Rate Constraint in lbs/MMBtu | FALSE | L | Annual | Allowances Withdrawn (1:1) | Thousand Tons | 0 | 0 | 0 | 0 | 0 | 0 | 0 | 0
BART NOX Annual- Arthur Kill- v5.16 | 57 | 7182 | Rate Constraint in lbs/MMBtu | FALSE | L | Annual | Allowances Withdrawn (n:1) | Thousand Tons | 0 | 0 | 0 | 0 | 0 | 0 | 0 | 0
BART NOX Annual- Arthur Kill- v5.16 | 57 | 7182 | Rate Constraint in lbs/MMBtu | FALSE | L | Annual | Net Emissions Allowance Position | Thousand Tons | 0.12612 | 0.12612 | 0.12612 | 0 | 0 | 0 | 0 | 0
BART NOX Annual- Arthur Kill- v5.16 | 57 | 7182 | Rate Constraint in lbs/MMBtu | FALSE | L | Annual | Fuel Consumed | TBtu | 3.6936 | 3.6936 | 3.6936 | 0 | 0 | 0 | 0 | 0
BART NOX Annual- Arthur Kill- v5.16 | 57 | 7182 | Rate Constraint in lbs/MMBtu | FALSE | L | Annual | Rate | lb/MMBtu | 0.06829 | 0.06829 | 0.06829 | 0 | 0 | 0 | 0 | 0
BART NOX Annual- Arthur Kill- v5.16 | 57 | 7182 | Rate Constraint in lbs/MMBtu | FALSE | L | Annual | Generation | TWh | 0.32899 | 0.32899 | 0.32899 | 0 | 0 | 0 | 0 | 0
BART NOX Annual- Arthur Kill- v5.16 | 57 | 7182 | Rate Constraint in lbs/MMBtu | FALSE | L | Annual | Qualifying Generation | TWh | 0.32899 | 0.32899 | 0.32899 | 0 | 0 | 0 | 0 | 0
BART NOX Annual- Arthur Kill- v5.16 | 57 | 7182 | Rate Constraint in lbs/MMBtu | FALSE | L | Annual | Rate | lb/MWh | 0.76669 | 0.76669 | 0.76669 | 0 | 0 | 0 | 0 | 0
BART NOX Annual- Arthur Kill- v5.16 | 57 | 7182 | Rate Constraint in lbs/MMBtu | FALSE | L | Annual | Constraint Shadow Price | US2019$/Ton | 0 | 0 | 0 | 0 | 0 | 0 | 0 | 0
BART NOX Annual- Big Stone 1- v5.16 | 58 | 7161 | Rate Constraint in lbs/MMBtu | FALSE | L | Annual | Seasons Included | Seasons | Winter, WintShld, Summer | Winter, WintShld, Summer | Winter, WintShld, Summer | Winter, WintShld, Summer | Winter, WintShld, Summer | Winter, WintShld, Summer | Winter, WintShld, Summer | Winter, WintShld, Summer
BART NOX Annual- Big Stone 1- v5.16 | 58 | 7161 | Rate Constraint in lbs/MMBtu | FALSE | L | Annual | Standard NOX | lb/MMBtu | 0.1 | 0.1 | 0.1 | 0.1 | 0.1 | 0.1 | 0.1 | 0.1
BART NOX Annual- Big Stone 1- v5.16 | 58 | 7161 | Rate Constraint in lbs/MMBtu | FALSE | L | Annual | Emissions at Affected Plants NOX | Thousand Tons | 1.2341 | 1.1829 | 1.0565 | 1.0565 | 0 | 0 | 0 | 0
BART NOX Annual- Big Stone 1- v5.16 | 58 | 7161 | Rate Constraint in lbs/MMBtu | FALSE | L | Annual | Allowances Purchased NOX | Thousand Tons | 0 | 0 | 0 | 0 | 0 | 0 | 0 | 0
BART NOX Annual- Big Stone 1- v5.16 | 58 | 7161 | Rate Constraint in lbs/MMBtu | FALSE | L | Annual | Allowances Sold NOX | Thousand Tons | 0 | 0 | 0 | 0 | 0 | 0 | 0 | 0
BART NOX Annual- Big Stone 1- v5.16 | 58 | 7161 | Rate Constraint in lbs/MMBtu | FALSE | L | Annual | Allowances Banked | Thousand Tons | 0 | 0 | 0 | 0 | 0 | 0 | 0 | 0
BART NOX Annual- Big Stone 1- v5.16 | 58 | 7161 | Rate Constraint in lbs/MMBtu | FALSE | L | Annual | Allowances Withdrawn (1:1) | Thousand Tons | 0 | 0 | 0 | 0 | 0 | 0 | 0 | 0
BART NOX Annual- Big Stone 1- v5.16 | 58 | 7161 | Rate Constraint in lbs/MMBtu | FALSE | L | Annual | Allowances Withdrawn (n:1) | Thousand Tons | 0 | 0 | 0 | 0 | 0 | 0 | 0 | 0
BART NOX Annual- Big Stone 1- v5.16 | 58 | 7161 | Rate Constraint in lbs/MMBtu | FALSE | L | Annual | Net Emissions Allowance Position | Thousand Tons | 1.2341 | 1.1829 | 1.0565 | 1.0565 | 0 | 0 | 0 | 0
BART NOX Annual- Big Stone 1- v5.16 | 58 | 7161 | Rate Constraint in lbs/MMBtu | FALSE | L | Annual | Fuel Consumed | TBtu | 32.6176 | 31.2658 | 27.9246 | 27.9246 | 0 | 0 | 0 | 0
BART NOX Annual- Big Stone 1- v5.16 | 58 | 7161 | Rate Constraint in lbs/MMBtu | FALSE | L | Annual | Rate | lb/MMBtu | 0.07567 | 0.07567 | 0.07567 | 0.07567 | 0 | 0 | 0 | 0
BART NOX Annual- Big Stone 1- v5.16 | 58 | 7161 | Rate Constraint in lbs/MMBtu | FALSE | L | Annual | Generation | TWh | 3.2857 | 3.1495 | 2.8129 | 2.8129 | 0 | 0 | 0 | 0
BART NOX Annual- Big Stone 1- v5.16 | 58 | 7161 | Rate Constraint in lbs/MMBtu | FALSE | L | Annual | Qualifying Generation | TWh | 3.1884 | 3.0563 | 2.7297 | 2.7297 | 0 | 0 | 0 | 0
BART NOX Annual- Big Stone 1- v5.16 | 58 | 7161 | Rate Constraint in lbs/MMBtu | FALSE | L | Annual | Rate | lb/MWh | 0.7741 | 0.7741 | 0.7741 | 0.7741 | 0 | 0 | 0 | 0
BART NOX Annual- Big Stone 1- v5.16 | 58 | 7161 | Rate Constraint in lbs/MMBtu | FALSE | L | Annual | Constraint Shadow Price | US2019$/Ton | 0 | 0 | 0 | 0 | 0 | 0 | 0 | 0
BART NOX Annual- Bowline Point 1- v6.17 | 59 | 7193 | Rate Constraint in lbs/MMBtu | FALSE | L | Annual | Seasons Included | Seasons | Winter, WintShld, Summer | Winter, WintShld, Summer | Winter, WintShld, Summer | Winter, WintShld, Summer | Winter, WintShld, Summer | Winter, WintShld, Summer | Winter, WintShld, Summer | Winter, WintShld, Summer
BART NOX Annual- Bowline Point 1- v6.17 | 59 | 7193 | Rate Constraint in lbs/MMBtu | FALSE | L | Annual | Standard NOX | lb/MMBtu | 0.15 | 0.15 | 0.15 | 0.15 | 0.15 | 0.15 | 0.15 | 0.15
BART NOX Annual- Bowline Point 1- v6.17 | 59 | 7193 | Rate Constraint in lbs/MMBtu | FALSE | L | Annual | Emissions at Affected Plants NOX | Thousand Tons | 0 | 0 | 0 | 0 | 0 | 0 | 0 | 0
BART NOX Annual- Bowline Point 1- v6.17 | 59 | 7193 | Rate Constraint in lbs/MMBtu | FALSE | L | Annual | Allowances Purchased NOX | Thousand Tons | 0 | 0 | 0 | 0 | 0 | 0 | 0 | 0
BART NOX Annual- Bowline Point 1- v6.17 | 59 | 7193 | Rate Constraint in lbs/MMBtu | FALSE | L | Annual | Allowances Sold NOX | Thousand Tons | 0 | 0 | 0 | 0 | 0 | 0 | 0 | 0
BART NOX Annual- Bowline Point 1- v6.17 | 59 | 7193 | Rate Constraint in lbs/MMBtu | FALSE | L | Annual | Allowances Banked | Thousand Tons | 0 | 0 | 0 | 0 | 0 | 0 | 0 | 0
BART NOX Annual- Bowline Point 1- v6.17 | 59 | 7193 | Rate Constraint in lbs/MMBtu | FALSE | L | Annual | Allowances Withdrawn (1:1) | Thousand Tons | 0 | 0 | 0 | 0 | 0 | 0 | 0 | 0
BART NOX Annual- Bowline Point 1- v6.17 | 59 | 7193 | Rate Constraint in lbs/MMBtu | FALSE | L | Annual | Allowances Withdrawn (n:1) | Thousand Tons | 0 | 0 | 0 | 0 | 0 | 0 | 0 | 0
BART NOX Annual- Bowline Point 1- v6.17 | 59 | 7193 | Rate Constraint in lbs/MMBtu | FALSE | L | Annual | Net Emissions Allowance Position | Thousand Tons | 0 | 0 | 0 | 0 | 0 | 0 | 0 | 0
BART NOX Annual- Bowline Point 1- v6.17 | 59 | 7193 | Rate Constraint in lbs/MMBtu | FALSE | L | Annual | Fuel Consumed | TBtu | 0 | 0 | 0 | 0 | 0 | 0 | 0 | 0
BART NOX Annual- Bowline Point 1- v6.17 | 59 | 7193 | Rate Constraint in lbs/MMBtu | FALSE | L | Annual | Rate | lb/MMBtu | 0 | 0 | 0 | 0 | 0 | 0 | 0 | 0
BART NOX Annual- Bowline Point 1- v6.17 | 59 | 7193 | Rate Constraint in lbs/MMBtu | FALSE | L | Annual | Generation | TWh | 0 | 0 | 0 | 0 | 0 | 0 | 0 | 0
BART NOX Annual- Bowline Point 1- v6.17 | 59 | 7193 | Rate Constraint in lbs/MMBtu | FALSE | L | Annual | Qualifying Generation | TWh | 0 | 0 | 0 | 0 | 0 | 0 | 0 | 0
BART NOX Annual- Bowline Point 1- v6.17 | 59 | 7193 | Rate Constraint in lbs/MMBtu | FALSE | L | Annual | Rate | lb/MWh | 0 | 0 | 0 | 0 | 0 | 0 | 0 | 0
BART NOX Annual- Bowline Point 1- v6.17 | 59 | 7193 | Rate Constraint in lbs/MMBtu | FALSE | L | Annual | Constraint Shadow Price | US2019$/Ton | 0 | 0 | 0 | 0 | 0 | 0 | 0 | 0
BART NOX Annual- Bowline Point 2- v6.17 | 60 | 7194 | Rate Constraint in lbs/MMBtu | FALSE | L | Annual | Seasons Included | Seasons | Winter, WintShld, Summer | Winter, WintShld, Summer | Winter, WintShld, Summer | Winter, WintShld, Summer | Winter, WintShld, Summer | Winter, WintShld, Summer | Winter, WintShld, Summer | Winter, WintShld, Summer
BART NOX Annual- Bowline Point 2- v6.17 | 60 | 7194 | Rate Constraint in lbs/MMBtu | FALSE | L | Annual | Standard NOX | lb/MMBtu | 0.15 | 0.15 | 0.15 | 0.15 | 0.15 | 0.15 | 0.15 | 0.15
BART NOX Annual- Bowline Point 2- v6.17 | 60 | 7194 | Rate Constraint in lbs/MMBtu | FALSE | L | Annual | Emissions at Affected Plants NOX | Thousand Tons | 0 | 0 | 0 | 0 | 0 | 0 | 0 | 0
BART NOX Annual- Bowline Point 2- v6.17 | 60 | 7194 | Rate Constraint in lbs/MMBtu | FALSE | L | Annual | Allowances Purchased NOX | Thousand Tons | 0 | 0 | 0 | 0 | 0 | 0 | 0 | 0
BART NOX Annual- Bowline Point 2- v6.17 | 60 | 7194 | Rate Constraint in lbs/MMBtu | FALSE | L | Annual | Allowances Sold NOX | Thousand Tons | 0 | 0 | 0 | 0 | 0 | 0 | 0 | 0
BART NOX Annual- Bowline Point 2- v6.17 | 60 | 7194 | Rate Constraint in lbs/MMBtu | FALSE | L | Annual | Allowances Banked | Thousand Tons | 0 | 0 | 0 | 0 | 0 | 0 | 0 | 0
BART NOX Annual- Bowline Point 2- v6.17 | 60 | 7194 | Rate Constraint in lbs/MMBtu | FALSE | L | Annual | Allowances Withdrawn (1:1) | Thousand Tons | 0 | 0 | 0 | 0 | 0 | 0 | 0 | 0
BART NOX Annual- Bowline Point 2- v6.17 | 60 | 7194 | Rate Constraint in lbs/MMBtu | FALSE | L | Annual | Allowances Withdrawn (n:1) | Thousand Tons | 0 | 0 | 0 | 0 | 0 | 0 | 0 | 0
BART NOX Annual- Bowline Point 2- v6.17 | 60 | 7194 | Rate Constraint in lbs/MMBtu | FALSE | L | Annual | Net Emissions Allowance Position | Thousand Tons | 0 | 0 | 0 | 0 | 0 | 0 | 0 | 0
BART NOX Annual- Bowline Point 2- v6.17 | 60 | 7194 | Rate Constraint in lbs/MMBtu | FALSE | L | Annual | Fuel Consumed | TBtu | 0 | 0 | 0 | 0 | 0 | 0 | 0 | 0
BART NOX Annual- Bowline Point 2- v6.17 | 60 | 7194 | Rate Constraint in lbs/MMBtu | FALSE | L | Annual | Rate | lb/MMBtu | 0 | 0 | 0 | 0 | 0 | 0 | 0 | 0
BART NOX Annual- Bowline Point 2- v6.17 | 60 | 7194 | Rate Constraint in lbs/MMBtu | FALSE | L | Annual | Generation | TWh | 0 | 0 | 0 | 0 | 0 | 0 | 0 | 0
BART NOX Annual- Bowline Point 2- v6.17 | 60 | 7194 | Rate Constraint in lbs/MMBtu | FALSE | L | Annual | Qualifying Generation | TWh | 0 | 0 | 0 | 0 | 0 | 0 | 0 | 0
BART NOX Annual- Bowline Point 2- v6.17 | 60 | 7194 | Rate Constraint in lbs/MMBtu | FALSE | L | Annual | Rate | lb/MWh | 0 | 0 | 0 | 0 | 0 | 0 | 0 | 0
BART NOX Annual- Bowline Point 2- v6.17 | 60 | 7194 | Rate Constraint in lbs/MMBtu | FALSE | L | Annual | Constraint Shadow Price | US2019$/Ton | 0 | 0 | 0 | 0 | 0 | 0 | 0 | 0
BART NOX Annual- E F Barrett- v5.16 | 62 | 7186 | Rate Constraint in lbs/MMBtu | FALSE | L | Annual | Seasons Included | Seasons | Winter, WintShld, Summer | Winter, WintShld, Summer | Winter, WintShld, Summer | Winter, WintShld, Summer | Winter, WintShld, Summer | Winter, WintShld, Summer | Winter, WintShld, Summer | Winter, WintShld, Summer
BART NOX Annual- E F Barrett- v5.16 | 62 | 7186 | Rate Constraint in lbs/MMBtu | FALSE | L | Annual | Standard NOX | lb/MMBtu | 0.1 | 0.1 | 0.1 | 0.1 | 0.1 | 0.1 | 0.1 | 0.1
BART NOX Annual- E F Barrett- v5.16 | 62 | 7186 | Rate Constraint in lbs/MMBtu | FALSE | L | Annual | Emissions at Affected Plants NOX | Thousand Tons | 0.11286 | 0 | 0 | 0 | 0 | 0 | 0 | 0
BART NOX Annual- E F Barrett- v5.16 | 62 | 7186 | Rate Constraint in lbs/MMBtu | FALSE | L | Annual | Allowances Purchased NOX | Thousand Tons | 0 | 0 | 0 | 0 | 0 | 0 | 0 | 0
BART NOX Annual- E F Barrett- v5.16 | 62 | 7186 | Rate Constraint in lbs/MMBtu | FALSE | L | Annual | Allowances Sold NOX | Thousand Tons | 0 | 0 | 0 | 0 | 0 | 0 | 0 | 0
BART NOX Annual- E F Barrett- v5.16 | 62 | 7186 | Rate Constraint in lbs/MMBtu | FALSE | L | Annual | Allowances Banked | Thousand Tons | 0 | 0 | 0 | 0 | 0 | 0 | 0 | 0
BART NOX Annual- E F Barrett- v5.16 | 62 | 7186 | Rate Constraint in lbs/MMBtu | FALSE | L | Annual | Allowances Withdrawn (1:1) | Thousand Tons | 0 | 0 | 0 | 0 | 0 | 0 | 0 | 0
BART NOX Annual- E F Barrett- v5.16 | 62 | 7186 | Rate Constraint in lbs/MMBtu | FALSE | L | Annual | Allowances Withdrawn (n:1) | Thousand Tons | 0 | 0 | 0 | 0 | 0 | 0 | 0 | 0
BART NOX Annual- E F Barrett- v5.16 | 62 | 7186 | Rate Constraint in lbs/MMBtu | FALSE | L | Annual | Net Emissions Allowance Position | Thousand Tons | 0.11286 | 0 | 0 | 0 | 0 | 0 | 0 | 0
BART NOX Annual- E F Barrett- v5.16 | 62 | 7186 | Rate Constraint in lbs/MMBtu | FALSE | L | Annual | Fuel Consumed | TBtu | 4.4564 | 0 | 0 | 0 | 0 | 0 | 0 | 0
BART NOX Annual- E F Barrett- v5.16 | 62 | 7186 | Rate Constraint in lbs/MMBtu | FALSE | L | Annual | Rate | lb/MMBtu | 0.05065 | 0 | 0 | 0 | 0 | 0 | 0 | 0
BART NOX Annual- E F Barrett- v5.16 | 62 | 7186 | Rate Constraint in lbs/MMBtu | FALSE | L | Annual | Generation | TWh | 0.40359 | 0 | 0 | 0 | 0 | 0 | 0 | 0
BART NOX Annual- E F Barrett- v5.16 | 62 | 7186 | Rate Constraint in lbs/MMBtu | FALSE | L | Annual | Qualifying Generation | TWh | 0.40359 | 0 | 0 | 0 | 0 | 0 | 0 | 0
BART NOX Annual- E F Barrett- v5.16 | 62 | 7186 | Rate Constraint in lbs/MMBtu | FALSE | L | Annual | Rate | lb/MWh | 0.55928 | 0 | 0 | 0 | 0 | 0 | 0 | 0
BART NOX Annual- E F Barrett- v5.16 | 62 | 7186 | Rate Constraint in lbs/MMBtu | FALSE | L | Annual | Constraint Shadow Price | US2019$/Ton | 0 | 0 | 0 | 0 | 0 | 0 | 0 | 0
BART NOX Annual- Hunter 1- v5.16 | 63 | 7175 | Rate Constraint in lbs/MMBtu | FALSE | L | Annual | Seasons Included | Seasons | Winter, WintShld, Summer | Winter, WintShld, Summer | Winter, WintShld, Summer | Winter, WintShld, Summer | Winter, WintShld, Summer | Winter, WintShld, Summer | Winter, WintShld, Summer | Winter, WintShld, Summer
BART NOX Annual- Hunter 1- v5.16 | 63 | 7175 | Rate Constraint in lbs/MMBtu | FALSE | L | Annual | Standard NOX | lb/MMBtu | 0.26 | 0.26 | 0.26 | 0.26 | 0.26 | 0.26 | 0.26 | 0.26
BART NOX Annual- Hunter 1- v5.16 | 63 | 7175 | Rate Constraint in lbs/MMBtu | FALSE | L | Annual | Emissions at Affected Plants NOX | Thousand Tons | 3.4529 | 3.4529 | 3.2845 | 3.2879 | 1.2564 | 1.0826 | 0.073311 | 0.049825
BART NOX Annual- Hunter 1- v5.16 | 63 | 7175 | Rate Constraint in lbs/MMBtu | FALSE | L | Annual | Allowances Purchased NOX | Thousand Tons | 0 | 0 | 0 | 0 | 0 | 0 | 0 | 0
BART NOX Annual- Hunter 1- v5.16 | 63 | 7175 | Rate Constraint in lbs/MMBtu | FALSE | L | Annual | Allowances Sold NOX | Thousand Tons | 0 | 0 | 0 | 0 | 0 | 0 | 0 | 0
BART NOX Annual- Hunter 1- v5.16 | 63 | 7175 | Rate Constraint in lbs/MMBtu | FALSE | L | Annual | Allowances Banked | Thousand Tons | 0 | 0 | 0 | 0 | 0 | 0 | 0 | 0
BART NOX Annual- Hunter 1- v5.16 | 63 | 7175 | Rate Constraint in lbs/MMBtu | FALSE | L | Annual | Allowances Withdrawn (1:1) | Thousand Tons | 0 | 0 | 0 | 0 | 0 | 0 | 0 | 0
BART NOX Annual- Hunter 1- v5.16 | 63 | 7175 | Rate Constraint in lbs/MMBtu | FALSE | L | Annual | Allowances Withdrawn (n:1) | Thousand Tons | 0 | 0 | 0 | 0 | 0 | 0 | 0 | 0
BART NOX Annual- Hunter 1- v5.16 | 63 | 7175 | Rate Constraint in lbs/MMBtu | FALSE | L | Annual | Net Emissions Allowance Position | Thousand Tons | 3.4529 | 3.4529 | 3.2845 | 3.2879 | 1.2564 | 1.0826 | 0.073311 | 0.049825
BART NOX Annual- Hunter 1- v5.16 | 63 | 7175 | Rate Constraint in lbs/MMBtu | FALSE | L | Annual | Fuel Consumed | TBtu | 33.5596 | 33.5596 | 31.922 | 31.9556 | 12.2111 | 10.5217 | 0.71252 | 0.48425
BART NOX Annual- Hunter 1- v5.16 | 63 | 7175 | Rate Constraint in lbs/MMBtu | FALSE | L | Annual | Rate | lb/MMBtu | 0.20578 | 0.20578 | 0.20578 | 0.20578 | 0.20578 | 0.20578 | 0.20578 | 0.20578
BART NOX Annual- Hunter 1- v5.16 | 63 | 7175 | Rate Constraint in lbs/MMBtu | FALSE | L | Annual | Generation | TWh | 3.2649 | 3.2649 | 3.1056 | 3.0863 | 1.1654 | 1.001 | 0.046756 | 0.031777
BART NOX Annual- Hunter 1- v5.16 | 63 | 7175 | Rate Constraint in lbs/MMBtu | FALSE | L | Annual | Qualifying Generation | TWh | 3.2649 | 3.2649 | 3.1056 | 3.0863 | 1.1654 | 1.001 | 0.046756 | 0.031777
BART NOX Annual- Hunter 1- v5.16 | 63 | 7175 | Rate Constraint in lbs/MMBtu | FALSE | L | Annual | Rate | lb/MWh | 2.1152 | 2.1152 | 2.1152 | 2.1307 | 2.1562 | 2.1629 | 3.1359 | 3.1359
BART NOX Annual- Hunter 1- v5.16 | 63 | 7175 | Rate Constraint in lbs/MMBtu | FALSE | L | Annual | Constraint Shadow Price | US2019$/Ton | 0 | 0 | 0 | 0 | 0 | 0 | 0 | 0
BART NOX Annual- Hunter 2- v5.16 | 64 | 7176 | Rate Constraint in lbs/MMBtu | FALSE | L | Annual | Seasons Included | Seasons | Winter, WintShld, Summer | Winter, WintShld, Summer | Winter, WintShld, Summer | Winter, WintShld, Summer | Winter, WintShld, Summer | Winter, WintShld, Summer | Winter, WintShld, Summer | Winter, WintShld, Summer
BART NOX Annual- Hunter 2- v5.16 | 64 | 7176 | Rate Constraint in lbs/MMBtu | FALSE | L | Annual | Standard NOX | lb/MMBtu | 0.26 | 0.26 | 0.26 | 0.26 | 0.26 | 0.26 | 0.26 | 0.26
BART NOX Annual- Hunter 2- v5.16 | 64 | 7176 | Rate Constraint in lbs/MMBtu | FALSE | L | Annual | Emissions at Affected Plants NOX | Thousand Tons | 3.0664 | 3.0664 | 3.0664 | 3.0664 | 0.96834 | 1.3593 | 0 | 0
BART NOX Annual- Hunter 2- v5.16 | 64 | 7176 | Rate Constraint in lbs/MMBtu | FALSE | L | Annual | Allowances Purchased NOX | Thousand Tons | 0 | 0 | 0 | 0 | 0 | 0 | 0 | 0
BART NOX Annual- Hunter 2- v5.16 | 64 | 7176 | Rate Constraint in lbs/MMBtu | FALSE | L | Annual | Allowances Sold NOX | Thousand Tons | 0 | 0 | 0 | 0 | 0 | 0 | 0 | 0
BART NOX Annual- Hunter 2- v5.16 | 64 | 7176 | Rate Constraint in lbs/MMBtu | FALSE | L | Annual | Allowances Banked | Thousand Tons | 0 | 0 | 0 | 0 | 0 | 0 | 0 | 0
BART NOX Annual- Hunter 2- v5.16 | 64 | 7176 | Rate Constraint in lbs/MMBtu | FALSE | L | Annual | Allowances Withdrawn (1:1) | Thousand Tons | 0 | 0 | 0 | 0 | 0 | 0 | 0 | 0
BART NOX Annual- Hunter 2- v5.16 | 64 | 7176 | Rate Constraint in lbs/MMBtu | FALSE | L | Annual | Allowances Withdrawn (n:1) | Thousand Tons | 0 | 0 | 0 | 0 | 0 | 0 | 0 | 0
BART NOX Annual- Hunter 2- v5.16 | 64 | 7176 | Rate Constraint in lbs/MMBtu | FALSE | L | Annual | Net Emissions Allowance Position | Thousand Tons | 3.0664 | 3.0664 | 3.0664 | 3.0664 | 0.96834 | 1.3593 | 0 | 0
BART NOX Annual- Hunter 2- v5.16 | 64 | 7176 | Rate Constraint in lbs/MMBtu | FALSE | L | Annual | Fuel Consumed | TBtu | 30.534 | 30.534 | 30.534 | 30.534 | 9.6424 | 13.5356 | 0 | 0
BART NOX Annual- Hunter 2- v5.16 | 64 | 7176 | Rate Constraint in lbs/MMBtu | FALSE | L | Annual | Rate | lb/MMBtu | 0.20085 | 0.20085 | 0.20085 | 0.20085 | 0.20085 | 0.20085 | 0 | 0
BART NOX Annual- Hunter 2- v5.16 | 64 | 7176 | Rate Constraint in lbs/MMBtu | FALSE | L | Annual | Generation | TWh | 2.9807 | 2.9807 | 2.9807 | 2.9807 | 0.94127 | 1.3213 | 0 | 0
BART NOX Annual- Hunter 2- v5.16 | 64 | 7176 | Rate Constraint in lbs/MMBtu | FALSE | L | Annual | Qualifying Generation | TWh | 2.9807 | 2.9807 | 2.9807 | 2.9807 | 0.94127 | 1.3213 | 0 | 0
BART NOX Annual- Hunter 2- v5.16 | 64 | 7176 | Rate Constraint in lbs/MMBtu | FALSE | L | Annual | Rate | lb/MWh | 2.0575 | 2.0575 | 2.0575 | 2.0575 | 2.0575 | 2.0575 | 0 | 0
BART NOX Annual- Hunter 2- v5.16 | 64 | 7176 | Rate Constraint in lbs/MMBtu | FALSE | L | Annual | Constraint Shadow Price | US2019$/Ton | 0 | 0 | 0 | 0 | 0 | 0 | 0 | 0
BART NOX Annual- Hunter 3- v6.17 | 65 | 7177 | Rate Constraint in lbs/MMBtu | FALSE | L | Annual | Seasons Included | Seasons | Winter, WintShld, Summer | Winter, WintShld, Summer | Winter, WintShld, Summer | Winter, WintShld, Summer | Winter, WintShld, Summer | Winter, WintShld, Summer | Winter, WintShld, Summer | Winter, WintShld, Summer
BART NOX Annual- Hunter 3- v6.17 | 65 | 7177 | Rate Constraint in lbs/MMBtu | FALSE | L | Annual | Standard NOX | lb/MMBtu | 0.34 | 0.34 | 0.34 | 0.34 | 0.34 | 0.34 | 0.34 | 0.34
BART NOX Annual- Hunter 3- v6.17 | 65 | 7177 | Rate Constraint in lbs/MMBtu | FALSE | L | Annual | Emissions at Affected Plants NOX | Thousand Tons | 4.6378 | 4.6378 | 4.6378 | 4.6378 | 1.8562 | 2.6451 | 0 | 0
BART NOX Annual- Hunter 3- v6.17 | 65 | 7177 | Rate Constraint in lbs/MMBtu | FALSE | L | Annual | Allowances Purchased NOX | Thousand Tons | 0 | 0 | 0 | 0 | 0 | 0 | 0 | 0
BART NOX Annual- Hunter 3- v6.17 | 65 | 7177 | Rate Constraint in lbs/MMBtu | FALSE | L | Annual | Allowances Sold NOX | Thousand Tons | 0 | 0 | 0 | 0 | 0 | 0 | 0 | 0
BART NOX Annual- Hunter 3- v6.17 | 65 | 7177 | Rate Constraint in lbs/MMBtu | FALSE | L | Annual | Allowances Banked | Thousand Tons | 0 | 0 | 0 | 0 | 0 | 0 | 0 | 0
BART NOX Annual- Hunter 3- v6.17 | 65 | 7177 | Rate Constraint in lbs/MMBtu | FALSE | L | Annual | Allowances Withdrawn (1:1) | Thousand Tons | 0 | 0 | 0 | 0 | 0 | 0 | 0 | 0
BART NOX Annual- Hunter 3- v6.17 | 65 | 7177 | Rate Constraint in lbs/MMBtu | FALSE | L | Annual | Allowances Withdrawn (n:1) | Thousand Tons | 0 | 0 | 0 | 0 | 0 | 0 | 0 | 0
BART NOX Annual- Hunter 3- v6.17 | 65 | 7177 | Rate Constraint in lbs/MMBtu | FALSE | L | Annual | Net Emissions Allowance Position | Thousand Tons | 4.6378 | 4.6378 | 4.6378 | 4.6378 | 1.8562 | 2.6451 | 0 | 0
BART NOX Annual- Hunter 3- v6.17 | 65 | 7177 | Rate Constraint in lbs/MMBtu | FALSE | L | Annual | Fuel Consumed | TBtu | 32.3836 | 32.3836 | 32.3836 | 32.3836 | 12.9612 | 18.4694 | 0 | 0
BART NOX Annual- Hunter 3- v6.17 | 65 | 7177 | Rate Constraint in lbs/MMBtu | FALSE | L | Annual | Rate | lb/MMBtu | 0.28643 | 0.28643 | 0.28643 | 0.28643 | 0.28643 | 0.28643 | 0 | 0
BART NOX Annual- Hunter 3- v6.17 | 65 | 7177 | Rate Constraint in lbs/MMBtu | FALSE | L | Annual | Generation | TWh | 3.1886 | 3.1886 | 3.1886 | 3.1886 | 1.2762 | 1.8186 | 0 | 0
BART NOX Annual- Hunter 3- v6.17 | 65 | 7177 | Rate Constraint in lbs/MMBtu | FALSE | L | Annual | Qualifying Generation | TWh | 3.1886 | 3.1886 | 3.1886 | 3.1886 | 1.2762 | 1.8186 | 0 | 0
BART NOX Annual- Hunter 3- v6.17 | 65 | 7177 | Rate Constraint in lbs/MMBtu | FALSE | L | Annual | Rate | lb/MWh | 2.909 | 2.909 | 2.909 | 2.909 | 2.909 | 2.909 | 0 | 0
BART NOX Annual- Hunter 3- v6.17 | 65 | 7177 | Rate Constraint in lbs/MMBtu | FALSE | L | Annual | Constraint Shadow Price | US2019$/Ton | 0 | 0 | 0 | 0 | 0 | 0 | 0 | 0
BART NOX Annual- Huntington 1- v5.16 | 66 | 7178 | Rate Constraint in lbs/MMBtu | FALSE | L | Annual | Seasons Included | Seasons | Winter, WintShld, Summer | Winter, WintShld, Summer | Winter, WintShld, Summer | Winter, WintShld, Summer | Winter, WintShld, Summer | Winter, WintShld, Summer | Winter, WintShld, Summer | Winter, WintShld, Summer
BART NOX Annual- Huntington 1- v5.16 | 66 | 7178 | Rate Constraint in lbs/MMBtu | FALSE | L | Annual | Standard NOX | lb/MMBtu | 0.26 | 0.26 | 0.26 | 0.26 | 0.26 | 0.26 | 0.26 | 0.26
BART NOX Annual- Huntington 1- v5.16 | 66 | 7178 | Rate Constraint in lbs/MMBtu | FALSE | L | Annual | Emissions at Affected Plants NOX | Thousand Tons | 3.2933 | 3.2933 | 3.2933 | 3.2933 | 0.77833 | 0 | 0 | 0
BART NOX Annual- Huntington 1- v5.16 | 66 | 7178 | Rate Constraint in lbs/MMBtu | FALSE | L | Annual | Allowances Purchased NOX | Thousand Tons | 0 | 0 | 0 | 0 | 0 | 0 | 0 | 0
BART NOX Annual- Huntington 1- v5.16 | 66 | 7178 | Rate Constraint in lbs/MMBtu | FALSE | L | Annual | Allowances Sold NOX | Thousand Tons | 0 | 0 | 0 | 0 | 0 | 0 | 0 | 0
BART NOX Annual- Huntington 1- v5.16 | 66 | 7178 | Rate Constraint in lbs/MMBtu | FALSE | L | Annual | Allowances Banked | Thousand Tons | 0 | 0 | 0 | 0 | 0 | 0 | 0 | 0
BART NOX Annual- Huntington 1- v5.16 | 66 | 7178 | Rate Constraint in lbs/MMBtu | FALSE | L | Annual | Allowances Withdrawn (1:1) | Thousand Tons | 0 | 0 | 0 | 0 | 0 | 0 | 0 | 0
BART NOX Annual- Huntington 1- v5.16 | 66 | 7178 | Rate Constraint in lbs/MMBtu | FALSE | L | Annual | Allowances Withdrawn (n:1) | Thousand Tons | 0 | 0 | 0 | 0 | 0 | 0 | 0 | 0
BART NOX Annual- Huntington 1- v5.16 | 66 | 7178 | Rate Constraint in lbs/MMBtu | FALSE | L | Annual | Net Emissions Allowance Position | Thousand Tons | 3.2933 | 3.2933 | 3.2933 | 3.2933 | 0.77833 | 0 | 0 | 0
BART NOX Annual- Huntington 1- v5.16 | 66 | 7178 | Rate Constraint in lbs/MMBtu | FALSE | L | Annual | Fuel Consumed | TBtu | 32.7173 | 32.7173 | 32.7173 | 32.7173 | 7.7323 | 0 | 0 | 0
BART NOX Annual- Huntington 1- v5.16 | 66 | 7178 | Rate Constraint in lbs/MMBtu | FALSE | L | Annual | Rate | lb/MMBtu | 0.20132 | 0.20132 | 0.20132 | 0.20132 | 0.20132 | 0 | 0 | 0
BART NOX Annual- Huntington 1- v5.16 | 66 | 7178 | Rate Constraint in lbs/MMBtu | FALSE | L | Annual | Generation | TWh | 3.1817 | 3.1817 | 3.1817 | 3.1817 | 0.75195 | 0 | 0 | 0
BART NOX Annual- Huntington 1- v5.16 | 66 | 7178 | Rate Constraint in lbs/MMBtu | FALSE | L | Annual | Qualifying Generation | TWh | 3.1817 | 3.1817 | 3.1817 | 3.1817 | 0.75195 | 0 | 0 | 0
BART NOX Annual- Huntington 1- v5.16 | 66 | 7178 | Rate Constraint in lbs/MMBtu | FALSE | L | Annual | Rate | lb/MWh | 2.0702 | 2.0702 | 2.0702 | 2.0702 | 2.0702 | 0 | 0 | 0
BART NOX Annual- Huntington 1- v5.16 | 66 | 7178 | Rate Constraint in lbs/MMBtu | FALSE | L | Annual | Constraint Shadow Price | US2019$/Ton | 0 | 0 | 0 | 0 | 0 | 0 | 0 | 0
BART NOX Annual- Huntington 2- v5.16 | 67 | 7179 | Rate Constraint in lbs/MMBtu | FALSE | L | Annual | Seasons Included | Seasons | Winter, WintShld, Summer | Winter, WintShld, Summer | Winter, WintShld, Summer | Winter, WintShld, Summer | Winter, WintShld, Summer | Winter, WintShld, Summer | Winter, WintShld, Summer | Winter, WintShld, Summer
BART NOX Annual- Huntington 2- v5.16 | 67 | 7179 | Rate Constraint in lbs/MMBtu | FALSE | L | Annual | Standard NOX | lb/MMBtu | 0.26 | 0.26 | 0.26 | 0.26 | 0.26 | 0.26 | 0.26 | 0.26
BART NOX Annual- Huntington 2- v5.16 | 67 | 7179 | Rate Constraint in lbs/MMBtu | FALSE | L | Annual | Emissions at Affected Plants NOX | Thousand Tons | 3.1712 | 3.1712 | 1.7654 | 1.7654 | 0.74948 | 0 | 0 | 0
BART NOX Annual- Huntington 2- v5.16 | 67 | 7179 | Rate Constraint in lbs/MMBtu | FALSE | L | Annual | Allowances Purchased NOX | Thousand Tons | 0 | 0 | 0 | 0 | 0 | 0 | 0 | 0
BART NOX Annual- Huntington 2- v5.16 | 67 | 7179 | Rate Constraint in lbs/MMBtu | FALSE | L | Annual | Allowances Sold NOX | Thousand Tons | 0 | 0 | 0 | 0 | 0 | 0 | 0 | 0
BART NOX Annual- Huntington 2- v5.16 | 67 | 7179 | Rate Constraint in lbs/MMBtu | FALSE | L | Annual | Allowances Banked | Thousand Tons | 0 | 0 | 0 | 0 | 0 | 0 | 0 | 0
BART NOX Annual- Huntington 2- v5.16 | 67 | 7179 | Rate Constraint in lbs/MMBtu | FALSE | L | Annual | Allowances Withdrawn (1:1) | Thousand Tons | 0 | 0 | 0 | 0 | 0 | 0 | 0 | 0
BART NOX Annual- Huntington 2- v5.16 | 67 | 7179 | Rate Constraint in lbs/MMBtu | FALSE | L | Annual | Allowances Withdrawn (n:1) | Thousand Tons | 0 | 0 | 0 | 0 | 0 | 0 | 0 | 0
BART NOX Annual- Huntington 2- v5.16 | 67 | 7179 | Rate Constraint in lbs/MMBtu | FALSE | L | Annual | Net Emissions Allowance Position | Thousand Tons | 3.1712 | 3.1712 | 1.7654 | 1.7654 | 0.74948 | 0 | 0 | 0
BART NOX Annual- Huntington 2- v5.16 | 67 | 7179 | Rate Constraint in lbs/MMBtu | FALSE | L | Annual | Fuel Consumed | TBtu | 32.2068 | 32.2068 | 17.9297 | 17.9297 | 7.6117 | 0 | 0 | 0
BART NOX Annual- Huntington 2- v5.16 | 67 | 7179 | Rate Constraint in lbs/MMBtu | FALSE | L | Annual | Rate | lb/MMBtu | 0.19693 | 0.19693 | 0.19693 | 0.19693 | 0.19693 | 0 | 0 | 0
BART NOX Annual- Huntington 2- v5.16 | 67 | 7179 | Rate Constraint in lbs/MMBtu | FALSE | L | Annual | Generation | TWh | 3.1193 | 3.1193 | 1.7365 | 1.7365 | 0.73721 | 0 | 0 | 0
BART NOX Annual- Huntington 2- v5.16 | 67 | 7179 | Rate Constraint in lbs/MMBtu | FALSE | L | Annual | Qualifying Generation | TWh | 3.1193 | 3.1193 | 1.7365 | 1.7365 | 0.73721 | 0 | 0 | 0
BART NOX Annual- Huntington 2- v5.16 | 67 | 7179 | Rate Constraint in lbs/MMBtu | FALSE | L | Annual | Rate | lb/MWh | 2.0333 | 2.0333 | 2.0333 | 2.0333 | 2.0333 | 0 | 0 | 0
BART NOX Annual- Huntington 2- v5.16 | 67 | 7179 | Rate Constraint in lbs/MMBtu | FALSE | L | Annual | Constraint Shadow Price | US2019$/Ton | 0 | 0 | 0 | 0 | 0 | 0 | 0 | 0
BART NOX Annual- Northport 1- v5.16 | 68 | 7187 | Rate Constraint in lbs/MMBtu | FALSE | L | Annual | Seasons Included | Seasons | Winter, WintShld, Summer | Winter, WintShld, Summer | Winter, WintShld, Summer | Winter, WintShld, Summer | Winter, WintShld, Summer | Winter, WintShld, Summer | Winter, WintShld, Summer | Winter, WintShld, Summer
BART NOX Annual- Northport 1- v5.16 | 68 | 7187 | Rate Constraint in lbs/MMBtu | FALSE | L | Annual | Standard NOX | lb/MMBtu | 0.1 | 0.1 | 0.1 | 0.1 | 0.1 | 0.1 | 0.1 | 0.1
BART NOX Annual- Northport 1- v5.16 | 68 | 7187 | Rate Constraint in lbs/MMBtu | FALSE | L | Annual | Emissions at Affected Plants NOX | Thousand Tons | 0.14046 | 0.11229 | 0 | 0 | 0 | 0 | 0 | 0
BART NOX Annual- Northport 1- v5.16 | 68 | 7187 | Rate Constraint in lbs/MMBtu | FALSE | L | Annual | Allowances Purchased NOX | Thousand Tons | 0 | 0 | 0 | 0 | 0 | 0 | 0 | 0
BART NOX Annual- Northport 1- v5.16 | 68 | 7187 | Rate Constraint in lbs/MMBtu | FALSE | L | Annual | Allowances Sold NOX | Thousand Tons | 0 | 0 | 0 | 0 | 0 | 0 | 0 | 0
BART NOX Annual- Northport 1- v5.16 | 68 | 7187 | Rate Constraint in lbs/MMBtu | FALSE | L | Annual | Allowances Banked | Thousand Tons | 0 | 0 | 0 | 0 | 0 | 0 | 0 | 0
BART NOX Annual- Northport 1- v5.16 | 68 | 7187 | Rate Constraint in lbs/MMBtu | FALSE | L | Annual | Allowances Withdrawn (1:1) | Thousand Tons | 0 | 0 | 0 | 0 | 0 | 0 | 0 | 0
BART NOX Annual- Northport 1- v5.16 | 68 | 7187 | Rate Constraint in lbs/MMBtu | FALSE | L | Annual | Allowances Withdrawn (n:1) | Thousand Tons | 0 | 0 | 0 | 0 | 0 | 0 | 0 | 0
BART NOX Annual- Northport 1- v5.16 | 68 | 7187 | Rate Constraint in lbs/MMBtu | FALSE | L | Annual | Net Emissions Allowance Position | Thousand Tons | 0.14046 | 0.11229 | 0 | 0 | 0 | 0 | 0 | 0
BART NOX Annual- Northport 1- v5.16 | 68 | 7187 | Rate Constraint in lbs/MMBtu | FALSE | L | Annual | Fuel Consumed | TBtu | 4.3541 | 3.4808 | 0 | 0 | 0 | 0 | 0 | 0
BART NOX Annual- Northport 1- v5.16 | 68 | 7187 | Rate Constraint in lbs/MMBtu | FALSE | L | Annual | Rate | lb/MMBtu | 0.06452 | 0.06452 | 0 | 0 | 0 | 0 | 0 | 0
BART NOX Annual- Northport 1- v5.16 | 68 | 7187 | Rate Constraint in lbs/MMBtu | FALSE | L | Annual | Generation | TWh | 0.40567 | 0.3243 | 0 | 0 | 0 | 0 | 0 | 0
BART NOX Annual- Northport 1- v5.16 | 68 | 7187 | Rate Constraint in lbs/MMBtu | FALSE | L | Annual | Qualifying Generation | TWh | 0.40567 | 0.3243 | 0 | 0 | 0 | 0 | 0 | 0
BART NOX Annual- Northport 1- v5.16 | 68 | 7187 | Rate Constraint in lbs/MMBtu | FALSE | L | Annual | Rate | lb/MWh | 0.69249 | 0.69249 | 0 | 0 | 0 | 0 | 0 | 0
BART NOX Annual- Northport 1- v5.16 | 68 | 7187 | Rate Constraint in lbs/MMBtu | FALSE | L | Annual | Constraint Shadow Price | US2019$/Ton | 0 | 0 | 0 | 0 | 0 | 0 | 0 | 0
BART NOX Annual- Northport 2- v5.16 | 69 | 7188 | Rate Constraint in lbs/MMBtu | FALSE | L | Annual | Seasons Included | Seasons | Winter, WintShld, Summer | Winter, WintShld, Summer | Winter, WintShld, Summer | Winter, WintShld, Summer | Winter, WintShld, Summer | Winter, WintShld, Summer | Winter, WintShld, Summer | Winter, WintShld, Summer
BART NOX Annual- Northport 2- v5.16 | 69 | 7188 | Rate Constraint in lbs/MMBtu | FALSE | L | Annual | Standard NOX | lb/MMBtu | 0.1 | 0.1 | 0.1 | 0.1 | 0.1 | 0.1 | 0.1 | 0.1
BART NOX Annual- Northport 2- v5.16 | 69 | 7188 | Rate Constraint in lbs/MMBtu | FALSE | L | Annual | Emissions at Affected Plants NOX | Thousand Tons | 0.13401 | 0.10713 | 0.073517 | 0 | 0 | 0 | 0 | 0
BART NOX Annual- Northport 2- v5.16 | 69 | 7188 | Rate Constraint in lbs/MMBtu | FALSE | L | Annual | Allowances Purchased NOX | Thousand Tons | 0 | 0 | 0 | 0 | 0 | 0 | 0 | 0
BART NOX Annual- Northport 2- v5.16 | 69 | 7188 | Rate Constraint in lbs/MMBtu | FALSE | L | Annual | Allowances Sold NOX | Thousand Tons | 0 | 0 | 0 | 0 | 0 | 0 | 0 | 0
BART NOX Annual- Northport 2- v5.16 | 69 | 7188 | Rate Constraint in lbs/MMBtu | FALSE | L | Annual | Allowances Banked | Thousand Tons | 0 | 0 | 0 | 0 | 0 | 0 | 0 | 0
BART NOX Annual- Northport 2- v5.16 | 69 | 7188 | Rate Constraint in lbs/MMBtu | FALSE | L | Annual | Allowances Withdrawn (1:1) | Thousand Tons | 0 | 0 | 0 | 0 | 0 | 0 | 0 | 0
BART NOX Annual- Northport 2- v5.16 | 69 | 7188 | Rate Constraint in lbs/MMBtu | FALSE | L | Annual | Allowances Withdrawn (n:1) | Thousand Tons | 0 | 0 | 0 | 0 | 0 | 0 | 0 | 0
BART NOX Annual- Northport 2- v5.16 | 69 | 7188 | Rate Constraint in lbs/MMBtu | FALSE | L | Annual | Net Emissions Allowance Position | Thousand Tons | 0.13401 | 0.10713 | 0.073517 | 0 | 0 | 0 | 0 | 0
BART NOX Annual- Northport 2- v5.16 | 69 | 7188 | Rate Constraint in lbs/MMBtu | FALSE | L | Annual | Fuel Consumed | TBtu | 4.3679 | 3.4918 | 2.3962 | 0 | 0 | 0 | 0 | 0
BART NOX Annual- Northport 2- v5.16 | 69 | 7188 | Rate Constraint in lbs/MMBtu | FALSE | L | Annual | Rate | lb/MMBtu | 0.06136 | 0.06136 | 0.06136 | 0 | 0 | 0 | 0 | 0
BART NOX Annual- Northport 2- v5.16 | 69 | 7188 | Rate Constraint in lbs/MMBtu | FALSE | L | Annual | Generation | TWh | 0.40466 | 0.32349 | 0.222 | 0 | 0 | 0 | 0 | 0
BART NOX Annual- Northport 2- v5.16 | 69 | 7188 | Rate Constraint in lbs/MMBtu | FALSE | L | Annual | Qualifying Generation | TWh | 0.40466 | 0.32349 | 0.222 | 0 | 0 | 0 | 0 | 0
BART NOX Annual- Northport 2- v5.16 | 69 | 7188 | Rate Constraint in lbs/MMBtu | FALSE | L | Annual | Rate | lb/MWh | 0.66232 | 0.66232 | 0.66232 | 0 | 0 | 0 | 0 | 0
BART NOX Annual- Northport 2- v5.16 | 69 | 7188 | Rate Constraint in lbs/MMBtu | FALSE | L | Annual | Constraint Shadow Price | US2019$/Ton | 0 | 0 | 0 | 0 | 0 | 0 | 0 | 0
BART NOX Annual- Northport 3- v5.16 | 70 | 7189 | Rate Constraint in lbs/MMBtu | FALSE | L | Annual | Seasons Included | Seasons | Winter, WintShld, Summer | Winter, WintShld, Summer | Winter, WintShld, Summer | Winter, WintShld, Summer | Winter, WintShld, Summer | Winter, WintShld, Summer | Winter, WintShld, Summer | Winter, WintShld, Summer
BART NOX Annual- Northport 3- v5.16 | 70 | 7189 | Rate Constraint in lbs/MMBtu | FALSE | L | Annual | Standard NOX | lb/MMBtu | 0.1 | 0.1 | 0.1 | 0.1 | 0.1 | 0.1 | 0.1 | 0.1
BART NOX Annual- Northport 3- v5.16 | 70 | 7189 | Rate Constraint in lbs/MMBtu | FALSE | L | Annual | Emissions at Affected Plants NOX | Thousand Tons | 0.13601 | 0.10873 | 0.074613 | 0.069172 | 0 | 0 | 0 | 0
BART NOX Annual- Northport 3- v5.16 | 70 | 7189 | Rate Constraint in lbs/MMBtu | FALSE | L | Annual | Allowances Purchased NOX | Thousand Tons | 0 | 0 | 0 | 0 | 0 | 0 | 0 | 0
BART NOX Annual- Northport 3- v5.16 | 70 | 7189 | Rate Constraint in lbs/MMBtu | FALSE | L | Annual | Allowances Sold NOX | Thousand Tons | 0 | 0 | 0 | 0 | 0 | 0 | 0 | 0
BART NOX Annual- Northport 3- v5.16 | 70 | 7189 | Rate Constraint in lbs/MMBtu | FALSE | L | Annual | Allowances Banked | Thousand Tons | 0 | 0 | 0 | 0 | 0 | 0 | 0 | 0
BART NOX Annual- Northport 3- v5.16 | 70 | 7189 | Rate Constraint in lbs/MMBtu | FALSE | L | Annual | Allowances Withdrawn (1:1) | Thousand Tons | 0 | 0 | 0 | 0 | 0 | 0 | 0 | 0
BART NOX Annual- Northport 3- v5.16 | 70 | 7189 | Rate Constraint in lbs/MMBtu | FALSE | L | Annual | Allowances Withdrawn (n:1) | Thousand Tons | 0 | 0 | 0 | 0 | 0 | 0 | 0 | 0
BART NOX Annual- Northport 3- v5.16 | 70 | 7189 | Rate Constraint in lbs/MMBtu | FALSE | L | Annual | Net Emissions Allowance Position | Thousand Tons | 0.13601 | 0.10873 | 0.074613 | 0.069172 | 0 | 0 | 0 | 0
BART NOX Annual- Northport 3- v5.16 | 70 | 7189 | Rate Constraint in lbs/MMBtu | FALSE | L | Annual | Fuel Consumed | TBtu | 4.2349 | 3.3855 | 2.3233 | 2.1539 | 0 | 0 | 0 | 0
BART NOX Annual- Northport 3- v5.16 | 70 | 7189 | Rate Constraint in lbs/MMBtu | FALSE | L | Annual | Rate | lb/MMBtu | 0.06423 | 0.06423 | 0.06423 | 0.06423 | 0 | 0 | 0 | 0
BART NOX Annual- Northport 3- v5.16 | 70 | 7189 | Rate Constraint in lbs/MMBtu | FALSE | L | Annual | Generation | TWh | 0.39553 | 0.3162 | 0.21699 | 0.20116 | 0 | 0 | 0 | 0
BART NOX Annual- Northport 3- v5.16 | 70 | 7189 | Rate Constraint in lbs/MMBtu | FALSE | L | Annual | Qualifying Generation | TWh | 0.39553 | 0.3162 | 0.21699 | 0.20116 | 0 | 0 | 0 | 0
BART NOX Annual- Northport 3- v5.16 | 70 | 7189 | Rate Constraint in lbs/MMBtu | FALSE | L | Annual | Rate | lb/MWh | 0.68771 | 0.68771 | 0.68771 | 0.68771 | 0 | 0 | 0 | 0
BART NOX Annual- Northport 3- v5.16 | 70 | 7189 | Rate Constraint in lbs/MMBtu | FALSE | L | Annual | Constraint Shadow Price | US2019$/Ton | 0 | 0 | 0 | 0 | 0 | 0 | 0 | 0
BART NOX Annual- Northport 4- v5.16 | 71 | 7190 | Rate Constraint in lbs/MMBtu | FALSE | L | Annual | Seasons Included | Seasons | Winter, WintShld, Summer | Winter, WintShld, Summer | Winter, WintShld, Summer | Winter, WintShld, Summer | Winter, WintShld, Summer | Winter, WintShld, Summer | Winter, WintShld, Summer | Winter, WintShld, Summer
BART NOX Annual- Northport 4- v5.16 | 71 | 7190 | Rate Constraint in lbs/MMBtu | FALSE | L | Annual | Standard NOX | lb/MMBtu | 0.1 | 0.1 | 0.1 | 0.1 | 0.1 | 0.1 | 0.1 | 0.1
BART NOX Annual- Northport 4- v5.16 | 71 | 7190 | Rate Constraint in lbs/MMBtu | FALSE | L | Annual | Emissions at Affected Plants NOX | Thousand Tons | 0.10492 | 0.089982 | 0.19869 | 0.22797 | 0 | 0 | 0 | 0
BART NOX Annual- Northport 4- v5.16 | 71 | 7190 | Rate Constraint in lbs/MMBtu | FALSE | L | Annual | Allowances Purchased NOX | Thousand Tons | 0 | 0 | 0 | 0 | 0 | 0 | 0 | 0
BART NOX Annual- Northport 4- v5.16 | 71 | 7190 | Rate Constraint in lbs/MMBtu | FALSE | L | Annual | Allowances Sold NOX | Thousand Tons | 0 | 0 | 0 | 0 | 0 | 0 | 0 | 0
BART NOX Annual- Northport 4- v5.16 | 71 | 7190 | Rate Constraint in lbs/MMBtu | FALSE | L | Annual | Allowances Banked | Thousand Tons | 0 | 0 | 0 | 0 | 0 | 0 | 0 | 0
BART NOX Annual- Northport 4- v5.16 | 71 | 7190 | Rate Constraint in lbs/MMBtu | FALSE | L | Annual | Allowances Withdrawn (1:1) | Thousand Tons | 0 | 0 | 0 | 0 | 0 | 0 | 0 | 0
BART NOX Annual- Northport 4- v5.16 | 71 | 7190 | Rate Constraint in lbs/MMBtu | FALSE | L | Annual | Allowances Withdrawn (n:1) | Thousand Tons | 0 | 0 | 0 | 0 | 0 | 0 | 0 | 0
BART NOX Annual- Northport 4- v5.16 | 71 | 7190 | Rate Constraint in lbs/MMBtu | FALSE | L | Annual | Net Emissions Allowance Position | Thousand Tons | 0.10492 | 0.089982 | 0.19869 | 0.22797 | 0 | 0 | 0 | 0
BART NOX Annual- Northport 4- v5.16 | 71 | 7190 | Rate Constraint in lbs/MMBtu | FALSE | L | Annual | Fuel Consumed | TBtu | 4.2161 | 3.6159 | 7.9842 | 9.161 | 0 | 0 | 0 | 0
BART NOX Annual- Northport 4- v5.16 | 71 | 7190 | Rate Constraint in lbs/MMBtu | FALSE | L | Annual | Rate | lb/MMBtu | 0.04977 | 0.04977 | 0.04977 | 0.04977 | 0 | 0 | 0 | 0
BART NOX Annual- Northport 4- v5.16 | 71 | 7190 | Rate Constraint in lbs/MMBtu | FALSE | L | Annual | Generation | TWh | 0.39756 | 0.34096 | 0.75287 | 0.86384 | 0 | 0 | 0 | 0
BART NOX Annual- Northport 4- v5.16 | 71 | 7190 | Rate Constraint in lbs/MMBtu | FALSE | L | Annual | Qualifying Generation | TWh | 0.39756 | 0.34096 | 0.75287 | 0.86384 | 0 | 0 | 0 | 0
BART NOX Annual- Northport 4- v5.16 | 71 | 7190 | Rate Constraint in lbs/MMBtu | FALSE | L | Annual | Rate | lb/MWh | 0.52781 | 0.52781 | 0.52781 | 0.52781 | 0 | 0 | 0 | 0
BART NOX Annual- Northport 4- v5.16 | 71 | 7190 | Rate Constraint in lbs/MMBtu | FALSE | L | Annual | Constraint Shadow Price | US2019$/Ton | 0 | 0 | 0 | 0 | 0 | 0 | 0 | 0
BART NOX Annual- Ravenswood 1- v5.16 | 72 | 7183 | Rate Constraint in lbs/MMBtu | FALSE | L | Annual | Seasons Included | Seasons | Winter, WintShld, Summer | Winter, WintShld, Summer | Winter, WintShld, Summer | Winter, WintShld, Summer | Winter, WintShld, Summer | Winter, WintShld, Summer | Winter, WintShld, Summer | Winter, WintShld, Summer
BART NOX Annual- Ravenswood 1- v5.16 | 72 | 7183 | Rate Constraint in lbs/MMBtu | FALSE | L | Annual | Standard NOX | lb/MMBtu | 0.15 | 0.15 | 0.15 | 0.15 | 0.15 | 0.15 | 0.15 | 0.15
BART NOX Annual- Ravenswood 1- v5.16 | 72 | 7183 | Rate Constraint in lbs/MMBtu | FALSE | L | Annual | Emissions at Affected Plants NOX | Thousand Tons | 0.1073 | 0.012647 | 0 | 0 | 0 | 0 | 0 | 0
BART NOX Annual- Ravenswood 1- v5.16 | 72 | 7183 | Rate Constraint in lbs/MMBtu | FALSE | L | Annual | Allowances Purchased NOX | Thousand Tons | 0 | 0 | 0 | 0 | 0 | 0 | 0 | 0
BART NOX Annual- Ravenswood 1- v5.16 | 72 | 7183 | Rate Constraint in lbs/MMBtu | FALSE | L | Annual | Allowances Sold NOX | Thousand Tons | 0 | 0 | 0 | 0 | 0 | 0 | 0 | 0
BART NOX Annual- Ravenswood 1- v5.16 | 72 | 7183 | Rate Constraint in lbs/MMBtu | FALSE | L | Annual | Allowances Banked | Thousand Tons | 0 | 0 | 0 | 0 | 0 | 0 | 0 | 0
BART NOX Annual- Ravenswood 1- v5.16 | 72 | 7183 | Rate Constraint in lbs/MMBtu | FALSE | L | Annual | Allowances Withdrawn (1:1) | Thousand Tons | 0 | 0 | 0 | 0 | 0 | 0 | 0 | 0
BART NOX Annual- Ravenswood 1- v5.16 | 72 | 7183 | Rate Constraint in lbs/MMBtu | FALSE | L | Annual | Allowances Withdrawn (n:1) | Thousand Tons | 0 | 0 | 0 | 0 | 0 | 0 | 0 | 0
BART NOX Annual- Ravenswood 1- v5.16 | 72 | 7183 | Rate Constraint in lbs/MMBtu | FALSE | L | Annual | Net Emissions Allowance Position | Thousand Tons | 0.1073 | 0.012647 | 0 | 0 | 0 | 0 | 0 | 0
BART NOX Annual- Ravenswood 1- v5.16 | 72 | 7183 | Rate Constraint in lbs/MMBtu | FALSE | L | Annual | Fuel Consumed | TBtu | 3.3422 | 0.39394 | 0 | 0 | 0 | 0 | 0 | 0
BART NOX Annual- Ravenswood 1- v5.16 | 72 | 7183 | Rate Constraint in lbs/MMBtu | FALSE | L | Annual | Rate | lb/MMBtu | 0.06421 | 0.06421 | 0 | 0 | 0 | 0 | 0 | 0
BART NOX Annual- Ravenswood 1- v5.16 | 72 | 7183 | Rate Constraint in lbs/MMBtu | FALSE | L | Annual | Generation | TWh | 0.30342 | 0.035764 | 0 | 0 | 0 | 0 | 0 | 0
BART NOX Annual- Ravenswood 1- v5.16 | 72 | 7183 | Rate Constraint in lbs/MMBtu | FALSE | L | Annual | Qualifying Generation | TWh | 0.30342 | 0.035764 | 0 | 0 | 0 | 0 | 0 | 0
BART NOX Annual- Ravenswood 1- v5.16 | 72 | 7183 | Rate Constraint in lbs/MMBtu | FALSE | L | Annual | Rate | lb/MWh | 0.70727 | 0.70727 | 0 | 0 | 0 | 0 | 0 | 0
BART NOX Annual- Ravenswood 1- v5.16 | 72 | 7183 | Rate Constraint in lbs/MMBtu | FALSE | L | Annual | Constraint Shadow Price | US2019$/Ton | 0 | 0 | 0 | 0 | 0 | 0 | 0 | 0
BART NOX Annual- Ravenswood 2- v5.16 | 73 | 7184 | Rate Constraint in lbs/MMBtu | FALSE | L | Annual | Seasons Included | Seasons | Winter, WintShld, Summer | Winter, WintShld, Summer | Winter, WintShld, Summer | Winter, WintShld, Summer | Winter, WintShld, Summer | Winter, WintShld, Summer | Winter, WintShld, Summer | Winter, WintShld, Summer
BART NOX Annual- Ravenswood 2- v5.16 | 73 | 7184 | Rate Constraint in lbs/MMBtu | FALSE | L | Annual | Standard NOX | lb/MMBtu | 0.15 | 0.15 | 0.15 | 0.15 | 0.15 | 0.15 | 0.15 | 0.15
BART NOX Annual- Ravenswood 2- v5.16 | 73 | 7184 | Rate Constraint in lbs/MMBtu | FALSE | L | Annual | Emissions at Affected Plants NOX | Thousand Tons | 0.086849 | 0 | 0 | 0 | 0 | 0 | 0 | 0
BART NOX Annual- Ravenswood 2- v5.16 | 73 | 7184 | Rate Constraint in lbs/MMBtu | FALSE | L | Annual | Allowances Purchased NOX | Thousand Tons | 0 | 0 | 0 | 0 | 0 | 0 | 0 | 0
BART NOX Annual- Ravenswood 2- v5.16 | 73 | 7184 | Rate Constraint in lbs/MMBtu | FALSE | L | Annual | Allowances Sold NOX | Thousand Tons | 0 | 0 | 0 | 0 | 0 | 0 | 0 | 0
BART NOX Annual- Ravenswood 2- v5.16 | 73 | 7184 | Rate Constraint in lbs/MMBtu | FALSE | L | Annual | Allowances Banked | Thousand Tons | 0 | 0 | 0 | 0 | 0 | 0 | 0 | 0
BART NOX Annual- Ravenswood 2- v5.16 | 73 | 7184 | Rate Constraint in lbs/MMBtu | FALSE | L | Annual | Allowances Withdrawn (1:1) | Thousand Tons | 0 | 0 | 0 | 0 | 0 | 0 | 0 | 0
BART NOX Annual- Ravenswood 2- v5.16 | 73 | 7184 | Rate Constraint in lbs/MMBtu | FALSE | L | Annual | Allowances Withdrawn (n:1) | Thousand Tons | 0 | 0 | 0 | 0 | 0 | 0 | 0 | 0
BART NOX Annual- Ravenswood 2- v5.16 | 73 | 7184 | Rate Constraint in lbs/MMBtu | FALSE | L | Annual | Net Emissions Allowance Position | Thousand Tons | 0.086849 | 0 | 0 | 0 | 0 | 0 | 0 | 0
BART NOX Annual- Ravenswood 2- v5.16 | 73 | 7184 | Rate Constraint in lbs/MMBtu | FALSE | L | Annual | Fuel Consumed | TBtu | 2.584 | 0 | 0 | 0 | 0 | 0 | 0 | 0
BART NOX Annual- Ravenswood 2- v5.16 | 73 | 7184 | Rate Constraint in lbs/MMBtu | FALSE | L | Annual | Rate | lb/MMBtu | 0.06722 | 0 | 0 | 0 | 0 | 0 | 0 | 0
BART NOX Annual- Ravenswood 2- v5.16 | 73 | 7184 | Rate Constraint in lbs/MMBtu | FALSE | L | Annual | Generation | TWh | 0.23421 | 0 | 0 | 0 | 0 | 0 | 0 | 0
BART NOX Annual- Ravenswood 2- v5.16 | 73 | 7184 | Rate Constraint in lbs/MMBtu | FALSE | L | Annual | Qualifying Generation | TWh | 0.23421 | 0 | 0 | 0 | 0 | 0 | 0 | 0
BART NOX Annual- Ravenswood 2- v5.16 | 73 | 7184 | Rate Constraint in lbs/MMBtu | FALSE | L | Annual | Rate | lb/MWh | 0.74164 | 0 | 0 | 0 | 0 | 0 | 0 | 0
BART NOX Annual- Ravenswood 2- v5.16 | 73 | 7184 | Rate Constraint in lbs/MMBtu | FALSE | L | Annual | Constraint Shadow Price | US2019$/Ton | 0 | 0 | 0 | 0 | 0 | 0 | 0 | 0
BART NOX Annual- Ravenswood 3- v5.16 | 74 | 7185 | Rate Constraint in lbs/MMBtu | FALSE | L | Annual | Seasons Included | Seasons | Winter, WintShld, Summer | Winter, WintShld, Summer | Winter, WintShld, Summer | Winter, WintShld, Summer | Winter, WintShld, Summer | Winter, WintShld, Summer | Winter, WintShld, Summer | Winter, WintShld, Summer
BART NOX Annual- Ravenswood 3- v5.16 | 74 | 7185 | Rate Constraint in lbs/MMBtu | FALSE | L | Annual | Standard NOX | lb/MMBtu | 0.15 | 0.15 | 0.15 | 0.15 | 0.15 | 0.15 | 0.15 | 0.15
BART NOX Annual- Ravenswood 3- v5.16 | 74 | 7185 | Rate Constraint in lbs/MMBtu | FALSE | L | Annual | Emissions at Affected Plants NOX | Thousand Tons | 0.23689 | 0.23689 | 0 | 0 | 0 | 0 | 0 | 0
BART NOX Annual- Ravenswood 3- v5.16 | 74 | 7185 | Rate Constraint in lbs/MMBtu | FALSE | L | Annual | Allowances Purchased NOX | Thousand Tons | 0 | 0 | 0 | 0 | 0 | 0 | 0 | 0
BART NOX Annual- Ravenswood 3- v5.16 | 74 | 7185 | Rate Constraint in lbs/MMBtu | FALSE | L | Annual | Allowances Sold NOX | Thousand Tons | 0 | 0 | 0 | 0 | 0 | 0 | 0 | 0
BART NOX Annual- Ravenswood 3- v5.16 | 74 | 7185 | Rate Constraint in lbs/MMBtu | FALSE | L | Annual | Allowances Banked | Thousand Tons | 0 | 0 | 0 | 0 | 0 | 0 | 0 | 0
BART NOX Annual- Ravenswood 3- v5.16 | 74 | 7185 | Rate Constraint in lbs/MMBtu | FALSE | L | Annual | Allowances Withdrawn (1:1) | Thousand Tons | 0 | 0 | 0 | 0 | 0 | 0 | 0 | 0
BART NOX Annual- Ravenswood 3- v5.16 | 74 | 7185 | Rate Constraint in lbs/MMBtu | FALSE | L | Annual | Allowances Withdrawn (n:1) | Thousand Tons | 0 | 0 | 0 | 0 | 0 | 0 | 0 | 0
BART NOX Annual- Ravenswood 3- v5.16 | 74 | 7185 | Rate Constraint in lbs/MMBtu | FALSE | L | Annual | Net Emissions Allowance Position | Thousand Tons | 0.23689 | 0.23689 | 0 | 0 | 0 | 0 | 0 | 0
BART NOX Annual- Ravenswood 3- v5.16 | 74 | 7185 | Rate Constraint in lbs/MMBtu | FALSE | L | Annual | Fuel Consumed | TBtu | 6.7576 | 6.7576 | 0 | 0 | 0 | 0 | 0 | 0
BART NOX Annual- Ravenswood 3- v5.16 | 74 | 7185 | Rate Constraint in lbs/MMBtu | FALSE | L | Annual | Rate | lb/MMBtu | 0.07011 | 0.07011 | 0 | 0 | 0 | 0 | 0 | 0
BART NOX Annual- Ravenswood 3- v5.16 | 74 | 7185 | Rate Constraint in lbs/MMBtu | FALSE | L | Annual | Generation | TWh | 0.6126 | 0.6126 | 0 | 0 | 0 | 0 | 0 | 0
BART NOX Annual- Ravenswood 3- v5.16 | 74 | 7185 | Rate Constraint in lbs/MMBtu | FALSE | L | Annual | Qualifying Generation | TWh | 0.6126 | 0.6126 | 0 | 0 | 0 | 0 | 0 | 0
BART NOX Annual- Ravenswood 3- v5.16 | 74 | 7185 | Rate Constraint in lbs/MMBtu | FALSE | L | Annual | Rate | lb/MWh | 0.77338 | 0.77338 | 0 | 0 | 0 | 0 | 0 | 0
BART NOX Annual- Ravenswood 3- v5.16 | 74 | 7185 | Rate Constraint in lbs/MMBtu | FALSE | L | Annual | Constraint Shadow Price | US2019$/Ton | 0 | 0 | 0 | 0 | 0 | 0 | 0 | 0
BART NOX Annual- Transalta Centralia 1,2- v5.16 | 75 | 7174 | Rate Constraint in lbs/MMBtu | FALSE | L | Annual | Seasons Included | Seasons | Winter, WintShld, Summer | Winter, WintShld, Summer | Winter, WintShld, Summer | Winter, WintShld, Summer | Winter, WintShld, Summer | Winter, WintShld, Summer | Winter, WintShld, Summer | Winter, WintShld, Summer
BART NOX Annual- Transalta Centralia 1,2- v5.16 | 75 | 7174 | Rate Constraint in lbs/MMBtu | FALSE | L | Annual | Standard NOX | lb/MMBtu | 0.21 | 0.21 | 0.21 | 0.21 | 0.21 | 0.21 | 0.21 | 0.21
BART NOX Annual- Transalta Centralia 1,2- v5.16 | 75 | 7174 | Rate Constraint in lbs/MMBtu | FALSE | L | Annual | Emissions at Affected Plants NOX | Thousand Tons | 3.2254 | 0 | 0 | 0 | 0 | 0 | 0 | 0
BART NOX Annual- Transalta Centralia 1,2- v5.16 | 75 | 7174 | Rate Constraint in lbs/MMBtu | FALSE | L | Annual | Allowances Purchased NOX | Thousand Tons | 0 | 0 | 0 | 0 | 0 | 0 | 0 | 0
BART NOX Annual- Transalta Centralia 1,2- v5.16 | 75 | 7174 | Rate Constraint in lbs/MMBtu | FALSE | L | Annual | Allowances Sold NOX | Thousand Tons | 0 | 0 | 0 | 0 | 0 | 0 | 0 | 0
BART NOX Annual- Transalta Centralia 1,2- v5.16 | 75 | 7174 | Rate Constraint in lbs/MMBtu | FALSE | L | Annual | Allowances Banked | Thousand Tons | 0 | 0 | 0 | 0 | 0 | 0 | 0 | 0
BART NOX Annual- Transalta Centralia 1,2- v5.16 | 75 | 7174 | Rate Constraint in lbs/MMBtu | FALSE | L | Annual | Allowances Withdrawn (1:1) | Thousand Tons | 0 | 0 | 0 | 0 | 0 | 0 | 0 | 0
BART NOX Annual- Transalta Centralia 1,2- v5.16 | 75 | 7174 | Rate Constraint in lbs/MMBtu | FALSE | L | Annual | Allowances Withdrawn (n:1) | Thousand Tons | 0 | 0 | 0 | 0 | 0 | 0 | 0 | 0
BART NOX Annual- Transalta Centralia 1,2- v5.16 | 75 | 7174 | Rate Constraint in lbs/MMBtu | FALSE | L | Annual | Net Emissions Allowance Position | Thousand Tons | 3.2254 | 0 | 0 | 0 | 0 | 0 | 0 | 0
BART NOX Annual- Transalta Centralia 1,2- v5.16 | 75 | 7174 | Rate Constraint in lbs/MMBtu | FALSE | L | Annual | Fuel Consumed | TBtu | 31.4748 | 0 | 0 | 0 | 0 | 0 | 0 | 0
BART NOX Annual- Transalta Centralia 1,2- v5.16 | 75 | 7174 | Rate Constraint in lbs/MMBtu | FALSE | L | Annual | Rate | lb/MMBtu | 0.20495 | 0 | 0 | 0 | 0 | 0 | 0 | 0
BART NOX Annual- Transalta Centralia 1,2- v5.16 | 75 | 7174 | Rate Constraint in lbs/MMBtu | FALSE | L | Annual | Generation | TWh | 2.8274 | 0 | 0 | 0 | 0 | 0 | 0 | 0
BART NOX Annual- Transalta Centralia 1,2- v5.16 | 75 | 7174 | Rate Constraint in lbs/MMBtu | FALSE | L | Annual | Qualifying Generation | TWh | 2.8274 | 0 | 0 | 0 | 0 | 0 | 0 | 0
BART NOX Annual- Transalta Centralia 1,2- v5.16 | 75 | 7174 | Rate Constraint in lbs/MMBtu | FALSE | L | Annual | Rate | lb/MWh | 2.2815 | 0 | 0 | 0 | 0 | 0 | 0 | 0
BART NOX Annual- Transalta Centralia 1,2- v5.16 | 75 | 7174 | Rate Constraint in lbs/MMBtu | FALSE | L | Annual | Constraint Shadow Price | US2019$/Ton | 0 | 0 | 0 | 0 | 0 | 0 | 0 | 0
BART NOX Annual-Apache Station 2 -v5.13 | 76 | 7138 | Rate Constraint in lbs/MMBtu | FALSE | L | Annual | Seasons Included | Seasons | Winter, WintShld, Summer | Winter, WintShld, Summer | Winter, WintShld, Summer | Winter, WintShld, Summer | Winter, WintShld, Summer | Winter, WintShld, Summer | Winter, WintShld, Summer | Winter, WintShld, Summer
BART NOX Annual-Apache Station 2 -v5.13 | 76 | 7138 | Rate Constraint in lbs/MMBtu | FALSE | L | Annual | Standard NOX | lb/MMBtu | 0.085 | 0.085 | 0.085 | 0.085 | 0.085 | 0.085 | 0.085 | 0.085
BART NOX Annual-Apache Station 2 -v5.13 | 76 | 7138 | Rate Constraint in lbs/MMBtu | FALSE | L | Annual | Emissions at Affected Plants NOX | Thousand Tons | 0 | 0 | 0 | 0 | 0 | 0 | 0 | 0
BART NOX Annual-Apache Station 2 -v5.13 | 76 | 7138 | Rate Constraint in lbs/MMBtu | FALSE | L | Annual | Allowances Purchased NOX | Thousand Tons | 0 | 0 | 0 | 0 | 0 | 0 | 0 | 0
BART NOX Annual-Apache Station 2 -v5.13 | 76 | 7138 | Rate Constraint in lbs/MMBtu | FALSE | L | Annual | Allowances Sold NOX | Thousand Tons | 0 | 0 | 0 | 0 | 0 | 0 | 0 | 0
BART NOX Annual-Apache Station 2 -v5.13 | 76 | 7138 | Rate Constraint in lbs/MMBtu | FALSE | L | Annual | Allowances Banked | Thousand Tons | 0 | 0 | 0 | 0 | 0 | 0 | 0 | 0
BART NOX Annual-Apache Station 2 -v5.13 | 76 | 7138 | Rate Constraint in lbs/MMBtu | FALSE | L | Annual | Allowances Withdrawn (1:1) | Thousand Tons | 0 | 0 | 0 | 0 | 0 | 0 | 0 | 0
BART NOX Annual-Apache Station 2 -v5.13 | 76 | 7138 | Rate Constraint in lbs/MMBtu | FALSE | L | Annual | Allowances Withdrawn (n:1) | Thousand Tons | 0 | 0 | 0 | 0 | 0 | 0 | 0 | 0
BART NOX Annual-Apache Station 2 -v5.13 | 76 | 7138 | Rate Constraint in lbs/MMBtu | FALSE | L | Annual | Net Emissions Allowance Position | Thousand Tons | 0 | 0 | 0 | 0 | 0 | 0 | 0 | 0
BART NOX Annual-Apache Station 2 -v5.13 | 76 | 7138 | Rate Constraint in lbs/MMBtu | FALSE | L | Annual | Fuel Consumed | TBtu | 0 | 0 | 0 | 0 | 0 | 0 | 0 | 0
BART NOX Annual-Apache Station 2 -v5.13 | 76 | 7138 | Rate Constraint in lbs/MMBtu | FALSE | L | Annual | Rate | lb/MMBtu | 0 | 0 | 0 | 0 | 0 | 0 | 0 | 0
BART NOX Annual-Apache Station 2 -v5.13 | 76 | 7138 | Rate Constraint in lbs/MMBtu | FALSE | L | Annual | Generation | TWh | 0 | 0 | 0 | 0 | 0 | 0 | 0 | 0
BART NOX Annual-Apache Station 2 -v5.13 | 76 | 7138 | Rate Constraint in lbs/MMBtu | FALSE | L | Annual | Qualifying Generation | TWh | 0 | 0 | 0 | 0 | 0 | 0 | 0 | 0
BART NOX Annual-Apache Station 2 -v5.13 | 76 | 7138 | Rate Constraint in lbs/MMBtu | FALSE | L | Annual | Rate | lb/MWh | 0 | 0 | 0 | 0 | 0 | 0 | 0 | 0
BART NOX Annual-Apache Station 2 -v5.13 | 76 | 7138 | Rate Constraint in lbs/MMBtu | FALSE | L | Annual | Constraint Shadow Price | US2019$/Ton | 0 | 0 | 0 | 0 | 0 | 0 | 0 | 0
BART NOX Annual-Apache Station 3 -v5.13 | 77 | 7139 | Rate Constraint in lbs/MMBtu | FALSE | L | Annual | Seasons Included | Seasons | Winter, WintShld, Summer | Winter, WintShld, Summer | Winter, WintShld, Summer | Winter, WintShld, Summer | Winter, WintShld, Summer | Winter, WintShld, Summer | Winter, WintShld, Summer | Winter, WintShld, Summer
BART NOX Annual-Apache Station 3 -v5.13 | 77 | 7139 | Rate Constraint in lbs/MMBtu | FALSE | L | Annual | Standard NOX | lb/MMBtu | 0.23 | 0.23 | 0.23 | 0.23 | 0.23 | 0.23 | 0.23 | 0.23
BART NOX Annual-Apache Station 3 -v5.13 | 77 | 7139 | Rate Constraint in lbs/MMBtu | FALSE | L | Annual | Emissions at Affected Plants NOX | Thousand Tons | 1.3049 | 0 | 0 | 0 | 0 | 0 | 0 | 0
BART NOX Annual-Apache Station 3 -v5.13 | 77 | 7139 | Rate Constraint in lbs/MMBtu | FALSE | L | Annual | Allowances Purchased NOX | Thousand Tons | 0 | 0 | 0 | 0 | 0 | 0 | 0 | 0
BART NOX Annual-Apache Station 3 -v5.13 | 77 | 7139 | Rate Constraint in lbs/MMBtu | FALSE | L | Annual | Allowances Sold NOX | Thousand Tons | 0 | 0 | 0 | 0 | 0 | 0 | 0 | 0
BART NOX Annual-Apache Station 3 -v5.13 | 77 | 7139 | Rate Constraint in lbs/MMBtu | FALSE | L | Annual | Allowances Banked | Thousand Tons | 0 | 0 | 0 | 0 | 0 | 0 | 0 | 0
BART NOX Annual-Apache Station 3 -v5.13 | 77 | 7139 | Rate Constraint in lbs/MMBtu | FALSE | L | Annual | Allowances Withdrawn (1:1) | Thousand Tons | 0 | 0 | 0 | 0 | 0 | 0 | 0 | 0
BART NOX Annual-Apache Station 3 -v5.13 | 77 | 7139 | Rate Constraint in lbs/MMBtu | FALSE | L | Annual | Allowances Withdrawn (n:1) | Thousand Tons | 0 | 0 | 0 | 0 | 0 | 0 | 0 | 0
BART NOX Annual-Apache Station 3 -v5.13 | 77 | 7139 | Rate Constraint in lbs/MMBtu | FALSE | L | Annual | Net Emissions Allowance Position | Thousand Tons | 1.3049 | 0 | 0 | 0 | 0 | 0 | 0 | 0
BART NOX Annual-Apache Station 3 -v5.13 | 77 | 7139 | Rate Constraint in lbs/MMBtu | FALSE | L | Annual | Fuel Consumed | TBtu | 14.0807 | 0 | 0 | 0 | 0 | 0 | 0 | 0
BART NOX Annual-Apache Station 3 -v5.13 | 77 | 7139 | Rate Constraint in lbs/MMBtu | FALSE | L | Annual | Rate | lb/MMBtu | 0.18535 | 0 | 0 | 0 | 0 | 0 | 0 | 0
BART NOX Annual-Apache Station 3 -v5.13 | 77 | 7139 | Rate Constraint in lbs/MMBtu | FALSE | L | Annual | Generation | TWh | 1.2531 | 0 | 0 | 0 | 0 | 0 | 0 | 0
BART NOX Annual-Apache Station 3 -v5.13 | 77 | 7139 | Rate Constraint in lbs/MMBtu | FALSE | L | Annual | Qualifying Generation | TWh | 1.2531 | 0 | 0 | 0 | 0 | 0 | 0 | 0
BART NOX Annual-Apache Station 3 -v5.13 | 77 | 7139 | Rate Constraint in lbs/MMBtu | FALSE | L | Annual | Rate | lb/MWh | 2.0828 | 0 | 0 | 0 | 0 | 0 | 0 | 0
BART NOX Annual-Apache Station 3 -v5.13 | 77 | 7139 | Rate Constraint in lbs/MMBtu | FALSE | L | Annual | Constraint Shadow Price | US2019$/Ton | 0 | 0 | 0 | 0 | 0 | 0 | 0 | 0
BART NOX Annual-Big Cajun 2 -v5.14 | 78 | 7160 | Rate Constraint in lbs/MMBtu | FALSE | L | Annual | Seasons Included | Seasons | Winter, WintShld, Summer | Winter, WintShld, Summer | Winter, WintShld, Summer | Winter, WintShld, Summer | Winter, WintShld, Summer | Winter, WintShld, Summer | Winter, WintShld, Summer | Winter, WintShld, Summer
BART NOX Annual-Big Cajun 2 -v5.14 | 78 | 7160 | Rate Constraint in lbs/MMBtu | FALSE | L | Annual | Standard NOX | lb/MMBtu | 0.15 | 0.15 | 0.15 | 0.15 | 0.15 | 0.15 | 0.15 | 0.15
BART NOX Annual-Big Cajun 2 -v5.14 | 78 | 7160 | Rate Constraint in lbs/MMBtu | FALSE | L | Annual | Emissions at Affected Plants NOX | Thousand Tons | 2.2185 | 0 | 0 | 0 | 0 | 0 | 0 | 0
BART NOX Annual-Big Cajun 2 -v5.14 | 78 | 7160 | Rate Constraint in lbs/MMBtu | FALSE | L | Annual | Allowances Purchased NOX | Thousand Tons | 0 | 0 | 0 | 0 | 0 | 0 | 0 | 0
BART NOX Annual-Big Cajun 2 -v5.14 | 78 | 7160 | Rate Constraint in lbs/MMBtu | FALSE | L | Annual | Allowances Sold NOX | Thousand Tons | 0 | 0 | 0 | 0 | 0 | 0 | 0 | 0
BART NOX Annual-Big Cajun 2 -v5.14 | 78 | 7160 | Rate Constraint in lbs/MMBtu | FALSE | L | Annual | Allowances Banked | Thousand Tons | 0 | 0 | 0 | 0 | 0 | 0 | 0 | 0
BART NOX Annual-Big Cajun 2 -v5.14 | 78 | 7160 | Rate Constraint in lbs/MMBtu | FALSE | L | Annual | Allowances Withdrawn (1:1) | Thousand Tons | 0 | 0 | 0 | 0 | 0 | 0 | 0 | 0
BART NOX Annual-Big Cajun 2 -v5.14 | 78 | 7160 | Rate Constraint in lbs/MMBtu | FALSE | L | Annual | Allowances Withdrawn (n:1) | Thousand Tons | 0 | 0 | 0 | 0 | 0 | 0 | 0 | 0
BART NOX Annual-Big Cajun 2 -v5.14 | 78 | 7160 | Rate Constraint in lbs/MMBtu | FALSE | L | Annual | Net Emissions Allowance Position | Thousand Tons | 2.2185 | 0 | 0 | 0 | 0 | 0 | 0 | 0
BART NOX Annual-Big Cajun 2 -v5.14 | 78 | 7160 | Rate Constraint in lbs/MMBtu | FALSE | L | Annual | Fuel Consumed | TBtu | 35.5506 | 0 | 0 | 0 | 0 | 0 | 0 | 0
BART NOX Annual-Big Cajun 2 -v5.14 | 78 | 7160 | Rate Constraint in lbs/MMBtu | FALSE | L | Annual | Rate | lb/MMBtu | 0.12481 | 0 | 0 | 0 | 0 | 0 | 0 | 0
BART NOX Annual-Big Cajun 2 -v5.14 | 78 | 7160 | Rate Constraint in lbs/MMBtu | FALSE | L | Annual | Generation | TWh | 3.4059 | 0 | 0 | 0 | 0 | 0 | 0 | 0
BART NOX Annual-Big Cajun 2 -v5.14 | 78 | 7160 | Rate Constraint in lbs/MMBtu | FALSE | L | Annual | Qualifying Generation | TWh | 3.4059 | 0 | 0 | 0 | 0 | 0 | 0 | 0
BART NOX Annual-Big Cajun 2 -v5.14 | 78 | 7160 | Rate Constraint in lbs/MMBtu | FALSE | L | Annual | Rate | lb/MWh | 1.3028 | 0 | 0 | 0 | 0 | 0 | 0 | 0
BART NOX Annual-Big Cajun 2 -v5.14 | 78 | 7160 | Rate Constraint in lbs/MMBtu | FALSE | L | Annual | Constraint Shadow Price | US2019$/Ton | 0 | 0 | 0 | 0 | 0 | 0 | 0 | 0
BART NOX Annual-Campbell 2 -v5.14 | 79 | 7162 | Rate Constraint in lbs/MMBtu | FALSE | L | Annual | Seasons Included | Seasons | Winter, WintShld, Summer | Winter, WintShld, Summer | Winter, WintShld, Summer | Winter, WintShld, Summer | Winter, WintShld, Summer | Winter, WintShld, Summer | Winter, WintShld, Summer | Winter, WintShld, Summer
BART NOX Annual-Campbell 2 -v5.14 | 79 | 7162 | Rate Constraint in lbs/MMBtu | FALSE | L | Annual | Standard NOX | lb/MMBtu | 0.08 | 0.08 | 0.08 | 0.08 | 0.08 | 0.08 | 0.08 | 0.08
BART NOX Annual-Campbell 2 -v5.14 | 79 | 7162 | Rate Constraint in lbs/MMBtu | FALSE | L | Annual | Emissions at Affected Plants NOX | Thousand Tons | 0.59484 | 0 | 0 | 0 | 0 | 0 | 0 | 0
BART NOX Annual-Campbell 2 -v5.14 | 79 | 7162 | Rate Constraint in lbs/MMBtu | FALSE | L | Annual | Allowances Purchased NOX | Thousand Tons | 0 | 0 | 0 | 0 | 0 | 0 | 0 | 0
BART NOX Annual-Campbell 2 -v5.14 | 79 | 7162 | Rate Constraint in lbs/MMBtu | FALSE | L | Annual | Allowances Sold NOX | Thousand Tons | 0 | 0 | 0 | 0 | 0 | 0 | 0 | 0
BART NOX Annual-Campbell 2 -v5.14 | 79 | 7162 | Rate Constraint in lbs/MMBtu | FALSE | L | Annual | Allowances Banked | Thousand Tons | 0 | 0 | 0 | 0 | 0 | 0 | 0 | 0
BART NOX Annual-Campbell 2 -v5.14 | 79 | 7162 | Rate Constraint in lbs/MMBtu | FALSE | L | Annual | Allowances Withdrawn (1:1) | Thousand Tons | 0 | 0 | 0 | 0 | 0 | 0 | 0 | 0
BART NOX Annual-Campbell 2 -v5.14 | 79 | 7162 | Rate Constraint in lbs/MMBtu | FALSE | L | Annual | Allowances Withdrawn (n:1) | Thousand Tons | 0 | 0 | 0 | 0 | 0 | 0 | 0 | 0
BART NOX Annual-Campbell 2 -v5.14 | 79 | 7162 | Rate Constraint in lbs/MMBtu | FALSE | L | Annual | Net Emissions Allowance Position | Thousand Tons | 0.59484 | 0 | 0 | 0 | 0 | 0 | 0 | 0
BART NOX Annual-Campbell 2 -v5.14 | 79 | 7162 | Rate Constraint in lbs/MMBtu | FALSE | L | Annual | Fuel Consumed | TBtu | 25.0565 | 0 | 0 | 0 | 0 | 0 | 0 | 0
BART NOX Annual-Campbell 2 -v5.14 | 79 | 7162 | Rate Constraint in lbs/MMBtu | FALSE | L | Annual | Rate | lb/MMBtu | 0.04748 | 0 | 0 | 0 | 0 | 0 | 0 | 0
BART NOX Annual-Campbell 2 -v5.14 | 79 | 7162 | Rate Constraint in lbs/MMBtu | FALSE | L | Annual | Generation | TWh | 2.4028 | 0 | 0 | 0 | 0 | 0 | 0 | 0
BART NOX Annual-Campbell 2 -v5.14 | 79 | 7162 | Rate Constraint in lbs/MMBtu | FALSE | L | Annual | Qualifying Generation | TWh | 2.4028 | 0 | 0 | 0 | 0 | 0 | 0 | 0
BART NOX Annual-Campbell 2 -v5.14 | 79 | 7162 | Rate Constraint in lbs/MMBtu | FALSE | L | Annual | Rate | lb/MWh | 0.49512 | 0 | 0 | 0 | 0 | 0 | 0 | 0
BART NOX Annual-Campbell 2 -v5.14 | 79 | 7162 | Rate Constraint in lbs/MMBtu | FALSE | L | Annual | Constraint Shadow Price | US2019$/Ton | 0 | 0 | 0 | 0 | 0 | 0 | 0 | 0
BART NOX Annual-Campbell 3 -v5.14 | 80 | 7163 | Rate Constraint in lbs/MMBtu | FALSE | L | Annual | Seasons Included | Seasons | Winter, WintShld, Summer | Winter, WintShld, Summer | Winter, WintShld, Summer | Winter, WintShld, Summer | Winter, WintShld, Summer | Winter, WintShld, Summer | Winter, WintShld, Summer | Winter, WintShld, Summer
BART NOX Annual-Campbell 3 -v5.14 | 80 | 7163 | Rate Constraint in lbs/MMBtu | FALSE | L | Annual | Standard NOX | lb/MMBtu | 0.08 | 0.08 | 0.08 | 0.08 | 0.08 | 0.08 | 0.08 | 0.08
BART NOX Annual-Campbell 3 -v5.14 | 80 | 7163 | Rate Constraint in lbs/MMBtu | FALSE | L | Annual | Emissions at Affected Plants NOX | Thousand Tons | 1.5134 | 0 | 0 | 0 | 0 | 0 | 0 | 0
BART NOX Annual-Campbell 3 -v5.14 | 80 | 7163 | Rate Constraint in lbs/MMBtu | FALSE | L | Annual | Allowances Purchased NOX | Thousand Tons | 0 | 0 | 0 | 0 | 0 | 0 | 0 | 0
BART NOX Annual-Campbell 3 -v5.14 | 80 | 7163 | Rate Constraint in lbs/MMBtu | FALSE | L | Annual | Allowances Sold NOX | Thousand Tons | 0 | 0 | 0 | 0 | 0 | 0 | 0 | 0
BART NOX Annual-Campbell 3 -v5.14 | 80 | 7163 | Rate Constraint in lbs/MMBtu | FALSE | L | Annual | Allowances Banked | Thousand Tons | 0 | 0 | 0 | 0 | 0 | 0 | 0 | 0
BART NOX Annual-Campbell 3 -v5.14 | 80 | 7163 | Rate Constraint in lbs/MMBtu | FALSE | L | Annual | Allowances Withdrawn (1:1) | Thousand Tons | 0 | 0 | 0 | 0 | 0 | 0 | 0 | 0
BART NOX Annual-Campbell 3 -v5.14 | 80 | 7163 | Rate Constraint in lbs/MMBtu | FALSE | L | Annual | Allowances Withdrawn (n:1) | Thousand Tons | 0 | 0 | 0 | 0 | 0 | 0 | 0 | 0
BART NOX Annual-Campbell 3 -v5.14 | 80 | 7163 | Rate Constraint in lbs/MMBtu | FALSE | L | Annual | Net Emissions Allowance Position | Thousand Tons | 1.5134 | 0 | 0 | 0 | 0 | 0 | 0 | 0
BART NOX Annual-Campbell 3 -v5.14 | 80 | 7163 | Rate Constraint in lbs/MMBtu | FALSE | L | Annual | Fuel Consumed | TBtu | 59.6521 | 0 | 0 | 0 | 0 | 0 | 0 | 0
BART NOX Annual-Campbell 3 -v5.14 | 80 | 7163 | Rate Constraint in lbs/MMBtu | FALSE | L | Annual | Rate | lb/MMBtu | 0.05074 | 0 | 0 | 0 | 0 | 0 | 0 | 0
BART NOX Annual-Campbell 3 -v5.14 | 80 | 7163 | Rate Constraint in lbs/MMBtu | FALSE | L | Annual | Generation | TWh | 5.8118 | 0 | 0 | 0 | 0 | 0 | 0 | 0
BART NOX Annual-Campbell 3 -v5.14 | 80 | 7163 | Rate Constraint in lbs/MMBtu | FALSE | L | Annual | Qualifying Generation | TWh | 5.8118 | 0 | 0 | 0 | 0 | 0 | 0 | 0
BART NOX Annual-Campbell 3 -v5.14 | 80 | 7163 | Rate Constraint in lbs/MMBtu | FALSE | L | Annual | Rate | lb/MWh | 0.5208 | 0 | 0 | 0 | 0 | 0 | 0 | 0
BART NOX Annual-Campbell 3 -v5.14 | 80 | 7163 | Rate Constraint in lbs/MMBtu | FALSE | L | Annual | Constraint Shadow Price | US2019$/Ton | 0 | 0 | 0 | 0 | 0 | 0 | 0 | 0
BART NOX AnnualCap- Oswego Harbor 5- v5.16 | 81 | 7191 | Rate Constraint in MTons | FALSE | L | Annual | Seasons Included | Seasons | Winter, WintShld, Summer | Winter, WintShld, Summer | Winter, WintShld, Summer | Winter, WintShld, Summer | Winter, WintShld, Summer | Winter, WintShld, Summer | Winter, WintShld, Summer | Winter, WintShld, Summer
BART NOX AnnualCap- Oswego Harbor 5- v5.16 | 81 | 7191 | Rate Constraint in MTons | FALSE | L | Annual | Standard NOX | Thousand Tons | 0.383 | 0.383 | 0.383 | 0.383 | 0.383 | 0.383 | 0.383 | 0.383
BART NOX AnnualCap- Oswego Harbor 5- v5.16 | 81 | 7191 | Rate Constraint in MTons | FALSE | L | Annual | Emissions at Affected Plants NOX | Thousand Tons | 0 | 0 | 0 | 0 | 0 | 0 | 0 | 0
BART NOX AnnualCap- Oswego Harbor 5- v5.16 | 81 | 7191 | Rate Constraint in MTons | FALSE | L | Annual | Allowances Purchased NOX | Thousand Tons | 0 | 0 | 0 | 0 | 0 | 0 | 0 | 0
BART NOX AnnualCap- Oswego Harbor 5- v5.16 | 81 | 7191 | Rate Constraint in MTons | FALSE | L | Annual | Allowances Sold NOX | Thousand Tons | 0 | 0 | 0 | 0 | 0 | 0 | 0 | 0
BART NOX AnnualCap- Oswego Harbor 5- v5.16 | 81 | 7191 | Rate Constraint in MTons | FALSE | L | Annual | Allowances Banked | Thousand Tons | 0 | 0 | 0 | 0 | 0 | 0 | 0 | 0
BART NOX AnnualCap- Oswego Harbor 5- v5.16 | 81 | 7191 | Rate Constraint in MTons | FALSE | L | Annual | Allowances Withdrawn (1:1) | Thousand Tons | 0 | 0 | 0 | 0 | 0 | 0 | 0 | 0
BART NOX AnnualCap- Oswego Harbor 5- v5.16 | 81 | 7191 | Rate Constraint in MTons | FALSE | L | Annual | Allowances Withdrawn (n:1) | Thousand Tons | 0 | 0 | 0 | 0 | 0 | 0 | 0 | 0
BART NOX AnnualCap- Oswego Harbor 5- v5.16 | 81 | 7191 | Rate Constraint in MTons | FALSE | L | Annual | Net Emissions Allowance Position | Thousand Tons | 0 | 0 | 0 | 0 | 0 | 0 | 0 | 0
BART NOX AnnualCap- Oswego Harbor 5- v5.16 | 81 | 7191 | Rate Constraint in MTons | FALSE | L | Annual | Fuel Consumed | TBtu | 0 | 0 | 0 | 0 | 0 | 0 | 0 | 0
BART NOX AnnualCap- Oswego Harbor 5- v5.16 | 81 | 7191 | Rate Constraint in MTons | FALSE | L | Annual | Rate | lb/MMBtu | 0 | 0 | 0 | 0 | 0 | 0 | 0 | 0
BART NOX AnnualCap- Oswego Harbor 5- v5.16 | 81 | 7191 | Rate Constraint in MTons | FALSE | L | Annual | Generation | TWh | 0 | 0 | 0 | 0 | 0 | 0 | 0 | 0
BART NOX AnnualCap- Oswego Harbor 5- v5.16 | 81 | 7191 | Rate Constraint in MTons | FALSE | L | Annual | Qualifying Generation | TWh | 0 | 0 | 0 | 0 | 0 | 0 | 0 | 0
BART NOX AnnualCap- Oswego Harbor 5- v5.16 | 81 | 7191 | Rate Constraint in MTons | FALSE | L | Annual | Rate | lb/MWh | 0 | 0 | 0 | 0 | 0 | 0 | 0 | 0
BART NOX AnnualCap- Oswego Harbor 5- v5.16 | 81 | 7191 | Rate Constraint in MTons | FALSE | L | Annual | Constraint Shadow Price | US2019$/Ton | 0 | 0 | 0 | 0 | 0 | 0 | 0 | 0
BART NOX AnnualCap- Oswego Harbor 6- v5.16 | 82 | 7192 | Rate Constraint in MTons | FALSE | L | Annual | Seasons Included | Seasons | Winter, WintShld, Summer | Winter, WintShld, Summer | Winter, WintShld, Summer | Winter, WintShld, Summer | Winter, WintShld, Summer | Winter, WintShld, Summer | Winter, WintShld, Summer | Winter, WintShld, Summer
BART NOX AnnualCap- Oswego Harbor 6- v5.16 | 82 | 7192 | Rate Constraint in MTons | FALSE | L | Annual | Standard NOX | Thousand Tons | 0.665 | 0.665 | 0.665 | 0.665 | 0.665 | 0.665 | 0.665 | 0.665
BART NOX AnnualCap- Oswego Harbor 6- v5.16 | 82 | 7192 | Rate Constraint in MTons | FALSE | L | Annual | Emissions at Affected Plants NOX | Thousand Tons | 0 | 0 | 0 | 0 | 0 | 0 | 0 | 0
BART NOX AnnualCap- Oswego Harbor 6- v5.16 | 82 | 7192 | Rate Constraint in MTons | FALSE | L | Annual | Allowances Purchased NOX | Thousand Tons | 0 | 0 | 0 | 0 | 0 | 0 | 0 | 0
BART NOX AnnualCap- Oswego Harbor 6- v5.16 | 82 | 7192 | Rate Constraint in MTons | FALSE | L | Annual | Allowances Sold NOX | Thousand Tons | 0 | 0 | 0 | 0 | 0 | 0 | 0 | 0
BART NOX AnnualCap- Oswego Harbor 6- v5.16 | 82 | 7192 | Rate Constraint in MTons | FALSE | L | Annual | Allowances Banked | Thousand Tons | 0 | 0 | 0 | 0 | 0 | 0 | 0 | 0
BART NOX AnnualCap- Oswego Harbor 6- v5.16 | 82 | 7192 | Rate Constraint in MTons | FALSE | L | Annual | Allowances Withdrawn (1:1) | Thousand Tons | 0 | 0 | 0 | 0 | 0 | 0 | 0 | 0
BART NOX AnnualCap- Oswego Harbor 6- v5.16 | 82 | 7192 | Rate Constraint in MTons | FALSE | L | Annual | Allowances Withdrawn (n:1) | Thousand Tons | 0 | 0 | 0 | 0 | 0 | 0 | 0 | 0
BART NOX AnnualCap- Oswego Harbor 6- v5.16 | 82 | 7192 | Rate Constraint in MTons | FALSE | L | Annual | Net Emissions Allowance Position | Thousand Tons | 0 | 0 | 0 | 0 | 0 | 0 | 0 | 0
BART NOX AnnualCap- Oswego Harbor 6- v5.16 | 82 | 7192 | Rate Constraint in MTons | FALSE | L | Annual | Fuel Consumed | TBtu | 0 | 0 | 0 | 0 | 0 | 0 | 0 | 0
BART NOX AnnualCap- Oswego Harbor 6- v5.16 | 82 | 7192 | Rate Constraint in MTons | FALSE | L | Annual | Rate | lb/MMBtu | 0 | 0 | 0 | 0 | 0 | 0 | 0 | 0
BART NOX AnnualCap- Oswego Harbor 6- v5.16 | 82 | 7192 | Rate Constraint in MTons | FALSE | L | Annual | Generation | TWh | 0 | 0 | 0 | 0 | 0 | 0 | 0 | 0
BART NOX AnnualCap- Oswego Harbor 6- v5.16 | 82 | 7192 | Rate Constraint in MTons | FALSE | L | Annual | Qualifying Generation | TWh | 0 | 0 | 0 | 0 | 0 | 0 | 0 | 0
BART NOX AnnualCap- Oswego Harbor 6- v5.16 | 82 | 7192 | Rate Constraint in MTons | FALSE | L | Annual | Rate | lb/MWh | 0 | 0 | 0 | 0 | 0 | 0 | 0 | 0
BART NOX AnnualCap- Oswego Harbor 6- v5.16 | 82 | 7192 | Rate Constraint in MTons | FALSE | L | Annual | Constraint Shadow Price | US2019$/Ton | 0 | 0 | 0 | 0 | 0 | 0 | 0 | 0
BART NOX Annual-Cherokee 4 -v5.13 | 83 | 7140 | Rate Constraint in lbs/MMBtu | FALSE | L | Annual | Seasons Included | Seasons | Winter, WintShld, Summer | Winter, WintShld, Summer | Winter, WintShld, Summer | Winter, WintShld, Summer | Winter, WintShld, Summer | Winter, WintShld, Summer | Winter, WintShld, Summer | Winter, WintShld, Summer
BART NOX Annual-Cherokee 4 -v5.13 | 83 | 7140 | Rate Constraint in lbs/MMBtu | FALSE | L | Annual | Standard NOX | lb/MMBtu | 0.12 | 0.12 | 0.12 | 0.12 | 0.12 | 0.12 | 0.12 | 0.12
BART NOX Annual-Cherokee 4 -v5.13 | 83 | 7140 | Rate Constraint in lbs/MMBtu | FALSE | L | Annual | Emissions at Affected Plants NOX | Thousand Tons | 0 | 0 | 0 | 0 | 0 | 0 | 0 | 0
BART NOX Annual-Cherokee 4 -v5.13 | 83 | 7140 | Rate Constraint in lbs/MMBtu | FALSE | L | Annual | Allowances Purchased NOX | Thousand Tons | 0 | 0 | 0 | 0 | 0 | 0 | 0 | 0
BART NOX Annual-Cherokee 4 -v5.13 | 83 | 7140 | Rate Constraint in lbs/MMBtu | FALSE | L | Annual | Allowances Sold NOX | Thousand Tons | 0 | 0 | 0 | 0 | 0 | 0 | 0 | 0
BART NOX Annual-Cherokee 4 -v5.13 | 83 | 7140 | Rate Constraint in lbs/MMBtu | FALSE | L | Annual | Allowances Banked | Thousand Tons | 0 | 0 | 0 | 0 | 0 | 0 | 0 | 0
BART NOX Annual-Cherokee 4 -v5.13 | 83 | 7140 | Rate Constraint in lbs/MMBtu | FALSE | L | Annual | Allowances Withdrawn (1:1) | Thousand Tons | 0 | 0 | 0 | 0 | 0 | 0 | 0 | 0
BART NOX Annual-Cherokee 4 -v5.13 | 83 | 7140 | Rate Constraint in lbs/MMBtu | FALSE | L | Annual | Allowances Withdrawn (n:1) | Thousand Tons | 0 | 0 | 0 | 0 | 0 | 0 | 0 | 0
BART NOX Annual-Cherokee 4 -v5.13 | 83 | 7140 | Rate Constraint in lbs/MMBtu | FALSE | L | Annual | Net Emissions Allowance Position | Thousand Tons | 0 | 0 | 0 | 0 | 0 | 0 | 0 | 0
BART NOX Annual-Cherokee 4 -v5.13 | 83 | 7140 | Rate Constraint in lbs/MMBtu | FALSE | L | Annual | Fuel Consumed | TBtu | 0 | 0 | 0 | 0 | 0 | 0 | 0 | 0
BART NOX Annual-Cherokee 4 -v5.13 | 83 | 7140 | Rate Constraint in lbs/MMBtu | FALSE | L | Annual | Rate | lb/MMBtu | 0 | 0 | 0 | 0 | 0 | 0 | 0 | 0
BART NOX Annual-Cherokee 4 -v5.13 | 83 | 7140 | Rate Constraint in lbs/MMBtu | FALSE | L | Annual | Generation | TWh | 0 | 0 | 0 | 0 | 0 | 0 | 0 | 0
BART NOX Annual-Cherokee 4 -v5.13 | 83 | 7140 | Rate Constraint in lbs/MMBtu | FALSE | L | Annual | Qualifying Generation | TWh | 0 | 0 | 0 | 0 | 0 | 0 | 0 | 0
BART NOX Annual-Cherokee 4 -v5.13 | 83 | 7140 | Rate Constraint in lbs/MMBtu | FALSE | L | Annual | Rate | lb/MWh | 0 | 0 | 0 | 0 | 0 | 0 | 0 | 0
BART NOX Annual-Cherokee 4 -v5.13 | 83 | 7140 | Rate Constraint in lbs/MMBtu | FALSE | L | Annual | Constraint Shadow Price | US2019$/Ton | 0 | 0 | 0 | 0 | 0 | 0 | 0 | 0
BART NOX Annual-Cholla 3 -v6.17 | 84 | 7141 | Rate Constraint in lbs/MMBtu | FALSE | L | Annual | Seasons Included | Seasons | Winter, WintShld, Summer | Winter, WintShld, Summer | Winter, WintShld, Summer | Winter, WintShld, Summer | Winter, WintShld, Summer | Winter, WintShld, Summer | Winter, WintShld, Summer | Winter, WintShld, Summer
BART NOX Annual-Cholla 3 -v6.17 | 84 | 7141 | Rate Constraint in lbs/MMBtu | FALSE | L | Annual | Standard NOX | lb/MMBtu | 0.22 | 0.22 | 0.08 | 0.08 | 0.08 | 0.08 | 0.08 | 0.08
BART NOX Annual-Cholla 3 -v6.17 | 84 | 7141 | Rate Constraint in lbs/MMBtu | FALSE | L | Annual | Emissions at Affected Plants NOX | Thousand Tons | 1.9292 | 0 | 0 | 0 | 0 | 0 | 0 | 0
BART NOX Annual-Cholla 3 -v6.17 | 84 | 7141 | Rate Constraint in lbs/MMBtu | FALSE | L | Annual | Allowances Purchased NOX | Thousand Tons | 0 | 0 | 0 | 0 | 0 | 0 | 0 | 0
BART NOX Annual-Cholla 3 -v6.17 | 84 | 7141 | Rate Constraint in lbs/MMBtu | FALSE | L | Annual | Allowances Sold NOX | Thousand Tons | 0 | 0 | 0 | 0 | 0 | 0 | 0 | 0
BART NOX Annual-Cholla 3 -v6.17 | 84 | 7141 | Rate Constraint in lbs/MMBtu | FALSE | L | Annual | Allowances Banked | Thousand Tons | 0 | 0 | 0 | 0 | 0 | 0 | 0 | 0
BART NOX Annual-Cholla 3 -v6.17 | 84 | 7141 | Rate Constraint in lbs/MMBtu | FALSE | L | Annual | Allowances Withdrawn (1:1) | Thousand Tons | 0 | 0 | 0 | 0 | 0 | 0 | 0 | 0
BART NOX Annual-Cholla 3 -v6.17 | 84 | 7141 | Rate Constraint in lbs/MMBtu | FALSE | L | Annual | Allowances Withdrawn (n:1) | Thousand Tons | 0 | 0 | 0 | 0 | 0 | 0 | 0 | 0
BART NOX Annual-Cholla 3 -v6.17 | 84 | 7141 | Rate Constraint in lbs/MMBtu | FALSE | L | Annual | Net Emissions Allowance Position | Thousand Tons | 1.9292 | 0 | 0 | 0 | 0 | 0 | 0 | 0
BART NOX Annual-Cholla 3 -v6.17 | 84 | 7141 | Rate Constraint in lbs/MMBtu | FALSE | L | Annual | Fuel Consumed | TBtu | 20.2353 | 0 | 0 | 0 | 0 | 0 | 0 | 0
BART NOX Annual-Cholla 3 -v6.17 | 84 | 7141 | Rate Constraint in lbs/MMBtu | FALSE | L | Annual | Rate | lb/MMBtu | 0.19068 | 0 | 0 | 0 | 0 | 0 | 0 | 0
BART NOX Annual-Cholla 3 -v6.17 | 84 | 7141 | Rate Constraint in lbs/MMBtu | FALSE | L | Annual | Generation | TWh | 1.8351 | 0 | 0 | 0 | 0 | 0 | 0 | 0
BART NOX Annual-Cholla 3 -v6.17 | 84 | 7141 | Rate Constraint in lbs/MMBtu | FALSE | L | Annual | Qualifying Generation | TWh | 1.8351 | 0 | 0 | 0 | 0 | 0 | 0 | 0
BART NOX Annual-Cholla 3 -v6.17 | 84 | 7141 | Rate Constraint in lbs/MMBtu | FALSE | L | Annual | Rate | lb/MWh | 2.1026 | 0 | 0 | 0 | 0 | 0 | 0 | 0
BART NOX Annual-Cholla 3 -v6.17 | 84 | 7141 | Rate Constraint in lbs/MMBtu | FALSE | L | Annual | Constraint Shadow Price | US2019$/Ton | 0 | 0 | 0 | 0 | 0 | 0 | 0 | 0
BART NOX Annual-Cholla 4 -v6.17 | 85 | 7142 | Rate Constraint in lbs/MMBtu | FALSE | L | Annual | Seasons Included | Seasons | Winter, WintShld, Summer | Winter, WintShld, Summer | Winter, WintShld, Summer | Winter, WintShld, Summer | Winter, WintShld, Summer | Winter, WintShld, Summer | Winter, WintShld, Summer | Winter, WintShld, Summer
BART NOX Annual-Cholla 4 -v6.17 | 85 | 7142 | Rate Constraint in lbs/MMBtu | FALSE | L | Annual | Standard NOX | lb/MMBtu | 0.22 | 0.22 | 0.08 | 0.08 | 0.08 | 0.08 | 0.08 | 0.08
BART NOX Annual-Cholla 4 -v6.17 | 85 | 7142 | Rate Constraint in lbs/MMBtu | FALSE | L | Annual | Emissions at Affected Plants NOX | Thousand Tons | 0 | 0 | 0 | 0 | 0 | 0 | 0 | 0
BART NOX Annual-Cholla 4 -v6.17 | 85 | 7142 | Rate Constraint in lbs/MMBtu | FALSE | L | Annual | Allowances Purchased NOX | Thousand Tons | 0 | 0 | 0 | 0 | 0 | 0 | 0 | 0
BART NOX Annual-Cholla 4 -v6.17 | 85 | 7142 | Rate Constraint in lbs/MMBtu | FALSE | L | Annual | Allowances Sold NOX | Thousand Tons | 0 | 0 | 0 | 0 | 0 | 0 | 0 | 0
BART NOX Annual-Cholla 4 -v6.17 | 85 | 7142 | Rate Constraint in lbs/MMBtu | FALSE | L | Annual | Allowances Banked | Thousand Tons | 0 | 0 | 0 | 0 | 0 | 0 | 0 | 0
BART NOX Annual-Cholla 4 -v6.17 | 85 | 7142 | Rate Constraint in lbs/MMBtu | FALSE | L | Annual | Allowances Withdrawn (1:1) | Thousand Tons | 0 | 0 | 0 | 0 | 0 | 0 | 0 | 0
BART NOX Annual-Cholla 4 -v6.17 | 85 | 7142 | Rate Constraint in lbs/MMBtu | FALSE | L | Annual | Allowances Withdrawn (n:1) | Thousand Tons | 0 | 0 | 0 | 0 | 0 | 0 | 0 | 0
BART NOX Annual-Cholla 4 -v6.17 | 85 | 7142 | Rate Constraint in lbs/MMBtu | FALSE | L | Annual | Net Emissions Allowance Position | Thousand Tons | 0 | 0 | 0 | 0 | 0 | 0 | 0 | 0
BART NOX Annual-Cholla 4 -v6.17 | 85 | 7142 | Rate Constraint in lbs/MMBtu | FALSE | L | Annual | Fuel Consumed | TBtu | 0 | 0 | 0 | 0 | 0 | 0 | 0 | 0
BART NOX Annual-Cholla 4 -v6.17 | 85 | 7142 | Rate Constraint in lbs/MMBtu | FALSE | L | Annual | Rate | lb/MMBtu | 0 | 0 | 0 | 0 | 0 | 0 | 0 | 0
BART NOX Annual-Cholla 4 -v6.17 | 85 | 7142 | Rate Constraint in lbs/MMBtu | FALSE | L | Annual | Generation | TWh | 0 | 0 | 0 | 0 | 0 | 0 | 0 | 0
BART NOX Annual-Cholla 4 -v6.17 | 85 | 7142 | Rate Constraint in lbs/MMBtu | FALSE | L | Annual | Qualifying Generation | TWh | 0 | 0 | 0 | 0 | 0 | 0 | 0 | 0
BART NOX Annual-Cholla 4 -v6.17 | 85 | 7142 | Rate Constraint in lbs/MMBtu | FALSE | L | Annual | Rate | lb/MWh | 0 | 0 | 0 | 0 | 0 | 0 | 0 | 0
BART NOX Annual-Cholla 4 -v6.17 | 85 | 7142 | Rate Constraint in lbs/MMBtu | FALSE | L | Annual | Constraint Shadow Price | US2019$/Ton | 0 | 0 | 0 | 0 | 0 | 0 | 0 | 0
BART NOX Annual-Comanche 2 -v5.13 | 86 | 7127 | Rate Constraint in lbs/MMBtu | FALSE | L | Annual | Seasons Included | Seasons | Winter, WintShld, Summer | Winter, WintShld, Summer | Winter, WintShld, Summer | Winter, WintShld, Summer | Winter, WintShld, Summer | Winter, WintShld, Summer | Winter, WintShld, Summer | Winter, WintShld, Summer
BART NOX Annual-Comanche 2 -v5.13 | 86 | 7127 | Rate Constraint in lbs/MMBtu | FALSE | L | Annual | Standard NOX | lb/MMBtu | 0.2 | 0.2 | 0.2 | 0.2 | 0.2 | 0.2 | 0.2 | 0.2
BART NOX Annual-Comanche 2 -v5.13 | 86 | 7127 | Rate Constraint in lbs/MMBtu | FALSE | L | Annual | Emissions at Affected Plants NOX | Thousand Tons | 1.99 | 0 | 0 | 0 | 0 | 0 | 0 | 0
BART NOX Annual-Comanche 2 -v5.13 | 86 | 7127 | Rate Constraint in lbs/MMBtu | FALSE | L | Annual | Allowances Purchased NOX | Thousand Tons | 0 | 0 | 0 | 0 | 0 | 0 | 0 | 0
BART NOX Annual-Comanche 2 -v5.13 | 86 | 7127 | Rate Constraint in lbs/MMBtu | FALSE | L | Annual | Allowances Sold NOX | Thousand Tons | 0 | 0 | 0 | 0 | 0 | 0 | 0 | 0
BART NOX Annual-Comanche 2 -v5.13 | 86 | 7127 | Rate Constraint in lbs/MMBtu | FALSE | L | Annual | Allowances Banked | Thousand Tons | 0 | 0 | 0 | 0 | 0 | 0 | 0 | 0
BART NOX Annual-Comanche 2 -v5.13 | 86 | 7127 | Rate Constraint in lbs/MMBtu | FALSE | L | Annual | Allowances Withdrawn (1:1) | Thousand Tons | 0 | 0 | 0 | 0 | 0 | 0 | 0 | 0
BART NOX Annual-Comanche 2 -v5.13 | 86 | 7127 | Rate Constraint in lbs/MMBtu | FALSE | L | Annual | Allowances Withdrawn (n:1) | Thousand Tons | 0 | 0 | 0 | 0 | 0 | 0 | 0 | 0
BART NOX Annual-Comanche 2 -v5.13 | 86 | 7127 | Rate Constraint in lbs/MMBtu | FALSE | L | Annual | Net Emissions Allowance Position | Thousand Tons | 1.99 | 0 | 0 | 0 | 0 | 0 | 0 | 0
BART NOX Annual-Comanche 2 -v5.13 | 86 | 7127 | Rate Constraint in lbs/MMBtu | FALSE | L | Annual | Fuel Consumed | TBtu | 25.0018 | 0 | 0 | 0 | 0 | 0 | 0 | 0
BART NOX Annual-Comanche 2 -v5.13 | 86 | 7127 | Rate Constraint in lbs/MMBtu | FALSE | L | Annual | Rate | lb/MMBtu | 0.15919 | 0 | 0 | 0 | 0 | 0 | 0 | 0
BART NOX Annual-Comanche 2 -v5.13 | 86 | 7127 | Rate Constraint in lbs/MMBtu | FALSE | L | Annual | Generation | TWh | 2.3131 | 0 | 0 | 0 | 0 | 0 | 0 | 0
BART NOX Annual-Comanche 2 -v5.13 | 86 | 7127 | Rate Constraint in lbs/MMBtu | FALSE | L | Annual | Qualifying Generation | TWh | 2.3131 | 0 | 0 | 0 | 0 | 0 | 0 | 0
BART NOX Annual-Comanche 2 -v5.13 | 86 | 7127 | Rate Constraint in lbs/MMBtu | FALSE | L | Annual | Rate | lb/MWh | 1.7207 | 0 | 0 | 0 | 0 | 0 | 0 | 0
BART NOX Annual-Comanche 2 -v5.13 | 86 | 7127 | Rate Constraint in lbs/MMBtu | FALSE | L | Annual | Constraint Shadow Price | US2019$/Ton | 0 | 0 | 0 | 0 | 0 | 0 | 0 | 0
BART NOX Annual-Craig C2 -v5.13 | 88 | 7128 | Rate Constraint in lbs/MMBtu | FALSE | L | Annual | Seasons Included | Seasons | Winter, WintShld, Summer | Winter, WintShld, Summer | Winter, WintShld, Summer | Winter, WintShld, Summer | Winter, WintShld, Summer | Winter, WintShld, Summer | Winter, WintShld, Summer | Winter, WintShld, Summer
BART NOX Annual-Craig C2 -v5.13 | 88 | 7128 | Rate Constraint in lbs/MMBtu | FALSE | L | Annual | Standard NOX | lb/MMBtu | 0.08 | 0.08 | 0.08 | 0.08 | 0.08 | 0.08 | 0.08 | 0.08
BART NOX Annual-Craig C2 -v5.13 | 88 | 7128 | Rate Constraint in lbs/MMBtu | FALSE | L | Annual | Emissions at Affected Plants NOX | Thousand Tons | 0.91498 | 0.91498 | 0.022317 | 0.022317 | 0.022317 | 0.022317 | 0.019461 | 0.015167
BART NOX Annual-Craig C2 -v5.13 | 88 | 7128 | Rate Constraint in lbs/MMBtu | FALSE | L | Annual | Allowances Purchased NOX | Thousand Tons | 0 | 0 | 0 | 0 | 0 | 0 | 0 | 0
BART NOX Annual-Craig C2 -v5.13 | 88 | 7128 | Rate Constraint in lbs/MMBtu | FALSE | L | Annual | Allowances Sold NOX | Thousand Tons | 0 | 0 | 0 | 0 | 0 | 0 | 0 | 0
BART NOX Annual-Craig C2 -v5.13 | 88 | 7128 | Rate Constraint in lbs/MMBtu | FALSE | L | Annual | Allowances Banked | Thousand Tons | 0 | 0 | 0 | 0 | 0 | 0 | 0 | 0
BART NOX Annual-Craig C2 -v5.13 | 88 | 7128 | Rate Constraint in lbs/MMBtu | FALSE | L | Annual | Allowances Withdrawn (1:1) | Thousand Tons | 0 | 0 | 0 | 0 | 0 | 0 | 0 | 0
BART NOX Annual-Craig C2 -v5.13 | 88 | 7128 | Rate Constraint in lbs/MMBtu | FALSE | L | Annual | Allowances Withdrawn (n:1) | Thousand Tons | 0 | 0 | 0 | 0 | 0 | 0 | 0 | 0
BART NOX Annual-Craig C2 -v5.13 | 88 | 7128 | Rate Constraint in lbs/MMBtu | FALSE | L | Annual | Net Emissions Allowance Position | Thousand Tons | 0.91498 | 0.91498 | 0.022317 | 0.022317 | 0.022317 | 0.022317 | 0.019461 | 0.015167
BART NOX Annual-Craig C2 -v5.13 | 88 | 7128 | Rate Constraint in lbs/MMBtu | FALSE | L | Annual | Fuel Consumed | TBtu | 29.1024 | 29.1024 | 0.70982 | 0.70982 | 0.70982 | 0.70982 | 0.619 | 0.48241
BART NOX Annual-Craig C2 -v5.13 | 88 | 7128 | Rate Constraint in lbs/MMBtu | FALSE | L | Annual | Rate | lb/MMBtu | 0.06288 | 0.06288 | 0.06288 | 0.06288 | 0.06288 | 0.06288 | 0.06288 | 0.06288
BART NOX Annual-Craig C2 -v5.13 | 88 | 7128 | Rate Constraint in lbs/MMBtu | FALSE | L | Annual | Generation | TWh | 2.842 | 2.842 | 0.069318 | 0.042613 | 0.042613 | 0.042613 | 0.037161 | 0.028961
BART NOX Annual-Craig C2 -v5.13 | 88 | 7128 | Rate Constraint in lbs/MMBtu | FALSE | L | Annual | Qualifying Generation | TWh | 2.842 | 2.842 | 0.069318 | 0.042613 | 0.042613 | 0.042613 | 0.037161 | 0.028961
BART NOX Annual-Craig C2 -v5.13 | 88 | 7128 | Rate Constraint in lbs/MMBtu | FALSE | L | Annual | Rate | lb/MWh | 0.64389 | 0.64389 | 0.64389 | 1.0474 | 1.0474 | 1.0474 | 1.0474 | 1.0474
BART NOX Annual-Craig C2 -v5.13 | 88 | 7128 | Rate Constraint in lbs/MMBtu | FALSE | L | Annual | Constraint Shadow Price | US2019$/Ton | 0 | 0 | 0 | 0 | 0 | 0 | 0 | 0
BART NOX Annual-Dave Johnston 4 -v5.14 | 89 | 7164 | Rate Constraint in lbs/MMBtu | FALSE | L | Annual | Seasons Included | Seasons | Winter, WintShld, Summer | Winter, WintShld, Summer | Winter, WintShld, Summer | Winter, WintShld, Summer | Winter, WintShld, Summer | Winter, WintShld, Summer | Winter, WintShld, Summer | Winter, WintShld, Summer
BART NOX Annual-Dave Johnston 4 -v5.14 | 89 | 7164 | Rate Constraint in lbs/MMBtu | FALSE | L | Annual | Standard NOX | lb/MMBtu | 0.15 | 0.15 | 0.15 | 0.15 | 0.15 | 0.15 | 0.15 | 0.15
BART NOX Annual-Dave Johnston 4 -v5.14 | 89 | 7164 | Rate Constraint in lbs/MMBtu | FALSE | L | Annual | Emissions at Affected Plants NOX | Thousand Tons | 1.7209 | 1.6094 | 0 | 0 | 0 | 0 | 0 | 0
BART NOX Annual-Dave Johnston 4 -v5.14 | 89 | 7164 | Rate Constraint in lbs/MMBtu | FALSE | L | Annual | Allowances Purchased NOX | Thousand Tons | 0 | 0 | 0 | 0 | 0 | 0 | 0 | 0
BART NOX Annual-Dave Johnston 4 -v5.14 | 89 | 7164 | Rate Constraint in lbs/MMBtu | FALSE | L | Annual | Allowances Sold NOX | Thousand Tons | 0 | 0 | 0 | 0 | 0 | 0 | 0 | 0
BART NOX Annual-Dave Johnston 4 -v5.14 | 89 | 7164 | Rate Constraint in lbs/MMBtu | FALSE | L | Annual | Allowances Banked | Thousand Tons | 0 | 0 | 0 | 0 | 0 | 0 | 0 | 0
BART NOX Annual-Dave Johnston 4 -v5.14 | 89 | 7164 | Rate Constraint in lbs/MMBtu | FALSE | L | Annual | Allowances Withdrawn (1:1) | Thousand Tons | 0 | 0 | 0 | 0 | 0 | 0 | 0 | 0
BART NOX Annual-Dave Johnston 4 -v5.14 | 89 | 7164 | Rate Constraint in lbs/MMBtu | FALSE | L | Annual | Allowances Withdrawn (n:1) | Thousand Tons | 0 | 0 | 0 | 0 | 0 | 0 | 0 | 0
BART NOX Annual-Dave Johnston 4 -v5.14 | 89 | 7164 | Rate Constraint in lbs/MMBtu | FALSE | L | Annual | Net Emissions Allowance Position | Thousand Tons | 1.7209 | 1.6094 | 0 | 0 | 0 | 0 | 0 | 0
BART NOX Annual-Dave Johnston 4 -v5.14 | 89 | 7164 | Rate Constraint in lbs/MMBtu | FALSE | L | Annual | Fuel Consumed | TBtu | 25.8408 | 24.1669 | 0 | 0 | 0 | 0 | 0 | 0
BART NOX Annual-Dave Johnston 4 -v5.14 | 89 | 7164 | Rate Constraint in lbs/MMBtu | FALSE | L | Annual | Rate | lb/MMBtu | 0.13319 | 0.13319 | 0 | 0 | 0 | 0 | 0 | 0
BART NOX Annual-Dave Johnston 4 -v5.14 | 89 | 7164 | Rate Constraint in lbs/MMBtu | FALSE | L | Annual | Generation | TWh | 2.2785 | 2.1309 | 0 | 0 | 0 | 0 | 0 | 0
BART NOX Annual-Dave Johnston 4 -v5.14 | 89 | 7164 | Rate Constraint in lbs/MMBtu | FALSE | L | Annual | Qualifying Generation | TWh | 2.2785 | 2.1309 | 0 | 0 | 0 | 0 | 0 | 0
BART NOX Annual-Dave Johnston 4 -v5.14 | 89 | 7164 | Rate Constraint in lbs/MMBtu | FALSE | L | Annual | Rate | lb/MWh | 1.5105 | 1.5105 | 0 | 0 | 0 | 0 | 0 | 0
BART NOX Annual-Dave Johnston 4 -v5.14 | 89 | 7164 | Rate Constraint in lbs/MMBtu | FALSE | L | Annual | Constraint Shadow Price | US2019$/Ton | 0 | 0 | 0 | 0 | 0 | 0 | 0 | 0
BART NOX Annual-Four Corners 4 -v5.14 | 90 | 7129 | Rate Constraint in lbs/MMBtu | FALSE | L | Annual | Seasons Included | Seasons | Winter, WintShld, Summer | Winter, WintShld, Summer | Winter, WintShld, Summer | Winter, WintShld, Summer | Winter, WintShld, Summer | Winter, WintShld, Summer | Winter, WintShld, Summer | Winter, WintShld, Summer
BART NOX Annual-Four Corners 4 -v5.14 | 90 | 7129 | Rate Constraint in lbs/MMBtu | FALSE | L | Annual | Standard NOX | lb/MMBtu | 0.098 | 0.098 | 0.098 | 0.098 | 0.098 | 0.098 | 0.098 | 0.098
BART NOX Annual-Four Corners 4 -v5.14 | 90 | 7129 | Rate Constraint in lbs/MMBtu | FALSE | L | Annual | Emissions at Affected Plants NOX | Thousand Tons | 1.385 | 1.0539 | 1.0539 | 1.0539 | 0.020115 | 0.020115 | 0.013022 | 0.013022
BART NOX Annual-Four Corners 4 -v5.14 | 90 | 7129 | Rate Constraint in lbs/MMBtu | FALSE | L | Annual | Allowances Purchased NOX | Thousand Tons | 0 | 0 | 0 | 0 | 0 | 0 | 0 | 0
BART NOX Annual-Four Corners 4 -v5.14 | 90 | 7129 | Rate Constraint in lbs/MMBtu | FALSE | L | Annual | Allowances Sold NOX | Thousand Tons | 0 | 0 | 0 | 0 | 0 | 0 | 0 | 0
BART NOX Annual-Four Corners 4 -v5.14 | 90 | 7129 | Rate Constraint in lbs/MMBtu | FALSE | L | Annual | Allowances Banked | Thousand Tons | 0 | 0 | 0 | 0 | 0 | 0 | 0 | 0
BART NOX Annual-Four Corners 4 -v5.14 | 90 | 7129 | Rate Constraint in lbs/MMBtu | FALSE | L | Annual | Allowances Withdrawn (1:1) | Thousand Tons | 0 | 0 | 0 | 0 | 0 | 0 | 0 | 0
BART NOX Annual-Four Corners 4 -v5.14 | 90 | 7129 | Rate Constraint in lbs/MMBtu | FALSE | L | Annual | Allowances Withdrawn (n:1) | Thousand Tons | 0 | 0 | 0 | 0 | 0 | 0 | 0 | 0
BART NOX Annual-Four Corners 4 -v5.14 | 90 | 7129 | Rate Constraint in lbs/MMBtu | FALSE | L | Annual | Net Emissions Allowance Position | Thousand Tons | 1.385 | 1.0539 | 1.0539 | 1.0539 | 0.020115 | 0.020115 | 0.013022 | 0.013022
BART NOX Annual-Four Corners 4 -v5.14 | 90 | 7129 | Rate Constraint in lbs/MMBtu | FALSE | L | Annual | Fuel Consumed | TBtu | 47.6025 | 36.2225 | 36.2225 | 36.2225 | 0.69134 | 0.69134 | 0.44755 | 0.44755
BART NOX Annual-Four Corners 4 -v5.14 | 90 | 7129 | Rate Constraint in lbs/MMBtu | FALSE | L | Annual | Rate | lb/MMBtu | 0.05819 | 0.05819 | 0.05819 | 0.05819 | 0.05819 | 0.05819 | 0.05819 | 0.05819
BART NOX Annual-Four Corners 4 -v5.14 | 90 | 7129 | Rate Constraint in lbs/MMBtu | FALSE | L | Annual | Generation | TWh | 4.8718 | 3.7071 | 3.7071 | 3.6933 | 0.056932 | 0.056932 | 0.036856 | 0.036856
BART NOX Annual-Four Corners 4 -v5.14 | 90 | 7129 | Rate Constraint in lbs/MMBtu | FALSE | L | Annual | Qualifying Generation | TWh | 4.8718 | 3.7071 | 3.7071 | 3.6933 | 0.056932 | 0.056932 | 0.036856 | 0.036856
BART NOX Annual-Four Corners 4 -v5.14 | 90 | 7129 | Rate Constraint in lbs/MMBtu | FALSE | L | Annual | Rate | lb/MWh | 0.56857 | 0.56857 | 0.56857 | 0.5707 | 0.70662 | 0.70662 | 0.70662 | 0.70662
BART NOX Annual-Four Corners 4 -v5.14 | 90 | 7129 | Rate Constraint in lbs/MMBtu | FALSE | L | Annual | Constraint Shadow Price | US2019$/Ton | 0 | 0 | 0 | 0 | 0 | 0 | 0 | 0
BART NOX Annual-Four Corners 5 -v5.14 | 91 | 7130 | Rate Constraint in lbs/MMBtu | FALSE | L | Annual | Seasons Included | Seasons | Winter, WintShld, Summer | Winter, WintShld, Summer | Winter, WintShld, Summer | Winter, WintShld, Summer | Winter, WintShld, Summer | Winter, WintShld, Summer | Winter, WintShld, Summer | Winter, WintShld, Summer
BART NOX Annual-Four Corners 5 -v5.14 | 91 | 7130 | Rate Constraint in lbs/MMBtu | FALSE | L | Annual | Standard NOX | lb/MMBtu | 0.098 | 0.098 | 0.098 | 0.098 | 0.098 | 0.098 | 0.098 | 0.098
BART NOX Annual-Four Corners 5 -v5.14 | 91 | 7130 | Rate Constraint in lbs/MMBtu | FALSE | L | Annual | Emissions at Affected Plants NOX | Thousand Tons | 1.6367 | 1.7183 | 1.7183 | 1.7183 | 0 | 0 | 0 | 0
BART NOX Annual-Four Corners 5 -v5.14 | 91 | 7130 | Rate Constraint in lbs/MMBtu | FALSE | L | Annual | Allowances Purchased NOX | Thousand Tons | 0 | 0 | 0 | 0 | 0 | 0 | 0 | 0
BART NOX Annual-Four Corners 5 -v5.14 | 91 | 7130 | Rate Constraint in lbs/MMBtu | FALSE | L | Annual | Allowances Sold NOX | Thousand Tons | 0 | 0 | 0 | 0 | 0 | 0 | 0 | 0
BART NOX Annual-Four Corners 5 -v5.14 | 91 | 7130 | Rate Constraint in lbs/MMBtu | FALSE | L | Annual | Allowances Banked | Thousand Tons | 0 | 0 | 0 | 0 | 0 | 0 | 0 | 0
BART NOX Annual-Four Corners 5 -v5.14 | 91 | 7130 | Rate Constraint in lbs/MMBtu | FALSE | L | Annual | Allowances Withdrawn (1:1) | Thousand Tons | 0 | 0 | 0 | 0 | 0 | 0 | 0 | 0
BART NOX Annual-Four Corners 5 -v5.14 | 91 | 7130 | Rate Constraint in lbs/MMBtu | FALSE | L | Annual | Allowances Withdrawn (n:1) | Thousand Tons | 0 | 0 | 0 | 0 | 0 | 0 | 0 | 0
BART NOX Annual-Four Corners 5 -v5.14 | 91 | 7130 | Rate Constraint in lbs/MMBtu | FALSE | L | Annual | Net Emissions Allowance Position | Thousand Tons | 1.6367 | 1.7183 | 1.7183 | 1.7183 | 0 | 0 | 0 | 0
BART NOX Annual-Four Corners 5 -v5.14 | 91 | 7130 | Rate Constraint in lbs/MMBtu | FALSE | L | Annual | Fuel Consumed | TBtu | 50.6811 | 53.2061 | 53.2061 | 53.2061 | 0 | 0 | 0 | 0
BART NOX Annual-Four Corners 5 -v5.14 | 91 | 7130 | Rate Constraint in lbs/MMBtu | FALSE | L | Annual | Rate | lb/MMBtu | 0.06459 | 0.06459 | 0.06459 | 0.06459 | 0 | 0 | 0 | 0
BART NOX Annual-Four Corners 5 -v5.14 | 91 | 7130 | Rate Constraint in lbs/MMBtu | FALSE | L | Annual | Generation | TWh | 5.1895 | 5.4481 | 5.4481 | 5.4481 | 0 | 0 | 0 | 0
BART NOX Annual-Four Corners 5 -v5.14 | 91 | 7130 | Rate Constraint in lbs/MMBtu | FALSE | L | Annual | Qualifying Generation | TWh | 5.1895 | 5.4481 | 5.4481 | 5.4481 | 0 | 0 | 0 | 0
BART NOX Annual-Four Corners 5 -v5.14 | 91 | 7130 | Rate Constraint in lbs/MMBtu | FALSE | L | Annual | Rate | lb/MWh | 0.63079 | 0.63079 | 0.63079 | 0.63079 | 0 | 0 | 0 | 0
BART NOX Annual-Four Corners 5 -v5.14 | 91 | 7130 | Rate Constraint in lbs/MMBtu | FALSE | L | Annual | Constraint Shadow Price | US2019$/Ton | 0 | 0 | 0 | 0 | 0 | 0 | 0 | 0
BART NOX Annual-Gerald Gentleman 1 -v5.14 | 92 | 7131 | Rate Constraint in lbs/MMBtu | FALSE | L | Annual | Seasons Included | Seasons | Winter, WintShld, Summer | Winter, WintShld, Summer | Winter, WintShld, Summer | Winter, WintShld, Summer | Winter, WintShld, Summer | Winter, WintShld, Summer | Winter, WintShld, Summer | Winter, WintShld, Summer
BART NOX Annual-Gerald Gentleman 1 -v5.14 | 92 | 7131 | Rate Constraint in lbs/MMBtu | FALSE | L | Annual | Standard NOX | lb/MMBtu | 0.23 | 0.23 | 0.23 | 0.23 | 0.23 | 0.23 | 0.23 | 0.23
BART NOX Annual-Gerald Gentleman 1 -v5.14 | 92 | 7131 | Rate Constraint in lbs/MMBtu | FALSE | L | Annual | Emissions at Affected Plants NOX | Thousand Tons | 4.866 | 4.866 | 4.866 | 4.866 | 3.3019 | 2.2525 | 1.2948 | 1.2096
BART NOX Annual-Gerald Gentleman 1 -v5.14 | 92 | 7131 | Rate Constraint in lbs/MMBtu | FALSE | L | Annual | Allowances Purchased NOX | Thousand Tons | 0 | 0 | 0 | 0 | 0 | 0 | 0 | 0
BART NOX Annual-Gerald Gentleman 1 -v5.14 | 92 | 7131 | Rate Constraint in lbs/MMBtu | FALSE | L | Annual | Allowances Sold NOX | Thousand Tons | 0 | 0 | 0 | 0 | 0 | 0 | 0 | 0
BART NOX Annual-Gerald Gentleman 1 -v5.14 | 92 | 7131 | Rate Constraint in lbs/MMBtu | FALSE | L | Annual | Allowances Banked | Thousand Tons | 0 | 0 | 0 | 0 | 0 | 0 | 0 | 0
BART NOX Annual-Gerald Gentleman 1 -v5.14 | 92 | 7131 | Rate Constraint in lbs/MMBtu | FALSE | L | Annual | Allowances Withdrawn (1:1) | Thousand Tons | 0 | 0 | 0 | 0 | 0 | 0 | 0 | 0
BART NOX Annual-Gerald Gentleman 1 -v5.14 | 92 | 7131 | Rate Constraint in lbs/MMBtu | FALSE | L | Annual | Allowances Withdrawn (n:1) | Thousand Tons | 0 | 0 | 0 | 0 | 0 | 0 | 0 | 0
BART NOX Annual-Gerald Gentleman 1 -v5.14 | 92 | 7131 | Rate Constraint in lbs/MMBtu | FALSE | L | Annual | Net Emissions Allowance Position | Thousand Tons | 4.866 | 4.866 | 4.866 | 4.866 | 3.3019 | 2.2525 | 1.2948 | 1.2096
BART NOX Annual-Gerald Gentleman 1 -v5.14 | 92 | 7131 | Rate Constraint in lbs/MMBtu | FALSE | L | Annual | Fuel Consumed | TBtu | 47.2447 | 47.2447 | 47.2447 | 47.2447 | 32.0588 | 21.8698 | 12.5716 | 11.7444
BART NOX Annual-Gerald Gentleman 1 -v5.14 | 92 | 7131 | Rate Constraint in lbs/MMBtu | FALSE | L | Annual | Rate | lb/MMBtu | 0.20599 | 0.20599 | 0.20599 | 0.20599 | 0.20599 | 0.20599 | 0.20599 | 0.20599
BART NOX Annual-Gerald Gentleman 1 -v5.14 | 92 | 7131 | Rate Constraint in lbs/MMBtu | FALSE | L | Annual | Generation | TWh | 4.7052 | 4.7052 | 4.7052 | 4.7052 | 3.1928 | 2.1781 | 1.252 | 1.1696
BART NOX Annual-Gerald Gentleman 1 -v5.14 | 92 | 7131 | Rate Constraint in lbs/MMBtu | FALSE | L | Annual | Qualifying Generation | TWh | 4.7052 | 4.7052 | 4.7052 | 4.7052 | 3.1928 | 2.1781 | 1.252 | 1.1696
BART NOX Annual-Gerald Gentleman 1 -v5.14 | 92 | 7131 | Rate Constraint in lbs/MMBtu | FALSE | L | Annual | Rate | lb/MWh | 2.0683 | 2.0683 | 2.0683 | 2.0683 | 2.0683 | 2.0683 | 2.0683 | 2.0683
BART NOX Annual-Gerald Gentleman 1 -v5.14 | 92 | 7131 | Rate Constraint in lbs/MMBtu | FALSE | L | Annual | Constraint Shadow Price | US2019$/Ton | 0 | 0 | 0 | 0 | 0 | 0 | 0 | 0
BART NOX Annual-Gerald Gentleman 2 -v5.14 | 93 | 7132 | Rate Constraint in lbs/MMBtu | FALSE | L | Annual | Seasons Included | Seasons | Winter, WintShld, Summer | Winter, WintShld, Summer | Winter, WintShld, Summer | Winter, WintShld, Summer | Winter, WintShld, Summer | Winter, WintShld, Summer | Winter, WintShld, Summer | Winter, WintShld, Summer
BART NOX Annual-Gerald Gentleman 2 -v5.14 | 93 | 7132 | Rate Constraint in lbs/MMBtu | FALSE | L | Annual | Standard NOX | lb/MMBtu | 0.23 | 0.23 | 0.23 | 0.23 | 0.23 | 0.23 | 0.23 | 0.23
BART NOX Annual-Gerald Gentleman 2 -v5.14 | 93 | 7132 | Rate Constraint in lbs/MMBtu | FALSE | L | Annual | Emissions at Affected Plants NOX | Thousand Tons | 3.9319 | 3.9319 | 3.9319 | 3.9319 | 2.6095 | 1.6981 | 1.026 | 0.75564
BART NOX Annual-Gerald Gentleman 2 -v5.14 | 93 | 7132 | Rate Constraint in lbs/MMBtu | FALSE | L | Annual | Allowances Purchased NOX | Thousand Tons | 0 | 0 | 0 | 0 | 0 | 0 | 0 | 0
BART NOX Annual-Gerald Gentleman 2 -v5.14 | 93 | 7132 | Rate Constraint in lbs/MMBtu | FALSE | L | Annual | Allowances Sold NOX | Thousand Tons | 0 | 0 | 0 | 0 | 0 | 0 | 0 | 0
BART NOX Annual-Gerald Gentleman 2 -v5.14 | 93 | 7132 | Rate Constraint in lbs/MMBtu | FALSE | L | Annual | Allowances Banked | Thousand Tons | 0 | 0 | 0 | 0 | 0 | 0 | 0 | 0
BART NOX Annual-Gerald Gentleman 2 -v5.14 | 93 | 7132 | Rate Constraint in lbs/MMBtu | FALSE | L | Annual | Allowances Withdrawn (1:1) | Thousand Tons | 0 | 0 | 0 | 0 | 0 | 0 | 0 | 0
BART NOX Annual-Gerald Gentleman 2 -v5.14 | 93 | 7132 | Rate Constraint in lbs/MMBtu | FALSE | L | Annual | Allowances Withdrawn (n:1) | Thousand Tons | 0 | 0 | 0 | 0 | 0 | 0 | 0 | 0
BART NOX Annual-Gerald Gentleman 2 -v5.14 | 93 | 7132 | Rate Constraint in lbs/MMBtu | FALSE | L | Annual | Net Emissions Allowance Position | Thousand Tons | 3.9319 | 3.9319 | 3.9319 | 3.9319 | 2.6095 | 1.6981 | 1.026 | 0.75564
BART NOX Annual-Gerald Gentleman 2 -v5.14 | 93 | 7132 | Rate Constraint in lbs/MMBtu | FALSE | L | Annual | Fuel Consumed | TBtu | 49.865 | 49.865 | 49.865 | 49.865 | 33.094 | 21.5356 | 13.0117 | 9.5833
BART NOX Annual-Gerald Gentleman 2 -v5.14 | 93 | 7132 | Rate Constraint in lbs/MMBtu | FALSE | L | Annual | Rate | lb/MMBtu | 0.1577 | 0.1577 | 0.1577 | 0.1577 | 0.1577 | 0.1577 | 0.1577 | 0.1577
BART NOX Annual-Gerald Gentleman 2 -v5.14 | 93 | 7132 | Rate Constraint in lbs/MMBtu | FALSE | L | Annual | Generation | TWh | 4.9528 | 4.9528 | 4.9528 | 4.9528 | 3.287 | 2.139 | 1.2924 | 0.95185
BART NOX Annual-Gerald Gentleman 2 -v5.14 | 93 | 7132 | Rate Constraint in lbs/MMBtu | FALSE | L | Annual | Qualifying Generation | TWh | 4.9528 | 4.9528 | 4.9528 | 4.9528 | 3.287 | 2.139 | 1.2924 | 0.95185
BART NOX Annual-Gerald Gentleman 2 -v5.14 | 93 | 7132 | Rate Constraint in lbs/MMBtu | FALSE | L | Annual | Rate | lb/MWh | 1.5877 | 1.5877 | 1.5877 | 1.5877 | 1.5877 | 1.5877 | 1.5877 | 1.5877
BART NOX Annual-Gerald Gentleman 2 -v5.14 | 93 | 7132 | Rate Constraint in lbs/MMBtu | FALSE | L | Annual | Constraint Shadow Price | US2019$/Ton | 0 | 0 | 0 | 0 | 0 | 0 | 0 | 0
BART NOX Annual-Hayden H1 -v5.13 | 94 | 7133 | Rate Constraint in lbs/MMBtu | FALSE | L | Annual | Seasons Included | Seasons | Winter, WintShld, Summer | Winter, WintShld, Summer | Winter, WintShld, Summer | Winter, WintShld, Summer | Winter, WintShld, Summer | Winter, WintShld, Summer | Winter, WintShld, Summer | Winter, WintShld, Summer
BART NOX Annual-Hayden H1 -v5.13 | 94 | 7133 | Rate Constraint in lbs/MMBtu | FALSE | L | Annual | Standard NOX | lb/MMBtu | 0.08 | 0.08 | 0.08 | 0.08 | 0.08 | 0.08 | 0.08 | 0.08
BART NOX Annual-Hayden H1 -v5.13 | 94 | 7133 | Rate Constraint in lbs/MMBtu | FALSE | L | Annual | Emissions at Affected Plants NOX | Thousand Tons | 0.30453 | 0.26006 | 0 | 0 | 0 | 0 | 0 | 0
BART NOX Annual-Hayden H1 -v5.13 | 94 | 7133 | Rate Constraint in lbs/MMBtu | FALSE | L | Annual | Allowances Purchased NOX | Thousand Tons | 0 | 0 | 0 | 0 | 0 | 0 | 0 | 0
BART NOX Annual-Hayden H1 -v5.13 | 94 | 7133 | Rate Constraint in lbs/MMBtu | FALSE | L | Annual | Allowances Sold NOX | Thousand Tons | 0 | 0 | 0 | 0 | 0 | 0 | 0 | 0
BART NOX Annual-Hayden H1 -v5.13 | 94 | 7133 | Rate Constraint in lbs/MMBtu | FALSE | L | Annual | Allowances Banked | Thousand Tons | 0 | 0 | 0 | 0 | 0 | 0 | 0 | 0
BART NOX Annual-Hayden H1 -v5.13 | 94 | 7133 | Rate Constraint in lbs/MMBtu | FALSE | L | Annual | Allowances Withdrawn (1:1) | Thousand Tons | 0 | 0 | 0 | 0 | 0 | 0 | 0 | 0
BART NOX Annual-Hayden H1 -v5.13 | 94 | 7133 | Rate Constraint in lbs/MMBtu | FALSE | L | Annual | Allowances Withdrawn (n:1) | Thousand Tons | 0 | 0 | 0 | 0 | 0 | 0 | 0 | 0
BART NOX Annual-Hayden H1 -v5.13 | 94 | 7133 | Rate Constraint in lbs/MMBtu | FALSE | L | Annual | Net Emissions Allowance Position | Thousand Tons | 0.30453 | 0.26006 | 0 | 0 | 0 | 0 | 0 | 0
BART NOX Annual-Hayden H1 -v5.13 | 94 | 7133 | Rate Constraint in lbs/MMBtu | FALSE | L | Annual | Fuel Consumed | TBtu | 12.7391 | 10.879 | 0 | 0 | 0 | 0 | 0 | 0
BART NOX Annual-Hayden H1 -v5.13 | 94 | 7133 | Rate Constraint in lbs/MMBtu | FALSE | L | Annual | Rate | lb/MMBtu | 0.04781 | 0.04781 | 0 | 0 | 0 | 0 | 0 | 0
BART NOX Annual-Hayden H1 -v5.13 | 94 | 7133 | Rate Constraint in lbs/MMBtu | FALSE | L | Annual | Generation | TWh | 1.1677 | 0.99716 | 0 | 0 | 0 | 0 | 0 | 0
BART NOX Annual-Hayden H1 -v5.13 | 94 | 7133 | Rate Constraint in lbs/MMBtu | FALSE | L | Annual | Qualifying Generation | TWh | 1.1677 | 0.99716 | 0 | 0 | 0 | 0 | 0 | 0
BART NOX Annual-Hayden H1 -v5.13 | 94 | 7133 | Rate Constraint in lbs/MMBtu | FALSE | L | Annual | Rate | lb/MWh | 0.52161 | 0.52161 | 0 | 0 | 0 | 0 | 0 | 0
BART NOX Annual-Hayden H1 -v5.13 | 94 | 7133 | Rate Constraint in lbs/MMBtu | FALSE | L | Annual | Constraint Shadow Price | US2019$/Ton | 0 | 0 | 0 | 0 | 0 | 0 | 0 | 0
BART NOX Annual-Hayden H2 -v5.13 | 95 | 7134 | Rate Constraint in lbs/MMBtu | FALSE | L | Annual | Seasons Included | Seasons | Winter, WintShld, Summer | Winter, WintShld, Summer | Winter, WintShld, Summer | Winter, WintShld, Summer | Winter, WintShld, Summer | Winter, WintShld, Summer | Winter, WintShld, Summer | Winter, WintShld, Summer
BART NOX Annual-Hayden H2 -v5.13 | 95 | 7134 | Rate Constraint in lbs/MMBtu | FALSE | L | Annual | Standard NOX | lb/MMBtu | 0.07 | 0.07 | 0.07 | 0.07 | 0.07 | 0.07 | 0.07 | 0.07
BART NOX Annual-Hayden H2 -v5.13 | 95 | 7134 | Rate Constraint in lbs/MMBtu | FALSE | L | Annual | Emissions at Affected Plants NOX | Thousand Tons | 0.48104 | 0 | 0 | 0 | 0 | 0 | 0 | 0
BART NOX Annual-Hayden H2 -v5.13 | 95 | 7134 | Rate Constraint in lbs/MMBtu | FALSE | L | Annual | Allowances Purchased NOX | Thousand Tons | 0 | 0 | 0 | 0 | 0 | 0 | 0 | 0
BART NOX Annual-Hayden H2 -v5.13 | 95 | 7134 | Rate Constraint in lbs/MMBtu | FALSE | L | Annual | Allowances Sold NOX | Thousand Tons | 0 | 0 | 0 | 0 | 0 | 0 | 0 | 0
BART NOX Annual-Hayden H2 -v5.13 | 95 | 7134 | Rate Constraint in lbs/MMBtu | FALSE | L | Annual | Allowances Banked | Thousand Tons | 0 | 0 | 0 | 0 | 0 | 0 | 0 | 0
BART NOX Annual-Hayden H2 -v5.13 | 95 | 7134 | Rate Constraint in lbs/MMBtu | FALSE | L | Annual | Allowances Withdrawn (1:1) | Thousand Tons | 0 | 0 | 0 | 0 | 0 | 0 | 0 | 0
BART NOX Annual-Hayden H2 -v5.13 | 95 | 7134 | Rate Constraint in lbs/MMBtu | FALSE | L | Annual | Allowances Withdrawn (n:1) | Thousand Tons | 0 | 0 | 0 | 0 | 0 | 0 | 0 | 0
BART NOX Annual-Hayden H2 -v5.13 | 95 | 7134 | Rate Constraint in lbs/MMBtu | FALSE | L | Annual | Net Emissions Allowance Position | Thousand Tons | 0.48104 | 0 | 0 | 0 | 0 | 0 | 0 | 0
BART NOX Annual-Hayden H2 -v5.13 | 95 | 7134 | Rate Constraint in lbs/MMBtu | FALSE | L | Annual | Fuel Consumed | TBtu | 18.2282 | 0 | 0 | 0 | 0 | 0 | 0 | 0
BART NOX Annual-Hayden H2 -v5.13 | 95 | 7134 | Rate Constraint in lbs/MMBtu | FALSE | L | Annual | Rate | lb/MMBtu | 0.05278 | 0 | 0 | 0 | 0 | 0 | 0 | 0
BART NOX Annual-Hayden H2 -v5.13 | 95 | 7134 | Rate Constraint in lbs/MMBtu | FALSE | L | Annual | Generation | TWh | 1.6712 | 0 | 0 | 0 | 0 | 0 | 0 | 0
BART NOX Annual-Hayden H2 -v5.13 | 95 | 7134 | Rate Constraint in lbs/MMBtu | FALSE | L | Annual | Qualifying Generation | TWh | 1.6712 | 0 | 0 | 0 | 0 | 0 | 0 | 0
BART NOX Annual-Hayden H2 -v5.13 | 95 | 7134 | Rate Constraint in lbs/MMBtu | FALSE | L | Annual | Rate | lb/MWh | 0.57567 | 0 | 0 | 0 | 0 | 0 | 0 | 0
BART NOX Annual-Hayden H2 -v5.13 | 95 | 7134 | Rate Constraint in lbs/MMBtu | FALSE | L | Annual | Constraint Shadow Price | US2019$/Ton | 0 | 0 | 0 | 0 | 0 | 0 | 0 | 0
BART NOX Annual-Jeffrey Energy Center 1 -v5.13 | 96 | 7145 | Rate Constraint in lbs/MMBtu | FALSE | L | Annual | Seasons Included | Seasons | Winter, WintShld, Summer | Winter, WintShld, Summer | Winter, WintShld, Summer | Winter, WintShld, Summer | Winter, WintShld, Summer | Winter, WintShld, Summer | Winter, WintShld, Summer | Winter, WintShld, Summer
BART NOX Annual-Jeffrey Energy Center 1 -v5.13 | 96 | 7145 | Rate Constraint in lbs/MMBtu | FALSE | L | Annual | Standard NOX | lb/MMBtu | 0.15 | 0.15 | 0.15 | 0.15 | 0.15 | 0.15 | 0.15 | 0.15
BART NOX Annual-Jeffrey Energy Center 1 -v5.13 | 96 | 7145 | Rate Constraint in lbs/MMBtu | FALSE | L | Annual | Emissions at Affected Plants NOX | Thousand Tons | 1.0302 | 0.95492 | 0.53409 | 0.48668 | 0.13989 | 0 | 0 | 0
BART NOX Annual-Jeffrey Energy Center 1 -v5.13 | 96 | 7145 | Rate Constraint in lbs/MMBtu | FALSE | L | Annual | Allowances Purchased NOX | Thousand Tons | 0 | 0 | 0 | 0 | 0 | 0 | 0 | 0
BART NOX Annual-Jeffrey Energy Center 1 -v5.13 | 96 | 7145 | Rate Constraint in lbs/MMBtu | FALSE | L | Annual | Allowances Sold NOX | Thousand Tons | 0 | 0 | 0 | 0 | 0 | 0 | 0 | 0
BART NOX Annual-Jeffrey Energy Center 1 -v5.13 | 96 | 7145 | Rate Constraint in lbs/MMBtu | FALSE | L | Annual | Allowances Banked | Thousand Tons | 0 | 0 | 0 | 0 | 0 | 0 | 0 | 0
BART NOX Annual-Jeffrey Energy Center 1 -v5.13 | 96 | 7145 | Rate Constraint in lbs/MMBtu | FALSE | L | Annual | Allowances Withdrawn (1:1) | Thousand Tons | 0 | 0 | 0 | 0 | 0 | 0 | 0 | 0
BART NOX Annual-Jeffrey Energy Center 1 -v5.13 | 96 | 7145 | Rate Constraint in lbs/MMBtu | FALSE | L | Annual | Allowances Withdrawn (n:1) | Thousand Tons | 0 | 0 | 0 | 0 | 0 | 0 | 0 | 0
BART NOX Annual-Jeffrey Energy Center 1 -v5.13 | 96 | 7145 | Rate Constraint in lbs/MMBtu | FALSE | L | Annual | Net Emissions Allowance Position | Thousand Tons | 1.0302 | 0.95492 | 0.53409 | 0.48668 | 0.13989 | 0 | 0 | 0
BART NOX Annual-Jeffrey Energy Center 1 -v5.13 | 96 | 7145 | Rate Constraint in lbs/MMBtu | FALSE | L | Annual | Fuel Consumed | TBtu | 51.6128 | 47.8416 | 26.7578 | 24.3827 | 7.0086 | 0 | 0 | 0
BART NOX Annual-Jeffrey Energy Center 1 -v5.13 | 96 | 7145 | Rate Constraint in lbs/MMBtu | FALSE | L | Annual | Rate | lb/MMBtu | 0.03992 | 0.03992 | 0.03992 | 0.03992 | 0.03992 | 0 | 0 | 0
BART NOX Annual-Jeffrey Energy Center 1 -v5.13 | 96 | 7145 | Rate Constraint in lbs/MMBtu | FALSE | L | Annual | Generation | TWh | 4.6963 | 4.3532 | 2.4347 | 2.2186 | 0.63773 | 0 | 0 | 0
BART NOX Annual-Jeffrey Energy Center 1 -v5.13 | 96 | 7145 | Rate Constraint in lbs/MMBtu | FALSE | L | Annual | Qualifying Generation | TWh | 4.6963 | 4.3532 | 2.4347 | 2.2186 | 0.63773 | 0 | 0 | 0
BART NOX Annual-Jeffrey Energy Center 1 -v5.13 | 96 | 7145 | Rate Constraint in lbs/MMBtu | FALSE | L | Annual | Rate | lb/MWh | 0.43872 | 0.43872 | 0.43872 | 0.43872 | 0.43872 | 0 | 0 | 0
BART NOX Annual-Jeffrey Energy Center 1 -v5.13 | 96 | 7145 | Rate Constraint in lbs/MMBtu | FALSE | L | Annual | Constraint Shadow Price | US2019$/Ton | 0 | 0 | 0 | 0 | 0 | 0 | 0 | 0
BART NOX Annual-Jeffrey Energy Center 2 -v5.13 | 97 | 7146 | Rate Constraint in lbs/MMBtu | FALSE | L | Annual | Seasons Included | Seasons | Winter, WintShld, Summer | Winter, WintShld, Summer | Winter, WintShld, Summer | Winter, WintShld, Summer | Winter, WintShld, Summer | Winter, WintShld, Summer | Winter, WintShld, Summer | Winter, WintShld, Summer
BART NOX Annual-Jeffrey Energy Center 2 -v5.13 | 97 | 7146 | Rate Constraint in lbs/MMBtu | FALSE | L | Annual | Standard NOX | lb/MMBtu | 0.15 | 0.15 | 0.15 | 0.15 | 0.15 | 0.15 | 0.15 | 0.15
BART NOX Annual-Jeffrey Energy Center 2 -v5.13 | 97 | 7146 | Rate Constraint in lbs/MMBtu | FALSE | L | Annual | Emissions at Affected Plants NOX | Thousand Tons | 1.6184 | 1.6184 | 1.5436 | 1.3932 | 0.42005 | 0 | 0 | 0
BART NOX Annual-Jeffrey Energy Center 2 -v5.13 | 97 | 7146 | Rate Constraint in lbs/MMBtu | FALSE | L | Annual | Allowances Purchased NOX | Thousand Tons | 0 | 0 | 0 | 0 | 0 | 0 | 0 | 0
BART NOX Annual-Jeffrey Energy Center 2 -v5.13 | 97 | 7146 | Rate Constraint in lbs/MMBtu | FALSE | L | Annual | Allowances Sold NOX | Thousand Tons | 0 | 0 | 0 | 0 | 0 | 0 | 0 | 0
BART NOX Annual-Jeffrey Energy Center 2 -v5.13 | 97 | 7146 | Rate Constraint in lbs/MMBtu | FALSE | L | Annual | Allowances Banked | Thousand Tons | 0 | 0 | 0 | 0 | 0 | 0 | 0 | 0
BART NOX Annual-Jeffrey Energy Center 2 -v5.13 | 97 | 7146 | Rate Constraint in lbs/MMBtu | FALSE | L | Annual | Allowances Withdrawn (1:1) | Thousand Tons | 0 | 0 | 0 | 0 | 0 | 0 | 0 | 0
BART NOX Annual-Jeffrey Energy Center 2 -v5.13 | 97 | 7146 | Rate Constraint in lbs/MMBtu | FALSE | L | Annual | Allowances Withdrawn (n:1) | Thousand Tons | 0 | 0 | 0 | 0 | 0 | 0 | 0 | 0
BART NOX Annual-Jeffrey Energy Center 2 -v5.13 | 97 | 7146 | Rate Constraint in lbs/MMBtu | FALSE | L | Annual | Net Emissions Allowance Position | Thousand Tons | 1.6184 | 1.6184 | 1.5436 | 1.3932 | 0.42005 | 0 | 0 | 0
BART NOX Annual-Jeffrey Energy Center 2 -v5.13 | 97 | 7146 | Rate Constraint in lbs/MMBtu | FALSE | L | Annual | Fuel Consumed | TBtu | 32.3671 | 32.3671 | 30.8719 | 27.8635 | 8.4011 | 0 | 0 | 0
BART NOX Annual-Jeffrey Energy Center 2 -v5.13 | 97 | 7146 | Rate Constraint in lbs/MMBtu | FALSE | L | Annual | Rate | lb/MMBtu | 0.1 | 0.1 | 0.1 | 0.1 | 0.1 | 0 | 0 | 0
BART NOX Annual-Jeffrey Energy Center 2 -v5.13 | 97 | 7146 | Rate Constraint in lbs/MMBtu | FALSE | L | Annual | Generation | TWh | 2.9026 | 2.9026 | 2.7685 | 2.4987 | 0.75339 | 0 | 0 | 0
BART NOX Annual-Jeffrey Energy Center 2 -v5.13 | 97 | 7146 | Rate Constraint in lbs/MMBtu | FALSE | L | Annual | Qualifying Generation | TWh | 2.9026 | 2.9026 | 2.7685 | 2.4987 | 0.75339 | 0 | 0 | 0
BART NOX Annual-Jeffrey Energy Center 2 -v5.13 | 97 | 7146 | Rate Constraint in lbs/MMBtu | FALSE | L | Annual | Rate | lb/MWh | 1.1151 | 1.1151 | 1.1151 | 1.1151 | 1.1151 | 0 | 0 | 0
BART NOX Annual-Jeffrey Energy Center 2 -v5.13 | 97 | 7146 | Rate Constraint in lbs/MMBtu | FALSE | L | Annual | Constraint Shadow Price | US2019$/Ton | 0 | 0 | 0 | 0 | 0 | 0 | 0 | 0
BART NOX Annual-Jim Bridger 1 -v5.14 | 98 | 7165 | Rate Constraint in lbs/MMBtu | FALSE | L | Annual | Seasons Included | Seasons | Winter, WintShld, Summer | Winter, WintShld, Summer | Winter, WintShld, Summer | Winter, WintShld, Summer | Winter, WintShld, Summer | Winter, WintShld, Summer | Winter, WintShld, Summer | Winter, WintShld, Summer
BART NOX Annual-Jim Bridger 1 -v5.14 | 98 | 7165 | Rate Constraint in lbs/MMBtu | FALSE | L | Annual | Standard NOX | lb/MMBtu | 0.07 | 0.07 | 0.07 | 0.07 | 0.07 | 0.07 | 0.07 | 0.07
BART NOX Annual-Jim Bridger 1 -v5.14 | 98 | 7165 | Rate Constraint in lbs/MMBtu | FALSE | L | Annual | Emissions at Affected Plants NOX | Thousand Tons | 0 | 0 | 0 | 0 | 0 | 0 | 0 | 0
BART NOX Annual-Jim Bridger 1 -v5.14 | 98 | 7165 | Rate Constraint in lbs/MMBtu | FALSE | L | Annual | Allowances Purchased NOX | Thousand Tons | 0 | 0 | 0 | 0 | 0 | 0 | 0 | 0
BART NOX Annual-Jim Bridger 1 -v5.14 | 98 | 7165 | Rate Constraint in lbs/MMBtu | FALSE | L | Annual | Allowances Sold NOX | Thousand Tons | 0 | 0 | 0 | 0 | 0 | 0 | 0 | 0
BART NOX Annual-Jim Bridger 1 -v5.14 | 98 | 7165 | Rate Constraint in lbs/MMBtu | FALSE | L | Annual | Allowances Banked | Thousand Tons | 0 | 0 | 0 | 0 | 0 | 0 | 0 | 0
BART NOX Annual-Jim Bridger 1 -v5.14 | 98 | 7165 | Rate Constraint in lbs/MMBtu | FALSE | L | Annual | Allowances Withdrawn (1:1) | Thousand Tons | 0 | 0 | 0 | 0 | 0 | 0 | 0 | 0
BART NOX Annual-Jim Bridger 1 -v5.14 | 98 | 7165 | Rate Constraint in lbs/MMBtu | FALSE | L | Annual | Allowances Withdrawn (n:1) | Thousand Tons | 0 | 0 | 0 | 0 | 0 | 0 | 0 | 0
BART NOX Annual-Jim Bridger 1 -v5.14 | 98 | 7165 | Rate Constraint in lbs/MMBtu | FALSE | L | Annual | Net Emissions Allowance Position | Thousand Tons | 0 | 0 | 0 | 0 | 0 | 0 | 0 | 0
BART NOX Annual-Jim Bridger 1 -v5.14 | 98 | 7165 | Rate Constraint in lbs/MMBtu | FALSE | L | Annual | Fuel Consumed | TBtu | 0 | 0 | 0 | 0 | 0 | 0 | 0 | 0
BART NOX Annual-Jim Bridger 1 -v5.14 | 98 | 7165 | Rate Constraint in lbs/MMBtu | FALSE | L | Annual | Rate | lb/MMBtu | 0 | 0 | 0 | 0 | 0 | 0 | 0 | 0
BART NOX Annual-Jim Bridger 1 -v5.14 | 98 | 7165 | Rate Constraint in lbs/MMBtu | FALSE | L | Annual | Generation | TWh | 0 | 0 | 0 | 0 | 0 | 0 | 0 | 0
BART NOX Annual-Jim Bridger 1 -v5.14 | 98 | 7165 | Rate Constraint in lbs/MMBtu | FALSE | L | Annual | Qualifying Generation | TWh | 0 | 0 | 0 | 0 | 0 | 0 | 0 | 0
BART NOX Annual-Jim Bridger 1 -v5.14 | 98 | 7165 | Rate Constraint in lbs/MMBtu | FALSE | L | Annual | Rate | lb/MWh | 0 | 0 | 0 | 0 | 0 | 0 | 0 | 0
BART NOX Annual-Jim Bridger 1 -v5.14 | 98 | 7165 | Rate Constraint in lbs/MMBtu | FALSE | L | Annual | Constraint Shadow Price | US2019$/Ton | 22715.001 | 37370.1886 | 21634.8312 | 31433.1001 | 28439.9295 | 142007.4631 | 116851.0317 | 57398.7762
BART NOX Annual-Jim Bridger 2 -v5.14 | 99 | 7166 | Rate Constraint in lbs/MMBtu | FALSE | L | Annual | Seasons Included | Seasons | Winter, WintShld, Summer | Winter, WintShld, Summer | Winter, WintShld, Summer | Winter, WintShld, Summer | Winter, WintShld, Summer | Winter, WintShld, Summer | Winter, WintShld, Summer | Winter, WintShld, Summer
BART NOX Annual-Jim Bridger 2 -v5.14 | 99 | 7166 | Rate Constraint in lbs/MMBtu | FALSE | L | Annual | Standard NOX | lb/MMBtu | 0.07 | 0.07 | 0.07 | 0.07 | 0.07 | 0.07 | 0.07 | 0.07
BART NOX Annual-Jim Bridger 2 -v5.14 | 99 | 7166 | Rate Constraint in lbs/MMBtu | FALSE | L | Annual | Emissions at Affected Plants NOX | Thousand Tons | 0 | 0 | 0 | 0 | 0 | 0 | 0 | 0
BART NOX Annual-Jim Bridger 2 -v5.14 | 99 | 7166 | Rate Constraint in lbs/MMBtu | FALSE | L | Annual | Allowances Purchased NOX | Thousand Tons | 0 | 0 | 0 | 0 | 0 | 0 | 0 | 0
BART NOX Annual-Jim Bridger 2 -v5.14 | 99 | 7166 | Rate Constraint in lbs/MMBtu | FALSE | L | Annual | Allowances Sold NOX | Thousand Tons | 0 | 0 | 0 | 0 | 0 | 0 | 0 | 0
BART NOX Annual-Jim Bridger 2 -v5.14 | 99 | 7166 | Rate Constraint in lbs/MMBtu | FALSE | L | Annual | Allowances Banked | Thousand Tons | 0 | 0 | 0 | 0 | 0 | 0 | 0 | 0
BART NOX Annual-Jim Bridger 2 -v5.14 | 99 | 7166 | Rate Constraint in lbs/MMBtu | FALSE | L | Annual | Allowances Withdrawn (1:1) | Thousand Tons | 0 | 0 | 0 | 0 | 0 | 0 | 0 | 0
BART NOX Annual-Jim Bridger 2 -v5.14 | 99 | 7166 | Rate Constraint in lbs/MMBtu | FALSE | L | Annual | Allowances Withdrawn (n:1) | Thousand Tons | 0 | 0 | 0 | 0 | 0 | 0 | 0 | 0
BART NOX Annual-Jim Bridger 2 -v5.14 | 99 | 7166 | Rate Constraint in lbs/MMBtu | FALSE | L | Annual | Net Emissions Allowance Position | Thousand Tons | 0 | 0 | 0 | 0 | 0 | 0 | 0 | 0
BART NOX Annual-Jim Bridger 2 -v5.14 | 99 | 7166 | Rate Constraint in lbs/MMBtu | FALSE | L | Annual | Fuel Consumed | TBtu | 0 | 0 | 0 | 0 | 0 | 0 | 0 | 0
BART NOX Annual-Jim Bridger 2 -v5.14 | 99 | 7166 | Rate Constraint in lbs/MMBtu | FALSE | L | Annual | Rate | lb/MMBtu | 0 | 0 | 0 | 0 | 0 | 0 | 0 | 0
BART NOX Annual-Jim Bridger 2 -v5.14 | 99 | 7166 | Rate Constraint in lbs/MMBtu | FALSE | L | Annual | Generation | TWh | 0 | 0 | 0 | 0 | 0 | 0 | 0 | 0
BART NOX Annual-Jim Bridger 2 -v5.14 | 99 | 7166 | Rate Constraint in lbs/MMBtu | FALSE | L | Annual | Qualifying Generation | TWh | 0 | 0 | 0 | 0 | 0 | 0 | 0 | 0
BART NOX Annual-Jim Bridger 2 -v5.14 | 99 | 7166 | Rate Constraint in lbs/MMBtu | FALSE | L | Annual | Rate | lb/MWh | 0 | 0 | 0 | 0 | 0 | 0 | 0 | 0
BART NOX Annual-Jim Bridger 2 -v5.14 | 99 | 7166 | Rate Constraint in lbs/MMBtu | FALSE | L | Annual | Constraint Shadow Price | US2019$/Ton | 23258.177 | 12557.7131 | 5313.4058 | 10626.4728 | 0 | 90217.9817 | 68053.2559 | 158581.5098
BART NOX Annual-Jim Bridger 3 -v5.14 | 100 | 7167 | Rate Constraint in lbs/MMBtu | FALSE | L | Annual | Seasons Included | Seasons | Winter, WintShld, Summer | Winter, WintShld, Summer | Winter, WintShld, Summer | Winter, WintShld, Summer | Winter, WintShld, Summer | Winter, WintShld, Summer | Winter, WintShld, Summer | Winter, WintShld, Summer
BART NOX Annual-Jim Bridger 3 -v5.14 | 100 | 7167 | Rate Constraint in lbs/MMBtu | FALSE | L | Annual | Standard NOX | lb/MMBtu | 0.07 | 0.07 | 0.07 | 0.07 | 0.07 | 0.07 | 0.07 | 0.07
BART NOX Annual-Jim Bridger 3 -v5.14 | 100 | 7167 | Rate Constraint in lbs/MMBtu | FALSE | L | Annual | Emissions at Affected Plants NOX | Thousand Tons | 0.97885 | 0 | 0 | 0 | 0 | 0 | 0 | 0
BART NOX Annual-Jim Bridger 3 -v5.14 | 100 | 7167 | Rate Constraint in lbs/MMBtu | FALSE | L | Annual | Allowances Purchased NOX | Thousand Tons | 0 | 0 | 0 | 0 | 0 | 0 | 0 | 0
BART NOX Annual-Jim Bridger 3 -v5.14 | 100 | 7167 | Rate Constraint in lbs/MMBtu | FALSE | L | Annual | Allowances Sold NOX | Thousand Tons | 0 | 0 | 0 | 0 | 0 | 0 | 0 | 0
BART NOX Annual-Jim Bridger 3 -v5.14 | 100 | 7167 | Rate Constraint in lbs/MMBtu | FALSE | L | Annual | Allowances Banked | Thousand Tons | 0 | 0 | 0 | 0 | 0 | 0 | 0 | 0
BART NOX Annual-Jim Bridger 3 -v5.14 | 100 | 7167 | Rate Constraint in lbs/MMBtu | FALSE | L | Annual | Allowances Withdrawn (1:1) | Thousand Tons | 0 | 0 | 0 | 0 | 0 | 0 | 0 | 0
BART NOX Annual-Jim Bridger 3 -v5.14 | 100 | 7167 | Rate Constraint in lbs/MMBtu | FALSE | L | Annual | Allowances Withdrawn (n:1) | Thousand Tons | 0 | 0 | 0 | 0 | 0 | 0 | 0 | 0
BART NOX Annual-Jim Bridger 3 -v5.14 | 100 | 7167 | Rate Constraint in lbs/MMBtu | FALSE | L | Annual | Net Emissions Allowance Position | Thousand Tons | 0.97885 | 0 | 0 | 0 | 0 | 0 | 0 | 0
BART NOX Annual-Jim Bridger 3 -v5.14 | 100 | 7167 | Rate Constraint in lbs/MMBtu | FALSE | L | Annual | Fuel Consumed | TBtu | 37.852 | 0 | 0 | 0 | 0 | 0 | 0 | 0
BART NOX Annual-Jim Bridger 3 -v5.14 | 100 | 7167 | Rate Constraint in lbs/MMBtu | FALSE | L | Annual | Rate | lb/MMBtu | 0.05172 | 0 | 0 | 0 | 0 | 0 | 0 | 0
BART NOX Annual-Jim Bridger 3 -v5.14 | 100 | 7167 | Rate Constraint in lbs/MMBtu | FALSE | L | Annual | Generation | TWh | 3.6253 | 0 | 0 | 0 | 0 | 0 | 0 | 0
BART NOX Annual-Jim Bridger 3 -v5.14 | 100 | 7167 | Rate Constraint in lbs/MMBtu | FALSE | L | Annual | Qualifying Generation | TWh | 3.6253 | 0 | 0 | 0 | 0 | 0 | 0 | 0
BART NOX Annual-Jim Bridger 3 -v5.14 | 100 | 7167 | Rate Constraint in lbs/MMBtu | FALSE | L | Annual | Rate | lb/MWh | 0.54001 | 0 | 0 | 0 | 0 | 0 | 0 | 0
BART NOX Annual-Jim Bridger 3 -v5.14 | 100 | 7167 | Rate Constraint in lbs/MMBtu | FALSE | L | Annual | Constraint Shadow Price | US2019$/Ton | 0 | 0 | 0 | 0 | 0 | 0 | 0 | 0
BART NOX Annual-Jim Bridger 4 -v5.14 | 101 | 7168 | Rate Constraint in lbs/MMBtu | FALSE | L | Annual | Seasons Included | Seasons | Winter, WintShld, Summer | Winter, WintShld, Summer | Winter, WintShld, Summer | Winter, WintShld, Summer | Winter, WintShld, Summer | Winter, WintShld, Summer | Winter, WintShld, Summer | Winter, WintShld, Summer
BART NOX Annual-Jim Bridger 4 -v5.14 | 101 | 7168 | Rate Constraint in lbs/MMBtu | FALSE | L | Annual | Standard NOX | lb/MMBtu | 0.07 | 0.07 | 0.07 | 0.07 | 0.07 | 0.07 | 0.07 | 0.07
BART NOX Annual-Jim Bridger 4 -v5.14 | 101 | 7168 | Rate Constraint in lbs/MMBtu | FALSE | L | Annual | Emissions at Affected Plants NOX | Thousand Tons | 1.0483 | 0 | 0 | 0 | 0 | 0 | 0 | 0
BART NOX Annual-Jim Bridger 4 -v5.14 | 101 | 7168 | Rate Constraint in lbs/MMBtu | FALSE | L | Annual | Allowances Purchased NOX | Thousand Tons | 0 | 0 | 0 | 0 | 0 | 0 | 0 | 0
BART NOX Annual-Jim Bridger 4 -v5.14 | 101 | 7168 | Rate Constraint in lbs/MMBtu | FALSE | L | Annual | Allowances Sold NOX | Thousand Tons | 0 | 0 | 0 | 0 | 0 | 0 | 0 | 0
BART NOX Annual-Jim Bridger 4 -v5.14 | 101 | 7168 | Rate Constraint in lbs/MMBtu | FALSE | L | Annual | Allowances Banked | Thousand Tons | 0 | 0 | 0 | 0 | 0 | 0 | 0 | 0
BART NOX Annual-Jim Bridger 4 -v5.14 | 101 | 7168 | Rate Constraint in lbs/MMBtu | FALSE | L | Annual | Allowances Withdrawn (1:1) | Thousand Tons | 0 | 0 | 0 | 0 | 0 | 0 | 0 | 0
BART NOX Annual-Jim Bridger 4 -v5.14 | 101 | 7168 | Rate Constraint in lbs/MMBtu | FALSE | L | Annual | Allowances Withdrawn (n:1) | Thousand Tons | 0 | 0 | 0 | 0 | 0 | 0 | 0 | 0
BART NOX Annual-Jim Bridger 4 -v5.14 | 101 | 7168 | Rate Constraint in lbs/MMBtu | FALSE | L | Annual | Net Emissions Allowance Position | Thousand Tons | 1.0483 | 0 | 0 | 0 | 0 | 0 | 0 | 0
BART NOX Annual-Jim Bridger 4 -v5.14 | 101 | 7168 | Rate Constraint in lbs/MMBtu | FALSE | L | Annual | Fuel Consumed | TBtu | 38.4468 | 0 | 0 | 0 | 0 | 0 | 0 | 0
BART NOX Annual-Jim Bridger 4 -v5.14 | 101 | 7168 | Rate Constraint in lbs/MMBtu | FALSE | L | Annual | Rate | lb/MMBtu | 0.05453 | 0 | 0 | 0 | 0 | 0 | 0 | 0
BART NOX Annual-Jim Bridger 4 -v5.14 | 101 | 7168 | Rate Constraint in lbs/MMBtu | FALSE | L | Annual | Generation | TWh | 3.6738 | 0 | 0 | 0 | 0 | 0 | 0 | 0
BART NOX Annual-Jim Bridger 4 -v5.14 | 101 | 7168 | Rate Constraint in lbs/MMBtu | FALSE | L | Annual | Qualifying Generation | TWh | 3.6738 | 0 | 0 | 0 | 0 | 0 | 0 | 0
BART NOX Annual-Jim Bridger 4 -v5.14 | 101 | 7168 | Rate Constraint in lbs/MMBtu | FALSE | L | Annual | Rate | lb/MWh | 0.57066 | 0 | 0 | 0 | 0 | 0 | 0 | 0
BART NOX Annual-Jim Bridger 4 -v5.14 | 101 | 7168 | Rate Constraint in lbs/MMBtu | FALSE | L | Annual | Constraint Shadow Price | US2019$/Ton | 0 | 0 | 0 | 0 | 0 | 0 | 0 | 0
BART NOX Annual-La Cygne 1 & 2 -v5.13 | 102 | 7147 | Rate Constraint in lbs/MMBtu | FALSE | L | Annual | Seasons Included | Seasons | Winter, WintShld, Summer | Winter, WintShld, Summer | Winter, WintShld, Summer | Winter, WintShld, Summer | Winter, WintShld, Summer | Winter, WintShld, Summer | Winter, WintShld, Summer | Winter, WintShld, Summer
BART NOX Annual-La Cygne 1 & 2 -v5.13 | 102 | 7147 | Rate Constraint in lbs/MMBtu | FALSE | L | Annual | Standard NOX | lb/MMBtu | 0.13 | 0.13 | 0.13 | 0.13 | 0.13 | 0.13 | 0.13 | 0.13
BART NOX Annual-La Cygne 1 & 2 -v5.13 | 102 | 7147 | Rate Constraint in lbs/MMBtu | FALSE | L | Annual | Emissions at Affected Plants NOX | Thousand Tons | 4.6477 | 2.2004 | 1.7148 | 1.3324 | 0.29128 | 0 | 0 | 0
BART NOX Annual-La Cygne 1 & 2 -v5.13 | 102 | 7147 | Rate Constraint in lbs/MMBtu | FALSE | L | Annual | Allowances Purchased NOX | Thousand Tons | 0 | 0 | 0 | 0 | 0 | 0 | 0 | 0
BART NOX Annual-La Cygne 1 & 2 -v5.13 | 102 | 7147 | Rate Constraint in lbs/MMBtu | FALSE | L | Annual | Allowances Sold NOX | Thousand Tons | 0 | 0 | 0 | 0 | 0 | 0 | 0 | 0
BART NOX Annual-La Cygne 1 & 2 -v5.13 | 102 | 7147 | Rate Constraint in lbs/MMBtu | FALSE | L | Annual | Allowances Banked | Thousand Tons | 0 | 0 | 0 | 0 | 0 | 0 | 0 | 0
BART NOX Annual-La Cygne 1 & 2 -v5.13 | 102 | 7147 | Rate Constraint in lbs/MMBtu | FALSE | L | Annual | Allowances Withdrawn (1:1) | Thousand Tons | 0 | 0 | 0 | 0 | 0 | 0 | 0 | 0
BART NOX Annual-La Cygne 1 & 2 -v5.13 | 102 | 7147 | Rate Constraint in lbs/MMBtu | FALSE | L | Annual | Allowances Withdrawn (n:1) | Thousand Tons | 0 | 0 | 0 | 0 | 0 | 0 | 0 | 0
BART NOX Annual-La Cygne 1 & 2 -v5.13 | 102 | 7147 | Rate Constraint in lbs/MMBtu | FALSE | L | Annual | Net Emissions Allowance Position | Thousand Tons | 4.6477 | 2.2004 | 1.7148 | 1.3324 | 0.29128 | 0 | 0 | 0
BART NOX Annual-La Cygne 1 & 2 -v5.13 | 102 | 7147 | Rate Constraint in lbs/MMBtu | FALSE | L | Annual | Fuel Consumed | TBtu | 101.3482 | 45.8139 | 35.7035 | 27.7408 | 6.0646 | 0 | 0 | 0
BART NOX Annual-La Cygne 1 & 2 -v5.13 | 102 | 7147 | Rate Constraint in lbs/MMBtu | FALSE | L | Annual | Rate | lb/MMBtu | 0.091718 | 0.09606 | 0.09606 | 0.09606 | 0.09606 | 0 | 0 | 0
BART NOX Annual-La Cygne 1 & 2 -v5.13 | 102 | 7147 | Rate Constraint in lbs/MMBtu | FALSE | L | Annual | Generation | TWh | 9.6055 | 4.3808 | 3.414 | 2.6526 | 0.57991 | 0 | 0 | 0
BART NOX Annual-La Cygne 1 & 2 -v5.13 | 102 | 7147 | Rate Constraint in lbs/MMBtu | FALSE | L | Annual | Qualifying Generation | TWh | 9.6055 | 4.3808 | 3.414 | 2.6526 | 0.57991 | 0 | 0 | 0
BART NOX Annual-La Cygne 1 & 2 -v5.13 | 102 | 7147 | Rate Constraint in lbs/MMBtu | FALSE | L | Annual | Rate | lb/MWh | 0.96772 | 1.0046 | 1.0046 | 1.0046 | 1.0046 | 0 | 0 | 0
BART NOX Annual-La Cygne 1 & 2 -v5.13 | 102 | 7147 | Rate Constraint in lbs/MMBtu | FALSE | L | Annual | Constraint Shadow Price | US2019$/Ton | 0 | 0 | 0 | 0 | 0 | 0 | 0 | 0
BART NOX Annual-Laramie 1 -v5.14 | 103 | 7169 | Rate Constraint in lbs/MMBtu | FALSE | L | Annual | Seasons Included | Seasons | Winter, WintShld, Summer | Winter, WintShld, Summer | Winter, WintShld, Summer | Winter, WintShld, Summer | Winter, WintShld, Summer | Winter, WintShld, Summer | Winter, WintShld, Summer | Winter, WintShld, Summer
BART NOX Annual-Laramie 1 -v5.14 | 103 | 7169 | Rate Constraint in lbs/MMBtu | FALSE | L | Annual | Standard NOX | lb/MMBtu | 0.06 | 0.06 | 0.06 | 0.06 | 0.06 | 0.06 | 0.06 | 0.06
BART NOX Annual-Laramie 1 -v5.14 | 103 | 7169 | Rate Constraint in lbs/MMBtu | FALSE | L | Annual | Emissions at Affected Plants NOX | Thousand Tons | 1.211 | 1.211 | 0.49908 | 0.54295 | 0.15304 | 0.15304 | 0.15304 | 0.15304
BART NOX Annual-Laramie 1 -v5.14 | 103 | 7169 | Rate Constraint in lbs/MMBtu | FALSE | L | Annual | Allowances Purchased NOX | Thousand Tons | 0 | 0 | 0 | 0 | 0 | 0 | 0 | 0
BART NOX Annual-Laramie 1 -v5.14 | 103 | 7169 | Rate Constraint in lbs/MMBtu | FALSE | L | Annual | Allowances Sold NOX | Thousand Tons | 0 | 0 | 0 | 0 | 0 | 0 | 0 | 0
BART NOX Annual-Laramie 1 -v5.14 | 103 | 7169 | Rate Constraint in lbs/MMBtu | FALSE | L | Annual | Allowances Banked | Thousand Tons | 0 | 0 | 0 | 0 | 0 | 0 | 0 | 0
BART NOX Annual-Laramie 1 -v5.14 | 103 | 7169 | Rate Constraint in lbs/MMBtu | FALSE | L | Annual | Allowances Withdrawn (1:1) | Thousand Tons | 0 | 0 | 0 | 0 | 0 | 0 | 0 | 0
BART NOX Annual-Laramie 1 -v5.14 | 103 | 7169 | Rate Constraint in lbs/MMBtu | FALSE | L | Annual | Allowances Withdrawn (n:1) | Thousand Tons | 0 | 0 | 0 | 0 | 0 | 0 | 0 | 0
BART NOX Annual-Laramie 1 -v5.14 | 103 | 7169 | Rate Constraint in lbs/MMBtu | FALSE | L | Annual | Net Emissions Allowance Position | Thousand Tons | 1.211 | 1.211 | 0.49908 | 0.54295 | 0.15304 | 0.15304 | 0.15304 | 0.15304
BART NOX Annual-Laramie 1 -v5.14 | 103 | 7169 | Rate Constraint in lbs/MMBtu | FALSE | L | Annual | Fuel Consumed | TBtu | 40.3725 | 40.3725 | 16.6387 | 18.1014 | 5.1021 | 5.1021 | 5.1021 | 5.1021
BART NOX Annual-Laramie 1 -v5.14 | 103 | 7169 | Rate Constraint in lbs/MMBtu | FALSE | L | Annual | Rate | lb/MMBtu | 0.05999 | 0.05999 | 0.05999 | 0.05999 | 0.05999 | 0.05999 | 0.05999 | 0.05999
BART NOX Annual-Laramie 1 -v5.14 | 103 | 7169 | Rate Constraint in lbs/MMBtu | FALSE | L | Annual | Generation | TWh | 3.9511 | 3.9511 | 1.6284 | 1.7715 | 0.49932 | 0.49932 | 0.49932 | 0.49932
BART NOX Annual-Laramie 1 -v5.14 | 103 | 7169 | Rate Constraint in lbs/MMBtu | FALSE | L | Annual | Qualifying Generation | TWh | 3.9511 | 3.9511 | 1.6284 | 1.7715 | 0.49932 | 0.49932 | 0.49932 | 0.49932
BART NOX Annual-Laramie 1 -v5.14 | 103 | 7169 | Rate Constraint in lbs/MMBtu | FALSE | L | Annual | Rate | lb/MWh | 0.61298 | 0.61298 | 0.61298 | 0.61298 | 0.61298 | 0.61298 | 0.61298 | 0.61298
BART NOX Annual-Laramie 1 -v5.14 | 103 | 7169 | Rate Constraint in lbs/MMBtu | FALSE | L | Annual | Constraint Shadow Price | US2019$/Ton | 0 | 0 | 0 | 0 | 0 | 0 | 0 | 0
BART NOX Annual-Laramie 2 -v5.14 | 104 | 7170 | Rate Constraint in lbs/MMBtu | FALSE | L | Annual | Seasons Included | Seasons | Winter, WintShld, Summer | Winter, WintShld, Summer | Winter, WintShld, Summer | Winter, WintShld, Summer | Winter, WintShld, Summer | Winter, WintShld, Summer | Winter, WintShld, Summer | Winter, WintShld, Summer
BART NOX Annual-Laramie 2 -v5.14 | 104 | 7170 | Rate Constraint in lbs/MMBtu | FALSE | L | Annual | Standard NOX | lb/MMBtu | 0.15 | 0.15 | 0.15 | 0.15 | 0.15 | 0.15 | 0.15 | 0.15
BART NOX Annual-Laramie 2 -v5.14 | 104 | 7170 | Rate Constraint in lbs/MMBtu | FALSE | L | Annual | Emissions at Affected Plants NOX | Thousand Tons | 2.833 | 2.833 | 1.2878 | 1.6502 | 0.92495 | 0.92495 | 0.57352 | 0.71705
BART NOX Annual-Laramie 2 -v5.14 | 104 | 7170 | Rate Constraint in lbs/MMBtu | FALSE | L | Annual | Allowances Purchased NOX | Thousand Tons | 0 | 0 | 0 | 0 | 0 | 0 | 0 | 0
BART NOX Annual-Laramie 2 -v5.14 | 104 | 7170 | Rate Constraint in lbs/MMBtu | FALSE | L | Annual | Allowances Sold NOX | Thousand Tons | 0 | 0 | 0 | 0 | 0 | 0 | 0 | 0
BART NOX Annual-Laramie 2 -v5.14 | 104 | 7170 | Rate Constraint in lbs/MMBtu | FALSE | L | Annual | Allowances Banked | Thousand Tons | 0 | 0 | 0 | 0 | 0 | 0 | 0 | 0
BART NOX Annual-Laramie 2 -v5.14 | 104 | 7170 | Rate Constraint in lbs/MMBtu | FALSE | L | Annual | Allowances Withdrawn (1:1) | Thousand Tons | 0 | 0 | 0 | 0 | 0 | 0 | 0 | 0
BART NOX Annual-Laramie 2 -v5.14 | 104 | 7170 | Rate Constraint in lbs/MMBtu | FALSE | L | Annual | Allowances Withdrawn (n:1) | Thousand Tons | 0 | 0 | 0 | 0 | 0 | 0 | 0 | 0
BART NOX Annual-Laramie 2 -v5.14 | 104 | 7170 | Rate Constraint in lbs/MMBtu | FALSE | L | Annual | Net Emissions Allowance Position | Thousand Tons | 2.833 | 2.833 | 1.2878 | 1.6502 | 0.92495 | 0.92495 | 0.57352 | 0.71705
BART NOX Annual-Laramie 2 -v5.14 | 104 | 7170 | Rate Constraint in lbs/MMBtu | FALSE | L | Annual | Fuel Consumed | TBtu | 40.1592 | 40.1592 | 18.2555 | 23.3928 | 13.1115 | 13.1115 | 8.1299 | 10.1645
BART NOX Annual-Laramie 2 -v5.14 | 104 | 7170 | Rate Constraint in lbs/MMBtu | FALSE | L | Annual | Rate | lb/MMBtu | 0.14109 | 0.14109 | 0.14109 | 0.14109 | 0.14109 | 0.14109 | 0.14109 | 0.14109
BART NOX Annual-Laramie 2 -v5.14 | 104 | 7170 | Rate Constraint in lbs/MMBtu | FALSE | L | Annual | Generation | TWh | 3.9511 | 3.9511 | 1.7961 | 2.0529 | 1.0414 | 1.0414 | 0.68588 | 0.83106
BART NOX Annual-Laramie 2 -v5.14 | 104 | 7170 | Rate Constraint in lbs/MMBtu | FALSE | L | Annual | Qualifying Generation | TWh | 3.9511 | 3.9511 | 1.7961 | 2.0529 | 1.0414 | 1.0414 | 0.68588 | 0.83106
BART NOX Annual-Laramie 2 -v5.14 | 104 | 7170 | Rate Constraint in lbs/MMBtu | FALSE | L | Annual | Rate | lb/MWh | 1.434 | 1.434 | 1.434 | 1.6077 | 1.7764 | 1.7764 | 1.6724 | 1.7256
BART NOX Annual-Laramie 2 -v5.14 | 104 | 7170 | Rate Constraint in lbs/MMBtu | FALSE | L | Annual | Constraint Shadow Price | US2019$/Ton | 0 | 0 | 0 | 0 | 0 | 0 | 0 | 0
BART NOX Annual-Laramie 3 -v5.14 | 105 | 7195 | Rate Constraint in lbs/MMBtu | FALSE | L | Annual | Seasons Included | Seasons | Winter, WintShld, Summer | Winter, WintShld, Summer | Winter, WintShld, Summer | Winter, WintShld, Summer | Winter, WintShld, Summer | Winter, WintShld, Summer | Winter, WintShld, Summer | Winter, WintShld, Summer
BART NOX Annual-Laramie 3 -v5.14 | 105 | 7195 | Rate Constraint in lbs/MMBtu | FALSE | L | Annual | Standard NOX | lb/MMBtu | 0.15 | 0.15 | 0.15 | 0.15 | 0.15 | 0.15 | 0.15 | 0.15
BART NOX Annual-Laramie 3 -v5.14 | 105 | 7195 | Rate Constraint in lbs/MMBtu | FALSE | L | Annual | Emissions at Affected Plants NOX | Thousand Tons | 2.8678 | 2.8678 | 1.5287 | 2.3124 | 2.8678 | 2.8678 | 2.1965 | 1.949
BART NOX Annual-Laramie 3 -v5.14 | 105 | 7195 | Rate Constraint in lbs/MMBtu | FALSE | L | Annual | Allowances Purchased NOX | Thousand Tons | 0 | 0 | 0 | 0 | 0 | 0 | 0 | 0
BART NOX Annual-Laramie 3 -v5.14 | 105 | 7195 | Rate Constraint in lbs/MMBtu | FALSE | L | Annual | Allowances Sold NOX | Thousand Tons | 0 | 0 | 0 | 0 | 0 | 0 | 0 | 0
BART NOX Annual-Laramie 3 -v5.14 | 105 | 7195 | Rate Constraint in lbs/MMBtu | FALSE | L | Annual | Allowances Banked | Thousand Tons | 0 | 0 | 0 | 0 | 0 | 0 | 0 | 0
BART NOX Annual-Laramie 3 -v5.14 | 105 | 7195 | Rate Constraint in lbs/MMBtu | FALSE | L | Annual | Allowances Withdrawn (1:1) | Thousand Tons | 0 | 0 | 0 | 0 | 0 | 0 | 0 | 0
BART NOX Annual-Laramie 3 -v5.14 | 105 | 7195 | Rate Constraint in lbs/MMBtu | FALSE | L | Annual | Allowances Withdrawn (n:1) | Thousand Tons | 0 | 0 | 0 | 0 | 0 | 0 | 0 | 0
BART NOX Annual-Laramie 3 -v5.14 | 105 | 7195 | Rate Constraint in lbs/MMBtu | FALSE | L | Annual | Net Emissions Allowance Position | Thousand Tons | 2.8678 | 2.8678 | 1.5287 | 2.3124 | 2.8678 | 2.8678 | 2.1965 | 1.949
BART NOX Annual-Laramie 3 -v5.14 | 105 | 7195 | Rate Constraint in lbs/MMBtu | FALSE | L | Annual | Fuel Consumed | TBtu | 40.0525 | 40.0525 | 21.3506 | 32.296 | 40.0525 | 40.0525 | 30.6777 | 27.221
BART NOX Annual-Laramie 3 -v5.14 | 105 | 7195 | Rate Constraint in lbs/MMBtu | FALSE | L | Annual | Rate | lb/MMBtu | 0.1432 | 0.1432 | 0.1432 | 0.1432 | 0.1432 | 0.1432 | 0.1432 | 0.1432
BART NOX Annual-Laramie 3 -v5.14 | 105 | 7195 | Rate Constraint in lbs/MMBtu | FALSE | L | Annual | Generation | TWh | 3.9511 | 3.9511 | 2.1062 | 2.5298 | 2.8685 | 2.8685 | 2.1971 | 1.9495
BART NOX Annual-Laramie 3 -v5.14 | 105 | 7195 | Rate Constraint in lbs/MMBtu | FALSE | L | Annual | Qualifying Generation | TWh | 3.9511 | 3.9511 | 2.1062 | 2.5298 | 2.8685 | 2.8685 | 2.1971 | 1.9495
BART NOX Annual-Laramie 3 -v5.14 | 105 | 7195 | Rate Constraint in lbs/MMBtu | FALSE | L | Annual | Rate | lb/MWh | 1.4516 | 1.4516 | 1.4516 | 1.8281 | 1.9995 | 1.9995 | 1.9995 | 1.9995
BART NOX Annual-Laramie 3 -v5.14 | 105 | 7195 | Rate Constraint in lbs/MMBtu | FALSE | L | Annual | Constraint Shadow Price | US2019$/Ton | 0 | 0 | 0 | 0 | 0 | 0 | 0 | 0
BART NOX Annual-Lawrence 4 -v5.14 | 106 | 7180 | Rate Constraint in lbs/MMBtu | FALSE | L | Annual | Seasons Included | Seasons | Winter, WintShld, Summer | Winter, WintShld, Summer | Winter, WintShld, Summer | Winter, WintShld, Summer | Winter, WintShld, Summer | Winter, WintShld, Summer | Winter, WintShld, Summer | Winter, WintShld, Summer
BART NOX Annual-Lawrence 4 -v5.14 | 106 | 7180 | Rate Constraint in lbs/MMBtu | FALSE | L | Annual | Standard NOX | lb/MMBtu | 0.18 | 0.18 | 0.18 | 0.18 | 0.18 | 0.18 | 0.18 | 0.18
BART NOX Annual-Lawrence 4 -v5.14 | 106 | 7180 | Rate Constraint in lbs/MMBtu | FALSE | L | Annual | Emissions at Affected Plants NOX | Thousand Tons | 0 | 0 | 0 | 0 | 0 | 0 | 0 | 0
BART NOX Annual-Lawrence 4 -v5.14 | 106 | 7180 | Rate Constraint in lbs/MMBtu | FALSE | L | Annual | Allowances Purchased NOX | Thousand Tons | 0 | 0 | 0 | 0 | 0 | 0 | 0 | 0
BART NOX Annual-Lawrence 4 -v5.14 | 106 | 7180 | Rate Constraint in lbs/MMBtu | FALSE | L | Annual | Allowances Sold NOX | Thousand Tons | 0 | 0 | 0 | 0 | 0 | 0 | 0 | 0
BART NOX Annual-Lawrence 4 -v5.14 | 106 | 7180 | Rate Constraint in lbs/MMBtu | FALSE | L | Annual | Allowances Banked | Thousand Tons | 0 | 0 | 0 | 0 | 0 | 0 | 0 | 0
BART NOX Annual-Lawrence 4 -v5.14 | 106 | 7180 | Rate Constraint in lbs/MMBtu | FALSE | L | Annual | Allowances Withdrawn (1:1) | Thousand Tons | 0 | 0 | 0 | 0 | 0 | 0 | 0 | 0
BART NOX Annual-Lawrence 4 -v5.14 | 106 | 7180 | Rate Constraint in lbs/MMBtu | FALSE | L | Annual | Allowances Withdrawn (n:1) | Thousand Tons | 0 | 0 | 0 | 0 | 0 | 0 | 0 | 0
BART NOX Annual-Lawrence 4 -v5.14 | 106 | 7180 | Rate Constraint in lbs/MMBtu | FALSE | L | Annual | Net Emissions Allowance Position | Thousand Tons | 0 | 0 | 0 | 0 | 0 | 0 | 0 | 0
BART NOX Annual-Lawrence 4 -v5.14 | 106 | 7180 | Rate Constraint in lbs/MMBtu | FALSE | L | Annual | Fuel Consumed | TBtu | 0 | 0 | 0 | 0 | 0 | 0 | 0 | 0
BART NOX Annual-Lawrence 4 -v5.14 | 106 | 7180 | Rate Constraint in lbs/MMBtu | FALSE | L | Annual | Rate | lb/MMBtu | 0 | 0 | 0 | 0 | 0 | 0 | 0 | 0
BART NOX Annual-Lawrence 4 -v5.14 | 106 | 7180 | Rate Constraint in lbs/MMBtu | FALSE | L | Annual | Generation | TWh | 0 | 0 | 0 | 0 | 0 | 0 | 0 | 0
BART NOX Annual-Lawrence 4 -v5.14 | 106 | 7180 | Rate Constraint in lbs/MMBtu | FALSE | L | Annual | Qualifying Generation | TWh | 0 | 0 | 0 | 0 | 0 | 0 | 0 | 0
BART NOX Annual-Lawrence 4 -v5.14 | 106 | 7180 | Rate Constraint in lbs/MMBtu | FALSE | L | Annual | Rate | lb/MWh | 0 | 0 | 0 | 0 | 0 | 0 | 0 | 0
BART NOX Annual-Lawrence 4 -v5.14 | 106 | 7180 | Rate Constraint in lbs/MMBtu | FALSE | L | Annual | Constraint Shadow Price | US2019$/Ton | 0 | 0 | 0 | 0 | 0 | 0 | 0 | 0
BART NOX Annual-Lawrence 5 -v5.14 | 107 | 7181 | Rate Constraint in lbs/MMBtu | FALSE | L | Annual | Seasons Included | Seasons | Winter, WintShld, Summer | Winter, WintShld, Summer | Winter, WintShld, Summer | Winter, WintShld, Summer | Winter, WintShld, Summer | Winter, WintShld, Summer | Winter, WintShld, Summer | Winter, WintShld, Summer
BART NOX Annual-Lawrence 5 -v5.14 | 107 | 7181 | Rate Constraint in lbs/MMBtu | FALSE | L | Annual | Standard NOX | lb/MMBtu | 0.15 | 0.15 | 0.15 | 0.15 | 0.15 | 0.15 | 0.15 | 0.15
BART NOX Annual-Lawrence 5 -v5.14 | 107 | 7181 | Rate Constraint in lbs/MMBtu | FALSE | L | Annual | Emissions at Affected Plants NOX | Thousand Tons | 0 | 0 | 0 | 0 | 0 | 0 | 0 | 0
BART NOX Annual-Lawrence 5 -v5.14 | 107 | 7181 | Rate Constraint in lbs/MMBtu | FALSE | L | Annual | Allowances Purchased NOX | Thousand Tons | 0 | 0 | 0 | 0 | 0 | 0 | 0 | 0
BART NOX Annual-Lawrence 5 -v5.14 | 107 | 7181 | Rate Constraint in lbs/MMBtu | FALSE | L | Annual | Allowances Sold NOX | Thousand Tons | 0 | 0 | 0 | 0 | 0 | 0 | 0 | 0
BART NOX Annual-Lawrence 5 -v5.14 | 107 | 7181 | Rate Constraint in lbs/MMBtu | FALSE | L | Annual | Allowances Banked | Thousand Tons | 0 | 0 | 0 | 0 | 0 | 0 | 0 | 0
BART NOX Annual-Lawrence 5 -v5.14 | 107 | 7181 | Rate Constraint in lbs/MMBtu | FALSE | L | Annual | Allowances Withdrawn (1:1) | Thousand Tons | 0 | 0 | 0 | 0 | 0 | 0 | 0 | 0
BART NOX Annual-Lawrence 5 -v5.14 | 107 | 7181 | Rate Constraint in lbs/MMBtu | FALSE | L | Annual | Allowances Withdrawn (n:1) | Thousand Tons | 0 | 0 | 0 | 0 | 0 | 0 | 0 | 0
BART NOX Annual-Lawrence 5 -v5.14 | 107 | 7181 | Rate Constraint in lbs/MMBtu | FALSE | L | Annual | Net Emissions Allowance Position | Thousand Tons | 0 | 0 | 0 | 0 | 0 | 0 | 0 | 0
BART NOX Annual-Lawrence 5 -v5.14 | 107 | 7181 | Rate Constraint in lbs/MMBtu | FALSE | L | Annual | Fuel Consumed | TBtu | 0 | 0 | 0 | 0 | 0 | 0 | 0 | 0
BART NOX Annual-Lawrence 5 -v5.14 | 107 | 7181 | Rate Constraint in lbs/MMBtu | FALSE | L | Annual | Rate | lb/MMBtu | 0 | 0 | 0 | 0 | 0 | 0 | 0 | 0
BART NOX Annual-Lawrence 5 -v5.14 | 107 | 7181 | Rate Constraint in lbs/MMBtu | FALSE | L | Annual | Generation | TWh | 0 | 0 | 0 | 0 | 0 | 0 | 0 | 0
BART NOX Annual-Lawrence 5 -v5.14 | 107 | 7181 | Rate Constraint in lbs/MMBtu | FALSE | L | Annual | Qualifying Generation | TWh | 0 | 0 | 0 | 0 | 0 | 0 | 0 | 0
BART NOX Annual-Lawrence 5 -v5.14 | 107 | 7181 | Rate Constraint in lbs/MMBtu | FALSE | L | Annual | Rate | lb/MWh | 0 | 0 | 0 | 0 | 0 | 0 | 0 | 0
BART NOX Annual-Lawrence 5 -v5.14 | 107 | 7181 | Rate Constraint in lbs/MMBtu | FALSE | L | Annual | Constraint Shadow Price | US2019$/Ton | 0 | 0 | 0 | 0 | 0 | 0 | 0 | 0
BART NOX Annual-Leland Olds 1 -v5.13 | 108 | 7148 | Rate Constraint in lbs/MMBtu | FALSE | L | Annual | Seasons Included | Seasons | Winter, WintShld, Summer | Winter, WintShld, Summer | Winter, WintShld, Summer | Winter, WintShld, Summer | Winter, WintShld, Summer | Winter, WintShld, Summer | Winter, WintShld, Summer | Winter, WintShld, Summer
BART NOX Annual-Leland Olds 1 -v5.13 | 108 | 7148 | Rate Constraint in lbs/MMBtu | FALSE | L | Annual | Standard NOX | lb/MMBtu | 0.19 | 0.19 | 0.19 | 0.19 | 0.19 | 0.19 | 0.19 | 0.19
BART NOX Annual-Leland Olds 1 -v5.13 | 108 | 7148 | Rate Constraint in lbs/MMBtu | FALSE | L | Annual | Emissions at Affected Plants NOX | Thousand Tons | 1.2599 | 1.1358 | 0.90398 | 0 | 0 | 0 | 0 | 0
BART NOX Annual-Leland Olds 1 -v5.13 | 108 | 7148 | Rate Constraint in lbs/MMBtu | FALSE | L | Annual | Allowances Purchased NOX | Thousand Tons | 0 | 0 | 0 | 0 | 0 | 0 | 0 | 0
BART NOX Annual-Leland Olds 1 -v5.13 | 108 | 7148 | Rate Constraint in lbs/MMBtu | FALSE | L | Annual | Allowances Sold NOX | Thousand Tons | 0 | 0 | 0 | 0 | 0 | 0 | 0 | 0
BART NOX Annual-Leland Olds 1 -v5.13 | 108 | 7148 | Rate Constraint in lbs/MMBtu | FALSE | L | Annual | Allowances Banked | Thousand Tons | 0 | 0 | 0 | 0 | 0 | 0 | 0 | 0
BART NOX Annual-Leland Olds 1 -v5.13 | 108 | 7148 | Rate Constraint in lbs/MMBtu | FALSE | L | Annual | Allowances Withdrawn (1:1) | Thousand Tons | 0 | 0 | 0 | 0 | 0 | 0 | 0 | 0
BART NOX Annual-Leland Olds 1 -v5.13 | 108 | 7148 | Rate Constraint in lbs/MMBtu | FALSE | L | Annual | Allowances Withdrawn (n:1) | Thousand Tons | 0 | 0 | 0 | 0 | 0 | 0 | 0 | 0
BART NOX Annual-Leland Olds 1 -v5.13 | 108 | 7148 | Rate Constraint in lbs/MMBtu | FALSE | L | Annual | Net Emissions Allowance Position | Thousand Tons | 1.2599 | 1.1358 | 0.90398 | 0 | 0 | 0 | 0 | 0
BART NOX Annual-Leland Olds 1 -v5.13 | 108 | 7148 | Rate Constraint in lbs/MMBtu | FALSE | L | Annual | Fuel Consumed | TBtu | 17.8152 | 16.0601 | 12.7825 | 0 | 0 | 0 | 0 | 0
BART NOX Annual-Leland Olds 1 -v5.13 | 108 | 7148 | Rate Constraint in lbs/MMBtu | FALSE | L | Annual | Rate | lb/MMBtu | 0.14144 | 0.14144 | 0.14144 | 0 | 0 | 0 | 0 | 0
BART NOX Annual-Leland Olds 1 -v5.13 | 108 | 7148 | Rate Constraint in lbs/MMBtu | FALSE | L | Annual | Generation | TWh | 1.5033 | 1.3552 | 1.0786 | 0 | 0 | 0 | 0 | 0
BART NOX Annual-Leland Olds 1 -v5.13 | 108 | 7148 | Rate Constraint in lbs/MMBtu | FALSE | L | Annual | Qualifying Generation | TWh | 1.5033 | 1.3552 | 1.0786 | 0 | 0 | 0 | 0 | 0
BART NOX Annual-Leland Olds 1 -v5.13 | 108 | 7148 | Rate Constraint in lbs/MMBtu | FALSE | L | Annual | Rate | lb/MWh | 1.6762 | 1.6762 | 1.6762 | 0 | 0 | 0 | 0 | 0
BART NOX Annual-Leland Olds 1 -v5.13 | 108 | 7148 | Rate Constraint in lbs/MMBtu | FALSE | L | Annual | Constraint Shadow Price | US2019$/Ton | 0 | 0 | 0 | 0 | 0 | 0 | 0 | 0
BART NOX Annual-Leland Olds 2 -v5.13 | 109 | 7149 | Rate Constraint in lbs/MMBtu | FALSE | L | Annual | Seasons Included | Seasons | Winter, WintShld, Summer | Winter, WintShld, Summer | Winter, WintShld, Summer | Winter, WintShld, Summer | Winter, WintShld, Summer | Winter, WintShld, Summer | Winter, WintShld, Summer | Winter, WintShld, Summer
BART NOX Annual-Leland Olds 2 -v5.13 | 109 | 7149 | Rate Constraint in lbs/MMBtu | FALSE | L | Annual | Standard NOX | lb/MMBtu | 0.35 | 0.35 | 0.35 | 0.35 | 0.35 | 0.35 | 0.35 | 0.35
BART NOX Annual-Leland Olds 2 -v5.13 | 109 | 7149 | Rate Constraint in lbs/MMBtu | FALSE | L | Annual | Emissions at Affected Plants NOX | Thousand Tons | 5.2318 | 4.9648 | 4.5427 | 5.2318 | 5.2318 | 5.2318 | 3.5557 | 3.5557
BART NOX Annual-Leland Olds 2 -v5.13 | 109 | 7149 | Rate Constraint in lbs/MMBtu | FALSE | L | Annual | Allowances Purchased NOX | Thousand Tons | 0 | 0 | 0 | 0 | 0 | 0 | 0 | 0
BART NOX Annual-Leland Olds 2 -v5.13 | 109 | 7149 | Rate Constraint in lbs/MMBtu | FALSE | L | Annual | Allowances Sold NOX | Thousand Tons | 0 | 0 | 0 | 0 | 0 | 0 | 0 | 0
BART NOX Annual-Leland Olds 2 -v5.13 | 109 | 7149 | Rate Constraint in lbs/MMBtu | FALSE | L | Annual | Allowances Banked | Thousand Tons | 0 | 0 | 0 | 0 | 0 | 0 | 0 | 0
BART NOX Annual-Leland Olds 2 -v5.13 | 109 | 7149 | Rate Constraint in lbs/MMBtu | FALSE | L | Annual | Allowances Withdrawn (1:1) | Thousand Tons | 0 | 0 | 0 | 0 | 0 | 0 | 0 | 0
BART NOX Annual-Leland Olds 2 -v5.13 | 109 | 7149 | Rate Constraint in lbs/MMBtu | FALSE | L | Annual | Allowances Withdrawn (n:1) | Thousand Tons | 0 | 0 | 0 | 0 | 0 | 0 | 0 | 0
BART NOX Annual-Leland Olds 2 -v5.13 | 109 | 7149 | Rate Constraint in lbs/MMBtu | FALSE | L | Annual | Net Emissions Allowance Position | Thousand Tons | 5.2318 | 4.9648 | 4.5427 | 5.2318 | 5.2318 | 5.2318 | 3.5557 | 3.5557
BART NOX Annual-Leland Olds 2 -v5.13 | 109 | 7149 | Rate Constraint in lbs/MMBtu | FALSE | L | Annual | Fuel Consumed | TBtu | 36.2477 | 34.3974 | 31.4735 | 36.2477 | 36.2477 | 36.2477 | 24.6351 | 24.6351
BART NOX Annual-Leland Olds 2 -v5.13 | 109 | 7149 | Rate Constraint in lbs/MMBtu | FALSE | L | Annual | Rate | lb/MMBtu | 0.28867 | 0.28867 | 0.28867 | 0.28867 | 0.28867 | 0.28867 | 0.28867 | 0.28867
BART NOX Annual-Leland Olds 2 -v5.13 | 109 | 7149 | Rate Constraint in lbs/MMBtu | FALSE | L | Annual | Generation | TWh | 3.0846 | 2.9272 | 2.6784 | 1.8293 | 1.8293 | 1.8293 | 1.2432 | 1.2432
BART NOX Annual-Leland Olds 2 -v5.13 | 109 | 7149 | Rate Constraint in lbs/MMBtu | FALSE | L | Annual | Qualifying Generation | TWh | 3.0846 | 2.9272 | 2.6784 | 1.8293 | 1.8293 | 1.8293 | 1.2432 | 1.2432
BART NOX Annual-Leland Olds 2 -v5.13 | 109 | 7149 | Rate Constraint in lbs/MMBtu | FALSE | L | Annual | Rate | lb/MWh | 3.3922 | 3.3922 | 3.3922 | 5.7202 | 5.7202 | 5.7202 | 5.7202 | 5.7202
BART NOX Annual-Leland Olds 2 -v5.13 | 109 | 7149 | Rate Constraint in lbs/MMBtu | FALSE | L | Annual | Constraint Shadow Price | US2019$/Ton | 0 | 0 | 0 | 0 | 0 | 0 | 0 | 0
BART NOX Annual-Martin Drake 6 -v5.13 | 110 | 7135 | Rate Constraint in lbs/MMBtu | FALSE | L | Annual | Seasons Included | Seasons | Winter, WintShld, Summer | Winter, WintShld, Summer | Winter, WintShld, Summer | Winter, WintShld, Summer | Winter, WintShld, Summer | Winter, WintShld, Summer | Winter, WintShld, Summer | Winter, WintShld, Summer
BART NOX Annual-Martin Drake 6 -v5.13 | 110 | 7135 | Rate Constraint in lbs/MMBtu | FALSE | L | Annual | Standard NOX | lb/MMBtu | 0.31 | 0.31 | 0.31 | 0.31 | 0.31 | 0.31 | 0.31 | 0.31
BART NOX Annual-Martin Drake 6 -v5.13 | 110 | 7135 | Rate Constraint in lbs/MMBtu | FALSE | L | Annual | Emissions at Affected Plants NOX | Thousand Tons | 0 | 0 | 0 | 0 | 0 | 0 | 0 | 0
BART NOX Annual-Martin Drake 6 -v5.13 | 110 | 7135 | Rate Constraint in lbs/MMBtu | FALSE | L | Annual | Allowances Purchased NOX | Thousand Tons | 0 | 0 | 0 | 0 | 0 | 0 | 0 | 0
BART NOX Annual-Martin Drake 6 -v5.13 | 110 | 7135 | Rate Constraint in lbs/MMBtu | FALSE | L | Annual | Allowances Sold NOX | Thousand Tons | 0 | 0 | 0 | 0 | 0 | 0 | 0 | 0
BART NOX Annual-Martin Drake 6 -v5.13 | 110 | 7135 | Rate Constraint in lbs/MMBtu | FALSE | L | Annual | Allowances Banked | Thousand Tons | 0 | 0 | 0 | 0 | 0 | 0 | 0 | 0
BART NOX Annual-Martin Drake 6 -v5.13 | 110 | 7135 | Rate Constraint in lbs/MMBtu | FALSE | L | Annual | Allowances Withdrawn (1:1) | Thousand Tons | 0 | 0 | 0 | 0 | 0 | 0 | 0 | 0
BART NOX Annual-Martin Drake 6 -v5.13 | 110 | 7135 | Rate Constraint in lbs/MMBtu | FALSE | L | Annual | Allowances Withdrawn (n:1) | Thousand Tons | 0 | 0 | 0 | 0 | 0 | 0 | 0 | 0
BART NOX Annual-Martin Drake 6 -v5.13 | 110 | 7135 | Rate Constraint in lbs/MMBtu | FALSE | L | Annual | Net Emissions Allowance Position | Thousand Tons | 0 | 0 | 0 | 0 | 0 | 0 | 0 | 0
BART NOX Annual-Martin Drake 6 -v5.13 | 110 | 7135 | Rate Constraint in lbs/MMBtu | FALSE | L | Annual | Fuel Consumed | TBtu | 0 | 0 | 0 | 0 | 0 | 0 | 0 | 0
BART NOX Annual-Martin Drake 6 -v5.13 | 110 | 7135 | Rate Constraint in lbs/MMBtu | FALSE | L | Annual | Rate | lb/MMBtu | 0 | 0 | 0 | 0 | 0 | 0 | 0 | 0
BART NOX Annual-Martin Drake 6 -v5.13 | 110 | 7135 | Rate Constraint in lbs/MMBtu | FALSE | L | Annual | Generation | TWh | 0 | 0 | 0 | 0 | 0 | 0 | 0 | 0
BART NOX Annual-Martin Drake 6 -v5.13 | 110 | 7135 | Rate Constraint in lbs/MMBtu | FALSE | L | Annual | Qualifying Generation | TWh | 0 | 0 | 0 | 0 | 0 | 0 | 0 | 0
BART NOX Annual-Martin Drake 6 -v5.13 | 110 | 7135 | Rate Constraint in lbs/MMBtu | FALSE | L | Annual | Rate | lb/MWh | 0 | 0 | 0 | 0 | 0 | 0 | 0 | 0
BART NOX Annual-Martin Drake 6 -v5.13 | 110 | 7135 | Rate Constraint in lbs/MMBtu | FALSE | L | Annual | Constraint Shadow Price | US2019$/Ton | 0 | 0 | 0 | 0 | 0 | 0 | 0 | 0
BART NOX Annual-Martin Drake 7 -v5.13 | 111 | 7136 | Rate Constraint in lbs/MMBtu | FALSE | L | Annual | Seasons Included | Seasons | Winter, WintShld, Summer | Winter, WintShld, Summer | Winter, WintShld, Summer | Winter, WintShld, Summer | Winter, WintShld, Summer | Winter, WintShld, Summer | Winter, WintShld, Summer | Winter, WintShld, Summer
BART NOX Annual-Martin Drake 7 -v5.13 | 111 | 7136 | Rate Constraint in lbs/MMBtu | FALSE | L | Annual | Standard NOX | lb/MMBtu | 0.29 | 0.29 | 0.29 | 0.29 | 0.29 | 0.29 | 0.29 | 0.29
BART NOX Annual-Martin Drake 7 -v5.13 | 111 | 7136 | Rate Constraint in lbs/MMBtu | FALSE | L | Annual | Emissions at Affected Plants NOX | Thousand Tons | 0 | 0 | 0 | 0 | 0 | 0 | 0 | 0
BART NOX Annual-Martin Drake 7 -v5.13 | 111 | 7136 | Rate Constraint in lbs/MMBtu | FALSE | L | Annual | Allowances Purchased NOX | Thousand Tons | 0 | 0 | 0 | 0 | 0 | 0 | 0 | 0
BART NOX Annual-Martin Drake 7 -v5.13 | 111 | 7136 | Rate Constraint in lbs/MMBtu | FALSE | L | Annual | Allowances Sold NOX | Thousand Tons | 0 | 0 | 0 | 0 | 0 | 0 | 0 | 0
BART NOX Annual-Martin Drake 7 -v5.13 | 111 | 7136 | Rate Constraint in lbs/MMBtu | FALSE | L | Annual | Allowances Banked | Thousand Tons | 0 | 0 | 0 | 0 | 0 | 0 | 0 | 0
BART NOX Annual-Martin Drake 7 -v5.13 | 111 | 7136 | Rate Constraint in lbs/MMBtu | FALSE | L | Annual | Allowances Withdrawn (1:1) | Thousand Tons | 0 | 0 | 0 | 0 | 0 | 0 | 0 | 0
BART NOX Annual-Martin Drake 7 -v5.13 | 111 | 7136 | Rate Constraint in lbs/MMBtu | FALSE | L | Annual | Allowances Withdrawn (n:1) | Thousand Tons | 0 | 0 | 0 | 0 | 0 | 0 | 0 | 0
BART NOX Annual-Martin Drake 7 -v5.13 | 111 | 7136 | Rate Constraint in lbs/MMBtu | FALSE | L | Annual | Net Emissions Allowance Position | Thousand Tons | 0 | 0 | 0 | 0 | 0 | 0 | 0 | 0
BART NOX Annual-Martin Drake 7 -v5.13 | 111 | 7136 | Rate Constraint in lbs/MMBtu | FALSE | L | Annual | Fuel Consumed | TBtu | 0 | 0 | 0 | 0 | 0 | 0 | 0 | 0
BART NOX Annual-Martin Drake 7 -v5.13 | 111 | 7136 | Rate Constraint in lbs/MMBtu | FALSE | L | Annual | Rate | lb/MMBtu | 0 | 0 | 0 | 0 | 0 | 0 | 0 | 0
BART NOX Annual-Martin Drake 7 -v5.13 | 111 | 7136 | Rate Constraint in lbs/MMBtu | FALSE | L | Annual | Generation | TWh | 0 | 0 | 0 | 0 | 0 | 0 | 0 | 0
BART NOX Annual-Martin Drake 7 -v5.13 | 111 | 7136 | Rate Constraint in lbs/MMBtu | FALSE | L | Annual | Qualifying Generation | TWh | 0 | 0 | 0 | 0 | 0 | 0 | 0 | 0
BART NOX Annual-Martin Drake 7 -v5.13 | 111 | 7136 | Rate Constraint in lbs/MMBtu | FALSE | L | Annual | Rate | lb/MWh | 0 | 0 | 0 | 0 | 0 | 0 | 0 | 0
BART NOX Annual-Martin Drake 7 -v5.13 | 111 | 7136 | Rate Constraint in lbs/MMBtu | FALSE | L | Annual | Constraint Shadow Price | US2019$/Ton | 0 | 0 | 0 | 0 | 0 | 0 | 0 | 0
BART NOX Annual-Merrimack 2 -v5.13 | 112 | 7150 | Rate Constraint in lbs/MMBtu | FALSE | L | Annual | Seasons Included | Seasons | Winter, WintShld, Summer | Winter, WintShld, Summer | Winter, WintShld, Summer | Winter, WintShld, Summer | Winter, WintShld, Summer | Winter, WintShld, Summer | Winter, WintShld, Summer | Winter, WintShld, Summer
BART NOX Annual-Merrimack 2 -v5.13 | 112 | 7150 | Rate Constraint in lbs/MMBtu | FALSE | L | Annual | Standard NOX | lb/MMBtu | 0.3 | 0.3 | 0.3 | 0.3 | 0.3 | 0.3 | 0.3 | 0.3
BART NOX Annual-Merrimack 2 -v5.13 | 112 | 7150 | Rate Constraint in lbs/MMBtu | FALSE | L | Annual | Emissions at Affected Plants NOX | Thousand Tons | 0.48737 | 0 | 0 | 0 | 0 | 0 | 0 | 0
BART NOX Annual-Merrimack 2 -v5.13 | 112 | 7150 | Rate Constraint in lbs/MMBtu | FALSE | L | Annual | Allowances Purchased NOX | Thousand Tons | 0 | 0 | 0 | 0 | 0 | 0 | 0 | 0
BART NOX Annual-Merrimack 2 -v5.13 | 112 | 7150 | Rate Constraint in lbs/MMBtu | FALSE | L | Annual | Allowances Sold NOX | Thousand Tons | 0 | 0 | 0 | 0 | 0 | 0 | 0 | 0
BART NOX Annual-Merrimack 2 -v5.13 | 112 | 7150 | Rate Constraint in lbs/MMBtu | FALSE | L | Annual | Allowances Banked | Thousand Tons | 0 | 0 | 0 | 0 | 0 | 0 | 0 | 0
BART NOX Annual-Merrimack 2 -v5.13 | 112 | 7150 | Rate Constraint in lbs/MMBtu | FALSE | L | Annual | Allowances Withdrawn (1:1) | Thousand Tons | 0 | 0 | 0 | 0 | 0 | 0 | 0 | 0
BART NOX Annual-Merrimack 2 -v5.13 | 112 | 7150 | Rate Constraint in lbs/MMBtu | FALSE | L | Annual | Allowances Withdrawn (n:1) | Thousand Tons | 0 | 0 | 0 | 0 | 0 | 0 | 0 | 0
BART NOX Annual-Merrimack 2 -v5.13 | 112 | 7150 | Rate Constraint in lbs/MMBtu | FALSE | L | Annual | Net Emissions Allowance Position | Thousand Tons | 0.48737 | 0 | 0 | 0 | 0 | 0 | 0 | 0
BART NOX Annual-Merrimack 2 -v5.13 | 112 | 7150 | Rate Constraint in lbs/MMBtu | FALSE | L | Annual | Fuel Consumed | TBtu | 13.925 | 0 | 0 | 0 | 0 | 0 | 0 | 0
BART NOX Annual-Merrimack 2 -v5.13 | 112 | 7150 | Rate Constraint in lbs/MMBtu | FALSE | L | Annual | Rate | lb/MMBtu | 0.07 | 0 | 0 | 0 | 0 | 0 | 0 | 0
BART NOX Annual-Merrimack 2 -v5.13 | 112 | 7150 | Rate Constraint in lbs/MMBtu | FALSE | L | Annual | Generation | TWh | 1.2673 | 0 | 0 | 0 | 0 | 0 | 0 | 0
BART NOX Annual-Merrimack 2 -v5.13 | 112 | 7150 | Rate Constraint in lbs/MMBtu | FALSE | L | Annual | Qualifying Generation | TWh | 1.2673 | 0 | 0 | 0 | 0 | 0 | 0 | 0
BART NOX Annual-Merrimack 2 -v5.13 | 112 | 7150 | Rate Constraint in lbs/MMBtu | FALSE | L | Annual | Rate | lb/MWh | 0.76916 | 0 | 0 | 0 | 0 | 0 | 0 | 0
BART NOX Annual-Merrimack 2 -v5.13 | 112 | 7150 | Rate Constraint in lbs/MMBtu | FALSE | L | Annual | Constraint Shadow Price | US2019$/Ton | 0 | 0 | 0 | 0 | 0 | 0 | 0 | 0
BART NOX Annual-Milton R Young B1 -v5.13 | 113 | 7151 | Rate Constraint in lbs/MMBtu | FALSE | L | Annual | Seasons Included | Seasons | Winter, WintShld, Summer | Winter, WintShld, Summer | Winter, WintShld, Summer | Winter, WintShld, Summer | Winter, WintShld, Summer | Winter, WintShld, Summer | Winter, WintShld, Summer | Winter, WintShld, Summer
BART NOX Annual-Milton R Young B1 -v5.13 | 113 | 7151 | Rate Constraint in lbs/MMBtu | FALSE | L | Annual | Standard NOX | lb/MMBtu | 0.36 | 0.36 | 0.36 | 0.36 | 0.36 | 0.36 | 0.36 | 0.36
BART NOX Annual-Milton R Young B1 -v5.13 | 113 | 7151 | Rate Constraint in lbs/MMBtu | FALSE | L | Annual | Emissions at Affected Plants NOX | Thousand Tons | 2.6799 | 2.6305 | 2.372 | 0.17162 | 0 | 0 | 0 | 0
BART NOX Annual-Milton R Young B1 -v5.13 | 113 | 7151 | Rate Constraint in lbs/MMBtu | FALSE | L | Annual | Allowances Purchased NOX | Thousand Tons | 0 | 0 | 0 | 0 | 0 | 0 | 0 | 0
BART NOX Annual-Milton R Young B1 -v5.13 | 113 | 7151 | Rate Constraint in lbs/MMBtu | FALSE | L | Annual | Allowances Sold NOX | Thousand Tons | 0 | 0 | 0 | 0 | 0 | 0 | 0 | 0
BART NOX Annual-Milton R Young B1 -v5.13 | 113 | 7151 | Rate Constraint in lbs/MMBtu | FALSE | L | Annual | Allowances Banked | Thousand Tons | 0 | 0 | 0 | 0 | 0 | 0 | 0 | 0
BART NOX Annual-Milton R Young B1 -v5.13 | 113 | 7151 | Rate Constraint in lbs/MMBtu | FALSE | L | Annual | Allowances Withdrawn (1:1) | Thousand Tons | 0 | 0 | 0 | 0 | 0 | 0 | 0 | 0
BART NOX Annual-Milton R Young B1 -v5.13 | 113 | 7151 | Rate Constraint in lbs/MMBtu | FALSE | L | Annual | Allowances Withdrawn (n:1) | Thousand Tons | 0 | 0 | 0 | 0 | 0 | 0 | 0 | 0
BART NOX Annual-Milton R Young B1 -v5.13 | 113 | 7151 | Rate Constraint in lbs/MMBtu | FALSE | L | Annual | Net Emissions Allowance Position | Thousand Tons | 2.6799 | 2.6305 | 2.372 | 0.17162 | 0 | 0 | 0 | 0
BART NOX Annual-Milton R Young B1 -v5.13 | 113 | 7151 | Rate Constraint in lbs/MMBtu | FALSE | L | Annual | Fuel Consumed | TBtu | 20.0568 | 19.687 | 17.7521 | 1.2844 | 0 | 0 | 0 | 0
BART NOX Annual-Milton R Young B1 -v5.13 | 113 | 7151 | Rate Constraint in lbs/MMBtu | FALSE | L | Annual | Rate | lb/MMBtu | 0.26723 | 0.26723 | 0.26723 | 0.26723 | 0 | 0 | 0 | 0
BART NOX Annual-Milton R Young B1 -v5.13 | 113 | 7151 | Rate Constraint in lbs/MMBtu | FALSE | L | Annual | Generation | TWh | 1.7244 | 1.6926 | 1.5263 | 0.11043 | 0 | 0 | 0 | 0
BART NOX Annual-Milton R Young B1 -v5.13 | 113 | 7151 | Rate Constraint in lbs/MMBtu | FALSE | L | Annual | Qualifying Generation | TWh | 1.7244 | 1.6926 | 1.5263 | 0.11043 | 0 | 0 | 0 | 0
BART NOX Annual-Milton R Young B1 -v5.13 | 113 | 7151 | Rate Constraint in lbs/MMBtu | FALSE | L | Annual | Rate | lb/MWh | 3.1082 | 3.1082 | 3.1082 | 3.1082 | 0 | 0 | 0 | 0
BART NOX Annual-Milton R Young B1 -v5.13 | 113 | 7151 | Rate Constraint in lbs/MMBtu | FALSE | L | Annual | Constraint Shadow Price | US2019$/Ton | 0 | 0 | 0 | 0 | 0 | 0 | 0 | 0
BART NOX Annual-Milton R Young B2 -v5.13 | 114 | 7152 | Rate Constraint in lbs/MMBtu | FALSE | L | Annual | Seasons Included | Seasons | Winter, WintShld, Summer | Winter, WintShld, Summer | Winter, WintShld, Summer | Winter, WintShld, Summer | Winter, WintShld, Summer | Winter, WintShld, Summer | Winter, WintShld, Summer | Winter, WintShld, Summer
BART NOX Annual-Milton R Young B2 -v5.13 | 114 | 7152 | Rate Constraint in lbs/MMBtu | FALSE | L | Annual | Standard NOX | lb/MMBtu | 0.35 | 0.35 | 0.35 | 0.35 | 0.35 | 0.35 | 0.35 | 0.35
BART NOX Annual-Milton R Young B2 -v5.13 | 114 | 7152 | Rate Constraint in lbs/MMBtu | FALSE | L | Annual | Emissions at Affected Plants NOX | Thousand Tons | 5.2521 | 5.0659 | 4.5724 | 4.4834 | 0 | 0 | 0 | 0
BART NOX Annual-Milton R Young B2 -v5.13 | 114 | 7152 | Rate Constraint in lbs/MMBtu | FALSE | L | Annual | Allowances Purchased NOX | Thousand Tons | 0 | 0 | 0 | 0 | 0 | 0 | 0 | 0
BART NOX Annual-Milton R Young B2 -v5.13 | 114 | 7152 | Rate Constraint in lbs/MMBtu | FALSE | L | Annual | Allowances Sold NOX | Thousand Tons | 0 | 0 | 0 | 0 | 0 | 0 | 0 | 0
BART NOX Annual-Milton R Young B2 -v5.13 | 114 | 7152 | Rate Constraint in lbs/MMBtu | FALSE | L | Annual | Allowances Banked | Thousand Tons | 0 | 0 | 0 | 0 | 0 | 0 | 0 | 0
BART NOX Annual-Milton R Young B2 -v5.13 | 114 | 7152 | Rate Constraint in lbs/MMBtu | FALSE | L | Annual | Allowances Withdrawn (1:1) | Thousand Tons | 0 | 0 | 0 | 0 | 0 | 0 | 0 | 0
BART NOX Annual-Milton R Young B2 -v5.13 | 114 | 7152 | Rate Constraint in lbs/MMBtu | FALSE | L | Annual | Allowances Withdrawn (n:1) | Thousand Tons | 0 | 0 | 0 | 0 | 0 | 0 | 0 | 0
BART NOX Annual-Milton R Young B2 -v5.13 | 114 | 7152 | Rate Constraint in lbs/MMBtu | FALSE | L | Annual | Net Emissions Allowance Position | Thousand Tons | 5.2521 | 5.0659 | 4.5724 | 4.4834 | 0 | 0 | 0 | 0
BART NOX Annual-Milton R Young B2 -v5.13 | 114 | 7152 | Rate Constraint in lbs/MMBtu | FALSE | L | Annual | Fuel Consumed | TBtu | 37.0481 | 35.7344 | 32.2534 | 31.6254 | 0 | 0 | 0 | 0
BART NOX Annual-Milton R Young B2 -v5.13 | 114 | 7152 | Rate Constraint in lbs/MMBtu | FALSE | L | Annual | Rate | lb/MMBtu | 0.28353 | 0.28353 | 0.28353 | 0.28353 | 0 | 0 | 0 | 0
BART NOX Annual-Milton R Young B2 -v5.13 | 114 | 7152 | Rate Constraint in lbs/MMBtu | FALSE | L | Annual | Generation | TWh | 3.2524 | 3.1371 | 2.8315 | 2.7763 | 0 | 0 | 0 | 0
BART NOX Annual-Milton R Young B2 -v5.13 | 114 | 7152 | Rate Constraint in lbs/MMBtu | FALSE | L | Annual | Qualifying Generation | TWh | 3.2524 | 3.1371 | 2.8315 | 2.7763 | 0 | 0 | 0 | 0
BART NOX Annual-Milton R Young B2 -v5.13 | 114 | 7152 | Rate Constraint in lbs/MMBtu | FALSE | L | Annual | Rate | lb/MWh | 3.2297 | 3.2297 | 3.2297 | 3.2297 | 0 | 0 | 0 | 0
BART NOX Annual-Milton R Young B2 -v5.13 | 114 | 7152 | Rate Constraint in lbs/MMBtu | FALSE | L | Annual | Constraint Shadow Price | US2019$/Ton | 0 | 0 | 0 | 0 | 0 | 0 | 0 | 0
BART NOX Annual-Muskogee 4 -v6.17 | 115 | 7153 | Rate Constraint in lbs/MMBtu | FALSE | L | Annual | Seasons Included | Seasons | Winter, WintShld, Summer | Winter, WintShld, Summer | Winter, WintShld, Summer | Winter, WintShld, Summer | Winter, WintShld, Summer | Winter, WintShld, Summer | Winter, WintShld, Summer | Winter, WintShld, Summer
BART NOX Annual-Muskogee 4 -v6.17 | 115 | 7153 | Rate Constraint in lbs/MMBtu | FALSE | L | Annual | Standard NOX | lb/MMBtu | 0.15 | 0.15 | 0.15 | 0.15 | 0.15 | 0.15 | 0.15 | 0.15
BART NOX Annual-Muskogee 4 -v6.17 | 115 | 7153 | Rate Constraint in lbs/MMBtu | FALSE | L | Annual | Emissions at Affected Plants NOX | Thousand Tons | 0 | 0 | 0 | 0 | 0 | 0 | 0 | 0
BART NOX Annual-Muskogee 4 -v6.17 | 115 | 7153 | Rate Constraint in lbs/MMBtu | FALSE | L | Annual | Allowances Purchased NOX | Thousand Tons | 0 | 0 | 0 | 0 | 0 | 0 | 0 | 0
BART NOX Annual-Muskogee 4 -v6.17 | 115 | 7153 | Rate Constraint in lbs/MMBtu | FALSE | L | Annual | Allowances Sold NOX | Thousand Tons | 0 | 0 | 0 | 0 | 0 | 0 | 0 | 0
BART NOX Annual-Muskogee 4 -v6.17 | 115 | 7153 | Rate Constraint in lbs/MMBtu | FALSE | L | Annual | Allowances Banked | Thousand Tons | 0 | 0 | 0 | 0 | 0 | 0 | 0 | 0
BART NOX Annual-Muskogee 4 -v6.17 | 115 | 7153 | Rate Constraint in lbs/MMBtu | FALSE | L | Annual | Allowances Withdrawn (1:1) | Thousand Tons | 0 | 0 | 0 | 0 | 0 | 0 | 0 | 0
BART NOX Annual-Muskogee 4 -v6.17 | 115 | 7153 | Rate Constraint in lbs/MMBtu | FALSE | L | Annual | Allowances Withdrawn (n:1) | Thousand Tons | 0 | 0 | 0 | 0 | 0 | 0 | 0 | 0
BART NOX Annual-Muskogee 4 -v6.17 | 115 | 7153 | Rate Constraint in lbs/MMBtu | FALSE | L | Annual | Net Emissions Allowance Position | Thousand Tons | 0 | 0 | 0 | 0 | 0 | 0 | 0 | 0
BART NOX Annual-Muskogee 4 -v6.17 | 115 | 7153 | Rate Constraint in lbs/MMBtu | FALSE | L | Annual | Fuel Consumed | TBtu | 0 | 0 | 0 | 0 | 0 | 0 | 0 | 0
BART NOX Annual-Muskogee 4 -v6.17 | 115 | 7153 | Rate Constraint in lbs/MMBtu | FALSE | L | Annual | Rate | lb/MMBtu | 0 | 0 | 0 | 0 | 0 | 0 | 0 | 0
BART NOX Annual-Muskogee 4 -v6.17 | 115 | 7153 | Rate Constraint in lbs/MMBtu | FALSE | L | Annual | Generation | TWh | 0 | 0 | 0 | 0 | 0 | 0 | 0 | 0
BART NOX Annual-Muskogee 4 -v6.17 | 115 | 7153 | Rate Constraint in lbs/MMBtu | FALSE | L | Annual | Qualifying Generation | TWh | 0 | 0 | 0 | 0 | 0 | 0 | 0 | 0
BART NOX Annual-Muskogee 4 -v6.17 | 115 | 7153 | Rate Constraint in lbs/MMBtu | FALSE | L | Annual | Rate | lb/MWh | 0 | 0 | 0 | 0 | 0 | 0 | 0 | 0
BART NOX Annual-Muskogee 4 -v6.17 | 115 | 7153 | Rate Constraint in lbs/MMBtu | FALSE | L | Annual | Constraint Shadow Price | US2019$/Ton | 0 | 0 | 0 | 0 | 0 | 0 | 0 | 0
BART NOX Annual-Muskogee 5 -v6.17 | 116 | 7154 | Rate Constraint in lbs/MMBtu | FALSE | L | Annual | Seasons Included | Seasons | Winter, WintShld, Summer | Winter, WintShld, Summer | Winter, WintShld, Summer | Winter, WintShld, Summer | Winter, WintShld, Summer | Winter, WintShld, Summer | Winter, WintShld, Summer | Winter, WintShld, Summer
BART NOX Annual-Muskogee 5 -v6.17 | 116 | 7154 | Rate Constraint in lbs/MMBtu | FALSE | L | Annual | Standard NOX | lb/MMBtu | 0.15 | 0.15 | 0.15 | 0.15 | 0.15 | 0.15 | 0.15 | 0.15
BART NOX Annual-Muskogee 5 -v6.17 | 116 | 7154 | Rate Constraint in lbs/MMBtu | FALSE | L | Annual | Emissions at Affected Plants NOX | Thousand Tons | 0 | 0 | 0 | 0 | 0 | 0 | 0 | 0
BART NOX Annual-Muskogee 5 -v6.17 | 116 | 7154 | Rate Constraint in lbs/MMBtu | FALSE | L | Annual | Allowances Purchased NOX | Thousand Tons | 0 | 0 | 0 | 0 | 0 | 0 | 0 | 0
BART NOX Annual-Muskogee 5 -v6.17 | 116 | 7154 | Rate Constraint in lbs/MMBtu | FALSE | L | Annual | Allowances Sold NOX | Thousand Tons | 0 | 0 | 0 | 0 | 0 | 0 | 0 | 0
BART NOX Annual-Muskogee 5 -v6.17 | 116 | 7154 | Rate Constraint in lbs/MMBtu | FALSE | L | Annual | Allowances Banked | Thousand Tons | 0 | 0 | 0 | 0 | 0 | 0 | 0 | 0
BART NOX Annual-Muskogee 5 -v6.17 | 116 | 7154 | Rate Constraint in lbs/MMBtu | FALSE | L | Annual | Allowances Withdrawn (1:1) | Thousand Tons | 0 | 0 | 0 | 0 | 0 | 0 | 0 | 0
BART NOX Annual-Muskogee 5 -v6.17 | 116 | 7154 | Rate Constraint in lbs/MMBtu | FALSE | L | Annual | Allowances Withdrawn (n:1) | Thousand Tons | 0 | 0 | 0 | 0 | 0 | 0 | 0 | 0
BART NOX Annual-Muskogee 5 -v6.17 | 116 | 7154 | Rate Constraint in lbs/MMBtu | FALSE | L | Annual | Net Emissions Allowance Position | Thousand Tons | 0 | 0 | 0 | 0 | 0 | 0 | 0 | 0
BART NOX Annual-Muskogee 5 -v6.17 | 116 | 7154 | Rate Constraint in lbs/MMBtu | FALSE | L | Annual | Fuel Consumed | TBtu | 0 | 0 | 0 | 0 | 0 | 0 | 0 | 0
BART NOX Annual-Muskogee 5 -v6.17 | 116 | 7154 | Rate Constraint in lbs/MMBtu | FALSE | L | Annual | Rate | lb/MMBtu | 0 | 0 | 0 | 0 | 0 | 0 | 0 | 0
BART NOX Annual-Muskogee 5 -v6.17 | 116 | 7154 | Rate Constraint in lbs/MMBtu | FALSE | L | Annual | Generation | TWh | 0 | 0 | 0 | 0 | 0 | 0 | 0 | 0
BART NOX Annual-Muskogee 5 -v6.17 | 116 | 7154 | Rate Constraint in lbs/MMBtu | FALSE | L | Annual | Qualifying Generation | TWh | 0 | 0 | 0 | 0 | 0 | 0 | 0 | 0
BART NOX Annual-Muskogee 5 -v6.17 | 116 | 7154 | Rate Constraint in lbs/MMBtu | FALSE | L | Annual | Rate | lb/MWh | 0 | 0 | 0 | 0 | 0 | 0 | 0 | 0
BART NOX Annual-Muskogee 5 -v6.17 | 116 | 7154 | Rate Constraint in lbs/MMBtu | FALSE | L | Annual | Constraint Shadow Price | US2019$/Ton | 0 | 0 | 0 | 0 | 0 | 0 | 0 | 0
BART NOX Annual-Naughton 1 -v5.14 | 117 | 7171 | Rate Constraint in lbs/MMBtu | FALSE | L | Annual | Seasons Included | Seasons | Winter, WintShld, Summer | Winter, WintShld, Summer | Winter, WintShld, Summer | Winter, WintShld, Summer | Winter, WintShld, Summer | Winter, WintShld, Summer | Winter, WintShld, Summer | Winter, WintShld, Summer
BART NOX Annual-Naughton 1 -v5.14 | 117 | 7171 | Rate Constraint in lbs/MMBtu | FALSE | L | Annual | Standard NOX | lb/MMBtu | 0.26 | 0.26 | 0.26 | 0.26 | 0.26 | 0.26 | 0.26 | 0.26
BART NOX Annual-Naughton 1 -v5.14 | 117 | 7171 | Rate Constraint in lbs/MMBtu | FALSE | L | Annual | Emissions at Affected Plants NOX | Thousand Tons | 0.90111 | 0 | 0 | 0 | 0 | 0 | 0 | 0
BART NOX Annual-Naughton 1 -v5.14 | 117 | 7171 | Rate Constraint in lbs/MMBtu | FALSE | L | Annual | Allowances Purchased NOX | Thousand Tons | 0 | 0 | 0 | 0 | 0 | 0 | 0 | 0
BART NOX Annual-Naughton 1 -v5.14 | 117 | 7171 | Rate Constraint in lbs/MMBtu | FALSE | L | Annual | Allowances Sold NOX | Thousand Tons | 0 | 0 | 0 | 0 | 0 | 0 | 0 | 0
BART NOX Annual-Naughton 1 -v5.14 | 117 | 7171 | Rate Constraint in lbs/MMBtu | FALSE | L | Annual | Allowances Banked | Thousand Tons | 0 | 0 | 0 | 0 | 0 | 0 | 0 | 0
BART NOX Annual-Naughton 1 -v5.14 | 117 | 7171 | Rate Constraint in lbs/MMBtu | FALSE | L | Annual | Allowances Withdrawn (1:1) | Thousand Tons | 0 | 0 | 0 | 0 | 0 | 0 | 0 | 0
BART NOX Annual-Naughton 1 -v5.14 | 117 | 7171 | Rate Constraint in lbs/MMBtu | FALSE | L | Annual | Allowances Withdrawn (n:1) | Thousand Tons | 0 | 0 | 0 | 0 | 0 | 0 | 0 | 0
BART NOX Annual-Naughton 1 -v5.14 | 117 | 7171 | Rate Constraint in lbs/MMBtu | FALSE | L | Annual | Net Emissions Allowance Position | Thousand Tons | 0.90111 | 0 | 0 | 0 | 0 | 0 | 0 | 0
BART NOX Annual-Naughton 1 -v5.14 | 117 | 7171 | Rate Constraint in lbs/MMBtu | FALSE | L | Annual | Fuel Consumed | TBtu | 12.2683 | 0 | 0 | 0 | 0 | 0 | 0 | 0
BART NOX Annual-Naughton 1 -v5.14 | 117 | 7171 | Rate Constraint in lbs/MMBtu | FALSE | L | Annual | Rate | lb/MMBtu | 0.1469 | 0 | 0 | 0 | 0 | 0 | 0 | 0
BART NOX Annual-Naughton 1 -v5.14 | 117 | 7171 | Rate Constraint in lbs/MMBtu | FALSE | L | Annual | Generation | TWh | 1.117 | 0 | 0 | 0 | 0 | 0 | 0 | 0
BART NOX Annual-Naughton 1 -v5.14 | 117 | 7171 | Rate Constraint in lbs/MMBtu | FALSE | L | Annual | Qualifying Generation | TWh | 1.117 | 0 | 0 | 0 | 0 | 0 | 0 | 0
BART NOX Annual-Naughton 1 -v5.14 | 117 | 7171 | Rate Constraint in lbs/MMBtu | FALSE | L | Annual | Rate | lb/MWh | 1.6134 | 0 | 0 | 0 | 0 | 0 | 0 | 0
BART NOX Annual-Naughton 1 -v5.14 | 117 | 7171 | Rate Constraint in lbs/MMBtu | FALSE | L | Annual | Constraint Shadow Price | US2019$/Ton | 0 | 0 | 0 | 0 | 0 | 0 | 0 | 0
BART NOX Annual-Naughton 2 -v5.14 | 118 | 7172 | Rate Constraint in lbs/MMBtu | FALSE | L | Annual | Seasons Included | Seasons | Winter, WintShld, Summer | Winter, WintShld, Summer | Winter, WintShld, Summer | Winter, WintShld, Summer | Winter, WintShld, Summer | Winter, WintShld, Summer | Winter, WintShld, Summer | Winter, WintShld, Summer
BART NOX Annual-Naughton 2 -v5.14 | 118 | 7172 | Rate Constraint in lbs/MMBtu | FALSE | L | Annual | Standard NOX | lb/MMBtu | 0.26 | 0.26 | 0.26 | 0.26 | 0.26 | 0.26 | 0.26 | 0.26
BART NOX Annual-Naughton 2 -v5.14 | 118 | 7172 | Rate Constraint in lbs/MMBtu | FALSE | L | Annual | Emissions at Affected Plants NOX | Thousand Tons | 1.0953 | 0 | 0 | 0 | 0 | 0 | 0 | 0
BART NOX Annual-Naughton 2 -v5.14 | 118 | 7172 | Rate Constraint in lbs/MMBtu | FALSE | L | Annual | Allowances Purchased NOX | Thousand Tons | 0 | 0 | 0 | 0 | 0 | 0 | 0 | 0
BART NOX Annual-Naughton 2 -v5.14 | 118 | 7172 | Rate Constraint in lbs/MMBtu | FALSE | L | Annual | Allowances Sold NOX | Thousand Tons | 0 | 0 | 0 | 0 | 0 | 0 | 0 | 0
BART NOX Annual-Naughton 2 -v5.14 | 118 | 7172 | Rate Constraint in lbs/MMBtu | FALSE | L | Annual | Allowances Banked | Thousand Tons | 0 | 0 | 0 | 0 | 0 | 0 | 0 | 0
BART NOX Annual-Naughton 2 -v5.14 | 118 | 7172 | Rate Constraint in lbs/MMBtu | FALSE | L | Annual | Allowances Withdrawn (1:1) | Thousand Tons | 0 | 0 | 0 | 0 | 0 | 0 | 0 | 0
BART NOX Annual-Naughton 2 -v5.14 | 118 | 7172 | Rate Constraint in lbs/MMBtu | FALSE | L | Annual | Allowances Withdrawn (n:1) | Thousand Tons | 0 | 0 | 0 | 0 | 0 | 0 | 0 | 0
BART NOX Annual-Naughton 2 -v5.14 | 118 | 7172 | Rate Constraint in lbs/MMBtu | FALSE | L | Annual | Net Emissions Allowance Position | Thousand Tons | 1.0953 | 0 | 0 | 0 | 0 | 0 | 0 | 0
BART NOX Annual-Naughton 2 -v5.14 | 118 | 7172 | Rate Constraint in lbs/MMBtu | FALSE | L | Annual | Fuel Consumed | TBtu | 14.9119 | 0 | 0 | 0 | 0 | 0 | 0 | 0
BART NOX Annual-Naughton 2 -v5.14 | 118 | 7172 | Rate Constraint in lbs/MMBtu | FALSE | L | Annual | Rate | lb/MMBtu | 0.1469 | 0 | 0 | 0 | 0 | 0 | 0 | 0
BART NOX Annual-Naughton 2 -v5.14 | 118 | 7172 | Rate Constraint in lbs/MMBtu | FALSE | L | Annual | Generation | TWh | 1.3611 | 0 | 0 | 0 | 0 | 0 | 0 | 0
BART NOX Annual-Naughton 2 -v5.14 | 118 | 7172 | Rate Constraint in lbs/MMBtu | FALSE | L | Annual | Qualifying Generation | TWh | 1.3611 | 0 | 0 | 0 | 0 | 0 | 0 | 0
BART NOX Annual-Naughton 2 -v5.14 | 118 | 7172 | Rate Constraint in lbs/MMBtu | FALSE | L | Annual | Rate | lb/MWh | 1.6094 | 0 | 0 | 0 | 0 | 0 | 0 | 0
BART NOX Annual-Naughton 2 -v5.14 | 118 | 7172 | Rate Constraint in lbs/MMBtu | FALSE | L | Annual | Constraint Shadow Price | US2019$/Ton | 0 | 0 | 0 | 0 | 0 | 0 | 0 | 0
BART NOX Annual-Naughton 3 -v5.14 | 119 | 7173 | Rate Constraint in lbs/MMBtu | FALSE | L | Annual | Seasons Included | Seasons | Winter, WintShld, Summer | Winter, WintShld, Summer | Winter, WintShld, Summer | Winter, WintShld, Summer | Winter, WintShld, Summer | Winter, WintShld, Summer | Winter, WintShld, Summer | Winter, WintShld, Summer
BART NOX Annual-Naughton 3 -v5.14 | 119 | 7173 | Rate Constraint in lbs/MMBtu | FALSE | L | Annual | Standard NOX | lb/MMBtu | 0.12 | 0.12 | 0.12 | 0.12 | 0.12 | 0.12 | 0.12 | 0.12
BART NOX Annual-Naughton 3 -v5.14 | 119 | 7173 | Rate Constraint in lbs/MMBtu | FALSE | L | Annual | Emissions at Affected Plants NOX | Thousand Tons | 0 | 0 | 0 | 0 | 0 | 0 | 0 | 0
BART NOX Annual-Naughton 3 -v5.14 | 119 | 7173 | Rate Constraint in lbs/MMBtu | FALSE | L | Annual | Allowances Purchased NOX | Thousand Tons | 0 | 0 | 0 | 0 | 0 | 0 | 0 | 0
BART NOX Annual-Naughton 3 -v5.14 | 119 | 7173 | Rate Constraint in lbs/MMBtu | FALSE | L | Annual | Allowances Sold NOX | Thousand Tons | 0 | 0 | 0 | 0 | 0 | 0 | 0 | 0
BART NOX Annual-Naughton 3 -v5.14 | 119 | 7173 | Rate Constraint in lbs/MMBtu | FALSE | L | Annual | Allowances Banked | Thousand Tons | 0 | 0 | 0 | 0 | 0 | 0 | 0 | 0
BART NOX Annual-Naughton 3 -v5.14 | 119 | 7173 | Rate Constraint in lbs/MMBtu | FALSE | L | Annual | Allowances Withdrawn (1:1) | Thousand Tons | 0 | 0 | 0 | 0 | 0 | 0 | 0 | 0
BART NOX Annual-Naughton 3 -v5.14 | 119 | 7173 | Rate Constraint in lbs/MMBtu | FALSE | L | Annual | Allowances Withdrawn (n:1) | Thousand Tons | 0 | 0 | 0 | 0 | 0 | 0 | 0 | 0
BART NOX Annual-Naughton 3 -v5.14 | 119 | 7173 | Rate Constraint in lbs/MMBtu | FALSE | L | Annual | Net Emissions Allowance Position | Thousand Tons | 0 | 0 | 0 | 0 | 0 | 0 | 0 | 0
BART NOX Annual-Naughton 3 -v5.14 | 119 | 7173 | Rate Constraint in lbs/MMBtu | FALSE | L | Annual | Fuel Consumed | TBtu | 0 | 0 | 0 | 0 | 0 | 0 | 0 | 0
BART NOX Annual-Naughton 3 -v5.14 | 119 | 7173 | Rate Constraint in lbs/MMBtu | FALSE | L | Annual | Rate | lb/MMBtu | 0 | 0 | 0 | 0 | 0 | 0 | 0 | 0
BART NOX Annual-Naughton 3 -v5.14 | 119 | 7173 | Rate Constraint in lbs/MMBtu | FALSE | L | Annual | Generation | TWh | 0 | 0 | 0 | 0 | 0 | 0 | 0 | 0
BART NOX Annual-Naughton 3 -v5.14 | 119 | 7173 | Rate Constraint in lbs/MMBtu | FALSE | L | Annual | Qualifying Generation | TWh | 0 | 0 | 0 | 0 | 0 | 0 | 0 | 0
BART NOX Annual-Naughton 3 -v5.14 | 119 | 7173 | Rate Constraint in lbs/MMBtu | FALSE | L | Annual | Rate | lb/MWh | 0 | 0 | 0 | 0 | 0 | 0 | 0 | 0
BART NOX Annual-Naughton 3 -v5.14 | 119 | 7173 | Rate Constraint in lbs/MMBtu | FALSE | L | Annual | Constraint Shadow Price | US2019$/Ton | 41227.69 | 0 | 0 | 0 | 11331.4849 | 12370.3597 | 13443.6969 | 12363.6706
BART NOX Annual-Nebraska City 1 -v5.14 | 120 | 7137 | Rate Constraint in lbs/MMBtu | FALSE | L | Annual | Seasons Included | Seasons | Winter, WintShld, Summer | Winter, WintShld, Summer | Winter, WintShld, Summer | Winter, WintShld, Summer | Winter, WintShld, Summer | Winter, WintShld, Summer | Winter, WintShld, Summer | Winter, WintShld, Summer
BART NOX Annual-Nebraska City 1 -v5.14 | 120 | 7137 | Rate Constraint in lbs/MMBtu | FALSE | L | Annual | Standard NOX | lb/MMBtu | 0.23 | 0.23 | 0.23 | 0.23 | 0.23 | 0.23 | 0.23 | 0.23
BART NOX Annual-Nebraska City 1 -v5.14 | 120 | 7137 | Rate Constraint in lbs/MMBtu | FALSE | L | Annual | Emissions at Affected Plants NOX | Thousand Tons | 4.2569 | 4.2569 | 4.2569 | 4.2569 | 1.348 | 0.52704 | 0.52704 | 0.52704
BART NOX Annual-Nebraska City 1 -v5.14 | 120 | 7137 | Rate Constraint in lbs/MMBtu | FALSE | L | Annual | Allowances Purchased NOX | Thousand Tons | 0 | 0 | 0 | 0 | 0 | 0 | 0 | 0
BART NOX Annual-Nebraska City 1 -v5.14 | 120 | 7137 | Rate Constraint in lbs/MMBtu | FALSE | L | Annual | Allowances Sold NOX | Thousand Tons | 0 | 0 | 0 | 0 | 0 | 0 | 0 | 0
BART NOX Annual-Nebraska City 1 -v5.14 | 120 | 7137 | Rate Constraint in lbs/MMBtu | FALSE | L | Annual | Allowances Banked | Thousand Tons | 0 | 0 | 0 | 0 | 0 | 0 | 0 | 0
BART NOX Annual-Nebraska City 1 -v5.14 | 120 | 7137 | Rate Constraint in lbs/MMBtu | FALSE | L | Annual | Allowances Withdrawn (1:1) | Thousand Tons | 0 | 0 | 0 | 0 | 0 | 0 | 0 | 0
BART NOX Annual-Nebraska City 1 -v5.14 | 120 | 7137 | Rate Constraint in lbs/MMBtu | FALSE | L | Annual | Allowances Withdrawn (n:1) | Thousand Tons | 0 | 0 | 0 | 0 | 0 | 0 | 0 | 0
BART NOX Annual-Nebraska City 1 -v5.14 | 120 | 7137 | Rate Constraint in lbs/MMBtu | FALSE | L | Annual | Net Emissions Allowance Position | Thousand Tons | 4.2569 | 4.2569 | 4.2569 | 4.2569 | 1.348 | 0.52704 | 0.52704 | 0.52704
BART NOX Annual-Nebraska City 1 -v5.14 | 120 | 7137 | Rate Constraint in lbs/MMBtu | FALSE | L | Annual | Fuel Consumed | TBtu | 45.4313 | 45.4313 | 45.4313 | 45.4313 | 14.3858 | 5.6248 | 5.6248 | 5.6248
BART NOX Annual-Nebraska City 1 -v5.14 | 120 | 7137 | Rate Constraint in lbs/MMBtu | FALSE | L | Annual | Rate | lb/MMBtu | 0.1874 | 0.1874 | 0.1874 | 0.1874 | 0.1874 | 0.1874 | 0.1874 | 0.1874
BART NOX Annual-Nebraska City 1 -v5.14 | 120 | 7137 | Rate Constraint in lbs/MMBtu | FALSE | L | Annual | Generation | TWh | 4.6273 | 4.6273 | 4.6273 | 4.6273 | 1.4653 | 0.5729 | 0.5729 | 0.5729
BART NOX Annual-Nebraska City 1 -v5.14 | 120 | 7137 | Rate Constraint in lbs/MMBtu | FALSE | L | Annual | Qualifying Generation | TWh | 4.6273 | 4.6273 | 4.6273 | 4.6273 | 1.4653 | 0.5729 | 0.5729 | 0.5729
BART NOX Annual-Nebraska City 1 -v5.14 | 120 | 7137 | Rate Constraint in lbs/MMBtu | FALSE | L | Annual | Rate | lb/MWh | 1.8399 | 1.8399 | 1.8399 | 1.8399 | 1.8399 | 1.8399 | 1.8399 | 1.8399
BART NOX Annual-Nebraska City 1 -v5.14 | 120 | 7137 | Rate Constraint in lbs/MMBtu | FALSE | L | Annual | Constraint Shadow Price | US2019$/Ton | 0 | 0 | 0 | 0 | 0 | 0 | 0 | 0
BART NOX Annual-Northeastern 3313 -v5.13 | 121 | 7159 | Rate Constraint in lbs/MMBtu | FALSE | L | Annual | Seasons Included | Seasons | Winter, WintShld, Summer | Winter, WintShld, Summer | Winter, WintShld, Summer | Winter, WintShld, Summer | Winter, WintShld, Summer | Winter, WintShld, Summer | Winter, WintShld, Summer | Winter, WintShld, Summer
BART NOX Annual-Northeastern 3313 -v5.13 | 121 | 7159 | Rate Constraint in lbs/MMBtu | FALSE | L | Annual | Standard NOX | lb/MMBtu | 0.23 | 0.23 | 0.23 | 0.23 | 0.23 | 0.23 | 0.23 | 0.23
BART NOX Annual-Northeastern 3313 -v5.13 | 121 | 7159 | Rate Constraint in lbs/MMBtu | FALSE | L | Annual | Emissions at Affected Plants NOX | Thousand Tons | 1.3234 | 0 | 0 | 0 | 0 | 0 | 0 | 0
BART NOX Annual-Northeastern 3313 -v5.13 | 121 | 7159 | Rate Constraint in lbs/MMBtu | FALSE | L | Annual | Allowances Purchased NOX | Thousand Tons | 0 | 0 | 0 | 0 | 0 | 0 | 0 | 0
BART NOX Annual-Northeastern 3313 -v5.13 | 121 | 7159 | Rate Constraint in lbs/MMBtu | FALSE | L | Annual | Allowances Sold NOX | Thousand Tons | 0 | 0 | 0 | 0 | 0 | 0 | 0 | 0
BART NOX Annual-Northeastern 3313 -v5.13 | 121 | 7159 | Rate Constraint in lbs/MMBtu | FALSE | L | Annual | Allowances Banked | Thousand Tons | 0 | 0 | 0 | 0 | 0 | 0 | 0 | 0
BART NOX Annual-Northeastern 3313 -v5.13 | 121 | 7159 | Rate Constraint in lbs/MMBtu | FALSE | L | Annual | Allowances Withdrawn (1:1) | Thousand Tons | 0 | 0 | 0 | 0 | 0 | 0 | 0 | 0
BART NOX Annual-Northeastern 3313 -v5.13 | 121 | 7159 | Rate Constraint in lbs/MMBtu | FALSE | L | Annual | Allowances Withdrawn (n:1) | Thousand Tons | 0 | 0 | 0 | 0 | 0 | 0 | 0 | 0
BART NOX Annual-Northeastern 3313 -v5.13 | 121 | 7159 | Rate Constraint in lbs/MMBtu | FALSE | L | Annual | Net Emissions Allowance Position | Thousand Tons | 1.3234 | 0 | 0 | 0 | 0 | 0 | 0 | 0
BART NOX Annual-Northeastern 3313 -v5.13 | 121 | 7159 | Rate Constraint in lbs/MMBtu | FALSE | L | Annual | Fuel Consumed | TBtu | 22.3744 | 0 | 0 | 0 | 0 | 0 | 0 | 0
BART NOX Annual-Northeastern 3313 -v5.13 | 121 | 7159 | Rate Constraint in lbs/MMBtu | FALSE | L | Annual | Rate | lb/MMBtu | 0.1183 | 0 | 0 | 0 | 0 | 0 | 0 | 0
BART NOX Annual-Northeastern 3313 -v5.13 | 121 | 7159 | Rate Constraint in lbs/MMBtu | FALSE | L | Annual | Generation | TWh | 2.1611 | 0 | 0 | 0 | 0 | 0 | 0 | 0
BART NOX Annual-Northeastern 3313 -v5.13 | 121 | 7159 | Rate Constraint in lbs/MMBtu | FALSE | L | Annual | Qualifying Generation | TWh | 2.1611 | 0 | 0 | 0 | 0 | 0 | 0 | 0
BART NOX Annual-Northeastern 3313 -v5.13 | 121 | 7159 | Rate Constraint in lbs/MMBtu | FALSE | L | Annual | Rate | lb/MWh | 1.2248 | 0 | 0 | 0 | 0 | 0 | 0 | 0
BART NOX Annual-Northeastern 3313 -v5.13 | 121 | 7159 | Rate Constraint in lbs/MMBtu | FALSE | L | Annual | Constraint Shadow Price | US2019$/Ton | 0 | 0 | 0 | 0 | 0 | 0 | 0 | 0
BART NOX Annual-Pawnee 1 -v5.13 | 122 | 7155 | Rate Constraint in lbs/MMBtu | FALSE | L | Annual | Seasons Included | Seasons | Winter, WintShld, Summer | Winter, WintShld, Summer | Winter, WintShld, Summer | Winter, WintShld, Summer | Winter, WintShld, Summer | Winter, WintShld, Summer | Winter, WintShld, Summer | Winter, WintShld, Summer
BART NOX Annual-Pawnee 1 -v5.13 | 122 | 7155 | Rate Constraint in lbs/MMBtu | FALSE | L | Annual | Standard NOX | lb/MMBtu | 0.07 | 0.07 | 0.07 | 0.07 | 0.07 | 0.07 | 0.07 | 0.07
BART NOX Annual-Pawnee 1 -v5.13 | 122 | 7155 | Rate Constraint in lbs/MMBtu | FALSE | L | Annual | Emissions at Affected Plants NOX | Thousand Tons | 1.0156 | 1.0156 | 0.0080441 | 0.0080441 | 0.0080441 | 0.0080441 | 0.0080441 | 0.005467
BART NOX Annual-Pawnee 1 -v5.13 | 122 | 7155 | Rate Constraint in lbs/MMBtu | FALSE | L | Annual | Allowances Purchased NOX | Thousand Tons | 0 | 0 | 0 | 0 | 0 | 0 | 0 | 0
BART NOX Annual-Pawnee 1 -v5.13 | 122 | 7155 | Rate Constraint in lbs/MMBtu | FALSE | L | Annual | Allowances Sold NOX | Thousand Tons | 0 | 0 | 0 | 0 | 0 | 0 | 0 | 0
BART NOX Annual-Pawnee 1 -v5.13 | 122 | 7155 | Rate Constraint in lbs/MMBtu | FALSE | L | Annual | Allowances Banked | Thousand Tons | 0 | 0 | 0 | 0 | 0 | 0 | 0 | 0
BART NOX Annual-Pawnee 1 -v5.13 | 122 | 7155 | Rate Constraint in lbs/MMBtu | FALSE | L | Annual | Allowances Withdrawn (1:1) | Thousand Tons | 0 | 0 | 0 | 0 | 0 | 0 | 0 | 0
BART NOX Annual-Pawnee 1 -v5.13 | 122 | 7155 | Rate Constraint in lbs/MMBtu | FALSE | L | Annual | Allowances Withdrawn (n:1) | Thousand Tons | 0 | 0 | 0 | 0 | 0 | 0 | 0 | 0
BART NOX Annual-Pawnee 1 -v5.13 | 122 | 7155 | Rate Constraint in lbs/MMBtu | FALSE | L | Annual | Net Emissions Allowance Position | Thousand Tons | 1.0156 | 1.0156 | 0.0080441 | 0.0080441 | 0.0080441 | 0.0080441 | 0.0080441 | 0.005467
BART NOX Annual-Pawnee 1 -v5.13 | 122 | 7155 | Rate Constraint in lbs/MMBtu | FALSE | L | Annual | Fuel Consumed | TBtu | 37.6975 | 37.6975 | 0.29859 | 0.29859 | 0.29859 | 0.29859 | 0.29859 | 0.20293
BART NOX Annual-Pawnee 1 -v5.13 | 122 | 7155 | Rate Constraint in lbs/MMBtu | FALSE | L | Annual | Rate | lb/MMBtu | 0.05388 | 0.05388 | 0.05388 | 0.05388 | 0.05388 | 0.05388 | 0.05388 | 0.05388
BART NOX Annual-Pawnee 1 -v5.13 | 122 | 7155 | Rate Constraint in lbs/MMBtu | FALSE | L | Annual | Generation | TWh | 3.5006 | 3.5006 | 0.027727 | 0.018616 | 0.018616 | 0.018616 | 0.018616 | 0.012652
BART NOX Annual-Pawnee 1 -v5.13 | 122 | 7155 | Rate Constraint in lbs/MMBtu | FALSE | L | Annual | Qualifying Generation | TWh | 3.5006 | 3.5006 | 0.027727 | 0.018616 | 0.018616 | 0.018616 | 0.018616 | 0.012652
BART NOX Annual-Pawnee 1 -v5.13 | 122 | 7155 | Rate Constraint in lbs/MMBtu | FALSE | L | Annual | Rate | lb/MWh | 0.58023 | 0.58023 | 0.58023 | 0.86423 | 0.86423 | 0.86423 | 0.86423 | 0.86423
BART NOX Annual-Pawnee 1 -v5.13 | 122 | 7155 | Rate Constraint in lbs/MMBtu | FALSE | L | Annual | Constraint Shadow Price | US2019$/Ton | 0 | 0 | 0 | 0 | 0 | 0 | 0 | 0
BART NOX Annual-Ray D Nixon 1 -v5.13 | 123 | 7156 | Rate Constraint in lbs/MMBtu | FALSE | L | Annual | Seasons Included | Seasons | Winter, WintShld, Summer | Winter, WintShld, Summer | Winter, WintShld, Summer | Winter, WintShld, Summer | Winter, WintShld, Summer | Winter, WintShld, Summer | Winter, WintShld, Summer | Winter, WintShld, Summer
BART NOX Annual-Ray D Nixon 1 -v5.13 | 123 | 7156 | Rate Constraint in lbs/MMBtu | FALSE | L | Annual | Standard NOX | lb/MMBtu | 0.21 | 0.21 | 0.21 | 0.21 | 0.21 | 0.21 | 0.21 | 0.21
BART NOX Annual-Ray D Nixon 1 -v5.13 | 123 | 7156 | Rate Constraint in lbs/MMBtu | FALSE | L | Annual | Emissions at Affected Plants NOX | Thousand Tons | 1.199 | 1.199 | 1.199 | 0 | 0 | 0 | 0 | 0
BART NOX Annual-Ray D Nixon 1 -v5.13 | 123 | 7156 | Rate Constraint in lbs/MMBtu | FALSE | L | Annual | Allowances Purchased NOX | Thousand Tons | 0 | 0 | 0 | 0 | 0 | 0 | 0 | 0
BART NOX Annual-Ray D Nixon 1 -v5.13 | 123 | 7156 | Rate Constraint in lbs/MMBtu | FALSE | L | Annual | Allowances Sold NOX | Thousand Tons | 0 | 0 | 0 | 0 | 0 | 0 | 0 | 0
BART NOX Annual-Ray D Nixon 1 -v5.13 | 123 | 7156 | Rate Constraint in lbs/MMBtu | FALSE | L | Annual | Allowances Banked | Thousand Tons | 0 | 0 | 0 | 0 | 0 | 0 | 0 | 0
BART NOX Annual-Ray D Nixon 1 -v5.13 | 123 | 7156 | Rate Constraint in lbs/MMBtu | FALSE | L | Annual | Allowances Withdrawn (1:1) | Thousand Tons | 0 | 0 | 0 | 0 | 0 | 0 | 0 | 0
BART NOX Annual-Ray D Nixon 1 -v5.13 | 123 | 7156 | Rate Constraint in lbs/MMBtu | FALSE | L | Annual | Allowances Withdrawn (n:1) | Thousand Tons | 0 | 0 | 0 | 0 | 0 | 0 | 0 | 0
BART NOX Annual-Ray D Nixon 1 -v5.13 | 123 | 7156 | Rate Constraint in lbs/MMBtu | FALSE | L | Annual | Net Emissions Allowance Position | Thousand Tons | 1.199 | 1.199 | 1.199 | 0 | 0 | 0 | 0 | 0
BART NOX Annual-Ray D Nixon 1 -v5.13 | 123 | 7156 | Rate Constraint in lbs/MMBtu | FALSE | L | Annual | Fuel Consumed | TBtu | 14.7283 | 14.7283 | 14.7283 | 0 | 0 | 0 | 0 | 0
BART NOX Annual-Ray D Nixon 1 -v5.13 | 123 | 7156 | Rate Constraint in lbs/MMBtu | FALSE | L | Annual | Rate | lb/MMBtu | 0.16282 | 0.16282 | 0.16282 | 0 | 0 | 0 | 0 | 0
BART NOX Annual-Ray D Nixon 1 -v5.13 | 123 | 7156 | Rate Constraint in lbs/MMBtu | FALSE | L | Annual | Generation | TWh | 1.4085 | 1.4085 | 1.4085 | 0 | 0 | 0 | 0 | 0
BART NOX Annual-Ray D Nixon 1 -v5.13 | 123 | 7156 | Rate Constraint in lbs/MMBtu | FALSE | L | Annual | Qualifying Generation | TWh | 1.4085 | 1.4085 | 1.4085 | 0 | 0 | 0 | 0 | 0
BART NOX Annual-Ray D Nixon 1 -v5.13 | 123 | 7156 | Rate Constraint in lbs/MMBtu | FALSE | L | Annual | Rate | lb/MWh | 1.7026 | 1.7026 | 1.7026 | 0 | 0 | 0 | 0 | 0
BART NOX Annual-Ray D Nixon 1 -v5.13 | 123 | 7156 | Rate Constraint in lbs/MMBtu | FALSE | L | Annual | Constraint Shadow Price | US2019$/Ton | 0 | 0 | 0 | 0 | 0 | 0 | 0 | 0
BART NOX Annual-Sooner 1 -v5.13 | 124 | 7157 | Rate Constraint in lbs/MMBtu | FALSE | L | Annual | Seasons Included | Seasons | Winter, WintShld, Summer | Winter, WintShld, Summer | Winter, WintShld, Summer | Winter, WintShld, Summer | Winter, WintShld, Summer | Winter, WintShld, Summer | Winter, WintShld, Summer | Winter, WintShld, Summer
BART NOX Annual-Sooner 1 -v5.13 | 124 | 7157 | Rate Constraint in lbs/MMBtu | FALSE | L | Annual | Standard NOX | lb/MMBtu | 0.15 | 0.15 | 0.15 | 0.15 | 0.15 | 0.15 | 0.15 | 0.15
BART NOX Annual-Sooner 1 -v5.13 | 124 | 7157 | Rate Constraint in lbs/MMBtu | FALSE | L | Annual | Emissions at Affected Plants NOX | Thousand Tons | 2.0352 | 1.2521 | 0.29807 | 0.33263 | 0.29807 | 0.29807 | 0 | 0
BART NOX Annual-Sooner 1 -v5.13 | 124 | 7157 | Rate Constraint in lbs/MMBtu | FALSE | L | Annual | Allowances Purchased NOX | Thousand Tons | 0 | 0 | 0 | 0 | 0 | 0 | 0 | 0
BART NOX Annual-Sooner 1 -v5.13 | 124 | 7157 | Rate Constraint in lbs/MMBtu | FALSE | L | Annual | Allowances Sold NOX | Thousand Tons | 0 | 0 | 0 | 0 | 0 | 0 | 0 | 0
BART NOX Annual-Sooner 1 -v5.13 | 124 | 7157 | Rate Constraint in lbs/MMBtu | FALSE | L | Annual | Allowances Banked | Thousand Tons | 0 | 0 | 0 | 0 | 0 | 0 | 0 | 0
BART NOX Annual-Sooner 1 -v5.13 | 124 | 7157 | Rate Constraint in lbs/MMBtu | FALSE | L | Annual | Allowances Withdrawn (1:1) | Thousand Tons | 0 | 0 | 0 | 0 | 0 | 0 | 0 | 0
BART NOX Annual-Sooner 1 -v5.13 | 124 | 7157 | Rate Constraint in lbs/MMBtu | FALSE | L | Annual | Allowances Withdrawn (n:1) | Thousand Tons | 0 | 0 | 0 | 0 | 0 | 0 | 0 | 0
BART NOX Annual-Sooner 1 -v5.13 | 124 | 7157 | Rate Constraint in lbs/MMBtu | FALSE | L | Annual | Net Emissions Allowance Position | Thousand Tons | 2.0352 | 1.2521 | 0.29807 | 0.33263 | 0.29807 | 0.29807 | 0 | 0
BART NOX Annual-Sooner 1 -v5.13 | 124 | 7157 | Rate Constraint in lbs/MMBtu | FALSE | L | Annual | Fuel Consumed | TBtu | 33.0339 | 20.3223 | 4.8381 | 5.399 | 4.8381 | 4.8381 | 0 | 0
BART NOX Annual-Sooner 1 -v5.13 | 124 | 7157 | Rate Constraint in lbs/MMBtu | FALSE | L | Annual | Rate | lb/MMBtu | 0.12322 | 0.12322 | 0.12322 | 0.12322 | 0.12322 | 0.12322 | 0 | 0
BART NOX Annual-Sooner 1 -v5.13 | 124 | 7157 | Rate Constraint in lbs/MMBtu | FALSE | L | Annual | Generation | TWh | 3.1102 | 1.9134 | 0.45552 | 0.50833 | 0.45552 | 0.45552 | 0 | 0
BART NOX Annual-Sooner 1 -v5.13 | 124 | 7157 | Rate Constraint in lbs/MMBtu | FALSE | L | Annual | Qualifying Generation | TWh | 3.1102 | 1.9134 | 0.45552 | 0.50833 | 0.45552 | 0.45552 | 0 | 0
BART NOX Annual-Sooner 1 -v5.13 | 124 | 7157 | Rate Constraint in lbs/MMBtu | FALSE | L | Annual | Rate | lb/MWh | 1.3087 | 1.3087 | 1.3087 | 1.3087 | 1.3087 | 1.3087 | 0 | 0
BART NOX Annual-Sooner 1 -v5.13 | 124 | 7157 | Rate Constraint in lbs/MMBtu | FALSE | L | Annual | Constraint Shadow Price | US2019$/Ton | 0 | 0 | 0 | 0 | 0 | 0 | 0 | 0
BART NOX Annual-Sooner 2 -v5.13 | 125 | 7158 | Rate Constraint in lbs/MMBtu | FALSE | L | Annual | Seasons Included | Seasons | Winter, WintShld, Summer | Winter, WintShld, Summer | Winter, WintShld, Summer | Winter, WintShld, Summer | Winter, WintShld, Summer | Winter, WintShld, Summer | Winter, WintShld, Summer | Winter, WintShld, Summer
BART NOX Annual-Sooner 2 -v5.13 | 125 | 7158 | Rate Constraint in lbs/MMBtu | FALSE | L | Annual | Standard NOX | lb/MMBtu | 0.15 | 0.15 | 0.15 | 0.15 | 0.15 | 0.15 | 0.15 | 0.15
BART NOX Annual-Sooner 2 -v5.13 | 125 | 7158 | Rate Constraint in lbs/MMBtu | FALSE | L | Annual | Emissions at Affected Plants NOX | Thousand Tons | 2.1126 | 1.4618 | 0.75711 | 0.33708 | 0.30879 | 0.30879 | 0 | 0
BART NOX Annual-Sooner 2 -v5.13 | 125 | 7158 | Rate Constraint in lbs/MMBtu | FALSE | L | Annual | Allowances Purchased NOX | Thousand Tons | 0 | 0 | 0 | 0 | 0 | 0 | 0 | 0
BART NOX Annual-Sooner 2 -v5.13 | 125 | 7158 | Rate Constraint in lbs/MMBtu | FALSE | L | Annual | Allowances Sold NOX | Thousand Tons | 0 | 0 | 0 | 0 | 0 | 0 | 0 | 0
BART NOX Annual-Sooner 2 -v5.13 | 125 | 7158 | Rate Constraint in lbs/MMBtu | FALSE | L | Annual | Allowances Banked | Thousand Tons | 0 | 0 | 0 | 0 | 0 | 0 | 0 | 0
BART NOX Annual-Sooner 2 -v5.13 | 125 | 7158 | Rate Constraint in lbs/MMBtu | FALSE | L | Annual | Allowances Withdrawn (1:1) | Thousand Tons | 0 | 0 | 0 | 0 | 0 | 0 | 0 | 0
BART NOX Annual-Sooner 2 -v5.13 | 125 | 7158 | Rate Constraint in lbs/MMBtu | FALSE | L | Annual | Allowances Withdrawn (n:1) | Thousand Tons | 0 | 0 | 0 | 0 | 0 | 0 | 0 | 0
BART NOX Annual-Sooner 2 -v5.13 | 125 | 7158 | Rate Constraint in lbs/MMBtu | FALSE | L | Annual | Net Emissions Allowance Position | Thousand Tons | 2.1126 | 1.4618 | 0.75711 | 0.33708 | 0.30879 | 0.30879 | 0 | 0
BART NOX Annual-Sooner 2 -v5.13 | 125 | 7158 | Rate Constraint in lbs/MMBtu | FALSE | L | Annual | Fuel Consumed | TBtu | 32.6569 | 22.5976 | 11.7036 | 5.2107 | 4.7734 | 4.7734 | 0 | 0
BART NOX Annual-Sooner 2 -v5.13 | 125 | 7158 | Rate Constraint in lbs/MMBtu | FALSE | L | Annual | Rate | lb/MMBtu | 0.12938 | 0.12938 | 0.12938 | 0.12938 | 0.12938 | 0.12938 | 0 | 0
BART NOX Annual-Sooner 2 -v5.13 | 125 | 7158 | Rate Constraint in lbs/MMBtu | FALSE | L | Annual | Generation | TWh | 3.1164 | 2.1565 | 1.1169 | 0.49725 | 0.45552 | 0.45552 | 0 | 0
BART NOX Annual-Sooner 2 -v5.13 | 125 | 7158 | Rate Constraint in lbs/MMBtu | FALSE | L | Annual | Qualifying Generation | TWh | 3.1164 | 2.1565 | 1.1169 | 0.49725 | 0.45552 | 0.45552 | 0 | 0
BART NOX Annual-Sooner 2 -v5.13 | 125 | 7158 | Rate Constraint in lbs/MMBtu | FALSE | L | Annual | Rate | lb/MWh | 1.3558 | 1.3558 | 1.3558 | 1.3558 | 1.3558 | 1.3558 | 0 | 0
BART NOX Annual-Sooner 2 -v5.13 | 125 | 7158 | Rate Constraint in lbs/MMBtu | FALSE | L | Annual | Constraint Shadow Price | US2019$/Ton | 0 | 0 | 0 | 0 | 0 | 0 | 0 | 0
BART NOX Annual-Wyodak - v6.20 | 126 | 7647 | Rate Constraint in lbs/MMBtu | FALSE | L | Annual | Seasons Included | Seasons | Winter, WintShld, Summer | Winter, WintShld, Summer | Winter, WintShld, Summer | Winter, WintShld, Summer | Winter, WintShld, Summer | Winter, WintShld, Summer | Winter, WintShld, Summer | Winter, WintShld, Summer
BART NOX Annual-Wyodak - v6.20 | 126 | 7647 | Rate Constraint in lbs/MMBtu | FALSE | L | Annual | Standard NOX | lb/MMBtu | 0.23 | 0.23 | 0.23 | 0.23 | 0.23 | 0.23 | 0.23 | 0.23
BART NOX Annual-Wyodak - v6.20 | 126 | 7647 | Rate Constraint in lbs/MMBtu | FALSE | L | Annual | Emissions at Affected Plants NOX | Thousand Tons | 3.1696 | 3.1696 | 3.1696 | 3.1696 | 1.8161 | 0 | 0 | 0
BART NOX Annual-Wyodak - v6.20 | 126 | 7647 | Rate Constraint in lbs/MMBtu | FALSE | L | Annual | Allowances Purchased NOX | Thousand Tons | 0 | 0 | 0 | 0 | 0 | 0 | 0 | 0
BART NOX Annual-Wyodak - v6.20 | 126 | 7647 | Rate Constraint in lbs/MMBtu | FALSE | L | Annual | Allowances Sold NOX | Thousand Tons | 0 | 0 | 0 | 0 | 0 | 0 | 0 | 0
BART NOX Annual-Wyodak - v6.20 | 126 | 7647 | Rate Constraint in lbs/MMBtu | FALSE | L | Annual | Allowances Banked | Thousand Tons | 0 | 0 | 0 | 0 | 0 | 0 | 0 | 0
BART NOX Annual-Wyodak - v6.20 | 126 | 7647 | Rate Constraint in lbs/MMBtu | FALSE | L | Annual | Allowances Withdrawn (1:1) | Thousand Tons | 0 | 0 | 0 | 0 | 0 | 0 | 0 | 0
BART NOX Annual-Wyodak - v6.20 | 126 | 7647 | Rate Constraint in lbs/MMBtu | FALSE | L | Annual | Allowances Withdrawn (n:1) | Thousand Tons | 0 | 0 | 0 | 0 | 0 | 0 | 0 | 0
BART NOX Annual-Wyodak - v6.20 | 126 | 7647 | Rate Constraint in lbs/MMBtu | FALSE | L | Annual | Net Emissions Allowance Position | Thousand Tons | 3.1696 | 3.1696 | 3.1696 | 3.1696 | 1.8161 | 0 | 0 | 0
BART NOX Annual-Wyodak - v6.20 | 126 | 7647 | Rate Constraint in lbs/MMBtu | FALSE | L | Annual | Fuel Consumed | TBtu | 28.0147 | 28.0147 | 28.0147 | 28.0147 | 16.0517 | 0 | 0 | 0
BART NOX Annual-Wyodak - v6.20 | 126 | 7647 | Rate Constraint in lbs/MMBtu | FALSE | L | Annual | Rate | lb/MMBtu | 0.22628 | 0.22628 | 0.22628 | 0.22628 | 0.22628 | 0 | 0 | 0
BART NOX Annual-Wyodak - v6.20 | 126 | 7647 | Rate Constraint in lbs/MMBtu | FALSE | L | Annual | Generation | TWh | 2.2923 | 2.2923 | 2.2923 | 2.2923 | 1.3135 | 0 | 0 | 0
BART NOX Annual-Wyodak - v6.20 | 126 | 7647 | Rate Constraint in lbs/MMBtu | FALSE | L | Annual | Qualifying Generation | TWh | 2.2923 | 2.2923 | 2.2923 | 2.2923 | 1.3135 | 0 | 0 | 0
BART NOX Annual-Wyodak - v6.20 | 126 | 7647 | Rate Constraint in lbs/MMBtu | FALSE | L | Annual | Rate | lb/MWh | 2.7654 | 2.7654 | 2.7654 | 2.7654 | 2.7654 | 0 | 0 | 0
BART NOX Annual-Wyodak - v6.20 | 126 | 7647 | Rate Constraint in lbs/MMBtu | FALSE | L | Annual | Constraint Shadow Price | US2019$/Ton | 0 | 0 | 0 | 0 | 0 | 0 | 0 | 0
BART NOX Cap-Craig C1 -v6.20 | 127 | 7657 | Rate Constraint in MTons | FALSE | L | Annual | Seasons Included | Seasons | Winter, WintShld, Summer | Winter, WintShld, Summer | Winter, WintShld, Summer | Winter, WintShld, Summer | Winter, WintShld, Summer | Winter, WintShld, Summer | Winter, WintShld, Summer | Winter, WintShld, Summer
BART NOX Cap-Craig C1 -v6.20 | 127 | 7657 | Rate Constraint in MTons | FALSE | L | Annual | Standard NOX | Thousand Tons | 4.065 | 4.065 | 4.065 | 4.065 | 4.065 | 4.065 | 4.065 | 4.065
BART NOX Cap-Craig C1 -v6.20 | 127 | 7657 | Rate Constraint in MTons | FALSE | L | Annual | Emissions at Affected Plants NOX | Thousand Tons | 0.053484 | 0.053484 | 0.053484 | 0.053484 | 0.053484 | 0.053484 | 0.053484 | 0.04453
BART NOX Cap-Craig C1 -v6.20 | 127 | 7657 | Rate Constraint in MTons | FALSE | L | Annual | Allowances Purchased NOX | Thousand Tons | 0 | 0 | 0 | 0 | 0 | 0 | 0 | 0
BART NOX Cap-Craig C1 -v6.20 | 127 | 7657 | Rate Constraint in MTons | FALSE | L | Annual | Allowances Sold NOX | Thousand Tons | 0 | 0 | 0 | 0 | 0 | 0 | 0 | 0
BART NOX Cap-Craig C1 -v6.20 | 127 | 7657 | Rate Constraint in MTons | FALSE | L | Annual | Allowances Banked | Thousand Tons | 0 | 0 | 0 | 0 | 0 | 0 | 0 | 0
BART NOX Cap-Craig C1 -v6.20 | 127 | 7657 | Rate Constraint in MTons | FALSE | L | Annual | Allowances Withdrawn (1:1) | Thousand Tons | 0 | 0 | 0 | 0 | 0 | 0 | 0 | 0
BART NOX Cap-Craig C1 -v6.20 | 127 | 7657 | Rate Constraint in MTons | FALSE | L | Annual | Allowances Withdrawn (n:1) | Thousand Tons | 0 | 0 | 0 | 0 | 0 | 0 | 0 | 0
BART NOX Cap-Craig C1 -v6.20 | 127 | 7657 | Rate Constraint in MTons | FALSE | L | Annual | Net Emissions Allowance Position | Thousand Tons | 0.053484 | 0.053484 | 0.053484 | 0.053484 | 0.053484 | 0.053484 | 0.053484 | 0.04453
BART NOX Cap-Craig C1 -v6.20 | 127 | 7657 | Rate Constraint in MTons | FALSE | L | Annual | Fuel Consumed | TBtu | 0.42439 | 0.42439 | 0.42439 | 0.42439 | 0.42439 | 0.42439 | 0.42439 | 0.35334
BART NOX Cap-Craig C1 -v6.20 | 127 | 7657 | Rate Constraint in MTons | FALSE | L | Annual | Rate | lb/MMBtu | 0.25205 | 0.25205 | 0.25205 | 0.25205 | 0.25205 | 0.25205 | 0.25205 | 0.25205
BART NOX Cap-Craig C1 -v6.20 | 127 | 7657 | Rate Constraint in MTons | FALSE | L | Annual | Generation | TWh | 0.041591 | 0.041591 | 0.041591 | 0.026262 | 0.026262 | 0.026262 | 0.026262 | 0.021865
BART NOX Cap-Craig C1 -v6.20 | 127 | 7657 | Rate Constraint in MTons | FALSE | L | Annual | Qualifying Generation | TWh | 0.041591 | 0.041591 | 0.041591 | 0.026262 | 0.026262 | 0.026262 | 0.026262 | 0.021865
BART NOX Cap-Craig C1 -v6.20 | 127 | 7657 | Rate Constraint in MTons | FALSE | L | Annual | Rate | lb/MWh | 2.5719 | 2.5719 | 2.5719 | 4.0731 | 4.0731 | 4.0731 | 4.0731 | 4.0731
BART NOX Cap-Craig C1 -v6.20 | 127 | 7657 | Rate Constraint in MTons | FALSE | L | Annual | Constraint Shadow Price | US2019$/Ton | 0 | 0 | 0 | 0 | 0 | 0 | 0 | 0
BART SO2 Annual- Arthur Kill- v5.16 | 128 | 7243 | Rate Constraint in lbs/MMBtu | FALSE | L | Annual | Seasons Included | Seasons | Winter, WintShld, Summer | Winter, WintShld, Summer | Winter, WintShld, Summer | Winter, WintShld, Summer | Winter, WintShld, Summer | Winter, WintShld, Summer | Winter, WintShld, Summer | Winter, WintShld, Summer
BART SO2 Annual- Arthur Kill- v5.16 | 128 | 7243 | Rate Constraint in lbs/MMBtu | FALSE | L | Annual | Standard SO2 | lb/MMBtu | 0.15 | 0.15 | 0.15 | 0.15 | 0.15 | 0.15 | 0.15 | 0.15
BART SO2 Annual- Arthur Kill- v5.16 | 128 | 7243 | Rate Constraint in lbs/MMBtu | FALSE | L | Annual | Emissions at Affected Plants SO2 | Thousand Tons | 0 | 0 | 0 | 0 | 0 | 0 | 0 | 0
BART SO2 Annual- Arthur Kill- v5.16 | 128 | 7243 | Rate Constraint in lbs/MMBtu | FALSE | L | Annual | Allowances Purchased SO2 | Thousand Tons | 0 | 0 | 0 | 0 | 0 | 0 | 0 | 0
BART SO2 Annual- Arthur Kill- v5.16 | 128 | 7243 | Rate Constraint in lbs/MMBtu | FALSE | L | Annual | Allowances Sold SO2 | Thousand Tons | 0 | 0 | 0 | 0 | 0 | 0 | 0 | 0
BART SO2 Annual- Arthur Kill- v5.16 | 128 | 7243 | Rate Constraint in lbs/MMBtu | FALSE | L | Annual | Allowances Banked | Thousand Tons | 0 | 0 | 0 | 0 | 0 | 0 | 0 | 0
BART SO2 Annual- Arthur Kill- v5.16 | 128 | 7243 | Rate Constraint in lbs/MMBtu | FALSE | L | Annual | Allowances Withdrawn (1:1) | Thousand Tons | 0 | 0 | 0 | 0 | 0 | 0 | 0 | 0
BART SO2 Annual- Arthur Kill- v5.16 | 128 | 7243 | Rate Constraint in lbs/MMBtu | FALSE | L | Annual | Allowances Withdrawn (n:1) | Thousand Tons | 0 | 0 | 0 | 0 | 0 | 0 | 0 | 0
BART SO2 Annual- Arthur Kill- v5.16 | 128 | 7243 | Rate Constraint in lbs/MMBtu | FALSE | L | Annual | Net Emissions Allowance Position | Thousand Tons | 0 | 0 | 0 | 0 | 0 | 0 | 0 | 0
BART SO2 Annual- Arthur Kill- v5.16 | 128 | 7243 | Rate Constraint in lbs/MMBtu | FALSE | L | Annual | Fuel Consumed | TBtu | 3.6936 | 3.6936 | 3.6936 | 0 | 0 | 0 | 0 | 0
BART SO2 Annual- Arthur Kill- v5.16 | 128 | 7243 | Rate Constraint in lbs/MMBtu | FALSE | L | Annual | Rate | lb/MMBtu | 0 | 0 | 0 | 0 | 0 | 0 | 0 | 0
BART SO2 Annual- Arthur Kill- v5.16 | 128 | 7243 | Rate Constraint in lbs/MMBtu | FALSE | L | Annual | Generation | TWh | 0.32899 | 0.32899 | 0.32899 | 0 | 0 | 0 | 0 | 0
BART SO2 Annual- Arthur Kill- v5.16 | 128 | 7243 | Rate Constraint in lbs/MMBtu | FALSE | L | Annual | Qualifying Generation | TWh | 0.32899 | 0.32899 | 0.32899 | 0 | 0 | 0 | 0 | 0
BART SO2 Annual- Arthur Kill- v5.16 | 128 | 7243 | Rate Constraint in lbs/MMBtu | FALSE | L | Annual | Rate | lb/MWh | 0 | 0 | 0 | 0 | 0 | 0 | 0 | 0
BART SO2 Annual- Arthur Kill- v5.16 | 128 | 7243 | Rate Constraint in lbs/MMBtu | FALSE | L | Annual | Constraint Shadow Price | US2019$/Ton | 0 | 0 | 0 | 0 | 0 | 0 | 0 | 0
BART SO2 Annual- Big Stone 1- v5.16 | 129 | 7234 | Rate Constraint in lbs/MMBtu | FALSE | L | Annual | Seasons Included | Seasons | Winter, WintShld, Summer | Winter, WintShld, Summer | Winter, WintShld, Summer | Winter, WintShld, Summer | Winter, WintShld, Summer | Winter, WintShld, Summer | Winter, WintShld, Summer | Winter, WintShld, Summer
BART SO2 Annual- Big Stone 1- v5.16 | 129 | 7234 | Rate Constraint in lbs/MMBtu | FALSE | L | Annual | Standard SO2 | lb/MMBtu | 0.09 | 0.09 | 0.09 | 0.09 | 0.09 | 0.09 | 0.09 | 0.09
BART SO2 Annual- Big Stone 1- v5.16 | 129 | 7234 | Rate Constraint in lbs/MMBtu | FALSE | L | Annual | Emissions at Affected Plants SO2 | Thousand Tons | 1.1466 | 1.099 | 0.98159 | 0.98159 | 0 | 0 | 0 | 0
BART SO2 Annual- Big Stone 1- v5.16 | 129 | 7234 | Rate Constraint in lbs/MMBtu | FALSE | L | Annual | Allowances Purchased SO2 | Thousand Tons | 0 | 0 | 0 | 0 | 0 | 0 | 0 | 0
BART SO2 Annual- Big Stone 1- v5.16 | 129 | 7234 | Rate Constraint in lbs/MMBtu | FALSE | L | Annual | Allowances Sold SO2 | Thousand Tons | 0 | 0 | 0 | 0 | 0 | 0 | 0 | 0
BART SO2 Annual- Big Stone 1- v5.16 | 129 | 7234 | Rate Constraint in lbs/MMBtu | FALSE | L | Annual | Allowances Banked | Thousand Tons | 0 | 0 | 0 | 0 | 0 | 0 | 0 | 0
BART SO2 Annual- Big Stone 1- v5.16 | 129 | 7234 | Rate Constraint in lbs/MMBtu | FALSE | L | Annual | Allowances Withdrawn (1:1) | Thousand Tons | 0 | 0 | 0 | 0 | 0 | 0 | 0 | 0
BART SO2 Annual- Big Stone 1- v5.16 | 129 | 7234 | Rate Constraint in lbs/MMBtu | FALSE | L | Annual | Allowances Withdrawn (n:1) | Thousand Tons | 0 | 0 | 0 | 0 | 0 | 0 | 0 | 0
BART SO2 Annual- Big Stone 1- v5.16 | 129 | 7234 | Rate Constraint in lbs/MMBtu | FALSE | L | Annual | Net Emissions Allowance Position | Thousand Tons | 1.1466 | 1.099 | 0.98159 | 0.98159 | 0 | 0 | 0 | 0
BART SO2 Annual- Big Stone 1- v5.16 | 129 | 7234 | Rate Constraint in lbs/MMBtu | FALSE | L | Annual | Fuel Consumed | TBtu | 32.6176 | 31.2658 | 27.9246 | 27.9246 | 0 | 0 | 0 | 0
BART SO2 Annual- Big Stone 1- v5.16 | 129 | 7234 | Rate Constraint in lbs/MMBtu | FALSE | L | Annual | Rate | lb/MMBtu | 0.070303 | 0.070303 | 0.070303 | 0.070303 | 0 | 0 | 0 | 0
BART SO2 Annual- Big Stone 1- v5.16 | 129 | 7234 | Rate Constraint in lbs/MMBtu | FALSE | L | Annual | Generation | TWh | 3.2857 | 3.1495 | 2.8129 | 2.8129 | 0 | 0 | 0 | 0
BART SO2 Annual- Big Stone 1- v5.16 | 129 | 7234 | Rate Constraint in lbs/MMBtu | FALSE | L | Annual | Qualifying Generation | TWh | 3.1884 | 3.0563 | 2.7297 | 2.7297 | 0 | 0 | 0 | 0
BART SO2 Annual- Big Stone 1- v5.16 | 129 | 7234 | Rate Constraint in lbs/MMBtu | FALSE | L | Annual | Rate | lb/MWh | 0.7192 | 0.7192 | 0.7192 | 0.7192 | 0 | 0 | 0 | 0
BART SO2 Annual- Big Stone 1- v5.16 | 129 | 7234 | Rate Constraint in lbs/MMBtu | FALSE | L | Annual | Constraint Shadow Price | US2019$/Ton | 0 | 0 | 0 | 0 | 0 | 0 | 0 | 0
BART SO2 Annual Cap-Deerhaven B2 -v5.13 | 130 | 7233 | Rate Constraint in MTons | FALSE | L | Annual | Seasons Included | Seasons | Winter, WintShld, Summer | Winter, WintShld, Summer | Winter, WintShld, Summer | Winter, WintShld, Summer | Winter, WintShld, Summer | Winter, WintShld, Summer | Winter, WintShld, Summer | Winter, WintShld, Summer
BART SO2 Annual Cap-Deerhaven B2 -v5.13 | 130 | 7233 | Rate Constraint in MTons | FALSE | L | Annual | Standard SO2 | Thousand Tons | 5.5 | 5.5 | 5.5 | 5.5 | 5.5 | 5.5 | 5.5 | 5.5
BART SO2 Annual Cap-Deerhaven B2 -v5.13 | 130 | 7233 | Rate Constraint in MTons | FALSE | L | Annual | Emissions at Affected Plants SO2 | Thousand Tons | 0 | 0 | 0 | 0 | 0 | 0 | 0 | 0
BART SO2 Annual Cap-Deerhaven B2 -v5.13 | 130 | 7233 | Rate Constraint in MTons | FALSE | L | Annual | Allowances Purchased SO2 | Thousand Tons | 0 | 0 | 0 | 0 | 0 | 0 | 0 | 0
BART SO2 Annual Cap-Deerhaven B2 -v5.13 | 130 | 7233 | Rate Constraint in MTons | FALSE | L | Annual | Allowances Sold SO2 | Thousand Tons | 0 | 0 | 0 | 0 | 0 | 0 | 0 | 0
BART SO2 Annual Cap-Deerhaven B2 -v5.13 | 130 | 7233 | Rate Constraint in MTons | FALSE | L | Annual | Allowances Banked | Thousand Tons | 0 | 0 | 0 | 0 | 0 | 0 | 0 | 0
BART SO2 Annual Cap-Deerhaven B2 -v5.13 | 130 | 7233 | Rate Constraint in MTons | FALSE | L | Annual | Allowances Withdrawn (1:1) | Thousand Tons | 0 | 0 | 0 | 0 | 0 | 0 | 0 | 0
BART SO2 Annual Cap-Deerhaven B2 -v5.13 | 130 | 7233 | Rate Constraint in MTons | FALSE | L | Annual | Allowances Withdrawn (n:1) | Thousand Tons | 0 | 0 | 0 | 0 | 0 | 0 | 0 | 0
BART SO2 Annual Cap-Deerhaven B2 -v5.13 | 130 | 7233 | Rate Constraint in MTons | FALSE | L | Annual | Net Emissions Allowance Position | Thousand Tons | 0 | 0 | 0 | 0 | 0 | 0 | 0 | 0
BART SO2 Annual Cap-Deerhaven B2 -v5.13 | 130 | 7233 | Rate Constraint in MTons | FALSE | L | Annual | Fuel Consumed | TBtu | 0 | 0 | 0 | 0 | 0 | 0 | 0 | 0
BART SO2 Annual Cap-Deerhaven B2 -v5.13 | 130 | 7233 | Rate Constraint in MTons | FALSE | L | Annual | Rate | lb/MMBtu | 0 | 0 | 0 | 0 | 0 | 0 | 0 | 0
BART SO2 Annual Cap-Deerhaven B2 -v5.13 | 130 | 7233 | Rate Constraint in MTons | FALSE | L | Annual | Generation | TWh | 0 | 0 | 0 | 0 | 0 | 0 | 0 | 0
BART SO2 Annual Cap-Deerhaven B2 -v5.13 | 130 | 7233 | Rate Constraint in MTons | FALSE | L | Annual | Qualifying Generation | TWh | 0 | 0 | 0 | 0 | 0 | 0 | 0 | 0
BART SO2 Annual Cap-Deerhaven B2 -v5.13 | 130 | 7233 | Rate Constraint in MTons | FALSE | L | Annual | Rate | lb/MWh | 0 | 0 | 0 | 0 | 0 | 0 | 0 | 0
BART SO2 Annual Cap-Deerhaven B2 -v5.13 | 130 | 7233 | Rate Constraint in MTons | FALSE | L | Annual | Constraint Shadow Price | US2019$/Ton | 0 | 0 | 0 | 0 | 0 | 0 | 0 | 0
BART SO2 Annual Cap-Northside 1-3 -v5.13 | 131 | 7232 | Rate Constraint in MTons | FALSE | L | Annual | Seasons Included | Seasons | Winter, WintShld, Summer | Winter, WintShld, Summer | Winter, WintShld, Summer | Winter, WintShld, Summer | Winter, WintShld, Summer | Winter, WintShld, Summer | Winter, WintShld, Summer | Winter, WintShld, Summer
BART SO2 Annual Cap-Northside 1-3 -v5.13 | 131 | 7232 | Rate Constraint in MTons | FALSE | L | Annual | Standard SO2 | Thousand Tons | 3.6 | 3.6 | 3.6 | 3.6 | 3.6 | 3.6 | 3.6 | 3.6
BART SO2 Annual Cap-Northside 1-3 -v5.13 | 131 | 7232 | Rate Constraint in MTons | FALSE | L | Annual | Emissions at Affected Plants SO2 | Thousand Tons | 3.6 | 3.6 | 3.6 | 3.6 | 3.6 | 3.6 | 0 | 0
BART SO2 Annual Cap-Northside 1-3 -v5.13 | 131 | 7232 | Rate Constraint in MTons | FALSE | L | Annual | Allowances Purchased SO2 | Thousand Tons | 0 | 0 | 0 | 0 | 0 | 0 | 0 | 0
BART SO2 Annual Cap-Northside 1-3 -v5.13 | 131 | 7232 | Rate Constraint in MTons | FALSE | L | Annual | Allowances Sold SO2 | Thousand Tons | 0 | 0 | 0 | 0 | 0 | 0 | 0 | 0
BART SO2 Annual Cap-Northside 1-3 -v5.13 | 131 | 7232 | Rate Constraint in MTons | FALSE | L | Annual | Allowances Banked | Thousand Tons | 0 | 0 | 0 | 0 | 0 | 0 | 0 | 0
BART SO2 Annual Cap-Northside 1-3 -v5.13 | 131 | 7232 | Rate Constraint in MTons | FALSE | L | Annual | Allowances Withdrawn (1:1) | Thousand Tons | 0 | 0 | 0 | 0 | 0 | 0 | 0 | 0
BART SO2 Annual Cap-Northside 1-3 -v5.13 | 131 | 7232 | Rate Constraint in MTons | FALSE | L | Annual | Allowances Withdrawn (n:1) | Thousand Tons | 0 | 0 | 0 | 0 | 0 | 0 | 0 | 0
BART SO2 Annual Cap-Northside 1-3 -v5.13 | 131 | 7232 | Rate Constraint in MTons | FALSE | L | Annual | Net Emissions Allowance Position | Thousand Tons | 3.6 | 3.6 | 3.6 | 3.6 | 3.6 | 3.6 | 0 | 0
BART SO2 Annual Cap-Northside 1-3 -v5.13 | 131 | 7232 | Rate Constraint in MTons | FALSE | L | Annual | Fuel Consumed | TBtu | 6.2338 | 8.1591 | 6.2338 | 6.2338 | 6.2338 | 6.2338 | 0 | 0
BART SO2 Annual Cap-Northside 1-3 -v5.13 | 131 | 7232 | Rate Constraint in MTons | FALSE | L | Annual | Rate | lb/MMBtu | 1.155 | 0.88245 | 1.155 | 1.155 | 1.155 | 1.155 | 0 | 0
BART SO2 Annual Cap-Northside 1-3 -v5.13 | 131 | 7232 | Rate Constraint in MTons | FALSE | L | Annual | Generation | TWh | 0.60073 | 0.78627 | 0.60073 | 0.60073 | 0.60073 | 0.60073 | 0 | 0
BART SO2 Annual Cap-Northside 1-3 -v5.13 | 131 | 7232 | Rate Constraint in MTons | FALSE | L | Annual | Qualifying Generation | TWh | 0.60073 | 0.78627 | 0.60073 | 0.60073 | 0.60073 | 0.60073 | 0 | 0
BART SO2 Annual Cap-Northside 1-3 -v5.13 | 131 | 7232 | Rate Constraint in MTons | FALSE | L | Annual | Rate | lb/MWh | 11.9854 | 9.1572 | 11.9854 | 11.9854 | 11.9854 | 11.9854 | 0 | 0
BART SO2 Annual Cap-Northside 1-3 -v5.13 | 131 | 7232 | Rate Constraint in MTons | FALSE | L | Annual | Constraint Shadow Price | US2019$/Ton | 3035.651 | 1700.9232 | 785.3493 | 1081.9063 | 131.7646 | 142.895 | 0 | 0
BART SO2 Annual- Coal Creek 1- v6.17 | 132 | 7212 | Rate Constraint in lbs/MMBtu | FALSE | L | Annual | Seasons Included | Seasons | Winter, WintShld, Summer | Winter, WintShld, Summer | Winter, WintShld, Summer | Winter, WintShld, Summer | Winter, WintShld, Summer | Winter, WintShld, Summer | Winter, WintShld, Summer | Winter, WintShld, Summer
BART SO2 Annual- Coal Creek 1- v6.17 | 132 | 7212 | Rate Constraint in lbs/MMBtu | FALSE | L | Annual | Standard SO2 | lb/MMBtu | 0.15 | 0.15 | 0.15 | 0.15 | 0.15 | 0.15 | 0.15 | 0.15
BART SO2 Annual- Coal Creek 1- v6.17 | 132 | 7212 | Rate Constraint in lbs/MMBtu | FALSE | L | Annual | Emissions at Affected Plants SO2 | Thousand Tons | 2.9678 | 2.9678 | 2.9678 | 2.9678 | 1.1741 | 0 | 0 | 0
BART SO2 Annual- Coal Creek 1- v6.17 | 132 | 7212 | Rate Constraint in lbs/MMBtu | FALSE | L | Annual | Allowances Purchased SO2 | Thousand Tons | 0 | 0 | 0 | 0 | 0 | 0 | 0 | 0
BART SO2 Annual- Coal Creek 1- v6.17 | 132 | 7212 | Rate Constraint in lbs/MMBtu | FALSE | L | Annual | Allowances Sold SO2 | Thousand Tons | 0 | 0 | 0 | 0 | 0 | 0 | 0 | 0
BART SO2 Annual- Coal Creek 1- v6.17 | 132 | 7212 | Rate Constraint in lbs/MMBtu | FALSE | L | Annual | Allowances Banked | Thousand Tons | 0 | 0 | 0 | 0 | 0 | 0 | 0 | 0
BART SO2 Annual- Coal Creek 1- v6.17 | 132 | 7212 | Rate Constraint in lbs/MMBtu | FALSE | L | Annual | Allowances Withdrawn (1:1) | Thousand Tons | 0 | 0 | 0 | 0 | 0 | 0 | 0 | 0
BART SO2 Annual- Coal Creek 1- v6.17 | 132 | 7212 | Rate Constraint in lbs/MMBtu | FALSE | L | Annual | Allowances Withdrawn (n:1) | Thousand Tons | 0 | 0 | 0 | 0 | 0 | 0 | 0 | 0
BART SO2 Annual- Coal Creek 1- v6.17 | 132 | 7212 | Rate Constraint in lbs/MMBtu | FALSE | L | Annual | Net Emissions Allowance Position | Thousand Tons | 2.9678 | 2.9678 | 2.9678 | 2.9678 | 1.1741 | 0 | 0 | 0
BART SO2 Annual- Coal Creek 1- v6.17 | 132 | 7212 | Rate Constraint in lbs/MMBtu | FALSE | L | Annual | Fuel Consumed | TBtu | 40.5015 | 40.5015 | 40.5015 | 40.5015 | 16.0227 | 0 | 0 | 0
BART SO2 Annual- Coal Creek 1- v6.17 | 132 | 7212 | Rate Constraint in lbs/MMBtu | FALSE | L | Annual | Rate | lb/MMBtu | 0.14655 | 0.14655 | 0.14655 | 0.14655 | 0.14655 | 0 | 0 | 0
BART SO2 Annual- Coal Creek 1- v6.17 | 132 | 7212 | Rate Constraint in lbs/MMBtu | FALSE | L | Annual | Generation | TWh | 4.1765 | 4.1765 | 4.1765 | 4.1765 | 1.6522 | 0 | 0 | 0
BART SO2 Annual- Coal Creek 1- v6.17 | 132 | 7212 | Rate Constraint in lbs/MMBtu | FALSE | L | Annual | Qualifying Generation | TWh | 4.0705 | 4.0705 | 4.0705 | 4.0705 | 1.6103 | 0 | 0 | 0
BART SO2 Annual- Coal Creek 1- v6.17 | 132 | 7212 | Rate Constraint in lbs/MMBtu | FALSE | L | Annual | Rate | lb/MWh | 1.4582 | 1.4582 | 1.4582 | 1.4582 | 1.4582 | 0 | 0 | 0
BART SO2 Annual- Coal Creek 1- v6.17 | 132 | 7212 | Rate Constraint in lbs/MMBtu | FALSE | L | Annual | Constraint Shadow Price | US2019$/Ton | 0 | 0 | 0 | 0 | 0 | 0 | 0 | 0
BART SO2 Annual- Coal Creek 2- v6.17 | 133 | 7213 | Rate Constraint in lbs/MMBtu | FALSE | L | Annual | Seasons Included | Seasons | Winter, WintShld, Summer | Winter, WintShld, Summer | Winter, WintShld, Summer | Winter, WintShld, Summer | Winter, WintShld, Summer | Winter, WintShld, Summer | Winter, WintShld, Summer | Winter, WintShld, Summer
BART SO2 Annual- Coal Creek 2- v6.17 | 133 | 7213 | Rate Constraint in lbs/MMBtu | FALSE | L | Annual | Standard SO2 | lb/MMBtu | 0.15 | 0.15 | 0.15 | 0.15 | 0.15 | 0.15 | 0.15 | 0.15
BART SO2 Annual- Coal Creek 2- v6.17 | 133 | 7213 | Rate Constraint in lbs/MMBtu | FALSE | L | Annual | Emissions at Affected Plants SO2 | Thousand Tons | 2.9626 | 2.9626 | 2.9626 | 2.9626 | 0.58669 | 0 | 0 | 0
BART SO2 Annual- Coal Creek 2- v6.17 | 133 | 7213 | Rate Constraint in lbs/MMBtu | FALSE | L | Annual | Allowances Purchased SO2 | Thousand Tons | 0 | 0 | 0 | 0 | 0 | 0 | 0 | 0
BART SO2 Annual- Coal Creek 2- v6.17 | 133 | 7213 | Rate Constraint in lbs/MMBtu | FALSE | L | Annual | Allowances Sold SO2 | Thousand Tons | 0 | 0 | 0 | 0 | 0 | 0 | 0 | 0
BART SO2 Annual- Coal Creek 2- v6.17 | 133 | 7213 | Rate Constraint in lbs/MMBtu | FALSE | L | Annual | Allowances Banked | Thousand Tons | 0 | 0 | 0 | 0 | 0 | 0 | 0 | 0
BART SO2 Annual- Coal Creek 2- v6.17 | 133 | 7213 | Rate Constraint in lbs/MMBtu | FALSE | L | Annual | Allowances Withdrawn (1:1) | Thousand Tons | 0 | 0 | 0 | 0 | 0 | 0 | 0 | 0
BART SO2 Annual- Coal Creek 2- v6.17 | 133 | 7213 | Rate Constraint in lbs/MMBtu | FALSE | L | Annual | Allowances Withdrawn (n:1) | Thousand Tons | 0 | 0 | 0 | 0 | 0 | 0 | 0 | 0
BART SO2 Annual- Coal Creek 2- v6.17 | 133 | 7213 | Rate Constraint in lbs/MMBtu | FALSE | L | Annual | Net Emissions Allowance Position | Thousand Tons | 2.9626 | 2.9626 | 2.9626 | 2.9626 | 0.58669 | 0 | 0 | 0
BART SO2 Annual- Coal Creek 2- v6.17 | 133 | 7213 | Rate Constraint in lbs/MMBtu | FALSE | L | Annual | Fuel Consumed | TBtu | 40.6579 | 40.6579 | 40.6579 | 40.6579 | 8.0515 | 0 | 0 | 0
BART SO2 Annual- Coal Creek 2- v6.17 | 133 | 7213 | Rate Constraint in lbs/MMBtu | FALSE | L | Annual | Rate | lb/MMBtu | 0.14573 | 0.14573 | 0.14573 | 0.14573 | 0.14573 | 0 | 0 | 0
BART SO2 Annual- Coal Creek 2- v6.17 | 133 | 7213 | Rate Constraint in lbs/MMBtu | FALSE | L | Annual | Generation | TWh | 4.1692 | 4.1692 | 4.1692 | 4.1692 | 0.82563 | 0 | 0 | 0
BART SO2 Annual- Coal Creek 2- v6.17 | 133 | 7213 | Rate Constraint in lbs/MMBtu | FALSE | L | Annual | Qualifying Generation | TWh | 4.0862 | 4.0862 | 4.0862 | 4.0862 | 0.8092 | 0 | 0 | 0
BART SO2 Annual- Coal Creek 2- v6.17 | 133 | 7213 | Rate Constraint in lbs/MMBtu | FALSE | L | Annual | Rate | lb/MWh | 1.45 | 1.45 | 1.45 | 1.45 | 1.45 | 0 | 0 | 0
BART SO2 Annual- Coal Creek 2- v6.17 | 133 | 7213 | Rate Constraint in lbs/MMBtu | FALSE | L | Annual | Constraint Shadow Price | US2019$/Ton | 0 | 0 | 0 | 0 | 0 | 0 | 0 | 0
BART SO2 Annual- Comanche 1,2- v5.16 | 134 | 7199 | Rate Constraint in lbs/MMBtu | FALSE | L | Annual | Seasons Included | Seasons | Winter, WintShld, Summer | Winter, WintShld, Summer | Winter, WintShld, Summer | Winter, WintShld, Summer | Winter, WintShld, Summer | Winter, WintShld, Summer | Winter, WintShld, Summer | Winter, WintShld, Summer
BART SO2 Annual- Comanche 1,2- v5.16 | 134 | 7199 | Rate Constraint in lbs/MMBtu | FALSE | L | Annual | Standard SO2 | lb/MMBtu | 0.1 | 0.1 | 0.1 | 0.1 | 0.1 | 0.1 | 0.1 | 0.1
BART SO2 Annual- Comanche 1,2- v5.16 | 134 | 7199 | Rate Constraint in lbs/MMBtu | FALSE | L | Annual | Emissions at Affected Plants SO2 | Thousand Tons | 0.94766 | 0 | 0 | 0 | 0 | 0 | 0 | 0
BART SO2 Annual- Comanche 1,2- v5.16 | 134 | 7199 | Rate Constraint in lbs/MMBtu | FALSE | L | Annual | Allowances Purchased SO2 | Thousand Tons | 0 | 0 | 0 | 0 | 0 | 0 | 0 | 0
BART SO2 Annual- Comanche 1,2- v5.16 | 134 | 7199 | Rate Constraint in lbs/MMBtu | FALSE | L | Annual | Allowances Sold SO2 | Thousand Tons | 0 | 0 | 0 | 0 | 0 | 0 | 0 | 0
BART SO2 Annual- Comanche 1,2- v5.16 | 134 | 7199 | Rate Constraint in lbs/MMBtu | FALSE | L | Annual | Allowances Banked | Thousand Tons | 0 | 0 | 0 | 0 | 0 | 0 | 0 | 0
BART SO2 Annual- Comanche 1,2- v5.16 | 134 | 7199 | Rate Constraint in lbs/MMBtu | FALSE | L | Annual | Allowances Withdrawn (1:1) | Thousand Tons | 0 | 0 | 0 | 0 | 0 | 0 | 0 | 0
BART SO2 Annual- Comanche 1,2- v5.16 | 134 | 7199 | Rate Constraint in lbs/MMBtu | FALSE | L | Annual | Allowances Withdrawn (n:1) | Thousand Tons | 0 | 0 | 0 | 0 | 0 | 0 | 0 | 0
BART SO2 Annual- Comanche 1,2- v5.16 | 134 | 7199 | Rate Constraint in lbs/MMBtu | FALSE | L | Annual | Net Emissions Allowance Position | Thousand Tons | 0.94766 | 0 | 0 | 0 | 0 | 0 | 0 | 0
BART SO2 Annual- Comanche 1,2- v5.16 | 134 | 7199 | Rate Constraint in lbs/MMBtu | FALSE | L | Annual | Fuel Consumed | TBtu | 25.0018 | 0 | 0 | 0 | 0 | 0 | 0 | 0
BART SO2 Annual- Comanche 1,2- v5.16 | 134 | 7199 | Rate Constraint in lbs/MMBtu | FALSE | L | Annual | Rate | lb/MMBtu | 0.075808 | 0 | 0 | 0 | 0 | 0 | 0 | 0
BART SO2 Annual- Comanche 1,2- v5.16 | 134 | 7199 | Rate Constraint in lbs/MMBtu | FALSE | L | Annual | Generation | TWh | 2.3131 | 0 | 0 | 0 | 0 | 0 | 0 | 0
BART SO2 Annual- Comanche 1,2- v5.16 | 134 | 7199 | Rate Constraint in lbs/MMBtu | FALSE | L | Annual | Qualifying Generation | TWh | 2.3131 | 0 | 0 | 0 | 0 | 0 | 0 | 0
BART SO2 Annual- Comanche 1,2- v5.16 | 134 | 7199 | Rate Constraint in lbs/MMBtu | FALSE | L | Annual | Rate | lb/MWh | 0.81941 | 0 | 0 | 0 | 0 | 0 | 0 | 0
BART SO2 Annual- Comanche 1,2- v5.16 | 134 | 7199 | Rate Constraint in lbs/MMBtu | FALSE | L | Annual | Constraint Shadow Price | US2019$/Ton | 0 | 0 | 0 | 0 | 0 | 0 | 0 | 0
BART SO2 Annual- Comanche 2- v5.16 | 135 | 7198 | Rate Constraint in lbs/MMBtu | FALSE | L | Annual | Seasons Included | Seasons | Winter, WintShld, Summer | Winter, WintShld, Summer | Winter, WintShld, Summer | Winter, WintShld, Summer | Winter, WintShld, Summer | Winter, WintShld, Summer | Winter, WintShld, Summer | Winter, WintShld, Summer
BART SO2 Annual- Comanche 2- v5.16 | 135 | 7198 | Rate Constraint in lbs/MMBtu | FALSE | L | Annual | Standard SO2 | lb/MMBtu | 0.12 | 0.12 | 0.12 | 0.12 | 0.12 | 0.12 | 0.12 | 0.12
BART SO2 Annual- Comanche 2- v5.16 | 135 | 7198 | Rate Constraint in lbs/MMBtu | FALSE | L | Annual | Emissions at Affected Plants SO2 | Thousand Tons | 0.94766 | 0 | 0 | 0 | 0 | 0 | 0 | 0
BART SO2 Annual- Comanche 2- v5.16 | 135 | 7198 | Rate Constraint in lbs/MMBtu | FALSE | L | Annual | Allowances Purchased SO2 | Thousand Tons | 0 | 0 | 0 | 0 | 0 | 0 | 0 | 0
BART SO2 Annual- Comanche 2- v5.16 | 135 | 7198 | Rate Constraint in lbs/MMBtu | FALSE | L | Annual | Allowances Sold SO2 | Thousand Tons | 0 | 0 | 0 | 0 | 0 | 0 | 0 | 0
BART SO2 Annual- Comanche 2- v5.16 | 135 | 7198 | Rate Constraint in lbs/MMBtu | FALSE | L | Annual | Allowances Banked | Thousand Tons | 0 | 0 | 0 | 0 | 0 | 0 | 0 | 0
BART SO2 Annual- Comanche 2- v5.16 | 135 | 7198 | Rate Constraint in lbs/MMBtu | FALSE | L | Annual | Allowances Withdrawn (1:1) | Thousand Tons | 0 | 0 | 0 | 0 | 0 | 0 | 0 | 0
BART SO2 Annual- Comanche 2- v5.16 | 135 | 7198 | Rate Constraint in lbs/MMBtu | FALSE | L | Annual | Allowances Withdrawn (n:1) | Thousand Tons | 0 | 0 | 0 | 0 | 0 | 0 | 0 | 0
BART SO2 Annual- Comanche 2- v5.16 | 135 | 7198 | Rate Constraint in lbs/MMBtu | FALSE | L | Annual | Net Emissions Allowance Position | Thousand Tons | 0.94766 | 0 | 0 | 0 | 0 | 0 | 0 | 0
BART SO2 Annual- Comanche 2- v5.16 | 135 | 7198 | Rate Constraint in lbs/MMBtu | FALSE | L | Annual | Fuel Consumed | TBtu | 25.0018 | 0 | 0 | 0 | 0 | 0 | 0 | 0
BART SO2 Annual- Comanche 2- v5.16 | 135 | 7198 | Rate Constraint in lbs/MMBtu | FALSE | L | Annual | Rate | lb/MMBtu | 0.075808 | 0 | 0 | 0 | 0 | 0 | 0 | 0
BART SO2 Annual- Comanche 2- v5.16 | 135 | 7198 | Rate Constraint in lbs/MMBtu | FALSE | L | Annual | Generation | TWh | 2.3131 | 0 | 0 | 0 | 0 | 0 | 0 | 0
BART SO2 Annual- Comanche 2- v5.16 | 135 | 7198 | Rate Constraint in lbs/MMBtu | FALSE | L | Annual | Qualifying Generation | TWh | 2.3131 | 0 | 0 | 0 | 0 | 0 | 0 | 0
BART SO2 Annual- Comanche 2- v5.16 | 135 | 7198 | Rate Constraint in lbs/MMBtu | FALSE | L | Annual | Rate | lb/MWh | 0.81941 | 0 | 0 | 0 | 0 | 0 | 0 | 0
BART SO2 Annual- Comanche 2- v5.16 | 135 | 7198 | Rate Constraint in lbs/MMBtu | FALSE | L | Annual | Constraint Shadow Price | US2019$/Ton | 0 | 0 | 0 | 0 | 0 | 0 | 0 | 0
BART SO2 Annual- Flint Creek- v6.20 | 136 | 7643 | Rate Constraint in lbs/MMBtu | FALSE | L | Annual | Seasons Included | Seasons | Winter, WintShld, Summer | Winter, WintShld, Summer | Winter, WintShld, Summer | Winter, WintShld, Summer | Winter, WintShld, Summer | Winter, WintShld, Summer | Winter, WintShld, Summer | Winter, WintShld, Summer
BART SO2 Annual- Flint Creek- v6.20 | 136 | 7643 | Rate Constraint in lbs/MMBtu | FALSE | L | Annual | Standard SO2 | lb/MMBtu | 0.06 | 0.06 | 0.06 | 0.06 | 0.06 | 0.06 | 0.06 | 0.06
BART SO2 Annual- Flint Creek- v6.20 | 136 | 7643 | Rate Constraint in lbs/MMBtu | FALSE | L | Annual | Emissions at Affected Plants SO2 | Thousand Tons | 0.92601 | 0.5883 | 0.14105 | 0.14105 | 0.14105 | 0 | 0 | 0
BART SO2 Annual- Flint Creek- v6.20 | 136 | 7643 | Rate Constraint in lbs/MMBtu | FALSE | L | Annual | Allowances Purchased SO2 | Thousand Tons | 0 | 0 | 0 | 0 | 0 | 0 | 0 | 0
BART SO2 Annual- Flint Creek- v6.20 | 136 | 7643 | Rate Constraint in lbs/MMBtu | FALSE | L | Annual | Allowances Sold SO2 | Thousand Tons | 0 | 0 | 0 | 0 | 0 | 0 | 0 | 0
BART SO2 Annual- Flint Creek- v6.20 | 136 | 7643 | Rate Constraint in lbs/MMBtu | FALSE | L | Annual | Allowances Banked | Thousand Tons | 0 | 0 | 0 | 0 | 0 | 0 | 0 | 0
BART SO2 Annual- Flint Creek- v6.20 | 136 | 7643 | Rate Constraint in lbs/MMBtu | FALSE | L | Annual | Allowances Withdrawn (1:1) | Thousand Tons | 0 | 0 | 0 | 0 | 0 | 0 | 0 | 0
BART SO2 Annual- Flint Creek- v6.20 | 136 | 7643 | Rate Constraint in lbs/MMBtu | FALSE | L | Annual | Allowances Withdrawn (n:1) | Thousand Tons | 0 | 0 | 0 | 0 | 0 | 0 | 0 | 0
BART SO2 Annual- Flint Creek- v6.20 | 136 | 7643 | Rate Constraint in lbs/MMBtu | FALSE | L | Annual | Net Emissions Allowance Position | Thousand Tons | 0.92601 | 0.5883 | 0.14105 | 0.14105 | 0.14105 | 0 | 0 | 0
BART SO2 Annual- Flint Creek- v6.20 | 136 | 7643 | Rate Constraint in lbs/MMBtu | FALSE | L | Annual | Fuel Consumed | TBtu | 30.867 | 19.6099 | 4.9162 | 4.9162 | 4.9162 | 0 | 0 | 0
BART SO2 Annual- Flint Creek- v6.20 | 136 | 7643 | Rate Constraint in lbs/MMBtu | FALSE | L | Annual | Rate | lb/MMBtu | 0.06 | 0.06 | 0.05738 | 0.05738 | 0.05738 | 0 | 0 | 0
BART SO2 Annual- Flint Creek- v6.20 | 136 | 7643 | Rate Constraint in lbs/MMBtu | FALSE | L | Annual | Generation | TWh | 2.904 | 1.8449 | 0.46253 | 0.46253 | 0.46253 | 0 | 0 | 0
BART SO2 Annual- Flint Creek- v6.20 | 136 | 7643 | Rate Constraint in lbs/MMBtu | FALSE | L | Annual | Qualifying Generation | TWh | 2.904 | 1.8449 | 0.46253 | 0.46253 | 0.46253 | 0 | 0 | 0
BART SO2 Annual- Flint Creek- v6.20 | 136 | 7643 | Rate Constraint in lbs/MMBtu | FALSE | L | Annual | Rate | lb/MWh | 0.63774 | 0.63774 | 0.60989 | 0.60989 | 0.60989 | 0 | 0 | 0
BART SO2 Annual- Flint Creek- v6.20 | 136 | 7643 | Rate Constraint in lbs/MMBtu | FALSE | L | Annual | Constraint Shadow Price | US2019$/Ton | 314.642 | 68.8164 | 0 | 0 | 0 | 2110.51 | 2663.8725 | 3256.0647
BART SO2 Annual- Hayden 1- v5.16 | 137 | 7202 | Rate Constraint in lbs/MMBtu | FALSE | L | Annual | Seasons Included | Seasons | Winter, WintShld, Summer | Winter, WintShld, Summer | Winter, WintShld, Summer | Winter, WintShld, Summer | Winter, WintShld, Summer | Winter, WintShld, Summer | Winter, WintShld, Summer | Winter, WintShld, Summer
BART SO2 Annual- Hayden 1- v5.16 | 137 | 7202 | Rate Constraint in lbs/MMBtu | FALSE | L | Annual | Standard SO2 | lb/MMBtu | 0.13 | 0.13 | 0.13 | 0.13 | 0.13 | 0.13 | 0.13 | 0.13
BART SO2 Annual- Hayden 1- v5.16 | 137 | 7202 | Rate Constraint in lbs/MMBtu | FALSE | L | Annual | Emissions at Affected Plants SO2 | Thousand Tons | 0.78492 | 0.67031 | 0 | 0 | 0 | 0 | 0 | 0
BART SO2 Annual- Hayden 1- v5.16 | 137 | 7202 | Rate Constraint in lbs/MMBtu | FALSE | L | Annual | Allowances Purchased SO2 | Thousand Tons | 0 | 0 | 0 | 0 | 0 | 0 | 0 | 0
BART SO2 Annual- Hayden 1- v5.16 | 137 | 7202 | Rate Constraint in lbs/MMBtu | FALSE | L | Annual | Allowances Sold SO2 | Thousand Tons | 0 | 0 | 0 | 0 | 0 | 0 | 0 | 0
BART SO2 Annual- Hayden 1- v5.16 | 137 | 7202 | Rate Constraint in lbs/MMBtu | FALSE | L | Annual | Allowances Banked | Thousand Tons | 0 | 0 | 0 | 0 | 0 | 0 | 0 | 0
BART SO2 Annual- Hayden 1- v5.16 | 137 | 7202 | Rate Constraint in lbs/MMBtu | FALSE | L | Annual | Allowances Withdrawn (1:1) | Thousand Tons | 0 | 0 | 0 | 0 | 0 | 0 | 0 | 0
BART SO2 Annual- Hayden 1- v5.16 | 137 | 7202 | Rate Constraint in lbs/MMBtu | FALSE | L | Annual | Allowances Withdrawn (n:1) | Thousand Tons | 0 | 0 | 0 | 0 | 0 | 0 | 0 | 0
BART SO2 Annual- Hayden 1- v5.16 | 137 | 7202 | Rate Constraint in lbs/MMBtu | FALSE | L | Annual | Net Emissions Allowance Position | Thousand Tons | 0.78492 | 0.67031 | 0 | 0 | 0 | 0 | 0 | 0
BART SO2 Annual- Hayden 1- v5.16 | 137 | 7202 | Rate Constraint in lbs/MMBtu | FALSE | L | Annual | Fuel Consumed | TBtu | 12.7391 | 10.879 | 0 | 0 | 0 | 0 | 0 | 0
BART SO2 Annual- Hayden 1- v5.16 | 137 | 7202 | Rate Constraint in lbs/MMBtu | FALSE | L | Annual | Rate | lb/MMBtu | 0.12323 | 0.12323 | 0 | 0 | 0 | 0 | 0 | 0
BART SO2 Annual- Hayden 1- v5.16 | 137 | 7202 | Rate Constraint in lbs/MMBtu | FALSE | L | Annual | Generation | TWh | 1.1677 | 0.99716 | 0 | 0 | 0 | 0 | 0 | 0
BART SO2 Annual- Hayden 1- v5.16 | 137 | 7202 | Rate Constraint in lbs/MMBtu | FALSE | L | Annual | Qualifying Generation | TWh | 1.1677 | 0.99716 | 0 | 0 | 0 | 0 | 0 | 0
BART SO2 Annual- Hayden 1- v5.16 | 137 | 7202 | Rate Constraint in lbs/MMBtu | FALSE | L | Annual | Rate | lb/MWh | 1.3444 | 1.3444 | 0 | 0 | 0 | 0 | 0 | 0
BART SO2 Annual- Hayden 1- v5.16 | 137 | 7202 | Rate Constraint in lbs/MMBtu | FALSE | L | Annual | Constraint Shadow Price | US2019$/Ton | 0 | 0 | 0 | 0 | 0 | 0 | 0 | 0
BART SO2 Annual- Hayden 2- v5.16 | 138 | 7203 | Rate Constraint in lbs/MMBtu | FALSE | L | Annual | Seasons Included | Seasons | Winter, WintShld, Summer | Winter, WintShld, Summer | Winter, WintShld, Summer | Winter, WintShld, Summer | Winter, WintShld, Summer | Winter, WintShld, Summer | Winter, WintShld, Summer | Winter, WintShld, Summer
BART SO2 Annual- Hayden 2- v5.16 | 138 | 7203 | Rate Constraint in lbs/MMBtu | FALSE | L | Annual | Standard SO2 | lb/MMBtu | 0.13 | 0.13 | 0.13 | 0.13 | 0.13 | 0.13 | 0.13 | 0.13
BART SO2 Annual- Hayden 2- v5.16 | 138 | 7203 | Rate Constraint in lbs/MMBtu | FALSE | L | Annual | Emissions at Affected Plants SO2 | Thousand Tons | 1.1231 | 0 | 0 | 0 | 0 | 0 | 0 | 0
BART SO2 Annual- Hayden 2- v5.16 | 138 | 7203 | Rate Constraint in lbs/MMBtu | FALSE | L | Annual | Allowances Purchased SO2 | Thousand Tons | 0 | 0 | 0 | 0 | 0 | 0 | 0 | 0
BART SO2 Annual- Hayden 2- v5.16 | 138 | 7203 | Rate Constraint in lbs/MMBtu | FALSE | L | Annual | Allowances Sold SO2 | Thousand Tons | 0 | 0 | 0 | 0 | 0 | 0 | 0 | 0
BART SO2 Annual- Hayden 2- v5.16 | 138 | 7203 | Rate Constraint in lbs/MMBtu | FALSE | L | Annual | Allowances Banked | Thousand Tons | 0 | 0 | 0 | 0 | 0 | 0 | 0 | 0
BART SO2 Annual- Hayden 2- v5.16 | 138 | 7203 | Rate Constraint in lbs/MMBtu | FALSE | L | Annual | Allowances Withdrawn (1:1) | Thousand Tons | 0 | 0 | 0 | 0 | 0 | 0 | 0 | 0
BART SO2 Annual- Hayden 2- v5.16 | 138 | 7203 | Rate Constraint in lbs/MMBtu | FALSE | L | Annual | Allowances Withdrawn (n:1) | Thousand Tons | 0 | 0 | 0 | 0 | 0 | 0 | 0 | 0
BART SO2 Annual- Hayden 2- v5.16 | 138 | 7203 | Rate Constraint in lbs/MMBtu | FALSE | L | Annual | Net Emissions Allowance Position | Thousand Tons | 1.1231 | 0 | 0 | 0 | 0 | 0 | 0 | 0
BART SO2 Annual- Hayden 2- v5.16 | 138 | 7203 | Rate Constraint in lbs/MMBtu | FALSE | L | Annual | Fuel Consumed | TBtu | 18.2282 | 0 | 0 | 0 | 0 | 0 | 0 | 0
BART SO2 Annual- Hayden 2- v5.16 | 138 | 7203 | Rate Constraint in lbs/MMBtu | FALSE | L | Annual | Rate | lb/MMBtu | 0.12323 | 0 | 0 | 0 | 0 | 0 | 0 | 0
BART SO2 Annual- Hayden 2- v5.16 | 138 | 7203 | Rate Constraint in lbs/MMBtu | FALSE | L | Annual | Generation | TWh | 1.6712 | 0 | 0 | 0 | 0 | 0 | 0 | 0
BART SO2 Annual- Hayden 2- v5.16 | 138 | 7203 | Rate Constraint in lbs/MMBtu | FALSE | L | Annual | Qualifying Generation | TWh | 1.6712 | 0 | 0 | 0 | 0 | 0 | 0 | 0
BART SO2 Annual- Hayden 2- v5.16 | 138 | 7203 | Rate Constraint in lbs/MMBtu | FALSE | L | Annual | Rate | lb/MWh | 1.3441 | 0 | 0 | 0 | 0 | 0 | 0 | 0
BART SO2 Annual- Hayden 2- v5.16 | 138 | 7203 | Rate Constraint in lbs/MMBtu | FALSE | L | Annual | Constraint Shadow Price | US2019$/Ton | 0 | 0 | 0 | 0 | 0 | 0 | 0 | 0
BART SO2 Annual- Martin Drake 6- v5.16 | 139 | 7204 | Rate Constraint in lbs/MMBtu | FALSE | L | Annual | Seasons Included | Seasons | Winter, WintShld, Summer | Winter, WintShld, Summer | Winter, WintShld, Summer | Winter, WintShld, Summer | Winter, WintShld, Summer | Winter, WintShld, Summer | Winter, WintShld, Summer | Winter, WintShld, Summer
BART SO2 Annual- Martin Drake 6- v5.16 | 139 | 7204 | Rate Constraint in lbs/MMBtu | FALSE | L | Annual | Standard SO2 | lb/MMBtu | 0.13 | 0.13 | 0.13 | 0.13 | 0.13 | 0.13 | 0.13 | 0.13
BART SO2 Annual- Martin Drake 6- v5.16 | 139 | 7204 | Rate Constraint in lbs/MMBtu | FALSE | L | Annual | Emissions at Affected Plants SO2 | Thousand Tons | 0 | 0 | 0 | 0 | 0 | 0 | 0 | 0
BART SO2 Annual- Martin Drake 6- v5.16 | 139 | 7204 | Rate Constraint in lbs/MMBtu | FALSE | L | Annual | Allowances Purchased SO2 | Thousand Tons | 0 | 0 | 0 | 0 | 0 | 0 | 0 | 0
BART SO2 Annual- Martin Drake 6- v5.16 | 139 | 7204 | Rate Constraint in lbs/MMBtu | FALSE | L | Annual | Allowances Sold SO2 | Thousand Tons | 0 | 0 | 0 | 0 | 0 | 0 | 0 | 0
BART SO2 Annual- Martin Drake 6- v5.16 | 139 | 7204 | Rate Constraint in lbs/MMBtu | FALSE | L | Annual | Allowances Banked | Thousand Tons | 0 | 0 | 0 | 0 | 0 | 0 | 0 | 0
BART SO2 Annual- Martin Drake 6- v5.16 | 139 | 7204 | Rate Constraint in lbs/MMBtu | FALSE | L | Annual | Allowances Withdrawn (1:1) | Thousand Tons | 0 | 0 | 0 | 0 | 0 | 0 | 0 | 0
BART SO2 Annual- Martin Drake 6- v5.16 | 139 | 7204 | Rate Constraint in lbs/MMBtu | FALSE | L | Annual | Allowances Withdrawn (n:1) | Thousand Tons | 0 | 0 | 0 | 0 | 0 | 0 | 0 | 0
BART SO2 Annual- Martin Drake 6- v5.16 | 139 | 7204 | Rate Constraint in lbs/MMBtu | FALSE | L | Annual | Net Emissions Allowance Position | Thousand Tons | 0 | 0 | 0 | 0 | 0 | 0 | 0 | 0
BART SO2 Annual- Martin Drake 6- v5.16 | 139 | 7204 | Rate Constraint in lbs/MMBtu | FALSE | L | Annual | Fuel Consumed | TBtu | 0 | 0 | 0 | 0 | 0 | 0 | 0 | 0
BART SO2 Annual- Martin Drake 6- v5.16 | 139 | 7204 | Rate Constraint in lbs/MMBtu | FALSE | L | Annual | Rate | lb/MMBtu | 0 | 0 | 0 | 0 | 0 | 0 | 0 | 0
BART SO2 Annual- Martin Drake 6- v5.16 | 139 | 7204 | Rate Constraint in lbs/MMBtu | FALSE | L | Annual | Generation | TWh | 0 | 0 | 0 | 0 | 0 | 0 | 0 | 0
BART SO2 Annual- Martin Drake 6- v5.16 | 139 | 7204 | Rate Constraint in lbs/MMBtu | FALSE | L | Annual | Qualifying Generation | TWh | 0 | 0 | 0 | 0 | 0 | 0 | 0 | 0
BART SO2 Annual- Martin Drake 6- v5.16 | 139 | 7204 | Rate Constraint in lbs/MMBtu | FALSE | L | Annual | Rate | lb/MWh | 0 | 0 | 0 | 0 | 0 | 0 | 0 | 0
BART SO2 Annual- Martin Drake 6- v5.16 | 139 | 7204 | Rate Constraint in lbs/MMBtu | FALSE | L | Annual | Constraint Shadow Price | US2019$/Ton | 0 | 0 | 0 | 0 | 0 | 0 | 0 | 0
BART SO2 Annual- Martin Drake 7- v5.16 | 140 | 7205 | Rate Constraint in lbs/MMBtu | FALSE | L | Annual | Seasons Included | Seasons | Winter, WintShld, Summer | Winter, WintShld, Summer | Winter, WintShld, Summer | Winter, WintShld, Summer | Winter, WintShld, Summer | Winter, WintShld, Summer | Winter, WintShld, Summer | Winter, WintShld, Summer
BART SO2 Annual- Martin Drake 7- v5.16 | 140 | 7205 | Rate Constraint in lbs/MMBtu | FALSE | L | Annual | Standard SO2 | lb/MMBtu | 0.13 | 0.13 | 0.13 | 0.13 | 0.13 | 0.13 | 0.13 | 0.13
BART SO2 Annual- Martin Drake 7- v5.16 | 140 | 7205 | Rate Constraint in lbs/MMBtu | FALSE | L | Annual | Emissions at Affected Plants SO2 | Thousand Tons | 0 | 0 | 0 | 0 | 0 | 0 | 0 | 0
BART SO2 Annual- Martin Drake 7- v5.16 | 140 | 7205 | Rate Constraint in lbs/MMBtu | FALSE | L | Annual | Allowances Purchased SO2 | Thousand Tons | 0 | 0 | 0 | 0 | 0 | 0 | 0 | 0
BART SO2 Annual- Martin Drake 7- v5.16 | 140 | 7205 | Rate Constraint in lbs/MMBtu | FALSE | L | Annual | Allowances Sold SO2 | Thousand Tons | 0 | 0 | 0 | 0 | 0 | 0 | 0 | 0
BART SO2 Annual- Martin Drake 7- v5.16 | 140 | 7205 | Rate Constraint in lbs/MMBtu | FALSE | L | Annual | Allowances Banked | Thousand Tons | 0 | 0 | 0 | 0 | 0 | 0 | 0 | 0
BART SO2 Annual- Martin Drake 7- v5.16 | 140 | 7205 | Rate Constraint in lbs/MMBtu | FALSE | L | Annual | Allowances Withdrawn (1:1) | Thousand Tons | 0 | 0 | 0 | 0 | 0 | 0 | 0 | 0
BART SO2 Annual- Martin Drake 7- v5.16 | 140 | 7205 | Rate Constraint in lbs/MMBtu | FALSE | L | Annual | Allowances Withdrawn (n:1) | Thousand Tons | 0 | 0 | 0 | 0 | 0 | 0 | 0 | 0
BART SO2 Annual- Martin Drake 7- v5.16 | 140 | 7205 | Rate Constraint in lbs/MMBtu | FALSE | L | Annual | Net Emissions Allowance Position | Thousand Tons | 0 | 0 | 0 | 0 | 0 | 0 | 0 | 0
BART SO2 Annual- Martin Drake 7- v5.16 | 140 | 7205 | Rate Constraint in lbs/MMBtu | FALSE | L | Annual | Fuel Consumed | TBtu | 0 | 0 | 0 | 0 | 0 | 0 | 0 | 0
BART SO2 Annual- Martin Drake 7- v5.16 | 140 | 7205 | Rate Constraint in lbs/MMBtu | FALSE | L | Annual | Rate | lb/MMBtu | 0 | 0 | 0 | 0 | 0 | 0 | 0 | 0
BART SO2 Annual- Martin Drake 7- v5.16 | 140 | 7205 | Rate Constraint in lbs/MMBtu | FALSE | L | Annual | Generation | TWh | 0 | 0 | 0 | 0 | 0 | 0 | 0 | 0
BART SO2 Annual- Martin Drake 7- v5.16 | 140 | 7205 | Rate Constraint in lbs/MMBtu | FALSE | L | Annual | Qualifying Generation | TWh | 0 | 0 | 0 | 0 | 0 | 0 | 0 | 0
BART SO2 Annual- Martin Drake 7- v5.16 | 140 | 7205 | Rate Constraint in lbs/MMBtu | FALSE | L | Annual | Rate | lb/MWh | 0 | 0 | 0 | 0 | 0 | 0 | 0 | 0
BART SO2 Annual- Martin Drake 7- v5.16 | 140 | 7205 | Rate Constraint in lbs/MMBtu | FALSE | L | Annual | Constraint Shadow Price | US2019$/Ton | 0 | 0 | 0 | 0 | 0 | 0 | 0 | 0
BART SO2 Annual- Nebraska City- v6.17 | 141 | 7206 | Rate Constraint in lbs/MMBtu | FALSE | L | Annual | Seasons Included | Seasons | Winter, WintShld, Summer | Winter, WintShld, Summer | Winter, WintShld, Summer | Winter, WintShld, Summer | Winter, WintShld, Summer | Winter, WintShld, Summer | Winter, WintShld, Summer | Winter, WintShld, Summer
BART SO2 Annual- Nebraska City- v6.17 | 141 | 7206 | Rate Constraint in lbs/MMBtu | FALSE | L | Annual | Standard SO2 | lb/MMBtu | 1.2 | 1.2 | 1.2 | 1.2 | 1.2 | 1.2 | 1.2 | 1.2
BART SO2 Annual- Nebraska City- v6.17 | 141 | 7206 | Rate Constraint in lbs/MMBtu | FALSE | L | Annual | Emissions at Affected Plants SO2 | Thousand Tons | 11.8648 | 11.8648 | 11.8648 | 11.8648 | 3.757 | 1.469 | 1.469 | 1.469
BART SO2 Annual- Nebraska City- v6.17 | 141 | 7206 | Rate Constraint in lbs/MMBtu | FALSE | L | Annual | Allowances Purchased SO2 | Thousand Tons | 0 | 0 | 0 | 0 | 0 | 0 | 0 | 0
BART SO2 Annual- Nebraska City- v6.17 | 141 | 7206 | Rate Constraint in lbs/MMBtu | FALSE | L | Annual | Allowances Sold SO2 | Thousand Tons | 0 | 0 | 0 | 0 | 0 | 0 | 0 | 0
BART SO2 Annual- Nebraska City- v6.17 | 141 | 7206 | Rate Constraint in lbs/MMBtu | FALSE | L | Annual | Allowances Banked | Thousand Tons | 0 | 0 | 0 | 0 | 0 | 0 | 0 | 0
BART SO2 Annual- Nebraska City- v6.17 | 141 | 7206 | Rate Constraint in lbs/MMBtu | FALSE | L | Annual | Allowances Withdrawn (1:1) | Thousand Tons | 0 | 0 | 0 | 0 | 0 | 0 | 0 | 0
BART SO2 Annual- Nebraska City- v6.17 | 141 | 7206 | Rate Constraint in lbs/MMBtu | FALSE | L | Annual | Allowances Withdrawn (n:1) | Thousand Tons | 0 | 0 | 0 | 0 | 0 | 0 | 0 | 0
BART SO2 Annual- Nebraska City- v6.17 | 141 | 7206 | Rate Constraint in lbs/MMBtu | FALSE | L | Annual | Net Emissions Allowance Position | Thousand Tons | 11.8648 | 11.8648 | 11.8648 | 11.8648 | 3.757 | 1.469 | 1.469 | 1.469
BART SO2 Annual- Nebraska City- v6.17 | 141 | 7206 | Rate Constraint in lbs/MMBtu | FALSE | L | Annual | Fuel Consumed | TBtu | 45.4313 | 45.4313 | 45.4313 | 45.4313 | 14.3858 | 5.6248 | 5.6248 | 5.6248
BART SO2 Annual- Nebraska City- v6.17 | 141 | 7206 | Rate Constraint in lbs/MMBtu | FALSE | L | Annual | Rate | lb/MMBtu | 0.52232 | 0.52232 | 0.52232 | 0.52232 | 0.52232 | 0.52232 | 0.52232 | 0.52232
BART SO2 Annual- Nebraska City- v6.17 | 141 | 7206 | Rate Constraint in lbs/MMBtu | FALSE | L | Annual | Generation | TWh | 4.6273 | 4.6273 | 4.6273 | 4.6273 | 1.4653 | 0.5729 | 0.5729 | 0.5729
BART SO2 Annual- Nebraska City- v6.17 | 141 | 7206 | Rate Constraint in lbs/MMBtu | FALSE | L | Annual | Qualifying Generation | TWh | 4.6273 | 4.6273 | 4.6273 | 4.6273 | 1.4653 | 0.5729 | 0.5729 | 0.5729
BART SO2 Annual- Nebraska City- v6.17 | 141 | 7206 | Rate Constraint in lbs/MMBtu | FALSE | L | Annual | Rate | lb/MWh | 5.1281 | 5.1281 | 5.1281 | 5.1281 | 5.1281 | 5.1281 | 5.1281 | 5.1281
BART SO2 Annual- Nebraska City- v6.17 | 141 | 7206 | Rate Constraint in lbs/MMBtu | FALSE | L | Annual | Constraint Shadow Price | US2019$/Ton | 0 | 0 | 0 | 0 | 0 | 0 | 0 | 0
BART SO2 Annual- Oswego Harbor 5- v5.16 | 142 | 7244 | Rate Constraint in lbs/MMBtu | FALSE | L | Annual | Seasons Included | Seasons | Winter, WintShld, Summer | Winter, WintShld, Summer | Winter, WintShld, Summer | Winter, WintShld, Summer | Winter, WintShld, Summer | Winter, WintShld, Summer | Winter, WintShld, Summer | Winter, WintShld, Summer
BART SO2 Annual- Oswego Harbor 5- v5.16 | 142 | 7244 | Rate Constraint in lbs/MMBtu | FALSE | L | Annual | Standard SO2 | lb/MMBtu | 0.8 | 0.8 | 0.8 | 0.8 | 0.8 | 0.8 | 0.8 | 0.8
BART SO2 Annual- Oswego Harbor 5- v5.16 | 142 | 7244 | Rate Constraint in lbs/MMBtu | FALSE | L | Annual | Emissions at Affected Plants SO2 | Thousand Tons | 0 | 0 | 0 | 0 | 0 | 0 | 0 | 0
BART SO2 Annual- Oswego Harbor 5- v5.16 | 142 | 7244 | Rate Constraint in lbs/MMBtu | FALSE | L | Annual | Allowances Purchased SO2 | Thousand Tons | 0 | 0 | 0 | 0 | 0 | 0 | 0 | 0
BART SO2 Annual- Oswego Harbor 5- v5.16 | 142 | 7244 | Rate Constraint in lbs/MMBtu | FALSE | L | Annual | Allowances Sold SO2 | Thousand Tons | 0 | 0 | 0 | 0 | 0 | 0 | 0 | 0
BART SO2 Annual- Oswego Harbor 5- v5.16 | 142 | 7244 | Rate Constraint in lbs/MMBtu | FALSE | L | Annual | Allowances Banked | Thousand Tons | 0 | 0 | 0 | 0 | 0 | 0 | 0 | 0
BART SO2 Annual- Oswego Harbor 5- v5.16 | 142 | 7244 | Rate Constraint in lbs/MMBtu | FALSE | L | Annual | Allowances Withdrawn (1:1) | Thousand Tons | 0 | 0 | 0 | 0 | 0 | 0 | 0 | 0
BART SO2 Annual- Oswego Harbor 5- v5.16 | 142 | 7244 | Rate Constraint in lbs/MMBtu | FALSE | L | Annual | Allowances Withdrawn (n:1) | Thousand Tons | 0 | 0 | 0 | 0 | 0 | 0 | 0 | 0
BART SO2 Annual- Oswego Harbor 5- v5.16 | 142 | 7244 | Rate Constraint in lbs/MMBtu | FALSE | L | Annual | Net Emissions Allowance Position | Thousand Tons | 0 | 0 | 0 | 0 | 0 | 0 | 0 | 0
BART SO2 Annual- Oswego Harbor 5- v5.16 | 142 | 7244 | Rate Constraint in lbs/MMBtu | FALSE | L | Annual | Fuel Consumed | TBtu | 0 | 0 | 0 | 0 | 0 | 0 | 0 | 0
BART SO2 Annual- Oswego Harbor 5- v5.16 | 142 | 7244 | Rate Constraint in lbs/MMBtu | FALSE | L | Annual | Rate | lb/MMBtu | 0 | 0 | 0 | 0 | 0 | 0 | 0 | 0
BART SO2 Annual- Oswego Harbor 5- v5.16 | 142 | 7244 | Rate Constraint in lbs/MMBtu | FALSE | L | Annual | Generation | TWh | 0 | 0 | 0 | 0 | 0 | 0 | 0 | 0
BART SO2 Annual- Oswego Harbor 5- v5.16 | 142 | 7244 | Rate Constraint in lbs/MMBtu | FALSE | L | Annual | Qualifying Generation | TWh | 0 | 0 | 0 | 0 | 0 | 0 | 0 | 0
BART SO2 Annual- Oswego Harbor 5- v5.16 | 142 | 7244 | Rate Constraint in lbs/MMBtu | FALSE | L | Annual | Rate | lb/MWh | 0 | 0 | 0 | 0 | 0 | 0 | 0 | 0
BART SO2 Annual- Oswego Harbor 5- v5.16 | 142 | 7244 | Rate Constraint in lbs/MMBtu | FALSE | L | Annual | Constraint Shadow Price | US2019$/Ton | 0 | 0 | 0 | 0 | 0 | 0 | 0 | 0
BART SO2 Annual- Oswego Harbor 6- v6.17 | 143 | 7245 | Rate Constraint in lbs/MMBtu | FALSE | L | Annual | Seasons Included | Seasons | Winter, WintShld, Summer | Winter, WintShld, Summer | Winter, WintShld, Summer | Winter, WintShld, Summer | Winter, WintShld, Summer | Winter, WintShld, Summer | Winter, WintShld, Summer | Winter, WintShld, Summer
BART SO2 Annual- Oswego Harbor 6- v6.17 | 143 | 7245 | Rate Constraint in lbs/MMBtu | FALSE | L | Annual | Standard SO2 | lb/MMBtu | 0.8 | 0.8 | 0.8 | 0.8 | 0.8 | 0.8 | 0.8 | 0.8
BART SO2 Annual- Oswego Harbor 6- v6.17 | 143 | 7245 | Rate Constraint in lbs/MMBtu | FALSE | L | Annual | Emissions at Affected Plants SO2 | Thousand Tons | 0 | 0 | 0 | 0 | 0 | 0 | 0 | 0
BART SO2 Annual- Oswego Harbor 6- v6.17 | 143 | 7245 | Rate Constraint in lbs/MMBtu | FALSE | L | Annual | Allowances Purchased SO2 | Thousand Tons | 0 | 0 | 0 | 0 | 0 | 0 | 0 | 0
BART SO2 Annual- Oswego Harbor 6- v6.17 | 143 | 7245 | Rate Constraint in lbs/MMBtu | FALSE | L | Annual | Allowances Sold SO2 | Thousand Tons | 0 | 0 | 0 | 0 | 0 | 0 | 0 | 0
BART SO2 Annual- Oswego Harbor 6- v6.17 | 143 | 7245 | Rate Constraint in lbs/MMBtu | FALSE | L | Annual | Allowances Banked | Thousand Tons | 0 | 0 | 0 | 0 | 0 | 0 | 0 | 0
BART SO2 Annual- Oswego Harbor 6- v6.17 | 143 | 7245 | Rate Constraint in lbs/MMBtu | FALSE | L | Annual | Allowances Withdrawn (1:1) | Thousand Tons | 0 | 0 | 0 | 0 | 0 | 0 | 0 | 0
BART SO2 Annual- Oswego Harbor 6- v6.17 | 143 | 7245 | Rate Constraint in lbs/MMBtu | FALSE | L | Annual | Allowances Withdrawn (n:1) | Thousand Tons | 0 | 0 | 0 | 0 | 0 | 0 | 0 | 0
BART SO2 Annual- Oswego Harbor 6- v6.17 | 143 | 7245 | Rate Constraint in lbs/MMBtu | FALSE | L | Annual | Net Emissions Allowance Position | Thousand Tons | 0 | 0 | 0 | 0 | 0 | 0 | 0 | 0
BART SO2 Annual- Oswego Harbor 6- v6.17 | 143 | 7245 | Rate Constraint in lbs/MMBtu | FALSE | L | Annual | Fuel Consumed | TBtu | 0 | 0 | 0 | 0 | 0 | 0 | 0 | 0
BART SO2 Annual- Oswego Harbor 6- v6.17 | 143 | 7245 | Rate Constraint in lbs/MMBtu | FALSE | L | Annual | Rate | lb/MMBtu | 0 | 0 | 0 | 0 | 0 | 0 | 0 | 0
BART SO2 Annual- Oswego Harbor 6- v6.17 | 143 | 7245 | Rate Constraint in lbs/MMBtu | FALSE | L | Annual | Generation | TWh | 0 | 0 | 0 | 0 | 0 | 0 | 0 | 0
BART SO2 Annual- Oswego Harbor 6- v6.17 | 143 | 7245 | Rate Constraint in lbs/MMBtu | FALSE | L | Annual | Qualifying Generation | TWh | 0 | 0 | 0 | 0 | 0 | 0 | 0 | 0
BART SO2 Annual- Oswego Harbor 6- v6.17 | 143 | 7245 | Rate Constraint in lbs/MMBtu | FALSE | L | Annual | Rate | lb/MWh | 0 | 0 | 0 | 0 | 0 | 0 | 0 | 0
BART SO2 Annual- Oswego Harbor 6- v6.17 | 143 | 7245 | Rate Constraint in lbs/MMBtu | FALSE | L | Annual | Constraint Shadow Price | US2019$/Ton | 0 | 0 | 0 | 0 | 0 | 0 | 0 | 0
BART SO2 Annual Rate-Seminole 1&2 -v5.13 | 144 | 7231 | Rate Constraint in lbs/MMBtu | FALSE | L | Annual | Seasons Included | Seasons | Winter, WintShld, Summer | Winter, WintShld, Summer | Winter, WintShld, Summer | Winter, WintShld, Summer | Winter, WintShld, Summer | Winter, WintShld, Summer | Winter, WintShld, Summer | Winter, WintShld, Summer
BART SO2 Annual Rate-Seminole 1&2 -v5.13 | 144 | 7231 | Rate Constraint in lbs/MMBtu | FALSE | L | Annual | Standard SO2 | lb/MMBtu | 0.25 | 0.25 | 0.25 | 0.25 | 0.25 | 0.25 | 0.25 | 0.25
BART SO2 Annual Rate-Seminole 1&2 -v5.13 | 144 | 7231 | Rate Constraint in lbs/MMBtu | FALSE | L | Annual | Emissions at Affected Plants SO2 | Thousand Tons | 1.9526 | 0 | 0 | 0 | 0 | 0 | 0 | 0
BART SO2 Annual Rate-Seminole 1&2 -v5.13 | 144 | 7231 | Rate Constraint in lbs/MMBtu | FALSE | L | Annual | Allowances Purchased SO2 | Thousand Tons | 0 | 0 | 0 | 0 | 0 | 0 | 0 | 0
BART SO2 Annual Rate-Seminole 1&2 -v5.13 | 144 | 7231 | Rate Constraint in lbs/MMBtu | FALSE | L | Annual | Allowances Sold SO2 | Thousand Tons | 0 | 0 | 0 | 0 | 0 | 0 | 0 | 0
BART SO2 Annual Rate-Seminole 1&2 -v5.13 | 144 | 7231 | Rate Constraint in lbs/MMBtu | FALSE | L | Annual | Allowances Banked | Thousand Tons | 0 | 0 | 0 | 0 | 0 | 0 | 0 | 0
BART SO2 Annual Rate-Seminole 1&2 -v5.13 | 144 | 7231 | Rate Constraint in lbs/MMBtu | FALSE | L | Annual | Allowances Withdrawn (1:1) | Thousand Tons | 0 | 0 | 0 | 0 | 0 | 0 | 0 | 0
BART SO2 Annual Rate-Seminole 1&2 -v5.13 | 144 | 7231 | Rate Constraint in lbs/MMBtu | FALSE | L | Annual | Allowances Withdrawn (n:1) | Thousand Tons | 0 | 0 | 0 | 0 | 0 | 0 | 0 | 0
BART SO2 Annual Rate-Seminole 1&2 -v5.13 | 144 | 7231 | Rate Constraint in lbs/MMBtu | FALSE | L | Annual | Net Emissions Allowance Position | Thousand Tons | 1.9526 | 0 | 0 | 0 | 0 | 0 | 0 | 0
BART SO2 Annual Rate-Seminole 1&2 -v5.13 | 144 | 7231 | Rate Constraint in lbs/MMBtu | FALSE | L | Annual | Fuel Consumed | TBtu | 35.6971 | 0 | 0 | 0 | 0 | 0 | 0 | 0
BART SO2 Annual Rate-Seminole 1&2 -v5.13 | 144 | 7231 | Rate Constraint in lbs/MMBtu | FALSE | L | Annual | Rate | lb/MMBtu | 0.1094 | 0 | 0 | 0 | 0 | 0 | 0 | 0
BART SO2 Annual Rate-Seminole 1&2 -v5.13 | 144 | 7231 | Rate Constraint in lbs/MMBtu | FALSE | L | Annual | Generation | TWh | 3.6164 | 0 | 0 | 0 | 0 | 0 | 0 | 0
BART SO2 Annual Rate-Seminole 1&2 -v5.13 | 144 | 7231 | Rate Constraint in lbs/MMBtu | FALSE | L | Annual | Qualifying Generation | TWh | 3.6164 | 0 | 0 | 0 | 0 | 0 | 0 | 0
BART SO2 Annual Rate-Seminole 1&2 -v5.13 | 144 | 7231 | Rate Constraint in lbs/MMBtu | FALSE | L | Annual | Rate | lb/MWh | 1.0799 | 0 | 0 | 0 | 0 | 0 | 0 | 0
BART SO2 Annual Rate-Seminole 1&2 -v5.13 | 144 | 7231 | Rate Constraint in lbs/MMBtu | FALSE | L | Annual | Constraint Shadow Price | US2019$/Ton | 0 | 0 | 0 | 0 | 0 | 0 | 0 | 0
BART SO2 Annual- Roseton 1- v5.16 | 145 | 7247 | Rate Constraint in lbs/MMBtu | FALSE | L | Annual | Seasons Included | Seasons | Winter, WintShld, Summer | Winter, WintShld, Summer | Winter, WintShld, Summer | Winter, WintShld, Summer | Winter, WintShld, Summer | Winter, WintShld, Summer | Winter, WintShld, Summer | Winter, WintShld, Summer
BART SO2 Annual- Roseton 1- v5.16 | 145 | 7247 | Rate Constraint in lbs/MMBtu | FALSE | L | Annual | Standard SO2 | lb/MMBtu | 0.55 | 0.55 | 0.55 | 0.55 | 0.55 | 0.55 | 0.55 | 0.55
BART SO2 Annual- Roseton 1- v5.16 | 145 | 7247 | Rate Constraint in lbs/MMBtu | FALSE | L | Annual | Emissions at Affected Plants SO2 | Thousand Tons | 0 | 0 | 0 | 0 | 0 | 0 | 0 | 0
BART SO2 Annual- Roseton 1- v5.16 | 145 | 7247 | Rate Constraint in lbs/MMBtu | FALSE | L | Annual | Allowances Purchased SO2 | Thousand Tons | 0 | 0 | 0 | 0 | 0 | 0 | 0 | 0
BART SO2 Annual- Roseton 1- v5.16 | 145 | 7247 | Rate Constraint in lbs/MMBtu | FALSE | L | Annual | Allowances Sold SO2 | Thousand Tons | 0 | 0 | 0 | 0 | 0 | 0 | 0 | 0
BART SO2 Annual- Roseton 1- v5.16 | 145 | 7247 | Rate Constraint in lbs/MMBtu | FALSE | L | Annual | Allowances Banked | Thousand Tons | 0 | 0 | 0 | 0 | 0 | 0 | 0 | 0
BART SO2 Annual- Roseton 1- v5.16 | 145 | 7247 | Rate Constraint in lbs/MMBtu | FALSE | L | Annual | Allowances Withdrawn (1:1) | Thousand Tons | 0 | 0 | 0 | 0 | 0 | 0 | 0 | 0
BART SO2 Annual- Roseton 1- v5.16 | 145 | 7247 | Rate Constraint in lbs/MMBtu | FALSE | L | Annual | Allowances Withdrawn (n:1) | Thousand Tons | 0 | 0 | 0 | 0 | 0 | 0 | 0 | 0
BART SO2 Annual- Roseton 1- v5.16 | 145 | 7247 | Rate Constraint in lbs/MMBtu | FALSE | L | Annual | Net Emissions Allowance Position | Thousand Tons | 0 | 0 | 0 | 0 | 0 | 0 | 0 | 0
BART SO2 Annual- Roseton 1- v5.16 | 145 | 7247 | Rate Constraint in lbs/MMBtu | FALSE | L | Annual | Fuel Consumed | TBtu | 0 | 0 | 0 | 0 | 0 | 0 | 0 | 0
BART SO2 Annual- Roseton 1- v5.16 | 145 | 7247 | Rate Constraint in lbs/MMBtu | FALSE | L | Annual | Rate | lb/MMBtu | 0 | 0 | 0 | 0 | 0 | 0 | 0 | 0
BART SO2 Annual- Roseton 1- v5.16 | 145 | 7247 | Rate Constraint in lbs/MMBtu | FALSE | L | Annual | Generation | TWh | 0 | 0 | 0 | 0 | 0 | 0 | 0 | 0
BART SO2 Annual- Roseton 1- v5.16 | 145 | 7247 | Rate Constraint in lbs/MMBtu | FALSE | L | Annual | Qualifying Generation | TWh | 0 | 0 | 0 | 0 | 0 | 0 | 0 | 0
BART SO2 Annual- Roseton 1- v5.16 | 145 | 7247 | Rate Constraint in lbs/MMBtu | FALSE | L | Annual | Rate | lb/MWh | 0 | 0 | 0 | 0 | 0 | 0 | 0 | 0
BART SO2 Annual- Roseton 1- v5.16 | 145 | 7247 | Rate Constraint in lbs/MMBtu | FALSE | L | Annual | Constraint Shadow Price | US2019$/Ton | 0 | 2161.4322 | 1044.0948 | 0 | 0 | 0 | 1672.6491 | 0
BART SO2 Annual- Roseton 2- v5.16 | 146 | 7248 | Rate Constraint in lbs/MMBtu | FALSE | L | Annual | Seasons Included | Seasons | Winter, WintShld, Summer | Winter, WintShld, Summer | Winter, WintShld, Summer | Winter, WintShld, Summer | Winter, WintShld, Summer | Winter, WintShld, Summer | Winter, WintShld, Summer | Winter, WintShld, Summer
BART SO2 Annual- Roseton 2- v5.16 | 146 | 7248 | Rate Constraint in lbs/MMBtu | FALSE | L | Annual | Standard SO2 | lb/MMBtu | 0.55 | 0.55 | 0.55 | 0.55 | 0.55 | 0.55 | 0.55 | 0.55
BART SO2 Annual- Roseton 2- v5.16 | 146 | 7248 | Rate Constraint in lbs/MMBtu | FALSE | L | Annual | Emissions at Affected Plants SO2 | Thousand Tons | 0 | 0 | 0 | 0 | 0 | 0 | 0 | 0
BART SO2 Annual- Roseton 2- v5.16 | 146 | 7248 | Rate Constraint in lbs/MMBtu | FALSE | L | Annual | Allowances Purchased SO2 | Thousand Tons | 0 | 0 | 0 | 0 | 0 | 0 | 0 | 0
BART SO2 Annual- Roseton 2- v5.16 | 146 | 7248 | Rate Constraint in lbs/MMBtu | FALSE | L | Annual | Allowances Sold SO2 | Thousand Tons | 0 | 0 | 0 | 0 | 0 | 0 | 0 | 0
BART SO2 Annual- Roseton 2- v5.16 | 146 | 7248 | Rate Constraint in lbs/MMBtu | FALSE | L | Annual | Allowances Banked | Thousand Tons | 0 | 0 | 0 | 0 | 0 | 0 | 0 | 0
BART SO2 Annual- Roseton 2- v5.16 | 146 | 7248 | Rate Constraint in lbs/MMBtu | FALSE | L | Annual | Allowances Withdrawn (1:1) | Thousand Tons | 0 | 0 | 0 | 0 | 0 | 0 | 0 | 0
BART SO2 Annual- Roseton 2- v5.16 | 146 | 7248 | Rate Constraint in lbs/MMBtu | FALSE | L | Annual | Allowances Withdrawn (n:1) | Thousand Tons | 0 | 0 | 0 | 0 | 0 | 0 | 0 | 0
BART SO2 Annual- Roseton 2- v5.16 | 146 | 7248 | Rate Constraint in lbs/MMBtu | FALSE | L | Annual | Net Emissions Allowance Position | Thousand Tons | 0 | 0 | 0 | 0 | 0 | 0 | 0 | 0
BART SO2 Annual- Roseton 2- v5.16 | 146 | 7248 | Rate Constraint in lbs/MMBtu | FALSE | L | Annual | Fuel Consumed | TBtu | 0 | 0 | 0 | 0 | 0 | 0 | 0 | 0
BART SO2 Annual- Roseton 2- v5.16 | 146 | 7248 | Rate Constraint in lbs/MMBtu | FALSE | L | Annual | Rate | lb/MMBtu | 0 | 0 | 0 | 0 | 0 | 0 | 0 | 0
BART SO2 Annual- Roseton 2- v5.16 | 146 | 7248 | Rate Constraint in lbs/MMBtu | FALSE | L | Annual | Generation | TWh | 0 | 0 | 0 | 0 | 0 | 0 | 0 | 0
BART SO2 Annual- Roseton 2- v5.16 | 146 | 7248 | Rate Constraint in lbs/MMBtu | FALSE | L | Annual | Qualifying Generation | TWh | 0 | 0 | 0 | 0 | 0 | 0 | 0 | 0
BART SO2 Annual- Roseton 2- v5.16 | 146 | 7248 | Rate Constraint in lbs/MMBtu | FALSE | L | Annual | Rate | lb/MWh | 0 | 0 | 0 | 0 | 0 | 0 | 0 | 0
BART SO2 Annual- Roseton 2- v5.16 | 146 | 7248 | Rate Constraint in lbs/MMBtu | FALSE | L | Annual | Constraint Shadow Price | US2019$/Ton | 0 | 2147.2407 | 1033.8739 | 0 | 0 | 0 | 1665.4002 | 0
BART SO2 Annual- Sherburne County 1- v5.16 | 147 | 7240 | Rate Constraint in lbs/MMBtu | FALSE | L | Annual | Seasons Included | Seasons | Winter, WintShld, Summer | Winter, WintShld, Summer | Winter, WintShld, Summer | Winter, WintShld, Summer | Winter, WintShld, Summer | Winter, WintShld, Summer | Winter, WintShld, Summer | Winter, WintShld, Summer
BART SO2 Annual- Sherburne County 1- v5.16 | 147 | 7240 | Rate Constraint in lbs/MMBtu | FALSE | L | Annual | Standard SO2 | lb/MMBtu | 0.05 | 0.05 | 0.05 | 0.05 | 0.05 | 0.05 | 0.05 | 0.05
BART SO2 Annual- Sherburne County 1- v5.16 | 147 | 7240 | Rate Constraint in lbs/MMBtu | FALSE | L | Annual | Emissions at Affected Plants SO2 | Thousand Tons | 0.47363 | 0 | 0 | 0 | 0 | 0 | 0 | 0
BART SO2 Annual- Sherburne County 1- v5.16 | 147 | 7240 | Rate Constraint in lbs/MMBtu | FALSE | L | Annual | Allowances Purchased SO2 | Thousand Tons | 0 | 0 | 0 | 0 | 0 | 0 | 0 | 0
BART SO2 Annual- Sherburne County 1- v5.16 | 147 | 7240 | Rate Constraint in lbs/MMBtu | FALSE | L | Annual | Allowances Sold SO2 | Thousand Tons | 0 | 0 | 0 | 0 | 0 | 0 | 0 | 0
BART SO2 Annual- Sherburne County 1- v5.16 | 147 | 7240 | Rate Constraint in lbs/MMBtu | FALSE | L | Annual | Allowances Banked | Thousand Tons | 0 | 0 | 0 | 0 | 0 | 0 | 0 | 0
BART SO2 Annual- Sherburne County 1- v5.16 | 147 | 7240 | Rate Constraint in lbs/MMBtu | FALSE | L | Annual | Allowances Withdrawn (1:1) | Thousand Tons | 0 | 0 | 0 | 0 | 0 | 0 | 0 | 0
BART SO2 Annual- Sherburne County 1- v5.16 | 147 | 7240 | Rate Constraint in lbs/MMBtu | FALSE | L | Annual | Allowances Withdrawn (n:1) | Thousand Tons | 0 | 0 | 0 | 0 | 0 | 0 | 0 | 0
BART SO2 Annual- Sherburne County 1- v5.16 | 147 | 7240 | Rate Constraint in lbs/MMBtu | FALSE | L | Annual | Net Emissions Allowance Position | Thousand Tons | 0.47363 | 0 | 0 | 0 | 0 | 0 | 0 | 0
BART SO2 Annual- Sherburne County 1- v5.16 | 147 | 7240 | Rate Constraint in lbs/MMBtu | FALSE | L | Annual | Fuel Consumed | TBtu | 47.3419 | 0 | 0 | 0 | 0 | 0 | 0 | 0
BART SO2 Annual- Sherburne County 1- v5.16 | 147 | 7240 | Rate Constraint in lbs/MMBtu | FALSE | L | Annual | Rate | lb/MMBtu | 0.020009 | 0 | 0 | 0 | 0 | 0 | 0 | 0
BART SO2 Annual- Sherburne County 1- v5.16 | 147 | 7240 | Rate Constraint in lbs/MMBtu | FALSE | L | Annual | Generation | TWh | 4.8113 | 0 | 0 | 0 | 0 | 0 | 0 | 0
BART SO2 Annual- Sherburne County 1- v5.16 | 147 | 7240 | Rate Constraint in lbs/MMBtu | FALSE | L | Annual | Qualifying Generation | TWh | 4.7083 | 0 | 0 | 0 | 0 | 0 | 0 | 0
BART SO2 Annual- Sherburne County 1- v5.16 | 147 | 7240 | Rate Constraint in lbs/MMBtu | FALSE | L | Annual | Rate | lb/MWh | 0.20119 | 0 | 0 | 0 | 0 | 0 | 0 | 0
BART SO2 Annual- Sherburne County 1- v5.16 | 147 | 7240 | Rate Constraint in lbs/MMBtu | FALSE | L | Annual | Constraint Shadow Price | US2019$/Ton | 0 | 0 | 0 | 0 | 0 | 0 | 0 | 0
BART SO2 Annual- Sherburne County 3- v5.16 | 148 | 7246 | Rate Constraint in lbs/MMBtu | FALSE | L | Annual | Seasons Included | Seasons | Winter, WintShld, Summer | Winter, WintShld, Summer | Winter, WintShld, Summer | Winter, WintShld, Summer | Winter, WintShld, Summer | Winter, WintShld, Summer | Winter, WintShld, Summer | Winter, WintShld, Summer
BART SO2 Annual- Sherburne County 3- v5.16 | 148 | 7246 | Rate Constraint in lbs/MMBtu | FALSE | L | Annual | Standard SO2 | lb/MMBtu | 0.29 | 0.29 | 0.29 | 0.29 | 0.29 | 0.29 | 0.29 | 0.29
BART SO2 Annual- Sherburne County 3- v5.16 | 148 | 7246 | Rate Constraint in lbs/MMBtu | FALSE | L | Annual | Emissions at Affected Plants SO2 | Thousand Tons | 5.0412 | 4.8467 | 4.3641 | 0 | 0 | 0 | 0 | 0
BART SO2 Annual- Sherburne County 3- v5.16 | 148 | 7246 | Rate Constraint in lbs/MMBtu | FALSE | L | Annual | Allowances Purchased SO2 | Thousand Tons | 0 | 0 | 0 | 0 | 0 | 0 | 0 | 0
BART SO2 Annual- Sherburne County 3- v5.16 | 148 | 7246 | Rate Constraint in lbs/MMBtu | FALSE | L | Annual | Allowances Sold SO2 | Thousand Tons | 0 | 0 | 0 | 0 | 0 | 0 | 0 | 0
BART SO2 Annual- Sherburne County 3- v5.16 | 148 | 7246 | Rate Constraint in lbs/MMBtu | FALSE | L | Annual | Allowances Banked | Thousand Tons | 0 | 0 | 0 | 0 | 0 | 0 | 0 | 0
BART SO2 Annual- Sherburne County 3- v5.16 | 148 | 7246 | Rate Constraint in lbs/MMBtu | FALSE | L | Annual | Allowances Withdrawn (1:1) | Thousand Tons | 0 | 0 | 0 | 0 | 0 | 0 | 0 | 0
BART SO2 Annual- Sherburne County 3- v5.16 | 148 | 7246 | Rate Constraint in lbs/MMBtu | FALSE | L | Annual | Allowances Withdrawn (n:1) | Thousand Tons | 0 | 0 | 0 | 0 | 0 | 0 | 0 | 0
BART SO2 Annual- Sherburne County 3- v5.16 | 148 | 7246 | Rate Constraint in lbs/MMBtu | FALSE | L | Annual | Net Emissions Allowance Position | Thousand Tons | 5.0412 | 4.8467 | 4.3641 | 0 | 0 | 0 | 0 | 0
BART SO2 Annual- Sherburne County 3- v5.16 | 148 | 7246 | Rate Constraint in lbs/MMBtu | FALSE | L | Annual | Fuel Consumed | TBtu | 60.8625 | 58.514 | 52.6869 | 0 | 0 | 0 | 0 | 0
BART SO2 Annual- Sherburne County 3- v5.16 | 148 | 7246 | Rate Constraint in lbs/MMBtu | FALSE | L | Annual | Rate | lb/MMBtu | 0.16566 | 0.16566 | 0.16566 | 0 | 0 | 0 | 0 | 0
BART SO2 Annual- Sherburne County 3- v5.16 | 148 | 7246 | Rate Constraint in lbs/MMBtu | FALSE | L | Annual | Generation | TWh | 6.0753 | 5.8409 | 5.2592 | 0 | 0 | 0 | 0 | 0
BART SO2 Annual- Sherburne County 3- v5.16 | 148 | 7246 | Rate Constraint in lbs/MMBtu | FALSE | L | Annual | Qualifying Generation | TWh | 6.0753 | 5.8409 | 5.2592 | 0 | 0 | 0 | 0 | 0
BART SO2 Annual- Sherburne County 3- v5.16 | 148 | 7246 | Rate Constraint in lbs/MMBtu | FALSE | L | Annual | Rate | lb/MWh | 1.6596 | 1.6596 | 1.6596 | 0 | 0 | 0 | 0 | 0
BART SO2 Annual- Sherburne County 3- v5.16 | 148 | 7246 | Rate Constraint in lbs/MMBtu | FALSE | L | Annual | Constraint Shadow Price | US2019$/Ton | 0 | 0 | 0 | 0 | 0 | 0 | 0 | 0
BART SO2 Annual- Transalta Centralia 1,2- v5.16 | 149 | 7239 | Rate Constraint in MTons | FALSE | L | Annual | Seasons Included | Seasons | Winter, WintShld, Summer | Winter, WintShld, Summer | Winter, WintShld, Summer | Winter, WintShld, Summer | Winter, WintShld, Summer | Winter, WintShld, Summer | Winter, WintShld, Summer | Winter, WintShld, Summer
BART SO2 Annual- Transalta Centralia 1,2- v5.16 | 149 | 7239 | Rate Constraint in MTons | FALSE | L | Annual | Standard SO2 | Thousand Tons | 10 | 10 | 10 | 10 | 10 | 10 | 10 | 10
BART SO2 Annual- Transalta Centralia 1,2- v5.16 | 149 | 7239 | Rate Constraint in MTons | FALSE | L | Annual | Emissions at Affected Plants SO2 | Thousand Tons | 0.84706 | 0 | 0 | 0 | 0 | 0 | 0 | 0
BART SO2 Annual- Transalta Centralia 1,2- v5.16 | 149 | 7239 | Rate Constraint in MTons | FALSE | L | Annual | Allowances Purchased SO2 | Thousand Tons | 0 | 0 | 0 | 0 | 0 | 0 | 0 | 0
BART SO2 Annual- Transalta Centralia 1,2- v5.16 | 149 | 7239 | Rate Constraint in MTons | FALSE | L | Annual | Allowances Sold SO2 | Thousand Tons | 0 | 0 | 0 | 0 | 0 | 0 | 0 | 0
BART SO2 Annual- Transalta Centralia 1,2- v5.16 | 149 | 7239 | Rate Constraint in MTons | FALSE | L | Annual | Allowances Banked | Thousand Tons | 0 | 0 | 0 | 0 | 0 | 0 | 0 | 0
BART SO2 Annual- Transalta Centralia 1,2- v5.16 | 149 | 7239 | Rate Constraint in MTons | FALSE | L | Annual | Allowances Withdrawn (1:1) | Thousand Tons | 0 | 0 | 0 | 0 | 0 | 0 | 0 | 0
BART SO2 Annual- Transalta Centralia 1,2- v5.16 | 149 | 7239 | Rate Constraint in MTons | FALSE | L | Annual | Allowances Withdrawn (n:1) | Thousand Tons | 0 | 0 | 0 | 0 | 0 | 0 | 0 | 0
BART SO2 Annual- Transalta Centralia 1,2- v5.16 | 149 | 7239 | Rate Constraint in MTons | FALSE | L | Annual | Net Emissions Allowance Position | Thousand Tons | 0.84706 | 0 | 0 | 0 | 0 | 0 | 0 | 0
BART SO2 Annual- Transalta Centralia 1,2- v5.16 | 149 | 7239 | Rate Constraint in MTons | FALSE | L | Annual | Fuel Consumed | TBtu | 31.4748 | 0 | 0 | 0 | 0 | 0 | 0 | 0
BART SO2 Annual- Transalta Centralia 1,2- v5.16 | 149 | 7239 | Rate Constraint in MTons | FALSE | L | Annual | Rate | lb/MMBtu | 0.053825 | 0 | 0 | 0 | 0 | 0 | 0 | 0
BART SO2 Annual- Transalta Centralia 1,2- v5.16 | 149 | 7239 | Rate Constraint in MTons | FALSE | L | Annual | Generation | TWh | 2.8274 | 0 | 0 | 0 | 0 | 0 | 0 | 0
BART SO2 Annual- Transalta Centralia 1,2- v5.16 | 149 | 7239 | Rate Constraint in MTons | FALSE | L | Annual | Qualifying Generation | TWh | 2.8274 | 0 | 0 | 0 | 0 | 0 | 0 | 0
BART SO2 Annual- Transalta Centralia 1,2- v5.16 | 149 | 7239 | Rate Constraint in MTons | FALSE | L | Annual | Rate | lb/MWh | 0.59917 | 0 | 0 | 0 | 0 | 0 | 0 | 0
BART SO2 Annual- Transalta Centralia 1,2- v5.16 | 149 | 7239 | Rate Constraint in MTons | FALSE | L | Annual | Constraint Shadow Price | US2019$/Ton | 0 | 0 | 0 | 0 | 0 | 0 | 0 | 0
BART SO2 Annual- White Bluff 1- v6.20 | 150 | 7641 | Rate Constraint in lbs/MMBtu | FALSE | L | Annual | Seasons Included | Seasons | Winter, WintShld, Summer | Winter, WintShld, Summer | Winter, WintShld, Summer | Winter, WintShld, Summer | Winter, WintShld, Summer | Winter, WintShld, Summer | Winter, WintShld, Summer | Winter, WintShld, Summer
BART SO2 Annual- White Bluff 1- v6.20 | 150 | 7641 | Rate Constraint in lbs/MMBtu | FALSE | L | Annual | Standard SO2 | lb/MMBtu | 0.6 | 0.6 | 0.6 | 0.6 | 0.6 | 0.6 | 0.6 | 0.6
BART SO2 Annual- White Bluff 1- v6.20 | 150 | 7641 | Rate Constraint in lbs/MMBtu | FALSE | L | Annual | Emissions at Affected Plants SO2 | Thousand Tons | 15.3165 | 15.3165 | 6.9418 | 0 | 0 | 0 | 0 | 0
BART SO2 Annual- White Bluff 1- v6.20 | 150 | 7641 | Rate Constraint in lbs/MMBtu | FALSE | L | Annual | Allowances Purchased SO2 | Thousand Tons | 0 | 0 | 0 | 0 | 0 | 0 | 0 | 0
BART SO2 Annual- White Bluff 1- v6.20 | 150 | 7641 | Rate Constraint in lbs/MMBtu | FALSE | L | Annual | Allowances Sold SO2 | Thousand Tons | 0 | 0 | 0 | 0 | 0 | 0 | 0 | 0
BART SO2 Annual- White Bluff 1- v6.20 | 150 | 7641 | Rate Constraint in lbs/MMBtu | FALSE | L | Annual | Allowances Banked | Thousand Tons | 0 | 0 | 0 | 0 | 0 | 0 | 0 | 0
BART SO2 Annual- White Bluff 1- v6.20 | 150 | 7641 | Rate Constraint in lbs/MMBtu | FALSE | L | Annual | Allowances Withdrawn (1:1) | Thousand Tons | 0 | 0 | 0 | 0 | 0 | 0 | 0 | 0
BART SO2 Annual- White Bluff 1- v6.20 | 150 | 7641 | Rate Constraint in lbs/MMBtu | FALSE | L | Annual | Allowances Withdrawn (n:1) | Thousand Tons | 0 | 0 | 0 | 0 | 0 | 0 | 0 | 0
BART SO2 Annual- White Bluff 1- v6.20 | 150 | 7641 | Rate Constraint in lbs/MMBtu | FALSE | L | Annual | Net Emissions Allowance Position | Thousand Tons | 15.3165 | 15.3165 | 6.9418 | 0 | 0 | 0 | 0 | 0
BART SO2 Annual- White Bluff 1- v6.20 | 150 | 7641 | Rate Constraint in lbs/MMBtu | FALSE | L | Annual | Fuel Consumed | TBtu | 58.6482 | 58.6482 | 26.5807 | 0 | 0 | 0 | 0 | 0
BART SO2 Annual- White Bluff 1- v6.20 | 150 | 7641 | Rate Constraint in lbs/MMBtu | FALSE | L | Annual | Rate | lb/MMBtu | 0.52232 | 0.52232 | 0.52232 | 0 | 0 | 0 | 0 | 0
BART SO2 Annual- White Bluff 1- v6.20 | 150 | 7641 | Rate Constraint in lbs/MMBtu | FALSE | L | Annual | Generation | TWh | 5.6731 | 5.6731 | 2.5712 | 0 | 0 | 0 | 0 | 0
BART SO2 Annual- White Bluff 1- v6.20 | 150 | 7641 | Rate Constraint in lbs/MMBtu | FALSE | L | Annual | Qualifying Generation | TWh | 5.6731 | 5.6731 | 2.5712 | 0 | 0 | 0 | 0 | 0
BART SO2 Annual- White Bluff 1- v6.20 | 150 | 7641 | Rate Constraint in lbs/MMBtu | FALSE | L | Annual | Rate | lb/MWh | 5.3997 | 5.3997 | 5.3997 | 0 | 0 | 0 | 0 | 0
BART SO2 Annual- White Bluff 1- v6.20 | 150 | 7641 | Rate Constraint in lbs/MMBtu | FALSE | L | Annual | Constraint Shadow Price | US2019$/Ton | 0 | 0 | 0 | 0 | 0 | 1129.5085 | 65.5324 | 531.2395
BART SO2 Annual- White Bluff 2- v6.20 | 151 | 7642 | Rate Constraint in lbs/MMBtu | FALSE | L | Annual | Seasons Included | Seasons | Winter, WintShld, Summer | Winter, WintShld, Summer | Winter, WintShld, Summer | Winter, WintShld, Summer | Winter, WintShld, Summer | Winter, WintShld, Summer | Winter, WintShld, Summer | Winter, WintShld, Summer
BART SO2 Annual- White Bluff 2- v6.20 | 151 | 7642 | Rate Constraint in lbs/MMBtu | FALSE | L | Annual | Standard SO2 | lb/MMBtu | 0.6 | 0.6 | 0.6 | 0.6 | 0.6 | 0.6 | 0.6 | 0.6
BART SO2 Annual- White Bluff 2- v6.20 | 151 | 7642 | Rate Constraint in lbs/MMBtu | FALSE | L | Annual | Emissions at Affected Plants SO2 | Thousand Tons | 15.1394 | 15.1394 | 7.296 | 0 | 0 | 0 | 0 | 0
BART SO2 Annual- White Bluff 2- v6.20 | 151 | 7642 | Rate Constraint in lbs/MMBtu | FALSE | L | Annual | Allowances Purchased SO2 | Thousand Tons | 0 | 0 | 0 | 0 | 0 | 0 | 0 | 0
BART SO2 Annual- White Bluff 2- v6.20 | 151 | 7642 | Rate Constraint in lbs/MMBtu | FALSE | L | Annual | Allowances Sold SO2 | Thousand Tons | 0 | 0 | 0 | 0 | 0 | 0 | 0 | 0
BART SO2 Annual- White Bluff 2- v6.20 | 151 | 7642 | Rate Constraint in lbs/MMBtu | FALSE | L | Annual | Allowances Banked | Thousand Tons | 0 | 0 | 0 | 0 | 0 | 0 | 0 | 0
BART SO2 Annual- White Bluff 2- v6.20 | 151 | 7642 | Rate Constraint in lbs/MMBtu | FALSE | L | Annual | Allowances Withdrawn (1:1) | Thousand Tons | 0 | 0 | 0 | 0 | 0 | 0 | 0 | 0
BART SO2 Annual- White Bluff 2- v6.20 | 151 | 7642 | Rate Constraint in lbs/MMBtu | FALSE | L | Annual | Allowances Withdrawn (n:1) | Thousand Tons | 0 | 0 | 0 | 0 | 0 | 0 | 0 | 0
BART SO2 Annual- White Bluff 2- v6.20 | 151 | 7642 | Rate Constraint in lbs/MMBtu | FALSE | L | Annual | Net Emissions Allowance Position | Thousand Tons | 15.1394 | 15.1394 | 7.296 | 0 | 0 | 0 | 0 | 0
BART SO2 Annual- White Bluff 2- v6.20 | 151 | 7642 | Rate Constraint in lbs/MMBtu | FALSE | L | Annual | Fuel Consumed | TBtu | 57.9701 | 57.9701 | 27.9371 | 0 | 0 | 0 | 0 | 0
BART SO2 Annual- White Bluff 2- v6.20 | 151 | 7642 | Rate Constraint in lbs/MMBtu | FALSE | L | Annual | Rate | lb/MMBtu | 0.52232 | 0.52232 | 0.52232 | 0 | 0 | 0 | 0 | 0
BART SO2 Annual- White Bluff 2- v6.20 | 151 | 7642 | Rate Constraint in lbs/MMBtu | FALSE | L | Annual | Generation | TWh | 5.68 | 5.68 | 2.7373 | 0 | 0 | 0 | 0 | 0
BART SO2 Annual- White Bluff 2- v6.20 | 151 | 7642 | Rate Constraint in lbs/MMBtu | FALSE | L | Annual | Qualifying Generation | TWh | 5.68 | 5.68 | 2.7373 | 0 | 0 | 0 | 0 | 0
BART SO2 Annual- White Bluff 2- v6.20 | 151 | 7642 | Rate Constraint in lbs/MMBtu | FALSE | L | Annual | Rate | lb/MWh | 5.3308 | 5.3308 | 5.3308 | 0 | 0 | 0 | 0 | 0
BART SO2 Annual- White Bluff 2- v6.20 | 151 | 7642 | Rate Constraint in lbs/MMBtu | FALSE | L | Annual | Constraint Shadow Price | US2019$/Ton | 0 | 0 | 0 | 27.6429 | 0 | 1057.0251 | 0 | 463.6893
BART SO2 Annual-Apache Station 2 -v5.13 | 152 | 7207 | Rate Constraint in lbs/MMBtu | FALSE | L | Annual | Seasons Included | Seasons | Winter, WintShld, Summer | Winter, WintShld, Summer | Winter, WintShld, Summer | Winter, WintShld, Summer | Winter, WintShld, Summer | Winter, WintShld, Summer | Winter, WintShld, Summer | Winter, WintShld, Summer
BART SO2 Annual-Apache Station 2 -v5.13 | 152 | 7207 | Rate Constraint in lbs/MMBtu | FALSE | L | Annual | Standard SO2 | lb/MMBtu | 0.00064 | 0.00064 | 0.00064 | 0.00064 | 0.00064 | 0.00064 | 0.00064 | 0.00064
BART SO2 Annual-Apache Station 2 -v5.13 | 152 | 7207 | Rate Constraint in lbs/MMBtu | FALSE | L | Annual | Emissions at Affected Plants SO2 | Thousand Tons | 0 | 0 | 0 | 0 | 0 | 0 | 0 | 0
BART SO2 Annual-Apache Station 2 -v5.13 | 152 | 7207 | Rate Constraint in lbs/MMBtu | FALSE | L | Annual | Allowances Purchased SO2 | Thousand Tons | 0 | 0 | 0 | 0 | 0 | 0 | 0 | 0
BART SO2 Annual-Apache Station 2 -v5.13 | 152 | 7207 | Rate Constraint in lbs/MMBtu | FALSE | L | Annual | Allowances Sold SO2 | Thousand Tons | 0 | 0 | 0 | 0 | 0 | 0 | 0 | 0
BART SO2 Annual-Apache Station 2 -v5.13 | 152 | 7207 | Rate Constraint in lbs/MMBtu | FALSE | L | Annual | Allowances Banked | Thousand Tons | 0 | 0 | 0 | 0 | 0 | 0 | 0 | 0
BART SO2 Annual-Apache Station 2 -v5.13 | 152 | 7207 | Rate Constraint in lbs/MMBtu | FALSE | L | Annual | Allowances Withdrawn (1:1) | Thousand Tons | 0 | 0 | 0 | 0 | 0 | 0 | 0 | 0
BART SO2 Annual-Apache Station 2 -v5.13 | 152 | 7207 | Rate Constraint in lbs/MMBtu | FALSE | L | Annual | Allowances Withdrawn (n:1) | Thousand Tons | 0 | 0 | 0 | 0 | 0 | 0 | 0 | 0
BART SO2 Annual-Apache Station 2 -v5.13 | 152 | 7207 | Rate Constraint in lbs/MMBtu | FALSE | L | Annual | Net Emissions Allowance Position | Thousand Tons | 0 | 0 | 0 | 0 | 0 | 0 | 0 | 0
BART SO2 Annual-Apache Station 2 -v5.13 | 152 | 7207 | Rate Constraint in lbs/MMBtu | FALSE | L | Annual | Fuel Consumed | TBtu | 0 | 0 | 0 | 0 | 0 | 0 | 0 | 0
BART SO2 Annual-Apache Station 2 -v5.13 | 152 | 7207 | Rate Constraint in lbs/MMBtu | FALSE | L | Annual | Rate | lb/MMBtu | 0 | 0 | 0 | 0 | 0 | 0 | 0 | 0
BART SO2 Annual-Apache Station 2 -v5.13 | 152 | 7207 | Rate Constraint in lbs/MMBtu | FALSE | L | Annual | Generation | TWh | 0 | 0 | 0 | 0 | 0 | 0 | 0 | 0
BART SO2 Annual-Apache Station 2 -v5.13 | 152 | 7207 | Rate Constraint in lbs/MMBtu | FALSE | L | Annual | Qualifying Generation | TWh | 0 | 0 | 0 | 0 | 0 | 0 | 0 | 0
BART SO2 Annual-Apache Station 2 -v5.13 | 152 | 7207 | Rate Constraint in lbs/MMBtu | FALSE | L | Annual | Rate | lb/MWh | 0 | 0 | 0 | 0 | 0 | 0 | 0 | 0
BART SO2 Annual-Apache Station 2 -v5.13 | 152 | 7207 | Rate Constraint in lbs/MMBtu | FALSE | L | Annual | Constraint Shadow Price | US2019$/Ton | 0 | 0 | 0 | 0 | 0 | 0 | 0 | 0
BART SO2 Annual-Apache Station 3 -v5.13 | 153 | 7208 | Rate Constraint in lbs/MMBtu | FALSE | L | Annual | Seasons Included | Seasons | Winter, WintShld, Summer | Winter, WintShld, Summer | Winter, WintShld, Summer | Winter, WintShld, Summer | Winter, WintShld, Summer | Winter, WintShld, Summer | Winter, WintShld, Summer | Winter, WintShld, Summer
BART SO2 Annual-Apache Station 3 -v5.13 | 153 | 7208 | Rate Constraint in lbs/MMBtu | FALSE | L | Annual | Standard SO2 | lb/MMBtu | 0.15 | 0.15 | 0.15 | 0.15 | 0.15 | 0.15 | 0.15 | 0.15
BART SO2 Annual-Apache Station 3 -v5.13 | 153 | 7208 | Rate Constraint in lbs/MMBtu | FALSE | L | Annual | Emissions at Affected Plants SO2 | Thousand Tons | 0.55159 | 0 | 0 | 0 | 0 | 0 | 0 | 0
BART SO2 Annual-Apache Station 3 -v5.13 | 153 | 7208 | Rate Constraint in lbs/MMBtu | FALSE | L | Annual | Allowances Purchased SO2 | Thousand Tons | 0 | 0 | 0 | 0 | 0 | 0 | 0 | 0
BART SO2 Annual-Apache Station 3 -v5.13 | 153 | 7208 | Rate Constraint in lbs/MMBtu | FALSE | L | Annual | Allowances Sold SO2 | Thousand Tons | 0 | 0 | 0 | 0 | 0 | 0 | 0 | 0
BART SO2 Annual-Apache Station 3 -v5.13 | 153 | 7208 | Rate Constraint in lbs/MMBtu | FALSE | L | Annual | Allowances Banked | Thousand Tons | 0 | 0 | 0 | 0 | 0 | 0 | 0 | 0
BART SO2 Annual-Apache Station 3 -v5.13 | 153 | 7208 | Rate Constraint in lbs/MMBtu | FALSE | L | Annual | Allowances Withdrawn (1:1) | Thousand Tons | 0 | 0 | 0 | 0 | 0 | 0 | 0 | 0
BART SO2 Annual-Apache Station 3 -v5.13 | 153 | 7208 | Rate Constraint in lbs/MMBtu | FALSE | L | Annual | Allowances Withdrawn (n:1) | Thousand Tons | 0 | 0 | 0 | 0 | 0 | 0 | 0 | 0
BART SO2 Annual-Apache Station 3 -v5.13 | 153 | 7208 | Rate Constraint in lbs/MMBtu | FALSE | L | Annual | Net Emissions Allowance Position | Thousand Tons | 0.55159 | 0 | 0 | 0 | 0 | 0 | 0 | 0
BART SO2 Annual-Apache Station 3 -v5.13 | 153 | 7208 | Rate Constraint in lbs/MMBtu | FALSE | L | Annual | Fuel Consumed | TBtu | 14.0807 | 0 | 0 | 0 | 0 | 0 | 0 | 0
BART SO2 Annual-Apache Station 3 -v5.13 | 153 | 7208 | Rate Constraint in lbs/MMBtu | FALSE | L | Annual | Rate | lb/MMBtu | 0.078348 | 0 | 0 | 0 | 0 | 0 | 0 | 0
BART SO2 Annual-Apache Station 3 -v5.13 | 153 | 7208 | Rate Constraint in lbs/MMBtu | FALSE | L | Annual | Generation | TWh | 1.2531 | 0 | 0 | 0 | 0 | 0 | 0 | 0
BART SO2 Annual-Apache Station 3 -v5.13 | 153 | 7208 | Rate Constraint in lbs/MMBtu | FALSE | L | Annual | Qualifying Generation | TWh | 1.2531 | 0 | 0 | 0 | 0 | 0 | 0 | 0
BART SO2 Annual-Apache Station 3 -v5.13 | 153 | 7208 | Rate Constraint in lbs/MMBtu | FALSE | L | Annual | Rate | lb/MWh | 0.88039 | 0 | 0 | 0 | 0 | 0 | 0 | 0
BART SO2 Annual-Apache Station 3 -v5.13 | 153 | 7208 | Rate Constraint in lbs/MMBtu | FALSE | L | Annual | Constraint Shadow Price | US2019$/Ton | 0 | 0 | 0 | 0 | 0 | 0 | 0 | 0
BART SO2 Annual-Campbell 1 -v5.14 | 154 | 7235 | Rate Constraint in lbs/MMBtu | FALSE | L | Annual | Seasons Included | Seasons | Winter, WintShld, Summer | Winter, WintShld, Summer | Winter, WintShld, Summer | Winter, WintShld, Summer | Winter, WintShld, Summer | Winter, WintShld, Summer | Winter, WintShld, Summer | Winter, WintShld, Summer
BART SO2 Annual-Campbell 1 -v5.14 | 154 | 7235 | Rate Constraint in lbs/MMBtu | FALSE | L | Annual | Standard SO2 | lb/MMBtu | 0.29 | 0.29 | 0.29 | 0.29 | 0.29 | 0.29 | 0.29 | 0.29
BART SO2 Annual-Campbell 1 -v5.14 | 154 | 7235 | Rate Constraint in lbs/MMBtu | FALSE | L | Annual | Emissions at Affected Plants SO2 | Thousand Tons | 2.6223 | 0 | 0 | 0 | 0 | 0 | 0 | 0
BART SO2 Annual-Campbell 1 -v5.14 | 154 | 7235 | Rate Constraint in lbs/MMBtu | FALSE | L | Annual | Allowances Purchased SO2 | Thousand Tons | 0 | 0 | 0 | 0 | 0 | 0 | 0 | 0
BART SO2 Annual-Campbell 1 -v5.14 | 154 | 7235 | Rate Constraint in lbs/MMBtu | FALSE | L | Annual | Allowances Sold SO2 | Thousand Tons | 0 | 0 | 0 | 0 | 0 | 0 | 0 | 0
BART SO2 Annual-Campbell 1 -v5.14 | 154 | 7235 | Rate Constraint in lbs/MMBtu | FALSE | L | Annual | Allowances Banked | Thousand Tons | 0 | 0 | 0 | 0 | 0 | 0 | 0 | 0
BART SO2 Annual-Campbell 1 -v5.14 | 154 | 7235 | Rate Constraint in lbs/MMBtu | FALSE | L | Annual | Allowances Withdrawn (1:1) | Thousand Tons | 0 | 0 | 0 | 0 | 0 | 0 | 0 | 0
BART SO2 Annual-Campbell 1 -v5.14 | 154 | 7235 | Rate Constraint in lbs/MMBtu | FALSE | L | Annual | Allowances Withdrawn (n:1) | Thousand Tons | 0 | 0 | 0 | 0 | 0 | 0 | 0 | 0
BART SO2 Annual-Campbell 1 -v5.14 | 154 | 7235 | Rate Constraint in lbs/MMBtu | FALSE | L | Annual | Net Emissions Allowance Position | Thousand Tons | 2.6223 | 0 | 0 | 0 | 0 | 0 | 0 | 0
BART SO2 Annual-Campbell 1 -v5.14 | 154 | 7235 | Rate Constraint in lbs/MMBtu | FALSE | L | Annual | Fuel Consumed | TBtu | 18.2168 | 0 | 0 | 0 | 0 | 0 | 0 | 0
BART SO2 Annual-Campbell 1 -v5.14 | 154 | 7235 | Rate Constraint in lbs/MMBtu | FALSE | L | Annual | Rate | lb/MMBtu | 0.2879 | 0 | 0 | 0 | 0 | 0 | 0 | 0
BART SO2 Annual-Campbell 1 -v5.14 | 154 | 7235 | Rate Constraint in lbs/MMBtu | FALSE | L | Annual | Generation | TWh | 1.7606 | 0 | 0 | 0 | 0 | 0 | 0 | 0
BART SO2 Annual-Campbell 1 -v5.14 | 154 | 7235 | Rate Constraint in lbs/MMBtu | FALSE | L | Annual | Qualifying Generation | TWh | 1.7606 | 0 | 0 | 0 | 0 | 0 | 0 | 0
BART SO2 Annual-Campbell 1 -v5.14 | 154 | 7235 | Rate Constraint in lbs/MMBtu | FALSE | L | Annual | Rate | lb/MWh | 2.9789 | 0 | 0 | 0 | 0 | 0 | 0 | 0
BART SO2 Annual-Campbell 1 -v5.14 | 154 | 7235 | Rate Constraint in lbs/MMBtu | FALSE | L | Annual | Constraint Shadow Price | US2019$/Ton | 0 | 25.888 | 0 | 86.1575 | 364.6913 | 870.4613 | 1457.5421 | 3370.2
BART SO2 Annual-Campbell 2 -v5.14 | 155 | 7236 | Rate Constraint in lbs/MMBtu | FALSE | L | Annual | Seasons Included | Seasons | Winter, WintShld, Summer | Winter, WintShld, Summer | Winter, WintShld, Summer | Winter, WintShld, Summer | Winter, WintShld, Summer | Winter, WintShld, Summer | Winter, WintShld, Summer | Winter, WintShld, Summer
BART SO2 Annual-Campbell 2 -v5.14 | 155 | 7236 | Rate Constraint in lbs/MMBtu | FALSE | L | Annual | Standard SO2 | lb/MMBtu | 0.32 | 0.32 | 0.32 | 0.32 | 0.32 | 0.32 | 0.32 | 0.32
BART SO2 Annual-Campbell 2 -v5.14 | 155 | 7236 | Rate Constraint in lbs/MMBtu | FALSE | L | Annual | Emissions at Affected Plants SO2 | Thousand Tons | 3.6776 | 0 | 0 | 0 | 0 | 0 | 0 | 0
BART SO2 Annual-Campbell 2 -v5.14 | 155 | 7236 | Rate Constraint in lbs/MMBtu | FALSE | L | Annual | Allowances Purchased SO2 | Thousand Tons | 0 | 0 | 0 | 0 | 0 | 0 | 0 | 0
BART SO2 Annual-Campbell 2 -v5.14 | 155 | 7236 | Rate Constraint in lbs/MMBtu | FALSE | L | Annual | Allowances Sold SO2 | Thousand Tons | 0 | 0 | 0 | 0 | 0 | 0 | 0 | 0
BART SO2 Annual-Campbell 2 -v5.14 | 155 | 7236 | Rate Constraint in lbs/MMBtu | FALSE | L | Annual | Allowances Banked | Thousand Tons | 0 | 0 | 0 | 0 | 0 | 0 | 0 | 0
BART SO2 Annual-Campbell 2 -v5.14 | 155 | 7236 | Rate Constraint in lbs/MMBtu | FALSE | L | Annual | Allowances Withdrawn (1:1) | Thousand Tons | 0 | 0 | 0 | 0 | 0 | 0 | 0 | 0
BART SO2 Annual-Campbell 2 -v5.14 | 155 | 7236 | Rate Constraint in lbs/MMBtu | FALSE | L | Annual | Allowances Withdrawn (n:1) | Thousand Tons | 0 | 0 | 0 | 0 | 0 | 0 | 0 | 0
BART SO2 Annual-Campbell 2 -v5.14 | 155 | 7236 | Rate Constraint in lbs/MMBtu | FALSE | L | Annual | Net Emissions Allowance Position | Thousand Tons | 3.6776 | 0 | 0 | 0 | 0 | 0 | 0 | 0
BART SO2 Annual-Campbell 2 -v5.14 | 155 | 7236 | Rate Constraint in lbs/MMBtu | FALSE | L | Annual | Fuel Consumed | TBtu | 25.0565 | 0 | 0 | 0 | 0 | 0 | 0 | 0
BART SO2 Annual-Campbell 2 -v5.14 | 155 | 7236 | Rate Constraint in lbs/MMBtu | FALSE | L | Annual | Rate | lb/MMBtu | 0.29354 | 0 | 0 | 0 | 0 | 0 | 0 | 0
BART SO2 Annual-Campbell 2 -v5.14 | 155 | 7236 | Rate Constraint in lbs/MMBtu | FALSE | L | Annual | Generation | TWh | 2.4028 | 0 | 0 | 0 | 0 | 0 | 0 | 0
BART SO2 Annual-Campbell 2 -v5.14 | 155 | 7236 | Rate Constraint in lbs/MMBtu | FALSE | L | Annual | Qualifying Generation | TWh | 2.4028 | 0 | 0 | 0 | 0 | 0 | 0 | 0
BART SO2 Annual-Campbell 2 -v5.14 | 155 | 7236 | Rate Constraint in lbs/MMBtu | FALSE | L | Annual | Rate | lb/MWh | 3.0611 | 0 | 0 | 0 | 0 | 0 | 0 | 0
BART SO2 Annual-Campbell 2 -v5.14 | 155 | 7236 | Rate Constraint in lbs/MMBtu | FALSE | L | Annual | Constraint Shadow Price | US2019$/Ton | 0 | 1937.8683 | 0 | 0 | 2645.2121 | 1596.0051 | 2796.5599 | 4068.634
BART SO2 Annual-Campbell 3 -v5.14 | 156 | 7237 | Rate Constraint in lbs/MMBtu | FALSE | L | Annual | Seasons Included | Seasons | Winter, WintShld, Summer | Winter, WintShld, Summer | Winter, WintShld, Summer | Winter, WintShld, Summer | Winter, WintShld, Summer | Winter, WintShld, Summer | Winter, WintShld, Summer | Winter, WintShld, Summer
BART SO2 Annual-Campbell 3 -v5.14 | 156 | 7237 | Rate Constraint in lbs/MMBtu | FALSE | L | Annual | Standard SO2 | lb/MMBtu | 0.07 | 0.07 | 0.07 | 0.07 | 0.07 | 0.07 | 0.07 | 0.07
BART SO2 Annual-Campbell 3 -v5.14 | 156 | 7237 | Rate Constraint in lbs/MMBtu | FALSE | L | Annual | Emissions at Affected Plants SO2 | Thousand Tons | 1.4854 | 0 | 0 | 0 | 0 | 0 | 0 | 0
BART SO2 Annual-Campbell 3 -v5.14 | 156 | 7237 | Rate Constraint in lbs/MMBtu | FALSE | L | Annual | Allowances Purchased SO2 | Thousand Tons | 0 | 0 | 0 | 0 | 0 | 0 | 0 | 0
BART SO2 Annual-Campbell 3 -v5.14 | 156 | 7237 | Rate Constraint in lbs/MMBtu | FALSE | L | Annual | Allowances Sold SO2 | Thousand Tons | 0 | 0 | 0 | 0 | 0 | 0 | 0 | 0
BART SO2 Annual-Campbell 3 -v5.14 | 156 | 7237 | Rate Constraint in lbs/MMBtu | FALSE | L | Annual | Allowances Banked | Thousand Tons | 0 | 0 | 0 | 0 | 0 | 0 | 0 | 0
BART SO2 Annual-Campbell 3 -v5.14 | 156 | 7237 | Rate Constraint in lbs/MMBtu | FALSE | L | Annual | Allowances Withdrawn (1:1) | Thousand Tons | 0 | 0 | 0 | 0 | 0 | 0 | 0 | 0
BART SO2 Annual-Campbell 3 -v5.14 | 156 | 7237 | Rate Constraint in lbs/MMBtu | FALSE | L | Annual | Allowances Withdrawn (n:1) | Thousand Tons | 0 | 0 | 0 | 0 | 0 | 0 | 0 | 0
BART SO2 Annual-Campbell 3 -v5.14 | 156 | 7237 | Rate Constraint in lbs/MMBtu | FALSE | L | Annual | Net Emissions Allowance Position | Thousand Tons | 1.4854 | 0 | 0 | 0 | 0 | 0 | 0 | 0
BART SO2 Annual-Campbell 3 -v5.14 | 156 | 7237 | Rate Constraint in lbs/MMBtu | FALSE | L | Annual | Fuel Consumed | TBtu | 59.6521 | 0 | 0 | 0 | 0 | 0 | 0 | 0
BART SO2 Annual-Campbell 3 -v5.14 | 156 | 7237 | Rate Constraint in lbs/MMBtu | FALSE | L | Annual | Rate | lb/MMBtu | 0.049802 | 0 | 0 | 0 | 0 | 0 | 0 | 0
BART SO2 Annual-Campbell 3 -v5.14 | 156 | 7237 | Rate Constraint in lbs/MMBtu | FALSE | L | Annual | Generation | TWh | 5.8118 | 0 | 0 | 0 | 0 | 0 | 0 | 0
BART SO2 Annual-Campbell 3 -v5.14 | 156 | 7237 | Rate Constraint in lbs/MMBtu | FALSE | L | Annual | Qualifying Generation | TWh | 5.8118 | 0 | 0 | 0 | 0 | 0 | 0 | 0
BART SO2 Annual-Campbell 3 -v5.14 | 156 | 7237 | Rate Constraint in lbs/MMBtu | FALSE | L | Annual | Rate | lb/MWh | 0.51116 | 0 | 0 | 0 | 0 | 0 | 0 | 0
BART SO2 Annual-Campbell 3 -v5.14 | 156 | 7237 | Rate Constraint in lbs/MMBtu | FALSE | L | Annual | Constraint Shadow Price | US2019$/Ton | 0 | 6677.4604 | 0 | 0 | 6086.9671 | 10838.5128 | 42951.5731 | 0
BART SO2 Annual-Cherokee 4 -v5.13 | 157 | 7209 | Rate Constraint in MTons | FALSE | L | Annual | Seasons Included | Seasons | Winter, WintShld, Summer | Winter, WintShld, Summer | Winter, WintShld, Summer | Winter, WintShld, Summer | Winter, WintShld, Summer | Winter, WintShld, Summer | Winter, WintShld, Summer | Winter, WintShld, Summer
BART SO2 Annual-Cherokee 4 -v5.13 | 157 | 7209 | Rate Constraint in MTons | FALSE | L | Annual | Standard SO2 | Thousand Tons | 0.00781 | 0.00781 | 0.00781 | 0.00781 | 0.00781 | 0.00781 | 0.00781 | 0.00781
BART SO2 Annual-Cherokee 4 -v5.13 | 157 | 7209 | Rate Constraint in MTons | FALSE | L | Annual | Emissions at Affected Plants SO2 | Thousand Tons | 0 | 0 | 0 | 0 | 0 | 0 | 0 | 0
BART SO2 Annual-Cherokee 4 -v5.13 | 157 | 7209 | Rate Constraint in MTons | FALSE | L | Annual | Allowances Purchased SO2 | Thousand Tons | 0 | 0 | 0 | 0 | 0 | 0 | 0 | 0
BART SO2 Annual-Cherokee 4 -v5.13 | 157 | 7209 | Rate Constraint in MTons | FALSE | L | Annual | Allowances Sold SO2 | Thousand Tons | 0 | 0 | 0 | 0 | 0 | 0 | 0 | 0
BART SO2 Annual-Cherokee 4 -v5.13 | 157 | 7209 | Rate Constraint in MTons | FALSE | L | Annual | Allowances Banked | Thousand Tons | 0 | 0 | 0 | 0 | 0 | 0 | 0 | 0
BART SO2 Annual-Cherokee 4 -v5.13 | 157 | 7209 | Rate Constraint in MTons | FALSE | L | Annual | Allowances Withdrawn (1:1) | Thousand Tons | 0 | 0 | 0 | 0 | 0 | 0 | 0 | 0
BART SO2 Annual-Cherokee 4 -v5.13 | 157 | 7209 | Rate Constraint in MTons | FALSE | L | Annual | Allowances Withdrawn (n:1) | Thousand Tons | 0 | 0 | 0 | 0 | 0 | 0 | 0 | 0
BART SO2 Annual-Cherokee 4 -v5.13 | 157 | 7209 | Rate Constraint in MTons | FALSE | L | Annual | Net Emissions Allowance Position | Thousand Tons | 0 | 0 | 0 | 0 | 0 | 0 | 0 | 0
BART SO2 Annual-Cherokee 4 -v5.13 | 157 | 7209 | Rate Constraint in MTons | FALSE | L | Annual | Fuel Consumed | TBtu | 0 | 0 | 0 | 0 | 0 | 0 | 0 | 0
BART SO2 Annual-Cherokee 4 -v5.13 | 157 | 7209 | Rate Constraint in MTons | FALSE | L | Annual | Rate | lb/MMBtu | 0 | 0 | 0 | 0 | 0 | 0 | 0 | 0
BART SO2 Annual-Cherokee 4 -v5.13 | 157 | 7209 | Rate Constraint in MTons | FALSE | L | Annual | Generation | TWh | 0 | 0 | 0 | 0 | 0 | 0 | 0 | 0
BART SO2 Annual-Cherokee 4 -v5.13 | 157 | 7209 | Rate Constraint in MTons | FALSE | L | Annual | Qualifying Generation | TWh | 0 | 0 | 0 | 0 | 0 | 0 | 0 | 0
BART SO2 Annual-Cherokee 4 -v5.13 | 157 | 7209 | Rate Constraint in MTons | FALSE | L | Annual | Rate | lb/MWh | 0 | 0 | 0 | 0 | 0 | 0 | 0 | 0
BART SO2 Annual-Cherokee 4 -v5.13 | 157 | 7209 | Rate Constraint in MTons | FALSE | L | Annual | Constraint Shadow Price | US2019$/Ton | 0 | 0 | 0 | 0 | 0 | 0 | 0 | 0
BART SO2 Annual-Cholla 3 -v5.13 | 158 | 7210 | Rate Constraint in lbs/MMBtu | FALSE | L | Annual | Seasons Included | Seasons | Winter, WintShld, Summer | Winter, WintShld, Summer | Winter, WintShld, Summer | Winter, WintShld, Summer | Winter, WintShld, Summer | Winter, WintShld, Summer | Winter, WintShld, Summer | Winter, WintShld, Summer
BART SO2 Annual-Cholla 3 -v5.13 | 158 | 7210 | Rate Constraint in lbs/MMBtu | FALSE | L | Annual | Standard SO2 | lb/MMBtu | 0.15 | 0.0006 | 0.0006 | 0.0006 | 0.0006 | 0.0006 | 0.0006 | 0.0006
BART SO2 Annual-Cholla 3 -v5.13 | 158 | 7210 | Rate Constraint in lbs/MMBtu | FALSE | L | Annual | Emissions at Affected Plants SO2 | Thousand Tons | 1.154 | 0 | 0 | 0 | 0 | 0 | 0 | 0
BART SO2 Annual-Cholla 3 -v5.13 | 158 | 7210 | Rate Constraint in lbs/MMBtu | FALSE | L | Annual | Allowances Purchased SO2 | Thousand Tons | 0 | 0 | 0 | 0 | 0 | 0 | 0 | 0
BART SO2 Annual-Cholla 3 -v5.13 | 158 | 7210 | Rate Constraint in lbs/MMBtu | FALSE | L | Annual | Allowances Sold SO2 | Thousand Tons | 0 | 0 | 0 | 0 | 0 | 0 | 0 | 0
BART SO2 Annual-Cholla 3 -v5.13 | 158 | 7210 | Rate Constraint in lbs/MMBtu | FALSE | L | Annual | Allowances Banked | Thousand Tons | 0 | 0 | 0 | 0 | 0 | 0 | 0 | 0
BART SO2 Annual-Cholla 3 -v5.13 | 158 | 7210 | Rate Constraint in lbs/MMBtu | FALSE | L | Annual | Allowances Withdrawn (1:1) | Thousand Tons | 0 | 0 | 0 | 0 | 0 | 0 | 0 | 0
BART SO2 Annual-Cholla 3 -v5.13 | 158 | 7210 | Rate Constraint in lbs/MMBtu | FALSE | L | Annual | Allowances Withdrawn (n:1) | Thousand Tons | 0 | 0 | 0 | 0 | 0 | 0 | 0 | 0
BART SO2 Annual-Cholla 3 -v5.13 | 158 | 7210 | Rate Constraint in lbs/MMBtu | FALSE | L | Annual | Net Emissions Allowance Position | Thousand Tons | 1.154 | 0 | 0 | 0 | 0 | 0 | 0 | 0
BART SO2 Annual-Cholla 3 -v5.13 | 158 | 7210 | Rate Constraint in lbs/MMBtu | FALSE | L | Annual | Fuel Consumed | TBtu | 20.2353 | 0 | 0 | 0 | 0 | 0 | 0 | 0
BART SO2 Annual-Cholla 3 -v5.13 | 158 | 7210 | Rate Constraint in lbs/MMBtu | FALSE | L | Annual | Rate | lb/MMBtu | 0.11406 | 0 | 0 | 0 | 0 | 0 | 0 | 0
BART SO2 Annual-Cholla 3 -v5.13 | 158 | 7210 | Rate Constraint in lbs/MMBtu | FALSE | L | Annual | Generation | TWh | 1.8351 | 0 | 0 | 0 | 0 | 0 | 0 | 0
BART SO2 Annual-Cholla 3 -v5.13 | 158 | 7210 | Rate Constraint in lbs/MMBtu | FALSE | L | Annual | Qualifying Generation | TWh | 1.8351 | 0 | 0 | 0 | 0 | 0 | 0 | 0
BART SO2 Annual-Cholla 3 -v5.13 | 158 | 7210 | Rate Constraint in lbs/MMBtu | FALSE | L | Annual | Rate | lb/MWh | 1.2577 | 0 | 0 | 0 | 0 | 0 | 0 | 0
BART SO2 Annual-Cholla 3 -v5.13 | 158 | 7210 | Rate Constraint in lbs/MMBtu | FALSE | L | Annual | Constraint Shadow Price | US2019$/Ton | 0 | 93056.6203 | 98679.2955 | 854406.7909 | 60260.8143 | 70966.9268 | 48681.8874 | 39122.2065
BART SO2 Annual-Cholla 4 -v5.13 | 159 | 7211 | Rate Constraint in lbs/MMBtu | FALSE | L | Annual | Seasons Included | Seasons | Winter, WintShld, Summer | Winter, WintShld, Summer | Winter, WintShld, Summer | Winter, WintShld, Summer | Winter, WintShld, Summer | Winter, WintShld, Summer | Winter, WintShld, Summer | Winter, WintShld, Summer
BART SO2 Annual-Cholla 4 -v5.13 | 159 | 7211 | Rate Constraint in lbs/MMBtu | FALSE | L | Annual | Standard SO2 | lb/MMBtu | 0.15 | 0.0006 | 0.0006 | 0.0006 | 0.0006 | 0.0006 | 0.0006 | 0.0006
BART SO2 Annual-Cholla 4 -v5.13 | 159 | 7211 | Rate Constraint in lbs/MMBtu | FALSE | L | Annual | Emissions at Affected Plants SO2 | Thousand Tons | 0 | 0 | 0 | 0 | 0 | 0 | 0 | 0
BART SO2 Annual-Cholla 4 -v5.13 | 159 | 7211 | Rate Constraint in lbs/MMBtu | FALSE | L | Annual | Allowances Purchased SO2 | Thousand Tons | 0 | 0 | 0 | 0 | 0 | 0 | 0 | 0
BART SO2 Annual-Cholla 4 -v5.13 | 159 | 7211 | Rate Constraint in lbs/MMBtu | FALSE | L | Annual | Allowances Sold SO2 | Thousand Tons | 0 | 0 | 0 | 0 | 0 | 0 | 0 | 0
BART SO2 Annual-Cholla 4 -v5.13 | 159 | 7211 | Rate Constraint in lbs/MMBtu | FALSE | L | Annual | Allowances Banked | Thousand Tons | 0 | 0 | 0 | 0 | 0 | 0 | 0 | 0
BART SO2 Annual-Cholla 4 -v5.13 | 159 | 7211 | Rate Constraint in lbs/MMBtu | FALSE | L | Annual | Allowances Withdrawn (1:1) | Thousand Tons | 0 | 0 | 0 | 0 | 0 | 0 | 0 | 0
BART SO2 Annual-Cholla 4 -v5.13 | 159 | 7211 | Rate Constraint in lbs/MMBtu | FALSE | L | Annual | Allowances Withdrawn (n:1) | Thousand Tons | 0 | 0 | 0 | 0 | 0 | 0 | 0 | 0
BART SO2 Annual-Cholla 4 -v5.13 | 159 | 7211 | Rate Constraint in lbs/MMBtu | FALSE | L | Annual | Net Emissions Allowance Position | Thousand Tons | 0 | 0 | 0 | 0 | 0 | 0 | 0 | 0
BART SO2 Annual-Cholla 4 -v5.13 | 159 | 7211 | Rate Constraint in lbs/MMBtu | FALSE | L | Annual | Fuel Consumed | TBtu | 0 | 0 | 0 | 0 | 0 | 0 | 0 | 0
BART SO2 Annual-Cholla 4 -v5.13 | 159 | 7211 | Rate Constraint in lbs/MMBtu | FALSE | L | Annual | Rate | lb/MMBtu | 0 | 0 | 0 | 0 | 0 | 0 | 0 | 0
BART SO2 Annual-Cholla 4 -v5.13 | 159 | 7211 | Rate Constraint in lbs/MMBtu | FALSE | L | Annual | Generation | TWh | 0 | 0 | 0 | 0 | 0 | 0 | 0 | 0
BART SO2 Annual-Cholla 4 -v5.13 | 159 | 7211 | Rate Constraint in lbs/MMBtu | FALSE | L | Annual | Qualifying Generation | TWh | 0 | 0 | 0 | 0 | 0 | 0 | 0 | 0
BART SO2 Annual-Cholla 4 -v5.13 | 159 | 7211 | Rate Constraint in lbs/MMBtu | FALSE | L | Annual | Rate | lb/MWh | 0 | 0 | 0 | 0 | 0 | 0 | 0 | 0
BART SO2 Annual-Cholla 4 -v5.13 | 159 | 7211 | Rate Constraint in lbs/MMBtu | FALSE | L | Annual | Constraint Shadow Price | US2019$/Ton | 0 | 0 | 0 | 0 | 0 | 0 | 0 | 0
BART SO2 Annual-Coronado U1B -v5.13 | 160 | 7214 | Rate Constraint in lbs/MMBtu | FALSE | L | Annual | Seasons Included | Seasons | Winter, WintShld, Summer | Winter, WintShld, Summer | Winter, WintShld, Summer | Winter, WintShld, Summer | Winter, WintShld, Summer | Winter, WintShld, Summer | Winter, WintShld, Summer | Winter, WintShld, Summer
BART SO2 Annual-Coronado U1B -v5.13 | 160 | 7214 | Rate Constraint in lbs/MMBtu | FALSE | L | Annual | Standard SO2 | lb/MMBtu | 0.06 | 0.06 | 0.06 | 0.06 | 0.06 | 0.06 | 0.06 | 0.06
BART SO2 Annual-Coronado U1B -v5.13 | 160 | 7214 | Rate Constraint in lbs/MMBtu | FALSE | L | Annual | Emissions at Affected Plants SO2 | Thousand Tons | 0.26477 | 0.082612 | 0.0038015 | 0.0031705 | 0 | 0 | 0 | 0
BART SO2 Annual-Coronado U1B -v5.13 | 160 | 7214 | Rate Constraint in lbs/MMBtu | FALSE | L | Annual | Allowances Purchased SO2 | Thousand Tons | 0 | 0 | 0 | 0 | 0 | 0 | 0 | 0
BART SO2 Annual-Coronado U1B -v5.13 | 160 | 7214 | Rate Constraint in lbs/MMBtu | FALSE | L | Annual | Allowances Sold SO2 | Thousand Tons | 0 | 0 | 0 | 0 | 0 | 0 | 0 | 0
BART SO2 Annual-Coronado U1B -v5.13 | 160 | 7214 | Rate Constraint in lbs/MMBtu | FALSE | L | Annual | Allowances Banked | Thousand Tons | 0 | 0 | 0 | 0 | 0 | 0 | 0 | 0
BART SO2 Annual-Coronado U1B -v5.13 | 160 | 7214 | Rate Constraint in lbs/MMBtu | FALSE | L | Annual | Allowances Withdrawn (1:1) | Thousand Tons | 0 | 0 | 0 | 0 | 0 | 0 | 0 | 0
BART SO2 Annual-Coronado U1B -v5.13 | 160 | 7214 | Rate Constraint in lbs/MMBtu | FALSE | L | Annual | Allowances Withdrawn (n:1) | Thousand Tons | 0 | 0 | 0 | 0 | 0 | 0 | 0 | 0
BART SO2 Annual-Coronado U1B -v5.13 | 160 | 7214 | Rate Constraint in lbs/MMBtu | FALSE | L | Annual | Net Emissions Allowance Position | Thousand Tons | 0.26477 | 0.082612 | 0.0038015 | 0.0031705 | 0 | 0 | 0 | 0
BART SO2 Annual-Coronado U1B -v5.13 | 160 | 7214 | Rate Constraint in lbs/MMBtu | FALSE | L | Annual | Fuel Consumed | TBtu | 27.8565 | 8.6917 | 0.39995 | 0.33356 | 0 | 0 | 0 | 0
BART SO2 Annual-Coronado U1B -v5.13 | 160 | 7214 | Rate Constraint in lbs/MMBtu | FALSE | L | Annual | Rate | lb/MMBtu | 0.01901 | 0.01901 | 0.01901 | 0.01901 | 0 | 0 | 0 | 0
BART SO2 Annual-Coronado U1B -v5.13 | 160 | 7214 | Rate Constraint in lbs/MMBtu | FALSE | L | Annual | Generation | TWh | 2.6238 | 0.81866 | 0.037671 | 0.031418 | 0 | 0 | 0 | 0
BART SO2 Annual-Coronado U1B -v5.13 | 160 | 7214 | Rate Constraint in lbs/MMBtu | FALSE | L | Annual | Qualifying Generation | TWh | 2.6238 | 0.81866 | 0.037671 | 0.031418 | 0 | 0 | 0 | 0
BART SO2 Annual-Coronado U1B -v5.13 | 160 | 7214 | Rate Constraint in lbs/MMBtu | FALSE | L | Annual | Rate | lb/MWh | 0.20182 | 0.20182 | 0.20182 | 0.20182 | 0 | 0 | 0 | 0
BART SO2 Annual-Coronado U1B -v5.13 | 160 | 7214 | Rate Constraint in lbs/MMBtu | FALSE | L | Annual | Constraint Shadow Price | US2019$/Ton | 0 | 0 | 0 | 0 | 0 | 0 | 0 | 0
BART SO2 Annual-Coronado U2B -v5.13 | 161 | 7215 | Rate Constraint in lbs/MMBtu | FALSE | L | Annual | Seasons Included | Seasons | Winter, WintShld, Summer | Winter, WintShld, Summer | Winter, WintShld, Summer | Winter, WintShld, Summer | Winter, WintShld, Summer | Winter, WintShld, Summer | Winter, WintShld, Summer | Winter, WintShld, Summer
BART SO2 Annual-Coronado U2B -v5.13 | 161 | 7215 | Rate Constraint in lbs/MMBtu | FALSE | L | Annual | Standard SO2 | lb/MMBtu | 0.06 | 0.06 | 0.06 | 0.06 | 0.06 | 0.06 | 0.06 | 0.06
BART SO2 Annual-Coronado U2B -v5.13 | 161 | 7215 | Rate Constraint in lbs/MMBtu | FALSE | L | Annual | Emissions at Affected Plants SO2 | Thousand Tons | 0.26802 | 0 | 0 | 0 | 0 | 0 | 0 | 0
BART SO2 Annual-Coronado U2B -v5.13 | 161 | 7215 | Rate Constraint in lbs/MMBtu | FALSE | L | Annual | Allowances Purchased SO2 | Thousand Tons | 0 | 0 | 0 | 0 | 0 | 0 | 0 | 0
BART SO2 Annual-Coronado U2B -v5.13 | 161 | 7215 | Rate Constraint in lbs/MMBtu | FALSE | L | Annual | Allowances Sold SO2 | Thousand Tons | 0 | 0 | 0 | 0 | 0 | 0 | 0 | 0
BART SO2 Annual-Coronado U2B -v5.13 | 161 | 7215 | Rate Constraint in lbs/MMBtu | FALSE | L | Annual | Allowances Banked | Thousand Tons | 0 | 0 | 0 | 0 | 0 | 0 | 0 | 0
BART SO2 Annual-Coronado U2B -v5.13 | 161 | 7215 | Rate Constraint in lbs/MMBtu | FALSE | L | Annual | Allowances Withdrawn (1:1) | Thousand Tons | 0 | 0 | 0 | 0 | 0 | 0 | 0 | 0
BART SO2 Annual-Coronado U2B -v5.13 | 161 | 7215 | Rate Constraint in lbs/MMBtu | FALSE | L | Annual | Allowances Withdrawn (n:1) | Thousand Tons | 0 | 0 | 0 | 0 | 0 | 0 | 0 | 0
BART SO2 Annual-Coronado U2B -v5.13 | 161 | 7215 | Rate Constraint in lbs/MMBtu | FALSE | L | Annual | Net Emissions Allowance Position | Thousand Tons | 0.26802 | 0 | 0 | 0 | 0 | 0 | 0 | 0
BART SO2 Annual-Coronado U2B -v5.13 | 161 | 7215 | Rate Constraint in lbs/MMBtu | FALSE | L | Annual | Fuel Consumed | TBtu | 28.1983 | 0 | 0 | 0 | 0 | 0 | 0 | 0
BART SO2 Annual-Coronado U2B -v5.13 | 161 | 7215 | Rate Constraint in lbs/MMBtu | FALSE | L | Annual | Rate | lb/MMBtu | 0.01901 | 0 | 0 | 0 | 0 | 0 | 0 | 0
BART SO2 Annual-Coronado U2B -v5.13 | 161 | 7215 | Rate Constraint in lbs/MMBtu | FALSE | L | Annual | Generation | TWh | 2.6376 | 0 | 0 | 0 | 0 | 0 | 0 | 0
BART SO2 Annual-Coronado U2B -v5.13 | 161 | 7215 | Rate Constraint in lbs/MMBtu | FALSE | L | Annual | Qualifying Generation | TWh | 2.6376 | 0 | 0 | 0 | 0 | 0 | 0 | 0
BART SO2 Annual-Coronado U2B -v5.13 | 161 | 7215 | Rate Constraint in lbs/MMBtu | FALSE | L | Annual | Rate | lb/MWh | 0.20323 | 0 | 0 | 0 | 0 | 0 | 0 | 0
BART SO2 Annual-Coronado U2B -v5.13 | 161 | 7215 | Rate Constraint in lbs/MMBtu | FALSE | L | Annual | Constraint Shadow Price | US2019$/Ton | 0 | 0 | 0 | 0 | 0 | 0 | 0 | 0
BART SO2 Annual-Craig C1 -v5.14 | 162 | 7200 | Rate Constraint in lbs/MMBtu | FALSE | L | Annual | Seasons Included | Seasons | Winter, WintShld, Summer | Winter, WintShld, Summer | Winter, WintShld, Summer | Winter, WintShld, Summer | Winter, WintShld, Summer | Winter, WintShld, Summer | Winter, WintShld, Summer | Winter, WintShld, Summer
BART SO2 Annual-Craig C1 -v5.14 | 162 | 7200 | Rate Constraint in lbs/MMBtu | FALSE | L | Annual | Standard SO2 | lb/MMBtu | 0.11 | 0.11 | 0.11 | 0.11 | 0.11 | 0.11 | 0.11 | 0.11
BART SO2 Annual-Craig C1 -v5.14 | 162 | 7200 | Rate Constraint in lbs/MMBtu | FALSE | L | Annual | Emissions at Affected Plants SO2 | Thousand Tons | 0.0098466 | 0.0099357 | 0.0072458 | 0.0099357 | 0.0099357 | 0.0099357 | 0.0099357 | 0.0082723
BART SO2 Annual-Craig C1 -v5.14 | 162 | 7200 | Rate Constraint in lbs/MMBtu | FALSE | L | Annual | Allowances Purchased SO2 | Thousand Tons | 0 | 0 | 0 | 0 | 0 | 0 | 0 | 0
BART SO2 Annual-Craig C1 -v5.14 | 162 | 7200 | Rate Constraint in lbs/MMBtu | FALSE | L | Annual | Allowances Sold SO2 | Thousand Tons | 0 | 0 | 0 | 0 | 0 | 0 | 0 | 0
BART SO2 Annual-Craig C1 -v5.14 | 162 | 7200 | Rate Constraint in lbs/MMBtu | FALSE | L | Annual | Allowances Banked | Thousand Tons | 0 | 0 | 0 | 0 | 0 | 0 | 0 | 0
BART SO2 Annual-Craig C1 -v5.14 | 162 | 7200 | Rate Constraint in lbs/MMBtu | FALSE | L | Annual | Allowances Withdrawn (1:1) | Thousand Tons | 0 | 0 | 0 | 0 | 0 | 0 | 0 | 0
BART SO2 Annual-Craig C1 -v5.14 | 162 | 7200 | Rate Constraint in lbs/MMBtu | FALSE | L | Annual | Allowances Withdrawn (n:1) | Thousand Tons | 0 | 0 | 0 | 0 | 0 | 0 | 0 | 0
BART SO2 Annual-Craig C1 -v5.14 | 162 | 7200 | Rate Constraint in lbs/MMBtu | FALSE | L | Annual | Net Emissions Allowance Position | Thousand Tons | 0.0098466 | 0.0099357 | 0.0072458 | 0.0099357 | 0.0099357 | 0.0099357 | 0.0099357 | 0.0082723
BART SO2 Annual-Craig C1 -v5.14 | 162 | 7200 | Rate Constraint in lbs/MMBtu | FALSE | L | Annual | Fuel Consumed | TBtu | 0.42439 | 0.42439 | 0.42439 | 0.42439 | 0.42439 | 0.42439 | 0.42439 | 0.35334
BART SO2 Annual-Craig C1 -v5.14 | 162 | 7200 | Rate Constraint in lbs/MMBtu | FALSE | L | Annual | Rate | lb/MMBtu | 0.046403 | 0.046823 | 0.034147 | 0.046823 | 0.046823 | 0.046823 | 0.046823 | 0.046823
BART SO2 Annual-Craig C1 -v5.14 | 162 | 7200 | Rate Constraint in lbs/MMBtu | FALSE | L | Annual | Generation | TWh | 0.041591 | 0.041591 | 0.041591 | 0.026262 | 0.026262 | 0.026262 | 0.026262 | 0.021865
BART SO2 Annual-Craig C1 -v5.14 | 162 | 7200 | Rate Constraint in lbs/MMBtu | FALSE | L | Annual | Qualifying Generation | TWh | 0.041591 | 0.041591 | 0.041591 | 0.026262 | 0.026262 | 0.026262 | 0.026262 | 0.021865
BART SO2 Annual-Craig C1 -v5.14 | 162 | 7200 | Rate Constraint in lbs/MMBtu | FALSE | L | Annual | Rate | lb/MWh | 0.4735 | 0.47779 | 0.34843 | 0.75666 | 0.75666 | 0.75666 | 0.75666 | 0.75666
BART SO2 Annual-Craig C1 -v5.14 | 162 | 7200 | Rate Constraint in lbs/MMBtu | FALSE | L | Annual | Constraint Shadow Price | US2019$/Ton | 0 | 0 | 0 | 0 | 0 | 0 | 0 | 0
BART SO2 Annual-Craig C2 -v5.14 | 163 | 7201 | Rate Constraint in lbs/MMBtu | FALSE | L | Annual | Seasons Included | Seasons | Winter, WintShld, Summer | Winter, WintShld, Summer | Winter, WintShld, Summer | Winter, WintShld, Summer | Winter, WintShld, Summer | Winter, WintShld, Summer | Winter, WintShld, Summer | Winter, WintShld, Summer
BART SO2 Annual-Craig C2 -v5.14 | 163 | 7201 | Rate Constraint in lbs/MMBtu | FALSE | L | Annual | Standard SO2 | lb/MMBtu | 0.11 | 0.11 | 0.11 | 0.11 | 0.11 | 0.11 | 0.11 | 0.11
BART SO2 Annual-Craig C2 -v5.14 | 163 | 7201 | Rate Constraint in lbs/MMBtu | FALSE | L | Annual | Emissions at Affected Plants SO2 | Thousand Tons | 0.67522 | 0.67916 | 0.010933 | 0.016618 | 0.016618 | 0.016618 | 0.014492 | 0.011294
BART SO2 Annual-Craig C2 -v5.14 | 163 | 7201 | Rate Constraint in lbs/MMBtu | FALSE | L | Annual | Allowances Purchased SO2 | Thousand Tons | 0 | 0 | 0 | 0 | 0 | 0 | 0 | 0
BART SO2 Annual-Craig C2 -v5.14 | 163 | 7201 | Rate Constraint in lbs/MMBtu | FALSE | L | Annual | Allowances Sold SO2 | Thousand Tons | 0 | 0 | 0 | 0 | 0 | 0 | 0 | 0
BART SO2 Annual-Craig C2 -v5.14 | 163 | 7201 | Rate Constraint in lbs/MMBtu | FALSE | L | Annual | Allowances Banked | Thousand Tons | 0 | 0 | 0 | 0 | 0 | 0 | 0 | 0
BART SO2 Annual-Craig C2 -v5.14 | 163 | 7201 | Rate Constraint in lbs/MMBtu | FALSE | L | Annual | Allowances Withdrawn (1:1) | Thousand Tons | 0 | 0 | 0 | 0 | 0 | 0 | 0 | 0
BART SO2 Annual-Craig C2 -v5.14 | 163 | 7201 | Rate Constraint in lbs/MMBtu | FALSE | L | Annual | Allowances Withdrawn (n:1) | Thousand Tons | 0 | 0 | 0 | 0 | 0 | 0 | 0 | 0
BART SO2 Annual-Craig C2 -v5.14 | 163 | 7201 | Rate Constraint in lbs/MMBtu | FALSE | L | Annual | Net Emissions Allowance Position | Thousand Tons | 0.67522 | 0.67916 | 0.010933 | 0.016618 | 0.016618 | 0.016618 | 0.014492 | 0.011294
BART SO2 Annual-Craig C2 -v5.14 | 163 | 7201 | Rate Constraint in lbs/MMBtu | FALSE | L | Annual | Fuel Consumed | TBtu | 29.1024 | 29.1024 | 0.70982 | 0.70982 | 0.70982 | 0.70982 | 0.619 | 0.48241
BART SO2 Annual-Craig C2 -v5.14 | 163 | 7201 | Rate Constraint in lbs/MMBtu | FALSE | L | Annual | Rate | lb/MMBtu | 0.046403 | 0.046673 | 0.030804 | 0.046823 | 0.046823 | 0.046823 | 0.046823 | 0.046823
BART SO2 Annual-Craig C2 -v5.14 | 163 | 7201 | Rate Constraint in lbs/MMBtu | FALSE | L | Annual | Generation | TWh | 2.842 | 2.842 | 0.069318 | 0.042613 | 0.042613 | 0.042613 | 0.037161 | 0.028961
BART SO2 Annual-Craig C2 -v5.14 | 163 | 7201 | Rate Constraint in lbs/MMBtu | FALSE | L | Annual | Qualifying Generation | TWh | 2.842 | 2.842 | 0.069318 | 0.042613 | 0.042613 | 0.042613 | 0.037161 | 0.028961
BART SO2 Annual-Craig C2 -v5.14 | 163 | 7201 | Rate Constraint in lbs/MMBtu | FALSE | L | Annual | Rate | lb/MWh | 0.47517 | 0.47794 | 0.31544 | 0.77995 | 0.77995 | 0.77995 | 0.77995 | 0.77995
BART SO2 Annual-Craig C2 -v5.14 | 163 | 7201 | Rate Constraint in lbs/MMBtu | FALSE | L | Annual | Constraint Shadow Price | US2019$/Ton | 0 | 0 | 0 | 0 | 0 | 0 | 0 | 0
BART SO2 Annual-Jeffrey Energy Center 1 -v5.13 | 164 | 7216 | Rate Constraint in lbs/MMBtu | FALSE | L | Annual | Seasons Included | Seasons | Winter, WintShld, Summer | Winter, WintShld, Summer | Winter, WintShld, Summer | Winter, WintShld, Summer | Winter, WintShld, Summer | Winter, WintShld, Summer | Winter, WintShld, Summer | Winter, WintShld, Summer
BART SO2 Annual-Jeffrey Energy Center 1 -v5.13 | 164 | 7216 | Rate Constraint in lbs/MMBtu | FALSE | L | Annual | Standard SO2 | lb/MMBtu | 0.15 | 0.15 | 0.15 | 0.15 | 0.15 | 0.15 | 0.15 | 0.15
BART SO2 Annual-Jeffrey Energy Center 1 -v5.13 | 164 | 7216 | Rate Constraint in lbs/MMBtu | FALSE | L | Annual | Emissions at Affected Plants SO2 | Thousand Tons | 0.61432 | 0.56943 | 0.31848 | 0.29021 | 0.08342 | 0 | 0 | 0
BART SO2 Annual-Jeffrey Energy Center 1 -v5.13 | 164 | 7216 | Rate Constraint in lbs/MMBtu | FALSE | L | Annual | Allowances Purchased SO2 | Thousand Tons | 0 | 0 | 0 | 0 | 0 | 0 | 0 | 0
BART SO2 Annual-Jeffrey Energy Center 1 -v5.13 | 164 | 7216 | Rate Constraint in lbs/MMBtu | FALSE | L | Annual | Allowances Sold SO2 | Thousand Tons | 0 | 0 | 0 | 0 | 0 | 0 | 0 | 0
BART SO2 Annual-Jeffrey Energy Center 1 -v5.13 | 164 | 7216 | Rate Constraint in lbs/MMBtu | FALSE | L | Annual | Allowances Banked | Thousand Tons | 0 | 0 | 0 | 0 | 0 | 0 | 0 | 0
BART SO2 Annual-Jeffrey Energy Center 1 -v5.13 | 164 | 7216 | Rate Constraint in lbs/MMBtu | FALSE | L | Annual | Allowances Withdrawn (1:1) | Thousand Tons | 0 | 0 | 0 | 0 | 0 | 0 | 0 | 0
BART SO2 Annual-Jeffrey Energy Center 1 -v5.13 | 164 | 7216 | Rate Constraint in lbs/MMBtu | FALSE | L | Annual | Allowances Withdrawn (n:1) | Thousand Tons | 0 | 0 | 0 | 0 | 0 | 0 | 0 | 0
BART SO2 Annual-Jeffrey Energy Center 1 -v5.13 | 164 | 7216 | Rate Constraint in lbs/MMBtu | FALSE | L | Annual | Net Emissions Allowance Position | Thousand Tons | 0.61432 | 0.56943 | 0.31848 | 0.29021 | 0.08342 | 0 | 0 | 0
BART SO2 Annual-Jeffrey Energy Center 1 -v5.13 | 164 | 7216 | Rate Constraint in lbs/MMBtu | FALSE | L | Annual | Fuel Consumed | TBtu | 51.6128 | 47.8416 | 26.7578 | 24.3827 | 7.0086 | 0 | 0 | 0
BART SO2 Annual-Jeffrey Energy Center 1 -v5.13 | 164 | 7216 | Rate Constraint in lbs/MMBtu | FALSE | L | Annual | Rate | lb/MMBtu | 0.023805 | 0.023805 | 0.023805 | 0.023805 | 0.023805 | 0 | 0 | 0
BART SO2 Annual-Jeffrey Energy Center 1 -v5.13 | 164 | 7216 | Rate Constraint in lbs/MMBtu | FALSE | L | Annual | Generation | TWh | 4.6963 | 4.3532 | 2.4347 | 2.2186 | 0.63773 | 0 | 0 | 0
BART SO2 Annual-Jeffrey Energy Center 1 -v5.13 | 164 | 7216 | Rate Constraint in lbs/MMBtu | FALSE | L | Annual | Qualifying Generation | TWh | 4.6963 | 4.3532 | 2.4347 | 2.2186 | 0.63773 | 0 | 0 | 0
BART SO2 Annual-Jeffrey Energy Center 1 -v5.13 | 164 | 7216 | Rate Constraint in lbs/MMBtu | FALSE | L | Annual | Rate | lb/MWh | 0.26162 | 0.26162 | 0.26162 | 0.26162 | 0.26162 | 0 | 0 | 0
BART SO2 Annual-Jeffrey Energy Center 1 -v5.13 | 164 | 7216 | Rate Constraint in lbs/MMBtu | FALSE | L | Annual | Constraint Shadow Price | US2019$/Ton | 0 | 0 | 0 | 0 | 0 | 0 | 0 | 0
BART SO2 Annual-Jeffrey Energy Center 2 -v5.13 | 165 | 7217 | Rate Constraint in lbs/MMBtu | FALSE | L | Annual | Seasons Included | Seasons | Winter, WintShld, Summer | Winter, WintShld, Summer | Winter, WintShld, Summer | Winter, WintShld, Summer | Winter, WintShld, Summer | Winter, WintShld, Summer | Winter, WintShld, Summer | Winter, WintShld, Summer
BART SO2 Annual-Jeffrey Energy Center 2 -v5.13 | 165 | 7217 | Rate Constraint in lbs/MMBtu | FALSE | L | Annual | Standard SO2 | lb/MMBtu | 0.15 | 0.15 | 0.15 | 0.15 | 0.15 | 0.15 | 0.15 | 0.15
BART SO2 Annual-Jeffrey Energy Center 2 -v5.13 | 165 | 7217 | Rate Constraint in lbs/MMBtu | FALSE | L | Annual | Emissions at Affected Plants SO2 | Thousand Tons | 0.3273 | 0.3273 | 0.31218 | 0.28176 | 0.084953 | 0 | 0 | 0
BART SO2 Annual-Jeffrey Energy Center 2 -v5.13 | 165 | 7217 | Rate Constraint in lbs/MMBtu | FALSE | L | Annual | Allowances Purchased SO2 | Thousand Tons | 0 | 0 | 0 | 0 | 0 | 0 | 0 | 0
BART SO2 Annual-Jeffrey Energy Center 2 -v5.13 | 165 | 7217 | Rate Constraint in lbs/MMBtu | FALSE | L | Annual | Allowances Sold SO2 | Thousand Tons | 0 | 0 | 0 | 0 | 0 | 0 | 0 | 0
BART SO2 Annual-Jeffrey Energy Center 2 -v5.13 | 165 | 7217 | Rate Constraint in lbs/MMBtu | FALSE | L | Annual | Allowances Banked | Thousand Tons | 0 | 0 | 0 | 0 | 0 | 0 | 0 | 0
BART SO2 Annual-Jeffrey Energy Center 2 -v5.13 | 165 | 7217 | Rate Constraint in lbs/MMBtu | FALSE | L | Annual | Allowances Withdrawn (1:1) | Thousand Tons | 0 | 0 | 0 | 0 | 0 | 0 | 0 | 0
BART SO2 Annual-Jeffrey Energy Center 2 -v5.13 | 165 | 7217 | Rate Constraint in lbs/MMBtu | FALSE | L | Annual | Allowances Withdrawn (n:1) | Thousand Tons | 0 | 0 | 0 | 0 | 0 | 0 | 0 | 0
BART SO2 Annual-Jeffrey Energy Center 2 -v5.13 | 165 | 7217 | Rate Constraint in lbs/MMBtu | FALSE | L | Annual | Net Emissions Allowance Position | Thousand Tons | 0.3273 | 0.3273 | 0.31218 | 0.28176 | 0.084953 | 0 | 0 | 0
BART SO2 Annual-Jeffrey Energy Center 2 -v5.13 | 165 | 7217 | Rate Constraint in lbs/MMBtu | FALSE | L | Annual | Fuel Consumed | TBtu | 32.3671 | 32.3671 | 30.8719 | 27.8635 | 8.4011 | 0 | 0 | 0
BART SO2 Annual-Jeffrey Energy Center 2 -v5.13 | 165 | 7217 | Rate Constraint in lbs/MMBtu | FALSE | L | Annual | Rate | lb/MMBtu | 0.020224 | 0.020224 | 0.020224 | 0.020224 | 0.020224 | 0 | 0 | 0
BART SO2 Annual-Jeffrey Energy Center 2 -v5.13 | 165 | 7217 | Rate Constraint in lbs/MMBtu | FALSE | L | Annual | Generation | TWh | 2.9026 | 2.9026 | 2.7685 | 2.4987 | 0.75339 | 0 | 0 | 0
BART SO2 Annual-Jeffrey Energy Center 2 -v5.13 | 165 | 7217 | Rate Constraint in lbs/MMBtu | FALSE | L | Annual | Qualifying Generation | TWh | 2.9026 | 2.9026 | 2.7685 | 2.4987 | 0.75339 | 0 | 0 | 0
BART SO2 Annual-Jeffrey Energy Center 2 -v5.13 | 165 | 7217 | Rate Constraint in lbs/MMBtu | FALSE | L | Annual | Rate | lb/MWh | 0.22552 | 0.22552 | 0.22552 | 0.22552 | 0.22552 | 0 | 0 | 0
BART SO2 Annual-Jeffrey Energy Center 2 -v5.13 | 165 | 7217 | Rate Constraint in lbs/MMBtu | FALSE | L | Annual | Constraint Shadow Price | US2019$/Ton | 0 | 0 | 0 | 0 | 0 | 0 | 0 | 0
BART SO2 Annual-La Cygne 1 -v5.13 | 166 | 7218 | Rate Constraint in lbs/MMBtu | FALSE | L | Annual | Seasons Included | Seasons | Winter, WintShld, Summer | Winter, WintShld, Summer | Winter, WintShld, Summer | Winter, WintShld, Summer | Winter, WintShld, Summer | Winter, WintShld, Summer | Winter, WintShld, Summer | Winter, WintShld, Summer
BART SO2 Annual-La Cygne 1 -v5.13 | 166 | 7218 | Rate Constraint in lbs/MMBtu | FALSE | L | Annual | Standard SO2 | lb/MMBtu | 0.15 | 0.15 | 0.15 | 0.15 | 0.15 | 0.15 | 0.15 | 0.15
BART SO2 Annual-La Cygne 1 -v5.13 | 166 | 7218 | Rate Constraint in lbs/MMBtu | FALSE | L | Annual | Emissions at Affected Plants SO2 | Thousand Tons | 0.62957 | 0 | 0 | 0 | 0 | 0 | 0 | 0
BART SO2 Annual-La Cygne 1 -v5.13 | 166 | 7218 | Rate Constraint in lbs/MMBtu | FALSE | L | Annual | Allowances Purchased SO2 | Thousand Tons | 0 | 0 | 0 | 0 | 0 | 0 | 0 | 0
BART SO2 Annual-La Cygne 1 -v5.13 | 166 | 7218 | Rate Constraint in lbs/MMBtu | FALSE | L | Annual | Allowances Sold SO2 | Thousand Tons | 0 | 0 | 0 | 0 | 0 | 0 | 0 | 0
BART SO2 Annual-La Cygne 1 -v5.13 | 166 | 7218 | Rate Constraint in lbs/MMBtu | FALSE | L | Annual | Allowances Banked | Thousand Tons | 0 | 0 | 0 | 0 | 0 | 0 | 0 | 0
BART SO2 Annual-La Cygne 1 -v5.13 | 166 | 7218 | Rate Constraint in lbs/MMBtu | FALSE | L | Annual | Allowances Withdrawn (1:1) | Thousand Tons | 0 | 0 | 0 | 0 | 0 | 0 | 0 | 0
BART SO2 Annual-La Cygne 1 -v5.13 | 166 | 7218 | Rate Constraint in lbs/MMBtu | FALSE | L | Annual | Allowances Withdrawn (n:1) | Thousand Tons | 0 | 0 | 0 | 0 | 0 | 0 | 0 | 0
BART SO2 Annual-La Cygne 1 -v5.13 | 166 | 7218 | Rate Constraint in lbs/MMBtu | FALSE | L | Annual | Net Emissions Allowance Position | Thousand Tons | 0.62957 | 0 | 0 | 0 | 0 | 0 | 0 | 0
BART SO2 Annual-La Cygne 1 -v5.13 | 166 | 7218 | Rate Constraint in lbs/MMBtu | FALSE | L | Annual | Fuel Consumed | TBtu | 53.9304 | 0 | 0 | 0 | 0 | 0 | 0 | 0
BART SO2 Annual-La Cygne 1 -v5.13 | 166 | 7218 | Rate Constraint in lbs/MMBtu | FALSE | L | Annual | Rate | lb/MMBtu | 0.023348 | 0 | 0 | 0 | 0 | 0 | 0 | 0
BART SO2 Annual-La Cygne 1 -v5.13 | 166 | 7218 | Rate Constraint in lbs/MMBtu | FALSE | L | Annual | Generation | TWh | 5.0713 | 0 | 0 | 0 | 0 | 0 | 0 | 0
BART SO2 Annual-La Cygne 1 -v5.13 | 166 | 7218 | Rate Constraint in lbs/MMBtu | FALSE | L | Annual | Qualifying Generation | TWh | 5.0713 | 0 | 0 | 0 | 0 | 0 | 0 | 0
BART SO2 Annual-La Cygne 1 -v5.13 | 166 | 7218 | Rate Constraint in lbs/MMBtu | FALSE | L | Annual | Rate | lb/MWh | 0.24829 | 0 | 0 | 0 | 0 | 0 | 0 | 0
BART SO2 Annual-La Cygne 1 -v5.13 | 166 | 7218 | Rate Constraint in lbs/MMBtu | FALSE | L | Annual | Constraint Shadow Price | US2019$/Ton | 0 | 0 | 0 | 0 | 0 | 0 | 0 | 0
BART SO2 Annual-La Cygne 2 -v5.13 | 167 | 7219 | Rate Constraint in lbs/MMBtu | FALSE | L | Annual | Seasons Included | Seasons | Winter, WintShld, Summer | Winter, WintShld, Summer | Winter, WintShld, Summer | Winter, WintShld, Summer | Winter, WintShld, Summer | Winter, WintShld, Summer | Winter, WintShld, Summer | Winter, WintShld, Summer
BART SO2 Annual-La Cygne 2 -v5.13 | 167 | 7219 | Rate Constraint in lbs/MMBtu | FALSE | L | Annual | Standard SO2 | lb/MMBtu | 0.15 | 0.15 | 0.15 | 0.15 | 0.15 | 0.15 | 0.15 | 0.15
BART SO2 Annual-La Cygne 2 -v5.13 | 167 | 7219 | Rate Constraint in lbs/MMBtu | FALSE | L | Annual | Emissions at Affected Plants SO2 | Thousand Tons | 0.44405 | 0.42903 | 0.33435 | 0.25978 | 0.056793 | 0 | 0 | 0
BART SO2 Annual-La Cygne 2 -v5.13 | 167 | 7219 | Rate Constraint in lbs/MMBtu | FALSE | L | Annual | Allowances Purchased SO2 | Thousand Tons | 0 | 0 | 0 | 0 | 0 | 0 | 0 | 0
BART SO2 Annual-La Cygne 2 -v5.13 | 167 | 7219 | Rate Constraint in lbs/MMBtu | FALSE | L | Annual | Allowances Sold SO2 | Thousand Tons | 0 | 0 | 0 | 0 | 0 | 0 | 0 | 0
BART SO2 Annual-La Cygne 2 -v5.13 | 167 | 7219 | Rate Constraint in lbs/MMBtu | FALSE | L | Annual | Allowances Banked | Thousand Tons | 0 | 0 | 0 | 0 | 0 | 0 | 0 | 0
BART SO2 Annual-La Cygne 2 -v5.13 | 167 | 7219 | Rate Constraint in lbs/MMBtu | FALSE | L | Annual | Allowances Withdrawn (1:1) | Thousand Tons | 0 | 0 | 0 | 0 | 0 | 0 | 0 | 0
BART SO2 Annual-La Cygne 2 -v5.13 | 167 | 7219 | Rate Constraint in lbs/MMBtu | FALSE | L | Annual | Allowances Withdrawn (n:1) | Thousand Tons | 0 | 0 | 0 | 0 | 0 | 0 | 0 | 0
BART SO2 Annual-La Cygne 2 -v5.13 | 167 | 7219 | Rate Constraint in lbs/MMBtu | FALSE | L | Annual | Net Emissions Allowance Position | Thousand Tons | 0.44405 | 0.42903 | 0.33435 | 0.25978 | 0.056793 | 0 | 0 | 0
BART SO2 Annual-La Cygne 2 -v5.13 | 167 | 7219 | Rate Constraint in lbs/MMBtu | FALSE | L | Annual | Fuel Consumed | TBtu | 47.4178 | 45.8139 | 35.7035 | 27.7408 | 6.0646 | 0 | 0 | 0
BART SO2 Annual-La Cygne 2 -v5.13 | 167 | 7219 | Rate Constraint in lbs/MMBtu | FALSE | L | Annual | Rate | lb/MMBtu | 0.018729 | 0.018729 | 0.018729 | 0.018729 | 0.018729 | 0 | 0 | 0
BART SO2 Annual-La Cygne 2 -v5.13 | 167 | 7219 | Rate Constraint in lbs/MMBtu | FALSE | L | Annual | Generation | TWh | 4.5342 | 4.3808 | 3.414 | 2.6526 | 0.57991 | 0 | 0 | 0
BART SO2 Annual-La Cygne 2 -v5.13 | 167 | 7219 | Rate Constraint in lbs/MMBtu | FALSE | L | Annual | Qualifying Generation | TWh | 4.5342 | 4.3808 | 3.414 | 2.6526 | 0.57991 | 0 | 0 | 0
BART SO2 Annual-La Cygne 2 -v5.13 | 167 | 7219 | Rate Constraint in lbs/MMBtu | FALSE | L | Annual | Rate | lb/MWh | 0.19587 | 0.19587 | 0.19587 | 0.19587 | 0.19587 | 0 | 0 | 0
BART SO2 Annual-La Cygne 2 -v5.13 | 167 | 7219 | Rate Constraint in lbs/MMBtu | FALSE | L | Annual | Constraint Shadow Price | US2019$/Ton | 0 | 0 | 0 | 0 | 0 | 0 | 0 | 0
BART SO2 Annual-Lawrence 4 -v5.14 | 168 | 7241 | Rate Constraint in lbs/MMBtu | FALSE | L | Annual | Seasons Included | Seasons | Winter, WintShld, Summer | Winter, WintShld, Summer | Winter, WintShld, Summer | Winter, WintShld, Summer | Winter, WintShld, Summer | Winter, WintShld, Summer | Winter, WintShld, Summer | Winter, WintShld, Summer
BART SO2 Annual-Lawrence 4 -v5.14 | 168 | 7241 | Rate Constraint in lbs/MMBtu | FALSE | L | Annual | Standard SO2 | lb/MMBtu | 0.15 | 0.15 | 0.15 | 0.15 | 0.15 | 0.15 | 0.15 | 0.15
BART SO2 Annual-Lawrence 4 -v5.14 | 168 | 7241 | Rate Constraint in lbs/MMBtu | FALSE | L | Annual | Emissions at Affected Plants SO2 | Thousand Tons | 0 | 0 | 0 | 0 | 0 | 0 | 0 | 0
BART SO2 Annual-Lawrence 4 -v5.14 | 168 | 7241 | Rate Constraint in lbs/MMBtu | FALSE | L | Annual | Allowances Purchased SO2 | Thousand Tons | 0 | 0 | 0 | 0 | 0 | 0 | 0 | 0
BART SO2 Annual-Lawrence 4 -v5.14 | 168 | 7241 | Rate Constraint in lbs/MMBtu | FALSE | L | Annual | Allowances Sold SO2 | Thousand Tons | 0 | 0 | 0 | 0 | 0 | 0 | 0 | 0
BART SO2 Annual-Lawrence 4 -v5.14 | 168 | 7241 | Rate Constraint in lbs/MMBtu | FALSE | L | Annual | Allowances Banked | Thousand Tons | 0 | 0 | 0 | 0 | 0 | 0 | 0 | 0
BART SO2 Annual-Lawrence 4 -v5.14 | 168 | 7241 | Rate Constraint in lbs/MMBtu | FALSE | L | Annual | Allowances Withdrawn (1:1) | Thousand Tons | 0 | 0 | 0 | 0 | 0 | 0 | 0 | 0
BART SO2 Annual-Lawrence 4 -v5.14 | 168 | 7241 | Rate Constraint in lbs/MMBtu | FALSE | L | Annual | Allowances Withdrawn (n:1) | Thousand Tons | 0 | 0 | 0 | 0 | 0 | 0 | 0 | 0
BART SO2 Annual-Lawrence 4 -v5.14 | 168 | 7241 | Rate Constraint in lbs/MMBtu | FALSE | L | Annual | Net Emissions Allowance Position | Thousand Tons | 0 | 0 | 0 | 0 | 0 | 0 | 0 | 0
BART SO2 Annual-Lawrence 4 -v5.14 | 168 | 7241 | Rate Constraint in lbs/MMBtu | FALSE | L | Annual | Fuel Consumed | TBtu | 0 | 0 | 0 | 0 | 0 | 0 | 0 | 0
BART SO2 Annual-Lawrence 4 -v5.14 | 168 | 7241 | Rate Constraint in lbs/MMBtu | FALSE | L | Annual | Rate | lb/MMBtu | 0 | 0 | 0 | 0 | 0 | 0 | 0 | 0
BART SO2 Annual-Lawrence 4 -v5.14 | 168 | 7241 | Rate Constraint in lbs/MMBtu | FALSE | L | Annual | Generation | TWh | 0 | 0 | 0 | 0 | 0 | 0 | 0 | 0
BART SO2 Annual-Lawrence 4 -v5.14 | 168 | 7241 | Rate Constraint in lbs/MMBtu | FALSE | L | Annual | Qualifying Generation | TWh | 0 | 0 | 0 | 0 | 0 | 0 | 0 | 0
BART SO2 Annual-Lawrence 4 -v5.14 | 168 | 7241 | Rate Constraint in lbs/MMBtu | FALSE | L | Annual | Rate | lb/MWh | 0 | 0 | 0 | 0 | 0 | 0 | 0 | 0
BART SO2 Annual-Lawrence 4 -v5.14 | 168 | 7241 | Rate Constraint in lbs/MMBtu | FALSE | L | Annual | Constraint Shadow Price | US2019$/Ton | 0 | 0 | 0 | 0 | 0 | 0 | 0 | 0
BART SO2 Annual-Lawrence 5 -v5.14 | 169 | 7242 | Rate Constraint in lbs/MMBtu | FALSE | L | Annual | Seasons Included | Seasons | Winter, WintShld, Summer | Winter, WintShld, Summer | Winter, WintShld, Summer | Winter, WintShld, Summer | Winter, WintShld, Summer | Winter, WintShld, Summer | Winter, WintShld, Summer | Winter, WintShld, Summer
BART SO2 Annual-Lawrence 5 -v5.14 | 169 | 7242 | Rate Constraint in lbs/MMBtu | FALSE | L | Annual | Standard SO2 | lb/MMBtu | 0.15 | 0.15 | 0.15 | 0.15 | 0.15 | 0.15 | 0.15 | 0.15
BART SO2 Annual-Lawrence 5 -v5.14 | 169 | 7242 | Rate Constraint in lbs/MMBtu | FALSE | L | Annual | Emissions at Affected Plants SO2 | Thousand Tons | 0 | 0 | 0 | 0 | 0 | 0 | 0 | 0
BART SO2 Annual-Lawrence 5 -v5.14 | 169 | 7242 | Rate Constraint in lbs/MMBtu | FALSE | L | Annual | Allowances Purchased SO2 | Thousand Tons | 0 | 0 | 0 | 0 | 0 | 0 | 0 | 0
BART SO2 Annual-Lawrence 5 -v5.14 | 169 | 7242 | Rate Constraint in lbs/MMBtu | FALSE | L | Annual | Allowances Sold SO2 | Thousand Tons | 0 | 0 | 0 | 0 | 0 | 0 | 0 | 0
BART SO2 Annual-Lawrence 5 -v5.14 | 169 | 7242 | Rate Constraint in lbs/MMBtu | FALSE | L | Annual | Allowances Banked | Thousand Tons | 0 | 0 | 0 | 0 | 0 | 0 | 0 | 0
BART SO2 Annual-Lawrence 5 -v5.14 | 169 | 7242 | Rate Constraint in lbs/MMBtu | FALSE | L | Annual | Allowances Withdrawn (1:1) | Thousand Tons | 0 | 0 | 0 | 0 | 0 | 0 | 0 | 0
BART SO2 Annual-Lawrence 5 -v5.14 | 169 | 7242 | Rate Constraint in lbs/MMBtu | FALSE | L | Annual | Allowances Withdrawn (n:1) | Thousand Tons | 0 | 0 | 0 | 0 | 0 | 0 | 0 | 0
BART SO2 Annual-Lawrence 5 -v5.14 | 169 | 7242 | Rate Constraint in lbs/MMBtu | FALSE | L | Annual | Net Emissions Allowance Position | Thousand Tons | 0 | 0 | 0 | 0 | 0 | 0 | 0 | 0
BART SO2 Annual-Lawrence 5 -v5.14 | 169 | 7242 | Rate Constraint in lbs/MMBtu | FALSE | L | Annual | Fuel Consumed | TBtu | 0 | 0 | 0 | 0 | 0 | 0 | 0 | 0
BART SO2 Annual-Lawrence 5 -v5.14 | 169 | 7242 | Rate Constraint in lbs/MMBtu | FALSE | L | Annual | Rate | lb/MMBtu | 0 | 0 | 0 | 0 | 0 | 0 | 0 | 0
BART SO2 Annual-Lawrence 5 -v5.14 | 169 | 7242 | Rate Constraint in lbs/MMBtu | FALSE | L | Annual | Generation | TWh | 0 | 0 | 0 | 0 | 0 | 0 | 0 | 0
BART SO2 Annual-Lawrence 5 -v5.14 | 169 | 7242 | Rate Constraint in lbs/MMBtu | FALSE | L | Annual | Qualifying Generation | TWh | 0 | 0 | 0 | 0 | 0 | 0 | 0 | 0
BART SO2 Annual-Lawrence 5 -v5.14 | 169 | 7242 | Rate Constraint in lbs/MMBtu | FALSE | L | Annual | Rate | lb/MWh | 0 | 0 | 0 | 0 | 0 | 0 | 0 | 0
BART SO2 Annual-Lawrence 5 -v5.14 | 169 | 7242 | Rate Constraint in lbs/MMBtu | FALSE | L | Annual | Constraint Shadow Price | US2019$/Ton | 0 | 0 | 0 | 0 | 0 | 0 | 0 | 0
BART SO2 Annual-Leland Olds 1 -v5.13 | 170 | 7220 | Rate Constraint in lbs/MMBtu | FALSE | L | Annual | Seasons Included | Seasons | Winter, WintShld, Summer | Winter, WintShld, Summer | Winter, WintShld, Summer | Winter, WintShld, Summer | Winter, WintShld, Summer | Winter, WintShld, Summer | Winter, WintShld, Summer | Winter, WintShld, Summer
BART SO2 Annual-Leland Olds 1 -v5.13 | 170 | 7220 | Rate Constraint in lbs/MMBtu | FALSE | L | Annual | Standard SO2 | lb/MMBtu | 0.15 | 0.15 | 0.15 | 0.15 | 0.15 | 0.15 | 0.15 | 0.15
BART SO2 Annual-Leland Olds 1 -v5.13 | 170 | 7220 | Rate Constraint in lbs/MMBtu | FALSE | L | Annual | Emissions at Affected Plants SO2 | Thousand Tons | 0.59107 | 0.4818 | 0.38348 | 0 | 0 | 0 | 0 | 0
BART SO2 Annual-Leland Olds 1 -v5.13 | 170 | 7220 | Rate Constraint in lbs/MMBtu | FALSE | L | Annual | Allowances Purchased SO2 | Thousand Tons | 0 | 0 | 0 | 0 | 0 | 0 | 0 | 0
BART SO2 Annual-Leland Olds 1 -v5.13 | 170 | 7220 | Rate Constraint in lbs/MMBtu | FALSE | L | Annual | Allowances Sold SO2 | Thousand Tons | 0 | 0 | 0 | 0 | 0 | 0 | 0 | 0
BART SO2 Annual-Leland Olds 1 -v5.13 | 170 | 7220 | Rate Constraint in lbs/MMBtu | FALSE | L | Annual | Allowances Banked | Thousand Tons | 0 | 0 | 0 | 0 | 0 | 0 | 0 | 0
BART SO2 Annual-Leland Olds 1 -v5.13 | 170 | 7220 | Rate Constraint in lbs/MMBtu | FALSE | L | Annual | Allowances Withdrawn (1:1) | Thousand Tons | 0 | 0 | 0 | 0 | 0 | 0 | 0 | 0
BART SO2 Annual-Leland Olds 1 -v5.13 | 170 | 7220 | Rate Constraint in lbs/MMBtu | FALSE | L | Annual | Allowances Withdrawn (n:1) | Thousand Tons | 0 | 0 | 0 | 0 | 0 | 0 | 0 | 0
BART SO2 Annual-Leland Olds 1 -v5.13 | 170 | 7220 | Rate Constraint in lbs/MMBtu | FALSE | L | Annual | Net Emissions Allowance Position | Thousand Tons | 0.59107 | 0.4818 | 0.38348 | 0 | 0 | 0 | 0 | 0
BART SO2 Annual-Leland Olds 1 -v5.13 | 170 | 7220 | Rate Constraint in lbs/MMBtu | FALSE | L | Annual | Fuel Consumed | TBtu | 17.8152 | 16.0601 | 12.7825 | 0 | 0 | 0 | 0 | 0
BART SO2 Annual-Leland Olds 1 -v5.13 | 170 | 7220 | Rate Constraint in lbs/MMBtu | FALSE | L | Annual | Rate | lb/MMBtu | 0.066356 | 0.06 | 0.06 | 0 | 0 | 0 | 0 | 0
BART SO2 Annual-Leland Olds 1 -v5.13 | 170 | 7220 | Rate Constraint in lbs/MMBtu | FALSE | L | Annual | Generation | TWh | 1.5033 | 1.3552 | 1.0786 | 0 | 0 | 0 | 0 | 0
BART SO2 Annual-Leland Olds 1 -v5.13 | 170 | 7220 | Rate Constraint in lbs/MMBtu | FALSE | L | Annual | Qualifying Generation | TWh | 1.5033 | 1.3552 | 1.0786 | 0 | 0 | 0 | 0 | 0
BART SO2 Annual-Leland Olds 1 -v5.13 | 170 | 7220 | Rate Constraint in lbs/MMBtu | FALSE | L | Annual | Rate | lb/MWh | 0.78639 | 0.71106 | 0.71106 | 0 | 0 | 0 | 0 | 0
BART SO2 Annual-Leland Olds 1 -v5.13 | 170 | 7220 | Rate Constraint in lbs/MMBtu | FALSE | L | Annual | Constraint Shadow Price | US2019$/Ton | 0 | 0 | 0 | 0 | 0 | 0 | 0 | 0
BART SO2 Annual-Leland Olds 2 -v5.13 | 171 | 7221 | Rate Constraint in lbs/MMBtu | FALSE | L | Annual | Seasons Included | Seasons | Winter, WintShld, Summer | Winter, WintShld, Summer | Winter, WintShld, Summer | Winter, WintShld, Summer | Winter, WintShld, Summer | Winter, WintShld, Summer | Winter, WintShld, Summer | Winter, WintShld, Summer
BART SO2 Annual-Leland Olds 2 -v5.13 | 171 | 7221 | Rate Constraint in lbs/MMBtu | FALSE | L | Annual | Standard SO2 | lb/MMBtu | 0.15 | 0.15 | 0.15 | 0.15 | 0.15 | 0.15 | 0.15 | 0.15
BART SO2 Annual-Leland Olds 2 -v5.13 | 171 | 7221 | Rate Constraint in lbs/MMBtu | FALSE | L | Annual | Emissions at Affected Plants SO2 | Thousand Tons | 1.2351 | 1.0319 | 0.94421 | 1.0874 | 1.0874 | 1.0874 | 0.73905 | 0.73905
BART SO2 Annual-Leland Olds 2 -v5.13 | 171 | 7221 | Rate Constraint in lbs/MMBtu | FALSE | L | Annual | Allowances Purchased SO2 | Thousand Tons | 0 | 0 | 0 | 0 | 0 | 0 | 0 | 0
BART SO2 Annual-Leland Olds 2 -v5.13 | 171 | 7221 | Rate Constraint in lbs/MMBtu | FALSE | L | Annual | Allowances Sold SO2 | Thousand Tons | 0 | 0 | 0 | 0 | 0 | 0 | 0 | 0
BART SO2 Annual-Leland Olds 2 -v5.13 | 171 | 7221 | Rate Constraint in lbs/MMBtu | FALSE | L | Annual | Allowances Banked | Thousand Tons | 0 | 0 | 0 | 0 | 0 | 0 | 0 | 0
BART SO2 Annual-Leland Olds 2 -v5.13 | 171 | 7221 | Rate Constraint in lbs/MMBtu | FALSE | L | Annual | Allowances Withdrawn (1:1) | Thousand Tons | 0 | 0 | 0 | 0 | 0 | 0 | 0 | 0
BART SO2 Annual-Leland Olds 2 -v5.13 | 171 | 7221 | Rate Constraint in lbs/MMBtu | FALSE | L | Annual | Allowances Withdrawn (n:1) | Thousand Tons | 0 | 0 | 0 | 0 | 0 | 0 | 0 | 0
BART SO2 Annual-Leland Olds 2 -v5.13 | 171 | 7221 | Rate Constraint in lbs/MMBtu | FALSE | L | Annual | Net Emissions Allowance Position | Thousand Tons | 1.2351 | 1.0319 | 0.94421 | 1.0874 | 1.0874 | 1.0874 | 0.73905 | 0.73905
BART SO2 Annual-Leland Olds 2 -v5.13 | 171 | 7221 | Rate Constraint in lbs/MMBtu | FALSE | L | Annual | Fuel Consumed | TBtu | 36.2477 | 34.3974 | 31.4735 | 36.2477 | 36.2477 | 36.2477 | 24.6351 | 24.6351
BART SO2 Annual-Leland Olds 2 -v5.13 | 171 | 7221 | Rate Constraint in lbs/MMBtu | FALSE | L | Annual | Rate | lb/MMBtu | 0.068146 | 0.06 | 0.06 | 0.06 | 0.06 | 0.06 | 0.06 | 0.06
BART SO2 Annual-Leland Olds 2 -v5.13 | 171 | 7221 | Rate Constraint in lbs/MMBtu | FALSE | L | Annual | Generation | TWh | 3.0846 | 2.9272 | 2.6784 | 1.8293 | 1.8293 | 1.8293 | 1.2432 | 1.2432
BART SO2 Annual-Leland Olds 2 -v5.13 | 171 | 7221 | Rate Constraint in lbs/MMBtu | FALSE | L | Annual | Qualifying Generation | TWh | 3.0846 | 2.9272 | 2.6784 | 1.8293 | 1.8293 | 1.8293 | 1.2432 | 1.2432
BART SO2 Annual-Leland Olds 2 -v5.13 | 171 | 7221 | Rate Constraint in lbs/MMBtu | FALSE | L | Annual | Rate | lb/MWh | 0.80079 | 0.70506 | 0.70506 | 1.1889 | 1.1889 | 1.1889 | 1.1889 | 1.1889
BART SO2 Annual-Leland Olds 2 -v5.13 | 171 | 7221 | Rate Constraint in lbs/MMBtu | FALSE | L | Annual | Constraint Shadow Price | US2019$/Ton | 0 | 0 | 0 | 0 | 0 | 0 | 0 | 0
BART SO2 Annual-Milton R Young B1 -v5.13 | 172 | 7222 | Rate Constraint in lbs/MMBtu | FALSE | L | Annual | Seasons Included | Seasons | Winter, WintShld, Summer | Winter, WintShld, Summer | Winter, WintShld, Summer | Winter, WintShld, Summer | Winter, WintShld, Summer | Winter, WintShld, Summer | Winter, WintShld, Summer | Winter, WintShld, Summer
BART SO2 Annual-Milton R Young B1 -v5.13 | 172 | 7222 | Rate Constraint in lbs/MMBtu | FALSE | L | Annual | Standard SO2 | lb/MMBtu | 0.15 | 0.15 | 0.15 | 0.15 | 0.15 | 0.15 | 0.15 | 0.15
BART SO2 Annual-Milton R Young B1 -v5.13 | 172 | 7222 | Rate Constraint in lbs/MMBtu | FALSE | L | Annual | Emissions at Affected Plants SO2 | Thousand Tons | 0.69232 | 0.67956 | 0.61277 | 0.044337 | 0 | 0 | 0 | 0
BART SO2 Annual-Milton R Young B1 -v5.13 | 172 | 7222 | Rate Constraint in lbs/MMBtu | FALSE | L | Annual | Allowances Purchased SO2 | Thousand Tons | 0 | 0 | 0 | 0 | 0 | 0 | 0 | 0
BART SO2 Annual-Milton R Young B1 -v5.13 | 172 | 7222 | Rate Constraint in lbs/MMBtu | FALSE | L | Annual | Allowances Sold SO2 | Thousand Tons | 0 | 0 | 0 | 0 | 0 | 0 | 0 | 0
BART SO2 Annual-Milton R Young B1 -v5.13 | 172 | 7222 | Rate Constraint in lbs/MMBtu | FALSE | L | Annual | Allowances Banked | Thousand Tons | 0 | 0 | 0 | 0 | 0 | 0 | 0 | 0
BART SO2 Annual-Milton R Young B1 -v5.13 | 172 | 7222 | Rate Constraint in lbs/MMBtu | FALSE | L | Annual | Allowances Withdrawn (1:1) | Thousand Tons | 0 | 0 | 0 | 0 | 0 | 0 | 0 | 0
BART SO2 Annual-Milton R Young B1 -v5.13 | 172 | 7222 | Rate Constraint in lbs/MMBtu | FALSE | L | Annual | Allowances Withdrawn (n:1) | Thousand Tons | 0 | 0 | 0 | 0 | 0 | 0 | 0 | 0
BART SO2 Annual-Milton R Young B1 -v5.13 | 172 | 7222 | Rate Constraint in lbs/MMBtu | FALSE | L | Annual | Net Emissions Allowance Position | Thousand Tons | 0.69232 | 0.67956 | 0.61277 | 0.044337 | 0 | 0 | 0 | 0
BART SO2 Annual-Milton R Young B1 -v5.13 | 172 | 7222 | Rate Constraint in lbs/MMBtu | FALSE | L | Annual | Fuel Consumed | TBtu | 20.0568 | 19.687 | 17.7521 | 1.2844 | 0 | 0 | 0 | 0
BART SO2 Annual-Milton R Young B1 -v5.13 | 172 | 7222 | Rate Constraint in lbs/MMBtu | FALSE | L | Annual | Rate | lb/MMBtu | 0.069036 | 0.069036 | 0.069036 | 0.069036 | 0 | 0 | 0 | 0
BART SO2 Annual-Milton R Young B1 -v5.13 | 172 | 7222 | Rate Constraint in lbs/MMBtu | FALSE | L | Annual | Generation | TWh | 1.7244 | 1.6926 | 1.5263 | 0.11043 | 0 | 0 | 0 | 0
BART SO2 Annual-Milton R Young B1 -v5.13 | 172 | 7222 | Rate Constraint in lbs/MMBtu | FALSE | L | Annual | Qualifying Generation | TWh | 1.7244 | 1.6926 | 1.5263 | 0.11043 | 0 | 0 | 0 | 0
BART SO2 Annual-Milton R Young B1 -v5.13 | 172 | 7222 | Rate Constraint in lbs/MMBtu | FALSE | L | Annual | Rate | lb/MWh | 0.80296 | 0.80296 | 0.80296 | 0.80296 | 0 | 0 | 0 | 0
BART SO2 Annual-Milton R Young B1 -v5.13 | 172 | 7222 | Rate Constraint in lbs/MMBtu | FALSE | L | Annual | Constraint Shadow Price | US2019$/Ton | 0 | 0 | 0 | 0 | 0 | 0 | 0 | 0
BART SO2 Annual-Milton R Young B2 -v5.13 | 173 | 7223 | Rate Constraint in lbs/MMBtu | FALSE | L | Annual | Seasons Included | Seasons | Winter, WintShld, Summer | Winter, WintShld, Summer | Winter, WintShld, Summer | Winter, WintShld, Summer | Winter, WintShld, Summer | Winter, WintShld, Summer | Winter, WintShld, Summer | Winter, WintShld, Summer
BART SO2 Annual-Milton R Young B2 -v5.13 | 173 | 7223 | Rate Constraint in lbs/MMBtu | FALSE | L | Annual | Standard SO2 | lb/MMBtu | 0.15 | 0.15 | 0.15 | 0.15 | 0.15 | 0.15 | 0.15 | 0.15
BART SO2 Annual-Milton R Young B2 -v5.13 | 173 | 7223 | Rate Constraint in lbs/MMBtu | FALSE | L | Annual | Emissions at Affected Plants SO2 | Thousand Tons | 1.367 | 1.3185 | 1.1901 | 1.1669 | 0 | 0 | 0 | 0
BART SO2 Annual-Milton R Young B2 -v5.13 | 173 | 7223 | Rate Constraint in lbs/MMBtu | FALSE | L | Annual | Allowances Purchased SO2 | Thousand Tons | 0 | 0 | 0 | 0 | 0 | 0 | 0 | 0
BART SO2 Annual-Milton R Young B2 -v5.13 | 173 | 7223 | Rate Constraint in lbs/MMBtu | FALSE | L | Annual | Allowances Sold SO2 | Thousand Tons | 0 | 0 | 0 | 0 | 0 | 0 | 0 | 0
BART SO2 Annual-Milton R Young B2 -v5.13 | 173 | 7223 | Rate Constraint in lbs/MMBtu | FALSE | L | Annual | Allowances Banked | Thousand Tons | 0 | 0 | 0 | 0 | 0 | 0 | 0 | 0
BART SO2 Annual-Milton R Young B2 -v5.13 | 173 | 7223 | Rate Constraint in lbs/MMBtu | FALSE | L | Annual | Allowances Withdrawn (1:1) | Thousand Tons | 0 | 0 | 0 | 0 | 0 | 0 | 0 | 0
BART SO2 Annual-Milton R Young B2 -v5.13 | 173 | 7223 | Rate Constraint in lbs/MMBtu | FALSE | L | Annual | Allowances Withdrawn (n:1) | Thousand Tons | 0 | 0 | 0 | 0 | 0 | 0 | 0 | 0
BART SO2 Annual-Milton R Young B2 -v5.13 | 173 | 7223 | Rate Constraint in lbs/MMBtu | FALSE | L | Annual | Net Emissions Allowance Position | Thousand Tons | 1.367 | 1.3185 | 1.1901 | 1.1669 | 0 | 0 | 0 | 0
BART SO2 Annual-Milton R Young B2 -v5.13 | 173 | 7223 | Rate Constraint in lbs/MMBtu | FALSE | L | Annual | Fuel Consumed | TBtu | 37.0481 | 35.7344 | 32.2534 | 31.6254 | 0 | 0 | 0 | 0
BART SO2 Annual-Milton R Young B2 -v5.13 | 173 | 7223 | Rate Constraint in lbs/MMBtu | FALSE | L | Annual | Rate | lb/MMBtu | 0.073797 | 0.073797 | 0.073797 | 0.073797 | 0 | 0 | 0 | 0
BART SO2 Annual-Milton R Young B2 -v5.13 | 173 | 7223 | Rate Constraint in lbs/MMBtu | FALSE | L | Annual | Generation | TWh | 3.2524 | 3.1371 | 2.8315 | 2.7763 | 0 | 0 | 0 | 0
BART SO2 Annual-Milton R Young B2 -v5.13 | 173 | 7223 | Rate Constraint in lbs/MMBtu | FALSE | L | Annual | Qualifying Generation | TWh | 3.2524 | 3.1371 | 2.8315 | 2.7763 | 0 | 0 | 0 | 0
BART SO2 Annual-Milton R Young B2 -v5.13 | 173 | 7223 | Rate Constraint in lbs/MMBtu | FALSE | L | Annual | Rate | lb/MWh | 0.84062 | 0.84062 | 0.84062 | 0.84062 | 0 | 0 | 0 | 0
BART SO2 Annual-Milton R Young B2 -v5.13 | 173 | 7223 | Rate Constraint in lbs/MMBtu | FALSE | L | Annual | Constraint Shadow Price | US2019$/Ton | 0 | 0 | 0 | 0 | 0 | 0 | 0 | 0
BART SO2 Annual-Muskogee 4 -v5.13 | 174 | 7224 | Rate Constraint in lbs/MMBtu | FALSE | L | Annual | Seasons Included | Seasons | Winter, WintShld, Summer | Winter, WintShld, Summer | Winter, WintShld, Summer | Winter, WintShld, Summer | Winter, WintShld, Summer | Winter, WintShld, Summer | Winter, WintShld, Summer | Winter, WintShld, Summer
BART SO2 Annual-Muskogee 4 -v5.13 | 174 | 7224 | Rate Constraint in lbs/MMBtu | FALSE | L | Annual | Standard SO2 | lb/MMBtu | 0.06 | 0.06 | 0.06 | 0.06 | 0.06 | 0.06 | 0.06 | 0.06
BART SO2 Annual-Muskogee 4 -v5.13 | 174 | 7224 | Rate Constraint in lbs/MMBtu | FALSE | L | Annual | Emissions at Affected Plants SO2 | Thousand Tons | 0 | 0 | 0 | 0 | 0 | 0 | 0 | 0
BART SO2 Annual-Muskogee 4 -v5.13 | 174 | 7224 | Rate Constraint in lbs/MMBtu | FALSE | L | Annual | Allowances Purchased SO2 | Thousand Tons | 0 | 0 | 0 | 0 | 0 | 0 | 0 | 0
BART SO2 Annual-Muskogee 4 -v5.13 | 174 | 7224 | Rate Constraint in lbs/MMBtu | FALSE | L | Annual | Allowances Sold SO2 | Thousand Tons | 0 | 0 | 0 | 0 | 0 | 0 | 0 | 0
BART SO2 Annual-Muskogee 4 -v5.13 | 174 | 7224 | Rate Constraint in lbs/MMBtu | FALSE | L | Annual | Allowances Banked | Thousand Tons | 0 | 0 | 0 | 0 | 0 | 0 | 0 | 0
BART SO2 Annual-Muskogee 4 -v5.13 | 174 | 7224 | Rate Constraint in lbs/MMBtu | FALSE | L | Annual | Allowances Withdrawn (1:1) | Thousand Tons | 0 | 0 | 0 | 0 | 0 | 0 | 0 | 0
BART SO2 Annual-Muskogee 4 -v5.13 | 174 | 7224 | Rate Constraint in lbs/MMBtu | FALSE | L | Annual | Allowances Withdrawn (n:1) | Thousand Tons | 0 | 0 | 0 | 0 | 0 | 0 | 0 | 0
BART SO2 Annual-Muskogee 4 -v5.13 | 174 | 7224 | Rate Constraint in lbs/MMBtu | FALSE | L | Annual | Net Emissions Allowance Position | Thousand Tons | 0 | 0 | 0 | 0 | 0 | 0 | 0 | 0
BART SO2 Annual-Muskogee 4 -v5.13 | 174 | 7224 | Rate Constraint in lbs/MMBtu | FALSE | L | Annual | Fuel Consumed | TBtu | 0 | 0 | 0 | 0 | 0 | 0 | 0 | 0
BART SO2 Annual-Muskogee 4 -v5.13 | 174 | 7224 | Rate Constraint in lbs/MMBtu | FALSE | L | Annual | Rate | lb/MMBtu | 0 | 0 | 0 | 0 | 0 | 0 | 0 | 0
BART SO2 Annual-Muskogee 4 -v5.13 | 174 | 7224 | Rate Constraint in lbs/MMBtu | FALSE | L | Annual | Generation | TWh | 0 | 0 | 0 | 0 | 0 | 0 | 0 | 0
BART SO2 Annual-Muskogee 4 -v5.13 | 174 | 7224 | Rate Constraint in lbs/MMBtu | FALSE | L | Annual | Qualifying Generation | TWh | 0 | 0 | 0 | 0 | 0 | 0 | 0 | 0
BART SO2 Annual-Muskogee 4 -v5.13 | 174 | 7224 | Rate Constraint in lbs/MMBtu | FALSE | L | Annual | Rate | lb/MWh | 0 | 0 | 0 | 0 | 0 | 0 | 0 | 0
BART SO2 Annual-Muskogee 4 -v5.13 | 174 | 7224 | Rate Constraint in lbs/MMBtu | FALSE | L | Annual | Constraint Shadow Price | US2019$/Ton | 48128.1 | 9034.0698 | 17969.2199 | 20996.7589 | 26400.7905 | 32535.0367 | 12368.2019 | 91.6867
BART SO2 Annual-Muskogee 5 -v5.13 | 175 | 7225 | Rate Constraint in lbs/MMBtu | FALSE | L | Annual | Seasons Included | Seasons | Winter, WintShld, Summer | Winter, WintShld, Summer | Winter, WintShld, Summer | Winter, WintShld, Summer | Winter, WintShld, Summer | Winter, WintShld, Summer | Winter, WintShld, Summer | Winter, WintShld, Summer
BART SO2 Annual-Muskogee 5 -v5.13 | 175 | 7225 | Rate Constraint in lbs/MMBtu | FALSE | L | Annual | Standard SO2 | lb/MMBtu | 0.06 | 0.06 | 0.06 | 0.06 | 0.06 | 0.06 | 0.06 | 0.06
BART SO2 Annual-Muskogee 5 -v5.13 | 175 | 7225 | Rate Constraint in lbs/MMBtu | FALSE | L | Annual | Emissions at Affected Plants SO2 | Thousand Tons | 0 | 0 | 0 | 0 | 0 | 0 | 0 | 0
BART SO2 Annual-Muskogee 5 -v5.13 | 175 | 7225 | Rate Constraint in lbs/MMBtu | FALSE | L | Annual | Allowances Purchased SO2 | Thousand Tons | 0 | 0 | 0 | 0 | 0 | 0 | 0 | 0
BART SO2 Annual-Muskogee 5 -v5.13 | 175 | 7225 | Rate Constraint in lbs/MMBtu | FALSE | L | Annual | Allowances Sold SO2 | Thousand Tons | 0 | 0 | 0 | 0 | 0 | 0 | 0 | 0
BART SO2 Annual-Muskogee 5 -v5.13 | 175 | 7225 | Rate Constraint in lbs/MMBtu | FALSE | L | Annual | Allowances Banked | Thousand Tons | 0 | 0 | 0 | 0 | 0 | 0 | 0 | 0
BART SO2 Annual-Muskogee 5 -v5.13 | 175 | 7225 | Rate Constraint in lbs/MMBtu | FALSE | L | Annual | Allowances Withdrawn (1:1) | Thousand Tons | 0 | 0 | 0 | 0 | 0 | 0 | 0 | 0
BART SO2 Annual-Muskogee 5 -v5.13 | 175 | 7225 | Rate Constraint in lbs/MMBtu | FALSE | L | Annual | Allowances Withdrawn (n:1) | Thousand Tons | 0 | 0 | 0 | 0 | 0 | 0 | 0 | 0
BART SO2 Annual-Muskogee 5 -v5.13 | 175 | 7225 | Rate Constraint in lbs/MMBtu | FALSE | L | Annual | Net Emissions Allowance Position | Thousand Tons | 0 | 0 | 0 | 0 | 0 | 0 | 0 | 0
BART SO2 Annual-Muskogee 5 -v5.13 | 175 | 7225 | Rate Constraint in lbs/MMBtu | FALSE | L | Annual | Fuel Consumed | TBtu | 0 | 0 | 0 | 0 | 0 | 0 | 0 | 0
BART SO2 Annual-Muskogee 5 -v5.13 | 175 | 7225 | Rate Constraint in lbs/MMBtu | FALSE | L | Annual | Rate | lb/MMBtu | 0 | 0 | 0 | 0 | 0 | 0 | 0 | 0
BART SO2 Annual-Muskogee 5 -v5.13 | 175 | 7225 | Rate Constraint in lbs/MMBtu | FALSE | L | Annual | Generation | TWh | 0 | 0 | 0 | 0 | 0 | 0 | 0 | 0
BART SO2 Annual-Muskogee 5 -v5.13 | 175 | 7225 | Rate Constraint in lbs/MMBtu | FALSE | L | Annual | Qualifying Generation | TWh | 0 | 0 | 0 | 0 | 0 | 0 | 0 | 0
BART SO2 Annual-Muskogee 5 -v5.13 | 175 | 7225 | Rate Constraint in lbs/MMBtu | FALSE | L | Annual | Rate | lb/MWh | 0 | 0 | 0 | 0 | 0 | 0 | 0 | 0
BART SO2 Annual-Muskogee 5 -v5.13 | 175 | 7225 | Rate Constraint in lbs/MMBtu | FALSE | L | Annual | Constraint Shadow Price | US2019$/Ton | 63031.003 | 11441.7037 | 17686.3748 | 20945.9356 | 26366.3873 | 0 | 26181.4931 | 91.6867
BART SO2 Annual-Nelson -v6.20 | 176 | 7238 | Rate Constraint in lbs/MMBtu | FALSE | L | Annual | Seasons Included | Seasons | Winter, WintShld, Summer | Winter, WintShld, Summer | Winter, WintShld, Summer | Winter, WintShld, Summer | Winter, WintShld, Summer | Winter, WintShld, Summer | Winter, WintShld, Summer | Winter, WintShld, Summer
BART SO2 Annual-Nelson -v6.20 | 176 | 7238 | Rate Constraint in lbs/MMBtu | FALSE | L | Annual | Standard SO2 | lb/MMBtu | 0.6 | 0.6 | 0.6 | 0.6 | 0.6 | 0.6 | 0.6 | 0.6
BART SO2 Annual-Nelson -v6.20 | 176 | 7238 | Rate Constraint in lbs/MMBtu | FALSE | L | Annual | Emissions at Affected Plants SO2 | Thousand Tons | 11.8026 | 9.2599 | 0 | 1.2635 | 0 | 0 | 0 | 0
BART SO2 Annual-Nelson -v6.20 | 176 | 7238 | Rate Constraint in lbs/MMBtu | FALSE | L | Annual | Allowances Purchased SO2 | Thousand Tons | 0 | 0 | 0 | 0 | 0 | 0 | 0 | 0
BART SO2 Annual-Nelson -v6.20 | 176 | 7238 | Rate Constraint in lbs/MMBtu | FALSE | L | Annual | Allowances Sold SO2 | Thousand Tons | 0 | 0 | 0 | 0 | 0 | 0 | 0 | 0
BART SO2 Annual-Nelson -v6.20 | 176 | 7238 | Rate Constraint in lbs/MMBtu | FALSE | L | Annual | Allowances Banked | Thousand Tons | 0 | 0 | 0 | 0 | 0 | 0 | 0 | 0
BART SO2 Annual-Nelson -v6.20 | 176 | 7238 | Rate Constraint in lbs/MMBtu | FALSE | L | Annual | Allowances Withdrawn (1:1) | Thousand Tons | 0 | 0 | 0 | 0 | 0 | 0 | 0 | 0
BART SO2 Annual-Nelson -v6.20 | 176 | 7238 | Rate Constraint in lbs/MMBtu | FALSE | L | Annual | Allowances Withdrawn (n:1) | Thousand Tons | 0 | 0 | 0 | 0 | 0 | 0 | 0 | 0
BART SO2 Annual-Nelson -v6.20 | 176 | 7238 | Rate Constraint in lbs/MMBtu | FALSE | L | Annual | Net Emissions Allowance Position | Thousand Tons | 11.8026 | 9.2599 | 0 | 1.2635 | 0 | 0 | 0 | 0
BART SO2 Annual-Nelson -v6.20 | 176 | 7238 | Rate Constraint in lbs/MMBtu | FALSE | L | Annual | Fuel Consumed | TBtu | 45.1932 | 35.4569 | 0 | 4.8381 | 0 | 0 | 0 | 0
BART SO2 Annual-Nelson -v6.20 | 176 | 7238 | Rate Constraint in lbs/MMBtu | FALSE | L | Annual | Rate | lb/MMBtu | 0.52232 | 0.52232 | 0 | 0.52232 | 0 | 0 | 0 | 0
BART SO2 Annual-Nelson -v6.20 | 176 | 7238 | Rate Constraint in lbs/MMBtu | FALSE | L | Annual | Generation | TWh | 3.8125 | 2.9911 | 0 | 0.40814 | 0 | 0 | 0 | 0
BART SO2 Annual-Nelson -v6.20 | 176 | 7238 | Rate Constraint in lbs/MMBtu | FALSE | L | Annual | Qualifying Generation | TWh | 3.8125 | 2.9911 | 0 | 0.40814 | 0 | 0 | 0 | 0
BART SO2 Annual-Nelson -v6.20 | 176 | 7238 | Rate Constraint in lbs/MMBtu | FALSE | L | Annual | Rate | lb/MWh | 6.1916 | 6.1916 | 0 | 6.1916 | 0 | 0 | 0 | 0
BART SO2 Annual-Nelson -v6.20 | 176 | 7238 | Rate Constraint in lbs/MMBtu | FALSE | L | Annual | Constraint Shadow Price | US2019$/Ton | 0 | 0 | 0 | 0 | 1184.2981 | 1700.7121 | 0 | 183.993
BART SO2 Annual-Northeastern 3313 -v5.13 | 177 | 7230 | Rate Constraint in lbs/MMBtu | FALSE | L | Annual | Seasons Included | Seasons | Winter, WintShld, Summer | Winter, WintShld, Summer | Winter, WintShld, Summer | Winter, WintShld, Summer | Winter, WintShld, Summer | Winter, WintShld, Summer | Winter, WintShld, Summer | Winter, WintShld, Summer
BART SO2 Annual-Northeastern 3313 -v5.13 | 177 | 7230 | Rate Constraint in lbs/MMBtu | FALSE | L | Annual | Standard SO2 | lb/MMBtu | 0.4 | 0.4 | 0.13333 | 0 | 0 | 0 | 0 | 0
BART SO2 Annual-Northeastern 3313 -v5.13 | 177 | 7230 | Rate Constraint in lbs/MMBtu | FALSE | L | Annual | Emissions at Affected Plants SO2 | Thousand Tons | 4.4749 | 0 | 0 | 0 | 0 | 0 | 0 | 0
BART SO2 Annual-Northeastern 3313 -v5.13 | 177 | 7230 | Rate Constraint in lbs/MMBtu | FALSE | L | Annual | Allowances Purchased SO2 | Thousand Tons | 0 | 0 | 0 | 0 | 0 | 0 | 0 | 0
BART SO2 Annual-Northeastern 3313 -v5.13 | 177 | 7230 | Rate Constraint in lbs/MMBtu | FALSE | L | Annual | Allowances Sold SO2 | Thousand Tons | 0 | 0 | 0 | 0 | 0 | 0 | 0 | 0
BART SO2 Annual-Northeastern 3313 -v5.13 | 177 | 7230 | Rate Constraint in lbs/MMBtu | FALSE | L | Annual | Allowances Banked | Thousand Tons | 0 | 0 | 0 | 0 | 0 | 0 | 0 | 0
BART SO2 Annual-Northeastern 3313 -v5.13 | 177 | 7230 | Rate Constraint in lbs/MMBtu | FALSE | L | Annual | Allowances Withdrawn (1:1) | Thousand Tons | 0 | 0 | 0 | 0 | 0 | 0 | 0 | 0
BART SO2 Annual-Northeastern 3313 -v5.13 | 177 | 7230 | Rate Constraint in lbs/MMBtu | FALSE | L | Annual | Allowances Withdrawn (n:1) | Thousand Tons | 0 | 0 | 0 | 0 | 0 | 0 | 0 | 0
BART SO2 Annual-Northeastern 3313 -v5.13 | 177 | 7230 | Rate Constraint in lbs/MMBtu | FALSE | L | Annual | Net Emissions Allowance Position | Thousand Tons | 4.4749 | 0 | 0 | 0 | 0 | 0 | 0 | 0
BART SO2 Annual-Northeastern 3313 -v5.13 | 177 | 7230 | Rate Constraint in lbs/MMBtu | FALSE | L | Annual | Fuel Consumed | TBtu | 22.3744 | 0 | 0 | 0 | 0 | 0 | 0 | 0
BART SO2 Annual-Northeastern 3313 -v5.13 | 177 | 7230 | Rate Constraint in lbs/MMBtu | FALSE | L | Annual | Rate | lb/MMBtu | 0.4 | 0 | 0 | 0 | 0 | 0 | 0 | 0
BART SO2 Annual-Northeastern 3313 -v5.13 | 177 | 7230 | Rate Constraint in lbs/MMBtu | FALSE | L | Annual | Generation | TWh | 2.1611 | 0 | 0 | 0 | 0 | 0 | 0 | 0
BART SO2 Annual-Northeastern 3313 -v5.13 | 177 | 7230 | Rate Constraint in lbs/MMBtu | FALSE | L | Annual | Qualifying Generation | TWh | 2.1611 | 0 | 0 | 0 | 0 | 0 | 0 | 0
BART SO2 Annual-Northeastern 3313 -v5.13 | 177 | 7230 | Rate Constraint in lbs/MMBtu | FALSE | L | Annual | Rate | lb/MWh | 4.1412 | 0 | 0 | 0 | 0 | 0 | 0 | 0
BART SO2 Annual-Northeastern 3313 -v5.13 | 177 | 7230 | Rate Constraint in lbs/MMBtu | FALSE | L | Annual | Constraint Shadow Price | US2019$/Ton | 145.128 | 0 | 2660.3153 | 2861768.1991 | 60815.8253 | 937864.8578 | 397765.8826 | 57731.7424
BART SO2 Annual-Pawnee 1 -v5.13 | 178 | 7226 | Rate Constraint in lbs/MMBtu | FALSE | L | Annual | Seasons Included | Seasons | Winter, WintShld, Summer | Winter, WintShld, Summer | Winter, WintShld, Summer | Winter, WintShld, Summer | Winter, WintShld, Summer | Winter, WintShld, Summer | Winter, WintShld, Summer | Winter, WintShld, Summer
BART SO2 Annual-Pawnee 1 -v5.13 | 178 | 7226 | Rate Constraint in lbs/MMBtu | FALSE | L | Annual | Standard SO2 | lb/MMBtu | 0.12 | 0.12 | 0.12 | 0.12 | 0.12 | 0.12 | 0.12 | 0.12
BART SO2 Annual-Pawnee 1 -v5.13 | 178 | 7226 | Rate Constraint in lbs/MMBtu | FALSE | L | Annual | Emissions at Affected Plants SO2 | Thousand Tons | 1.7651 | 1.5079 | 0.011944 | 0.013981 | 0.013981 | 0.013981 | 0.013981 | 0.009502
BART SO2 Annual-Pawnee 1 -v5.13 | 178 | 7226 | Rate Constraint in lbs/MMBtu | FALSE | L | Annual | Allowances Purchased SO2 | Thousand Tons | 0 | 0 | 0 | 0 | 0 | 0 | 0 | 0
BART SO2 Annual-Pawnee 1 -v5.13 | 178 | 7226 | Rate Constraint in lbs/MMBtu | FALSE | L | Annual | Allowances Sold SO2 | Thousand Tons | 0 | 0 | 0 | 0 | 0 | 0 | 0 | 0
BART SO2 Annual-Pawnee 1 -v5.13 | 178 | 7226 | Rate Constraint in lbs/MMBtu | FALSE | L | Annual | Allowances Banked | Thousand Tons | 0 | 0 | 0 | 0 | 0 | 0 | 0 | 0
BART SO2 Annual-Pawnee 1 -v5.13 | 178 | 7226 | Rate Constraint in lbs/MMBtu | FALSE | L | Annual | Allowances Withdrawn (1:1) | Thousand Tons | 0 | 0 | 0 | 0 | 0 | 0 | 0 | 0
BART SO2 Annual-Pawnee 1 -v5.13 | 178 | 7226 | Rate Constraint in lbs/MMBtu | FALSE | L | Annual | Allowances Withdrawn (n:1) | Thousand Tons | 0 | 0 | 0 | 0 | 0 | 0 | 0 | 0
BART SO2 Annual-Pawnee 1 -v5.13 | 178 | 7226 | Rate Constraint in lbs/MMBtu | FALSE | L | Annual | Net Emissions Allowance Position | Thousand Tons | 1.7651 | 1.5079 | 0.011944 | 0.013981 | 0.013981 | 0.013981 | 0.013981 | 0.009502
BART SO2 Annual-Pawnee 1 -v5.13 | 178 | 7226 | Rate Constraint in lbs/MMBtu | FALSE | L | Annual | Fuel Consumed | TBtu | 37.6975 | 37.6975 | 0.29859 | 0.29859 | 0.29859 | 0.29859 | 0.29859 | 0.20293
BART SO2 Annual-Pawnee 1 -v5.13 | 178 | 7226 | Rate Constraint in lbs/MMBtu | FALSE | L | Annual | Rate | lb/MMBtu | 0.093647 | 0.08 | 0.08 | 0.093647 | 0.093647 | 0.093647 | 0.093647 | 0.093647
BART SO2 Annual-Pawnee 1 -v5.13 | 178 | 7226 | Rate Constraint in lbs/MMBtu | FALSE | L | Annual | Generation | TWh | 3.5006 | 3.5006 | 0.027727 | 0.018616 | 0.018616 | 0.018616 | 0.018616 | 0.012652
BART SO2 Annual-Pawnee 1 -v5.13 | 178 | 7226 | Rate Constraint in lbs/MMBtu | FALSE | L | Annual | Qualifying Generation | TWh | 3.5006 | 3.5006 | 0.027727 | 0.018616 | 0.018616 | 0.018616 | 0.018616 | 0.012652
BART SO2 Annual-Pawnee 1 -v5.13 | 178 | 7226 | Rate Constraint in lbs/MMBtu | FALSE | L | Annual | Rate | lb/MWh | 1.0085 | 0.86152 | 0.86152 | 1.5021 | 1.5021 | 1.5021 | 1.5021 | 1.5021
BART SO2 Annual-Pawnee 1 -v5.13 | 178 | 7226 | Rate Constraint in lbs/MMBtu | FALSE | L | Annual | Constraint Shadow Price | US2019$/Ton | 0 | 0 | 0 | 0 | 0 | 0 | 0 | 0
BART SO2 Annual-Ray D Nixon 1 -v5.13 | 179 | 7227 | Rate Constraint in lbs/MMBtu | FALSE | L | Annual | Seasons Included | Seasons | Winter, WintShld, Summer | Winter, WintShld, Summer | Winter, WintShld, Summer | Winter, WintShld, Summer | Winter, WintShld, Summer | Winter, WintShld, Summer | Winter, WintShld, Summer | Winter, WintShld, Summer
BART SO2 Annual-Ray D Nixon 1 -v5.13 | 179 | 7227 | Rate Constraint in lbs/MMBtu | FALSE | L | Annual | Standard SO2 | lb/MMBtu | 0.11 | 0.11 | 0.11 | 0.11 | 0.11 | 0.11 | 0.11 | 0.11
BART SO2 Annual-Ray D Nixon 1 -v5.13 | 179 | 7227 | Rate Constraint in lbs/MMBtu | FALSE | L | Annual | Emissions at Affected Plants SO2 | Thousand Tons | 0.68963 | 0.68963 | 0.52591 | 0 | 0 | 0 | 0 | 0
BART SO2 Annual-Ray D Nixon 1 -v5.13 | 179 | 7227 | Rate Constraint in lbs/MMBtu | FALSE | L | Annual | Allowances Purchased SO2 | Thousand Tons | 0 | 0 | 0 | 0 | 0 | 0 | 0 | 0
BART SO2 Annual-Ray D Nixon 1 -v5.13 | 179 | 7227 | Rate Constraint in lbs/MMBtu | FALSE | L | Annual | Allowances Sold SO2 | Thousand Tons | 0 | 0 | 0 | 0 | 0 | 0 | 0 | 0
BART SO2 Annual-Ray D Nixon 1 -v5.13 | 179 | 7227 | Rate Constraint in lbs/MMBtu | FALSE | L | Annual | Allowances Banked | Thousand Tons | 0 | 0 | 0 | 0 | 0 | 0 | 0 | 0
BART SO2 Annual-Ray D Nixon 1 -v5.13 | 179 | 7227 | Rate Constraint in lbs/MMBtu | FALSE | L | Annual | Allowances Withdrawn (1:1) | Thousand Tons | 0 | 0 | 0 | 0 | 0 | 0 | 0 | 0
BART SO2 Annual-Ray D Nixon 1 -v5.13 | 179 | 7227 | Rate Constraint in lbs/MMBtu | FALSE | L | Annual | Allowances Withdrawn (n:1) | Thousand Tons | 0 | 0 | 0 | 0 | 0 | 0 | 0 | 0
BART SO2 Annual-Ray D Nixon 1 -v5.13 | 179 | 7227 | Rate Constraint in lbs/MMBtu | FALSE | L | Annual | Net Emissions Allowance Position | Thousand Tons | 0.68963 | 0.68963 | 0.52591 | 0 | 0 | 0 | 0 | 0
BART SO2 Annual-Ray D Nixon 1 -v5.13 | 179 | 7227 | Rate Constraint in lbs/MMBtu | FALSE | L | Annual | Fuel Consumed | TBtu | 14.7283 | 14.7283 | 14.7283 | 0 | 0 | 0 | 0 | 0
BART SO2 Annual-Ray D Nixon 1 -v5.13 | 179 | 7227 | Rate Constraint in lbs/MMBtu | FALSE | L | Annual | Rate | lb/MMBtu | 0.093647 | 0.093647 | 0.071415 | 0 | 0 | 0 | 0 | 0
BART SO2 Annual-Ray D Nixon 1 -v5.13 | 179 | 7227 | Rate Constraint in lbs/MMBtu | FALSE | L | Annual | Generation | TWh | 1.4085 | 1.4085 | 1.4085 | 0 | 0 | 0 | 0 | 0
BART SO2 Annual-Ray D Nixon 1 -v5.13 | 179 | 7227 | Rate Constraint in lbs/MMBtu | FALSE | L | Annual | Qualifying Generation | TWh | 1.4085 | 1.4085 | 1.4085 | 0 | 0 | 0 | 0 | 0
BART SO2 Annual-Ray D Nixon 1 -v5.13 | 179 | 7227 | Rate Constraint in lbs/MMBtu | FALSE | L | Annual | Rate | lb/MWh | 0.97926 | 0.97926 | 0.74678 | 0 | 0 | 0 | 0 | 0
BART SO2 Annual-Ray D Nixon 1 -v5.13 | 179 | 7227 | Rate Constraint in lbs/MMBtu | FALSE | L | Annual | Constraint Shadow Price | US2019$/Ton | 0 | 0 | 0 | 0 | 0 | 0 | 0 | 0
BART SO2 Annual-Sooner 1 -v5.13 | 180 | 7228 | Rate Constraint in lbs/MMBtu | FALSE | L | Annual | Seasons Included | Seasons | Winter, WintShld, Summer | Winter, WintShld, Summer | Winter, WintShld, Summer | Winter, WintShld, Summer | Winter, WintShld, Summer | Winter, WintShld, Summer | Winter, WintShld, Summer | Winter, WintShld, Summer
BART SO2 Annual-Sooner 1 -v5.13 | 180 | 7228 | Rate Constraint in lbs/MMBtu | FALSE | L | Annual | Standard SO2 | lb/MMBtu | 0.06 | 0.06 | 0.06 | 0.06 | 0.06 | 0.06 | 0.06 | 0.06
BART SO2 Annual-Sooner 1 -v5.13 | 180 | 7228 | Rate Constraint in lbs/MMBtu | FALSE | L | Annual | Emissions at Affected Plants SO2 | Thousand Tons | 0.4914 | 0.30231 | 0.07197 | 0.080314 | 0.07197 | 0.07197 | 0 | 0
BART SO2 Annual-Sooner 1 -v5.13 | 180 | 7228 | Rate Constraint in lbs/MMBtu | FALSE | L | Annual | Allowances Purchased SO2 | Thousand Tons | 0 | 0 | 0 | 0 | 0 | 0 | 0 | 0
BART SO2 Annual-Sooner 1 -v5.13 | 180 | 7228 | Rate Constraint in lbs/MMBtu | FALSE | L | Annual | Allowances Sold SO2 | Thousand Tons | 0 | 0 | 0 | 0 | 0 | 0 | 0 | 0
BART SO2 Annual-Sooner 1 -v5.13 | 180 | 7228 | Rate Constraint in lbs/MMBtu | FALSE | L | Annual | Allowances Banked | Thousand Tons | 0 | 0 | 0 | 0 | 0 | 0 | 0 | 0
BART SO2 Annual-Sooner 1 -v5.13 | 180 | 7228 | Rate Constraint in lbs/MMBtu | FALSE | L | Annual | Allowances Withdrawn (1:1) | Thousand Tons | 0 | 0 | 0 | 0 | 0 | 0 | 0 | 0
BART SO2 Annual-Sooner 1 -v5.13 | 180 | 7228 | Rate Constraint in lbs/MMBtu | FALSE | L | Annual | Allowances Withdrawn (n:1) | Thousand Tons | 0 | 0 | 0 | 0 | 0 | 0 | 0 | 0
BART SO2 Annual-Sooner 1 -v5.13 | 180 | 7228 | Rate Constraint in lbs/MMBtu | FALSE | L | Annual | Net Emissions Allowance Position | Thousand Tons | 0.4914 | 0.30231 | 0.07197 | 0.080314 | 0.07197 | 0.07197 | 0 | 0
BART SO2 Annual-Sooner 1 -v5.13 | 180 | 7228 | Rate Constraint in lbs/MMBtu | FALSE | L | Annual | Fuel Consumed | TBtu | 33.0339 | 20.3223 | 4.8381 | 5.399 | 4.8381 | 4.8381 | 0 | 0
BART SO2 Annual-Sooner 1 -v5.13 | 180 | 7228 | Rate Constraint in lbs/MMBtu | FALSE | L | Annual | Rate | lb/MMBtu | 0.029751 | 0.029751 | 0.029751 | 0.029751 | 0.029751 | 0.029751 | 0 | 0
BART SO2 Annual-Sooner 1 -v5.13 | 180 | 7228 | Rate Constraint in lbs/MMBtu | FALSE | L | Annual | Generation | TWh | 3.1102 | 1.9134 | 0.45552 | 0.50833 | 0.45552 | 0.45552 | 0 | 0
BART SO2 Annual-Sooner 1 -v5.13 | 180 | 7228 | Rate Constraint in lbs/MMBtu | FALSE | L | Annual | Qualifying Generation | TWh | 3.1102 | 1.9134 | 0.45552 | 0.50833 | 0.45552 | 0.45552 | 0 | 0
BART SO2 Annual-Sooner 1 -v5.13 | 180 | 7228 | Rate Constraint in lbs/MMBtu | FALSE | L | Annual | Rate | lb/MWh | 0.31599 | 0.31599 | 0.31599 | 0.31599 | 0.31599 | 0.31599 | 0 | 0
BART SO2 Annual-Sooner 1 -v5.13 | 180 | 7228 | Rate Constraint in lbs/MMBtu | FALSE | L | Annual | Constraint Shadow Price | US2019$/Ton | 0 | 0 | 0 | 0 | 0 | 0 | 0 | 0
BART SO2 Annual-Sooner 2 -v5.13 | 181 | 7229 | Rate Constraint in lbs/MMBtu | FALSE | L | Annual | Seasons Included | Seasons | Winter, WintShld, Summer | Winter, WintShld, Summer | Winter, WintShld, Summer | Winter, WintShld, Summer | Winter, WintShld, Summer | Winter, WintShld, Summer | Winter, WintShld, Summer | Winter, WintShld, Summer
BART SO2 Annual-Sooner 2 -v5.13 | 181 | 7229 | Rate Constraint in lbs/MMBtu | FALSE | L | Annual | Standard SO2 | lb/MMBtu | 0.06 | 0.06 | 0.06 | 0.06 | 0.06 | 0.06 | 0.06 | 0.06
BART SO2 Annual-Sooner 2 -v5.13 | 181 | 7229 | Rate Constraint in lbs/MMBtu | FALSE | L | Annual | Emissions at Affected Plants SO2 | Thousand Tons | 0.4513 | 0.31229 | 0.16174 | 0.072009 | 0.065966 | 0.065966 | 0 | 0
BART SO2 Annual-Sooner 2 -v5.13 | 181 | 7229 | Rate Constraint in lbs/MMBtu | FALSE | L | Annual | Allowances Purchased SO2 | Thousand Tons | 0 | 0 | 0 | 0 | 0 | 0 | 0 | 0
BART SO2 Annual-Sooner 2 -v5.13 | 181 | 7229 | Rate Constraint in lbs/MMBtu | FALSE | L | Annual | Allowances Sold SO2 | Thousand Tons | 0 | 0 | 0 | 0 | 0 | 0 | 0 | 0
BART SO2 Annual-Sooner 2 -v5.13 | 181 | 7229 | Rate Constraint in lbs/MMBtu | FALSE | L | Annual | Allowances Banked | Thousand Tons | 0 | 0 | 0 | 0 | 0 | 0 | 0 | 0
BART SO2 Annual-Sooner 2 -v5.13 | 181 | 7229 | Rate Constraint in lbs/MMBtu | FALSE | L | Annual | Allowances Withdrawn (1:1) | Thousand Tons | 0 | 0 | 0 | 0 | 0 | 0 | 0 | 0
BART SO2 Annual-Sooner 2 -v5.13 | 181 | 7229 | Rate Constraint in lbs/MMBtu | FALSE | L | Annual | Allowances Withdrawn (n:1) | Thousand Tons | 0 | 0 | 0 | 0 | 0 | 0 | 0 | 0
BART SO2 Annual-Sooner 2 -v5.13 | 181 | 7229 | Rate Constraint in lbs/MMBtu | FALSE | L | Annual | Net Emissions Allowance Position | Thousand Tons | 0.4513 | 0.31229 | 0.16174 | 0.072009 | 0.065966 | 0.065966 | 0 | 0
BART SO2 Annual-Sooner 2 -v5.13 | 181 | 7229 | Rate Constraint in lbs/MMBtu | FALSE | L | Annual | Fuel Consumed | TBtu | 32.6569 | 22.5976 | 11.7036 | 5.2107 | 4.7734 | 4.7734 | 0 | 0
BART SO2 Annual-Sooner 2 -v5.13 | 181 | 7229 | Rate Constraint in lbs/MMBtu | FALSE | L | Annual | Rate | lb/MMBtu | 0.027639 | 0.027639 | 0.027639 | 0.027639 | 0.027639 | 0.027639 | 0 | 0
BART SO2 Annual-Sooner 2 -v5.13 | 181 | 7229 | Rate Constraint in lbs/MMBtu | FALSE | L | Annual | Generation | TWh | 3.1164 | 2.1565 | 1.1169 | 0.49725 | 0.45552 | 0.45552 | 0 | 0
BART SO2 Annual-Sooner 2 -v5.13 | 181 | 7229 | Rate Constraint in lbs/MMBtu | FALSE | L | Annual | Qualifying Generation | TWh | 3.1164 | 2.1565 | 1.1169 | 0.49725 | 0.45552 | 0.45552 | 0 | 0
BART SO2 Annual-Sooner 2 -v5.13 | 181 | 7229 | Rate Constraint in lbs/MMBtu | FALSE | L | Annual | Rate | lb/MWh | 0.28963 | 0.28963 | 0.28963 | 0.28963 | 0.28963 | 0.28963 | 0 | 0
BART SO2 Annual-Sooner 2 -v5.13 | 181 | 7229 | Rate Constraint in lbs/MMBtu | FALSE | L | Annual | Constraint Shadow Price | US2019$/Ton | 0 | 0 | 0 | 0 | 0 | 0 | 0 | 0
BART SO2 Cap-Coronado U1B&U2B -v6.20 | 182 | 7656 | Rate Constraint in MTons | FALSE | L | Annual | Seasons Included | Seasons | Winter, WintShld, Summer | Winter, WintShld, Summer | Winter, WintShld, Summer | Winter, WintShld, Summer | Winter, WintShld, Summer | Winter, WintShld, Summer | Winter, WintShld, Summer | Winter, WintShld, Summer
BART SO2 Cap-Coronado U1B&U2B -v6.20 | 182 | 7656 | Rate Constraint in MTons | FALSE | L | Annual | Standard SO2 | Thousand Tons | 1.97 | 1.97 | 1.97 | 1.97 | 1.97 | 1.97 | 1.97 | 1.97
BART SO2 Cap-Coronado U1B&U2B -v6.20 | 182 | 7656 | Rate Constraint in MTons | FALSE | L | Annual | Emissions at Affected Plants SO2 | Thousand Tons | 0.53279 | 0.082612 | 0.0038015 | 0.0031705 | 0 | 0 | 0 | 0
BART SO2 Cap-Coronado U1B&U2B -v6.20 | 182 | 7656 | Rate Constraint in MTons | FALSE | L | Annual | Allowances Purchased SO2 | Thousand Tons | 0 | 0 | 0 | 0 | 0 | 0 | 0 | 0
BART SO2 Cap-Coronado U1B&U2B -v6.20 | 182 | 7656 | Rate Constraint in MTons | FALSE | L | Annual | Allowances Sold SO2 | Thousand Tons | 0 | 0 | 0 | 0 | 0 | 0 | 0 | 0
BART SO2 Cap-Coronado U1B&U2B -v6.20 | 182 | 7656 | Rate Constraint in MTons | FALSE | L | Annual | Allowances Banked | Thousand Tons | 0 | 0 | 0 | 0 | 0 | 0 | 0 | 0
BART SO2 Cap-Coronado U1B&U2B -v6.20 | 182 | 7656 | Rate Constraint in MTons | FALSE | L | Annual | Allowances Withdrawn (1:1) | Thousand Tons | 0 | 0 | 0 | 0 | 0 | 0 | 0 | 0
BART SO2 Cap-Coronado U1B&U2B -v6.20 | 182 | 7656 | Rate Constraint in MTons | FALSE | L | Annual | Allowances Withdrawn (n:1) | Thousand Tons | 0 | 0 | 0 | 0 | 0 | 0 | 0 | 0
BART SO2 Cap-Coronado U1B&U2B -v6.20 | 182 | 7656 | Rate Constraint in MTons | FALSE | L | Annual | Net Emissions Allowance Position | Thousand Tons | 0.53279 | 0.082612 | 0.0038015 | 0.0031705 | 0 | 0 | 0 | 0
BART SO2 Cap-Coronado U1B&U2B -v6.20 | 182 | 7656 | Rate Constraint in MTons | FALSE | L | Annual | Fuel Consumed | TBtu | 56.0547 | 8.6917 | 0.39995 | 0.33356 | 0 | 0 | 0 | 0
BART SO2 Cap-Coronado U1B&U2B -v6.20 | 182 | 7656 | Rate Constraint in MTons | FALSE | L | Annual | Rate | lb/MMBtu | 0.01901 | 0.01901 | 0.01901 | 0.01901 | 0 | 0 | 0 | 0
BART SO2 Cap-Coronado U1B&U2B -v6.20 | 182 | 7656 | Rate Constraint in MTons | FALSE | L | Annual | Generation | TWh | 5.2613 | 0.81866 | 0.037671 | 0.031418 | 0 | 0 | 0 | 0
BART SO2 Cap-Coronado U1B&U2B -v6.20 | 182 | 7656 | Rate Constraint in MTons | FALSE | L | Annual | Qualifying Generation | TWh | 5.2613 | 0.81866 | 0.037671 | 0.031418 | 0 | 0 | 0 | 0
BART SO2 Cap-Coronado U1B&U2B -v6.20 | 182 | 7656 | Rate Constraint in MTons | FALSE | L | Annual | Rate | lb/MWh | 0.20253 | 0.20182 | 0.20182 | 0.20182 | 0 | 0 | 0 | 0
BART SO2 Cap-Coronado U1B&U2B -v6.20 | 182 | 7656 | Rate Constraint in MTons | FALSE | L | Annual | Constraint Shadow Price | US2019$/Ton | 0 | 0 | 0 | 0 | 0 | 0 | 0 | 0
Black RiverGen MER Rate Limit v3.1 | 183 | 7517 | Rate Constraint in lbs/MMBtu | FALSE | L | Annual | Seasons Included | Seasons | Winter, WintShld, Summer | Winter, WintShld, Summer | Winter, WintShld, Summer | Winter, WintShld, Summer | Winter, WintShld, Summer | Winter, WintShld, Summer | Winter, WintShld, Summer | Winter, WintShld, Summer
Black RiverGen MER Rate Limit v3.1 | 183 | 7517 | Rate Constraint in lbs/MMBtu | FALSE | L | Annual | Standard MER | lb/MMBtu | 6e-07 | 6e-07 | 6e-07 | 6e-07 | 6e-07 | 6e-07 | 6e-07 | 6e-07
Black RiverGen MER Rate Limit v3.1 | 183 | 7517 | Rate Constraint in lbs/MMBtu | FALSE | L | Annual | Emissions at Affected Plants MER | lbs | 1.017 | 0 | 0 | 0 | 0 | 0 | 0 | 0
Black RiverGen MER Rate Limit v3.1 | 183 | 7517 | Rate Constraint in lbs/MMBtu | FALSE | L | Annual | Allowances Purchased MER | lbs | 0 | 0 | 0 | 0 | 0 | 0 | 0 | 0
Black RiverGen MER Rate Limit v3.1 | 183 | 7517 | Rate Constraint in lbs/MMBtu | FALSE | L | Annual | Allowances Sold MER | lbs | 0 | 0 | 0 | 0 | 0 | 0 | 0 | 0
Black RiverGen MER Rate Limit v3.1 | 183 | 7517 | Rate Constraint in lbs/MMBtu | FALSE | L | Annual | Allowances Banked | lbs | 0 | 0 | 0 | 0 | 0 | 0 | 0 | 0
Black RiverGen MER Rate Limit v3.1 | 183 | 7517 | Rate Constraint in lbs/MMBtu | FALSE | L | Annual | Allowances Withdrawn (1:1) | lbs | 0 | 0 | 0 | 0 | 0 | 0 | 0 | 0
Black RiverGen MER Rate Limit v3.1 | 183 | 7517 | Rate Constraint in lbs/MMBtu | FALSE | L | Annual | Allowances Withdrawn (n:1) | lbs | 0 | 0 | 0 | 0 | 0 | 0 | 0 | 0
Black RiverGen MER Rate Limit v3.1 | 183 | 7517 | Rate Constraint in lbs/MMBtu | FALSE | L | Annual | Net Emissions Allowance Position | lbs | 1.017 | 0 | 0 | 0 | 0 | 0 | 0 | 0
Black RiverGen MER Rate Limit v3.1 | 183 | 7517 | Rate Constraint in lbs/MMBtu | FALSE | L | Annual | Fuel Consumed | TBtu | 4.1495 | 0 | 0 | 0 | 0 | 0 | 0 | 0
Black RiverGen MER Rate Limit v3.1 | 183 | 7517 | Rate Constraint in lbs/MMBtu | FALSE | L | Annual | Rate | lb/MMBtu | 2.451e-07 | 0 | 0 | 0 | 0 | 0 | 0 | 0
Black RiverGen MER Rate Limit v3.1 | 183 | 7517 | Rate Constraint in lbs/MMBtu | FALSE | L | Annual | Generation | TWh | 0.23118 | 0 | 0 | 0 | 0 | 0 | 0 | 0
Black RiverGen MER Rate Limit v3.1 | 183 | 7517 | Rate Constraint in lbs/MMBtu | FALSE | L | Annual | Qualifying Generation | TWh | 0.23118 | 0 | 0 | 0 | 0 | 0 | 0 | 0
Black RiverGen MER Rate Limit v3.1 | 183 | 7517 | Rate Constraint in lbs/MMBtu | FALSE | L | Annual | Rate | lb/MWh | 4.3993e-06 | 0 | 0 | 0 | 0 | 0 | 0 | 0
Black RiverGen MER Rate Limit v3.1 | 183 | 7517 | Rate Constraint in lbs/MMBtu | FALSE | L | Annual | Constraint Shadow Price | US2019$/Lb | 0 | 0 | 0 | 0 | 0 | 0 | 0 | 0
CA AB 32- CO2 Constraint- v.5.13 | 184 | 7281 | Rate Constraint in MTons | FALSE | L | Annual | Seasons Included | Seasons | Winter, WintShld, Summer | Winter, WintShld, Summer | Winter, WintShld, Summer | Winter, WintShld, Summer | Winter, WintShld, Summer | Winter, WintShld, Summer | Winter, WintShld, Summer | Winter, WintShld, Summer
CA AB 32- CO2 Constraint- v.5.13 | 184 | 7281 | Rate Constraint in MTons | FALSE | L | Annual | Standard CO2 | Thousand Tons | 0 | 0 | 0 | 0 | 0 | 0 | 0 | 0
CA AB 32- CO2 Constraint- v.5.13 | 184 | 7281 | Rate Constraint in MTons | FALSE | L | Annual | Emissions at Affected Plants CO2 | Thousand Tons | 46078.9593 | 56116.8266 | 57447.0229 | 29787.7299 | 10038.761 | 8055.127 | 4592.0797 | 3235.2001
CA AB 32- CO2 Constraint- v.5.13 | 184 | 7281 | Rate Constraint in MTons | FALSE | L | Annual | Allowances Purchased CO2 | Thousand Tons | -46078.9593 | -56116.8266 | -57447.0229 | -29787.7299 | -10038.761 | -8055.127 | -4592.0797 | -3235.2001
CA AB 32- CO2 Constraint- v.5.13 | 184 | 7281 | Rate Constraint in MTons | FALSE | L | Annual | Allowances Sold CO2 | Thousand Tons | 0 | 0 | 0 | 0 | 0 | 0 | 0 | 0
CA AB 32- CO2 Constraint- v.5.13 | 184 | 7281 | Rate Constraint in MTons | FALSE | L | Annual | Allowances Banked | Thousand Tons | 0 | 0 | 0 | 0 | 0 | 0 | 0 | 0
CA AB 32- CO2 Constraint- v.5.13 | 184 | 7281 | Rate Constraint in MTons | FALSE | L | Annual | Allowances Withdrawn (1:1) | Thousand Tons | 0 | 0 | 0 | 0 | 0 | 0 | 0 | 0
CA AB 32- CO2 Constraint- v.5.13 | 184 | 7281 | Rate Constraint in MTons | FALSE | L | Annual | Allowances Withdrawn (n:1) | Thousand Tons | 0 | 0 | 0 | 0 | 0 | 0 | 0 | 0
CA AB 32- CO2 Constraint- v.5.13 | 184 | 7281 | Rate Constraint in MTons | FALSE | L | Annual | Net Emissions Allowance Position | Thousand Tons | -1.367e-07 | -6.6219e-06 | -8.8311e-06 | 3.5004e-06 | 4.5262e-06 | -1.6469e-06 | -1.9681e-06 | -1.4257e-06
CA AB 32- CO2 Constraint- v.5.13 | 184 | 7281 | Rate Constraint in MTons | FALSE | L | Annual | Fuel Consumed | TBtu | 742.5954 | 913.2079 | 937.8718 | 633.1036 | 340.6831 | 307.8143 | 188.4203 | 141.7231
CA AB 32- CO2 Constraint- v.5.13 | 184 | 7281 | Rate Constraint in MTons | FALSE | L | Annual | Rate | lb/MMBtu | 124.1025 | 122.9004 | 122.5051 | 94.1006 | 58.9331 | 52.3376 | 48.7429 | 45.6552
CA AB 32- CO2 Constraint- v.5.13 | 184 | 7281 | Rate Constraint in MTons | FALSE | L | Annual | Generation | TWh | 99.3516 | 121.58 | 123.6477 | 82.4741 | 42.8543 | 40.1212 | 29.4632 | 26.5268
CA AB 32- CO2 Constraint- v.5.13 | 184 | 7281 | Rate Constraint in MTons | FALSE | L | Annual | Qualifying Generation | TWh | 99.3516 | 121.58 | 123.6477 | 82.4741 | 42.8543 | 39.0987 | 24.003 | 18.1655
CA AB 32- CO2 Constraint- v.5.13 | 184 | 7281 | Rate Constraint in MTons | FALSE | L | Annual | Rate | lb/MWh | 927.594 | 923.1262 | 929.2047 | 722.3532 | 468.507 | 412.0402 | 382.6259 | 356.1911
CA AB 32- CO2 Constraint- v.5.13 | 184 | 7281 | Rate Constraint in MTons | FALSE | L | Annual | Constraint Shadow Price | US2019$/Ton | 14.086 | 14.0858 | 14.0858 | 64.5043 | 71.6711 | 71.6714 | 71.6714 | 71.6714
CA NOx Annual v5.14 | 185 | 7279 | Rate Constraint in MTons | FALSE | L | Annual | Seasons Included | Seasons | Winter, WintShld, Summer | Winter, WintShld, Summer | Winter, WintShld, Summer | Winter, WintShld, Summer | Winter, WintShld, Summer | Winter, WintShld, Summer | Winter, WintShld, Summer | Winter, WintShld, Summer
CA NOx Annual v5.14 | 185 | 7279 | Rate Constraint in MTons | FALSE | L | Annual | Standard NOX | Thousand Tons | 9.676 | 9.676 | 9.676 | 9.676 | 9.676 | 9.676 | 9.676 | 9.676
CA NOx Annual v5.14 | 185 | 7279 | Rate Constraint in MTons | FALSE | L | Annual | Emissions at Affected Plants NOX | Thousand Tons | 0.34761 | 0.43811 | 0.60757 | 0.29607 | 0.2477 | 0.24441 | 0.14102 | 0.072651
CA NOx Annual v5.14 | 185 | 7279 | Rate Constraint in MTons | FALSE | L | Annual | Allowances Purchased NOX | Thousand Tons | 0 | 0 | 0 | 0 | 0 | 0 | 0 | 0
CA NOx Annual v5.14 | 185 | 7279 | Rate Constraint in MTons | FALSE | L | Annual | Allowances Sold NOX | Thousand Tons | 0 | 0 | 0 | 0 | 0 | 0 | 0 | 0
CA NOx Annual v5.14 | 185 | 7279 | Rate Constraint in MTons | FALSE | L | Annual | Allowances Banked | Thousand Tons | 0 | 0 | 0 | 0 | 0 | 0 | 0 | 0
CA NOx Annual v5.14 | 185 | 7279 | Rate Constraint in MTons | FALSE | L | Annual | Allowances Withdrawn (1:1) | Thousand Tons | 0 | 0 | 0 | 0 | 0 | 0 | 0 | 0
CA NOx Annual v5.14 | 185 | 7279 | Rate Constraint in MTons | FALSE | L | Annual | Allowances Withdrawn (n:1) | Thousand Tons | 0 | 0 | 0 | 0 | 0 | 0 | 0 | 0
CA NOx Annual v5.14 | 185 | 7279 | Rate Constraint in MTons | FALSE | L | Annual | Net Emissions Allowance Position | Thousand Tons | 0.34761 | 0.43811 | 0.60757 | 0.29607 | 0.2477 | 0.24441 | 0.14102 | 0.072651
CA NOx Annual v5.14 | 185 | 7279 | Rate Constraint in MTons | FALSE | L | Annual | Fuel Consumed | TBtu | 61.8914 | 79.138 | 87.2591 | 74.9184 | 63.9625 | 63.2941 | 36.9976 | 18.9601
CA NOx Annual v5.14 | 185 | 7279 | Rate Constraint in MTons | FALSE | L | Annual | Rate | lb/MMBtu | 0.011233 | 0.011072 | 0.013926 | 0.0079037 | 0.0077452 | 0.007723 | 0.007623 | 0.0076636
CA NOx Annual v5.14 | 185 | 7279 | Rate Constraint in MTons | FALSE | L | Annual | Generation | TWh | 8.3223 | 10.5982 | 11.2614 | 9.1862 | 7.8516 | 7.7913 | 4.5871 | 2.3302
CA NOx Annual v5.14 | 185 | 7279 | Rate Constraint in MTons | FALSE | L | Annual | Qualifying Generation | TWh | 8.3223 | 10.5982 | 11.2614 | 9.1862 | 7.8516 | 7.7913 | 4.5871 | 2.3302
CA NOx Annual v5.14 | 185 | 7279 | Rate Constraint in MTons | FALSE | L | Annual | Rate | lb/MWh | 0.083537 | 0.082676 | 0.1079 | 0.064459 | 0.063096 | 0.062739 | 0.061484 | 0.062355
CA NOx Annual v5.14 | 185 | 7279 | Rate Constraint in MTons | FALSE | L | Annual | Constraint Shadow Price | US2019$/Ton | 0 | 0 | 0 | 0 | 0 | 0 | 0 | 0
CA SO2 Annual v5.14 | 186 | 7280 | Rate Constraint in MTons | FALSE | L | Annual | Seasons Included | Seasons | Winter, WintShld, Summer | Winter, WintShld, Summer | Winter, WintShld, Summer | Winter, WintShld, Summer | Winter, WintShld, Summer | Winter, WintShld, Summer | Winter, WintShld, Summer | Winter, WintShld, Summer
CA SO2 Annual v5.14 | 186 | 7280 | Rate Constraint in MTons | FALSE | L | Annual | Standard SO2 | Thousand Tons | 2.219 | 2.219 | 2.219 | 2.219 | 2.219 | 2.219 | 2.219 | 2.219
CA SO2 Annual v5.14 | 186 | 7280 | Rate Constraint in MTons | FALSE | L | Annual | Emissions at Affected Plants SO2 | Thousand Tons | 0 | 0 | 0 | 0 | 0 | 0 | 0 | 0
CA SO2 Annual v5.14 | 186 | 7280 | Rate Constraint in MTons | FALSE | L | Annual | Allowances Purchased SO2 | Thousand Tons | 0 | 0 | 0 | 0 | 0 | 0 | 0 | 0
CA SO2 Annual v5.14 | 186 | 7280 | Rate Constraint in MTons | FALSE | L | Annual | Allowances Sold SO2 | Thousand Tons | 0 | 0 | 0 | 0 | 0 | 0 | 0 | 0
CA SO2 Annual v5.14 | 186 | 7280 | Rate Constraint in MTons | FALSE | L | Annual | Allowances Banked | Thousand Tons | 0 | 0 | 0 | 0 | 0 | 0 | 0 | 0
CA SO2 Annual v5.14 | 186 | 7280 | Rate Constraint in MTons | FALSE | L | Annual | Allowances Withdrawn (1:1) | Thousand Tons | 0 | 0 | 0 | 0 | 0 | 0 | 0 | 0
CA SO2 Annual v5.14 | 186 | 7280 | Rate Constraint in MTons | FALSE | L | Annual | Allowances Withdrawn (n:1) | Thousand Tons | 0 | 0 | 0 | 0 | 0 | 0 | 0 | 0
CA SO2 Annual v5.14 | 186 | 7280 | Rate Constraint in MTons | FALSE | L | Annual | Net Emissions Allowance Position | Thousand Tons | 0 | 0 | 0 | 0 | 0 | 0 | 0 | 0
CA SO2 Annual v5.14 | 186 | 7280 | Rate Constraint in MTons | FALSE | L | Annual | Fuel Consumed | TBtu | 0.037754 | 0.046655 | 1.5065 | 0.63275 | 0.20765 | 0.037754 | 0 | 0
CA SO2 Annual v5.14 | 186 | 7280 | Rate Constraint in MTons | FALSE | L | Annual | Rate | lb/MMBtu | 0 | 0 | 0 | 0 | 0 | 0 | 0 | 0
CA SO2 Annual v5.14 | 186 | 7280 | Rate Constraint in MTons | FALSE | L | Annual | Generation | TWh | 0.0035136 | 0.004342 | 0.14021 | 0.058888 | 0.019325 | 0.0035136 | 0 | 0
CA SO2 Annual v5.14 | 186 | 7280 | Rate Constraint in MTons | FALSE | L | Annual | Qualifying Generation | TWh | 0.0035136 | 0.004342 | 0.14021 | 0.058888 | 0.019325 | 0.0035136 | 0 | 0
CA SO2 Annual v5.14 | 186 | 7280 | Rate Constraint in MTons | FALSE | L | Annual | Rate | lb/MWh | 0 | 0 | 0 | 0 | 0 | 0 | 0 | 0
CA SO2 Annual v5.14 | 186 | 7280 | Rate Constraint in MTons | FALSE | L | Annual | Constraint Shadow Price | US2019$/Ton | 0 | 0 | 0 | 0 | 0 | 0 | 0 | 0
CO Hg Rate Annual - Comanche 1,2 & 3 v5.14 | 187 | 7283 | Rate Constraint in lbs/MWh | FALSE | L | Annual | Seasons Included | Seasons | Winter, WintShld, Summer | Winter, WintShld, Summer | Winter, WintShld, Summer | Winter, WintShld, Summer | Winter, WintShld, Summer | Winter, WintShld, Summer | Winter, WintShld, Summer | Winter, WintShld, Summer
CO Hg Rate Annual - Comanche 1,2 & 3 v5.14 | 187 | 7283 | Rate Constraint in lbs/MWh | FALSE | L | Annual | Standard MER | lb/MWh | 1.3e-05 | 1.3e-05 | 1.3e-05 | 1.3e-05 | 1.3e-05 | 1.3e-05 | 1.3e-05 | 1.3e-05
CO Hg Rate Annual - Comanche 1,2 & 3 v5.14 | 187 | 7283 | Rate Constraint in lbs/MWh | FALSE | L | Annual | Emissions at Affected Plants MER | lbs | 45.1725 | 31.1433 | 31.1433 | 26.7598 | 7.1503 | 0 | 0 | 0
CO Hg Rate Annual - Comanche 1,2 & 3 v5.14 | 187 | 7283 | Rate Constraint in lbs/MWh | FALSE | L | Annual | Allowances Purchased MER | lbs | 0 | 0 | 0 | 0 | 0 | 0 | 0 | 0
CO Hg Rate Annual - Comanche 1,2 & 3 v5.14 | 187 | 7283 | Rate Constraint in lbs/MWh | FALSE | L | Annual | Allowances Sold MER | lbs | 0 | 0 | 0 | 0 | 0 | 0 | 0 | 0
CO Hg Rate Annual - Comanche 1,2 & 3 v5.14 | 187 | 7283 | Rate Constraint in lbs/MWh | FALSE | L | Annual | Allowances Banked | lbs | 0 | 0 | 0 | 0 | 0 | 0 | 0 | 0
CO Hg Rate Annual - Comanche 1,2 & 3 v5.14 | 187 | 7283 | Rate Constraint in lbs/MWh | FALSE | L | Annual | Allowances Withdrawn (1:1) | lbs | 0 | 0 | 0 | 0 | 0 | 0 | 0 | 0
CO Hg Rate Annual - Comanche 1,2 & 3 v5.14 | 187 | 7283 | Rate Constraint in lbs/MWh | FALSE | L | Annual | Allowances Withdrawn (n:1) | lbs | 0 | 0 | 0 | 0 | 0 | 0 | 0 | 0
CO Hg Rate Annual - Comanche 1,2 & 3 v5.14 | 187 | 7283 | Rate Constraint in lbs/MWh | FALSE | L | Annual | Net Emissions Allowance Position | lbs | 45.1725 | 31.1433 | 31.1433 | 26.7598 | 7.1503 | 0 | 0 | 0
CO Hg Rate Annual - Comanche 1,2 & 3 v5.14 | 187 | 7283 | Rate Constraint in lbs/MWh | FALSE | L | Annual | Fuel Consumed | TBtu | 80.5034 | 55.5016 | 55.5016 | 47.6895 | 12.7429 | 0 | 0 | 0
CO Hg Rate Annual - Comanche 1,2 & 3 v5.14 | 187 | 7283 | Rate Constraint in lbs/MWh | FALSE | L | Annual | Rate | lb/MMBtu | 5.6112e-07 | 5.6112e-07 | 5.6112e-07 | 5.6112e-07 | 5.6112e-07 | 0 | 0 | 0
CO Hg Rate Annual - Comanche 1,2 & 3 v5.14 | 187 | 7283 | Rate Constraint in lbs/MWh | FALSE | L | Annual | Generation | TWh | 7.6196 | 5.3066 | 5.3066 | 4.5597 | 1.2184 | 0 | 0 | 0
CO Hg Rate Annual - Comanche 1,2 & 3 v5.14 | 187 | 7283 | Rate Constraint in lbs/MWh | FALSE | L | Annual | Qualifying Generation | TWh | 7.6196 | 5.3066 | 5.3066 | 4.5597 | 1.2184 | 0 | 0 | 0
CO Hg Rate Annual - Comanche 1,2 & 3 v5.14 | 187 | 7283 | Rate Constraint in lbs/MWh | FALSE | L | Annual | Constraint Shadow Price | US2019$/Lb | 0 | 0 | 0 | 0 | 0 | 0 | 0 | 0
CO Hg Rule - MER Removal Annual v3.1 | 188 | 7282 | MACT Fuel Choice Floor in lbs/MMBtu | FALSE | L | Annual | Seasons Included | Seasons | Winter, WintShld, Summer | Winter, WintShld, Summer | Winter, WintShld, Summer | Winter, WintShld, Summer | Winter, WintShld, Summer | Winter, WintShld, Summer | Winter, WintShld, Summer | Winter, WintShld, Summer
CO Hg Rule - MER Removal Annual v3.1 | 188 | 7282 | MACT Fuel Choice Floor in lbs/MMBtu | FALSE | L | Annual | Emission Floor | lbs/MMBtu | 8.248e-07 | 8.248e-07 | 8.248e-07 | 8.248e-07 | 8.248e-07 | 8.248e-07 | 8.248e-07 | 8.248e-07
CO Hg Rule - MER Removal Annual v3.1 | 188 | 7282 | MACT Fuel Choice Floor in lbs/MMBtu | FALSE | L | Annual | Emissions at Affected Plants MER | lbs | 106.0215 | 93.5808 | 67.1195 | 27.7815 | 8.172 | 1.0217 | 0.94881 | 0.73496
CO Hg Rule - MER Removal Annual v3.1 | 188 | 7282 | MACT Fuel Choice Floor in lbs/MMBtu | FALSE | L | Annual | Allowances Purchased MER | lbs | 0 | 0 | 0 | 0 | 0 | 0 | 0 | 0
CO Hg Rule - MER Removal Annual v3.1 | 188 | 7282 | MACT Fuel Choice Floor in lbs/MMBtu | FALSE | L | Annual | Allowances Sold MER | lbs | 0 | 0 | 0 | 0 | 0 | 0 | 0 | 0
CO Hg Rule - MER Removal Annual v3.1 | 188 | 7282 | MACT Fuel Choice Floor in lbs/MMBtu | FALSE | L | Annual | Allowances Banked | lbs | 0 | 0 | 0 | 0 | 0 | 0 | 0 | 0
CO Hg Rule - MER Removal Annual v3.1 | 188 | 7282 | MACT Fuel Choice Floor in lbs/MMBtu | FALSE | L | Annual | Allowances Withdrawn (1:1) | lbs | 0 | 0 | 0 | 0 | 0 | 0 | 0 | 0
CO Hg Rule - MER Removal Annual v3.1 | 188 | 7282 | MACT Fuel Choice Floor in lbs/MMBtu | FALSE | L | Annual | Allowances Withdrawn (n:1) | lbs | 0 | 0 | 0 | 0 | 0 | 0 | 0 | 0
CO Hg Rule - MER Removal Annual v3.1 | 188 | 7282 | MACT Fuel Choice Floor in lbs/MMBtu | FALSE | L | Annual | Net Emissions Allowance Position | lbs | 106.0215 | 93.5808 | 67.1195 | 27.7815 | 8.172 | 1.0217 | 0.94881 | 0.73496
CO Hg Rule - MER Removal Annual v3.1 | 188 | 7282 | MACT Fuel Choice Floor in lbs/MMBtu | FALSE | L | Annual | Fuel Consumed | TBtu | 243.6538 | 198.5638 | 121.8933 | 49.3233 | 14.3766 | 1.6337 | 1.5172 | 1.1752
CO Hg Rule - MER Removal Annual v3.1 | 188 | 7282 | MACT Fuel Choice Floor in lbs/MMBtu | FALSE | L | Annual | Rate | lb/MMBtu | 4.3513e-07 | 4.7129e-07 | 5.5064e-07 | 5.6325e-07 | 5.6843e-07 | 6.2537e-07 | 6.2537e-07 | 6.2537e-07
CO Hg Rule - MER Removal Annual v3.1 | 188 | 7282 | MACT Fuel Choice Floor in lbs/MMBtu | FALSE | L | Annual | Generation | TWh | 23.2526 | 19.0978 | 11.8551 | 4.6603 | 1.319 | 0.10064 | 0.093504 | 0.072413
CO Hg Rule - MER Removal Annual v3.1 | 188 | 7282 | MACT Fuel Choice Floor in lbs/MMBtu | FALSE | L | Annual | Qualifying Generation | TWh | 23.2526 | 19.0978 | 11.8551 | 4.6603 | 1.319 | 0.10064 | 0.093504 | 0.072413
CO Hg Rule - MER Removal Annual v3.1 | 188 | 7282 | MACT Fuel Choice Floor in lbs/MMBtu | FALSE | L | Annual | Constraint Shadow Price | US2019$/Lb | 0 | 0 | 0 | 0 | 0 | 0 | 0 | 0
CO NOX Rate Annual - Craig 1,3 v5.14 | 189 | 7284 | Rate Constraint in lbs/MMBtu | FALSE | L | Annual | Seasons Included | Seasons | Winter, WintShld, Summer | Winter, WintShld, Summer | Winter, WintShld, Summer | Winter, WintShld, Summer | Winter, WintShld, Summer | Winter, WintShld, Summer | Winter, WintShld, Summer | Winter, WintShld, Summer
CO NOX Rate Annual - Craig 1,3 v5.14 | 189 | 7284 | Rate Constraint in lbs/MMBtu | FALSE | L | Annual | Standard NOX | lb/MMBtu | 0.28 | 0.28 | 0.28 | 0.28 | 0.28 | 0.28 | 0.28 | 0.28
CO NOX Rate Annual - Craig 1,3 v5.14 | 189 | 7284 | Rate Constraint in lbs/MMBtu | FALSE | L | Annual | Emissions at Affected Plants NOX | Thousand Tons | 3.6639 | 3.6639 | 3.6639 | 0.076809 | 0.076809 | 0.076809 | 0.073825 | 0.060383
CO NOX Rate Annual - Craig 1,3 v5.14 | 189 | 7284 | Rate Constraint in lbs/MMBtu | FALSE | L | Annual | Allowances Purchased NOX | Thousand Tons | 0 | 0 | 0 | 0 | 0 | 0 | 0 | 0
CO NOX Rate Annual - Craig 1,3 v5.14 | 189 | 7284 | Rate Constraint in lbs/MMBtu | FALSE | L | Annual | Allowances Sold NOX | Thousand Tons | 0 | 0 | 0 | 0 | 0 | 0 | 0 | 0
CO NOX Rate Annual - Craig 1,3 v5.14 | 189 | 7284 | Rate Constraint in lbs/MMBtu | FALSE | L | Annual | Allowances Banked | Thousand Tons | 0 | 0 | 0 | 0 | 0 | 0 | 0 | 0
CO NOX Rate Annual - Craig 1,3 v5.14 | 189 | 7284 | Rate Constraint in lbs/MMBtu | FALSE | L | Annual | Allowances Withdrawn (1:1) | Thousand Tons | 0 | 0 | 0 | 0 | 0 | 0 | 0 | 0
CO NOX Rate Annual - Craig 1,3 v5.14 | 189 | 7284 | Rate Constraint in lbs/MMBtu | FALSE | L | Annual | Allowances Withdrawn (n:1) | Thousand Tons | 0 | 0 | 0 | 0 | 0 | 0 | 0 | 0
CO NOX Rate Annual - Craig 1,3 v5.14 | 189 | 7284 | Rate Constraint in lbs/MMBtu | FALSE | L | Annual | Net Emissions Allowance Position | Thousand Tons | 3.6639 | 3.6639 | 3.6639 | 0.076809 | 0.076809 | 0.076809 | 0.073825 | 0.060383
CO NOX Rate Annual - Craig 1,3 v5.14 | 189 | 7284 | Rate Constraint in lbs/MMBtu | FALSE | L | Annual | Fuel Consumed | TBtu | 31.5223 | 31.5223 | 31.5223 | 0.6253 | 0.6253 | 0.6253 | 0.5996 | 0.48988
CO NOX Rate Annual - Craig 1,3 v5.14 | 189 | 7284 | Rate Constraint in lbs/MMBtu | FALSE | L | Annual | Rate | lb/MMBtu | 0.23247 | 0.23247 | 0.23247 | 0.24567 | 0.24567 | 0.24567 | 0.24625 | 0.24652
CO NOX Rate Annual - Craig 1,3 v5.14 | 189 | 7284 | Rate Constraint in lbs/MMBtu | FALSE | L | Annual | Generation | TWh | 3.147 | 3.147 | 3.147 | 0.039409 | 0.039409 | 0.039409 | 0.037727 | 0.030801
CO NOX Rate Annual - Craig 1,3 v5.14 | 189 | 7284 | Rate Constraint in lbs/MMBtu | FALSE | L | Annual | Qualifying Generation | TWh | 3.147 | 3.147 | 3.147 | 0.039409 | 0.039409 | 0.039409 | 0.037727 | 0.030801
CO NOX Rate Annual - Craig 1,3 v5.14 | 189 | 7284 | Rate Constraint in lbs/MMBtu | FALSE | L | Annual | Rate | lb/MWh | 2.3285 | 2.3285 | 2.3285 | 3.898 | 3.898 | 3.898 | 3.9136 | 3.9209
CO NOX Rate Annual - Craig 1,3 v5.14 | 189 | 7284 | Rate Constraint in lbs/MMBtu | FALSE | L | Annual | Constraint Shadow Price | US2019$/Ton | 0 | 0 | 0 | 0 | 0 | 0 | 0 | 0
CO NOX Rate Annual - Craig 2 v5.14 | 190 | 7285 | Rate Constraint in lbs/MMBtu | FALSE | L | Annual | Seasons Included | Seasons | Winter, WintShld, Summer | Winter, WintShld, Summer | Winter, WintShld, Summer | Winter, WintShld, Summer | Winter, WintShld, Summer | Winter, WintShld, Summer | Winter, WintShld, Summer | Winter, WintShld, Summer
CO NOX Rate Annual - Craig 2 v5.14 | 190 | 7285 | Rate Constraint in lbs/MMBtu | FALSE | L | Annual | Standard NOX | lb/MMBtu | 0.08 | 0.08 | 0.08 | 0.08 | 0.08 | 0.08 | 0.08 | 0.08
CO NOX Rate Annual - Craig 2 v5.14 | 190 | 7285 | Rate Constraint in lbs/MMBtu | FALSE | L | Annual | Emissions at Affected Plants NOX | Thousand Tons | 0.91498 | 0.91498 | 0.022317 | 0.022317 | 0.022317 | 0.022317 | 0.019461 | 0.015167
CO NOX Rate Annual - Craig 2 v5.14 | 190 | 7285 | Rate Constraint in lbs/MMBtu | FALSE | L | Annual | Allowances Purchased NOX | Thousand Tons | 0 | 0 | 0 | 0 | 0 | 0 | 0 | 0
CO NOX Rate Annual - Craig 2 v5.14 | 190 | 7285 | Rate Constraint in lbs/MMBtu | FALSE | L | Annual | Allowances Sold NOX | Thousand Tons | 0 | 0 | 0 | 0 | 0 | 0 | 0 | 0
CO NOX Rate Annual - Craig 2 v5.14 | 190 | 7285 | Rate Constraint in lbs/MMBtu | FALSE | L | Annual | Allowances Banked | Thousand Tons | 0 | 0 | 0 | 0 | 0 | 0 | 0 | 0
CO NOX Rate Annual - Craig 2 v5.14 | 190 | 7285 | Rate Constraint in lbs/MMBtu | FALSE | L | Annual | Allowances Withdrawn (1:1) | Thousand Tons | 0 | 0 | 0 | 0 | 0 | 0 | 0 | 0
CO NOX Rate Annual - Craig 2 v5.14 | 190 | 7285 | Rate Constraint in lbs/MMBtu | FALSE | L | Annual | Allowances Withdrawn (n:1) | Thousand Tons | 0 | 0 | 0 | 0 | 0 | 0 | 0 | 0
CO NOX Rate Annual - Craig 2 v5.14 | 190 | 7285 | Rate Constraint in lbs/MMBtu | FALSE | L | Annual | Net Emissions Allowance Position | Thousand Tons | 0.91498 | 0.91498 | 0.022317 | 0.022317 | 0.022317 | 0.022317 | 0.019461 | 0.015167
CO NOX Rate Annual - Craig 2 v5.14 | 190 | 7285 | Rate Constraint in lbs/MMBtu | FALSE | L | Annual | Fuel Consumed | TBtu | 29.1024 | 29.1024 | 0.70982 | 0.70982 | 0.70982 | 0.70982 | 0.619 | 0.48241
CO NOX Rate Annual - Craig 2 v5.14 | 190 | 7285 | Rate Constraint in lbs/MMBtu | FALSE | L | Annual | Rate | lb/MMBtu | 0.06288 | 0.06288 | 0.06288 | 0.06288 | 0.06288 | 0.06288 | 0.06288 | 0.06288
CO NOX Rate Annual - Craig 2 v5.14 | 190 | 7285 | Rate Constraint in lbs/MMBtu | FALSE | L | Annual | Generation | TWh | 2.842 | 2.842 | 0.069318 | 0.042613 | 0.042613 | 0.042613 | 0.037161 | 0.028961
CO NOX Rate Annual - Craig 2 v5.14 | 190 | 7285 | Rate Constraint in lbs/MMBtu | FALSE | L | Annual | Qualifying Generation | TWh | 2.842 | 2.842 | 0.069318 | 0.042613 | 0.042613 | 0.042613 | 0.037161 | 0.028961
CO NOX Rate Annual - Craig 2 v5.14 | 190 | 7285 | Rate Constraint in lbs/MMBtu | FALSE | L | Annual | Rate | lb/MWh | 0.64389 | 0.64389 | 0.64389 | 1.0474 | 1.0474 | 1.0474 | 1.0474 | 1.0474
CO NOX Rate Annual - Craig 2 v5.14 | 190 | 7285 | Rate Constraint in lbs/MMBtu | FALSE | L | Annual | Constraint Shadow Price | US2019$/Ton | 0 | 0 | 0 | 0 | 0 | 0 | 0 | 0
CSAPR- NOX Annual- AL | 191 | 7069 | Rate Constraint in MTons | FALSE | L | Annual | Seasons Included | Seasons | Winter, WintShld, Summer | Winter, WintShld, Summer | Winter, WintShld, Summer | Winter, WintShld, Summer | Winter, WintShld, Summer | Winter, WintShld, Summer | Winter, WintShld, Summer | Winter, WintShld, Summer
CSAPR- NOX Annual- AL | 191 | 7069 | Rate Constraint in MTons | FALSE | L | Annual | Standard NOX | Thousand Tons | 84.9152 | 84.9152 | 84.9152 | 84.9152 | 84.9152 | 84.9152 | 84.9152 | 84.9152
CSAPR- NOX Annual- AL | 191 | 7069 | Rate Constraint in MTons | FALSE | L | Annual | Emissions at Affected Plants NOX | Thousand Tons | 12.8958 | 10.8526 | 7.2294 | 7.0454 | 4.171 | 3.928 | 3.0995 | 2.8014
CSAPR- NOX Annual- AL | 191 | 7069 | Rate Constraint in MTons | FALSE | L | Annual | Allowances Purchased NOX | Thousand Tons | 0 | 0 | 0 | 0 | 0 | 0 | 0 | 0
CSAPR- NOX Annual- AL | 191 | 7069 | Rate Constraint in MTons | FALSE | L | Annual | Allowances Sold NOX | Thousand Tons | 0 | 0 | 0 | 0 | 0 | 0 | 0 | 0
CSAPR- NOX Annual- AL | 191 | 7069 | Rate Constraint in MTons | FALSE | L | Annual | Allowances Banked | Thousand Tons | 0 | 0 | 0 | 0 | 0 | 0 | 0 | 0
CSAPR- NOX Annual- AL | 191 | 7069 | Rate Constraint in MTons | FALSE | L | Annual | Allowances Withdrawn (1:1) | Thousand Tons | 0 | 0 | 0 | 0 | 0 | 0 | 0 | 0
CSAPR- NOX Annual- AL | 191 | 7069 | Rate Constraint in MTons | FALSE | L | Annual | Allowances Withdrawn (n:1) | Thousand Tons | 0 | 0 | 0 | 0 | 0 | 0 | 0 | 0
CSAPR- NOX Annual- AL | 191 | 7069 | Rate Constraint in MTons | FALSE | L | Annual | Net Emissions Allowance Position | Thousand Tons | 12.8958 | 10.8526 | 7.2294 | 7.0454 | 4.171 | 3.928 | 3.0995 | 2.8014
CSAPR- NOX Annual- AL | 191 | 7069 | Rate Constraint in MTons | FALSE | L | Annual | Fuel Consumed | TBtu | 608.7612 | 691.421 | 669.2385 | 673.838 | 571.2672 | 564.8556 | 501.9125 | 433.7232
CSAPR- NOX Annual- AL | 191 | 7069 | Rate Constraint in MTons | FALSE | L | Annual | Rate | lb/MMBtu | 0.042367 | 0.031392 | 0.021605 | 0.020911 | 0.014603 | 0.013908 | 0.012351 | 0.012918
CSAPR- NOX Annual- AL | 191 | 7069 | Rate Constraint in MTons | FALSE | L | Annual | Generation | TWh | 74.5172 | 91.6886 | 103.3333 | 103.8567 | 96.7925 | 104.5745 | 106.854 | 106.6316
CSAPR- NOX Annual- AL | 191 | 7069 | Rate Constraint in MTons | FALSE | L | Annual | Qualifying Generation | TWh | 74.5172 | 88.9036 | 90.2064 | 90.7298 | 79.7001 | 78.0599 | 68.1376 | 55.7982
CSAPR- NOX Annual- AL | 191 | 7069 | Rate Constraint in MTons | FALSE | L | Annual | Rate | lb/MWh | 0.34612 | 0.24414 | 0.16029 | 0.1553 | 0.10467 | 0.10064 | 0.090978 | 0.10041
CSAPR- NOX Annual- AL | 191 | 7069 | Rate Constraint in MTons | FALSE | L | Annual | Constraint Shadow Price | US2019$/Ton | 0 | 0 | 0 | 0 | 0 | 0 | 0 | 0
CSAPR- NOX Annual- GA | 192 | 7070 | Rate Constraint in MTons | FALSE | L | Annual | Seasons Included | Seasons | Winter, WintShld, Summer | Winter, WintShld, Summer | Winter, WintShld, Summer | Winter, WintShld, Summer | Winter, WintShld, Summer | Winter, WintShld, Summer | Winter, WintShld, Summer | Winter, WintShld, Summer
CSAPR- NOX Annual- GA | 192 | 7070 | Rate Constraint in MTons | FALSE | L | Annual | Standard NOX | Thousand Tons | 63.4108 | 63.4108 | 63.4108 | 63.4108 | 63.4108 | 63.4108 | 63.4108 | 63.4108
CSAPR- NOX Annual- GA | 192 | 7070 | Rate Constraint in MTons | FALSE | L | Annual | Emissions at Affected Plants NOX | Thousand Tons | 26.6188 | 8.0627 | 6.0194 | 6.2613 | 3.1313 | 3.3873 | 3.5397 | 3.7653
CSAPR- NOX Annual- GA | 192 | 7070 | Rate Constraint in MTons | FALSE | L | Annual | Allowances Purchased NOX | Thousand Tons | 0 | 0 | 0 | 0 | 0 | 0 | 0 | 0
CSAPR- NOX Annual- GA | 192 | 7070 | Rate Constraint in MTons | FALSE | L | Annual | Allowances Sold NOX | Thousand Tons | 0 | 0 | 0 | 0 | 0 | 0 | 0 | 0
CSAPR- NOX Annual- GA | 192 | 7070 | Rate Constraint in MTons | FALSE | L | Annual | Allowances Banked | Thousand Tons | 0 | 0 | 0 | 0 | 0 | 0 | 0 | 0
CSAPR- NOX Annual- GA | 192 | 7070 | Rate Constraint in MTons | FALSE | L | Annual | Allowances Withdrawn (1:1) | Thousand Tons | 0 | 0 | 0 | 0 | 0 | 0 | 0 | 0
CSAPR- NOX Annual- GA | 192 | 7070 | Rate Constraint in MTons | FALSE | L | Annual | Allowances Withdrawn (n:1) | Thousand Tons | 0 | 0 | 0 | 0 | 0 | 0 | 0 | 0
CSAPR- NOX Annual- GA | 192 | 7070 | Rate Constraint in MTons | FALSE | L | Annual | Net Emissions Allowance Position | Thousand Tons | 26.6188 | 8.0627 | 6.0194 | 6.2613 | 3.1313 | 3.3873 | 3.5397 | 3.7653
CSAPR- NOX Annual- GA | 192 | 7070 | Rate Constraint in MTons | FALSE | L | Annual | Fuel Consumed | TBtu | 694.335 | 488.6002 | 496.2542 | 512.9412 | 440.4547 | 490.0604 | 537.6078 | 571.6473
CSAPR- NOX Annual- GA | 192 | 7070 | Rate Constraint in MTons | FALSE | L | Annual | Rate | lb/MMBtu | 0.076674 | 0.033003 | 0.024259 | 0.024414 | 0.014219 | 0.013824 | 0.013168 | 0.013174
CSAPR- NOX Annual- GA | 192 | 7070 | Rate Constraint in MTons | FALSE | L | Annual | Generation | TWh | 87.7252 | 102.061 | 150.7376 | 152.1398 | 142.0551 | 145.4174 | 163.8092 | 175.7543
CSAPR- NOX Annual- GA | 192 | 7070 | Rate Constraint in MTons | FALSE | L | Annual | Qualifying Generation | TWh | 80.6208 | 63.6669 | 66.2087 | 68.0942 | 60.6416 | 65.734 | 69.2336 | 69.3652
CSAPR- NOX Annual- GA | 192 | 7070 | Rate Constraint in MTons | FALSE | L | Annual | Rate | lb/MWh | 0.66034 | 0.25328 | 0.18183 | 0.1839 | 0.10327 | 0.10306 | 0.10225 | 0.10857
CSAPR- NOX Annual- GA | 192 | 7070 | Rate Constraint in MTons | FALSE | L | Annual | Constraint Shadow Price | US2019$/Ton | 0 | 0 | 0 | 0 | 0 | 0 | 0 | 0
CSAPR- NOX Annual- IA | 193 | 7071 | Rate Constraint in MTons | FALSE | L | Annual | Seasons Included | Seasons | Winter, WintShld, Summer | Winter, WintShld, Summer | Winter, WintShld, Summer | Winter, WintShld, Summer | Winter, WintShld, Summer | Winter, WintShld, Summer | Winter, WintShld, Summer | Winter, WintShld, Summer
CSAPR- NOX Annual- IA | 193 | 7071 | Rate Constraint in MTons | FALSE | L | Annual | Standard NOX | Thousand Tons | 44.2476 | 44.2476 | 44.2476 | 44.2476 | 44.2476 | 44.2476 | 44.2476 | 44.2476
CSAPR- NOX Annual- IA | 193 | 7071 | Rate Constraint in MTons | FALSE | L | Annual | Emissions at Affected Plants NOX | Thousand Tons | 23.8041 | 22.9336 | 19.401 | 18.5127 | 4.4138 | 3.1607 | 1.6275 | 0.078092
CSAPR- NOX Annual- IA | 193 | 7071 | Rate Constraint in MTons | FALSE | L | Annual | Allowances Purchased NOX | Thousand Tons | 0 | 0 | 0 | 0 | 0 | 0 | 0 | 0
CSAPR- NOX Annual- IA | 193 | 7071 | Rate Constraint in MTons | FALSE | L | Annual | Allowances Sold NOX | Thousand Tons | 0 | 0 | 0 | 0 | 0 | 0 | 0 | 0
CSAPR- NOX Annual- IA | 193 | 7071 | Rate Constraint in MTons | FALSE | L | Annual | Allowances Banked | Thousand Tons | 0 | 0 | 0 | 0 | 0 | 0 | 0 | 0
CSAPR- NOX Annual- IA | 193 | 7071 | Rate Constraint in MTons | FALSE | L | Annual | Allowances Withdrawn (1:1) | Thousand Tons | 0 | 0 | 0 | 0 | 0 | 0 | 0 | 0
CSAPR- NOX Annual- IA | 193 | 7071 | Rate Constraint in MTons | FALSE | L | Annual | Allowances Withdrawn (n:1) | Thousand Tons | 0 | 0 | 0 | 0 | 0 | 0 | 0 | 0
CSAPR- NOX Annual- IA | 193 | 7071 | Rate Constraint in MTons | FALSE | L | Annual | Net Emissions Allowance Position | Thousand Tons | 23.8041 | 22.9336 | 19.401 | 18.5127 | 4.4138 | 3.1607 | 1.6275 | 0.078092
CSAPR- NOX Annual- IA | 193 | 7071 | Rate Constraint in MTons | FALSE | L | Annual | Fuel Consumed | TBtu | 347.123 | 346.6794 | 337.2506 | 315.7073 | 83.786 | 57.3524 | 39.5701 | 18.2815
CSAPR- NOX Annual- IA | 193 | 7071 | Rate Constraint in MTons | FALSE | L | Annual | Rate | lb/MMBtu | 0.13715 | 0.1323 | 0.11505 | 0.11728 | 0.10536 | 0.11022 | 0.08226 | 0.0085433
CSAPR- NOX Annual- IA | 193 | 7071 | Rate Constraint in MTons | FALSE | L | Annual | Generation | TWh | 35.3023 | 35.7023 | 37.2039 | 34.5053 | 9.9016 | 7.7351 | 7.4505 | 4.5257
CSAPR- NOX Annual- IA | 193 | 7071 | Rate Constraint in MTons | FALSE | L | Annual | Qualifying Generation | TWh | 35.3023 | 35.7023 | 36.3017 | 33.6174 | 9.2237 | 6.2958 | 4.8305 | 2.3594
CSAPR- NOX Annual- IA | 193 | 7071 | Rate Constraint in MTons | FALSE | L | Annual | Rate | lb/MWh | 1.3486 | 1.2847 | 1.0689 | 1.1014 | 0.95705 | 1.004 | 0.67385 | 0.066195
CSAPR- NOX Annual- IA | 193 | 7071 | Rate Constraint in MTons | FALSE | L | Annual | Constraint Shadow Price | US2019$/Ton | 0 | 0 | 0 | 0 | 0 | 0 | 0 | 0
CSAPR- NOX Annual- IL | 194 | 7072 | Rate Constraint in MTons | FALSE | L | Annual | Seasons Included | Seasons | Winter, WintShld, Summer | Winter, WintShld, Summer | Winter, WintShld, Summer | Winter, WintShld, Summer | Winter, WintShld, Summer | Winter, WintShld, Summer | Winter, WintShld, Summer | Winter, WintShld, Summer
CSAPR- NOX Annual- IL | 194 | 7072 | Rate Constraint in MTons | FALSE | L | Annual | Standard NOX | Thousand Tons | 56.489 | 56.489 | 56.489 | 56.489 | 56.489 | 56.489 | 56.489 | 56.489
CSAPR- NOX Annual- IL | 194 | 7072 | Rate Constraint in MTons | FALSE | L | Annual | Emissions at Affected Plants NOX | Thousand Tons | 12.6485 | 7.2998 | 5.4559 | 5.1186 | 3.4599 | 2.8716 | 0.02154 | 0.020205
CSAPR- NOX Annual- IL | 194 | 7072 | Rate Constraint in MTons | FALSE | L | Annual | Allowances Purchased NOX | Thousand Tons | 0 | 0 | 0 | 0 | 0 | 0 | 0 | 0
CSAPR- NOX Annual- IL | 194 | 7072 | Rate Constraint in MTons | FALSE | L | Annual | Allowances Sold NOX | Thousand Tons | 0 | 0 | 0 | 0 | 0 | 0 | 0 | 0
CSAPR- NOX Annual- IL | 194 | 7072 | Rate Constraint in MTons | FALSE | L | Annual | Allowances Banked | Thousand Tons | 0 | 0 | 0 | 0 | 0 | 0 | 0 | 0
CSAPR- NOX Annual- IL | 194 | 7072 | Rate Constraint in MTons | FALSE | L | Annual | Allowances Withdrawn (1:1) | Thousand Tons | 0 | 0 | 0 | 0 | 0 | 0 | 0 | 0
CSAPR- NOX Annual- IL | 194 | 7072 | Rate Constraint in MTons | FALSE | L | Annual | Allowances Withdrawn (n:1) | Thousand Tons | 0 | 0 | 0 | 0 | 0 | 0 | 0 | 0
CSAPR- NOX Annual- IL | 194 | 7072 | Rate Constraint in MTons | FALSE | L | Annual | Net Emissions Allowance Position | Thousand Tons | 12.6485 | 7.2998 | 5.4559 | 5.1186 | 3.4599 | 2.8716 | 0.02154 | 0.020205
CSAPR- NOX Annual- IL | 194 | 7072 | Rate Constraint in MTons | FALSE | L | Annual | Fuel Consumed | TBtu | 412.033 | 271.4701 | 278.781 | 278.1351 | 217.4036 | 168.2798 | 1.8516 | 1.6442
CSAPR- NOX Annual- IL | 194 | 7072 | Rate Constraint in MTons | FALSE | L | Annual | Rate | lb/MMBtu | 0.061395 | 0.05378 | 0.039141 | 0.036807 | 0.031829 | 0.034129 | 0.023266 | 0.024578
CSAPR- NOX Annual- IL | 194 | 7072 | Rate Constraint in MTons | FALSE | L | Annual | Generation | TWh | 45.4359 | 35.2186 | 51.5092 | 52.0853 | 47.4994 | 42.9109 | 23.6145 | 20.5217
CSAPR- NOX Annual- IL | 194 | 7072 | Rate Constraint in MTons | FALSE | L | Annual | Qualifying Generation | TWh | 45.4359 | 31.815 | 34.6134 | 35.1037 | 28.4992 | 22.0324 | 0.19931 | 0.17816
CSAPR- NOX Annual- IL | 194 | 7072 | Rate Constraint in MTons | FALSE | L | Annual | Rate | lb/MWh | 0.55676 | 0.45889 | 0.31525 | 0.29163 | 0.2428 | 0.26067 | 0.21615 | 0.22683
CSAPR- NOX Annual- IL | 194 | 7072 | Rate Constraint in MTons | FALSE | L | Annual | Constraint Shadow Price | US2019$/Ton | 0 | 0 | 0 | 0 | 0 | 0 | 0 | 0
CSAPR- NOX Annual- IN | 195 | 7073 | Rate Constraint in MTons | FALSE | L | Annual | Seasons Included | Seasons | Winter, WintShld, Summer | Winter, WintShld, Summer | Winter, WintShld, Summer | Winter, WintShld, Summer | Winter, WintShld, Summer | Winter, WintShld, Summer | Winter, WintShld, Summer | Winter, WintShld, Summer
CSAPR- NOX Annual- IN | 195 | 7073 | Rate Constraint in MTons | FALSE | L | Annual | Standard NOX | Thousand Tons | 127.9403 | 127.9403 | 127.9403 | 127.9403 | 127.9403 | 127.9403 | 127.9403 | 127.9403
CSAPR- NOX Annual- IN | 195 | 7073 | Rate Constraint in MTons | FALSE | L | Annual | Emissions at Affected Plants NOX | Thousand Tons | 51.4391 | 38.7663 | 27.1636 | 24.4702 | 5.0864 | 1.7953 | 1.7191 | 1.1419
CSAPR- NOX Annual- IN | 195 | 7073 | Rate Constraint in MTons | FALSE | L | Annual | Allowances Purchased NOX | Thousand Tons | 0 | 0 | 0 | 0 | 0 | 0 | 0 | 0
CSAPR- NOX Annual- IN | 195 | 7073 | Rate Constraint in MTons | FALSE | L | Annual | Allowances Sold NOX | Thousand Tons | 0 | 0 | 0 | 0 | 0 | 0 | 0 | 0
CSAPR- NOX Annual- IN | 195 | 7073 | Rate Constraint in MTons | FALSE | L | Annual | Allowances Banked | Thousand Tons | 0 | 0 | 0 | 0 | 0 | 0 | 0 | 0
CSAPR- NOX Annual- IN | 195 | 7073 | Rate Constraint in MTons | FALSE | L | Annual | Allowances Withdrawn (1:1) | Thousand Tons | 0 | 0 | 0 | 0 | 0 | 0 | 0 | 0
CSAPR- NOX Annual- IN | 195 | 7073 | Rate Constraint in MTons | FALSE | L | Annual | Allowances Withdrawn (n:1) | Thousand Tons | 0 | 0 | 0 | 0 | 0 | 0 | 0 | 0
CSAPR- NOX Annual- IN | 195 | 7073 | Rate Constraint in MTons | FALSE | L | Annual | Net Emissions Allowance Position | Thousand Tons | 51.4391 | 38.7663 | 27.1636 | 24.4702 | 5.0864 | 1.7953 | 1.7191 | 1.1419
CSAPR- NOX Annual- IN | 195 | 7073 | Rate Constraint in MTons | FALSE | L | Annual | Fuel Consumed | TBtu | 829.4751 | 804.9973 | 699.6385 | 640.1989 | 340.0964 | 291.1285 | 304.0397 | 223.5375
CSAPR- NOX Annual- IN | 195 | 7073 | Rate Constraint in MTons | FALSE | L | Annual | Rate | lb/MMBtu | 0.12403 | 0.096314 | 0.07765 | 0.076446 | 0.029912 | 0.012333 | 0.011309 | 0.010217
CSAPR- NOX Annual- IN | 195 | 7073 | Rate Constraint in MTons | FALSE | L | Annual | Generation | TWh | 82.9212 | 92.6404 | 87.026 | 81.1954 | 49.8962 | 46.5696 | 51.6338 | 38.2527
CSAPR- NOX Annual- IN | 195 | 7073 | Rate Constraint in MTons | FALSE | L | Annual | Qualifying Generation | TWh | 82.9212 | 91.0708 | 85.2281 | 79.3975 | 48.2701 | 41.6422 | 42.7047 | 32.1591
CSAPR- NOX Annual- IN | 195 | 7073 | Rate Constraint in MTons | FALSE | L | Annual | Rate | lb/MWh | 1.2407 | 0.85135 | 0.63743 | 0.6164 | 0.21075 | 0.086223 | 0.080513 | 0.071018
CSAPR- NOX Annual- IN | 195 | 7073 | Rate Constraint in MTons | FALSE | L | Annual | Constraint Shadow Price | US2019$/Ton | 0 | 0 | 0 | 0 | 0 | 0 | 0 | 0
CSAPR- NOX Annual- KS | 196 | 7074 | Rate Constraint in MTons | FALSE | L | Annual | Seasons Included | Seasons | Winter, WintShld, Summer | Winter, WintShld, Summer | Winter, WintShld, Summer | Winter, WintShld, Summer | Winter, WintShld, Summer | Winter, WintShld, Summer | Winter, WintShld, Summer | Winter, WintShld, Summer
CSAPR- NOX Annual- KS | 196 | 7074 | Rate Constraint in MTons | FALSE | L | Annual | Standard NOX | Thousand Tons | 36.9977 | 36.9977 | 36.9977 | 36.9977 | 36.9977 | 36.9977 | 36.9977 | 36.9977
CSAPR- NOX Annual- KS | 196 | 7074 | Rate Constraint in MTons | FALSE | L | Annual | Emissions at Affected Plants NOX | Thousand Tons | 12.648 | 9.3901 | 6.873 | 3.6802 | 1.1786 | 0.27832 | 0.27791 | 0.017496
CSAPR- NOX Annual- KS | 196 | 7074 | Rate Constraint in MTons | FALSE | L | Annual | Allowances Purchased NOX | Thousand Tons | 0 | 0 | 0 | 0 | 0 | 0 | 0 | 0
CSAPR- NOX Annual- KS | 196 | 7074 | Rate Constraint in MTons | FALSE | L | Annual | Allowances Sold NOX | Thousand Tons | 0 | 0 | 0 | 0 | 0 | 0 | 0 | 0
CSAPR- NOX Annual- KS | 196 | 7074 | Rate Constraint in MTons | FALSE | L | Annual | Allowances Banked | Thousand Tons | 0 | 0 | 0 | 0 | 0 | 0 | 0 | 0
CSAPR- NOX Annual- KS | 196 | 7074 | Rate Constraint in MTons | FALSE | L | Annual | Allowances Withdrawn (1:1) | Thousand Tons | 0 | 0 | 0 | 0 | 0 | 0 | 0 | 0
CSAPR- NOX Annual- KS | 196 | 7074 | Rate Constraint in MTons | FALSE | L | Annual | Allowances Withdrawn (n:1) | Thousand Tons | 0 | 0 | 0 | 0 | 0 | 0 | 0 | 0
CSAPR- NOX Annual- KS | 196 | 7074 | Rate Constraint in MTons | FALSE | L | Annual | Net Emissions Allowance Position | Thousand Tons | 12.648 | 9.3901 | 6.873 | 3.6802 | 1.1786 | 0.27832 | 0.27791 | 0.017496
CSAPR- NOX Annual- KS | 196 | 7074 | Rate Constraint in MTons | FALSE | L | Annual | Fuel Consumed | TBtu | 251.766 | 186.4269 | 138.2983 | 89.257 | 26.117 | 3.7245 | 3.6497 | 1.3657
CSAPR- NOX Annual- KS | 196 | 7074 | Rate Constraint in MTons | FALSE | L | Annual | Rate | lb/MMBtu | 0.10047 | 0.10074 | 0.099393 | 0.082464 | 0.090252 | 0.14945 | 0.15229 | 0.025622
CSAPR- NOX Annual- KS | 196 | 7074 | Rate Constraint in MTons | FALSE | L | Annual | Generation | TWh | 23.1982 | 17.1254 | 12.9007 | 8.3743 | 2.4362 | 0.3888 | 0.37814 | 0.19803
CSAPR- NOX Annual- KS | 196 | 7074 | Rate Constraint in MTons | FALSE | L | Annual | Qualifying Generation | TWh | 23.1982 | 17.1254 | 12.9007 | 8.3743 | 2.4362 | 0.38546 | 0.37791 | 0.17961
CSAPR- NOX Annual- KS | 196 | 7074 | Rate Constraint in MTons | FALSE | L | Annual | Rate | lb/MWh | 1.0904 | 1.0966 | 1.0655 | 0.87893 | 0.96754 | 1.4441 | 1.4707 | 0.19483
CSAPR- NOX Annual- KS | 196 | 7074 | Rate Constraint in MTons | FALSE | L | Annual | Constraint Shadow Price | US2019$/Ton | 0 | 0 | 0 | 0 | 0 | 0 | 0 | 0
CSAPR- NOX Annual- KY | 197 | 7075 | Rate Constraint in MTons | FALSE | L | Annual | Seasons Included | Seasons | Winter, WintShld, Summer | Winter, WintShld, Summer | Winter, WintShld, Summer | Winter, WintShld, Summer | Winter, WintShld, Summer | Winter, WintShld, Summer | Winter, WintShld, Summer | Winter, WintShld, Summer
CSAPR- NOX Annual- KY | 197 | 7075 | Rate Constraint in MTons | FALSE | L | Annual | Standard NOX | Thousand Tons | 91.1408 | 91.1408 | 91.1408 | 91.1408 | 91.1408 | 91.1408 | 91.1408 | 91.1408
CSAPR- NOX Annual- KY | 197 | 7075 | Rate Constraint in MTons | FALSE | L | Annual | Emissions at Affected Plants NOX | Thousand Tons | 31.5288 | 29.4428 | 18.293 | 14.5468 | 5.7368 | 4.6324 | 2.8449 | 2.2769
CSAPR- NOX Annual- KY | 197 | 7075 | Rate Constraint in MTons | FALSE | L | Annual | Allowances Purchased NOX | Thousand Tons | 0 | 0 | 0 | 0 | 0 | 0 | 0 | 0
CSAPR- NOX Annual- KY | 197 | 7075 | Rate Constraint in MTons | FALSE | L | Annual | Allowances Sold NOX | Thousand Tons | 0 | 0 | 0 | 0 | 0 | 0 | 0 | 0
CSAPR- NOX Annual- KY | 197 | 7075 | Rate Constraint in MTons | FALSE | L | Annual | Allowances Banked | Thousand Tons | 0 | 0 | 0 | 0 | 0 | 0 | 0 | 0
CSAPR- NOX Annual- KY | 197 | 7075 | Rate Constraint in MTons | FALSE | L | Annual | Allowances Withdrawn (1:1) | Thousand Tons | 0 | 0 | 0 | 0 | 0 | 0 | 0 | 0
CSAPR- NOX Annual- KY | 197 | 7075 | Rate Constraint in MTons | FALSE | L | Annual | Allowances Withdrawn (n:1) | Thousand Tons | 0 | 0 | 0 | 0 | 0 | 0 | 0 | 0
CSAPR- NOX Annual- KY | 197 | 7075 | Rate Constraint in MTons | FALSE | L | Annual | Net Emissions Allowance Position | Thousand Tons | 31.5288 | 29.4428 | 18.293 | 14.5468 | 5.7368 | 4.6324 | 2.8449 | 2.2769
CSAPR- NOX Annual- KY | 197 | 7075 | Rate Constraint in MTons | FALSE | L | Annual | Fuel Consumed | TBtu | 574.0938 | 598.3733 | 463.0055 | 399.6553 | 367.6901 | 350.9972 | 327.8085 | 306.5267
CSAPR- NOX Annual- KY | 197 | 7075 | Rate Constraint in MTons | FALSE | L | Annual | Rate | lb/MMBtu | 0.10984 | 0.098409 | 0.079019 | 0.072797 | 0.031204 | 0.026396 | 0.017357 | 0.014856
CSAPR- NOX Annual- KY | 197 | 7075 | Rate Constraint in MTons | FALSE | L | Annual | Generation | TWh | 56.8818 | 90.7198 | 97.1855 | 91.1469 | 94.7614 | 96.9542 | 100.4028 | 85.6947
CSAPR- NOX Annual- KY | 197 | 7075 | Rate Constraint in MTons | FALSE | L | Annual | Qualifying Generation | TWh | 56.8818 | 63.1625 | 54.6244 | 48.5858 | 52.8466 | 51.4179 | 48.6667 | 45.652
CSAPR- NOX Annual- KY | 197 | 7075 | Rate Constraint in MTons | FALSE | L | Annual | Rate | lb/MWh | 1.1086 | 0.93229 | 0.66977 | 0.59881 | 0.21711 | 0.18019 | 0.11691 | 0.099751
CSAPR- NOX Annual- KY | 197 | 7075 | Rate Constraint in MTons | FALSE | L | Annual | Constraint Shadow Price | US2019$/Ton | 0 | 0 | 0 | 0 | 0 | 0 | 0 | 0
CSAPR- NOX Annual- MD | 198 | 7076 | Rate Constraint in MTons | FALSE | L | Annual | Seasons Included | Seasons | Winter, WintShld, Summer | Winter, WintShld, Summer | Winter, WintShld, Summer | Winter, WintShld, Summer | Winter, WintShld, Summer | Winter, WintShld, Summer | Winter, WintShld, Summer | Winter, WintShld, Summer
CSAPR- NOX Annual- MD | 198 | 7076 | Rate Constraint in MTons | FALSE | L | Annual | Standard NOX | Thousand Tons | 19.5573 | 19.5573 | 19.5573 | 19.5573 | 19.5573 | 19.5573 | 19.5573 | 19.5573
CSAPR- NOX Annual- MD | 198 | 7076 | Rate Constraint in MTons | FALSE | L | Annual | Emissions at Affected Plants NOX | Thousand Tons | 1.4979 | 1.5574 | 1.4048 | 1.4028 | 1.2937 | 0.98214 | 0.96209 | 0.8974
CSAPR- NOX Annual- MD | 198 | 7076 | Rate Constraint in MTons | FALSE | L | Annual | Allowances Purchased NOX | Thousand Tons | 0 | 0 | 0 | 0 | 0 | 0 | 0 | 0
CSAPR- NOX Annual- MD | 198 | 7076 | Rate Constraint in MTons | FALSE | L | Annual | Allowances Sold NOX | Thousand Tons | 0 | 0 | 0 | 0 | 0 | 0 | 0 | 0
CSAPR- NOX Annual- MD | 198 | 7076 | Rate Constraint in MTons | FALSE | L | Annual | Allowances Banked | Thousand Tons | 0 | 0 | 0 | 0 | 0 | 0 | 0 | 0
CSAPR- NOX Annual- MD | 198 | 7076 | Rate Constraint in MTons | FALSE | L | Annual | Allowances Withdrawn (1:1) | Thousand Tons | 0 | 0 | 0 | 0 | 0 | 0 | 0 | 0
CSAPR- NOX Annual- MD | 198 | 7076 | Rate Constraint in MTons | FALSE | L | Annual | Allowances Withdrawn (n:1) | Thousand Tons | 0 | 0 | 0 | 0 | 0 | 0 | 0 | 0
CSAPR- NOX Annual- MD | 198 | 7076 | Rate Constraint in MTons | FALSE | L | Annual | Net Emissions Allowance Position | Thousand Tons | 1.4979 | 1.5574 | 1.4048 | 1.4028 | 1.2937 | 0.98214 | 0.96209 | 0.8974
CSAPR- NOX Annual- MD | 198 | 7076 | Rate Constraint in MTons | FALSE | L | Annual | Fuel Consumed | TBtu | 196.2916 | 267.2855 | 279.451 | 281.9172 | 256.9766 | 216.5804 | 212.4093 | 199.2452
CSAPR- NOX Annual- MD | 198 | 7076 | Rate Constraint in MTons | FALSE | L | Annual | Rate | lb/MMBtu | 0.015262 | 0.011653 | 0.010054 | 0.0099517 | 0.010068 | 0.0090695 | 0.0090588 | 0.009008
CSAPR- NOX Annual- MD | 198 | 7076 | Rate Constraint in MTons | FALSE | L | Annual | Generation | TWh | 28.3461 | 39.5998 | 41.4069 | 41.7749 | 38.265 | 59.647 | 80.0434 | 102.3884
CSAPR- NOX Annual- MD | 198 | 7076 | Rate Constraint in MTons | FALSE | L | Annual | Qualifying Generation | TWh | 28.3024 | 39.523 | 41.3301 | 41.6982 | 38.1882 | 32.3331 | 31.6704 | 29.7789
CSAPR- NOX Annual- MD | 198 | 7076 | Rate Constraint in MTons | FALSE | L | Annual | Rate | lb/MWh | 0.10585 | 0.078808 | 0.067978 | 0.067283 | 0.067753 | 0.060751 | 0.060757 | 0.060271
CSAPR- NOX Annual- MD | 198 | 7076 | Rate Constraint in MTons | FALSE | L | Annual | Constraint Shadow Price | US2019$/Ton | 0 | 0 | 0 | 0 | 0 | 0 | 0 | 0
CSAPR- NOX Annual- MI | 199 | 7077 | Rate Constraint in MTons | FALSE | L | Annual | Seasons Included | Seasons | Winter, WintShld, Summer | Winter, WintShld, Summer | Winter, WintShld, Summer | Winter, WintShld, Summer | Winter, WintShld, Summer | Winter, WintShld, Summer | Winter, WintShld, Summer | Winter, WintShld, Summer
CSAPR- NOX Annual- MI | 199 | 7077 | Rate Constraint in MTons | FALSE | L | Annual | Standard NOX | Thousand Tons | 74.3872 | 74.3872 | 74.3872 | 74.3872 | 74.3872 | 74.3872 | 74.3872 | 74.3872
CSAPR- NOX Annual- MI | 199 | 7077 | Rate Constraint in MTons | FALSE | L | Annual | Emissions at Affected Plants NOX | Thousand Tons | 22.5707 | 19.0157 | 18.1827 | 8.0838 | 4.1827 | 4.3573 | 4.9154 | 4.7752
CSAPR- NOX Annual- MI | 199 | 7077 | Rate Constraint in MTons | FALSE | L | Annual | Allowances Purchased NOX | Thousand Tons | 0 | 0 | 0 | 0 | 0 | 0 | 0 | 0
CSAPR- NOX Annual- MI | 199 | 7077 | Rate Constraint in MTons | FALSE | L | Annual | Allowances Sold NOX | Thousand Tons | 0 | 0 | 0 | 0 | 0 | 0 | 0 | 0
CSAPR- NOX Annual- MI | 199 | 7077 | Rate Constraint in MTons | FALSE | L | Annual | Allowances Banked | Thousand Tons | 0 | 0 | 0 | 0 | 0 | 0 | 0 | 0
CSAPR- NOX Annual- MI | 199 | 7077 | Rate Constraint in MTons | FALSE | L | Annual | Allowances Withdrawn (1:1) | Thousand Tons | 0 | 0 | 0 | 0 | 0 | 0 | 0 | 0
CSAPR- NOX Annual- MI | 199 | 7077 | Rate Constraint in MTons | FALSE | L | Annual | Allowances Withdrawn (n:1) | Thousand Tons | 0 | 0 | 0 | 0 | 0 | 0 | 0 | 0
CSAPR- NOX Annual- MI | 199 | 7077 | Rate Constraint in MTons | FALSE | L | Annual | Net Emissions Allowance Position | Thousand Tons | 22.5707 | 19.0157 | 18.1827 | 8.0838 | 4.1827 | 4.3573 | 4.9154 | 4.7752
CSAPR- NOX Annual- MI | 199 | 7077 | Rate Constraint in MTons | FALSE | L | Annual | Fuel Consumed | TBtu | 651.8427 | 557.0922 | 553.926 | 384.9255 | 257.2766 | 253.5159 | 277.1438 | 291.749
CSAPR- NOX Annual- MI | 199 | 7077 | Rate Constraint in MTons | FALSE | L | Annual | Rate | lb/MMBtu | 0.069252 | 0.068268 | 0.06565 | 0.042002 | 0.032516 | 0.034375 | 0.035472 | 0.032735
CSAPR- NOX Annual- MI | 199 | 7077 | Rate Constraint in MTons | FALSE | L | Annual | Generation | TWh | 75.3495 | 67.0593 | 69.9464 | 51.9215 | 37.3119 | 40.362 | 47.7655 | 48.1988
CSAPR- NOX Annual- MI | 199 | 7077 | Rate Constraint in MTons | FALSE | L | Annual | Qualifying Generation | TWh | 75.3495 | 67.0593 | 69.1688 | 51.1938 | 36.8444 | 36.3427 | 39.4011 | 42.3927
CSAPR- NOX Annual- MI | 199 | 7077 | Rate Constraint in MTons | FALSE | L | Annual | Rate | lb/MWh | 0.59909 | 0.56713 | 0.52575 | 0.31581 | 0.22705 | 0.23979 | 0.24951 | 0.22528
CSAPR- NOX Annual- MI | 199 | 7077 | Rate Constraint in MTons | FALSE | L | Annual | Constraint Shadow Price | US2019$/Ton | 0 | 0 | 0 | 0 | 0 | 0 | 0 | 0
CSAPR- NOX Annual- MN | 200 | 7078 | Rate Constraint in MTons | FALSE | L | Annual | Seasons Included | Seasons | Winter, WintShld, Summer | Winter, WintShld, Summer | Winter, WintShld, Summer | Winter, WintShld, Summer | Winter, WintShld, Summer | Winter, WintShld, Summer | Winter, WintShld, Summer | Winter, WintShld, Summer
CSAPR- NOX Annual- MN | 200 | 7078 | Rate Constraint in MTons | FALSE | L | Annual | Standard NOX | Thousand Tons | 34.895 | 34.895 | 34.895 | 34.895 | 34.895 | 34.895 | 34.895 | 34.895
CSAPR- NOX Annual- MN | 200 | 7078 | Rate Constraint in MTons | FALSE | L | Annual | Emissions at Affected Plants NOX | Thousand Tons | 14.5902 | 10.7424 | 8.423 | 4.3673 | 0.68502 | 0.078309 | 0.084013 | 0.067191
CSAPR- NOX Annual- MN | 200 | 7078 | Rate Constraint in MTons | FALSE | L | Annual | Allowances Purchased NOX | Thousand Tons | 0 | 0 | 0 | 0 | 0 | 0 | 0 | 0
CSAPR- NOX Annual- MN | 200 | 7078 | Rate Constraint in MTons | FALSE | L | Annual | Allowances Sold NOX | Thousand Tons | 0 | 0 | 0 | 0 | 0 | 0 | 0 | 0
CSAPR- NOX Annual- MN | 200 | 7078 | Rate Constraint in MTons | FALSE | L | Annual | Allowances Banked | Thousand Tons | 0 | 0 | 0 | 0 | 0 | 0 | 0 | 0
CSAPR- NOX Annual- MN | 200 | 7078 | Rate Constraint in MTons | FALSE | L | Annual | Allowances Withdrawn (1:1) | Thousand Tons | 0 | 0 | 0 | 0 | 0 | 0 | 0 | 0
CSAPR- NOX Annual- MN | 200 | 7078 | Rate Constraint in MTons | FALSE | L | Annual | Allowances Withdrawn (n:1) | Thousand Tons | 0 | 0 | 0 | 0 | 0 | 0 | 0 | 0
CSAPR- NOX Annual- MN | 200 | 7078 | Rate Constraint in MTons | FALSE | L | Annual | Net Emissions Allowance Position | Thousand Tons | 14.5902 | 10.7424 | 8.423 | 4.3673 | 0.68502 | 0.078309 | 0.084013 | 0.067191
CSAPR- NOX Annual- MN | 200 | 7078 | Rate Constraint in MTons | FALSE | L | Annual | Fuel Consumed | TBtu | 229.1939 | 174.6505 | 155.9263 | 73.1252 | 16.0526 | 11.8006 | 12.4923 | 9.7431
CSAPR- NOX Annual- MN | 200 | 7078 | Rate Constraint in MTons | FALSE | L | Annual | Rate | lb/MMBtu | 0.12732 | 0.12302 | 0.10804 | 0.11945 | 0.085347 | 0.013272 | 0.01345 | 0.013793
CSAPR- NOX Annual- MN | 200 | 7078 | Rate Constraint in MTons | FALSE | L | Annual | Generation | TWh | 22.8547 | 17.6732 | 17.3967 | 8.7458 | 2.1721 | 1.6372 | 1.7581 | 10.2663
CSAPR- NOX Annual- MN | 200 | 7078 | Rate Constraint in MTons | FALSE | L | Annual | Qualifying Generation | TWh | 22.8547 | 17.6732 | 17.2374 | 8.6324 | 2.1147 | 1.6222 | 1.7176 | 1.3366
CSAPR- NOX Annual- MN | 200 | 7078 | Rate Constraint in MTons | FALSE | L | Annual | Rate | lb/MWh | 1.2768 | 1.2157 | 0.97729 | 1.0118 | 0.64785 | 0.09655 | 0.097826 | 0.10054
CSAPR- NOX Annual- MN | 200 | 7078 | Rate Constraint in MTons | FALSE | L | Annual | Constraint Shadow Price | US2019$/Ton | 0 | 0 | 0 | 0 | 0 | 0 | 0 | 0
CSAPR- NOX Annual- MO | 201 | 7079 | Rate Constraint in MTons | FALSE | L | Annual | Seasons Included | Seasons | Winter, WintShld, Summer | Winter, WintShld, Summer | Winter, WintShld, Summer | Winter, WintShld, Summer | Winter, WintShld, Summer | Winter, WintShld, Summer | Winter, WintShld, Summer | Winter, WintShld, Summer
CSAPR- NOX Annual- MO | 201 | 7079 | Rate Constraint in MTons | FALSE | L | Annual | Standard NOX | Thousand Tons | 57.5167 | 57.5167 | 57.5167 | 57.5167 | 57.5167 | 57.5167 | 57.5167 | 57.5167
CSAPR- NOX Annual- MO | 201 | 7079 | Rate Constraint in MTons | FALSE | L | Annual | Emissions at Affected Plants NOX | Thousand Tons | 51.2199 | 46.1963 | 38.3057 | 35.1297 | 13.325 | 3.9156 | 1.7627 | 0.6819
CSAPR- NOX Annual- MO | 201 | 7079 | Rate Constraint in MTons | FALSE | L | Annual | Allowances Purchased NOX | Thousand Tons | 0 | 0 | 0 | 0 | 0 | 0 | 0 | 0
CSAPR- NOX Annual- MO | 201 | 7079 | Rate Constraint in MTons | FALSE | L | Annual | Allowances Sold NOX | Thousand Tons | 0 | 0 | 0 | 0 | 0 | 0 | 0 | 0
CSAPR- NOX Annual- MO | 201 | 7079 | Rate Constraint in MTons | FALSE | L | Annual | Allowances Banked | Thousand Tons | 0 | 0 | 0 | 0 | 0 | 0 | 0 | 0
CSAPR- NOX Annual- MO | 201 | 7079 | Rate Constraint in MTons | FALSE | L | Annual | Allowances Withdrawn (1:1) | Thousand Tons | 0 | 0 | 0 | 0 | 0 | 0 | 0 | 0
CSAPR- NOX Annual- MO | 201 | 7079 | Rate Constraint in MTons | FALSE | L | Annual | Allowances Withdrawn (n:1) | Thousand Tons | 0 | 0 | 0 | 0 | 0 | 0 | 0 | 0
CSAPR- NOX Annual- MO | 201 | 7079 | Rate Constraint in MTons | FALSE | L | Annual | Net Emissions Allowance Position | Thousand Tons | 51.2199 | 46.1963 | 38.3057 | 35.1297 | 13.325 | 3.9156 | 1.7627 | 0.6819
CSAPR- NOX Annual- MO | 201 | 7079 | Rate Constraint in MTons | FALSE | L | Annual | Fuel Consumed | TBtu | 679.5047 | 576.7196 | 478.1887 | 448.7272 | 193.0224 | 105.0325 | 69.73 | 42.354
CSAPR- NOX Annual- MO | 201 | 7079 | Rate Constraint in MTons | FALSE | L | Annual | Rate | lb/MMBtu | 0.15076 | 0.1602 | 0.16021 | 0.15657 | 0.13807 | 0.074561 | 0.050557 | 0.0322
CSAPR- NOX Annual- MO | 201 | 7079 | Rate Constraint in MTons | FALSE | L | Annual | Generation | TWh | 66.8402 | 57.0077 | 48.1136 | 45.4593 | 19.4879 | 10.9325 | 7.7519 | 4.9173
CSAPR- NOX Annual- MO | 201 | 7079 | Rate Constraint in MTons | FALSE | L | Annual | Qualifying Generation | TWh | 66.8402 | 57.0077 | 48.0576 | 45.4003 | 19.4378 | 10.8075 | 7.5323 | 4.6265
CSAPR- NOX Annual- MO | 201 | 7079 | Rate Constraint in MTons | FALSE | L | Annual | Rate | lb/MWh | 1.5326 | 1.6207 | 1.5942 | 1.5476 | 1.371 | 0.72462 | 0.46803 | 0.29478
CSAPR- NOX Annual- MO | 201 | 7079 | Rate Constraint in MTons | FALSE | L | Annual | Constraint Shadow Price | US2019$/Ton | 0 | 0 | 0 | 0 | 0 | 0 | 0 | 0
CSAPR- NOX Annual- NC | 202 | 7080 | Rate Constraint in MTons | FALSE | L | Annual | Seasons Included | Seasons | Winter, WintShld, Summer | Winter, WintShld, Summer | Winter, WintShld, Summer | Winter, WintShld, Summer | Winter, WintShld, Summer | Winter, WintShld, Summer | Winter, WintShld, Summer | Winter, WintShld, Summer
CSAPR- NOX Annual- NC | 202 | 7080 | Rate Constraint in MTons | FALSE | L | Annual | Standard NOX | Thousand Tons | 49.0325 | 49.0325 | 49.0325 | 49.0325 | 49.0325 | 49.0325 | 49.0325 | 49.0325
CSAPR- NOX Annual- NC | 202 | 7080 | Rate Constraint in MTons | FALSE | L | Annual | Emissions at Affected Plants NOX | Thousand Tons | 36.4084 | 21.5152 | 8.3733 | 8.664 | 3.7395 | 2.6645 | 3.1327 | 2.3646
CSAPR- NOX Annual- NC | 202 | 7080 | Rate Constraint in MTons | FALSE | L | Annual | Allowances Purchased NOX | Thousand Tons | 0 | 0 | 0 | 0 | 0 | 0 | 0 | 0
CSAPR- NOX Annual- NC | 202 | 7080 | Rate Constraint in MTons | FALSE | L | Annual | Allowances Sold NOX | Thousand Tons | 0 | 0 | 0 | 0 | 0 | 0 | 0 | 0
CSAPR- NOX Annual- NC | 202 | 7080 | Rate Constraint in MTons | FALSE | L | Annual | Allowances Banked | Thousand Tons | 0 | 0 | 0 | 0 | 0 | 0 | 0 | 0
CSAPR- NOX Annual- NC | 202 | 7080 | Rate Constraint in MTons | FALSE | L | Annual | Allowances Withdrawn (1:1) | Thousand Tons | 0 | 0 | 0 | 0 | 0 | 0 | 0 | 0
CSAPR- NOX Annual- NC | 202 | 7080 | Rate Constraint in MTons | FALSE | L | Annual | Allowances Withdrawn (n:1) | Thousand Tons | 0 | 0 | 0 | 0 | 0 | 0 | 0 | 0
CSAPR- NOX Annual- NC | 202 | 7080 | Rate Constraint in MTons | FALSE | L | Annual | Net Emissions Allowance Position | Thousand Tons | 36.4084 | 21.5152 | 8.3733 | 8.664 | 3.7395 | 2.6645 | 3.1327 | 2.3646
CSAPR- NOX Annual- NC | 202 | 7080 | Rate Constraint in MTons | FALSE | L | Annual | Fuel Consumed | TBtu | 669.115 | 622.0657 | 552.5766 | 573.8462 | 411.7552 | 333.5987 | 372.0577 | 376.1374
CSAPR- NOX Annual- NC | 202 | 7080 | Rate Constraint in MTons | FALSE | L | Annual | Rate | lb/MMBtu | 0.10883 | 0.069173 | 0.030306 | 0.030196 | 0.018163 | 0.015974 | 0.01684 | 0.012573
CSAPR- NOX Annual- NC | 202 | 7080 | Rate Constraint in MTons | FALSE | L | Annual | Generation | TWh | 79.3615 | 96.8983 | 124.2012 | 127.1899 | 105.8689 | 91.7587 | 98.5909 | 97.6124
CSAPR- NOX Annual- NC | 202 | 7080 | Rate Constraint in MTons | FALSE | L | Annual | Qualifying Generation | TWh | 76.2869 | 78.4112 | 78.7995 | 81.9974 | 61.1519 | 49.5264 | 52.1665 | 51.4697
CSAPR- NOX Annual- NC | 202 | 7080 | Rate Constraint in MTons | FALSE | L | Annual | Rate | lb/MWh | 0.95451 | 0.54878 | 0.21252 | 0.21132 | 0.1223 | 0.1076 | 0.1201 | 0.091882
CSAPR- NOX Annual- NC | 202 | 7080 | Rate Constraint in MTons | FALSE | L | Annual | Constraint Shadow Price | US2019$/Ton | 0 | 0 | 0 | 0 | 0 | 0 | 0 | 0
CSAPR- NOX Annual- NE | 203 | 7081 | Rate Constraint in MTons | FALSE | L | Annual | Seasons Included | Seasons | Winter, WintShld, Summer | Winter, WintShld, Summer | Winter, WintShld, Summer | Winter, WintShld, Summer | Winter, WintShld, Summer | Winter, WintShld, Summer | Winter, WintShld, Summer | Winter, WintShld, Summer
CSAPR- NOX Annual- NE | 203 | 7081 | Rate Constraint in MTons | FALSE | L | Annual | Standard NOX | Thousand Tons | 35.446 | 35.446 | 35.446 | 35.446 | 35.446 | 35.446 | 35.446 | 35.446
CSAPR- NOX Annual- NE | 203 | 7081 | Rate Constraint in MTons | FALSE | L | Annual | Emissions at Affected Plants NOX | Thousand Tons | 25.3255 | 21.2643 | 20.5082 | 20.3485 | 8.2312 | 5.4419 | 3.6 | 2.6514
CSAPR- NOX Annual- NE | 203 | 7081 | Rate Constraint in MTons | FALSE | L | Annual | Allowances Purchased NOX | Thousand Tons | 0 | 0 | 0 | 0 | 0 | 0 | 0 | 0
CSAPR- NOX Annual- NE | 203 | 7081 | Rate Constraint in MTons | FALSE | L | Annual | Allowances Sold NOX | Thousand Tons | 0 | 0 | 0 | 0 | 0 | 0 | 0 | 0
CSAPR- NOX Annual- NE | 203 | 7081 | Rate Constraint in MTons | FALSE | L | Annual | Allowances Banked | Thousand Tons | 0 | 0 | 0 | 0 | 0 | 0 | 0 | 0
CSAPR- NOX Annual- NE | 203 | 7081 | Rate Constraint in MTons | FALSE | L | Annual | Allowances Withdrawn (1:1) | Thousand Tons | 0 | 0 | 0 | 0 | 0 | 0 | 0 | 0
CSAPR- NOX Annual- NE | 203 | 7081 | Rate Constraint in MTons | FALSE | L | Annual | Allowances Withdrawn (n:1) | Thousand Tons | 0 | 0 | 0 | 0 | 0 | 0 | 0 | 0
CSAPR- NOX Annual- NE | 203 | 7081 | Rate Constraint in MTons | FALSE | L | Annual | Net Emissions Allowance Position | Thousand Tons | 25.3255 | 21.2643 | 20.5082 | 20.3485 | 8.2312 | 5.4419 | 3.6 | 2.6514
CSAPR- NOX Annual- NE | 203 | 7081 | Rate Constraint in MTons | FALSE | L | Annual | Fuel Consumed | TBtu | 280.7313 | 253.0552 | 243.8207 | 242.173 | 93.2425 | 62.3178 | 43.3361 | 28.8254
CSAPR- NOX Annual- NE | 203 | 7081 | Rate Constraint in MTons | FALSE | L | Annual | Rate | lb/MMBtu | 0.18043 | 0.16806 | 0.16822 | 0.16805 | 0.17655 | 0.17465 | 0.16614 | 0.18396
CSAPR- NOX Annual- NE | 203 | 7081 | Rate Constraint in MTons | FALSE | L | Annual | Generation | TWh | 26.905 | 24.3603 | 23.5951 | 23.4398 | 9.2094 | 6.1427 | 4.2635 | 2.8899
CSAPR- NOX Annual- NE | 203 | 7081 | Rate Constraint in MTons | FALSE | L | Annual | Qualifying Generation | TWh | 26.905 | 24.3603 | 23.5951 | 23.4398 | 9.2094 | 6.1058 | 4.2347 | 2.8496
CSAPR- NOX Annual- NE | 203 | 7081 | Rate Constraint in MTons | FALSE | L | Annual | Rate | lb/MWh | 1.8826 | 1.7458 | 1.7383 | 1.7362 | 1.7876 | 1.7825 | 1.7002 | 1.8609
CSAPR- NOX Annual- NE | 203 | 7081 | Rate Constraint in MTons | FALSE | L | Annual | Constraint Shadow Price | US2019$/Ton | 0 | 0 | 0 | 0 | 0 | 0 | 0 | 0
CSAPR- NOX Annual- NJ | 204 | 7082 | Rate Constraint in MTons | FALSE | L | Annual | Seasons Included | Seasons | Winter, WintShld, Summer | Winter, WintShld, Summer | Winter, WintShld, Summer | Winter, WintShld, Summer | Winter, WintShld, Summer | Winter, WintShld, Summer | Winter, WintShld, Summer | Winter, WintShld, Summer
CSAPR- NOX Annual- NJ | 204 | 7082 | Rate Constraint in MTons | FALSE | L | Annual | Standard NOX | Thousand Tons | 9.3751 | 9.3751 | 9.3751 | 9.3751 | 9.3751 | 9.3751 | 9.3751 | 9.3751
CSAPR- NOX Annual- NJ | 204 | 7082 | Rate Constraint in MTons | FALSE | L | Annual | Emissions at Affected Plants NOX | Thousand Tons | 1.2037 | 1.2557 | 1.6176 | 1.5405 | 0.75822 | 0.764 | 0.80193 | 0.73433
CSAPR- NOX Annual- NJ | 204 | 7082 | Rate Constraint in MTons | FALSE | L | Annual | Allowances Purchased NOX | Thousand Tons | 0 | 0 | 0 | 0 | 0 | 0 | 0 | 0
CSAPR- NOX Annual- NJ | 204 | 7082 | Rate Constraint in MTons | FALSE | L | Annual | Allowances Sold NOX | Thousand Tons | 0 | 0 | 0 | 0 | 0 | 0 | 0 | 0
CSAPR- NOX Annual- NJ | 204 | 7082 | Rate Constraint in MTons | FALSE | L | Annual | Allowances Banked | Thousand Tons | 0 | 0 | 0 | 0 | 0 | 0 | 0 | 0
CSAPR- NOX Annual- NJ | 204 | 7082 | Rate Constraint in MTons | FALSE | L | Annual | Allowances Withdrawn (1:1) | Thousand Tons | 0 | 0 | 0 | 0 | 0 | 0 | 0 | 0
CSAPR- NOX Annual- NJ | 204 | 7082 | Rate Constraint in MTons | FALSE | L | Annual | Allowances Withdrawn (n:1) | Thousand Tons | 0 | 0 | 0 | 0 | 0 | 0 | 0 | 0
CSAPR- NOX Annual- NJ | 204 | 7082 | Rate Constraint in MTons | FALSE | L | Annual | Net Emissions Allowance Position | Thousand Tons | 1.2037 | 1.2557 | 1.6176 | 1.5405 | 0.75822 | 0.764 | 0.80193 | 0.73433
CSAPR- NOX Annual- NJ | 204 | 7082 | Rate Constraint in MTons | FALSE | L | Annual | Fuel Consumed | TBtu | 170.0632 | 171.5206 | 230.4623 | 217.6638 | 127.8384 | 128.8313 | 143.0561 | 122.9538
CSAPR- NOX Annual- NJ | 204 | 7082 | Rate Constraint in MTons | FALSE | L | Annual | Rate | lb/MMBtu | 0.014156 | 0.014641 | 0.014038 | 0.014155 | 0.011862 | 0.01186 | 0.011211 | 0.011945
CSAPR- NOX Annual- NJ | 204 | 7082 | Rate Constraint in MTons | FALSE | L | Annual | Generation | TWh | 26.8074 | 27.0714 | 35.1276 | 33.4339 | 19.3787 | 19.2049 | 22.0394 | 21.0574
CSAPR- NOX Annual- NJ | 204 | 7082 | Rate Constraint in MTons | FALSE | L | Annual | Qualifying Generation | TWh | 24.6904 | 24.9545 | 33.0107 | 31.2884 | 18.3462 | 18.4579 | 20.4809 | 17.6253
CSAPR- NOX Annual- NJ | 204 | 7082 | Rate Constraint in MTons | FALSE | L | Annual | Rate | lb/MWh | 0.097502 | 0.10064 | 0.098004 | 0.098471 | 0.082657 | 0.082783 | 0.07831 | 0.083327
CSAPR- NOX Annual- NJ | 204 | 7082 | Rate Constraint in MTons | FALSE | L | Annual | Constraint Shadow Price | US2019$/Ton | 0 | 0 | 0 | 0 | 0 | 0 | 0 | 0
CSAPR- NOX Annual- NY | 205 | 7083 | Rate Constraint in MTons | FALSE | L | Annual | Seasons Included | Seasons | Winter, WintShld, Summer | Winter, WintShld, Summer | Winter, WintShld, Summer | Winter, WintShld, Summer | Winter, WintShld, Summer | Winter, WintShld, Summer | Winter, WintShld, Summer | Winter, WintShld, Summer
CSAPR- NOX Annual- NY | 205 | 7083 | Rate Constraint in MTons | FALSE | L | Annual | Standard NOX | Thousand Tons | 25.632 | 25.632 | 25.632 | 25.632 | 25.632 | 25.632 | 25.632 | 25.632
CSAPR- NOX Annual- NY | 205 | 7083 | Rate Constraint in MTons | FALSE | L | Annual | Emissions at Affected Plants NOX | Thousand Tons | 4.4158 | 3.641 | 3.9685 | 4.4229 | 1.699 | 0.60627 | 0.61056 | 0.60981
CSAPR- NOX Annual- NY | 205 | 7083 | Rate Constraint in MTons | FALSE | L | Annual | Allowances Purchased NOX | Thousand Tons | 0 | 0 | 0 | 0 | 0 | 0 | 0 | 0
CSAPR- NOX Annual- NY | 205 | 7083 | Rate Constraint in MTons | FALSE | L | Annual | Allowances Sold NOX | Thousand Tons | 0 | 0 | 0 | 0 | 0 | 0 | 0 | 0
CSAPR- NOX Annual- NY | 205 | 7083 | Rate Constraint in MTons | FALSE | L | Annual | Allowances Banked | Thousand Tons | 0 | 0 | 0 | 0 | 0 | 0 | 0 | 0
CSAPR- NOX Annual- NY | 205 | 7083 | Rate Constraint in MTons | FALSE | L | Annual | Allowances Withdrawn (1:1) | Thousand Tons | 0 | 0 | 0 | 0 | 0 | 0 | 0 | 0
CSAPR- NOX Annual- NY | 205 | 7083 | Rate Constraint in MTons | FALSE | L | Annual | Allowances Withdrawn (n:1) | Thousand Tons | 0 | 0 | 0 | 0 | 0 | 0 | 0 | 0
CSAPR- NOX Annual- NY | 205 | 7083 | Rate Constraint in MTons | FALSE | L | Annual | Net Emissions Allowance Position | Thousand Tons | 4.4158 | 3.641 | 3.9685 | 4.4229 | 1.699 | 0.60627 | 0.61056 | 0.60981
CSAPR- NOX Annual- NY | 205 | 7083 | Rate Constraint in MTons | FALSE | L | Annual | Fuel Consumed | TBtu | 413.6287 | 341.9036 | 351.9635 | 375.0898 | 189.0041 | 70.1143 | 71.7114 | 75.8946
CSAPR- NOX Annual- NY | 205 | 7083 | Rate Constraint in MTons | FALSE | L | Annual | Rate | lb/MMBtu | 0.021352 | 0.021298 | 0.022551 | 0.023583 | 0.017978 | 0.017294 | 0.017028 | 0.01607
CSAPR- NOX Annual- NY | 205 | 7083 | Rate Constraint in MTons | FALSE | L | Annual | Generation | TWh | 56.3942 | 47.145 | 48.6058 | 51.7886 | 26.8437 | 10.2454 | 10.68 | 11.7789
CSAPR- NOX Annual- NY | 205 | 7083 | Rate Constraint in MTons | FALSE | L | Annual | Qualifying Generation | TWh | 55.9874 | 46.7382 | 48.199 | 51.3763 | 26.6453 | 10.1018 | 10.3806 | 11.1616
CSAPR- NOX Annual- NY | 205 | 7083 | Rate Constraint in MTons | FALSE | L | Annual | Rate | lb/MWh | 0.15774 | 0.1558 | 0.16467 | 0.17218 | 0.12753 | 0.12003 | 0.11764 | 0.10927
CSAPR- NOX Annual- NY | 205 | 7083 | Rate Constraint in MTons | FALSE | L | Annual | Constraint Shadow Price | US2019$/Ton | 0 | 0 | 0 | 0 | 0 | 0 | 0 | 0
CSAPR- NOX Annual- OH | 206 | 7084 | Rate Constraint in MTons | FALSE | L | Annual | Seasons Included | Seasons | Winter, WintShld, Summer | Winter, WintShld, Summer | Winter, WintShld, Summer | Winter, WintShld, Summer | Winter, WintShld, Summer | Winter, WintShld, Summer | Winter, WintShld, Summer | Winter, WintShld, Summer
CSAPR- NOX Annual- OH | 206 | 7084 | Rate Constraint in MTons | FALSE | L | Annual | Standard NOX | Thousand Tons | 106.5044 | 106.5044 | 106.5044 | 106.5044 | 106.5044 | 106.5044 | 106.5044 | 106.5044
CSAPR- NOX Annual- OH | 206 | 7084 | Rate Constraint in MTons | FALSE | L | Annual | Emissions at Affected Plants NOX | Thousand Tons | 35.0423 | 34.4555 | 14.6845 | 12.2811 | 5.1755 | 3.4847 | 2.6704 | 2.3325
CSAPR- NOX Annual- OH | 206 | 7084 | Rate Constraint in MTons | FALSE | L | Annual | Allowances Purchased NOX | Thousand Tons | 0 | 0 | 0 | 0 | 0 | 0 | 0 | 0
CSAPR- NOX Annual- OH | 206 | 7084 | Rate Constraint in MTons | FALSE | L | Annual | Allowances Sold NOX | Thousand Tons | 0 | 0 | 0 | 0 | 0 | 0 | 0 | 0
CSAPR- NOX Annual- OH | 206 | 7084 | Rate Constraint in MTons | FALSE | L | Annual | Allowances Banked | Thousand Tons | 0 | 0 | 0 | 0 | 0 | 0 | 0 | 0
CSAPR- NOX Annual- OH | 206 | 7084 | Rate Constraint in MTons | FALSE | L | Annual | Allowances Withdrawn (1:1) | Thousand Tons | 0 | 0 | 0 | 0 | 0 | 0 | 0 | 0
CSAPR- NOX Annual- OH | 206 | 7084 | Rate Constraint in MTons | FALSE | L | Annual | Allowances Withdrawn (n:1) | Thousand Tons | 0 | 0 | 0 | 0 | 0 | 0 | 0 | 0
CSAPR- NOX Annual- OH | 206 | 7084 | Rate Constraint in MTons | FALSE | L | Annual | Net Emissions Allowance Position | Thousand Tons | 35.0423 | 34.4555 | 14.6845 | 12.2811 | 5.1755 | 3.4847 | 2.6704 | 2.3325
CSAPR- NOX Annual- OH | 206 | 7084 | Rate Constraint in MTons | FALSE | L | Annual | Fuel Consumed | TBtu | 939.9284 | 973.0946 | 779.5784 | 722.3109 | 570.8031 | 549.0719 | 553.2606 | 484.8473
CSAPR- NOX Annual- OH | 206 | 7084 | Rate Constraint in MTons | FALSE | L | Annual | Rate | lb/MMBtu | 0.074564 | 0.070816 | 0.037673 | 0.034005 | 0.018134 | 0.012693 | 0.0096532 | 0.0096216
CSAPR- NOX Annual- OH | 206 | 7084 | Rate Constraint in MTons | FALSE | L | Annual | Generation | TWh | 109.0904 | 114.5934 | 102.2689 | 96.5315 | 80.8336 | 85.2178 | 88.5233 | 77.0013
CSAPR- NOX Annual- OH | 206 | 7084 | Rate Constraint in MTons | FALSE | L | Annual | Qualifying Generation | TWh | 109.0904 | 114.5934 | 101.3751 | 95.6377 | 79.9398 | 79.5677 | 79.8582 | 69.9494
CSAPR- NOX Annual- OH | 206 | 7084 | Rate Constraint in MTons | FALSE | L | Annual | Rate | lb/MWh | 0.64244 | 0.60135 | 0.28971 | 0.25683 | 0.12948 | 0.087591 | 0.066878 | 0.066691
CSAPR- NOX Annual- OH | 206 | 7084 | Rate Constraint in MTons | FALSE | L | Annual | Constraint Shadow Price | US2019$/Ton | 0 | 0 | 0 | 0 | 0 | 0 | 0 | 0
CSAPR- NOX Annual- PA | 207 | 7085 | Rate Constraint in MTons | FALSE | L | Annual | Seasons Included | Seasons | Winter, WintShld, Summer | Winter, WintShld, Summer | Winter, WintShld, Summer | Winter, WintShld, Summer | Winter, WintShld, Summer | Winter, WintShld, Summer | Winter, WintShld, Summer | Winter, WintShld, Summer
CSAPR- NOX Annual- PA | 207 | 7085 | Rate Constraint in MTons | FALSE | L | Annual | Standard NOX | Thousand Tons | 140.6489 | 140.6489 | 140.6489 | 140.6489 | 140.6489 | 140.6489 | 140.6489 | 140.6489
CSAPR- NOX Annual- PA | 207 | 7085 | Rate Constraint in MTons | FALSE | L | Annual | Emissions at Affected Plants NOX | Thousand Tons | 23.7075 | 4.4783 | 5.6414 | 5.7313 | 4.8536 | 4.4754 | 5.6167 | 5.1583
CSAPR- NOX Annual- PA | 207 | 7085 | Rate Constraint in MTons | FALSE | L | Annual | Allowances Purchased NOX | Thousand Tons | 0 | 0 | 0 | 0 | 0 | 0 | 0 | 0
CSAPR- NOX Annual- PA | 207 | 7085 | Rate Constraint in MTons | FALSE | L | Annual | Allowances Sold NOX | Thousand Tons | 0 | 0 | 0 | 0 | 0 | 0 | 0 | 0
CSAPR- NOX Annual- PA | 207 | 7085 | Rate Constraint in MTons | FALSE | L | Annual | Allowances Banked | Thousand Tons | 0 | 0 | 0 | 0 | 0 | 0 | 0 | 0
CSAPR- NOX Annual- PA | 207 | 7085 | Rate Constraint in MTons | FALSE | L | Annual | Allowances Withdrawn (1:1) | Thousand Tons | 0 | 0 | 0 | 0 | 0 | 0 | 0 | 0
CSAPR- NOX Annual- PA | 207 | 7085 | Rate Constraint in MTons | FALSE | L | Annual | Allowances Withdrawn (n:1) | Thousand Tons | 0 | 0 | 0 | 0 | 0 | 0 | 0 | 0
CSAPR- NOX Annual- PA | 207 | 7085 | Rate Constraint in MTons | FALSE | L | Annual | Net Emissions Allowance Position | Thousand Tons | 23.7075 | 4.4783 | 5.6414 | 5.7313 | 4.8536 | 4.4754 | 5.6167 | 5.1583
CSAPR- NOX Annual- PA | 207 | 7085 | Rate Constraint in MTons | FALSE | L | Annual | Fuel Consumed | TBtu | 1157.7283 | 842.7346 | 933.6225 | 925.801 | 868.937 | 898.1581 | 1099.8591 | 1019.702
CSAPR- NOX Annual- PA | 207 | 7085 | Rate Constraint in MTons | FALSE | L | Annual | Rate | lb/MMBtu | 0.040955 | 0.010628 | 0.012085 | 0.012381 | 0.011171 | 0.0099657 | 0.010214 | 0.010117
CSAPR- NOX Annual- PA | 207 | 7085 | Rate Constraint in MTons | FALSE | L | Annual | Generation | TWh | 147.6138 | 117.4241 | 134.4814 | 133.316 | 126.5107 | 172.8512 | 214.7077 | 221.1927
CSAPR- NOX Annual- PA | 207 | 7085 | Rate Constraint in MTons | FALSE | L | Annual | Qualifying Generation | TWh | 147.6138 | 117.4241 | 128.786 | 127.6206 | 120.8153 | 126.4231 | 158.722 | 147.4206
CSAPR- NOX Annual- PA | 207 | 7085 | Rate Constraint in MTons | FALSE | L | Annual | Rate | lb/MWh | 0.32121 | 0.076276 | 0.087609 | 0.089817 | 0.080347 | 0.0708 | 0.070774 | 0.06998
CSAPR- NOX Annual- PA | 207 | 7085 | Rate Constraint in MTons | FALSE | L | Annual | Constraint Shadow Price | US2019$/Ton | 0 | 0 | 0 | 0 | 0 | 0 | 0 | 0
CSAPR- NOX Annual- SC | 208 | 7086 | Rate Constraint in MTons | FALSE | L | Annual | Seasons Included | Seasons | Winter, WintShld, Summer | Winter, WintShld, Summer | Winter, WintShld, Summer | Winter, WintShld, Summer | Winter, WintShld, Summer | Winter, WintShld, Summer | Winter, WintShld, Summer | Winter, WintShld, Summer
CSAPR- NOX Annual- SC | 208 | 7086 | Rate Constraint in MTons | FALSE | L | Annual | Standard NOX | Thousand Tons | 38.3476 | 38.3476 | 38.3476 | 38.3476 | 38.3476 | 38.3476 | 38.3476 | 38.3476
CSAPR- NOX Annual- SC | 208 | 7086 | Rate Constraint in MTons | FALSE | L | Annual | Emissions at Affected Plants NOX | Thousand Tons | 13.5262 | 9.8852 | 4.6776 | 4.1529 | 2.4007 | 1.8695 | 2.0556 | 1.6744
CSAPR- NOX Annual- SC | 208 | 7086 | Rate Constraint in MTons | FALSE | L | Annual | Allowances Purchased NOX | Thousand Tons | 0 | 0 | 0 | 0 | 0 | 0 | 0 | 0
CSAPR- NOX Annual- SC | 208 | 7086 | Rate Constraint in MTons | FALSE | L | Annual | Allowances Sold NOX | Thousand Tons | 0 | 0 | 0 | 0 | 0 | 0 | 0 | 0
CSAPR- NOX Annual- SC | 208 | 7086 | Rate Constraint in MTons | FALSE | L | Annual | Allowances Banked | Thousand Tons | 0 | 0 | 0 | 0 | 0 | 0 | 0 | 0
CSAPR- NOX Annual- SC | 208 | 7086 | Rate Constraint in MTons | FALSE | L | Annual | Allowances Withdrawn (1:1) | Thousand Tons | 0 | 0 | 0 | 0 | 0 | 0 | 0 | 0
CSAPR- NOX Annual- SC | 208 | 7086 | Rate Constraint in MTons | FALSE | L | Annual | Allowances Withdrawn (n:1) | Thousand Tons | 0 | 0 | 0 | 0 | 0 | 0 | 0 | 0
CSAPR- NOX Annual- SC | 208 | 7086 | Rate Constraint in MTons | FALSE | L | Annual | Net Emissions Allowance Position | Thousand Tons | 13.5262 | 9.8852 | 4.6776 | 4.1529 | 2.4007 | 1.8695 | 2.0556 | 1.6744
CSAPR- NOX Annual- SC | 208 | 7086 | Rate Constraint in MTons | FALSE | L | Annual | Fuel Consumed | TBtu | 384.2935 | 390.7873 | 366.7378 | 362.2393 | 275.4292 | 222.8706 | 256.5979 | 269.579
CSAPR- NOX Annual- SC | 208 | 7086 | Rate Constraint in MTons | FALSE | L | Annual | Rate | lb/MMBtu | 0.070395 | 0.050591 | 0.025509 | 0.022929 | 0.017432 | 0.016777 | 0.016022 | 0.012422
CSAPR- NOX Annual- SC | 208 | 7086 | Rate Constraint in MTons | FALSE | L | Annual | Generation | TWh | 46.8597 | 67.9524 | 90.3241 | 90.1188 | 76.0795 | 63.9074 | 70.6469 | 74.7846
CSAPR- NOX Annual- SC | 208 | 7086 | Rate Constraint in MTons | FALSE | L | Annual | Qualifying Generation | TWh | 42.8264 | 48.0858 | 51.4344 | 51.5035 | 40.9804 | 33.3917 | 36.3384 | 37.2522
CSAPR- NOX Annual- SC | 208 | 7086 | Rate Constraint in MTons | FALSE | L | Annual | Rate | lb/MWh | 0.63168 | 0.41115 | 0.18188 | 0.16127 | 0.11716 | 0.11198 | 0.11314 | 0.089896
CSAPR- NOX Annual- SC | 208 | 7086 | Rate Constraint in MTons | FALSE | L | Annual | Constraint Shadow Price | US2019$/Ton | 0 | 0 | 0 | 0 | 0 | 0 | 0 | 0
CSAPR- NOX Annual- TN | 209 | 7087 | Rate Constraint in MTons | FALSE | L | Annual | Seasons Included | Seasons | Winter, WintShld, Summer | Winter, WintShld, Summer | Winter, WintShld, Summer | Winter, WintShld, Summer | Winter, WintShld, Summer | Winter, WintShld, Summer | Winter, WintShld, Summer | Winter, WintShld, Summer
CSAPR- NOX Annual- TN | 209 | 7087 | Rate Constraint in MTons | FALSE | L | Annual | Standard NOX | Thousand Tons | 22.8177 | 22.8177 | 22.8177 | 22.8177 | 22.8177 | 22.8177 | 22.8177 | 22.8177
CSAPR- NOX Annual- TN | 209 | 7087 | Rate Constraint in MTons | FALSE | L | Annual | Emissions at Affected Plants NOX | Thousand Tons | 13.4257 | 3.6698 | 2.0897 | 1.3563 | 0.99164 | 0.96377 | 0.895 | 0.66183
CSAPR- NOX Annual- TN | 209 | 7087 | Rate Constraint in MTons | FALSE | L | Annual | Allowances Purchased NOX | Thousand Tons | 0 | 0 | 0 | 0 | 0 | 0 | 0 | 0
CSAPR- NOX Annual- TN | 209 | 7087 | Rate Constraint in MTons | FALSE | L | Annual | Allowances Sold NOX | Thousand Tons | 0 | 0 | 0 | 0 | 0 | 0 | 0 | 0
CSAPR- NOX Annual- TN | 209 | 7087 | Rate Constraint in MTons | FALSE | L | Annual | Allowances Banked | Thousand Tons | 0 | 0 | 0 | 0 | 0 | 0 | 0 | 0
CSAPR- NOX Annual- TN | 209 | 7087 | Rate Constraint in MTons | FALSE | L | Annual | Allowances Withdrawn (1:1) | Thousand Tons | 0 | 0 | 0 | 0 | 0 | 0 | 0 | 0
CSAPR- NOX Annual- TN | 209 | 7087 | Rate Constraint in MTons | FALSE | L | Annual | Allowances Withdrawn (n:1) | Thousand Tons | 0 | 0 | 0 | 0 | 0 | 0 | 0 | 0
CSAPR- NOX Annual- TN | 209 | 7087 | Rate Constraint in MTons | FALSE | L | Annual | Net Emissions Allowance Position | Thousand Tons | 13.4257 | 3.6698 | 2.0897 | 1.3563 | 0.99164 | 0.96377 | 0.895 | 0.66183
CSAPR- NOX Annual- TN | 209 | 7087 | Rate Constraint in MTons | FALSE | L | Annual | Fuel Consumed | TBtu | 454.8009 | 216.0585 | 209.9569 | 187.332 | 175.8422 | 172.0396 | 162.6171 | 119.5235
CSAPR- NOX Annual- TN | 209 | 7087 | Rate Constraint in MTons | FALSE | L | Annual | Rate | lb/MMBtu | 0.05904 | 0.033971 | 0.019906 | 0.01448 | 0.011279 | 0.011204 | 0.011007 | 0.011074
CSAPR- NOX Annual- TN | 209 | 7087 | Rate Constraint in MTons | FALSE | L | Annual | Generation | TWh | 47.0842 | 27.9966 | 36.0512 | 33.643 | 33.7216 | 33.4501 | 32.4161 | 24.6303
CSAPR- NOX Annual- TN | 209 | 7087 | Rate Constraint in MTons | FALSE | L | Annual | Qualifying Generation | TWh | 47.0842 | 26.4819 | 28.9118 | 26.5036 | 25.5832 | 24.8543 | 23.2308 | 16.6863
CSAPR- NOX Annual- TN | 209 | 7087 | Rate Constraint in MTons | FALSE | L | Annual | Rate | lb/MWh | 0.57029 | 0.27716 | 0.14456 | 0.10235 | 0.077523 | 0.077553 | 0.077053 | 0.079326
CSAPR- NOX Annual- TN | 209 | 7087 | Rate Constraint in MTons | FALSE | L | Annual | Constraint Shadow Price | US2019$/Ton | 0 | 0 | 0 | 0 | 0 | 0 | 0 | 0
CSAPR- NOX Annual- VA | 210 | 7088 | Rate Constraint in MTons | FALSE | L | Annual | Seasons Included | Seasons | Winter, WintShld, Summer | Winter, WintShld, Summer | Winter, WintShld, Summer | Winter, WintShld, Summer | Winter, WintShld, Summer | Winter, WintShld, Summer | Winter, WintShld, Summer | Winter, WintShld, Summer
CSAPR- NOX Annual- VA | 210 | 7088 | Rate Constraint in MTons | FALSE | L | Annual | Standard NOX | Thousand Tons | 39.2256 | 39.2256 | 39.2256 | 39.2256 | 39.2256 | 39.2256 | 39.2256 | 39.2256
CSAPR- NOX Annual- VA | 210 | 7088 | Rate Constraint in MTons | FALSE | L | Annual | Emissions at Affected Plants NOX | Thousand Tons | 5.4234 | 3.5161 | 4.3157 | 3.893 | 3.3161 | 2.1645 | 1.0064 | 0.30894
CSAPR- NOX Annual- VA | 210 | 7088 | Rate Constraint in MTons | FALSE | L | Annual | Allowances Purchased NOX | Thousand Tons | 0 | 0 | 0 | 0 | 0 | 0 | 0 | 0
CSAPR- NOX Annual- VA | 210 | 7088 | Rate Constraint in MTons | FALSE | L | Annual | Allowances Sold NOX | Thousand Tons | 0 | 0 | 0 | 0 | 0 | 0 | 0 | 0
CSAPR- NOX Annual- VA | 210 | 7088 | Rate Constraint in MTons | FALSE | L | Annual | Allowances Banked | Thousand Tons | 0 | 0 | 0 | 0 | 0 | 0 | 0 | 0
CSAPR- NOX Annual- VA | 210 | 7088 | Rate Constraint in MTons | FALSE | L | Annual | Allowances Withdrawn (1:1) | Thousand Tons | 0 | 0 | 0 | 0 | 0 | 0 | 0 | 0
CSAPR- NOX Annual- VA | 210 | 7088 | Rate Constraint in MTons | FALSE | L | Annual | Allowances Withdrawn (n:1) | Thousand Tons | 0 | 0 | 0 | 0 | 0 | 0 | 0 | 0
CSAPR- NOX Annual- VA | 210 | 7088 | Rate Constraint in MTons | FALSE | L | Annual | Net Emissions Allowance Position | Thousand Tons | 5.4234 | 3.5161 | 4.3157 | 3.893 | 3.3161 | 2.1645 | 1.0064 | 0.30894
CSAPR- NOX Annual- VA | 210 | 7088 | Rate Constraint in MTons | FALSE | L | Annual | Fuel Consumed | TBtu | 387.2161 | 408.169 | 460.649 | 451.7975 | 410.0319 | 349.5285 | 273.2236 | 56.1711
CSAPR- NOX Annual- VA | 210 | 7088 | Rate Constraint in MTons | FALSE | L | Annual | Rate | lb/MMBtu | 0.028012 | 0.017228 | 0.018737 | 0.017233 | 0.016175 | 0.012385 | 0.0073668 | 0.011
CSAPR- NOX Annual- VA | 210 | 7088 | Rate Constraint in MTons | FALSE | L | Annual | Generation | TWh | 51.1911 | 58.8074 | 78.3451 | 77.4423 | 74.2664 | 96.4223 | 96.7056 | 82.5665
CSAPR- NOX Annual- VA | 210 | 7088 | Rate Constraint in MTons | FALSE | L | Annual | Qualifying Generation | TWh | 51.1911 | 55.4041 | 62.3039 | 61.4011 | 55.9804 | 48.8075 | 38.7712 | 8.2671
CSAPR- NOX Annual- VA | 210 | 7088 | Rate Constraint in MTons | FALSE | L | Annual | Rate | lb/MWh | 0.21189 | 0.12692 | 0.13854 | 0.1268 | 0.11847 | 0.088696 | 0.051914 | 0.07474
CSAPR- NOX Annual- VA | 210 | 7088 | Rate Constraint in MTons | FALSE | L | Annual | Constraint Shadow Price | US2019$/Ton | 0 | 0 | 0 | 0 | 0 | 0 | 0 | 0
CSAPR- NOX Annual- WI | 211 | 7089 | Rate Constraint in MTons | FALSE | L | Annual | Seasons Included | Seasons | Winter, WintShld, Summer | Winter, WintShld, Summer | Winter, WintShld, Summer | Winter, WintShld, Summer | Winter, WintShld, Summer | Winter, WintShld, Summer | Winter, WintShld, Summer | Winter, WintShld, Summer
CSAPR- NOX Annual- WI | 211 | 7089 | Rate Constraint in MTons | FALSE | L | Annual | Standard NOX | Thousand Tons | 38.7878 | 38.7878 | 38.7878 | 38.7878 | 38.7878 | 38.7878 | 38.7878 | 38.7878
CSAPR- NOX Annual- WI | 211 | 7089 | Rate Constraint in MTons | FALSE | L | Annual | Emissions at Affected Plants NOX | Thousand Tons | 11.8574 | 5.2882 | 3.6176 | 3.864 | 0.49872 | 0.30871 | 0.34133 | 0.3254
CSAPR- NOX Annual- WI | 211 | 7089 | Rate Constraint in MTons | FALSE | L | Annual | Allowances Purchased NOX | Thousand Tons | 0 | 0 | 0 | 0 | 0 | 0 | 0 | 0
CSAPR- NOX Annual- WI | 211 | 7089 | Rate Constraint in MTons | FALSE | L | Annual | Allowances Sold NOX | Thousand Tons | 0 | 0 | 0 | 0 | 0 | 0 | 0 | 0
CSAPR- NOX Annual- WI | 211 | 7089 | Rate Constraint in MTons | FALSE | L | Annual | Allowances Banked | Thousand Tons | 0 | 0 | 0 | 0 | 0 | 0 | 0 | 0
CSAPR- NOX Annual- WI | 211 | 7089 | Rate Constraint in MTons | FALSE | L | Annual | Allowances Withdrawn (1:1) | Thousand Tons | 0 | 0 | 0 | 0 | 0 | 0 | 0 | 0
CSAPR- NOX Annual- WI | 211 | 7089 | Rate Constraint in MTons | FALSE | L | Annual | Allowances Withdrawn (n:1) | Thousand Tons | 0 | 0 | 0 | 0 | 0 | 0 | 0 | 0
CSAPR- NOX Annual- WI | 211 | 7089 | Rate Constraint in MTons | FALSE | L | Annual | Net Emissions Allowance Position | Thousand Tons | 11.8574 | 5.2882 | 3.6176 | 3.864 | 0.49872 | 0.30871 | 0.34133 | 0.3254
CSAPR- NOX Annual- WI | 211 | 7089 | Rate Constraint in MTons | FALSE | L | Annual | Fuel Consumed | TBtu | 389.6878 | 249.0529 | 252.8432 | 252.5266 | 88.3301 | 56.2632 | 66.038 | 61.744
CSAPR- NOX Annual- WI | 211 | 7089 | Rate Constraint in MTons | FALSE | L | Annual | Rate | lb/MMBtu | 0.060856 | 0.042466 | 0.028616 | 0.030603 | 0.011292 | 0.010974 | 0.010337 | 0.01054
CSAPR- NOX Annual- WI | 211 | 7089 | Rate Constraint in MTons | FALSE | L | Annual | Generation | TWh | 40.1383 | 29.0264 | 32.2341 | 31.7792 | 12.3686 | 7.8852 | 9.297 | 8.6509
CSAPR- NOX Annual- WI | 211 | 7089 | Rate Constraint in MTons | FALSE | L | Annual | Qualifying Generation | TWh | 40.1383 | 29.0264 | 32.0212 | 31.6136 | 12.2983 | 7.8751 | 9.2913 | 8.6386
CSAPR- NOX Annual- WI | 211 | 7089 | Rate Constraint in MTons | FALSE | L | Annual | Rate | lb/MWh | 0.59083 | 0.36437 | 0.22595 | 0.24445 | 0.081104 | 0.078402 | 0.073473 | 0.075337
CSAPR- NOX Annual- WI | 211 | 7089 | Rate Constraint in MTons | FALSE | L | Annual | Constraint Shadow Price | US2019$/Ton | 0 | 0 | 0 | 0 | 0 | 0 | 0 | 0
CSAPR- NOX Annual- WV | 212 | 7090 | Rate Constraint in MTons | FALSE | L | Annual | Seasons Included | Seasons | Winter, WintShld, Summer | Winter, WintShld, Summer | Winter, WintShld, Summer | Winter, WintShld, Summer | Winter, WintShld, Summer | Winter, WintShld, Summer | Winter, WintShld, Summer | Winter, WintShld, Summer
CSAPR- NOX Annual- WV | 212 | 7090 | Rate Constraint in MTons | FALSE | L | Annual | Standard NOX | Thousand Tons | 64.4068 | 64.4068 | 64.4068 | 64.4068 | 64.4068 | 64.4068 | 64.4068 | 64.4068
CSAPR- NOX Annual- WV | 212 | 7090 | Rate Constraint in MTons | FALSE | L | Annual | Emissions at Affected Plants NOX | Thousand Tons | 34.7402 | 33.2297 | 19.4965 | 18.5558 | 5.4684 | 1.0824 | 0.81502 | 1.3703
CSAPR- NOX Annual- WV | 212 | 7090 | Rate Constraint in MTons | FALSE | L | Annual | Allowances Purchased NOX | Thousand Tons | 0 | 0 | 0 | 0 | 0 | 0 | 0 | 0
CSAPR- NOX Annual- WV | 212 | 7090 | Rate Constraint in MTons | FALSE | L | Annual | Allowances Sold NOX | Thousand Tons | 0 | 0 | 0 | 0 | 0 | 0 | 0 | 0
CSAPR- NOX Annual- WV | 212 | 7090 | Rate Constraint in MTons | FALSE | L | Annual | Allowances Banked | Thousand Tons | 0 | 0 | 0 | 0 | 0 | 0 | 0 | 0
CSAPR- NOX Annual- WV | 212 | 7090 | Rate Constraint in MTons | FALSE | L | Annual | Allowances Withdrawn (1:1) | Thousand Tons | 0 | 0 | 0 | 0 | 0 | 0 | 0 | 0
CSAPR- NOX Annual- WV | 212 | 7090 | Rate Constraint in MTons | FALSE | L | Annual | Allowances Withdrawn (n:1) | Thousand Tons | 0 | 0 | 0 | 0 | 0 | 0 | 0 | 0
CSAPR- NOX Annual- WV | 212 | 7090 | Rate Constraint in MTons | FALSE | L | Annual | Net Emissions Allowance Position | Thousand Tons | 34.7402 | 33.2297 | 19.4965 | 18.5558 | 5.4684 | 1.0824 | 0.81502 | 1.3703
CSAPR- NOX Annual- WV | 212 | 7090 | Rate Constraint in MTons | FALSE | L | Annual | Fuel Consumed | TBtu | 728.9136 | 702.4375 | 445.6862 | 424.2722 | 124.3027 | 129.9998 | 145.6008 | 246.9434
CSAPR- NOX Annual- WV | 212 | 7090 | Rate Constraint in MTons | FALSE | L | Annual | Rate | lb/MMBtu | 0.09532 | 0.094612 | 0.08749 | 0.087471 | 0.087985 | 0.016653 | 0.011195 | 0.011098
CSAPR- NOX Annual- WV | 212 | 7090 | Rate Constraint in MTons | FALSE | L | Annual | Generation | TWh | 72.9864 | 70.3979 | 44.8212 | 42.6698 | 12.5492 | 33.9001 | 42.4658 | 64.4311
CSAPR- NOX Annual- WV | 212 | 7090 | Rate Constraint in MTons | FALSE | L | Annual | Qualifying Generation | TWh | 72.9864 | 70.3979 | 44.8212 | 42.6698 | 12.5492 | 19.3731 | 21.9516 | 36.4889
CSAPR- NOX Annual- WV | 212 | 7090 | Rate Constraint in MTons | FALSE | L | Annual | Rate | lb/MWh | 0.95196 | 0.94405 | 0.86997 | 0.86974 | 0.87151 | 0.11174 | 0.074256 | 0.07511
CSAPR- NOX Annual- WV | 212 | 7090 | Rate Constraint in MTons | FALSE | L | Annual | Constraint Shadow Price | US2019$/Ton | 0 | 0 | 0 | 0 | 0 | 0 | 0 | 0
CSAPR Rule Constraint- NOX Annual | 213 | 7091 | Rate Constraint in MTons | FALSE | L | Annual | Seasons Included | Seasons | Winter, WintShld, Summer | Winter, WintShld, Summer | Winter, WintShld, Summer | Winter, WintShld, Summer | Winter, WintShld, Summer | Winter, WintShld, Summer | Winter, WintShld, Summer | Winter, WintShld, Summer
CSAPR Rule Constraint- NOX Annual | 213 | 7091 | Rate Constraint in MTons | FALSE | L | Annual | Standard NOX | Thousand Tons | 1069.256 | 1069.256 | 1069.256 | 1069.256 | 1069.256 | 1069.256 | 1069.256 | 1069.256
CSAPR Rule Constraint- NOX Annual | 213 | 7091 | Rate Constraint in MTons | FALSE | L | Annual | Emissions at Affected Plants NOX | Thousand Tons | 466.5379 | 346.4587 | 245.742 | 213.4292 | 83.7968 | 53.2126 | 42.4001 | 34.7149
CSAPR Rule Constraint- NOX Annual | 213 | 7091 | Rate Constraint in MTons | FALSE | L | Annual | Allowances Purchased NOX | Thousand Tons | 0 | 0 | 0 | 0 | 0 | 0 | 0 | 0
CSAPR Rule Constraint- NOX Annual | 213 | 7091 | Rate Constraint in MTons | FALSE | L | Annual | Allowances Sold NOX | Thousand Tons | 0 | 0 | 0 | 0 | 0 | 0 | 0 | 0
CSAPR Rule Constraint- NOX Annual | 213 | 7091 | Rate Constraint in MTons | FALSE | L | Annual | Allowances Banked | Thousand Tons | 0 | 0 | 0 | 0 | 0 | 0 | 0 | 0
CSAPR Rule Constraint- NOX Annual | 213 | 7091 | Rate Constraint in MTons | FALSE | L | Annual | Allowances Withdrawn (1:1) | Thousand Tons | 0 | 0 | 0 | 0 | 0 | 0 | 0 | 0
CSAPR Rule Constraint- NOX Annual | 213 | 7091 | Rate Constraint in MTons | FALSE | L | Annual | Allowances Withdrawn (n:1) | Thousand Tons | 0 | 0 | 0 | 0 | 0 | 0 | 0 | 0
CSAPR Rule Constraint- NOX Annual | 213 | 7091 | Rate Constraint in MTons | FALSE | L | Annual | Net Emissions Allowance Position | Thousand Tons | 466.5379 | 346.4587 | 245.742 | 213.4292 | 83.7968 | 53.2126 | 42.4001 | 34.7149
CSAPR Rule Constraint- NOX Annual | 213 | 7091 | Rate Constraint in MTons | FALSE | L | Annual | Fuel Consumed | TBtu | 11450.5266 | 10134.5953 | 9377.8556 | 8833.4803 | 6105.6594 | 5486.1215 | 5475.5737 | 4962.1389
CSAPR Rule Constraint- NOX Annual | 213 | 7091 | Rate Constraint in MTons | FALSE | L | Annual | Rate | lb/MMBtu | 0.081488 | 0.068371 | 0.052409 | 0.048323 | 0.027449 | 0.019399 | 0.015487 | 0.013992
CSAPR Rule Constraint- NOX Annual | 213 | 7091 | Rate Constraint in MTons | FALSE | L | Annual | Generation | TWh | 1287.0681 | 1209.1742 | 1191.6351 | 1138.374 | 844.8066 | 775.5612 | 775.9837 | 699.3446
CSAPR Rule Constraint- NOX Annual | 213 | 7091 | Rate Constraint in MTons | FALSE | L | Annual | Qualifying Generation | TWh | 1287.0244 | 1208.5876 | 1189.1353 | 1135.8792 | 841.7023 | 771.1574 | 769.8979 | 691.6357
CSAPR Rule Constraint- NOX Annual | 213 | 7091 | Rate Constraint in MTons | FALSE | L | Annual | Rate | lb/MWh | 0.72499 | 0.57333 | 0.41331 | 0.3758 | 0.19911 | 0.13801 | 0.11014 | 0.10038
CSAPR Rule Constraint- NOX Annual | 213 | 7091 | Rate Constraint in MTons | FALSE | L | Annual | Constraint Shadow Price | US2019$/Ton | 0 | 0 | 0 | 0 | 0 | 0 | 0 | 0
CSAPR Rule Constraint- SO2 Annual- Region1 | 214 | 7092 | Rate Constraint in MTons | FALSE | L | Annual | Seasons Included | Seasons | Winter, WintShld, Summer | Winter, WintShld, Summer | Winter, WintShld, Summer | Winter, WintShld, Summer | Winter, WintShld, Summer | Winter, WintShld, Summer | Winter, WintShld, Summer | Winter, WintShld, Summer
CSAPR Rule Constraint- SO2 Annual- Region1 | 214 | 7092 | Rate Constraint in MTons | FALSE | L | Annual | Standard SO2 | Thousand Tons | 1372.631 | 1372.631 | 1372.631 | 1372.631 | 1372.631 | 1372.631 | 1372.631 | 1372.631
CSAPR Rule Constraint- SO2 Annual- Region1 | 214 | 7092 | Rate Constraint in MTons | FALSE | L | Annual | Emissions at Affected Plants SO2 | Thousand Tons | 553.3633 | 406.8749 | 231.3562 | 193.8462 | 83.1846 | 37.5177 | 12.9819 | 4.0603
CSAPR Rule Constraint- SO2 Annual- Region1 | 214 | 7092 | Rate Constraint in MTons | FALSE | L | Annual | Allowances Purchased SO2 | Thousand Tons | 0 | 0 | 0 | 0 | 0 | 0 | 0 | 0
CSAPR Rule Constraint- SO2 Annual- Region1 | 214 | 7092 | Rate Constraint in MTons | FALSE | L | Annual | Allowances Sold SO2 | Thousand Tons | 0 | 0 | 0 | 0 | 0 | 0 | 0 | 0
CSAPR Rule Constraint- SO2 Annual- Region1 | 214 | 7092 | Rate Constraint in MTons | FALSE | L | Annual | Allowances Banked | Thousand Tons | 0 | 0 | 0 | 0 | 0 | 0 | 0 | 0
CSAPR Rule Constraint- SO2 Annual- Region1 | 214 | 7092 | Rate Constraint in MTons | FALSE | L | Annual | Allowances Withdrawn (1:1) | Thousand Tons | 0 | 0 | 0 | 0 | 0 | 0 | 0 | 0
CSAPR Rule Constraint- SO2 Annual- Region1 | 214 | 7092 | Rate Constraint in MTons | FALSE | L | Annual | Allowances Withdrawn (n:1) | Thousand Tons | 0 | 0 | 0 | 0 | 0 | 0 | 0 | 0
CSAPR Rule Constraint- SO2 Annual- Region1 | 214 | 7092 | Rate Constraint in MTons | FALSE | L | Annual | Net Emissions Allowance Position | Thousand Tons | 553.3633 | 406.8749 | 231.3562 | 193.8462 | 83.1846 | 37.5177 | 12.9819 | 4.0603
CSAPR Rule Constraint- SO2 Annual- Region1 | 214 | 7092 | Rate Constraint in MTons | FALSE | L | Annual | Fuel Consumed | TBtu | 9001.4457 | 7949.6542 | 7307.5798 | 6879.9066 | 4683.0963 | 4130.4921 | 4119.9773 | 3647.2552
CSAPR Rule Constraint- SO2 Annual- Region1 | 214 | 7092 | Rate Constraint in MTons | FALSE | L | Annual | Rate | lb/MMBtu | 0.12295 | 0.10236 | 0.06332 | 0.056351 | 0.035525 | 0.018166 | 0.0063019 | 0.0022265
CSAPR Rule Constraint- SO2 Annual- Region1 | 214 | 7092 | Rate Constraint in MTons | FALSE | L | Annual | Generation | TWh | 1019.2205 | 965.1253 | 962.8086 | 920.1016 | 679.5906 | 615.6146 | 622.9681 | 559.6242
CSAPR Rule Constraint- SO2 Annual- Region1 | 214 | 7092 | Rate Constraint in MTons | FALSE | L | Annual | Qualifying Generation | TWh | 1016.1022 | 948.7724 | 927.5527 | 885.1053 | 646.6198 | 585.8584 | 589.8581 | 524.8543
CSAPR Rule Constraint- SO2 Annual- Region1 | 214 | 7092 | Rate Constraint in MTons | FALSE | L | Annual | Rate | lb/MWh | 1.0892 | 0.85769 | 0.49885 | 0.43802 | 0.25729 | 0.12808 | 0.044017 | 0.015472
CSAPR Rule Constraint- SO2 Annual- Region1 | 214 | 7092 | Rate Constraint in MTons | FALSE | L | Annual | Constraint Shadow Price | US2019$/Ton | 0 | 0 | 0 | 0 | 0 | 0 | 0 | 0
CSAPR Rule Constraint- SO2 Annual- Region2 | 215 | 7093 | Rate Constraint in MTons | FALSE | L | Annual | Seasons Included | Seasons | Winter, WintShld, Summer | Winter, WintShld, Summer | Winter, WintShld, Summer | Winter, WintShld, Summer | Winter, WintShld, Summer | Winter, WintShld, Summer | Winter, WintShld, Summer | Winter, WintShld, Summer
CSAPR Rule Constraint- SO2 Annual- Region2 | 215 | 7093 | Rate Constraint in MTons | FALSE | L | Annual | Standard SO2 | Thousand Tons | 597.579 | 597.579 | 597.579 | 597.579 | 597.579 | 597.579 | 597.579 | 597.579
CSAPR Rule Constraint- SO2 Annual- Region2 | 215 | 7093 | Rate Constraint in MTons | FALSE | L | Annual | Emissions at Affected Plants SO2 | Thousand Tons | 128.5268 | 86.5802 | 66.5769 | 59.9819 | 24.7592 | 15.5226 | 10.0331 | 9.6878
CSAPR Rule Constraint- SO2 Annual- Region2 | 215 | 7093 | Rate Constraint in MTons | FALSE | L | Annual | Allowances Purchased SO2 | Thousand Tons | 0 | 0 | 0 | 0 | 0 | 0 | 0 | 0
CSAPR Rule Constraint- SO2 Annual- Region2 | 215 | 7093 | Rate Constraint in MTons | FALSE | L | Annual | Allowances Sold SO2 | Thousand Tons | 0 | 0 | 0 | 0 | 0 | 0 | 0 | 0
CSAPR Rule Constraint- SO2 Annual- Region2 | 215 | 7093 | Rate Constraint in MTons | FALSE | L | Annual | Allowances Banked | Thousand Tons | 0 | 0 | 0 | 0 | 0 | 0 | 0 | 0
CSAPR Rule Constraint- SO2 Annual- Region2 | 215 | 7093 | Rate Constraint in MTons | FALSE | L | Annual | Allowances Withdrawn (1:1) | Thousand Tons | 0 | 0 | 0 | 0 | 0 | 0 | 0 | 0
CSAPR Rule Constraint- SO2 Annual- Region2 | 215 | 7093 | Rate Constraint in MTons | FALSE | L | Annual | Allowances Withdrawn (n:1) | Thousand Tons | 0 | 0 | 0 | 0 | 0 | 0 | 0 | 0
CSAPR Rule Constraint- SO2 Annual- Region2 | 215 | 7093 | Rate Constraint in MTons | FALSE | L | Annual | Net Emissions Allowance Position | Thousand Tons | 128.5268 | 86.5802 | 66.5769 | 59.9819 | 24.7592 | 15.5226 | 10.0331 | 9.6878
CSAPR Rule Constraint- SO2 Annual- Region2 | 215 | 7093 | Rate Constraint in MTons | FALSE | L | Annual | Fuel Consumed | TBtu | 2449.0809 | 2184.9411 | 2070.2758 | 1953.5736 | 1422.5631 | 1355.6294 | 1355.5963 | 1314.8838
CSAPR Rule Constraint- SO2 Annual- Region2 | 215 | 7093 | Rate Constraint in MTons | FALSE | L | Annual | Rate | lb/MMBtu | 0.10496 | 0.079252 | 0.064317 | 0.061407 | 0.034809 | 0.022901 | 0.014803 | 0.014736
CSAPR Rule Constraint- SO2 Annual- Region2 | 215 | 7093 | Rate Constraint in MTons | FALSE | L | Annual | Generation | TWh | 274.9538 | 282.4549 | 313.726 | 302.5972 | 245.4526 | 233.0544 | 234.1455 | 232.6649
CSAPR Rule Constraint- SO2 Annual- Region2 | 215 | 7093 | Rate Constraint in MTons | FALSE | L | Annual | Qualifying Generation | TWh | 270.9222 | 259.8152 | 261.5826 | 250.774 | 195.0825 | 185.299 | 180.0399 | 166.7814
CSAPR Rule Constraint- SO2 Annual- Region2 | 215 | 7093 | Rate Constraint in MTons | FALSE | L | Annual | Rate | lb/MWh | 0.94881 | 0.66648 | 0.50903 | 0.47837 | 0.25383 | 0.16754 | 0.11145 | 0.11617
CSAPR Rule Constraint- SO2 Annual- Region2 | 215 | 7093 | Rate Constraint in MTons | FALSE | L | Annual | Constraint Shadow Price | US2019$/Ton | 0 | 0 | 0 | 0 | 0 | 0 | 0 | 0
CSAPR- SO2 Annual- AL | 216 | 7094 | Rate Constraint in MTons | FALSE | L | Annual | Seasons Included | Seasons | Winter, WintShld, Summer | Winter, WintShld, Summer | Winter, WintShld, Summer | Winter, WintShld, Summer | Winter, WintShld, Summer | Winter, WintShld, Summer | Winter, WintShld, Summer | Winter, WintShld, Summer
CSAPR- SO2 Annual- AL | 216 | 7094 | Rate Constraint in MTons | FALSE | L | Annual | Standard SO2 | Thousand Tons | 251.6444 | 251.6444 | 251.6444 | 251.6444 | 251.6444 | 251.6444 | 251.6444 | 251.6444
CSAPR- SO2 Annual- AL | 216 | 7094 | Rate Constraint in MTons | FALSE | L | Annual | Emissions at Affected Plants SO2 | Thousand Tons | 18.9865 | 6.5192 | 1.3092 | 1.5359 | 0.63016 | 0.84678 | 0.39693 | 0.34509
CSAPR- SO2 Annual- AL | 216 | 7094 | Rate Constraint in MTons | FALSE | L | Annual | Allowances Purchased SO2 | Thousand Tons | 0 | 0 | 0 | 0 | 0 | 0 | 0 | 0
CSAPR- SO2 Annual- AL | 216 | 7094 | Rate Constraint in MTons | FALSE | L | Annual | Allowances Sold SO2 | Thousand Tons | 0 | 0 | 0 | 0 | 0 | 0 | 0 | 0
CSAPR- SO2 Annual- AL | 216 | 7094 | Rate Constraint in MTons | FALSE | L | Annual | Allowances Banked | Thousand Tons | 0 | 0 | 0 | 0 | 0 | 0 | 0 | 0
CSAPR- SO2 Annual- AL | 216 | 7094 | Rate Constraint in MTons | FALSE | L | Annual | Allowances Withdrawn (1:1) | Thousand Tons | 0 | 0 | 0 | 0 | 0 | 0 | 0 | 0
CSAPR- SO2 Annual- AL | 216 | 7094 | Rate Constraint in MTons | FALSE | L | Annual | Allowances Withdrawn (n:1) | Thousand Tons | 0 | 0 | 0 | 0 | 0 | 0 | 0 | 0
CSAPR- SO2 Annual- AL | 216 | 7094 | Rate Constraint in MTons | FALSE | L | Annual | Net Emissions Allowance Position | Thousand Tons | 18.9865 | 6.5192 | 1.3092 | 1.5359 | 0.63016 | 0.84678 | 0.39693 | 0.34509
CSAPR- SO2 Annual- AL | 216 | 7094 | Rate Constraint in MTons | FALSE | L | Annual | Fuel Consumed | TBtu | 608.7612 | 691.421 | 669.2385 | 673.838 | 571.2672 | 564.8556 | 501.9125 | 433.7232
CSAPR- SO2 Annual- AL | 216 | 7094 | Rate Constraint in MTons | FALSE | L | Annual | Rate | lb/MMBtu | 0.062378 | 0.018857 | 0.0039125 | 0.0045587 | 0.0022062 | 0.0029982 | 0.0015817 | 0.0015913
CSAPR- SO2 Annual- AL | 216 | 7094 | Rate Constraint in MTons | FALSE | L | Annual | Generation | TWh | 74.5172 | 91.6886 | 103.3333 | 103.8567 | 96.7925 | 104.5745 | 106.854 | 106.6316
CSAPR- SO2 Annual- AL | 216 | 7094 | Rate Constraint in MTons | FALSE | L | Annual | Qualifying Generation | TWh | 74.5172 | 88.9036 | 90.2064 | 90.7298 | 79.7001 | 78.0599 | 68.1376 | 55.7982
CSAPR- SO2 Annual- AL | 216 | 7094 | Rate Constraint in MTons | FALSE | L | Annual | Rate | lb/MWh | 0.50959 | 0.14666 | 0.029027 | 0.033857 | 0.015813 | 0.021696 | 0.011651 | 0.012369
CSAPR- SO2 Annual- AL | 216 | 7094 | Rate Constraint in MTons | FALSE | L | Annual | Constraint Shadow Price | US2019$/Ton | 0 | 0 | 0 | 0 | 0 | 0 | 0 | 0
CSAPR- SO2 Annual- GA | 217 | 7095 | Rate Constraint in MTons | FALSE | L | Annual | Seasons Included | Seasons | Winter, WintShld, Summer | Winter, WintShld, Summer | Winter, WintShld, Summer | Winter, WintShld, Summer | Winter, WintShld, Summer | Winter, WintShld, Summer | Winter, WintShld, Summer | Winter, WintShld, Summer
CSAPR- SO2 Annual- GA | 217 | 7095 | Rate Constraint in MTons | FALSE | L | Annual | Standard SO2 | Thousand Tons | 159.9667 | 159.9667 | 159.9667 | 159.9667 | 159.9667 | 159.9667 | 159.9667 | 159.9667
CSAPR- SO2 Annual- GA | 217 | 7095 | Rate Constraint in MTons | FALSE | L | Annual | Emissions at Affected Plants SO2 | Thousand Tons | 19.1214 | 6.7888 | 3.8372 | 3.8768 | 0 | 0 | 0 | 0
CSAPR- SO2 Annual- GA | 217 | 7095 | Rate Constraint in MTons | FALSE | L | Annual | Allowances Purchased SO2 | Thousand Tons | 0 | 0 | 0 | 0 | 0 | 0 | 0 | 0
CSAPR- SO2 Annual- GA | 217 | 7095 | Rate Constraint in MTons | FALSE | L | Annual | Allowances Sold SO2 | Thousand Tons | 0 | 0 | 0 | 0 | 0 | 0 | 0 | 0
CSAPR- SO2 Annual- GA | 217 | 7095 | Rate Constraint in MTons | FALSE | L | Annual | Allowances Banked | Thousand Tons | 0 | 0 | 0 | 0 | 0 | 0 | 0 | 0
CSAPR- SO2 Annual- GA | 217 | 7095 | Rate Constraint in MTons | FALSE | L | Annual | Allowances Withdrawn (1:1) | Thousand Tons | 0 | 0 | 0 | 0 | 0 | 0 | 0 | 0
CSAPR- SO2 Annual- GA | 217 | 7095 | Rate Constraint in MTons | FALSE | L | Annual | Allowances Withdrawn (n:1) | Thousand Tons | 0 | 0 | 0 | 0 | 0 | 0 | 0 | 0
CSAPR- SO2 Annual- GA | 217 | 7095 | Rate Constraint in MTons | FALSE | L | Annual | Net Emissions Allowance Position | Thousand Tons | 19.1214 | 6.7888 | 3.8372 | 3.8768 | 0 | 0 | 0 | 0
CSAPR- SO2 Annual- GA | 217 | 7095 | Rate Constraint in MTons | FALSE | L | Annual | Fuel Consumed | TBtu | 694.335 | 488.6002 | 496.2542 | 512.9412 | 440.4547 | 490.0604 | 537.6078 | 571.6473
CSAPR- SO2 Annual- GA | 217 | 7095 | Rate Constraint in MTons | FALSE | L | Annual | Rate | lb/MMBtu | 0.055078 | 0.027789 | 0.015465 | 0.015116 | 0 | 0 | 0 | 0
CSAPR- SO2 Annual- GA | 217 | 7095 | Rate Constraint in MTons | FALSE | L | Annual | Generation | TWh | 87.7252 | 102.061 | 150.7376 | 152.1398 | 142.0551 | 145.4174 | 163.8092 | 175.7543
CSAPR- SO2 Annual- GA | 217 | 7095 | Rate Constraint in MTons | FALSE | L | Annual | Qualifying Generation | TWh | 80.6208 | 63.6669 | 66.2087 | 68.0942 | 60.6416 | 65.734 | 69.2336 | 69.3652
CSAPR- SO2 Annual- GA | 217 | 7095 | Rate Constraint in MTons | FALSE | L | Annual | Rate | lb/MWh | 0.47435 | 0.21326 | 0.11591 | 0.11387 | 0 | 0 | 0 | 0
CSAPR- SO2 Annual- GA | 217 | 7095 | Rate Constraint in MTons | FALSE | L | Annual | Constraint Shadow Price | US2019$/Ton | 0 | 0 | 0 | 0 | 0 | 0 | 0 | 0
CSAPR- SO2 Annual- IA | 218 | 7096 | Rate Constraint in MTons | FALSE | L | Annual | Seasons Included | Seasons | Winter, WintShld, Summer | Winter, WintShld, Summer | Winter, WintShld, Summer | Winter, WintShld, Summer | Winter, WintShld, Summer | Winter, WintShld, Summer | Winter, WintShld, Summer | Winter, WintShld, Summer
CSAPR- SO2 Annual- IA | 218 | 7096 | Rate Constraint in MTons | FALSE | L | Annual | Standard SO2 | Thousand Tons | 88.7171 | 88.7171 | 88.7171 | 88.7171 | 88.7171 | 88.7171 | 88.7171 | 88.7171
CSAPR- SO2 Annual- IA | 218 | 7096 | Rate Constraint in MTons | FALSE | L | Annual | Emissions at Affected Plants SO2 | Thousand Tons | 12.5924 | 11.6506 | 9.8423 | 9.5678 | 2.412 | 1.6358 | 0.56717 | 0
CSAPR- SO2 Annual- IA | 218 | 7096 | Rate Constraint in MTons | FALSE | L | Annual | Allowances Purchased SO2 | Thousand Tons | 0 | 0 | 0 | 0 | 0 | 0 | 0 | 0
CSAPR- SO2 Annual- IA | 218 | 7096 | Rate Constraint in MTons | FALSE | L | Annual | Allowances Sold SO2 | Thousand Tons | 0 | 0 | 0 | 0 | 0 | 0 | 0 | 0
CSAPR- SO2 Annual- IA | 218 | 7096 | Rate Constraint in MTons | FALSE | L | Annual | Allowances Banked | Thousand Tons | 0 | 0 | 0 | 0 | 0 | 0 | 0 | 0
CSAPR- SO2 Annual- IA | 218 | 7096 | Rate Constraint in MTons | FALSE | L | Annual | Allowances Withdrawn (1:1) | Thousand Tons | 0 | 0 | 0 | 0 | 0 | 0 | 0 | 0
CSAPR- SO2 Annual- IA | 218 | 7096 | Rate Constraint in MTons | FALSE | L | Annual | Allowances Withdrawn (n:1) | Thousand Tons | 0 | 0 | 0 | 0 | 0 | 0 | 0 | 0
CSAPR- SO2 Annual- IA | 218 | 7096 | Rate Constraint in MTons | FALSE | L | Annual | Net Emissions Allowance Position | Thousand Tons | 12.5924 | 11.6506 | 9.8423 | 9.5678 | 2.412 | 1.6358 | 0.56717 | 0
CSAPR- SO2 Annual- IA | 218 | 7096 | Rate Constraint in MTons | FALSE | L | Annual | Fuel Consumed | TBtu | 347.123 | 346.6794 | 337.2506 | 315.7073 | 83.786 | 57.3524 | 39.5701 | 18.2815
CSAPR- SO2 Annual- IA | 218 | 7096 | Rate Constraint in MTons | FALSE | L | Annual | Rate | lb/MMBtu | 0.072553 | 0.067213 | 0.058368 | 0.060612 | 0.057574 | 0.057043 | 0.028667 | 0
CSAPR- SO2 Annual- IA | 218 | 7096 | Rate Constraint in MTons | FALSE | L | Annual | Generation | TWh | 35.3023 | 35.7023 | 37.2039 | 34.5053 | 9.9016 | 7.7351 | 7.4505 | 4.5257
CSAPR- SO2 Annual- IA | 218 | 7096 | Rate Constraint in MTons | FALSE | L | Annual | Qualifying Generation | TWh | 35.3023 | 35.7023 | 36.3017 | 33.6174 | 9.2237 | 6.2958 | 4.8305 | 2.3594
CSAPR- SO2 Annual- IA | 218 | 7096 | Rate Constraint in MTons | FALSE | L | Annual | Rate | lb/MWh | 0.71341 | 0.65265 | 0.54225 | 0.56921 | 0.52299 | 0.51963 | 0.23483 | 0
CSAPR- SO2 Annual- IA | 218 | 7096 | Rate Constraint in MTons | FALSE | L | Annual | Constraint Shadow Price | US2019$/Ton | 0 | 0 | 0 | 0 | 0 | 0 | 0 | 0
CSAPR- SO2 Annual- IL | 219 | 7097 | Rate Constraint in MTons | FALSE | L | Annual | Seasons Included | Seasons | Winter, WintShld, Summer | Winter, WintShld, Summer | Winter, WintShld, Summer | Winter, WintShld, Summer | Winter, WintShld, Summer | Winter, WintShld, Summer | Winter, WintShld, Summer | Winter, WintShld, Summer
CSAPR- SO2 Annual- IL | 219 | 7097 | Rate Constraint in MTons | FALSE | L | Annual | Standard SO2 | Thousand Tons | 146.4651 | 146.4651 | 146.4651 | 146.4651 | 146.4651 | 146.4651 | 146.4651 | 146.4651
CSAPR- SO2 Annual- IL | 219 | 7097 | Rate Constraint in MTons | FALSE | L | Annual | Emissions at Affected Plants SO2 | Thousand Tons | 25.8405 | 14.5287 | 8.5236 | 6.5659 | 3.3649 | 2.7747 | 0 | 0
CSAPR- SO2 Annual- IL | 219 | 7097 | Rate Constraint in MTons | FALSE | L | Annual | Allowances Purchased SO2 | Thousand Tons | 0 | 0 | 0 | 0 | 0 | 0 | 0 | 0
CSAPR- SO2 Annual- IL | 219 | 7097 | Rate Constraint in MTons | FALSE | L | Annual | Allowances Sold SO2 | Thousand Tons | 0 | 0 | 0 | 0 | 0 | 0 | 0 | 0
CSAPR- SO2 Annual- IL | 219 | 7097 | Rate Constraint in MTons | FALSE | L | Annual | Allowances Banked | Thousand Tons | 0 | 0 | 0 | 0 | 0 | 0 | 0 | 0
CSAPR- SO2 Annual- IL | 219 | 7097 | Rate Constraint in MTons | FALSE | L | Annual | Allowances Withdrawn (1:1) | Thousand Tons | 0 | 0 | 0 | 0 | 0 | 0 | 0 | 0
CSAPR- SO2 Annual- IL | 219 | 7097 | Rate Constraint in MTons | FALSE | L | Annual | Allowances Withdrawn (n:1) | Thousand Tons | 0 | 0 | 0 | 0 | 0 | 0 | 0 | 0
CSAPR- SO2 Annual- IL | 219 | 7097 | Rate Constraint in MTons | FALSE | L | Annual | Net Emissions Allowance Position | Thousand Tons | 25.8405 | 14.5287 | 8.5236 | 6.5659 | 3.3649 | 2.7747 | 0 | 0
CSAPR- SO2 Annual- IL | 219 | 7097 | Rate Constraint in MTons | FALSE | L | Annual | Fuel Consumed | TBtu | 412.033 | 271.4701 | 278.781 | 278.1351 | 217.4036 | 168.2798 | 1.8516 | 1.6442
CSAPR- SO2 Annual- IL | 219 | 7097 | Rate Constraint in MTons | FALSE | L | Annual | Rate | lb/MMBtu | 0.12543 | 0.10704 | 0.061149 | 0.047214 | 0.030955 | 0.032977 | 0 | 0
CSAPR- SO2 Annual- IL | 219 | 7097 | Rate Constraint in MTons | FALSE | L | Annual | Generation | TWh | 45.4359 | 35.2186 | 51.5092 | 52.0853 | 47.4994 | 42.9109 | 23.6145 | 20.5217
CSAPR- SO2 Annual- IL | 219 | 7097 | Rate Constraint in MTons | FALSE | L | Annual | Qualifying Generation | TWh | 45.4359 | 31.815 | 34.6134 | 35.1037 | 28.4992 | 22.0324 | 0.19931 | 0.17816
CSAPR- SO2 Annual- IL | 219 | 7097 | Rate Constraint in MTons | FALSE | L | Annual | Rate | lb/MWh | 1.1374 | 0.91333 | 0.4925 | 0.37408 | 0.23614 | 0.25187 | 0 | 0
CSAPR- SO2 Annual- IL | 219 | 7097 | Rate Constraint in MTons | FALSE | L | Annual | Constraint Shadow Price | US2019$/Ton | 0 | 0 | 0 | 0 | 0 | 0 | 0 | 0
CSAPR- SO2 Annual- IN | 220 | 7098 | Rate Constraint in MTons | FALSE | L | Annual | Seasons Included | Seasons | Winter, WintShld, Summer | Winter, WintShld, Summer | Winter, WintShld, Summer | Winter, WintShld, Summer | Winter, WintShld, Summer | Winter, WintShld, Summer | Winter, WintShld, Summer | Winter, WintShld, Summer
CSAPR- SO2 Annual- IN | 220 | 7098 | Rate Constraint in MTons | FALSE | L | Annual | Standard SO2 | Thousand Tons | 196.4098 | 196.4098 | 196.4098 | 196.4098 | 196.4098 | 196.4098 | 196.4098 | 196.4098
CSAPR- SO2 Annual- IN | 220 | 7098 | Rate Constraint in MTons | FALSE | L | Annual | Emissions at Affected Plants SO2 | Thousand Tons | 64.0666 | 39.5715 | 23.2923 | 18.4682 | 2.6784 | 1.052 | 0.60296 | 0.018444
CSAPR- SO2 Annual- IN | 220 | 7098 | Rate Constraint in MTons | FALSE | L | Annual | Allowances Purchased SO2 | Thousand Tons | 0 | 0 | 0 | 0 | 0 | 0 | 0 | 0
CSAPR- SO2 Annual- IN | 220 | 7098 | Rate Constraint in MTons | FALSE | L | Annual | Allowances Sold SO2 | Thousand Tons | 0 | 0 | 0 | 0 | 0 | 0 | 0 | 0
CSAPR- SO2 Annual- IN | 220 | 7098 | Rate Constraint in MTons | FALSE | L | Annual | Allowances Banked | Thousand Tons | 0 | 0 | 0 | 0 | 0 | 0 | 0 | 0
CSAPR- SO2 Annual- IN | 220 | 7098 | Rate Constraint in MTons | FALSE | L | Annual | Allowances Withdrawn (1:1) | Thousand Tons | 0 | 0 | 0 | 0 | 0 | 0 | 0 | 0
CSAPR- SO2 Annual- IN | 220 | 7098 | Rate Constraint in MTons | FALSE | L | Annual | Allowances Withdrawn (n:1) | Thousand Tons | 0 | 0 | 0 | 0 | 0 | 0 | 0 | 0
CSAPR- SO2 Annual- IN | 220 | 7098 | Rate Constraint in MTons | FALSE | L | Annual | Net Emissions Allowance Position | Thousand Tons | 64.0666 | 39.5715 | 23.2923 | 18.4682 | 2.6784 | 1.052 | 0.60296 | 0.018444
CSAPR- SO2 Annual- IN | 220 | 7098 | Rate Constraint in MTons | FALSE | L | Annual | Fuel Consumed | TBtu | 829.4751 | 804.9973 | 699.6385 | 640.1989 | 340.0964 | 291.1285 | 304.0397 | 223.5375
CSAPR- SO2 Annual- IN | 220 | 7098 | Rate Constraint in MTons | FALSE | L | Annual | Rate | lb/MMBtu | 0.15448 | 0.098315 | 0.066584 | 0.057695 | 0.015751 | 0.0072269 | 0.0039664 | 0.00016502
CSAPR- SO2 Annual- IN | 220 | 7098 | Rate Constraint in MTons | FALSE | L | Annual | Generation | TWh | 82.9212 | 92.6404 | 87.026 | 81.1954 | 49.8962 | 46.5696 | 51.6338 | 38.2527
CSAPR- SO2 Annual- IN | 220 | 7098 | Rate Constraint in MTons | FALSE | L | Annual | Qualifying Generation | TWh | 82.9212 | 91.0708 | 85.2281 | 79.3975 | 48.2701 | 41.6422 | 42.7047 | 32.1591
CSAPR- SO2 Annual- IN | 220 | 7098 | Rate Constraint in MTons | FALSE | L | Annual | Rate | lb/MWh | 1.5452 | 0.86903 | 0.54659 | 0.46521 | 0.11097 | 0.050524 | 0.028239 | 0.001147
CSAPR- SO2 Annual- IN | 220 | 7098 | Rate Constraint in MTons | FALSE | L | Annual | Constraint Shadow Price | US2019$/Ton | 0 | 0 | 0 | 0 | 0 | 0 | 0 | 0
CSAPR- SO2 Annual- KS | 221 | 7099 | Rate Constraint in MTons | FALSE | L | Annual | Seasons Included | Seasons | Winter, WintShld, Summer | Winter, WintShld, Summer | Winter, WintShld, Summer | Winter, WintShld, Summer | Winter, WintShld, Summer | Winter, WintShld, Summer | Winter, WintShld, Summer | Winter, WintShld, Summer
CSAPR- SO2 Annual- KS | 221 | 7099 | Rate Constraint in MTons | FALSE | L | Annual | Standard SO2 | Thousand Tons | 49.5364 | 49.5364 | 49.5364 | 49.5364 | 49.5364 | 49.5364 | 49.5364 | 49.5364
CSAPR- SO2 Annual- KS | 221 | 7099 | Rate Constraint in MTons | FALSE | L | Annual | Emissions at Affected Plants SO2 | Thousand Tons | 4.3206 | 3.3237 | 2.34 | 0.95585 | 0.32125 | 0.096088 | 0.096088 | 0
CSAPR- SO2 Annual- KS | 221 | 7099 | Rate Constraint in MTons | FALSE | L | Annual | Allowances Purchased SO2 | Thousand Tons | 0 | 0 | 0 | 0 | 0 | 0 | 0 | 0
CSAPR- SO2 Annual- KS | 221 | 7099 | Rate Constraint in MTons | FALSE | L | Annual | Allowances Sold SO2 | Thousand Tons | 0 | 0 | 0 | 0 | 0 | 0 | 0 | 0
CSAPR- SO2 Annual- KS | 221 | 7099 | Rate Constraint in MTons | FALSE | L | Annual | Allowances Banked | Thousand Tons | 0 | 0 | 0 | 0 | 0 | 0 | 0 | 0
CSAPR- SO2 Annual- KS | 221 | 7099 | Rate Constraint in MTons | FALSE | L | Annual | Allowances Withdrawn (1:1) | Thousand Tons | 0 | 0 | 0 | 0 | 0 | 0 | 0 | 0
CSAPR- SO2 Annual- KS | 221 | 7099 | Rate Constraint in MTons | FALSE | L | Annual | Allowances Withdrawn (n:1) | Thousand Tons | 0 | 0 | 0 | 0 | 0 | 0 | 0 | 0
CSAPR- SO2 Annual- KS | 221 | 7099 | Rate Constraint in MTons | FALSE | L | Annual | Net Emissions Allowance Position | Thousand Tons | 4.3206 | 3.3237 | 2.34 | 0.95585 | 0.32125 | 0.096088 | 0.096088 | 0
CSAPR- SO2 Annual- KS | 221 | 7099 | Rate Constraint in MTons | FALSE | L | Annual | Fuel Consumed | TBtu | 251.766 | 186.4269 | 138.2983 | 89.257 | 26.117 | 3.7245 | 3.6497 | 1.3657
CSAPR- SO2 Annual- KS | 221 | 7099 | Rate Constraint in MTons | FALSE | L | Annual | Rate | lb/MMBtu | 0.034322 | 0.035657 | 0.03384 | 0.021418 | 0.024601 | 0.051598 | 0.052655 | 0
CSAPR- SO2 Annual- KS | 221 | 7099 | Rate Constraint in MTons | FALSE | L | Annual | Generation | TWh | 23.1982 | 17.1254 | 12.9007 | 8.3743 | 2.4362 | 0.3888 | 0.37814 | 0.19803
CSAPR- SO2 Annual- KS | 221 | 7099 | Rate Constraint in MTons | FALSE | L | Annual | Qualifying Generation | TWh | 23.1982 | 17.1254 | 12.9007 | 8.3743 | 2.4362 | 0.38546 | 0.37791 | 0.17961
CSAPR- SO2 Annual- KS | 221 | 7099 | Rate Constraint in MTons | FALSE | L | Annual | Rate | lb/MWh | 0.37249 | 0.38816 | 0.36277 | 0.22828 | 0.26373 | 0.49856 | 0.50852 | 0
CSAPR- SO2 Annual- KS | 221 | 7099 | Rate Constraint in MTons | FALSE | L | Annual | Constraint Shadow Price | US2019$/Ton | 0 | 0 | 0 | 0 | 0 | 0 | 0 | 0
CSAPR- SO2 Annual- KY | 222 | 7100 | Rate Constraint in MTons | FALSE | L | Annual | Seasons Included | Seasons | Winter, WintShld, Summer | Winter, WintShld, Summer | Winter, WintShld, Summer | Winter, WintShld, Summer | Winter, WintShld, Summer | Winter, WintShld, Summer | Winter, WintShld, Summer | Winter, WintShld, Summer
CSAPR- SO2 Annual- KY | 222 | 7100 | Rate Constraint in MTons | FALSE | L | Annual | Standard SO2 | Thousand Tons | 125.4151 | 125.4151 | 125.4151 | 125.4151 | 125.4151 | 125.4151 | 125.4151 | 125.4151
CSAPR- SO2 Annual- KY | 222 | 7100 | Rate Constraint in MTons | FALSE | L | Annual | Emissions at Affected Plants SO2 | Thousand Tons | 45.0734 | 42.1863 | 18.0564 | 13.3802 | 1.6093 | 1.0073 | 0.22571 | 0.072893
CSAPR- SO2 Annual- KY | 222 | 7100 | Rate Constraint in MTons | FALSE | L | Annual | Allowances Purchased SO2 | Thousand Tons | 0 | 0 | 0 | 0 | 0 | 0 | 0 | 0
CSAPR- SO2 Annual- KY | 222 | 7100 | Rate Constraint in MTons | FALSE | L | Annual | Allowances Sold SO2 | Thousand Tons | 0 | 0 | 0 | 0 | 0 | 0 | 0 | 0
CSAPR- SO2 Annual- KY | 222 | 7100 | Rate Constraint in MTons | FALSE | L | Annual | Allowances Banked | Thousand Tons | 0 | 0 | 0 | 0 | 0 | 0 | 0 | 0
CSAPR- SO2 Annual- KY | 222 | 7100 | Rate Constraint in MTons | FALSE | L | Annual | Allowances Withdrawn (1:1) | Thousand Tons | 0 | 0 | 0 | 0 | 0 | 0 | 0 | 0
CSAPR- SO2 Annual- KY | 222 | 7100 | Rate Constraint in MTons | FALSE | L | Annual | Allowances Withdrawn (n:1) | Thousand Tons | 0 | 0 | 0 | 0 | 0 | 0 | 0 | 0
CSAPR- SO2 Annual- KY | 222 | 7100 | Rate Constraint in MTons | FALSE | L | Annual | Net Emissions Allowance Position | Thousand Tons | 45.0734 | 42.1863 | 18.0564 | 13.3802 | 1.6093 | 1.0073 | 0.22571 | 0.072893
CSAPR- SO2 Annual- KY | 222 | 7100 | Rate Constraint in MTons | FALSE | L | Annual | Fuel Consumed | TBtu | 574.0938 | 598.3733 | 463.0055 | 399.6553 | 367.6901 | 350.9972 | 327.8085 | 306.5267
CSAPR- SO2 Annual- KY | 222 | 7100 | Rate Constraint in MTons | FALSE | L | Annual | Rate | lb/MMBtu | 0.15702 | 0.141 | 0.077996 | 0.066959 | 0.0087537 | 0.0057396 | 0.0013771 | 0.00047561
CSAPR- SO2 Annual- KY | 222 | 7100 | Rate Constraint in MTons | FALSE | L | Annual | Generation | TWh | 56.8818 | 90.7198 | 97.1855 | 91.1469 | 94.7614 | 96.9542 | 100.4028 | 85.6947
CSAPR- SO2 Annual- KY | 222 | 7100 | Rate Constraint in MTons | FALSE | L | Annual | Qualifying Generation | TWh | 56.8818 | 63.1625 | 54.6244 | 48.5858 | 52.8466 | 51.4179 | 48.6667 | 45.652
CSAPR- SO2 Annual- KY | 222 | 7100 | Rate Constraint in MTons | FALSE | L | Annual | Rate | lb/MWh | 1.5848 | 1.3358 | 0.66111 | 0.55079 | 0.060905 | 0.03918 | 0.0092758 | 0.0031934
CSAPR- SO2 Annual- KY | 222 | 7100 | Rate Constraint in MTons | FALSE | L | Annual | Constraint Shadow Price | US2019$/Ton | 0 | 0 | 0 | 0 | 0 | 0 | 0 | 0
CSAPR- SO2 Annual- MD | 223 | 7101 | Rate Constraint in MTons | FALSE | L | Annual | Seasons Included | Seasons | Winter, WintShld, Summer | Winter, WintShld, Summer | Winter, WintShld, Summer | Winter, WintShld, Summer | Winter, WintShld, Summer | Winter, WintShld, Summer | Winter, WintShld, Summer | Winter, WintShld, Summer
CSAPR- SO2 Annual- MD | 223 | 7101 | Rate Constraint in MTons | FALSE | L | Annual | Standard SO2 | Thousand Tons | 33.2795 | 33.2795 | 33.2795 | 33.2795 | 33.2795 | 33.2795 | 33.2795 | 33.2795
CSAPR- SO2 Annual- MD | 223 | 7101 | Rate Constraint in MTons | FALSE | L | Annual | Emissions at Affected Plants SO2 | Thousand Tons | 1.0284 | 0.74535 | 0.27156 | 0.27156 | 0.19399 | 0 | 0 | 0
CSAPR- SO2 Annual- MD | 223 | 7101 | Rate Constraint in MTons | FALSE | L | Annual | Allowances Purchased SO2 | Thousand Tons | 0 | 0 | 0 | 0 | 0 | 0 | 0 | 0
CSAPR- SO2 Annual- MD | 223 | 7101 | Rate Constraint in MTons | FALSE | L | Annual | Allowances Sold SO2 | Thousand Tons | 0 | 0 | 0 | 0 | 0 | 0 | 0 | 0
CSAPR- SO2 Annual- MD | 223 | 7101 | Rate Constraint in MTons | FALSE | L | Annual | Allowances Banked | Thousand Tons | 0 | 0 | 0 | 0 | 0 | 0 | 0 | 0
CSAPR- SO2 Annual- MD | 223 | 7101 | Rate Constraint in MTons | FALSE | L | Annual | Allowances Withdrawn (1:1) | Thousand Tons | 0 | 0 | 0 | 0 | 0 | 0 | 0 | 0
CSAPR- SO2 Annual- MD | 223 | 7101 | Rate Constraint in MTons | FALSE | L | Annual | Allowances Withdrawn (n:1) | Thousand Tons | 0 | 0 | 0 | 0 | 0 | 0 | 0 | 0
CSAPR- SO2 Annual- MD | 223 | 7101 | Rate Constraint in MTons | FALSE | L | Annual | Net Emissions Allowance Position | Thousand Tons | 1.0284 | 0.74535 | 0.27156 | 0.27156 | 0.19399 | 0 | 0 | 0
CSAPR- SO2 Annual- MD | 223 | 7101 | Rate Constraint in MTons | FALSE | L | Annual | Fuel Consumed | TBtu | 196.2916 | 267.2855 | 279.451 | 281.9172 | 256.9766 | 216.5804 | 212.4093 | 199.2452
CSAPR- SO2 Annual- MD | 223 | 7101 | Rate Constraint in MTons | FALSE | L | Annual | Rate | lb/MMBtu | 0.010478 | 0.0055772 | 0.0019435 | 0.0019265 | 0.0015098 | 0 | 0 | 0
CSAPR- SO2 Annual- MD | 223 | 7101 | Rate Constraint in MTons | FALSE | L | Annual | Generation | TWh | 28.3461 | 39.5998 | 41.4069 | 41.7749 | 38.265 | 59.647 | 80.0434 | 102.3884
CSAPR- SO2 Annual- MD | 223 | 7101 | Rate Constraint in MTons | FALSE | L | Annual | Qualifying Generation | TWh | 28.3024 | 39.523 | 41.3301 | 41.6982 | 38.1882 | 32.3331 | 31.6704 | 29.7789
CSAPR- SO2 Annual- MD | 223 | 7101 | Rate Constraint in MTons | FALSE | L | Annual | Rate | lb/MWh | 0.07267 | 0.037717 | 0.013141 | 0.013025 | 0.010159 | 0 | 0 | 0
CSAPR- SO2 Annual- MD | 223 | 7101 | Rate Constraint in MTons | FALSE | L | Annual | Constraint Shadow Price | US2019$/Ton | 0 | 0 | 0 | 0 | 0 | 0 | 0 | 0
CSAPR- SO2 Annual- MI | 224 | 7102 | Rate Constraint in MTons | FALSE | L | Annual | Seasons Included | Seasons | Winter, WintShld, Summer | Winter, WintShld, Summer | Winter, WintShld, Summer | Winter, WintShld, Summer | Winter, WintShld, Summer | Winter, WintShld, Summer | Winter, WintShld, Summer | Winter, WintShld, Summer
CSAPR- SO2 Annual- MI | 224 | 7102 | Rate Constraint in MTons | FALSE | L | Annual | Standard SO2 | Thousand Tons | 169.9141 | 169.9141 | 169.9141 | 169.9141 | 169.9141 | 169.9141 | 169.9141 | 169.9141
CSAPR- SO2 Annual- MI | 224 | 7102 | Rate Constraint in MTons | FALSE | L | Annual | Emissions at Affected Plants SO2 | Thousand Tons | 43.7161 | 31.8858 | 28.5804 | 10.6708 | 0.33372 | 0.33372 | 0.33372 | 0.33372
CSAPR- SO2 Annual- MI | 224 | 7102 | Rate Constraint in MTons | FALSE | L | Annual | Allowances Purchased SO2 | Thousand Tons | 0 | 0 | 0 | 0 | 0 | 0 | 0 | 0
CSAPR- SO2 Annual- MI | 224 | 7102 | Rate Constraint in MTons | FALSE | L | Annual | Allowances Sold SO2 | Thousand Tons | 0 | 0 | 0 | 0 | 0 | 0 | 0 | 0
CSAPR- SO2 Annual- MI | 224 | 7102 | Rate Constraint in MTons | FALSE | L | Annual | Allowances Banked | Thousand Tons | 0 | 0 | 0 | 0 | 0 | 0 | 0 | 0
CSAPR- SO2 Annual- MI | 224 | 7102 | Rate Constraint in MTons | FALSE | L | Annual | Allowances Withdrawn (1:1) | Thousand Tons | 0 | 0 | 0 | 0 | 0 | 0 | 0 | 0
CSAPR- SO2 Annual- MI | 224 | 7102 | Rate Constraint in MTons | FALSE | L | Annual | Allowances Withdrawn (n:1) | Thousand Tons | 0 | 0 | 0 | 0 | 0 | 0 | 0 | 0
CSAPR- SO2 Annual- MI | 224 | 7102 | Rate Constraint in MTons | FALSE | L | Annual | Net Emissions Allowance Position | Thousand Tons | 43.7161 | 31.8858 | 28.5804 | 10.6708 | 0.33372 | 0.33372 | 0.33372 | 0.33372
CSAPR- SO2 Annual- MI | 224 | 7102 | Rate Constraint in MTons | FALSE | L | Annual | Fuel Consumed | TBtu | 651.8427 | 557.0922 | 553.926 | 384.9255 | 257.2766 | 253.5159 | 277.1438 | 291.749
CSAPR- SO2 Annual- MI | 224 | 7102 | Rate Constraint in MTons | FALSE | L | Annual | Rate | lb/MMBtu | 0.13413 | 0.11447 | 0.10319 | 0.055443 | 0.0025943 | 0.0026328 | 0.0024083 | 0.0022877
CSAPR- SO2 Annual- MI | 224 | 7102 | Rate Constraint in MTons | FALSE | L | Annual | Generation | TWh | 75.3495 | 67.0593 | 69.9464 | 51.9215 | 37.3119 | 40.362 | 47.7655 | 48.1988
CSAPR- SO2 Annual- MI | 224 | 7102 | Rate Constraint in MTons | FALSE | L | Annual | Qualifying Generation | TWh | 75.3495 | 67.0593 | 69.1688 | 51.1938 | 36.8444 | 36.3427 | 39.4011 | 42.3927
CSAPR- SO2 Annual- MI | 224 | 7102 | Rate Constraint in MTons | FALSE | L | Annual | Rate | lb/MWh | 1.1604 | 0.95097 | 0.8264 | 0.41688 | 0.018115 | 0.018365 | 0.01694 | 0.015744
CSAPR- SO2 Annual- MI | 224 | 7102 | Rate Constraint in MTons | FALSE | L | Annual | Constraint Shadow Price | US2019$/Ton | 0 | 0 | 0 | 0 | 0 | 0 | 0 | 0
CSAPR- SO2 Annual- MN | 225 | 7103 | Rate Constraint in MTons | FALSE | L | Annual | Seasons Included | Seasons | Winter, WintShld, Summer | Winter, WintShld, Summer | Winter, WintShld, Summer | Winter, WintShld, Summer | Winter, WintShld, Summer | Winter, WintShld, Summer | Winter, WintShld, Summer | Winter, WintShld, Summer
CSAPR- SO2 Annual- MN | 225 | 7103 | Rate Constraint in MTons | FALSE | L | Annual | Standard SO2 | Thousand Tons | 49.5376 | 49.5376 | 49.5376 | 49.5376 | 49.5376 | 49.5376 | 49.5376 | 49.5376
CSAPR- SO2 Annual- MN | 225 | 7103 | Rate Constraint in MTons | FALSE | L | Annual | Emissions at Affected Plants SO2 | Thousand Tons | 10.3318 | 9.2073 | 7.3949 | 2.8109 | 0.52544 | 0 | 0 | 0
CSAPR- SO2 Annual- MN | 225 | 7103 | Rate Constraint in MTons | FALSE | L | Annual | Allowances Purchased SO2 | Thousand Tons | 0 | 0 | 0 | 0 | 0 | 0 | 0 | 0
CSAPR- SO2 Annual- MN | 225 | 7103 | Rate Constraint in MTons | FALSE | L | Annual | Allowances Sold SO2 | Thousand Tons | 0 | 0 | 0 | 0 | 0 | 0 | 0 | 0
CSAPR- SO2 Annual- MN | 225 | 7103 | Rate Constraint in MTons | FALSE | L | Annual | Allowances Banked | Thousand Tons | 0 | 0 | 0 | 0 | 0 | 0 | 0 | 0
CSAPR- SO2 Annual- MN | 225 | 7103 | Rate Constraint in MTons | FALSE | L | Annual | Allowances Withdrawn (1:1) | Thousand Tons | 0 | 0 | 0 | 0 | 0 | 0 | 0 | 0
CSAPR- SO2 Annual- MN | 225 | 7103 | Rate Constraint in MTons | FALSE | L | Annual | Allowances Withdrawn (n:1) | Thousand Tons | 0 | 0 | 0 | 0 | 0 | 0 | 0 | 0
CSAPR- SO2 Annual- MN | 225 | 7103 | Rate Constraint in MTons | FALSE | L | Annual | Net Emissions Allowance Position | Thousand Tons | 10.3318 | 9.2073 | 7.3949 | 2.8109 | 0.52544 | 0 | 0 | 0
CSAPR- SO2 Annual- MN | 225 | 7103 | Rate Constraint in MTons | FALSE | L | Annual | Fuel Consumed | TBtu | 229.1939 | 174.6505 | 155.9263 | 73.1252 | 16.0526 | 11.8006 | 12.4923 | 9.7431
CSAPR- SO2 Annual- MN | 225 | 7103 | Rate Constraint in MTons | FALSE | L | Annual | Rate | lb/MMBtu | 0.090158 | 0.10544 | 0.094851 | 0.076878 | 0.065465 | 0 | 0 | 0
CSAPR- SO2 Annual- MN | 225 | 7103 | Rate Constraint in MTons | FALSE | L | Annual | Generation | TWh | 22.8547 | 17.6732 | 17.3967 | 8.7458 | 2.1721 | 1.6372 | 1.7581 | 10.2663
CSAPR- SO2 Annual- MN | 225 | 7103 | Rate Constraint in MTons | FALSE | L | Annual | Qualifying Generation | TWh | 22.8547 | 17.6732 | 17.2374 | 8.6324 | 2.1147 | 1.6222 | 1.7176 | 1.3366
CSAPR- SO2 Annual- MN | 225 | 7103 | Rate Constraint in MTons | FALSE | L | Annual | Rate | lb/MWh | 0.90413 | 1.042 | 0.858 | 0.65124 | 0.49694 | 0 | 0 | 0
CSAPR- SO2 Annual- MN | 225 | 7103 | Rate Constraint in MTons | FALSE | L | Annual | Constraint Shadow Price | US2019$/Ton | 0 | 0 | 0 | 0 | 0 | 0 | 0 | 0
CSAPR- SO2 Annual- MO | 226 | 7104 | Rate Constraint in MTons | FALSE | L | Annual | Seasons Included | Seasons | Winter, WintShld, Summer | Winter, WintShld, Summer | Winter, WintShld, Summer | Winter, WintShld, Summer | Winter, WintShld, Summer | Winter, WintShld, Summer | Winter, WintShld, Summer | Winter, WintShld, Summer
CSAPR- SO2 Annual- MO | 226 | 7104 | Rate Constraint in MTons | FALSE | L | Annual | Standard SO2 | Thousand Tons | 195.8104 | 195.8104 | 195.8104 | 195.8104 | 195.8104 | 195.8104 | 195.8104 | 195.8104
CSAPR- SO2 Annual- MO | 226 | 7104 | Rate Constraint in MTons | FALSE | L | Annual | Emissions at Affected Plants SO2 | Thousand Tons | 190.4496 | 147.6061 | 87.402 | 85.803 | 62.6731 | 27.1785 | 9.2867 | 3.6303
CSAPR- SO2 Annual- MO | 226 | 7104 | Rate Constraint in MTons | FALSE | L | Annual | Allowances Purchased SO2 | Thousand Tons | 0 | 0 | 0 | 0 | 0 | 0 | 0 | 0
CSAPR- SO2 Annual- MO | 226 | 7104 | Rate Constraint in MTons | FALSE | L | Annual | Allowances Sold SO2 | Thousand Tons | 0 | 0 | 0 | 0 | 0 | 0 | 0 | 0
CSAPR- SO2 Annual- MO | 226 | 7104 | Rate Constraint in MTons | FALSE | L | Annual | Allowances Banked | Thousand Tons | 0 | 0 | 0 | 0 | 0 | 0 | 0 | 0
CSAPR- SO2 Annual- MO | 226 | 7104 | Rate Constraint in MTons | FALSE | L | Annual | Allowances Withdrawn (1:1) | Thousand Tons | 0 | 0 | 0 | 0 | 0 | 0 | 0 | 0
CSAPR- SO2 Annual- MO | 226 | 7104 | Rate Constraint in MTons | FALSE | L | Annual | Allowances Withdrawn (n:1) | Thousand Tons | 0 | 0 | 0 | 0 | 0 | 0 | 0 | 0
CSAPR- SO2 Annual- MO | 226 | 7104 | Rate Constraint in MTons | FALSE | L | Annual | Net Emissions Allowance Position | Thousand Tons | 190.4496 | 147.6061 | 87.402 | 85.803 | 62.6731 | 27.1785 | 9.2867 | 3.6303
CSAPR- SO2 Annual- MO | 226 | 7104 | Rate Constraint in MTons | FALSE | L | Annual | Fuel Consumed | TBtu | 679.5047 | 576.7196 | 478.1887 | 448.7272 | 193.0224 | 105.0325 | 69.73 | 42.354
CSAPR- SO2 Annual- MO | 226 | 7104 | Rate Constraint in MTons | FALSE | L | Annual | Rate | lb/MMBtu | 0.56055 | 0.51188 | 0.36555 | 0.38243 | 0.64939 | 0.51753 | 0.26636 | 0.17143
CSAPR- SO2 Annual- MO | 226 | 7104 | Rate Constraint in MTons | FALSE | L | Annual | Generation | TWh | 66.8402 | 57.0077 | 48.1136 | 45.4593 | 19.4879 | 10.9325 | 7.7519 | 4.9173
CSAPR- SO2 Annual- MO | 226 | 7104 | Rate Constraint in MTons | FALSE | L | Annual | Qualifying Generation | TWh | 66.8402 | 57.0077 | 48.0576 | 45.4003 | 19.4378 | 10.8075 | 7.5323 | 4.6265
CSAPR- SO2 Annual- MO | 226 | 7104 | Rate Constraint in MTons | FALSE | L | Annual | Rate | lb/MWh | 5.6987 | 5.1785 | 3.6374 | 3.7798 | 6.4486 | 5.0296 | 2.4658 | 1.5694
CSAPR- SO2 Annual- MO | 226 | 7104 | Rate Constraint in MTons | FALSE | L | Annual | Constraint Shadow Price | US2019$/Ton | 0 | 0 | 0 | 0 | 0 | 0 | 0 | 0
CSAPR- SO2 Annual- NC | 227 | 7105 | Rate Constraint in MTons | FALSE | L | Annual | Seasons Included | Seasons | Winter, WintShld, Summer | Winter, WintShld, Summer | Winter, WintShld, Summer | Winter, WintShld, Summer | Winter, WintShld, Summer | Winter, WintShld, Summer | Winter, WintShld, Summer | Winter, WintShld, Summer
CSAPR- SO2 Annual- NC | 227 | 7105 | Rate Constraint in MTons | FALSE | L | Annual | Standard SO2 | Thousand Tons | 67.9916 | 67.9916 | 67.9916 | 67.9916 | 67.9916 | 67.9916 | 67.9916 | 67.9916
CSAPR- SO2 Annual- NC | 227 | 7105 | Rate Constraint in MTons | FALSE | L | Annual | Emissions at Affected Plants SO2 | Thousand Tons | 24.4427 | 14.1815 | 2.5762 | 2.7286 | 0.67809 | 0.45209 | 0.90607 | 0.0029983
CSAPR- SO2 Annual- NC | 227 | 7105 | Rate Constraint in MTons | FALSE | L | Annual | Allowances Purchased SO2 | Thousand Tons | 0 | 0 | 0 | 0 | 0 | 0 | 0 | 0
CSAPR- SO2 Annual- NC | 227 | 7105 | Rate Constraint in MTons | FALSE | L | Annual | Allowances Sold SO2 | Thousand Tons | 0 | 0 | 0 | 0 | 0 | 0 | 0 | 0
CSAPR- SO2 Annual- NC | 227 | 7105 | Rate Constraint in MTons | FALSE | L | Annual | Allowances Banked | Thousand Tons | 0 | 0 | 0 | 0 | 0 | 0 | 0 | 0
CSAPR- SO2 Annual- NC | 227 | 7105 | Rate Constraint in MTons | FALSE | L | Annual | Allowances Withdrawn (1:1) | Thousand Tons | 0 | 0 | 0 | 0 | 0 | 0 | 0 | 0
CSAPR- SO2 Annual- NC | 227 | 7105 | Rate Constraint in MTons | FALSE | L | Annual | Allowances Withdrawn (n:1) | Thousand Tons | 0 | 0 | 0 | 0 | 0 | 0 | 0 | 0
CSAPR- SO2 Annual- NC | 227 | 7105 | Rate Constraint in MTons | FALSE | L | Annual | Net Emissions Allowance Position | Thousand Tons | 24.4427 | 14.1815 | 2.5762 | 2.7286 | 0.67809 | 0.45209 | 0.90607 | 0.0029983
CSAPR- SO2 Annual- NC | 227 | 7105 | Rate Constraint in MTons | FALSE | L | Annual | Fuel Consumed | TBtu | 669.115 | 622.0657 | 552.5766 | 573.8462 | 411.7552 | 333.5987 | 372.0577 | 376.1374
CSAPR- SO2 Annual- NC | 227 | 7105 | Rate Constraint in MTons | FALSE | L | Annual | Rate | lb/MMBtu | 0.07306 | 0.045595 | 0.0093242 | 0.0095098 | 0.0032936 | 0.0027104 | 0.0048706 | 1.5943e-05
CSAPR- SO2 Annual- NC | 227 | 7105 | Rate Constraint in MTons | FALSE | L | Annual | Generation | TWh | 79.3615 | 96.8983 | 124.2012 | 127.1899 | 105.8689 | 91.7587 | 98.5909 | 97.6124
CSAPR- SO2 Annual- NC | 227 | 7105 | Rate Constraint in MTons | FALSE | L | Annual | Qualifying Generation | TWh | 76.2869 | 78.4112 | 78.7995 | 81.9974 | 61.1519 | 49.5264 | 52.1665 | 51.4697
CSAPR- SO2 Annual- NC | 227 | 7105 | Rate Constraint in MTons | FALSE | L | Annual | Rate | lb/MWh | 0.64081 | 0.36172 | 0.065385 | 0.066553 | 0.022177 | 0.018257 | 0.034738 | 0.00011651
CSAPR- SO2 Annual- NC | 227 | 7105 | Rate Constraint in MTons | FALSE | L | Annual | Constraint Shadow Price | US2019$/Ton | 0 | 0 | 0 | 0 | 0 | 0 | 0 | 0
CSAPR- SO2 Annual- NE | 228 | 7106 | Rate Constraint in MTons | FALSE | L | Annual | Seasons Included | Seasons | Winter, WintShld, Summer | Winter, WintShld, Summer | Winter, WintShld, Summer | Winter, WintShld, Summer | Winter, WintShld, Summer | Winter, WintShld, Summer | Winter, WintShld, Summer | Winter, WintShld, Summer
CSAPR- SO2 Annual- NE | 228 | 7106 | Rate Constraint in MTons | FALSE | L | Annual | Standard SO2 | Thousand Tons | 80.4312 | 80.4312 | 80.4312 | 80.4312 | 80.4312 | 80.4312 | 80.4312 | 80.4312
CSAPR- SO2 Annual- NE | 228 | 7106 | Rate Constraint in MTons | FALSE | L | Annual | Emissions at Affected Plants SO2 | Thousand Tons | 58.3722 | 47.3285 | 46.8485 | 46.8177 | 21.9996 | 14.0328 | 9.0704 | 9.3427
CSAPR- SO2 Annual- NE | 228 | 7106 | Rate Constraint in MTons | FALSE | L | Annual | Allowances Purchased SO2 | Thousand Tons | 0 | 0 | 0 | 0 | 0 | 0 | 0 | 0
CSAPR- SO2 Annual- NE | 228 | 7106 | Rate Constraint in MTons | FALSE | L | Annual | Allowances Sold SO2 | Thousand Tons | 0 | 0 | 0 | 0 | 0 | 0 | 0 | 0
CSAPR- SO2 Annual- NE | 228 | 7106 | Rate Constraint in MTons | FALSE | L | Annual | Allowances Banked | Thousand Tons | 0 | 0 | 0 | 0 | 0 | 0 | 0 | 0
CSAPR- SO2 Annual- NE | 228 | 7106 | Rate Constraint in MTons | FALSE | L | Annual | Allowances Withdrawn (1:1) | Thousand Tons | 0 | 0 | 0 | 0 | 0 | 0 | 0 | 0
CSAPR- SO2 Annual- NE | 228 | 7106 | Rate Constraint in MTons | FALSE | L | Annual | Allowances Withdrawn (n:1) | Thousand Tons | 0 | 0 | 0 | 0 | 0 | 0 | 0 | 0
CSAPR- SO2 Annual- NE | 228 | 7106 | Rate Constraint in MTons | FALSE | L | Annual | Net Emissions Allowance Position | Thousand Tons | 58.3722 | 47.3285 | 46.8485 | 46.8177 | 21.9996 | 14.0328 | 9.0704 | 9.3427
CSAPR- SO2 Annual- NE | 228 | 7106 | Rate Constraint in MTons | FALSE | L | Annual | Fuel Consumed | TBtu | 280.7313 | 253.0552 | 243.8207 | 242.173 | 93.2425 | 62.3178 | 43.3361 | 28.8254
CSAPR- SO2 Annual- NE | 228 | 7106 | Rate Constraint in MTons | FALSE | L | Annual | Rate | lb/MMBtu | 0.41586 | 0.37406 | 0.38429 | 0.38665 | 0.47188 | 0.45036 | 0.4186 | 0.64823
CSAPR- SO2 Annual- NE | 228 | 7106 | Rate Constraint in MTons | FALSE | L | Annual | Generation | TWh | 26.905 | 24.3603 | 23.5951 | 23.4398 | 9.2094 | 6.1427 | 4.2635 | 2.8899
CSAPR- SO2 Annual- NE | 228 | 7106 | Rate Constraint in MTons | FALSE | L | Annual | Qualifying Generation | TWh | 26.905 | 24.3603 | 23.5951 | 23.4398 | 9.2094 | 6.1058 | 4.2347 | 2.8496
CSAPR- SO2 Annual- NE | 228 | 7106 | Rate Constraint in MTons | FALSE | L | Annual | Rate | lb/MWh | 4.3391 | 3.8857 | 3.971 | 3.9947 | 4.7776 | 4.5965 | 4.2838 | 6.5572
CSAPR- SO2 Annual- NE | 228 | 7106 | Rate Constraint in MTons | FALSE | L | Annual | Constraint Shadow Price | US2019$/Ton | 0 | 0 | 0 | 0 | 0 | 0 | 0 | 0
CSAPR- SO2 Annual- NJ | 229 | 7107 | Rate Constraint in MTons | FALSE | L | Annual | Seasons Included | Seasons | Winter, WintShld, Summer | Winter, WintShld, Summer | Winter, WintShld, Summer | Winter, WintShld, Summer | Winter, WintShld, Summer | Winter, WintShld, Summer | Winter, WintShld, Summer | Winter, WintShld, Summer
CSAPR- SO2 Annual- NJ | 229 | 7107 | Rate Constraint in MTons | FALSE | L | Annual | Standard SO2 | Thousand Tons | 6.5773 | 6.5773 | 6.5773 | 6.5773 | 6.5773 | 6.5773 | 6.5773 | 6.5773
CSAPR- SO2 Annual- NJ | 229 | 7107 | Rate Constraint in MTons | FALSE | L | Annual | Emissions at Affected Plants SO2 | Thousand Tons | 0 | 0 | 0 | 0 | 0 | 0 | 0 | 0
CSAPR- SO2 Annual- NJ | 229 | 7107 | Rate Constraint in MTons | FALSE | L | Annual | Allowances Purchased SO2 | Thousand Tons | 0 | 0 | 0 | 0 | 0 | 0 | 0 | 0
CSAPR- SO2 Annual- NJ | 229 | 7107 | Rate Constraint in MTons | FALSE | L | Annual | Allowances Sold SO2 | Thousand Tons | 0 | 0 | 0 | 0 | 0 | 0 | 0 | 0
CSAPR- SO2 Annual- NJ | 229 | 7107 | Rate Constraint in MTons | FALSE | L | Annual | Allowances Banked | Thousand Tons | 0 | 0 | 0 | 0 | 0 | 0 | 0 | 0
CSAPR- SO2 Annual- NJ | 229 | 7107 | Rate Constraint in MTons | FALSE | L | Annual | Allowances Withdrawn (1:1) | Thousand Tons | 0 | 0 | 0 | 0 | 0 | 0 | 0 | 0
CSAPR- SO2 Annual- NJ | 229 | 7107 | Rate Constraint in MTons | FALSE | L | Annual | Allowances Withdrawn (n:1) | Thousand Tons | 0 | 0 | 0 | 0 | 0 | 0 | 0 | 0
CSAPR- SO2 Annual- NJ | 229 | 7107 | Rate Constraint in MTons | FALSE | L | Annual | Net Emissions Allowance Position | Thousand Tons | 0 | 0 | 0 | 0 | 0 | 0 | 0 | 0
CSAPR- SO2 Annual- NJ | 229 | 7107 | Rate Constraint in MTons | FALSE | L | Annual | Fuel Consumed | TBtu | 170.0632 | 171.5206 | 230.4623 | 217.6638 | 127.8384 | 128.8313 | 143.0561 | 122.9538
CSAPR- SO2 Annual- NJ | 229 | 7107 | Rate Constraint in MTons | FALSE | L | Annual | Rate | lb/MMBtu | 0 | 0 | 0 | 0 | 0 | 0 | 0 | 0
CSAPR- SO2 Annual- NJ | 229 | 7107 | Rate Constraint in MTons | FALSE | L | Annual | Generation | TWh | 26.8074 | 27.0714 | 35.1276 | 33.4339 | 19.3787 | 19.2049 | 22.0394 | 21.0574
CSAPR- SO2 Annual- NJ | 229 | 7107 | Rate Constraint in MTons | FALSE | L | Annual | Qualifying Generation | TWh | 24.6904 | 24.9545 | 33.0107 | 31.2884 | 18.3462 | 18.4579 | 20.4809 | 17.6253
CSAPR- SO2 Annual- NJ | 229 | 7107 | Rate Constraint in MTons | FALSE | L | Annual | Rate | lb/MWh | 0 | 0 | 0 | 0 | 0 | 0 | 0 | 0
CSAPR- SO2 Annual- NJ | 229 | 7107 | Rate Constraint in MTons | FALSE | L | Annual | Constraint Shadow Price | US2019$/Ton | 0 | 0 | 0 | 0 | 0 | 0 | 0 | 0
CSAPR- SO2 Annual- NY | 230 | 7108 | Rate Constraint in MTons | FALSE | L | Annual | Seasons Included | Seasons | Winter, WintShld, Summer | Winter, WintShld, Summer | Winter, WintShld, Summer | Winter, WintShld, Summer | Winter, WintShld, Summer | Winter, WintShld, Summer | Winter, WintShld, Summer | Winter, WintShld, Summer
CSAPR- SO2 Annual- NY | 230 | 7108 | Rate Constraint in MTons | FALSE | L | Annual | Standard SO2 | Thousand Tons | 32.5161 | 32.5161 | 32.5161 | 32.5161 | 32.5161 | 32.5161 | 32.5161 | 32.5161
CSAPR- SO2 Annual- NY | 230 | 7108 | Rate Constraint in MTons | FALSE | L | Annual | Emissions at Affected Plants SO2 | Thousand Tons | 0 | 0 | 0 | 0 | 0 | 0 | 0 | 0
CSAPR- SO2 Annual- NY | 230 | 7108 | Rate Constraint in MTons | FALSE | L | Annual | Allowances Purchased SO2 | Thousand Tons | 0 | 0 | 0 | 0 | 0 | 0 | 0 | 0
CSAPR- SO2 Annual- NY | 230 | 7108 | Rate Constraint in MTons | FALSE | L | Annual | Allowances Sold SO2 | Thousand Tons | 0 | 0 | 0 | 0 | 0 | 0 | 0 | 0
CSAPR- SO2 Annual- NY | 230 | 7108 | Rate Constraint in MTons | FALSE | L | Annual | Allowances Banked | Thousand Tons | 0 | 0 | 0 | 0 | 0 | 0 | 0 | 0
CSAPR- SO2 Annual- NY | 230 | 7108 | Rate Constraint in MTons | FALSE | L | Annual | Allowances Withdrawn (1:1) | Thousand Tons | 0 | 0 | 0 | 0 | 0 | 0 | 0 | 0
CSAPR- SO2 Annual- NY | 230 | 7108 | Rate Constraint in MTons | FALSE | L | Annual | Allowances Withdrawn (n:1) | Thousand Tons | 0 | 0 | 0 | 0 | 0 | 0 | 0 | 0
CSAPR- SO2 Annual- NY | 230 | 7108 | Rate Constraint in MTons | FALSE | L | Annual | Net Emissions Allowance Position | Thousand Tons | 0 | 0 | 0 | 0 | 0 | 0 | 0 | 0
CSAPR- SO2 Annual- NY | 230 | 7108 | Rate Constraint in MTons | FALSE | L | Annual | Fuel Consumed | TBtu | 413.6287 | 341.9036 | 351.9635 | 375.0898 | 189.0041 | 70.1143 | 71.7114 | 75.8946
CSAPR- SO2 Annual- NY | 230 | 7108 | Rate Constraint in MTons | FALSE | L | Annual | Rate | lb/MMBtu | 0 | 0 | 0 | 0 | 0 | 0 | 0 | 0
CSAPR- SO2 Annual- NY | 230 | 7108 | Rate Constraint in MTons | FALSE | L | Annual | Generation | TWh | 56.3942 | 47.145 | 48.6058 | 51.7886 | 26.8437 | 10.2454 | 10.68 | 11.7789
CSAPR- SO2 Annual- NY | 230 | 7108 | Rate Constraint in MTons | FALSE | L | Annual | Qualifying Generation | TWh | 55.9874 | 46.7382 | 48.199 | 51.3763 | 26.6453 | 10.1018 | 10.3806 | 11.1616
CSAPR- SO2 Annual- NY | 230 | 7108 | Rate Constraint in MTons | FALSE | L | Annual | Rate | lb/MWh | 0 | 0 | 0 | 0 | 0 | 0 | 0 | 0
CSAPR- SO2 Annual- NY | 230 | 7108 | Rate Constraint in MTons | FALSE | L | Annual | Constraint Shadow Price | US2019$/Ton | 0 | 0 | 0 | 0 | 0 | 0 | 0 | 0
CSAPR- SO2 Annual- OH | 231 | 7109 | Rate Constraint in MTons | FALSE | L | Annual | Seasons Included | Seasons | Winter, WintShld, Summer | Winter, WintShld, Summer | Winter, WintShld, Summer | Winter, WintShld, Summer | Winter, WintShld, Summer | Winter, WintShld, Summer | Winter, WintShld, Summer | Winter, WintShld, Summer
CSAPR- SO2 Annual- OH | 231 | 7109 | Rate Constraint in MTons | FALSE | L | Annual | Standard SO2 | Thousand Tons | 167.8432 | 167.8432 | 167.8432 | 167.8432 | 167.8432 | 167.8432 | 167.8432 | 167.8432
CSAPR- SO2 Annual- OH | 231 | 7109 | Rate Constraint in MTons | FALSE | L | Annual | Emissions at Affected Plants SO2 | Thousand Tons | 56.7423 | 51.1673 | 23.0029 | 19.1617 | 2.4751 | 0.84767 | 0 | 0
CSAPR- SO2 Annual- OH | 231 | 7109 | Rate Constraint in MTons | FALSE | L | Annual | Allowances Purchased SO2 | Thousand Tons | 0 | 0 | 0 | 0 | 0 | 0 | 0 | 0
CSAPR- SO2 Annual- OH | 231 | 7109 | Rate Constraint in MTons | FALSE | L | Annual | Allowances Sold SO2 | Thousand Tons | 0 | 0 | 0 | 0 | 0 | 0 | 0 | 0
CSAPR- SO2 Annual- OH | 231 | 7109 | Rate Constraint in MTons | FALSE | L | Annual | Allowances Banked | Thousand Tons | 0 | 0 | 0 | 0 | 0 | 0 | 0 | 0
CSAPR- SO2 Annual- OH | 231 | 7109 | Rate Constraint in MTons | FALSE | L | Annual | Allowances Withdrawn (1:1) | Thousand Tons | 0 | 0 | 0 | 0 | 0 | 0 | 0 | 0
CSAPR- SO2 Annual- OH | 231 | 7109 | Rate Constraint in MTons | FALSE | L | Annual | Allowances Withdrawn (n:1) | Thousand Tons | 0 | 0 | 0 | 0 | 0 | 0 | 0 | 0
CSAPR- SO2 Annual- OH | 231 | 7109 | Rate Constraint in MTons | FALSE | L | Annual | Net Emissions Allowance Position | Thousand Tons | 56.7423 | 51.1673 | 23.0029 | 19.1617 | 2.4751 | 0.84767 | 0 | 0
CSAPR- SO2 Annual- OH | 231 | 7109 | Rate Constraint in MTons | FALSE | L | Annual | Fuel Consumed | TBtu | 939.9284 | 973.0946 | 779.5784 | 722.3109 | 570.8031 | 549.0719 | 553.2606 | 484.8473
CSAPR- SO2 Annual- OH | 231 | 7109 | Rate Constraint in MTons | FALSE | L | Annual | Rate | lb/MMBtu | 0.12074 | 0.10516 | 0.059014 | 0.053057 | 0.0086723 | 0.0030876 | 0 | 0
CSAPR- SO2 Annual- OH | 231 | 7109 | Rate Constraint in MTons | FALSE | L | Annual | Generation | TWh | 109.0904 | 114.5934 | 102.2689 | 96.5315 | 80.8336 | 85.2178 | 88.5233 | 77.0013
CSAPR- SO2 Annual- OH | 231 | 7109 | Rate Constraint in MTons | FALSE | L | Annual | Qualifying Generation | TWh | 109.0904 | 114.5934 | 101.3751 | 95.6377 | 79.9398 | 79.5677 | 79.8582 | 69.9494
CSAPR- SO2 Annual- OH | 231 | 7109 | Rate Constraint in MTons | FALSE | L | Annual | Rate | lb/MWh | 1.0403 | 0.89302 | 0.45382 | 0.40071 | 0.061924 | 0.021307 | 0 | 0
CSAPR- SO2 Annual- OH | 231 | 7109 | Rate Constraint in MTons | FALSE | L | Annual | Constraint Shadow Price | US2019$/Ton | 0 | 0 | 0 | 0 | 0 | 0 | 0 | 0
CSAPR- SO2 Annual- PA | 232 | 7110 | Rate Constraint in MTons | FALSE | L | Annual | Seasons Included | Seasons | Winter, WintShld, Summer | Winter, WintShld, Summer | Winter, WintShld, Summer | Winter, WintShld, Summer | Winter, WintShld, Summer | Winter, WintShld, Summer | Winter, WintShld, Summer | Winter, WintShld, Summer
CSAPR- SO2 Annual- PA | 232 | 7110 | Rate Constraint in MTons | FALSE | L | Annual | Standard SO2 | Thousand Tons | 132.1848 | 132.1848 | 132.1848 | 132.1848 | 132.1848 | 132.1848 | 132.1848 | 132.1848
CSAPR- SO2 Annual- PA | 232 | 7110 | Rate Constraint in MTons | FALSE | L | Annual | Emissions at Affected Plants SO2 | Thousand Tons | 23.1979 | 3.9501 | 4.2906 | 4.5566 | 1.7756 | 1.7756 | 1.0455 | 0
CSAPR- SO2 Annual- PA | 232 | 7110 | Rate Constraint in MTons | FALSE | L | Annual | Allowances Purchased SO2 | Thousand Tons | 0 | 0 | 0 | 0 | 0 | 0 | 0 | 0
CSAPR- SO2 Annual- PA | 232 | 7110 | Rate Constraint in MTons | FALSE | L | Annual | Allowances Sold SO2 | Thousand Tons | 0 | 0 | 0 | 0 | 0 | 0 | 0 | 0
CSAPR- SO2 Annual- PA | 232 | 7110 | Rate Constraint in MTons | FALSE | L | Annual | Allowances Banked | Thousand Tons | 0 | 0 | 0 | 0 | 0 | 0 | 0 | 0
CSAPR- SO2 Annual- PA | 232 | 7110 | Rate Constraint in MTons | FALSE | L | Annual | Allowances Withdrawn (1:1) | Thousand Tons | 0 | 0 | 0 | 0 | 0 | 0 | 0 | 0
CSAPR- SO2 Annual- PA | 232 | 7110 | Rate Constraint in MTons | FALSE | L | Annual | Allowances Withdrawn (n:1) | Thousand Tons | 0 | 0 | 0 | 0 | 0 | 0 | 0 | 0
CSAPR- SO2 Annual- PA | 232 | 7110 | Rate Constraint in MTons | FALSE | L | Annual | Net Emissions Allowance Position | Thousand Tons | 23.1979 | 3.9501 | 4.2906 | 4.5566 | 1.7756 | 1.7756 | 1.0455 | 0
CSAPR- SO2 Annual- PA | 232 | 7110 | Rate Constraint in MTons | FALSE | L | Annual | Fuel Consumed | TBtu | 1157.7283 | 842.7346 | 933.6225 | 925.801 | 868.937 | 898.1581 | 1099.8591 | 1019.702
CSAPR- SO2 Annual- PA | 232 | 7110 | Rate Constraint in MTons | FALSE | L | Annual | Rate | lb/MMBtu | 0.040075 | 0.0093744 | 0.0091912 | 0.0098436 | 0.0040867 | 0.0039538 | 0.0019011 | 0
CSAPR- SO2 Annual- PA | 232 | 7110 | Rate Constraint in MTons | FALSE | L | Annual | Generation | TWh | 147.6138 | 117.4241 | 134.4814 | 133.316 | 126.5107 | 172.8512 | 214.7077 | 221.1927
CSAPR- SO2 Annual- PA | 232 | 7110 | Rate Constraint in MTons | FALSE | L | Annual | Qualifying Generation | TWh | 147.6138 | 117.4241 | 128.786 | 127.6206 | 120.8153 | 126.4231 | 158.722 | 147.4206
CSAPR- SO2 Annual- PA | 232 | 7110 | Rate Constraint in MTons | FALSE | L | Annual | Rate | lb/MWh | 0.31431 | 0.067279 | 0.066631 | 0.071409 | 0.029393 | 0.028089 | 0.013174 | 0
CSAPR- SO2 Annual- PA | 232 | 7110 | Rate Constraint in MTons | FALSE | L | Annual | Constraint Shadow Price | US2019$/Ton | 0 | 0 | 0 | 0 | 0 | 0 | 0 | 0
CSAPR- SO2 Annual- SC | 233 | 7111 | Rate Constraint in MTons | FALSE | L | Annual | Seasons Included | Seasons | Winter, WintShld, Summer | Winter, WintShld, Summer | Winter, WintShld, Summer | Winter, WintShld, Summer | Winter, WintShld, Summer | Winter, WintShld, Summer | Winter, WintShld, Summer | Winter, WintShld, Summer
CSAPR- SO2 Annual- SC | 233 | 7111 | Rate Constraint in MTons | FALSE | L | Annual | Standard SO2 | Thousand Tons | 114.0269 | 114.0269 | 114.0269 | 114.0269 | 114.0269 | 114.0269 | 114.0269 | 114.0269
CSAPR- SO2 Annual- SC | 233 | 7111 | Rate Constraint in MTons | FALSE | L | Annual | Emissions at Affected Plants SO2 | Thousand Tons | 17.3943 | 13.4126 | 4.8471 | 3.9848 | 1.2828 | 0.54695 | 0.46974 | 0
CSAPR- SO2 Annual- SC | 233 | 7111 | Rate Constraint in MTons | FALSE | L | Annual | Allowances Purchased SO2 | Thousand Tons | 0 | 0 | 0 | 0 | 0 | 0 | 0 | 0
CSAPR- SO2 Annual- SC | 233 | 7111 | Rate Constraint in MTons | FALSE | L | Annual | Allowances Sold SO2 | Thousand Tons | 0 | 0 | 0 | 0 | 0 | 0 | 0 | 0
CSAPR- SO2 Annual- SC | 233 | 7111 | Rate Constraint in MTons | FALSE | L | Annual | Allowances Banked | Thousand Tons | 0 | 0 | 0 | 0 | 0 | 0 | 0 | 0
CSAPR- SO2 Annual- SC | 233 | 7111 | Rate Constraint in MTons | FALSE | L | Annual | Allowances Withdrawn (1:1) | Thousand Tons | 0 | 0 | 0 | 0 | 0 | 0 | 0 | 0
CSAPR- SO2 Annual- SC | 233 | 7111 | Rate Constraint in MTons | FALSE | L | Annual | Allowances Withdrawn (n:1) | Thousand Tons | 0 | 0 | 0 | 0 | 0 | 0 | 0 | 0
CSAPR- SO2 Annual- SC | 233 | 7111 | Rate Constraint in MTons | FALSE | L | Annual | Net Emissions Allowance Position | Thousand Tons | 17.3943 | 13.4126 | 4.8471 | 3.9848 | 1.2828 | 0.54695 | 0.46974 | 0
CSAPR- SO2 Annual- SC | 233 | 7111 | Rate Constraint in MTons | FALSE | L | Annual | Fuel Consumed | TBtu | 384.2935 | 390.7873 | 366.7378 | 362.2393 | 275.4292 | 222.8706 | 256.5979 | 269.579
CSAPR- SO2 Annual- SC | 233 | 7111 | Rate Constraint in MTons | FALSE | L | Annual | Rate | lb/MMBtu | 0.090526 | 0.068644 | 0.026434 | 0.022001 | 0.0093148 | 0.0049082 | 0.0036613 | 0
CSAPR- SO2 Annual- SC | 233 | 7111 | Rate Constraint in MTons | FALSE | L | Annual | Generation | TWh | 46.8597 | 67.9524 | 90.3241 | 90.1188 | 76.0795 | 63.9074 | 70.6469 | 74.7846
CSAPR- SO2 Annual- SC | 233 | 7111 | Rate Constraint in MTons | FALSE | L | Annual | Qualifying Generation | TWh | 42.8264 | 48.0858 | 51.4344 | 51.5035 | 40.9804 | 33.3917 | 36.3384 | 37.2522
CSAPR- SO2 Annual- SC | 233 | 7111 | Rate Constraint in MTons | FALSE | L | Annual | Rate | lb/MWh | 0.81231 | 0.55786 | 0.18848 | 0.15474 | 0.062605 | 0.03276 | 0.025854 | 0
CSAPR- SO2 Annual- SC | 233 | 7111 | Rate Constraint in MTons | FALSE | L | Annual | Constraint Shadow Price | US2019$/Ton | 0 | 0 | 0 | 0 | 0 | 0 | 0 | 0
CSAPR- SO2 Annual- TN | 234 | 7112 | Rate Constraint in MTons | FALSE | L | Annual | Seasons Included | Seasons | Winter, WintShld, Summer | Winter, WintShld, Summer | Winter, WintShld, Summer | Winter, WintShld, Summer | Winter, WintShld, Summer | Winter, WintShld, Summer | Winter, WintShld, Summer | Winter, WintShld, Summer
CSAPR- SO2 Annual- TN | 234 | 7112 | Rate Constraint in MTons | FALSE | L | Annual | Standard SO2 | Thousand Tons | 69.4229 | 69.4229 | 69.4229 | 69.4229 | 69.4229 | 69.4229 | 69.4229 | 69.4229
CSAPR- SO2 Annual- TN | 234 | 7112 | Rate Constraint in MTons | FALSE | L | Annual | Emissions at Affected Plants SO2 | Thousand Tons | 12.1432 | 3.1143 | 0.87194 | 0.2727 | 0.014139 | 0.014139 | 0.014139 | 0.0019409
CSAPR- SO2 Annual- TN | 234 | 7112 | Rate Constraint in MTons | FALSE | L | Annual | Allowances Purchased SO2 | Thousand Tons | 0 | 0 | 0 | 0 | 0 | 0 | 0 | 0
CSAPR- SO2 Annual- TN | 234 | 7112 | Rate Constraint in MTons | FALSE | L | Annual | Allowances Sold SO2 | Thousand Tons | 0 | 0 | 0 | 0 | 0 | 0 | 0 | 0
CSAPR- SO2 Annual- TN | 234 | 7112 | Rate Constraint in MTons | FALSE | L | Annual | Allowances Banked | Thousand Tons | 0 | 0 | 0 | 0 | 0 | 0 | 0 | 0
CSAPR- SO2 Annual- TN | 234 | 7112 | Rate Constraint in MTons | FALSE | L | Annual | Allowances Withdrawn (1:1) | Thousand Tons | 0 | 0 | 0 | 0 | 0 | 0 | 0 | 0
CSAPR- SO2 Annual- TN | 234 | 7112 | Rate Constraint in MTons | FALSE | L | Annual | Allowances Withdrawn (n:1) | Thousand Tons | 0 | 0 | 0 | 0 | 0 | 0 | 0 | 0
CSAPR- SO2 Annual- TN | 234 | 7112 | Rate Constraint in MTons | FALSE | L | Annual | Net Emissions Allowance Position | Thousand Tons | 12.1432 | 3.1143 | 0.87194 | 0.2727 | 0.014139 | 0.014139 | 0.014139 | 0.0019409
CSAPR- SO2 Annual- TN | 234 | 7112 | Rate Constraint in MTons | FALSE | L | Annual | Fuel Consumed | TBtu | 454.8009 | 216.0585 | 209.9569 | 187.332 | 175.8422 | 172.0396 | 162.6171 | 119.5235
CSAPR- SO2 Annual- TN | 234 | 7112 | Rate Constraint in MTons | FALSE | L | Annual | Rate | lb/MMBtu | 0.0534 | 0.028828 | 0.0083059 | 0.0029114 | 0.00016082 | 0.00016437 | 0.00017389 | 3.2477e-05
CSAPR- SO2 Annual- TN | 234 | 7112 | Rate Constraint in MTons | FALSE | L | Annual | Generation | TWh | 47.0842 | 27.9966 | 36.0512 | 33.643 | 33.7216 | 33.4501 | 32.4161 | 24.6303
CSAPR- SO2 Annual- TN | 234 | 7112 | Rate Constraint in MTons | FALSE | L | Annual | Qualifying Generation | TWh | 47.0842 | 26.4819 | 28.9118 | 26.5036 | 25.5832 | 24.8543 | 23.2308 | 16.6863
CSAPR- SO2 Annual- TN | 234 | 7112 | Rate Constraint in MTons | FALSE | L | Annual | Rate | lb/MWh | 0.51581 | 0.2352 | 0.060317 | 0.020579 | 0.0011053 | 0.0011378 | 0.0012173 | 0.00023263
CSAPR- SO2 Annual- TN | 234 | 7112 | Rate Constraint in MTons | FALSE | L | Annual | Constraint Shadow Price | US2019$/Ton | 0 | 0 | 0 | 0 | 0 | 0 | 0 | 0
CSAPR- SO2 Annual- VA | 235 | 7113 | Rate Constraint in MTons | FALSE | L | Annual | Seasons Included | Seasons | Winter, WintShld, Summer | Winter, WintShld, Summer | Winter, WintShld, Summer | Winter, WintShld, Summer | Winter, WintShld, Summer | Winter, WintShld, Summer | Winter, WintShld, Summer | Winter, WintShld, Summer
CSAPR- SO2 Annual- VA | 235 | 7113 | Rate Constraint in MTons | FALSE | L | Annual | Standard SO2 | Thousand Tons | 41.3673 | 41.3673 | 41.3673 | 41.3673 | 41.3673 | 41.3673 | 41.3673 | 41.3673
CSAPR- SO2 Annual- VA | 235 | 7113 | Rate Constraint in MTons | FALSE | L | Annual | Emissions at Affected Plants SO2 | Thousand Tons | 1.9878 | 0.60676 | 0.26902 | 0.25596 | 0.19032 | 0.082962 | 0 | 0
CSAPR- SO2 Annual- VA | 235 | 7113 | Rate Constraint in MTons | FALSE | L | Annual | Allowances Purchased SO2 | Thousand Tons | 0 | 0 | 0 | 0 | 0 | 0 | 0 | 0
CSAPR- SO2 Annual- VA | 235 | 7113 | Rate Constraint in MTons | FALSE | L | Annual | Allowances Sold SO2 | Thousand Tons | 0 | 0 | 0 | 0 | 0 | 0 | 0 | 0
CSAPR- SO2 Annual- VA | 235 | 7113 | Rate Constraint in MTons | FALSE | L | Annual | Allowances Banked | Thousand Tons | 0 | 0 | 0 | 0 | 0 | 0 | 0 | 0
CSAPR- SO2 Annual- VA | 235 | 7113 | Rate Constraint in MTons | FALSE | L | Annual | Allowances Withdrawn (1:1) | Thousand Tons | 0 | 0 | 0 | 0 | 0 | 0 | 0 | 0
CSAPR- SO2 Annual- VA | 235 | 7113 | Rate Constraint in MTons | FALSE | L | Annual | Allowances Withdrawn (n:1) | Thousand Tons | 0 | 0 | 0 | 0 | 0 | 0 | 0 | 0
CSAPR- SO2 Annual- VA | 235 | 7113 | Rate Constraint in MTons | FALSE | L | Annual | Net Emissions Allowance Position | Thousand Tons | 1.9878 | 0.60676 | 0.26902 | 0.25596 | 0.19032 | 0.082962 | 0 | 0
CSAPR- SO2 Annual- VA | 235 | 7113 | Rate Constraint in MTons | FALSE | L | Annual | Fuel Consumed | TBtu | 387.2161 | 408.169 | 460.649 | 451.7975 | 410.0319 | 349.5285 | 273.2236 | 56.1711
CSAPR- SO2 Annual- VA | 235 | 7113 | Rate Constraint in MTons | FALSE | L | Annual | Rate | lb/MMBtu | 0.010267 | 0.0029731 | 0.001168 | 0.0011331 | 0.0009283 | 0.00047471 | 0 | 0
CSAPR- SO2 Annual- VA | 235 | 7113 | Rate Constraint in MTons | FALSE | L | Annual | Generation | TWh | 51.1911 | 58.8074 | 78.3451 | 77.4423 | 74.2664 | 96.4223 | 96.7056 | 82.5665
CSAPR- SO2 Annual- VA | 235 | 7113 | Rate Constraint in MTons | FALSE | L | Annual | Qualifying Generation | TWh | 51.1911 | 55.4041 | 62.3039 | 61.4011 | 55.9804 | 48.8075 | 38.7712 | 8.2671
CSAPR- SO2 Annual- VA | 235 | 7113 | Rate Constraint in MTons | FALSE | L | Annual | Rate | lb/MWh | 0.077664 | 0.021903 | 0.0086357 | 0.0083375 | 0.0067994 | 0.0033996 | 0 | 0
CSAPR- SO2 Annual- VA | 235 | 7113 | Rate Constraint in MTons | FALSE | L | Annual | Constraint Shadow Price | US2019$/Ton | 0 | 0 | 0 | 0 | 0 | 0 | 0 | 0
CSAPR- SO2 Annual- WI | 236 | 7114 | Rate Constraint in MTons | FALSE | L | Annual | Seasons Included | Seasons | Winter, WintShld, Summer | Winter, WintShld, Summer | Winter, WintShld, Summer | Winter, WintShld, Summer | Winter, WintShld, Summer | Winter, WintShld, Summer | Winter, WintShld, Summer | Winter, WintShld, Summer
CSAPR- SO2 Annual- WI | 236 | 7114 | Rate Constraint in MTons | FALSE | L | Annual | Standard SO2 | Thousand Tons | 56.5019 | 56.5019 | 56.5019 | 56.5019 | 56.5019 | 56.5019 | 56.5019 | 56.5019
CSAPR- SO2 Annual- WI | 236 | 7114 | Rate Constraint in MTons | FALSE | L | Annual | Emissions at Affected Plants SO2 | Thousand Tons | 6.3563 | 2.6363 | 1.0849 | 1.3105 | 0 | 0 | 0 | 0
CSAPR- SO2 Annual- WI | 236 | 7114 | Rate Constraint in MTons | FALSE | L | Annual | Allowances Purchased SO2 | Thousand Tons | 0 | 0 | 0 | 0 | 0 | 0 | 0 | 0
CSAPR- SO2 Annual- WI | 236 | 7114 | Rate Constraint in MTons | FALSE | L | Annual | Allowances Sold SO2 | Thousand Tons | 0 | 0 | 0 | 0 | 0 | 0 | 0 | 0
CSAPR- SO2 Annual- WI | 236 | 7114 | Rate Constraint in MTons | FALSE | L | Annual | Allowances Banked | Thousand Tons | 0 | 0 | 0 | 0 | 0 | 0 | 0 | 0
CSAPR- SO2 Annual- WI | 236 | 7114 | Rate Constraint in MTons | FALSE | L | Annual | Allowances Withdrawn (1:1) | Thousand Tons | 0 | 0 | 0 | 0 | 0 | 0 | 0 | 0
CSAPR- SO2 Annual- WI | 236 | 7114 | Rate Constraint in MTons | FALSE | L | Annual | Allowances Withdrawn (n:1) | Thousand Tons | 0 | 0 | 0 | 0 | 0 | 0 | 0 | 0
CSAPR- SO2 Annual- WI | 236 | 7114 | Rate Constraint in MTons | FALSE | L | Annual | Net Emissions Allowance Position | Thousand Tons | 6.3563 | 2.6363 | 1.0849 | 1.3105 | 0 | 0 | 0 | 0
CSAPR- SO2 Annual- WI | 236 | 7114 | Rate Constraint in MTons | FALSE | L | Annual | Fuel Consumed | TBtu | 389.6878 | 249.0529 | 252.8432 | 252.5266 | 88.3301 | 56.2632 | 66.038 | 61.744
CSAPR- SO2 Annual- WI | 236 | 7114 | Rate Constraint in MTons | FALSE | L | Annual | Rate | lb/MMBtu | 0.032623 | 0.021171 | 0.0085815 | 0.010379 | 0 | 0 | 0 | 0
CSAPR- SO2 Annual- WI | 236 | 7114 | Rate Constraint in MTons | FALSE | L | Annual | Generation | TWh | 40.1383 | 29.0264 | 32.2341 | 31.7792 | 12.3686 | 7.8852 | 9.297 | 8.6509
CSAPR- SO2 Annual- WI | 236 | 7114 | Rate Constraint in MTons | FALSE | L | Annual | Qualifying Generation | TWh | 40.1383 | 29.0264 | 32.0212 | 31.6136 | 12.2983 | 7.8751 | 9.2913 | 8.6386
CSAPR- SO2 Annual- WI | 236 | 7114 | Rate Constraint in MTons | FALSE | L | Annual | Rate | lb/MWh | 0.31672 | 0.18165 | 0.06776 | 0.082906 | 0 | 0 | 0 | 0
CSAPR- SO2 Annual- WI | 236 | 7114 | Rate Constraint in MTons | FALSE | L | Annual | Constraint Shadow Price | US2019$/Ton | 0 | 0 | 0 | 0 | 0 | 0 | 0 | 0
CSAPR- SO2 Annual- WV | 237 | 7115 | Rate Constraint in MTons | FALSE | L | Annual | Seasons Included | Seasons | Winter, WintShld, Summer | Winter, WintShld, Summer | Winter, WintShld, Summer | Winter, WintShld, Summer | Winter, WintShld, Summer | Winter, WintShld, Summer | Winter, WintShld, Summer | Winter, WintShld, Summer
CSAPR- SO2 Annual- WV | 237 | 7115 | Rate Constraint in MTons | FALSE | L | Annual | Standard SO2 | Thousand Tons | 89.2882 | 89.2882 | 89.2882 | 89.2882 | 89.2882 | 89.2882 | 89.2882 | 89.2882
CSAPR- SO2 Annual- WV | 237 | 7115 | Rate Constraint in MTons | FALSE | L | Annual | Emissions at Affected Plants SO2 | Thousand Tons | 45.7258 | 43.0442 | 23.2921 | 20.8328 | 4.7861 | 0.36334 | 0 | 0
CSAPR- SO2 Annual- WV | 237 | 7115 | Rate Constraint in MTons | FALSE | L | Annual | Allowances Purchased SO2 | Thousand Tons | 0 | 0 | 0 | 0 | 0 | 0 | 0 | 0
CSAPR- SO2 Annual- WV | 237 | 7115 | Rate Constraint in MTons | FALSE | L | Annual | Allowances Sold SO2 | Thousand Tons | 0 | 0 | 0 | 0 | 0 | 0 | 0 | 0
CSAPR- SO2 Annual- WV | 237 | 7115 | Rate Constraint in MTons | FALSE | L | Annual | Allowances Banked | Thousand Tons | 0 | 0 | 0 | 0 | 0 | 0 | 0 | 0
CSAPR- SO2 Annual- WV | 237 | 7115 | Rate Constraint in MTons | FALSE | L | Annual | Allowances Withdrawn (1:1) | Thousand Tons | 0 | 0 | 0 | 0 | 0 | 0 | 0 | 0
CSAPR- SO2 Annual- WV | 237 | 7115 | Rate Constraint in MTons | FALSE | L | Annual | Allowances Withdrawn (n:1) | Thousand Tons | 0 | 0 | 0 | 0 | 0 | 0 | 0 | 0
CSAPR- SO2 Annual- WV | 237 | 7115 | Rate Constraint in MTons | FALSE | L | Annual | Net Emissions Allowance Position | Thousand Tons | 45.7258 | 43.0442 | 23.2921 | 20.8328 | 4.7861 | 0.36334 | 0 | 0
CSAPR- SO2 Annual- WV | 237 | 7115 | Rate Constraint in MTons | FALSE | L | Annual | Fuel Consumed | TBtu | 728.9136 | 702.4375 | 445.6862 | 424.2722 | 124.3027 | 129.9998 | 145.6008 | 246.9434
CSAPR- SO2 Annual- WV | 237 | 7115 | Rate Constraint in MTons | FALSE | L | Annual | Rate | lb/MMBtu | 0.12546 | 0.12256 | 0.10452 | 0.098205 | 0.077007 | 0.0055898 | 0 | 0
CSAPR- SO2 Annual- WV | 237 | 7115 | Rate Constraint in MTons | FALSE | L | Annual | Generation | TWh | 72.9864 | 70.3979 | 44.8212 | 42.6698 | 12.5492 | 33.9001 | 42.4658 | 64.4311
CSAPR- SO2 Annual- WV | 237 | 7115 | Rate Constraint in MTons | FALSE | L | Annual | Qualifying Generation | TWh | 72.9864 | 70.3979 | 44.8212 | 42.6698 | 12.5492 | 19.3731 | 21.9516 | 36.4889
CSAPR- SO2 Annual- WV | 237 | 7115 | Rate Constraint in MTons | FALSE | L | Annual | Rate | lb/MWh | 1.253 | 1.2229 | 1.0393 | 0.97647 | 0.76277 | 0.037509 | 0 | 0
CSAPR- SO2 Annual- WV | 237 | 7115 | Rate Constraint in MTons | FALSE | L | Annual | Constraint Shadow Price | US2019$/Ton | 0 | 0 | 0 | 0 | 0 | 0 | 0 | 0
CT Fac. Spec. - MER Rate Annual v3.1 | 238 | 7562 | MACT Fuel Choice Floor in lbs/MMBtu | FALSE | L | Annual | Seasons Included | Seasons | Winter, WintShld, Summer | Winter, WintShld, Summer | Winter, WintShld, Summer | Winter, WintShld, Summer | Winter, WintShld, Summer | Winter, WintShld, Summer | Winter, WintShld, Summer | Winter, WintShld, Summer
CT Fac. Spec. - MER Rate Annual v3.1 | 238 | 7562 | MACT Fuel Choice Floor in lbs/MMBtu | FALSE | L | Annual | Emission Floor | lbs/MMBtu | 6e-07 | 6e-07 | 6e-07 | 6e-07 | 6e-07 | 6e-07 | 6e-07 | 6e-07
CT Fac. Spec. - MER Rate Annual v3.1 | 238 | 7562 | MACT Fuel Choice Floor in lbs/MMBtu | FALSE | L | Annual | Emissions at Affected Plants MER | lbs | 0 | 0 | 0 | 0 | 0 | 0 | 0 | 0
CT Fac. Spec. - MER Rate Annual v3.1 | 238 | 7562 | MACT Fuel Choice Floor in lbs/MMBtu | FALSE | L | Annual | Allowances Purchased MER | lbs | 0 | 0 | 0 | 0 | 0 | 0 | 0 | 0
CT Fac. Spec. - MER Rate Annual v3.1 | 238 | 7562 | MACT Fuel Choice Floor in lbs/MMBtu | FALSE | L | Annual | Allowances Sold MER | lbs | 0 | 0 | 0 | 0 | 0 | 0 | 0 | 0
CT Fac. Spec. - MER Rate Annual v3.1 | 238 | 7562 | MACT Fuel Choice Floor in lbs/MMBtu | FALSE | L | Annual | Allowances Banked | lbs | 0 | 0 | 0 | 0 | 0 | 0 | 0 | 0
CT Fac. Spec. - MER Rate Annual v3.1 | 238 | 7562 | MACT Fuel Choice Floor in lbs/MMBtu | FALSE | L | Annual | Allowances Withdrawn (1:1) | lbs | 0 | 0 | 0 | 0 | 0 | 0 | 0 | 0
CT Fac. Spec. - MER Rate Annual v3.1 | 238 | 7562 | MACT Fuel Choice Floor in lbs/MMBtu | FALSE | L | Annual | Allowances Withdrawn (n:1) | lbs | 0 | 0 | 0 | 0 | 0 | 0 | 0 | 0
CT Fac. Spec. - MER Rate Annual v3.1 | 238 | 7562 | MACT Fuel Choice Floor in lbs/MMBtu | FALSE | L | Annual | Net Emissions Allowance Position | lbs | 0 | 0 | 0 | 0 | 0 | 0 | 0 | 0
CT Fac. Spec. - MER Rate Annual v3.1 | 238 | 7562 | MACT Fuel Choice Floor in lbs/MMBtu | FALSE | L | Annual | Fuel Consumed | TBtu | 0 | 0 | 0 | 0 | 0 | 0 | 0 | 0
CT Fac. Spec. - MER Rate Annual v3.1 | 238 | 7562 | MACT Fuel Choice Floor in lbs/MMBtu | FALSE | L | Annual | Rate | lb/MMBtu | 0 | 0 | 0 | 0 | 0 | 0 | 0 | 0
CT Fac. Spec. - MER Rate Annual v3.1 | 238 | 7562 | MACT Fuel Choice Floor in lbs/MMBtu | FALSE | L | Annual | Generation | TWh | 0 | 0 | 0 | 0 | 0 | 0 | 0 | 0
CT Fac. Spec. - MER Rate Annual v3.1 | 238 | 7562 | MACT Fuel Choice Floor in lbs/MMBtu | FALSE | L | Annual | Qualifying Generation | TWh | 0 | 0 | 0 | 0 | 0 | 0 | 0 | 0
CT Fac. Spec. - MER Rate Annual v3.1 | 238 | 7562 | MACT Fuel Choice Floor in lbs/MMBtu | FALSE | L | Annual | Constraint Shadow Price | US2019$/Lb | 0 | 0 | 0 | 0 | 0 | 0 | 0 | 0
CT Fac. Spec. - NOX Rate Winter v.4.10 Final, Unit 2230 and retrofits | 239 | 7286 | Rate Constraint in lbs/MMBtu | FALSE | L | Annual | Seasons Included | Seasons | Winter, WintShld | Winter, WintShld | Winter, WintShld | Winter, WintShld | Winter, WintShld | Winter, WintShld | Winter, WintShld | Winter, WintShld
CT Fac. Spec. - NOX Rate Winter v.4.10 Final, Unit 2230 and retrofits | 239 | 7286 | Rate Constraint in lbs/MMBtu | FALSE | L | Annual | Standard NOX | lb/MMBtu | 0.15 | 0.15 | 0.15 | 0.15 | 0.15 | 0.15 | 0.15 | 0.15
CT Fac. Spec. - NOX Rate Winter v.4.10 Final, Unit 2230 and retrofits | 239 | 7286 | Rate Constraint in lbs/MMBtu | FALSE | L | Annual | Emissions at Affected Plants NOX | Thousand Tons | 0 | 0 | 0 | 0 | 0 | 0 | 0 | 0
CT Fac. Spec. - NOX Rate Winter v.4.10 Final, Unit 2230 and retrofits | 239 | 7286 | Rate Constraint in lbs/MMBtu | FALSE | L | Annual | Allowances Purchased NOX | Thousand Tons | 0 | 0 | 0 | 0 | 0 | 0 | 0 | 0
CT Fac. Spec. - NOX Rate Winter v.4.10 Final, Unit 2230 and retrofits | 239 | 7286 | Rate Constraint in lbs/MMBtu | FALSE | L | Annual | Allowances Sold NOX | Thousand Tons | 0 | 0 | 0 | 0 | 0 | 0 | 0 | 0
CT Fac. Spec. - NOX Rate Winter v.4.10 Final, Unit 2230 and retrofits | 239 | 7286 | Rate Constraint in lbs/MMBtu | FALSE | L | Annual | Allowances Banked | Thousand Tons | 0 | 0 | 0 | 0 | 0 | 0 | 0 | 0
CT Fac. Spec. - NOX Rate Winter v.4.10 Final, Unit 2230 and retrofits | 239 | 7286 | Rate Constraint in lbs/MMBtu | FALSE | L | Annual | Allowances Withdrawn (1:1) | Thousand Tons | 0 | 0 | 0 | 0 | 0 | 0 | 0 | 0
CT Fac. Spec. - NOX Rate Winter v.4.10 Final, Unit 2230 and retrofits | 239 | 7286 | Rate Constraint in lbs/MMBtu | FALSE | L | Annual | Allowances Withdrawn (n:1) | Thousand Tons | 0 | 0 | 0 | 0 | 0 | 0 | 0 | 0
CT Fac. Spec. - NOX Rate Winter v.4.10 Final, Unit 2230 and retrofits | 239 | 7286 | Rate Constraint in lbs/MMBtu | FALSE | L | Annual | Net Emissions Allowance Position | Thousand Tons | 0 | 0 | 0 | 0 | 0 | 0 | 0 | 0
CT Fac. Spec. - NOX Rate Winter v.4.10 Final, Unit 2230 and retrofits | 239 | 7286 | Rate Constraint in lbs/MMBtu | FALSE | L | Annual | Fuel Consumed | TBtu | 0 | 0 | 0 | 0 | 0 | 0 | 0 | 0
CT Fac. Spec. - NOX Rate Winter v.4.10 Final, Unit 2230 and retrofits | 239 | 7286 | Rate Constraint in lbs/MMBtu | FALSE | L | Annual | Rate | lb/MMBtu | 0 | 0 | 0 | 0 | 0 | 0 | 0 | 0
CT Fac. Spec. - NOX Rate Winter v.4.10 Final, Unit 2230 and retrofits | 239 | 7286 | Rate Constraint in lbs/MMBtu | FALSE | L | Annual | Generation | TWh | 0 | 0 | 0 | 0 | 0 | 0 | 0 | 0
CT Fac. Spec. - NOX Rate Winter v.4.10 Final, Unit 2230 and retrofits | 239 | 7286 | Rate Constraint in lbs/MMBtu | FALSE | L | Annual | Qualifying Generation | TWh | 0 | 0 | 0 | 0 | 0 | 0 | 0 | 0
CT Fac. Spec. - NOX Rate Winter v.4.10 Final, Unit 2230 and retrofits | 239 | 7286 | Rate Constraint in lbs/MMBtu | FALSE | L | Annual | Rate | lb/MWh | 0 | 0 | 0 | 0 | 0 | 0 | 0 | 0
CT Fac. Spec. - NOX Rate Winter v.4.10 Final, Unit 2230 and retrofits | 239 | 7286 | Rate Constraint in lbs/MMBtu | FALSE | L | Annual | Constraint Shadow Price | US2019$/Ton | 0 | 0 | 0 | 0 | 0 | 0 | 0 | 0
CT Fac. Spec. - NOX Rate Winter v.4.10 Final, Unit 2231 and retrofits | 240 | 7286 | Rate Constraint in lbs/MMBtu | FALSE | L | Annual | Seasons Included | Seasons | Winter, WintShld | Winter, WintShld | Winter, WintShld | Winter, WintShld | Winter, WintShld | Winter, WintShld | Winter, WintShld | Winter, WintShld
CT Fac. Spec. - NOX Rate Winter v.4.10 Final, Unit 2231 and retrofits | 240 | 7286 | Rate Constraint in lbs/MMBtu | FALSE | L | Annual | Standard NOX | lb/MMBtu | 0.15 | 0.15 | 0.15 | 0.15 | 0.15 | 0.15 | 0.15 | 0.15
CT Fac. Spec. - NOX Rate Winter v.4.10 Final, Unit 2231 and retrofits | 240 | 7286 | Rate Constraint in lbs/MMBtu | FALSE | L | Annual | Emissions at Affected Plants NOX | Thousand Tons | 0 | 0 | 0 | 0 | 0 | 0 | 0 | 0
CT Fac. Spec. - NOX Rate Winter v.4.10 Final, Unit 2231 and retrofits | 240 | 7286 | Rate Constraint in lbs/MMBtu | FALSE | L | Annual | Allowances Purchased NOX | Thousand Tons | 0 | 0 | 0 | 0 | 0 | 0 | 0 | 0
CT Fac. Spec. - NOX Rate Winter v.4.10 Final, Unit 2231 and retrofits | 240 | 7286 | Rate Constraint in lbs/MMBtu | FALSE | L | Annual | Allowances Sold NOX | Thousand Tons | 0 | 0 | 0 | 0 | 0 | 0 | 0 | 0
CT Fac. Spec. - NOX Rate Winter v.4.10 Final, Unit 2231 and retrofits | 240 | 7286 | Rate Constraint in lbs/MMBtu | FALSE | L | Annual | Allowances Banked | Thousand Tons | 0 | 0 | 0 | 0 | 0 | 0 | 0 | 0
CT Fac. Spec. - NOX Rate Winter v.4.10 Final, Unit 2231 and retrofits | 240 | 7286 | Rate Constraint in lbs/MMBtu | FALSE | L | Annual | Allowances Withdrawn (1:1) | Thousand Tons | 0 | 0 | 0 | 0 | 0 | 0 | 0 | 0
CT Fac. Spec. - NOX Rate Winter v.4.10 Final, Unit 2231 and retrofits | 240 | 7286 | Rate Constraint in lbs/MMBtu | FALSE | L | Annual | Allowances Withdrawn (n:1) | Thousand Tons | 0 | 0 | 0 | 0 | 0 | 0 | 0 | 0
CT Fac. Spec. - NOX Rate Winter v.4.10 Final, Unit 2231 and retrofits | 240 | 7286 | Rate Constraint in lbs/MMBtu | FALSE | L | Annual | Net Emissions Allowance Position | Thousand Tons | 0 | 0 | 0 | 0 | 0 | 0 | 0 | 0
CT Fac. Spec. - NOX Rate Winter v.4.10 Final, Unit 2231 and retrofits | 240 | 7286 | Rate Constraint in lbs/MMBtu | FALSE | L | Annual | Fuel Consumed | TBtu | 0 | 0 | 0 | 0 | 0 | 0 | 0 | 0
CT Fac. Spec. - NOX Rate Winter v.4.10 Final, Unit 2231 and retrofits | 240 | 7286 | Rate Constraint in lbs/MMBtu | FALSE | L | Annual | Rate | lb/MMBtu | 0 | 0 | 0 | 0 | 0 | 0 | 0 | 0
CT Fac. Spec. - NOX Rate Winter v.4.10 Final, Unit 2231 and retrofits | 240 | 7286 | Rate Constraint in lbs/MMBtu | FALSE | L | Annual | Generation | TWh | 0 | 0 | 0 | 0 | 0 | 0 | 0 | 0
CT Fac. Spec. - NOX Rate Winter v.4.10 Final, Unit 2231 and retrofits | 240 | 7286 | Rate Constraint in lbs/MMBtu | FALSE | L | Annual | Qualifying Generation | TWh | 0 | 0 | 0 | 0 | 0 | 0 | 0 | 0
CT Fac. Spec. - NOX Rate Winter v.4.10 Final, Unit 2231 and retrofits | 240 | 7286 | Rate Constraint in lbs/MMBtu | FALSE | L | Annual | Rate | lb/MWh | 0 | 0 | 0 | 0 | 0 | 0 | 0 | 0
CT Fac. Spec. - NOX Rate Winter v.4.10 Final, Unit 2231 and retrofits | 240 | 7286 | Rate Constraint in lbs/MMBtu | FALSE | L | Annual | Constraint Shadow Price | US2019$/Ton | 0 | 0 | 0 | 0 | 0 | 0 | 0 | 0
CT Fac. Spec. - NOX Rate Winter v.4.10 Final, Unit 2351 and retrofits | 241 | 7286 | Rate Constraint in lbs/MMBtu | FALSE | L | Annual | Seasons Included | Seasons | Winter, WintShld | Winter, WintShld | Winter, WintShld | Winter, WintShld | Winter, WintShld | Winter, WintShld | Winter, WintShld | Winter, WintShld
CT Fac. Spec. - NOX Rate Winter v.4.10 Final, Unit 2351 and retrofits | 241 | 7286 | Rate Constraint in lbs/MMBtu | FALSE | L | Annual | Standard NOX | lb/MMBtu | 0.15 | 0.15 | 0.15 | 0.15 | 0.15 | 0.15 | 0.15 | 0.15
CT Fac. Spec. - NOX Rate Winter v.4.10 Final, Unit 2351 and retrofits | 241 | 7286 | Rate Constraint in lbs/MMBtu | FALSE | L | Annual | Emissions at Affected Plants NOX | Thousand Tons | 0 | 0 | 0 | 0 | 0 | 0 | 0 | 0
CT Fac. Spec. - NOX Rate Winter v.4.10 Final, Unit 2351 and retrofits | 241 | 7286 | Rate Constraint in lbs/MMBtu | FALSE | L | Annual | Allowances Purchased NOX | Thousand Tons | 0 | 0 | 0 | 0 | 0 | 0 | 0 | 0
CT Fac. Spec. - NOX Rate Winter v.4.10 Final, Unit 2351 and retrofits | 241 | 7286 | Rate Constraint in lbs/MMBtu | FALSE | L | Annual | Allowances Sold NOX | Thousand Tons | 0 | 0 | 0 | 0 | 0 | 0 | 0 | 0
CT Fac. Spec. - NOX Rate Winter v.4.10 Final, Unit 2351 and retrofits | 241 | 7286 | Rate Constraint in lbs/MMBtu | FALSE | L | Annual | Allowances Banked | Thousand Tons | 0 | 0 | 0 | 0 | 0 | 0 | 0 | 0
CT Fac. Spec. - NOX Rate Winter v.4.10 Final, Unit 2351 and retrofits | 241 | 7286 | Rate Constraint in lbs/MMBtu | FALSE | L | Annual | Allowances Withdrawn (1:1) | Thousand Tons | 0 | 0 | 0 | 0 | 0 | 0 | 0 | 0
CT Fac. Spec. - NOX Rate Winter v.4.10 Final, Unit 2351 and retrofits | 241 | 7286 | Rate Constraint in lbs/MMBtu | FALSE | L | Annual | Allowances Withdrawn (n:1) | Thousand Tons | 0 | 0 | 0 | 0 | 0 | 0 | 0 | 0
CT Fac. Spec. - NOX Rate Winter v.4.10 Final, Unit 2351 and retrofits | 241 | 7286 | Rate Constraint in lbs/MMBtu | FALSE | L | Annual | Net Emissions Allowance Position | Thousand Tons | 0 | 0 | 0 | 0 | 0 | 0 | 0 | 0
CT Fac. Spec. - NOX Rate Winter v.4.10 Final, Unit 2351 and retrofits | 241 | 7286 | Rate Constraint in lbs/MMBtu | FALSE | L | Annual | Fuel Consumed | TBtu | 0 | 0 | 0 | 0 | 0 | 0 | 0 | 0
CT Fac. Spec. - NOX Rate Winter v.4.10 Final, Unit 2351 and retrofits | 241 | 7286 | Rate Constraint in lbs/MMBtu | FALSE | L | Annual | Rate | lb/MMBtu | 0 | 0 | 0 | 0 | 0 | 0 | 0 | 0
CT Fac. Spec. - NOX Rate Winter v.4.10 Final, Unit 2351 and retrofits | 241 | 7286 | Rate Constraint in lbs/MMBtu | FALSE | L | Annual | Generation | TWh | 0 | 0 | 0 | 0 | 0 | 0 | 0 | 0
CT Fac. Spec. - NOX Rate Winter v.4.10 Final, Unit 2351 and retrofits | 241 | 7286 | Rate Constraint in lbs/MMBtu | FALSE | L | Annual | Qualifying Generation | TWh | 0 | 0 | 0 | 0 | 0 | 0 | 0 | 0
CT Fac. Spec. - NOX Rate Winter v.4.10 Final, Unit 2351 and retrofits | 241 | 7286 | Rate Constraint in lbs/MMBtu | FALSE | L | Annual | Rate | lb/MWh | 0 | 0 | 0 | 0 | 0 | 0 | 0 | 0
CT Fac. Spec. - NOX Rate Winter v.4.10 Final, Unit 2351 and retrofits | 241 | 7286 | Rate Constraint in lbs/MMBtu | FALSE | L | Annual | Constraint Shadow Price | US2019$/Ton | 0 | 0 | 0 | 0 | 0 | 0 | 0 | 0
CT Fac. Spec. - NOX Rate Winter v.4.10 Final, Unit 2352 and retrofits | 242 | 7286 | Rate Constraint in lbs/MMBtu | FALSE | L | Annual | Seasons Included | Seasons | Winter, WintShld | Winter, WintShld | Winter, WintShld | Winter, WintShld | Winter, WintShld | Winter, WintShld | Winter, WintShld | Winter, WintShld
CT Fac. Spec. - NOX Rate Winter v.4.10 Final, Unit 2352 and retrofits | 242 | 7286 | Rate Constraint in lbs/MMBtu | FALSE | L | Annual | Standard NOX | lb/MMBtu | 0.15 | 0.15 | 0.15 | 0.15 | 0.15 | 0.15 | 0.15 | 0.15
CT Fac. Spec. - NOX Rate Winter v.4.10 Final, Unit 2352 and retrofits | 242 | 7286 | Rate Constraint in lbs/MMBtu | FALSE | L | Annual | Emissions at Affected Plants NOX | Thousand Tons | 0 | 0 | 0 | 0 | 0 | 0 | 0 | 0
CT Fac. Spec. - NOX Rate Winter v.4.10 Final, Unit 2352 and retrofits | 242 | 7286 | Rate Constraint in lbs/MMBtu | FALSE | L | Annual | Allowances Purchased NOX | Thousand Tons | 0 | 0 | 0 | 0 | 0 | 0 | 0 | 0
CT Fac. Spec. - NOX Rate Winter v.4.10 Final, Unit 2352 and retrofits | 242 | 7286 | Rate Constraint in lbs/MMBtu | FALSE | L | Annual | Allowances Sold NOX | Thousand Tons | 0 | 0 | 0 | 0 | 0 | 0 | 0 | 0
CT Fac. Spec. - NOX Rate Winter v.4.10 Final, Unit 2352 and retrofits | 242 | 7286 | Rate Constraint in lbs/MMBtu | FALSE | L | Annual | Allowances Banked | Thousand Tons | 0 | 0 | 0 | 0 | 0 | 0 | 0 | 0
CT Fac. Spec. - NOX Rate Winter v.4.10 Final, Unit 2352 and retrofits | 242 | 7286 | Rate Constraint in lbs/MMBtu | FALSE | L | Annual | Allowances Withdrawn (1:1) | Thousand Tons | 0 | 0 | 0 | 0 | 0 | 0 | 0 | 0
CT Fac. Spec. - NOX Rate Winter v.4.10 Final, Unit 2352 and retrofits | 242 | 7286 | Rate Constraint in lbs/MMBtu | FALSE | L | Annual | Allowances Withdrawn (n:1) | Thousand Tons | 0 | 0 | 0 | 0 | 0 | 0 | 0 | 0
CT Fac. Spec. - NOX Rate Winter v.4.10 Final, Unit 2352 and retrofits | 242 | 7286 | Rate Constraint in lbs/MMBtu | FALSE | L | Annual | Net Emissions Allowance Position | Thousand Tons | 0 | 0 | 0 | 0 | 0 | 0 | 0 | 0
CT Fac. Spec. - NOX Rate Winter v.4.10 Final, Unit 2352 and retrofits | 242 | 7286 | Rate Constraint in lbs/MMBtu | FALSE | L | Annual | Fuel Consumed | TBtu | 0 | 0 | 0 | 0 | 0 | 0 | 0 | 0
CT Fac. Spec. - NOX Rate Winter v.4.10 Final, Unit 2352 and retrofits | 242 | 7286 | Rate Constraint in lbs/MMBtu | FALSE | L | Annual | Rate | lb/MMBtu | 0 | 0 | 0 | 0 | 0 | 0 | 0 | 0
CT Fac. Spec. - NOX Rate Winter v.4.10 Final, Unit 2352 and retrofits | 242 | 7286 | Rate Constraint in lbs/MMBtu | FALSE | L | Annual | Generation | TWh | 0 | 0 | 0 | 0 | 0 | 0 | 0 | 0
CT Fac. Spec. - NOX Rate Winter v.4.10 Final, Unit 2352 and retrofits | 242 | 7286 | Rate Constraint in lbs/MMBtu | FALSE | L | Annual | Qualifying Generation | TWh | 0 | 0 | 0 | 0 | 0 | 0 | 0 | 0
CT Fac. Spec. - NOX Rate Winter v.4.10 Final, Unit 2352 and retrofits | 242 | 7286 | Rate Constraint in lbs/MMBtu | FALSE | L | Annual | Rate | lb/MWh | 0 | 0 | 0 | 0 | 0 | 0 | 0 | 0
CT Fac. Spec. - NOX Rate Winter v.4.10 Final, Unit 2352 and retrofits | 242 | 7286 | Rate Constraint in lbs/MMBtu | FALSE | L | Annual | Constraint Shadow Price | US2019$/Ton | 0 | 0 | 0 | 0 | 0 | 0 | 0 | 0
CT Fac. Spec. - NOX Rate Winter v.4.10 Final, Unit 2353 and retrofits | 243 | 7286 | Rate Constraint in lbs/MMBtu | FALSE | L | Annual | Seasons Included | Seasons | Winter, WintShld | Winter, WintShld | Winter, WintShld | Winter, WintShld | Winter, WintShld | Winter, WintShld | Winter, WintShld | Winter, WintShld
CT Fac. Spec. - NOX Rate Winter v.4.10 Final, Unit 2353 and retrofits | 243 | 7286 | Rate Constraint in lbs/MMBtu | FALSE | L | Annual | Standard NOX | lb/MMBtu | 0.15 | 0.15 | 0.15 | 0.15 | 0.15 | 0.15 | 0.15 | 0.15
CT Fac. Spec. - NOX Rate Winter v.4.10 Final, Unit 2353 and retrofits | 243 | 7286 | Rate Constraint in lbs/MMBtu | FALSE | L | Annual | Emissions at Affected Plants NOX | Thousand Tons | 0 | 0 | 0 | 0 | 0 | 0 | 0 | 0
CT Fac. Spec. - NOX Rate Winter v.4.10 Final, Unit 2353 and retrofits | 243 | 7286 | Rate Constraint in lbs/MMBtu | FALSE | L | Annual | Allowances Purchased NOX | Thousand Tons | 0 | 0 | 0 | 0 | 0 | 0 | 0 | 0
CT Fac. Spec. - NOX Rate Winter v.4.10 Final, Unit 2353 and retrofits | 243 | 7286 | Rate Constraint in lbs/MMBtu | FALSE | L | Annual | Allowances Sold NOX | Thousand Tons | 0 | 0 | 0 | 0 | 0 | 0 | 0 | 0
CT Fac. Spec. - NOX Rate Winter v.4.10 Final, Unit 2353 and retrofits | 243 | 7286 | Rate Constraint in lbs/MMBtu | FALSE | L | Annual | Allowances Banked | Thousand Tons | 0 | 0 | 0 | 0 | 0 | 0 | 0 | 0
CT Fac. Spec. - NOX Rate Winter v.4.10 Final, Unit 2353 and retrofits | 243 | 7286 | Rate Constraint in lbs/MMBtu | FALSE | L | Annual | Allowances Withdrawn (1:1) | Thousand Tons | 0 | 0 | 0 | 0 | 0 | 0 | 0 | 0
CT Fac. Spec. - NOX Rate Winter v.4.10 Final, Unit 2353 and retrofits | 243 | 7286 | Rate Constraint in lbs/MMBtu | FALSE | L | Annual | Allowances Withdrawn (n:1) | Thousand Tons | 0 | 0 | 0 | 0 | 0 | 0 | 0 | 0
CT Fac. Spec. - NOX Rate Winter v.4.10 Final, Unit 2353 and retrofits | 243 | 7286 | Rate Constraint in lbs/MMBtu | FALSE | L | Annual | Net Emissions Allowance Position | Thousand Tons | 0 | 0 | 0 | 0 | 0 | 0 | 0 | 0
CT Fac. Spec. - NOX Rate Winter v.4.10 Final, Unit 2353 and retrofits | 243 | 7286 | Rate Constraint in lbs/MMBtu | FALSE | L | Annual | Fuel Consumed | TBtu | 0 | 0 | 0 | 0 | 0 | 0 | 0 | 0
CT Fac. Spec. - NOX Rate Winter v.4.10 Final, Unit 2353 and retrofits | 243 | 7286 | Rate Constraint in lbs/MMBtu | FALSE | L | Annual | Rate | lb/MMBtu | 0 | 0 | 0 | 0 | 0 | 0 | 0 | 0
CT Fac. Spec. - NOX Rate Winter v.4.10 Final, Unit 2353 and retrofits | 243 | 7286 | Rate Constraint in lbs/MMBtu | FALSE | L | Annual | Generation | TWh | 0 | 0 | 0 | 0 | 0 | 0 | 0 | 0
CT Fac. Spec. - NOX Rate Winter v.4.10 Final, Unit 2353 and retrofits | 243 | 7286 | Rate Constraint in lbs/MMBtu | FALSE | L | Annual | Qualifying Generation | TWh | 0 | 0 | 0 | 0 | 0 | 0 | 0 | 0
CT Fac. Spec. - NOX Rate Winter v.4.10 Final, Unit 2353 and retrofits | 243 | 7286 | Rate Constraint in lbs/MMBtu | FALSE | L | Annual | Rate | lb/MWh | 0 | 0 | 0 | 0 | 0 | 0 | 0 | 0
CT Fac. Spec. - NOX Rate Winter v.4.10 Final, Unit 2353 and retrofits | 243 | 7286 | Rate Constraint in lbs/MMBtu | FALSE | L | Annual | Constraint Shadow Price | US2019$/Ton | 0 | 0 | 0 | 0 | 0 | 0 | 0 | 0
CT Fac. Spec. - NOX Rate Winter v.4.10 Final, Unit 2354 and retrofits | 244 | 7286 | Rate Constraint in lbs/MMBtu | FALSE | L | Annual | Seasons Included | Seasons | Winter, WintShld | Winter, WintShld | Winter, WintShld | Winter, WintShld | Winter, WintShld | Winter, WintShld | Winter, WintShld | Winter, WintShld
CT Fac. Spec. - NOX Rate Winter v.4.10 Final, Unit 2354 and retrofits | 244 | 7286 | Rate Constraint in lbs/MMBtu | FALSE | L | Annual | Standard NOX | lb/MMBtu | 0.15 | 0.15 | 0.15 | 0.15 | 0.15 | 0.15 | 0.15 | 0.15
CT Fac. Spec. - NOX Rate Winter v.4.10 Final, Unit 2354 and retrofits | 244 | 7286 | Rate Constraint in lbs/MMBtu | FALSE | L | Annual | Emissions at Affected Plants NOX | Thousand Tons | 0 | 0 | 0 | 0 | 0 | 0 | 0 | 0
CT Fac. Spec. - NOX Rate Winter v.4.10 Final, Unit 2354 and retrofits | 244 | 7286 | Rate Constraint in lbs/MMBtu | FALSE | L | Annual | Allowances Purchased NOX | Thousand Tons | 0 | 0 | 0 | 0 | 0 | 0 | 0 | 0
CT Fac. Spec. - NOX Rate Winter v.4.10 Final, Unit 2354 and retrofits | 244 | 7286 | Rate Constraint in lbs/MMBtu | FALSE | L | Annual | Allowances Sold NOX | Thousand Tons | 0 | 0 | 0 | 0 | 0 | 0 | 0 | 0
CT Fac. Spec. - NOX Rate Winter v.4.10 Final, Unit 2354 and retrofits | 244 | 7286 | Rate Constraint in lbs/MMBtu | FALSE | L | Annual | Allowances Banked | Thousand Tons | 0 | 0 | 0 | 0 | 0 | 0 | 0 | 0
CT Fac. Spec. - NOX Rate Winter v.4.10 Final, Unit 2354 and retrofits | 244 | 7286 | Rate Constraint in lbs/MMBtu | FALSE | L | Annual | Allowances Withdrawn (1:1) | Thousand Tons | 0 | 0 | 0 | 0 | 0 | 0 | 0 | 0
CT Fac. Spec. - NOX Rate Winter v.4.10 Final, Unit 2354 and retrofits | 244 | 7286 | Rate Constraint in lbs/MMBtu | FALSE | L | Annual | Allowances Withdrawn (n:1) | Thousand Tons | 0 | 0 | 0 | 0 | 0 | 0 | 0 | 0
CT Fac. Spec. - NOX Rate Winter v.4.10 Final, Unit 2354 and retrofits | 244 | 7286 | Rate Constraint in lbs/MMBtu | FALSE | L | Annual | Net Emissions Allowance Position | Thousand Tons | 0 | 0 | 0 | 0 | 0 | 0 | 0 | 0
CT Fac. Spec. - NOX Rate Winter v.4.10 Final, Unit 2354 and retrofits | 244 | 7286 | Rate Constraint in lbs/MMBtu | FALSE | L | Annual | Fuel Consumed | TBtu | 0 | 0 | 0 | 0 | 0 | 0 | 0 | 0
CT Fac. Spec. - NOX Rate Winter v.4.10 Final, Unit 2354 and retrofits | 244 | 7286 | Rate Constraint in lbs/MMBtu | FALSE | L | Annual | Rate | lb/MMBtu | 0 | 0 | 0 | 0 | 0 | 0 | 0 | 0
CT Fac. Spec. - NOX Rate Winter v.4.10 Final, Unit 2354 and retrofits | 244 | 7286 | Rate Constraint in lbs/MMBtu | FALSE | L | Annual | Generation | TWh | 0 | 0 | 0 | 0 | 0 | 0 | 0 | 0
CT Fac. Spec. - NOX Rate Winter v.4.10 Final, Unit 2354 and retrofits | 244 | 7286 | Rate Constraint in lbs/MMBtu | FALSE | L | Annual | Qualifying Generation | TWh | 0 | 0 | 0 | 0 | 0 | 0 | 0 | 0
CT Fac. Spec. - NOX Rate Winter v.4.10 Final, Unit 2354 and retrofits | 244 | 7286 | Rate Constraint in lbs/MMBtu | FALSE | L | Annual | Rate | lb/MWh | 0 | 0 | 0 | 0 | 0 | 0 | 0 | 0
CT Fac. Spec. - NOX Rate Winter v.4.10 Final, Unit 2354 and retrofits | 244 | 7286 | Rate Constraint in lbs/MMBtu | FALSE | L | Annual | Constraint Shadow Price | US2019$/Ton | 0 | 0 | 0 | 0 | 0 | 0 | 0 | 0
CT Fac. Spec. - SO2 Rate Annual Non-Title IV v3.1, Unit 48 and retrofits | 245 | 7288 | Rate Constraint in lbs/MMBtu | FALSE | L | Annual | Seasons Included | Seasons | Winter, WintShld, Summer | Winter, WintShld, Summer | Winter, WintShld, Summer | Winter, WintShld, Summer | Winter, WintShld, Summer | Winter, WintShld, Summer | Winter, WintShld, Summer | Winter, WintShld, Summer
CT Fac. Spec. - SO2 Rate Annual Non-Title IV v3.1, Unit 48 and retrofits | 245 | 7288 | Rate Constraint in lbs/MMBtu | FALSE | L | Annual | Standard SO2 | lb/MMBtu | 0.55 | 0.55 | 0.55 | 0.55 | 0.55 | 0.55 | 0.55 | 0.55
CT Fac. Spec. - SO2 Rate Annual Non-Title IV v3.1, Unit 48 and retrofits | 245 | 7288 | Rate Constraint in lbs/MMBtu | FALSE | L | Annual | Emissions at Affected Plants SO2 | Thousand Tons | 0.016121 | 0 | 0 | 0 | 0 | 0 | 0 | 0
CT Fac. Spec. - SO2 Rate Annual Non-Title IV v3.1, Unit 48 and retrofits | 245 | 7288 | Rate Constraint in lbs/MMBtu | FALSE | L | Annual | Allowances Purchased SO2 | Thousand Tons | 0 | 0 | 0 | 0 | 0 | 0 | 0 | 0
CT Fac. Spec. - SO2 Rate Annual Non-Title IV v3.1, Unit 48 and retrofits | 245 | 7288 | Rate Constraint in lbs/MMBtu | FALSE | L | Annual | Allowances Sold SO2 | Thousand Tons | 0 | 0 | 0 | 0 | 0 | 0 | 0 | 0
CT Fac. Spec. - SO2 Rate Annual Non-Title IV v3.1, Unit 48 and retrofits | 245 | 7288 | Rate Constraint in lbs/MMBtu | FALSE | L | Annual | Allowances Banked | Thousand Tons | 0 | 0 | 0 | 0 | 0 | 0 | 0 | 0
CT Fac. Spec. - SO2 Rate Annual Non-Title IV v3.1, Unit 48 and retrofits | 245 | 7288 | Rate Constraint in lbs/MMBtu | FALSE | L | Annual | Allowances Withdrawn (1:1) | Thousand Tons | 0 | 0 | 0 | 0 | 0 | 0 | 0 | 0
CT Fac. Spec. - SO2 Rate Annual Non-Title IV v3.1, Unit 48 and retrofits | 245 | 7288 | Rate Constraint in lbs/MMBtu | FALSE | L | Annual | Allowances Withdrawn (n:1) | Thousand Tons | 0 | 0 | 0 | 0 | 0 | 0 | 0 | 0
CT Fac. Spec. - SO2 Rate Annual Non-Title IV v3.1, Unit 48 and retrofits | 245 | 7288 | Rate Constraint in lbs/MMBtu | FALSE | L | Annual | Net Emissions Allowance Position | Thousand Tons | 0.016121 | 0 | 0 | 0 | 0 | 0 | 0 | 0
CT Fac. Spec. - SO2 Rate Annual Non-Title IV v3.1, Unit 48 and retrofits | 245 | 7288 | Rate Constraint in lbs/MMBtu | FALSE | L | Annual | Fuel Consumed | TBtu | 4.0302 | 0 | 0 | 0 | 0 | 0 | 0 | 0
CT Fac. Spec. - SO2 Rate Annual Non-Title IV v3.1, Unit 48 and retrofits | 245 | 7288 | Rate Constraint in lbs/MMBtu | FALSE | L | Annual | Rate | lb/MMBtu | 0.008 | 0 | 0 | 0 | 0 | 0 | 0 | 0
CT Fac. Spec. - SO2 Rate Annual Non-Title IV v3.1, Unit 48 and retrofits | 245 | 7288 | Rate Constraint in lbs/MMBtu | FALSE | L | Annual | Generation | TWh | 0.27629 | 0 | 0 | 0 | 0 | 0 | 0 | 0
CT Fac. Spec. - SO2 Rate Annual Non-Title IV v3.1, Unit 48 and retrofits | 245 | 7288 | Rate Constraint in lbs/MMBtu | FALSE | L | Annual | Qualifying Generation | TWh | 0.27629 | 0 | 0 | 0 | 0 | 0 | 0 | 0
CT Fac. Spec. - SO2 Rate Annual Non-Title IV v3.1, Unit 48 and retrofits | 245 | 7288 | Rate Constraint in lbs/MMBtu | FALSE | L | Annual | Rate | lb/MWh | 0.1167 | 0 | 0 | 0 | 0 | 0 | 0 | 0
CT Fac. Spec. - SO2 Rate Annual Non-Title IV v3.1, Unit 48 and retrofits | 245 | 7288 | Rate Constraint in lbs/MMBtu | FALSE | L | Annual | Constraint Shadow Price | US2019$/Ton | 0 | 0 | 0 | 0 | 0 | 0 | 0 | 0
CT Fac. Spec. - SO2 Rate Annual v3.1, Unit 2230 and retrofits | 246 | 7287 | Rate Constraint in lbs/MMBtu | FALSE | L | Annual | Seasons Included | Seasons | Winter, WintShld, Summer | Winter, WintShld, Summer | Winter, WintShld, Summer | Winter, WintShld, Summer | Winter, WintShld, Summer | Winter, WintShld, Summer | Winter, WintShld, Summer | Winter, WintShld, Summer
CT Fac. Spec. - SO2 Rate Annual v3.1, Unit 2230 and retrofits | 246 | 7287 | Rate Constraint in lbs/MMBtu | FALSE | L | Annual | Standard SO2 | lb/MMBtu | 0.33 | 0.33 | 0.33 | 0.33 | 0.33 | 0.33 | 0.33 | 0.33
CT Fac. Spec. - SO2 Rate Annual v3.1, Unit 2230 and retrofits | 246 | 7287 | Rate Constraint in lbs/MMBtu | FALSE | L | Annual | Emissions at Affected Plants SO2 | Thousand Tons | 0 | 0 | 0 | 0 | 0 | 0 | 0 | 0
CT Fac. Spec. - SO2 Rate Annual v3.1, Unit 2230 and retrofits | 246 | 7287 | Rate Constraint in lbs/MMBtu | FALSE | L | Annual | Allowances Purchased SO2 | Thousand Tons | 0 | 0 | 0 | 0 | 0 | 0 | 0 | 0
CT Fac. Spec. - SO2 Rate Annual v3.1, Unit 2230 and retrofits | 246 | 7287 | Rate Constraint in lbs/MMBtu | FALSE | L | Annual | Allowances Sold SO2 | Thousand Tons | 0 | 0 | 0 | 0 | 0 | 0 | 0 | 0
CT Fac. Spec. - SO2 Rate Annual v3.1, Unit 2230 and retrofits | 246 | 7287 | Rate Constraint in lbs/MMBtu | FALSE | L | Annual | Allowances Banked | Thousand Tons | 0 | 0 | 0 | 0 | 0 | 0 | 0 | 0
CT Fac. Spec. - SO2 Rate Annual v3.1, Unit 2230 and retrofits | 246 | 7287 | Rate Constraint in lbs/MMBtu | FALSE | L | Annual | Allowances Withdrawn (1:1) | Thousand Tons | 0 | 0 | 0 | 0 | 0 | 0 | 0 | 0
CT Fac. Spec. - SO2 Rate Annual v3.1, Unit 2230 and retrofits | 246 | 7287 | Rate Constraint in lbs/MMBtu | FALSE | L | Annual | Allowances Withdrawn (n:1) | Thousand Tons | 0 | 0 | 0 | 0 | 0 | 0 | 0 | 0
CT Fac. Spec. - SO2 Rate Annual v3.1, Unit 2230 and retrofits | 246 | 7287 | Rate Constraint in lbs/MMBtu | FALSE | L | Annual | Net Emissions Allowance Position | Thousand Tons | 0 | 0 | 0 | 0 | 0 | 0 | 0 | 0
CT Fac. Spec. - SO2 Rate Annual v3.1, Unit 2230 and retrofits | 246 | 7287 | Rate Constraint in lbs/MMBtu | FALSE | L | Annual | Fuel Consumed | TBtu | 0 | 0 | 0 | 0 | 0 | 0 | 0 | 0
CT Fac. Spec. - SO2 Rate Annual v3.1, Unit 2230 and retrofits | 246 | 7287 | Rate Constraint in lbs/MMBtu | FALSE | L | Annual | Rate | lb/MMBtu | 0 | 0 | 0 | 0 | 0 | 0 | 0 | 0
CT Fac. Spec. - SO2 Rate Annual v3.1, Unit 2230 and retrofits | 246 | 7287 | Rate Constraint in lbs/MMBtu | FALSE | L | Annual | Generation | TWh | 0 | 0 | 0 | 0 | 0 | 0 | 0 | 0
CT Fac. Spec. - SO2 Rate Annual v3.1, Unit 2230 and retrofits | 246 | 7287 | Rate Constraint in lbs/MMBtu | FALSE | L | Annual | Qualifying Generation | TWh | 0 | 0 | 0 | 0 | 0 | 0 | 0 | 0
CT Fac. Spec. - SO2 Rate Annual v3.1, Unit 2230 and retrofits | 246 | 7287 | Rate Constraint in lbs/MMBtu | FALSE | L | Annual | Rate | lb/MWh | 0 | 0 | 0 | 0 | 0 | 0 | 0 | 0
CT Fac. Spec. - SO2 Rate Annual v3.1, Unit 2230 and retrofits | 246 | 7287 | Rate Constraint in lbs/MMBtu | FALSE | L | Annual | Constraint Shadow Price | US2019$/Ton | 0 | 0 | 0 | 0 | 0 | 0 | 0 | 0
CT Fac. Spec. - SO2 Rate Annual v3.1, Unit 2231 and retrofits | 247 | 7287 | Rate Constraint in lbs/MMBtu | FALSE | L | Annual | Seasons Included | Seasons | Winter, WintShld, Summer | Winter, WintShld, Summer | Winter, WintShld, Summer | Winter, WintShld, Summer | Winter, WintShld, Summer | Winter, WintShld, Summer | Winter, WintShld, Summer | Winter, WintShld, Summer
CT Fac. Spec. - SO2 Rate Annual v3.1, Unit 2231 and retrofits | 247 | 7287 | Rate Constraint in lbs/MMBtu | FALSE | L | Annual | Standard SO2 | lb/MMBtu | 0.33 | 0.33 | 0.33 | 0.33 | 0.33 | 0.33 | 0.33 | 0.33
CT Fac. Spec. - SO2 Rate Annual v3.1, Unit 2231 and retrofits | 247 | 7287 | Rate Constraint in lbs/MMBtu | FALSE | L | Annual | Emissions at Affected Plants SO2 | Thousand Tons | 0 | 0 | 0 | 0 | 0 | 0 | 0 | 0
CT Fac. Spec. - SO2 Rate Annual v3.1, Unit 2231 and retrofits | 247 | 7287 | Rate Constraint in lbs/MMBtu | FALSE | L | Annual | Allowances Purchased SO2 | Thousand Tons | 0 | 0 | 0 | 0 | 0 | 0 | 0 | 0
CT Fac. Spec. - SO2 Rate Annual v3.1, Unit 2231 and retrofits | 247 | 7287 | Rate Constraint in lbs/MMBtu | FALSE | L | Annual | Allowances Sold SO2 | Thousand Tons | 0 | 0 | 0 | 0 | 0 | 0 | 0 | 0
CT Fac. Spec. - SO2 Rate Annual v3.1, Unit 2231 and retrofits | 247 | 7287 | Rate Constraint in lbs/MMBtu | FALSE | L | Annual | Allowances Banked | Thousand Tons | 0 | 0 | 0 | 0 | 0 | 0 | 0 | 0
CT Fac. Spec. - SO2 Rate Annual v3.1, Unit 2231 and retrofits | 247 | 7287 | Rate Constraint in lbs/MMBtu | FALSE | L | Annual | Allowances Withdrawn (1:1) | Thousand Tons | 0 | 0 | 0 | 0 | 0 | 0 | 0 | 0
CT Fac. Spec. - SO2 Rate Annual v3.1, Unit 2231 and retrofits | 247 | 7287 | Rate Constraint in lbs/MMBtu | FALSE | L | Annual | Allowances Withdrawn (n:1) | Thousand Tons | 0 | 0 | 0 | 0 | 0 | 0 | 0 | 0
CT Fac. Spec. - SO2 Rate Annual v3.1, Unit 2231 and retrofits | 247 | 7287 | Rate Constraint in lbs/MMBtu | FALSE | L | Annual | Net Emissions Allowance Position | Thousand Tons | 0 | 0 | 0 | 0 | 0 | 0 | 0 | 0
CT Fac. Spec. - SO2 Rate Annual v3.1, Unit 2231 and retrofits | 247 | 7287 | Rate Constraint in lbs/MMBtu | FALSE | L | Annual | Fuel Consumed | TBtu | 0 | 0 | 0 | 0 | 0 | 0 | 0 | 0
CT Fac. Spec. - SO2 Rate Annual v3.1, Unit 2231 and retrofits | 247 | 7287 | Rate Constraint in lbs/MMBtu | FALSE | L | Annual | Rate | lb/MMBtu | 0 | 0 | 0 | 0 | 0 | 0 | 0 | 0
CT Fac. Spec. - SO2 Rate Annual v3.1, Unit 2231 and retrofits | 247 | 7287 | Rate Constraint in lbs/MMBtu | FALSE | L | Annual | Generation | TWh | 0 | 0 | 0 | 0 | 0 | 0 | 0 | 0
CT Fac. Spec. - SO2 Rate Annual v3.1, Unit 2231 and retrofits | 247 | 7287 | Rate Constraint in lbs/MMBtu | FALSE | L | Annual | Qualifying Generation | TWh | 0 | 0 | 0 | 0 | 0 | 0 | 0 | 0
CT Fac. Spec. - SO2 Rate Annual v3.1, Unit 2231 and retrofits | 247 | 7287 | Rate Constraint in lbs/MMBtu | FALSE | L | Annual | Rate | lb/MWh | 0 | 0 | 0 | 0 | 0 | 0 | 0 | 0
CT Fac. Spec. - SO2 Rate Annual v3.1, Unit 2231 and retrofits | 247 | 7287 | Rate Constraint in lbs/MMBtu | FALSE | L | Annual | Constraint Shadow Price | US2019$/Ton | 0 | 0 | 0 | 0 | 0 | 0 | 0 | 0
CT Fac. Spec. - SO2 Rate Annual v3.1, Unit 2351 and retrofits | 248 | 7287 | Rate Constraint in lbs/MMBtu | FALSE | L | Annual | Seasons Included | Seasons | Winter, WintShld, Summer | Winter, WintShld, Summer | Winter, WintShld, Summer | Winter, WintShld, Summer | Winter, WintShld, Summer | Winter, WintShld, Summer | Winter, WintShld, Summer | Winter, WintShld, Summer
CT Fac. Spec. - SO2 Rate Annual v3.1, Unit 2351 and retrofits | 248 | 7287 | Rate Constraint in lbs/MMBtu | FALSE | L | Annual | Standard SO2 | lb/MMBtu | 0.33 | 0.33 | 0.33 | 0.33 | 0.33 | 0.33 | 0.33 | 0.33
CT Fac. Spec. - SO2 Rate Annual v3.1, Unit 2351 and retrofits | 248 | 7287 | Rate Constraint in lbs/MMBtu | FALSE | L | Annual | Emissions at Affected Plants SO2 | Thousand Tons | 0 | 0 | 0 | 0 | 0 | 0 | 0 | 0
CT Fac. Spec. - SO2 Rate Annual v3.1, Unit 2351 and retrofits | 248 | 7287 | Rate Constraint in lbs/MMBtu | FALSE | L | Annual | Allowances Purchased SO2 | Thousand Tons | 0 | 0 | 0 | 0 | 0 | 0 | 0 | 0
CT Fac. Spec. - SO2 Rate Annual v3.1, Unit 2351 and retrofits | 248 | 7287 | Rate Constraint in lbs/MMBtu | FALSE | L | Annual | Allowances Sold SO2 | Thousand Tons | 0 | 0 | 0 | 0 | 0 | 0 | 0 | 0
CT Fac. Spec. - SO2 Rate Annual v3.1, Unit 2351 and retrofits | 248 | 7287 | Rate Constraint in lbs/MMBtu | FALSE | L | Annual | Allowances Banked | Thousand Tons | 0 | 0 | 0 | 0 | 0 | 0 | 0 | 0
CT Fac. Spec. - SO2 Rate Annual v3.1, Unit 2351 and retrofits | 248 | 7287 | Rate Constraint in lbs/MMBtu | FALSE | L | Annual | Allowances Withdrawn (1:1) | Thousand Tons | 0 | 0 | 0 | 0 | 0 | 0 | 0 | 0
CT Fac. Spec. - SO2 Rate Annual v3.1, Unit 2351 and retrofits | 248 | 7287 | Rate Constraint in lbs/MMBtu | FALSE | L | Annual | Allowances Withdrawn (n:1) | Thousand Tons | 0 | 0 | 0 | 0 | 0 | 0 | 0 | 0
CT Fac. Spec. - SO2 Rate Annual v3.1, Unit 2351 and retrofits | 248 | 7287 | Rate Constraint in lbs/MMBtu | FALSE | L | Annual | Net Emissions Allowance Position | Thousand Tons | 0 | 0 | 0 | 0 | 0 | 0 | 0 | 0
CT Fac. Spec. - SO2 Rate Annual v3.1, Unit 2351 and retrofits | 248 | 7287 | Rate Constraint in lbs/MMBtu | FALSE | L | Annual | Fuel Consumed | TBtu | 0 | 0 | 0 | 0 | 0 | 0 | 0 | 0
CT Fac. Spec. - SO2 Rate Annual v3.1, Unit 2351 and retrofits | 248 | 7287 | Rate Constraint in lbs/MMBtu | FALSE | L | Annual | Rate | lb/MMBtu | 0 | 0 | 0 | 0 | 0 | 0 | 0 | 0
CT Fac. Spec. - SO2 Rate Annual v3.1, Unit 2351 and retrofits | 248 | 7287 | Rate Constraint in lbs/MMBtu | FALSE | L | Annual | Generation | TWh | 0 | 0 | 0 | 0 | 0 | 0 | 0 | 0
CT Fac. Spec. - SO2 Rate Annual v3.1, Unit 2351 and retrofits | 248 | 7287 | Rate Constraint in lbs/MMBtu | FALSE | L | Annual | Qualifying Generation | TWh | 0 | 0 | 0 | 0 | 0 | 0 | 0 | 0
CT Fac. Spec. - SO2 Rate Annual v3.1, Unit 2351 and retrofits | 248 | 7287 | Rate Constraint in lbs/MMBtu | FALSE | L | Annual | Rate | lb/MWh | 0 | 0 | 0 | 0 | 0 | 0 | 0 | 0
CT Fac. Spec. - SO2 Rate Annual v3.1, Unit 2351 and retrofits | 248 | 7287 | Rate Constraint in lbs/MMBtu | FALSE | L | Annual | Constraint Shadow Price | US2019$/Ton | 1558.472 | 2100.1164 | 2618.3512 | 0 | 0 | 68.1798 | 0 | 268.922
CT Fac. Spec. - SO2 Rate Annual v3.1, Unit 2352 and retrofits | 249 | 7287 | Rate Constraint in lbs/MMBtu | FALSE | L | Annual | Seasons Included | Seasons | Winter, WintShld, Summer | Winter, WintShld, Summer | Winter, WintShld, Summer | Winter, WintShld, Summer | Winter, WintShld, Summer | Winter, WintShld, Summer | Winter, WintShld, Summer | Winter, WintShld, Summer
CT Fac. Spec. - SO2 Rate Annual v3.1, Unit 2352 and retrofits | 249 | 7287 | Rate Constraint in lbs/MMBtu | FALSE | L | Annual | Standard SO2 | lb/MMBtu | 0.33 | 0.33 | 0.33 | 0.33 | 0.33 | 0.33 | 0.33 | 0.33
CT Fac. Spec. - SO2 Rate Annual v3.1, Unit 2352 and retrofits | 249 | 7287 | Rate Constraint in lbs/MMBtu | FALSE | L | Annual | Emissions at Affected Plants SO2 | Thousand Tons | 0 | 0 | 0 | 0 | 0 | 0 | 0 | 0
CT Fac. Spec. - SO2 Rate Annual v3.1, Unit 2352 and retrofits | 249 | 7287 | Rate Constraint in lbs/MMBtu | FALSE | L | Annual | Allowances Purchased SO2 | Thousand Tons | 0 | 0 | 0 | 0 | 0 | 0 | 0 | 0
CT Fac. Spec. - SO2 Rate Annual v3.1, Unit 2352 and retrofits | 249 | 7287 | Rate Constraint in lbs/MMBtu | FALSE | L | Annual | Allowances Sold SO2 | Thousand Tons | 0 | 0 | 0 | 0 | 0 | 0 | 0 | 0
CT Fac. Spec. - SO2 Rate Annual v3.1, Unit 2352 and retrofits | 249 | 7287 | Rate Constraint in lbs/MMBtu | FALSE | L | Annual | Allowances Banked | Thousand Tons | 0 | 0 | 0 | 0 | 0 | 0 | 0 | 0
CT Fac. Spec. - SO2 Rate Annual v3.1, Unit 2352 and retrofits | 249 | 7287 | Rate Constraint in lbs/MMBtu | FALSE | L | Annual | Allowances Withdrawn (1:1) | Thousand Tons | 0 | 0 | 0 | 0 | 0 | 0 | 0 | 0
CT Fac. Spec. - SO2 Rate Annual v3.1, Unit 2352 and retrofits | 249 | 7287 | Rate Constraint in lbs/MMBtu | FALSE | L | Annual | Allowances Withdrawn (n:1) | Thousand Tons | 0 | 0 | 0 | 0 | 0 | 0 | 0 | 0
CT Fac. Spec. - SO2 Rate Annual v3.1, Unit 2352 and retrofits | 249 | 7287 | Rate Constraint in lbs/MMBtu | FALSE | L | Annual | Net Emissions Allowance Position | Thousand Tons | 0 | 0 | 0 | 0 | 0 | 0 | 0 | 0
CT Fac. Spec. - SO2 Rate Annual v3.1, Unit 2352 and retrofits | 249 | 7287 | Rate Constraint in lbs/MMBtu | FALSE | L | Annual | Fuel Consumed | TBtu | 0 | 0 | 0 | 0 | 0 | 0 | 0 | 0
CT Fac. Spec. - SO2 Rate Annual v3.1, Unit 2352 and retrofits | 249 | 7287 | Rate Constraint in lbs/MMBtu | FALSE | L | Annual | Rate | lb/MMBtu | 0 | 0 | 0 | 0 | 0 | 0 | 0 | 0
CT Fac. Spec. - SO2 Rate Annual v3.1, Unit 2352 and retrofits | 249 | 7287 | Rate Constraint in lbs/MMBtu | FALSE | L | Annual | Generation | TWh | 0 | 0 | 0 | 0 | 0 | 0 | 0 | 0
CT Fac. Spec. - SO2 Rate Annual v3.1, Unit 2352 and retrofits | 249 | 7287 | Rate Constraint in lbs/MMBtu | FALSE | L | Annual | Qualifying Generation | TWh | 0 | 0 | 0 | 0 | 0 | 0 | 0 | 0
CT Fac. Spec. - SO2 Rate Annual v3.1, Unit 2352 and retrofits | 249 | 7287 | Rate Constraint in lbs/MMBtu | FALSE | L | Annual | Rate | lb/MWh | 0 | 0 | 0 | 0 | 0 | 0 | 0 | 0
CT Fac. Spec. - SO2 Rate Annual v3.1, Unit 2352 and retrofits | 249 | 7287 | Rate Constraint in lbs/MMBtu | FALSE | L | Annual | Constraint Shadow Price | US2019$/Ton | 0 | 0 | 0 | 0 | 0 | 0 | 0 | 0
CT Fac. Spec. - SO2 Rate Annual v3.1, Unit 2353 and retrofits | 250 | 7287 | Rate Constraint in lbs/MMBtu | FALSE | L | Annual | Seasons Included | Seasons | Winter, WintShld, Summer | Winter, WintShld, Summer | Winter, WintShld, Summer | Winter, WintShld, Summer | Winter, WintShld, Summer | Winter, WintShld, Summer | Winter, WintShld, Summer | Winter, WintShld, Summer
CT Fac. Spec. - SO2 Rate Annual v3.1, Unit 2353 and retrofits | 250 | 7287 | Rate Constraint in lbs/MMBtu | FALSE | L | Annual | Standard SO2 | lb/MMBtu | 0.33 | 0.33 | 0.33 | 0.33 | 0.33 | 0.33 | 0.33 | 0.33
CT Fac. Spec. - SO2 Rate Annual v3.1, Unit 2353 and retrofits | 250 | 7287 | Rate Constraint in lbs/MMBtu | FALSE | L | Annual | Emissions at Affected Plants SO2 | Thousand Tons | 0 | 0 | 0 | 0 | 0 | 0 | 0 | 0
CT Fac. Spec. - SO2 Rate Annual v3.1, Unit 2353 and retrofits | 250 | 7287 | Rate Constraint in lbs/MMBtu | FALSE | L | Annual | Allowances Purchased SO2 | Thousand Tons | 0 | 0 | 0 | 0 | 0 | 0 | 0 | 0
CT Fac. Spec. - SO2 Rate Annual v3.1, Unit 2353 and retrofits | 250 | 7287 | Rate Constraint in lbs/MMBtu | FALSE | L | Annual | Allowances Sold SO2 | Thousand Tons | 0 | 0 | 0 | 0 | 0 | 0 | 0 | 0
CT Fac. Spec. - SO2 Rate Annual v3.1, Unit 2353 and retrofits | 250 | 7287 | Rate Constraint in lbs/MMBtu | FALSE | L | Annual | Allowances Banked | Thousand Tons | 0 | 0 | 0 | 0 | 0 | 0 | 0 | 0
CT Fac. Spec. - SO2 Rate Annual v3.1, Unit 2353 and retrofits | 250 | 7287 | Rate Constraint in lbs/MMBtu | FALSE | L | Annual | Allowances Withdrawn (1:1) | Thousand Tons | 0 | 0 | 0 | 0 | 0 | 0 | 0 | 0
CT Fac. Spec. - SO2 Rate Annual v3.1, Unit 2353 and retrofits | 250 | 7287 | Rate Constraint in lbs/MMBtu | FALSE | L | Annual | Allowances Withdrawn (n:1) | Thousand Tons | 0 | 0 | 0 | 0 | 0 | 0 | 0 | 0
CT Fac. Spec. - SO2 Rate Annual v3.1, Unit 2353 and retrofits | 250 | 7287 | Rate Constraint in lbs/MMBtu | FALSE | L | Annual | Net Emissions Allowance Position | Thousand Tons | 0 | 0 | 0 | 0 | 0 | 0 | 0 | 0
CT Fac. Spec. - SO2 Rate Annual v3.1, Unit 2353 and retrofits | 250 | 7287 | Rate Constraint in lbs/MMBtu | FALSE | L | Annual | Fuel Consumed | TBtu | 0 | 0 | 0 | 0 | 0 | 0 | 0 | 0
CT Fac. Spec. - SO2 Rate Annual v3.1, Unit 2353 and retrofits | 250 | 7287 | Rate Constraint in lbs/MMBtu | FALSE | L | Annual | Rate | lb/MMBtu | 0 | 0 | 0 | 0 | 0 | 0 | 0 | 0
CT Fac. Spec. - SO2 Rate Annual v3.1, Unit 2353 and retrofits | 250 | 7287 | Rate Constraint in lbs/MMBtu | FALSE | L | Annual | Generation | TWh | 0 | 0 | 0 | 0 | 0 | 0 | 0 | 0
CT Fac. Spec. - SO2 Rate Annual v3.1, Unit 2353 and retrofits | 250 | 7287 | Rate Constraint in lbs/MMBtu | FALSE | L | Annual | Qualifying Generation | TWh | 0 | 0 | 0 | 0 | 0 | 0 | 0 | 0
CT Fac. Spec. - SO2 Rate Annual v3.1, Unit 2353 and retrofits | 250 | 7287 | Rate Constraint in lbs/MMBtu | FALSE | L | Annual | Rate | lb/MWh | 0 | 0 | 0 | 0 | 0 | 0 | 0 | 0
CT Fac. Spec. - SO2 Rate Annual v3.1, Unit 2353 and retrofits | 250 | 7287 | Rate Constraint in lbs/MMBtu | FALSE | L | Annual | Constraint Shadow Price | US2019$/Ton | 0 | 0 | 0 | 0 | 0 | 0 | 0 | 0
CT Fac. Spec. - SO2 Rate Annual v3.1, Unit 2354 and retrofits | 251 | 7287 | Rate Constraint in lbs/MMBtu | FALSE | L | Annual | Seasons Included | Seasons | Winter, WintShld, Summer | Winter, WintShld, Summer | Winter, WintShld, Summer | Winter, WintShld, Summer | Winter, WintShld, Summer | Winter, WintShld, Summer | Winter, WintShld, Summer | Winter, WintShld, Summer
CT Fac. Spec. - SO2 Rate Annual v3.1, Unit 2354 and retrofits | 251 | 7287 | Rate Constraint in lbs/MMBtu | FALSE | L | Annual | Standard SO2 | lb/MMBtu | 0.33 | 0.33 | 0.33 | 0.33 | 0.33 | 0.33 | 0.33 | 0.33
CT Fac. Spec. - SO2 Rate Annual v3.1, Unit 2354 and retrofits | 251 | 7287 | Rate Constraint in lbs/MMBtu | FALSE | L | Annual | Emissions at Affected Plants SO2 | Thousand Tons | 0 | 0 | 0 | 0 | 0 | 0 | 0 | 0
CT Fac. Spec. - SO2 Rate Annual v3.1, Unit 2354 and retrofits | 251 | 7287 | Rate Constraint in lbs/MMBtu | FALSE | L | Annual | Allowances Purchased SO2 | Thousand Tons | 0 | 0 | 0 | 0 | 0 | 0 | 0 | 0
CT Fac. Spec. - SO2 Rate Annual v3.1, Unit 2354 and retrofits | 251 | 7287 | Rate Constraint in lbs/MMBtu | FALSE | L | Annual | Allowances Sold SO2 | Thousand Tons | 0 | 0 | 0 | 0 | 0 | 0 | 0 | 0
CT Fac. Spec. - SO2 Rate Annual v3.1, Unit 2354 and retrofits | 251 | 7287 | Rate Constraint in lbs/MMBtu | FALSE | L | Annual | Allowances Banked | Thousand Tons | 0 | 0 | 0 | 0 | 0 | 0 | 0 | 0
CT Fac. Spec. - SO2 Rate Annual v3.1, Unit 2354 and retrofits | 251 | 7287 | Rate Constraint in lbs/MMBtu | FALSE | L | Annual | Allowances Withdrawn (1:1) | Thousand Tons | 0 | 0 | 0 | 0 | 0 | 0 | 0 | 0
CT Fac. Spec. - SO2 Rate Annual v3.1, Unit 2354 and retrofits | 251 | 7287 | Rate Constraint in lbs/MMBtu | FALSE | L | Annual | Allowances Withdrawn (n:1) | Thousand Tons | 0 | 0 | 0 | 0 | 0 | 0 | 0 | 0
CT Fac. Spec. - SO2 Rate Annual v3.1, Unit 2354 and retrofits | 251 | 7287 | Rate Constraint in lbs/MMBtu | FALSE | L | Annual | Net Emissions Allowance Position | Thousand Tons | 0 | 0 | 0 | 0 | 0 | 0 | 0 | 0
CT Fac. Spec. - SO2 Rate Annual v3.1, Unit 2354 and retrofits | 251 | 7287 | Rate Constraint in lbs/MMBtu | FALSE | L | Annual | Fuel Consumed | TBtu | 0 | 0 | 0 | 0 | 0 | 0 | 0 | 0
CT Fac. Spec. - SO2 Rate Annual v3.1, Unit 2354 and retrofits | 251 | 7287 | Rate Constraint in lbs/MMBtu | FALSE | L | Annual | Rate | lb/MMBtu | 0 | 0 | 0 | 0 | 0 | 0 | 0 | 0
CT Fac. Spec. - SO2 Rate Annual v3.1, Unit 2354 and retrofits | 251 | 7287 | Rate Constraint in lbs/MMBtu | FALSE | L | Annual | Generation | TWh | 0 | 0 | 0 | 0 | 0 | 0 | 0 | 0
CT Fac. Spec. - SO2 Rate Annual v3.1, Unit 2354 and retrofits | 251 | 7287 | Rate Constraint in lbs/MMBtu | FALSE | L | Annual | Qualifying Generation | TWh | 0 | 0 | 0 | 0 | 0 | 0 | 0 | 0
CT Fac. Spec. - SO2 Rate Annual v3.1, Unit 2354 and retrofits | 251 | 7287 | Rate Constraint in lbs/MMBtu | FALSE | L | Annual | Rate | lb/MWh | 0 | 0 | 0 | 0 | 0 | 0 | 0 | 0
CT Fac. Spec. - SO2 Rate Annual v3.1, Unit 2354 and retrofits | 251 | 7287 | Rate Constraint in lbs/MMBtu | FALSE | L | Annual | Constraint Shadow Price | US2019$/Ton | 0 | 0 | 0 | 0 | 0 | 0 | 0 | 0
DE Facility Specific - Hg Annual Reduction v3.1 | 252 | 7301 | MACT Fuel Choice Floor in lbs/MMBtu | FALSE | L | Annual | Seasons Included | Seasons | Winter, WintShld, Summer | Winter, WintShld, Summer | Winter, WintShld, Summer | Winter, WintShld, Summer | Winter, WintShld, Summer | Winter, WintShld, Summer | Winter, WintShld, Summer | Winter, WintShld, Summer
DE Facility Specific - Hg Annual Reduction v3.1 | 252 | 7301 | MACT Fuel Choice Floor in lbs/MMBtu | FALSE | L | Annual | Emission Floor | lbs/MMBtu | 6e-07 | 6e-07 | 6e-07 | 6e-07 | 6e-07 | 6e-07 | 6e-07 | 6e-07
DE Facility Specific - Hg Annual Reduction v3.1 | 252 | 7301 | MACT Fuel Choice Floor in lbs/MMBtu | FALSE | L | Annual | Emissions at Affected Plants MER | lbs | 0 | 0 | 0 | 0 | 0 | 0 | 0 | 0
DE Facility Specific - Hg Annual Reduction v3.1 | 252 | 7301 | MACT Fuel Choice Floor in lbs/MMBtu | FALSE | L | Annual | Allowances Purchased MER | lbs | 0 | 0 | 0 | 0 | 0 | 0 | 0 | 0
DE Facility Specific - Hg Annual Reduction v3.1 | 252 | 7301 | MACT Fuel Choice Floor in lbs/MMBtu | FALSE | L | Annual | Allowances Sold MER | lbs | 0 | 0 | 0 | 0 | 0 | 0 | 0 | 0
DE Facility Specific - Hg Annual Reduction v3.1 | 252 | 7301 | MACT Fuel Choice Floor in lbs/MMBtu | FALSE | L | Annual | Allowances Banked | lbs | 0 | 0 | 0 | 0 | 0 | 0 | 0 | 0
DE Facility Specific - Hg Annual Reduction v3.1 | 252 | 7301 | MACT Fuel Choice Floor in lbs/MMBtu | FALSE | L | Annual | Allowances Withdrawn (1:1) | lbs | 0 | 0 | 0 | 0 | 0 | 0 | 0 | 0
DE Facility Specific - Hg Annual Reduction v3.1 | 252 | 7301 | MACT Fuel Choice Floor in lbs/MMBtu | FALSE | L | Annual | Allowances Withdrawn (n:1) | lbs | 0 | 0 | 0 | 0 | 0 | 0 | 0 | 0
DE Facility Specific - Hg Annual Reduction v3.1 | 252 | 7301 | MACT Fuel Choice Floor in lbs/MMBtu | FALSE | L | Annual | Net Emissions Allowance Position | lbs | 0 | 0 | 0 | 0 | 0 | 0 | 0 | 0
DE Facility Specific - Hg Annual Reduction v3.1 | 252 | 7301 | MACT Fuel Choice Floor in lbs/MMBtu | FALSE | L | Annual | Fuel Consumed | TBtu | 0 | 0 | 0 | 0 | 0 | 0 | 0 | 0
DE Facility Specific - Hg Annual Reduction v3.1 | 252 | 7301 | MACT Fuel Choice Floor in lbs/MMBtu | FALSE | L | Annual | Rate | lb/MMBtu | 0 | 0 | 0 | 0 | 0 | 0 | 0 | 0
DE Facility Specific - Hg Annual Reduction v3.1 | 252 | 7301 | MACT Fuel Choice Floor in lbs/MMBtu | FALSE | L | Annual | Generation | TWh | 0 | 0 | 0 | 0 | 0 | 0 | 0 | 0
DE Facility Specific - Hg Annual Reduction v3.1 | 252 | 7301 | MACT Fuel Choice Floor in lbs/MMBtu | FALSE | L | Annual | Qualifying Generation | TWh | 0 | 0 | 0 | 0 | 0 | 0 | 0 | 0
DE Facility Specific - Hg Annual Reduction v3.1 | 252 | 7301 | MACT Fuel Choice Floor in lbs/MMBtu | FALSE | L | Annual | Constraint Shadow Price | US2019$/Lb | 0 | 0 | 0 | 0 | 0 | 0 | 0 | 0
DE Facility Specific - NOx Annual Rate v3.1, Unit 2225 and retrofits | 253 | 7289 | Rate Constraint in lbs/MMBtu | FALSE | L | Annual | Seasons Included | Seasons | Winter, WintShld, Summer | Winter, WintShld, Summer | Winter, WintShld, Summer | Winter, WintShld, Summer | Winter, WintShld, Summer | Winter, WintShld, Summer | Winter, WintShld, Summer | Winter, WintShld, Summer
DE Facility Specific - NOx Annual Rate v3.1, Unit 2225 and retrofits | 253 | 7289 | Rate Constraint in lbs/MMBtu | FALSE | L | Annual | Standard NOX | lb/MMBtu | 0.125 | 0.125 | 0.125 | 0.125 | 0.125 | 0.125 | 0.125 | 0.125
DE Facility Specific - NOx Annual Rate v3.1, Unit 2225 and retrofits | 253 | 7289 | Rate Constraint in lbs/MMBtu | FALSE | L | Annual | Emissions at Affected Plants NOX | Thousand Tons | 0 | 0 | 0 | 0 | 0 | 0 | 0 | 0
DE Facility Specific - NOx Annual Rate v3.1, Unit 2225 and retrofits | 253 | 7289 | Rate Constraint in lbs/MMBtu | FALSE | L | Annual | Allowances Purchased NOX | Thousand Tons | 0 | 0 | 0 | 0 | 0 | 0 | 0 | 0
DE Facility Specific - NOx Annual Rate v3.1, Unit 2225 and retrofits | 253 | 7289 | Rate Constraint in lbs/MMBtu | FALSE | L | Annual | Allowances Sold NOX | Thousand Tons | 0 | 0 | 0 | 0 | 0 | 0 | 0 | 0
DE Facility Specific - NOx Annual Rate v3.1, Unit 2225 and retrofits | 253 | 7289 | Rate Constraint in lbs/MMBtu | FALSE | L | Annual | Allowances Banked | Thousand Tons | 0 | 0 | 0 | 0 | 0 | 0 | 0 | 0
DE Facility Specific - NOx Annual Rate v3.1, Unit 2225 and retrofits | 253 | 7289 | Rate Constraint in lbs/MMBtu | FALSE | L | Annual | Allowances Withdrawn (1:1) | Thousand Tons | 0 | 0 | 0 | 0 | 0 | 0 | 0 | 0
DE Facility Specific - NOx Annual Rate v3.1, Unit 2225 and retrofits | 253 | 7289 | Rate Constraint in lbs/MMBtu | FALSE | L | Annual | Allowances Withdrawn (n:1) | Thousand Tons | 0 | 0 | 0 | 0 | 0 | 0 | 0 | 0
DE Facility Specific - NOx Annual Rate v3.1, Unit 2225 and retrofits | 253 | 7289 | Rate Constraint in lbs/MMBtu | FALSE | L | Annual | Net Emissions Allowance Position | Thousand Tons | 0 | 0 | 0 | 0 | 0 | 0 | 0 | 0
DE Facility Specific - NOx Annual Rate v3.1, Unit 2225 and retrofits | 253 | 7289 | Rate Constraint in lbs/MMBtu | FALSE | L | Annual | Fuel Consumed | TBtu | 0 | 0 | 0 | 0 | 0 | 0 | 0 | 0
DE Facility Specific - NOx Annual Rate v3.1, Unit 2225 and retrofits | 253 | 7289 | Rate Constraint in lbs/MMBtu | FALSE | L | Annual | Rate | lb/MMBtu | 0 | 0 | 0 | 0 | 0 | 0 | 0 | 0
DE Facility Specific - NOx Annual Rate v3.1, Unit 2225 and retrofits | 253 | 7289 | Rate Constraint in lbs/MMBtu | FALSE | L | Annual | Generation | TWh | 0 | 0 | 0 | 0 | 0 | 0 | 0 | 0
DE Facility Specific - NOx Annual Rate v3.1, Unit 2225 and retrofits | 253 | 7289 | Rate Constraint in lbs/MMBtu | FALSE | L | Annual | Qualifying Generation | TWh | 0 | 0 | 0 | 0 | 0 | 0 | 0 | 0
DE Facility Specific - NOx Annual Rate v3.1, Unit 2225 and retrofits | 253 | 7289 | Rate Constraint in lbs/MMBtu | FALSE | L | Annual | Rate | lb/MWh | 0 | 0 | 0 | 0 | 0 | 0 | 0 | 0
DE Facility Specific - NOx Annual Rate v3.1, Unit 2225 and retrofits | 253 | 7289 | Rate Constraint in lbs/MMBtu | FALSE | L | Annual | Constraint Shadow Price | US2019$/Ton | 0 | 0 | 0 | 0 | 0 | 0 | 0 | 0
DE Facility Specific - NOx Annual Rate v3.1, Unit 2648 and retrofits | 254 | 7289 | Rate Constraint in lbs/MMBtu | FALSE | L | Annual | Seasons Included | Seasons | Winter, WintShld, Summer | Winter, WintShld, Summer | Winter, WintShld, Summer | Winter, WintShld, Summer | Winter, WintShld, Summer | Winter, WintShld, Summer | Winter, WintShld, Summer | Winter, WintShld, Summer
DE Facility Specific - NOx Annual Rate v3.1, Unit 2648 and retrofits | 254 | 7289 | Rate Constraint in lbs/MMBtu | FALSE | L | Annual | Standard NOX | lb/MMBtu | 0.125 | 0.125 | 0.125 | 0.125 | 0.125 | 0.125 | 0.125 | 0.125
DE Facility Specific - NOx Annual Rate v3.1, Unit 2648 and retrofits | 254 | 7289 | Rate Constraint in lbs/MMBtu | FALSE | L | Annual | Emissions at Affected Plants NOX | Thousand Tons | 0 | 0 | 0 | 0 | 0 | 0 | 0 | 0
DE Facility Specific - NOx Annual Rate v3.1, Unit 2648 and retrofits | 254 | 7289 | Rate Constraint in lbs/MMBtu | FALSE | L | Annual | Allowances Purchased NOX | Thousand Tons | 0 | 0 | 0 | 0 | 0 | 0 | 0 | 0
DE Facility Specific - NOx Annual Rate v3.1, Unit 2648 and retrofits | 254 | 7289 | Rate Constraint in lbs/MMBtu | FALSE | L | Annual | Allowances Sold NOX | Thousand Tons | 0 | 0 | 0 | 0 | 0 | 0 | 0 | 0
DE Facility Specific - NOx Annual Rate v3.1, Unit 2648 and retrofits | 254 | 7289 | Rate Constraint in lbs/MMBtu | FALSE | L | Annual | Allowances Banked | Thousand Tons | 0 | 0 | 0 | 0 | 0 | 0 | 0 | 0
DE Facility Specific - NOx Annual Rate v3.1, Unit 2648 and retrofits | 254 | 7289 | Rate Constraint in lbs/MMBtu | FALSE | L | Annual | Allowances Withdrawn (1:1) | Thousand Tons | 0 | 0 | 0 | 0 | 0 | 0 | 0 | 0
DE Facility Specific - NOx Annual Rate v3.1, Unit 2648 and retrofits | 254 | 7289 | Rate Constraint in lbs/MMBtu | FALSE | L | Annual | Allowances Withdrawn (n:1) | Thousand Tons | 0 | 0 | 0 | 0 | 0 | 0 | 0 | 0
DE Facility Specific - NOx Annual Rate v3.1, Unit 2648 and retrofits | 254 | 7289 | Rate Constraint in lbs/MMBtu | FALSE | L | Annual | Net Emissions Allowance Position | Thousand Tons | 0 | 0 | 0 | 0 | 0 | 0 | 0 | 0
DE Facility Specific - NOx Annual Rate v3.1, Unit 2648 and retrofits | 254 | 7289 | Rate Constraint in lbs/MMBtu | FALSE | L | Annual | Fuel Consumed | TBtu | 0 | 0 | 0 | 0 | 0 | 0 | 0 | 0
DE Facility Specific - NOx Annual Rate v3.1, Unit 2648 and retrofits | 254 | 7289 | Rate Constraint in lbs/MMBtu | FALSE | L | Annual | Rate | lb/MMBtu | 0 | 0 | 0 | 0 | 0 | 0 | 0 | 0
DE Facility Specific - NOx Annual Rate v3.1, Unit 2648 and retrofits | 254 | 7289 | Rate Constraint in lbs/MMBtu | FALSE | L | Annual | Generation | TWh | 0 | 0 | 0 | 0 | 0 | 0 | 0 | 0
DE Facility Specific - NOx Annual Rate v3.1, Unit 2648 and retrofits | 254 | 7289 | Rate Constraint in lbs/MMBtu | FALSE | L | Annual | Qualifying Generation | TWh | 0 | 0 | 0 | 0 | 0 | 0 | 0 | 0
DE Facility Specific - NOx Annual Rate v3.1, Unit 2648 and retrofits | 254 | 7289 | Rate Constraint in lbs/MMBtu | FALSE | L | Annual | Rate | lb/MWh | 0 | 0 | 0 | 0 | 0 | 0 | 0 | 0
DE Facility Specific - NOx Annual Rate v3.1, Unit 2648 and retrofits | 254 | 7289 | Rate Constraint in lbs/MMBtu | FALSE | L | Annual | Constraint Shadow Price | US2019$/Ton | 0 | 0 | 0 | 0 | 0 | 0 | 0 | 0
DE Facility Specific - SO2 Annual Rate v3.1, Unit 2225 and retrofits | 255 | 7295 | Rate Constraint in lbs/MMBtu | FALSE | L | Annual | Seasons Included | Seasons | Winter, WintShld, Summer | Winter, WintShld, Summer | Winter, WintShld, Summer | Winter, WintShld, Summer | Winter, WintShld, Summer | Winter, WintShld, Summer | Winter, WintShld, Summer | Winter, WintShld, Summer
DE Facility Specific - SO2 Annual Rate v3.1, Unit 2225 and retrofits | 255 | 7295 | Rate Constraint in lbs/MMBtu | FALSE | L | Annual | Standard SO2 | lb/MMBtu | 0.26 | 0.26 | 0.26 | 0.26 | 0.26 | 0.26 | 0.26 | 0.26
DE Facility Specific - SO2 Annual Rate v3.1, Unit 2225 and retrofits | 255 | 7295 | Rate Constraint in lbs/MMBtu | FALSE | L | Annual | Emissions at Affected Plants SO2 | Thousand Tons | 0 | 0 | 0 | 0 | 0 | 0 | 0 | 0
DE Facility Specific - SO2 Annual Rate v3.1, Unit 2225 and retrofits | 255 | 7295 | Rate Constraint in lbs/MMBtu | FALSE | L | Annual | Allowances Purchased SO2 | Thousand Tons | 0 | 0 | 0 | 0 | 0 | 0 | 0 | 0
DE Facility Specific - SO2 Annual Rate v3.1, Unit 2225 and retrofits | 255 | 7295 | Rate Constraint in lbs/MMBtu | FALSE | L | Annual | Allowances Sold SO2 | Thousand Tons | 0 | 0 | 0 | 0 | 0 | 0 | 0 | 0
DE Facility Specific - SO2 Annual Rate v3.1, Unit 2225 and retrofits | 255 | 7295 | Rate Constraint in lbs/MMBtu | FALSE | L | Annual | Allowances Banked | Thousand Tons | 0 | 0 | 0 | 0 | 0 | 0 | 0 | 0
DE Facility Specific - SO2 Annual Rate v3.1, Unit 2225 and retrofits | 255 | 7295 | Rate Constraint in lbs/MMBtu | FALSE | L | Annual | Allowances Withdrawn (1:1) | Thousand Tons | 0 | 0 | 0 | 0 | 0 | 0 | 0 | 0
DE Facility Specific - SO2 Annual Rate v3.1, Unit 2225 and retrofits | 255 | 7295 | Rate Constraint in lbs/MMBtu | FALSE | L | Annual | Allowances Withdrawn (n:1) | Thousand Tons | 0 | 0 | 0 | 0 | 0 | 0 | 0 | 0
DE Facility Specific - SO2 Annual Rate v3.1, Unit 2225 and retrofits | 255 | 7295 | Rate Constraint in lbs/MMBtu | FALSE | L | Annual | Net Emissions Allowance Position | Thousand Tons | 0 | 0 | 0 | 0 | 0 | 0 | 0 | 0
DE Facility Specific - SO2 Annual Rate v3.1, Unit 2225 and retrofits | 255 | 7295 | Rate Constraint in lbs/MMBtu | FALSE | L | Annual | Fuel Consumed | TBtu | 0 | 0 | 0 | 0 | 0 | 0 | 0 | 0
DE Facility Specific - SO2 Annual Rate v3.1, Unit 2225 and retrofits | 255 | 7295 | Rate Constraint in lbs/MMBtu | FALSE | L | Annual | Rate | lb/MMBtu | 0 | 0 | 0 | 0 | 0 | 0 | 0 | 0
DE Facility Specific - SO2 Annual Rate v3.1, Unit 2225 and retrofits | 255 | 7295 | Rate Constraint in lbs/MMBtu | FALSE | L | Annual | Generation | TWh | 0 | 0 | 0 | 0 | 0 | 0 | 0 | 0
DE Facility Specific - SO2 Annual Rate v3.1, Unit 2225 and retrofits | 255 | 7295 | Rate Constraint in lbs/MMBtu | FALSE | L | Annual | Qualifying Generation | TWh | 0 | 0 | 0 | 0 | 0 | 0 | 0 | 0
DE Facility Specific - SO2 Annual Rate v3.1, Unit 2225 and retrofits | 255 | 7295 | Rate Constraint in lbs/MMBtu | FALSE | L | Annual | Rate | lb/MWh | 0 | 0 | 0 | 0 | 0 | 0 | 0 | 0
DE Facility Specific - SO2 Annual Rate v3.1, Unit 2225 and retrofits | 255 | 7295 | Rate Constraint in lbs/MMBtu | FALSE | L | Annual | Constraint Shadow Price | US2019$/Ton | 0 | 0 | 0 | 0 | 0 | 0 | 0 | 0
DE Facility Specific - SO2 Annual Rate v3.1, Unit 2648 and retrofits | 256 | 7295 | Rate Constraint in lbs/MMBtu | FALSE | L | Annual | Seasons Included | Seasons | Winter, WintShld, Summer | Winter, WintShld, Summer | Winter, WintShld, Summer | Winter, WintShld, Summer | Winter, WintShld, Summer | Winter, WintShld, Summer | Winter, WintShld, Summer | Winter, WintShld, Summer
DE Facility Specific - SO2 Annual Rate v3.1, Unit 2648 and retrofits | 256 | 7295 | Rate Constraint in lbs/MMBtu | FALSE | L | Annual | Standard SO2 | lb/MMBtu | 0.26 | 0.26 | 0.26 | 0.26 | 0.26 | 0.26 | 0.26 | 0.26
DE Facility Specific - SO2 Annual Rate v3.1, Unit 2648 and retrofits | 256 | 7295 | Rate Constraint in lbs/MMBtu | FALSE | L | Annual | Emissions at Affected Plants SO2 | Thousand Tons | 0 | 0 | 0 | 0 | 0 | 0 | 0 | 0
DE Facility Specific - SO2 Annual Rate v3.1, Unit 2648 and retrofits | 256 | 7295 | Rate Constraint in lbs/MMBtu | FALSE | L | Annual | Allowances Purchased SO2 | Thousand Tons | 0 | 0 | 0 | 0 | 0 | 0 | 0 | 0
DE Facility Specific - SO2 Annual Rate v3.1, Unit 2648 and retrofits | 256 | 7295 | Rate Constraint in lbs/MMBtu | FALSE | L | Annual | Allowances Sold SO2 | Thousand Tons | 0 | 0 | 0 | 0 | 0 | 0 | 0 | 0
DE Facility Specific - SO2 Annual Rate v3.1, Unit 2648 and retrofits | 256 | 7295 | Rate Constraint in lbs/MMBtu | FALSE | L | Annual | Allowances Banked | Thousand Tons | 0 | 0 | 0 | 0 | 0 | 0 | 0 | 0
DE Facility Specific - SO2 Annual Rate v3.1, Unit 2648 and retrofits | 256 | 7295 | Rate Constraint in lbs/MMBtu | FALSE | L | Annual | Allowances Withdrawn (1:1) | Thousand Tons | 0 | 0 | 0 | 0 | 0 | 0 | 0 | 0
DE Facility Specific - SO2 Annual Rate v3.1, Unit 2648 and retrofits | 256 | 7295 | Rate Constraint in lbs/MMBtu | FALSE | L | Annual | Allowances Withdrawn (n:1) | Thousand Tons | 0 | 0 | 0 | 0 | 0 | 0 | 0 | 0
DE Facility Specific - SO2 Annual Rate v3.1, Unit 2648 and retrofits | 256 | 7295 | Rate Constraint in lbs/MMBtu | FALSE | L | Annual | Net Emissions Allowance Position | Thousand Tons | 0 | 0 | 0 | 0 | 0 | 0 | 0 | 0
DE Facility Specific - SO2 Annual Rate v3.1, Unit 2648 and retrofits | 256 | 7295 | Rate Constraint in lbs/MMBtu | FALSE | L | Annual | Fuel Consumed | TBtu | 0 | 0 | 0 | 0 | 0 | 0 | 0 | 0
DE Facility Specific - SO2 Annual Rate v3.1, Unit 2648 and retrofits | 256 | 7295 | Rate Constraint in lbs/MMBtu | FALSE | L | Annual | Rate | lb/MMBtu | 0 | 0 | 0 | 0 | 0 | 0 | 0 | 0
DE Facility Specific - SO2 Annual Rate v3.1, Unit 2648 and retrofits | 256 | 7295 | Rate Constraint in lbs/MMBtu | FALSE | L | Annual | Generation | TWh | 0 | 0 | 0 | 0 | 0 | 0 | 0 | 0
DE Facility Specific - SO2 Annual Rate v3.1, Unit 2648 and retrofits | 256 | 7295 | Rate Constraint in lbs/MMBtu | FALSE | L | Annual | Qualifying Generation | TWh | 0 | 0 | 0 | 0 | 0 | 0 | 0 | 0
DE Facility Specific - SO2 Annual Rate v3.1, Unit 2648 and retrofits | 256 | 7295 | Rate Constraint in lbs/MMBtu | FALSE | L | Annual | Rate | lb/MWh | 0 | 0 | 0 | 0 | 0 | 0 | 0 | 0
DE Facility Specific - SO2 Annual Rate v3.1, Unit 2648 and retrofits | 256 | 7295 | Rate Constraint in lbs/MMBtu | FALSE | L | Annual | Constraint Shadow Price | US2019$/Ton | 0 | 0 | 0 | 0 | 0 | 0 | 0 | 0
DE Unit Level EdMoore3 - MER Cap Annual v3.1 | 257 | 7302 | Rate Constraint in MTons | FALSE | L | Annual | Seasons Included | Seasons | Winter, WintShld, Summer | Winter, WintShld, Summer | Winter, WintShld, Summer | Winter, WintShld, Summer | Winter, WintShld, Summer | Winter, WintShld, Summer | Winter, WintShld, Summer | Winter, WintShld, Summer
DE Unit Level EdMoore3 - MER Cap Annual v3.1 | 257 | 7302 | Rate Constraint in MTons | FALSE | L | Annual | Standard MER | lbs | 6.6 | 6.6 | 6.6 | 6.6 | 6.6 | 6.6 | 6.6 | 6.6
DE Unit Level EdMoore3 - MER Cap Annual v3.1 | 257 | 7302 | Rate Constraint in MTons | FALSE | L | Annual | Emissions at Affected Plants MER | lbs | 0 | 0 | 0 | 0 | 0 | 0 | 0 | 0
DE Unit Level EdMoore3 - MER Cap Annual v3.1 | 257 | 7302 | Rate Constraint in MTons | FALSE | L | Annual | Allowances Purchased MER | lbs | 0 | 0 | 0 | 0 | 0 | 0 | 0 | 0
DE Unit Level EdMoore3 - MER Cap Annual v3.1 | 257 | 7302 | Rate Constraint in MTons | FALSE | L | Annual | Allowances Sold MER | lbs | 0 | 0 | 0 | 0 | 0 | 0 | 0 | 0
DE Unit Level EdMoore3 - MER Cap Annual v3.1 | 257 | 7302 | Rate Constraint in MTons | FALSE | L | Annual | Allowances Banked | lbs | 0 | 0 | 0 | 0 | 0 | 0 | 0 | 0
DE Unit Level EdMoore3 - MER Cap Annual v3.1 | 257 | 7302 | Rate Constraint in MTons | FALSE | L | Annual | Allowances Withdrawn (1:1) | lbs | 0 | 0 | 0 | 0 | 0 | 0 | 0 | 0
DE Unit Level EdMoore3 - MER Cap Annual v3.1 | 257 | 7302 | Rate Constraint in MTons | FALSE | L | Annual | Allowances Withdrawn (n:1) | lbs | 0 | 0 | 0 | 0 | 0 | 0 | 0 | 0
DE Unit Level EdMoore3 - MER Cap Annual v3.1 | 257 | 7302 | Rate Constraint in MTons | FALSE | L | Annual | Net Emissions Allowance Position | lbs | 0 | 0 | 0 | 0 | 0 | 0 | 0 | 0
DE Unit Level EdMoore3 - MER Cap Annual v3.1 | 257 | 7302 | Rate Constraint in MTons | FALSE | L | Annual | Fuel Consumed | TBtu | 0 | 0 | 0 | 0 | 0 | 0 | 0 | 0
DE Unit Level EdMoore3 - MER Cap Annual v3.1 | 257 | 7302 | Rate Constraint in MTons | FALSE | L | Annual | Rate | lb/MMBtu | 0 | 0 | 0 | 0 | 0 | 0 | 0 | 0
DE Unit Level EdMoore3 - MER Cap Annual v3.1 | 257 | 7302 | Rate Constraint in MTons | FALSE | L | Annual | Generation | TWh | 0 | 0 | 0 | 0 | 0 | 0 | 0 | 0
DE Unit Level EdMoore3 - MER Cap Annual v3.1 | 257 | 7302 | Rate Constraint in MTons | FALSE | L | Annual | Qualifying Generation | TWh | 0 | 0 | 0 | 0 | 0 | 0 | 0 | 0
DE Unit Level EdMoore3 - MER Cap Annual v3.1 | 257 | 7302 | Rate Constraint in MTons | FALSE | L | Annual | Rate | lb/MWh | 0 | 0 | 0 | 0 | 0 | 0 | 0 | 0
DE Unit Level EdMoore3 - MER Cap Annual v3.1 | 257 | 7302 | Rate Constraint in MTons | FALSE | L | Annual | Constraint Shadow Price | US2019$/Lb | 0 | 0 | 0 | 0 | 0 | 0 | 0 | 0
DE Unit Level EdMoore3 - NOX Cap Annual v3.1 | 258 | 7290 | Rate Constraint in MTons | FALSE | L | Annual | Seasons Included | Seasons | Winter, WintShld, Summer | Winter, WintShld, Summer | Winter, WintShld, Summer | Winter, WintShld, Summer | Winter, WintShld, Summer | Winter, WintShld, Summer | Winter, WintShld, Summer | Winter, WintShld, Summer
DE Unit Level EdMoore3 - NOX Cap Annual v3.1 | 258 | 7290 | Rate Constraint in MTons | FALSE | L | Annual | Standard NOX | Thousand Tons | 0.773 | 0.773 | 0.773 | 0.773 | 0.773 | 0.773 | 0.773 | 0.773
DE Unit Level EdMoore3 - NOX Cap Annual v3.1 | 258 | 7290 | Rate Constraint in MTons | FALSE | L | Annual | Emissions at Affected Plants NOX | Thousand Tons | 0 | 0 | 0 | 0 | 0 | 0 | 0 | 0
DE Unit Level EdMoore3 - NOX Cap Annual v3.1 | 258 | 7290 | Rate Constraint in MTons | FALSE | L | Annual | Allowances Purchased NOX | Thousand Tons | 0 | 0 | 0 | 0 | 0 | 0 | 0 | 0
DE Unit Level EdMoore3 - NOX Cap Annual v3.1 | 258 | 7290 | Rate Constraint in MTons | FALSE | L | Annual | Allowances Sold NOX | Thousand Tons | 0 | 0 | 0 | 0 | 0 | 0 | 0 | 0
DE Unit Level EdMoore3 - NOX Cap Annual v3.1 | 258 | 7290 | Rate Constraint in MTons | FALSE | L | Annual | Allowances Banked | Thousand Tons | 0 | 0 | 0 | 0 | 0 | 0 | 0 | 0
DE Unit Level EdMoore3 - NOX Cap Annual v3.1 | 258 | 7290 | Rate Constraint in MTons | FALSE | L | Annual | Allowances Withdrawn (1:1) | Thousand Tons | 0 | 0 | 0 | 0 | 0 | 0 | 0 | 0
DE Unit Level EdMoore3 - NOX Cap Annual v3.1 | 258 | 7290 | Rate Constraint in MTons | FALSE | L | Annual | Allowances Withdrawn (n:1) | Thousand Tons | 0 | 0 | 0 | 0 | 0 | 0 | 0 | 0
DE Unit Level EdMoore3 - NOX Cap Annual v3.1 | 258 | 7290 | Rate Constraint in MTons | FALSE | L | Annual | Net Emissions Allowance Position | Thousand Tons | 0 | 0 | 0 | 0 | 0 | 0 | 0 | 0
DE Unit Level EdMoore3 - NOX Cap Annual v3.1 | 258 | 7290 | Rate Constraint in MTons | FALSE | L | Annual | Fuel Consumed | TBtu | 0 | 0 | 0 | 0 | 0 | 0 | 0 | 0
DE Unit Level EdMoore3 - NOX Cap Annual v3.1 | 258 | 7290 | Rate Constraint in MTons | FALSE | L | Annual | Rate | lb/MMBtu | 0 | 0 | 0 | 0 | 0 | 0 | 0 | 0
DE Unit Level EdMoore3 - NOX Cap Annual v3.1 | 258 | 7290 | Rate Constraint in MTons | FALSE | L | Annual | Generation | TWh | 0 | 0 | 0 | 0 | 0 | 0 | 0 | 0
DE Unit Level EdMoore3 - NOX Cap Annual v3.1 | 258 | 7290 | Rate Constraint in MTons | FALSE | L | Annual | Qualifying Generation | TWh | 0 | 0 | 0 | 0 | 0 | 0 | 0 | 0
DE Unit Level EdMoore3 - NOX Cap Annual v3.1 | 258 | 7290 | Rate Constraint in MTons | FALSE | L | Annual | Rate | lb/MWh | 0 | 0 | 0 | 0 | 0 | 0 | 0 | 0
DE Unit Level EdMoore3 - NOX Cap Annual v3.1 | 258 | 7290 | Rate Constraint in MTons | FALSE | L | Annual | Constraint Shadow Price | US2019$/Ton | 0 | 0 | 0 | 0 | 0 | 0 | 0 | 0
DE Unit Level EdMoore3 - SO2 Cap Annual v3.1 | 259 | 7296 | Rate Constraint in MTons | FALSE | L | Annual | Seasons Included | Seasons | Winter, WintShld, Summer | Winter, WintShld, Summer | Winter, WintShld, Summer | Winter, WintShld, Summer | Winter, WintShld, Summer | Winter, WintShld, Summer | Winter, WintShld, Summer | Winter, WintShld, Summer
DE Unit Level EdMoore3 - SO2 Cap Annual v3.1 | 259 | 7296 | Rate Constraint in MTons | FALSE | L | Annual | Standard SO2 | Thousand Tons | 1.391 | 1.391 | 1.391 | 1.391 | 1.391 | 1.391 | 1.391 | 1.391
DE Unit Level EdMoore3 - SO2 Cap Annual v3.1 | 259 | 7296 | Rate Constraint in MTons | FALSE | L | Annual | Emissions at Affected Plants SO2 | Thousand Tons | 0 | 0 | 0 | 0 | 0 | 0 | 0 | 0
DE Unit Level EdMoore3 - SO2 Cap Annual v3.1 | 259 | 7296 | Rate Constraint in MTons | FALSE | L | Annual | Allowances Purchased SO2 | Thousand Tons | 0 | 0 | 0 | 0 | 0 | 0 | 0 | 0
DE Unit Level EdMoore3 - SO2 Cap Annual v3.1 | 259 | 7296 | Rate Constraint in MTons | FALSE | L | Annual | Allowances Sold SO2 | Thousand Tons | 0 | 0 | 0 | 0 | 0 | 0 | 0 | 0
DE Unit Level EdMoore3 - SO2 Cap Annual v3.1 | 259 | 7296 | Rate Constraint in MTons | FALSE | L | Annual | Allowances Banked | Thousand Tons | 0 | 0 | 0 | 0 | 0 | 0 | 0 | 0
DE Unit Level EdMoore3 - SO2 Cap Annual v3.1 | 259 | 7296 | Rate Constraint in MTons | FALSE | L | Annual | Allowances Withdrawn (1:1) | Thousand Tons | 0 | 0 | 0 | 0 | 0 | 0 | 0 | 0
DE Unit Level EdMoore3 - SO2 Cap Annual v3.1 | 259 | 7296 | Rate Constraint in MTons | FALSE | L | Annual | Allowances Withdrawn (n:1) | Thousand Tons | 0 | 0 | 0 | 0 | 0 | 0 | 0 | 0
DE Unit Level EdMoore3 - SO2 Cap Annual v3.1 | 259 | 7296 | Rate Constraint in MTons | FALSE | L | Annual | Net Emissions Allowance Position | Thousand Tons | 0 | 0 | 0 | 0 | 0 | 0 | 0 | 0
DE Unit Level EdMoore3 - SO2 Cap Annual v3.1 | 259 | 7296 | Rate Constraint in MTons | FALSE | L | Annual | Fuel Consumed | TBtu | 0 | 0 | 0 | 0 | 0 | 0 | 0 | 0
DE Unit Level EdMoore3 - SO2 Cap Annual v3.1 | 259 | 7296 | Rate Constraint in MTons | FALSE | L | Annual | Rate | lb/MMBtu | 0 | 0 | 0 | 0 | 0 | 0 | 0 | 0
DE Unit Level EdMoore3 - SO2 Cap Annual v3.1 | 259 | 7296 | Rate Constraint in MTons | FALSE | L | Annual | Generation | TWh | 0 | 0 | 0 | 0 | 0 | 0 | 0 | 0
DE Unit Level EdMoore3 - SO2 Cap Annual v3.1 | 259 | 7296 | Rate Constraint in MTons | FALSE | L | Annual | Qualifying Generation | TWh | 0 | 0 | 0 | 0 | 0 | 0 | 0 | 0
DE Unit Level EdMoore3 - SO2 Cap Annual v3.1 | 259 | 7296 | Rate Constraint in MTons | FALSE | L | Annual | Rate | lb/MWh | 0 | 0 | 0 | 0 | 0 | 0 | 0 | 0
DE Unit Level EdMoore3 - SO2 Cap Annual v3.1 | 259 | 7296 | Rate Constraint in MTons | FALSE | L | Annual | Constraint Shadow Price | US2019$/Ton | 0 | 0 | 0 | 0 | 0 | 0 | 0 | 0
DE Unit Level EdMoore4 - MER Cap Annual v3.1 | 260 | 7303 | Rate Constraint in MTons | FALSE | L | Annual | Seasons Included | Seasons | Winter, WintShld, Summer | Winter, WintShld, Summer | Winter, WintShld, Summer | Winter, WintShld, Summer | Winter, WintShld, Summer | Winter, WintShld, Summer | Winter, WintShld, Summer | Winter, WintShld, Summer
DE Unit Level EdMoore4 - MER Cap Annual v3.1 | 260 | 7303 | Rate Constraint in MTons | FALSE | L | Annual | Standard MER | lbs | 11.4 | 11.4 | 11.4 | 11.4 | 11.4 | 11.4 | 11.4 | 11.4
DE Unit Level EdMoore4 - MER Cap Annual v3.1 | 260 | 7303 | Rate Constraint in MTons | FALSE | L | Annual | Emissions at Affected Plants MER | lbs | 0 | 0 | 0 | 0 | 0 | 0 | 0 | 0
DE Unit Level EdMoore4 - MER Cap Annual v3.1 | 260 | 7303 | Rate Constraint in MTons | FALSE | L | Annual | Allowances Purchased MER | lbs | 0 | 0 | 0 | 0 | 0 | 0 | 0 | 0
DE Unit Level EdMoore4 - MER Cap Annual v3.1 | 260 | 7303 | Rate Constraint in MTons | FALSE | L | Annual | Allowances Sold MER | lbs | 0 | 0 | 0 | 0 | 0 | 0 | 0 | 0
DE Unit Level EdMoore4 - MER Cap Annual v3.1 | 260 | 7303 | Rate Constraint in MTons | FALSE | L | Annual | Allowances Banked | lbs | 0 | 0 | 0 | 0 | 0 | 0 | 0 | 0
DE Unit Level EdMoore4 - MER Cap Annual v3.1 | 260 | 7303 | Rate Constraint in MTons | FALSE | L | Annual | Allowances Withdrawn (1:1) | lbs | 0 | 0 | 0 | 0 | 0 | 0 | 0 | 0
DE Unit Level EdMoore4 - MER Cap Annual v3.1 | 260 | 7303 | Rate Constraint in MTons | FALSE | L | Annual | Allowances Withdrawn (n:1) | lbs | 0 | 0 | 0 | 0 | 0 | 0 | 0 | 0
DE Unit Level EdMoore4 - MER Cap Annual v3.1 | 260 | 7303 | Rate Constraint in MTons | FALSE | L | Annual | Net Emissions Allowance Position | lbs | 0 | 0 | 0 | 0 | 0 | 0 | 0 | 0
DE Unit Level EdMoore4 - MER Cap Annual v3.1 | 260 | 7303 | Rate Constraint in MTons | FALSE | L | Annual | Fuel Consumed | TBtu | 0 | 0 | 0 | 0 | 0 | 0 | 0 | 0
DE Unit Level EdMoore4 - MER Cap Annual v3.1 | 260 | 7303 | Rate Constraint in MTons | FALSE | L | Annual | Rate | lb/MMBtu | 0 | 0 | 0 | 0 | 0 | 0 | 0 | 0
DE Unit Level EdMoore4 - MER Cap Annual v3.1 | 260 | 7303 | Rate Constraint in MTons | FALSE | L | Annual | Generation | TWh | 0 | 0 | 0 | 0 | 0 | 0 | 0 | 0
DE Unit Level EdMoore4 - MER Cap Annual v3.1 | 260 | 7303 | Rate Constraint in MTons | FALSE | L | Annual | Qualifying Generation | TWh | 0 | 0 | 0 | 0 | 0 | 0 | 0 | 0
DE Unit Level EdMoore4 - MER Cap Annual v3.1 | 260 | 7303 | Rate Constraint in MTons | FALSE | L | Annual | Rate | lb/MWh | 0 | 0 | 0 | 0 | 0 | 0 | 0 | 0
DE Unit Level EdMoore4 - MER Cap Annual v3.1 | 260 | 7303 | Rate Constraint in MTons | FALSE | L | Annual | Constraint Shadow Price | US2019$/Lb | 0 | 0 | 0 | 0 | 0 | 0 | 0 | 0
DE Unit Level EdMoore4 - NOX Cap Annual v3.1 | 261 | 7291 | Rate Constraint in MTons | FALSE | L | Annual | Seasons Included | Seasons | Winter, WintShld, Summer | Winter, WintShld, Summer | Winter, WintShld, Summer | Winter, WintShld, Summer | Winter, WintShld, Summer | Winter, WintShld, Summer | Winter, WintShld, Summer | Winter, WintShld, Summer
DE Unit Level EdMoore4 - NOX Cap Annual v3.1 | 261 | 7291 | Rate Constraint in MTons | FALSE | L | Annual | Standard NOX | Thousand Tons | 1.339 | 1.339 | 1.339 | 1.339 | 1.339 | 1.339 | 1.339 | 1.339
DE Unit Level EdMoore4 - NOX Cap Annual v3.1 | 261 | 7291 | Rate Constraint in MTons | FALSE | L | Annual | Emissions at Affected Plants NOX | Thousand Tons | 0 | 0 | 0 | 0 | 0 | 0 | 0 | 0
DE Unit Level EdMoore4 - NOX Cap Annual v3.1 | 261 | 7291 | Rate Constraint in MTons | FALSE | L | Annual | Allowances Purchased NOX | Thousand Tons | 0 | 0 | 0 | 0 | 0 | 0 | 0 | 0
DE Unit Level EdMoore4 - NOX Cap Annual v3.1 | 261 | 7291 | Rate Constraint in MTons | FALSE | L | Annual | Allowances Sold NOX | Thousand Tons | 0 | 0 | 0 | 0 | 0 | 0 | 0 | 0
DE Unit Level EdMoore4 - NOX Cap Annual v3.1 | 261 | 7291 | Rate Constraint in MTons | FALSE | L | Annual | Allowances Banked | Thousand Tons | 0 | 0 | 0 | 0 | 0 | 0 | 0 | 0
DE Unit Level EdMoore4 - NOX Cap Annual v3.1 | 261 | 7291 | Rate Constraint in MTons | FALSE | L | Annual | Allowances Withdrawn (1:1) | Thousand Tons | 0 | 0 | 0 | 0 | 0 | 0 | 0 | 0
DE Unit Level EdMoore4 - NOX Cap Annual v3.1 | 261 | 7291 | Rate Constraint in MTons | FALSE | L | Annual | Allowances Withdrawn (n:1) | Thousand Tons | 0 | 0 | 0 | 0 | 0 | 0 | 0 | 0
DE Unit Level EdMoore4 - NOX Cap Annual v3.1 | 261 | 7291 | Rate Constraint in MTons | FALSE | L | Annual | Net Emissions Allowance Position | Thousand Tons | 0 | 0 | 0 | 0 | 0 | 0 | 0 | 0
DE Unit Level EdMoore4 - NOX Cap Annual v3.1 | 261 | 7291 | Rate Constraint in MTons | FALSE | L | Annual | Fuel Consumed | TBtu | 0 | 0 | 0 | 0 | 0 | 0 | 0 | 0
DE Unit Level EdMoore4 - NOX Cap Annual v3.1 | 261 | 7291 | Rate Constraint in MTons | FALSE | L | Annual | Rate | lb/MMBtu | 0 | 0 | 0 | 0 | 0 | 0 | 0 | 0
DE Unit Level EdMoore4 - NOX Cap Annual v3.1 | 261 | 7291 | Rate Constraint in MTons | FALSE | L | Annual | Generation | TWh | 0 | 0 | 0 | 0 | 0 | 0 | 0 | 0
DE Unit Level EdMoore4 - NOX Cap Annual v3.1 | 261 | 7291 | Rate Constraint in MTons | FALSE | L | Annual | Qualifying Generation | TWh | 0 | 0 | 0 | 0 | 0 | 0 | 0 | 0
DE Unit Level EdMoore4 - NOX Cap Annual v3.1 | 261 | 7291 | Rate Constraint in MTons | FALSE | L | Annual | Rate | lb/MWh | 0 | 0 | 0 | 0 | 0 | 0 | 0 | 0
DE Unit Level EdMoore4 - NOX Cap Annual v3.1 | 261 | 7291 | Rate Constraint in MTons | FALSE | L | Annual | Constraint Shadow Price | US2019$/Ton | 0 | 0 | 0 | 0 | 0 | 0 | 0 | 0
DE Unit Level EdMoore4 - SO2 Cap Annual v3.1 | 262 | 7297 | Rate Constraint in MTons | FALSE | L | Annual | Seasons Included | Seasons | Winter, WintShld, Summer | Winter, WintShld, Summer | Winter, WintShld, Summer | Winter, WintShld, Summer | Winter, WintShld, Summer | Winter, WintShld, Summer | Winter, WintShld, Summer | Winter, WintShld, Summer
DE Unit Level EdMoore4 - SO2 Cap Annual v3.1 | 262 | 7297 | Rate Constraint in MTons | FALSE | L | Annual | Standard SO2 | Thousand Tons | 2.41 | 2.41 | 2.41 | 2.41 | 2.41 | 2.41 | 2.41 | 2.41
DE Unit Level EdMoore4 - SO2 Cap Annual v3.1 | 262 | 7297 | Rate Constraint in MTons | FALSE | L | Annual | Emissions at Affected Plants SO2 | Thousand Tons | 0 | 0 | 0 | 0 | 0 | 0 | 0 | 0
DE Unit Level EdMoore4 - SO2 Cap Annual v3.1 | 262 | 7297 | Rate Constraint in MTons | FALSE | L | Annual | Allowances Purchased SO2 | Thousand Tons | 0 | 0 | 0 | 0 | 0 | 0 | 0 | 0
DE Unit Level EdMoore4 - SO2 Cap Annual v3.1 | 262 | 7297 | Rate Constraint in MTons | FALSE | L | Annual | Allowances Sold SO2 | Thousand Tons | 0 | 0 | 0 | 0 | 0 | 0 | 0 | 0
DE Unit Level EdMoore4 - SO2 Cap Annual v3.1 | 262 | 7297 | Rate Constraint in MTons | FALSE | L | Annual | Allowances Banked | Thousand Tons | 0 | 0 | 0 | 0 | 0 | 0 | 0 | 0
DE Unit Level EdMoore4 - SO2 Cap Annual v3.1 | 262 | 7297 | Rate Constraint in MTons | FALSE | L | Annual | Allowances Withdrawn (1:1) | Thousand Tons | 0 | 0 | 0 | 0 | 0 | 0 | 0 | 0
DE Unit Level EdMoore4 - SO2 Cap Annual v3.1 | 262 | 7297 | Rate Constraint in MTons | FALSE | L | Annual | Allowances Withdrawn (n:1) | Thousand Tons | 0 | 0 | 0 | 0 | 0 | 0 | 0 | 0
DE Unit Level EdMoore4 - SO2 Cap Annual v3.1 | 262 | 7297 | Rate Constraint in MTons | FALSE | L | Annual | Net Emissions Allowance Position | Thousand Tons | 0 | 0 | 0 | 0 | 0 | 0 | 0 | 0
DE Unit Level EdMoore4 - SO2 Cap Annual v3.1 | 262 | 7297 | Rate Constraint in MTons | FALSE | L | Annual | Fuel Consumed | TBtu | 0 | 0 | 0 | 0 | 0 | 0 | 0 | 0
DE Unit Level EdMoore4 - SO2 Cap Annual v3.1 | 262 | 7297 | Rate Constraint in MTons | FALSE | L | Annual | Rate | lb/MMBtu | 0 | 0 | 0 | 0 | 0 | 0 | 0 | 0
DE Unit Level EdMoore4 - SO2 Cap Annual v3.1 | 262 | 7297 | Rate Constraint in MTons | FALSE | L | Annual | Generation | TWh | 0 | 0 | 0 | 0 | 0 | 0 | 0 | 0
DE Unit Level EdMoore4 - SO2 Cap Annual v3.1 | 262 | 7297 | Rate Constraint in MTons | FALSE | L | Annual | Qualifying Generation | TWh | 0 | 0 | 0 | 0 | 0 | 0 | 0 | 0
DE Unit Level EdMoore4 - SO2 Cap Annual v3.1 | 262 | 7297 | Rate Constraint in MTons | FALSE | L | Annual | Rate | lb/MWh | 0 | 0 | 0 | 0 | 0 | 0 | 0 | 0
DE Unit Level EdMoore4 - SO2 Cap Annual v3.1 | 262 | 7297 | Rate Constraint in MTons | FALSE | L | Annual | Constraint Shadow Price | US2019$/Ton | 0 | 0 | 0 | 0 | 0 | 0 | 0 | 0
DE Unit Level EdMoore5 - NOX Cap Annual v3.1 | 263 | 7292 | Rate Constraint in MTons | FALSE | L | Annual | Seasons Included | Seasons | Winter, WintShld, Summer | Winter, WintShld, Summer | Winter, WintShld, Summer | Winter, WintShld, Summer | Winter, WintShld, Summer | Winter, WintShld, Summer | Winter, WintShld, Summer | Winter, WintShld, Summer
DE Unit Level EdMoore5 - NOX Cap Annual v3.1 | 263 | 7292 | Rate Constraint in MTons | FALSE | L | Annual | Standard NOX | Thousand Tons | 1.348 | 1.348 | 1.348 | 1.348 | 1.348 | 1.348 | 1.348 | 1.348
DE Unit Level EdMoore5 - NOX Cap Annual v3.1 | 263 | 7292 | Rate Constraint in MTons | FALSE | L | Annual | Emissions at Affected Plants NOX | Thousand Tons | 0 | 0 | 0 | 0 | 0 | 0 | 0 | 0
DE Unit Level EdMoore5 - NOX Cap Annual v3.1 | 263 | 7292 | Rate Constraint in MTons | FALSE | L | Annual | Allowances Purchased NOX | Thousand Tons | 0 | 0 | 0 | 0 | 0 | 0 | 0 | 0
DE Unit Level EdMoore5 - NOX Cap Annual v3.1 | 263 | 7292 | Rate Constraint in MTons | FALSE | L | Annual | Allowances Sold NOX | Thousand Tons | 0 | 0 | 0 | 0 | 0 | 0 | 0 | 0
DE Unit Level EdMoore5 - NOX Cap Annual v3.1 | 263 | 7292 | Rate Constraint in MTons | FALSE | L | Annual | Allowances Banked | Thousand Tons | 0 | 0 | 0 | 0 | 0 | 0 | 0 | 0
DE Unit Level EdMoore5 - NOX Cap Annual v3.1 | 263 | 7292 | Rate Constraint in MTons | FALSE | L | Annual | Allowances Withdrawn (1:1) | Thousand Tons | 0 | 0 | 0 | 0 | 0 | 0 | 0 | 0
DE Unit Level EdMoore5 - NOX Cap Annual v3.1 | 263 | 7292 | Rate Constraint in MTons | FALSE | L | Annual | Allowances Withdrawn (n:1) | Thousand Tons | 0 | 0 | 0 | 0 | 0 | 0 | 0 | 0
DE Unit Level EdMoore5 - NOX Cap Annual v3.1 | 263 | 7292 | Rate Constraint in MTons | FALSE | L | Annual | Net Emissions Allowance Position | Thousand Tons | 0 | 0 | 0 | 0 | 0 | 0 | 0 | 0
DE Unit Level EdMoore5 - NOX Cap Annual v3.1 | 263 | 7292 | Rate Constraint in MTons | FALSE | L | Annual | Fuel Consumed | TBtu | 0 | 0 | 0 | 0 | 0 | 0 | 0 | 0
DE Unit Level EdMoore5 - NOX Cap Annual v3.1 | 263 | 7292 | Rate Constraint in MTons | FALSE | L | Annual | Rate | lb/MMBtu | 0 | 0 | 0 | 0 | 0 | 0 | 0 | 0
DE Unit Level EdMoore5 - NOX Cap Annual v3.1 | 263 | 7292 | Rate Constraint in MTons | FALSE | L | Annual | Generation | TWh | 0 | 0 | 0 | 0 | 0 | 0 | 0 | 0
DE Unit Level EdMoore5 - NOX Cap Annual v3.1 | 263 | 7292 | Rate Constraint in MTons | FALSE | L | Annual | Qualifying Generation | TWh | 0 | 0 | 0 | 0 | 0 | 0 | 0 | 0
DE Unit Level EdMoore5 - NOX Cap Annual v3.1 | 263 | 7292 | Rate Constraint in MTons | FALSE | L | Annual | Rate | lb/MWh | 0 | 0 | 0 | 0 | 0 | 0 | 0 | 0
DE Unit Level EdMoore5 - NOX Cap Annual v3.1 | 263 | 7292 | Rate Constraint in MTons | FALSE | L | Annual | Constraint Shadow Price | US2019$/Ton | 0 | 0 | 0 | 0 | 0 | 0 | 0 | 0
DE Unit Level EdMoore5 - SO2 Cap Annual v3.1 | 264 | 7298 | Rate Constraint in MTons | FALSE | L | Annual | Seasons Included | Seasons | Winter, WintShld, Summer | Winter, WintShld, Summer | Winter, WintShld, Summer | Winter, WintShld, Summer | Winter, WintShld, Summer | Winter, WintShld, Summer | Winter, WintShld, Summer | Winter, WintShld, Summer
DE Unit Level EdMoore5 - SO2 Cap Annual v3.1 | 264 | 7298 | Rate Constraint in MTons | FALSE | L | Annual | Standard SO2 | Thousand Tons | 2.427 | 2.427 | 2.427 | 2.427 | 2.427 | 2.427 | 2.427 | 2.427
DE Unit Level EdMoore5 - SO2 Cap Annual v3.1 | 264 | 7298 | Rate Constraint in MTons | FALSE | L | Annual | Emissions at Affected Plants SO2 | Thousand Tons | 0 | 0 | 0 | 0 | 0 | 0 | 0 | 0
DE Unit Level EdMoore5 - SO2 Cap Annual v3.1 | 264 | 7298 | Rate Constraint in MTons | FALSE | L | Annual | Allowances Purchased SO2 | Thousand Tons | 0 | 0 | 0 | 0 | 0 | 0 | 0 | 0
DE Unit Level EdMoore5 - SO2 Cap Annual v3.1 | 264 | 7298 | Rate Constraint in MTons | FALSE | L | Annual | Allowances Sold SO2 | Thousand Tons | 0 | 0 | 0 | 0 | 0 | 0 | 0 | 0
DE Unit Level EdMoore5 - SO2 Cap Annual v3.1 | 264 | 7298 | Rate Constraint in MTons | FALSE | L | Annual | Allowances Banked | Thousand Tons | 0 | 0 | 0 | 0 | 0 | 0 | 0 | 0
DE Unit Level EdMoore5 - SO2 Cap Annual v3.1 | 264 | 7298 | Rate Constraint in MTons | FALSE | L | Annual | Allowances Withdrawn (1:1) | Thousand Tons | 0 | 0 | 0 | 0 | 0 | 0 | 0 | 0
DE Unit Level EdMoore5 - SO2 Cap Annual v3.1 | 264 | 7298 | Rate Constraint in MTons | FALSE | L | Annual | Allowances Withdrawn (n:1) | Thousand Tons | 0 | 0 | 0 | 0 | 0 | 0 | 0 | 0
DE Unit Level EdMoore5 - SO2 Cap Annual v3.1 | 264 | 7298 | Rate Constraint in MTons | FALSE | L | Annual | Net Emissions Allowance Position | Thousand Tons | 0 | 0 | 0 | 0 | 0 | 0 | 0 | 0
DE Unit Level EdMoore5 - SO2 Cap Annual v3.1 | 264 | 7298 | Rate Constraint in MTons | FALSE | L | Annual | Fuel Consumed | TBtu | 0 | 0 | 0 | 0 | 0 | 0 | 0 | 0
DE Unit Level EdMoore5 - SO2 Cap Annual v3.1 | 264 | 7298 | Rate Constraint in MTons | FALSE | L | Annual | Rate | lb/MMBtu | 0 | 0 | 0 | 0 | 0 | 0 | 0 | 0
DE Unit Level EdMoore5 - SO2 Cap Annual v3.1 | 264 | 7298 | Rate Constraint in MTons | FALSE | L | Annual | Generation | TWh | 0 | 0 | 0 | 0 | 0 | 0 | 0 | 0
DE Unit Level EdMoore5 - SO2 Cap Annual v3.1 | 264 | 7298 | Rate Constraint in MTons | FALSE | L | Annual | Qualifying Generation | TWh | 0 | 0 | 0 | 0 | 0 | 0 | 0 | 0
DE Unit Level EdMoore5 - SO2 Cap Annual v3.1 | 264 | 7298 | Rate Constraint in MTons | FALSE | L | Annual | Rate | lb/MWh | 0 | 0 | 0 | 0 | 0 | 0 | 0 | 0
DE Unit Level EdMoore5 - SO2 Cap Annual v3.1 | 264 | 7298 | Rate Constraint in MTons | FALSE | L | Annual | Constraint Shadow Price | US2019$/Ton | 0 | 0 | 0 | 0 | 0 | 0 | 0 | 0
DE Unit Level IndRiver4 - MER Cap Annual v3.1 | 265 | 7304 | Rate Constraint in MTons | FALSE | L | Annual | Seasons Included | Seasons | Winter, WintShld, Summer | Winter, WintShld, Summer | Winter, WintShld, Summer | Winter, WintShld, Summer | Winter, WintShld, Summer | Winter, WintShld, Summer | Winter, WintShld, Summer | Winter, WintShld, Summer
DE Unit Level IndRiver4 - MER Cap Annual v3.1 | 265 | 7304 | Rate Constraint in MTons | FALSE | L | Annual | Standard MER | lbs | 17.4 | 17.4 | 17.4 | 17.4 | 17.4 | 17.4 | 17.4 | 17.4
DE Unit Level IndRiver4 - MER Cap Annual v3.1 | 265 | 7304 | Rate Constraint in MTons | FALSE | L | Annual | Emissions at Affected Plants MER | lbs | 0 | 0 | 0 | 0 | 0 | 0 | 0 | 0
DE Unit Level IndRiver4 - MER Cap Annual v3.1 | 265 | 7304 | Rate Constraint in MTons | FALSE | L | Annual | Allowances Purchased MER | lbs | 0 | 0 | 0 | 0 | 0 | 0 | 0 | 0
DE Unit Level IndRiver4 - MER Cap Annual v3.1 | 265 | 7304 | Rate Constraint in MTons | FALSE | L | Annual | Allowances Sold MER | lbs | 0 | 0 | 0 | 0 | 0 | 0 | 0 | 0
DE Unit Level IndRiver4 - MER Cap Annual v3.1 | 265 | 7304 | Rate Constraint in MTons | FALSE | L | Annual | Allowances Banked | lbs | 0 | 0 | 0 | 0 | 0 | 0 | 0 | 0
DE Unit Level IndRiver4 - MER Cap Annual v3.1 | 265 | 7304 | Rate Constraint in MTons | FALSE | L | Annual | Allowances Withdrawn (1:1) | lbs | 0 | 0 | 0 | 0 | 0 | 0 | 0 | 0
DE Unit Level IndRiver4 - MER Cap Annual v3.1 | 265 | 7304 | Rate Constraint in MTons | FALSE | L | Annual | Allowances Withdrawn (n:1) | lbs | 0 | 0 | 0 | 0 | 0 | 0 | 0 | 0
DE Unit Level IndRiver4 - MER Cap Annual v3.1 | 265 | 7304 | Rate Constraint in MTons | FALSE | L | Annual | Net Emissions Allowance Position | lbs | 0 | 0 | 0 | 0 | 0 | 0 | 0 | 0
DE Unit Level IndRiver4 - MER Cap Annual v3.1 | 265 | 7304 | Rate Constraint in MTons | FALSE | L | Annual | Fuel Consumed | TBtu | 0 | 0 | 0 | 0 | 0 | 0 | 0 | 0
DE Unit Level IndRiver4 - MER Cap Annual v3.1 | 265 | 7304 | Rate Constraint in MTons | FALSE | L | Annual | Rate | lb/MMBtu | 0 | 0 | 0 | 0 | 0 | 0 | 0 | 0
DE Unit Level IndRiver4 - MER Cap Annual v3.1 | 265 | 7304 | Rate Constraint in MTons | FALSE | L | Annual | Generation | TWh | 0 | 0 | 0 | 0 | 0 | 0 | 0 | 0
DE Unit Level IndRiver4 - MER Cap Annual v3.1 | 265 | 7304 | Rate Constraint in MTons | FALSE | L | Annual | Qualifying Generation | TWh | 0 | 0 | 0 | 0 | 0 | 0 | 0 | 0
DE Unit Level IndRiver4 - MER Cap Annual v3.1 | 265 | 7304 | Rate Constraint in MTons | FALSE | L | Annual | Rate | lb/MWh | 0 | 0 | 0 | 0 | 0 | 0 | 0 | 0
DE Unit Level IndRiver4 - MER Cap Annual v3.1 | 265 | 7304 | Rate Constraint in MTons | FALSE | L | Annual | Constraint Shadow Price | US2019$/Lb | 0 | 0 | 0 | 0 | 0 | 0 | 0 | 0
DE Unit Level IndRiver4 - NOX Cap Annual v3.1 | 266 | 7293 | Rate Constraint in MTons | FALSE | L | Annual | Seasons Included | Seasons | Winter, WintShld, Summer | Winter, WintShld, Summer | Winter, WintShld, Summer | Winter, WintShld, Summer | Winter, WintShld, Summer | Winter, WintShld, Summer | Winter, WintShld, Summer | Winter, WintShld, Summer
DE Unit Level IndRiver4 - NOX Cap Annual v3.1 | 266 | 7293 | Rate Constraint in MTons | FALSE | L | Annual | Standard NOX | Thousand Tons | 2.032 | 2.032 | 2.032 | 2.032 | 2.032 | 2.032 | 2.032 | 2.032
DE Unit Level IndRiver4 - NOX Cap Annual v3.1 | 266 | 7293 | Rate Constraint in MTons | FALSE | L | Annual | Emissions at Affected Plants NOX | Thousand Tons | 0 | 0 | 0 | 0 | 0 | 0 | 0 | 0
DE Unit Level IndRiver4 - NOX Cap Annual v3.1 | 266 | 7293 | Rate Constraint in MTons | FALSE | L | Annual | Allowances Purchased NOX | Thousand Tons | 0 | 0 | 0 | 0 | 0 | 0 | 0 | 0
DE Unit Level IndRiver4 - NOX Cap Annual v3.1 | 266 | 7293 | Rate Constraint in MTons | FALSE | L | Annual | Allowances Sold NOX | Thousand Tons | 0 | 0 | 0 | 0 | 0 | 0 | 0 | 0
DE Unit Level IndRiver4 - NOX Cap Annual v3.1 | 266 | 7293 | Rate Constraint in MTons | FALSE | L | Annual | Allowances Banked | Thousand Tons | 0 | 0 | 0 | 0 | 0 | 0 | 0 | 0
DE Unit Level IndRiver4 - NOX Cap Annual v3.1 | 266 | 7293 | Rate Constraint in MTons | FALSE | L | Annual | Allowances Withdrawn (1:1) | Thousand Tons | 0 | 0 | 0 | 0 | 0 | 0 | 0 | 0
DE Unit Level IndRiver4 - NOX Cap Annual v3.1 | 266 | 7293 | Rate Constraint in MTons | FALSE | L | Annual | Allowances Withdrawn (n:1) | Thousand Tons | 0 | 0 | 0 | 0 | 0 | 0 | 0 | 0
DE Unit Level IndRiver4 - NOX Cap Annual v3.1 | 266 | 7293 | Rate Constraint in MTons | FALSE | L | Annual | Net Emissions Allowance Position | Thousand Tons | 0 | 0 | 0 | 0 | 0 | 0 | 0 | 0
DE Unit Level IndRiver4 - NOX Cap Annual v3.1 | 266 | 7293 | Rate Constraint in MTons | FALSE | L | Annual | Fuel Consumed | TBtu | 0 | 0 | 0 | 0 | 0 | 0 | 0 | 0
DE Unit Level IndRiver4 - NOX Cap Annual v3.1 | 266 | 7293 | Rate Constraint in MTons | FALSE | L | Annual | Rate | lb/MMBtu | 0 | 0 | 0 | 0 | 0 | 0 | 0 | 0
DE Unit Level IndRiver4 - NOX Cap Annual v3.1 | 266 | 7293 | Rate Constraint in MTons | FALSE | L | Annual | Generation | TWh | 0 | 0 | 0 | 0 | 0 | 0 | 0 | 0
DE Unit Level IndRiver4 - NOX Cap Annual v3.1 | 266 | 7293 | Rate Constraint in MTons | FALSE | L | Annual | Qualifying Generation | TWh | 0 | 0 | 0 | 0 | 0 | 0 | 0 | 0
DE Unit Level IndRiver4 - NOX Cap Annual v3.1 | 266 | 7293 | Rate Constraint in MTons | FALSE | L | Annual | Rate | lb/MWh | 0 | 0 | 0 | 0 | 0 | 0 | 0 | 0
DE Unit Level IndRiver4 - NOX Cap Annual v3.1 | 266 | 7293 | Rate Constraint in MTons | FALSE | L | Annual | Constraint Shadow Price | US2019$/Ton | 0 | 0 | 0 | 0 | 0 | 0 | 0 | 0
DE Unit Level IndRiver4 - SO2 Cap Annual v3.1 | 267 | 7299 | Rate Constraint in MTons | FALSE | L | Annual | Seasons Included | Seasons | Winter, WintShld, Summer | Winter, WintShld, Summer | Winter, WintShld, Summer | Winter, WintShld, Summer | Winter, WintShld, Summer | Winter, WintShld, Summer | Winter, WintShld, Summer | Winter, WintShld, Summer
DE Unit Level IndRiver4 - SO2 Cap Annual v3.1 | 267 | 7299 | Rate Constraint in MTons | FALSE | L | Annual | Standard SO2 | Thousand Tons | 3.657 | 3.657 | 3.657 | 3.657 | 3.657 | 3.657 | 3.657 | 3.657
DE Unit Level IndRiver4 - SO2 Cap Annual v3.1 | 267 | 7299 | Rate Constraint in MTons | FALSE | L | Annual | Emissions at Affected Plants SO2 | Thousand Tons | 0 | 0 | 0 | 0 | 0 | 0 | 0 | 0
DE Unit Level IndRiver4 - SO2 Cap Annual v3.1 | 267 | 7299 | Rate Constraint in MTons | FALSE | L | Annual | Allowances Purchased SO2 | Thousand Tons | 0 | 0 | 0 | 0 | 0 | 0 | 0 | 0
DE Unit Level IndRiver4 - SO2 Cap Annual v3.1 | 267 | 7299 | Rate Constraint in MTons | FALSE | L | Annual | Allowances Sold SO2 | Thousand Tons | 0 | 0 | 0 | 0 | 0 | 0 | 0 | 0
DE Unit Level IndRiver4 - SO2 Cap Annual v3.1 | 267 | 7299 | Rate Constraint in MTons | FALSE | L | Annual | Allowances Banked | Thousand Tons | 0 | 0 | 0 | 0 | 0 | 0 | 0 | 0
DE Unit Level IndRiver4 - SO2 Cap Annual v3.1 | 267 | 7299 | Rate Constraint in MTons | FALSE | L | Annual | Allowances Withdrawn (1:1) | Thousand Tons | 0 | 0 | 0 | 0 | 0 | 0 | 0 | 0
DE Unit Level IndRiver4 - SO2 Cap Annual v3.1 | 267 | 7299 | Rate Constraint in MTons | FALSE | L | Annual | Allowances Withdrawn (n:1) | Thousand Tons | 0 | 0 | 0 | 0 | 0 | 0 | 0 | 0
DE Unit Level IndRiver4 - SO2 Cap Annual v3.1 | 267 | 7299 | Rate Constraint in MTons | FALSE | L | Annual | Net Emissions Allowance Position | Thousand Tons | 0 | 0 | 0 | 0 | 0 | 0 | 0 | 0
DE Unit Level IndRiver4 - SO2 Cap Annual v3.1 | 267 | 7299 | Rate Constraint in MTons | FALSE | L | Annual | Fuel Consumed | TBtu | 0 | 0 | 0 | 0 | 0 | 0 | 0 | 0
DE Unit Level IndRiver4 - SO2 Cap Annual v3.1 | 267 | 7299 | Rate Constraint in MTons | FALSE | L | Annual | Rate | lb/MMBtu | 0 | 0 | 0 | 0 | 0 | 0 | 0 | 0
DE Unit Level IndRiver4 - SO2 Cap Annual v3.1 | 267 | 7299 | Rate Constraint in MTons | FALSE | L | Annual | Generation | TWh | 0 | 0 | 0 | 0 | 0 | 0 | 0 | 0
DE Unit Level IndRiver4 - SO2 Cap Annual v3.1 | 267 | 7299 | Rate Constraint in MTons | FALSE | L | Annual | Qualifying Generation | TWh | 0 | 0 | 0 | 0 | 0 | 0 | 0 | 0
DE Unit Level IndRiver4 - SO2 Cap Annual v3.1 | 267 | 7299 | Rate Constraint in MTons | FALSE | L | Annual | Rate | lb/MWh | 0 | 0 | 0 | 0 | 0 | 0 | 0 | 0
DE Unit Level IndRiver4 - SO2 Cap Annual v3.1 | 267 | 7299 | Rate Constraint in MTons | FALSE | L | Annual | Constraint Shadow Price | US2019$/Ton | 0 | 0 | 0 | 0 | 0 | 0 | 0 | 0
DE Unit Level McKee3 - NOX Cap Annual v3.1 | 268 | 7294 | Rate Constraint in MTons | FALSE | L | Annual | Seasons Included | Seasons | Winter, WintShld, Summer | Winter, WintShld, Summer | Winter, WintShld, Summer | Winter, WintShld, Summer | Winter, WintShld, Summer | Winter, WintShld, Summer | Winter, WintShld, Summer | Winter, WintShld, Summer
DE Unit Level McKee3 - NOX Cap Annual v3.1 | 268 | 7294 | Rate Constraint in MTons | FALSE | L | Annual | Standard NOX | Thousand Tons | 0.244 | 0.244 | 0.244 | 0.244 | 0.244 | 0.244 | 0.244 | 0.244
DE Unit Level McKee3 - NOX Cap Annual v3.1 | 268 | 7294 | Rate Constraint in MTons | FALSE | L | Annual | Emissions at Affected Plants NOX | Thousand Tons | 0 | 0 | 0 | 0 | 0 | 0 | 0 | 0
DE Unit Level McKee3 - NOX Cap Annual v3.1 | 268 | 7294 | Rate Constraint in MTons | FALSE | L | Annual | Allowances Purchased NOX | Thousand Tons | 0 | 0 | 0 | 0 | 0 | 0 | 0 | 0
DE Unit Level McKee3 - NOX Cap Annual v3.1 | 268 | 7294 | Rate Constraint in MTons | FALSE | L | Annual | Allowances Sold NOX | Thousand Tons | 0 | 0 | 0 | 0 | 0 | 0 | 0 | 0
DE Unit Level McKee3 - NOX Cap Annual v3.1 | 268 | 7294 | Rate Constraint in MTons | FALSE | L | Annual | Allowances Banked | Thousand Tons | 0 | 0 | 0 | 0 | 0 | 0 | 0 | 0
DE Unit Level McKee3 - NOX Cap Annual v3.1 | 268 | 7294 | Rate Constraint in MTons | FALSE | L | Annual | Allowances Withdrawn (1:1) | Thousand Tons | 0 | 0 | 0 | 0 | 0 | 0 | 0 | 0
DE Unit Level McKee3 - NOX Cap Annual v3.1 | 268 | 7294 | Rate Constraint in MTons | FALSE | L | Annual | Allowances Withdrawn (n:1) | Thousand Tons | 0 | 0 | 0 | 0 | 0 | 0 | 0 | 0
DE Unit Level McKee3 - NOX Cap Annual v3.1 | 268 | 7294 | Rate Constraint in MTons | FALSE | L | Annual | Net Emissions Allowance Position | Thousand Tons | 0 | 0 | 0 | 0 | 0 | 0 | 0 | 0
DE Unit Level McKee3 - NOX Cap Annual v3.1 | 268 | 7294 | Rate Constraint in MTons | FALSE | L | Annual | Fuel Consumed | TBtu | 0 | 0 | 0 | 0 | 0 | 0 | 0 | 0
DE Unit Level McKee3 - NOX Cap Annual v3.1 | 268 | 7294 | Rate Constraint in MTons | FALSE | L | Annual | Rate | lb/MMBtu | 0 | 0 | 0 | 0 | 0 | 0 | 0 | 0
DE Unit Level McKee3 - NOX Cap Annual v3.1 | 268 | 7294 | Rate Constraint in MTons | FALSE | L | Annual | Generation | TWh | 0 | 0 | 0 | 0 | 0 | 0 | 0 | 0
DE Unit Level McKee3 - NOX Cap Annual v3.1 | 268 | 7294 | Rate Constraint in MTons | FALSE | L | Annual | Qualifying Generation | TWh | 0 | 0 | 0 | 0 | 0 | 0 | 0 | 0
DE Unit Level McKee3 - NOX Cap Annual v3.1 | 268 | 7294 | Rate Constraint in MTons | FALSE | L | Annual | Rate | lb/MWh | 0 | 0 | 0 | 0 | 0 | 0 | 0 | 0
DE Unit Level McKee3 - NOX Cap Annual v3.1 | 268 | 7294 | Rate Constraint in MTons | FALSE | L | Annual | Constraint Shadow Price | US2019$/Ton | 0 | 0 | 0 | 0 | 0 | 0 | 0 | 0
DE Unit Level McKee3 - SO2 Cap Annual v3.1 | 269 | 7300 | Rate Constraint in MTons | FALSE | L | Annual | Seasons Included | Seasons | Winter, WintShld, Summer | Winter, WintShld, Summer | Winter, WintShld, Summer | Winter, WintShld, Summer | Winter, WintShld, Summer | Winter, WintShld, Summer | Winter, WintShld, Summer | Winter, WintShld, Summer
DE Unit Level McKee3 - SO2 Cap Annual v3.1 | 269 | 7300 | Rate Constraint in MTons | FALSE | L | Annual | Standard SO2 | Thousand Tons | 0.439 | 0.439 | 0.439 | 0.439 | 0.439 | 0.439 | 0.439 | 0.439
DE Unit Level McKee3 - SO2 Cap Annual v3.1 | 269 | 7300 | Rate Constraint in MTons | FALSE | L | Annual | Emissions at Affected Plants SO2 | Thousand Tons | 0 | 0 | 0 | 0 | 0 | 0 | 0 | 0
DE Unit Level McKee3 - SO2 Cap Annual v3.1 | 269 | 7300 | Rate Constraint in MTons | FALSE | L | Annual | Allowances Purchased SO2 | Thousand Tons | 0 | 0 | 0 | 0 | 0 | 0 | 0 | 0
DE Unit Level McKee3 - SO2 Cap Annual v3.1 | 269 | 7300 | Rate Constraint in MTons | FALSE | L | Annual | Allowances Sold SO2 | Thousand Tons | 0 | 0 | 0 | 0 | 0 | 0 | 0 | 0
DE Unit Level McKee3 - SO2 Cap Annual v3.1 | 269 | 7300 | Rate Constraint in MTons | FALSE | L | Annual | Allowances Banked | Thousand Tons | 0 | 0 | 0 | 0 | 0 | 0 | 0 | 0
DE Unit Level McKee3 - SO2 Cap Annual v3.1 | 269 | 7300 | Rate Constraint in MTons | FALSE | L | Annual | Allowances Withdrawn (1:1) | Thousand Tons | 0 | 0 | 0 | 0 | 0 | 0 | 0 | 0
DE Unit Level McKee3 - SO2 Cap Annual v3.1 | 269 | 7300 | Rate Constraint in MTons | FALSE | L | Annual | Allowances Withdrawn (n:1) | Thousand Tons | 0 | 0 | 0 | 0 | 0 | 0 | 0 | 0
DE Unit Level McKee3 - SO2 Cap Annual v3.1 | 269 | 7300 | Rate Constraint in MTons | FALSE | L | Annual | Net Emissions Allowance Position | Thousand Tons | 0 | 0 | 0 | 0 | 0 | 0 | 0 | 0
DE Unit Level McKee3 - SO2 Cap Annual v3.1 | 269 | 7300 | Rate Constraint in MTons | FALSE | L | Annual | Fuel Consumed | TBtu | 0 | 0 | 0 | 0 | 0 | 0 | 0 | 0
DE Unit Level McKee3 - SO2 Cap Annual v3.1 | 269 | 7300 | Rate Constraint in MTons | FALSE | L | Annual | Rate | lb/MMBtu | 0 | 0 | 0 | 0 | 0 | 0 | 0 | 0
DE Unit Level McKee3 - SO2 Cap Annual v3.1 | 269 | 7300 | Rate Constraint in MTons | FALSE | L | Annual | Generation | TWh | 0 | 0 | 0 | 0 | 0 | 0 | 0 | 0
DE Unit Level McKee3 - SO2 Cap Annual v3.1 | 269 | 7300 | Rate Constraint in MTons | FALSE | L | Annual | Qualifying Generation | TWh | 0 | 0 | 0 | 0 | 0 | 0 | 0 | 0
DE Unit Level McKee3 - SO2 Cap Annual v3.1 | 269 | 7300 | Rate Constraint in MTons | FALSE | L | Annual | Rate | lb/MWh | 0 | 0 | 0 | 0 | 0 | 0 | 0 | 0
DE Unit Level McKee3 - SO2 Cap Annual v3.1 | 269 | 7300 | Rate Constraint in MTons | FALSE | L | Annual | Constraint Shadow Price | US2019$/Ton | 0 | 0 | 0 | 0 | 0 | 0 | 0 | 0
Dummy Delaware NOx Constraint v4.0 | 270 | 7644 | Rate Constraint in MTons | FALSE | L | Annual | Seasons Included | Seasons | Winter, WintShld, Summer | Winter, WintShld, Summer | Winter, WintShld, Summer | Winter, WintShld, Summer | Winter, WintShld, Summer | Winter, WintShld, Summer | Winter, WintShld, Summer | Winter, WintShld, Summer
Dummy Delaware NOx Constraint v4.0 | 270 | 7644 | Rate Constraint in MTons | FALSE | L | Annual | Standard NOX | Thousand Tons | 99999 | 99999 | 99999 | 99999 | 99999 | 99999 | 99999 | 99999
Dummy Delaware NOx Constraint v4.0 | 270 | 7644 | Rate Constraint in MTons | FALSE | L | Annual | Emissions at Affected Plants NOX | Thousand Tons | 0.0043408 | 0.0057108 | 0.0092633 | 0.0060143 | 0.0076721 | 0.0050026 | 0.0040496 | 0.0031199
Dummy Delaware NOx Constraint v4.0 | 270 | 7644 | Rate Constraint in MTons | FALSE | L | Annual | Allowances Purchased NOX | Thousand Tons | 0 | 0 | 0 | 0 | 0 | 0 | 0 | 0
Dummy Delaware NOx Constraint v4.0 | 270 | 7644 | Rate Constraint in MTons | FALSE | L | Annual | Allowances Sold NOX | Thousand Tons | 0 | 0 | 0 | 0 | 0 | 0 | 0 | 0
Dummy Delaware NOx Constraint v4.0 | 270 | 7644 | Rate Constraint in MTons | FALSE | L | Annual | Allowances Banked | Thousand Tons | 0 | 0 | 0 | 0 | 0 | 0 | 0 | 0
Dummy Delaware NOx Constraint v4.0 | 270 | 7644 | Rate Constraint in MTons | FALSE | L | Annual | Allowances Withdrawn (1:1) | Thousand Tons | 0 | 0 | 0 | 0 | 0 | 0 | 0 | 0
Dummy Delaware NOx Constraint v4.0 | 270 | 7644 | Rate Constraint in MTons | FALSE | L | Annual | Allowances Withdrawn (n:1) | Thousand Tons | 0 | 0 | 0 | 0 | 0 | 0 | 0 | 0
Dummy Delaware NOx Constraint v4.0 | 270 | 7644 | Rate Constraint in MTons | FALSE | L | Annual | Net Emissions Allowance Position | Thousand Tons | 0.0043408 | 0.0057108 | 0.0092633 | 0.0060143 | 0.0076721 | 0.0050026 | 0.0040496 | 0.0031199
Dummy Delaware NOx Constraint v4.0 | 270 | 7644 | Rate Constraint in MTons | FALSE | L | Annual | Fuel Consumed | TBtu | 0.61846 | 0.77332 | 1.4169 | 1.1988 | 1.389 | 0.8816 | 0.81035 | 0.73773
Dummy Delaware NOx Constraint v4.0 | 270 | 7644 | Rate Constraint in MTons | FALSE | L | Annual | Rate | lb/MMBtu | 0.014038 | 0.014769 | 0.013076 | 0.010034 | 0.011047 | 0.011349 | 0.0099946 | 0.0084581
Dummy Delaware NOx Constraint v4.0 | 270 | 7644 | Rate Constraint in MTons | FALSE | L | Annual | Generation | TWh | 0.074616 | 0.091652 | 0.17528 | 0.15288 | 0.17191 | 0.10527 | 0.097519 | 0.089115
Dummy Delaware NOx Constraint v4.0 | 270 | 7644 | Rate Constraint in MTons | FALSE | L | Annual | Qualifying Generation | TWh | 0.074616 | 0.091652 | 0.17528 | 0.15288 | 0.17191 | 0.10527 | 0.097519 | 0.089115
Dummy Delaware NOx Constraint v4.0 | 270 | 7644 | Rate Constraint in MTons | FALSE | L | Annual | Rate | lb/MWh | 0.11635 | 0.12462 | 0.1057 | 0.078681 | 0.089258 | 0.095044 | 0.083051 | 0.070019
Dummy Delaware NOx Constraint v4.0 | 270 | 7644 | Rate Constraint in MTons | FALSE | L | Annual | Constraint Shadow Price | US2019$/Ton | 0 | 0 | 0 | 0 | 0 | 0 | 0 | 0
Dummy Hg Summer for Mode v5.20 | 271 | 7645 | Rate Constraint in MTons | FALSE | L | Annual | Seasons Included | Seasons | Summer | Summer | Summer | Summer | Summer | Summer | Summer | Summer
Dummy Hg Summer for Mode v5.20 | 271 | 7645 | Rate Constraint in MTons | FALSE | L | Annual | Standard MER | lbs | 199998000000 | 199998000000 | 199998000000 | 199998000000 | 199998000000 | 199998000000 | 199998000000 | 199998000000
Dummy Hg Summer for Mode v5.20 | 271 | 7645 | Rate Constraint in MTons | FALSE | L | Annual | Emissions at Affected Plants MER | lbs | 2459.6919 | 1817.5284 | 1247.9651 | 1156.617 | 733.2674 | 744.0049 | 682.6231 | 579.568
Dummy Hg Summer for Mode v5.20 | 271 | 7645 | Rate Constraint in MTons | FALSE | L | Annual | Allowances Purchased MER | lbs | 0 | 0 | 0 | 0 | 0 | 0 | 0 | 0
Dummy Hg Summer for Mode v5.20 | 271 | 7645 | Rate Constraint in MTons | FALSE | L | Annual | Allowances Sold MER | lbs | 0 | 0 | 0 | 0 | 0 | 0 | 0 | 0
Dummy Hg Summer for Mode v5.20 | 271 | 7645 | Rate Constraint in MTons | FALSE | L | Annual | Allowances Banked | lbs | 0 | 0 | 0 | 0 | 0 | 0 | 0 | 0
Dummy Hg Summer for Mode v5.20 | 271 | 7645 | Rate Constraint in MTons | FALSE | L | Annual | Allowances Withdrawn (1:1) | lbs | 0 | 0 | 0 | 0 | 0 | 0 | 0 | 0
Dummy Hg Summer for Mode v5.20 | 271 | 7645 | Rate Constraint in MTons | FALSE | L | Annual | Allowances Withdrawn (n:1) | lbs | 0 | 0 | 0 | 0 | 0 | 0 | 0 | 0
Dummy Hg Summer for Mode v5.20 | 271 | 7645 | Rate Constraint in MTons | FALSE | L | Annual | Net Emissions Allowance Position | lbs | 2459.6919 | 1817.5284 | 1247.9651 | 1156.617 | 733.2674 | 744.0049 | 682.6231 | 579.568
Dummy Hg Summer for Mode v5.20 | 271 | 7645 | Rate Constraint in MTons | FALSE | L | Annual | Fuel Consumed | TBtu | 6647.5184 | 6071.7794 | 5519.7141 | 5288.1135 | 3808.5504 | 3257.0309 | 2858.56 | 2257.3222
Dummy Hg Summer for Mode v5.20 | 271 | 7645 | Rate Constraint in MTons | FALSE | L | Annual | Rate | lb/MMBtu | 3.7002e-07 | 2.9934e-07 | 2.2609e-07 | 2.1872e-07 | 1.9253e-07 | 2.2843e-07 | 2.388e-07 | 2.5675e-07
Dummy Hg Summer for Mode v5.20 | 271 | 7645 | Rate Constraint in MTons | FALSE | L | Annual | Generation | TWh | 772.0964 | 738.4604 | 706.5737 | 676.8229 | 507.786 | 432.6632 | 383.4294 | 305.1708
Dummy Hg Summer for Mode v5.20 | 271 | 7645 | Rate Constraint in MTons | FALSE | L | Annual | Qualifying Generation | TWh | 772.0964 | 738.4604 | 706.5737 | 676.8229 | 507.786 | 432.6632 | 383.4294 | 305.1708
Dummy Hg Summer for Mode v5.20 | 271 | 7645 | Rate Constraint in MTons | FALSE | L | Annual | Rate | lb/MWh | 3.1857e-06 | 2.4612e-06 | 1.7662e-06 | 1.7089e-06 | 1.444e-06 | 1.7196e-06 | 1.7803e-06 | 1.8992e-06
Dummy Hg Summer for Mode v5.20 | 271 | 7645 | Rate Constraint in MTons | FALSE | L | Annual | Constraint Shadow Price | US2019$/Lb | 0 | 0 | 0 | 0 | 0 | 0 | 0 | 0
Dummy Hg Winter for Mode v5.20 | 272 | 7646 | Rate Constraint in MTons | FALSE | L | Annual | Seasons Included | Seasons | Winter, WintShld | Winter, WintShld | Winter, WintShld | Winter, WintShld | Winter, WintShld | Winter, WintShld | Winter, WintShld | Winter, WintShld
Dummy Hg Winter for Mode v5.20 | 272 | 7646 | Rate Constraint in MTons | FALSE | L | Annual | Standard MER | lbs | 199998000000 | 199998000000 | 199998000000 | 199998000000 | 199998000000 | 199998000000 | 199998000000 | 199998000000
Dummy Hg Winter for Mode v5.20 | 272 | 7646 | Rate Constraint in MTons | FALSE | L | Annual | Emissions at Affected Plants MER | lbs | 3143.1419 | 2250.3346 | 1693.2126 | 1494.2917 | 1052.208 | 901.1771 | 767.9682 | 578.6051
Dummy Hg Winter for Mode v5.20 | 272 | 7646 | Rate Constraint in MTons | FALSE | L | Annual | Allowances Purchased MER | lbs | 0 | 0 | 0 | 0 | 0 | 0 | 0 | 0
Dummy Hg Winter for Mode v5.20 | 272 | 7646 | Rate Constraint in MTons | FALSE | L | Annual | Allowances Sold MER | lbs | 0 | 0 | 0 | 0 | 0 | 0 | 0 | 0
Dummy Hg Winter for Mode v5.20 | 272 | 7646 | Rate Constraint in MTons | FALSE | L | Annual | Allowances Banked | lbs | 0 | 0 | 0 | 0 | 0 | 0 | 0 | 0
Dummy Hg Winter for Mode v5.20 | 272 | 7646 | Rate Constraint in MTons | FALSE | L | Annual | Allowances Withdrawn (1:1) | lbs | 0 | 0 | 0 | 0 | 0 | 0 | 0 | 0
Dummy Hg Winter for Mode v5.20 | 272 | 7646 | Rate Constraint in MTons | FALSE | L | Annual | Allowances Withdrawn (n:1) | lbs | 0 | 0 | 0 | 0 | 0 | 0 | 0 | 0
Dummy Hg Winter for Mode v5.20 | 272 | 7646 | Rate Constraint in MTons | FALSE | L | Annual | Net Emissions Allowance Position | lbs | 3143.1419 | 2250.3346 | 1693.2126 | 1494.2917 | 1052.208 | 901.1771 | 767.9682 | 578.6051
Dummy Hg Winter for Mode v5.20 | 272 | 7646 | Rate Constraint in MTons | FALSE | L | Annual | Fuel Consumed | TBtu | 7477.6171 | 6700.6827 | 6232.1006 | 5747.201 | 3548.8185 | 2869.2878 | 2326.2657 | 1729.6472
Dummy Hg Winter for Mode v5.20 | 272 | 7646 | Rate Constraint in MTons | FALSE | L | Annual | Rate | lb/MMBtu | 4.2034e-07 | 3.3584e-07 | 2.7169e-07 | 2.6e-07 | 2.965e-07 | 3.1408e-07 | 3.3013e-07 | 3.3452e-07
Dummy Hg Winter for Mode v5.20 | 272 | 7646 | Rate Constraint in MTons | FALSE | L | Annual | Generation | TWh | 852.5649 | 807.0324 | 789.0074 | 729.7815 | 460.4638 | 376.5599 | 310.2485 | 232.302
Dummy Hg Winter for Mode v5.20 | 272 | 7646 | Rate Constraint in MTons | FALSE | L | Annual | Qualifying Generation | TWh | 852.5649 | 807.0324 | 789.0074 | 729.7815 | 460.4638 | 376.5599 | 310.2485 | 232.302
Dummy Hg Winter for Mode v5.20 | 272 | 7646 | Rate Constraint in MTons | FALSE | L | Annual | Rate | lb/MWh | 3.6867e-06 | 2.7884e-06 | 2.146e-06 | 2.0476e-06 | 2.2851e-06 | 2.3932e-06 | 2.4753e-06 | 2.4907e-06
Dummy Hg Winter for Mode v5.20 | 272 | 7646 | Rate Constraint in MTons | FALSE | L | Annual | Constraint Shadow Price | US2019$/Lb | 0 | 0 | 0 | 0 | 0 | 0 | 0 | 0
IA Riverside NOX Rate Annual v5.14 | 273 | 7272 | Rate Constraint in lbs/MMBtu | FALSE | L | Annual | Seasons Included | Seasons | Winter, WintShld, Summer | Winter, WintShld, Summer | Winter, WintShld, Summer | Winter, WintShld, Summer | Winter, WintShld, Summer | Winter, WintShld, Summer | Winter, WintShld, Summer | Winter, WintShld, Summer
IA Riverside NOX Rate Annual v5.14 | 273 | 7272 | Rate Constraint in lbs/MMBtu | FALSE | L | Annual | Standard NOX | lb/MMBtu | 0.16 | 0.16 | 0.16 | 0.16 | 0.16 | 0.16 | 0.16 | 0.16
IA Riverside NOX Rate Annual v5.14 | 273 | 7272 | Rate Constraint in lbs/MMBtu | FALSE | L | Annual | Emissions at Affected Plants NOX | Thousand Tons | 0 | 0 | 0 | 0 | 0 | 0 | 0 | 0
IA Riverside NOX Rate Annual v5.14 | 273 | 7272 | Rate Constraint in lbs/MMBtu | FALSE | L | Annual | Allowances Purchased NOX | Thousand Tons | 0 | 0 | 0 | 0 | 0 | 0 | 0 | 0
IA Riverside NOX Rate Annual v5.14 | 273 | 7272 | Rate Constraint in lbs/MMBtu | FALSE | L | Annual | Allowances Sold NOX | Thousand Tons | 0 | 0 | 0 | 0 | 0 | 0 | 0 | 0
IA Riverside NOX Rate Annual v5.14 | 273 | 7272 | Rate Constraint in lbs/MMBtu | FALSE | L | Annual | Allowances Banked | Thousand Tons | 0 | 0 | 0 | 0 | 0 | 0 | 0 | 0
IA Riverside NOX Rate Annual v5.14 | 273 | 7272 | Rate Constraint in lbs/MMBtu | FALSE | L | Annual | Allowances Withdrawn (1:1) | Thousand Tons | 0 | 0 | 0 | 0 | 0 | 0 | 0 | 0
IA Riverside NOX Rate Annual v5.14 | 273 | 7272 | Rate Constraint in lbs/MMBtu | FALSE | L | Annual | Allowances Withdrawn (n:1) | Thousand Tons | 0 | 0 | 0 | 0 | 0 | 0 | 0 | 0
IA Riverside NOX Rate Annual v5.14 | 273 | 7272 | Rate Constraint in lbs/MMBtu | FALSE | L | Annual | Net Emissions Allowance Position | Thousand Tons | 0 | 0 | 0 | 0 | 0 | 0 | 0 | 0
IA Riverside NOX Rate Annual v5.14 | 273 | 7272 | Rate Constraint in lbs/MMBtu | FALSE | L | Annual | Fuel Consumed | TBtu | 0 | 0 | 0 | 0 | 0 | 0 | 0 | 0
IA Riverside NOX Rate Annual v5.14 | 273 | 7272 | Rate Constraint in lbs/MMBtu | FALSE | L | Annual | Rate | lb/MMBtu | 0 | 0 | 0 | 0 | 0 | 0 | 0 | 0
IA Riverside NOX Rate Annual v5.14 | 273 | 7272 | Rate Constraint in lbs/MMBtu | FALSE | L | Annual | Generation | TWh | 0 | 0 | 0 | 0 | 0 | 0 | 0 | 0
IA Riverside NOX Rate Annual v5.14 | 273 | 7272 | Rate Constraint in lbs/MMBtu | FALSE | L | Annual | Qualifying Generation | TWh | 0 | 0 | 0 | 0 | 0 | 0 | 0 | 0
IA Riverside NOX Rate Annual v5.14 | 273 | 7272 | Rate Constraint in lbs/MMBtu | FALSE | L | Annual | Rate | lb/MWh | 0 | 0 | 0 | 0 | 0 | 0 | 0 | 0
IA Riverside NOX Rate Annual v5.14 | 273 | 7272 | Rate Constraint in lbs/MMBtu | FALSE | L | Annual | Constraint Shadow Price | US2019$/Ton | 0 | 0 | 0 | 0 | 0 | 0 | 0 | 0
IA Riverside SO2 Rate Annual v5.14 | 274 | 7273 | Rate Constraint in lbs/MMBtu | FALSE | L | Annual | Seasons Included | Seasons | Winter, WintShld, Summer | Winter, WintShld, Summer | Winter, WintShld, Summer | Winter, WintShld, Summer | Winter, WintShld, Summer | Winter, WintShld, Summer | Winter, WintShld, Summer | Winter, WintShld, Summer
IA Riverside SO2 Rate Annual v5.14 | 274 | 7273 | Rate Constraint in lbs/MMBtu | FALSE | L | Annual | Standard SO2 | lb/MMBtu | 0.006 | 0.006 | 0.006 | 0.006 | 0.006 | 0.006 | 0.006 | 0.006
IA Riverside SO2 Rate Annual v5.14 | 274 | 7273 | Rate Constraint in lbs/MMBtu | FALSE | L | Annual | Emissions at Affected Plants SO2 | Thousand Tons | 0 | 0 | 0 | 0 | 0 | 0 | 0 | 0
IA Riverside SO2 Rate Annual v5.14 | 274 | 7273 | Rate Constraint in lbs/MMBtu | FALSE | L | Annual | Allowances Purchased SO2 | Thousand Tons | 0 | 0 | 0 | 0 | 0 | 0 | 0 | 0
IA Riverside SO2 Rate Annual v5.14 | 274 | 7273 | Rate Constraint in lbs/MMBtu | FALSE | L | Annual | Allowances Sold SO2 | Thousand Tons | 0 | 0 | 0 | 0 | 0 | 0 | 0 | 0
IA Riverside SO2 Rate Annual v5.14 | 274 | 7273 | Rate Constraint in lbs/MMBtu | FALSE | L | Annual | Allowances Banked | Thousand Tons | 0 | 0 | 0 | 0 | 0 | 0 | 0 | 0
IA Riverside SO2 Rate Annual v5.14 | 274 | 7273 | Rate Constraint in lbs/MMBtu | FALSE | L | Annual | Allowances Withdrawn (1:1) | Thousand Tons | 0 | 0 | 0 | 0 | 0 | 0 | 0 | 0
IA Riverside SO2 Rate Annual v5.14 | 274 | 7273 | Rate Constraint in lbs/MMBtu | FALSE | L | Annual | Allowances Withdrawn (n:1) | Thousand Tons | 0 | 0 | 0 | 0 | 0 | 0 | 0 | 0
IA Riverside SO2 Rate Annual v5.14 | 274 | 7273 | Rate Constraint in lbs/MMBtu | FALSE | L | Annual | Net Emissions Allowance Position | Thousand Tons | 0 | 0 | 0 | 0 | 0 | 0 | 0 | 0
IA Riverside SO2 Rate Annual v5.14 | 274 | 7273 | Rate Constraint in lbs/MMBtu | FALSE | L | Annual | Fuel Consumed | TBtu | 0 | 0 | 0 | 0 | 0 | 0 | 0 | 0
IA Riverside SO2 Rate Annual v5.14 | 274 | 7273 | Rate Constraint in lbs/MMBtu | FALSE | L | Annual | Rate | lb/MMBtu | 0 | 0 | 0 | 0 | 0 | 0 | 0 | 0
IA Riverside SO2 Rate Annual v5.14 | 274 | 7273 | Rate Constraint in lbs/MMBtu | FALSE | L | Annual | Generation | TWh | 0 | 0 | 0 | 0 | 0 | 0 | 0 | 0
IA Riverside SO2 Rate Annual v5.14 | 274 | 7273 | Rate Constraint in lbs/MMBtu | FALSE | L | Annual | Qualifying Generation | TWh | 0 | 0 | 0 | 0 | 0 | 0 | 0 | 0
IA Riverside SO2 Rate Annual v5.14 | 274 | 7273 | Rate Constraint in lbs/MMBtu | FALSE | L | Annual | Rate | lb/MWh | 0 | 0 | 0 | 0 | 0 | 0 | 0 | 0
IA Riverside SO2 Rate Annual v5.14 | 274 | 7273 | Rate Constraint in lbs/MMBtu | FALSE | L | Annual | Constraint Shadow Price | US2019$/Ton | 0 | 0 | 0 | 0 | 0 | 0 | 0 | 0
IL Climate ParentID 1082- CO2 Cap Annual v6.20 | 275 | 7721 | Rate Constraint in MTons | FALSE | L | Annual | Seasons Included | Seasons | Winter, WintShld, Summer | Winter, WintShld, Summer | Winter, WintShld, Summer | Winter, WintShld, Summer | Winter, WintShld, Summer | Winter, WintShld, Summer | Winter, WintShld, Summer | Winter, WintShld, Summer
IL Climate ParentID 1082- CO2 Cap Annual v6.20 | 275 | 7721 | Rate Constraint in MTons | FALSE | L | Annual | Standard CO2 | Thousand Tons | 0 | 0 | 0 | 0 | 16.0643 | 16.0643 | 16.0643 | 16.0643
IL Climate ParentID 1082- CO2 Cap Annual v6.20 | 275 | 7721 | Rate Constraint in MTons | FALSE | L | Annual | Emissions at Affected Plants CO2 | Thousand Tons | 0 | 0 | 0 | 0 | 16.0643 | 0 | 0 | 0
IL Climate ParentID 1082- CO2 Cap Annual v6.20 | 275 | 7721 | Rate Constraint in MTons | FALSE | L | Annual | Allowances Purchased CO2 | Thousand Tons | 0 | 0 | 0 | 0 | 0 | 0 | 0 | 0
IL Climate ParentID 1082- CO2 Cap Annual v6.20 | 275 | 7721 | Rate Constraint in MTons | FALSE | L | Annual | Allowances Sold CO2 | Thousand Tons | 0 | 0 | 0 | 0 | 0 | 0 | 0 | 0
IL Climate ParentID 1082- CO2 Cap Annual v6.20 | 275 | 7721 | Rate Constraint in MTons | FALSE | L | Annual | Allowances Banked | Thousand Tons | 0 | 0 | 0 | 0 | 0 | 0 | 0 | 0
IL Climate ParentID 1082- CO2 Cap Annual v6.20 | 275 | 7721 | Rate Constraint in MTons | FALSE | L | Annual | Allowances Withdrawn (1:1) | Thousand Tons | 0 | 0 | 0 | 0 | 0 | 0 | 0 | 0
IL Climate ParentID 1082- CO2 Cap Annual v6.20 | 275 | 7721 | Rate Constraint in MTons | FALSE | L | Annual | Allowances Withdrawn (n:1) | Thousand Tons | 0 | 0 | 0 | 0 | 0 | 0 | 0 | 0
IL Climate ParentID 1082- CO2 Cap Annual v6.20 | 275 | 7721 | Rate Constraint in MTons | FALSE | L | Annual | Net Emissions Allowance Position | Thousand Tons | 0 | 0 | 0 | 0 | 16.0643 | 0 | 0 | 0
IL Climate ParentID 1082- CO2 Cap Annual v6.20 | 275 | 7721 | Rate Constraint in MTons | FALSE | L | Annual | Fuel Consumed | TBtu | 0 | 0 | 0 | 0 | 0.27442 | 0 | 0 | 0
IL Climate ParentID 1082- CO2 Cap Annual v6.20 | 275 | 7721 | Rate Constraint in MTons | FALSE | L | Annual | Rate | lb/MMBtu | 0 | 0 | 0 | 0 | 117.08 | 0 | 0 | 0
IL Climate ParentID 1082- CO2 Cap Annual v6.20 | 275 | 7721 | Rate Constraint in MTons | FALSE | L | Annual | Generation | TWh | 0 | 0 | 0 | 0 | 0.024048 | 0 | 0 | 0
IL Climate ParentID 1082- CO2 Cap Annual v6.20 | 275 | 7721 | Rate Constraint in MTons | FALSE | L | Annual | Qualifying Generation | TWh | 0 | 0 | 0 | 0 | 0.024048 | 0 | 0 | 0
IL Climate ParentID 1082- CO2 Cap Annual v6.20 | 275 | 7721 | Rate Constraint in MTons | FALSE | L | Annual | Rate | lb/MWh | 0 | 0 | 0 | 0 | 1335.9999 | 0 | 0 | 0
IL Climate ParentID 1082- CO2 Cap Annual v6.20 | 275 | 7721 | Rate Constraint in MTons | FALSE | L | Annual | Constraint Shadow Price | US2019$/Ton | 0 | 0 | 0 | 0 | 5.4428 | 0 | 0 | 0
IL Climate ParentID 1087- CO2 Cap Annual v6.20 | 276 | 7722 | Rate Constraint in MTons | FALSE | L | Annual | Seasons Included | Seasons | Winter, WintShld, Summer | Winter, WintShld, Summer | Winter, WintShld, Summer | Winter, WintShld, Summer | Winter, WintShld, Summer | Winter, WintShld, Summer | Winter, WintShld, Summer | Winter, WintShld, Summer
IL Climate ParentID 1087- CO2 Cap Annual v6.20 | 276 | 7722 | Rate Constraint in MTons | FALSE | L | Annual | Standard CO2 | Thousand Tons | 0 | 0 | 0 | 0 | 0.84671 | 0.84671 | 0.84671 | 0.84671
IL Climate ParentID 1087- CO2 Cap Annual v6.20 | 276 | 7722 | Rate Constraint in MTons | FALSE | L | Annual | Emissions at Affected Plants CO2 | Thousand Tons | 0 | 0 | 0 | 0 | 0.84671 | 0 | 0 | 0
IL Climate ParentID 1087- CO2 Cap Annual v6.20 | 276 | 7722 | Rate Constraint in MTons | FALSE | L | Annual | Allowances Purchased CO2 | Thousand Tons | 0 | 0 | 0 | 0 | 0 | 0 | 0 | 0
IL Climate ParentID 1087- CO2 Cap Annual v6.20 | 276 | 7722 | Rate Constraint in MTons | FALSE | L | Annual | Allowances Sold CO2 | Thousand Tons | 0 | 0 | 0 | 0 | 0 | 0 | 0 | 0
IL Climate ParentID 1087- CO2 Cap Annual v6.20 | 276 | 7722 | Rate Constraint in MTons | FALSE | L | Annual | Allowances Banked | Thousand Tons | 0 | 0 | 0 | 0 | 0 | 0 | 0 | 0
IL Climate ParentID 1087- CO2 Cap Annual v6.20 | 276 | 7722 | Rate Constraint in MTons | FALSE | L | Annual | Allowances Withdrawn (1:1) | Thousand Tons | 0 | 0 | 0 | 0 | 0 | 0 | 0 | 0
IL Climate ParentID 1087- CO2 Cap Annual v6.20 | 276 | 7722 | Rate Constraint in MTons | FALSE | L | Annual | Allowances Withdrawn (n:1) | Thousand Tons | 0 | 0 | 0 | 0 | 0 | 0 | 0 | 0
IL Climate ParentID 1087- CO2 Cap Annual v6.20 | 276 | 7722 | Rate Constraint in MTons | FALSE | L | Annual | Net Emissions Allowance Position | Thousand Tons | 0 | 0 | 0 | 0 | 0.84671 | 0 | 0 | 0
IL Climate ParentID 1087- CO2 Cap Annual v6.20 | 276 | 7722 | Rate Constraint in MTons | FALSE | L | Annual | Fuel Consumed | TBtu | 0 | 0 | 0 | 0 | 0.014464 | 0 | 0 | 0
IL Climate ParentID 1087- CO2 Cap Annual v6.20 | 276 | 7722 | Rate Constraint in MTons | FALSE | L | Annual | Rate | lb/MMBtu | 0 | 0 | 0 | 0 | 117.08 | 0 | 0 | 0
IL Climate ParentID 1087- CO2 Cap Annual v6.20 | 276 | 7722 | Rate Constraint in MTons | FALSE | L | Annual | Generation | TWh | 0 | 0 | 0 | 0 | 0.0012675 | 0 | 0 | 0
IL Climate ParentID 1087- CO2 Cap Annual v6.20 | 276 | 7722 | Rate Constraint in MTons | FALSE | L | Annual | Qualifying Generation | TWh | 0 | 0 | 0 | 0 | 0.0012675 | 0 | 0 | 0
IL Climate ParentID 1087- CO2 Cap Annual v6.20 | 276 | 7722 | Rate Constraint in MTons | FALSE | L | Annual | Rate | lb/MWh | 0 | 0 | 0 | 0 | 1335.9999 | 0 | 0 | 0
IL Climate ParentID 1087- CO2 Cap Annual v6.20 | 276 | 7722 | Rate Constraint in MTons | FALSE | L | Annual | Constraint Shadow Price | US2019$/Ton | 0 | 0 | 0 | 0 | 5.4428 | 0 | 0 | 0
IL Climate ParentID 1583- CO2 Cap Annual v6.20 | 277 | 7723 | Rate Constraint in MTons | FALSE | L | Annual | Seasons Included | Seasons | Winter, WintShld, Summer | Winter, WintShld, Summer | Winter, WintShld, Summer | Winter, WintShld, Summer | Winter, WintShld, Summer | Winter, WintShld, Summer | Winter, WintShld, Summer | Winter, WintShld, Summer
IL Climate ParentID 1583- CO2 Cap Annual v6.20 | 277 | 7723 | Rate Constraint in MTons | FALSE | L | Annual | Standard CO2 | Thousand Tons | 0 | 0 | 0 | 0 | 129.2208 | 129.2208 | 129.2208 | 129.2208
IL Climate ParentID 1583- CO2 Cap Annual v6.20 | 277 | 7723 | Rate Constraint in MTons | FALSE | L | Annual | Emissions at Affected Plants CO2 | Thousand Tons | 0 | 0 | 0 | 0 | 129.2208 | 129.2208 | 0 | 0
IL Climate ParentID 1583- CO2 Cap Annual v6.20 | 277 | 7723 | Rate Constraint in MTons | FALSE | L | Annual | Allowances Purchased CO2 | Thousand Tons | 0 | 0 | 0 | 0 | 0 | 0 | 0 | 0
IL Climate ParentID 1583- CO2 Cap Annual v6.20 | 277 | 7723 | Rate Constraint in MTons | FALSE | L | Annual | Allowances Sold CO2 | Thousand Tons | 0 | 0 | 0 | 0 | 0 | 0 | 0 | 0
IL Climate ParentID 1583- CO2 Cap Annual v6.20 | 277 | 7723 | Rate Constraint in MTons | FALSE | L | Annual | Allowances Banked | Thousand Tons | 0 | 0 | 0 | 0 | 0 | 0 | 0 | 0
IL Climate ParentID 1583- CO2 Cap Annual v6.20 | 277 | 7723 | Rate Constraint in MTons | FALSE | L | Annual | Allowances Withdrawn (1:1) | Thousand Tons | 0 | 0 | 0 | 0 | 0 | 0 | 0 | 0
IL Climate ParentID 1583- CO2 Cap Annual v6.20 | 277 | 7723 | Rate Constraint in MTons | FALSE | L | Annual | Allowances Withdrawn (n:1) | Thousand Tons | 0 | 0 | 0 | 0 | 0 | 0 | 0 | 0
IL Climate ParentID 1583- CO2 Cap Annual v6.20 | 277 | 7723 | Rate Constraint in MTons | FALSE | L | Annual | Net Emissions Allowance Position | Thousand Tons | 0 | 0 | 0 | 0 | 129.2208 | 129.2208 | 0 | 0
IL Climate ParentID 1583- CO2 Cap Annual v6.20 | 277 | 7723 | Rate Constraint in MTons | FALSE | L | Annual | Fuel Consumed | TBtu | 0 | 0 | 0 | 0 | 2.2074 | 2.2074 | 0 | 0
IL Climate ParentID 1583- CO2 Cap Annual v6.20 | 277 | 7723 | Rate Constraint in MTons | FALSE | L | Annual | Rate | lb/MMBtu | 0 | 0 | 0 | 0 | 117.08 | 117.08 | 0 | 0
IL Climate ParentID 1583- CO2 Cap Annual v6.20 | 277 | 7723 | Rate Constraint in MTons | FALSE | L | Annual | Generation | TWh | 0 | 0 | 0 | 0 | 0.30094 | 0.30094 | 0 | 0
IL Climate ParentID 1583- CO2 Cap Annual v6.20 | 277 | 7723 | Rate Constraint in MTons | FALSE | L | Annual | Qualifying Generation | TWh | 0 | 0 | 0 | 0 | 0.30094 | 0.30094 | 0 | 0
IL Climate ParentID 1583- CO2 Cap Annual v6.20 | 277 | 7723 | Rate Constraint in MTons | FALSE | L | Annual | Rate | lb/MWh | 0 | 0 | 0 | 0 | 858.7818 | 858.7818 | 0 | 0
IL Climate ParentID 1583- CO2 Cap Annual v6.20 | 277 | 7723 | Rate Constraint in MTons | FALSE | L | Annual | Constraint Shadow Price | US2019$/Ton | 0 | 0 | 0 | 0 | 0.9307 | 0.49863 | 0 | 0
IL Climate ParentID 1584- CO2 Cap Annual v6.20 | 278 | 7724 | Rate Constraint in MTons | FALSE | L | Annual | Seasons Included | Seasons | Winter, WintShld, Summer | Winter, WintShld, Summer | Winter, WintShld, Summer | Winter, WintShld, Summer | Winter, WintShld, Summer | Winter, WintShld, Summer | Winter, WintShld, Summer | Winter, WintShld, Summer
IL Climate ParentID 1584- CO2 Cap Annual v6.20 | 278 | 7724 | Rate Constraint in MTons | FALSE | L | Annual | Standard CO2 | Thousand Tons | 0 | 0 | 0 | 0 | 789.6032 | 789.6032 | 789.6032 | 789.6032
IL Climate ParentID 1584- CO2 Cap Annual v6.20 | 278 | 7724 | Rate Constraint in MTons | FALSE | L | Annual | Emissions at Affected Plants CO2 | Thousand Tons | 0 | 0 | 0 | 0 | 789.6032 | 488.6813 | 0 | 0
IL Climate ParentID 1584- CO2 Cap Annual v6.20 | 278 | 7724 | Rate Constraint in MTons | FALSE | L | Annual | Allowances Purchased CO2 | Thousand Tons | 0 | 0 | 0 | 0 | 0 | 0 | 0 | 0
IL Climate ParentID 1584- CO2 Cap Annual v6.20 | 278 | 7724 | Rate Constraint in MTons | FALSE | L | Annual | Allowances Sold CO2 | Thousand Tons | 0 | 0 | 0 | 0 | 0 | 0 | 0 | 0
IL Climate ParentID 1584- CO2 Cap Annual v6.20 | 278 | 7724 | Rate Constraint in MTons | FALSE | L | Annual | Allowances Banked | Thousand Tons | 0 | 0 | 0 | 0 | 0 | 0 | 0 | 0
IL Climate ParentID 1584- CO2 Cap Annual v6.20 | 278 | 7724 | Rate Constraint in MTons | FALSE | L | Annual | Allowances Withdrawn (1:1) | Thousand Tons | 0 | 0 | 0 | 0 | 0 | 0 | 0 | 0
IL Climate ParentID 1584- CO2 Cap Annual v6.20 | 278 | 7724 | Rate Constraint in MTons | FALSE | L | Annual | Allowances Withdrawn (n:1) | Thousand Tons | 0 | 0 | 0 | 0 | 0 | 0 | 0 | 0
IL Climate ParentID 1584- CO2 Cap Annual v6.20 | 278 | 7724 | Rate Constraint in MTons | FALSE | L | Annual | Net Emissions Allowance Position | Thousand Tons | 0 | 0 | 0 | 0 | 789.6032 | 488.6813 | 0 | 0
IL Climate ParentID 1584- CO2 Cap Annual v6.20 | 278 | 7724 | Rate Constraint in MTons | FALSE | L | Annual | Fuel Consumed | TBtu | 0 | 0 | 0 | 0 | 13.4883 | 8.3478 | 0 | 0
IL Climate ParentID 1584- CO2 Cap Annual v6.20 | 278 | 7724 | Rate Constraint in MTons | FALSE | L | Annual | Rate | lb/MMBtu | 0 | 0 | 0 | 0 | 117.08 | 117.08 | 0 | 0
IL Climate ParentID 1584- CO2 Cap Annual v6.20 | 278 | 7724 | Rate Constraint in MTons | FALSE | L | Annual | Generation | TWh | 0 | 0 | 0 | 0 | 1.8396 | 1.1385 | 0 | 0
IL Climate ParentID 1584- CO2 Cap Annual v6.20 | 278 | 7724 | Rate Constraint in MTons | FALSE | L | Annual | Qualifying Generation | TWh | 0 | 0 | 0 | 0 | 1.8396 | 1.1385 | 0 | 0
IL Climate ParentID 1584- CO2 Cap Annual v6.20 | 278 | 7724 | Rate Constraint in MTons | FALSE | L | Annual | Rate | lb/MWh | 0 | 0 | 0 | 0 | 858.4306 | 858.4306 | 0 | 0
IL Climate ParentID 1584- CO2 Cap Annual v6.20 | 278 | 7724 | Rate Constraint in MTons | FALSE | L | Annual | Constraint Shadow Price | US2019$/Ton | 0 | 0 | 0 | 0 | 0.36084 | 0 | 0 | 0
IL Climate ParentID 1585- CO2 Cap Annual v6.20 | 279 | 7725 | Rate Constraint in MTons | FALSE | L | Annual | Seasons Included | Seasons | Winter, WintShld, Summer | Winter, WintShld, Summer | Winter, WintShld, Summer | Winter, WintShld, Summer | Winter, WintShld, Summer | Winter, WintShld, Summer | Winter, WintShld, Summer | Winter, WintShld, Summer
IL Climate ParentID 1585- CO2 Cap Annual v6.20 | 279 | 7725 | Rate Constraint in MTons | FALSE | L | Annual | Standard CO2 | Thousand Tons | 0 | 0 | 0 | 0 | 122.4545 | 122.4545 | 122.4545 | 122.4545
IL Climate ParentID 1585- CO2 Cap Annual v6.20 | 279 | 7725 | Rate Constraint in MTons | FALSE | L | Annual | Emissions at Affected Plants CO2 | Thousand Tons | 0 | 0 | 0 | 0 | 122.4545 | 122.4545 | 0 | 0
IL Climate ParentID 1585- CO2 Cap Annual v6.20 | 279 | 7725 | Rate Constraint in MTons | FALSE | L | Annual | Allowances Purchased CO2 | Thousand Tons | 0 | 0 | 0 | 0 | 0 | 0 | 0 | 0
IL Climate ParentID 1585- CO2 Cap Annual v6.20 | 279 | 7725 | Rate Constraint in MTons | FALSE | L | Annual | Allowances Sold CO2 | Thousand Tons | 0 | 0 | 0 | 0 | 0 | 0 | 0 | 0
IL Climate ParentID 1585- CO2 Cap Annual v6.20 | 279 | 7725 | Rate Constraint in MTons | FALSE | L | Annual | Allowances Banked | Thousand Tons | 0 | 0 | 0 | 0 | 0 | 0 | 0 | 0
IL Climate ParentID 1585- CO2 Cap Annual v6.20 | 279 | 7725 | Rate Constraint in MTons | FALSE | L | Annual | Allowances Withdrawn (1:1) | Thousand Tons | 0 | 0 | 0 | 0 | 0 | 0 | 0 | 0
IL Climate ParentID 1585- CO2 Cap Annual v6.20 | 279 | 7725 | Rate Constraint in MTons | FALSE | L | Annual | Allowances Withdrawn (n:1) | Thousand Tons | 0 | 0 | 0 | 0 | 0 | 0 | 0 | 0
IL Climate ParentID 1585- CO2 Cap Annual v6.20 | 279 | 7725 | Rate Constraint in MTons | FALSE | L | Annual | Net Emissions Allowance Position | Thousand Tons | 0 | 0 | 0 | 0 | 122.4545 | 122.4545 | 0 | 0
IL Climate ParentID 1585- CO2 Cap Annual v6.20 | 279 | 7725 | Rate Constraint in MTons | FALSE | L | Annual | Fuel Consumed | TBtu | 0 | 0 | 0 | 0 | 2.0918 | 2.0918 | 0 | 0
IL Climate ParentID 1585- CO2 Cap Annual v6.20 | 279 | 7725 | Rate Constraint in MTons | FALSE | L | Annual | Rate | lb/MMBtu | 0 | 0 | 0 | 0 | 117.08 | 117.08 | 0 | 0
IL Climate ParentID 1585- CO2 Cap Annual v6.20 | 279 | 7725 | Rate Constraint in MTons | FALSE | L | Annual | Generation | TWh | 0 | 0 | 0 | 0 | 0.28518 | 0.28518 | 0 | 0
IL Climate ParentID 1585- CO2 Cap Annual v6.20 | 279 | 7725 | Rate Constraint in MTons | FALSE | L | Annual | Qualifying Generation | TWh | 0 | 0 | 0 | 0 | 0.28518 | 0.28518 | 0 | 0
IL Climate ParentID 1585- CO2 Cap Annual v6.20 | 279 | 7725 | Rate Constraint in MTons | FALSE | L | Annual | Rate | lb/MWh | 0 | 0 | 0 | 0 | 858.7818 | 858.7818 | 0 | 0
IL Climate ParentID 1585- CO2 Cap Annual v6.20 | 279 | 7725 | Rate Constraint in MTons | FALSE | L | Annual | Constraint Shadow Price | US2019$/Ton | 0 | 0 | 0 | 0 | 1.9708 | 2.917 | 0 | 0
IL Climate ParentID 1586- CO2 Cap Annual v6.20 | 280 | 7726 | Rate Constraint in MTons | FALSE | L | Annual | Seasons Included | Seasons | Winter, WintShld, Summer | Winter, WintShld, Summer | Winter, WintShld, Summer | Winter, WintShld, Summer | Winter, WintShld, Summer | Winter, WintShld, Summer | Winter, WintShld, Summer | Winter, WintShld, Summer
IL Climate ParentID 1586- CO2 Cap Annual v6.20 | 280 | 7726 | Rate Constraint in MTons | FALSE | L | Annual | Standard CO2 | Thousand Tons | 0 | 0 | 0 | 0 | 1517.1052 | 1517.1052 | 1517.1052 | 1517.1052
IL Climate ParentID 1586- CO2 Cap Annual v6.20 | 280 | 7726 | Rate Constraint in MTons | FALSE | L | Annual | Emissions at Affected Plants CO2 | Thousand Tons | 0 | 0 | 0 | 0 | 1283.4984 | 481.535 | 0 | 0
IL Climate ParentID 1586- CO2 Cap Annual v6.20 | 280 | 7726 | Rate Constraint in MTons | FALSE | L | Annual | Allowances Purchased CO2 | Thousand Tons | 0 | 0 | 0 | 0 | 0 | 0 | 0 | 0
IL Climate ParentID 1586- CO2 Cap Annual v6.20 | 280 | 7726 | Rate Constraint in MTons | FALSE | L | Annual | Allowances Sold CO2 | Thousand Tons | 0 | 0 | 0 | 0 | 0 | 0 | 0 | 0
IL Climate ParentID 1586- CO2 Cap Annual v6.20 | 280 | 7726 | Rate Constraint in MTons | FALSE | L | Annual | Allowances Banked | Thousand Tons | 0 | 0 | 0 | 0 | 0 | 0 | 0 | 0
IL Climate ParentID 1586- CO2 Cap Annual v6.20 | 280 | 7726 | Rate Constraint in MTons | FALSE | L | Annual | Allowances Withdrawn (1:1) | Thousand Tons | 0 | 0 | 0 | 0 | 0 | 0 | 0 | 0
IL Climate ParentID 1586- CO2 Cap Annual v6.20 | 280 | 7726 | Rate Constraint in MTons | FALSE | L | Annual | Allowances Withdrawn (n:1) | Thousand Tons | 0 | 0 | 0 | 0 | 0 | 0 | 0 | 0
IL Climate ParentID 1586- CO2 Cap Annual v6.20 | 280 | 7726 | Rate Constraint in MTons | FALSE | L | Annual | Net Emissions Allowance Position | Thousand Tons | 0 | 0 | 0 | 0 | 1283.4984 | 481.535 | 0 | 0
IL Climate ParentID 1586- CO2 Cap Annual v6.20 | 280 | 7726 | Rate Constraint in MTons | FALSE | L | Annual | Fuel Consumed | TBtu | 0 | 0 | 0 | 0 | 21.9252 | 8.2257 | 0 | 0
IL Climate ParentID 1586- CO2 Cap Annual v6.20 | 280 | 7726 | Rate Constraint in MTons | FALSE | L | Annual | Rate | lb/MMBtu | 0 | 0 | 0 | 0 | 117.08 | 117.08 | 0 | 0
IL Climate ParentID 1586- CO2 Cap Annual v6.20 | 280 | 7726 | Rate Constraint in MTons | FALSE | L | Annual | Generation | TWh | 0 | 0 | 0 | 0 | 2.9109 | 1.0921 | 0 | 0
IL Climate ParentID 1586- CO2 Cap Annual v6.20 | 280 | 7726 | Rate Constraint in MTons | FALSE | L | Annual | Qualifying Generation | TWh | 0 | 0 | 0 | 0 | 2.9109 | 1.0921 | 0 | 0
IL Climate ParentID 1586- CO2 Cap Annual v6.20 | 280 | 7726 | Rate Constraint in MTons | FALSE | L | Annual | Rate | lb/MWh | 0 | 0 | 0 | 0 | 881.8466 | 881.8466 | 0 | 0
IL Climate ParentID 1586- CO2 Cap Annual v6.20 | 280 | 7726 | Rate Constraint in MTons | FALSE | L | Annual | Constraint Shadow Price | US2019$/Ton | 0 | 0 | 0 | 0 | 0 | 0 | 0 | 0
IL Climate ParentID 1706- CO2 Cap Annual v6.20 | 281 | 7727 | Rate Constraint in MTons | FALSE | L | Annual | Seasons Included | Seasons | Winter, WintShld, Summer | Winter, WintShld, Summer | Winter, WintShld, Summer | Winter, WintShld, Summer | Winter, WintShld, Summer | Winter, WintShld, Summer | Winter, WintShld, Summer | Winter, WintShld, Summer
IL Climate ParentID 1706- CO2 Cap Annual v6.20 | 281 | 7727 | Rate Constraint in MTons | FALSE | L | Annual | Standard CO2 | Thousand Tons | 0 | 0 | 0 | 0 | 336.292 | 336.292 | 336.292 | 336.292
IL Climate ParentID 1706- CO2 Cap Annual v6.20 | 281 | 7727 | Rate Constraint in MTons | FALSE | L | Annual | Emissions at Affected Plants CO2 | Thousand Tons | 0 | 0 | 0 | 0 | 336.292 | 336.292 | 0 | 0
IL Climate ParentID 1706- CO2 Cap Annual v6.20 | 281 | 7727 | Rate Constraint in MTons | FALSE | L | Annual | Allowances Purchased CO2 | Thousand Tons | 0 | 0 | 0 | 0 | 0 | 0 | 0 | 0
IL Climate ParentID 1706- CO2 Cap Annual v6.20 | 281 | 7727 | Rate Constraint in MTons | FALSE | L | Annual | Allowances Sold CO2 | Thousand Tons | 0 | 0 | 0 | 0 | 0 | 0 | 0 | 0
IL Climate ParentID 1706- CO2 Cap Annual v6.20 | 281 | 7727 | Rate Constraint in MTons | FALSE | L | Annual | Allowances Banked | Thousand Tons | 0 | 0 | 0 | 0 | 0 | 0 | 0 | 0
IL Climate ParentID 1706- CO2 Cap Annual v6.20 | 281 | 7727 | Rate Constraint in MTons | FALSE | L | Annual | Allowances Withdrawn (1:1) | Thousand Tons | 0 | 0 | 0 | 0 | 0 | 0 | 0 | 0
IL Climate ParentID 1706- CO2 Cap Annual v6.20 | 281 | 7727 | Rate Constraint in MTons | FALSE | L | Annual | Allowances Withdrawn (n:1) | Thousand Tons | 0 | 0 | 0 | 0 | 0 | 0 | 0 | 0
IL Climate ParentID 1706- CO2 Cap Annual v6.20 | 281 | 7727 | Rate Constraint in MTons | FALSE | L | Annual | Net Emissions Allowance Position | Thousand Tons | 0 | 0 | 0 | 0 | 336.292 | 336.292 | 0 | 0
IL Climate ParentID 1706- CO2 Cap Annual v6.20 | 281 | 7727 | Rate Constraint in MTons | FALSE | L | Annual | Fuel Consumed | TBtu | 0 | 0 | 0 | 0 | 5.7447 | 5.7447 | 0 | 0
IL Climate ParentID 1706- CO2 Cap Annual v6.20 | 281 | 7727 | Rate Constraint in MTons | FALSE | L | Annual | Rate | lb/MMBtu | 0 | 0 | 0 | 0 | 117.08 | 117.08 | 0 | 0
IL Climate ParentID 1706- CO2 Cap Annual v6.20 | 281 | 7727 | Rate Constraint in MTons | FALSE | L | Annual | Generation | TWh | 0 | 0 | 0 | 0 | 0.74761 | 0.74761 | 0 | 0
IL Climate ParentID 1706- CO2 Cap Annual v6.20 | 281 | 7727 | Rate Constraint in MTons | FALSE | L | Annual | Qualifying Generation | TWh | 0 | 0 | 0 | 0 | 0.74761 | 0.74761 | 0 | 0
IL Climate ParentID 1706- CO2 Cap Annual v6.20 | 281 | 7727 | Rate Constraint in MTons | FALSE | L | Annual | Rate | lb/MWh | 0 | 0 | 0 | 0 | 899.6427 | 899.6427 | 0 | 0
IL Climate ParentID 1706- CO2 Cap Annual v6.20 | 281 | 7727 | Rate Constraint in MTons | FALSE | L | Annual | Constraint Shadow Price | US2019$/Ton | 0 | 0 | 0 | 0 | 2.9002 | 3.4377 | 0 | 0
IL Climate ParentID 1707- CO2 Cap Annual v6.20 | 282 | 7728 | Rate Constraint in MTons | FALSE | L | Annual | Seasons Included | Seasons | Winter, WintShld, Summer | Winter, WintShld, Summer | Winter, WintShld, Summer | Winter, WintShld, Summer | Winter, WintShld, Summer | Winter, WintShld, Summer | Winter, WintShld, Summer | Winter, WintShld, Summer
IL Climate ParentID 1707- CO2 Cap Annual v6.20 | 282 | 7728 | Rate Constraint in MTons | FALSE | L | Annual | Standard CO2 | Thousand Tons | 0 | 0 | 0 | 0 | 246.9432 | 246.9432 | 246.9432 | 246.9432
IL Climate ParentID 1707- CO2 Cap Annual v6.20 | 282 | 7728 | Rate Constraint in MTons | FALSE | L | Annual | Emissions at Affected Plants CO2 | Thousand Tons | 0 | 0 | 0 | 0 | 0 | 0 | 0 | 0
IL Climate ParentID 1707- CO2 Cap Annual v6.20 | 282 | 7728 | Rate Constraint in MTons | FALSE | L | Annual | Allowances Purchased CO2 | Thousand Tons | 0 | 0 | 0 | 0 | 0 | 0 | 0 | 0
IL Climate ParentID 1707- CO2 Cap Annual v6.20 | 282 | 7728 | Rate Constraint in MTons | FALSE | L | Annual | Allowances Sold CO2 | Thousand Tons | 0 | 0 | 0 | 0 | 0 | 0 | 0 | 0
IL Climate ParentID 1707- CO2 Cap Annual v6.20 | 282 | 7728 | Rate Constraint in MTons | FALSE | L | Annual | Allowances Banked | Thousand Tons | 0 | 0 | 0 | 0 | 0 | 0 | 0 | 0
IL Climate ParentID 1707- CO2 Cap Annual v6.20 | 282 | 7728 | Rate Constraint in MTons | FALSE | L | Annual | Allowances Withdrawn (1:1) | Thousand Tons | 0 | 0 | 0 | 0 | 0 | 0 | 0 | 0
IL Climate ParentID 1707- CO2 Cap Annual v6.20 | 282 | 7728 | Rate Constraint in MTons | FALSE | L | Annual | Allowances Withdrawn (n:1) | Thousand Tons | 0 | 0 | 0 | 0 | 0 | 0 | 0 | 0
IL Climate ParentID 1707- CO2 Cap Annual v6.20 | 282 | 7728 | Rate Constraint in MTons | FALSE | L | Annual | Net Emissions Allowance Position | Thousand Tons | 0 | 0 | 0 | 0 | 0 | 0 | 0 | 0
IL Climate ParentID 1707- CO2 Cap Annual v6.20 | 282 | 7728 | Rate Constraint in MTons | FALSE | L | Annual | Fuel Consumed | TBtu | 0 | 0 | 0 | 0 | 0 | 0 | 0 | 0
IL Climate ParentID 1707- CO2 Cap Annual v6.20 | 282 | 7728 | Rate Constraint in MTons | FALSE | L | Annual | Rate | lb/MMBtu | 0 | 0 | 0 | 0 | 0 | 0 | 0 | 0
IL Climate ParentID 1707- CO2 Cap Annual v6.20 | 282 | 7728 | Rate Constraint in MTons | FALSE | L | Annual | Generation | TWh | 0 | 0 | 0 | 0 | 0 | 0 | 0 | 0
IL Climate ParentID 1707- CO2 Cap Annual v6.20 | 282 | 7728 | Rate Constraint in MTons | FALSE | L | Annual | Qualifying Generation | TWh | 0 | 0 | 0 | 0 | 0 | 0 | 0 | 0
IL Climate ParentID 1707- CO2 Cap Annual v6.20 | 282 | 7728 | Rate Constraint in MTons | FALSE | L | Annual | Rate | lb/MWh | 0 | 0 | 0 | 0 | 0 | 0 | 0 | 0
IL Climate ParentID 1707- CO2 Cap Annual v6.20 | 282 | 7728 | Rate Constraint in MTons | FALSE | L | Annual | Constraint Shadow Price | US2019$/Ton | 0 | 0 | 0 | 0 | 0 | 0 | 0 | 0
IL Climate ParentID 2216- CO2 Cap Annual v6.20 | 283 | 7729 | Rate Constraint in MTons | FALSE | L | Annual | Seasons Included | Seasons | Winter, WintShld, Summer | Winter, WintShld, Summer | Winter, WintShld, Summer | Winter, WintShld, Summer | Winter, WintShld, Summer | Winter, WintShld, Summer | Winter, WintShld, Summer | Winter, WintShld, Summer
IL Climate ParentID 2216- CO2 Cap Annual v6.20 | 283 | 7729 | Rate Constraint in MTons | FALSE | L | Annual | Standard CO2 | Thousand Tons | 0 | 0 | 0 | 0 | 72.5534 | 72.5534 | 72.5534 | 72.5534
IL Climate ParentID 2216- CO2 Cap Annual v6.20 | 283 | 7729 | Rate Constraint in MTons | FALSE | L | Annual | Emissions at Affected Plants CO2 | Thousand Tons | 0 | 0 | 0 | 0 | 0 | 0 | 0 | 0
IL Climate ParentID 2216- CO2 Cap Annual v6.20 | 283 | 7729 | Rate Constraint in MTons | FALSE | L | Annual | Allowances Purchased CO2 | Thousand Tons | 0 | 0 | 0 | 0 | 0 | 0 | 0 | 0
IL Climate ParentID 2216- CO2 Cap Annual v6.20 | 283 | 7729 | Rate Constraint in MTons | FALSE | L | Annual | Allowances Sold CO2 | Thousand Tons | 0 | 0 | 0 | 0 | 0 | 0 | 0 | 0
IL Climate ParentID 2216- CO2 Cap Annual v6.20 | 283 | 7729 | Rate Constraint in MTons | FALSE | L | Annual | Allowances Banked | Thousand Tons | 0 | 0 | 0 | 0 | 0 | 0 | 0 | 0
IL Climate ParentID 2216- CO2 Cap Annual v6.20 | 283 | 7729 | Rate Constraint in MTons | FALSE | L | Annual | Allowances Withdrawn (1:1) | Thousand Tons | 0 | 0 | 0 | 0 | 0 | 0 | 0 | 0
IL Climate ParentID 2216- CO2 Cap Annual v6.20 | 283 | 7729 | Rate Constraint in MTons | FALSE | L | Annual | Allowances Withdrawn (n:1) | Thousand Tons | 0 | 0 | 0 | 0 | 0 | 0 | 0 | 0
IL Climate ParentID 2216- CO2 Cap Annual v6.20 | 283 | 7729 | Rate Constraint in MTons | FALSE | L | Annual | Net Emissions Allowance Position | Thousand Tons | 0 | 0 | 0 | 0 | 0 | 0 | 0 | 0
IL Climate ParentID 2216- CO2 Cap Annual v6.20 | 283 | 7729 | Rate Constraint in MTons | FALSE | L | Annual | Fuel Consumed | TBtu | 0 | 0 | 0 | 0 | 0 | 0 | 0 | 0
IL Climate ParentID 2216- CO2 Cap Annual v6.20 | 283 | 7729 | Rate Constraint in MTons | FALSE | L | Annual | Rate | lb/MMBtu | 0 | 0 | 0 | 0 | 0 | 0 | 0 | 0
IL Climate ParentID 2216- CO2 Cap Annual v6.20 | 283 | 7729 | Rate Constraint in MTons | FALSE | L | Annual | Generation | TWh | 0 | 0 | 0 | 0 | 0 | 0 | 0 | 0
IL Climate ParentID 2216- CO2 Cap Annual v6.20 | 283 | 7729 | Rate Constraint in MTons | FALSE | L | Annual | Qualifying Generation | TWh | 0 | 0 | 0 | 0 | 0 | 0 | 0 | 0
IL Climate ParentID 2216- CO2 Cap Annual v6.20 | 283 | 7729 | Rate Constraint in MTons | FALSE | L | Annual | Rate | lb/MWh | 0 | 0 | 0 | 0 | 0 | 0 | 0 | 0
IL Climate ParentID 2216- CO2 Cap Annual v6.20 | 283 | 7729 | Rate Constraint in MTons | FALSE | L | Annual | Constraint Shadow Price | US2019$/Ton | 0 | 0 | 0 | 0 | 0 | 0 | 0 | 0
IL Climate ParentID 2217- CO2 Cap Annual v6.20 | 284 | 7730 | Rate Constraint in MTons | FALSE | L | Annual | Seasons Included | Seasons | Winter, WintShld, Summer | Winter, WintShld, Summer | Winter, WintShld, Summer | Winter, WintShld, Summer | Winter, WintShld, Summer | Winter, WintShld, Summer | Winter, WintShld, Summer | Winter, WintShld, Summer
IL Climate ParentID 2217- CO2 Cap Annual v6.20 | 284 | 7730 | Rate Constraint in MTons | FALSE | L | Annual | Standard CO2 | Thousand Tons | 0 | 0 | 0 | 0 | 85.1224 | 85.1224 | 85.1224 | 85.1224
IL Climate ParentID 2217- CO2 Cap Annual v6.20 | 284 | 7730 | Rate Constraint in MTons | FALSE | L | Annual | Emissions at Affected Plants CO2 | Thousand Tons | 0 | 0 | 0 | 0 | 0 | 0 | 0 | 0
IL Climate ParentID 2217- CO2 Cap Annual v6.20 | 284 | 7730 | Rate Constraint in MTons | FALSE | L | Annual | Allowances Purchased CO2 | Thousand Tons | 0 | 0 | 0 | 0 | 0 | 0 | 0 | 0
IL Climate ParentID 2217- CO2 Cap Annual v6.20 | 284 | 7730 | Rate Constraint in MTons | FALSE | L | Annual | Allowances Sold CO2 | Thousand Tons | 0 | 0 | 0 | 0 | 0 | 0 | 0 | 0
IL Climate ParentID 2217- CO2 Cap Annual v6.20 | 284 | 7730 | Rate Constraint in MTons | FALSE | L | Annual | Allowances Banked | Thousand Tons | 0 | 0 | 0 | 0 | 0 | 0 | 0 | 0
IL Climate ParentID 2217- CO2 Cap Annual v6.20 | 284 | 7730 | Rate Constraint in MTons | FALSE | L | Annual | Allowances Withdrawn (1:1) | Thousand Tons | 0 | 0 | 0 | 0 | 0 | 0 | 0 | 0
IL Climate ParentID 2217- CO2 Cap Annual v6.20 | 284 | 7730 | Rate Constraint in MTons | FALSE | L | Annual | Allowances Withdrawn (n:1) | Thousand Tons | 0 | 0 | 0 | 0 | 0 | 0 | 0 | 0
IL Climate ParentID 2217- CO2 Cap Annual v6.20 | 284 | 7730 | Rate Constraint in MTons | FALSE | L | Annual | Net Emissions Allowance Position | Thousand Tons | 0 | 0 | 0 | 0 | 0 | 0 | 0 | 0
IL Climate ParentID 2217- CO2 Cap Annual v6.20 | 284 | 7730 | Rate Constraint in MTons | FALSE | L | Annual | Fuel Consumed | TBtu | 0 | 0 | 0 | 0 | 0 | 0 | 0 | 0
IL Climate ParentID 2217- CO2 Cap Annual v6.20 | 284 | 7730 | Rate Constraint in MTons | FALSE | L | Annual | Rate | lb/MMBtu | 0 | 0 | 0 | 0 | 0 | 0 | 0 | 0
IL Climate ParentID 2217- CO2 Cap Annual v6.20 | 284 | 7730 | Rate Constraint in MTons | FALSE | L | Annual | Generation | TWh | 0 | 0 | 0 | 0 | 0 | 0 | 0 | 0
IL Climate ParentID 2217- CO2 Cap Annual v6.20 | 284 | 7730 | Rate Constraint in MTons | FALSE | L | Annual | Qualifying Generation | TWh | 0 | 0 | 0 | 0 | 0 | 0 | 0 | 0
IL Climate ParentID 2217- CO2 Cap Annual v6.20 | 284 | 7730 | Rate Constraint in MTons | FALSE | L | Annual | Rate | lb/MWh | 0 | 0 | 0 | 0 | 0 | 0 | 0 | 0
IL Climate ParentID 2217- CO2 Cap Annual v6.20 | 284 | 7730 | Rate Constraint in MTons | FALSE | L | Annual | Constraint Shadow Price | US2019$/Ton | 0 | 0 | 0 | 0 | 0 | 0 | 0 | 0
IL Climate ParentID 2218- CO2 Cap Annual v6.20 | 285 | 7731 | Rate Constraint in MTons | FALSE | L | Annual | Seasons Included | Seasons | Winter, WintShld, Summer | Winter, WintShld, Summer | Winter, WintShld, Summer | Winter, WintShld, Summer | Winter, WintShld, Summer | Winter, WintShld, Summer | Winter, WintShld, Summer | Winter, WintShld, Summer
IL Climate ParentID 2218- CO2 Cap Annual v6.20 | 285 | 7731 | Rate Constraint in MTons | FALSE | L | Annual | Standard CO2 | Thousand Tons | 0 | 0 | 0 | 0 | 89.2382 | 89.2382 | 89.2382 | 89.2382
IL Climate ParentID 2218- CO2 Cap Annual v6.20 | 285 | 7731 | Rate Constraint in MTons | FALSE | L | Annual | Emissions at Affected Plants CO2 | Thousand Tons | 0 | 0 | 0 | 0 | 0 | 0 | 0 | 0
IL Climate ParentID 2218- CO2 Cap Annual v6.20 | 285 | 7731 | Rate Constraint in MTons | FALSE | L | Annual | Allowances Purchased CO2 | Thousand Tons | 0 | 0 | 0 | 0 | 0 | 0 | 0 | 0
IL Climate ParentID 2218- CO2 Cap Annual v6.20 | 285 | 7731 | Rate Constraint in MTons | FALSE | L | Annual | Allowances Sold CO2 | Thousand Tons | 0 | 0 | 0 | 0 | 0 | 0 | 0 | 0
IL Climate ParentID 2218- CO2 Cap Annual v6.20 | 285 | 7731 | Rate Constraint in MTons | FALSE | L | Annual | Allowances Banked | Thousand Tons | 0 | 0 | 0 | 0 | 0 | 0 | 0 | 0
IL Climate ParentID 2218- CO2 Cap Annual v6.20 | 285 | 7731 | Rate Constraint in MTons | FALSE | L | Annual | Allowances Withdrawn (1:1) | Thousand Tons | 0 | 0 | 0 | 0 | 0 | 0 | 0 | 0
IL Climate ParentID 2218- CO2 Cap Annual v6.20 | 285 | 7731 | Rate Constraint in MTons | FALSE | L | Annual | Allowances Withdrawn (n:1) | Thousand Tons | 0 | 0 | 0 | 0 | 0 | 0 | 0 | 0
IL Climate ParentID 2218- CO2 Cap Annual v6.20 | 285 | 7731 | Rate Constraint in MTons | FALSE | L | Annual | Net Emissions Allowance Position | Thousand Tons | 0 | 0 | 0 | 0 | 0 | 0 | 0 | 0
IL Climate ParentID 2218- CO2 Cap Annual v6.20 | 285 | 7731 | Rate Constraint in MTons | FALSE | L | Annual | Fuel Consumed | TBtu | 0 | 0 | 0 | 0 | 0 | 0 | 0 | 0
IL Climate ParentID 2218- CO2 Cap Annual v6.20 | 285 | 7731 | Rate Constraint in MTons | FALSE | L | Annual | Rate | lb/MMBtu | 0 | 0 | 0 | 0 | 0 | 0 | 0 | 0
IL Climate ParentID 2218- CO2 Cap Annual v6.20 | 285 | 7731 | Rate Constraint in MTons | FALSE | L | Annual | Generation | TWh | 0 | 0 | 0 | 0 | 0 | 0 | 0 | 0
IL Climate ParentID 2218- CO2 Cap Annual v6.20 | 285 | 7731 | Rate Constraint in MTons | FALSE | L | Annual | Qualifying Generation | TWh | 0 | 0 | 0 | 0 | 0 | 0 | 0 | 0
IL Climate ParentID 2218- CO2 Cap Annual v6.20 | 285 | 7731 | Rate Constraint in MTons | FALSE | L | Annual | Rate | lb/MWh | 0 | 0 | 0 | 0 | 0 | 0 | 0 | 0
IL Climate ParentID 2218- CO2 Cap Annual v6.20 | 285 | 7731 | Rate Constraint in MTons | FALSE | L | Annual | Constraint Shadow Price | US2019$/Ton | 0 | 0 | 0 | 0 | 0 | 0 | 0 | 0
IL Climate ParentID 2219- CO2 Cap Annual v6.20 | 286 | 7732 | Rate Constraint in MTons | FALSE | L | Annual | Seasons Included | Seasons | Winter, WintShld, Summer | Winter, WintShld, Summer | Winter, WintShld, Summer | Winter, WintShld, Summer | Winter, WintShld, Summer | Winter, WintShld, Summer | Winter, WintShld, Summer | Winter, WintShld, Summer
IL Climate ParentID 2219- CO2 Cap Annual v6.20 | 286 | 7732 | Rate Constraint in MTons | FALSE | L | Annual | Standard CO2 | Thousand Tons | 0 | 0 | 0 | 0 | 78.6449 | 78.6449 | 78.6449 | 78.6449
IL Climate ParentID 2219- CO2 Cap Annual v6.20 | 286 | 7732 | Rate Constraint in MTons | FALSE | L | Annual | Emissions at Affected Plants CO2 | Thousand Tons | 0 | 0 | 0 | 0 | 0 | 0 | 0 | 0
IL Climate ParentID 2219- CO2 Cap Annual v6.20 | 286 | 7732 | Rate Constraint in MTons | FALSE | L | Annual | Allowances Purchased CO2 | Thousand Tons | 0 | 0 | 0 | 0 | 0 | 0 | 0 | 0
IL Climate ParentID 2219- CO2 Cap Annual v6.20 | 286 | 7732 | Rate Constraint in MTons | FALSE | L | Annual | Allowances Sold CO2 | Thousand Tons | 0 | 0 | 0 | 0 | 0 | 0 | 0 | 0
IL Climate ParentID 2219- CO2 Cap Annual v6.20 | 286 | 7732 | Rate Constraint in MTons | FALSE | L | Annual | Allowances Banked | Thousand Tons | 0 | 0 | 0 | 0 | 0 | 0 | 0 | 0
IL Climate ParentID 2219- CO2 Cap Annual v6.20 | 286 | 7732 | Rate Constraint in MTons | FALSE | L | Annual | Allowances Withdrawn (1:1) | Thousand Tons | 0 | 0 | 0 | 0 | 0 | 0 | 0 | 0
IL Climate ParentID 2219- CO2 Cap Annual v6.20 | 286 | 7732 | Rate Constraint in MTons | FALSE | L | Annual | Allowances Withdrawn (n:1) | Thousand Tons | 0 | 0 | 0 | 0 | 0 | 0 | 0 | 0
IL Climate ParentID 2219- CO2 Cap Annual v6.20 | 286 | 7732 | Rate Constraint in MTons | FALSE | L | Annual | Net Emissions Allowance Position | Thousand Tons | 0 | 0 | 0 | 0 | 0 | 0 | 0 | 0
IL Climate ParentID 2219- CO2 Cap Annual v6.20 | 286 | 7732 | Rate Constraint in MTons | FALSE | L | Annual | Fuel Consumed | TBtu | 0 | 0 | 0 | 0 | 0 | 0 | 0 | 0
IL Climate ParentID 2219- CO2 Cap Annual v6.20 | 286 | 7732 | Rate Constraint in MTons | FALSE | L | Annual | Rate | lb/MMBtu | 0 | 0 | 0 | 0 | 0 | 0 | 0 | 0
IL Climate ParentID 2219- CO2 Cap Annual v6.20 | 286 | 7732 | Rate Constraint in MTons | FALSE | L | Annual | Generation | TWh | 0 | 0 | 0 | 0 | 0 | 0 | 0 | 0
IL Climate ParentID 2219- CO2 Cap Annual v6.20 | 286 | 7732 | Rate Constraint in MTons | FALSE | L | Annual | Qualifying Generation | TWh | 0 | 0 | 0 | 0 | 0 | 0 | 0 | 0
IL Climate ParentID 2219- CO2 Cap Annual v6.20 | 286 | 7732 | Rate Constraint in MTons | FALSE | L | Annual | Rate | lb/MWh | 0 | 0 | 0 | 0 | 0 | 0 | 0 | 0
IL Climate ParentID 2219- CO2 Cap Annual v6.20 | 286 | 7732 | Rate Constraint in MTons | FALSE | L | Annual | Constraint Shadow Price | US2019$/Ton | 0 | 0 | 0 | 0 | 0 | 0 | 0 | 0
IL Climate ParentID 2220- CO2 Cap Annual v6.20 | 287 | 7733 | Rate Constraint in MTons | FALSE | L | Annual | Seasons Included | Seasons | Winter, WintShld, Summer | Winter, WintShld, Summer | Winter, WintShld, Summer | Winter, WintShld, Summer | Winter, WintShld, Summer | Winter, WintShld, Summer | Winter, WintShld, Summer | Winter, WintShld, Summer
IL Climate ParentID 2220- CO2 Cap Annual v6.20 | 287 | 7733 | Rate Constraint in MTons | FALSE | L | Annual | Standard CO2 | Thousand Tons | 0 | 0 | 0 | 0 | 5.2842 | 5.2842 | 5.2842 | 5.2842
IL Climate ParentID 2220- CO2 Cap Annual v6.20 | 287 | 7733 | Rate Constraint in MTons | FALSE | L | Annual | Emissions at Affected Plants CO2 | Thousand Tons | 0 | 0 | 0 | 0 | 0 | 0 | 0 | 0
IL Climate ParentID 2220- CO2 Cap Annual v6.20 | 287 | 7733 | Rate Constraint in MTons | FALSE | L | Annual | Allowances Purchased CO2 | Thousand Tons | 0 | 0 | 0 | 0 | 0 | 0 | 0 | 0
IL Climate ParentID 2220- CO2 Cap Annual v6.20 | 287 | 7733 | Rate Constraint in MTons | FALSE | L | Annual | Allowances Sold CO2 | Thousand Tons | 0 | 0 | 0 | 0 | 0 | 0 | 0 | 0
IL Climate ParentID 2220- CO2 Cap Annual v6.20 | 287 | 7733 | Rate Constraint in MTons | FALSE | L | Annual | Allowances Banked | Thousand Tons | 0 | 0 | 0 | 0 | 0 | 0 | 0 | 0
IL Climate ParentID 2220- CO2 Cap Annual v6.20 | 287 | 7733 | Rate Constraint in MTons | FALSE | L | Annual | Allowances Withdrawn (1:1) | Thousand Tons | 0 | 0 | 0 | 0 | 0 | 0 | 0 | 0
IL Climate ParentID 2220- CO2 Cap Annual v6.20 | 287 | 7733 | Rate Constraint in MTons | FALSE | L | Annual | Allowances Withdrawn (n:1) | Thousand Tons | 0 | 0 | 0 | 0 | 0 | 0 | 0 | 0
IL Climate ParentID 2220- CO2 Cap Annual v6.20 | 287 | 7733 | Rate Constraint in MTons | FALSE | L | Annual | Net Emissions Allowance Position | Thousand Tons | 0 | 0 | 0 | 0 | 0 | 0 | 0 | 0
IL Climate ParentID 2220- CO2 Cap Annual v6.20 | 287 | 7733 | Rate Constraint in MTons | FALSE | L | Annual | Fuel Consumed | TBtu | 0 | 0 | 0 | 0 | 0 | 0 | 0 | 0
IL Climate ParentID 2220- CO2 Cap Annual v6.20 | 287 | 7733 | Rate Constraint in MTons | FALSE | L | Annual | Rate | lb/MMBtu | 0 | 0 | 0 | 0 | 0 | 0 | 0 | 0
IL Climate ParentID 2220- CO2 Cap Annual v6.20 | 287 | 7733 | Rate Constraint in MTons | FALSE | L | Annual | Generation | TWh | 0 | 0 | 0 | 0 | 0 | 0 | 0 | 0
IL Climate ParentID 2220- CO2 Cap Annual v6.20 | 287 | 7733 | Rate Constraint in MTons | FALSE | L | Annual | Qualifying Generation | TWh | 0 | 0 | 0 | 0 | 0 | 0 | 0 | 0
IL Climate ParentID 2220- CO2 Cap Annual v6.20 | 287 | 7733 | Rate Constraint in MTons | FALSE | L | Annual | Rate | lb/MWh | 0 | 0 | 0 | 0 | 0 | 0 | 0 | 0
IL Climate ParentID 2220- CO2 Cap Annual v6.20 | 287 | 7733 | Rate Constraint in MTons | FALSE | L | Annual | Constraint Shadow Price | US2019$/Ton | 0 | 0 | 0 | 0 | 0 | 0 | 0 | 0
IL Climate ParentID 2571- CO2 Cap Annual v6.20 | 288 | 7734 | Rate Constraint in MTons | FALSE | L | Annual | Seasons Included | Seasons | Winter, WintShld, Summer | Winter, WintShld, Summer | Winter, WintShld, Summer | Winter, WintShld, Summer | Winter, WintShld, Summer | Winter, WintShld, Summer | Winter, WintShld, Summer | Winter, WintShld, Summer
IL Climate ParentID 2571- CO2 Cap Annual v6.20 | 288 | 7734 | Rate Constraint in MTons | FALSE | L | Annual | Standard CO2 | Thousand Tons | 0 | 0 | 0 | 0 | 555.3467 | 555.3467 | 555.3467 | 555.3467
IL Climate ParentID 2571- CO2 Cap Annual v6.20 | 288 | 7734 | Rate Constraint in MTons | FALSE | L | Annual | Emissions at Affected Plants CO2 | Thousand Tons | 0 | 0 | 0 | 0 | 0 | 0 | 0 | 0
IL Climate ParentID 2571- CO2 Cap Annual v6.20 | 288 | 7734 | Rate Constraint in MTons | FALSE | L | Annual | Allowances Purchased CO2 | Thousand Tons | 0 | 0 | 0 | 0 | 0 | 0 | 0 | 0
IL Climate ParentID 2571- CO2 Cap Annual v6.20 | 288 | 7734 | Rate Constraint in MTons | FALSE | L | Annual | Allowances Sold CO2 | Thousand Tons | 0 | 0 | 0 | 0 | 0 | 0 | 0 | 0
IL Climate ParentID 2571- CO2 Cap Annual v6.20 | 288 | 7734 | Rate Constraint in MTons | FALSE | L | Annual | Allowances Banked | Thousand Tons | 0 | 0 | 0 | 0 | 0 | 0 | 0 | 0
IL Climate ParentID 2571- CO2 Cap Annual v6.20 | 288 | 7734 | Rate Constraint in MTons | FALSE | L | Annual | Allowances Withdrawn (1:1) | Thousand Tons | 0 | 0 | 0 | 0 | 0 | 0 | 0 | 0
IL Climate ParentID 2571- CO2 Cap Annual v6.20 | 288 | 7734 | Rate Constraint in MTons | FALSE | L | Annual | Allowances Withdrawn (n:1) | Thousand Tons | 0 | 0 | 0 | 0 | 0 | 0 | 0 | 0
IL Climate ParentID 2571- CO2 Cap Annual v6.20 | 288 | 7734 | Rate Constraint in MTons | FALSE | L | Annual | Net Emissions Allowance Position | Thousand Tons | 0 | 0 | 0 | 0 | 0 | 0 | 0 | 0
IL Climate ParentID 2571- CO2 Cap Annual v6.20 | 288 | 7734 | Rate Constraint in MTons | FALSE | L | Annual | Fuel Consumed | TBtu | 0 | 0 | 0 | 0 | 0 | 0 | 0 | 0
IL Climate ParentID 2571- CO2 Cap Annual v6.20 | 288 | 7734 | Rate Constraint in MTons | FALSE | L | Annual | Rate | lb/MMBtu | 0 | 0 | 0 | 0 | 0 | 0 | 0 | 0
IL Climate ParentID 2571- CO2 Cap Annual v6.20 | 288 | 7734 | Rate Constraint in MTons | FALSE | L | Annual | Generation | TWh | 0 | 0 | 0 | 0 | 0 | 0 | 0 | 0
IL Climate ParentID 2571- CO2 Cap Annual v6.20 | 288 | 7734 | Rate Constraint in MTons | FALSE | L | Annual | Qualifying Generation | TWh | 0 | 0 | 0 | 0 | 0 | 0 | 0 | 0
IL Climate ParentID 2571- CO2 Cap Annual v6.20 | 288 | 7734 | Rate Constraint in MTons | FALSE | L | Annual | Rate | lb/MWh | 0 | 0 | 0 | 0 | 0 | 0 | 0 | 0
IL Climate ParentID 2571- CO2 Cap Annual v6.20 | 288 | 7734 | Rate Constraint in MTons | FALSE | L | Annual | Constraint Shadow Price | US2019$/Ton | 0 | 0 | 0 | 0 | 0 | 0 | 0 | 0
IL Climate ParentID 311- CO2 Cap Annual v6.20 | 289 | 7696 | Rate Constraint in MTons | FALSE | L | Annual | Seasons Included | Seasons | Winter, WintShld, Summer | Winter, WintShld, Summer | Winter, WintShld, Summer | Winter, WintShld, Summer | Winter, WintShld, Summer | Winter, WintShld, Summer | Winter, WintShld, Summer | Winter, WintShld, Summer
IL Climate ParentID 311- CO2 Cap Annual v6.20 | 289 | 7696 | Rate Constraint in MTons | FALSE | L | Annual | Standard CO2 | Thousand Tons | 0 | 0 | 0 | 0 | 194.7601 | 194.7601 | 194.7601 | 194.7601
IL Climate ParentID 311- CO2 Cap Annual v6.20 | 289 | 7696 | Rate Constraint in MTons | FALSE | L | Annual | Emissions at Affected Plants CO2 | Thousand Tons | 0 | 0 | 0 | 0 | 127.2439 | 49.2003 | 0 | 0
IL Climate ParentID 311- CO2 Cap Annual v6.20 | 289 | 7696 | Rate Constraint in MTons | FALSE | L | Annual | Allowances Purchased CO2 | Thousand Tons | 0 | 0 | 0 | 0 | 0 | 0 | 0 | 0
IL Climate ParentID 311- CO2 Cap Annual v6.20 | 289 | 7696 | Rate Constraint in MTons | FALSE | L | Annual | Allowances Sold CO2 | Thousand Tons | 0 | 0 | 0 | 0 | 0 | 0 | 0 | 0
IL Climate ParentID 311- CO2 Cap Annual v6.20 | 289 | 7696 | Rate Constraint in MTons | FALSE | L | Annual | Allowances Banked | Thousand Tons | 0 | 0 | 0 | 0 | 0 | 0 | 0 | 0
IL Climate ParentID 311- CO2 Cap Annual v6.20 | 289 | 7696 | Rate Constraint in MTons | FALSE | L | Annual | Allowances Withdrawn (1:1) | Thousand Tons | 0 | 0 | 0 | 0 | 0 | 0 | 0 | 0
IL Climate ParentID 311- CO2 Cap Annual v6.20 | 289 | 7696 | Rate Constraint in MTons | FALSE | L | Annual | Allowances Withdrawn (n:1) | Thousand Tons | 0 | 0 | 0 | 0 | 0 | 0 | 0 | 0
IL Climate ParentID 311- CO2 Cap Annual v6.20 | 289 | 7696 | Rate Constraint in MTons | FALSE | L | Annual | Net Emissions Allowance Position | Thousand Tons | 0 | 0 | 0 | 0 | 127.2439 | 49.2003 | 0 | 0
IL Climate ParentID 311- CO2 Cap Annual v6.20 | 289 | 7696 | Rate Constraint in MTons | FALSE | L | Annual | Fuel Consumed | TBtu | 0 | 0 | 0 | 0 | 2.1736 | 0.84046 | 0 | 0
IL Climate ParentID 311- CO2 Cap Annual v6.20 | 289 | 7696 | Rate Constraint in MTons | FALSE | L | Annual | Rate | lb/MMBtu | 0 | 0 | 0 | 0 | 117.08 | 117.08 | 0 | 0
IL Climate ParentID 311- CO2 Cap Annual v6.20 | 289 | 7696 | Rate Constraint in MTons | FALSE | L | Annual | Generation | TWh | 0 | 0 | 0 | 0 | 0.20229 | 0.078218 | 0 | 0
IL Climate ParentID 311- CO2 Cap Annual v6.20 | 289 | 7696 | Rate Constraint in MTons | FALSE | L | Annual | Qualifying Generation | TWh | 0 | 0 | 0 | 0 | 0.20229 | 0.078218 | 0 | 0
IL Climate ParentID 311- CO2 Cap Annual v6.20 | 289 | 7696 | Rate Constraint in MTons | FALSE | L | Annual | Rate | lb/MWh | 0 | 0 | 0 | 0 | 1258.0246 | 1258.0246 | 0 | 0
IL Climate ParentID 311- CO2 Cap Annual v6.20 | 289 | 7696 | Rate Constraint in MTons | FALSE | L | Annual | Constraint Shadow Price | US2019$/Ton | 0 | 0 | 0 | 0 | 0 | 0 | 0 | 0
IL Climate ParentID 320- CO2 Cap Annual v6.20 | 290 | 7697 | Rate Constraint in MTons | FALSE | L | Annual | Seasons Included | Seasons | Winter, WintShld, Summer | Winter, WintShld, Summer | Winter, WintShld, Summer | Winter, WintShld, Summer | Winter, WintShld, Summer | Winter, WintShld, Summer | Winter, WintShld, Summer | Winter, WintShld, Summer
IL Climate ParentID 320- CO2 Cap Annual v6.20 | 290 | 7697 | Rate Constraint in MTons | FALSE | L | Annual | Standard CO2 | Thousand Tons | 0 | 0 | 0 | 0 | 112.2207 | 112.2207 | 112.2207 | 112.2207
IL Climate ParentID 320- CO2 Cap Annual v6.20 | 290 | 7697 | Rate Constraint in MTons | FALSE | L | Annual | Emissions at Affected Plants CO2 | Thousand Tons | 0 | 0 | 0 | 0 | 112.2207 | 17.2582 | 0 | 0
IL Climate ParentID 320- CO2 Cap Annual v6.20 | 290 | 7697 | Rate Constraint in MTons | FALSE | L | Annual | Allowances Purchased CO2 | Thousand Tons | 0 | 0 | 0 | 0 | 0 | 0 | 0 | 0
IL Climate ParentID 320- CO2 Cap Annual v6.20 | 290 | 7697 | Rate Constraint in MTons | FALSE | L | Annual | Allowances Sold CO2 | Thousand Tons | 0 | 0 | 0 | 0 | 0 | 0 | 0 | 0
IL Climate ParentID 320- CO2 Cap Annual v6.20 | 290 | 7697 | Rate Constraint in MTons | FALSE | L | Annual | Allowances Banked | Thousand Tons | 0 | 0 | 0 | 0 | 0 | 0 | 0 | 0
IL Climate ParentID 320- CO2 Cap Annual v6.20 | 290 | 7697 | Rate Constraint in MTons | FALSE | L | Annual | Allowances Withdrawn (1:1) | Thousand Tons | 0 | 0 | 0 | 0 | 0 | 0 | 0 | 0
IL Climate ParentID 320- CO2 Cap Annual v6.20 | 290 | 7697 | Rate Constraint in MTons | FALSE | L | Annual | Allowances Withdrawn (n:1) | Thousand Tons | 0 | 0 | 0 | 0 | 0 | 0 | 0 | 0
IL Climate ParentID 320- CO2 Cap Annual v6.20 | 290 | 7697 | Rate Constraint in MTons | FALSE | L | Annual | Net Emissions Allowance Position | Thousand Tons | 0 | 0 | 0 | 0 | 112.2207 | 17.2582 | 0 | 0
IL Climate ParentID 320- CO2 Cap Annual v6.20 | 290 | 7697 | Rate Constraint in MTons | FALSE | L | Annual | Fuel Consumed | TBtu | 0 | 0 | 0 | 0 | 1.917 | 0.29481 | 0 | 0
IL Climate ParentID 320- CO2 Cap Annual v6.20 | 290 | 7697 | Rate Constraint in MTons | FALSE | L | Annual | Rate | lb/MMBtu | 0 | 0 | 0 | 0 | 117.08 | 117.08 | 0 | 0
IL Climate ParentID 320- CO2 Cap Annual v6.20 | 290 | 7697 | Rate Constraint in MTons | FALSE | L | Annual | Generation | TWh | 0 | 0 | 0 | 0 | 0.16873 | 0.025949 | 0 | 0
IL Climate ParentID 320- CO2 Cap Annual v6.20 | 290 | 7697 | Rate Constraint in MTons | FALSE | L | Annual | Qualifying Generation | TWh | 0 | 0 | 0 | 0 | 0.16873 | 0.025949 | 0 | 0
IL Climate ParentID 320- CO2 Cap Annual v6.20 | 290 | 7697 | Rate Constraint in MTons | FALSE | L | Annual | Rate | lb/MWh | 0 | 0 | 0 | 0 | 1330.1459 | 1330.1459 | 0 | 0
IL Climate ParentID 320- CO2 Cap Annual v6.20 | 290 | 7697 | Rate Constraint in MTons | FALSE | L | Annual | Constraint Shadow Price | US2019$/Ton | 0 | 0 | 0 | 0 | 0.50146 | 0 | 0 | 0
IL Climate ParentID 321- CO2 Cap Annual v6.20 | 291 | 7698 | Rate Constraint in MTons | FALSE | L | Annual | Seasons Included | Seasons | Winter, WintShld, Summer | Winter, WintShld, Summer | Winter, WintShld, Summer | Winter, WintShld, Summer | Winter, WintShld, Summer | Winter, WintShld, Summer | Winter, WintShld, Summer | Winter, WintShld, Summer
IL Climate ParentID 321- CO2 Cap Annual v6.20 | 291 | 7698 | Rate Constraint in MTons | FALSE | L | Annual | Standard CO2 | Thousand Tons | 0 | 0 | 0 | 0 | 212.9442 | 212.9442 | 212.9442 | 212.9442
IL Climate ParentID 321- CO2 Cap Annual v6.20 | 291 | 7698 | Rate Constraint in MTons | FALSE | L | Annual | Emissions at Affected Plants CO2 | Thousand Tons | 0 | 0 | 0 | 0 | 212.9442 | 146.9418 | 0 | 0
IL Climate ParentID 321- CO2 Cap Annual v6.20 | 291 | 7698 | Rate Constraint in MTons | FALSE | L | Annual | Allowances Purchased CO2 | Thousand Tons | 0 | 0 | 0 | 0 | 0 | 0 | 0 | 0
IL Climate ParentID 321- CO2 Cap Annual v6.20 | 291 | 7698 | Rate Constraint in MTons | FALSE | L | Annual | Allowances Sold CO2 | Thousand Tons | 0 | 0 | 0 | 0 | 0 | 0 | 0 | 0
IL Climate ParentID 321- CO2 Cap Annual v6.20 | 291 | 7698 | Rate Constraint in MTons | FALSE | L | Annual | Allowances Banked | Thousand Tons | 0 | 0 | 0 | 0 | 0 | 0 | 0 | 0
IL Climate ParentID 321- CO2 Cap Annual v6.20 | 291 | 7698 | Rate Constraint in MTons | FALSE | L | Annual | Allowances Withdrawn (1:1) | Thousand Tons | 0 | 0 | 0 | 0 | 0 | 0 | 0 | 0
IL Climate ParentID 321- CO2 Cap Annual v6.20 | 291 | 7698 | Rate Constraint in MTons | FALSE | L | Annual | Allowances Withdrawn (n:1) | Thousand Tons | 0 | 0 | 0 | 0 | 0 | 0 | 0 | 0
IL Climate ParentID 321- CO2 Cap Annual v6.20 | 291 | 7698 | Rate Constraint in MTons | FALSE | L | Annual | Net Emissions Allowance Position | Thousand Tons | 0 | 0 | 0 | 0 | 212.9442 | 146.9418 | 0 | 0
IL Climate ParentID 321- CO2 Cap Annual v6.20 | 291 | 7698 | Rate Constraint in MTons | FALSE | L | Annual | Fuel Consumed | TBtu | 0 | 0 | 0 | 0 | 3.6376 | 2.5101 | 0 | 0
IL Climate ParentID 321- CO2 Cap Annual v6.20 | 291 | 7698 | Rate Constraint in MTons | FALSE | L | Annual | Rate | lb/MMBtu | 0 | 0 | 0 | 0 | 117.08 | 117.08 | 0 | 0
IL Climate ParentID 321- CO2 Cap Annual v6.20 | 291 | 7698 | Rate Constraint in MTons | FALSE | L | Annual | Generation | TWh | 0 | 0 | 0 | 0 | 0.337 | 0.23254 | 0 | 0
IL Climate ParentID 321- CO2 Cap Annual v6.20 | 291 | 7698 | Rate Constraint in MTons | FALSE | L | Annual | Qualifying Generation | TWh | 0 | 0 | 0 | 0 | 0.337 | 0.23254 | 0 | 0
IL Climate ParentID 321- CO2 Cap Annual v6.20 | 291 | 7698 | Rate Constraint in MTons | FALSE | L | Annual | Rate | lb/MWh | 0 | 0 | 0 | 0 | 1263.7819 | 1263.7819 | 0 | 0
IL Climate ParentID 321- CO2 Cap Annual v6.20 | 291 | 7698 | Rate Constraint in MTons | FALSE | L | Annual | Constraint Shadow Price | US2019$/Ton | 0 | 0 | 0 | 0 | 0.72829 | 0 | 0 | 0
IL Climate ParentID 322- CO2 Cap Annual v6.20 | 292 | 7699 | Rate Constraint in MTons | FALSE | L | Annual | Seasons Included | Seasons | Winter, WintShld, Summer | Winter, WintShld, Summer | Winter, WintShld, Summer | Winter, WintShld, Summer | Winter, WintShld, Summer | Winter, WintShld, Summer | Winter, WintShld, Summer | Winter, WintShld, Summer
IL Climate ParentID 322- CO2 Cap Annual v6.20 | 292 | 7699 | Rate Constraint in MTons | FALSE | L | Annual | Standard CO2 | Thousand Tons | 0 | 0 | 0 | 0 | 4.4657 | 4.4657 | 4.4657 | 4.4657
IL Climate ParentID 322- CO2 Cap Annual v6.20 | 292 | 7699 | Rate Constraint in MTons | FALSE | L | Annual | Emissions at Affected Plants CO2 | Thousand Tons | 0 | 0 | 0 | 0 | 4.4657 | 4.4657 | 0 | 0
IL Climate ParentID 322- CO2 Cap Annual v6.20 | 292 | 7699 | Rate Constraint in MTons | FALSE | L | Annual | Allowances Purchased CO2 | Thousand Tons | 0 | 0 | 0 | 0 | 0 | 0 | 0 | 0
IL Climate ParentID 322- CO2 Cap Annual v6.20 | 292 | 7699 | Rate Constraint in MTons | FALSE | L | Annual | Allowances Sold CO2 | Thousand Tons | 0 | 0 | 0 | 0 | 0 | 0 | 0 | 0
IL Climate ParentID 322- CO2 Cap Annual v6.20 | 292 | 7699 | Rate Constraint in MTons | FALSE | L | Annual | Allowances Banked | Thousand Tons | 0 | 0 | 0 | 0 | 0 | 0 | 0 | 0
IL Climate ParentID 322- CO2 Cap Annual v6.20 | 292 | 7699 | Rate Constraint in MTons | FALSE | L | Annual | Allowances Withdrawn (1:1) | Thousand Tons | 0 | 0 | 0 | 0 | 0 | 0 | 0 | 0
IL Climate ParentID 322- CO2 Cap Annual v6.20 | 292 | 7699 | Rate Constraint in MTons | FALSE | L | Annual | Allowances Withdrawn (n:1) | Thousand Tons | 0 | 0 | 0 | 0 | 0 | 0 | 0 | 0
IL Climate ParentID 322- CO2 Cap Annual v6.20 | 292 | 7699 | Rate Constraint in MTons | FALSE | L | Annual | Net Emissions Allowance Position | Thousand Tons | 0 | 0 | 0 | 0 | 4.4657 | 4.4657 | 0 | 0
IL Climate ParentID 322- CO2 Cap Annual v6.20 | 292 | 7699 | Rate Constraint in MTons | FALSE | L | Annual | Fuel Consumed | TBtu | 0 | 0 | 0 | 0 | 0.076284 | 0.076284 | 0 | 0
IL Climate ParentID 322- CO2 Cap Annual v6.20 | 292 | 7699 | Rate Constraint in MTons | FALSE | L | Annual | Rate | lb/MMBtu | 0 | 0 | 0 | 0 | 117.08 | 117.08 | 0 | 0
IL Climate ParentID 322- CO2 Cap Annual v6.20 | 292 | 7699 | Rate Constraint in MTons | FALSE | L | Annual | Generation | TWh | 0 | 0 | 0 | 0 | 0.0070995 | 0.0070995 | 0 | 0
IL Climate ParentID 322- CO2 Cap Annual v6.20 | 292 | 7699 | Rate Constraint in MTons | FALSE | L | Annual | Qualifying Generation | TWh | 0 | 0 | 0 | 0 | 0.0070995 | 0.0070995 | 0 | 0
IL Climate ParentID 322- CO2 Cap Annual v6.20 | 292 | 7699 | Rate Constraint in MTons | FALSE | L | Annual | Rate | lb/MWh | 0 | 0 | 0 | 0 | 1258.0246 | 1258.0246 | 0 | 0
IL Climate ParentID 322- CO2 Cap Annual v6.20 | 292 | 7699 | Rate Constraint in MTons | FALSE | L | Annual | Constraint Shadow Price | US2019$/Ton | 0 | 0 | 0 | 0 | 7.0184 | 2.048 | 0 | 0
IL Climate ParentID 323- CO2 Cap Annual v6.20 | 293 | 7700 | Rate Constraint in MTons | FALSE | L | Annual | Seasons Included | Seasons | Winter, WintShld, Summer | Winter, WintShld, Summer | Winter, WintShld, Summer | Winter, WintShld, Summer | Winter, WintShld, Summer | Winter, WintShld, Summer | Winter, WintShld, Summer | Winter, WintShld, Summer
IL Climate ParentID 323- CO2 Cap Annual v6.20 | 293 | 7700 | Rate Constraint in MTons | FALSE | L | Annual | Standard CO2 | Thousand Tons | 0 | 0 | 0 | 0 | 48.0539 | 48.0539 | 48.0539 | 48.0539
IL Climate ParentID 323- CO2 Cap Annual v6.20 | 293 | 7700 | Rate Constraint in MTons | FALSE | L | Annual | Emissions at Affected Plants CO2 | Thousand Tons | 0 | 0 | 0 | 0 | 48.0539 | 31.9798 | 0 | 0
IL Climate ParentID 323- CO2 Cap Annual v6.20 | 293 | 7700 | Rate Constraint in MTons | FALSE | L | Annual | Allowances Purchased CO2 | Thousand Tons | 0 | 0 | 0 | 0 | 0 | 0 | 0 | 0
IL Climate ParentID 323- CO2 Cap Annual v6.20 | 293 | 7700 | Rate Constraint in MTons | FALSE | L | Annual | Allowances Sold CO2 | Thousand Tons | 0 | 0 | 0 | 0 | 0 | 0 | 0 | 0
IL Climate ParentID 323- CO2 Cap Annual v6.20 | 293 | 7700 | Rate Constraint in MTons | FALSE | L | Annual | Allowances Banked | Thousand Tons | 0 | 0 | 0 | 0 | 0 | 0 | 0 | 0
IL Climate ParentID 323- CO2 Cap Annual v6.20 | 293 | 7700 | Rate Constraint in MTons | FALSE | L | Annual | Allowances Withdrawn (1:1) | Thousand Tons | 0 | 0 | 0 | 0 | 0 | 0 | 0 | 0
IL Climate ParentID 323- CO2 Cap Annual v6.20 | 293 | 7700 | Rate Constraint in MTons | FALSE | L | Annual | Allowances Withdrawn (n:1) | Thousand Tons | 0 | 0 | 0 | 0 | 0 | 0 | 0 | 0
IL Climate ParentID 323- CO2 Cap Annual v6.20 | 293 | 7700 | Rate Constraint in MTons | FALSE | L | Annual | Net Emissions Allowance Position | Thousand Tons | 0 | 0 | 0 | 0 | 48.0539 | 31.9798 | 0 | 0
IL Climate ParentID 323- CO2 Cap Annual v6.20 | 293 | 7700 | Rate Constraint in MTons | FALSE | L | Annual | Fuel Consumed | TBtu | 0 | 0 | 0 | 0 | 0.82087 | 0.54629 | 0 | 0
IL Climate ParentID 323- CO2 Cap Annual v6.20 | 293 | 7700 | Rate Constraint in MTons | FALSE | L | Annual | Rate | lb/MMBtu | 0 | 0 | 0 | 0 | 117.08 | 117.08 | 0 | 0
IL Climate ParentID 323- CO2 Cap Annual v6.20 | 293 | 7700 | Rate Constraint in MTons | FALSE | L | Annual | Generation | TWh | 0 | 0 | 0 | 0 | 0.07473 | 0.049733 | 0 | 0
IL Climate ParentID 323- CO2 Cap Annual v6.20 | 293 | 7700 | Rate Constraint in MTons | FALSE | L | Annual | Qualifying Generation | TWh | 0 | 0 | 0 | 0 | 0.07473 | 0.049733 | 0 | 0
IL Climate ParentID 323- CO2 Cap Annual v6.20 | 293 | 7700 | Rate Constraint in MTons | FALSE | L | Annual | Rate | lb/MWh | 0 | 0 | 0 | 0 | 1286.0649 | 1286.0649 | 0 | 0
IL Climate ParentID 323- CO2 Cap Annual v6.20 | 293 | 7700 | Rate Constraint in MTons | FALSE | L | Annual | Constraint Shadow Price | US2019$/Ton | 0 | 0 | 0 | 0 | 0.9513 | 0 | 0 | 0
IL Climate ParentID 324- CO2 Cap Annual v6.20 | 294 | 7701 | Rate Constraint in MTons | FALSE | L | Annual | Seasons Included | Seasons | Winter, WintShld, Summer | Winter, WintShld, Summer | Winter, WintShld, Summer | Winter, WintShld, Summer | Winter, WintShld, Summer | Winter, WintShld, Summer | Winter, WintShld, Summer | Winter, WintShld, Summer
IL Climate ParentID 324- CO2 Cap Annual v6.20 | 294 | 7701 | Rate Constraint in MTons | FALSE | L | Annual | Standard CO2 | Thousand Tons | 0 | 0 | 0 | 0 | 28.5974 | 28.5974 | 28.5974 | 28.5974
IL Climate ParentID 324- CO2 Cap Annual v6.20 | 294 | 7701 | Rate Constraint in MTons | FALSE | L | Annual | Emissions at Affected Plants CO2 | Thousand Tons | 0 | 0 | 0 | 0 | 28.5974 | 24.746 | 0 | 0
IL Climate ParentID 324- CO2 Cap Annual v6.20 | 294 | 7701 | Rate Constraint in MTons | FALSE | L | Annual | Allowances Purchased CO2 | Thousand Tons | 0 | 0 | 0 | 0 | 0 | 0 | 0 | 0
IL Climate ParentID 324- CO2 Cap Annual v6.20 | 294 | 7701 | Rate Constraint in MTons | FALSE | L | Annual | Allowances Sold CO2 | Thousand Tons | 0 | 0 | 0 | 0 | 0 | 0 | 0 | 0
IL Climate ParentID 324- CO2 Cap Annual v6.20 | 294 | 7701 | Rate Constraint in MTons | FALSE | L | Annual | Allowances Banked | Thousand Tons | 0 | 0 | 0 | 0 | 0 | 0 | 0 | 0
IL Climate ParentID 324- CO2 Cap Annual v6.20 | 294 | 7701 | Rate Constraint in MTons | FALSE | L | Annual | Allowances Withdrawn (1:1) | Thousand Tons | 0 | 0 | 0 | 0 | 0 | 0 | 0 | 0
IL Climate ParentID 324- CO2 Cap Annual v6.20 | 294 | 7701 | Rate Constraint in MTons | FALSE | L | Annual | Allowances Withdrawn (n:1) | Thousand Tons | 0 | 0 | 0 | 0 | 0 | 0 | 0 | 0
IL Climate ParentID 324- CO2 Cap Annual v6.20 | 294 | 7701 | Rate Constraint in MTons | FALSE | L | Annual | Net Emissions Allowance Position | Thousand Tons | 0 | 0 | 0 | 0 | 28.5974 | 24.746 | 0 | 0
IL Climate ParentID 324- CO2 Cap Annual v6.20 | 294 | 7701 | Rate Constraint in MTons | FALSE | L | Annual | Fuel Consumed | TBtu | 0 | 0 | 0 | 0 | 0.48851 | 0.42272 | 0 | 0
IL Climate ParentID 324- CO2 Cap Annual v6.20 | 294 | 7701 | Rate Constraint in MTons | FALSE | L | Annual | Rate | lb/MMBtu | 0 | 0 | 0 | 0 | 117.08 | 117.08 | 0 | 0
IL Climate ParentID 324- CO2 Cap Annual v6.20 | 294 | 7701 | Rate Constraint in MTons | FALSE | L | Annual | Generation | TWh | 0 | 0 | 0 | 0 | 0.045464 | 0.039341 | 0 | 0
IL Climate ParentID 324- CO2 Cap Annual v6.20 | 294 | 7701 | Rate Constraint in MTons | FALSE | L | Annual | Qualifying Generation | TWh | 0 | 0 | 0 | 0 | 0.045464 | 0.039341 | 0 | 0
IL Climate ParentID 324- CO2 Cap Annual v6.20 | 294 | 7701 | Rate Constraint in MTons | FALSE | L | Annual | Rate | lb/MWh | 0 | 0 | 0 | 0 | 1258.0246 | 1258.0246 | 0 | 0
IL Climate ParentID 324- CO2 Cap Annual v6.20 | 294 | 7701 | Rate Constraint in MTons | FALSE | L | Annual | Constraint Shadow Price | US2019$/Ton | 0 | 0 | 0 | 0 | 1.7449 | 0 | 0 | 0
IL Climate ParentID 325- CO2 Cap Annual v6.20 | 295 | 7702 | Rate Constraint in MTons | FALSE | L | Annual | Seasons Included | Seasons | Winter, WintShld, Summer | Winter, WintShld, Summer | Winter, WintShld, Summer | Winter, WintShld, Summer | Winter, WintShld, Summer | Winter, WintShld, Summer | Winter, WintShld, Summer | Winter, WintShld, Summer
IL Climate ParentID 325- CO2 Cap Annual v6.20 | 295 | 7702 | Rate Constraint in MTons | FALSE | L | Annual | Standard CO2 | Thousand Tons | 0 | 0 | 0 | 0 | 19.5472 | 19.5472 | 19.5472 | 19.5472
IL Climate ParentID 325- CO2 Cap Annual v6.20 | 295 | 7702 | Rate Constraint in MTons | FALSE | L | Annual | Emissions at Affected Plants CO2 | Thousand Tons | 0 | 0 | 0 | 0 | 0 | 0 | 0 | 0
IL Climate ParentID 325- CO2 Cap Annual v6.20 | 295 | 7702 | Rate Constraint in MTons | FALSE | L | Annual | Allowances Purchased CO2 | Thousand Tons | 0 | 0 | 0 | 0 | 0 | 0 | 0 | 0
IL Climate ParentID 325- CO2 Cap Annual v6.20 | 295 | 7702 | Rate Constraint in MTons | FALSE | L | Annual | Allowances Sold CO2 | Thousand Tons | 0 | 0 | 0 | 0 | 0 | 0 | 0 | 0
IL Climate ParentID 325- CO2 Cap Annual v6.20 | 295 | 7702 | Rate Constraint in MTons | FALSE | L | Annual | Allowances Banked | Thousand Tons | 0 | 0 | 0 | 0 | 0 | 0 | 0 | 0
IL Climate ParentID 325- CO2 Cap Annual v6.20 | 295 | 7702 | Rate Constraint in MTons | FALSE | L | Annual | Allowances Withdrawn (1:1) | Thousand Tons | 0 | 0 | 0 | 0 | 0 | 0 | 0 | 0
IL Climate ParentID 325- CO2 Cap Annual v6.20 | 295 | 7702 | Rate Constraint in MTons | FALSE | L | Annual | Allowances Withdrawn (n:1) | Thousand Tons | 0 | 0 | 0 | 0 | 0 | 0 | 0 | 0
IL Climate ParentID 325- CO2 Cap Annual v6.20 | 295 | 7702 | Rate Constraint in MTons | FALSE | L | Annual | Net Emissions Allowance Position | Thousand Tons | 0 | 0 | 0 | 0 | 0 | 0 | 0 | 0
IL Climate ParentID 325- CO2 Cap Annual v6.20 | 295 | 7702 | Rate Constraint in MTons | FALSE | L | Annual | Fuel Consumed | TBtu | 0 | 0 | 0 | 0 | 0 | 0 | 0 | 0
IL Climate ParentID 325- CO2 Cap Annual v6.20 | 295 | 7702 | Rate Constraint in MTons | FALSE | L | Annual | Rate | lb/MMBtu | 0 | 0 | 0 | 0 | 0 | 0 | 0 | 0
IL Climate ParentID 325- CO2 Cap Annual v6.20 | 295 | 7702 | Rate Constraint in MTons | FALSE | L | Annual | Generation | TWh | 0 | 0 | 0 | 0 | 0 | 0 | 0 | 0
IL Climate ParentID 325- CO2 Cap Annual v6.20 | 295 | 7702 | Rate Constraint in MTons | FALSE | L | Annual | Qualifying Generation | TWh | 0 | 0 | 0 | 0 | 0 | 0 | 0 | 0
IL Climate ParentID 325- CO2 Cap Annual v6.20 | 295 | 7702 | Rate Constraint in MTons | FALSE | L | Annual | Rate | lb/MWh | 0 | 0 | 0 | 0 | 0 | 0 | 0 | 0
IL Climate ParentID 325- CO2 Cap Annual v6.20 | 295 | 7702 | Rate Constraint in MTons | FALSE | L | Annual | Constraint Shadow Price | US2019$/Ton | 0 | 0 | 0 | 0 | 0 | 0 | 0 | 0
IL Climate ParentID 326- CO2 Cap Annual v6.20 | 296 | 7703 | Rate Constraint in MTons | FALSE | L | Annual | Seasons Included | Seasons | Winter, WintShld, Summer | Winter, WintShld, Summer | Winter, WintShld, Summer | Winter, WintShld, Summer | Winter, WintShld, Summer | Winter, WintShld, Summer | Winter, WintShld, Summer | Winter, WintShld, Summer
IL Climate ParentID 326- CO2 Cap Annual v6.20 | 296 | 7703 | Rate Constraint in MTons | FALSE | L | Annual | Standard CO2 | Thousand Tons | 0 | 0 | 0 | 0 | 63.1947 | 63.1947 | 63.1947 | 63.1947
IL Climate ParentID 326- CO2 Cap Annual v6.20 | 296 | 7703 | Rate Constraint in MTons | FALSE | L | Annual | Emissions at Affected Plants CO2 | Thousand Tons | 0 | 0 | 0 | 0 | 0 | 0 | 0 | 0
IL Climate ParentID 326- CO2 Cap Annual v6.20 | 296 | 7703 | Rate Constraint in MTons | FALSE | L | Annual | Allowances Purchased CO2 | Thousand Tons | 0 | 0 | 0 | 0 | 0 | 0 | 0 | 0
IL Climate ParentID 326- CO2 Cap Annual v6.20 | 296 | 7703 | Rate Constraint in MTons | FALSE | L | Annual | Allowances Sold CO2 | Thousand Tons | 0 | 0 | 0 | 0 | 0 | 0 | 0 | 0
IL Climate ParentID 326- CO2 Cap Annual v6.20 | 296 | 7703 | Rate Constraint in MTons | FALSE | L | Annual | Allowances Banked | Thousand Tons | 0 | 0 | 0 | 0 | 0 | 0 | 0 | 0
IL Climate ParentID 326- CO2 Cap Annual v6.20 | 296 | 7703 | Rate Constraint in MTons | FALSE | L | Annual | Allowances Withdrawn (1:1) | Thousand Tons | 0 | 0 | 0 | 0 | 0 | 0 | 0 | 0
IL Climate ParentID 326- CO2 Cap Annual v6.20 | 296 | 7703 | Rate Constraint in MTons | FALSE | L | Annual | Allowances Withdrawn (n:1) | Thousand Tons | 0 | 0 | 0 | 0 | 0 | 0 | 0 | 0
IL Climate ParentID 326- CO2 Cap Annual v6.20 | 296 | 7703 | Rate Constraint in MTons | FALSE | L | Annual | Net Emissions Allowance Position | Thousand Tons | 0 | 0 | 0 | 0 | 0 | 0 | 0 | 0
IL Climate ParentID 326- CO2 Cap Annual v6.20 | 296 | 7703 | Rate Constraint in MTons | FALSE | L | Annual | Fuel Consumed | TBtu | 0 | 0 | 0 | 0 | 0 | 0 | 0 | 0
IL Climate ParentID 326- CO2 Cap Annual v6.20 | 296 | 7703 | Rate Constraint in MTons | FALSE | L | Annual | Rate | lb/MMBtu | 0 | 0 | 0 | 0 | 0 | 0 | 0 | 0
IL Climate ParentID 326- CO2 Cap Annual v6.20 | 296 | 7703 | Rate Constraint in MTons | FALSE | L | Annual | Generation | TWh | 0 | 0 | 0 | 0 | 0 | 0 | 0 | 0
IL Climate ParentID 326- CO2 Cap Annual v6.20 | 296 | 7703 | Rate Constraint in MTons | FALSE | L | Annual | Qualifying Generation | TWh | 0 | 0 | 0 | 0 | 0 | 0 | 0 | 0
IL Climate ParentID 326- CO2 Cap Annual v6.20 | 296 | 7703 | Rate Constraint in MTons | FALSE | L | Annual | Rate | lb/MWh | 0 | 0 | 0 | 0 | 0 | 0 | 0 | 0
IL Climate ParentID 326- CO2 Cap Annual v6.20 | 296 | 7703 | Rate Constraint in MTons | FALSE | L | Annual | Constraint Shadow Price | US2019$/Ton | 0 | 0 | 0 | 0 | 0 | 0 | 0 | 0
IL Climate ParentID 327- CO2 Cap Annual v6.20 | 297 | 7704 | Rate Constraint in MTons | FALSE | L | Annual | Seasons Included | Seasons | Winter, WintShld, Summer | Winter, WintShld, Summer | Winter, WintShld, Summer | Winter, WintShld, Summer | Winter, WintShld, Summer | Winter, WintShld, Summer | Winter, WintShld, Summer | Winter, WintShld, Summer
IL Climate ParentID 327- CO2 Cap Annual v6.20 | 297 | 7704 | Rate Constraint in MTons | FALSE | L | Annual | Standard CO2 | Thousand Tons | 0 | 0 | 0 | 0 | 21.1592 | 21.1592 | 21.1592 | 21.1592
IL Climate ParentID 327- CO2 Cap Annual v6.20 | 297 | 7704 | Rate Constraint in MTons | FALSE | L | Annual | Emissions at Affected Plants CO2 | Thousand Tons | 0 | 0 | 0 | 0 | 0 | 0 | 0 | 0
IL Climate ParentID 327- CO2 Cap Annual v6.20 | 297 | 7704 | Rate Constraint in MTons | FALSE | L | Annual | Allowances Purchased CO2 | Thousand Tons | 0 | 0 | 0 | 0 | 0 | 0 | 0 | 0
IL Climate ParentID 327- CO2 Cap Annual v6.20 | 297 | 7704 | Rate Constraint in MTons | FALSE | L | Annual | Allowances Sold CO2 | Thousand Tons | 0 | 0 | 0 | 0 | 0 | 0 | 0 | 0
IL Climate ParentID 327- CO2 Cap Annual v6.20 | 297 | 7704 | Rate Constraint in MTons | FALSE | L | Annual | Allowances Banked | Thousand Tons | 0 | 0 | 0 | 0 | 0 | 0 | 0 | 0
IL Climate ParentID 327- CO2 Cap Annual v6.20 | 297 | 7704 | Rate Constraint in MTons | FALSE | L | Annual | Allowances Withdrawn (1:1) | Thousand Tons | 0 | 0 | 0 | 0 | 0 | 0 | 0 | 0
IL Climate ParentID 327- CO2 Cap Annual v6.20 | 297 | 7704 | Rate Constraint in MTons | FALSE | L | Annual | Allowances Withdrawn (n:1) | Thousand Tons | 0 | 0 | 0 | 0 | 0 | 0 | 0 | 0
IL Climate ParentID 327- CO2 Cap Annual v6.20 | 297 | 7704 | Rate Constraint in MTons | FALSE | L | Annual | Net Emissions Allowance Position | Thousand Tons | 0 | 0 | 0 | 0 | 0 | 0 | 0 | 0
IL Climate ParentID 327- CO2 Cap Annual v6.20 | 297 | 7704 | Rate Constraint in MTons | FALSE | L | Annual | Fuel Consumed | TBtu | 0 | 0 | 0 | 0 | 0 | 0 | 0 | 0
IL Climate ParentID 327- CO2 Cap Annual v6.20 | 297 | 7704 | Rate Constraint in MTons | FALSE | L | Annual | Rate | lb/MMBtu | 0 | 0 | 0 | 0 | 0 | 0 | 0 | 0
IL Climate ParentID 327- CO2 Cap Annual v6.20 | 297 | 7704 | Rate Constraint in MTons | FALSE | L | Annual | Generation | TWh | 0 | 0 | 0 | 0 | 0 | 0 | 0 | 0
IL Climate ParentID 327- CO2 Cap Annual v6.20 | 297 | 7704 | Rate Constraint in MTons | FALSE | L | Annual | Qualifying Generation | TWh | 0 | 0 | 0 | 0 | 0 | 0 | 0 | 0
IL Climate ParentID 327- CO2 Cap Annual v6.20 | 297 | 7704 | Rate Constraint in MTons | FALSE | L | Annual | Rate | lb/MWh | 0 | 0 | 0 | 0 | 0 | 0 | 0 | 0
IL Climate ParentID 327- CO2 Cap Annual v6.20 | 297 | 7704 | Rate Constraint in MTons | FALSE | L | Annual | Constraint Shadow Price | US2019$/Ton | 0 | 0 | 0 | 0 | 0 | 0 | 0 | 0
IL Climate ParentID 328- CO2 Cap Annual v6.20 | 298 | 7705 | Rate Constraint in MTons | FALSE | L | Annual | Seasons Included | Seasons | Winter, WintShld, Summer | Winter, WintShld, Summer | Winter, WintShld, Summer | Winter, WintShld, Summer | Winter, WintShld, Summer | Winter, WintShld, Summer | Winter, WintShld, Summer | Winter, WintShld, Summer
IL Climate ParentID 328- CO2 Cap Annual v6.20 | 298 | 7705 | Rate Constraint in MTons | FALSE | L | Annual | Standard CO2 | Thousand Tons | 0 | 0 | 0 | 0 | 4.9553 | 4.9553 | 4.9553 | 4.9553
IL Climate ParentID 328- CO2 Cap Annual v6.20 | 298 | 7705 | Rate Constraint in MTons | FALSE | L | Annual | Emissions at Affected Plants CO2 | Thousand Tons | 0 | 0 | 0 | 0 | 0 | 0 | 0 | 0
IL Climate ParentID 328- CO2 Cap Annual v6.20 | 298 | 7705 | Rate Constraint in MTons | FALSE | L | Annual | Allowances Purchased CO2 | Thousand Tons | 0 | 0 | 0 | 0 | 0 | 0 | 0 | 0
IL Climate ParentID 328- CO2 Cap Annual v6.20 | 298 | 7705 | Rate Constraint in MTons | FALSE | L | Annual | Allowances Sold CO2 | Thousand Tons | 0 | 0 | 0 | 0 | 0 | 0 | 0 | 0
IL Climate ParentID 328- CO2 Cap Annual v6.20 | 298 | 7705 | Rate Constraint in MTons | FALSE | L | Annual | Allowances Banked | Thousand Tons | 0 | 0 | 0 | 0 | 0 | 0 | 0 | 0
IL Climate ParentID 328- CO2 Cap Annual v6.20 | 298 | 7705 | Rate Constraint in MTons | FALSE | L | Annual | Allowances Withdrawn (1:1) | Thousand Tons | 0 | 0 | 0 | 0 | 0 | 0 | 0 | 0
IL Climate ParentID 328- CO2 Cap Annual v6.20 | 298 | 7705 | Rate Constraint in MTons | FALSE | L | Annual | Allowances Withdrawn (n:1) | Thousand Tons | 0 | 0 | 0 | 0 | 0 | 0 | 0 | 0
IL Climate ParentID 328- CO2 Cap Annual v6.20 | 298 | 7705 | Rate Constraint in MTons | FALSE | L | Annual | Net Emissions Allowance Position | Thousand Tons | 0 | 0 | 0 | 0 | 0 | 0 | 0 | 0
IL Climate ParentID 328- CO2 Cap Annual v6.20 | 298 | 7705 | Rate Constraint in MTons | FALSE | L | Annual | Fuel Consumed | TBtu | 0 | 0 | 0 | 0 | 0 | 0 | 0 | 0
IL Climate ParentID 328- CO2 Cap Annual v6.20 | 298 | 7705 | Rate Constraint in MTons | FALSE | L | Annual | Rate | lb/MMBtu | 0 | 0 | 0 | 0 | 0 | 0 | 0 | 0
IL Climate ParentID 328- CO2 Cap Annual v6.20 | 298 | 7705 | Rate Constraint in MTons | FALSE | L | Annual | Generation | TWh | 0 | 0 | 0 | 0 | 0 | 0 | 0 | 0
IL Climate ParentID 328- CO2 Cap Annual v6.20 | 298 | 7705 | Rate Constraint in MTons | FALSE | L | Annual | Qualifying Generation | TWh | 0 | 0 | 0 | 0 | 0 | 0 | 0 | 0
IL Climate ParentID 328- CO2 Cap Annual v6.20 | 298 | 7705 | Rate Constraint in MTons | FALSE | L | Annual | Rate | lb/MWh | 0 | 0 | 0 | 0 | 0 | 0 | 0 | 0
IL Climate ParentID 328- CO2 Cap Annual v6.20 | 298 | 7705 | Rate Constraint in MTons | FALSE | L | Annual | Constraint Shadow Price | US2019$/Ton | 0 | 0 | 0 | 0 | 0 | 0 | 0 | 0
IL Climate ParentID 329- CO2 Cap Annual v6.20 | 299 | 7706 | Rate Constraint in MTons | FALSE | L | Annual | Seasons Included | Seasons | Winter, WintShld, Summer | Winter, WintShld, Summer | Winter, WintShld, Summer | Winter, WintShld, Summer | Winter, WintShld, Summer | Winter, WintShld, Summer | Winter, WintShld, Summer | Winter, WintShld, Summer
IL Climate ParentID 329- CO2 Cap Annual v6.20 | 299 | 7706 | Rate Constraint in MTons | FALSE | L | Annual | Standard CO2 | Thousand Tons | 0 | 0 | 0 | 0 | 24.3959 | 24.3959 | 24.3959 | 24.3959
IL Climate ParentID 329- CO2 Cap Annual v6.20 | 299 | 7706 | Rate Constraint in MTons | FALSE | L | Annual | Emissions at Affected Plants CO2 | Thousand Tons | 0 | 0 | 0 | 0 | 0 | 0 | 0 | 0
IL Climate ParentID 329- CO2 Cap Annual v6.20 | 299 | 7706 | Rate Constraint in MTons | FALSE | L | Annual | Allowances Purchased CO2 | Thousand Tons | 0 | 0 | 0 | 0 | 0 | 0 | 0 | 0
IL Climate ParentID 329- CO2 Cap Annual v6.20 | 299 | 7706 | Rate Constraint in MTons | FALSE | L | Annual | Allowances Sold CO2 | Thousand Tons | 0 | 0 | 0 | 0 | 0 | 0 | 0 | 0
IL Climate ParentID 329- CO2 Cap Annual v6.20 | 299 | 7706 | Rate Constraint in MTons | FALSE | L | Annual | Allowances Banked | Thousand Tons | 0 | 0 | 0 | 0 | 0 | 0 | 0 | 0
IL Climate ParentID 329- CO2 Cap Annual v6.20 | 299 | 7706 | Rate Constraint in MTons | FALSE | L | Annual | Allowances Withdrawn (1:1) | Thousand Tons | 0 | 0 | 0 | 0 | 0 | 0 | 0 | 0
IL Climate ParentID 329- CO2 Cap Annual v6.20 | 299 | 7706 | Rate Constraint in MTons | FALSE | L | Annual | Allowances Withdrawn (n:1) | Thousand Tons | 0 | 0 | 0 | 0 | 0 | 0 | 0 | 0
IL Climate ParentID 329- CO2 Cap Annual v6.20 | 299 | 7706 | Rate Constraint in MTons | FALSE | L | Annual | Net Emissions Allowance Position | Thousand Tons | 0 | 0 | 0 | 0 | 0 | 0 | 0 | 0
IL Climate ParentID 329- CO2 Cap Annual v6.20 | 299 | 7706 | Rate Constraint in MTons | FALSE | L | Annual | Fuel Consumed | TBtu | 0 | 0 | 0 | 0 | 0 | 0 | 0 | 0
IL Climate ParentID 329- CO2 Cap Annual v6.20 | 299 | 7706 | Rate Constraint in MTons | FALSE | L | Annual | Rate | lb/MMBtu | 0 | 0 | 0 | 0 | 0 | 0 | 0 | 0
IL Climate ParentID 329- CO2 Cap Annual v6.20 | 299 | 7706 | Rate Constraint in MTons | FALSE | L | Annual | Generation | TWh | 0 | 0 | 0 | 0 | 0 | 0 | 0 | 0
IL Climate ParentID 329- CO2 Cap Annual v6.20 | 299 | 7706 | Rate Constraint in MTons | FALSE | L | Annual | Qualifying Generation | TWh | 0 | 0 | 0 | 0 | 0 | 0 | 0 | 0
IL Climate ParentID 329- CO2 Cap Annual v6.20 | 299 | 7706 | Rate Constraint in MTons | FALSE | L | Annual | Rate | lb/MWh | 0 | 0 | 0 | 0 | 0 | 0 | 0 | 0
IL Climate ParentID 329- CO2 Cap Annual v6.20 | 299 | 7706 | Rate Constraint in MTons | FALSE | L | Annual | Constraint Shadow Price | US2019$/Ton | 0 | 0 | 0 | 0 | 0 | 0 | 0 | 0
IL Climate ParentID 330- CO2 Cap Annual v6.20 | 300 | 7707 | Rate Constraint in MTons | FALSE | L | Annual | Seasons Included | Seasons | Winter, WintShld, Summer | Winter, WintShld, Summer | Winter, WintShld, Summer | Winter, WintShld, Summer | Winter, WintShld, Summer | Winter, WintShld, Summer | Winter, WintShld, Summer | Winter, WintShld, Summer
IL Climate ParentID 330- CO2 Cap Annual v6.20 | 300 | 7707 | Rate Constraint in MTons | FALSE | L | Annual | Standard CO2 | Thousand Tons | 0 | 0 | 0 | 0 | 99.3289 | 99.3289 | 99.3289 | 99.3289
IL Climate ParentID 330- CO2 Cap Annual v6.20 | 300 | 7707 | Rate Constraint in MTons | FALSE | L | Annual | Emissions at Affected Plants CO2 | Thousand Tons | 0 | 0 | 0 | 0 | 8.5422 | 0 | 0 | 0
IL Climate ParentID 330- CO2 Cap Annual v6.20 | 300 | 7707 | Rate Constraint in MTons | FALSE | L | Annual | Allowances Purchased CO2 | Thousand Tons | 0 | 0 | 0 | 0 | 0 | 0 | 0 | 0
IL Climate ParentID 330- CO2 Cap Annual v6.20 | 300 | 7707 | Rate Constraint in MTons | FALSE | L | Annual | Allowances Sold CO2 | Thousand Tons | 0 | 0 | 0 | 0 | 0 | 0 | 0 | 0
IL Climate ParentID 330- CO2 Cap Annual v6.20 | 300 | 7707 | Rate Constraint in MTons | FALSE | L | Annual | Allowances Banked | Thousand Tons | 0 | 0 | 0 | 0 | 0 | 0 | 0 | 0
IL Climate ParentID 330- CO2 Cap Annual v6.20 | 300 | 7707 | Rate Constraint in MTons | FALSE | L | Annual | Allowances Withdrawn (1:1) | Thousand Tons | 0 | 0 | 0 | 0 | 0 | 0 | 0 | 0
IL Climate ParentID 330- CO2 Cap Annual v6.20 | 300 | 7707 | Rate Constraint in MTons | FALSE | L | Annual | Allowances Withdrawn (n:1) | Thousand Tons | 0 | 0 | 0 | 0 | 0 | 0 | 0 | 0
IL Climate ParentID 330- CO2 Cap Annual v6.20 | 300 | 7707 | Rate Constraint in MTons | FALSE | L | Annual | Net Emissions Allowance Position | Thousand Tons | 0 | 0 | 0 | 0 | 8.5422 | 0 | 0 | 0
IL Climate ParentID 330- CO2 Cap Annual v6.20 | 300 | 7707 | Rate Constraint in MTons | FALSE | L | Annual | Fuel Consumed | TBtu | 0 | 0 | 0 | 0 | 0.14592 | 0 | 0 | 0
IL Climate ParentID 330- CO2 Cap Annual v6.20 | 300 | 7707 | Rate Constraint in MTons | FALSE | L | Annual | Rate | lb/MMBtu | 0 | 0 | 0 | 0 | 117.08 | 0 | 0 | 0
IL Climate ParentID 330- CO2 Cap Annual v6.20 | 300 | 7707 | Rate Constraint in MTons | FALSE | L | Annual | Generation | TWh | 0 | 0 | 0 | 0 | 0.012181 | 0 | 0 | 0
IL Climate ParentID 330- CO2 Cap Annual v6.20 | 300 | 7707 | Rate Constraint in MTons | FALSE | L | Annual | Qualifying Generation | TWh | 0 | 0 | 0 | 0 | 0.012181 | 0 | 0 | 0
IL Climate ParentID 330- CO2 Cap Annual v6.20 | 300 | 7707 | Rate Constraint in MTons | FALSE | L | Annual | Rate | lb/MWh | 0 | 0 | 0 | 0 | 1402.5596 | 0 | 0 | 0
IL Climate ParentID 330- CO2 Cap Annual v6.20 | 300 | 7707 | Rate Constraint in MTons | FALSE | L | Annual | Constraint Shadow Price | US2019$/Ton | 0 | 0 | 0 | 0 | 0 | 0 | 0 | 0
IL Climate ParentID 331- CO2 Cap Annual v6.20 | 301 | 7708 | Rate Constraint in MTons | FALSE | L | Annual | Seasons Included | Seasons | Winter, WintShld, Summer | Winter, WintShld, Summer | Winter, WintShld, Summer | Winter, WintShld, Summer | Winter, WintShld, Summer | Winter, WintShld, Summer | Winter, WintShld, Summer | Winter, WintShld, Summer
IL Climate ParentID 331- CO2 Cap Annual v6.20 | 301 | 7708 | Rate Constraint in MTons | FALSE | L | Annual | Standard CO2 | Thousand Tons | 0 | 0 | 0 | 0 | 43.4235 | 43.4235 | 43.4235 | 43.4235
IL Climate ParentID 331- CO2 Cap Annual v6.20 | 301 | 7708 | Rate Constraint in MTons | FALSE | L | Annual | Emissions at Affected Plants CO2 | Thousand Tons | 0 | 0 | 0 | 0 | 11.4707 | 0 | 0 | 0
IL Climate ParentID 331- CO2 Cap Annual v6.20 | 301 | 7708 | Rate Constraint in MTons | FALSE | L | Annual | Allowances Purchased CO2 | Thousand Tons | 0 | 0 | 0 | 0 | 0 | 0 | 0 | 0
IL Climate ParentID 331- CO2 Cap Annual v6.20 | 301 | 7708 | Rate Constraint in MTons | FALSE | L | Annual | Allowances Sold CO2 | Thousand Tons | 0 | 0 | 0 | 0 | 0 | 0 | 0 | 0
IL Climate ParentID 331- CO2 Cap Annual v6.20 | 301 | 7708 | Rate Constraint in MTons | FALSE | L | Annual | Allowances Banked | Thousand Tons | 0 | 0 | 0 | 0 | 0 | 0 | 0 | 0
IL Climate ParentID 331- CO2 Cap Annual v6.20 | 301 | 7708 | Rate Constraint in MTons | FALSE | L | Annual | Allowances Withdrawn (1:1) | Thousand Tons | 0 | 0 | 0 | 0 | 0 | 0 | 0 | 0
IL Climate ParentID 331- CO2 Cap Annual v6.20 | 301 | 7708 | Rate Constraint in MTons | FALSE | L | Annual | Allowances Withdrawn (n:1) | Thousand Tons | 0 | 0 | 0 | 0 | 0 | 0 | 0 | 0
IL Climate ParentID 331- CO2 Cap Annual v6.20 | 301 | 7708 | Rate Constraint in MTons | FALSE | L | Annual | Net Emissions Allowance Position | Thousand Tons | 0 | 0 | 0 | 0 | 11.4707 | 0 | 0 | 0
IL Climate ParentID 331- CO2 Cap Annual v6.20 | 301 | 7708 | Rate Constraint in MTons | FALSE | L | Annual | Fuel Consumed | TBtu | 0 | 0 | 0 | 0 | 0.19595 | 0 | 0 | 0
IL Climate ParentID 331- CO2 Cap Annual v6.20 | 301 | 7708 | Rate Constraint in MTons | FALSE | L | Annual | Rate | lb/MMBtu | 0 | 0 | 0 | 0 | 117.08 | 0 | 0 | 0
IL Climate ParentID 331- CO2 Cap Annual v6.20 | 301 | 7708 | Rate Constraint in MTons | FALSE | L | Annual | Generation | TWh | 0 | 0 | 0 | 0 | 0.016572 | 0 | 0 | 0
IL Climate ParentID 331- CO2 Cap Annual v6.20 | 301 | 7708 | Rate Constraint in MTons | FALSE | L | Annual | Qualifying Generation | TWh | 0 | 0 | 0 | 0 | 0.016572 | 0 | 0 | 0
IL Climate ParentID 331- CO2 Cap Annual v6.20 | 301 | 7708 | Rate Constraint in MTons | FALSE | L | Annual | Rate | lb/MWh | 0 | 0 | 0 | 0 | 1384.3344 | 0 | 0 | 0
IL Climate ParentID 331- CO2 Cap Annual v6.20 | 301 | 7708 | Rate Constraint in MTons | FALSE | L | Annual | Constraint Shadow Price | US2019$/Ton | 0 | 0 | 0 | 0 | 0 | 0 | 0 | 0
IL Climate ParentID 336- CO2 Cap Annual v6.20 | 302 | 7709 | Rate Constraint in MTons | FALSE | L | Annual | Seasons Included | Seasons | Winter, WintShld, Summer | Winter, WintShld, Summer | Winter, WintShld, Summer | Winter, WintShld, Summer | Winter, WintShld, Summer | Winter, WintShld, Summer | Winter, WintShld, Summer | Winter, WintShld, Summer
IL Climate ParentID 336- CO2 Cap Annual v6.20 | 302 | 7709 | Rate Constraint in MTons | FALSE | L | Annual | Standard CO2 | Thousand Tons | 0 | 0 | 0 | 0 | 190.9653 | 190.9653 | 190.9653 | 190.9653
IL Climate ParentID 336- CO2 Cap Annual v6.20 | 302 | 7709 | Rate Constraint in MTons | FALSE | L | Annual | Emissions at Affected Plants CO2 | Thousand Tons | 0 | 0 | 0 | 0 | 85.6676 | 25.3727 | 0 | 0
IL Climate ParentID 336- CO2 Cap Annual v6.20 | 302 | 7709 | Rate Constraint in MTons | FALSE | L | Annual | Allowances Purchased CO2 | Thousand Tons | 0 | 0 | 0 | 0 | 0 | 0 | 0 | 0
IL Climate ParentID 336- CO2 Cap Annual v6.20 | 302 | 7709 | Rate Constraint in MTons | FALSE | L | Annual | Allowances Sold CO2 | Thousand Tons | 0 | 0 | 0 | 0 | 0 | 0 | 0 | 0
IL Climate ParentID 336- CO2 Cap Annual v6.20 | 302 | 7709 | Rate Constraint in MTons | FALSE | L | Annual | Allowances Banked | Thousand Tons | 0 | 0 | 0 | 0 | 0 | 0 | 0 | 0
IL Climate ParentID 336- CO2 Cap Annual v6.20 | 302 | 7709 | Rate Constraint in MTons | FALSE | L | Annual | Allowances Withdrawn (1:1) | Thousand Tons | 0 | 0 | 0 | 0 | 0 | 0 | 0 | 0
IL Climate ParentID 336- CO2 Cap Annual v6.20 | 302 | 7709 | Rate Constraint in MTons | FALSE | L | Annual | Allowances Withdrawn (n:1) | Thousand Tons | 0 | 0 | 0 | 0 | 0 | 0 | 0 | 0
IL Climate ParentID 336- CO2 Cap Annual v6.20 | 302 | 7709 | Rate Constraint in MTons | FALSE | L | Annual | Net Emissions Allowance Position | Thousand Tons | 0 | 0 | 0 | 0 | 85.6676 | 25.3727 | 0 | 0
IL Climate ParentID 336- CO2 Cap Annual v6.20 | 302 | 7709 | Rate Constraint in MTons | FALSE | L | Annual | Fuel Consumed | TBtu | 0 | 0 | 0 | 0 | 1.4634 | 0.43342 | 0 | 0
IL Climate ParentID 336- CO2 Cap Annual v6.20 | 302 | 7709 | Rate Constraint in MTons | FALSE | L | Annual | Rate | lb/MMBtu | 0 | 0 | 0 | 0 | 117.08 | 117.08 | 0 | 0
IL Climate ParentID 336- CO2 Cap Annual v6.20 | 302 | 7709 | Rate Constraint in MTons | FALSE | L | Annual | Generation | TWh | 0 | 0 | 0 | 0 | 0.12967 | 0.038404 | 0 | 0
IL Climate ParentID 336- CO2 Cap Annual v6.20 | 302 | 7709 | Rate Constraint in MTons | FALSE | L | Annual | Qualifying Generation | TWh | 0 | 0 | 0 | 0 | 0.12967 | 0.038404 | 0 | 0
IL Climate ParentID 336- CO2 Cap Annual v6.20 | 302 | 7709 | Rate Constraint in MTons | FALSE | L | Annual | Rate | lb/MWh | 0 | 0 | 0 | 0 | 1321.3649 | 1321.3649 | 0 | 0
IL Climate ParentID 336- CO2 Cap Annual v6.20 | 302 | 7709 | Rate Constraint in MTons | FALSE | L | Annual | Constraint Shadow Price | US2019$/Ton | 0 | 0 | 0 | 0 | 0 | 0 | 0 | 0
IL Climate ParentID 3563- CO2 Cap Annual v6.20 | 303 | 7735 | Rate Constraint in MTons | FALSE | L | Annual | Seasons Included | Seasons | Winter, WintShld, Summer | Winter, WintShld, Summer | Winter, WintShld, Summer | Winter, WintShld, Summer | Winter, WintShld, Summer | Winter, WintShld, Summer | Winter, WintShld, Summer | Winter, WintShld, Summer
IL Climate ParentID 3563- CO2 Cap Annual v6.20 | 303 | 7735 | Rate Constraint in MTons | FALSE | L | Annual | Standard CO2 | Thousand Tons | 0 | 0 | 0 | 0 | 3726.0581 | 3726.0581 | 3726.0581 | 3726.0581
IL Climate ParentID 3563- CO2 Cap Annual v6.20 | 303 | 7735 | Rate Constraint in MTons | FALSE | L | Annual | Emissions at Affected Plants CO2 | Thousand Tons | 0 | 0 | 0 | 0 | 3470.311 | 3234.4919 | 0 | 0
IL Climate ParentID 3563- CO2 Cap Annual v6.20 | 303 | 7735 | Rate Constraint in MTons | FALSE | L | Annual | Allowances Purchased CO2 | Thousand Tons | 0 | 0 | 0 | 0 | 0 | 0 | 0 | 0
IL Climate ParentID 3563- CO2 Cap Annual v6.20 | 303 | 7735 | Rate Constraint in MTons | FALSE | L | Annual | Allowances Sold CO2 | Thousand Tons | 0 | 0 | 0 | 0 | 0 | 0 | 0 | 0
IL Climate ParentID 3563- CO2 Cap Annual v6.20 | 303 | 7735 | Rate Constraint in MTons | FALSE | L | Annual | Allowances Banked | Thousand Tons | 0 | 0 | 0 | 0 | 0 | 0 | 0 | 0
IL Climate ParentID 3563- CO2 Cap Annual v6.20 | 303 | 7735 | Rate Constraint in MTons | FALSE | L | Annual | Allowances Withdrawn (1:1) | Thousand Tons | 0 | 0 | 0 | 0 | 0 | 0 | 0 | 0
IL Climate ParentID 3563- CO2 Cap Annual v6.20 | 303 | 7735 | Rate Constraint in MTons | FALSE | L | Annual | Allowances Withdrawn (n:1) | Thousand Tons | 0 | 0 | 0 | 0 | 0 | 0 | 0 | 0
IL Climate ParentID 3563- CO2 Cap Annual v6.20 | 303 | 7735 | Rate Constraint in MTons | FALSE | L | Annual | Net Emissions Allowance Position | Thousand Tons | 0 | 0 | 0 | 0 | 3470.311 | 3234.4919 | 0 | 0
IL Climate ParentID 3563- CO2 Cap Annual v6.20 | 303 | 7735 | Rate Constraint in MTons | FALSE | L | Annual | Fuel Consumed | TBtu | 0 | 0 | 0 | 0 | 33.524 | 31.3927 | 0 | 0
IL Climate ParentID 3563- CO2 Cap Annual v6.20 | 303 | 7735 | Rate Constraint in MTons | FALSE | L | Annual | Rate | lb/MMBtu | 0 | 0 | 0 | 0 | 207.0343 | 206.0663 | 0 | 0
IL Climate ParentID 3563- CO2 Cap Annual v6.20 | 303 | 7735 | Rate Constraint in MTons | FALSE | L | Annual | Generation | TWh | 0 | 0 | 0 | 0 | 3.5698 | 3.3429 | 0 | 0
IL Climate ParentID 3563- CO2 Cap Annual v6.20 | 303 | 7735 | Rate Constraint in MTons | FALSE | L | Annual | Qualifying Generation | TWh | 0 | 0 | 0 | 0 | 3.5698 | 3.3429 | 0 | 0
IL Climate ParentID 3563- CO2 Cap Annual v6.20 | 303 | 7735 | Rate Constraint in MTons | FALSE | L | Annual | Rate | lb/MWh | 0 | 0 | 0 | 0 | 1944.2588 | 1935.1684 | 0 | 0
IL Climate ParentID 3563- CO2 Cap Annual v6.20 | 303 | 7735 | Rate Constraint in MTons | FALSE | L | Annual | Constraint Shadow Price | US2019$/Ton | 0 | 0 | 0 | 0 | 0 | 0 | 0 | 0
IL Climate ParentID 3564- CO2 Cap Annual v6.20 | 304 | 7736 | Rate Constraint in MTons | FALSE | L | Annual | Seasons Included | Seasons | Winter, WintShld, Summer | Winter, WintShld, Summer | Winter, WintShld, Summer | Winter, WintShld, Summer | Winter, WintShld, Summer | Winter, WintShld, Summer | Winter, WintShld, Summer | Winter, WintShld, Summer
IL Climate ParentID 3564- CO2 Cap Annual v6.20 | 304 | 7736 | Rate Constraint in MTons | FALSE | L | Annual | Standard CO2 | Thousand Tons | 0 | 0 | 0 | 0 | 3621.2811 | 3621.2811 | 3621.2811 | 3621.2811
IL Climate ParentID 3564- CO2 Cap Annual v6.20 | 304 | 7736 | Rate Constraint in MTons | FALSE | L | Annual | Emissions at Affected Plants CO2 | Thousand Tons | 0 | 0 | 0 | 0 | 3621.2811 | 3218.9928 | 0 | 0
IL Climate ParentID 3564- CO2 Cap Annual v6.20 | 304 | 7736 | Rate Constraint in MTons | FALSE | L | Annual | Allowances Purchased CO2 | Thousand Tons | 0 | 0 | 0 | 0 | 0 | 0 | 0 | 0
IL Climate ParentID 3564- CO2 Cap Annual v6.20 | 304 | 7736 | Rate Constraint in MTons | FALSE | L | Annual | Allowances Sold CO2 | Thousand Tons | 0 | 0 | 0 | 0 | 0 | 0 | 0 | 0
IL Climate ParentID 3564- CO2 Cap Annual v6.20 | 304 | 7736 | Rate Constraint in MTons | FALSE | L | Annual | Allowances Banked | Thousand Tons | 0 | 0 | 0 | 0 | 0 | 0 | 0 | 0
IL Climate ParentID 3564- CO2 Cap Annual v6.20 | 304 | 7736 | Rate Constraint in MTons | FALSE | L | Annual | Allowances Withdrawn (1:1) | Thousand Tons | 0 | 0 | 0 | 0 | 0 | 0 | 0 | 0
IL Climate ParentID 3564- CO2 Cap Annual v6.20 | 304 | 7736 | Rate Constraint in MTons | FALSE | L | Annual | Allowances Withdrawn (n:1) | Thousand Tons | 0 | 0 | 0 | 0 | 0 | 0 | 0 | 0
IL Climate ParentID 3564- CO2 Cap Annual v6.20 | 304 | 7736 | Rate Constraint in MTons | FALSE | L | Annual | Net Emissions Allowance Position | Thousand Tons | 0 | 0 | 0 | 0 | 3621.2811 | 3218.9928 | 0 | 0
IL Climate ParentID 3564- CO2 Cap Annual v6.20 | 304 | 7736 | Rate Constraint in MTons | FALSE | L | Annual | Fuel Consumed | TBtu | 0 | 0 | 0 | 0 | 35.1468 | 31.2423 | 0 | 0
IL Climate ParentID 3564- CO2 Cap Annual v6.20 | 304 | 7736 | Rate Constraint in MTons | FALSE | L | Annual | Rate | lb/MMBtu | 0 | 0 | 0 | 0 | 206.0663 | 206.0663 | 0 | 0
IL Climate ParentID 3564- CO2 Cap Annual v6.20 | 304 | 7736 | Rate Constraint in MTons | FALSE | L | Annual | Generation | TWh | 0 | 0 | 0 | 0 | 3.7606 | 3.3429 | 0 | 0
IL Climate ParentID 3564- CO2 Cap Annual v6.20 | 304 | 7736 | Rate Constraint in MTons | FALSE | L | Annual | Qualifying Generation | TWh | 0 | 0 | 0 | 0 | 3.7606 | 3.3429 | 0 | 0
IL Climate ParentID 3564- CO2 Cap Annual v6.20 | 304 | 7736 | Rate Constraint in MTons | FALSE | L | Annual | Rate | lb/MWh | 0 | 0 | 0 | 0 | 1925.8954 | 1925.8954 | 0 | 0
IL Climate ParentID 3564- CO2 Cap Annual v6.20 | 304 | 7736 | Rate Constraint in MTons | FALSE | L | Annual | Constraint Shadow Price | US2019$/Ton | 0 | 0 | 0 | 0 | 0.057471 | 0 | 0 | 0
IL Climate ParentID 3789- CO2 Cap Annual v6.20 | 305 | 7737 | Rate Constraint in MTons | FALSE | L | Annual | Seasons Included | Seasons | Winter, WintShld, Summer | Winter, WintShld, Summer | Winter, WintShld, Summer | Winter, WintShld, Summer | Winter, WintShld, Summer | Winter, WintShld, Summer | Winter, WintShld, Summer | Winter, WintShld, Summer
IL Climate ParentID 3789- CO2 Cap Annual v6.20 | 305 | 7737 | Rate Constraint in MTons | FALSE | L | Annual | Standard CO2 | Thousand Tons | 0 | 0 | 0 | 0 | 128.792 | 128.792 | 128.792 | 128.792
IL Climate ParentID 3789- CO2 Cap Annual v6.20 | 305 | 7737 | Rate Constraint in MTons | FALSE | L | Annual | Emissions at Affected Plants CO2 | Thousand Tons | 0 | 0 | 0 | 0 | 0 | 0 | 0 | 0
IL Climate ParentID 3789- CO2 Cap Annual v6.20 | 305 | 7737 | Rate Constraint in MTons | FALSE | L | Annual | Allowances Purchased CO2 | Thousand Tons | 0 | 0 | 0 | 0 | 0 | 0 | 0 | 0
IL Climate ParentID 3789- CO2 Cap Annual v6.20 | 305 | 7737 | Rate Constraint in MTons | FALSE | L | Annual | Allowances Sold CO2 | Thousand Tons | 0 | 0 | 0 | 0 | 0 | 0 | 0 | 0
IL Climate ParentID 3789- CO2 Cap Annual v6.20 | 305 | 7737 | Rate Constraint in MTons | FALSE | L | Annual | Allowances Banked | Thousand Tons | 0 | 0 | 0 | 0 | 0 | 0 | 0 | 0
IL Climate ParentID 3789- CO2 Cap Annual v6.20 | 305 | 7737 | Rate Constraint in MTons | FALSE | L | Annual | Allowances Withdrawn (1:1) | Thousand Tons | 0 | 0 | 0 | 0 | 0 | 0 | 0 | 0
IL Climate ParentID 3789- CO2 Cap Annual v6.20 | 305 | 7737 | Rate Constraint in MTons | FALSE | L | Annual | Allowances Withdrawn (n:1) | Thousand Tons | 0 | 0 | 0 | 0 | 0 | 0 | 0 | 0
IL Climate ParentID 3789- CO2 Cap Annual v6.20 | 305 | 7737 | Rate Constraint in MTons | FALSE | L | Annual | Net Emissions Allowance Position | Thousand Tons | 0 | 0 | 0 | 0 | 0 | 0 | 0 | 0
IL Climate ParentID 3789- CO2 Cap Annual v6.20 | 305 | 7737 | Rate Constraint in MTons | FALSE | L | Annual | Fuel Consumed | TBtu | 0 | 0 | 0 | 0 | 0 | 0 | 0 | 0
IL Climate ParentID 3789- CO2 Cap Annual v6.20 | 305 | 7737 | Rate Constraint in MTons | FALSE | L | Annual | Rate | lb/MMBtu | 0 | 0 | 0 | 0 | 0 | 0 | 0 | 0
IL Climate ParentID 3789- CO2 Cap Annual v6.20 | 305 | 7737 | Rate Constraint in MTons | FALSE | L | Annual | Generation | TWh | 0 | 0 | 0 | 0 | 0 | 0 | 0 | 0
IL Climate ParentID 3789- CO2 Cap Annual v6.20 | 305 | 7737 | Rate Constraint in MTons | FALSE | L | Annual | Qualifying Generation | TWh | 0 | 0 | 0 | 0 | 0 | 0 | 0 | 0
IL Climate ParentID 3789- CO2 Cap Annual v6.20 | 305 | 7737 | Rate Constraint in MTons | FALSE | L | Annual | Rate | lb/MWh | 0 | 0 | 0 | 0 | 0 | 0 | 0 | 0
IL Climate ParentID 3789- CO2 Cap Annual v6.20 | 305 | 7737 | Rate Constraint in MTons | FALSE | L | Annual | Constraint Shadow Price | US2019$/Ton | 0 | 0 | 0 | 0 | 0 | 0 | 0 | 0
IL Climate ParentID 3790- CO2 Cap Annual v6.20 | 306 | 7738 | Rate Constraint in MTons | FALSE | L | Annual | Seasons Included | Seasons | Winter, WintShld, Summer | Winter, WintShld, Summer | Winter, WintShld, Summer | Winter, WintShld, Summer | Winter, WintShld, Summer | Winter, WintShld, Summer | Winter, WintShld, Summer | Winter, WintShld, Summer
IL Climate ParentID 3790- CO2 Cap Annual v6.20 | 306 | 7738 | Rate Constraint in MTons | FALSE | L | Annual | Standard CO2 | Thousand Tons | 0 | 0 | 0 | 0 | 100.1698 | 100.1698 | 100.1698 | 100.1698
IL Climate ParentID 3790- CO2 Cap Annual v6.20 | 306 | 7738 | Rate Constraint in MTons | FALSE | L | Annual | Emissions at Affected Plants CO2 | Thousand Tons | 0 | 0 | 0 | 0 | 0 | 0 | 0 | 0
IL Climate ParentID 3790- CO2 Cap Annual v6.20 | 306 | 7738 | Rate Constraint in MTons | FALSE | L | Annual | Allowances Purchased CO2 | Thousand Tons | 0 | 0 | 0 | 0 | 0 | 0 | 0 | 0
IL Climate ParentID 3790- CO2 Cap Annual v6.20 | 306 | 7738 | Rate Constraint in MTons | FALSE | L | Annual | Allowances Sold CO2 | Thousand Tons | 0 | 0 | 0 | 0 | 0 | 0 | 0 | 0
IL Climate ParentID 3790- CO2 Cap Annual v6.20 | 306 | 7738 | Rate Constraint in MTons | FALSE | L | Annual | Allowances Banked | Thousand Tons | 0 | 0 | 0 | 0 | 0 | 0 | 0 | 0
IL Climate ParentID 3790- CO2 Cap Annual v6.20 | 306 | 7738 | Rate Constraint in MTons | FALSE | L | Annual | Allowances Withdrawn (1:1) | Thousand Tons | 0 | 0 | 0 | 0 | 0 | 0 | 0 | 0
IL Climate ParentID 3790- CO2 Cap Annual v6.20 | 306 | 7738 | Rate Constraint in MTons | FALSE | L | Annual | Allowances Withdrawn (n:1) | Thousand Tons | 0 | 0 | 0 | 0 | 0 | 0 | 0 | 0
IL Climate ParentID 3790- CO2 Cap Annual v6.20 | 306 | 7738 | Rate Constraint in MTons | FALSE | L | Annual | Net Emissions Allowance Position | Thousand Tons | 0 | 0 | 0 | 0 | 0 | 0 | 0 | 0
IL Climate ParentID 3790- CO2 Cap Annual v6.20 | 306 | 7738 | Rate Constraint in MTons | FALSE | L | Annual | Fuel Consumed | TBtu | 0 | 0 | 0 | 0 | 0 | 0 | 0 | 0
IL Climate ParentID 3790- CO2 Cap Annual v6.20 | 306 | 7738 | Rate Constraint in MTons | FALSE | L | Annual | Rate | lb/MMBtu | 0 | 0 | 0 | 0 | 0 | 0 | 0 | 0
IL Climate ParentID 3790- CO2 Cap Annual v6.20 | 306 | 7738 | Rate Constraint in MTons | FALSE | L | Annual | Generation | TWh | 0 | 0 | 0 | 0 | 0 | 0 | 0 | 0
IL Climate ParentID 3790- CO2 Cap Annual v6.20 | 306 | 7738 | Rate Constraint in MTons | FALSE | L | Annual | Qualifying Generation | TWh | 0 | 0 | 0 | 0 | 0 | 0 | 0 | 0
IL Climate ParentID 3790- CO2 Cap Annual v6.20 | 306 | 7738 | Rate Constraint in MTons | FALSE | L | Annual | Rate | lb/MWh | 0 | 0 | 0 | 0 | 0 | 0 | 0 | 0
IL Climate ParentID 3790- CO2 Cap Annual v6.20 | 306 | 7738 | Rate Constraint in MTons | FALSE | L | Annual | Constraint Shadow Price | US2019$/Ton | 0 | 0 | 0 | 0 | 0 | 0 | 0 | 0
IL Climate ParentID 3791- CO2 Cap Annual v6.20 | 307 | 7739 | Rate Constraint in MTons | FALSE | L | Annual | Seasons Included | Seasons | Winter, WintShld, Summer | Winter, WintShld, Summer | Winter, WintShld, Summer | Winter, WintShld, Summer | Winter, WintShld, Summer | Winter, WintShld, Summer | Winter, WintShld, Summer | Winter, WintShld, Summer
IL Climate ParentID 3791- CO2 Cap Annual v6.20 | 307 | 7739 | Rate Constraint in MTons | FALSE | L | Annual | Standard CO2 | Thousand Tons | 0 | 0 | 0 | 0 | 351.7674 | 351.7674 | 351.7674 | 351.7674
IL Climate ParentID 3791- CO2 Cap Annual v6.20 | 307 | 7739 | Rate Constraint in MTons | FALSE | L | Annual | Emissions at Affected Plants CO2 | Thousand Tons | 0 | 0 | 0 | 0 | 0 | 0 | 0 | 0
IL Climate ParentID 3791- CO2 Cap Annual v6.20 | 307 | 7739 | Rate Constraint in MTons | FALSE | L | Annual | Allowances Purchased CO2 | Thousand Tons | 0 | 0 | 0 | 0 | 0 | 0 | 0 | 0
IL Climate ParentID 3791- CO2 Cap Annual v6.20 | 307 | 7739 | Rate Constraint in MTons | FALSE | L | Annual | Allowances Sold CO2 | Thousand Tons | 0 | 0 | 0 | 0 | 0 | 0 | 0 | 0
IL Climate ParentID 3791- CO2 Cap Annual v6.20 | 307 | 7739 | Rate Constraint in MTons | FALSE | L | Annual | Allowances Banked | Thousand Tons | 0 | 0 | 0 | 0 | 0 | 0 | 0 | 0
IL Climate ParentID 3791- CO2 Cap Annual v6.20 | 307 | 7739 | Rate Constraint in MTons | FALSE | L | Annual | Allowances Withdrawn (1:1) | Thousand Tons | 0 | 0 | 0 | 0 | 0 | 0 | 0 | 0
IL Climate ParentID 3791- CO2 Cap Annual v6.20 | 307 | 7739 | Rate Constraint in MTons | FALSE | L | Annual | Allowances Withdrawn (n:1) | Thousand Tons | 0 | 0 | 0 | 0 | 0 | 0 | 0 | 0
IL Climate ParentID 3791- CO2 Cap Annual v6.20 | 307 | 7739 | Rate Constraint in MTons | FALSE | L | Annual | Net Emissions Allowance Position | Thousand Tons | 0 | 0 | 0 | 0 | 0 | 0 | 0 | 0
IL Climate ParentID 3791- CO2 Cap Annual v6.20 | 307 | 7739 | Rate Constraint in MTons | FALSE | L | Annual | Fuel Consumed | TBtu | 0 | 0 | 0 | 0 | 0 | 0 | 0 | 0
IL Climate ParentID 3791- CO2 Cap Annual v6.20 | 307 | 7739 | Rate Constraint in MTons | FALSE | L | Annual | Rate | lb/MMBtu | 0 | 0 | 0 | 0 | 0 | 0 | 0 | 0
IL Climate ParentID 3791- CO2 Cap Annual v6.20 | 307 | 7739 | Rate Constraint in MTons | FALSE | L | Annual | Generation | TWh | 0 | 0 | 0 | 0 | 0 | 0 | 0 | 0
IL Climate ParentID 3791- CO2 Cap Annual v6.20 | 307 | 7739 | Rate Constraint in MTons | FALSE | L | Annual | Qualifying Generation | TWh | 0 | 0 | 0 | 0 | 0 | 0 | 0 | 0
IL Climate ParentID 3791- CO2 Cap Annual v6.20 | 307 | 7739 | Rate Constraint in MTons | FALSE | L | Annual | Rate | lb/MWh | 0 | 0 | 0 | 0 | 0 | 0 | 0 | 0
IL Climate ParentID 3791- CO2 Cap Annual v6.20 | 307 | 7739 | Rate Constraint in MTons | FALSE | L | Annual | Constraint Shadow Price | US2019$/Ton | 0 | 0 | 0 | 0 | 0 | 0 | 0 | 0
IL Climate ParentID 450- CO2 Cap Annual v6.20 | 308 | 7710 | Rate Constraint in MTons | FALSE | L | Annual | Seasons Included | Seasons | Winter, WintShld, Summer | Winter, WintShld, Summer | Winter, WintShld, Summer | Winter, WintShld, Summer | Winter, WintShld, Summer | Winter, WintShld, Summer | Winter, WintShld, Summer | Winter, WintShld, Summer
IL Climate ParentID 450- CO2 Cap Annual v6.20 | 308 | 7710 | Rate Constraint in MTons | FALSE | L | Annual | Standard CO2 | Thousand Tons | 0 | 0 | 0 | 0 | 29.8709 | 29.8709 | 29.8709 | 29.8709
IL Climate ParentID 450- CO2 Cap Annual v6.20 | 308 | 7710 | Rate Constraint in MTons | FALSE | L | Annual | Emissions at Affected Plants CO2 | Thousand Tons | 0 | 0 | 0 | 0 | 29.8709 | 16.1239 | 0 | 0
IL Climate ParentID 450- CO2 Cap Annual v6.20 | 308 | 7710 | Rate Constraint in MTons | FALSE | L | Annual | Allowances Purchased CO2 | Thousand Tons | 0 | 0 | 0 | 0 | 0 | 0 | 0 | 0
IL Climate ParentID 450- CO2 Cap Annual v6.20 | 308 | 7710 | Rate Constraint in MTons | FALSE | L | Annual | Allowances Sold CO2 | Thousand Tons | 0 | 0 | 0 | 0 | 0 | 0 | 0 | 0
IL Climate ParentID 450- CO2 Cap Annual v6.20 | 308 | 7710 | Rate Constraint in MTons | FALSE | L | Annual | Allowances Banked | Thousand Tons | 0 | 0 | 0 | 0 | 0 | 0 | 0 | 0
IL Climate ParentID 450- CO2 Cap Annual v6.20 | 308 | 7710 | Rate Constraint in MTons | FALSE | L | Annual | Allowances Withdrawn (1:1) | Thousand Tons | 0 | 0 | 0 | 0 | 0 | 0 | 0 | 0
IL Climate ParentID 450- CO2 Cap Annual v6.20 | 308 | 7710 | Rate Constraint in MTons | FALSE | L | Annual | Allowances Withdrawn (n:1) | Thousand Tons | 0 | 0 | 0 | 0 | 0 | 0 | 0 | 0
IL Climate ParentID 450- CO2 Cap Annual v6.20 | 308 | 7710 | Rate Constraint in MTons | FALSE | L | Annual | Net Emissions Allowance Position | Thousand Tons | 0 | 0 | 0 | 0 | 29.8709 | 16.1239 | 0 | 0
IL Climate ParentID 450- CO2 Cap Annual v6.20 | 308 | 7710 | Rate Constraint in MTons | FALSE | L | Annual | Fuel Consumed | TBtu | 0 | 0 | 0 | 0 | 0.51026 | 0.27543 | 0 | 0
IL Climate ParentID 450- CO2 Cap Annual v6.20 | 308 | 7710 | Rate Constraint in MTons | FALSE | L | Annual | Rate | lb/MMBtu | 0 | 0 | 0 | 0 | 117.08 | 117.08 | 0 | 0
IL Climate ParentID 450- CO2 Cap Annual v6.20 | 308 | 7710 | Rate Constraint in MTons | FALSE | L | Annual | Generation | TWh | 0 | 0 | 0 | 0 | 0.047489 | 0.025634 | 0 | 0
IL Climate ParentID 450- CO2 Cap Annual v6.20 | 308 | 7710 | Rate Constraint in MTons | FALSE | L | Annual | Qualifying Generation | TWh | 0 | 0 | 0 | 0 | 0.047489 | 0.025634 | 0 | 0
IL Climate ParentID 450- CO2 Cap Annual v6.20 | 308 | 7710 | Rate Constraint in MTons | FALSE | L | Annual | Rate | lb/MWh | 0 | 0 | 0 | 0 | 1258.0246 | 1258.0246 | 0 | 0
IL Climate ParentID 450- CO2 Cap Annual v6.20 | 308 | 7710 | Rate Constraint in MTons | FALSE | L | Annual | Constraint Shadow Price | US2019$/Ton | 0 | 0 | 0 | 0 | 6.8697 | 0 | 0 | 0
IL Climate ParentID 451- CO2 Cap Annual v6.20 | 309 | 7711 | Rate Constraint in MTons | FALSE | L | Annual | Seasons Included | Seasons | Winter, WintShld, Summer | Winter, WintShld, Summer | Winter, WintShld, Summer | Winter, WintShld, Summer | Winter, WintShld, Summer | Winter, WintShld, Summer | Winter, WintShld, Summer | Winter, WintShld, Summer
IL Climate ParentID 451- CO2 Cap Annual v6.20 | 309 | 7711 | Rate Constraint in MTons | FALSE | L | Annual | Standard CO2 | Thousand Tons | 0 | 0 | 0 | 0 | 28.5997 | 28.5997 | 28.5997 | 28.5997
IL Climate ParentID 451- CO2 Cap Annual v6.20 | 309 | 7711 | Rate Constraint in MTons | FALSE | L | Annual | Emissions at Affected Plants CO2 | Thousand Tons | 0 | 0 | 0 | 0 | 28.5997 | 9.279 | 0 | 0
IL Climate ParentID 451- CO2 Cap Annual v6.20 | 309 | 7711 | Rate Constraint in MTons | FALSE | L | Annual | Allowances Purchased CO2 | Thousand Tons | 0 | 0 | 0 | 0 | 0 | 0 | 0 | 0
IL Climate ParentID 451- CO2 Cap Annual v6.20 | 309 | 7711 | Rate Constraint in MTons | FALSE | L | Annual | Allowances Sold CO2 | Thousand Tons | 0 | 0 | 0 | 0 | 0 | 0 | 0 | 0
IL Climate ParentID 451- CO2 Cap Annual v6.20 | 309 | 7711 | Rate Constraint in MTons | FALSE | L | Annual | Allowances Banked | Thousand Tons | 0 | 0 | 0 | 0 | 0 | 0 | 0 | 0
IL Climate ParentID 451- CO2 Cap Annual v6.20 | 309 | 7711 | Rate Constraint in MTons | FALSE | L | Annual | Allowances Withdrawn (1:1) | Thousand Tons | 0 | 0 | 0 | 0 | 0 | 0 | 0 | 0
IL Climate ParentID 451- CO2 Cap Annual v6.20 | 309 | 7711 | Rate Constraint in MTons | FALSE | L | Annual | Allowances Withdrawn (n:1) | Thousand Tons | 0 | 0 | 0 | 0 | 0 | 0 | 0 | 0
IL Climate ParentID 451- CO2 Cap Annual v6.20 | 309 | 7711 | Rate Constraint in MTons | FALSE | L | Annual | Net Emissions Allowance Position | Thousand Tons | 0 | 0 | 0 | 0 | 28.5997 | 9.279 | 0 | 0
IL Climate ParentID 451- CO2 Cap Annual v6.20 | 309 | 7711 | Rate Constraint in MTons | FALSE | L | Annual | Fuel Consumed | TBtu | 0 | 0 | 0 | 0 | 0.48855 | 0.15851 | 0 | 0
IL Climate ParentID 451- CO2 Cap Annual v6.20 | 309 | 7711 | Rate Constraint in MTons | FALSE | L | Annual | Rate | lb/MMBtu | 0 | 0 | 0 | 0 | 117.08 | 117.08 | 0 | 0
IL Climate ParentID 451- CO2 Cap Annual v6.20 | 309 | 7711 | Rate Constraint in MTons | FALSE | L | Annual | Generation | TWh | 0 | 0 | 0 | 0 | 0.045105 | 0.014634 | 0 | 0
IL Climate ParentID 451- CO2 Cap Annual v6.20 | 309 | 7711 | Rate Constraint in MTons | FALSE | L | Annual | Qualifying Generation | TWh | 0 | 0 | 0 | 0 | 0.045105 | 0.014634 | 0 | 0
IL Climate ParentID 451- CO2 Cap Annual v6.20 | 309 | 7711 | Rate Constraint in MTons | FALSE | L | Annual | Rate | lb/MWh | 0 | 0 | 0 | 0 | 1268.152 | 1268.152 | 0 | 0
IL Climate ParentID 451- CO2 Cap Annual v6.20 | 309 | 7711 | Rate Constraint in MTons | FALSE | L | Annual | Constraint Shadow Price | US2019$/Ton | 0 | 0 | 0 | 0 | 0.033871 | 0 | 0 | 0
IL Climate ParentID 452- CO2 Cap Annual v6.20 | 310 | 7712 | Rate Constraint in MTons | FALSE | L | Annual | Seasons Included | Seasons | Winter, WintShld, Summer | Winter, WintShld, Summer | Winter, WintShld, Summer | Winter, WintShld, Summer | Winter, WintShld, Summer | Winter, WintShld, Summer | Winter, WintShld, Summer | Winter, WintShld, Summer
IL Climate ParentID 452- CO2 Cap Annual v6.20 | 310 | 7712 | Rate Constraint in MTons | FALSE | L | Annual | Standard CO2 | Thousand Tons | 0 | 0 | 0 | 0 | 70.0018 | 70.0018 | 70.0018 | 70.0018
IL Climate ParentID 452- CO2 Cap Annual v6.20 | 310 | 7712 | Rate Constraint in MTons | FALSE | L | Annual | Emissions at Affected Plants CO2 | Thousand Tons | 0 | 0 | 0 | 0 | 69.1491 | 17.1444 | 0 | 0
IL Climate ParentID 452- CO2 Cap Annual v6.20 | 310 | 7712 | Rate Constraint in MTons | FALSE | L | Annual | Allowances Purchased CO2 | Thousand Tons | 0 | 0 | 0 | 0 | 0 | 0 | 0 | 0
IL Climate ParentID 452- CO2 Cap Annual v6.20 | 310 | 7712 | Rate Constraint in MTons | FALSE | L | Annual | Allowances Sold CO2 | Thousand Tons | 0 | 0 | 0 | 0 | 0 | 0 | 0 | 0
IL Climate ParentID 452- CO2 Cap Annual v6.20 | 310 | 7712 | Rate Constraint in MTons | FALSE | L | Annual | Allowances Banked | Thousand Tons | 0 | 0 | 0 | 0 | 0 | 0 | 0 | 0
IL Climate ParentID 452- CO2 Cap Annual v6.20 | 310 | 7712 | Rate Constraint in MTons | FALSE | L | Annual | Allowances Withdrawn (1:1) | Thousand Tons | 0 | 0 | 0 | 0 | 0 | 0 | 0 | 0
IL Climate ParentID 452- CO2 Cap Annual v6.20 | 310 | 7712 | Rate Constraint in MTons | FALSE | L | Annual | Allowances Withdrawn (n:1) | Thousand Tons | 0 | 0 | 0 | 0 | 0 | 0 | 0 | 0
IL Climate ParentID 452- CO2 Cap Annual v6.20 | 310 | 7712 | Rate Constraint in MTons | FALSE | L | Annual | Net Emissions Allowance Position | Thousand Tons | 0 | 0 | 0 | 0 | 69.1491 | 17.1444 | 0 | 0
IL Climate ParentID 452- CO2 Cap Annual v6.20 | 310 | 7712 | Rate Constraint in MTons | FALSE | L | Annual | Fuel Consumed | TBtu | 0 | 0 | 0 | 0 | 1.1812 | 0.29287 | 0 | 0
IL Climate ParentID 452- CO2 Cap Annual v6.20 | 310 | 7712 | Rate Constraint in MTons | FALSE | L | Annual | Rate | lb/MMBtu | 0 | 0 | 0 | 0 | 117.08 | 117.08 | 0 | 0
IL Climate ParentID 452- CO2 Cap Annual v6.20 | 310 | 7712 | Rate Constraint in MTons | FALSE | L | Annual | Generation | TWh | 0 | 0 | 0 | 0 | 0.10993 | 0.027256 | 0 | 0
IL Climate ParentID 452- CO2 Cap Annual v6.20 | 310 | 7712 | Rate Constraint in MTons | FALSE | L | Annual | Qualifying Generation | TWh | 0 | 0 | 0 | 0 | 0.10993 | 0.027256 | 0 | 0
IL Climate ParentID 452- CO2 Cap Annual v6.20 | 310 | 7712 | Rate Constraint in MTons | FALSE | L | Annual | Rate | lb/MWh | 0 | 0 | 0 | 0 | 1258.0246 | 1258.0246 | 0 | 0
IL Climate ParentID 452- CO2 Cap Annual v6.20 | 310 | 7712 | Rate Constraint in MTons | FALSE | L | Annual | Constraint Shadow Price | US2019$/Ton | 0 | 0 | 0 | 0 | 0 | 0 | 0 | 0
IL Climate ParentID 453- CO2 Cap Annual v6.20 | 311 | 7713 | Rate Constraint in MTons | FALSE | L | Annual | Seasons Included | Seasons | Winter, WintShld, Summer | Winter, WintShld, Summer | Winter, WintShld, Summer | Winter, WintShld, Summer | Winter, WintShld, Summer | Winter, WintShld, Summer | Winter, WintShld, Summer | Winter, WintShld, Summer
IL Climate ParentID 453- CO2 Cap Annual v6.20 | 311 | 7713 | Rate Constraint in MTons | FALSE | L | Annual | Standard CO2 | Thousand Tons | 0 | 0 | 0 | 0 | 0.28801 | 0.28801 | 0.28801 | 0.28801
IL Climate ParentID 453- CO2 Cap Annual v6.20 | 311 | 7713 | Rate Constraint in MTons | FALSE | L | Annual | Emissions at Affected Plants CO2 | Thousand Tons | 0 | 0 | 0 | 0 | 0.28801 | 0.28801 | 0 | 0
IL Climate ParentID 453- CO2 Cap Annual v6.20 | 311 | 7713 | Rate Constraint in MTons | FALSE | L | Annual | Allowances Purchased CO2 | Thousand Tons | 0 | 0 | 0 | 0 | 0 | 0 | 0 | 0
IL Climate ParentID 453- CO2 Cap Annual v6.20 | 311 | 7713 | Rate Constraint in MTons | FALSE | L | Annual | Allowances Sold CO2 | Thousand Tons | 0 | 0 | 0 | 0 | 0 | 0 | 0 | 0
IL Climate ParentID 453- CO2 Cap Annual v6.20 | 311 | 7713 | Rate Constraint in MTons | FALSE | L | Annual | Allowances Banked | Thousand Tons | 0 | 0 | 0 | 0 | 0 | 0 | 0 | 0
IL Climate ParentID 453- CO2 Cap Annual v6.20 | 311 | 7713 | Rate Constraint in MTons | FALSE | L | Annual | Allowances Withdrawn (1:1) | Thousand Tons | 0 | 0 | 0 | 0 | 0 | 0 | 0 | 0
IL Climate ParentID 453- CO2 Cap Annual v6.20 | 311 | 7713 | Rate Constraint in MTons | FALSE | L | Annual | Allowances Withdrawn (n:1) | Thousand Tons | 0 | 0 | 0 | 0 | 0 | 0 | 0 | 0
IL Climate ParentID 453- CO2 Cap Annual v6.20 | 311 | 7713 | Rate Constraint in MTons | FALSE | L | Annual | Net Emissions Allowance Position | Thousand Tons | 0 | 0 | 0 | 0 | 0.28801 | 0.28801 | 0 | 0
IL Climate ParentID 453- CO2 Cap Annual v6.20 | 311 | 7713 | Rate Constraint in MTons | FALSE | L | Annual | Fuel Consumed | TBtu | 0 | 0 | 0 | 0 | 0.0049199 | 0.0049199 | 0 | 0
IL Climate ParentID 453- CO2 Cap Annual v6.20 | 311 | 7713 | Rate Constraint in MTons | FALSE | L | Annual | Rate | lb/MMBtu | 0 | 0 | 0 | 0 | 117.08 | 117.08 | 0 | 0
IL Climate ParentID 453- CO2 Cap Annual v6.20 | 311 | 7713 | Rate Constraint in MTons | FALSE | L | Annual | Generation | TWh | 0 | 0 | 0 | 0 | 0.00045788 | 0.00045788 | 0 | 0
IL Climate ParentID 453- CO2 Cap Annual v6.20 | 311 | 7713 | Rate Constraint in MTons | FALSE | L | Annual | Qualifying Generation | TWh | 0 | 0 | 0 | 0 | 0.00045788 | 0.00045788 | 0 | 0
IL Climate ParentID 453- CO2 Cap Annual v6.20 | 311 | 7713 | Rate Constraint in MTons | FALSE | L | Annual | Rate | lb/MWh | 0 | 0 | 0 | 0 | 1258.0246 | 1258.0246 | 0 | 0
IL Climate ParentID 453- CO2 Cap Annual v6.20 | 311 | 7713 | Rate Constraint in MTons | FALSE | L | Annual | Constraint Shadow Price | US2019$/Ton | 0 | 0 | 0 | 0 | 9.512 | 6.1029 | 0 | 0
IL Climate ParentID 455- CO2 Cap Annual v6.20 | 312 | 7714 | Rate Constraint in MTons | FALSE | L | Annual | Seasons Included | Seasons | Winter, WintShld, Summer | Winter, WintShld, Summer | Winter, WintShld, Summer | Winter, WintShld, Summer | Winter, WintShld, Summer | Winter, WintShld, Summer | Winter, WintShld, Summer | Winter, WintShld, Summer
IL Climate ParentID 455- CO2 Cap Annual v6.20 | 312 | 7714 | Rate Constraint in MTons | FALSE | L | Annual | Standard CO2 | Thousand Tons | 0 | 0 | 0 | 0 | 6.7789 | 6.7789 | 6.7789 | 6.7789
IL Climate ParentID 455- CO2 Cap Annual v6.20 | 312 | 7714 | Rate Constraint in MTons | FALSE | L | Annual | Emissions at Affected Plants CO2 | Thousand Tons | 0 | 0 | 0 | 0 | 0 | 0 | 0 | 0
IL Climate ParentID 455- CO2 Cap Annual v6.20 | 312 | 7714 | Rate Constraint in MTons | FALSE | L | Annual | Allowances Purchased CO2 | Thousand Tons | 0 | 0 | 0 | 0 | 0 | 0 | 0 | 0
IL Climate ParentID 455- CO2 Cap Annual v6.20 | 312 | 7714 | Rate Constraint in MTons | FALSE | L | Annual | Allowances Sold CO2 | Thousand Tons | 0 | 0 | 0 | 0 | 0 | 0 | 0 | 0
IL Climate ParentID 455- CO2 Cap Annual v6.20 | 312 | 7714 | Rate Constraint in MTons | FALSE | L | Annual | Allowances Banked | Thousand Tons | 0 | 0 | 0 | 0 | 0 | 0 | 0 | 0
IL Climate ParentID 455- CO2 Cap Annual v6.20 | 312 | 7714 | Rate Constraint in MTons | FALSE | L | Annual | Allowances Withdrawn (1:1) | Thousand Tons | 0 | 0 | 0 | 0 | 0 | 0 | 0 | 0
IL Climate ParentID 455- CO2 Cap Annual v6.20 | 312 | 7714 | Rate Constraint in MTons | FALSE | L | Annual | Allowances Withdrawn (n:1) | Thousand Tons | 0 | 0 | 0 | 0 | 0 | 0 | 0 | 0
IL Climate ParentID 455- CO2 Cap Annual v6.20 | 312 | 7714 | Rate Constraint in MTons | FALSE | L | Annual | Net Emissions Allowance Position | Thousand Tons | 0 | 0 | 0 | 0 | 0 | 0 | 0 | 0
IL Climate ParentID 455- CO2 Cap Annual v6.20 | 312 | 7714 | Rate Constraint in MTons | FALSE | L | Annual | Fuel Consumed | TBtu | 0 | 0 | 0 | 0 | 0 | 0 | 0 | 0
IL Climate ParentID 455- CO2 Cap Annual v6.20 | 312 | 7714 | Rate Constraint in MTons | FALSE | L | Annual | Rate | lb/MMBtu | 0 | 0 | 0 | 0 | 0 | 0 | 0 | 0
IL Climate ParentID 455- CO2 Cap Annual v6.20 | 312 | 7714 | Rate Constraint in MTons | FALSE | L | Annual | Generation | TWh | 0 | 0 | 0 | 0 | 0 | 0 | 0 | 0
IL Climate ParentID 455- CO2 Cap Annual v6.20 | 312 | 7714 | Rate Constraint in MTons | FALSE | L | Annual | Qualifying Generation | TWh | 0 | 0 | 0 | 0 | 0 | 0 | 0 | 0
IL Climate ParentID 455- CO2 Cap Annual v6.20 | 312 | 7714 | Rate Constraint in MTons | FALSE | L | Annual | Rate | lb/MWh | 0 | 0 | 0 | 0 | 0 | 0 | 0 | 0
IL Climate ParentID 455- CO2 Cap Annual v6.20 | 312 | 7714 | Rate Constraint in MTons | FALSE | L | Annual | Constraint Shadow Price | US2019$/Ton | 0 | 0 | 0 | 0 | 0 | 0 | 0 | 0
IL Climate ParentID 456- CO2 Cap Annual v6.20 | 313 | 7715 | Rate Constraint in MTons | FALSE | L | Annual | Seasons Included | Seasons | Winter, WintShld, Summer | Winter, WintShld, Summer | Winter, WintShld, Summer | Winter, WintShld, Summer | Winter, WintShld, Summer | Winter, WintShld, Summer | Winter, WintShld, Summer | Winter, WintShld, Summer
IL Climate ParentID 456- CO2 Cap Annual v6.20 | 313 | 7715 | Rate Constraint in MTons | FALSE | L | Annual | Standard CO2 | Thousand Tons | 0 | 0 | 0 | 0 | 2.0526 | 2.0526 | 2.0526 | 2.0526
IL Climate ParentID 456- CO2 Cap Annual v6.20 | 313 | 7715 | Rate Constraint in MTons | FALSE | L | Annual | Emissions at Affected Plants CO2 | Thousand Tons | 0 | 0 | 0 | 0 | 0 | 0 | 0 | 0
IL Climate ParentID 456- CO2 Cap Annual v6.20 | 313 | 7715 | Rate Constraint in MTons | FALSE | L | Annual | Allowances Purchased CO2 | Thousand Tons | 0 | 0 | 0 | 0 | 0 | 0 | 0 | 0
IL Climate ParentID 456- CO2 Cap Annual v6.20 | 313 | 7715 | Rate Constraint in MTons | FALSE | L | Annual | Allowances Sold CO2 | Thousand Tons | 0 | 0 | 0 | 0 | 0 | 0 | 0 | 0
IL Climate ParentID 456- CO2 Cap Annual v6.20 | 313 | 7715 | Rate Constraint in MTons | FALSE | L | Annual | Allowances Banked | Thousand Tons | 0 | 0 | 0 | 0 | 0 | 0 | 0 | 0
IL Climate ParentID 456- CO2 Cap Annual v6.20 | 313 | 7715 | Rate Constraint in MTons | FALSE | L | Annual | Allowances Withdrawn (1:1) | Thousand Tons | 0 | 0 | 0 | 0 | 0 | 0 | 0 | 0
IL Climate ParentID 456- CO2 Cap Annual v6.20 | 313 | 7715 | Rate Constraint in MTons | FALSE | L | Annual | Allowances Withdrawn (n:1) | Thousand Tons | 0 | 0 | 0 | 0 | 0 | 0 | 0 | 0
IL Climate ParentID 456- CO2 Cap Annual v6.20 | 313 | 7715 | Rate Constraint in MTons | FALSE | L | Annual | Net Emissions Allowance Position | Thousand Tons | 0 | 0 | 0 | 0 | 0 | 0 | 0 | 0
IL Climate ParentID 456- CO2 Cap Annual v6.20 | 313 | 7715 | Rate Constraint in MTons | FALSE | L | Annual | Fuel Consumed | TBtu | 0 | 0 | 0 | 0 | 0 | 0 | 0 | 0
IL Climate ParentID 456- CO2 Cap Annual v6.20 | 313 | 7715 | Rate Constraint in MTons | FALSE | L | Annual | Rate | lb/MMBtu | 0 | 0 | 0 | 0 | 0 | 0 | 0 | 0
IL Climate ParentID 456- CO2 Cap Annual v6.20 | 313 | 7715 | Rate Constraint in MTons | FALSE | L | Annual | Generation | TWh | 0 | 0 | 0 | 0 | 0 | 0 | 0 | 0
IL Climate ParentID 456- CO2 Cap Annual v6.20 | 313 | 7715 | Rate Constraint in MTons | FALSE | L | Annual | Qualifying Generation | TWh | 0 | 0 | 0 | 0 | 0 | 0 | 0 | 0
IL Climate ParentID 456- CO2 Cap Annual v6.20 | 313 | 7715 | Rate Constraint in MTons | FALSE | L | Annual | Rate | lb/MWh | 0 | 0 | 0 | 0 | 0 | 0 | 0 | 0
IL Climate ParentID 456- CO2 Cap Annual v6.20 | 313 | 7715 | Rate Constraint in MTons | FALSE | L | Annual | Constraint Shadow Price | US2019$/Ton | 0 | 0 | 0 | 0 | 0 | 0 | 0 | 0
IL Climate ParentID 463- CO2 Cap Annual v6.20 | 314 | 7716 | Rate Constraint in MTons | FALSE | L | Annual | Seasons Included | Seasons | Winter, WintShld, Summer | Winter, WintShld, Summer | Winter, WintShld, Summer | Winter, WintShld, Summer | Winter, WintShld, Summer | Winter, WintShld, Summer | Winter, WintShld, Summer | Winter, WintShld, Summer
IL Climate ParentID 463- CO2 Cap Annual v6.20 | 314 | 7716 | Rate Constraint in MTons | FALSE | L | Annual | Standard CO2 | Thousand Tons | 0 | 0 | 0 | 0 | 4.0397 | 4.0397 | 4.0397 | 4.0397
IL Climate ParentID 463- CO2 Cap Annual v6.20 | 314 | 7716 | Rate Constraint in MTons | FALSE | L | Annual | Emissions at Affected Plants CO2 | Thousand Tons | 0 | 0 | 0 | 0 | 4.0397 | 2.1885 | 0 | 0
IL Climate ParentID 463- CO2 Cap Annual v6.20 | 314 | 7716 | Rate Constraint in MTons | FALSE | L | Annual | Allowances Purchased CO2 | Thousand Tons | 0 | 0 | 0 | 0 | 0 | 0 | 0 | 0
IL Climate ParentID 463- CO2 Cap Annual v6.20 | 314 | 7716 | Rate Constraint in MTons | FALSE | L | Annual | Allowances Sold CO2 | Thousand Tons | 0 | 0 | 0 | 0 | 0 | 0 | 0 | 0
IL Climate ParentID 463- CO2 Cap Annual v6.20 | 314 | 7716 | Rate Constraint in MTons | FALSE | L | Annual | Allowances Banked | Thousand Tons | 0 | 0 | 0 | 0 | 0 | 0 | 0 | 0
IL Climate ParentID 463- CO2 Cap Annual v6.20 | 314 | 7716 | Rate Constraint in MTons | FALSE | L | Annual | Allowances Withdrawn (1:1) | Thousand Tons | 0 | 0 | 0 | 0 | 0 | 0 | 0 | 0
IL Climate ParentID 463- CO2 Cap Annual v6.20 | 314 | 7716 | Rate Constraint in MTons | FALSE | L | Annual | Allowances Withdrawn (n:1) | Thousand Tons | 0 | 0 | 0 | 0 | 0 | 0 | 0 | 0
IL Climate ParentID 463- CO2 Cap Annual v6.20 | 314 | 7716 | Rate Constraint in MTons | FALSE | L | Annual | Net Emissions Allowance Position | Thousand Tons | 0 | 0 | 0 | 0 | 4.0397 | 2.1885 | 0 | 0
IL Climate ParentID 463- CO2 Cap Annual v6.20 | 314 | 7716 | Rate Constraint in MTons | FALSE | L | Annual | Fuel Consumed | TBtu | 0 | 0 | 0 | 0 | 0.069007 | 0.037385 | 0 | 0
IL Climate ParentID 463- CO2 Cap Annual v6.20 | 314 | 7716 | Rate Constraint in MTons | FALSE | L | Annual | Rate | lb/MMBtu | 0 | 0 | 0 | 0 | 117.08 | 117.08 | 0 | 0
IL Climate ParentID 463- CO2 Cap Annual v6.20 | 314 | 7716 | Rate Constraint in MTons | FALSE | L | Annual | Generation | TWh | 0 | 0 | 0 | 0 | 0.0062888 | 0.003407 | 0 | 0
IL Climate ParentID 463- CO2 Cap Annual v6.20 | 314 | 7716 | Rate Constraint in MTons | FALSE | L | Annual | Qualifying Generation | TWh | 0 | 0 | 0 | 0 | 0.0062888 | 0.003407 | 0 | 0
IL Climate ParentID 463- CO2 Cap Annual v6.20 | 314 | 7716 | Rate Constraint in MTons | FALSE | L | Annual | Rate | lb/MWh | 0 | 0 | 0 | 0 | 1284.7188 | 1284.7188 | 0 | 0
IL Climate ParentID 463- CO2 Cap Annual v6.20 | 314 | 7716 | Rate Constraint in MTons | FALSE | L | Annual | Constraint Shadow Price | US2019$/Ton | 0 | 0 | 0 | 0 | 6.0099 | 0 | 0 | 0
IL Climate ParentID 465- CO2 Cap Annual v6.20 | 315 | 7717 | Rate Constraint in MTons | FALSE | L | Annual | Seasons Included | Seasons | Winter, WintShld, Summer | Winter, WintShld, Summer | Winter, WintShld, Summer | Winter, WintShld, Summer | Winter, WintShld, Summer | Winter, WintShld, Summer | Winter, WintShld, Summer | Winter, WintShld, Summer
IL Climate ParentID 465- CO2 Cap Annual v6.20 | 315 | 7717 | Rate Constraint in MTons | FALSE | L | Annual | Standard CO2 | Thousand Tons | 0 | 0 | 0 | 0 | 3.2636 | 3.2636 | 3.2636 | 3.2636
IL Climate ParentID 465- CO2 Cap Annual v6.20 | 315 | 7717 | Rate Constraint in MTons | FALSE | L | Annual | Emissions at Affected Plants CO2 | Thousand Tons | 0 | 0 | 0 | 0 | 0 | 0 | 0 | 0
IL Climate ParentID 465- CO2 Cap Annual v6.20 | 315 | 7717 | Rate Constraint in MTons | FALSE | L | Annual | Allowances Purchased CO2 | Thousand Tons | 0 | 0 | 0 | 0 | 0 | 0 | 0 | 0
IL Climate ParentID 465- CO2 Cap Annual v6.20 | 315 | 7717 | Rate Constraint in MTons | FALSE | L | Annual | Allowances Sold CO2 | Thousand Tons | 0 | 0 | 0 | 0 | 0 | 0 | 0 | 0
IL Climate ParentID 465- CO2 Cap Annual v6.20 | 315 | 7717 | Rate Constraint in MTons | FALSE | L | Annual | Allowances Banked | Thousand Tons | 0 | 0 | 0 | 0 | 0 | 0 | 0 | 0
IL Climate ParentID 465- CO2 Cap Annual v6.20 | 315 | 7717 | Rate Constraint in MTons | FALSE | L | Annual | Allowances Withdrawn (1:1) | Thousand Tons | 0 | 0 | 0 | 0 | 0 | 0 | 0 | 0
IL Climate ParentID 465- CO2 Cap Annual v6.20 | 315 | 7717 | Rate Constraint in MTons | FALSE | L | Annual | Allowances Withdrawn (n:1) | Thousand Tons | 0 | 0 | 0 | 0 | 0 | 0 | 0 | 0
IL Climate ParentID 465- CO2 Cap Annual v6.20 | 315 | 7717 | Rate Constraint in MTons | FALSE | L | Annual | Net Emissions Allowance Position | Thousand Tons | 0 | 0 | 0 | 0 | 0 | 0 | 0 | 0
IL Climate ParentID 465- CO2 Cap Annual v6.20 | 315 | 7717 | Rate Constraint in MTons | FALSE | L | Annual | Fuel Consumed | TBtu | 0 | 0 | 0 | 0 | 0 | 0 | 0 | 0
IL Climate ParentID 465- CO2 Cap Annual v6.20 | 315 | 7717 | Rate Constraint in MTons | FALSE | L | Annual | Rate | lb/MMBtu | 0 | 0 | 0 | 0 | 0 | 0 | 0 | 0
IL Climate ParentID 465- CO2 Cap Annual v6.20 | 315 | 7717 | Rate Constraint in MTons | FALSE | L | Annual | Generation | TWh | 0 | 0 | 0 | 0 | 0 | 0 | 0 | 0
IL Climate ParentID 465- CO2 Cap Annual v6.20 | 315 | 7717 | Rate Constraint in MTons | FALSE | L | Annual | Qualifying Generation | TWh | 0 | 0 | 0 | 0 | 0 | 0 | 0 | 0
IL Climate ParentID 465- CO2 Cap Annual v6.20 | 315 | 7717 | Rate Constraint in MTons | FALSE | L | Annual | Rate | lb/MWh | 0 | 0 | 0 | 0 | 0 | 0 | 0 | 0
IL Climate ParentID 465- CO2 Cap Annual v6.20 | 315 | 7717 | Rate Constraint in MTons | FALSE | L | Annual | Constraint Shadow Price | US2019$/Ton | 0 | 0 | 0 | 0 | 0 | 0 | 0 | 0
IL Climate ParentID 466- CO2 Cap Annual v6.20 | 316 | 7718 | Rate Constraint in MTons | FALSE | L | Annual | Seasons Included | Seasons | Winter, WintShld, Summer | Winter, WintShld, Summer | Winter, WintShld, Summer | Winter, WintShld, Summer | Winter, WintShld, Summer | Winter, WintShld, Summer | Winter, WintShld, Summer | Winter, WintShld, Summer
IL Climate ParentID 466- CO2 Cap Annual v6.20 | 316 | 7718 | Rate Constraint in MTons | FALSE | L | Annual | Standard CO2 | Thousand Tons | 0 | 0 | 0 | 0 | 3.9303 | 3.9303 | 3.9303 | 3.9303
IL Climate ParentID 466- CO2 Cap Annual v6.20 | 316 | 7718 | Rate Constraint in MTons | FALSE | L | Annual | Emissions at Affected Plants CO2 | Thousand Tons | 0 | 0 | 0 | 0 | 0 | 0 | 0 | 0
IL Climate ParentID 466- CO2 Cap Annual v6.20 | 316 | 7718 | Rate Constraint in MTons | FALSE | L | Annual | Allowances Purchased CO2 | Thousand Tons | 0 | 0 | 0 | 0 | 0 | 0 | 0 | 0
IL Climate ParentID 466- CO2 Cap Annual v6.20 | 316 | 7718 | Rate Constraint in MTons | FALSE | L | Annual | Allowances Sold CO2 | Thousand Tons | 0 | 0 | 0 | 0 | 0 | 0 | 0 | 0
IL Climate ParentID 466- CO2 Cap Annual v6.20 | 316 | 7718 | Rate Constraint in MTons | FALSE | L | Annual | Allowances Banked | Thousand Tons | 0 | 0 | 0 | 0 | 0 | 0 | 0 | 0
IL Climate ParentID 466- CO2 Cap Annual v6.20 | 316 | 7718 | Rate Constraint in MTons | FALSE | L | Annual | Allowances Withdrawn (1:1) | Thousand Tons | 0 | 0 | 0 | 0 | 0 | 0 | 0 | 0
IL Climate ParentID 466- CO2 Cap Annual v6.20 | 316 | 7718 | Rate Constraint in MTons | FALSE | L | Annual | Allowances Withdrawn (n:1) | Thousand Tons | 0 | 0 | 0 | 0 | 0 | 0 | 0 | 0
IL Climate ParentID 466- CO2 Cap Annual v6.20 | 316 | 7718 | Rate Constraint in MTons | FALSE | L | Annual | Net Emissions Allowance Position | Thousand Tons | 0 | 0 | 0 | 0 | 0 | 0 | 0 | 0
IL Climate ParentID 466- CO2 Cap Annual v6.20 | 316 | 7718 | Rate Constraint in MTons | FALSE | L | Annual | Fuel Consumed | TBtu | 0 | 0 | 0 | 0 | 0 | 0 | 0 | 0
IL Climate ParentID 466- CO2 Cap Annual v6.20 | 316 | 7718 | Rate Constraint in MTons | FALSE | L | Annual | Rate | lb/MMBtu | 0 | 0 | 0 | 0 | 0 | 0 | 0 | 0
IL Climate ParentID 466- CO2 Cap Annual v6.20 | 316 | 7718 | Rate Constraint in MTons | FALSE | L | Annual | Generation | TWh | 0 | 0 | 0 | 0 | 0 | 0 | 0 | 0
IL Climate ParentID 466- CO2 Cap Annual v6.20 | 316 | 7718 | Rate Constraint in MTons | FALSE | L | Annual | Qualifying Generation | TWh | 0 | 0 | 0 | 0 | 0 | 0 | 0 | 0
IL Climate ParentID 466- CO2 Cap Annual v6.20 | 316 | 7718 | Rate Constraint in MTons | FALSE | L | Annual | Rate | lb/MWh | 0 | 0 | 0 | 0 | 0 | 0 | 0 | 0
IL Climate ParentID 466- CO2 Cap Annual v6.20 | 316 | 7718 | Rate Constraint in MTons | FALSE | L | Annual | Constraint Shadow Price | US2019$/Ton | 0 | 0 | 0 | 0 | 0 | 0 | 0 | 0
IL Climate ParentID 467- CO2 Cap Annual v6.20 | 317 | 7719 | Rate Constraint in MTons | FALSE | L | Annual | Seasons Included | Seasons | Winter, WintShld, Summer | Winter, WintShld, Summer | Winter, WintShld, Summer | Winter, WintShld, Summer | Winter, WintShld, Summer | Winter, WintShld, Summer | Winter, WintShld, Summer | Winter, WintShld, Summer
IL Climate ParentID 467- CO2 Cap Annual v6.20 | 317 | 7719 | Rate Constraint in MTons | FALSE | L | Annual | Standard CO2 | Thousand Tons | 0 | 0 | 0 | 0 | 45.8853 | 45.8853 | 45.8853 | 45.8853
IL Climate ParentID 467- CO2 Cap Annual v6.20 | 317 | 7719 | Rate Constraint in MTons | FALSE | L | Annual | Emissions at Affected Plants CO2 | Thousand Tons | 0 | 0 | 0 | 0 | 9.4208 | 0 | 0 | 0
IL Climate ParentID 467- CO2 Cap Annual v6.20 | 317 | 7719 | Rate Constraint in MTons | FALSE | L | Annual | Allowances Purchased CO2 | Thousand Tons | 0 | 0 | 0 | 0 | 0 | 0 | 0 | 0
IL Climate ParentID 467- CO2 Cap Annual v6.20 | 317 | 7719 | Rate Constraint in MTons | FALSE | L | Annual | Allowances Sold CO2 | Thousand Tons | 0 | 0 | 0 | 0 | 0 | 0 | 0 | 0
IL Climate ParentID 467- CO2 Cap Annual v6.20 | 317 | 7719 | Rate Constraint in MTons | FALSE | L | Annual | Allowances Banked | Thousand Tons | 0 | 0 | 0 | 0 | 0 | 0 | 0 | 0
IL Climate ParentID 467- CO2 Cap Annual v6.20 | 317 | 7719 | Rate Constraint in MTons | FALSE | L | Annual | Allowances Withdrawn (1:1) | Thousand Tons | 0 | 0 | 0 | 0 | 0 | 0 | 0 | 0
IL Climate ParentID 467- CO2 Cap Annual v6.20 | 317 | 7719 | Rate Constraint in MTons | FALSE | L | Annual | Allowances Withdrawn (n:1) | Thousand Tons | 0 | 0 | 0 | 0 | 0 | 0 | 0 | 0
IL Climate ParentID 467- CO2 Cap Annual v6.20 | 317 | 7719 | Rate Constraint in MTons | FALSE | L | Annual | Net Emissions Allowance Position | Thousand Tons | 0 | 0 | 0 | 0 | 9.4208 | 0 | 0 | 0
IL Climate ParentID 467- CO2 Cap Annual v6.20 | 317 | 7719 | Rate Constraint in MTons | FALSE | L | Annual | Fuel Consumed | TBtu | 0 | 0 | 0 | 0 | 0.16093 | 0 | 0 | 0
IL Climate ParentID 467- CO2 Cap Annual v6.20 | 317 | 7719 | Rate Constraint in MTons | FALSE | L | Annual | Rate | lb/MMBtu | 0 | 0 | 0 | 0 | 117.08 | 0 | 0 | 0
IL Climate ParentID 467- CO2 Cap Annual v6.20 | 317 | 7719 | Rate Constraint in MTons | FALSE | L | Annual | Generation | TWh | 0 | 0 | 0 | 0 | 0.013214 | 0 | 0 | 0
IL Climate ParentID 467- CO2 Cap Annual v6.20 | 317 | 7719 | Rate Constraint in MTons | FALSE | L | Annual | Qualifying Generation | TWh | 0 | 0 | 0 | 0 | 0.013214 | 0 | 0 | 0
IL Climate ParentID 467- CO2 Cap Annual v6.20 | 317 | 7719 | Rate Constraint in MTons | FALSE | L | Annual | Rate | lb/MWh | 0 | 0 | 0 | 0 | 1425.8588 | 0 | 0 | 0
IL Climate ParentID 467- CO2 Cap Annual v6.20 | 317 | 7719 | Rate Constraint in MTons | FALSE | L | Annual | Constraint Shadow Price | US2019$/Ton | 0 | 0 | 0 | 0 | 0 | 0 | 0 | 0
IL Climate ParentID 891- CO2 Cap Annual v6.20 | 318 | 7720 | Rate Constraint in MTons | FALSE | L | Annual | Seasons Included | Seasons | Winter, WintShld, Summer | Winter, WintShld, Summer | Winter, WintShld, Summer | Winter, WintShld, Summer | Winter, WintShld, Summer | Winter, WintShld, Summer | Winter, WintShld, Summer | Winter, WintShld, Summer
IL Climate ParentID 891- CO2 Cap Annual v6.20 | 318 | 7720 | Rate Constraint in MTons | FALSE | L | Annual | Standard CO2 | Thousand Tons | 0 | 0 | 0 | 0 | 4.9038 | 4.9038 | 4.9038 | 4.9038
IL Climate ParentID 891- CO2 Cap Annual v6.20 | 318 | 7720 | Rate Constraint in MTons | FALSE | L | Annual | Emissions at Affected Plants CO2 | Thousand Tons | 0 | 0 | 0 | 0 | 0 | 0 | 0 | 0
IL Climate ParentID 891- CO2 Cap Annual v6.20 | 318 | 7720 | Rate Constraint in MTons | FALSE | L | Annual | Allowances Purchased CO2 | Thousand Tons | 0 | 0 | 0 | 0 | 0 | 0 | 0 | 0
IL Climate ParentID 891- CO2 Cap Annual v6.20 | 318 | 7720 | Rate Constraint in MTons | FALSE | L | Annual | Allowances Sold CO2 | Thousand Tons | 0 | 0 | 0 | 0 | 0 | 0 | 0 | 0
IL Climate ParentID 891- CO2 Cap Annual v6.20 | 318 | 7720 | Rate Constraint in MTons | FALSE | L | Annual | Allowances Banked | Thousand Tons | 0 | 0 | 0 | 0 | 0 | 0 | 0 | 0
IL Climate ParentID 891- CO2 Cap Annual v6.20 | 318 | 7720 | Rate Constraint in MTons | FALSE | L | Annual | Allowances Withdrawn (1:1) | Thousand Tons | 0 | 0 | 0 | 0 | 0 | 0 | 0 | 0
IL Climate ParentID 891- CO2 Cap Annual v6.20 | 318 | 7720 | Rate Constraint in MTons | FALSE | L | Annual | Allowances Withdrawn (n:1) | Thousand Tons | 0 | 0 | 0 | 0 | 0 | 0 | 0 | 0
IL Climate ParentID 891- CO2 Cap Annual v6.20 | 318 | 7720 | Rate Constraint in MTons | FALSE | L | Annual | Net Emissions Allowance Position | Thousand Tons | 0 | 0 | 0 | 0 | 0 | 0 | 0 | 0
IL Climate ParentID 891- CO2 Cap Annual v6.20 | 318 | 7720 | Rate Constraint in MTons | FALSE | L | Annual | Fuel Consumed | TBtu | 0 | 0 | 0 | 0 | 0 | 0 | 0 | 0
IL Climate ParentID 891- CO2 Cap Annual v6.20 | 318 | 7720 | Rate Constraint in MTons | FALSE | L | Annual | Rate | lb/MMBtu | 0 | 0 | 0 | 0 | 0 | 0 | 0 | 0
IL Climate ParentID 891- CO2 Cap Annual v6.20 | 318 | 7720 | Rate Constraint in MTons | FALSE | L | Annual | Generation | TWh | 0 | 0 | 0 | 0 | 0 | 0 | 0 | 0
IL Climate ParentID 891- CO2 Cap Annual v6.20 | 318 | 7720 | Rate Constraint in MTons | FALSE | L | Annual | Qualifying Generation | TWh | 0 | 0 | 0 | 0 | 0 | 0 | 0 | 0
IL Climate ParentID 891- CO2 Cap Annual v6.20 | 318 | 7720 | Rate Constraint in MTons | FALSE | L | Annual | Rate | lb/MWh | 0 | 0 | 0 | 0 | 0 | 0 | 0 | 0
IL Climate ParentID 891- CO2 Cap Annual v6.20 | 318 | 7720 | Rate Constraint in MTons | FALSE | L | Annual | Constraint Shadow Price | US2019$/Ton | 0 | 0 | 0 | 0 | 0 | 0 | 0 | 0
IL CPS- Midwest MER Rate Annual v5.12 | 319 | 7317 | MACT Fuel Choice Floor in lbs/MMBtu | FALSE | L | Annual | Seasons Included | Seasons | Winter, WintShld, Summer | Winter, WintShld, Summer | Winter, WintShld, Summer | Winter, WintShld, Summer | Winter, WintShld, Summer | Winter, WintShld, Summer | Winter, WintShld, Summer | Winter, WintShld, Summer
IL CPS- Midwest MER Rate Annual v5.12 | 319 | 7317 | MACT Fuel Choice Floor in lbs/MMBtu | FALSE | L | Annual | Emission Floor | lbs/MMBtu | 7.4e-07 | 7.4e-07 | 7.4e-07 | 7.4e-07 | 7.4e-07 | 7.4e-07 | 7.4e-07 | 7.4e-07
IL CPS- Midwest MER Rate Annual v5.12 | 319 | 7317 | MACT Fuel Choice Floor in lbs/MMBtu | FALSE | L | Annual | Emissions at Affected Plants MER | lbs | 0 | 0 | 0 | 0 | 0 | 0 | 0 | 0
IL CPS- Midwest MER Rate Annual v5.12 | 319 | 7317 | MACT Fuel Choice Floor in lbs/MMBtu | FALSE | L | Annual | Allowances Purchased MER | lbs | 0 | 0 | 0 | 0 | 0 | 0 | 0 | 0
IL CPS- Midwest MER Rate Annual v5.12 | 319 | 7317 | MACT Fuel Choice Floor in lbs/MMBtu | FALSE | L | Annual | Allowances Sold MER | lbs | 0 | 0 | 0 | 0 | 0 | 0 | 0 | 0
IL CPS- Midwest MER Rate Annual v5.12 | 319 | 7317 | MACT Fuel Choice Floor in lbs/MMBtu | FALSE | L | Annual | Allowances Banked | lbs | 0 | 0 | 0 | 0 | 0 | 0 | 0 | 0
IL CPS- Midwest MER Rate Annual v5.12 | 319 | 7317 | MACT Fuel Choice Floor in lbs/MMBtu | FALSE | L | Annual | Allowances Withdrawn (1:1) | lbs | 0 | 0 | 0 | 0 | 0 | 0 | 0 | 0
IL CPS- Midwest MER Rate Annual v5.12 | 319 | 7317 | MACT Fuel Choice Floor in lbs/MMBtu | FALSE | L | Annual | Allowances Withdrawn (n:1) | lbs | 0 | 0 | 0 | 0 | 0 | 0 | 0 | 0
IL CPS- Midwest MER Rate Annual v5.12 | 319 | 7317 | MACT Fuel Choice Floor in lbs/MMBtu | FALSE | L | Annual | Net Emissions Allowance Position | lbs | 0 | 0 | 0 | 0 | 0 | 0 | 0 | 0
IL CPS- Midwest MER Rate Annual v5.12 | 319 | 7317 | MACT Fuel Choice Floor in lbs/MMBtu | FALSE | L | Annual | Fuel Consumed | TBtu | 0 | 0 | 0 | 0 | 0 | 0 | 0 | 0
IL CPS- Midwest MER Rate Annual v5.12 | 319 | 7317 | MACT Fuel Choice Floor in lbs/MMBtu | FALSE | L | Annual | Rate | lb/MMBtu | 0 | 0 | 0 | 0 | 0 | 0 | 0 | 0
IL CPS- Midwest MER Rate Annual v5.12 | 319 | 7317 | MACT Fuel Choice Floor in lbs/MMBtu | FALSE | L | Annual | Generation | TWh | 0 | 0 | 0 | 0 | 0 | 0 | 0 | 0
IL CPS- Midwest MER Rate Annual v5.12 | 319 | 7317 | MACT Fuel Choice Floor in lbs/MMBtu | FALSE | L | Annual | Qualifying Generation | TWh | 0 | 0 | 0 | 0 | 0 | 0 | 0 | 0
IL CPS- Midwest MER Rate Annual v5.12 | 319 | 7317 | MACT Fuel Choice Floor in lbs/MMBtu | FALSE | L | Annual | Constraint Shadow Price | US2019$/Lb | 0 | 0 | 0 | 0 | 0 | 0 | 0 | 0
IL CPS- Midwest NOX rate Annual v5.12 | 320 | 7308 | Rate Constraint in lbs/MMBtu | FALSE | L | Annual | Seasons Included | Seasons | Winter, WintShld, Summer | Winter, WintShld, Summer | Winter, WintShld, Summer | Winter, WintShld, Summer | Winter, WintShld, Summer | Winter, WintShld, Summer | Winter, WintShld, Summer | Winter, WintShld, Summer
IL CPS- Midwest NOX rate Annual v5.12 | 320 | 7308 | Rate Constraint in lbs/MMBtu | FALSE | L | Annual | Standard NOX | lb/MMBtu | 0.11 | 0.11 | 0.11 | 0.11 | 0.11 | 0.11 | 0.11 | 0.11
IL CPS- Midwest NOX rate Annual v5.12 | 320 | 7308 | Rate Constraint in lbs/MMBtu | FALSE | L | Annual | Emissions at Affected Plants NOX | Thousand Tons | 0 | 0 | 0 | 0 | 0 | 0 | 0 | 0
IL CPS- Midwest NOX rate Annual v5.12 | 320 | 7308 | Rate Constraint in lbs/MMBtu | FALSE | L | Annual | Allowances Purchased NOX | Thousand Tons | 0 | 0 | 0 | 0 | 0 | 0 | 0 | 0
IL CPS- Midwest NOX rate Annual v5.12 | 320 | 7308 | Rate Constraint in lbs/MMBtu | FALSE | L | Annual | Allowances Sold NOX | Thousand Tons | 0 | 0 | 0 | 0 | 0 | 0 | 0 | 0
IL CPS- Midwest NOX rate Annual v5.12 | 320 | 7308 | Rate Constraint in lbs/MMBtu | FALSE | L | Annual | Allowances Banked | Thousand Tons | 0 | 0 | 0 | 0 | 0 | 0 | 0 | 0
IL CPS- Midwest NOX rate Annual v5.12 | 320 | 7308 | Rate Constraint in lbs/MMBtu | FALSE | L | Annual | Allowances Withdrawn (1:1) | Thousand Tons | 0 | 0 | 0 | 0 | 0 | 0 | 0 | 0
IL CPS- Midwest NOX rate Annual v5.12 | 320 | 7308 | Rate Constraint in lbs/MMBtu | FALSE | L | Annual | Allowances Withdrawn (n:1) | Thousand Tons | 0 | 0 | 0 | 0 | 0 | 0 | 0 | 0
IL CPS- Midwest NOX rate Annual v5.12 | 320 | 7308 | Rate Constraint in lbs/MMBtu | FALSE | L | Annual | Net Emissions Allowance Position | Thousand Tons | 0 | 0 | 0 | 0 | 0 | 0 | 0 | 0
IL CPS- Midwest NOX rate Annual v5.12 | 320 | 7308 | Rate Constraint in lbs/MMBtu | FALSE | L | Annual | Fuel Consumed | TBtu | 0 | 0 | 0 | 0 | 0 | 0 | 0 | 0
IL CPS- Midwest NOX rate Annual v5.12 | 320 | 7308 | Rate Constraint in lbs/MMBtu | FALSE | L | Annual | Rate | lb/MMBtu | 0 | 0 | 0 | 0 | 0 | 0 | 0 | 0
IL CPS- Midwest NOX rate Annual v5.12 | 320 | 7308 | Rate Constraint in lbs/MMBtu | FALSE | L | Annual | Generation | TWh | 0 | 0 | 0 | 0 | 0 | 0 | 0 | 0
IL CPS- Midwest NOX rate Annual v5.12 | 320 | 7308 | Rate Constraint in lbs/MMBtu | FALSE | L | Annual | Qualifying Generation | TWh | 0 | 0 | 0 | 0 | 0 | 0 | 0 | 0
IL CPS- Midwest NOX rate Annual v5.12 | 320 | 7308 | Rate Constraint in lbs/MMBtu | FALSE | L | Annual | Rate | lb/MWh | 0 | 0 | 0 | 0 | 0 | 0 | 0 | 0
IL CPS- Midwest NOX rate Annual v5.12 | 320 | 7308 | Rate Constraint in lbs/MMBtu | FALSE | L | Annual | Constraint Shadow Price | US2019$/Ton | 0 | 0 | 0 | 0 | 179.774 | 992.3013 | 49.0087 | 118.6633
IL CPS- Midwest NOX rate Summer v5.12 | 321 | 7310 | Rate Constraint in lbs/MMBtu | FALSE | L | Annual | Seasons Included | Seasons | Summer | Summer | Summer | Summer | Summer | Summer | Summer | Summer
IL CPS- Midwest NOX rate Summer v5.12 | 321 | 7310 | Rate Constraint in lbs/MMBtu | FALSE | L | Annual | Standard NOX | lb/MMBtu | 0.11 | 0.11 | 0.11 | 0.11 | 0.11 | 0.11 | 0.11 | 0.11
IL CPS- Midwest NOX rate Summer v5.12 | 321 | 7310 | Rate Constraint in lbs/MMBtu | FALSE | L | Annual | Emissions at Affected Plants NOX | Thousand Tons | 0 | 0 | 0 | 0 | 0 | 0 | 0 | 0
IL CPS- Midwest NOX rate Summer v5.12 | 321 | 7310 | Rate Constraint in lbs/MMBtu | FALSE | L | Annual | Allowances Purchased NOX | Thousand Tons | 0 | 0 | 0 | 0 | 0 | 0 | 0 | 0
IL CPS- Midwest NOX rate Summer v5.12 | 321 | 7310 | Rate Constraint in lbs/MMBtu | FALSE | L | Annual | Allowances Sold NOX | Thousand Tons | 0 | 0 | 0 | 0 | 0 | 0 | 0 | 0
IL CPS- Midwest NOX rate Summer v5.12 | 321 | 7310 | Rate Constraint in lbs/MMBtu | FALSE | L | Annual | Allowances Banked | Thousand Tons | 0 | 0 | 0 | 0 | 0 | 0 | 0 | 0
IL CPS- Midwest NOX rate Summer v5.12 | 321 | 7310 | Rate Constraint in lbs/MMBtu | FALSE | L | Annual | Allowances Withdrawn (1:1) | Thousand Tons | 0 | 0 | 0 | 0 | 0 | 0 | 0 | 0
IL CPS- Midwest NOX rate Summer v5.12 | 321 | 7310 | Rate Constraint in lbs/MMBtu | FALSE | L | Annual | Allowances Withdrawn (n:1) | Thousand Tons | 0 | 0 | 0 | 0 | 0 | 0 | 0 | 0
IL CPS- Midwest NOX rate Summer v5.12 | 321 | 7310 | Rate Constraint in lbs/MMBtu | FALSE | L | Annual | Net Emissions Allowance Position | Thousand Tons | 0 | 0 | 0 | 0 | 0 | 0 | 0 | 0
IL CPS- Midwest NOX rate Summer v5.12 | 321 | 7310 | Rate Constraint in lbs/MMBtu | FALSE | L | Annual | Fuel Consumed | TBtu | 0 | 0 | 0 | 0 | 0 | 0 | 0 | 0
IL CPS- Midwest NOX rate Summer v5.12 | 321 | 7310 | Rate Constraint in lbs/MMBtu | FALSE | L | Annual | Rate | lb/MMBtu | 0 | 0 | 0 | 0 | 0 | 0 | 0 | 0
IL CPS- Midwest NOX rate Summer v5.12 | 321 | 7310 | Rate Constraint in lbs/MMBtu | FALSE | L | Annual | Generation | TWh | 0 | 0 | 0 | 0 | 0 | 0 | 0 | 0
IL CPS- Midwest NOX rate Summer v5.12 | 321 | 7310 | Rate Constraint in lbs/MMBtu | FALSE | L | Annual | Qualifying Generation | TWh | 0 | 0 | 0 | 0 | 0 | 0 | 0 | 0
IL CPS- Midwest NOX rate Summer v5.12 | 321 | 7310 | Rate Constraint in lbs/MMBtu | FALSE | L | Annual | Rate | lb/MWh | 0 | 0 | 0 | 0 | 0 | 0 | 0 | 0
IL CPS- Midwest NOX rate Summer v5.12 | 321 | 7310 | Rate Constraint in lbs/MMBtu | FALSE | L | Annual | Constraint Shadow Price | US2019$/Ton | 0 | 0 | 0 | 0 | 0 | 0 | 1283.5331 | 0
IL CPS- Midwest SO2 Rate Annual v5.12 | 322 | 7314 | Rate Constraint in lbs/MMBtu | FALSE | L | Annual | Seasons Included | Seasons | Winter, WintShld, Summer | Winter, WintShld, Summer | Winter, WintShld, Summer | Winter, WintShld, Summer | Winter, WintShld, Summer | Winter, WintShld, Summer | Winter, WintShld, Summer | Winter, WintShld, Summer
IL CPS- Midwest SO2 Rate Annual v5.12 | 322 | 7314 | Rate Constraint in lbs/MMBtu | FALSE | L | Annual | Standard SO2 | lb/MMBtu | 0.11 | 0.11 | 0.11 | 0.11 | 0.11 | 0.11 | 0.11 | 0.11
IL CPS- Midwest SO2 Rate Annual v5.12 | 322 | 7314 | Rate Constraint in lbs/MMBtu | FALSE | L | Annual | Emissions at Affected Plants SO2 | Thousand Tons | 0 | 0 | 0 | 0 | 0 | 0 | 0 | 0
IL CPS- Midwest SO2 Rate Annual v5.12 | 322 | 7314 | Rate Constraint in lbs/MMBtu | FALSE | L | Annual | Allowances Purchased SO2 | Thousand Tons | 0 | 0 | 0 | 0 | 0 | 0 | 0 | 0
IL CPS- Midwest SO2 Rate Annual v5.12 | 322 | 7314 | Rate Constraint in lbs/MMBtu | FALSE | L | Annual | Allowances Sold SO2 | Thousand Tons | 0 | 0 | 0 | 0 | 0 | 0 | 0 | 0
IL CPS- Midwest SO2 Rate Annual v5.12 | 322 | 7314 | Rate Constraint in lbs/MMBtu | FALSE | L | Annual | Allowances Banked | Thousand Tons | 0 | 0 | 0 | 0 | 0 | 0 | 0 | 0
IL CPS- Midwest SO2 Rate Annual v5.12 | 322 | 7314 | Rate Constraint in lbs/MMBtu | FALSE | L | Annual | Allowances Withdrawn (1:1) | Thousand Tons | 0 | 0 | 0 | 0 | 0 | 0 | 0 | 0
IL CPS- Midwest SO2 Rate Annual v5.12 | 322 | 7314 | Rate Constraint in lbs/MMBtu | FALSE | L | Annual | Allowances Withdrawn (n:1) | Thousand Tons | 0 | 0 | 0 | 0 | 0 | 0 | 0 | 0
IL CPS- Midwest SO2 Rate Annual v5.12 | 322 | 7314 | Rate Constraint in lbs/MMBtu | FALSE | L | Annual | Net Emissions Allowance Position | Thousand Tons | 0 | 0 | 0 | 0 | 0 | 0 | 0 | 0
IL CPS- Midwest SO2 Rate Annual v5.12 | 322 | 7314 | Rate Constraint in lbs/MMBtu | FALSE | L | Annual | Fuel Consumed | TBtu | 0 | 0 | 0 | 0 | 0 | 0 | 0 | 0
IL CPS- Midwest SO2 Rate Annual v5.12 | 322 | 7314 | Rate Constraint in lbs/MMBtu | FALSE | L | Annual | Rate | lb/MMBtu | 0 | 0 | 0 | 0 | 0 | 0 | 0 | 0
IL CPS- Midwest SO2 Rate Annual v5.12 | 322 | 7314 | Rate Constraint in lbs/MMBtu | FALSE | L | Annual | Generation | TWh | 0 | 0 | 0 | 0 | 0 | 0 | 0 | 0
IL CPS- Midwest SO2 Rate Annual v5.12 | 322 | 7314 | Rate Constraint in lbs/MMBtu | FALSE | L | Annual | Qualifying Generation | TWh | 0 | 0 | 0 | 0 | 0 | 0 | 0 | 0
IL CPS- Midwest SO2 Rate Annual v5.12 | 322 | 7314 | Rate Constraint in lbs/MMBtu | FALSE | L | Annual | Rate | lb/MWh | 0 | 0 | 0 | 0 | 0 | 0 | 0 | 0
IL CPS- Midwest SO2 Rate Annual v5.12 | 322 | 7314 | Rate Constraint in lbs/MMBtu | FALSE | L | Annual | Constraint Shadow Price | US2019$/Ton | 38641.672 | 19830.1996 | 1392.1509 | 0 | 60.8055 | 0 | 924.9379 | 0
IL Fac. Spec. - NOX Rate Summer v3.1, Unit 2216 and retrofits | 323 | 7305 | Rate Constraint in lbs/MMBtu | FALSE | L | Annual | Seasons Included | Seasons | Summer | Summer | Summer | Summer | Summer | Summer | Summer | Summer
IL Fac. Spec. - NOX Rate Summer v3.1, Unit 2216 and retrofits | 323 | 7305 | Rate Constraint in lbs/MMBtu | FALSE | L | Annual | Standard NOX | lb/MMBtu | 0.25 | 0.25 | 0.25 | 0.25 | 0.25 | 0.25 | 0.25 | 0.25
IL Fac. Spec. - NOX Rate Summer v3.1, Unit 2216 and retrofits | 323 | 7305 | Rate Constraint in lbs/MMBtu | FALSE | L | Annual | Emissions at Affected Plants NOX | Thousand Tons | 0 | 0 | 0 | 0 | 0 | 0 | 0 | 0
IL Fac. Spec. - NOX Rate Summer v3.1, Unit 2216 and retrofits | 323 | 7305 | Rate Constraint in lbs/MMBtu | FALSE | L | Annual | Allowances Purchased NOX | Thousand Tons | 0 | 0 | 0 | 0 | 0 | 0 | 0 | 0
IL Fac. Spec. - NOX Rate Summer v3.1, Unit 2216 and retrofits | 323 | 7305 | Rate Constraint in lbs/MMBtu | FALSE | L | Annual | Allowances Sold NOX | Thousand Tons | 0 | 0 | 0 | 0 | 0 | 0 | 0 | 0
IL Fac. Spec. - NOX Rate Summer v3.1, Unit 2216 and retrofits | 323 | 7305 | Rate Constraint in lbs/MMBtu | FALSE | L | Annual | Allowances Banked | Thousand Tons | 0 | 0 | 0 | 0 | 0 | 0 | 0 | 0
IL Fac. Spec. - NOX Rate Summer v3.1, Unit 2216 and retrofits | 323 | 7305 | Rate Constraint in lbs/MMBtu | FALSE | L | Annual | Allowances Withdrawn (1:1) | Thousand Tons | 0 | 0 | 0 | 0 | 0 | 0 | 0 | 0
IL Fac. Spec. - NOX Rate Summer v3.1, Unit 2216 and retrofits | 323 | 7305 | Rate Constraint in lbs/MMBtu | FALSE | L | Annual | Allowances Withdrawn (n:1) | Thousand Tons | 0 | 0 | 0 | 0 | 0 | 0 | 0 | 0
IL Fac. Spec. - NOX Rate Summer v3.1, Unit 2216 and retrofits | 323 | 7305 | Rate Constraint in lbs/MMBtu | FALSE | L | Annual | Net Emissions Allowance Position | Thousand Tons | 0 | 0 | 0 | 0 | 0 | 0 | 0 | 0
IL Fac. Spec. - NOX Rate Summer v3.1, Unit 2216 and retrofits | 323 | 7305 | Rate Constraint in lbs/MMBtu | FALSE | L | Annual | Fuel Consumed | TBtu | 0 | 0 | 0 | 0 | 0 | 0 | 0 | 0
IL Fac. Spec. - NOX Rate Summer v3.1, Unit 2216 and retrofits | 323 | 7305 | Rate Constraint in lbs/MMBtu | FALSE | L | Annual | Rate | lb/MMBtu | 0 | 0 | 0 | 0 | 0 | 0 | 0 | 0
IL Fac. Spec. - NOX Rate Summer v3.1, Unit 2216 and retrofits | 323 | 7305 | Rate Constraint in lbs/MMBtu | FALSE | L | Annual | Generation | TWh | 0 | 0 | 0 | 0 | 0 | 0 | 0 | 0
IL Fac. Spec. - NOX Rate Summer v3.1, Unit 2216 and retrofits | 323 | 7305 | Rate Constraint in lbs/MMBtu | FALSE | L | Annual | Qualifying Generation | TWh | 0 | 0 | 0 | 0 | 0 | 0 | 0 | 0
IL Fac. Spec. - NOX Rate Summer v3.1, Unit 2216 and retrofits | 323 | 7305 | Rate Constraint in lbs/MMBtu | FALSE | L | Annual | Rate | lb/MWh | 0 | 0 | 0 | 0 | 0 | 0 | 0 | 0
IL Fac. Spec. - NOX Rate Summer v3.1, Unit 2216 and retrofits | 323 | 7305 | Rate Constraint in lbs/MMBtu | FALSE | L | Annual | Constraint Shadow Price | US2019$/Ton | 0 | 0 | 0 | 0 | 0 | 0 | 0 | 0
IL Fac. Spec. - NOX Rate Summer v3.1, Unit 2217 and retrofits | 324 | 7305 | Rate Constraint in lbs/MMBtu | FALSE | L | Annual | Seasons Included | Seasons | Summer | Summer | Summer | Summer | Summer | Summer | Summer | Summer
IL Fac. Spec. - NOX Rate Summer v3.1, Unit 2217 and retrofits | 324 | 7305 | Rate Constraint in lbs/MMBtu | FALSE | L | Annual | Standard NOX | lb/MMBtu | 0.25 | 0.25 | 0.25 | 0.25 | 0.25 | 0.25 | 0.25 | 0.25
IL Fac. Spec. - NOX Rate Summer v3.1, Unit 2217 and retrofits | 324 | 7305 | Rate Constraint in lbs/MMBtu | FALSE | L | Annual | Emissions at Affected Plants NOX | Thousand Tons | 0 | 0 | 0 | 0 | 0 | 0 | 0 | 0
IL Fac. Spec. - NOX Rate Summer v3.1, Unit 2217 and retrofits | 324 | 7305 | Rate Constraint in lbs/MMBtu | FALSE | L | Annual | Allowances Purchased NOX | Thousand Tons | 0 | 0 | 0 | 0 | 0 | 0 | 0 | 0
IL Fac. Spec. - NOX Rate Summer v3.1, Unit 2217 and retrofits | 324 | 7305 | Rate Constraint in lbs/MMBtu | FALSE | L | Annual | Allowances Sold NOX | Thousand Tons | 0 | 0 | 0 | 0 | 0 | 0 | 0 | 0
IL Fac. Spec. - NOX Rate Summer v3.1, Unit 2217 and retrofits | 324 | 7305 | Rate Constraint in lbs/MMBtu | FALSE | L | Annual | Allowances Banked | Thousand Tons | 0 | 0 | 0 | 0 | 0 | 0 | 0 | 0
IL Fac. Spec. - NOX Rate Summer v3.1, Unit 2217 and retrofits | 324 | 7305 | Rate Constraint in lbs/MMBtu | FALSE | L | Annual | Allowances Withdrawn (1:1) | Thousand Tons | 0 | 0 | 0 | 0 | 0 | 0 | 0 | 0
IL Fac. Spec. - NOX Rate Summer v3.1, Unit 2217 and retrofits | 324 | 7305 | Rate Constraint in lbs/MMBtu | FALSE | L | Annual | Allowances Withdrawn (n:1) | Thousand Tons | 0 | 0 | 0 | 0 | 0 | 0 | 0 | 0
IL Fac. Spec. - NOX Rate Summer v3.1, Unit 2217 and retrofits | 324 | 7305 | Rate Constraint in lbs/MMBtu | FALSE | L | Annual | Net Emissions Allowance Position | Thousand Tons | 0 | 0 | 0 | 0 | 0 | 0 | 0 | 0
IL Fac. Spec. - NOX Rate Summer v3.1, Unit 2217 and retrofits | 324 | 7305 | Rate Constraint in lbs/MMBtu | FALSE | L | Annual | Fuel Consumed | TBtu | 0 | 0 | 0 | 0 | 0 | 0 | 0 | 0
IL Fac. Spec. - NOX Rate Summer v3.1, Unit 2217 and retrofits | 324 | 7305 | Rate Constraint in lbs/MMBtu | FALSE | L | Annual | Rate | lb/MMBtu | 0 | 0 | 0 | 0 | 0 | 0 | 0 | 0
IL Fac. Spec. - NOX Rate Summer v3.1, Unit 2217 and retrofits | 324 | 7305 | Rate Constraint in lbs/MMBtu | FALSE | L | Annual | Generation | TWh | 0 | 0 | 0 | 0 | 0 | 0 | 0 | 0
IL Fac. Spec. - NOX Rate Summer v3.1, Unit 2217 and retrofits | 324 | 7305 | Rate Constraint in lbs/MMBtu | FALSE | L | Annual | Qualifying Generation | TWh | 0 | 0 | 0 | 0 | 0 | 0 | 0 | 0
IL Fac. Spec. - NOX Rate Summer v3.1, Unit 2217 and retrofits | 324 | 7305 | Rate Constraint in lbs/MMBtu | FALSE | L | Annual | Rate | lb/MWh | 0 | 0 | 0 | 0 | 0 | 0 | 0 | 0
IL Fac. Spec. - NOX Rate Summer v3.1, Unit 2217 and retrofits | 324 | 7305 | Rate Constraint in lbs/MMBtu | FALSE | L | Annual | Constraint Shadow Price | US2019$/Ton | 0 | 0 | 0 | 0 | 0 | 0 | 0 | 0
IL Fac. Spec. - NOX Rate Summer v3.1, Unit 2218 and retrofits | 325 | 7305 | Rate Constraint in lbs/MMBtu | FALSE | L | Annual | Seasons Included | Seasons | Summer | Summer | Summer | Summer | Summer | Summer | Summer | Summer
IL Fac. Spec. - NOX Rate Summer v3.1, Unit 2218 and retrofits | 325 | 7305 | Rate Constraint in lbs/MMBtu | FALSE | L | Annual | Standard NOX | lb/MMBtu | 0.25 | 0.25 | 0.25 | 0.25 | 0.25 | 0.25 | 0.25 | 0.25
IL Fac. Spec. - NOX Rate Summer v3.1, Unit 2218 and retrofits | 325 | 7305 | Rate Constraint in lbs/MMBtu | FALSE | L | Annual | Emissions at Affected Plants NOX | Thousand Tons | 0 | 0 | 0 | 0 | 0 | 0 | 0 | 0
IL Fac. Spec. - NOX Rate Summer v3.1, Unit 2218 and retrofits | 325 | 7305 | Rate Constraint in lbs/MMBtu | FALSE | L | Annual | Allowances Purchased NOX | Thousand Tons | 0 | 0 | 0 | 0 | 0 | 0 | 0 | 0
IL Fac. Spec. - NOX Rate Summer v3.1, Unit 2218 and retrofits | 325 | 7305 | Rate Constraint in lbs/MMBtu | FALSE | L | Annual | Allowances Sold NOX | Thousand Tons | 0 | 0 | 0 | 0 | 0 | 0 | 0 | 0
IL Fac. Spec. - NOX Rate Summer v3.1, Unit 2218 and retrofits | 325 | 7305 | Rate Constraint in lbs/MMBtu | FALSE | L | Annual | Allowances Banked | Thousand Tons | 0 | 0 | 0 | 0 | 0 | 0 | 0 | 0
IL Fac. Spec. - NOX Rate Summer v3.1, Unit 2218 and retrofits | 325 | 7305 | Rate Constraint in lbs/MMBtu | FALSE | L | Annual | Allowances Withdrawn (1:1) | Thousand Tons | 0 | 0 | 0 | 0 | 0 | 0 | 0 | 0
IL Fac. Spec. - NOX Rate Summer v3.1, Unit 2218 and retrofits | 325 | 7305 | Rate Constraint in lbs/MMBtu | FALSE | L | Annual | Allowances Withdrawn (n:1) | Thousand Tons | 0 | 0 | 0 | 0 | 0 | 0 | 0 | 0
IL Fac. Spec. - NOX Rate Summer v3.1, Unit 2218 and retrofits | 325 | 7305 | Rate Constraint in lbs/MMBtu | FALSE | L | Annual | Net Emissions Allowance Position | Thousand Tons | 0 | 0 | 0 | 0 | 0 | 0 | 0 | 0
IL Fac. Spec. - NOX Rate Summer v3.1, Unit 2218 and retrofits | 325 | 7305 | Rate Constraint in lbs/MMBtu | FALSE | L | Annual | Fuel Consumed | TBtu | 0 | 0 | 0 | 0 | 0 | 0 | 0 | 0
IL Fac. Spec. - NOX Rate Summer v3.1, Unit 2218 and retrofits | 325 | 7305 | Rate Constraint in lbs/MMBtu | FALSE | L | Annual | Rate | lb/MMBtu | 0 | 0 | 0 | 0 | 0 | 0 | 0 | 0
IL Fac. Spec. - NOX Rate Summer v3.1, Unit 2218 and retrofits | 325 | 7305 | Rate Constraint in lbs/MMBtu | FALSE | L | Annual | Generation | TWh | 0 | 0 | 0 | 0 | 0 | 0 | 0 | 0
IL Fac. Spec. - NOX Rate Summer v3.1, Unit 2218 and retrofits | 325 | 7305 | Rate Constraint in lbs/MMBtu | FALSE | L | Annual | Qualifying Generation | TWh | 0 | 0 | 0 | 0 | 0 | 0 | 0 | 0
IL Fac. Spec. - NOX Rate Summer v3.1, Unit 2218 and retrofits | 325 | 7305 | Rate Constraint in lbs/MMBtu | FALSE | L | Annual | Rate | lb/MWh | 0 | 0 | 0 | 0 | 0 | 0 | 0 | 0
IL Fac. Spec. - NOX Rate Summer v3.1, Unit 2218 and retrofits | 325 | 7305 | Rate Constraint in lbs/MMBtu | FALSE | L | Annual | Constraint Shadow Price | US2019$/Ton | 0 | 0 | 0 | 0 | 0 | 0 | 0 | 0
IL Fac. Spec. - NOX Rate Summer v3.1, Unit 2219 and retrofits | 326 | 7305 | Rate Constraint in lbs/MMBtu | FALSE | L | Annual | Seasons Included | Seasons | Summer | Summer | Summer | Summer | Summer | Summer | Summer | Summer
IL Fac. Spec. - NOX Rate Summer v3.1, Unit 2219 and retrofits | 326 | 7305 | Rate Constraint in lbs/MMBtu | FALSE | L | Annual | Standard NOX | lb/MMBtu | 0.25 | 0.25 | 0.25 | 0.25 | 0.25 | 0.25 | 0.25 | 0.25
IL Fac. Spec. - NOX Rate Summer v3.1, Unit 2219 and retrofits | 326 | 7305 | Rate Constraint in lbs/MMBtu | FALSE | L | Annual | Emissions at Affected Plants NOX | Thousand Tons | 0 | 0 | 0 | 0 | 0 | 0 | 0 | 0
IL Fac. Spec. - NOX Rate Summer v3.1, Unit 2219 and retrofits | 326 | 7305 | Rate Constraint in lbs/MMBtu | FALSE | L | Annual | Allowances Purchased NOX | Thousand Tons | 0 | 0 | 0 | 0 | 0 | 0 | 0 | 0
IL Fac. Spec. - NOX Rate Summer v3.1, Unit 2219 and retrofits | 326 | 7305 | Rate Constraint in lbs/MMBtu | FALSE | L | Annual | Allowances Sold NOX | Thousand Tons | 0 | 0 | 0 | 0 | 0 | 0 | 0 | 0
IL Fac. Spec. - NOX Rate Summer v3.1, Unit 2219 and retrofits | 326 | 7305 | Rate Constraint in lbs/MMBtu | FALSE | L | Annual | Allowances Banked | Thousand Tons | 0 | 0 | 0 | 0 | 0 | 0 | 0 | 0
IL Fac. Spec. - NOX Rate Summer v3.1, Unit 2219 and retrofits | 326 | 7305 | Rate Constraint in lbs/MMBtu | FALSE | L | Annual | Allowances Withdrawn (1:1) | Thousand Tons | 0 | 0 | 0 | 0 | 0 | 0 | 0 | 0
IL Fac. Spec. - NOX Rate Summer v3.1, Unit 2219 and retrofits | 326 | 7305 | Rate Constraint in lbs/MMBtu | FALSE | L | Annual | Allowances Withdrawn (n:1) | Thousand Tons | 0 | 0 | 0 | 0 | 0 | 0 | 0 | 0
IL Fac. Spec. - NOX Rate Summer v3.1, Unit 2219 and retrofits | 326 | 7305 | Rate Constraint in lbs/MMBtu | FALSE | L | Annual | Net Emissions Allowance Position | Thousand Tons | 0 | 0 | 0 | 0 | 0 | 0 | 0 | 0
IL Fac. Spec. - NOX Rate Summer v3.1, Unit 2219 and retrofits | 326 | 7305 | Rate Constraint in lbs/MMBtu | FALSE | L | Annual | Fuel Consumed | TBtu | 0 | 0 | 0 | 0 | 0 | 0 | 0 | 0
IL Fac. Spec. - NOX Rate Summer v3.1, Unit 2219 and retrofits | 326 | 7305 | Rate Constraint in lbs/MMBtu | FALSE | L | Annual | Rate | lb/MMBtu | 0 | 0 | 0 | 0 | 0 | 0 | 0 | 0
IL Fac. Spec. - NOX Rate Summer v3.1, Unit 2219 and retrofits | 326 | 7305 | Rate Constraint in lbs/MMBtu | FALSE | L | Annual | Generation | TWh | 0 | 0 | 0 | 0 | 0 | 0 | 0 | 0
IL Fac. Spec. - NOX Rate Summer v3.1, Unit 2219 and retrofits | 326 | 7305 | Rate Constraint in lbs/MMBtu | FALSE | L | Annual | Qualifying Generation | TWh | 0 | 0 | 0 | 0 | 0 | 0 | 0 | 0
IL Fac. Spec. - NOX Rate Summer v3.1, Unit 2219 and retrofits | 326 | 7305 | Rate Constraint in lbs/MMBtu | FALSE | L | Annual | Rate | lb/MWh | 0 | 0 | 0 | 0 | 0 | 0 | 0 | 0
IL Fac. Spec. - NOX Rate Summer v3.1, Unit 2219 and retrofits | 326 | 7305 | Rate Constraint in lbs/MMBtu | FALSE | L | Annual | Constraint Shadow Price | US2019$/Ton | 0 | 0 | 0 | 0 | 0 | 0 | 0 | 0
IL Fac. Spec. - NOX Rate Summer v3.1, Unit 2220 and retrofits | 327 | 7305 | Rate Constraint in lbs/MMBtu | FALSE | L | Annual | Seasons Included | Seasons | Summer | Summer | Summer | Summer | Summer | Summer | Summer | Summer
IL Fac. Spec. - NOX Rate Summer v3.1, Unit 2220 and retrofits | 327 | 7305 | Rate Constraint in lbs/MMBtu | FALSE | L | Annual | Standard NOX | lb/MMBtu | 0.25 | 0.25 | 0.25 | 0.25 | 0.25 | 0.25 | 0.25 | 0.25
IL Fac. Spec. - NOX Rate Summer v3.1, Unit 2220 and retrofits | 327 | 7305 | Rate Constraint in lbs/MMBtu | FALSE | L | Annual | Emissions at Affected Plants NOX | Thousand Tons | 0 | 0 | 0 | 0 | 0 | 0 | 0 | 0
IL Fac. Spec. - NOX Rate Summer v3.1, Unit 2220 and retrofits | 327 | 7305 | Rate Constraint in lbs/MMBtu | FALSE | L | Annual | Allowances Purchased NOX | Thousand Tons | 0 | 0 | 0 | 0 | 0 | 0 | 0 | 0
IL Fac. Spec. - NOX Rate Summer v3.1, Unit 2220 and retrofits | 327 | 7305 | Rate Constraint in lbs/MMBtu | FALSE | L | Annual | Allowances Sold NOX | Thousand Tons | 0 | 0 | 0 | 0 | 0 | 0 | 0 | 0
IL Fac. Spec. - NOX Rate Summer v3.1, Unit 2220 and retrofits | 327 | 7305 | Rate Constraint in lbs/MMBtu | FALSE | L | Annual | Allowances Banked | Thousand Tons | 0 | 0 | 0 | 0 | 0 | 0 | 0 | 0
IL Fac. Spec. - NOX Rate Summer v3.1, Unit 2220 and retrofits | 327 | 7305 | Rate Constraint in lbs/MMBtu | FALSE | L | Annual | Allowances Withdrawn (1:1) | Thousand Tons | 0 | 0 | 0 | 0 | 0 | 0 | 0 | 0
IL Fac. Spec. - NOX Rate Summer v3.1, Unit 2220 and retrofits | 327 | 7305 | Rate Constraint in lbs/MMBtu | FALSE | L | Annual | Allowances Withdrawn (n:1) | Thousand Tons | 0 | 0 | 0 | 0 | 0 | 0 | 0 | 0
IL Fac. Spec. - NOX Rate Summer v3.1, Unit 2220 and retrofits | 327 | 7305 | Rate Constraint in lbs/MMBtu | FALSE | L | Annual | Net Emissions Allowance Position | Thousand Tons | 0 | 0 | 0 | 0 | 0 | 0 | 0 | 0
IL Fac. Spec. - NOX Rate Summer v3.1, Unit 2220 and retrofits | 327 | 7305 | Rate Constraint in lbs/MMBtu | FALSE | L | Annual | Fuel Consumed | TBtu | 0 | 0 | 0 | 0 | 0 | 0 | 0 | 0
IL Fac. Spec. - NOX Rate Summer v3.1, Unit 2220 and retrofits | 327 | 7305 | Rate Constraint in lbs/MMBtu | FALSE | L | Annual | Rate | lb/MMBtu | 0 | 0 | 0 | 0 | 0 | 0 | 0 | 0
IL Fac. Spec. - NOX Rate Summer v3.1, Unit 2220 and retrofits | 327 | 7305 | Rate Constraint in lbs/MMBtu | FALSE | L | Annual | Generation | TWh | 0 | 0 | 0 | 0 | 0 | 0 | 0 | 0
IL Fac. Spec. - NOX Rate Summer v3.1, Unit 2220 and retrofits | 327 | 7305 | Rate Constraint in lbs/MMBtu | FALSE | L | Annual | Qualifying Generation | TWh | 0 | 0 | 0 | 0 | 0 | 0 | 0 | 0
IL Fac. Spec. - NOX Rate Summer v3.1, Unit 2220 and retrofits | 327 | 7305 | Rate Constraint in lbs/MMBtu | FALSE | L | Annual | Rate | lb/MWh | 0 | 0 | 0 | 0 | 0 | 0 | 0 | 0
IL Fac. Spec. - NOX Rate Summer v3.1, Unit 2220 and retrofits | 327 | 7305 | Rate Constraint in lbs/MMBtu | FALSE | L | Annual | Constraint Shadow Price | US2019$/Ton | 0 | 0 | 0 | 0 | 0 | 0 | 0 | 0
IL Fac. Spec. - NOX Rate Summer v3.1, Unit 2571 and retrofits | 328 | 7305 | Rate Constraint in lbs/MMBtu | FALSE | L | Annual | Seasons Included | Seasons | Summer | Summer | Summer | Summer | Summer | Summer | Summer | Summer
IL Fac. Spec. - NOX Rate Summer v3.1, Unit 2571 and retrofits | 328 | 7305 | Rate Constraint in lbs/MMBtu | FALSE | L | Annual | Standard NOX | lb/MMBtu | 0.25 | 0.25 | 0.25 | 0.25 | 0.25 | 0.25 | 0.25 | 0.25
IL Fac. Spec. - NOX Rate Summer v3.1, Unit 2571 and retrofits | 328 | 7305 | Rate Constraint in lbs/MMBtu | FALSE | L | Annual | Emissions at Affected Plants NOX | Thousand Tons | 0.21039 | 0.23683 | 0.16257 | 0.16005 | 0 | 0 | 0 | 0
IL Fac. Spec. - NOX Rate Summer v3.1, Unit 2571 and retrofits | 328 | 7305 | Rate Constraint in lbs/MMBtu | FALSE | L | Annual | Allowances Purchased NOX | Thousand Tons | 0 | 0 | 0 | 0 | 0 | 0 | 0 | 0
IL Fac. Spec. - NOX Rate Summer v3.1, Unit 2571 and retrofits | 328 | 7305 | Rate Constraint in lbs/MMBtu | FALSE | L | Annual | Allowances Sold NOX | Thousand Tons | 0 | 0 | 0 | 0 | 0 | 0 | 0 | 0
IL Fac. Spec. - NOX Rate Summer v3.1, Unit 2571 and retrofits | 328 | 7305 | Rate Constraint in lbs/MMBtu | FALSE | L | Annual | Allowances Banked | Thousand Tons | 0 | 0 | 0 | 0 | 0 | 0 | 0 | 0
IL Fac. Spec. - NOX Rate Summer v3.1, Unit 2571 and retrofits | 328 | 7305 | Rate Constraint in lbs/MMBtu | FALSE | L | Annual | Allowances Withdrawn (1:1) | Thousand Tons | 0 | 0 | 0 | 0 | 0 | 0 | 0 | 0
IL Fac. Spec. - NOX Rate Summer v3.1, Unit 2571 and retrofits | 328 | 7305 | Rate Constraint in lbs/MMBtu | FALSE | L | Annual | Allowances Withdrawn (n:1) | Thousand Tons | 0 | 0 | 0 | 0 | 0 | 0 | 0 | 0
IL Fac. Spec. - NOX Rate Summer v3.1, Unit 2571 and retrofits | 328 | 7305 | Rate Constraint in lbs/MMBtu | FALSE | L | Annual | Net Emissions Allowance Position | Thousand Tons | 0.21039 | 0.23683 | 0.16257 | 0.16005 | 0 | 0 | 0 | 0
IL Fac. Spec. - NOX Rate Summer v3.1, Unit 2571 and retrofits | 328 | 7305 | Rate Constraint in lbs/MMBtu | FALSE | L | Annual | Fuel Consumed | TBtu | 6.3506 | 7.1484 | 4.9069 | 4.8311 | 0 | 0 | 0 | 0
IL Fac. Spec. - NOX Rate Summer v3.1, Unit 2571 and retrofits | 328 | 7305 | Rate Constraint in lbs/MMBtu | FALSE | L | Annual | Rate | lb/MMBtu | 0.06626 | 0.06626 | 0.06626 | 0.06626 | 0 | 0 | 0 | 0
IL Fac. Spec. - NOX Rate Summer v3.1, Unit 2571 and retrofits | 328 | 7305 | Rate Constraint in lbs/MMBtu | FALSE | L | Annual | Generation | TWh | 0.55464 | 0.62432 | 0.42855 | 0.42193 | 0 | 0 | 0 | 0
IL Fac. Spec. - NOX Rate Summer v3.1, Unit 2571 and retrofits | 328 | 7305 | Rate Constraint in lbs/MMBtu | FALSE | L | Annual | Qualifying Generation | TWh | 0.55464 | 0.62432 | 0.42855 | 0.42193 | 0 | 0 | 0 | 0
IL Fac. Spec. - NOX Rate Summer v3.1, Unit 2571 and retrofits | 328 | 7305 | Rate Constraint in lbs/MMBtu | FALSE | L | Annual | Rate | lb/MWh | 0.75868 | 0.75868 | 0.75868 | 0.75868 | 0 | 0 | 0 | 0
IL Fac. Spec. - NOX Rate Summer v3.1, Unit 2571 and retrofits | 328 | 7305 | Rate Constraint in lbs/MMBtu | FALSE | L | Annual | Constraint Shadow Price | US2019$/Ton | 0 | 0 | 0 | 0 | 0 | 0 | 0 | 0
IL Fac. Spec. - NOX Rate Summer v3.1, Unit 2646 and retrofits | 329 | 7305 | Rate Constraint in lbs/MMBtu | FALSE | L | Annual | Seasons Included | Seasons | Summer | Summer | Summer | Summer | Summer | Summer | Summer | Summer
IL Fac. Spec. - NOX Rate Summer v3.1, Unit 2646 and retrofits | 329 | 7305 | Rate Constraint in lbs/MMBtu | FALSE | L | Annual | Standard NOX | lb/MMBtu | 0.25 | 0.25 | 0.25 | 0.25 | 0.25 | 0.25 | 0.25 | 0.25
IL Fac. Spec. - NOX Rate Summer v3.1, Unit 2646 and retrofits | 329 | 7305 | Rate Constraint in lbs/MMBtu | FALSE | L | Annual | Emissions at Affected Plants NOX | Thousand Tons | 0.73049 | 0 | 0 | 0 | 0 | 0 | 0 | 0
IL Fac. Spec. - NOX Rate Summer v3.1, Unit 2646 and retrofits | 329 | 7305 | Rate Constraint in lbs/MMBtu | FALSE | L | Annual | Allowances Purchased NOX | Thousand Tons | 0 | 0 | 0 | 0 | 0 | 0 | 0 | 0
IL Fac. Spec. - NOX Rate Summer v3.1, Unit 2646 and retrofits | 329 | 7305 | Rate Constraint in lbs/MMBtu | FALSE | L | Annual | Allowances Sold NOX | Thousand Tons | 0 | 0 | 0 | 0 | 0 | 0 | 0 | 0
IL Fac. Spec. - NOX Rate Summer v3.1, Unit 2646 and retrofits | 329 | 7305 | Rate Constraint in lbs/MMBtu | FALSE | L | Annual | Allowances Banked | Thousand Tons | 0 | 0 | 0 | 0 | 0 | 0 | 0 | 0
IL Fac. Spec. - NOX Rate Summer v3.1, Unit 2646 and retrofits | 329 | 7305 | Rate Constraint in lbs/MMBtu | FALSE | L | Annual | Allowances Withdrawn (1:1) | Thousand Tons | 0 | 0 | 0 | 0 | 0 | 0 | 0 | 0
IL Fac. Spec. - NOX Rate Summer v3.1, Unit 2646 and retrofits | 329 | 7305 | Rate Constraint in lbs/MMBtu | FALSE | L | Annual | Allowances Withdrawn (n:1) | Thousand Tons | 0 | 0 | 0 | 0 | 0 | 0 | 0 | 0
IL Fac. Spec. - NOX Rate Summer v3.1, Unit 2646 and retrofits | 329 | 7305 | Rate Constraint in lbs/MMBtu | FALSE | L | Annual | Net Emissions Allowance Position | Thousand Tons | 0.73049 | 0 | 0 | 0 | 0 | 0 | 0 | 0
IL Fac. Spec. - NOX Rate Summer v3.1, Unit 2646 and retrofits | 329 | 7305 | Rate Constraint in lbs/MMBtu | FALSE | L | Annual | Fuel Consumed | TBtu | 18.2623 | 0 | 0 | 0 | 0 | 0 | 0 | 0
IL Fac. Spec. - NOX Rate Summer v3.1, Unit 2646 and retrofits | 329 | 7305 | Rate Constraint in lbs/MMBtu | FALSE | L | Annual | Rate | lb/MMBtu | 0.08 | 0 | 0 | 0 | 0 | 0 | 0 | 0
IL Fac. Spec. - NOX Rate Summer v3.1, Unit 2646 and retrofits | 329 | 7305 | Rate Constraint in lbs/MMBtu | FALSE | L | Annual | Generation | TWh | 1.77 | 0 | 0 | 0 | 0 | 0 | 0 | 0
IL Fac. Spec. - NOX Rate Summer v3.1, Unit 2646 and retrofits | 329 | 7305 | Rate Constraint in lbs/MMBtu | FALSE | L | Annual | Qualifying Generation | TWh | 1.77 | 0 | 0 | 0 | 0 | 0 | 0 | 0
IL Fac. Spec. - NOX Rate Summer v3.1, Unit 2646 and retrofits | 329 | 7305 | Rate Constraint in lbs/MMBtu | FALSE | L | Annual | Rate | lb/MWh | 0.82544 | 0 | 0 | 0 | 0 | 0 | 0 | 0
IL Fac. Spec. - NOX Rate Summer v3.1, Unit 2646 and retrofits | 329 | 7305 | Rate Constraint in lbs/MMBtu | FALSE | L | Annual | Constraint Shadow Price | US2019$/Ton | 0 | 0 | 0 | 0 | 0 | 0 | 0 | 0
IL Fac. Spec. - NOX Rate Summer v3.1, Unit 2647 and retrofits | 330 | 7305 | Rate Constraint in lbs/MMBtu | FALSE | L | Annual | Seasons Included | Seasons | Summer | Summer | Summer | Summer | Summer | Summer | Summer | Summer
IL Fac. Spec. - NOX Rate Summer v3.1, Unit 2647 and retrofits | 330 | 7305 | Rate Constraint in lbs/MMBtu | FALSE | L | Annual | Standard NOX | lb/MMBtu | 0.25 | 0.25 | 0.25 | 0.25 | 0.25 | 0.25 | 0.25 | 0.25
IL Fac. Spec. - NOX Rate Summer v3.1, Unit 2647 and retrofits | 330 | 7305 | Rate Constraint in lbs/MMBtu | FALSE | L | Annual | Emissions at Affected Plants NOX | Thousand Tons | 0.79427 | 0.0054683 | 0.0037837 | 0 | 0 | 0 | 0 | 0
IL Fac. Spec. - NOX Rate Summer v3.1, Unit 2647 and retrofits | 330 | 7305 | Rate Constraint in lbs/MMBtu | FALSE | L | Annual | Allowances Purchased NOX | Thousand Tons | 0 | 0 | 0 | 0 | 0 | 0 | 0 | 0
IL Fac. Spec. - NOX Rate Summer v3.1, Unit 2647 and retrofits | 330 | 7305 | Rate Constraint in lbs/MMBtu | FALSE | L | Annual | Allowances Sold NOX | Thousand Tons | 0 | 0 | 0 | 0 | 0 | 0 | 0 | 0
IL Fac. Spec. - NOX Rate Summer v3.1, Unit 2647 and retrofits | 330 | 7305 | Rate Constraint in lbs/MMBtu | FALSE | L | Annual | Allowances Banked | Thousand Tons | 0 | 0 | 0 | 0 | 0 | 0 | 0 | 0
IL Fac. Spec. - NOX Rate Summer v3.1, Unit 2647 and retrofits | 330 | 7305 | Rate Constraint in lbs/MMBtu | FALSE | L | Annual | Allowances Withdrawn (1:1) | Thousand Tons | 0 | 0 | 0 | 0 | 0 | 0 | 0 | 0
IL Fac. Spec. - NOX Rate Summer v3.1, Unit 2647 and retrofits | 330 | 7305 | Rate Constraint in lbs/MMBtu | FALSE | L | Annual | Allowances Withdrawn (n:1) | Thousand Tons | 0 | 0 | 0 | 0 | 0 | 0 | 0 | 0
IL Fac. Spec. - NOX Rate Summer v3.1, Unit 2647 and retrofits | 330 | 7305 | Rate Constraint in lbs/MMBtu | FALSE | L | Annual | Net Emissions Allowance Position | Thousand Tons | 0.79427 | 0.0054683 | 0.0037837 | 0 | 0 | 0 | 0 | 0
IL Fac. Spec. - NOX Rate Summer v3.1, Unit 2647 and retrofits | 330 | 7305 | Rate Constraint in lbs/MMBtu | FALSE | L | Annual | Fuel Consumed | TBtu | 18.1816 | 0.12517 | 0.086613 | 0 | 0 | 0 | 0 | 0
IL Fac. Spec. - NOX Rate Summer v3.1, Unit 2647 and retrofits | 330 | 7305 | Rate Constraint in lbs/MMBtu | FALSE | L | Annual | Rate | lb/MMBtu | 0.08737 | 0.08737 | 0.08737 | 0 | 0 | 0 | 0 | 0
IL Fac. Spec. - NOX Rate Summer v3.1, Unit 2647 and retrofits | 330 | 7305 | Rate Constraint in lbs/MMBtu | FALSE | L | Annual | Generation | TWh | 1.7853 | 0.012291 | 0.0085048 | 0 | 0 | 0 | 0 | 0
IL Fac. Spec. - NOX Rate Summer v3.1, Unit 2647 and retrofits | 330 | 7305 | Rate Constraint in lbs/MMBtu | FALSE | L | Annual | Qualifying Generation | TWh | 1.7853 | 0.012291 | 0.0085048 | 0 | 0 | 0 | 0 | 0
IL Fac. Spec. - NOX Rate Summer v3.1, Unit 2647 and retrofits | 330 | 7305 | Rate Constraint in lbs/MMBtu | FALSE | L | Annual | Rate | lb/MWh | 0.88978 | 0.88978 | 0.88978 | 0 | 0 | 0 | 0 | 0
IL Fac. Spec. - NOX Rate Summer v3.1, Unit 2647 and retrofits | 330 | 7305 | Rate Constraint in lbs/MMBtu | FALSE | L | Annual | Constraint Shadow Price | US2019$/Ton | 0 | 0 | 0 | 0 | 0 | 0 | 0 | 0
IL Fac. Spec. - NOX Rate Summer v3.1, Unit 2706 and retrofits | 331 | 7305 | Rate Constraint in lbs/MMBtu | FALSE | L | Annual | Seasons Included | Seasons | Summer | Summer | Summer | Summer | Summer | Summer | Summer | Summer
IL Fac. Spec. - NOX Rate Summer v3.1, Unit 2706 and retrofits | 331 | 7305 | Rate Constraint in lbs/MMBtu | FALSE | L | Annual | Standard NOX | lb/MMBtu | 0.25 | 0.25 | 0.25 | 0.25 | 0.25 | 0.25 | 0.25 | 0.25
IL Fac. Spec. - NOX Rate Summer v3.1, Unit 2706 and retrofits | 331 | 7305 | Rate Constraint in lbs/MMBtu | FALSE | L | Annual | Emissions at Affected Plants NOX | Thousand Tons | 0 | 0 | 0 | 0 | 0 | 0 | 0 | 0
IL Fac. Spec. - NOX Rate Summer v3.1, Unit 2706 and retrofits | 331 | 7305 | Rate Constraint in lbs/MMBtu | FALSE | L | Annual | Allowances Purchased NOX | Thousand Tons | 0 | 0 | 0 | 0 | 0 | 0 | 0 | 0
IL Fac. Spec. - NOX Rate Summer v3.1, Unit 2706 and retrofits | 331 | 7305 | Rate Constraint in lbs/MMBtu | FALSE | L | Annual | Allowances Sold NOX | Thousand Tons | 0 | 0 | 0 | 0 | 0 | 0 | 0 | 0
IL Fac. Spec. - NOX Rate Summer v3.1, Unit 2706 and retrofits | 331 | 7305 | Rate Constraint in lbs/MMBtu | FALSE | L | Annual | Allowances Banked | Thousand Tons | 0 | 0 | 0 | 0 | 0 | 0 | 0 | 0
IL Fac. Spec. - NOX Rate Summer v3.1, Unit 2706 and retrofits | 331 | 7305 | Rate Constraint in lbs/MMBtu | FALSE | L | Annual | Allowances Withdrawn (1:1) | Thousand Tons | 0 | 0 | 0 | 0 | 0 | 0 | 0 | 0
IL Fac. Spec. - NOX Rate Summer v3.1, Unit 2706 and retrofits | 331 | 7305 | Rate Constraint in lbs/MMBtu | FALSE | L | Annual | Allowances Withdrawn (n:1) | Thousand Tons | 0 | 0 | 0 | 0 | 0 | 0 | 0 | 0
IL Fac. Spec. - NOX Rate Summer v3.1, Unit 2706 and retrofits | 331 | 7305 | Rate Constraint in lbs/MMBtu | FALSE | L | Annual | Net Emissions Allowance Position | Thousand Tons | 0 | 0 | 0 | 0 | 0 | 0 | 0 | 0
IL Fac. Spec. - NOX Rate Summer v3.1, Unit 2706 and retrofits | 331 | 7305 | Rate Constraint in lbs/MMBtu | FALSE | L | Annual | Fuel Consumed | TBtu | 0 | 0 | 0 | 0 | 0 | 0 | 0 | 0
IL Fac. Spec. - NOX Rate Summer v3.1, Unit 2706 and retrofits | 331 | 7305 | Rate Constraint in lbs/MMBtu | FALSE | L | Annual | Rate | lb/MMBtu | 0 | 0 | 0 | 0 | 0 | 0 | 0 | 0
IL Fac. Spec. - NOX Rate Summer v3.1, Unit 2706 and retrofits | 331 | 7305 | Rate Constraint in lbs/MMBtu | FALSE | L | Annual | Generation | TWh | 0 | 0 | 0 | 0 | 0 | 0 | 0 | 0
IL Fac. Spec. - NOX Rate Summer v3.1, Unit 2706 and retrofits | 331 | 7305 | Rate Constraint in lbs/MMBtu | FALSE | L | Annual | Qualifying Generation | TWh | 0 | 0 | 0 | 0 | 0 | 0 | 0 | 0
IL Fac. Spec. - NOX Rate Summer v3.1, Unit 2706 and retrofits | 331 | 7305 | Rate Constraint in lbs/MMBtu | FALSE | L | Annual | Rate | lb/MWh | 0 | 0 | 0 | 0 | 0 | 0 | 0 | 0
IL Fac. Spec. - NOX Rate Summer v3.1, Unit 2706 and retrofits | 331 | 7305 | Rate Constraint in lbs/MMBtu | FALSE | L | Annual | Constraint Shadow Price | US2019$/Ton | 0 | 0 | 0 | 0 | 0 | 0 | 0 | 0
IL Fac. Spec. - NOX Rate Summer v3.1, Unit 2718 and retrofits | 332 | 7305 | Rate Constraint in lbs/MMBtu | FALSE | L | Annual | Seasons Included | Seasons | Summer | Summer | Summer | Summer | Summer | Summer | Summer | Summer
IL Fac. Spec. - NOX Rate Summer v3.1, Unit 2718 and retrofits | 332 | 7305 | Rate Constraint in lbs/MMBtu | FALSE | L | Annual | Standard NOX | lb/MMBtu | 0.25 | 0.25 | 0.25 | 0.25 | 0.25 | 0.25 | 0.25 | 0.25
IL Fac. Spec. - NOX Rate Summer v3.1, Unit 2718 and retrofits | 332 | 7305 | Rate Constraint in lbs/MMBtu | FALSE | L | Annual | Emissions at Affected Plants NOX | Thousand Tons | 0 | 0 | 0 | 0 | 0 | 0 | 0 | 0
IL Fac. Spec. - NOX Rate Summer v3.1, Unit 2718 and retrofits | 332 | 7305 | Rate Constraint in lbs/MMBtu | FALSE | L | Annual | Allowances Purchased NOX | Thousand Tons | 0 | 0 | 0 | 0 | 0 | 0 | 0 | 0
IL Fac. Spec. - NOX Rate Summer v3.1, Unit 2718 and retrofits | 332 | 7305 | Rate Constraint in lbs/MMBtu | FALSE | L | Annual | Allowances Sold NOX | Thousand Tons | 0 | 0 | 0 | 0 | 0 | 0 | 0 | 0
IL Fac. Spec. - NOX Rate Summer v3.1, Unit 2718 and retrofits | 332 | 7305 | Rate Constraint in lbs/MMBtu | FALSE | L | Annual | Allowances Banked | Thousand Tons | 0 | 0 | 0 | 0 | 0 | 0 | 0 | 0
IL Fac. Spec. - NOX Rate Summer v3.1, Unit 2718 and retrofits | 332 | 7305 | Rate Constraint in lbs/MMBtu | FALSE | L | Annual | Allowances Withdrawn (1:1) | Thousand Tons | 0 | 0 | 0 | 0 | 0 | 0 | 0 | 0
IL Fac. Spec. - NOX Rate Summer v3.1, Unit 2718 and retrofits | 332 | 7305 | Rate Constraint in lbs/MMBtu | FALSE | L | Annual | Allowances Withdrawn (n:1) | Thousand Tons | 0 | 0 | 0 | 0 | 0 | 0 | 0 | 0
IL Fac. Spec. - NOX Rate Summer v3.1, Unit 2718 and retrofits | 332 | 7305 | Rate Constraint in lbs/MMBtu | FALSE | L | Annual | Net Emissions Allowance Position | Thousand Tons | 0 | 0 | 0 | 0 | 0 | 0 | 0 | 0
IL Fac. Spec. - NOX Rate Summer v3.1, Unit 2718 and retrofits | 332 | 7305 | Rate Constraint in lbs/MMBtu | FALSE | L | Annual | Fuel Consumed | TBtu | 0 | 0 | 0 | 0 | 0 | 0 | 0 | 0
IL Fac. Spec. - NOX Rate Summer v3.1, Unit 2718 and retrofits | 332 | 7305 | Rate Constraint in lbs/MMBtu | FALSE | L | Annual | Rate | lb/MMBtu | 0 | 0 | 0 | 0 | 0 | 0 | 0 | 0
IL Fac. Spec. - NOX Rate Summer v3.1, Unit 2718 and retrofits | 332 | 7305 | Rate Constraint in lbs/MMBtu | FALSE | L | Annual | Generation | TWh | 0 | 0 | 0 | 0 | 0 | 0 | 0 | 0
IL Fac. Spec. - NOX Rate Summer v3.1, Unit 2718 and retrofits | 332 | 7305 | Rate Constraint in lbs/MMBtu | FALSE | L | Annual | Qualifying Generation | TWh | 0 | 0 | 0 | 0 | 0 | 0 | 0 | 0
IL Fac. Spec. - NOX Rate Summer v3.1, Unit 2718 and retrofits | 332 | 7305 | Rate Constraint in lbs/MMBtu | FALSE | L | Annual | Rate | lb/MWh | 0 | 0 | 0 | 0 | 0 | 0 | 0 | 0
IL Fac. Spec. - NOX Rate Summer v3.1, Unit 2718 and retrofits | 332 | 7305 | Rate Constraint in lbs/MMBtu | FALSE | L | Annual | Constraint Shadow Price | US2019$/Ton | 0 | 0 | 0 | 0 | 0 | 0 | 0 | 0
IL Fac. Spec. - NOX Rate Summer v3.1, Unit 2721 and retrofits | 333 | 7305 | Rate Constraint in lbs/MMBtu | FALSE | L | Annual | Seasons Included | Seasons | Summer | Summer | Summer | Summer | Summer | Summer | Summer | Summer
IL Fac. Spec. - NOX Rate Summer v3.1, Unit 2721 and retrofits | 333 | 7305 | Rate Constraint in lbs/MMBtu | FALSE | L | Annual | Standard NOX | lb/MMBtu | 0.25 | 0.25 | 0.25 | 0.25 | 0.25 | 0.25 | 0.25 | 0.25
IL Fac. Spec. - NOX Rate Summer v3.1, Unit 2721 and retrofits | 333 | 7305 | Rate Constraint in lbs/MMBtu | FALSE | L | Annual | Emissions at Affected Plants NOX | Thousand Tons | 0 | 0 | 0 | 0 | 0 | 0 | 0 | 0
IL Fac. Spec. - NOX Rate Summer v3.1, Unit 2721 and retrofits | 333 | 7305 | Rate Constraint in lbs/MMBtu | FALSE | L | Annual | Allowances Purchased NOX | Thousand Tons | 0 | 0 | 0 | 0 | 0 | 0 | 0 | 0
IL Fac. Spec. - NOX Rate Summer v3.1, Unit 2721 and retrofits | 333 | 7305 | Rate Constraint in lbs/MMBtu | FALSE | L | Annual | Allowances Sold NOX | Thousand Tons | 0 | 0 | 0 | 0 | 0 | 0 | 0 | 0
IL Fac. Spec. - NOX Rate Summer v3.1, Unit 2721 and retrofits | 333 | 7305 | Rate Constraint in lbs/MMBtu | FALSE | L | Annual | Allowances Banked | Thousand Tons | 0 | 0 | 0 | 0 | 0 | 0 | 0 | 0
IL Fac. Spec. - NOX Rate Summer v3.1, Unit 2721 and retrofits | 333 | 7305 | Rate Constraint in lbs/MMBtu | FALSE | L | Annual | Allowances Withdrawn (1:1) | Thousand Tons | 0 | 0 | 0 | 0 | 0 | 0 | 0 | 0
IL Fac. Spec. - NOX Rate Summer v3.1, Unit 2721 and retrofits | 333 | 7305 | Rate Constraint in lbs/MMBtu | FALSE | L | Annual | Allowances Withdrawn (n:1) | Thousand Tons | 0 | 0 | 0 | 0 | 0 | 0 | 0 | 0
IL Fac. Spec. - NOX Rate Summer v3.1, Unit 2721 and retrofits | 333 | 7305 | Rate Constraint in lbs/MMBtu | FALSE | L | Annual | Net Emissions Allowance Position | Thousand Tons | 0 | 0 | 0 | 0 | 0 | 0 | 0 | 0
IL Fac. Spec. - NOX Rate Summer v3.1, Unit 2721 and retrofits | 333 | 7305 | Rate Constraint in lbs/MMBtu | FALSE | L | Annual | Fuel Consumed | TBtu | 0 | 0 | 0 | 0 | 0 | 0 | 0 | 0
IL Fac. Spec. - NOX Rate Summer v3.1, Unit 2721 and retrofits | 333 | 7305 | Rate Constraint in lbs/MMBtu | FALSE | L | Annual | Rate | lb/MMBtu | 0 | 0 | 0 | 0 | 0 | 0 | 0 | 0
IL Fac. Spec. - NOX Rate Summer v3.1, Unit 2721 and retrofits | 333 | 7305 | Rate Constraint in lbs/MMBtu | FALSE | L | Annual | Generation | TWh | 0 | 0 | 0 | 0 | 0 | 0 | 0 | 0
IL Fac. Spec. - NOX Rate Summer v3.1, Unit 2721 and retrofits | 333 | 7305 | Rate Constraint in lbs/MMBtu | FALSE | L | Annual | Qualifying Generation | TWh | 0 | 0 | 0 | 0 | 0 | 0 | 0 | 0
IL Fac. Spec. - NOX Rate Summer v3.1, Unit 2721 and retrofits | 333 | 7305 | Rate Constraint in lbs/MMBtu | FALSE | L | Annual | Rate | lb/MWh | 0 | 0 | 0 | 0 | 0 | 0 | 0 | 0
IL Fac. Spec. - NOX Rate Summer v3.1, Unit 2721 and retrofits | 333 | 7305 | Rate Constraint in lbs/MMBtu | FALSE | L | Annual | Constraint Shadow Price | US2019$/Ton | 0 | 0 | 0 | 0 | 0 | 0 | 0 | 0
IL Fac. Spec. - NOX Rate Summer v3.1, Unit 2722 and retrofits | 334 | 7305 | Rate Constraint in lbs/MMBtu | FALSE | L | Annual | Seasons Included | Seasons | Summer | Summer | Summer | Summer | Summer | Summer | Summer | Summer
IL Fac. Spec. - NOX Rate Summer v3.1, Unit 2722 and retrofits | 334 | 7305 | Rate Constraint in lbs/MMBtu | FALSE | L | Annual | Standard NOX | lb/MMBtu | 0.25 | 0.25 | 0.25 | 0.25 | 0.25 | 0.25 | 0.25 | 0.25
IL Fac. Spec. - NOX Rate Summer v3.1, Unit 2722 and retrofits | 334 | 7305 | Rate Constraint in lbs/MMBtu | FALSE | L | Annual | Emissions at Affected Plants NOX | Thousand Tons | 0 | 0 | 0 | 0 | 0 | 0 | 0 | 0
IL Fac. Spec. - NOX Rate Summer v3.1, Unit 2722 and retrofits | 334 | 7305 | Rate Constraint in lbs/MMBtu | FALSE | L | Annual | Allowances Purchased NOX | Thousand Tons | 0 | 0 | 0 | 0 | 0 | 0 | 0 | 0
IL Fac. Spec. - NOX Rate Summer v3.1, Unit 2722 and retrofits | 334 | 7305 | Rate Constraint in lbs/MMBtu | FALSE | L | Annual | Allowances Sold NOX | Thousand Tons | 0 | 0 | 0 | 0 | 0 | 0 | 0 | 0
IL Fac. Spec. - NOX Rate Summer v3.1, Unit 2722 and retrofits | 334 | 7305 | Rate Constraint in lbs/MMBtu | FALSE | L | Annual | Allowances Banked | Thousand Tons | 0 | 0 | 0 | 0 | 0 | 0 | 0 | 0
IL Fac. Spec. - NOX Rate Summer v3.1, Unit 2722 and retrofits | 334 | 7305 | Rate Constraint in lbs/MMBtu | FALSE | L | Annual | Allowances Withdrawn (1:1) | Thousand Tons | 0 | 0 | 0 | 0 | 0 | 0 | 0 | 0
IL Fac. Spec. - NOX Rate Summer v3.1, Unit 2722 and retrofits | 334 | 7305 | Rate Constraint in lbs/MMBtu | FALSE | L | Annual | Allowances Withdrawn (n:1) | Thousand Tons | 0 | 0 | 0 | 0 | 0 | 0 | 0 | 0
IL Fac. Spec. - NOX Rate Summer v3.1, Unit 2722 and retrofits | 334 | 7305 | Rate Constraint in lbs/MMBtu | FALSE | L | Annual | Net Emissions Allowance Position | Thousand Tons | 0 | 0 | 0 | 0 | 0 | 0 | 0 | 0
IL Fac. Spec. - NOX Rate Summer v3.1, Unit 2722 and retrofits | 334 | 7305 | Rate Constraint in lbs/MMBtu | FALSE | L | Annual | Fuel Consumed | TBtu | 0 | 0 | 0 | 0 | 0 | 0 | 0 | 0
IL Fac. Spec. - NOX Rate Summer v3.1, Unit 2722 and retrofits | 334 | 7305 | Rate Constraint in lbs/MMBtu | FALSE | L | Annual | Rate | lb/MMBtu | 0 | 0 | 0 | 0 | 0 | 0 | 0 | 0
IL Fac. Spec. - NOX Rate Summer v3.1, Unit 2722 and retrofits | 334 | 7305 | Rate Constraint in lbs/MMBtu | FALSE | L | Annual | Generation | TWh | 0 | 0 | 0 | 0 | 0 | 0 | 0 | 0
IL Fac. Spec. - NOX Rate Summer v3.1, Unit 2722 and retrofits | 334 | 7305 | Rate Constraint in lbs/MMBtu | FALSE | L | Annual | Qualifying Generation | TWh | 0 | 0 | 0 | 0 | 0 | 0 | 0 | 0
IL Fac. Spec. - NOX Rate Summer v3.1, Unit 2722 and retrofits | 334 | 7305 | Rate Constraint in lbs/MMBtu | FALSE | L | Annual | Rate | lb/MWh | 0 | 0 | 0 | 0 | 0 | 0 | 0 | 0
IL Fac. Spec. - NOX Rate Summer v3.1, Unit 2722 and retrofits | 334 | 7305 | Rate Constraint in lbs/MMBtu | FALSE | L | Annual | Constraint Shadow Price | US2019$/Ton | 0 | 0 | 0 | 0 | 0 | 0 | 0 | 0
IL Fac. Spec. - NOX Rate Summer v3.1, Unit 2723 and retrofits | 335 | 7305 | Rate Constraint in lbs/MMBtu | FALSE | L | Annual | Seasons Included | Seasons | Summer | Summer | Summer | Summer | Summer | Summer | Summer | Summer
IL Fac. Spec. - NOX Rate Summer v3.1, Unit 2723 and retrofits | 335 | 7305 | Rate Constraint in lbs/MMBtu | FALSE | L | Annual | Standard NOX | lb/MMBtu | 0.25 | 0.25 | 0.25 | 0.25 | 0.25 | 0.25 | 0.25 | 0.25
IL Fac. Spec. - NOX Rate Summer v3.1, Unit 2723 and retrofits | 335 | 7305 | Rate Constraint in lbs/MMBtu | FALSE | L | Annual | Emissions at Affected Plants NOX | Thousand Tons | 0 | 0 | 0 | 0 | 0 | 0 | 0 | 0
IL Fac. Spec. - NOX Rate Summer v3.1, Unit 2723 and retrofits | 335 | 7305 | Rate Constraint in lbs/MMBtu | FALSE | L | Annual | Allowances Purchased NOX | Thousand Tons | 0 | 0 | 0 | 0 | 0 | 0 | 0 | 0
IL Fac. Spec. - NOX Rate Summer v3.1, Unit 2723 and retrofits | 335 | 7305 | Rate Constraint in lbs/MMBtu | FALSE | L | Annual | Allowances Sold NOX | Thousand Tons | 0 | 0 | 0 | 0 | 0 | 0 | 0 | 0
IL Fac. Spec. - NOX Rate Summer v3.1, Unit 2723 and retrofits | 335 | 7305 | Rate Constraint in lbs/MMBtu | FALSE | L | Annual | Allowances Banked | Thousand Tons | 0 | 0 | 0 | 0 | 0 | 0 | 0 | 0
IL Fac. Spec. - NOX Rate Summer v3.1, Unit 2723 and retrofits | 335 | 7305 | Rate Constraint in lbs/MMBtu | FALSE | L | Annual | Allowances Withdrawn (1:1) | Thousand Tons | 0 | 0 | 0 | 0 | 0 | 0 | 0 | 0
IL Fac. Spec. - NOX Rate Summer v3.1, Unit 2723 and retrofits | 335 | 7305 | Rate Constraint in lbs/MMBtu | FALSE | L | Annual | Allowances Withdrawn (n:1) | Thousand Tons | 0 | 0 | 0 | 0 | 0 | 0 | 0 | 0
IL Fac. Spec. - NOX Rate Summer v3.1, Unit 2723 and retrofits | 335 | 7305 | Rate Constraint in lbs/MMBtu | FALSE | L | Annual | Net Emissions Allowance Position | Thousand Tons | 0 | 0 | 0 | 0 | 0 | 0 | 0 | 0
IL Fac. Spec. - NOX Rate Summer v3.1, Unit 2723 and retrofits | 335 | 7305 | Rate Constraint in lbs/MMBtu | FALSE | L | Annual | Fuel Consumed | TBtu | 0 | 0 | 0 | 0 | 0 | 0 | 0 | 0
IL Fac. Spec. - NOX Rate Summer v3.1, Unit 2723 and retrofits | 335 | 7305 | Rate Constraint in lbs/MMBtu | FALSE | L | Annual | Rate | lb/MMBtu | 0 | 0 | 0 | 0 | 0 | 0 | 0 | 0
IL Fac. Spec. - NOX Rate Summer v3.1, Unit 2723 and retrofits | 335 | 7305 | Rate Constraint in lbs/MMBtu | FALSE | L | Annual | Generation | TWh | 0 | 0 | 0 | 0 | 0 | 0 | 0 | 0
IL Fac. Spec. - NOX Rate Summer v3.1, Unit 2723 and retrofits | 335 | 7305 | Rate Constraint in lbs/MMBtu | FALSE | L | Annual | Qualifying Generation | TWh | 0 | 0 | 0 | 0 | 0 | 0 | 0 | 0
IL Fac. Spec. - NOX Rate Summer v3.1, Unit 2723 and retrofits | 335 | 7305 | Rate Constraint in lbs/MMBtu | FALSE | L | Annual | Rate | lb/MWh | 0 | 0 | 0 | 0 | 0 | 0 | 0 | 0
IL Fac. Spec. - NOX Rate Summer v3.1, Unit 2723 and retrofits | 335 | 7305 | Rate Constraint in lbs/MMBtu | FALSE | L | Annual | Constraint Shadow Price | US2019$/Ton | 0 | 0 | 0 | 0 | 0 | 0 | 0 | 0
IL Fac. Spec. - NOX Rate Summer v3.1, Unit 2724 and retrofits | 336 | 7305 | Rate Constraint in lbs/MMBtu | FALSE | L | Annual | Seasons Included | Seasons | Summer | Summer | Summer | Summer | Summer | Summer | Summer | Summer
IL Fac. Spec. - NOX Rate Summer v3.1, Unit 2724 and retrofits | 336 | 7305 | Rate Constraint in lbs/MMBtu | FALSE | L | Annual | Standard NOX | lb/MMBtu | 0.25 | 0.25 | 0.25 | 0.25 | 0.25 | 0.25 | 0.25 | 0.25
IL Fac. Spec. - NOX Rate Summer v3.1, Unit 2724 and retrofits | 336 | 7305 | Rate Constraint in lbs/MMBtu | FALSE | L | Annual | Emissions at Affected Plants NOX | Thousand Tons | 0 | 0 | 0 | 0 | 0 | 0 | 0 | 0
IL Fac. Spec. - NOX Rate Summer v3.1, Unit 2724 and retrofits | 336 | 7305 | Rate Constraint in lbs/MMBtu | FALSE | L | Annual | Allowances Purchased NOX | Thousand Tons | 0 | 0 | 0 | 0 | 0 | 0 | 0 | 0
IL Fac. Spec. - NOX Rate Summer v3.1, Unit 2724 and retrofits | 336 | 7305 | Rate Constraint in lbs/MMBtu | FALSE | L | Annual | Allowances Sold NOX | Thousand Tons | 0 | 0 | 0 | 0 | 0 | 0 | 0 | 0
IL Fac. Spec. - NOX Rate Summer v3.1, Unit 2724 and retrofits | 336 | 7305 | Rate Constraint in lbs/MMBtu | FALSE | L | Annual | Allowances Banked | Thousand Tons | 0 | 0 | 0 | 0 | 0 | 0 | 0 | 0
IL Fac. Spec. - NOX Rate Summer v3.1, Unit 2724 and retrofits | 336 | 7305 | Rate Constraint in lbs/MMBtu | FALSE | L | Annual | Allowances Withdrawn (1:1) | Thousand Tons | 0 | 0 | 0 | 0 | 0 | 0 | 0 | 0
IL Fac. Spec. - NOX Rate Summer v3.1, Unit 2724 and retrofits | 336 | 7305 | Rate Constraint in lbs/MMBtu | FALSE | L | Annual | Allowances Withdrawn (n:1) | Thousand Tons | 0 | 0 | 0 | 0 | 0 | 0 | 0 | 0
IL Fac. Spec. - NOX Rate Summer v3.1, Unit 2724 and retrofits | 336 | 7305 | Rate Constraint in lbs/MMBtu | FALSE | L | Annual | Net Emissions Allowance Position | Thousand Tons | 0 | 0 | 0 | 0 | 0 | 0 | 0 | 0
IL Fac. Spec. - NOX Rate Summer v3.1, Unit 2724 and retrofits | 336 | 7305 | Rate Constraint in lbs/MMBtu | FALSE | L | Annual | Fuel Consumed | TBtu | 0 | 0 | 0 | 0 | 0 | 0 | 0 | 0
IL Fac. Spec. - NOX Rate Summer v3.1, Unit 2724 and retrofits | 336 | 7305 | Rate Constraint in lbs/MMBtu | FALSE | L | Annual | Rate | lb/MMBtu | 0 | 0 | 0 | 0 | 0 | 0 | 0 | 0
IL Fac. Spec. - NOX Rate Summer v3.1, Unit 2724 and retrofits | 336 | 7305 | Rate Constraint in lbs/MMBtu | FALSE | L | Annual | Generation | TWh | 0 | 0 | 0 | 0 | 0 | 0 | 0 | 0
IL Fac. Spec. - NOX Rate Summer v3.1, Unit 2724 and retrofits | 336 | 7305 | Rate Constraint in lbs/MMBtu | FALSE | L | Annual | Qualifying Generation | TWh | 0 | 0 | 0 | 0 | 0 | 0 | 0 | 0
IL Fac. Spec. - NOX Rate Summer v3.1, Unit 2724 and retrofits | 336 | 7305 | Rate Constraint in lbs/MMBtu | FALSE | L | Annual | Rate | lb/MWh | 0 | 0 | 0 | 0 | 0 | 0 | 0 | 0
IL Fac. Spec. - NOX Rate Summer v3.1, Unit 2724 and retrofits | 336 | 7305 | Rate Constraint in lbs/MMBtu | FALSE | L | Annual | Constraint Shadow Price | US2019$/Ton | 0 | 0 | 0 | 0 | 0 | 0 | 0 | 0
IL Fac. Spec. - NOX Rate Summer v3.1, Unit 2725 and retrofits | 337 | 7305 | Rate Constraint in lbs/MMBtu | FALSE | L | Annual | Seasons Included | Seasons | Summer | Summer | Summer | Summer | Summer | Summer | Summer | Summer
IL Fac. Spec. - NOX Rate Summer v3.1, Unit 2725 and retrofits | 337 | 7305 | Rate Constraint in lbs/MMBtu | FALSE | L | Annual | Standard NOX | lb/MMBtu | 0.25 | 0.25 | 0.25 | 0.25 | 0.25 | 0.25 | 0.25 | 0.25
IL Fac. Spec. - NOX Rate Summer v3.1, Unit 2725 and retrofits | 337 | 7305 | Rate Constraint in lbs/MMBtu | FALSE | L | Annual | Emissions at Affected Plants NOX | Thousand Tons | 0 | 0 | 0 | 0 | 0 | 0 | 0 | 0
IL Fac. Spec. - NOX Rate Summer v3.1, Unit 2725 and retrofits | 337 | 7305 | Rate Constraint in lbs/MMBtu | FALSE | L | Annual | Allowances Purchased NOX | Thousand Tons | 0 | 0 | 0 | 0 | 0 | 0 | 0 | 0
IL Fac. Spec. - NOX Rate Summer v3.1, Unit 2725 and retrofits | 337 | 7305 | Rate Constraint in lbs/MMBtu | FALSE | L | Annual | Allowances Sold NOX | Thousand Tons | 0 | 0 | 0 | 0 | 0 | 0 | 0 | 0
IL Fac. Spec. - NOX Rate Summer v3.1, Unit 2725 and retrofits | 337 | 7305 | Rate Constraint in lbs/MMBtu | FALSE | L | Annual | Allowances Banked | Thousand Tons | 0 | 0 | 0 | 0 | 0 | 0 | 0 | 0
IL Fac. Spec. - NOX Rate Summer v3.1, Unit 2725 and retrofits | 337 | 7305 | Rate Constraint in lbs/MMBtu | FALSE | L | Annual | Allowances Withdrawn (1:1) | Thousand Tons | 0 | 0 | 0 | 0 | 0 | 0 | 0 | 0
IL Fac. Spec. - NOX Rate Summer v3.1, Unit 2725 and retrofits | 337 | 7305 | Rate Constraint in lbs/MMBtu | FALSE | L | Annual | Allowances Withdrawn (n:1) | Thousand Tons | 0 | 0 | 0 | 0 | 0 | 0 | 0 | 0
IL Fac. Spec. - NOX Rate Summer v3.1, Unit 2725 and retrofits | 337 | 7305 | Rate Constraint in lbs/MMBtu | FALSE | L | Annual | Net Emissions Allowance Position | Thousand Tons | 0 | 0 | 0 | 0 | 0 | 0 | 0 | 0
IL Fac. Spec. - NOX Rate Summer v3.1, Unit 2725 and retrofits | 337 | 7305 | Rate Constraint in lbs/MMBtu | FALSE | L | Annual | Fuel Consumed | TBtu | 0 | 0 | 0 | 0 | 0 | 0 | 0 | 0
IL Fac. Spec. - NOX Rate Summer v3.1, Unit 2725 and retrofits | 337 | 7305 | Rate Constraint in lbs/MMBtu | FALSE | L | Annual | Rate | lb/MMBtu | 0 | 0 | 0 | 0 | 0 | 0 | 0 | 0
IL Fac. Spec. - NOX Rate Summer v3.1, Unit 2725 and retrofits | 337 | 7305 | Rate Constraint in lbs/MMBtu | FALSE | L | Annual | Generation | TWh | 0 | 0 | 0 | 0 | 0 | 0 | 0 | 0
IL Fac. Spec. - NOX Rate Summer v3.1, Unit 2725 and retrofits | 337 | 7305 | Rate Constraint in lbs/MMBtu | FALSE | L | Annual | Qualifying Generation | TWh | 0 | 0 | 0 | 0 | 0 | 0 | 0 | 0
IL Fac. Spec. - NOX Rate Summer v3.1, Unit 2725 and retrofits | 337 | 7305 | Rate Constraint in lbs/MMBtu | FALSE | L | Annual | Rate | lb/MWh | 0 | 0 | 0 | 0 | 0 | 0 | 0 | 0
IL Fac. Spec. - NOX Rate Summer v3.1, Unit 2725 and retrofits | 337 | 7305 | Rate Constraint in lbs/MMBtu | FALSE | L | Annual | Constraint Shadow Price | US2019$/Ton | 0 | 0 | 0 | 0 | 0 | 0 | 0 | 0
IL Fac. Spec. - NOX Rate Summer v3.1, Unit 2726 and retrofits | 338 | 7305 | Rate Constraint in lbs/MMBtu | FALSE | L | Annual | Seasons Included | Seasons | Summer | Summer | Summer | Summer | Summer | Summer | Summer | Summer
IL Fac. Spec. - NOX Rate Summer v3.1, Unit 2726 and retrofits | 338 | 7305 | Rate Constraint in lbs/MMBtu | FALSE | L | Annual | Standard NOX | lb/MMBtu | 0.25 | 0.25 | 0.25 | 0.25 | 0.25 | 0.25 | 0.25 | 0.25
IL Fac. Spec. - NOX Rate Summer v3.1, Unit 2726 and retrofits | 338 | 7305 | Rate Constraint in lbs/MMBtu | FALSE | L | Annual | Emissions at Affected Plants NOX | Thousand Tons | 0 | 0 | 0 | 0 | 0 | 0 | 0 | 0
IL Fac. Spec. - NOX Rate Summer v3.1, Unit 2726 and retrofits | 338 | 7305 | Rate Constraint in lbs/MMBtu | FALSE | L | Annual | Allowances Purchased NOX | Thousand Tons | 0 | 0 | 0 | 0 | 0 | 0 | 0 | 0
IL Fac. Spec. - NOX Rate Summer v3.1, Unit 2726 and retrofits | 338 | 7305 | Rate Constraint in lbs/MMBtu | FALSE | L | Annual | Allowances Sold NOX | Thousand Tons | 0 | 0 | 0 | 0 | 0 | 0 | 0 | 0
IL Fac. Spec. - NOX Rate Summer v3.1, Unit 2726 and retrofits | 338 | 7305 | Rate Constraint in lbs/MMBtu | FALSE | L | Annual | Allowances Banked | Thousand Tons | 0 | 0 | 0 | 0 | 0 | 0 | 0 | 0
IL Fac. Spec. - NOX Rate Summer v3.1, Unit 2726 and retrofits | 338 | 7305 | Rate Constraint in lbs/MMBtu | FALSE | L | Annual | Allowances Withdrawn (1:1) | Thousand Tons | 0 | 0 | 0 | 0 | 0 | 0 | 0 | 0
IL Fac. Spec. - NOX Rate Summer v3.1, Unit 2726 and retrofits | 338 | 7305 | Rate Constraint in lbs/MMBtu | FALSE | L | Annual | Allowances Withdrawn (n:1) | Thousand Tons | 0 | 0 | 0 | 0 | 0 | 0 | 0 | 0
IL Fac. Spec. - NOX Rate Summer v3.1, Unit 2726 and retrofits | 338 | 7305 | Rate Constraint in lbs/MMBtu | FALSE | L | Annual | Net Emissions Allowance Position | Thousand Tons | 0 | 0 | 0 | 0 | 0 | 0 | 0 | 0
IL Fac. Spec. - NOX Rate Summer v3.1, Unit 2726 and retrofits | 338 | 7305 | Rate Constraint in lbs/MMBtu | FALSE | L | Annual | Fuel Consumed | TBtu | 0 | 0 | 0 | 0 | 0 | 0 | 0 | 0
IL Fac. Spec. - NOX Rate Summer v3.1, Unit 2726 and retrofits | 338 | 7305 | Rate Constraint in lbs/MMBtu | FALSE | L | Annual | Rate | lb/MMBtu | 0 | 0 | 0 | 0 | 0 | 0 | 0 | 0
IL Fac. Spec. - NOX Rate Summer v3.1, Unit 2726 and retrofits | 338 | 7305 | Rate Constraint in lbs/MMBtu | FALSE | L | Annual | Generation | TWh | 0 | 0 | 0 | 0 | 0 | 0 | 0 | 0
IL Fac. Spec. - NOX Rate Summer v3.1, Unit 2726 and retrofits | 338 | 7305 | Rate Constraint in lbs/MMBtu | FALSE | L | Annual | Qualifying Generation | TWh | 0 | 0 | 0 | 0 | 0 | 0 | 0 | 0
IL Fac. Spec. - NOX Rate Summer v3.1, Unit 2726 and retrofits | 338 | 7305 | Rate Constraint in lbs/MMBtu | FALSE | L | Annual | Rate | lb/MWh | 0 | 0 | 0 | 0 | 0 | 0 | 0 | 0
IL Fac. Spec. - NOX Rate Summer v3.1, Unit 2726 and retrofits | 338 | 7305 | Rate Constraint in lbs/MMBtu | FALSE | L | Annual | Constraint Shadow Price | US2019$/Ton | 0 | 0 | 0 | 0 | 0 | 0 | 0 | 0
IL Fac. Spec. - NOX Rate Summer v3.1, Unit 3246 and retrofits | 339 | 7305 | Rate Constraint in lbs/MMBtu | FALSE | L | Annual | Seasons Included | Seasons | Summer | Summer | Summer | Summer | Summer | Summer | Summer | Summer
IL Fac. Spec. - NOX Rate Summer v3.1, Unit 3246 and retrofits | 339 | 7305 | Rate Constraint in lbs/MMBtu | FALSE | L | Annual | Standard NOX | lb/MMBtu | 0.25 | 0.25 | 0.25 | 0.25 | 0.25 | 0.25 | 0.25 | 0.25
IL Fac. Spec. - NOX Rate Summer v3.1, Unit 3246 and retrofits | 339 | 7305 | Rate Constraint in lbs/MMBtu | FALSE | L | Annual | Emissions at Affected Plants NOX | Thousand Tons | 0 | 0 | 0 | 0 | 0 | 0 | 0 | 0
IL Fac. Spec. - NOX Rate Summer v3.1, Unit 3246 and retrofits | 339 | 7305 | Rate Constraint in lbs/MMBtu | FALSE | L | Annual | Allowances Purchased NOX | Thousand Tons | 0 | 0 | 0 | 0 | 0 | 0 | 0 | 0
IL Fac. Spec. - NOX Rate Summer v3.1, Unit 3246 and retrofits | 339 | 7305 | Rate Constraint in lbs/MMBtu | FALSE | L | Annual | Allowances Sold NOX | Thousand Tons | 0 | 0 | 0 | 0 | 0 | 0 | 0 | 0
IL Fac. Spec. - NOX Rate Summer v3.1, Unit 3246 and retrofits | 339 | 7305 | Rate Constraint in lbs/MMBtu | FALSE | L | Annual | Allowances Banked | Thousand Tons | 0 | 0 | 0 | 0 | 0 | 0 | 0 | 0
IL Fac. Spec. - NOX Rate Summer v3.1, Unit 3246 and retrofits | 339 | 7305 | Rate Constraint in lbs/MMBtu | FALSE | L | Annual | Allowances Withdrawn (1:1) | Thousand Tons | 0 | 0 | 0 | 0 | 0 | 0 | 0 | 0
IL Fac. Spec. - NOX Rate Summer v3.1, Unit 3246 and retrofits | 339 | 7305 | Rate Constraint in lbs/MMBtu | FALSE | L | Annual | Allowances Withdrawn (n:1) | Thousand Tons | 0 | 0 | 0 | 0 | 0 | 0 | 0 | 0
IL Fac. Spec. - NOX Rate Summer v3.1, Unit 3246 and retrofits | 339 | 7305 | Rate Constraint in lbs/MMBtu | FALSE | L | Annual | Net Emissions Allowance Position | Thousand Tons | 0 | 0 | 0 | 0 | 0 | 0 | 0 | 0
IL Fac. Spec. - NOX Rate Summer v3.1, Unit 3246 and retrofits | 339 | 7305 | Rate Constraint in lbs/MMBtu | FALSE | L | Annual | Fuel Consumed | TBtu | 0 | 0 | 0 | 0 | 0 | 0 | 0 | 0
IL Fac. Spec. - NOX Rate Summer v3.1, Unit 3246 and retrofits | 339 | 7305 | Rate Constraint in lbs/MMBtu | FALSE | L | Annual | Rate | lb/MMBtu | 0 | 0 | 0 | 0 | 0 | 0 | 0 | 0
IL Fac. Spec. - NOX Rate Summer v3.1, Unit 3246 and retrofits | 339 | 7305 | Rate Constraint in lbs/MMBtu | FALSE | L | Annual | Generation | TWh | 0 | 0 | 0 | 0 | 0 | 0 | 0 | 0
IL Fac. Spec. - NOX Rate Summer v3.1, Unit 3246 and retrofits | 339 | 7305 | Rate Constraint in lbs/MMBtu | FALSE | L | Annual | Qualifying Generation | TWh | 0 | 0 | 0 | 0 | 0 | 0 | 0 | 0
IL Fac. Spec. - NOX Rate Summer v3.1, Unit 3246 and retrofits | 339 | 7305 | Rate Constraint in lbs/MMBtu | FALSE | L | Annual | Rate | lb/MWh | 0 | 0 | 0 | 0 | 0 | 0 | 0 | 0
IL Fac. Spec. - NOX Rate Summer v3.1, Unit 3246 and retrofits | 339 | 7305 | Rate Constraint in lbs/MMBtu | FALSE | L | Annual | Constraint Shadow Price | US2019$/Ton | 0 | 0 | 0 | 0 | 0 | 0 | 0 | 0
IL Fac. Spec. - NOX Rate Summer v3.1, Unit 3247 and retrofits | 340 | 7305 | Rate Constraint in lbs/MMBtu | FALSE | L | Annual | Seasons Included | Seasons | Summer | Summer | Summer | Summer | Summer | Summer | Summer | Summer
IL Fac. Spec. - NOX Rate Summer v3.1, Unit 3247 and retrofits | 340 | 7305 | Rate Constraint in lbs/MMBtu | FALSE | L | Annual | Standard NOX | lb/MMBtu | 0.25 | 0.25 | 0.25 | 0.25 | 0.25 | 0.25 | 0.25 | 0.25
IL Fac. Spec. - NOX Rate Summer v3.1, Unit 3247 and retrofits | 340 | 7305 | Rate Constraint in lbs/MMBtu | FALSE | L | Annual | Emissions at Affected Plants NOX | Thousand Tons | 0 | 0 | 0 | 0 | 0 | 0 | 0 | 0
IL Fac. Spec. - NOX Rate Summer v3.1, Unit 3247 and retrofits | 340 | 7305 | Rate Constraint in lbs/MMBtu | FALSE | L | Annual | Allowances Purchased NOX | Thousand Tons | 0 | 0 | 0 | 0 | 0 | 0 | 0 | 0
IL Fac. Spec. - NOX Rate Summer v3.1, Unit 3247 and retrofits | 340 | 7305 | Rate Constraint in lbs/MMBtu | FALSE | L | Annual | Allowances Sold NOX | Thousand Tons | 0 | 0 | 0 | 0 | 0 | 0 | 0 | 0
IL Fac. Spec. - NOX Rate Summer v3.1, Unit 3247 and retrofits | 340 | 7305 | Rate Constraint in lbs/MMBtu | FALSE | L | Annual | Allowances Banked | Thousand Tons | 0 | 0 | 0 | 0 | 0 | 0 | 0 | 0
IL Fac. Spec. - NOX Rate Summer v3.1, Unit 3247 and retrofits | 340 | 7305 | Rate Constraint in lbs/MMBtu | FALSE | L | Annual | Allowances Withdrawn (1:1) | Thousand Tons | 0 | 0 | 0 | 0 | 0 | 0 | 0 | 0
IL Fac. Spec. - NOX Rate Summer v3.1, Unit 3247 and retrofits | 340 | 7305 | Rate Constraint in lbs/MMBtu | FALSE | L | Annual | Allowances Withdrawn (n:1) | Thousand Tons | 0 | 0 | 0 | 0 | 0 | 0 | 0 | 0
IL Fac. Spec. - NOX Rate Summer v3.1, Unit 3247 and retrofits | 340 | 7305 | Rate Constraint in lbs/MMBtu | FALSE | L | Annual | Net Emissions Allowance Position | Thousand Tons | 0 | 0 | 0 | 0 | 0 | 0 | 0 | 0
IL Fac. Spec. - NOX Rate Summer v3.1, Unit 3247 and retrofits | 340 | 7305 | Rate Constraint in lbs/MMBtu | FALSE | L | Annual | Fuel Consumed | TBtu | 0 | 0 | 0 | 0 | 0 | 0 | 0 | 0
IL Fac. Spec. - NOX Rate Summer v3.1, Unit 3247 and retrofits | 340 | 7305 | Rate Constraint in lbs/MMBtu | FALSE | L | Annual | Rate | lb/MMBtu | 0 | 0 | 0 | 0 | 0 | 0 | 0 | 0
IL Fac. Spec. - NOX Rate Summer v3.1, Unit 3247 and retrofits | 340 | 7305 | Rate Constraint in lbs/MMBtu | FALSE | L | Annual | Generation | TWh | 0 | 0 | 0 | 0 | 0 | 0 | 0 | 0
IL Fac. Spec. - NOX Rate Summer v3.1, Unit 3247 and retrofits | 340 | 7305 | Rate Constraint in lbs/MMBtu | FALSE | L | Annual | Qualifying Generation | TWh | 0 | 0 | 0 | 0 | 0 | 0 | 0 | 0
IL Fac. Spec. - NOX Rate Summer v3.1, Unit 3247 and retrofits | 340 | 7305 | Rate Constraint in lbs/MMBtu | FALSE | L | Annual | Rate | lb/MWh | 0 | 0 | 0 | 0 | 0 | 0 | 0 | 0
IL Fac. Spec. - NOX Rate Summer v3.1, Unit 3247 and retrofits | 340 | 7305 | Rate Constraint in lbs/MMBtu | FALSE | L | Annual | Constraint Shadow Price | US2019$/Ton | 0 | 0 | 0 | 0 | 0 | 0 | 0 | 0
IL Fac. Spec. - NOX Rate Summer v3.1, Unit 3248 and retrofits | 341 | 7305 | Rate Constraint in lbs/MMBtu | FALSE | L | Annual | Seasons Included | Seasons | Summer | Summer | Summer | Summer | Summer | Summer | Summer | Summer
IL Fac. Spec. - NOX Rate Summer v3.1, Unit 3248 and retrofits | 341 | 7305 | Rate Constraint in lbs/MMBtu | FALSE | L | Annual | Standard NOX | lb/MMBtu | 0.25 | 0.25 | 0.25 | 0.25 | 0.25 | 0.25 | 0.25 | 0.25
IL Fac. Spec. - NOX Rate Summer v3.1, Unit 3248 and retrofits | 341 | 7305 | Rate Constraint in lbs/MMBtu | FALSE | L | Annual | Emissions at Affected Plants NOX | Thousand Tons | 0 | 0 | 0 | 0 | 0 | 0 | 0 | 0
IL Fac. Spec. - NOX Rate Summer v3.1, Unit 3248 and retrofits | 341 | 7305 | Rate Constraint in lbs/MMBtu | FALSE | L | Annual | Allowances Purchased NOX | Thousand Tons | 0 | 0 | 0 | 0 | 0 | 0 | 0 | 0
IL Fac. Spec. - NOX Rate Summer v3.1, Unit 3248 and retrofits | 341 | 7305 | Rate Constraint in lbs/MMBtu | FALSE | L | Annual | Allowances Sold NOX | Thousand Tons | 0 | 0 | 0 | 0 | 0 | 0 | 0 | 0
IL Fac. Spec. - NOX Rate Summer v3.1, Unit 3248 and retrofits | 341 | 7305 | Rate Constraint in lbs/MMBtu | FALSE | L | Annual | Allowances Banked | Thousand Tons | 0 | 0 | 0 | 0 | 0 | 0 | 0 | 0
IL Fac. Spec. - NOX Rate Summer v3.1, Unit 3248 and retrofits | 341 | 7305 | Rate Constraint in lbs/MMBtu | FALSE | L | Annual | Allowances Withdrawn (1:1) | Thousand Tons | 0 | 0 | 0 | 0 | 0 | 0 | 0 | 0
IL Fac. Spec. - NOX Rate Summer v3.1, Unit 3248 and retrofits | 341 | 7305 | Rate Constraint in lbs/MMBtu | FALSE | L | Annual | Allowances Withdrawn (n:1) | Thousand Tons | 0 | 0 | 0 | 0 | 0 | 0 | 0 | 0
IL Fac. Spec. - NOX Rate Summer v3.1, Unit 3248 and retrofits | 341 | 7305 | Rate Constraint in lbs/MMBtu | FALSE | L | Annual | Net Emissions Allowance Position | Thousand Tons | 0 | 0 | 0 | 0 | 0 | 0 | 0 | 0
IL Fac. Spec. - NOX Rate Summer v3.1, Unit 3248 and retrofits | 341 | 7305 | Rate Constraint in lbs/MMBtu | FALSE | L | Annual | Fuel Consumed | TBtu | 0 | 0 | 0 | 0 | 0 | 0 | 0 | 0
IL Fac. Spec. - NOX Rate Summer v3.1, Unit 3248 and retrofits | 341 | 7305 | Rate Constraint in lbs/MMBtu | FALSE | L | Annual | Rate | lb/MMBtu | 0 | 0 | 0 | 0 | 0 | 0 | 0 | 0
IL Fac. Spec. - NOX Rate Summer v3.1, Unit 3248 and retrofits | 341 | 7305 | Rate Constraint in lbs/MMBtu | FALSE | L | Annual | Generation | TWh | 0 | 0 | 0 | 0 | 0 | 0 | 0 | 0
IL Fac. Spec. - NOX Rate Summer v3.1, Unit 3248 and retrofits | 341 | 7305 | Rate Constraint in lbs/MMBtu | FALSE | L | Annual | Qualifying Generation | TWh | 0 | 0 | 0 | 0 | 0 | 0 | 0 | 0
IL Fac. Spec. - NOX Rate Summer v3.1, Unit 3248 and retrofits | 341 | 7305 | Rate Constraint in lbs/MMBtu | FALSE | L | Annual | Rate | lb/MWh | 0 | 0 | 0 | 0 | 0 | 0 | 0 | 0
IL Fac. Spec. - NOX Rate Summer v3.1, Unit 3248 and retrofits | 341 | 7305 | Rate Constraint in lbs/MMBtu | FALSE | L | Annual | Constraint Shadow Price | US2019$/Ton | 0 | 0 | 0 | 0 | 0 | 0 | 0 | 0
IL Fac. Spec. - NOX Rate Summer v3.1, Unit 3249 and retrofits | 342 | 7305 | Rate Constraint in lbs/MMBtu | FALSE | L | Annual | Seasons Included | Seasons | Summer | Summer | Summer | Summer | Summer | Summer | Summer | Summer
IL Fac. Spec. - NOX Rate Summer v3.1, Unit 3249 and retrofits | 342 | 7305 | Rate Constraint in lbs/MMBtu | FALSE | L | Annual | Standard NOX | lb/MMBtu | 0.25 | 0.25 | 0.25 | 0.25 | 0.25 | 0.25 | 0.25 | 0.25
IL Fac. Spec. - NOX Rate Summer v3.1, Unit 3249 and retrofits | 342 | 7305 | Rate Constraint in lbs/MMBtu | FALSE | L | Annual | Emissions at Affected Plants NOX | Thousand Tons | 0 | 0 | 0 | 0 | 0 | 0 | 0 | 0
IL Fac. Spec. - NOX Rate Summer v3.1, Unit 3249 and retrofits | 342 | 7305 | Rate Constraint in lbs/MMBtu | FALSE | L | Annual | Allowances Purchased NOX | Thousand Tons | 0 | 0 | 0 | 0 | 0 | 0 | 0 | 0
IL Fac. Spec. - NOX Rate Summer v3.1, Unit 3249 and retrofits | 342 | 7305 | Rate Constraint in lbs/MMBtu | FALSE | L | Annual | Allowances Sold NOX | Thousand Tons | 0 | 0 | 0 | 0 | 0 | 0 | 0 | 0
IL Fac. Spec. - NOX Rate Summer v3.1, Unit 3249 and retrofits | 342 | 7305 | Rate Constraint in lbs/MMBtu | FALSE | L | Annual | Allowances Banked | Thousand Tons | 0 | 0 | 0 | 0 | 0 | 0 | 0 | 0
IL Fac. Spec. - NOX Rate Summer v3.1, Unit 3249 and retrofits | 342 | 7305 | Rate Constraint in lbs/MMBtu | FALSE | L | Annual | Allowances Withdrawn (1:1) | Thousand Tons | 0 | 0 | 0 | 0 | 0 | 0 | 0 | 0
IL Fac. Spec. - NOX Rate Summer v3.1, Unit 3249 and retrofits | 342 | 7305 | Rate Constraint in lbs/MMBtu | FALSE | L | Annual | Allowances Withdrawn (n:1) | Thousand Tons | 0 | 0 | 0 | 0 | 0 | 0 | 0 | 0
IL Fac. Spec. - NOX Rate Summer v3.1, Unit 3249 and retrofits | 342 | 7305 | Rate Constraint in lbs/MMBtu | FALSE | L | Annual | Net Emissions Allowance Position | Thousand Tons | 0 | 0 | 0 | 0 | 0 | 0 | 0 | 0
IL Fac. Spec. - NOX Rate Summer v3.1, Unit 3249 and retrofits | 342 | 7305 | Rate Constraint in lbs/MMBtu | FALSE | L | Annual | Fuel Consumed | TBtu | 0 | 0 | 0 | 0 | 0 | 0 | 0 | 0
IL Fac. Spec. - NOX Rate Summer v3.1, Unit 3249 and retrofits | 342 | 7305 | Rate Constraint in lbs/MMBtu | FALSE | L | Annual | Rate | lb/MMBtu | 0 | 0 | 0 | 0 | 0 | 0 | 0 | 0
IL Fac. Spec. - NOX Rate Summer v3.1, Unit 3249 and retrofits | 342 | 7305 | Rate Constraint in lbs/MMBtu | FALSE | L | Annual | Generation | TWh | 0 | 0 | 0 | 0 | 0 | 0 | 0 | 0
IL Fac. Spec. - NOX Rate Summer v3.1, Unit 3249 and retrofits | 342 | 7305 | Rate Constraint in lbs/MMBtu | FALSE | L | Annual | Qualifying Generation | TWh | 0 | 0 | 0 | 0 | 0 | 0 | 0 | 0
IL Fac. Spec. - NOX Rate Summer v3.1, Unit 3249 and retrofits | 342 | 7305 | Rate Constraint in lbs/MMBtu | FALSE | L | Annual | Rate | lb/MWh | 0 | 0 | 0 | 0 | 0 | 0 | 0 | 0
IL Fac. Spec. - NOX Rate Summer v3.1, Unit 3249 and retrofits | 342 | 7305 | Rate Constraint in lbs/MMBtu | FALSE | L | Annual | Constraint Shadow Price | US2019$/Ton | 0 | 0 | 0 | 0 | 0 | 0 | 0 | 0
IL Fac. Spec. - NOX Rate Summer v3.1, Unit 3250 and retrofits | 343 | 7305 | Rate Constraint in lbs/MMBtu | FALSE | L | Annual | Seasons Included | Seasons | Summer | Summer | Summer | Summer | Summer | Summer | Summer | Summer
IL Fac. Spec. - NOX Rate Summer v3.1, Unit 3250 and retrofits | 343 | 7305 | Rate Constraint in lbs/MMBtu | FALSE | L | Annual | Standard NOX | lb/MMBtu | 0.25 | 0.25 | 0.25 | 0.25 | 0.25 | 0.25 | 0.25 | 0.25
IL Fac. Spec. - NOX Rate Summer v3.1, Unit 3250 and retrofits | 343 | 7305 | Rate Constraint in lbs/MMBtu | FALSE | L | Annual | Emissions at Affected Plants NOX | Thousand Tons | 0 | 0 | 0 | 0 | 0 | 0 | 0 | 0
IL Fac. Spec. - NOX Rate Summer v3.1, Unit 3250 and retrofits | 343 | 7305 | Rate Constraint in lbs/MMBtu | FALSE | L | Annual | Allowances Purchased NOX | Thousand Tons | 0 | 0 | 0 | 0 | 0 | 0 | 0 | 0
IL Fac. Spec. - NOX Rate Summer v3.1, Unit 3250 and retrofits | 343 | 7305 | Rate Constraint in lbs/MMBtu | FALSE | L | Annual | Allowances Sold NOX | Thousand Tons | 0 | 0 | 0 | 0 | 0 | 0 | 0 | 0
IL Fac. Spec. - NOX Rate Summer v3.1, Unit 3250 and retrofits | 343 | 7305 | Rate Constraint in lbs/MMBtu | FALSE | L | Annual | Allowances Banked | Thousand Tons | 0 | 0 | 0 | 0 | 0 | 0 | 0 | 0
IL Fac. Spec. - NOX Rate Summer v3.1, Unit 3250 and retrofits | 343 | 7305 | Rate Constraint in lbs/MMBtu | FALSE | L | Annual | Allowances Withdrawn (1:1) | Thousand Tons | 0 | 0 | 0 | 0 | 0 | 0 | 0 | 0
IL Fac. Spec. - NOX Rate Summer v3.1, Unit 3250 and retrofits | 343 | 7305 | Rate Constraint in lbs/MMBtu | FALSE | L | Annual | Allowances Withdrawn (n:1) | Thousand Tons | 0 | 0 | 0 | 0 | 0 | 0 | 0 | 0
IL Fac. Spec. - NOX Rate Summer v3.1, Unit 3250 and retrofits | 343 | 7305 | Rate Constraint in lbs/MMBtu | FALSE | L | Annual | Net Emissions Allowance Position | Thousand Tons | 0 | 0 | 0 | 0 | 0 | 0 | 0 | 0
IL Fac. Spec. - NOX Rate Summer v3.1, Unit 3250 and retrofits | 343 | 7305 | Rate Constraint in lbs/MMBtu | FALSE | L | Annual | Fuel Consumed | TBtu | 0 | 0 | 0 | 0 | 0 | 0 | 0 | 0
IL Fac. Spec. - NOX Rate Summer v3.1, Unit 3250 and retrofits | 343 | 7305 | Rate Constraint in lbs/MMBtu | FALSE | L | Annual | Rate | lb/MMBtu | 0 | 0 | 0 | 0 | 0 | 0 | 0 | 0
IL Fac. Spec. - NOX Rate Summer v3.1, Unit 3250 and retrofits | 343 | 7305 | Rate Constraint in lbs/MMBtu | FALSE | L | Annual | Generation | TWh | 0 | 0 | 0 | 0 | 0 | 0 | 0 | 0
IL Fac. Spec. - NOX Rate Summer v3.1, Unit 3250 and retrofits | 343 | 7305 | Rate Constraint in lbs/MMBtu | FALSE | L | Annual | Qualifying Generation | TWh | 0 | 0 | 0 | 0 | 0 | 0 | 0 | 0
IL Fac. Spec. - NOX Rate Summer v3.1, Unit 3250 and retrofits | 343 | 7305 | Rate Constraint in lbs/MMBtu | FALSE | L | Annual | Rate | lb/MWh | 0 | 0 | 0 | 0 | 0 | 0 | 0 | 0
IL Fac. Spec. - NOX Rate Summer v3.1, Unit 3250 and retrofits | 343 | 7305 | Rate Constraint in lbs/MMBtu | FALSE | L | Annual | Constraint Shadow Price | US2019$/Ton | 0 | 0 | 0 | 0 | 0 | 0 | 0 | 0
IL Fac. Spec. - NOX Rate Summer v3.1, Unit 3266 and retrofits | 344 | 7305 | Rate Constraint in lbs/MMBtu | FALSE | L | Annual | Seasons Included | Seasons | Summer | Summer | Summer | Summer | Summer | Summer | Summer | Summer
IL Fac. Spec. - NOX Rate Summer v3.1, Unit 3266 and retrofits | 344 | 7305 | Rate Constraint in lbs/MMBtu | FALSE | L | Annual | Standard NOX | lb/MMBtu | 0.25 | 0.25 | 0.25 | 0.25 | 0.25 | 0.25 | 0.25 | 0.25
IL Fac. Spec. - NOX Rate Summer v3.1, Unit 3266 and retrofits | 344 | 7305 | Rate Constraint in lbs/MMBtu | FALSE | L | Annual | Emissions at Affected Plants NOX | Thousand Tons | 0 | 0 | 0 | 0 | 0 | 0 | 0 | 0
IL Fac. Spec. - NOX Rate Summer v3.1, Unit 3266 and retrofits | 344 | 7305 | Rate Constraint in lbs/MMBtu | FALSE | L | Annual | Allowances Purchased NOX | Thousand Tons | 0 | 0 | 0 | 0 | 0 | 0 | 0 | 0
IL Fac. Spec. - NOX Rate Summer v3.1, Unit 3266 and retrofits | 344 | 7305 | Rate Constraint in lbs/MMBtu | FALSE | L | Annual | Allowances Sold NOX | Thousand Tons | 0 | 0 | 0 | 0 | 0 | 0 | 0 | 0
IL Fac. Spec. - NOX Rate Summer v3.1, Unit 3266 and retrofits | 344 | 7305 | Rate Constraint in lbs/MMBtu | FALSE | L | Annual | Allowances Banked | Thousand Tons | 0 | 0 | 0 | 0 | 0 | 0 | 0 | 0
IL Fac. Spec. - NOX Rate Summer v3.1, Unit 3266 and retrofits | 344 | 7305 | Rate Constraint in lbs/MMBtu | FALSE | L | Annual | Allowances Withdrawn (1:1) | Thousand Tons | 0 | 0 | 0 | 0 | 0 | 0 | 0 | 0
IL Fac. Spec. - NOX Rate Summer v3.1, Unit 3266 and retrofits | 344 | 7305 | Rate Constraint in lbs/MMBtu | FALSE | L | Annual | Allowances Withdrawn (n:1) | Thousand Tons | 0 | 0 | 0 | 0 | 0 | 0 | 0 | 0
IL Fac. Spec. - NOX Rate Summer v3.1, Unit 3266 and retrofits | 344 | 7305 | Rate Constraint in lbs/MMBtu | FALSE | L | Annual | Net Emissions Allowance Position | Thousand Tons | 0 | 0 | 0 | 0 | 0 | 0 | 0 | 0
IL Fac. Spec. - NOX Rate Summer v3.1, Unit 3266 and retrofits | 344 | 7305 | Rate Constraint in lbs/MMBtu | FALSE | L | Annual | Fuel Consumed | TBtu | 0 | 0 | 0 | 0 | 0 | 0 | 0 | 0
IL Fac. Spec. - NOX Rate Summer v3.1, Unit 3266 and retrofits | 344 | 7305 | Rate Constraint in lbs/MMBtu | FALSE | L | Annual | Rate | lb/MMBtu | 0 | 0 | 0 | 0 | 0 | 0 | 0 | 0
IL Fac. Spec. - NOX Rate Summer v3.1, Unit 3266 and retrofits | 344 | 7305 | Rate Constraint in lbs/MMBtu | FALSE | L | Annual | Generation | TWh | 0 | 0 | 0 | 0 | 0 | 0 | 0 | 0
IL Fac. Spec. - NOX Rate Summer v3.1, Unit 3266 and retrofits | 344 | 7305 | Rate Constraint in lbs/MMBtu | FALSE | L | Annual | Qualifying Generation | TWh | 0 | 0 | 0 | 0 | 0 | 0 | 0 | 0
IL Fac. Spec. - NOX Rate Summer v3.1, Unit 3266 and retrofits | 344 | 7305 | Rate Constraint in lbs/MMBtu | FALSE | L | Annual | Rate | lb/MWh | 0 | 0 | 0 | 0 | 0 | 0 | 0 | 0
IL Fac. Spec. - NOX Rate Summer v3.1, Unit 3266 and retrofits | 344 | 7305 | Rate Constraint in lbs/MMBtu | FALSE | L | Annual | Constraint Shadow Price | US2019$/Ton | 0 | 0 | 0 | 0 | 0 | 0 | 0 | 0
IL Fac. Spec. - NOX Rate Summer v3.1, Unit 3267 and retrofits | 345 | 7305 | Rate Constraint in lbs/MMBtu | FALSE | L | Annual | Seasons Included | Seasons | Summer | Summer | Summer | Summer | Summer | Summer | Summer | Summer
IL Fac. Spec. - NOX Rate Summer v3.1, Unit 3267 and retrofits | 345 | 7305 | Rate Constraint in lbs/MMBtu | FALSE | L | Annual | Standard NOX | lb/MMBtu | 0.25 | 0.25 | 0.25 | 0.25 | 0.25 | 0.25 | 0.25 | 0.25
IL Fac. Spec. - NOX Rate Summer v3.1, Unit 3267 and retrofits | 345 | 7305 | Rate Constraint in lbs/MMBtu | FALSE | L | Annual | Emissions at Affected Plants NOX | Thousand Tons | 0 | 0 | 0 | 0 | 0 | 0 | 0 | 0
IL Fac. Spec. - NOX Rate Summer v3.1, Unit 3267 and retrofits | 345 | 7305 | Rate Constraint in lbs/MMBtu | FALSE | L | Annual | Allowances Purchased NOX | Thousand Tons | 0 | 0 | 0 | 0 | 0 | 0 | 0 | 0
IL Fac. Spec. - NOX Rate Summer v3.1, Unit 3267 and retrofits | 345 | 7305 | Rate Constraint in lbs/MMBtu | FALSE | L | Annual | Allowances Sold NOX | Thousand Tons | 0 | 0 | 0 | 0 | 0 | 0 | 0 | 0
IL Fac. Spec. - NOX Rate Summer v3.1, Unit 3267 and retrofits | 345 | 7305 | Rate Constraint in lbs/MMBtu | FALSE | L | Annual | Allowances Banked | Thousand Tons | 0 | 0 | 0 | 0 | 0 | 0 | 0 | 0
IL Fac. Spec. - NOX Rate Summer v3.1, Unit 3267 and retrofits | 345 | 7305 | Rate Constraint in lbs/MMBtu | FALSE | L | Annual | Allowances Withdrawn (1:1) | Thousand Tons | 0 | 0 | 0 | 0 | 0 | 0 | 0 | 0
IL Fac. Spec. - NOX Rate Summer v3.1, Unit 3267 and retrofits | 345 | 7305 | Rate Constraint in lbs/MMBtu | FALSE | L | Annual | Allowances Withdrawn (n:1) | Thousand Tons | 0 | 0 | 0 | 0 | 0 | 0 | 0 | 0
IL Fac. Spec. - NOX Rate Summer v3.1, Unit 3267 and retrofits | 345 | 7305 | Rate Constraint in lbs/MMBtu | FALSE | L | Annual | Net Emissions Allowance Position | Thousand Tons | 0 | 0 | 0 | 0 | 0 | 0 | 0 | 0
IL Fac. Spec. - NOX Rate Summer v3.1, Unit 3267 and retrofits | 345 | 7305 | Rate Constraint in lbs/MMBtu | FALSE | L | Annual | Fuel Consumed | TBtu | 0 | 0 | 0 | 0 | 0 | 0 | 0 | 0
IL Fac. Spec. - NOX Rate Summer v3.1, Unit 3267 and retrofits | 345 | 7305 | Rate Constraint in lbs/MMBtu | FALSE | L | Annual | Rate | lb/MMBtu | 0 | 0 | 0 | 0 | 0 | 0 | 0 | 0
IL Fac. Spec. - NOX Rate Summer v3.1, Unit 3267 and retrofits | 345 | 7305 | Rate Constraint in lbs/MMBtu | FALSE | L | Annual | Generation | TWh | 0 | 0 | 0 | 0 | 0 | 0 | 0 | 0
IL Fac. Spec. - NOX Rate Summer v3.1, Unit 3267 and retrofits | 345 | 7305 | Rate Constraint in lbs/MMBtu | FALSE | L | Annual | Qualifying Generation | TWh | 0 | 0 | 0 | 0 | 0 | 0 | 0 | 0
IL Fac. Spec. - NOX Rate Summer v3.1, Unit 3267 and retrofits | 345 | 7305 | Rate Constraint in lbs/MMBtu | FALSE | L | Annual | Rate | lb/MWh | 0 | 0 | 0 | 0 | 0 | 0 | 0 | 0
IL Fac. Spec. - NOX Rate Summer v3.1, Unit 3267 and retrofits | 345 | 7305 | Rate Constraint in lbs/MMBtu | FALSE | L | Annual | Constraint Shadow Price | US2019$/Ton | 0 | 0 | 0 | 0 | 0 | 0 | 0 | 0
IL Fac. Spec. - NOX Rate Summer v3.1, Unit 3268 and retrofits | 346 | 7305 | Rate Constraint in lbs/MMBtu | FALSE | L | Annual | Seasons Included | Seasons | Summer | Summer | Summer | Summer | Summer | Summer | Summer | Summer
IL Fac. Spec. - NOX Rate Summer v3.1, Unit 3268 and retrofits | 346 | 7305 | Rate Constraint in lbs/MMBtu | FALSE | L | Annual | Standard NOX | lb/MMBtu | 0.25 | 0.25 | 0.25 | 0.25 | 0.25 | 0.25 | 0.25 | 0.25
IL Fac. Spec. - NOX Rate Summer v3.1, Unit 3268 and retrofits | 346 | 7305 | Rate Constraint in lbs/MMBtu | FALSE | L | Annual | Emissions at Affected Plants NOX | Thousand Tons | 1.1237 | 0.90461 | 0 | 0 | 0 | 0 | 0 | 0
IL Fac. Spec. - NOX Rate Summer v3.1, Unit 3268 and retrofits | 346 | 7305 | Rate Constraint in lbs/MMBtu | FALSE | L | Annual | Allowances Purchased NOX | Thousand Tons | 0 | 0 | 0 | 0 | 0 | 0 | 0 | 0
IL Fac. Spec. - NOX Rate Summer v3.1, Unit 3268 and retrofits | 346 | 7305 | Rate Constraint in lbs/MMBtu | FALSE | L | Annual | Allowances Sold NOX | Thousand Tons | 0 | 0 | 0 | 0 | 0 | 0 | 0 | 0
IL Fac. Spec. - NOX Rate Summer v3.1, Unit 3268 and retrofits | 346 | 7305 | Rate Constraint in lbs/MMBtu | FALSE | L | Annual | Allowances Banked | Thousand Tons | 0 | 0 | 0 | 0 | 0 | 0 | 0 | 0
IL Fac. Spec. - NOX Rate Summer v3.1, Unit 3268 and retrofits | 346 | 7305 | Rate Constraint in lbs/MMBtu | FALSE | L | Annual | Allowances Withdrawn (1:1) | Thousand Tons | 0 | 0 | 0 | 0 | 0 | 0 | 0 | 0
IL Fac. Spec. - NOX Rate Summer v3.1, Unit 3268 and retrofits | 346 | 7305 | Rate Constraint in lbs/MMBtu | FALSE | L | Annual | Allowances Withdrawn (n:1) | Thousand Tons | 0 | 0 | 0 | 0 | 0 | 0 | 0 | 0
IL Fac. Spec. - NOX Rate Summer v3.1, Unit 3268 and retrofits | 346 | 7305 | Rate Constraint in lbs/MMBtu | FALSE | L | Annual | Net Emissions Allowance Position | Thousand Tons | 1.1237 | 0.90461 | 0 | 0 | 0 | 0 | 0 | 0
IL Fac. Spec. - NOX Rate Summer v3.1, Unit 3268 and retrofits | 346 | 7305 | Rate Constraint in lbs/MMBtu | FALSE | L | Annual | Fuel Consumed | TBtu | 19.1829 | 15.4422 | 0 | 0 | 0 | 0 | 0 | 0
IL Fac. Spec. - NOX Rate Summer v3.1, Unit 3268 and retrofits | 346 | 7305 | Rate Constraint in lbs/MMBtu | FALSE | L | Annual | Rate | lb/MMBtu | 0.11716 | 0.11716 | 0 | 0 | 0 | 0 | 0 | 0
IL Fac. Spec. - NOX Rate Summer v3.1, Unit 3268 and retrofits | 346 | 7305 | Rate Constraint in lbs/MMBtu | FALSE | L | Annual | Generation | TWh | 1.8283 | 1.4718 | 0 | 0 | 0 | 0 | 0 | 0
IL Fac. Spec. - NOX Rate Summer v3.1, Unit 3268 and retrofits | 346 | 7305 | Rate Constraint in lbs/MMBtu | FALSE | L | Annual | Qualifying Generation | TWh | 1.8283 | 1.4718 | 0 | 0 | 0 | 0 | 0 | 0
IL Fac. Spec. - NOX Rate Summer v3.1, Unit 3268 and retrofits | 346 | 7305 | Rate Constraint in lbs/MMBtu | FALSE | L | Annual | Rate | lb/MWh | 1.2292 | 1.2292 | 0 | 0 | 0 | 0 | 0 | 0
IL Fac. Spec. - NOX Rate Summer v3.1, Unit 3268 and retrofits | 346 | 7305 | Rate Constraint in lbs/MMBtu | FALSE | L | Annual | Constraint Shadow Price | US2019$/Ton | 0 | 0 | 0 | 0 | 0 | 0 | 0 | 0
IL Fac. Spec. - NOX Rate Summer v3.1, Unit 3537 and retrofits | 347 | 7305 | Rate Constraint in lbs/MMBtu | FALSE | L | Annual | Seasons Included | Seasons | Summer | Summer | Summer | Summer | Summer | Summer | Summer | Summer
IL Fac. Spec. - NOX Rate Summer v3.1, Unit 3537 and retrofits | 347 | 7305 | Rate Constraint in lbs/MMBtu | FALSE | L | Annual | Standard NOX | lb/MMBtu | 0.25 | 0.25 | 0.25 | 0.25 | 0.25 | 0.25 | 0.25 | 0.25
IL Fac. Spec. - NOX Rate Summer v3.1, Unit 3537 and retrofits | 347 | 7305 | Rate Constraint in lbs/MMBtu | FALSE | L | Annual | Emissions at Affected Plants NOX | Thousand Tons | 0.39552 | 0 | 0 | 0 | 0 | 0 | 0 | 0
IL Fac. Spec. - NOX Rate Summer v3.1, Unit 3537 and retrofits | 347 | 7305 | Rate Constraint in lbs/MMBtu | FALSE | L | Annual | Allowances Purchased NOX | Thousand Tons | 0 | 0 | 0 | 0 | 0 | 0 | 0 | 0
IL Fac. Spec. - NOX Rate Summer v3.1, Unit 3537 and retrofits | 347 | 7305 | Rate Constraint in lbs/MMBtu | FALSE | L | Annual | Allowances Sold NOX | Thousand Tons | 0 | 0 | 0 | 0 | 0 | 0 | 0 | 0
IL Fac. Spec. - NOX Rate Summer v3.1, Unit 3537 and retrofits | 347 | 7305 | Rate Constraint in lbs/MMBtu | FALSE | L | Annual | Allowances Banked | Thousand Tons | 0 | 0 | 0 | 0 | 0 | 0 | 0 | 0
IL Fac. Spec. - NOX Rate Summer v3.1, Unit 3537 and retrofits | 347 | 7305 | Rate Constraint in lbs/MMBtu | FALSE | L | Annual | Allowances Withdrawn (1:1) | Thousand Tons | 0 | 0 | 0 | 0 | 0 | 0 | 0 | 0
IL Fac. Spec. - NOX Rate Summer v3.1, Unit 3537 and retrofits | 347 | 7305 | Rate Constraint in lbs/MMBtu | FALSE | L | Annual | Allowances Withdrawn (n:1) | Thousand Tons | 0 | 0 | 0 | 0 | 0 | 0 | 0 | 0
IL Fac. Spec. - NOX Rate Summer v3.1, Unit 3537 and retrofits | 347 | 7305 | Rate Constraint in lbs/MMBtu | FALSE | L | Annual | Net Emissions Allowance Position | Thousand Tons | 0.39552 | 0 | 0 | 0 | 0 | 0 | 0 | 0
IL Fac. Spec. - NOX Rate Summer v3.1, Unit 3537 and retrofits | 347 | 7305 | Rate Constraint in lbs/MMBtu | FALSE | L | Annual | Fuel Consumed | TBtu | 13.1611 | 0 | 0 | 0 | 0 | 0 | 0 | 0
IL Fac. Spec. - NOX Rate Summer v3.1, Unit 3537 and retrofits | 347 | 7305 | Rate Constraint in lbs/MMBtu | FALSE | L | Annual | Rate | lb/MMBtu | 0.060103 | 0 | 0 | 0 | 0 | 0 | 0 | 0
IL Fac. Spec. - NOX Rate Summer v3.1, Unit 3537 and retrofits | 347 | 7305 | Rate Constraint in lbs/MMBtu | FALSE | L | Annual | Generation | TWh | 1.1937 | 0 | 0 | 0 | 0 | 0 | 0 | 0
IL Fac. Spec. - NOX Rate Summer v3.1, Unit 3537 and retrofits | 347 | 7305 | Rate Constraint in lbs/MMBtu | FALSE | L | Annual | Qualifying Generation | TWh | 1.1937 | 0 | 0 | 0 | 0 | 0 | 0 | 0
IL Fac. Spec. - NOX Rate Summer v3.1, Unit 3537 and retrofits | 347 | 7305 | Rate Constraint in lbs/MMBtu | FALSE | L | Annual | Rate | lb/MWh | 0.66266 | 0 | 0 | 0 | 0 | 0 | 0 | 0
IL Fac. Spec. - NOX Rate Summer v3.1, Unit 3537 and retrofits | 347 | 7305 | Rate Constraint in lbs/MMBtu | FALSE | L | Annual | Constraint Shadow Price | US2019$/Ton | 0 | 0 | 0 | 0 | 0 | 0 | 0 | 0
IL Fac. Spec. - NOX Rate Summer v3.1, Unit 3538 and retrofits | 348 | 7305 | Rate Constraint in lbs/MMBtu | FALSE | L | Annual | Seasons Included | Seasons | Summer | Summer | Summer | Summer | Summer | Summer | Summer | Summer
IL Fac. Spec. - NOX Rate Summer v3.1, Unit 3538 and retrofits | 348 | 7305 | Rate Constraint in lbs/MMBtu | FALSE | L | Annual | Standard NOX | lb/MMBtu | 0.25 | 0.25 | 0.25 | 0.25 | 0.25 | 0.25 | 0.25 | 0.25
IL Fac. Spec. - NOX Rate Summer v3.1, Unit 3538 and retrofits | 348 | 7305 | Rate Constraint in lbs/MMBtu | FALSE | L | Annual | Emissions at Affected Plants NOX | Thousand Tons | 0.35897 | 0 | 0 | 0 | 0 | 0 | 0 | 0
IL Fac. Spec. - NOX Rate Summer v3.1, Unit 3538 and retrofits | 348 | 7305 | Rate Constraint in lbs/MMBtu | FALSE | L | Annual | Allowances Purchased NOX | Thousand Tons | 0 | 0 | 0 | 0 | 0 | 0 | 0 | 0
IL Fac. Spec. - NOX Rate Summer v3.1, Unit 3538 and retrofits | 348 | 7305 | Rate Constraint in lbs/MMBtu | FALSE | L | Annual | Allowances Sold NOX | Thousand Tons | 0 | 0 | 0 | 0 | 0 | 0 | 0 | 0
IL Fac. Spec. - NOX Rate Summer v3.1, Unit 3538 and retrofits | 348 | 7305 | Rate Constraint in lbs/MMBtu | FALSE | L | Annual | Allowances Banked | Thousand Tons | 0 | 0 | 0 | 0 | 0 | 0 | 0 | 0
IL Fac. Spec. - NOX Rate Summer v3.1, Unit 3538 and retrofits | 348 | 7305 | Rate Constraint in lbs/MMBtu | FALSE | L | Annual | Allowances Withdrawn (1:1) | Thousand Tons | 0 | 0 | 0 | 0 | 0 | 0 | 0 | 0
IL Fac. Spec. - NOX Rate Summer v3.1, Unit 3538 and retrofits | 348 | 7305 | Rate Constraint in lbs/MMBtu | FALSE | L | Annual | Allowances Withdrawn (n:1) | Thousand Tons | 0 | 0 | 0 | 0 | 0 | 0 | 0 | 0
IL Fac. Spec. - NOX Rate Summer v3.1, Unit 3538 and retrofits | 348 | 7305 | Rate Constraint in lbs/MMBtu | FALSE | L | Annual | Net Emissions Allowance Position | Thousand Tons | 0.35897 | 0 | 0 | 0 | 0 | 0 | 0 | 0
IL Fac. Spec. - NOX Rate Summer v3.1, Unit 3538 and retrofits | 348 | 7305 | Rate Constraint in lbs/MMBtu | FALSE | L | Annual | Fuel Consumed | TBtu | 12.0338 | 0 | 0 | 0 | 0 | 0 | 0 | 0
IL Fac. Spec. - NOX Rate Summer v3.1, Unit 3538 and retrofits | 348 | 7305 | Rate Constraint in lbs/MMBtu | FALSE | L | Annual | Rate | lb/MMBtu | 0.05966 | 0 | 0 | 0 | 0 | 0 | 0 | 0
IL Fac. Spec. - NOX Rate Summer v3.1, Unit 3538 and retrofits | 348 | 7305 | Rate Constraint in lbs/MMBtu | FALSE | L | Annual | Generation | TWh | 1.1177 | 0 | 0 | 0 | 0 | 0 | 0 | 0
IL Fac. Spec. - NOX Rate Summer v3.1, Unit 3538 and retrofits | 348 | 7305 | Rate Constraint in lbs/MMBtu | FALSE | L | Annual | Qualifying Generation | TWh | 1.1177 | 0 | 0 | 0 | 0 | 0 | 0 | 0
IL Fac. Spec. - NOX Rate Summer v3.1, Unit 3538 and retrofits | 348 | 7305 | Rate Constraint in lbs/MMBtu | FALSE | L | Annual | Rate | lb/MWh | 0.64236 | 0 | 0 | 0 | 0 | 0 | 0 | 0
IL Fac. Spec. - NOX Rate Summer v3.1, Unit 3538 and retrofits | 348 | 7305 | Rate Constraint in lbs/MMBtu | FALSE | L | Annual | Constraint Shadow Price | US2019$/Ton | 0 | 0 | 0 | 0 | 0 | 0 | 0 | 0
IL Fac. Spec. - NOX Rate Summer v3.1, Unit 3563 and retrofits | 349 | 7305 | Rate Constraint in lbs/MMBtu | FALSE | L | Annual | Seasons Included | Seasons | Summer | Summer | Summer | Summer | Summer | Summer | Summer | Summer
IL Fac. Spec. - NOX Rate Summer v3.1, Unit 3563 and retrofits | 349 | 7305 | Rate Constraint in lbs/MMBtu | FALSE | L | Annual | Standard NOX | lb/MMBtu | 0.25 | 0.25 | 0.25 | 0.25 | 0.25 | 0.25 | 0.25 | 0.25
IL Fac. Spec. - NOX Rate Summer v3.1, Unit 3563 and retrofits | 349 | 7305 | Rate Constraint in lbs/MMBtu | FALSE | L | Annual | Emissions at Affected Plants NOX | Thousand Tons | 0.72137 | 0.72137 | 0.72137 | 0.72137 | 0.61576 | 0.61576 | 0 | 0
IL Fac. Spec. - NOX Rate Summer v3.1, Unit 3563 and retrofits | 349 | 7305 | Rate Constraint in lbs/MMBtu | FALSE | L | Annual | Allowances Purchased NOX | Thousand Tons | 0 | 0 | 0 | 0 | 0 | 0 | 0 | 0
IL Fac. Spec. - NOX Rate Summer v3.1, Unit 3563 and retrofits | 349 | 7305 | Rate Constraint in lbs/MMBtu | FALSE | L | Annual | Allowances Sold NOX | Thousand Tons | 0 | 0 | 0 | 0 | 0 | 0 | 0 | 0
IL Fac. Spec. - NOX Rate Summer v3.1, Unit 3563 and retrofits | 349 | 7305 | Rate Constraint in lbs/MMBtu | FALSE | L | Annual | Allowances Banked | Thousand Tons | 0 | 0 | 0 | 0 | 0 | 0 | 0 | 0
IL Fac. Spec. - NOX Rate Summer v3.1, Unit 3563 and retrofits | 349 | 7305 | Rate Constraint in lbs/MMBtu | FALSE | L | Annual | Allowances Withdrawn (1:1) | Thousand Tons | 0 | 0 | 0 | 0 | 0 | 0 | 0 | 0
IL Fac. Spec. - NOX Rate Summer v3.1, Unit 3563 and retrofits | 349 | 7305 | Rate Constraint in lbs/MMBtu | FALSE | L | Annual | Allowances Withdrawn (n:1) | Thousand Tons | 0 | 0 | 0 | 0 | 0 | 0 | 0 | 0
IL Fac. Spec. - NOX Rate Summer v3.1, Unit 3563 and retrofits | 349 | 7305 | Rate Constraint in lbs/MMBtu | FALSE | L | Annual | Net Emissions Allowance Position | Thousand Tons | 0.72137 | 0.72137 | 0.72137 | 0.72137 | 0.61576 | 0.61576 | 0 | 0
IL Fac. Spec. - NOX Rate Summer v3.1, Unit 3563 and retrofits | 349 | 7305 | Rate Constraint in lbs/MMBtu | FALSE | L | Annual | Fuel Consumed | TBtu | 23.5664 | 23.5664 | 23.5664 | 23.5664 | 20.1162 | 20.1162 | 0 | 0
IL Fac. Spec. - NOX Rate Summer v3.1, Unit 3563 and retrofits | 349 | 7305 | Rate Constraint in lbs/MMBtu | FALSE | L | Annual | Rate | lb/MMBtu | 0.06122 | 0.06122 | 0.06122 | 0.06122 | 0.06122 | 0.06122 | 0 | 0
IL Fac. Spec. - NOX Rate Summer v3.1, Unit 3563 and retrofits | 349 | 7305 | Rate Constraint in lbs/MMBtu | FALSE | L | Annual | Generation | TWh | 2.5095 | 2.5095 | 2.5095 | 2.5095 | 2.1421 | 2.1421 | 0 | 0
IL Fac. Spec. - NOX Rate Summer v3.1, Unit 3563 and retrofits | 349 | 7305 | Rate Constraint in lbs/MMBtu | FALSE | L | Annual | Qualifying Generation | TWh | 2.5095 | 2.5095 | 2.5095 | 2.5095 | 2.1421 | 2.1421 | 0 | 0
IL Fac. Spec. - NOX Rate Summer v3.1, Unit 3563 and retrofits | 349 | 7305 | Rate Constraint in lbs/MMBtu | FALSE | L | Annual | Rate | lb/MWh | 0.57492 | 0.57492 | 0.57492 | 0.57492 | 0.57492 | 0.57492 | 0 | 0
IL Fac. Spec. - NOX Rate Summer v3.1, Unit 3563 and retrofits | 349 | 7305 | Rate Constraint in lbs/MMBtu | FALSE | L | Annual | Constraint Shadow Price | US2019$/Ton | 0 | 0 | 0 | 0 | 0 | 0 | 0 | 0
IL Fac. Spec. - NOX Rate Summer v3.1, Unit 3564 and retrofits | 350 | 7305 | Rate Constraint in lbs/MMBtu | FALSE | L | Annual | Seasons Included | Seasons | Summer | Summer | Summer | Summer | Summer | Summer | Summer | Summer
IL Fac. Spec. - NOX Rate Summer v3.1, Unit 3564 and retrofits | 350 | 7305 | Rate Constraint in lbs/MMBtu | FALSE | L | Annual | Standard NOX | lb/MMBtu | 0.25 | 0.25 | 0.25 | 0.25 | 0.25 | 0.25 | 0.25 | 0.25
IL Fac. Spec. - NOX Rate Summer v3.1, Unit 3564 and retrofits | 350 | 7305 | Rate Constraint in lbs/MMBtu | FALSE | L | Annual | Emissions at Affected Plants NOX | Thousand Tons | 0.71486 | 0.71486 | 0.71486 | 0.71486 | 0.6102 | 0.6102 | 0 | 0
IL Fac. Spec. - NOX Rate Summer v3.1, Unit 3564 and retrofits | 350 | 7305 | Rate Constraint in lbs/MMBtu | FALSE | L | Annual | Allowances Purchased NOX | Thousand Tons | 0 | 0 | 0 | 0 | 0 | 0 | 0 | 0
IL Fac. Spec. - NOX Rate Summer v3.1, Unit 3564 and retrofits | 350 | 7305 | Rate Constraint in lbs/MMBtu | FALSE | L | Annual | Allowances Sold NOX | Thousand Tons | 0 | 0 | 0 | 0 | 0 | 0 | 0 | 0
IL Fac. Spec. - NOX Rate Summer v3.1, Unit 3564 and retrofits | 350 | 7305 | Rate Constraint in lbs/MMBtu | FALSE | L | Annual | Allowances Banked | Thousand Tons | 0 | 0 | 0 | 0 | 0 | 0 | 0 | 0
IL Fac. Spec. - NOX Rate Summer v3.1, Unit 3564 and retrofits | 350 | 7305 | Rate Constraint in lbs/MMBtu | FALSE | L | Annual | Allowances Withdrawn (1:1) | Thousand Tons | 0 | 0 | 0 | 0 | 0 | 0 | 0 | 0
IL Fac. Spec. - NOX Rate Summer v3.1, Unit 3564 and retrofits | 350 | 7305 | Rate Constraint in lbs/MMBtu | FALSE | L | Annual | Allowances Withdrawn (n:1) | Thousand Tons | 0 | 0 | 0 | 0 | 0 | 0 | 0 | 0
IL Fac. Spec. - NOX Rate Summer v3.1, Unit 3564 and retrofits | 350 | 7305 | Rate Constraint in lbs/MMBtu | FALSE | L | Annual | Net Emissions Allowance Position | Thousand Tons | 0.71486 | 0.71486 | 0.71486 | 0.71486 | 0.6102 | 0.6102 | 0 | 0
IL Fac. Spec. - NOX Rate Summer v3.1, Unit 3564 and retrofits | 350 | 7305 | Rate Constraint in lbs/MMBtu | FALSE | L | Annual | Fuel Consumed | TBtu | 23.4535 | 23.4535 | 23.4535 | 23.4535 | 20.0198 | 20.0198 | 0 | 0
IL Fac. Spec. - NOX Rate Summer v3.1, Unit 3564 and retrofits | 350 | 7305 | Rate Constraint in lbs/MMBtu | FALSE | L | Annual | Rate | lb/MMBtu | 0.06096 | 0.06096 | 0.06096 | 0.06096 | 0.06096 | 0.06096 | 0 | 0
IL Fac. Spec. - NOX Rate Summer v3.1, Unit 3564 and retrofits | 350 | 7305 | Rate Constraint in lbs/MMBtu | FALSE | L | Annual | Generation | TWh | 2.5095 | 2.5095 | 2.5095 | 2.5095 | 2.1421 | 2.1421 | 0 | 0
IL Fac. Spec. - NOX Rate Summer v3.1, Unit 3564 and retrofits | 350 | 7305 | Rate Constraint in lbs/MMBtu | FALSE | L | Annual | Qualifying Generation | TWh | 2.5095 | 2.5095 | 2.5095 | 2.5095 | 2.1421 | 2.1421 | 0 | 0
IL Fac. Spec. - NOX Rate Summer v3.1, Unit 3564 and retrofits | 350 | 7305 | Rate Constraint in lbs/MMBtu | FALSE | L | Annual | Rate | lb/MWh | 0.56973 | 0.56973 | 0.56973 | 0.56973 | 0.56973 | 0.56973 | 0 | 0
IL Fac. Spec. - NOX Rate Summer v3.1, Unit 3564 and retrofits | 350 | 7305 | Rate Constraint in lbs/MMBtu | FALSE | L | Annual | Constraint Shadow Price | US2019$/Ton | 0 | 0 | 0 | 0 | 0 | 0 | 0 | 0
IL Fac. Spec. - NOX Rate Summer v3.1, Unit 3607 and retrofits | 351 | 7305 | Rate Constraint in lbs/MMBtu | FALSE | L | Annual | Seasons Included | Seasons | Summer | Summer | Summer | Summer | Summer | Summer | Summer | Summer
IL Fac. Spec. - NOX Rate Summer v3.1, Unit 3607 and retrofits | 351 | 7305 | Rate Constraint in lbs/MMBtu | FALSE | L | Annual | Standard NOX | lb/MMBtu | 0.25 | 0.25 | 0.25 | 0.25 | 0.25 | 0.25 | 0.25 | 0.25
IL Fac. Spec. - NOX Rate Summer v3.1, Unit 3607 and retrofits | 351 | 7305 | Rate Constraint in lbs/MMBtu | FALSE | L | Annual | Emissions at Affected Plants NOX | Thousand Tons | 0.1349 | 0.16594 | 0.13363 | 0 | 0 | 0 | 0 | 0
IL Fac. Spec. - NOX Rate Summer v3.1, Unit 3607 and retrofits | 351 | 7305 | Rate Constraint in lbs/MMBtu | FALSE | L | Annual | Allowances Purchased NOX | Thousand Tons | 0 | 0 | 0 | 0 | 0 | 0 | 0 | 0
IL Fac. Spec. - NOX Rate Summer v3.1, Unit 3607 and retrofits | 351 | 7305 | Rate Constraint in lbs/MMBtu | FALSE | L | Annual | Allowances Sold NOX | Thousand Tons | 0 | 0 | 0 | 0 | 0 | 0 | 0 | 0
IL Fac. Spec. - NOX Rate Summer v3.1, Unit 3607 and retrofits | 351 | 7305 | Rate Constraint in lbs/MMBtu | FALSE | L | Annual | Allowances Banked | Thousand Tons | 0 | 0 | 0 | 0 | 0 | 0 | 0 | 0
IL Fac. Spec. - NOX Rate Summer v3.1, Unit 3607 and retrofits | 351 | 7305 | Rate Constraint in lbs/MMBtu | FALSE | L | Annual | Allowances Withdrawn (1:1) | Thousand Tons | 0 | 0 | 0 | 0 | 0 | 0 | 0 | 0
IL Fac. Spec. - NOX Rate Summer v3.1, Unit 3607 and retrofits | 351 | 7305 | Rate Constraint in lbs/MMBtu | FALSE | L | Annual | Allowances Withdrawn (n:1) | Thousand Tons | 0 | 0 | 0 | 0 | 0 | 0 | 0 | 0
IL Fac. Spec. - NOX Rate Summer v3.1, Unit 3607 and retrofits | 351 | 7305 | Rate Constraint in lbs/MMBtu | FALSE | L | Annual | Net Emissions Allowance Position | Thousand Tons | 0.1349 | 0.16594 | 0.13363 | 0 | 0 | 0 | 0 | 0
IL Fac. Spec. - NOX Rate Summer v3.1, Unit 3607 and retrofits | 351 | 7305 | Rate Constraint in lbs/MMBtu | FALSE | L | Annual | Fuel Consumed | TBtu | 3.5269 | 4.3383 | 3.4935 | 0 | 0 | 0 | 0 | 0
IL Fac. Spec. - NOX Rate Summer v3.1, Unit 3607 and retrofits | 351 | 7305 | Rate Constraint in lbs/MMBtu | FALSE | L | Annual | Rate | lb/MMBtu | 0.0765 | 0.0765 | 0.0765 | 0 | 0 | 0 | 0 | 0
IL Fac. Spec. - NOX Rate Summer v3.1, Unit 3607 and retrofits | 351 | 7305 | Rate Constraint in lbs/MMBtu | FALSE | L | Annual | Generation | TWh | 0.30703 | 0.37767 | 0.30413 | 0 | 0 | 0 | 0 | 0
IL Fac. Spec. - NOX Rate Summer v3.1, Unit 3607 and retrofits | 351 | 7305 | Rate Constraint in lbs/MMBtu | FALSE | L | Annual | Qualifying Generation | TWh | 0.30703 | 0.37767 | 0.30413 | 0 | 0 | 0 | 0 | 0
IL Fac. Spec. - NOX Rate Summer v3.1, Unit 3607 and retrofits | 351 | 7305 | Rate Constraint in lbs/MMBtu | FALSE | L | Annual | Rate | lb/MWh | 0.87876 | 0.87876 | 0.87876 | 0 | 0 | 0 | 0 | 0
IL Fac. Spec. - NOX Rate Summer v3.1, Unit 3607 and retrofits | 351 | 7305 | Rate Constraint in lbs/MMBtu | FALSE | L | Annual | Constraint Shadow Price | US2019$/Ton | 0 | 0 | 0 | 0 | 0 | 0 | 0 | 0
IL Fac. Spec. - NOX Rate Summer v3.1, Unit 3789 and retrofits | 352 | 7305 | Rate Constraint in lbs/MMBtu | FALSE | L | Annual | Seasons Included | Seasons | Summer | Summer | Summer | Summer | Summer | Summer | Summer | Summer
IL Fac. Spec. - NOX Rate Summer v3.1, Unit 3789 and retrofits | 352 | 7305 | Rate Constraint in lbs/MMBtu | FALSE | L | Annual | Standard NOX | lb/MMBtu | 0.25 | 0.25 | 0.25 | 0.25 | 0.25 | 0.25 | 0.25 | 0.25
IL Fac. Spec. - NOX Rate Summer v3.1, Unit 3789 and retrofits | 352 | 7305 | Rate Constraint in lbs/MMBtu | FALSE | L | Annual | Emissions at Affected Plants NOX | Thousand Tons | 0 | 0 | 0 | 0 | 0 | 0 | 0 | 0
IL Fac. Spec. - NOX Rate Summer v3.1, Unit 3789 and retrofits | 352 | 7305 | Rate Constraint in lbs/MMBtu | FALSE | L | Annual | Allowances Purchased NOX | Thousand Tons | 0 | 0 | 0 | 0 | 0 | 0 | 0 | 0
IL Fac. Spec. - NOX Rate Summer v3.1, Unit 3789 and retrofits | 352 | 7305 | Rate Constraint in lbs/MMBtu | FALSE | L | Annual | Allowances Sold NOX | Thousand Tons | 0 | 0 | 0 | 0 | 0 | 0 | 0 | 0
IL Fac. Spec. - NOX Rate Summer v3.1, Unit 3789 and retrofits | 352 | 7305 | Rate Constraint in lbs/MMBtu | FALSE | L | Annual | Allowances Banked | Thousand Tons | 0 | 0 | 0 | 0 | 0 | 0 | 0 | 0
IL Fac. Spec. - NOX Rate Summer v3.1, Unit 3789 and retrofits | 352 | 7305 | Rate Constraint in lbs/MMBtu | FALSE | L | Annual | Allowances Withdrawn (1:1) | Thousand Tons | 0 | 0 | 0 | 0 | 0 | 0 | 0 | 0
IL Fac. Spec. - NOX Rate Summer v3.1, Unit 3789 and retrofits | 352 | 7305 | Rate Constraint in lbs/MMBtu | FALSE | L | Annual | Allowances Withdrawn (n:1) | Thousand Tons | 0 | 0 | 0 | 0 | 0 | 0 | 0 | 0
IL Fac. Spec. - NOX Rate Summer v3.1, Unit 3789 and retrofits | 352 | 7305 | Rate Constraint in lbs/MMBtu | FALSE | L | Annual | Net Emissions Allowance Position | Thousand Tons | 0 | 0 | 0 | 0 | 0 | 0 | 0 | 0
IL Fac. Spec. - NOX Rate Summer v3.1, Unit 3789 and retrofits | 352 | 7305 | Rate Constraint in lbs/MMBtu | FALSE | L | Annual | Fuel Consumed | TBtu | 0 | 0 | 0 | 0 | 0 | 0 | 0 | 0
IL Fac. Spec. - NOX Rate Summer v3.1, Unit 3789 and retrofits | 352 | 7305 | Rate Constraint in lbs/MMBtu | FALSE | L | Annual | Rate | lb/MMBtu | 0 | 0 | 0 | 0 | 0 | 0 | 0 | 0
IL Fac. Spec. - NOX Rate Summer v3.1, Unit 3789 and retrofits | 352 | 7305 | Rate Constraint in lbs/MMBtu | FALSE | L | Annual | Generation | TWh | 0 | 0 | 0 | 0 | 0 | 0 | 0 | 0
IL Fac. Spec. - NOX Rate Summer v3.1, Unit 3789 and retrofits | 352 | 7305 | Rate Constraint in lbs/MMBtu | FALSE | L | Annual | Qualifying Generation | TWh | 0 | 0 | 0 | 0 | 0 | 0 | 0 | 0
IL Fac. Spec. - NOX Rate Summer v3.1, Unit 3789 and retrofits | 352 | 7305 | Rate Constraint in lbs/MMBtu | FALSE | L | Annual | Rate | lb/MWh | 0 | 0 | 0 | 0 | 0 | 0 | 0 | 0
IL Fac. Spec. - NOX Rate Summer v3.1, Unit 3789 and retrofits | 352 | 7305 | Rate Constraint in lbs/MMBtu | FALSE | L | Annual | Constraint Shadow Price | US2019$/Ton | 0 | 0 | 0 | 0 | 0 | 0 | 0 | 0
IL Fac. Spec. - NOX Rate Summer v3.1, Unit 3790 and retrofits | 353 | 7305 | Rate Constraint in lbs/MMBtu | FALSE | L | Annual | Seasons Included | Seasons | Summer | Summer | Summer | Summer | Summer | Summer | Summer | Summer
IL Fac. Spec. - NOX Rate Summer v3.1, Unit 3790 and retrofits | 353 | 7305 | Rate Constraint in lbs/MMBtu | FALSE | L | Annual | Standard NOX | lb/MMBtu | 0.25 | 0.25 | 0.25 | 0.25 | 0.25 | 0.25 | 0.25 | 0.25
IL Fac. Spec. - NOX Rate Summer v3.1, Unit 3790 and retrofits | 353 | 7305 | Rate Constraint in lbs/MMBtu | FALSE | L | Annual | Emissions at Affected Plants NOX | Thousand Tons | 0 | 0 | 0 | 0 | 0 | 0 | 0 | 0
IL Fac. Spec. - NOX Rate Summer v3.1, Unit 3790 and retrofits | 353 | 7305 | Rate Constraint in lbs/MMBtu | FALSE | L | Annual | Allowances Purchased NOX | Thousand Tons | 0 | 0 | 0 | 0 | 0 | 0 | 0 | 0
IL Fac. Spec. - NOX Rate Summer v3.1, Unit 3790 and retrofits | 353 | 7305 | Rate Constraint in lbs/MMBtu | FALSE | L | Annual | Allowances Sold NOX | Thousand Tons | 0 | 0 | 0 | 0 | 0 | 0 | 0 | 0
IL Fac. Spec. - NOX Rate Summer v3.1, Unit 3790 and retrofits | 353 | 7305 | Rate Constraint in lbs/MMBtu | FALSE | L | Annual | Allowances Banked | Thousand Tons | 0 | 0 | 0 | 0 | 0 | 0 | 0 | 0
IL Fac. Spec. - NOX Rate Summer v3.1, Unit 3790 and retrofits | 353 | 7305 | Rate Constraint in lbs/MMBtu | FALSE | L | Annual | Allowances Withdrawn (1:1) | Thousand Tons | 0 | 0 | 0 | 0 | 0 | 0 | 0 | 0
IL Fac. Spec. - NOX Rate Summer v3.1, Unit 3790 and retrofits | 353 | 7305 | Rate Constraint in lbs/MMBtu | FALSE | L | Annual | Allowances Withdrawn (n:1) | Thousand Tons | 0 | 0 | 0 | 0 | 0 | 0 | 0 | 0
IL Fac. Spec. - NOX Rate Summer v3.1, Unit 3790 and retrofits | 353 | 7305 | Rate Constraint in lbs/MMBtu | FALSE | L | Annual | Net Emissions Allowance Position | Thousand Tons | 0 | 0 | 0 | 0 | 0 | 0 | 0 | 0
IL Fac. Spec. - NOX Rate Summer v3.1, Unit 3790 and retrofits | 353 | 7305 | Rate Constraint in lbs/MMBtu | FALSE | L | Annual | Fuel Consumed | TBtu | 0 | 0 | 0 | 0 | 0 | 0 | 0 | 0
IL Fac. Spec. - NOX Rate Summer v3.1, Unit 3790 and retrofits | 353 | 7305 | Rate Constraint in lbs/MMBtu | FALSE | L | Annual | Rate | lb/MMBtu | 0 | 0 | 0 | 0 | 0 | 0 | 0 | 0
IL Fac. Spec. - NOX Rate Summer v3.1, Unit 3790 and retrofits | 353 | 7305 | Rate Constraint in lbs/MMBtu | FALSE | L | Annual | Generation | TWh | 0 | 0 | 0 | 0 | 0 | 0 | 0 | 0
IL Fac. Spec. - NOX Rate Summer v3.1, Unit 3790 and retrofits | 353 | 7305 | Rate Constraint in lbs/MMBtu | FALSE | L | Annual | Qualifying Generation | TWh | 0 | 0 | 0 | 0 | 0 | 0 | 0 | 0
IL Fac. Spec. - NOX Rate Summer v3.1, Unit 3790 and retrofits | 353 | 7305 | Rate Constraint in lbs/MMBtu | FALSE | L | Annual | Rate | lb/MWh | 0 | 0 | 0 | 0 | 0 | 0 | 0 | 0
IL Fac. Spec. - NOX Rate Summer v3.1, Unit 3790 and retrofits | 353 | 7305 | Rate Constraint in lbs/MMBtu | FALSE | L | Annual | Constraint Shadow Price | US2019$/Ton | 0 | 0 | 0 | 0 | 0 | 0 | 0 | 0
IL Fac. Spec. - NOX Rate Summer v3.1, Unit 3791 and retrofits | 354 | 7305 | Rate Constraint in lbs/MMBtu | FALSE | L | Annual | Seasons Included | Seasons | Summer | Summer | Summer | Summer | Summer | Summer | Summer | Summer
IL Fac. Spec. - NOX Rate Summer v3.1, Unit 3791 and retrofits | 354 | 7305 | Rate Constraint in lbs/MMBtu | FALSE | L | Annual | Standard NOX | lb/MMBtu | 0.25 | 0.25 | 0.25 | 0.25 | 0.25 | 0.25 | 0.25 | 0.25
IL Fac. Spec. - NOX Rate Summer v3.1, Unit 3791 and retrofits | 354 | 7305 | Rate Constraint in lbs/MMBtu | FALSE | L | Annual | Emissions at Affected Plants NOX | Thousand Tons | 0 | 0 | 0 | 0 | 0 | 0 | 0 | 0
IL Fac. Spec. - NOX Rate Summer v3.1, Unit 3791 and retrofits | 354 | 7305 | Rate Constraint in lbs/MMBtu | FALSE | L | Annual | Allowances Purchased NOX | Thousand Tons | 0 | 0 | 0 | 0 | 0 | 0 | 0 | 0
IL Fac. Spec. - NOX Rate Summer v3.1, Unit 3791 and retrofits | 354 | 7305 | Rate Constraint in lbs/MMBtu | FALSE | L | Annual | Allowances Sold NOX | Thousand Tons | 0 | 0 | 0 | 0 | 0 | 0 | 0 | 0
IL Fac. Spec. - NOX Rate Summer v3.1, Unit 3791 and retrofits | 354 | 7305 | Rate Constraint in lbs/MMBtu | FALSE | L | Annual | Allowances Banked | Thousand Tons | 0 | 0 | 0 | 0 | 0 | 0 | 0 | 0
IL Fac. Spec. - NOX Rate Summer v3.1, Unit 3791 and retrofits | 354 | 7305 | Rate Constraint in lbs/MMBtu | FALSE | L | Annual | Allowances Withdrawn (1:1) | Thousand Tons | 0 | 0 | 0 | 0 | 0 | 0 | 0 | 0
IL Fac. Spec. - NOX Rate Summer v3.1, Unit 3791 and retrofits | 354 | 7305 | Rate Constraint in lbs/MMBtu | FALSE | L | Annual | Allowances Withdrawn (n:1) | Thousand Tons | 0 | 0 | 0 | 0 | 0 | 0 | 0 | 0
IL Fac. Spec. - NOX Rate Summer v3.1, Unit 3791 and retrofits | 354 | 7305 | Rate Constraint in lbs/MMBtu | FALSE | L | Annual | Net Emissions Allowance Position | Thousand Tons | 0 | 0 | 0 | 0 | 0 | 0 | 0 | 0
IL Fac. Spec. - NOX Rate Summer v3.1, Unit 3791 and retrofits | 354 | 7305 | Rate Constraint in lbs/MMBtu | FALSE | L | Annual | Fuel Consumed | TBtu | 0 | 0 | 0 | 0 | 0 | 0 | 0 | 0
IL Fac. Spec. - NOX Rate Summer v3.1, Unit 3791 and retrofits | 354 | 7305 | Rate Constraint in lbs/MMBtu | FALSE | L | Annual | Rate | lb/MMBtu | 0 | 0 | 0 | 0 | 0 | 0 | 0 | 0
IL Fac. Spec. - NOX Rate Summer v3.1, Unit 3791 and retrofits | 354 | 7305 | Rate Constraint in lbs/MMBtu | FALSE | L | Annual | Generation | TWh | 0 | 0 | 0 | 0 | 0 | 0 | 0 | 0
IL Fac. Spec. - NOX Rate Summer v3.1, Unit 3791 and retrofits | 354 | 7305 | Rate Constraint in lbs/MMBtu | FALSE | L | Annual | Qualifying Generation | TWh | 0 | 0 | 0 | 0 | 0 | 0 | 0 | 0
IL Fac. Spec. - NOX Rate Summer v3.1, Unit 3791 and retrofits | 354 | 7305 | Rate Constraint in lbs/MMBtu | FALSE | L | Annual | Rate | lb/MWh | 0 | 0 | 0 | 0 | 0 | 0 | 0 | 0
IL Fac. Spec. - NOX Rate Summer v3.1, Unit 3791 and retrofits | 354 | 7305 | Rate Constraint in lbs/MMBtu | FALSE | L | Annual | Constraint Shadow Price | US2019$/Ton | 0 | 0 | 0 | 0 | 0 | 0 | 0 | 0
IL Fac. Spec. - NOX Rate Summer v3.1, Unit 3792 and retrofits | 355 | 7305 | Rate Constraint in lbs/MMBtu | FALSE | L | Annual | Seasons Included | Seasons | Summer | Summer | Summer | Summer | Summer | Summer | Summer | Summer
IL Fac. Spec. - NOX Rate Summer v3.1, Unit 3792 and retrofits | 355 | 7305 | Rate Constraint in lbs/MMBtu | FALSE | L | Annual | Standard NOX | lb/MMBtu | 0.25 | 0.25 | 0.25 | 0.25 | 0.25 | 0.25 | 0.25 | 0.25
IL Fac. Spec. - NOX Rate Summer v3.1, Unit 3792 and retrofits | 355 | 7305 | Rate Constraint in lbs/MMBtu | FALSE | L | Annual | Emissions at Affected Plants NOX | Thousand Tons | 0 | 0 | 0 | 0 | 0 | 0 | 0 | 0
IL Fac. Spec. - NOX Rate Summer v3.1, Unit 3792 and retrofits | 355 | 7305 | Rate Constraint in lbs/MMBtu | FALSE | L | Annual | Allowances Purchased NOX | Thousand Tons | 0 | 0 | 0 | 0 | 0 | 0 | 0 | 0
IL Fac. Spec. - NOX Rate Summer v3.1, Unit 3792 and retrofits | 355 | 7305 | Rate Constraint in lbs/MMBtu | FALSE | L | Annual | Allowances Sold NOX | Thousand Tons | 0 | 0 | 0 | 0 | 0 | 0 | 0 | 0
IL Fac. Spec. - NOX Rate Summer v3.1, Unit 3792 and retrofits | 355 | 7305 | Rate Constraint in lbs/MMBtu | FALSE | L | Annual | Allowances Banked | Thousand Tons | 0 | 0 | 0 | 0 | 0 | 0 | 0 | 0
IL Fac. Spec. - NOX Rate Summer v3.1, Unit 3792 and retrofits | 355 | 7305 | Rate Constraint in lbs/MMBtu | FALSE | L | Annual | Allowances Withdrawn (1:1) | Thousand Tons | 0 | 0 | 0 | 0 | 0 | 0 | 0 | 0
IL Fac. Spec. - NOX Rate Summer v3.1, Unit 3792 and retrofits | 355 | 7305 | Rate Constraint in lbs/MMBtu | FALSE | L | Annual | Allowances Withdrawn (n:1) | Thousand Tons | 0 | 0 | 0 | 0 | 0 | 0 | 0 | 0
IL Fac. Spec. - NOX Rate Summer v3.1, Unit 3792 and retrofits | 355 | 7305 | Rate Constraint in lbs/MMBtu | FALSE | L | Annual | Net Emissions Allowance Position | Thousand Tons | 0 | 0 | 0 | 0 | 0 | 0 | 0 | 0
IL Fac. Spec. - NOX Rate Summer v3.1, Unit 3792 and retrofits | 355 | 7305 | Rate Constraint in lbs/MMBtu | FALSE | L | Annual | Fuel Consumed | TBtu | 0 | 0 | 0 | 0 | 0 | 0 | 0 | 0
IL Fac. Spec. - NOX Rate Summer v3.1, Unit 3792 and retrofits | 355 | 7305 | Rate Constraint in lbs/MMBtu | FALSE | L | Annual | Rate | lb/MMBtu | 0 | 0 | 0 | 0 | 0 | 0 | 0 | 0
IL Fac. Spec. - NOX Rate Summer v3.1, Unit 3792 and retrofits | 355 | 7305 | Rate Constraint in lbs/MMBtu | FALSE | L | Annual | Generation | TWh | 0 | 0 | 0 | 0 | 0 | 0 | 0 | 0
IL Fac. Spec. - NOX Rate Summer v3.1, Unit 3792 and retrofits | 355 | 7305 | Rate Constraint in lbs/MMBtu | FALSE | L | Annual | Qualifying Generation | TWh | 0 | 0 | 0 | 0 | 0 | 0 | 0 | 0
IL Fac. Spec. - NOX Rate Summer v3.1, Unit 3792 and retrofits | 355 | 7305 | Rate Constraint in lbs/MMBtu | FALSE | L | Annual | Rate | lb/MWh | 0 | 0 | 0 | 0 | 0 | 0 | 0 | 0
IL Fac. Spec. - NOX Rate Summer v3.1, Unit 3792 and retrofits | 355 | 7305 | Rate Constraint in lbs/MMBtu | FALSE | L | Annual | Constraint Shadow Price | US2019$/Ton | 0 | 0 | 0 | 0 | 0 | 0 | 0 | 0
IL Facility Average - NOX Rate Summer v3.1 | 356 | 7306 | Rate Constraint in lbs/MMBtu | FALSE | L | Annual | Seasons Included | Seasons | Summer | Summer | Summer | Summer | Summer | Summer | Summer | Summer
IL Facility Average - NOX Rate Summer v3.1 | 356 | 7306 | Rate Constraint in lbs/MMBtu | FALSE | L | Annual | Standard NOX | lb/MMBtu | 0.25 | 0.25 | 0.25 | 0.25 | 0.25 | 0.25 | 0.25 | 0.25
IL Facility Average - NOX Rate Summer v3.1 | 356 | 7306 | Rate Constraint in lbs/MMBtu | FALSE | L | Annual | Emissions at Affected Plants NOX | Thousand Tons | 5.397 | 3.1452 | 2.4689 | 2.3063 | 1.9417 | 1.5684 | 0.0043444 | 0.0043444
IL Facility Average - NOX Rate Summer v3.1 | 356 | 7306 | Rate Constraint in lbs/MMBtu | FALSE | L | Annual | Allowances Purchased NOX | Thousand Tons | 0 | 0 | 0 | 0 | 0 | 0 | 0 | 0
IL Facility Average - NOX Rate Summer v3.1 | 356 | 7306 | Rate Constraint in lbs/MMBtu | FALSE | L | Annual | Allowances Sold NOX | Thousand Tons | 0 | 0 | 0 | 0 | 0 | 0 | 0 | 0
IL Facility Average - NOX Rate Summer v3.1 | 356 | 7306 | Rate Constraint in lbs/MMBtu | FALSE | L | Annual | Allowances Banked | Thousand Tons | 0 | 0 | 0 | 0 | 0 | 0 | 0 | 0
IL Facility Average - NOX Rate Summer v3.1 | 356 | 7306 | Rate Constraint in lbs/MMBtu | FALSE | L | Annual | Allowances Withdrawn (1:1) | Thousand Tons | 0 | 0 | 0 | 0 | 0 | 0 | 0 | 0
IL Facility Average - NOX Rate Summer v3.1 | 356 | 7306 | Rate Constraint in lbs/MMBtu | FALSE | L | Annual | Allowances Withdrawn (n:1) | Thousand Tons | 0 | 0 | 0 | 0 | 0 | 0 | 0 | 0
IL Facility Average - NOX Rate Summer v3.1 | 356 | 7306 | Rate Constraint in lbs/MMBtu | FALSE | L | Annual | Net Emissions Allowance Position | Thousand Tons | 5.397 | 3.1452 | 2.4689 | 2.3063 | 1.9417 | 1.5684 | 0.0043444 | 0.0043444
IL Facility Average - NOX Rate Summer v3.1 | 356 | 7306 | Rate Constraint in lbs/MMBtu | FALSE | L | Annual | Fuel Consumed | TBtu | 154.5545 | 100.4175 | 105.8842 | 100.075 | 95.6935 | 63.836 | 0.1024 | 0.1024
IL Facility Average - NOX Rate Summer v3.1 | 356 | 7306 | Rate Constraint in lbs/MMBtu | FALSE | L | Annual | Rate | lb/MMBtu | 0.06984 | 0.062643 | 0.046634 | 0.046091 | 0.040582 | 0.049138 | 0.084853 | 0.084853
IL Facility Average - NOX Rate Summer v3.1 | 356 | 7306 | Rate Constraint in lbs/MMBtu | FALSE | L | Annual | Generation | TWh | 15.7522 | 10.7443 | 12.205 | 11.5929 | 11.3534 | 7.4178 | 0.025095 | 0.025095
IL Facility Average - NOX Rate Summer v3.1 | 356 | 7306 | Rate Constraint in lbs/MMBtu | FALSE | L | Annual | Qualifying Generation | TWh | 15.7012 | 10.6933 | 11.9986 | 11.3866 | 11.147 | 7.2115 | 0.014457 | 0.014457
IL Facility Average - NOX Rate Summer v3.1 | 356 | 7306 | Rate Constraint in lbs/MMBtu | FALSE | L | Annual | Rate | lb/MWh | 0.68747 | 0.58826 | 0.41153 | 0.40509 | 0.34838 | 0.43497 | 0.60102 | 0.60102
IL Facility Average - NOX Rate Summer v3.1 | 356 | 7306 | Rate Constraint in lbs/MMBtu | FALSE | L | Annual | Constraint Shadow Price | US2019$/Ton | 0 | 0 | 0 | 0 | 0 | 0 | 0 | 0
IL MPS- Ameren MER Rate Annual v5.12 | 357 | 7318 | MACT Fuel Choice Floor in lbs/MMBtu | FALSE | L | Annual | Seasons Included | Seasons | Winter, WintShld, Summer | Winter, WintShld, Summer | Winter, WintShld, Summer | Winter, WintShld, Summer | Winter, WintShld, Summer | Winter, WintShld, Summer | Winter, WintShld, Summer | Winter, WintShld, Summer
IL MPS- Ameren MER Rate Annual v5.12 | 357 | 7318 | MACT Fuel Choice Floor in lbs/MMBtu | FALSE | L | Annual | Emission Floor | lbs/MMBtu | 7.349e-07 | 7.349e-07 | 7.349e-07 | 7.349e-07 | 7.349e-07 | 7.349e-07 | 7.349e-07 | 7.349e-07
IL MPS- Ameren MER Rate Annual v5.12 | 357 | 7318 | MACT Fuel Choice Floor in lbs/MMBtu | FALSE | L | Annual | Emissions at Affected Plants MER | lbs | 27.0621 | 21.4296 | 0 | 0 | 0 | 0 | 0 | 0
IL MPS- Ameren MER Rate Annual v5.12 | 357 | 7318 | MACT Fuel Choice Floor in lbs/MMBtu | FALSE | L | Annual | Allowances Purchased MER | lbs | 0 | 0 | 0 | 0 | 0 | 0 | 0 | 0
IL MPS- Ameren MER Rate Annual v5.12 | 357 | 7318 | MACT Fuel Choice Floor in lbs/MMBtu | FALSE | L | Annual | Allowances Sold MER | lbs | 0 | 0 | 0 | 0 | 0 | 0 | 0 | 0
IL MPS- Ameren MER Rate Annual v5.12 | 357 | 7318 | MACT Fuel Choice Floor in lbs/MMBtu | FALSE | L | Annual | Allowances Banked | lbs | 0 | 0 | 0 | 0 | 0 | 0 | 0 | 0
IL MPS- Ameren MER Rate Annual v5.12 | 357 | 7318 | MACT Fuel Choice Floor in lbs/MMBtu | FALSE | L | Annual | Allowances Withdrawn (1:1) | lbs | 0 | 0 | 0 | 0 | 0 | 0 | 0 | 0
IL MPS- Ameren MER Rate Annual v5.12 | 357 | 7318 | MACT Fuel Choice Floor in lbs/MMBtu | FALSE | L | Annual | Allowances Withdrawn (n:1) | lbs | 0 | 0 | 0 | 0 | 0 | 0 | 0 | 0
IL MPS- Ameren MER Rate Annual v5.12 | 357 | 7318 | MACT Fuel Choice Floor in lbs/MMBtu | FALSE | L | Annual | Net Emissions Allowance Position | lbs | 27.0621 | 21.4296 | 0 | 0 | 0 | 0 | 0 | 0
IL MPS- Ameren MER Rate Annual v5.12 | 357 | 7318 | MACT Fuel Choice Floor in lbs/MMBtu | FALSE | L | Annual | Fuel Consumed | TBtu | 43.2734 | 38.1904 | 0 | 0 | 0 | 0 | 0 | 0
IL MPS- Ameren MER Rate Annual v5.12 | 357 | 7318 | MACT Fuel Choice Floor in lbs/MMBtu | FALSE | L | Annual | Rate | lb/MMBtu | 6.2537e-07 | 5.6112e-07 | 0 | 0 | 0 | 0 | 0 | 0
IL MPS- Ameren MER Rate Annual v5.12 | 357 | 7318 | MACT Fuel Choice Floor in lbs/MMBtu | FALSE | L | Annual | Generation | TWh | 4.1244 | 3.64 | 0 | 0 | 0 | 0 | 0 | 0
IL MPS- Ameren MER Rate Annual v5.12 | 357 | 7318 | MACT Fuel Choice Floor in lbs/MMBtu | FALSE | L | Annual | Qualifying Generation | TWh | 4.1244 | 3.64 | 0 | 0 | 0 | 0 | 0 | 0
IL MPS- Ameren MER Rate Annual v5.12 | 357 | 7318 | MACT Fuel Choice Floor in lbs/MMBtu | FALSE | L | Annual | Constraint Shadow Price | US2019$/Lb | 0 | 0 | 0 | 0 | 0 | 0 | 0 | 0
IL MPS- Dynegy MER Rate Annual v5.12 | 361 | 7316 | MACT Fuel Choice Floor in lbs/MMBtu | FALSE | L | Annual | Seasons Included | Seasons | Winter, WintShld, Summer | Winter, WintShld, Summer | Winter, WintShld, Summer | Winter, WintShld, Summer | Winter, WintShld, Summer | Winter, WintShld, Summer | Winter, WintShld, Summer | Winter, WintShld, Summer
IL MPS- Dynegy MER Rate Annual v5.12 | 361 | 7316 | MACT Fuel Choice Floor in lbs/MMBtu | FALSE | L | Annual | Emission Floor | lbs/MMBtu | 7.8e-07 | 7.8e-07 | 7.8e-07 | 7.8e-07 | 7.8e-07 | 7.8e-07 | 7.8e-07 | 7.8e-07
IL MPS- Dynegy MER Rate Annual v5.12 | 361 | 7316 | MACT Fuel Choice Floor in lbs/MMBtu | FALSE | L | Annual | Emissions at Affected Plants MER | lbs | 46.1309 | 0.15845 | 0.12739 | 0 | 0 | 0 | 0 | 0
IL MPS- Dynegy MER Rate Annual v5.12 | 361 | 7316 | MACT Fuel Choice Floor in lbs/MMBtu | FALSE | L | Annual | Allowances Purchased MER | lbs | 0 | 0 | 0 | 0 | 0 | 0 | 0 | 0
IL MPS- Dynegy MER Rate Annual v5.12 | 361 | 7316 | MACT Fuel Choice Floor in lbs/MMBtu | FALSE | L | Annual | Allowances Sold MER | lbs | 0 | 0 | 0 | 0 | 0 | 0 | 0 | 0
IL MPS- Dynegy MER Rate Annual v5.12 | 361 | 7316 | MACT Fuel Choice Floor in lbs/MMBtu | FALSE | L | Annual | Allowances Banked | lbs | 0 | 0 | 0 | 0 | 0 | 0 | 0 | 0
IL MPS- Dynegy MER Rate Annual v5.12 | 361 | 7316 | MACT Fuel Choice Floor in lbs/MMBtu | FALSE | L | Annual | Allowances Withdrawn (1:1) | lbs | 0 | 0 | 0 | 0 | 0 | 0 | 0 | 0
IL MPS- Dynegy MER Rate Annual v5.12 | 361 | 7316 | MACT Fuel Choice Floor in lbs/MMBtu | FALSE | L | Annual | Allowances Withdrawn (n:1) | lbs | 0 | 0 | 0 | 0 | 0 | 0 | 0 | 0
IL MPS- Dynegy MER Rate Annual v5.12 | 361 | 7316 | MACT Fuel Choice Floor in lbs/MMBtu | FALSE | L | Annual | Net Emissions Allowance Position | lbs | 46.1309 | 0.15845 | 0.12739 | 0 | 0 | 0 | 0 | 0
IL MPS- Dynegy MER Rate Annual v5.12 | 361 | 7316 | MACT Fuel Choice Floor in lbs/MMBtu | FALSE | L | Annual | Fuel Consumed | TBtu | 82.2115 | 0.28237 | 0.22703 | 0 | 0 | 0 | 0 | 0
IL MPS- Dynegy MER Rate Annual v5.12 | 361 | 7316 | MACT Fuel Choice Floor in lbs/MMBtu | FALSE | L | Annual | Rate | lb/MMBtu | 5.6112e-07 | 5.6112e-07 | 5.6112e-07 | 0 | 0 | 0 | 0 | 0
IL MPS- Dynegy MER Rate Annual v5.12 | 361 | 7316 | MACT Fuel Choice Floor in lbs/MMBtu | FALSE | L | Annual | Generation | TWh | 8.0201 | 0.027727 | 0.022293 | 0 | 0 | 0 | 0 | 0
IL MPS- Dynegy MER Rate Annual v5.12 | 361 | 7316 | MACT Fuel Choice Floor in lbs/MMBtu | FALSE | L | Annual | Qualifying Generation | TWh | 8.0201 | 0.027727 | 0.022293 | 0 | 0 | 0 | 0 | 0
IL MPS- Dynegy MER Rate Annual v5.12 | 361 | 7316 | MACT Fuel Choice Floor in lbs/MMBtu | FALSE | L | Annual | Constraint Shadow Price | US2019$/Lb | 0 | 0 | 0 | 0 | 0 | 0 | 0 | 0
IL MPS- NOX Cap Annual v6.20 | 365 | 7650 | Rate Constraint in MTons | FALSE | L | Annual | Seasons Included | Seasons | Winter, WintShld, Summer | Winter, WintShld, Summer | Winter, WintShld, Summer | Winter, WintShld, Summer | Winter, WintShld, Summer | Winter, WintShld, Summer | Winter, WintShld, Summer | Winter, WintShld, Summer
IL MPS- NOX Cap Annual v6.20 | 365 | 7650 | Rate Constraint in MTons | FALSE | L | Annual | Standard NOX | Thousand Tons | 13.37 | 13.37 | 13.37 | 13.37 | 13.37 | 13.37 | 13.37 | 13.37
IL MPS- NOX Cap Annual v6.20 | 365 | 7650 | Rate Constraint in MTons | FALSE | L | Annual | Emissions at Affected Plants NOX | Thousand Tons | 6.0639 | 2.2495 | 0.0099178 | 0 | 0 | 0 | 0 | 0
IL MPS- NOX Cap Annual v6.20 | 365 | 7650 | Rate Constraint in MTons | FALSE | L | Annual | Allowances Purchased NOX | Thousand Tons | 0 | 0 | 0 | 0 | 0 | 0 | 0 | 0
IL MPS- NOX Cap Annual v6.20 | 365 | 7650 | Rate Constraint in MTons | FALSE | L | Annual | Allowances Sold NOX | Thousand Tons | 0 | 0 | 0 | 0 | 0 | 0 | 0 | 0
IL MPS- NOX Cap Annual v6.20 | 365 | 7650 | Rate Constraint in MTons | FALSE | L | Annual | Allowances Banked | Thousand Tons | 0 | 0 | 0 | 0 | 0 | 0 | 0 | 0
IL MPS- NOX Cap Annual v6.20 | 365 | 7650 | Rate Constraint in MTons | FALSE | L | Annual | Allowances Withdrawn (1:1) | Thousand Tons | 0 | 0 | 0 | 0 | 0 | 0 | 0 | 0
IL MPS- NOX Cap Annual v6.20 | 365 | 7650 | Rate Constraint in MTons | FALSE | L | Annual | Allowances Withdrawn (n:1) | Thousand Tons | 0 | 0 | 0 | 0 | 0 | 0 | 0 | 0
IL MPS- NOX Cap Annual v6.20 | 365 | 7650 | Rate Constraint in MTons | FALSE | L | Annual | Net Emissions Allowance Position | Thousand Tons | 6.0639 | 2.2495 | 0.0099178 | 0 | 0 | 0 | 0 | 0
IL MPS- NOX Cap Annual v6.20 | 365 | 7650 | Rate Constraint in MTons | FALSE | L | Annual | Fuel Consumed | TBtu | 125.4849 | 38.4727 | 0.22703 | 0 | 0 | 0 | 0 | 0
IL MPS- NOX Cap Annual v6.20 | 365 | 7650 | Rate Constraint in MTons | FALSE | L | Annual | Rate | lb/MMBtu | 0.096647 | 0.11694 | 0.08737 | 0 | 0 | 0 | 0 | 0
IL MPS- NOX Cap Annual v6.20 | 365 | 7650 | Rate Constraint in MTons | FALSE | L | Annual | Generation | TWh | 12.1445 | 3.6677 | 0.022293 | 0 | 0 | 0 | 0 | 0
IL MPS- NOX Cap Annual v6.20 | 365 | 7650 | Rate Constraint in MTons | FALSE | L | Annual | Qualifying Generation | TWh | 12.1445 | 3.6677 | 0.022293 | 0 | 0 | 0 | 0 | 0
IL MPS- NOX Cap Annual v6.20 | 365 | 7650 | Rate Constraint in MTons | FALSE | L | Annual | Rate | lb/MWh | 0.99862 | 1.2267 | 0.88978 | 0 | 0 | 0 | 0 | 0
IL MPS- NOX Cap Annual v6.20 | 365 | 7650 | Rate Constraint in MTons | FALSE | L | Annual | Constraint Shadow Price | US2019$/Ton | 0 | 0 | 0 | 0 | 0 | 0 | 0 | 0
IL MPS- NOX Cap OzoneSeason v6.20 | 366 | 7651 | Rate Constraint in MTons | FALSE | L | Annual | Seasons Included | Seasons | Summer | Summer | Summer | Summer | Summer | Summer | Summer | Summer
IL MPS- NOX Cap OzoneSeason v6.20 | 366 | 7651 | Rate Constraint in MTons | FALSE | L | Annual | Standard NOX | Thousand Tons | 6.675 | 6.675 | 6.675 | 6.675 | 6.675 | 6.675 | 6.675 | 6.675
IL MPS- NOX Cap OzoneSeason v6.20 | 366 | 7651 | Rate Constraint in MTons | FALSE | L | Annual | Emissions at Affected Plants NOX | Thousand Tons | 2.6485 | 0.91007 | 0.0037837 | 0 | 0 | 0 | 0 | 0
IL MPS- NOX Cap OzoneSeason v6.20 | 366 | 7651 | Rate Constraint in MTons | FALSE | L | Annual | Allowances Purchased NOX | Thousand Tons | 0 | 0 | 0 | 0 | 0 | 0 | 0 | 0
IL MPS- NOX Cap OzoneSeason v6.20 | 366 | 7651 | Rate Constraint in MTons | FALSE | L | Annual | Allowances Sold NOX | Thousand Tons | 0 | 0 | 0 | 0 | 0 | 0 | 0 | 0
IL MPS- NOX Cap OzoneSeason v6.20 | 366 | 7651 | Rate Constraint in MTons | FALSE | L | Annual | Allowances Banked | Thousand Tons | 0 | 0 | 0 | 0 | 0 | 0 | 0 | 0
IL MPS- NOX Cap OzoneSeason v6.20 | 366 | 7651 | Rate Constraint in MTons | FALSE | L | Annual | Allowances Withdrawn (1:1) | Thousand Tons | 0 | 0 | 0 | 0 | 0 | 0 | 0 | 0
IL MPS- NOX Cap OzoneSeason v6.20 | 366 | 7651 | Rate Constraint in MTons | FALSE | L | Annual | Allowances Withdrawn (n:1) | Thousand Tons | 0 | 0 | 0 | 0 | 0 | 0 | 0 | 0
IL MPS- NOX Cap OzoneSeason v6.20 | 366 | 7651 | Rate Constraint in MTons | FALSE | L | Annual | Net Emissions Allowance Position | Thousand Tons | 2.6485 | 0.91007 | 0.0037837 | 0 | 0 | 0 | 0 | 0
IL MPS- NOX Cap OzoneSeason v6.20 | 366 | 7651 | Rate Constraint in MTons | FALSE | L | Annual | Fuel Consumed | TBtu | 55.6269 | 15.5674 | 0.086613 | 0 | 0 | 0 | 0 | 0
IL MPS- NOX Cap OzoneSeason v6.20 | 366 | 7651 | Rate Constraint in MTons | FALSE | L | Annual | Rate | lb/MMBtu | 0.095223 | 0.11692 | 0.08737 | 0 | 0 | 0 | 0 | 0
IL MPS- NOX Cap OzoneSeason v6.20 | 366 | 7651 | Rate Constraint in MTons | FALSE | L | Annual | Generation | TWh | 5.3836 | 1.4841 | 0.0085048 | 0 | 0 | 0 | 0 | 0
IL MPS- NOX Cap OzoneSeason v6.20 | 366 | 7651 | Rate Constraint in MTons | FALSE | L | Annual | Qualifying Generation | TWh | 5.3836 | 1.4841 | 0.0085048 | 0 | 0 | 0 | 0 | 0
IL MPS- NOX Cap OzoneSeason v6.20 | 366 | 7651 | Rate Constraint in MTons | FALSE | L | Annual | Rate | lb/MWh | 0.98391 | 1.2264 | 0.88978 | 0 | 0 | 0 | 0 | 0
IL MPS- NOX Cap OzoneSeason v6.20 | 366 | 7651 | Rate Constraint in MTons | FALSE | L | Annual | Constraint Shadow Price | US2019$/Ton | 0 | 0 | 0 | 0 | 0 | 0 | 0 | 0
IL MPS- SO2 Cap Annual v6.20 | 367 | 7652 | Rate Constraint in MTons | FALSE | L | Annual | Seasons Included | Seasons | Winter, WintShld, Summer | Winter, WintShld, Summer | Winter, WintShld, Summer | Winter, WintShld, Summer | Winter, WintShld, Summer | Winter, WintShld, Summer | Winter, WintShld, Summer | Winter, WintShld, Summer
IL MPS- SO2 Cap Annual v6.20 | 367 | 7652 | Rate Constraint in MTons | FALSE | L | Annual | Standard SO2 | Thousand Tons | 34.34 | 34.34 | 34.34 | 34.34 | 34.34 | 34.34 | 34.34 | 34.34
IL MPS- SO2 Cap Annual v6.20 | 367 | 7652 | Rate Constraint in MTons | FALSE | L | Annual | Emissions at Affected Plants SO2 | Thousand Tons | 14.1284 | 5.5298 | 0.0082742 | 0 | 0 | 0 | 0 | 0
IL MPS- SO2 Cap Annual v6.20 | 367 | 7652 | Rate Constraint in MTons | FALSE | L | Annual | Allowances Purchased SO2 | Thousand Tons | 0 | 0 | 0 | 0 | 0 | 0 | 0 | 0
IL MPS- SO2 Cap Annual v6.20 | 367 | 7652 | Rate Constraint in MTons | FALSE | L | Annual | Allowances Sold SO2 | Thousand Tons | 0 | 0 | 0 | 0 | 0 | 0 | 0 | 0
IL MPS- SO2 Cap Annual v6.20 | 367 | 7652 | Rate Constraint in MTons | FALSE | L | Annual | Allowances Banked | Thousand Tons | 0 | 0 | 0 | 0 | 0 | 0 | 0 | 0
IL MPS- SO2 Cap Annual v6.20 | 367 | 7652 | Rate Constraint in MTons | FALSE | L | Annual | Allowances Withdrawn (1:1) | Thousand Tons | 0 | 0 | 0 | 0 | 0 | 0 | 0 | 0
IL MPS- SO2 Cap Annual v6.20 | 367 | 7652 | Rate Constraint in MTons | FALSE | L | Annual | Allowances Withdrawn (n:1) | Thousand Tons | 0 | 0 | 0 | 0 | 0 | 0 | 0 | 0
IL MPS- SO2 Cap Annual v6.20 | 367 | 7652 | Rate Constraint in MTons | FALSE | L | Annual | Net Emissions Allowance Position | Thousand Tons | 14.1284 | 5.5298 | 0.0082742 | 0 | 0 | 0 | 0 | 0
IL MPS- SO2 Cap Annual v6.20 | 367 | 7652 | Rate Constraint in MTons | FALSE | L | Annual | Fuel Consumed | TBtu | 125.4849 | 38.4727 | 0.22703 | 0 | 0 | 0 | 0 | 0
IL MPS- SO2 Cap Annual v6.20 | 367 | 7652 | Rate Constraint in MTons | FALSE | L | Annual | Rate | lb/MMBtu | 0.22518 | 0.28746 | 0.072891 | 0 | 0 | 0 | 0 | 0
IL MPS- SO2 Cap Annual v6.20 | 367 | 7652 | Rate Constraint in MTons | FALSE | L | Annual | Generation | TWh | 12.1445 | 3.6677 | 0.022293 | 0 | 0 | 0 | 0 | 0
IL MPS- SO2 Cap Annual v6.20 | 367 | 7652 | Rate Constraint in MTons | FALSE | L | Annual | Qualifying Generation | TWh | 12.1445 | 3.6677 | 0.022293 | 0 | 0 | 0 | 0 | 0
IL MPS- SO2 Cap Annual v6.20 | 367 | 7652 | Rate Constraint in MTons | FALSE | L | Annual | Rate | lb/MWh | 2.3267 | 3.0154 | 0.74232 | 0 | 0 | 0 | 0 | 0
IL MPS- SO2 Cap Annual v6.20 | 367 | 7652 | Rate Constraint in MTons | FALSE | L | Annual | Constraint Shadow Price | US2019$/Ton | 0 | 0 | 0 | 0 | 0 | 0 | 0 | 0
Kansas Nearman Unit 1NOx Rate Annual v4.10 | 368 | 7320 | Rate Constraint in lbs/MMBtu | FALSE | L | Annual | Seasons Included | Seasons | Winter, WintShld, Summer | Winter, WintShld, Summer | Winter, WintShld, Summer | Winter, WintShld, Summer | Winter, WintShld, Summer | Winter, WintShld, Summer | Winter, WintShld, Summer | Winter, WintShld, Summer
Kansas Nearman Unit 1NOx Rate Annual v4.10 | 368 | 7320 | Rate Constraint in lbs/MMBtu | FALSE | L | Annual | Standard NOX | lb/MMBtu | 0.26 | 0.26 | 0.26 | 0.26 | 0.26 | 0.26 | 0.26 | 0.26
Kansas Nearman Unit 1NOx Rate Annual v4.10 | 368 | 7320 | Rate Constraint in lbs/MMBtu | FALSE | L | Annual | Emissions at Affected Plants NOX | Thousand Tons | 1.7889 | 1.1132 | 0.36153 | 0.33715 | 0.26106 | 0.26106 | 0.26106 | 0
Kansas Nearman Unit 1NOx Rate Annual v4.10 | 368 | 7320 | Rate Constraint in lbs/MMBtu | FALSE | L | Annual | Allowances Purchased NOX | Thousand Tons | 0 | 0 | 0 | 0 | 0 | 0 | 0 | 0
Kansas Nearman Unit 1NOx Rate Annual v4.10 | 368 | 7320 | Rate Constraint in lbs/MMBtu | FALSE | L | Annual | Allowances Sold NOX | Thousand Tons | 0 | 0 | 0 | 0 | 0 | 0 | 0 | 0
Kansas Nearman Unit 1NOx Rate Annual v4.10 | 368 | 7320 | Rate Constraint in lbs/MMBtu | FALSE | L | Annual | Allowances Banked | Thousand Tons | 0 | 0 | 0 | 0 | 0 | 0 | 0 | 0
Kansas Nearman Unit 1NOx Rate Annual v4.10 | 368 | 7320 | Rate Constraint in lbs/MMBtu | FALSE | L | Annual | Allowances Withdrawn (1:1) | Thousand Tons | 0 | 0 | 0 | 0 | 0 | 0 | 0 | 0
Kansas Nearman Unit 1NOx Rate Annual v4.10 | 368 | 7320 | Rate Constraint in lbs/MMBtu | FALSE | L | Annual | Allowances Withdrawn (n:1) | Thousand Tons | 0 | 0 | 0 | 0 | 0 | 0 | 0 | 0
Kansas Nearman Unit 1NOx Rate Annual v4.10 | 368 | 7320 | Rate Constraint in lbs/MMBtu | FALSE | L | Annual | Net Emissions Allowance Position | Thousand Tons | 1.7889 | 1.1132 | 0.36153 | 0.33715 | 0.26106 | 0.26106 | 0.26106 | 0
Kansas Nearman Unit 1NOx Rate Annual v4.10 | 368 | 7320 | Rate Constraint in lbs/MMBtu | FALSE | L | Annual | Fuel Consumed | TBtu | 16.4613 | 10.243 | 3.3267 | 3.1023 | 2.4022 | 2.4022 | 2.4022 | 0
Kansas Nearman Unit 1NOx Rate Annual v4.10 | 368 | 7320 | Rate Constraint in lbs/MMBtu | FALSE | L | Annual | Rate | lb/MMBtu | 0.21735 | 0.21735 | 0.21735 | 0.21735 | 0.21735 | 0.21735 | 0.21735 | 0
Kansas Nearman Unit 1NOx Rate Annual v4.10 | 368 | 7320 | Rate Constraint in lbs/MMBtu | FALSE | L | Annual | Generation | TWh | 1.4407 | 0.89647 | 0.29115 | 0.27152 | 0.21024 | 0.21024 | 0.21024 | 0
Kansas Nearman Unit 1NOx Rate Annual v4.10 | 368 | 7320 | Rate Constraint in lbs/MMBtu | FALSE | L | Annual | Qualifying Generation | TWh | 1.4407 | 0.89647 | 0.29115 | 0.27152 | 0.21024 | 0.21024 | 0.21024 | 0
Kansas Nearman Unit 1NOx Rate Annual v4.10 | 368 | 7320 | Rate Constraint in lbs/MMBtu | FALSE | L | Annual | Rate | lb/MWh | 2.4834 | 2.4834 | 2.4834 | 2.4834 | 2.4834 | 2.4834 | 2.4834 | 0
Kansas Nearman Unit 1NOx Rate Annual v4.10 | 368 | 7320 | Rate Constraint in lbs/MMBtu | FALSE | L | Annual | Constraint Shadow Price | US2019$/Ton | 0 | 0 | 0 | 0 | 0 | 0 | 0 | 0
Kansas Quindaro Unit 2 Nox Rate Annual v4.10 | 369 | 7319 | Rate Constraint in lbs/MMBtu | FALSE | L | Annual | Seasons Included | Seasons | Winter, WintShld, Summer | Winter, WintShld, Summer | Winter, WintShld, Summer | Winter, WintShld, Summer | Winter, WintShld, Summer | Winter, WintShld, Summer | Winter, WintShld, Summer | Winter, WintShld, Summer
Kansas Quindaro Unit 2 Nox Rate Annual v4.10 | 369 | 7319 | Rate Constraint in lbs/MMBtu | FALSE | L | Annual | Standard NOX | lb/MMBtu | 0.2 | 0.2 | 0.2 | 0.2 | 0.2 | 0.2 | 0.2 | 0.2
Kansas Quindaro Unit 2 Nox Rate Annual v4.10 | 369 | 7319 | Rate Constraint in lbs/MMBtu | FALSE | L | Annual | Emissions at Affected Plants NOX | Thousand Tons | 0.0022784 | 0.011582 | 0.011582 | 0.011582 | 0.011582 | 0 | 0 | 0
Kansas Quindaro Unit 2 Nox Rate Annual v4.10 | 369 | 7319 | Rate Constraint in lbs/MMBtu | FALSE | L | Annual | Allowances Purchased NOX | Thousand Tons | 0 | 0 | 0 | 0 | 0 | 0 | 0 | 0
Kansas Quindaro Unit 2 Nox Rate Annual v4.10 | 369 | 7319 | Rate Constraint in lbs/MMBtu | FALSE | L | Annual | Allowances Sold NOX | Thousand Tons | 0 | 0 | 0 | 0 | 0 | 0 | 0 | 0
Kansas Quindaro Unit 2 Nox Rate Annual v4.10 | 369 | 7319 | Rate Constraint in lbs/MMBtu | FALSE | L | Annual | Allowances Banked | Thousand Tons | 0 | 0 | 0 | 0 | 0 | 0 | 0 | 0
Kansas Quindaro Unit 2 Nox Rate Annual v4.10 | 369 | 7319 | Rate Constraint in lbs/MMBtu | FALSE | L | Annual | Allowances Withdrawn (1:1) | Thousand Tons | 0 | 0 | 0 | 0 | 0 | 0 | 0 | 0
Kansas Quindaro Unit 2 Nox Rate Annual v4.10 | 369 | 7319 | Rate Constraint in lbs/MMBtu | FALSE | L | Annual | Allowances Withdrawn (n:1) | Thousand Tons | 0 | 0 | 0 | 0 | 0 | 0 | 0 | 0
Kansas Quindaro Unit 2 Nox Rate Annual v4.10 | 369 | 7319 | Rate Constraint in lbs/MMBtu | FALSE | L | Annual | Net Emissions Allowance Position | Thousand Tons | 0.0022784 | 0.011582 | 0.011582 | 0.011582 | 0.011582 | 0 | 0 | 0
Kansas Quindaro Unit 2 Nox Rate Annual v4.10 | 369 | 7319 | Rate Constraint in lbs/MMBtu | FALSE | L | Annual | Fuel Consumed | TBtu | 0.031917 | 0.16224 | 0.16224 | 0.16224 | 0.16224 | 0 | 0 | 0
Kansas Quindaro Unit 2 Nox Rate Annual v4.10 | 369 | 7319 | Rate Constraint in lbs/MMBtu | FALSE | L | Annual | Rate | lb/MMBtu | 0.14277 | 0.14277 | 0.14277 | 0.14277 | 0.14277 | 0 | 0 | 0
Kansas Quindaro Unit 2 Nox Rate Annual v4.10 | 369 | 7319 | Rate Constraint in lbs/MMBtu | FALSE | L | Annual | Generation | TWh | 0.0026183 | 0.013309 | 0.013309 | 0.013309 | 0.013309 | 0 | 0 | 0
Kansas Quindaro Unit 2 Nox Rate Annual v4.10 | 369 | 7319 | Rate Constraint in lbs/MMBtu | FALSE | L | Annual | Qualifying Generation | TWh | 0.0026183 | 0.013309 | 0.013309 | 0.013309 | 0.013309 | 0 | 0 | 0
Kansas Quindaro Unit 2 Nox Rate Annual v4.10 | 369 | 7319 | Rate Constraint in lbs/MMBtu | FALSE | L | Annual | Rate | lb/MWh | 1.7404 | 1.7404 | 1.7404 | 1.7404 | 1.7404 | 0 | 0 | 0
Kansas Quindaro Unit 2 Nox Rate Annual v4.10 | 369 | 7319 | Rate Constraint in lbs/MMBtu | FALSE | L | Annual | Constraint Shadow Price | US2019$/Ton | 0 | 0 | 0 | 0 | 0 | 0 | 0 | 0
KS La Cygne NOX Rate Annual v5.14 | 370 | 7274 | Rate Constraint in lbs/MMBtu | FALSE | L | Annual | Seasons Included | Seasons | Winter, WintShld, Summer | Winter, WintShld, Summer | Winter, WintShld, Summer | Winter, WintShld, Summer | Winter, WintShld, Summer | Winter, WintShld, Summer | Winter, WintShld, Summer | Winter, WintShld, Summer
KS La Cygne NOX Rate Annual v5.14 | 370 | 7274 | Rate Constraint in lbs/MMBtu | FALSE | L | Annual | Standard NOX | lb/MMBtu | 0.13 | 0.13 | 0.13 | 0.13 | 0.13 | 0.13 | 0.13 | 0.13
KS La Cygne NOX Rate Annual v5.14 | 370 | 7274 | Rate Constraint in lbs/MMBtu | FALSE | L | Annual | Emissions at Affected Plants NOX | Thousand Tons | 4.6477 | 2.2004 | 1.7148 | 1.3324 | 0.29128 | 0 | 0 | 0
KS La Cygne NOX Rate Annual v5.14 | 370 | 7274 | Rate Constraint in lbs/MMBtu | FALSE | L | Annual | Allowances Purchased NOX | Thousand Tons | 0 | 0 | 0 | 0 | 0 | 0 | 0 | 0
KS La Cygne NOX Rate Annual v5.14 | 370 | 7274 | Rate Constraint in lbs/MMBtu | FALSE | L | Annual | Allowances Sold NOX | Thousand Tons | 0 | 0 | 0 | 0 | 0 | 0 | 0 | 0
KS La Cygne NOX Rate Annual v5.14 | 370 | 7274 | Rate Constraint in lbs/MMBtu | FALSE | L | Annual | Allowances Banked | Thousand Tons | 0 | 0 | 0 | 0 | 0 | 0 | 0 | 0
KS La Cygne NOX Rate Annual v5.14 | 370 | 7274 | Rate Constraint in lbs/MMBtu | FALSE | L | Annual | Allowances Withdrawn (1:1) | Thousand Tons | 0 | 0 | 0 | 0 | 0 | 0 | 0 | 0
KS La Cygne NOX Rate Annual v5.14 | 370 | 7274 | Rate Constraint in lbs/MMBtu | FALSE | L | Annual | Allowances Withdrawn (n:1) | Thousand Tons | 0 | 0 | 0 | 0 | 0 | 0 | 0 | 0
KS La Cygne NOX Rate Annual v5.14 | 370 | 7274 | Rate Constraint in lbs/MMBtu | FALSE | L | Annual | Net Emissions Allowance Position | Thousand Tons | 4.6477 | 2.2004 | 1.7148 | 1.3324 | 0.29128 | 0 | 0 | 0
KS La Cygne NOX Rate Annual v5.14 | 370 | 7274 | Rate Constraint in lbs/MMBtu | FALSE | L | Annual | Fuel Consumed | TBtu | 101.3482 | 45.8139 | 35.7035 | 27.7408 | 6.0646 | 0 | 0 | 0
KS La Cygne NOX Rate Annual v5.14 | 370 | 7274 | Rate Constraint in lbs/MMBtu | FALSE | L | Annual | Rate | lb/MMBtu | 0.091718 | 0.09606 | 0.09606 | 0.09606 | 0.09606 | 0 | 0 | 0
KS La Cygne NOX Rate Annual v5.14 | 370 | 7274 | Rate Constraint in lbs/MMBtu | FALSE | L | Annual | Generation | TWh | 9.6055 | 4.3808 | 3.414 | 2.6526 | 0.57991 | 0 | 0 | 0
KS La Cygne NOX Rate Annual v5.14 | 370 | 7274 | Rate Constraint in lbs/MMBtu | FALSE | L | Annual | Qualifying Generation | TWh | 9.6055 | 4.3808 | 3.414 | 2.6526 | 0.57991 | 0 | 0 | 0
KS La Cygne NOX Rate Annual v5.14 | 370 | 7274 | Rate Constraint in lbs/MMBtu | FALSE | L | Annual | Rate | lb/MWh | 0.96772 | 1.0046 | 1.0046 | 1.0046 | 1.0046 | 0 | 0 | 0
KS La Cygne NOX Rate Annual v5.14 | 370 | 7274 | Rate Constraint in lbs/MMBtu | FALSE | L | Annual | Constraint Shadow Price | US2019$/Ton | 0 | 0 | 0 | 0 | 0 | 0 | 0 | 0
KS La Cygne SO2 Rate Annual v5.14 | 371 | 7275 | Rate Constraint in lbs/MMBtu | FALSE | L | Annual | Seasons Included | Seasons | Winter, WintShld, Summer | Winter, WintShld, Summer | Winter, WintShld, Summer | Winter, WintShld, Summer | Winter, WintShld, Summer | Winter, WintShld, Summer | Winter, WintShld, Summer | Winter, WintShld, Summer
KS La Cygne SO2 Rate Annual v5.14 | 371 | 7275 | Rate Constraint in lbs/MMBtu | FALSE | L | Annual | Standard SO2 | lb/MMBtu | 0.1 | 0.1 | 0.1 | 0.1 | 0.1 | 0.1 | 0.1 | 0.1
KS La Cygne SO2 Rate Annual v5.14 | 371 | 7275 | Rate Constraint in lbs/MMBtu | FALSE | L | Annual | Emissions at Affected Plants SO2 | Thousand Tons | 1.0736 | 0.42903 | 0.33435 | 0.25978 | 0.056793 | 0 | 0 | 0
KS La Cygne SO2 Rate Annual v5.14 | 371 | 7275 | Rate Constraint in lbs/MMBtu | FALSE | L | Annual | Allowances Purchased SO2 | Thousand Tons | 0 | 0 | 0 | 0 | 0 | 0 | 0 | 0
KS La Cygne SO2 Rate Annual v5.14 | 371 | 7275 | Rate Constraint in lbs/MMBtu | FALSE | L | Annual | Allowances Sold SO2 | Thousand Tons | 0 | 0 | 0 | 0 | 0 | 0 | 0 | 0
KS La Cygne SO2 Rate Annual v5.14 | 371 | 7275 | Rate Constraint in lbs/MMBtu | FALSE | L | Annual | Allowances Banked | Thousand Tons | 0 | 0 | 0 | 0 | 0 | 0 | 0 | 0
KS La Cygne SO2 Rate Annual v5.14 | 371 | 7275 | Rate Constraint in lbs/MMBtu | FALSE | L | Annual | Allowances Withdrawn (1:1) | Thousand Tons | 0 | 0 | 0 | 0 | 0 | 0 | 0 | 0
KS La Cygne SO2 Rate Annual v5.14 | 371 | 7275 | Rate Constraint in lbs/MMBtu | FALSE | L | Annual | Allowances Withdrawn (n:1) | Thousand Tons | 0 | 0 | 0 | 0 | 0 | 0 | 0 | 0
KS La Cygne SO2 Rate Annual v5.14 | 371 | 7275 | Rate Constraint in lbs/MMBtu | FALSE | L | Annual | Net Emissions Allowance Position | Thousand Tons | 1.0736 | 0.42903 | 0.33435 | 0.25978 | 0.056793 | 0 | 0 | 0
KS La Cygne SO2 Rate Annual v5.14 | 371 | 7275 | Rate Constraint in lbs/MMBtu | FALSE | L | Annual | Fuel Consumed | TBtu | 101.3482 | 45.8139 | 35.7035 | 27.7408 | 6.0646 | 0 | 0 | 0
KS La Cygne SO2 Rate Annual v5.14 | 371 | 7275 | Rate Constraint in lbs/MMBtu | FALSE | L | Annual | Rate | lb/MMBtu | 0.021187 | 0.018729 | 0.018729 | 0.018729 | 0.018729 | 0 | 0 | 0
KS La Cygne SO2 Rate Annual v5.14 | 371 | 7275 | Rate Constraint in lbs/MMBtu | FALSE | L | Annual | Generation | TWh | 9.6055 | 4.3808 | 3.414 | 2.6526 | 0.57991 | 0 | 0 | 0
KS La Cygne SO2 Rate Annual v5.14 | 371 | 7275 | Rate Constraint in lbs/MMBtu | FALSE | L | Annual | Qualifying Generation | TWh | 9.6055 | 4.3808 | 3.414 | 2.6526 | 0.57991 | 0 | 0 | 0
KS La Cygne SO2 Rate Annual v5.14 | 371 | 7275 | Rate Constraint in lbs/MMBtu | FALSE | L | Annual | Rate | lb/MWh | 0.22354 | 0.19587 | 0.19587 | 0.19587 | 0.19587 | 0 | 0 | 0
KS La Cygne SO2 Rate Annual v5.14 | 371 | 7275 | Rate Constraint in lbs/MMBtu | FALSE | L | Annual | Constraint Shadow Price | US2019$/Ton | 0 | 0 | 0 | 0 | 0 | 0 | 0 | 0
KY Bluegrass - NOX Cap Annual v6.20 | 372 | 7695 | Rate Constraint in MTons | FALSE | L | Annual | Seasons Included | Seasons | Winter, WintShld, Summer | Winter, WintShld, Summer | Winter, WintShld, Summer | Winter, WintShld, Summer | Winter, WintShld, Summer | Winter, WintShld, Summer | Winter, WintShld, Summer | Winter, WintShld, Summer
KY Bluegrass - NOX Cap Annual v6.20 | 372 | 7695 | Rate Constraint in MTons | FALSE | L | Annual | Standard NOX | Thousand Tons | 0.095 | 0.095 | 0.095 | 0.095 | 0.095 | 0.095 | 0.095 | 0.095
KY Bluegrass - NOX Cap Annual v6.20 | 372 | 7695 | Rate Constraint in MTons | FALSE | L | Annual | Emissions at Affected Plants NOX | Thousand Tons | 0.0073937 | 0.027318 | 0.061463 | 0.030593 | 0.0594 | 0.022717 | 0 | 0
KY Bluegrass - NOX Cap Annual v6.20 | 372 | 7695 | Rate Constraint in MTons | FALSE | L | Annual | Allowances Purchased NOX | Thousand Tons | 0 | 0 | 0 | 0 | 0 | 0 | 0 | 0
KY Bluegrass - NOX Cap Annual v6.20 | 372 | 7695 | Rate Constraint in MTons | FALSE | L | Annual | Allowances Sold NOX | Thousand Tons | 0 | 0 | 0 | 0 | 0 | 0 | 0 | 0
KY Bluegrass - NOX Cap Annual v6.20 | 372 | 7695 | Rate Constraint in MTons | FALSE | L | Annual | Allowances Banked | Thousand Tons | 0 | 0 | 0 | 0 | 0 | 0 | 0 | 0
KY Bluegrass - NOX Cap Annual v6.20 | 372 | 7695 | Rate Constraint in MTons | FALSE | L | Annual | Allowances Withdrawn (1:1) | Thousand Tons | 0 | 0 | 0 | 0 | 0 | 0 | 0 | 0
KY Bluegrass - NOX Cap Annual v6.20 | 372 | 7695 | Rate Constraint in MTons | FALSE | L | Annual | Allowances Withdrawn (n:1) | Thousand Tons | 0 | 0 | 0 | 0 | 0 | 0 | 0 | 0
KY Bluegrass - NOX Cap Annual v6.20 | 372 | 7695 | Rate Constraint in MTons | FALSE | L | Annual | Net Emissions Allowance Position | Thousand Tons | 0.0073937 | 0.027318 | 0.061463 | 0.030593 | 0.0594 | 0.022717 | 0 | 0
KY Bluegrass - NOX Cap Annual v6.20 | 372 | 7695 | Rate Constraint in MTons | FALSE | L | Annual | Fuel Consumed | TBtu | 0.22114 | 0.8169 | 1.8383 | 0.91498 | 1.7766 | 0.67943 | 0 | 0
KY Bluegrass - NOX Cap Annual v6.20 | 372 | 7695 | Rate Constraint in MTons | FALSE | L | Annual | Rate | lb/MMBtu | 0.06687 | 0.066881 | 0.06687 | 0.06687 | 0.06687 | 0.06687 | 0 | 0
KY Bluegrass - NOX Cap Annual v6.20 | 372 | 7695 | Rate Constraint in MTons | FALSE | L | Annual | Generation | TWh | 0.019935 | 0.073641 | 0.16572 | 0.082483 | 0.16015 | 0.061249 | 0 | 0
KY Bluegrass - NOX Cap Annual v6.20 | 372 | 7695 | Rate Constraint in MTons | FALSE | L | Annual | Qualifying Generation | TWh | 0.019935 | 0.073641 | 0.16572 | 0.082483 | 0.16015 | 0.061249 | 0 | 0
KY Bluegrass - NOX Cap Annual v6.20 | 372 | 7695 | Rate Constraint in MTons | FALSE | L | Annual | Rate | lb/MWh | 0.74179 | 0.74191 | 0.74179 | 0.74179 | 0.74179 | 0.74179 | 0 | 0
KY Bluegrass - NOX Cap Annual v6.20 | 372 | 7695 | Rate Constraint in MTons | FALSE | L | Annual | Constraint Shadow Price | US2019$/Ton | 0 | 0 | 0 | 0 | 0 | 0 | 0 | 0
KY Paddys Run - NOX Cap Annual v6.20 | 373 | 7693 | Rate Constraint in MTons | FALSE | L | Annual | Seasons Included | Seasons | Winter, WintShld, Summer | Winter, WintShld, Summer | Winter, WintShld, Summer | Winter, WintShld, Summer | Winter, WintShld, Summer | Winter, WintShld, Summer | Winter, WintShld, Summer | Winter, WintShld, Summer
KY Paddys Run - NOX Cap Annual v6.20 | 373 | 7693 | Rate Constraint in MTons | FALSE | L | Annual | Standard NOX | Thousand Tons | 0.1 | 0.1 | 0.1 | 0.1 | 0.1 | 0.1 | 0.1 | 0.1
KY Paddys Run - NOX Cap Annual v6.20 | 373 | 7693 | Rate Constraint in MTons | FALSE | L | Annual | Emissions at Affected Plants NOX | Thousand Tons | 0.034375 | 0.079744 | 0.1 | 0.1 | 0.1 | 0.090084 | 0.070239 | 0.064204
KY Paddys Run - NOX Cap Annual v6.20 | 373 | 7693 | Rate Constraint in MTons | FALSE | L | Annual | Allowances Purchased NOX | Thousand Tons | 0 | 0 | 0 | 0 | 0 | 0 | 0 | 0
KY Paddys Run - NOX Cap Annual v6.20 | 373 | 7693 | Rate Constraint in MTons | FALSE | L | Annual | Allowances Sold NOX | Thousand Tons | 0 | 0 | 0 | 0 | 0 | 0 | 0 | 0
KY Paddys Run - NOX Cap Annual v6.20 | 373 | 7693 | Rate Constraint in MTons | FALSE | L | Annual | Allowances Banked | Thousand Tons | 0 | 0 | 0 | 0 | 0 | 0 | 0 | 0
KY Paddys Run - NOX Cap Annual v6.20 | 373 | 7693 | Rate Constraint in MTons | FALSE | L | Annual | Allowances Withdrawn (1:1) | Thousand Tons | 0 | 0 | 0 | 0 | 0 | 0 | 0 | 0
KY Paddys Run - NOX Cap Annual v6.20 | 373 | 7693 | Rate Constraint in MTons | FALSE | L | Annual | Allowances Withdrawn (n:1) | Thousand Tons | 0 | 0 | 0 | 0 | 0 | 0 | 0 | 0
KY Paddys Run - NOX Cap Annual v6.20 | 373 | 7693 | Rate Constraint in MTons | FALSE | L | Annual | Net Emissions Allowance Position | Thousand Tons | 0.034375 | 0.079744 | 0.1 | 0.1 | 0.1 | 0.090084 | 0.070239 | 0.064204
KY Paddys Run - NOX Cap Annual v6.20 | 373 | 7693 | Rate Constraint in MTons | FALSE | L | Annual | Fuel Consumed | TBtu | 0.31823 | 0.89755 | 1.2139 | 1.4589 | 1.1876 | 0.86468 | 0.7555 | 0.72852
KY Paddys Run - NOX Cap Annual v6.20 | 373 | 7693 | Rate Constraint in MTons | FALSE | L | Annual | Rate | lb/MMBtu | 0.21604 | 0.17769 | 0.16476 | 0.13709 | 0.1684 | 0.20837 | 0.18594 | 0.17626
KY Paddys Run - NOX Cap Annual v6.20 | 373 | 7693 | Rate Constraint in MTons | FALSE | L | Annual | Generation | TWh | 0.028625 | 0.080736 | 0.10919 | 0.13123 | 0.10683 | 0.07778 | 0.067959 | 0.065532
KY Paddys Run - NOX Cap Annual v6.20 | 373 | 7693 | Rate Constraint in MTons | FALSE | L | Annual | Qualifying Generation | TWh | 0.028625 | 0.080736 | 0.10919 | 0.13123 | 0.10683 | 0.07778 | 0.067959 | 0.065532
KY Paddys Run - NOX Cap Annual v6.20 | 373 | 7693 | Rate Constraint in MTons | FALSE | L | Annual | Rate | lb/MWh | 2.4017 | 1.9754 | 1.8317 | 1.524 | 1.8721 | 2.3164 | 2.0671 | 1.9595
KY Paddys Run - NOX Cap Annual v6.20 | 373 | 7693 | Rate Constraint in MTons | FALSE | L | Annual | Constraint Shadow Price | US2019$/Ton | 0 | 0 | 13.2471 | 307.0963 | 198.3281 | 0 | 0 | 0
LA Big Cajun 1 CT- NOx Summer v4.10 | 374 | 7519 | Rate Constraint in lbs/MMBtu | FALSE | L | Annual | Seasons Included | Seasons | Summer | Summer | Summer | Summer | Summer | Summer | Summer | Summer
LA Big Cajun 1 CT- NOx Summer v4.10 | 374 | 7519 | Rate Constraint in lbs/MMBtu | FALSE | L | Annual | Standard NOX | lb/MMBtu | 0.2 | 0.2 | 0.2 | 0.2 | 0.2 | 0.2 | 0.2 | 0.2
LA Big Cajun 1 CT- NOx Summer v4.10 | 374 | 7519 | Rate Constraint in lbs/MMBtu | FALSE | L | Annual | Emissions at Affected Plants NOX | Thousand Tons | 0.00016801 | 0.0031449 | 0.0055035 | 0.0066392 | 0.003669 | 0 | 0 | 0
LA Big Cajun 1 CT- NOx Summer v4.10 | 374 | 7519 | Rate Constraint in lbs/MMBtu | FALSE | L | Annual | Allowances Purchased NOX | Thousand Tons | 0 | 0 | 0 | 0 | 0 | 0 | 0 | 0
LA Big Cajun 1 CT- NOx Summer v4.10 | 374 | 7519 | Rate Constraint in lbs/MMBtu | FALSE | L | Annual | Allowances Sold NOX | Thousand Tons | 0 | 0 | 0 | 0 | 0 | 0 | 0 | 0
LA Big Cajun 1 CT- NOx Summer v4.10 | 374 | 7519 | Rate Constraint in lbs/MMBtu | FALSE | L | Annual | Allowances Banked | Thousand Tons | 0 | 0 | 0 | 0 | 0 | 0 | 0 | 0
LA Big Cajun 1 CT- NOx Summer v4.10 | 374 | 7519 | Rate Constraint in lbs/MMBtu | FALSE | L | Annual | Allowances Withdrawn (1:1) | Thousand Tons | 0 | 0 | 0 | 0 | 0 | 0 | 0 | 0
LA Big Cajun 1 CT- NOx Summer v4.10 | 374 | 7519 | Rate Constraint in lbs/MMBtu | FALSE | L | Annual | Allowances Withdrawn (n:1) | Thousand Tons | 0 | 0 | 0 | 0 | 0 | 0 | 0 | 0
LA Big Cajun 1 CT- NOx Summer v4.10 | 374 | 7519 | Rate Constraint in lbs/MMBtu | FALSE | L | Annual | Net Emissions Allowance Position | Thousand Tons | 0.00016801 | 0.0031449 | 0.0055035 | 0.0066392 | 0.003669 | 0 | 0 | 0
LA Big Cajun 1 CT- NOx Summer v4.10 | 374 | 7519 | Rate Constraint in lbs/MMBtu | FALSE | L | Annual | Fuel Consumed | TBtu | 0.0046262 | 0.086594 | 0.15154 | 0.18281 | 0.10103 | 0 | 0 | 0
LA Big Cajun 1 CT- NOx Summer v4.10 | 374 | 7519 | Rate Constraint in lbs/MMBtu | FALSE | L | Annual | Rate | lb/MMBtu | 0.072635 | 0.072635 | 0.072635 | 0.072635 | 0.072635 | 0 | 0 | 0
LA Big Cajun 1 CT- NOx Summer v4.10 | 374 | 7519 | Rate Constraint in lbs/MMBtu | FALSE | L | Annual | Generation | TWh | 0.00036575 | 0.0068462 | 0.011981 | 0.014453 | 0.0079872 | 0 | 0 | 0
LA Big Cajun 1 CT- NOx Summer v4.10 | 374 | 7519 | Rate Constraint in lbs/MMBtu | FALSE | L | Annual | Qualifying Generation | TWh | 0.00036575 | 0.0068462 | 0.011981 | 0.014453 | 0.0079872 | 0 | 0 | 0
LA Big Cajun 1 CT- NOx Summer v4.10 | 374 | 7519 | Rate Constraint in lbs/MMBtu | FALSE | L | Annual | Rate | lb/MWh | 0.91872 | 0.91872 | 0.91872 | 0.91872 | 0.91872 | 0 | 0 | 0
LA Big Cajun 1 CT- NOx Summer v4.10 | 374 | 7519 | Rate Constraint in lbs/MMBtu | FALSE | L | Annual | Constraint Shadow Price | US2019$/Ton | 0 | 0 | 0 | 0 | 0 | 0 | 0 | 0
LA Big Cajun 1 OGS- NOx Summer v4.10 | 375 | 7520 | Rate Constraint in lbs/MMBtu | FALSE | L | Annual | Seasons Included | Seasons | Summer | Summer | Summer | Summer | Summer | Summer | Summer | Summer
LA Big Cajun 1 OGS- NOx Summer v4.10 | 375 | 7520 | Rate Constraint in lbs/MMBtu | FALSE | L | Annual | Standard NOX | lb/MMBtu | 0.1 | 0.1 | 0.1 | 0.1 | 0.1 | 0.1 | 0.1 | 0.1
LA Big Cajun 1 OGS- NOx Summer v4.10 | 375 | 7520 | Rate Constraint in lbs/MMBtu | FALSE | L | Annual | Emissions at Affected Plants NOX | Thousand Tons | 0 | 0 | 0 | 0 | 0 | 0 | 0 | 0
LA Big Cajun 1 OGS- NOx Summer v4.10 | 375 | 7520 | Rate Constraint in lbs/MMBtu | FALSE | L | Annual | Allowances Purchased NOX | Thousand Tons | 0 | 0 | 0 | 0 | 0 | 0 | 0 | 0
LA Big Cajun 1 OGS- NOx Summer v4.10 | 375 | 7520 | Rate Constraint in lbs/MMBtu | FALSE | L | Annual | Allowances Sold NOX | Thousand Tons | 0 | 0 | 0 | 0 | 0 | 0 | 0 | 0
LA Big Cajun 1 OGS- NOx Summer v4.10 | 375 | 7520 | Rate Constraint in lbs/MMBtu | FALSE | L | Annual | Allowances Banked | Thousand Tons | 0 | 0 | 0 | 0 | 0 | 0 | 0 | 0
LA Big Cajun 1 OGS- NOx Summer v4.10 | 375 | 7520 | Rate Constraint in lbs/MMBtu | FALSE | L | Annual | Allowances Withdrawn (1:1) | Thousand Tons | 0 | 0 | 0 | 0 | 0 | 0 | 0 | 0
LA Big Cajun 1 OGS- NOx Summer v4.10 | 375 | 7520 | Rate Constraint in lbs/MMBtu | FALSE | L | Annual | Allowances Withdrawn (n:1) | Thousand Tons | 0 | 0 | 0 | 0 | 0 | 0 | 0 | 0
LA Big Cajun 1 OGS- NOx Summer v4.10 | 375 | 7520 | Rate Constraint in lbs/MMBtu | FALSE | L | Annual | Net Emissions Allowance Position | Thousand Tons | 0 | 0 | 0 | 0 | 0 | 0 | 0 | 0
LA Big Cajun 1 OGS- NOx Summer v4.10 | 375 | 7520 | Rate Constraint in lbs/MMBtu | FALSE | L | Annual | Fuel Consumed | TBtu | 0 | 0 | 0 | 0 | 0 | 0 | 0 | 0
LA Big Cajun 1 OGS- NOx Summer v4.10 | 375 | 7520 | Rate Constraint in lbs/MMBtu | FALSE | L | Annual | Rate | lb/MMBtu | 0 | 0 | 0 | 0 | 0 | 0 | 0 | 0
LA Big Cajun 1 OGS- NOx Summer v4.10 | 375 | 7520 | Rate Constraint in lbs/MMBtu | FALSE | L | Annual | Generation | TWh | 0 | 0 | 0 | 0 | 0 | 0 | 0 | 0
LA Big Cajun 1 OGS- NOx Summer v4.10 | 375 | 7520 | Rate Constraint in lbs/MMBtu | FALSE | L | Annual | Qualifying Generation | TWh | 0 | 0 | 0 | 0 | 0 | 0 | 0 | 0
LA Big Cajun 1 OGS- NOx Summer v4.10 | 375 | 7520 | Rate Constraint in lbs/MMBtu | FALSE | L | Annual | Rate | lb/MWh | 0 | 0 | 0 | 0 | 0 | 0 | 0 | 0
LA Big Cajun 1 OGS- NOx Summer v4.10 | 375 | 7520 | Rate Constraint in lbs/MMBtu | FALSE | L | Annual | Constraint Shadow Price | US2019$/Ton | 0 | 0 | 0 | 0 | 0 | 0 | 0 | 0
LA Big Cajun 2- NOx Summer v4.10 | 376 | 7521 | Rate Constraint in lbs/MMBtu | FALSE | L | Annual | Seasons Included | Seasons | Summer | Summer | Summer | Summer | Summer | Summer | Summer | Summer
LA Big Cajun 2- NOx Summer v4.10 | 376 | 7521 | Rate Constraint in lbs/MMBtu | FALSE | L | Annual | Standard NOX | lb/MMBtu | 0.21 | 0.21 | 0.21 | 0.21 | 0.21 | 0.21 | 0.21 | 0.21
LA Big Cajun 2- NOx Summer v4.10 | 376 | 7521 | Rate Constraint in lbs/MMBtu | FALSE | L | Annual | Emissions at Affected Plants NOX | Thousand Tons | 2.0684 | 0.70212 | 0 | 0 | 0 | 0 | 0 | 0
LA Big Cajun 2- NOx Summer v4.10 | 376 | 7521 | Rate Constraint in lbs/MMBtu | FALSE | L | Annual | Allowances Purchased NOX | Thousand Tons | 0 | 0 | 0 | 0 | 0 | 0 | 0 | 0
LA Big Cajun 2- NOx Summer v4.10 | 376 | 7521 | Rate Constraint in lbs/MMBtu | FALSE | L | Annual | Allowances Sold NOX | Thousand Tons | 0 | 0 | 0 | 0 | 0 | 0 | 0 | 0
LA Big Cajun 2- NOx Summer v4.10 | 376 | 7521 | Rate Constraint in lbs/MMBtu | FALSE | L | Annual | Allowances Banked | Thousand Tons | 0 | 0 | 0 | 0 | 0 | 0 | 0 | 0
LA Big Cajun 2- NOx Summer v4.10 | 376 | 7521 | Rate Constraint in lbs/MMBtu | FALSE | L | Annual | Allowances Withdrawn (1:1) | Thousand Tons | 0 | 0 | 0 | 0 | 0 | 0 | 0 | 0
LA Big Cajun 2- NOx Summer v4.10 | 376 | 7521 | Rate Constraint in lbs/MMBtu | FALSE | L | Annual | Allowances Withdrawn (n:1) | Thousand Tons | 0 | 0 | 0 | 0 | 0 | 0 | 0 | 0
LA Big Cajun 2- NOx Summer v4.10 | 376 | 7521 | Rate Constraint in lbs/MMBtu | FALSE | L | Annual | Net Emissions Allowance Position | Thousand Tons | 2.0684 | 0.70212 | 0 | 0 | 0 | 0 | 0 | 0
LA Big Cajun 2- NOx Summer v4.10 | 376 | 7521 | Rate Constraint in lbs/MMBtu | FALSE | L | Annual | Fuel Consumed | TBtu | 33.5419 | 11.496 | 0 | 0 | 0 | 0 | 0 | 0
LA Big Cajun 2- NOx Summer v4.10 | 376 | 7521 | Rate Constraint in lbs/MMBtu | FALSE | L | Annual | Rate | lb/MMBtu | 0.12333 | 0.12215 | 0 | 0 | 0 | 0 | 0 | 0
LA Big Cajun 2- NOx Summer v4.10 | 376 | 7521 | Rate Constraint in lbs/MMBtu | FALSE | L | Annual | Generation | TWh | 3.2134 | 1.1014 | 0 | 0 | 0 | 0 | 0 | 0
LA Big Cajun 2- NOx Summer v4.10 | 376 | 7521 | Rate Constraint in lbs/MMBtu | FALSE | L | Annual | Qualifying Generation | TWh | 3.2134 | 1.1014 | 0 | 0 | 0 | 0 | 0 | 0
LA Big Cajun 2- NOx Summer v4.10 | 376 | 7521 | Rate Constraint in lbs/MMBtu | FALSE | L | Annual | Rate | lb/MWh | 1.2874 | 1.275 | 0 | 0 | 0 | 0 | 0 | 0
LA Big Cajun 2- NOx Summer v4.10 | 376 | 7521 | Rate Constraint in lbs/MMBtu | FALSE | L | Annual | Constraint Shadow Price | US2019$/Ton | 0 | 0 | 0 | 0 | 0 | 0 | 0 | 0
LA Carville Energy LLC -Nox Summer v5.12 | 377 | 7522 | Rate Constraint in lbs/MMBtu | FALSE | L | Annual | Seasons Included | Seasons | Summer | Summer | Summer | Summer | Summer | Summer | Summer | Summer
LA Carville Energy LLC -Nox Summer v5.12 | 377 | 7522 | Rate Constraint in lbs/MMBtu | FALSE | L | Annual | Standard NOX | lb/MMBtu | 0.2 | 0.2 | 0.2 | 0.2 | 0.2 | 0.2 | 0.2 | 0.2
LA Carville Energy LLC -Nox Summer v5.12 | 377 | 7522 | Rate Constraint in lbs/MMBtu | FALSE | L | Annual | Emissions at Affected Plants NOX | Thousand Tons | 0.18038 | 0.18038 | 0.18038 | 0.18038 | 0.18038 | 0.18038 | 0.18038 | 0.18038
LA Carville Energy LLC -Nox Summer v5.12 | 377 | 7522 | Rate Constraint in lbs/MMBtu | FALSE | L | Annual | Allowances Purchased NOX | Thousand Tons | 0 | 0 | 0 | 0 | 0 | 0 | 0 | 0
LA Carville Energy LLC -Nox Summer v5.12 | 377 | 7522 | Rate Constraint in lbs/MMBtu | FALSE | L | Annual | Allowances Sold NOX | Thousand Tons | 0 | 0 | 0 | 0 | 0 | 0 | 0 | 0
LA Carville Energy LLC -Nox Summer v5.12 | 377 | 7522 | Rate Constraint in lbs/MMBtu | FALSE | L | Annual | Allowances Banked | Thousand Tons | 0 | 0 | 0 | 0 | 0 | 0 | 0 | 0
LA Carville Energy LLC -Nox Summer v5.12 | 377 | 7522 | Rate Constraint in lbs/MMBtu | FALSE | L | Annual | Allowances Withdrawn (1:1) | Thousand Tons | 0 | 0 | 0 | 0 | 0 | 0 | 0 | 0
LA Carville Energy LLC -Nox Summer v5.12 | 377 | 7522 | Rate Constraint in lbs/MMBtu | FALSE | L | Annual | Allowances Withdrawn (n:1) | Thousand Tons | 0 | 0 | 0 | 0 | 0 | 0 | 0 | 0
LA Carville Energy LLC -Nox Summer v5.12 | 377 | 7522 | Rate Constraint in lbs/MMBtu | FALSE | L | Annual | Net Emissions Allowance Position | Thousand Tons | 0.18038 | 0.18038 | 0.18038 | 0.18038 | 0.18038 | 0.18038 | 0.18038 | 0.18038
LA Carville Energy LLC -Nox Summer v5.12 | 377 | 7522 | Rate Constraint in lbs/MMBtu | FALSE | L | Annual | Fuel Consumed | TBtu | 8.526 | 8.526 | 8.526 | 8.526 | 8.526 | 8.526 | 8.526 | 8.526
LA Carville Energy LLC -Nox Summer v5.12 | 377 | 7522 | Rate Constraint in lbs/MMBtu | FALSE | L | Annual | Rate | lb/MMBtu | 0.042312 | 0.042312 | 0.042312 | 0.042312 | 0.042312 | 0.042312 | 0.042312 | 0.042312
LA Carville Energy LLC -Nox Summer v5.12 | 377 | 7522 | Rate Constraint in lbs/MMBtu | FALSE | L | Annual | Generation | TWh | 1.717 | 1.717 | 1.717 | 1.717 | 1.717 | 1.717 | 1.717 | 1.717
LA Carville Energy LLC -Nox Summer v5.12 | 377 | 7522 | Rate Constraint in lbs/MMBtu | FALSE | L | Annual | Qualifying Generation | TWh | 1.3011 | 1.3011 | 1.3011 | 1.3011 | 1.3011 | 1.3011 | 1.3011 | 1.3011
LA Carville Energy LLC -Nox Summer v5.12 | 377 | 7522 | Rate Constraint in lbs/MMBtu | FALSE | L | Annual | Rate | lb/MWh | 0.27727 | 0.27727 | 0.27727 | 0.27727 | 0.27727 | 0.27727 | 0.27727 | 0.27727
LA Carville Energy LLC -Nox Summer v5.12 | 377 | 7522 | Rate Constraint in lbs/MMBtu | FALSE | L | Annual | Constraint Shadow Price | US2019$/Ton | 0 | 0 | 0 | 0 | 0 | 0 | 0 | 0
LA Formosa Plastics High - NOx Summer v4.10 | 378 | 7523 | Rate Constraint in lbs/MMBtu | FALSE | L | Annual | Seasons Included | Seasons | Summer | Summer | Summer | Summer | Summer | Summer | Summer | Summer
LA Formosa Plastics High - NOx Summer v4.10 | 378 | 7523 | Rate Constraint in lbs/MMBtu | FALSE | L | Annual | Standard NOX | lb/MMBtu | 0.52663 | 0.52663 | 0.52663 | 0.52663 | 0.52663 | 0.52663 | 0.52663 | 0.52663
LA Formosa Plastics High - NOx Summer v4.10 | 378 | 7523 | Rate Constraint in lbs/MMBtu | FALSE | L | Annual | Emissions at Affected Plants NOX | Thousand Tons | 0.0037615 | 0.0091799 | 0.015712 | 0.015712 | 0.015712 | 0.0043874 | 0.0043874 | 0.0043874
LA Formosa Plastics High - NOx Summer v4.10 | 378 | 7523 | Rate Constraint in lbs/MMBtu | FALSE | L | Annual | Allowances Purchased NOX | Thousand Tons | 0 | 0 | 0 | 0 | 0 | 0 | 0 | 0
LA Formosa Plastics High - NOx Summer v4.10 | 378 | 7523 | Rate Constraint in lbs/MMBtu | FALSE | L | Annual | Allowances Sold NOX | Thousand Tons | 0 | 0 | 0 | 0 | 0 | 0 | 0 | 0
LA Formosa Plastics High - NOx Summer v4.10 | 378 | 7523 | Rate Constraint in lbs/MMBtu | FALSE | L | Annual | Allowances Banked | Thousand Tons | 0 | 0 | 0 | 0 | 0 | 0 | 0 | 0
LA Formosa Plastics High - NOx Summer v4.10 | 378 | 7523 | Rate Constraint in lbs/MMBtu | FALSE | L | Annual | Allowances Withdrawn (1:1) | Thousand Tons | 0 | 0 | 0 | 0 | 0 | 0 | 0 | 0
LA Formosa Plastics High - NOx Summer v4.10 | 378 | 7523 | Rate Constraint in lbs/MMBtu | FALSE | L | Annual | Allowances Withdrawn (n:1) | Thousand Tons | 0 | 0 | 0 | 0 | 0 | 0 | 0 | 0
LA Formosa Plastics High - NOx Summer v4.10 | 378 | 7523 | Rate Constraint in lbs/MMBtu | FALSE | L | Annual | Net Emissions Allowance Position | Thousand Tons | 0.0037615 | 0.0091799 | 0.015712 | 0.015712 | 0.015712 | 0.0043874 | 0.0043874 | 0.0043874
LA Formosa Plastics High - NOx Summer v4.10 | 378 | 7523 | Rate Constraint in lbs/MMBtu | FALSE | L | Annual | Fuel Consumed | TBtu | 0.028451 | 0.069434 | 0.11884 | 0.11884 | 0.11884 | 0.033185 | 0.033185 | 0.033185
LA Formosa Plastics High - NOx Summer v4.10 | 378 | 7523 | Rate Constraint in lbs/MMBtu | FALSE | L | Annual | Rate | lb/MMBtu | 0.26442 | 0.26442 | 0.26442 | 0.26442 | 0.26442 | 0.26442 | 0.26442 | 0.26442
LA Formosa Plastics High - NOx Summer v4.10 | 378 | 7523 | Rate Constraint in lbs/MMBtu | FALSE | L | Annual | Generation | TWh | 0.009026 | 0.022028 | 0.037703 | 0.037703 | 0.037703 | 0.010528 | 0.010528 | 0.010528
LA Formosa Plastics High - NOx Summer v4.10 | 378 | 7523 | Rate Constraint in lbs/MMBtu | FALSE | L | Annual | Qualifying Generation | TWh | 0.0034279 | 0.0083656 | 0.014319 | 0.014319 | 0.014319 | 0.0039982 | 0.0039982 | 0.0039982
LA Formosa Plastics High - NOx Summer v4.10 | 378 | 7523 | Rate Constraint in lbs/MMBtu | FALSE | L | Annual | Rate | lb/MWh | 2.1947 | 2.1947 | 2.1947 | 2.1947 | 2.1947 | 2.1947 | 2.1947 | 2.1947
LA Formosa Plastics High - NOx Summer v4.10 | 378 | 7523 | Rate Constraint in lbs/MMBtu | FALSE | L | Annual | Constraint Shadow Price | US2019$/Ton | 0 | 0 | 0 | 0 | 0 | 0 | 0 | 0
LA Formosa Plastics Low - NOx Summer v4.10 | 379 | 7524 | Rate Constraint in lbs/MMBtu | FALSE | L | Annual | Seasons Included | Seasons | Summer | Summer | Summer | Summer | Summer | Summer | Summer | Summer
LA Formosa Plastics Low - NOx Summer v4.10 | 379 | 7524 | Rate Constraint in lbs/MMBtu | FALSE | L | Annual | Standard NOX | lb/MMBtu | 0.28506 | 0.28506 | 0.28506 | 0.28506 | 0.28506 | 0.28506 | 0.28506 | 0.28506
LA Formosa Plastics Low - NOx Summer v4.10 | 379 | 7524 | Rate Constraint in lbs/MMBtu | FALSE | L | Annual | Emissions at Affected Plants NOX | Thousand Tons | 0.0042932 | 0.0075859 | 0.014399 | 0.014399 | 0.014031 | 0.017089 | 0.02724 | 0.02724
LA Formosa Plastics Low - NOx Summer v4.10 | 379 | 7524 | Rate Constraint in lbs/MMBtu | FALSE | L | Annual | Allowances Purchased NOX | Thousand Tons | 0 | 0 | 0 | 0 | 0 | 0 | 0 | 0
LA Formosa Plastics Low - NOx Summer v4.10 | 379 | 7524 | Rate Constraint in lbs/MMBtu | FALSE | L | Annual | Allowances Sold NOX | Thousand Tons | 0 | 0 | 0 | 0 | 0 | 0 | 0 | 0
LA Formosa Plastics Low - NOx Summer v4.10 | 379 | 7524 | Rate Constraint in lbs/MMBtu | FALSE | L | Annual | Allowances Banked | Thousand Tons | 0 | 0 | 0 | 0 | 0 | 0 | 0 | 0
LA Formosa Plastics Low - NOx Summer v4.10 | 379 | 7524 | Rate Constraint in lbs/MMBtu | FALSE | L | Annual | Allowances Withdrawn (1:1) | Thousand Tons | 0 | 0 | 0 | 0 | 0 | 0 | 0 | 0
LA Formosa Plastics Low - NOx Summer v4.10 | 379 | 7524 | Rate Constraint in lbs/MMBtu | FALSE | L | Annual | Allowances Withdrawn (n:1) | Thousand Tons | 0 | 0 | 0 | 0 | 0 | 0 | 0 | 0
LA Formosa Plastics Low - NOx Summer v4.10 | 379 | 7524 | Rate Constraint in lbs/MMBtu | FALSE | L | Annual | Net Emissions Allowance Position | Thousand Tons | 0.0042932 | 0.0075859 | 0.014399 | 0.014399 | 0.014031 | 0.017089 | 0.02724 | 0.02724
LA Formosa Plastics Low - NOx Summer v4.10 | 379 | 7524 | Rate Constraint in lbs/MMBtu | FALSE | L | Annual | Fuel Consumed | TBtu | 0.11303 | 0.19971 | 0.37909 | 0.37909 | 0.36938 | 0.4499 | 0.71715 | 0.71715
LA Formosa Plastics Low - NOx Summer v4.10 | 379 | 7524 | Rate Constraint in lbs/MMBtu | FALSE | L | Annual | Rate | lb/MMBtu | 0.075968 | 0.075968 | 0.075968 | 0.075968 | 0.075968 | 0.075968 | 0.075968 | 0.075968
LA Formosa Plastics Low - NOx Summer v4.10 | 379 | 7524 | Rate Constraint in lbs/MMBtu | FALSE | L | Annual | Generation | TWh | 0.018517 | 0.032718 | 0.062105 | 0.062105 | 0.060514 | 0.073705 | 0.11749 | 0.11749
LA Formosa Plastics Low - NOx Summer v4.10 | 379 | 7524 | Rate Constraint in lbs/MMBtu | FALSE | L | Annual | Qualifying Generation | TWh | 0.012991 | 0.022955 | 0.043574 | 0.043574 | 0.042458 | 0.051712 | 0.082431 | 0.082431
LA Formosa Plastics Low - NOx Summer v4.10 | 379 | 7524 | Rate Constraint in lbs/MMBtu | FALSE | L | Annual | Rate | lb/MWh | 0.66092 | 0.66092 | 0.66092 | 0.66092 | 0.66092 | 0.66092 | 0.66092 | 0.66092
LA Formosa Plastics Low - NOx Summer v4.10 | 379 | 7524 | Rate Constraint in lbs/MMBtu | FALSE | L | Annual | Constraint Shadow Price | US2019$/Ton | 0 | 0 | 0 | 0 | 0 | 0 | 0 | 0
LA Geismar Cogen -Nox Summer v5.12 | 380 | 7525 | Rate Constraint in lbs/MMBtu | FALSE | L | Annual | Seasons Included | Seasons | Summer | Summer | Summer | Summer | Summer | Summer | Summer | Summer
LA Geismar Cogen -Nox Summer v5.12 | 380 | 7525 | Rate Constraint in lbs/MMBtu | FALSE | L | Annual | Standard NOX | lb/MMBtu | 0.2 | 0.2 | 0.2 | 0.2 | 0.2 | 0.2 | 0.2 | 0.2
LA Geismar Cogen -Nox Summer v5.12 | 380 | 7525 | Rate Constraint in lbs/MMBtu | FALSE | L | Annual | Emissions at Affected Plants NOX | Thousand Tons | 0.0043339 | 0 | 0 | 0 | 0 | 0 | 0 | 0
LA Geismar Cogen -Nox Summer v5.12 | 380 | 7525 | Rate Constraint in lbs/MMBtu | FALSE | L | Annual | Allowances Purchased NOX | Thousand Tons | 0 | 0 | 0 | 0 | 0 | 0 | 0 | 0
LA Geismar Cogen -Nox Summer v5.12 | 380 | 7525 | Rate Constraint in lbs/MMBtu | FALSE | L | Annual | Allowances Sold NOX | Thousand Tons | 0 | 0 | 0 | 0 | 0 | 0 | 0 | 0
LA Geismar Cogen -Nox Summer v5.12 | 380 | 7525 | Rate Constraint in lbs/MMBtu | FALSE | L | Annual | Allowances Banked | Thousand Tons | 0 | 0 | 0 | 0 | 0 | 0 | 0 | 0
LA Geismar Cogen -Nox Summer v5.12 | 380 | 7525 | Rate Constraint in lbs/MMBtu | FALSE | L | Annual | Allowances Withdrawn (1:1) | Thousand Tons | 0 | 0 | 0 | 0 | 0 | 0 | 0 | 0
LA Geismar Cogen -Nox Summer v5.12 | 380 | 7525 | Rate Constraint in lbs/MMBtu | FALSE | L | Annual | Allowances Withdrawn (n:1) | Thousand Tons | 0 | 0 | 0 | 0 | 0 | 0 | 0 | 0
LA Geismar Cogen -Nox Summer v5.12 | 380 | 7525 | Rate Constraint in lbs/MMBtu | FALSE | L | Annual | Net Emissions Allowance Position | Thousand Tons | 0.0043339 | 0 | 0 | 0 | 0 | 0 | 0 | 0
LA Geismar Cogen -Nox Summer v5.12 | 380 | 7525 | Rate Constraint in lbs/MMBtu | FALSE | L | Annual | Fuel Consumed | TBtu | 0.11915 | 0 | 0 | 0 | 0 | 0 | 0 | 0
LA Geismar Cogen -Nox Summer v5.12 | 380 | 7525 | Rate Constraint in lbs/MMBtu | FALSE | L | Annual | Rate | lb/MMBtu | 0.072747 | 0 | 0 | 0 | 0 | 0 | 0 | 0
LA Geismar Cogen -Nox Summer v5.12 | 380 | 7525 | Rate Constraint in lbs/MMBtu | FALSE | L | Annual | Generation | TWh | 0.020156 | 0 | 0 | 0 | 0 | 0 | 0 | 0
LA Geismar Cogen -Nox Summer v5.12 | 380 | 7525 | Rate Constraint in lbs/MMBtu | FALSE | L | Annual | Qualifying Generation | TWh | 0.013695 | 0 | 0 | 0 | 0 | 0 | 0 | 0
LA Geismar Cogen -Nox Summer v5.12 | 380 | 7525 | Rate Constraint in lbs/MMBtu | FALSE | L | Annual | Rate | lb/MWh | 0.6329 | 0 | 0 | 0 | 0 | 0 | 0 | 0
LA Geismar Cogen -Nox Summer v5.12 | 380 | 7525 | Rate Constraint in lbs/MMBtu | FALSE | L | Annual | Constraint Shadow Price | US2019$/Ton | 0 | 0 | 0 | 0 | 0 | 0 | 0 | 0
LA Georgia Gulf Plaquemine -Nox Summer v5.12 | 381 | 7526 | Rate Constraint in lbs/MMBtu | FALSE | L | Annual | Seasons Included | Seasons | Summer | Summer | Summer | Summer | Summer | Summer | Summer | Summer
LA Georgia Gulf Plaquemine -Nox Summer v5.12 | 381 | 7526 | Rate Constraint in lbs/MMBtu | FALSE | L | Annual | Standard NOX | lb/MMBtu | 0.2 | 0.2 | 0.2 | 0.2 | 0.2 | 0.2 | 0.2 | 0.2
LA Georgia Gulf Plaquemine -Nox Summer v5.12 | 381 | 7526 | Rate Constraint in lbs/MMBtu | FALSE | L | Annual | Emissions at Affected Plants NOX | Thousand Tons | 0.025908 | 0.047656 | 0.04757 | 0.089161 | 0.04757 | 0.033186 | 0.10684 | 0.10888
LA Georgia Gulf Plaquemine -Nox Summer v5.12 | 381 | 7526 | Rate Constraint in lbs/MMBtu | FALSE | L | Annual | Allowances Purchased NOX | Thousand Tons | 0 | 0 | 0 | 0 | 0 | 0 | 0 | 0
LA Georgia Gulf Plaquemine -Nox Summer v5.12 | 381 | 7526 | Rate Constraint in lbs/MMBtu | FALSE | L | Annual | Allowances Sold NOX | Thousand Tons | 0 | 0 | 0 | 0 | 0 | 0 | 0 | 0
LA Georgia Gulf Plaquemine -Nox Summer v5.12 | 381 | 7526 | Rate Constraint in lbs/MMBtu | FALSE | L | Annual | Allowances Banked | Thousand Tons | 0 | 0 | 0 | 0 | 0 | 0 | 0 | 0
LA Georgia Gulf Plaquemine -Nox Summer v5.12 | 381 | 7526 | Rate Constraint in lbs/MMBtu | FALSE | L | Annual | Allowances Withdrawn (1:1) | Thousand Tons | 0 | 0 | 0 | 0 | 0 | 0 | 0 | 0
LA Georgia Gulf Plaquemine -Nox Summer v5.12 | 381 | 7526 | Rate Constraint in lbs/MMBtu | FALSE | L | Annual | Allowances Withdrawn (n:1) | Thousand Tons | 0 | 0 | 0 | 0 | 0 | 0 | 0 | 0
LA Georgia Gulf Plaquemine -Nox Summer v5.12 | 381 | 7526 | Rate Constraint in lbs/MMBtu | FALSE | L | Annual | Net Emissions Allowance Position | Thousand Tons | 0.025908 | 0.047656 | 0.04757 | 0.089161 | 0.04757 | 0.033186 | 0.10684 | 0.10888
LA Georgia Gulf Plaquemine -Nox Summer v5.12 | 381 | 7526 | Rate Constraint in lbs/MMBtu | FALSE | L | Annual | Fuel Consumed | TBtu | 0.36014 | 0.66247 | 0.66126 | 1.2394 | 0.66126 | 0.46132 | 1.4851 | 1.5136
LA Georgia Gulf Plaquemine -Nox Summer v5.12 | 381 | 7526 | Rate Constraint in lbs/MMBtu | FALSE | L | Annual | Rate | lb/MMBtu | 0.14388 | 0.14388 | 0.14388 | 0.14388 | 0.14388 | 0.14388 | 0.14388 | 0.14388
LA Georgia Gulf Plaquemine -Nox Summer v5.12 | 381 | 7526 | Rate Constraint in lbs/MMBtu | FALSE | L | Annual | Generation | TWh | 0.060923 | 0.11207 | 0.11186 | 0.20966 | 0.11186 | 0.078038 | 0.25123 | 0.25604
LA Georgia Gulf Plaquemine -Nox Summer v5.12 | 381 | 7526 | Rate Constraint in lbs/MMBtu | FALSE | L | Annual | Qualifying Generation | TWh | 0.041396 | 0.076146 | 0.076007 | 0.14246 | 0.076007 | 0.053025 | 0.1707 | 0.17397
LA Georgia Gulf Plaquemine -Nox Summer v5.12 | 381 | 7526 | Rate Constraint in lbs/MMBtu | FALSE | L | Annual | Rate | lb/MWh | 1.2517 | 1.2517 | 1.2517 | 1.2517 | 1.2517 | 1.2517 | 1.2517 | 1.2517
LA Georgia Gulf Plaquemine -Nox Summer v5.12 | 381 | 7526 | Rate Constraint in lbs/MMBtu | FALSE | L | Annual | Constraint Shadow Price | US2019$/Ton | 0 | 0 | 0 | 0 | 0 | 0 | 0 | 0
LA Louisiana 1 - NOx Summer v4.10 | 382 | 7527 | Rate Constraint in lbs/MMBtu | FALSE | L | Annual | Seasons Included | Seasons | Summer | Summer | Summer | Summer | Summer | Summer | Summer | Summer
LA Louisiana 1 - NOx Summer v4.10 | 382 | 7527 | Rate Constraint in lbs/MMBtu | FALSE | L | Annual | Standard NOX | lb/MMBtu | 0.24144 | 0.24144 | 0.24144 | 0.24144 | 0.24144 | 0.24144 | 0.24144 | 0.24144
LA Louisiana 1 - NOx Summer v4.10 | 382 | 7527 | Rate Constraint in lbs/MMBtu | FALSE | L | Annual | Emissions at Affected Plants NOX | Thousand Tons | 0.097605 | 0.097605 | 0.097605 | 0.097605 | 0.097605 | 0.097605 | 0.097605 | 0.097605
LA Louisiana 1 - NOx Summer v4.10 | 382 | 7527 | Rate Constraint in lbs/MMBtu | FALSE | L | Annual | Allowances Purchased NOX | Thousand Tons | 0 | 0 | 0 | 0 | 0 | 0 | 0 | 0
LA Louisiana 1 - NOx Summer v4.10 | 382 | 7527 | Rate Constraint in lbs/MMBtu | FALSE | L | Annual | Allowances Sold NOX | Thousand Tons | 0 | 0 | 0 | 0 | 0 | 0 | 0 | 0
LA Louisiana 1 - NOx Summer v4.10 | 382 | 7527 | Rate Constraint in lbs/MMBtu | FALSE | L | Annual | Allowances Banked | Thousand Tons | 0 | 0 | 0 | 0 | 0 | 0 | 0 | 0
LA Louisiana 1 - NOx Summer v4.10 | 382 | 7527 | Rate Constraint in lbs/MMBtu | FALSE | L | Annual | Allowances Withdrawn (1:1) | Thousand Tons | 0 | 0 | 0 | 0 | 0 | 0 | 0 | 0
LA Louisiana 1 - NOx Summer v4.10 | 382 | 7527 | Rate Constraint in lbs/MMBtu | FALSE | L | Annual | Allowances Withdrawn (n:1) | Thousand Tons | 0 | 0 | 0 | 0 | 0 | 0 | 0 | 0
LA Louisiana 1 - NOx Summer v4.10 | 382 | 7527 | Rate Constraint in lbs/MMBtu | FALSE | L | Annual | Net Emissions Allowance Position | Thousand Tons | 0.097605 | 0.097605 | 0.097605 | 0.097605 | 0.097605 | 0.097605 | 0.097605 | 0.097605
LA Louisiana 1 - NOx Summer v4.10 | 382 | 7527 | Rate Constraint in lbs/MMBtu | FALSE | L | Annual | Fuel Consumed | TBtu | 0.98225 | 0.98225 | 0.98225 | 0.98225 | 0.98225 | 0.98225 | 0.98225 | 0.98225
LA Louisiana 1 - NOx Summer v4.10 | 382 | 7527 | Rate Constraint in lbs/MMBtu | FALSE | L | Annual | Rate | lb/MMBtu | 0.19874 | 0.19874 | 0.19874 | 0.19874 | 0.19874 | 0.19874 | 0.19874 | 0.19874
LA Louisiana 1 - NOx Summer v4.10 | 382 | 7527 | Rate Constraint in lbs/MMBtu | FALSE | L | Annual | Generation | TWh | 0.26702 | 0.26702 | 0.26702 | 0.26702 | 0.26702 | 0.26702 | 0.26702 | 0.26702
LA Louisiana 1 - NOx Summer v4.10 | 382 | 7527 | Rate Constraint in lbs/MMBtu | FALSE | L | Annual | Qualifying Generation | TWh | 0.21593 | 0.21593 | 0.21593 | 0.21593 | 0.21593 | 0.21593 | 0.21593 | 0.21593
LA Louisiana 1 - NOx Summer v4.10 | 382 | 7527 | Rate Constraint in lbs/MMBtu | FALSE | L | Annual | Rate | lb/MWh | 0.90406 | 0.90406 | 0.90406 | 0.90406 | 0.90406 | 0.90406 | 0.90406 | 0.90406
LA Louisiana 1 - NOx Summer v4.10 | 382 | 7527 | Rate Constraint in lbs/MMBtu | FALSE | L | Annual | Constraint Shadow Price | US2019$/Ton | 0 | 0 | 0 | 0 | 0 | 0 | 0 | 0
LA New Roads - NOx Summer v4.10 | 383 | 7528 | Rate Constraint in lbs/MMBtu | FALSE | L | Annual | Seasons Included | Seasons | Summer | Summer | Summer | Summer | Summer | Summer | Summer | Summer
LA New Roads - NOx Summer v4.10 | 383 | 7528 | Rate Constraint in lbs/MMBtu | FALSE | L | Annual | Standard NOX | lb/MMBtu | 0.2 | 0.2 | 0.2 | 0.2 | 0.2 | 0.2 | 0.2 | 0.2
LA New Roads - NOx Summer v4.10 | 383 | 7528 | Rate Constraint in lbs/MMBtu | FALSE | L | Annual | Emissions at Affected Plants NOX | Thousand Tons | 0 | 0.00030795 | 0.00053891 | 0.00065012 | 0.00035928 | 0 | 0 | 0
LA New Roads - NOx Summer v4.10 | 383 | 7528 | Rate Constraint in lbs/MMBtu | FALSE | L | Annual | Allowances Purchased NOX | Thousand Tons | 0 | 0 | 0 | 0 | 0 | 0 | 0 | 0
LA New Roads - NOx Summer v4.10 | 383 | 7528 | Rate Constraint in lbs/MMBtu | FALSE | L | Annual | Allowances Sold NOX | Thousand Tons | 0 | 0 | 0 | 0 | 0 | 0 | 0 | 0
LA New Roads - NOx Summer v4.10 | 383 | 7528 | Rate Constraint in lbs/MMBtu | FALSE | L | Annual | Allowances Banked | Thousand Tons | 0 | 0 | 0 | 0 | 0 | 0 | 0 | 0
LA New Roads - NOx Summer v4.10 | 383 | 7528 | Rate Constraint in lbs/MMBtu | FALSE | L | Annual | Allowances Withdrawn (1:1) | Thousand Tons | 0 | 0 | 0 | 0 | 0 | 0 | 0 | 0
LA New Roads - NOx Summer v4.10 | 383 | 7528 | Rate Constraint in lbs/MMBtu | FALSE | L | Annual | Allowances Withdrawn (n:1) | Thousand Tons | 0 | 0 | 0 | 0 | 0 | 0 | 0 | 0
LA New Roads - NOx Summer v4.10 | 383 | 7528 | Rate Constraint in lbs/MMBtu | FALSE | L | Annual | Net Emissions Allowance Position | Thousand Tons | 0 | 0.00030795 | 0.00053891 | 0.00065012 | 0.00035928 | 0 | 0 | 0
LA New Roads - NOx Summer v4.10 | 383 | 7528 | Rate Constraint in lbs/MMBtu | FALSE | L | Annual | Fuel Consumed | TBtu | 0 | 0.0030797 | 0.0053894 | 0.0065015 | 0.0035929 | 0 | 0 | 0
LA New Roads - NOx Summer v4.10 | 383 | 7528 | Rate Constraint in lbs/MMBtu | FALSE | L | Annual | Rate | lb/MMBtu | 0 | 0.19999 | 0.19999 | 0.19999 | 0.19999 | 0 | 0 | 0
LA New Roads - NOx Summer v4.10 | 383 | 7528 | Rate Constraint in lbs/MMBtu | FALSE | L | Annual | Generation | TWh | 0 | 0.00023305 | 0.00040783 | 0.00049199 | 0.00027189 | 0 | 0 | 0
LA New Roads - NOx Summer v4.10 | 383 | 7528 | Rate Constraint in lbs/MMBtu | FALSE | L | Annual | Qualifying Generation | TWh | 0 | 0.00023305 | 0.00040783 | 0.00049199 | 0.00027189 | 0 | 0 | 0
LA New Roads - NOx Summer v4.10 | 383 | 7528 | Rate Constraint in lbs/MMBtu | FALSE | L | Annual | Rate | lb/MWh | 0 | 2.6428 | 2.6428 | 2.6428 | 2.6428 | 0 | 0 | 0
LA New Roads - NOx Summer v4.10 | 383 | 7528 | Rate Constraint in lbs/MMBtu | FALSE | L | Annual | Constraint Shadow Price | US2019$/Ton | 0 | 0 | 0 | 0 | 0 | 0 | 0 | 0
LA Plaquemine Cogeneration Plant -Nox Summer v5.12 | 384 | 7529 | Rate Constraint in lbs/MMBtu | FALSE | L | Annual | Seasons Included | Seasons | Summer | Summer | Summer | Summer | Summer | Summer | Summer | Summer
LA Plaquemine Cogeneration Plant -Nox Summer v5.12 | 384 | 7529 | Rate Constraint in lbs/MMBtu | FALSE | L | Annual | Standard NOX | lb/MMBtu | 0.2 | 0.2 | 0.2 | 0.2 | 0.2 | 0.2 | 0.2 | 0.2
LA Plaquemine Cogeneration Plant -Nox Summer v5.12 | 384 | 7529 | Rate Constraint in lbs/MMBtu | FALSE | L | Annual | Emissions at Affected Plants NOX | Thousand Tons | 0.041848 | 0.078051 | 0.10576 | 0.12486 | 0.12486 | 0.013134 | 0.00076521 | 0.00076521
LA Plaquemine Cogeneration Plant -Nox Summer v5.12 | 384 | 7529 | Rate Constraint in lbs/MMBtu | FALSE | L | Annual | Allowances Purchased NOX | Thousand Tons | 0 | 0 | 0 | 0 | 0 | 0 | 0 | 0
LA Plaquemine Cogeneration Plant -Nox Summer v5.12 | 384 | 7529 | Rate Constraint in lbs/MMBtu | FALSE | L | Annual | Allowances Sold NOX | Thousand Tons | 0 | 0 | 0 | 0 | 0 | 0 | 0 | 0
LA Plaquemine Cogeneration Plant -Nox Summer v5.12 | 384 | 7529 | Rate Constraint in lbs/MMBtu | FALSE | L | Annual | Allowances Banked | Thousand Tons | 0 | 0 | 0 | 0 | 0 | 0 | 0 | 0
LA Plaquemine Cogeneration Plant -Nox Summer v5.12 | 384 | 7529 | Rate Constraint in lbs/MMBtu | FALSE | L | Annual | Allowances Withdrawn (1:1) | Thousand Tons | 0 | 0 | 0 | 0 | 0 | 0 | 0 | 0
LA Plaquemine Cogeneration Plant -Nox Summer v5.12 | 384 | 7529 | Rate Constraint in lbs/MMBtu | FALSE | L | Annual | Allowances Withdrawn (n:1) | Thousand Tons | 0 | 0 | 0 | 0 | 0 | 0 | 0 | 0
LA Plaquemine Cogeneration Plant -Nox Summer v5.12 | 384 | 7529 | Rate Constraint in lbs/MMBtu | FALSE | L | Annual | Net Emissions Allowance Position | Thousand Tons | 0.041848 | 0.078051 | 0.10576 | 0.12486 | 0.12486 | 0.013134 | 0.00076521 | 0.00076521
LA Plaquemine Cogeneration Plant -Nox Summer v5.12 | 384 | 7529 | Rate Constraint in lbs/MMBtu | FALSE | L | Annual | Fuel Consumed | TBtu | 4.584 | 8.5496 | 11.5853 | 13.6774 | 13.6774 | 1.4387 | 0.08382 | 0.08382
LA Plaquemine Cogeneration Plant -Nox Summer v5.12 | 384 | 7529 | Rate Constraint in lbs/MMBtu | FALSE | L | Annual | Rate | lb/MMBtu | 0.018258 | 0.018258 | 0.018258 | 0.018258 | 0.018258 | 0.018258 | 0.018258 | 0.018258
LA Plaquemine Cogeneration Plant -Nox Summer v5.12 | 384 | 7529 | Rate Constraint in lbs/MMBtu | FALSE | L | Annual | Generation | TWh | 0.6617 | 1.2341 | 1.6723 | 1.9743 | 1.9743 | 0.20767 | 0.012099 | 0.012099
LA Plaquemine Cogeneration Plant -Nox Summer v5.12 | 384 | 7529 | Rate Constraint in lbs/MMBtu | FALSE | L | Annual | Qualifying Generation | TWh | 0.58837 | 1.0974 | 1.487 | 1.7555 | 1.7555 | 0.18466 | 0.010759 | 0.010759
LA Plaquemine Cogeneration Plant -Nox Summer v5.12 | 384 | 7529 | Rate Constraint in lbs/MMBtu | FALSE | L | Annual | Rate | lb/MWh | 0.14225 | 0.14225 | 0.14225 | 0.14225 | 0.14225 | 0.14225 | 0.14225 | 0.14225
LA Plaquemine Cogeneration Plant -Nox Summer v5.12 | 384 | 7529 | Rate Constraint in lbs/MMBtu | FALSE | L | Annual | Constraint Shadow Price | US2019$/Ton | 0 | 0 | 0 | 0 | 0 | 0 | 0 | 0
LA Shell Chemical - NOx Summer v4.10 | 385 | 7530 | Rate Constraint in lbs/MMBtu | FALSE | L | Annual | Seasons Included | Seasons | Summer | Summer | Summer | Summer | Summer | Summer | Summer | Summer
LA Shell Chemical - NOx Summer v4.10 | 385 | 7530 | Rate Constraint in lbs/MMBtu | FALSE | L | Annual | Standard NOX | lb/MMBtu | 0.29434 | 0.29434 | 0.29434 | 0.29434 | 0.29434 | 0.29434 | 0.29434 | 0.29434
LA Shell Chemical - NOx Summer v4.10 | 385 | 7530 | Rate Constraint in lbs/MMBtu | FALSE | L | Annual | Emissions at Affected Plants NOX | Thousand Tons | 0.017313 | 0.029757 | 0.056484 | 0.056484 | 0.044041 | 0.067035 | 0.10686 | 0.10686
LA Shell Chemical - NOx Summer v4.10 | 385 | 7530 | Rate Constraint in lbs/MMBtu | FALSE | L | Annual | Allowances Purchased NOX | Thousand Tons | 0 | 0 | 0 | 0 | 0 | 0 | 0 | 0
LA Shell Chemical - NOx Summer v4.10 | 385 | 7530 | Rate Constraint in lbs/MMBtu | FALSE | L | Annual | Allowances Sold NOX | Thousand Tons | 0 | 0 | 0 | 0 | 0 | 0 | 0 | 0
LA Shell Chemical - NOx Summer v4.10 | 385 | 7530 | Rate Constraint in lbs/MMBtu | FALSE | L | Annual | Allowances Banked | Thousand Tons | 0 | 0 | 0 | 0 | 0 | 0 | 0 | 0
LA Shell Chemical - NOx Summer v4.10 | 385 | 7530 | Rate Constraint in lbs/MMBtu | FALSE | L | Annual | Allowances Withdrawn (1:1) | Thousand Tons | 0 | 0 | 0 | 0 | 0 | 0 | 0 | 0
LA Shell Chemical - NOx Summer v4.10 | 385 | 7530 | Rate Constraint in lbs/MMBtu | FALSE | L | Annual | Allowances Withdrawn (n:1) | Thousand Tons | 0 | 0 | 0 | 0 | 0 | 0 | 0 | 0
LA Shell Chemical - NOx Summer v4.10 | 385 | 7530 | Rate Constraint in lbs/MMBtu | FALSE | L | Annual | Net Emissions Allowance Position | Thousand Tons | 0.017313 | 0.029757 | 0.056484 | 0.056484 | 0.044041 | 0.067035 | 0.10686 | 0.10686
LA Shell Chemical - NOx Summer v4.10 | 385 | 7530 | Rate Constraint in lbs/MMBtu | FALSE | L | Annual | Fuel Consumed | TBtu | 0.11764 | 0.2022 | 0.38382 | 0.38382 | 0.29926 | 0.45551 | 0.72609 | 0.72609
LA Shell Chemical - NOx Summer v4.10 | 385 | 7530 | Rate Constraint in lbs/MMBtu | FALSE | L | Annual | Rate | lb/MMBtu | 0.29433 | 0.29433 | 0.29433 | 0.29433 | 0.29433 | 0.29433 | 0.29433 | 0.29433
LA Shell Chemical - NOx Summer v4.10 | 385 | 7530 | Rate Constraint in lbs/MMBtu | FALSE | L | Annual | Generation | TWh | 0.019901 | 0.034205 | 0.064928 | 0.064928 | 0.050624 | 0.077055 | 0.12283 | 0.12283
LA Shell Chemical - NOx Summer v4.10 | 385 | 7530 | Rate Constraint in lbs/MMBtu | FALSE | L | Annual | Qualifying Generation | TWh | 0.013522 | 0.023242 | 0.044117 | 0.044117 | 0.034398 | 0.052357 | 0.083459 | 0.083459
LA Shell Chemical - NOx Summer v4.10 | 385 | 7530 | Rate Constraint in lbs/MMBtu | FALSE | L | Annual | Rate | lb/MWh | 2.5607 | 2.5607 | 2.5607 | 2.5607 | 2.5607 | 2.5607 | 2.5607 | 2.5607
LA Shell Chemical - NOx Summer v4.10 | 385 | 7530 | Rate Constraint in lbs/MMBtu | FALSE | L | Annual | Constraint Shadow Price | US2019$/Ton | 0 | 0 | 0 | 0 | 0 | 0 | 0 | 0
Louisiana Coal Units - SO2 Rate Annual v3.1, Unit 2711 and retrofits | 386 | 7321 | Rate Constraint in lbs/MMBtu | FALSE | L | Annual | Seasons Included | Seasons | Winter, WintShld, Summer | Winter, WintShld, Summer | Winter, WintShld, Summer | Winter, WintShld, Summer | Winter, WintShld, Summer | Winter, WintShld, Summer | Winter, WintShld, Summer | Winter, WintShld, Summer
Louisiana Coal Units - SO2 Rate Annual v3.1, Unit 2711 and retrofits | 386 | 7321 | Rate Constraint in lbs/MMBtu | FALSE | L | Annual | Standard SO2 | lb/MMBtu | 1.2 | 1.2 | 1.2 | 1.2 | 1.2 | 1.2 | 1.2 | 1.2
Louisiana Coal Units - SO2 Rate Annual v3.1, Unit 2711 and retrofits | 386 | 7321 | Rate Constraint in lbs/MMBtu | FALSE | L | Annual | Emissions at Affected Plants SO2 | Thousand Tons | 9.4253 | 6.6993 | 0 | 0 | 0 | 0 | 0 | 0
Louisiana Coal Units - SO2 Rate Annual v3.1, Unit 2711 and retrofits | 386 | 7321 | Rate Constraint in lbs/MMBtu | FALSE | L | Annual | Allowances Purchased SO2 | Thousand Tons | 0 | 0 | 0 | 0 | 0 | 0 | 0 | 0
Louisiana Coal Units - SO2 Rate Annual v3.1, Unit 2711 and retrofits | 386 | 7321 | Rate Constraint in lbs/MMBtu | FALSE | L | Annual | Allowances Sold SO2 | Thousand Tons | 0 | 0 | 0 | 0 | 0 | 0 | 0 | 0
Louisiana Coal Units - SO2 Rate Annual v3.1, Unit 2711 and retrofits | 386 | 7321 | Rate Constraint in lbs/MMBtu | FALSE | L | Annual | Allowances Banked | Thousand Tons | 0 | 0 | 0 | 0 | 0 | 0 | 0 | 0
Louisiana Coal Units - SO2 Rate Annual v3.1, Unit 2711 and retrofits | 386 | 7321 | Rate Constraint in lbs/MMBtu | FALSE | L | Annual | Allowances Withdrawn (1:1) | Thousand Tons | 0 | 0 | 0 | 0 | 0 | 0 | 0 | 0
Louisiana Coal Units - SO2 Rate Annual v3.1, Unit 2711 and retrofits | 386 | 7321 | Rate Constraint in lbs/MMBtu | FALSE | L | Annual | Allowances Withdrawn (n:1) | Thousand Tons | 0 | 0 | 0 | 0 | 0 | 0 | 0 | 0
Louisiana Coal Units - SO2 Rate Annual v3.1, Unit 2711 and retrofits | 386 | 7321 | Rate Constraint in lbs/MMBtu | FALSE | L | Annual | Net Emissions Allowance Position | Thousand Tons | 9.4253 | 6.6993 | 0 | 0 | 0 | 0 | 0 | 0
Louisiana Coal Units - SO2 Rate Annual v3.1, Unit 2711 and retrofits | 386 | 7321 | Rate Constraint in lbs/MMBtu | FALSE | L | Annual | Fuel Consumed | TBtu | 41.9653 | 29.8282 | 0 | 0 | 0 | 0 | 0 | 0
Louisiana Coal Units - SO2 Rate Annual v3.1, Unit 2711 and retrofits | 386 | 7321 | Rate Constraint in lbs/MMBtu | FALSE | L | Annual | Rate | lb/MMBtu | 0.44919 | 0.44919 | 0 | 0 | 0 | 0 | 0 | 0
Louisiana Coal Units - SO2 Rate Annual v3.1, Unit 2711 and retrofits | 386 | 7321 | Rate Constraint in lbs/MMBtu | FALSE | L | Annual | Generation | TWh | 4.0204 | 2.8577 | 0 | 0 | 0 | 0 | 0 | 0
Louisiana Coal Units - SO2 Rate Annual v3.1, Unit 2711 and retrofits | 386 | 7321 | Rate Constraint in lbs/MMBtu | FALSE | L | Annual | Qualifying Generation | TWh | 4.0204 | 2.8577 | 0 | 0 | 0 | 0 | 0 | 0
Louisiana Coal Units - SO2 Rate Annual v3.1, Unit 2711 and retrofits | 386 | 7321 | Rate Constraint in lbs/MMBtu | FALSE | L | Annual | Rate | lb/MWh | 4.6887 | 4.6887 | 0 | 0 | 0 | 0 | 0 | 0
Louisiana Coal Units - SO2 Rate Annual v3.1, Unit 2711 and retrofits | 386 | 7321 | Rate Constraint in lbs/MMBtu | FALSE | L | Annual | Constraint Shadow Price | US2019$/Ton | 0 | 0 | 0 | 0 | 0 | 0 | 0 | 0
Louisiana Coal Units - SO2 Rate Annual v3.1, Unit 2742 and retrofits | 387 | 7321 | Rate Constraint in lbs/MMBtu | FALSE | L | Annual | Seasons Included | Seasons | Winter, WintShld, Summer | Winter, WintShld, Summer | Winter, WintShld, Summer | Winter, WintShld, Summer | Winter, WintShld, Summer | Winter, WintShld, Summer | Winter, WintShld, Summer | Winter, WintShld, Summer
Louisiana Coal Units - SO2 Rate Annual v3.1, Unit 2742 and retrofits | 387 | 7321 | Rate Constraint in lbs/MMBtu | FALSE | L | Annual | Standard SO2 | lb/MMBtu | 1.2 | 1.2 | 1.2 | 1.2 | 1.2 | 1.2 | 1.2 | 1.2
Louisiana Coal Units - SO2 Rate Annual v3.1, Unit 2742 and retrofits | 387 | 7321 | Rate Constraint in lbs/MMBtu | FALSE | L | Annual | Emissions at Affected Plants SO2 | Thousand Tons | 11.8026 | 9.2599 | 0 | 1.2635 | 0 | 0 | 0 | 0
Louisiana Coal Units - SO2 Rate Annual v3.1, Unit 2742 and retrofits | 387 | 7321 | Rate Constraint in lbs/MMBtu | FALSE | L | Annual | Allowances Purchased SO2 | Thousand Tons | 0 | 0 | 0 | 0 | 0 | 0 | 0 | 0
Louisiana Coal Units - SO2 Rate Annual v3.1, Unit 2742 and retrofits | 387 | 7321 | Rate Constraint in lbs/MMBtu | FALSE | L | Annual | Allowances Sold SO2 | Thousand Tons | 0 | 0 | 0 | 0 | 0 | 0 | 0 | 0
Louisiana Coal Units - SO2 Rate Annual v3.1, Unit 2742 and retrofits | 387 | 7321 | Rate Constraint in lbs/MMBtu | FALSE | L | Annual | Allowances Banked | Thousand Tons | 0 | 0 | 0 | 0 | 0 | 0 | 0 | 0
Louisiana Coal Units - SO2 Rate Annual v3.1, Unit 2742 and retrofits | 387 | 7321 | Rate Constraint in lbs/MMBtu | FALSE | L | Annual | Allowances Withdrawn (1:1) | Thousand Tons | 0 | 0 | 0 | 0 | 0 | 0 | 0 | 0
Louisiana Coal Units - SO2 Rate Annual v3.1, Unit 2742 and retrofits | 387 | 7321 | Rate Constraint in lbs/MMBtu | FALSE | L | Annual | Allowances Withdrawn (n:1) | Thousand Tons | 0 | 0 | 0 | 0 | 0 | 0 | 0 | 0
Louisiana Coal Units - SO2 Rate Annual v3.1, Unit 2742 and retrofits | 387 | 7321 | Rate Constraint in lbs/MMBtu | FALSE | L | Annual | Net Emissions Allowance Position | Thousand Tons | 11.8026 | 9.2599 | 0 | 1.2635 | 0 | 0 | 0 | 0
Louisiana Coal Units - SO2 Rate Annual v3.1, Unit 2742 and retrofits | 387 | 7321 | Rate Constraint in lbs/MMBtu | FALSE | L | Annual | Fuel Consumed | TBtu | 45.1932 | 35.4569 | 0 | 4.8381 | 0 | 0 | 0 | 0
Louisiana Coal Units - SO2 Rate Annual v3.1, Unit 2742 and retrofits | 387 | 7321 | Rate Constraint in lbs/MMBtu | FALSE | L | Annual | Rate | lb/MMBtu | 0.52232 | 0.52232 | 0 | 0.52232 | 0 | 0 | 0 | 0
Louisiana Coal Units - SO2 Rate Annual v3.1, Unit 2742 and retrofits | 387 | 7321 | Rate Constraint in lbs/MMBtu | FALSE | L | Annual | Generation | TWh | 3.8125 | 2.9911 | 0 | 0.40814 | 0 | 0 | 0 | 0
Louisiana Coal Units - SO2 Rate Annual v3.1, Unit 2742 and retrofits | 387 | 7321 | Rate Constraint in lbs/MMBtu | FALSE | L | Annual | Qualifying Generation | TWh | 3.8125 | 2.9911 | 0 | 0.40814 | 0 | 0 | 0 | 0
Louisiana Coal Units - SO2 Rate Annual v3.1, Unit 2742 and retrofits | 387 | 7321 | Rate Constraint in lbs/MMBtu | FALSE | L | Annual | Rate | lb/MWh | 6.1916 | 6.1916 | 0 | 6.1916 | 0 | 0 | 0 | 0
Louisiana Coal Units - SO2 Rate Annual v3.1, Unit 2742 and retrofits | 387 | 7321 | Rate Constraint in lbs/MMBtu | FALSE | L | Annual | Constraint Shadow Price | US2019$/Ton | 0 | 0 | 0 | 0 | 0 | 0 | 0 | 0
Louisiana Coal Units - SO2 Rate Annual v3.1, Unit 3258 and retrofits | 388 | 7321 | Rate Constraint in lbs/MMBtu | FALSE | L | Annual | Seasons Included | Seasons | Winter, WintShld, Summer | Winter, WintShld, Summer | Winter, WintShld, Summer | Winter, WintShld, Summer | Winter, WintShld, Summer | Winter, WintShld, Summer | Winter, WintShld, Summer | Winter, WintShld, Summer
Louisiana Coal Units - SO2 Rate Annual v3.1, Unit 3258 and retrofits | 388 | 7321 | Rate Constraint in lbs/MMBtu | FALSE | L | Annual | Standard SO2 | lb/MMBtu | 1.2 | 1.2 | 1.2 | 1.2 | 1.2 | 1.2 | 1.2 | 1.2
Louisiana Coal Units - SO2 Rate Annual v3.1, Unit 3258 and retrofits | 388 | 7321 | Rate Constraint in lbs/MMBtu | FALSE | L | Annual | Emissions at Affected Plants SO2 | Thousand Tons | 4.4221 | 0 | 0 | 0 | 0 | 0 | 0 | 0
Louisiana Coal Units - SO2 Rate Annual v3.1, Unit 3258 and retrofits | 388 | 7321 | Rate Constraint in lbs/MMBtu | FALSE | L | Annual | Allowances Purchased SO2 | Thousand Tons | 0 | 0 | 0 | 0 | 0 | 0 | 0 | 0
Louisiana Coal Units - SO2 Rate Annual v3.1, Unit 3258 and retrofits | 388 | 7321 | Rate Constraint in lbs/MMBtu | FALSE | L | Annual | Allowances Sold SO2 | Thousand Tons | 0 | 0 | 0 | 0 | 0 | 0 | 0 | 0
Louisiana Coal Units - SO2 Rate Annual v3.1, Unit 3258 and retrofits | 388 | 7321 | Rate Constraint in lbs/MMBtu | FALSE | L | Annual | Allowances Banked | Thousand Tons | 0 | 0 | 0 | 0 | 0 | 0 | 0 | 0
Louisiana Coal Units - SO2 Rate Annual v3.1, Unit 3258 and retrofits | 388 | 7321 | Rate Constraint in lbs/MMBtu | FALSE | L | Annual | Allowances Withdrawn (1:1) | Thousand Tons | 0 | 0 | 0 | 0 | 0 | 0 | 0 | 0
Louisiana Coal Units - SO2 Rate Annual v3.1, Unit 3258 and retrofits | 388 | 7321 | Rate Constraint in lbs/MMBtu | FALSE | L | Annual | Allowances Withdrawn (n:1) | Thousand Tons | 0 | 0 | 0 | 0 | 0 | 0 | 0 | 0
Louisiana Coal Units - SO2 Rate Annual v3.1, Unit 3258 and retrofits | 388 | 7321 | Rate Constraint in lbs/MMBtu | FALSE | L | Annual | Net Emissions Allowance Position | Thousand Tons | 4.4221 | 0 | 0 | 0 | 0 | 0 | 0 | 0
Louisiana Coal Units - SO2 Rate Annual v3.1, Unit 3258 and retrofits | 388 | 7321 | Rate Constraint in lbs/MMBtu | FALSE | L | Annual | Fuel Consumed | TBtu | 35.5506 | 0 | 0 | 0 | 0 | 0 | 0 | 0
Louisiana Coal Units - SO2 Rate Annual v3.1, Unit 3258 and retrofits | 388 | 7321 | Rate Constraint in lbs/MMBtu | FALSE | L | Annual | Rate | lb/MMBtu | 0.24878 | 0 | 0 | 0 | 0 | 0 | 0 | 0
Louisiana Coal Units - SO2 Rate Annual v3.1, Unit 3258 and retrofits | 388 | 7321 | Rate Constraint in lbs/MMBtu | FALSE | L | Annual | Generation | TWh | 3.4059 | 0 | 0 | 0 | 0 | 0 | 0 | 0
Louisiana Coal Units - SO2 Rate Annual v3.1, Unit 3258 and retrofits | 388 | 7321 | Rate Constraint in lbs/MMBtu | FALSE | L | Annual | Qualifying Generation | TWh | 3.4059 | 0 | 0 | 0 | 0 | 0 | 0 | 0
Louisiana Coal Units - SO2 Rate Annual v3.1, Unit 3258 and retrofits | 388 | 7321 | Rate Constraint in lbs/MMBtu | FALSE | L | Annual | Rate | lb/MWh | 2.5968 | 0 | 0 | 0 | 0 | 0 | 0 | 0
Louisiana Coal Units - SO2 Rate Annual v3.1, Unit 3258 and retrofits | 388 | 7321 | Rate Constraint in lbs/MMBtu | FALSE | L | Annual | Constraint Shadow Price | US2019$/Ton | 0 | 0 | 0 | 0 | 0 | 0 | 0 | 0
Louisiana Coal Units - SO2 Rate Annual v3.1, Unit 3259 and retrofits | 389 | 7321 | Rate Constraint in lbs/MMBtu | FALSE | L | Annual | Seasons Included | Seasons | Winter, WintShld, Summer | Winter, WintShld, Summer | Winter, WintShld, Summer | Winter, WintShld, Summer | Winter, WintShld, Summer | Winter, WintShld, Summer | Winter, WintShld, Summer | Winter, WintShld, Summer
Louisiana Coal Units - SO2 Rate Annual v3.1, Unit 3259 and retrofits | 389 | 7321 | Rate Constraint in lbs/MMBtu | FALSE | L | Annual | Standard SO2 | lb/MMBtu | 1.2 | 1.2 | 1.2 | 1.2 | 1.2 | 1.2 | 1.2 | 1.2
Louisiana Coal Units - SO2 Rate Annual v3.1, Unit 3259 and retrofits | 389 | 7321 | Rate Constraint in lbs/MMBtu | FALSE | L | Annual | Emissions at Affected Plants SO2 | Thousand Tons | 4.5662 | 1.9976 | 0 | 0 | 0 | 0 | 0 | 0
Louisiana Coal Units - SO2 Rate Annual v3.1, Unit 3259 and retrofits | 389 | 7321 | Rate Constraint in lbs/MMBtu | FALSE | L | Annual | Allowances Purchased SO2 | Thousand Tons | 0 | 0 | 0 | 0 | 0 | 0 | 0 | 0
Louisiana Coal Units - SO2 Rate Annual v3.1, Unit 3259 and retrofits | 389 | 7321 | Rate Constraint in lbs/MMBtu | FALSE | L | Annual | Allowances Sold SO2 | Thousand Tons | 0 | 0 | 0 | 0 | 0 | 0 | 0 | 0
Louisiana Coal Units - SO2 Rate Annual v3.1, Unit 3259 and retrofits | 389 | 7321 | Rate Constraint in lbs/MMBtu | FALSE | L | Annual | Allowances Banked | Thousand Tons | 0 | 0 | 0 | 0 | 0 | 0 | 0 | 0
Louisiana Coal Units - SO2 Rate Annual v3.1, Unit 3259 and retrofits | 389 | 7321 | Rate Constraint in lbs/MMBtu | FALSE | L | Annual | Allowances Withdrawn (1:1) | Thousand Tons | 0 | 0 | 0 | 0 | 0 | 0 | 0 | 0
Louisiana Coal Units - SO2 Rate Annual v3.1, Unit 3259 and retrofits | 389 | 7321 | Rate Constraint in lbs/MMBtu | FALSE | L | Annual | Allowances Withdrawn (n:1) | Thousand Tons | 0 | 0 | 0 | 0 | 0 | 0 | 0 | 0
Louisiana Coal Units - SO2 Rate Annual v3.1, Unit 3259 and retrofits | 389 | 7321 | Rate Constraint in lbs/MMBtu | FALSE | L | Annual | Net Emissions Allowance Position | Thousand Tons | 4.5662 | 1.9976 | 0 | 0 | 0 | 0 | 0 | 0
Louisiana Coal Units - SO2 Rate Annual v3.1, Unit 3259 and retrofits | 389 | 7321 | Rate Constraint in lbs/MMBtu | FALSE | L | Annual | Fuel Consumed | TBtu | 32.2827 | 14.1231 | 0 | 0 | 0 | 0 | 0 | 0
Louisiana Coal Units - SO2 Rate Annual v3.1, Unit 3259 and retrofits | 389 | 7321 | Rate Constraint in lbs/MMBtu | FALSE | L | Annual | Rate | lb/MMBtu | 0.28289 | 0.28289 | 0 | 0 | 0 | 0 | 0 | 0
Louisiana Coal Units - SO2 Rate Annual v3.1, Unit 3259 and retrofits | 389 | 7321 | Rate Constraint in lbs/MMBtu | FALSE | L | Annual | Generation | TWh | 3.0196 | 1.321 | 0 | 0 | 0 | 0 | 0 | 0
Louisiana Coal Units - SO2 Rate Annual v3.1, Unit 3259 and retrofits | 389 | 7321 | Rate Constraint in lbs/MMBtu | FALSE | L | Annual | Qualifying Generation | TWh | 3.0196 | 1.321 | 0 | 0 | 0 | 0 | 0 | 0
Louisiana Coal Units - SO2 Rate Annual v3.1, Unit 3259 and retrofits | 389 | 7321 | Rate Constraint in lbs/MMBtu | FALSE | L | Annual | Rate | lb/MWh | 3.0244 | 3.0244 | 0 | 0 | 0 | 0 | 0 | 0
Louisiana Coal Units - SO2 Rate Annual v3.1, Unit 3259 and retrofits | 389 | 7321 | Rate Constraint in lbs/MMBtu | FALSE | L | Annual | Constraint Shadow Price | US2019$/Ton | 0 | 0 | 0 | 0 | 0 | 0 | 0 | 0
Louisiana Coal Units - SO2 Rate Annual v3.1, Unit 3590 and retrofits | 390 | 7321 | Rate Constraint in lbs/MMBtu | FALSE | L | Annual | Seasons Included | Seasons | Winter, WintShld, Summer | Winter, WintShld, Summer | Winter, WintShld, Summer | Winter, WintShld, Summer | Winter, WintShld, Summer | Winter, WintShld, Summer | Winter, WintShld, Summer | Winter, WintShld, Summer
Louisiana Coal Units - SO2 Rate Annual v3.1, Unit 3590 and retrofits | 390 | 7321 | Rate Constraint in lbs/MMBtu | FALSE | L | Annual | Standard SO2 | lb/MMBtu | 1.2 | 1.2 | 1.2 | 1.2 | 1.2 | 1.2 | 1.2 | 1.2
Louisiana Coal Units - SO2 Rate Annual v3.1, Unit 3590 and retrofits | 390 | 7321 | Rate Constraint in lbs/MMBtu | FALSE | L | Annual | Emissions at Affected Plants SO2 | Thousand Tons | 0 | 0 | 0 | 0 | 0 | 0 | 0 | 0
Louisiana Coal Units - SO2 Rate Annual v3.1, Unit 3590 and retrofits | 390 | 7321 | Rate Constraint in lbs/MMBtu | FALSE | L | Annual | Allowances Purchased SO2 | Thousand Tons | 0 | 0 | 0 | 0 | 0 | 0 | 0 | 0
Louisiana Coal Units - SO2 Rate Annual v3.1, Unit 3590 and retrofits | 390 | 7321 | Rate Constraint in lbs/MMBtu | FALSE | L | Annual | Allowances Sold SO2 | Thousand Tons | 0 | 0 | 0 | 0 | 0 | 0 | 0 | 0
Louisiana Coal Units - SO2 Rate Annual v3.1, Unit 3590 and retrofits | 390 | 7321 | Rate Constraint in lbs/MMBtu | FALSE | L | Annual | Allowances Banked | Thousand Tons | 0 | 0 | 0 | 0 | 0 | 0 | 0 | 0
Louisiana Coal Units - SO2 Rate Annual v3.1, Unit 3590 and retrofits | 390 | 7321 | Rate Constraint in lbs/MMBtu | FALSE | L | Annual | Allowances Withdrawn (1:1) | Thousand Tons | 0 | 0 | 0 | 0 | 0 | 0 | 0 | 0
Louisiana Coal Units - SO2 Rate Annual v3.1, Unit 3590 and retrofits | 390 | 7321 | Rate Constraint in lbs/MMBtu | FALSE | L | Annual | Allowances Withdrawn (n:1) | Thousand Tons | 0 | 0 | 0 | 0 | 0 | 0 | 0 | 0
Louisiana Coal Units - SO2 Rate Annual v3.1, Unit 3590 and retrofits | 390 | 7321 | Rate Constraint in lbs/MMBtu | FALSE | L | Annual | Net Emissions Allowance Position | Thousand Tons | 0 | 0 | 0 | 0 | 0 | 0 | 0 | 0
Louisiana Coal Units - SO2 Rate Annual v3.1, Unit 3590 and retrofits | 390 | 7321 | Rate Constraint in lbs/MMBtu | FALSE | L | Annual | Fuel Consumed | TBtu | 0 | 0 | 0 | 0 | 0 | 0 | 0 | 0
Louisiana Coal Units - SO2 Rate Annual v3.1, Unit 3590 and retrofits | 390 | 7321 | Rate Constraint in lbs/MMBtu | FALSE | L | Annual | Rate | lb/MMBtu | 0 | 0 | 0 | 0 | 0 | 0 | 0 | 0
Louisiana Coal Units - SO2 Rate Annual v3.1, Unit 3590 and retrofits | 390 | 7321 | Rate Constraint in lbs/MMBtu | FALSE | L | Annual | Generation | TWh | 0 | 0 | 0 | 0 | 0 | 0 | 0 | 0
Louisiana Coal Units - SO2 Rate Annual v3.1, Unit 3590 and retrofits | 390 | 7321 | Rate Constraint in lbs/MMBtu | FALSE | L | Annual | Qualifying Generation | TWh | 0 | 0 | 0 | 0 | 0 | 0 | 0 | 0
Louisiana Coal Units - SO2 Rate Annual v3.1, Unit 3590 and retrofits | 390 | 7321 | Rate Constraint in lbs/MMBtu | FALSE | L | Annual | Rate | lb/MWh | 0 | 0 | 0 | 0 | 0 | 0 | 0 | 0
Louisiana Coal Units - SO2 Rate Annual v3.1, Unit 3590 and retrofits | 390 | 7321 | Rate Constraint in lbs/MMBtu | FALSE | L | Annual | Constraint Shadow Price | US2019$/Ton | 0 | 0 | 0 | 0 | 0 | 0 | 0 | 0
Louisiana Coal Units - SO2 Rate Annual v3.1, Unit 3597 and retrofits | 391 | 7321 | Rate Constraint in lbs/MMBtu | FALSE | L | Annual | Seasons Included | Seasons | Winter, WintShld, Summer | Winter, WintShld, Summer | Winter, WintShld, Summer | Winter, WintShld, Summer | Winter, WintShld, Summer | Winter, WintShld, Summer | Winter, WintShld, Summer | Winter, WintShld, Summer
Louisiana Coal Units - SO2 Rate Annual v3.1, Unit 3597 and retrofits | 391 | 7321 | Rate Constraint in lbs/MMBtu | FALSE | L | Annual | Standard SO2 | lb/MMBtu | 1.2 | 1.2 | 1.2 | 1.2 | 1.2 | 1.2 | 1.2 | 1.2
Louisiana Coal Units - SO2 Rate Annual v3.1, Unit 3597 and retrofits | 391 | 7321 | Rate Constraint in lbs/MMBtu | FALSE | L | Annual | Emissions at Affected Plants SO2 | Thousand Tons | 6.7742 | 6.7742 | 0 | 0 | 0 | 0 | 0 | 0
Louisiana Coal Units - SO2 Rate Annual v3.1, Unit 3597 and retrofits | 391 | 7321 | Rate Constraint in lbs/MMBtu | FALSE | L | Annual | Allowances Purchased SO2 | Thousand Tons | 0 | 0 | 0 | 0 | 0 | 0 | 0 | 0
Louisiana Coal Units - SO2 Rate Annual v3.1, Unit 3597 and retrofits | 391 | 7321 | Rate Constraint in lbs/MMBtu | FALSE | L | Annual | Allowances Sold SO2 | Thousand Tons | 0 | 0 | 0 | 0 | 0 | 0 | 0 | 0
Louisiana Coal Units - SO2 Rate Annual v3.1, Unit 3597 and retrofits | 391 | 7321 | Rate Constraint in lbs/MMBtu | FALSE | L | Annual | Allowances Banked | Thousand Tons | 0 | 0 | 0 | 0 | 0 | 0 | 0 | 0
Louisiana Coal Units - SO2 Rate Annual v3.1, Unit 3597 and retrofits | 391 | 7321 | Rate Constraint in lbs/MMBtu | FALSE | L | Annual | Allowances Withdrawn (1:1) | Thousand Tons | 0 | 0 | 0 | 0 | 0 | 0 | 0 | 0
Louisiana Coal Units - SO2 Rate Annual v3.1, Unit 3597 and retrofits | 391 | 7321 | Rate Constraint in lbs/MMBtu | FALSE | L | Annual | Allowances Withdrawn (n:1) | Thousand Tons | 0 | 0 | 0 | 0 | 0 | 0 | 0 | 0
Louisiana Coal Units - SO2 Rate Annual v3.1, Unit 3597 and retrofits | 391 | 7321 | Rate Constraint in lbs/MMBtu | FALSE | L | Annual | Net Emissions Allowance Position | Thousand Tons | 6.7742 | 6.7742 | 0 | 0 | 0 | 0 | 0 | 0
Louisiana Coal Units - SO2 Rate Annual v3.1, Unit 3597 and retrofits | 391 | 7321 | Rate Constraint in lbs/MMBtu | FALSE | L | Annual | Fuel Consumed | TBtu | 21.994 | 21.994 | 0 | 0 | 0 | 0 | 0 | 0
Louisiana Coal Units - SO2 Rate Annual v3.1, Unit 3597 and retrofits | 391 | 7321 | Rate Constraint in lbs/MMBtu | FALSE | L | Annual | Rate | lb/MMBtu | 0.616 | 0.616 | 0 | 0 | 0 | 0 | 0 | 0
Louisiana Coal Units - SO2 Rate Annual v3.1, Unit 3597 and retrofits | 391 | 7321 | Rate Constraint in lbs/MMBtu | FALSE | L | Annual | Generation | TWh | 2.1611 | 2.1611 | 0 | 0 | 0 | 0 | 0 | 0
Louisiana Coal Units - SO2 Rate Annual v3.1, Unit 3597 and retrofits | 391 | 7321 | Rate Constraint in lbs/MMBtu | FALSE | L | Annual | Qualifying Generation | TWh | 2.1611 | 2.1611 | 0 | 0 | 0 | 0 | 0 | 0
Louisiana Coal Units - SO2 Rate Annual v3.1, Unit 3597 and retrofits | 391 | 7321 | Rate Constraint in lbs/MMBtu | FALSE | L | Annual | Rate | lb/MWh | 6.269 | 6.269 | 0 | 0 | 0 | 0 | 0 | 0
Louisiana Coal Units - SO2 Rate Annual v3.1, Unit 3597 and retrofits | 391 | 7321 | Rate Constraint in lbs/MMBtu | FALSE | L | Annual | Constraint Shadow Price | US2019$/Ton | 0 | 0 | 0 | 0 | 0 | 0 | 0 | 0
Louisiana Coal Units - SO2 Rate Annual v3.1, Unit 3598 and retrofits | 392 | 7321 | Rate Constraint in lbs/MMBtu | FALSE | L | Annual | Seasons Included | Seasons | Winter, WintShld, Summer | Winter, WintShld, Summer | Winter, WintShld, Summer | Winter, WintShld, Summer | Winter, WintShld, Summer | Winter, WintShld, Summer | Winter, WintShld, Summer | Winter, WintShld, Summer
Louisiana Coal Units - SO2 Rate Annual v3.1, Unit 3598 and retrofits | 392 | 7321 | Rate Constraint in lbs/MMBtu | FALSE | L | Annual | Standard SO2 | lb/MMBtu | 1.2 | 1.2 | 1.2 | 1.2 | 1.2 | 1.2 | 1.2 | 1.2
Louisiana Coal Units - SO2 Rate Annual v3.1, Unit 3598 and retrofits | 392 | 7321 | Rate Constraint in lbs/MMBtu | FALSE | L | Annual | Emissions at Affected Plants SO2 | Thousand Tons | 6.7742 | 6.7742 | 0 | 0 | 0 | 0 | 0 | 0
Louisiana Coal Units - SO2 Rate Annual v3.1, Unit 3598 and retrofits | 392 | 7321 | Rate Constraint in lbs/MMBtu | FALSE | L | Annual | Allowances Purchased SO2 | Thousand Tons | 0 | 0 | 0 | 0 | 0 | 0 | 0 | 0
Louisiana Coal Units - SO2 Rate Annual v3.1, Unit 3598 and retrofits | 392 | 7321 | Rate Constraint in lbs/MMBtu | FALSE | L | Annual | Allowances Sold SO2 | Thousand Tons | 0 | 0 | 0 | 0 | 0 | 0 | 0 | 0
Louisiana Coal Units - SO2 Rate Annual v3.1, Unit 3598 and retrofits | 392 | 7321 | Rate Constraint in lbs/MMBtu | FALSE | L | Annual | Allowances Banked | Thousand Tons | 0 | 0 | 0 | 0 | 0 | 0 | 0 | 0
Louisiana Coal Units - SO2 Rate Annual v3.1, Unit 3598 and retrofits | 392 | 7321 | Rate Constraint in lbs/MMBtu | FALSE | L | Annual | Allowances Withdrawn (1:1) | Thousand Tons | 0 | 0 | 0 | 0 | 0 | 0 | 0 | 0
Louisiana Coal Units - SO2 Rate Annual v3.1, Unit 3598 and retrofits | 392 | 7321 | Rate Constraint in lbs/MMBtu | FALSE | L | Annual | Allowances Withdrawn (n:1) | Thousand Tons | 0 | 0 | 0 | 0 | 0 | 0 | 0 | 0
Louisiana Coal Units - SO2 Rate Annual v3.1, Unit 3598 and retrofits | 392 | 7321 | Rate Constraint in lbs/MMBtu | FALSE | L | Annual | Net Emissions Allowance Position | Thousand Tons | 6.7742 | 6.7742 | 0 | 0 | 0 | 0 | 0 | 0
Louisiana Coal Units - SO2 Rate Annual v3.1, Unit 3598 and retrofits | 392 | 7321 | Rate Constraint in lbs/MMBtu | FALSE | L | Annual | Fuel Consumed | TBtu | 21.994 | 21.994 | 0 | 0 | 0 | 0 | 0 | 0
Louisiana Coal Units - SO2 Rate Annual v3.1, Unit 3598 and retrofits | 392 | 7321 | Rate Constraint in lbs/MMBtu | FALSE | L | Annual | Rate | lb/MMBtu | 0.616 | 0.616 | 0 | 0 | 0 | 0 | 0 | 0
Louisiana Coal Units - SO2 Rate Annual v3.1, Unit 3598 and retrofits | 392 | 7321 | Rate Constraint in lbs/MMBtu | FALSE | L | Annual | Generation | TWh | 2.1611 | 2.1611 | 0 | 0 | 0 | 0 | 0 | 0
Louisiana Coal Units - SO2 Rate Annual v3.1, Unit 3598 and retrofits | 392 | 7321 | Rate Constraint in lbs/MMBtu | FALSE | L | Annual | Qualifying Generation | TWh | 2.1611 | 2.1611 | 0 | 0 | 0 | 0 | 0 | 0
Louisiana Coal Units - SO2 Rate Annual v3.1, Unit 3598 and retrofits | 392 | 7321 | Rate Constraint in lbs/MMBtu | FALSE | L | Annual | Rate | lb/MWh | 6.269 | 6.269 | 0 | 0 | 0 | 0 | 0 | 0
Louisiana Coal Units - SO2 Rate Annual v3.1, Unit 3598 and retrofits | 392 | 7321 | Rate Constraint in lbs/MMBtu | FALSE | L | Annual | Constraint Shadow Price | US2019$/Ton | 0 | 0 | 0 | 0 | 0 | 0 | 0 | 0
Louisiana Coal Units - SO2 Rate Annual v3.1, Unit 3605 and retrofits | 393 | 7321 | Rate Constraint in lbs/MMBtu | FALSE | L | Annual | Seasons Included | Seasons | Winter, WintShld, Summer | Winter, WintShld, Summer | Winter, WintShld, Summer | Winter, WintShld, Summer | Winter, WintShld, Summer | Winter, WintShld, Summer | Winter, WintShld, Summer | Winter, WintShld, Summer
Louisiana Coal Units - SO2 Rate Annual v3.1, Unit 3605 and retrofits | 393 | 7321 | Rate Constraint in lbs/MMBtu | FALSE | L | Annual | Standard SO2 | lb/MMBtu | 1.2 | 1.2 | 1.2 | 1.2 | 1.2 | 1.2 | 1.2 | 1.2
Louisiana Coal Units - SO2 Rate Annual v3.1, Unit 3605 and retrofits | 393 | 7321 | Rate Constraint in lbs/MMBtu | FALSE | L | Annual | Emissions at Affected Plants SO2 | Thousand Tons | 3.7708 | 0.86735 | 0 | 0 | 0 | 0 | 0 | 0
Louisiana Coal Units - SO2 Rate Annual v3.1, Unit 3605 and retrofits | 393 | 7321 | Rate Constraint in lbs/MMBtu | FALSE | L | Annual | Allowances Purchased SO2 | Thousand Tons | 0 | 0 | 0 | 0 | 0 | 0 | 0 | 0
Louisiana Coal Units - SO2 Rate Annual v3.1, Unit 3605 and retrofits | 393 | 7321 | Rate Constraint in lbs/MMBtu | FALSE | L | Annual | Allowances Sold SO2 | Thousand Tons | 0 | 0 | 0 | 0 | 0 | 0 | 0 | 0
Louisiana Coal Units - SO2 Rate Annual v3.1, Unit 3605 and retrofits | 393 | 7321 | Rate Constraint in lbs/MMBtu | FALSE | L | Annual | Allowances Banked | Thousand Tons | 0 | 0 | 0 | 0 | 0 | 0 | 0 | 0
Louisiana Coal Units - SO2 Rate Annual v3.1, Unit 3605 and retrofits | 393 | 7321 | Rate Constraint in lbs/MMBtu | FALSE | L | Annual | Allowances Withdrawn (1:1) | Thousand Tons | 0 | 0 | 0 | 0 | 0 | 0 | 0 | 0
Louisiana Coal Units - SO2 Rate Annual v3.1, Unit 3605 and retrofits | 393 | 7321 | Rate Constraint in lbs/MMBtu | FALSE | L | Annual | Allowances Withdrawn (n:1) | Thousand Tons | 0 | 0 | 0 | 0 | 0 | 0 | 0 | 0
Louisiana Coal Units - SO2 Rate Annual v3.1, Unit 3605 and retrofits | 393 | 7321 | Rate Constraint in lbs/MMBtu | FALSE | L | Annual | Net Emissions Allowance Position | Thousand Tons | 3.7708 | 0.86735 | 0 | 0 | 0 | 0 | 0 | 0
Louisiana Coal Units - SO2 Rate Annual v3.1, Unit 3605 and retrofits | 393 | 7321 | Rate Constraint in lbs/MMBtu | FALSE | L | Annual | Fuel Consumed | TBtu | 9.0776 | 2.088 | 0 | 0 | 0 | 0 | 0 | 0
Louisiana Coal Units - SO2 Rate Annual v3.1, Unit 3605 and retrofits | 393 | 7321 | Rate Constraint in lbs/MMBtu | FALSE | L | Annual | Rate | lb/MMBtu | 0.8308 | 0.8308 | 0 | 0 | 0 | 0 | 0 | 0
Louisiana Coal Units - SO2 Rate Annual v3.1, Unit 3605 and retrofits | 393 | 7321 | Rate Constraint in lbs/MMBtu | FALSE | L | Annual | Generation | TWh | 0.74468 | 0.17129 | 0 | 0 | 0 | 0 | 0 | 0
Louisiana Coal Units - SO2 Rate Annual v3.1, Unit 3605 and retrofits | 393 | 7321 | Rate Constraint in lbs/MMBtu | FALSE | L | Annual | Qualifying Generation | TWh | 0.7385 | 0.16986 | 0 | 0 | 0 | 0 | 0 | 0
Louisiana Coal Units - SO2 Rate Annual v3.1, Unit 3605 and retrofits | 393 | 7321 | Rate Constraint in lbs/MMBtu | FALSE | L | Annual | Rate | lb/MWh | 10.2122 | 10.2122 | 0 | 0 | 0 | 0 | 0 | 0
Louisiana Coal Units - SO2 Rate Annual v3.1, Unit 3605 and retrofits | 393 | 7321 | Rate Constraint in lbs/MMBtu | FALSE | L | Annual | Constraint Shadow Price | US2019$/Ton | 0 | 0 | 0 | 0 | 0 | 0 | 0 | 0
Louisiana Coal Units - SO2 Rate Annual v3.1, Unit 3606 and retrofits | 394 | 7321 | Rate Constraint in lbs/MMBtu | FALSE | L | Annual | Seasons Included | Seasons | Winter, WintShld, Summer | Winter, WintShld, Summer | Winter, WintShld, Summer | Winter, WintShld, Summer | Winter, WintShld, Summer | Winter, WintShld, Summer | Winter, WintShld, Summer | Winter, WintShld, Summer
Louisiana Coal Units - SO2 Rate Annual v3.1, Unit 3606 and retrofits | 394 | 7321 | Rate Constraint in lbs/MMBtu | FALSE | L | Annual | Standard SO2 | lb/MMBtu | 1.2 | 1.2 | 1.2 | 1.2 | 1.2 | 1.2 | 1.2 | 1.2
Louisiana Coal Units - SO2 Rate Annual v3.1, Unit 3606 and retrofits | 394 | 7321 | Rate Constraint in lbs/MMBtu | FALSE | L | Annual | Emissions at Affected Plants SO2 | Thousand Tons | 3.6258 | 0 | 0 | 0 | 0 | 0 | 0 | 0
Louisiana Coal Units - SO2 Rate Annual v3.1, Unit 3606 and retrofits | 394 | 7321 | Rate Constraint in lbs/MMBtu | FALSE | L | Annual | Allowances Purchased SO2 | Thousand Tons | 0 | 0 | 0 | 0 | 0 | 0 | 0 | 0
Louisiana Coal Units - SO2 Rate Annual v3.1, Unit 3606 and retrofits | 394 | 7321 | Rate Constraint in lbs/MMBtu | FALSE | L | Annual | Allowances Sold SO2 | Thousand Tons | 0 | 0 | 0 | 0 | 0 | 0 | 0 | 0
Louisiana Coal Units - SO2 Rate Annual v3.1, Unit 3606 and retrofits | 394 | 7321 | Rate Constraint in lbs/MMBtu | FALSE | L | Annual | Allowances Banked | Thousand Tons | 0 | 0 | 0 | 0 | 0 | 0 | 0 | 0
Louisiana Coal Units - SO2 Rate Annual v3.1, Unit 3606 and retrofits | 394 | 7321 | Rate Constraint in lbs/MMBtu | FALSE | L | Annual | Allowances Withdrawn (1:1) | Thousand Tons | 0 | 0 | 0 | 0 | 0 | 0 | 0 | 0
Louisiana Coal Units - SO2 Rate Annual v3.1, Unit 3606 and retrofits | 394 | 7321 | Rate Constraint in lbs/MMBtu | FALSE | L | Annual | Allowances Withdrawn (n:1) | Thousand Tons | 0 | 0 | 0 | 0 | 0 | 0 | 0 | 0
Louisiana Coal Units - SO2 Rate Annual v3.1, Unit 3606 and retrofits | 394 | 7321 | Rate Constraint in lbs/MMBtu | FALSE | L | Annual | Net Emissions Allowance Position | Thousand Tons | 3.6258 | 0 | 0 | 0 | 0 | 0 | 0 | 0
Louisiana Coal Units - SO2 Rate Annual v3.1, Unit 3606 and retrofits | 394 | 7321 | Rate Constraint in lbs/MMBtu | FALSE | L | Annual | Fuel Consumed | TBtu | 8.7518 | 0 | 0 | 0 | 0 | 0 | 0 | 0
Louisiana Coal Units - SO2 Rate Annual v3.1, Unit 3606 and retrofits | 394 | 7321 | Rate Constraint in lbs/MMBtu | FALSE | L | Annual | Rate | lb/MMBtu | 0.82859 | 0 | 0 | 0 | 0 | 0 | 0 | 0
Louisiana Coal Units - SO2 Rate Annual v3.1, Unit 3606 and retrofits | 394 | 7321 | Rate Constraint in lbs/MMBtu | FALSE | L | Annual | Generation | TWh | 0.71604 | 0 | 0 | 0 | 0 | 0 | 0 | 0
Louisiana Coal Units - SO2 Rate Annual v3.1, Unit 3606 and retrofits | 394 | 7321 | Rate Constraint in lbs/MMBtu | FALSE | L | Annual | Qualifying Generation | TWh | 0.71199 | 0 | 0 | 0 | 0 | 0 | 0 | 0
Louisiana Coal Units - SO2 Rate Annual v3.1, Unit 3606 and retrofits | 394 | 7321 | Rate Constraint in lbs/MMBtu | FALSE | L | Annual | Rate | lb/MWh | 10.1851 | 0 | 0 | 0 | 0 | 0 | 0 | 0
Louisiana Coal Units - SO2 Rate Annual v3.1, Unit 3606 and retrofits | 394 | 7321 | Rate Constraint in lbs/MMBtu | FALSE | L | Annual | Constraint Shadow Price | US2019$/Ton | 0 | 0 | 0 | 0 | 0 | 0 | 0 | 0
MA- CO2 Cap Annual v6.20 | 395 | 7653 | Rate Constraint in MTons | FALSE | L | Annual | Seasons Included | Seasons | Winter, WintShld, Summer | Winter, WintShld, Summer | Winter, WintShld, Summer | Winter, WintShld, Summer | Winter, WintShld, Summer | Winter, WintShld, Summer | Winter, WintShld, Summer | Winter, WintShld, Summer
MA- CO2 Cap Annual v6.20 | 395 | 7653 | Rate Constraint in MTons | FALSE | L | Annual | Standard CO2 | Thousand Tons | 8637.3385 | 8143.777 | 7403.4347 | 6909.8732 | 5675.9695 | 4442.0657 | 3208.1619 | 1974.2582
MA- CO2 Cap Annual v6.20 | 395 | 7653 | Rate Constraint in MTons | FALSE | L | Annual | Emissions at Affected Plants CO2 | Thousand Tons | 4494.2393 | 2802.1884 | 2692.9881 | 2610.0467 | 2064.896 | 1516.7989 | 1417.8984 | 2170.1288
MA- CO2 Cap Annual v6.20 | 395 | 7653 | Rate Constraint in MTons | FALSE | L | Annual | Allowances Purchased CO2 | Thousand Tons | 0 | 0 | 0 | 0 | 0 | 0 | 0 | 0
MA- CO2 Cap Annual v6.20 | 395 | 7653 | Rate Constraint in MTons | FALSE | L | Annual | Allowances Sold CO2 | Thousand Tons | 0 | 0 | 0 | 0 | 0 | 0 | 0 | 0
MA- CO2 Cap Annual v6.20 | 395 | 7653 | Rate Constraint in MTons | FALSE | L | Annual | Allowances Banked | Thousand Tons | 0 | 4606.5823 | 0 | 0 | 0 | 0 | 274.2189 | 0
MA- CO2 Cap Annual v6.20 | 395 | 7653 | Rate Constraint in MTons | FALSE | L | Annual | Allowances Withdrawn (1:1) | Thousand Tons | 0 | 0 | 0 | -6909.8732 | 0 | 0 | 0 | -195.8707
MA- CO2 Cap Annual v6.20 | 395 | 7653 | Rate Constraint in MTons | FALSE | L | Annual | Allowances Withdrawn (n:1) | Thousand Tons | 0 | 0 | 0 | 0 | 0 | 0 | 0 | 0
MA- CO2 Cap Annual v6.20 | 395 | 7653 | Rate Constraint in MTons | FALSE | L | Annual | Net Emissions Allowance Position | Thousand Tons | 4494.2393 | 7408.7706 | 2692.9881 | -4299.8266 | 2064.896 | 1516.7989 | 1692.1173 | 1974.2581
MA- CO2 Cap Annual v6.20 | 395 | 7653 | Rate Constraint in MTons | FALSE | L | Annual | Fuel Consumed | TBtu | 71.5257 | 42.6216 | 41.1611 | 40.2422 | 31.6623 | 22.6112 | 20.6739 | 33.4673
MA- CO2 Cap Annual v6.20 | 395 | 7653 | Rate Constraint in MTons | FALSE | L | Annual | Rate | lb/MMBtu | 125.6677 | 131.4916 | 130.8511 | 129.7169 | 130.4325 | 134.1637 | 137.1679 | 129.6866
MA- CO2 Cap Annual v6.20 | 395 | 7653 | Rate Constraint in MTons | FALSE | L | Annual | Generation | TWh | 9.921 | 6.0193 | 5.7985 | 5.6571 | 4.4639 | 3.1801 | 2.9696 | 4.7258
MA- CO2 Cap Annual v6.20 | 395 | 7653 | Rate Constraint in MTons | FALSE | L | Annual | Qualifying Generation | TWh | 9.921 | 6.0193 | 5.7985 | 5.6571 | 4.4639 | 3.1801 | 2.9696 | 4.7258
MA- CO2 Cap Annual v6.20 | 395 | 7653 | Rate Constraint in MTons | FALSE | L | Annual | Rate | lb/MWh | 906.0072 | 931.0622 | 928.8542 | 922.7442 | 925.1533 | 953.9243 | 954.9401 | 918.4118
MA- CO2 Cap Annual v6.20 | 395 | 7653 | Rate Constraint in MTons | FALSE | L | Annual | Constraint Shadow Price | US2019$/Ton | 0 | 0 | 0 | 0 | 0 | 0 | 0 | 0
MA Fac. Spec. - Canal NOx v3.1 | 396 | 7531 | Rate Constraint in lbs/MWh | FALSE | L | Annual | Seasons Included | Seasons | Winter, WintShld, Summer | Winter, WintShld, Summer | Winter, WintShld, Summer | Winter, WintShld, Summer | Winter, WintShld, Summer | Winter, WintShld, Summer | Winter, WintShld, Summer | Winter, WintShld, Summer
MA Fac. Spec. - Canal NOx v3.1 | 396 | 7531 | Rate Constraint in lbs/MWh | FALSE | L | Annual | Standard NOX | lb/MWh | 1.5 | 1.5 | 1.5 | 1.5 | 1.5 | 1.5 | 1.5 | 1.5
MA Fac. Spec. - Canal NOx v3.1 | 396 | 7531 | Rate Constraint in lbs/MWh | FALSE | L | Annual | Emissions at Affected Plants NOX | Thousand Tons | 0 | 0 | 0 | 0 | 0 | 0 | 0 | 0
MA Fac. Spec. - Canal NOx v3.1 | 396 | 7531 | Rate Constraint in lbs/MWh | FALSE | L | Annual | Allowances Purchased NOX | Thousand Tons | 0 | 0 | 0 | 0 | 0 | 0 | 0 | 0
MA Fac. Spec. - Canal NOx v3.1 | 396 | 7531 | Rate Constraint in lbs/MWh | FALSE | L | Annual | Allowances Sold NOX | Thousand Tons | 0 | 0 | 0 | 0 | 0 | 0 | 0 | 0
MA Fac. Spec. - Canal NOx v3.1 | 396 | 7531 | Rate Constraint in lbs/MWh | FALSE | L | Annual | Allowances Banked | Thousand Tons | 0 | 0 | 0 | 0 | 0 | 0 | 0 | 0
MA Fac. Spec. - Canal NOx v3.1 | 396 | 7531 | Rate Constraint in lbs/MWh | FALSE | L | Annual | Allowances Withdrawn (1:1) | Thousand Tons | 0 | 0 | 0 | 0 | 0 | 0 | 0 | 0
MA Fac. Spec. - Canal NOx v3.1 | 396 | 7531 | Rate Constraint in lbs/MWh | FALSE | L | Annual | Allowances Withdrawn (n:1) | Thousand Tons | 0 | 0 | 0 | 0 | 0 | 0 | 0 | 0
MA Fac. Spec. - Canal NOx v3.1 | 396 | 7531 | Rate Constraint in lbs/MWh | FALSE | L | Annual | Net Emissions Allowance Position | Thousand Tons | 0 | 0 | 0 | 0 | 0 | 0 | 0 | 0
MA Fac. Spec. - Canal NOx v3.1 | 396 | 7531 | Rate Constraint in lbs/MWh | FALSE | L | Annual | Fuel Consumed | TBtu | 0 | 0 | 0 | 0 | 0 | 0 | 0 | 0
MA Fac. Spec. - Canal NOx v3.1 | 396 | 7531 | Rate Constraint in lbs/MWh | FALSE | L | Annual | Rate | lb/MMBtu | 0 | 0 | 0 | 0 | 0 | 0 | 0 | 0
MA Fac. Spec. - Canal NOx v3.1 | 396 | 7531 | Rate Constraint in lbs/MWh | FALSE | L | Annual | Generation | TWh | 0 | 0 | 0 | 0 | 0 | 0 | 0 | 0
MA Fac. Spec. - Canal NOx v3.1 | 396 | 7531 | Rate Constraint in lbs/MWh | FALSE | L | Annual | Qualifying Generation | TWh | 0 | 0 | 0 | 0 | 0 | 0 | 0 | 0
MA Fac. Spec. - Canal NOx v3.1 | 396 | 7531 | Rate Constraint in lbs/MWh | FALSE | L | Annual | Constraint Shadow Price | US2019$/Ton | 0 | 67710.3936 | 29405.2928 | 384946.3507 | 20994.6836 | 6555.0732 | 0 | 0
MA Fac. Spec. - Canal SO2 Annual v3.1 | 397 | 7532 | Rate Constraint in lbs/MWh | FALSE | L | Annual | Seasons Included | Seasons | Winter, WintShld, Summer | Winter, WintShld, Summer | Winter, WintShld, Summer | Winter, WintShld, Summer | Winter, WintShld, Summer | Winter, WintShld, Summer | Winter, WintShld, Summer | Winter, WintShld, Summer
MA Fac. Spec. - Canal SO2 Annual v3.1 | 397 | 7532 | Rate Constraint in lbs/MWh | FALSE | L | Annual | Standard SO2 | lb/MWh | 3 | 3 | 3 | 3 | 3 | 3 | 3 | 3
MA Fac. Spec. - Canal SO2 Annual v3.1 | 397 | 7532 | Rate Constraint in lbs/MWh | FALSE | L | Annual | Emissions at Affected Plants SO2 | Thousand Tons | 0 | 0 | 0 | 0 | 0 | 0 | 0 | 0
MA Fac. Spec. - Canal SO2 Annual v3.1 | 397 | 7532 | Rate Constraint in lbs/MWh | FALSE | L | Annual | Allowances Purchased SO2 | Thousand Tons | 0 | 0 | 0 | 0 | 0 | 0 | 0 | 0
MA Fac. Spec. - Canal SO2 Annual v3.1 | 397 | 7532 | Rate Constraint in lbs/MWh | FALSE | L | Annual | Allowances Sold SO2 | Thousand Tons | 0 | 0 | 0 | 0 | 0 | 0 | 0 | 0
MA Fac. Spec. - Canal SO2 Annual v3.1 | 397 | 7532 | Rate Constraint in lbs/MWh | FALSE | L | Annual | Allowances Banked | Thousand Tons | 0 | 0 | 0 | 0 | 0 | 0 | 0 | 0
MA Fac. Spec. - Canal SO2 Annual v3.1 | 397 | 7532 | Rate Constraint in lbs/MWh | FALSE | L | Annual | Allowances Withdrawn (1:1) | Thousand Tons | 0 | 0 | 0 | 0 | 0 | 0 | 0 | 0
MA Fac. Spec. - Canal SO2 Annual v3.1 | 397 | 7532 | Rate Constraint in lbs/MWh | FALSE | L | Annual | Allowances Withdrawn (n:1) | Thousand Tons | 0 | 0 | 0 | 0 | 0 | 0 | 0 | 0
MA Fac. Spec. - Canal SO2 Annual v3.1 | 397 | 7532 | Rate Constraint in lbs/MWh | FALSE | L | Annual | Net Emissions Allowance Position | Thousand Tons | 0 | 0 | 0 | 0 | 0 | 0 | 0 | 0
MA Fac. Spec. - Canal SO2 Annual v3.1 | 397 | 7532 | Rate Constraint in lbs/MWh | FALSE | L | Annual | Fuel Consumed | TBtu | 0 | 0 | 0 | 0 | 0 | 0 | 0 | 0
MA Fac. Spec. - Canal SO2 Annual v3.1 | 397 | 7532 | Rate Constraint in lbs/MWh | FALSE | L | Annual | Rate | lb/MMBtu | 0 | 0 | 0 | 0 | 0 | 0 | 0 | 0
MA Fac. Spec. - Canal SO2 Annual v3.1 | 397 | 7532 | Rate Constraint in lbs/MWh | FALSE | L | Annual | Generation | TWh | 0 | 0 | 0 | 0 | 0 | 0 | 0 | 0
MA Fac. Spec. - Canal SO2 Annual v3.1 | 397 | 7532 | Rate Constraint in lbs/MWh | FALSE | L | Annual | Qualifying Generation | TWh | 0 | 0 | 0 | 0 | 0 | 0 | 0 | 0
MA Fac. Spec. - Canal SO2 Annual v3.1 | 397 | 7532 | Rate Constraint in lbs/MWh | FALSE | L | Annual | Constraint Shadow Price | US2019$/Ton | 9329.841 | 8036.3427 | 4294.6018 | 25072.7787 | 0 | 0 | 0 | 1121.8924
MA Fac. Spec. - MER Output Annual v3.1 | 398 | 7335 | Rate Constraint in lbs/MWh | FALSE | L | Annual | Seasons Included | Seasons | Winter, WintShld, Summer | Winter, WintShld, Summer | Winter, WintShld, Summer | Winter, WintShld, Summer | Winter, WintShld, Summer | Winter, WintShld, Summer | Winter, WintShld, Summer | Winter, WintShld, Summer
MA Fac. Spec. - MER Output Annual v3.1 | 398 | 7335 | Rate Constraint in lbs/MWh | FALSE | L | Annual | Standard MER | lb/MWh | 2.5e-06 | 2.5e-06 | 2.5e-06 | 2.5e-06 | 2.5e-06 | 2.5e-06 | 2.5e-06 | 2.5e-06
MA Fac. Spec. - MER Output Annual v3.1 | 398 | 7335 | Rate Constraint in lbs/MWh | FALSE | L | Annual | Emissions at Affected Plants MER | lbs | 0.0029841 | 0 | 0 | 0 | 0 | 0 | 0 | 0
MA Fac. Spec. - MER Output Annual v3.1 | 398 | 7335 | Rate Constraint in lbs/MWh | FALSE | L | Annual | Allowances Purchased MER | lbs | 0 | 0 | 0 | 0 | 0 | 0 | 0 | 0
MA Fac. Spec. - MER Output Annual v3.1 | 398 | 7335 | Rate Constraint in lbs/MWh | FALSE | L | Annual | Allowances Sold MER | lbs | 0 | 0 | 0 | 0 | 0 | 0 | 0 | 0
MA Fac. Spec. - MER Output Annual v3.1 | 398 | 7335 | Rate Constraint in lbs/MWh | FALSE | L | Annual | Allowances Banked | lbs | 0 | 0 | 0 | 0 | 0 | 0 | 0 | 0
MA Fac. Spec. - MER Output Annual v3.1 | 398 | 7335 | Rate Constraint in lbs/MWh | FALSE | L | Annual | Allowances Withdrawn (1:1) | lbs | 0 | 0 | 0 | 0 | 0 | 0 | 0 | 0
MA Fac. Spec. - MER Output Annual v3.1 | 398 | 7335 | Rate Constraint in lbs/MWh | FALSE | L | Annual | Allowances Withdrawn (n:1) | lbs | 0 | 0 | 0 | 0 | 0 | 0 | 0 | 0
MA Fac. Spec. - MER Output Annual v3.1 | 398 | 7335 | Rate Constraint in lbs/MWh | FALSE | L | Annual | Net Emissions Allowance Position | lbs | 0.0029841 | 0 | 0 | 0 | 0 | 0 | 0 | 0
MA Fac. Spec. - MER Output Annual v3.1 | 398 | 7335 | Rate Constraint in lbs/MWh | FALSE | L | Annual | Fuel Consumed | TBtu | 21.3152 | 0 | 0 | 0 | 0 | 0 | 0 | 0
MA Fac. Spec. - MER Output Annual v3.1 | 398 | 7335 | Rate Constraint in lbs/MWh | FALSE | L | Annual | Rate | lb/MMBtu | 1.4e-10 | 0 | 0 | 0 | 0 | 0 | 0 | 0
MA Fac. Spec. - MER Output Annual v3.1 | 398 | 7335 | Rate Constraint in lbs/MWh | FALSE | L | Annual | Generation | TWh | 2.8489 | 0 | 0 | 0 | 0 | 0 | 0 | 0
MA Fac. Spec. - MER Output Annual v3.1 | 398 | 7335 | Rate Constraint in lbs/MWh | FALSE | L | Annual | Qualifying Generation | TWh | 2.8489 | 0 | 0 | 0 | 0 | 0 | 0 | 0
MA Fac. Spec. - MER Output Annual v3.1 | 398 | 7335 | Rate Constraint in lbs/MWh | FALSE | L | Annual | Constraint Shadow Price | US2019$/Lb | 0 | 0 | 0 | 0 | 0 | 0 | 0 | 0
MA Fac. Spec. - Mystic Gen NOx v3.1 | 399 | 7533 | Rate Constraint in lbs/MWh | FALSE | L | Annual | Seasons Included | Seasons | Winter, WintShld, Summer | Winter, WintShld, Summer | Winter, WintShld, Summer | Winter, WintShld, Summer | Winter, WintShld, Summer | Winter, WintShld, Summer | Winter, WintShld, Summer | Winter, WintShld, Summer
MA Fac. Spec. - Mystic Gen NOx v3.1 | 399 | 7533 | Rate Constraint in lbs/MWh | FALSE | L | Annual | Standard NOX | lb/MWh | 1.5 | 1.5 | 1.5 | 1.5 | 1.5 | 1.5 | 1.5 | 1.5
MA Fac. Spec. - Mystic Gen NOx v3.1 | 399 | 7533 | Rate Constraint in lbs/MWh | FALSE | L | Annual | Emissions at Affected Plants NOX | Thousand Tons | 0.093615 | 0 | 0 | 0 | 0 | 0 | 0 | 0
MA Fac. Spec. - Mystic Gen NOx v3.1 | 399 | 7533 | Rate Constraint in lbs/MWh | FALSE | L | Annual | Allowances Purchased NOX | Thousand Tons | 0 | 0 | 0 | 0 | 0 | 0 | 0 | 0
MA Fac. Spec. - Mystic Gen NOx v3.1 | 399 | 7533 | Rate Constraint in lbs/MWh | FALSE | L | Annual | Allowances Sold NOX | Thousand Tons | 0 | 0 | 0 | 0 | 0 | 0 | 0 | 0
MA Fac. Spec. - Mystic Gen NOx v3.1 | 399 | 7533 | Rate Constraint in lbs/MWh | FALSE | L | Annual | Allowances Banked | Thousand Tons | 0 | 0 | 0 | 0 | 0 | 0 | 0 | 0
MA Fac. Spec. - Mystic Gen NOx v3.1 | 399 | 7533 | Rate Constraint in lbs/MWh | FALSE | L | Annual | Allowances Withdrawn (1:1) | Thousand Tons | 0 | 0 | 0 | 0 | 0 | 0 | 0 | 0
MA Fac. Spec. - Mystic Gen NOx v3.1 | 399 | 7533 | Rate Constraint in lbs/MWh | FALSE | L | Annual | Allowances Withdrawn (n:1) | Thousand Tons | 0 | 0 | 0 | 0 | 0 | 0 | 0 | 0
MA Fac. Spec. - Mystic Gen NOx v3.1 | 399 | 7533 | Rate Constraint in lbs/MWh | FALSE | L | Annual | Net Emissions Allowance Position | Thousand Tons | 0.093615 | 0 | 0 | 0 | 0 | 0 | 0 | 0
MA Fac. Spec. - Mystic Gen NOx v3.1 | 399 | 7533 | Rate Constraint in lbs/MWh | FALSE | L | Annual | Fuel Consumed | TBtu | 21.3152 | 0 | 0 | 0 | 0 | 0 | 0 | 0
MA Fac. Spec. - Mystic Gen NOx v3.1 | 399 | 7533 | Rate Constraint in lbs/MWh | FALSE | L | Annual | Rate | lb/MMBtu | 0.0087838 | 0 | 0 | 0 | 0 | 0 | 0 | 0
MA Fac. Spec. - Mystic Gen NOx v3.1 | 399 | 7533 | Rate Constraint in lbs/MWh | FALSE | L | Annual | Generation | TWh | 2.8489 | 0 | 0 | 0 | 0 | 0 | 0 | 0
MA Fac. Spec. - Mystic Gen NOx v3.1 | 399 | 7533 | Rate Constraint in lbs/MWh | FALSE | L | Annual | Qualifying Generation | TWh | 2.8489 | 0 | 0 | 0 | 0 | 0 | 0 | 0
MA Fac. Spec. - Mystic Gen NOx v3.1 | 399 | 7533 | Rate Constraint in lbs/MWh | FALSE | L | Annual | Constraint Shadow Price | US2019$/Ton | 0 | 0 | 0 | 0 | 0 | 0 | 0 | 0
MA Fac. Spec. - Mystic Gen SO2 Annual v3.1 | 400 | 7534 | Rate Constraint in lbs/MWh | FALSE | L | Annual | Seasons Included | Seasons | Winter, WintShld, Summer | Winter, WintShld, Summer | Winter, WintShld, Summer | Winter, WintShld, Summer | Winter, WintShld, Summer | Winter, WintShld, Summer | Winter, WintShld, Summer | Winter, WintShld, Summer
MA Fac. Spec. - Mystic Gen SO2 Annual v3.1 | 400 | 7534 | Rate Constraint in lbs/MWh | FALSE | L | Annual | Standard SO2 | lb/MWh | 3 | 3 | 3 | 3 | 3 | 3 | 3 | 3
MA Fac. Spec. - Mystic Gen SO2 Annual v3.1 | 400 | 7534 | Rate Constraint in lbs/MWh | FALSE | L | Annual | Emissions at Affected Plants SO2 | Thousand Tons | 0 | 0 | 0 | 0 | 0 | 0 | 0 | 0
MA Fac. Spec. - Mystic Gen SO2 Annual v3.1 | 400 | 7534 | Rate Constraint in lbs/MWh | FALSE | L | Annual | Allowances Purchased SO2 | Thousand Tons | 0 | 0 | 0 | 0 | 0 | 0 | 0 | 0
MA Fac. Spec. - Mystic Gen SO2 Annual v3.1 | 400 | 7534 | Rate Constraint in lbs/MWh | FALSE | L | Annual | Allowances Sold SO2 | Thousand Tons | 0 | 0 | 0 | 0 | 0 | 0 | 0 | 0
MA Fac. Spec. - Mystic Gen SO2 Annual v3.1 | 400 | 7534 | Rate Constraint in lbs/MWh | FALSE | L | Annual | Allowances Banked | Thousand Tons | 0 | 0 | 0 | 0 | 0 | 0 | 0 | 0
MA Fac. Spec. - Mystic Gen SO2 Annual v3.1 | 400 | 7534 | Rate Constraint in lbs/MWh | FALSE | L | Annual | Allowances Withdrawn (1:1) | Thousand Tons | 0 | 0 | 0 | 0 | 0 | 0 | 0 | 0
MA Fac. Spec. - Mystic Gen SO2 Annual v3.1 | 400 | 7534 | Rate Constraint in lbs/MWh | FALSE | L | Annual | Allowances Withdrawn (n:1) | Thousand Tons | 0 | 0 | 0 | 0 | 0 | 0 | 0 | 0
MA Fac. Spec. - Mystic Gen SO2 Annual v3.1 | 400 | 7534 | Rate Constraint in lbs/MWh | FALSE | L | Annual | Net Emissions Allowance Position | Thousand Tons | 0 | 0 | 0 | 0 | 0 | 0 | 0 | 0
MA Fac. Spec. - Mystic Gen SO2 Annual v3.1 | 400 | 7534 | Rate Constraint in lbs/MWh | FALSE | L | Annual | Fuel Consumed | TBtu | 21.3152 | 0 | 0 | 0 | 0 | 0 | 0 | 0
MA Fac. Spec. - Mystic Gen SO2 Annual v3.1 | 400 | 7534 | Rate Constraint in lbs/MWh | FALSE | L | Annual | Rate | lb/MMBtu | 0 | 0 | 0 | 0 | 0 | 0 | 0 | 0
MA Fac. Spec. - Mystic Gen SO2 Annual v3.1 | 400 | 7534 | Rate Constraint in lbs/MWh | FALSE | L | Annual | Generation | TWh | 2.8489 | 0 | 0 | 0 | 0 | 0 | 0 | 0
MA Fac. Spec. - Mystic Gen SO2 Annual v3.1 | 400 | 7534 | Rate Constraint in lbs/MWh | FALSE | L | Annual | Qualifying Generation | TWh | 2.8489 | 0 | 0 | 0 | 0 | 0 | 0 | 0
MA Fac. Spec. - Mystic Gen SO2 Annual v3.1 | 400 | 7534 | Rate Constraint in lbs/MWh | FALSE | L | Annual | Constraint Shadow Price | US2019$/Ton | 0 | 0 | 0 | 0 | 0 | 0 | 0 | 0
MD Coal-fired EGUs NOx rate - NRG & GenOn v5.16 | 401 | 7334 | Rate Constraint in lbs/MMBtu | FALSE | L | Annual | Seasons Included | Seasons | Summer | Summer | Summer | Summer | Summer | Summer | Summer | Summer
MD Coal-fired EGUs NOx rate - NRG & GenOn v5.16 | 401 | 7334 | Rate Constraint in lbs/MMBtu | FALSE | L | Annual | Standard NOX | lb/MMBtu | 0.15 | 0.15 | 0.15 | 0.15 | 0.15 | 0.15 | 0.15 | 0.15
MD Coal-fired EGUs NOx rate - NRG & GenOn v5.16 | 401 | 7334 | Rate Constraint in lbs/MMBtu | FALSE | L | Annual | Emissions at Affected Plants NOX | Thousand Tons | 0 | 0 | 0 | 0 | 0 | 0 | 0 | 0
MD Coal-fired EGUs NOx rate - NRG & GenOn v5.16 | 401 | 7334 | Rate Constraint in lbs/MMBtu | FALSE | L | Annual | Allowances Purchased NOX | Thousand Tons | 0 | 0 | 0 | 0 | 0 | 0 | 0 | 0
MD Coal-fired EGUs NOx rate - NRG & GenOn v5.16 | 401 | 7334 | Rate Constraint in lbs/MMBtu | FALSE | L | Annual | Allowances Sold NOX | Thousand Tons | 0 | 0 | 0 | 0 | 0 | 0 | 0 | 0
MD Coal-fired EGUs NOx rate - NRG & GenOn v5.16 | 401 | 7334 | Rate Constraint in lbs/MMBtu | FALSE | L | Annual | Allowances Banked | Thousand Tons | 0 | 0 | 0 | 0 | 0 | 0 | 0 | 0
MD Coal-fired EGUs NOx rate - NRG & GenOn v5.16 | 401 | 7334 | Rate Constraint in lbs/MMBtu | FALSE | L | Annual | Allowances Withdrawn (1:1) | Thousand Tons | 0 | 0 | 0 | 0 | 0 | 0 | 0 | 0
MD Coal-fired EGUs NOx rate - NRG & GenOn v5.16 | 401 | 7334 | Rate Constraint in lbs/MMBtu | FALSE | L | Annual | Allowances Withdrawn (n:1) | Thousand Tons | 0 | 0 | 0 | 0 | 0 | 0 | 0 | 0
MD Coal-fired EGUs NOx rate - NRG & GenOn v5.16 | 401 | 7334 | Rate Constraint in lbs/MMBtu | FALSE | L | Annual | Net Emissions Allowance Position | Thousand Tons | 0 | 0 | 0 | 0 | 0 | 0 | 0 | 0
MD Coal-fired EGUs NOx rate - NRG & GenOn v5.16 | 401 | 7334 | Rate Constraint in lbs/MMBtu | FALSE | L | Annual | Fuel Consumed | TBtu | 0 | 0 | 0 | 0 | 0 | 0 | 0 | 0
MD Coal-fired EGUs NOx rate - NRG & GenOn v5.16 | 401 | 7334 | Rate Constraint in lbs/MMBtu | FALSE | L | Annual | Rate | lb/MMBtu | 0 | 0 | 0 | 0 | 0 | 0 | 0 | 0
MD Coal-fired EGUs NOx rate - NRG & GenOn v5.16 | 401 | 7334 | Rate Constraint in lbs/MMBtu | FALSE | L | Annual | Generation | TWh | 0 | 0 | 0 | 0 | 0 | 0 | 0 | 0
MD Coal-fired EGUs NOx rate - NRG & GenOn v5.16 | 401 | 7334 | Rate Constraint in lbs/MMBtu | FALSE | L | Annual | Qualifying Generation | TWh | 0 | 0 | 0 | 0 | 0 | 0 | 0 | 0
MD Coal-fired EGUs NOx rate - NRG & GenOn v5.16 | 401 | 7334 | Rate Constraint in lbs/MMBtu | FALSE | L | Annual | Rate | lb/MWh | 0 | 0 | 0 | 0 | 0 | 0 | 0 | 0
MD Coal-fired EGUs NOx rate - NRG & GenOn v5.16 | 401 | 7334 | Rate Constraint in lbs/MMBtu | FALSE | L | Annual | Constraint Shadow Price | US2019$/Ton | 0 | 0 | 0 | 0 | 0 | 0 | 0 | 0
MD Coal-fired EGUs NOx rate - Raven v5.16 | 402 | 7333 | Rate Constraint in lbs/MMBtu | FALSE | L | Annual | Seasons Included | Seasons | Summer | Summer | Summer | Summer | Summer | Summer | Summer | Summer
MD Coal-fired EGUs NOx rate - Raven v5.16 | 402 | 7333 | Rate Constraint in lbs/MMBtu | FALSE | L | Annual | Standard NOX | lb/MMBtu | 0.15 | 0.15 | 0.15 | 0.15 | 0.15 | 0.15 | 0.15 | 0.15
MD Coal-fired EGUs NOx rate - Raven v5.16 | 402 | 7333 | Rate Constraint in lbs/MMBtu | FALSE | L | Annual | Emissions at Affected Plants NOX | Thousand Tons | 0 | 0 | 0 | 0 | 0 | 0 | 0 | 0
MD Coal-fired EGUs NOx rate - Raven v5.16 | 402 | 7333 | Rate Constraint in lbs/MMBtu | FALSE | L | Annual | Allowances Purchased NOX | Thousand Tons | 0 | 0 | 0 | 0 | 0 | 0 | 0 | 0
MD Coal-fired EGUs NOx rate - Raven v5.16 | 402 | 7333 | Rate Constraint in lbs/MMBtu | FALSE | L | Annual | Allowances Sold NOX | Thousand Tons | 0 | 0 | 0 | 0 | 0 | 0 | 0 | 0
MD Coal-fired EGUs NOx rate - Raven v5.16 | 402 | 7333 | Rate Constraint in lbs/MMBtu | FALSE | L | Annual | Allowances Banked | Thousand Tons | 0 | 0 | 0 | 0 | 0 | 0 | 0 | 0
MD Coal-fired EGUs NOx rate - Raven v5.16 | 402 | 7333 | Rate Constraint in lbs/MMBtu | FALSE | L | Annual | Allowances Withdrawn (1:1) | Thousand Tons | 0 | 0 | 0 | 0 | 0 | 0 | 0 | 0
MD Coal-fired EGUs NOx rate - Raven v5.16 | 402 | 7333 | Rate Constraint in lbs/MMBtu | FALSE | L | Annual | Allowances Withdrawn (n:1) | Thousand Tons | 0 | 0 | 0 | 0 | 0 | 0 | 0 | 0
MD Coal-fired EGUs NOx rate - Raven v5.16 | 402 | 7333 | Rate Constraint in lbs/MMBtu | FALSE | L | Annual | Net Emissions Allowance Position | Thousand Tons | 0 | 0 | 0 | 0 | 0 | 0 | 0 | 0
MD Coal-fired EGUs NOx rate - Raven v5.16 | 402 | 7333 | Rate Constraint in lbs/MMBtu | FALSE | L | Annual | Fuel Consumed | TBtu | 0 | 0 | 0 | 0 | 0 | 0 | 0 | 0
MD Coal-fired EGUs NOx rate - Raven v5.16 | 402 | 7333 | Rate Constraint in lbs/MMBtu | FALSE | L | Annual | Rate | lb/MMBtu | 0 | 0 | 0 | 0 | 0 | 0 | 0 | 0
MD Coal-fired EGUs NOx rate - Raven v5.16 | 402 | 7333 | Rate Constraint in lbs/MMBtu | FALSE | L | Annual | Generation | TWh | 0 | 0 | 0 | 0 | 0 | 0 | 0 | 0
MD Coal-fired EGUs NOx rate - Raven v5.16 | 402 | 7333 | Rate Constraint in lbs/MMBtu | FALSE | L | Annual | Qualifying Generation | TWh | 0 | 0 | 0 | 0 | 0 | 0 | 0 | 0
MD Coal-fired EGUs NOx rate - Raven v5.16 | 402 | 7333 | Rate Constraint in lbs/MMBtu | FALSE | L | Annual | Rate | lb/MWh | 0 | 0 | 0 | 0 | 0 | 0 | 0 | 0
MD Coal-fired EGUs NOx rate - Raven v5.16 | 402 | 7333 | Rate Constraint in lbs/MMBtu | FALSE | L | Annual | Constraint Shadow Price | US2019$/Ton | 0 | 0 | 0 | 0 | 0 | 0 | 0 | 0
MD Healthy Air Act - Constellation NOx Cap Ann 4.1 | 403 | 7330 | Rate Constraint in MTons | FALSE | L | Annual | Seasons Included | Seasons | Winter, WintShld, Summer | Winter, WintShld, Summer | Winter, WintShld, Summer | Winter, WintShld, Summer | Winter, WintShld, Summer | Winter, WintShld, Summer | Winter, WintShld, Summer | Winter, WintShld, Summer
MD Healthy Air Act - Constellation NOx Cap Ann 4.1 | 403 | 7330 | Rate Constraint in MTons | FALSE | L | Annual | Standard NOX | Thousand Tons | 8.026 | 8.026 | 8.026 | 8.026 | 8.026 | 8.026 | 8.026 | 8.026
MD Healthy Air Act - Constellation NOx Cap Ann 4.1 | 403 | 7330 | Rate Constraint in MTons | FALSE | L | Annual | Emissions at Affected Plants NOX | Thousand Tons | 0.050689 | 0 | 0 | 0 | 0 | 0 | 0 | 0
MD Healthy Air Act - Constellation NOx Cap Ann 4.1 | 403 | 7330 | Rate Constraint in MTons | FALSE | L | Annual | Allowances Purchased NOX | Thousand Tons | 0 | 0 | 0 | 0 | 0 | 0 | 0 | 0
MD Healthy Air Act - Constellation NOx Cap Ann 4.1 | 403 | 7330 | Rate Constraint in MTons | FALSE | L | Annual | Allowances Sold NOX | Thousand Tons | 0 | 0 | 0 | 0 | 0 | 0 | 0 | 0
MD Healthy Air Act - Constellation NOx Cap Ann 4.1 | 403 | 7330 | Rate Constraint in MTons | FALSE | L | Annual | Allowances Banked | Thousand Tons | 0 | 0 | 0 | 0 | 0 | 0 | 0 | 0
MD Healthy Air Act - Constellation NOx Cap Ann 4.1 | 403 | 7330 | Rate Constraint in MTons | FALSE | L | Annual | Allowances Withdrawn (1:1) | Thousand Tons | 0 | 0 | 0 | 0 | 0 | 0 | 0 | 0
MD Healthy Air Act - Constellation NOx Cap Ann 4.1 | 403 | 7330 | Rate Constraint in MTons | FALSE | L | Annual | Allowances Withdrawn (n:1) | Thousand Tons | 0 | 0 | 0 | 0 | 0 | 0 | 0 | 0
MD Healthy Air Act - Constellation NOx Cap Ann 4.1 | 403 | 7330 | Rate Constraint in MTons | FALSE | L | Annual | Net Emissions Allowance Position | Thousand Tons | 0.050689 | 0 | 0 | 0 | 0 | 0 | 0 | 0
MD Healthy Air Act - Constellation NOx Cap Ann 4.1 | 403 | 7330 | Rate Constraint in MTons | FALSE | L | Annual | Fuel Consumed | TBtu | 1.4071 | 0 | 0 | 0 | 0 | 0 | 0 | 0
MD Healthy Air Act - Constellation NOx Cap Ann 4.1 | 403 | 7330 | Rate Constraint in MTons | FALSE | L | Annual | Rate | lb/MMBtu | 0.07205 | 0 | 0 | 0 | 0 | 0 | 0 | 0
MD Healthy Air Act - Constellation NOx Cap Ann 4.1 | 403 | 7330 | Rate Constraint in MTons | FALSE | L | Annual | Generation | TWh | 0.12543 | 0 | 0 | 0 | 0 | 0 | 0 | 0
MD Healthy Air Act - Constellation NOx Cap Ann 4.1 | 403 | 7330 | Rate Constraint in MTons | FALSE | L | Annual | Qualifying Generation | TWh | 0.12543 | 0 | 0 | 0 | 0 | 0 | 0 | 0
MD Healthy Air Act - Constellation NOx Cap Ann 4.1 | 403 | 7330 | Rate Constraint in MTons | FALSE | L | Annual | Rate | lb/MWh | 0.80825 | 0 | 0 | 0 | 0 | 0 | 0 | 0
MD Healthy Air Act - Constellation NOx Cap Ann 4.1 | 403 | 7330 | Rate Constraint in MTons | FALSE | L | Annual | Constraint Shadow Price | US2019$/Ton | 0 | 0 | 0 | 0 | 0 | 0 | 0 | 0
MD Healthy Air Act - Constellation NOx Cap Sum 4.1 | 404 | 7328 | Rate Constraint in MTons | FALSE | L | Annual | Seasons Included | Seasons | Summer | Summer | Summer | Summer | Summer | Summer | Summer | Summer
MD Healthy Air Act - Constellation NOx Cap Sum 4.1 | 404 | 7328 | Rate Constraint in MTons | FALSE | L | Annual | Standard NOX | Thousand Tons | 3.63 | 3.63 | 3.63 | 3.63 | 3.63 | 3.63 | 3.63 | 3.63
MD Healthy Air Act - Constellation NOx Cap Sum 4.1 | 404 | 7328 | Rate Constraint in MTons | FALSE | L | Annual | Emissions at Affected Plants NOX | Thousand Tons | 0 | 0 | 0 | 0 | 0 | 0 | 0 | 0
MD Healthy Air Act - Constellation NOx Cap Sum 4.1 | 404 | 7328 | Rate Constraint in MTons | FALSE | L | Annual | Allowances Purchased NOX | Thousand Tons | 0 | 0 | 0 | 0 | 0 | 0 | 0 | 0
MD Healthy Air Act - Constellation NOx Cap Sum 4.1 | 404 | 7328 | Rate Constraint in MTons | FALSE | L | Annual | Allowances Sold NOX | Thousand Tons | 0 | 0 | 0 | 0 | 0 | 0 | 0 | 0
MD Healthy Air Act - Constellation NOx Cap Sum 4.1 | 404 | 7328 | Rate Constraint in MTons | FALSE | L | Annual | Allowances Banked | Thousand Tons | 0 | 0 | 0 | 0 | 0 | 0 | 0 | 0
MD Healthy Air Act - Constellation NOx Cap Sum 4.1 | 404 | 7328 | Rate Constraint in MTons | FALSE | L | Annual | Allowances Withdrawn (1:1) | Thousand Tons | 0 | 0 | 0 | 0 | 0 | 0 | 0 | 0
MD Healthy Air Act - Constellation NOx Cap Sum 4.1 | 404 | 7328 | Rate Constraint in MTons | FALSE | L | Annual | Allowances Withdrawn (n:1) | Thousand Tons | 0 | 0 | 0 | 0 | 0 | 0 | 0 | 0
MD Healthy Air Act - Constellation NOx Cap Sum 4.1 | 404 | 7328 | Rate Constraint in MTons | FALSE | L | Annual | Net Emissions Allowance Position | Thousand Tons | 0 | 0 | 0 | 0 | 0 | 0 | 0 | 0
MD Healthy Air Act - Constellation NOx Cap Sum 4.1 | 404 | 7328 | Rate Constraint in MTons | FALSE | L | Annual | Fuel Consumed | TBtu | 0 | 0 | 0 | 0 | 0 | 0 | 0 | 0
MD Healthy Air Act - Constellation NOx Cap Sum 4.1 | 404 | 7328 | Rate Constraint in MTons | FALSE | L | Annual | Rate | lb/MMBtu | 0 | 0 | 0 | 0 | 0 | 0 | 0 | 0
MD Healthy Air Act - Constellation NOx Cap Sum 4.1 | 404 | 7328 | Rate Constraint in MTons | FALSE | L | Annual | Generation | TWh | 0 | 0 | 0 | 0 | 0 | 0 | 0 | 0
MD Healthy Air Act - Constellation NOx Cap Sum 4.1 | 404 | 7328 | Rate Constraint in MTons | FALSE | L | Annual | Qualifying Generation | TWh | 0 | 0 | 0 | 0 | 0 | 0 | 0 | 0
MD Healthy Air Act - Constellation NOx Cap Sum 4.1 | 404 | 7328 | Rate Constraint in MTons | FALSE | L | Annual | Rate | lb/MWh | 0 | 0 | 0 | 0 | 0 | 0 | 0 | 0
MD Healthy Air Act - Constellation NOx Cap Sum 4.1 | 404 | 7328 | Rate Constraint in MTons | FALSE | L | Annual | Constraint Shadow Price | US2019$/Ton | 0 | 0 | 0 | 0 | 0 | 0 | 0 | 0
MD Healthy Air Act - Constellation SO2 Cap Ann 4.1 | 405 | 7326 | Rate Constraint in MTons | FALSE | L | Annual | Seasons Included | Seasons | Winter, WintShld, Summer | Winter, WintShld, Summer | Winter, WintShld, Summer | Winter, WintShld, Summer | Winter, WintShld, Summer | Winter, WintShld, Summer | Winter, WintShld, Summer | Winter, WintShld, Summer
MD Healthy Air Act - Constellation SO2 Cap Ann 4.1 | 405 | 7326 | Rate Constraint in MTons | FALSE | L | Annual | Standard SO2 | Thousand Tons | 17.926 | 17.926 | 17.926 | 17.926 | 17.926 | 17.926 | 17.926 | 17.926
MD Healthy Air Act - Constellation SO2 Cap Ann 4.1 | 405 | 7326 | Rate Constraint in MTons | FALSE | L | Annual | Emissions at Affected Plants SO2 | Thousand Tons | 0.030786 | 0 | 0 | 0 | 0 | 0 | 0 | 0
MD Healthy Air Act - Constellation SO2 Cap Ann 4.1 | 405 | 7326 | Rate Constraint in MTons | FALSE | L | Annual | Allowances Purchased SO2 | Thousand Tons | 0 | 0 | 0 | 0 | 0 | 0 | 0 | 0
MD Healthy Air Act - Constellation SO2 Cap Ann 4.1 | 405 | 7326 | Rate Constraint in MTons | FALSE | L | Annual | Allowances Sold SO2 | Thousand Tons | 0 | 0 | 0 | 0 | 0 | 0 | 0 | 0
MD Healthy Air Act - Constellation SO2 Cap Ann 4.1 | 405 | 7326 | Rate Constraint in MTons | FALSE | L | Annual | Allowances Banked | Thousand Tons | 0 | 0 | 0 | 0 | 0 | 0 | 0 | 0
MD Healthy Air Act - Constellation SO2 Cap Ann 4.1 | 405 | 7326 | Rate Constraint in MTons | FALSE | L | Annual | Allowances Withdrawn (1:1) | Thousand Tons | 0 | 0 | 0 | 0 | 0 | 0 | 0 | 0
MD Healthy Air Act - Constellation SO2 Cap Ann 4.1 | 405 | 7326 | Rate Constraint in MTons | FALSE | L | Annual | Allowances Withdrawn (n:1) | Thousand Tons | 0 | 0 | 0 | 0 | 0 | 0 | 0 | 0
MD Healthy Air Act - Constellation SO2 Cap Ann 4.1 | 405 | 7326 | Rate Constraint in MTons | FALSE | L | Annual | Net Emissions Allowance Position | Thousand Tons | 0.030786 | 0 | 0 | 0 | 0 | 0 | 0 | 0
MD Healthy Air Act - Constellation SO2 Cap Ann 4.1 | 405 | 7326 | Rate Constraint in MTons | FALSE | L | Annual | Fuel Consumed | TBtu | 1.4071 | 0 | 0 | 0 | 0 | 0 | 0 | 0
MD Healthy Air Act - Constellation SO2 Cap Ann 4.1 | 405 | 7326 | Rate Constraint in MTons | FALSE | L | Annual | Rate | lb/MMBtu | 0.04376 | 0 | 0 | 0 | 0 | 0 | 0 | 0
MD Healthy Air Act - Constellation SO2 Cap Ann 4.1 | 405 | 7326 | Rate Constraint in MTons | FALSE | L | Annual | Generation | TWh | 0.12543 | 0 | 0 | 0 | 0 | 0 | 0 | 0
MD Healthy Air Act - Constellation SO2 Cap Ann 4.1 | 405 | 7326 | Rate Constraint in MTons | FALSE | L | Annual | Qualifying Generation | TWh | 0.12543 | 0 | 0 | 0 | 0 | 0 | 0 | 0
MD Healthy Air Act - Constellation SO2 Cap Ann 4.1 | 405 | 7326 | Rate Constraint in MTons | FALSE | L | Annual | Rate | lb/MWh | 0.49089 | 0 | 0 | 0 | 0 | 0 | 0 | 0
MD Healthy Air Act - Constellation SO2 Cap Ann 4.1 | 405 | 7326 | Rate Constraint in MTons | FALSE | L | Annual | Constraint Shadow Price | US2019$/Ton | 0 | 0 | 0 | 0 | 0 | 0 | 0 | 0
MD Healthy Air Act - MER Removal Annual v3.1 | 406 | 7332 | MACT Fuel Choice Floor in lbs/MMBtu | FALSE | L | Annual | Seasons Included | Seasons | Winter, WintShld, Summer | Winter, WintShld, Summer | Winter, WintShld, Summer | Winter, WintShld, Summer | Winter, WintShld, Summer | Winter, WintShld, Summer | Winter, WintShld, Summer | Winter, WintShld, Summer
MD Healthy Air Act - MER Removal Annual v3.1 | 406 | 7332 | MACT Fuel Choice Floor in lbs/MMBtu | FALSE | L | Annual | Emission Floor | lbs/MMBtu | 0 | 0 | 0 | 0 | 0 | 0 | 0 | 0
MD Healthy Air Act - MER Removal Annual v3.1 | 406 | 7332 | MACT Fuel Choice Floor in lbs/MMBtu | FALSE | L | Annual | Emissions at Affected Plants MER | lbs | 0.60006 | 0 | 0 | 0 | 0 | 0 | 0 | 0
MD Healthy Air Act - MER Removal Annual v3.1 | 406 | 7332 | MACT Fuel Choice Floor in lbs/MMBtu | FALSE | L | Annual | Allowances Purchased MER | lbs | 0 | 0 | 0 | 0 | 0 | 0 | 0 | 0
MD Healthy Air Act - MER Removal Annual v3.1 | 406 | 7332 | MACT Fuel Choice Floor in lbs/MMBtu | FALSE | L | Annual | Allowances Sold MER | lbs | 0 | 0 | 0 | 0 | 0 | 0 | 0 | 0
MD Healthy Air Act - MER Removal Annual v3.1 | 406 | 7332 | MACT Fuel Choice Floor in lbs/MMBtu | FALSE | L | Annual | Allowances Banked | lbs | 0 | 0 | 0 | 0 | 0 | 0 | 0 | 0
MD Healthy Air Act - MER Removal Annual v3.1 | 406 | 7332 | MACT Fuel Choice Floor in lbs/MMBtu | FALSE | L | Annual | Allowances Withdrawn (1:1) | lbs | 0 | 0 | 0 | 0 | 0 | 0 | 0 | 0
MD Healthy Air Act - MER Removal Annual v3.1 | 406 | 7332 | MACT Fuel Choice Floor in lbs/MMBtu | FALSE | L | Annual | Allowances Withdrawn (n:1) | lbs | 0 | 0 | 0 | 0 | 0 | 0 | 0 | 0
MD Healthy Air Act - MER Removal Annual v3.1 | 406 | 7332 | MACT Fuel Choice Floor in lbs/MMBtu | FALSE | L | Annual | Net Emissions Allowance Position | lbs | 0.60006 | 0 | 0 | 0 | 0 | 0 | 0 | 0
MD Healthy Air Act - MER Removal Annual v3.1 | 406 | 7332 | MACT Fuel Choice Floor in lbs/MMBtu | FALSE | L | Annual | Fuel Consumed | TBtu | 1.4071 | 0 | 0 | 0 | 0 | 0 | 0 | 0
MD Healthy Air Act - MER Removal Annual v3.1 | 406 | 7332 | MACT Fuel Choice Floor in lbs/MMBtu | FALSE | L | Annual | Rate | lb/MMBtu | 4.2647e-07 | 0 | 0 | 0 | 0 | 0 | 0 | 0
MD Healthy Air Act - MER Removal Annual v3.1 | 406 | 7332 | MACT Fuel Choice Floor in lbs/MMBtu | FALSE | L | Annual | Generation | TWh | 0.12543 | 0 | 0 | 0 | 0 | 0 | 0 | 0
MD Healthy Air Act - MER Removal Annual v3.1 | 406 | 7332 | MACT Fuel Choice Floor in lbs/MMBtu | FALSE | L | Annual | Qualifying Generation | TWh | 0.12543 | 0 | 0 | 0 | 0 | 0 | 0 | 0
MD Healthy Air Act - MER Removal Annual v3.1 | 406 | 7332 | MACT Fuel Choice Floor in lbs/MMBtu | FALSE | L | Annual | Constraint Shadow Price | US2019$/Lb | 0 | 0 | 0 | 0 | 0 | 0 | 0 | 0
MD Healthy Air Act - Mirant NOx Cap Annual v4.10 | 407 | 7331 | Rate Constraint in MTons | FALSE | L | Annual | Seasons Included | Seasons | Winter, WintShld, Summer | Winter, WintShld, Summer | Winter, WintShld, Summer | Winter, WintShld, Summer | Winter, WintShld, Summer | Winter, WintShld, Summer | Winter, WintShld, Summer | Winter, WintShld, Summer
MD Healthy Air Act - Mirant NOx Cap Annual v4.10 | 407 | 7331 | Rate Constraint in MTons | FALSE | L | Annual | Standard NOX | Thousand Tons | 8.298 | 8.298 | 8.298 | 8.298 | 8.298 | 8.298 | 8.298 | 8.298
MD Healthy Air Act - Mirant NOx Cap Annual v4.10 | 407 | 7331 | Rate Constraint in MTons | FALSE | L | Annual | Emissions at Affected Plants NOX | Thousand Tons | 0 | 0 | 0 | 0 | 0 | 0 | 0 | 0
MD Healthy Air Act - Mirant NOx Cap Annual v4.10 | 407 | 7331 | Rate Constraint in MTons | FALSE | L | Annual | Allowances Purchased NOX | Thousand Tons | 0 | 0 | 0 | 0 | 0 | 0 | 0 | 0
MD Healthy Air Act - Mirant NOx Cap Annual v4.10 | 407 | 7331 | Rate Constraint in MTons | FALSE | L | Annual | Allowances Sold NOX | Thousand Tons | 0 | 0 | 0 | 0 | 0 | 0 | 0 | 0
MD Healthy Air Act - Mirant NOx Cap Annual v4.10 | 407 | 7331 | Rate Constraint in MTons | FALSE | L | Annual | Allowances Banked | Thousand Tons | 0 | 0 | 0 | 0 | 0 | 0 | 0 | 0
MD Healthy Air Act - Mirant NOx Cap Annual v4.10 | 407 | 7331 | Rate Constraint in MTons | FALSE | L | Annual | Allowances Withdrawn (1:1) | Thousand Tons | 0 | 0 | 0 | 0 | 0 | 0 | 0 | 0
MD Healthy Air Act - Mirant NOx Cap Annual v4.10 | 407 | 7331 | Rate Constraint in MTons | FALSE | L | Annual | Allowances Withdrawn (n:1) | Thousand Tons | 0 | 0 | 0 | 0 | 0 | 0 | 0 | 0
MD Healthy Air Act - Mirant NOx Cap Annual v4.10 | 407 | 7331 | Rate Constraint in MTons | FALSE | L | Annual | Net Emissions Allowance Position | Thousand Tons | 0 | 0 | 0 | 0 | 0 | 0 | 0 | 0
MD Healthy Air Act - Mirant NOx Cap Annual v4.10 | 407 | 7331 | Rate Constraint in MTons | FALSE | L | Annual | Fuel Consumed | TBtu | 0 | 0 | 0 | 0 | 0 | 0 | 0 | 0
MD Healthy Air Act - Mirant NOx Cap Annual v4.10 | 407 | 7331 | Rate Constraint in MTons | FALSE | L | Annual | Rate | lb/MMBtu | 0 | 0 | 0 | 0 | 0 | 0 | 0 | 0
MD Healthy Air Act - Mirant NOx Cap Annual v4.10 | 407 | 7331 | Rate Constraint in MTons | FALSE | L | Annual | Generation | TWh | 0 | 0 | 0 | 0 | 0 | 0 | 0 | 0
MD Healthy Air Act - Mirant NOx Cap Annual v4.10 | 407 | 7331 | Rate Constraint in MTons | FALSE | L | Annual | Qualifying Generation | TWh | 0 | 0 | 0 | 0 | 0 | 0 | 0 | 0
MD Healthy Air Act - Mirant NOx Cap Annual v4.10 | 407 | 7331 | Rate Constraint in MTons | FALSE | L | Annual | Rate | lb/MWh | 0 | 0 | 0 | 0 | 0 | 0 | 0 | 0
MD Healthy Air Act - Mirant NOx Cap Annual v4.10 | 407 | 7331 | Rate Constraint in MTons | FALSE | L | Annual | Constraint Shadow Price | US2019$/Ton | 0 | 0 | 0 | 0 | 0 | 0 | 0 | 0
MD Healthy Air Act - Mirant NOx Cap Summer v4.10 | 408 | 7329 | Rate Constraint in MTons | FALSE | L | Annual | Seasons Included | Seasons | Summer | Summer | Summer | Summer | Summer | Summer | Summer | Summer
MD Healthy Air Act - Mirant NOx Cap Summer v4.10 | 408 | 7329 | Rate Constraint in MTons | FALSE | L | Annual | Standard NOX | Thousand Tons | 3.567 | 3.567 | 3.567 | 3.567 | 3.567 | 3.567 | 3.567 | 3.567
MD Healthy Air Act - Mirant NOx Cap Summer v4.10 | 408 | 7329 | Rate Constraint in MTons | FALSE | L | Annual | Emissions at Affected Plants NOX | Thousand Tons | 0 | 0 | 0 | 0 | 0 | 0 | 0 | 0
MD Healthy Air Act - Mirant NOx Cap Summer v4.10 | 408 | 7329 | Rate Constraint in MTons | FALSE | L | Annual | Allowances Purchased NOX | Thousand Tons | 0 | 0 | 0 | 0 | 0 | 0 | 0 | 0
MD Healthy Air Act - Mirant NOx Cap Summer v4.10 | 408 | 7329 | Rate Constraint in MTons | FALSE | L | Annual | Allowances Sold NOX | Thousand Tons | 0 | 0 | 0 | 0 | 0 | 0 | 0 | 0
MD Healthy Air Act - Mirant NOx Cap Summer v4.10 | 408 | 7329 | Rate Constraint in MTons | FALSE | L | Annual | Allowances Banked | Thousand Tons | 0 | 0 | 0 | 0 | 0 | 0 | 0 | 0
MD Healthy Air Act - Mirant NOx Cap Summer v4.10 | 408 | 7329 | Rate Constraint in MTons | FALSE | L | Annual | Allowances Withdrawn (1:1) | Thousand Tons | 0 | 0 | 0 | 0 | 0 | 0 | 0 | 0
MD Healthy Air Act - Mirant NOx Cap Summer v4.10 | 408 | 7329 | Rate Constraint in MTons | FALSE | L | Annual | Allowances Withdrawn (n:1) | Thousand Tons | 0 | 0 | 0 | 0 | 0 | 0 | 0 | 0
MD Healthy Air Act - Mirant NOx Cap Summer v4.10 | 408 | 7329 | Rate Constraint in MTons | FALSE | L | Annual | Net Emissions Allowance Position | Thousand Tons | 0 | 0 | 0 | 0 | 0 | 0 | 0 | 0
MD Healthy Air Act - Mirant NOx Cap Summer v4.10 | 408 | 7329 | Rate Constraint in MTons | FALSE | L | Annual | Fuel Consumed | TBtu | 0 | 0 | 0 | 0 | 0 | 0 | 0 | 0
MD Healthy Air Act - Mirant NOx Cap Summer v4.10 | 408 | 7329 | Rate Constraint in MTons | FALSE | L | Annual | Rate | lb/MMBtu | 0 | 0 | 0 | 0 | 0 | 0 | 0 | 0
MD Healthy Air Act - Mirant NOx Cap Summer v4.10 | 408 | 7329 | Rate Constraint in MTons | FALSE | L | Annual | Generation | TWh | 0 | 0 | 0 | 0 | 0 | 0 | 0 | 0
MD Healthy Air Act - Mirant NOx Cap Summer v4.10 | 408 | 7329 | Rate Constraint in MTons | FALSE | L | Annual | Qualifying Generation | TWh | 0 | 0 | 0 | 0 | 0 | 0 | 0 | 0
MD Healthy Air Act - Mirant NOx Cap Summer v4.10 | 408 | 7329 | Rate Constraint in MTons | FALSE | L | Annual | Rate | lb/MWh | 0 | 0 | 0 | 0 | 0 | 0 | 0 | 0
MD Healthy Air Act - Mirant NOx Cap Summer v4.10 | 408 | 7329 | Rate Constraint in MTons | FALSE | L | Annual | Constraint Shadow Price | US2019$/Ton | 0 | 0 | 0 | 0 | 0 | 0 | 0 | 0
MD Healthy Air Act - Mirant SO2 Cap Annual v4.10 | 409 | 7327 | Rate Constraint in MTons | FALSE | L | Annual | Seasons Included | Seasons | Winter, WintShld, Summer | Winter, WintShld, Summer | Winter, WintShld, Summer | Winter, WintShld, Summer | Winter, WintShld, Summer | Winter, WintShld, Summer | Winter, WintShld, Summer | Winter, WintShld, Summer
MD Healthy Air Act - Mirant SO2 Cap Annual v4.10 | 409 | 7327 | Rate Constraint in MTons | FALSE | L | Annual | Standard SO2 | Thousand Tons | 18.541 | 18.541 | 18.541 | 18.541 | 18.541 | 18.541 | 18.541 | 18.541
MD Healthy Air Act - Mirant SO2 Cap Annual v4.10 | 409 | 7327 | Rate Constraint in MTons | FALSE | L | Annual | Emissions at Affected Plants SO2 | Thousand Tons | 0 | 0 | 0 | 0 | 0 | 0 | 0 | 0
MD Healthy Air Act - Mirant SO2 Cap Annual v4.10 | 409 | 7327 | Rate Constraint in MTons | FALSE | L | Annual | Allowances Purchased SO2 | Thousand Tons | 0 | 0 | 0 | 0 | 0 | 0 | 0 | 0
MD Healthy Air Act - Mirant SO2 Cap Annual v4.10 | 409 | 7327 | Rate Constraint in MTons | FALSE | L | Annual | Allowances Sold SO2 | Thousand Tons | 0 | 0 | 0 | 0 | 0 | 0 | 0 | 0
MD Healthy Air Act - Mirant SO2 Cap Annual v4.10 | 409 | 7327 | Rate Constraint in MTons | FALSE | L | Annual | Allowances Banked | Thousand Tons | 0 | 0 | 0 | 0 | 0 | 0 | 0 | 0
MD Healthy Air Act - Mirant SO2 Cap Annual v4.10 | 409 | 7327 | Rate Constraint in MTons | FALSE | L | Annual | Allowances Withdrawn (1:1) | Thousand Tons | 0 | 0 | 0 | 0 | 0 | 0 | 0 | 0
MD Healthy Air Act - Mirant SO2 Cap Annual v4.10 | 409 | 7327 | Rate Constraint in MTons | FALSE | L | Annual | Allowances Withdrawn (n:1) | Thousand Tons | 0 | 0 | 0 | 0 | 0 | 0 | 0 | 0
MD Healthy Air Act - Mirant SO2 Cap Annual v4.10 | 409 | 7327 | Rate Constraint in MTons | FALSE | L | Annual | Net Emissions Allowance Position | Thousand Tons | 0 | 0 | 0 | 0 | 0 | 0 | 0 | 0
MD Healthy Air Act - Mirant SO2 Cap Annual v4.10 | 409 | 7327 | Rate Constraint in MTons | FALSE | L | Annual | Fuel Consumed | TBtu | 0 | 0 | 0 | 0 | 0 | 0 | 0 | 0
MD Healthy Air Act - Mirant SO2 Cap Annual v4.10 | 409 | 7327 | Rate Constraint in MTons | FALSE | L | Annual | Rate | lb/MMBtu | 0 | 0 | 0 | 0 | 0 | 0 | 0 | 0
MD Healthy Air Act - Mirant SO2 Cap Annual v4.10 | 409 | 7327 | Rate Constraint in MTons | FALSE | L | Annual | Generation | TWh | 0 | 0 | 0 | 0 | 0 | 0 | 0 | 0
MD Healthy Air Act - Mirant SO2 Cap Annual v4.10 | 409 | 7327 | Rate Constraint in MTons | FALSE | L | Annual | Qualifying Generation | TWh | 0 | 0 | 0 | 0 | 0 | 0 | 0 | 0
MD Healthy Air Act - Mirant SO2 Cap Annual v4.10 | 409 | 7327 | Rate Constraint in MTons | FALSE | L | Annual | Rate | lb/MWh | 0 | 0 | 0 | 0 | 0 | 0 | 0 | 0
MD Healthy Air Act - Mirant SO2 Cap Annual v4.10 | 409 | 7327 | Rate Constraint in MTons | FALSE | L | Annual | Constraint Shadow Price | US2019$/Ton | 0 | 0 | 0 | 0 | 0 | 0 | 0 | 0
ME Fac. Spec. - NOX 0.15 Rate Annual v3.1, Unit 2471 and retrofits | 410 | 7323 | Rate Constraint in lbs/MMBtu | FALSE | L | Annual | Seasons Included | Seasons | Winter, WintShld, Summer | Winter, WintShld, Summer | Winter, WintShld, Summer | Winter, WintShld, Summer | Winter, WintShld, Summer | Winter, WintShld, Summer | Winter, WintShld, Summer | Winter, WintShld, Summer
ME Fac. Spec. - NOX 0.15 Rate Annual v3.1, Unit 2471 and retrofits | 410 | 7323 | Rate Constraint in lbs/MMBtu | FALSE | L | Annual | Standard NOX | lb/MMBtu | 0.15 | 0.15 | 0.15 | 0.15 | 0.15 | 0.15 | 0.15 | 0.15
ME Fac. Spec. - NOX 0.15 Rate Annual v3.1, Unit 2471 and retrofits | 410 | 7323 | Rate Constraint in lbs/MMBtu | FALSE | L | Annual | Emissions at Affected Plants NOX | Thousand Tons | 0 | 0 | 0 | 0 | 0 | 0 | 0 | 0
ME Fac. Spec. - NOX 0.15 Rate Annual v3.1, Unit 2471 and retrofits | 410 | 7323 | Rate Constraint in lbs/MMBtu | FALSE | L | Annual | Allowances Purchased NOX | Thousand Tons | 0 | 0 | 0 | 0 | 0 | 0 | 0 | 0
ME Fac. Spec. - NOX 0.15 Rate Annual v3.1, Unit 2471 and retrofits | 410 | 7323 | Rate Constraint in lbs/MMBtu | FALSE | L | Annual | Allowances Sold NOX | Thousand Tons | 0 | 0 | 0 | 0 | 0 | 0 | 0 | 0
ME Fac. Spec. - NOX 0.15 Rate Annual v3.1, Unit 2471 and retrofits | 410 | 7323 | Rate Constraint in lbs/MMBtu | FALSE | L | Annual | Allowances Banked | Thousand Tons | 0 | 0 | 0 | 0 | 0 | 0 | 0 | 0
ME Fac. Spec. - NOX 0.15 Rate Annual v3.1, Unit 2471 and retrofits | 410 | 7323 | Rate Constraint in lbs/MMBtu | FALSE | L | Annual | Allowances Withdrawn (1:1) | Thousand Tons | 0 | 0 | 0 | 0 | 0 | 0 | 0 | 0
ME Fac. Spec. - NOX 0.15 Rate Annual v3.1, Unit 2471 and retrofits | 410 | 7323 | Rate Constraint in lbs/MMBtu | FALSE | L | Annual | Allowances Withdrawn (n:1) | Thousand Tons | 0 | 0 | 0 | 0 | 0 | 0 | 0 | 0
ME Fac. Spec. - NOX 0.15 Rate Annual v3.1, Unit 2471 and retrofits | 410 | 7323 | Rate Constraint in lbs/MMBtu | FALSE | L | Annual | Net Emissions Allowance Position | Thousand Tons | 0 | 0 | 0 | 0 | 0 | 0 | 0 | 0
ME Fac. Spec. - NOX 0.15 Rate Annual v3.1, Unit 2471 and retrofits | 410 | 7323 | Rate Constraint in lbs/MMBtu | FALSE | L | Annual | Fuel Consumed | TBtu | 0 | 0 | 0 | 0 | 0 | 0 | 0 | 0
ME Fac. Spec. - NOX 0.15 Rate Annual v3.1, Unit 2471 and retrofits | 410 | 7323 | Rate Constraint in lbs/MMBtu | FALSE | L | Annual | Rate | lb/MMBtu | 0 | 0 | 0 | 0 | 0 | 0 | 0 | 0
ME Fac. Spec. - NOX 0.15 Rate Annual v3.1, Unit 2471 and retrofits | 410 | 7323 | Rate Constraint in lbs/MMBtu | FALSE | L | Annual | Generation | TWh | 0 | 0 | 0 | 0 | 0 | 0 | 0 | 0
ME Fac. Spec. - NOX 0.15 Rate Annual v3.1, Unit 2471 and retrofits | 410 | 7323 | Rate Constraint in lbs/MMBtu | FALSE | L | Annual | Qualifying Generation | TWh | 0 | 0 | 0 | 0 | 0 | 0 | 0 | 0
ME Fac. Spec. - NOX 0.15 Rate Annual v3.1, Unit 2471 and retrofits | 410 | 7323 | Rate Constraint in lbs/MMBtu | FALSE | L | Annual | Rate | lb/MWh | 0 | 0 | 0 | 0 | 0 | 0 | 0 | 0
ME Fac. Spec. - NOX 0.15 Rate Annual v3.1, Unit 2471 and retrofits | 410 | 7323 | Rate Constraint in lbs/MMBtu | FALSE | L | Annual | Constraint Shadow Price | US2019$/Ton | 0 | 0 | 0 | 0 | 0 | 0 | 0 | 0
ME Fac. Spec. - NOX 0.15 Rate Annual v3.1, Unit 2472 and retrofits | 411 | 7323 | Rate Constraint in lbs/MMBtu | FALSE | L | Annual | Seasons Included | Seasons | Winter, WintShld, Summer | Winter, WintShld, Summer | Winter, WintShld, Summer | Winter, WintShld, Summer | Winter, WintShld, Summer | Winter, WintShld, Summer | Winter, WintShld, Summer | Winter, WintShld, Summer
ME Fac. Spec. - NOX 0.15 Rate Annual v3.1, Unit 2472 and retrofits | 411 | 7323 | Rate Constraint in lbs/MMBtu | FALSE | L | Annual | Standard NOX | lb/MMBtu | 0.15 | 0.15 | 0.15 | 0.15 | 0.15 | 0.15 | 0.15 | 0.15
ME Fac. Spec. - NOX 0.15 Rate Annual v3.1, Unit 2472 and retrofits | 411 | 7323 | Rate Constraint in lbs/MMBtu | FALSE | L | Annual | Emissions at Affected Plants NOX | Thousand Tons | 0 | 0 | 0 | 0 | 0 | 0 | 0 | 0
ME Fac. Spec. - NOX 0.15 Rate Annual v3.1, Unit 2472 and retrofits | 411 | 7323 | Rate Constraint in lbs/MMBtu | FALSE | L | Annual | Allowances Purchased NOX | Thousand Tons | 0 | 0 | 0 | 0 | 0 | 0 | 0 | 0
ME Fac. Spec. - NOX 0.15 Rate Annual v3.1, Unit 2472 and retrofits | 411 | 7323 | Rate Constraint in lbs/MMBtu | FALSE | L | Annual | Allowances Sold NOX | Thousand Tons | 0 | 0 | 0 | 0 | 0 | 0 | 0 | 0
ME Fac. Spec. - NOX 0.15 Rate Annual v3.1, Unit 2472 and retrofits | 411 | 7323 | Rate Constraint in lbs/MMBtu | FALSE | L | Annual | Allowances Banked | Thousand Tons | 0 | 0 | 0 | 0 | 0 | 0 | 0 | 0
ME Fac. Spec. - NOX 0.15 Rate Annual v3.1, Unit 2472 and retrofits | 411 | 7323 | Rate Constraint in lbs/MMBtu | FALSE | L | Annual | Allowances Withdrawn (1:1) | Thousand Tons | 0 | 0 | 0 | 0 | 0 | 0 | 0 | 0
ME Fac. Spec. - NOX 0.15 Rate Annual v3.1, Unit 2472 and retrofits | 411 | 7323 | Rate Constraint in lbs/MMBtu | FALSE | L | Annual | Allowances Withdrawn (n:1) | Thousand Tons | 0 | 0 | 0 | 0 | 0 | 0 | 0 | 0
ME Fac. Spec. - NOX 0.15 Rate Annual v3.1, Unit 2472 and retrofits | 411 | 7323 | Rate Constraint in lbs/MMBtu | FALSE | L | Annual | Net Emissions Allowance Position | Thousand Tons | 0 | 0 | 0 | 0 | 0 | 0 | 0 | 0
ME Fac. Spec. - NOX 0.15 Rate Annual v3.1, Unit 2472 and retrofits | 411 | 7323 | Rate Constraint in lbs/MMBtu | FALSE | L | Annual | Fuel Consumed | TBtu | 0 | 0 | 0 | 0 | 0 | 0 | 0 | 0
ME Fac. Spec. - NOX 0.15 Rate Annual v3.1, Unit 2472 and retrofits | 411 | 7323 | Rate Constraint in lbs/MMBtu | FALSE | L | Annual | Rate | lb/MMBtu | 0 | 0 | 0 | 0 | 0 | 0 | 0 | 0
ME Fac. Spec. - NOX 0.15 Rate Annual v3.1, Unit 2472 and retrofits | 411 | 7323 | Rate Constraint in lbs/MMBtu | FALSE | L | Annual | Generation | TWh | 0 | 0 | 0 | 0 | 0 | 0 | 0 | 0
ME Fac. Spec. - NOX 0.15 Rate Annual v3.1, Unit 2472 and retrofits | 411 | 7323 | Rate Constraint in lbs/MMBtu | FALSE | L | Annual | Qualifying Generation | TWh | 0 | 0 | 0 | 0 | 0 | 0 | 0 | 0
ME Fac. Spec. - NOX 0.15 Rate Annual v3.1, Unit 2472 and retrofits | 411 | 7323 | Rate Constraint in lbs/MMBtu | FALSE | L | Annual | Rate | lb/MWh | 0 | 0 | 0 | 0 | 0 | 0 | 0 | 0
ME Fac. Spec. - NOX 0.15 Rate Annual v3.1, Unit 2472 and retrofits | 411 | 7323 | Rate Constraint in lbs/MMBtu | FALSE | L | Annual | Constraint Shadow Price | US2019$/Ton | 0 | 0 | 0 | 0 | 0 | 0 | 0 | 0
ME Fac. Spec. - NOX 0.15 Rate Annual v3.1, Unit 2473 and retrofits | 412 | 7323 | Rate Constraint in lbs/MMBtu | FALSE | L | Annual | Seasons Included | Seasons | Winter, WintShld, Summer | Winter, WintShld, Summer | Winter, WintShld, Summer | Winter, WintShld, Summer | Winter, WintShld, Summer | Winter, WintShld, Summer | Winter, WintShld, Summer | Winter, WintShld, Summer
ME Fac. Spec. - NOX 0.15 Rate Annual v3.1, Unit 2473 and retrofits | 412 | 7323 | Rate Constraint in lbs/MMBtu | FALSE | L | Annual | Standard NOX | lb/MMBtu | 0.15 | 0.15 | 0.15 | 0.15 | 0.15 | 0.15 | 0.15 | 0.15
ME Fac. Spec. - NOX 0.15 Rate Annual v3.1, Unit 2473 and retrofits | 412 | 7323 | Rate Constraint in lbs/MMBtu | FALSE | L | Annual | Emissions at Affected Plants NOX | Thousand Tons | 0 | 0 | 0 | 0 | 0 | 0 | 0 | 0
ME Fac. Spec. - NOX 0.15 Rate Annual v3.1, Unit 2473 and retrofits | 412 | 7323 | Rate Constraint in lbs/MMBtu | FALSE | L | Annual | Allowances Purchased NOX | Thousand Tons | 0 | 0 | 0 | 0 | 0 | 0 | 0 | 0
ME Fac. Spec. - NOX 0.15 Rate Annual v3.1, Unit 2473 and retrofits | 412 | 7323 | Rate Constraint in lbs/MMBtu | FALSE | L | Annual | Allowances Sold NOX | Thousand Tons | 0 | 0 | 0 | 0 | 0 | 0 | 0 | 0
ME Fac. Spec. - NOX 0.15 Rate Annual v3.1, Unit 2473 and retrofits | 412 | 7323 | Rate Constraint in lbs/MMBtu | FALSE | L | Annual | Allowances Banked | Thousand Tons | 0 | 0 | 0 | 0 | 0 | 0 | 0 | 0
ME Fac. Spec. - NOX 0.15 Rate Annual v3.1, Unit 2473 and retrofits | 412 | 7323 | Rate Constraint in lbs/MMBtu | FALSE | L | Annual | Allowances Withdrawn (1:1) | Thousand Tons | 0 | 0 | 0 | 0 | 0 | 0 | 0 | 0
ME Fac. Spec. - NOX 0.15 Rate Annual v3.1, Unit 2473 and retrofits | 412 | 7323 | Rate Constraint in lbs/MMBtu | FALSE | L | Annual | Allowances Withdrawn (n:1) | Thousand Tons | 0 | 0 | 0 | 0 | 0 | 0 | 0 | 0
ME Fac. Spec. - NOX 0.15 Rate Annual v3.1, Unit 2473 and retrofits | 412 | 7323 | Rate Constraint in lbs/MMBtu | FALSE | L | Annual | Net Emissions Allowance Position | Thousand Tons | 0 | 0 | 0 | 0 | 0 | 0 | 0 | 0
ME Fac. Spec. - NOX 0.15 Rate Annual v3.1, Unit 2473 and retrofits | 412 | 7323 | Rate Constraint in lbs/MMBtu | FALSE | L | Annual | Fuel Consumed | TBtu | 0 | 0 | 0 | 0 | 0 | 0 | 0 | 0
ME Fac. Spec. - NOX 0.15 Rate Annual v3.1, Unit 2473 and retrofits | 412 | 7323 | Rate Constraint in lbs/MMBtu | FALSE | L | Annual | Rate | lb/MMBtu | 0 | 0 | 0 | 0 | 0 | 0 | 0 | 0
ME Fac. Spec. - NOX 0.15 Rate Annual v3.1, Unit 2473 and retrofits | 412 | 7323 | Rate Constraint in lbs/MMBtu | FALSE | L | Annual | Generation | TWh | 0 | 0 | 0 | 0 | 0 | 0 | 0 | 0
ME Fac. Spec. - NOX 0.15 Rate Annual v3.1, Unit 2473 and retrofits | 412 | 7323 | Rate Constraint in lbs/MMBtu | FALSE | L | Annual | Qualifying Generation | TWh | 0 | 0 | 0 | 0 | 0 | 0 | 0 | 0
ME Fac. Spec. - NOX 0.15 Rate Annual v3.1, Unit 2473 and retrofits | 412 | 7323 | Rate Constraint in lbs/MMBtu | FALSE | L | Annual | Rate | lb/MWh | 0 | 0 | 0 | 0 | 0 | 0 | 0 | 0
ME Fac. Spec. - NOX 0.15 Rate Annual v3.1, Unit 2473 and retrofits | 412 | 7323 | Rate Constraint in lbs/MMBtu | FALSE | L | Annual | Constraint Shadow Price | US2019$/Ton | 0 | 0 | 0 | 0 | 0 | 0 | 0 | 0
ME Fac. Spec. - NOx 0.20 Rate Annual v3.1, Unit 2472 and retrofits | 413 | 7324 | Rate Constraint in lbs/MMBtu | FALSE | L | Annual | Seasons Included | Seasons | Winter, WintShld, Summer | Winter, WintShld, Summer | Winter, WintShld, Summer | Winter, WintShld, Summer | Winter, WintShld, Summer | Winter, WintShld, Summer | Winter, WintShld, Summer | Winter, WintShld, Summer
ME Fac. Spec. - NOx 0.20 Rate Annual v3.1, Unit 2472 and retrofits | 413 | 7324 | Rate Constraint in lbs/MMBtu | FALSE | L | Annual | Standard NOX | lb/MMBtu | 0.2 | 0.2 | 0.2 | 0.2 | 0.2 | 0.2 | 0.2 | 0.2
ME Fac. Spec. - NOx 0.20 Rate Annual v3.1, Unit 2472 and retrofits | 413 | 7324 | Rate Constraint in lbs/MMBtu | FALSE | L | Annual | Emissions at Affected Plants NOX | Thousand Tons | 0 | 0 | 0 | 0 | 0 | 0 | 0 | 0
ME Fac. Spec. - NOx 0.20 Rate Annual v3.1, Unit 2472 and retrofits | 413 | 7324 | Rate Constraint in lbs/MMBtu | FALSE | L | Annual | Allowances Purchased NOX | Thousand Tons | 0 | 0 | 0 | 0 | 0 | 0 | 0 | 0
ME Fac. Spec. - NOx 0.20 Rate Annual v3.1, Unit 2472 and retrofits | 413 | 7324 | Rate Constraint in lbs/MMBtu | FALSE | L | Annual | Allowances Sold NOX | Thousand Tons | 0 | 0 | 0 | 0 | 0 | 0 | 0 | 0
ME Fac. Spec. - NOx 0.20 Rate Annual v3.1, Unit 2472 and retrofits | 413 | 7324 | Rate Constraint in lbs/MMBtu | FALSE | L | Annual | Allowances Banked | Thousand Tons | 0 | 0 | 0 | 0 | 0 | 0 | 0 | 0
ME Fac. Spec. - NOx 0.20 Rate Annual v3.1, Unit 2472 and retrofits | 413 | 7324 | Rate Constraint in lbs/MMBtu | FALSE | L | Annual | Allowances Withdrawn (1:1) | Thousand Tons | 0 | 0 | 0 | 0 | 0 | 0 | 0 | 0
ME Fac. Spec. - NOx 0.20 Rate Annual v3.1, Unit 2472 and retrofits | 413 | 7324 | Rate Constraint in lbs/MMBtu | FALSE | L | Annual | Allowances Withdrawn (n:1) | Thousand Tons | 0 | 0 | 0 | 0 | 0 | 0 | 0 | 0
ME Fac. Spec. - NOx 0.20 Rate Annual v3.1, Unit 2472 and retrofits | 413 | 7324 | Rate Constraint in lbs/MMBtu | FALSE | L | Annual | Net Emissions Allowance Position | Thousand Tons | 0 | 0 | 0 | 0 | 0 | 0 | 0 | 0
ME Fac. Spec. - NOx 0.20 Rate Annual v3.1, Unit 2472 and retrofits | 413 | 7324 | Rate Constraint in lbs/MMBtu | FALSE | L | Annual | Fuel Consumed | TBtu | 0 | 0 | 0 | 0 | 0 | 0 | 0 | 0
ME Fac. Spec. - NOx 0.20 Rate Annual v3.1, Unit 2472 and retrofits | 413 | 7324 | Rate Constraint in lbs/MMBtu | FALSE | L | Annual | Rate | lb/MMBtu | 0 | 0 | 0 | 0 | 0 | 0 | 0 | 0
ME Fac. Spec. - NOx 0.20 Rate Annual v3.1, Unit 2472 and retrofits | 413 | 7324 | Rate Constraint in lbs/MMBtu | FALSE | L | Annual | Generation | TWh | 0 | 0 | 0 | 0 | 0 | 0 | 0 | 0
ME Fac. Spec. - NOx 0.20 Rate Annual v3.1, Unit 2472 and retrofits | 413 | 7324 | Rate Constraint in lbs/MMBtu | FALSE | L | Annual | Qualifying Generation | TWh | 0 | 0 | 0 | 0 | 0 | 0 | 0 | 0
ME Fac. Spec. - NOx 0.20 Rate Annual v3.1, Unit 2472 and retrofits | 413 | 7324 | Rate Constraint in lbs/MMBtu | FALSE | L | Annual | Rate | lb/MWh | 0 | 0 | 0 | 0 | 0 | 0 | 0 | 0
ME Fac. Spec. - NOx 0.20 Rate Annual v3.1, Unit 2472 and retrofits | 413 | 7324 | Rate Constraint in lbs/MMBtu | FALSE | L | Annual | Constraint Shadow Price | US2019$/Ton | 0 | 0 | 0 | 0 | 0 | 0 | 0 | 0
ME Fac. Spec. - NOx 0.20 Rate Annual v3.1, Unit 2474 and retrofits | 414 | 7324 | Rate Constraint in lbs/MMBtu | FALSE | L | Annual | Seasons Included | Seasons | Winter, WintShld, Summer | Winter, WintShld, Summer | Winter, WintShld, Summer | Winter, WintShld, Summer | Winter, WintShld, Summer | Winter, WintShld, Summer | Winter, WintShld, Summer | Winter, WintShld, Summer
ME Fac. Spec. - NOx 0.20 Rate Annual v3.1, Unit 2474 and retrofits | 414 | 7324 | Rate Constraint in lbs/MMBtu | FALSE | L | Annual | Standard NOX | lb/MMBtu | 0.2 | 0.2 | 0.2 | 0.2 | 0.2 | 0.2 | 0.2 | 0.2
ME Fac. Spec. - NOx 0.20 Rate Annual v3.1, Unit 2474 and retrofits | 414 | 7324 | Rate Constraint in lbs/MMBtu | FALSE | L | Annual | Emissions at Affected Plants NOX | Thousand Tons | 0 | 0 | 0 | 0 | 0 | 0 | 0 | 0
ME Fac. Spec. - NOx 0.20 Rate Annual v3.1, Unit 2474 and retrofits | 414 | 7324 | Rate Constraint in lbs/MMBtu | FALSE | L | Annual | Allowances Purchased NOX | Thousand Tons | 0 | 0 | 0 | 0 | 0 | 0 | 0 | 0
ME Fac. Spec. - NOx 0.20 Rate Annual v3.1, Unit 2474 and retrofits | 414 | 7324 | Rate Constraint in lbs/MMBtu | FALSE | L | Annual | Allowances Sold NOX | Thousand Tons | 0 | 0 | 0 | 0 | 0 | 0 | 0 | 0
ME Fac. Spec. - NOx 0.20 Rate Annual v3.1, Unit 2474 and retrofits | 414 | 7324 | Rate Constraint in lbs/MMBtu | FALSE | L | Annual | Allowances Banked | Thousand Tons | 0 | 0 | 0 | 0 | 0 | 0 | 0 | 0
ME Fac. Spec. - NOx 0.20 Rate Annual v3.1, Unit 2474 and retrofits | 414 | 7324 | Rate Constraint in lbs/MMBtu | FALSE | L | Annual | Allowances Withdrawn (1:1) | Thousand Tons | 0 | 0 | 0 | 0 | 0 | 0 | 0 | 0
ME Fac. Spec. - NOx 0.20 Rate Annual v3.1, Unit 2474 and retrofits | 414 | 7324 | Rate Constraint in lbs/MMBtu | FALSE | L | Annual | Allowances Withdrawn (n:1) | Thousand Tons | 0 | 0 | 0 | 0 | 0 | 0 | 0 | 0
ME Fac. Spec. - NOx 0.20 Rate Annual v3.1, Unit 2474 and retrofits | 414 | 7324 | Rate Constraint in lbs/MMBtu | FALSE | L | Annual | Net Emissions Allowance Position | Thousand Tons | 0 | 0 | 0 | 0 | 0 | 0 | 0 | 0
ME Fac. Spec. - NOx 0.20 Rate Annual v3.1, Unit 2474 and retrofits | 414 | 7324 | Rate Constraint in lbs/MMBtu | FALSE | L | Annual | Fuel Consumed | TBtu | 0 | 0 | 0 | 0 | 0 | 0 | 0 | 0
ME Fac. Spec. - NOx 0.20 Rate Annual v3.1, Unit 2474 and retrofits | 414 | 7324 | Rate Constraint in lbs/MMBtu | FALSE | L | Annual | Rate | lb/MMBtu | 0 | 0 | 0 | 0 | 0 | 0 | 0 | 0
ME Fac. Spec. - NOx 0.20 Rate Annual v3.1, Unit 2474 and retrofits | 414 | 7324 | Rate Constraint in lbs/MMBtu | FALSE | L | Annual | Generation | TWh | 0 | 0 | 0 | 0 | 0 | 0 | 0 | 0
ME Fac. Spec. - NOx 0.20 Rate Annual v3.1, Unit 2474 and retrofits | 414 | 7324 | Rate Constraint in lbs/MMBtu | FALSE | L | Annual | Qualifying Generation | TWh | 0 | 0 | 0 | 0 | 0 | 0 | 0 | 0
ME Fac. Spec. - NOx 0.20 Rate Annual v3.1, Unit 2474 and retrofits | 414 | 7324 | Rate Constraint in lbs/MMBtu | FALSE | L | Annual | Rate | lb/MWh | 0 | 0 | 0 | 0 | 0 | 0 | 0 | 0
ME Fac. Spec. - NOx 0.20 Rate Annual v3.1, Unit 2474 and retrofits | 414 | 7324 | Rate Constraint in lbs/MMBtu | FALSE | L | Annual | Constraint Shadow Price | US2019$/Ton | 0 | 0 | 0 | 0 | 0 | 0 | 0 | 0
ME Fac. Spec. - NOX 0.22 Rate Annual v3.1, Unit 2474 and retrofits | 415 | 7322 | Rate Constraint in lbs/MMBtu | FALSE | L | Annual | Seasons Included | Seasons | Winter, WintShld, Summer | Winter, WintShld, Summer | Winter, WintShld, Summer | Winter, WintShld, Summer | Winter, WintShld, Summer | Winter, WintShld, Summer | Winter, WintShld, Summer | Winter, WintShld, Summer
ME Fac. Spec. - NOX 0.22 Rate Annual v3.1, Unit 2474 and retrofits | 415 | 7322 | Rate Constraint in lbs/MMBtu | FALSE | L | Annual | Standard NOX | lb/MMBtu | 0.22 | 0.22 | 0.22 | 0.22 | 0.22 | 0.22 | 0.22 | 0.22
ME Fac. Spec. - NOX 0.22 Rate Annual v3.1, Unit 2474 and retrofits | 415 | 7322 | Rate Constraint in lbs/MMBtu | FALSE | L | Annual | Emissions at Affected Plants NOX | Thousand Tons | 0 | 0 | 0 | 0 | 0 | 0 | 0 | 0
ME Fac. Spec. - NOX 0.22 Rate Annual v3.1, Unit 2474 and retrofits | 415 | 7322 | Rate Constraint in lbs/MMBtu | FALSE | L | Annual | Allowances Purchased NOX | Thousand Tons | 0 | 0 | 0 | 0 | 0 | 0 | 0 | 0
ME Fac. Spec. - NOX 0.22 Rate Annual v3.1, Unit 2474 and retrofits | 415 | 7322 | Rate Constraint in lbs/MMBtu | FALSE | L | Annual | Allowances Sold NOX | Thousand Tons | 0 | 0 | 0 | 0 | 0 | 0 | 0 | 0
ME Fac. Spec. - NOX 0.22 Rate Annual v3.1, Unit 2474 and retrofits | 415 | 7322 | Rate Constraint in lbs/MMBtu | FALSE | L | Annual | Allowances Banked | Thousand Tons | 0 | 0 | 0 | 0 | 0 | 0 | 0 | 0
ME Fac. Spec. - NOX 0.22 Rate Annual v3.1, Unit 2474 and retrofits | 415 | 7322 | Rate Constraint in lbs/MMBtu | FALSE | L | Annual | Allowances Withdrawn (1:1) | Thousand Tons | 0 | 0 | 0 | 0 | 0 | 0 | 0 | 0
ME Fac. Spec. - NOX 0.22 Rate Annual v3.1, Unit 2474 and retrofits | 415 | 7322 | Rate Constraint in lbs/MMBtu | FALSE | L | Annual | Allowances Withdrawn (n:1) | Thousand Tons | 0 | 0 | 0 | 0 | 0 | 0 | 0 | 0
ME Fac. Spec. - NOX 0.22 Rate Annual v3.1, Unit 2474 and retrofits | 415 | 7322 | Rate Constraint in lbs/MMBtu | FALSE | L | Annual | Net Emissions Allowance Position | Thousand Tons | 0 | 0 | 0 | 0 | 0 | 0 | 0 | 0
ME Fac. Spec. - NOX 0.22 Rate Annual v3.1, Unit 2474 and retrofits | 415 | 7322 | Rate Constraint in lbs/MMBtu | FALSE | L | Annual | Fuel Consumed | TBtu | 0 | 0 | 0 | 0 | 0 | 0 | 0 | 0
ME Fac. Spec. - NOX 0.22 Rate Annual v3.1, Unit 2474 and retrofits | 415 | 7322 | Rate Constraint in lbs/MMBtu | FALSE | L | Annual | Rate | lb/MMBtu | 0 | 0 | 0 | 0 | 0 | 0 | 0 | 0
ME Fac. Spec. - NOX 0.22 Rate Annual v3.1, Unit 2474 and retrofits | 415 | 7322 | Rate Constraint in lbs/MMBtu | FALSE | L | Annual | Generation | TWh | 0 | 0 | 0 | 0 | 0 | 0 | 0 | 0
ME Fac. Spec. - NOX 0.22 Rate Annual v3.1, Unit 2474 and retrofits | 415 | 7322 | Rate Constraint in lbs/MMBtu | FALSE | L | Annual | Qualifying Generation | TWh | 0 | 0 | 0 | 0 | 0 | 0 | 0 | 0
ME Fac. Spec. - NOX 0.22 Rate Annual v3.1, Unit 2474 and retrofits | 415 | 7322 | Rate Constraint in lbs/MMBtu | FALSE | L | Annual | Rate | lb/MWh | 0 | 0 | 0 | 0 | 0 | 0 | 0 | 0
ME Fac. Spec. - NOX 0.22 Rate Annual v3.1, Unit 2474 and retrofits | 415 | 7322 | Rate Constraint in lbs/MMBtu | FALSE | L | Annual | Constraint Shadow Price | US2019$/Ton | 0 | 0 | 0 | 0 | 0 | 0 | 0 | 0
ME Mercury Cap Annual v3.1 | 416 | 7325 | Rate Constraint in MTons | FALSE | L | Annual | Seasons Included | Seasons | Winter, WintShld, Summer | Winter, WintShld, Summer | Winter, WintShld, Summer | Winter, WintShld, Summer | Winter, WintShld, Summer | Winter, WintShld, Summer | Winter, WintShld, Summer | Winter, WintShld, Summer
ME Mercury Cap Annual v3.1 | 416 | 7325 | Rate Constraint in MTons | FALSE | L | Annual | Standard MER | lbs | 26 | 26 | 26 | 26 | 26 | 26 | 26 | 26
ME Mercury Cap Annual v3.1 | 416 | 7325 | Rate Constraint in MTons | FALSE | L | Annual | Emissions at Affected Plants MER | lbs | 13.5777 | 13.5777 | 13.5777 | 13.5777 | 13.5777 | 13.5777 | 13.5777 | 13.5777
ME Mercury Cap Annual v3.1 | 416 | 7325 | Rate Constraint in MTons | FALSE | L | Annual | Allowances Purchased MER | lbs | 0 | 0 | 0 | 0 | 0 | 0 | 0 | 0
ME Mercury Cap Annual v3.1 | 416 | 7325 | Rate Constraint in MTons | FALSE | L | Annual | Allowances Sold MER | lbs | 0 | 0 | 0 | 0 | 0 | 0 | 0 | 0
ME Mercury Cap Annual v3.1 | 416 | 7325 | Rate Constraint in MTons | FALSE | L | Annual | Allowances Banked | lbs | 0 | 0 | 0 | 0 | 0 | 0 | 0 | 0
ME Mercury Cap Annual v3.1 | 416 | 7325 | Rate Constraint in MTons | FALSE | L | Annual | Allowances Withdrawn (1:1) | lbs | 0 | 0 | 0 | 0 | 0 | 0 | 0 | 0
ME Mercury Cap Annual v3.1 | 416 | 7325 | Rate Constraint in MTons | FALSE | L | Annual | Allowances Withdrawn (n:1) | lbs | 0 | 0 | 0 | 0 | 0 | 0 | 0 | 0
ME Mercury Cap Annual v3.1 | 416 | 7325 | Rate Constraint in MTons | FALSE | L | Annual | Net Emissions Allowance Position | lbs | 13.5777 | 13.5777 | 13.5777 | 13.5777 | 13.5777 | 13.5777 | 13.5777 | 13.5777
ME Mercury Cap Annual v3.1 | 416 | 7325 | Rate Constraint in MTons | FALSE | L | Annual | Fuel Consumed | TBtu | 0.72596 | 0.72596 | 0.72596 | 0.72596 | 0.72596 | 0.72596 | 0.72596 | 0.72596
ME Mercury Cap Annual v3.1 | 416 | 7325 | Rate Constraint in MTons | FALSE | L | Annual | Rate | lb/MMBtu | 1.8703e-05 | 1.8703e-05 | 1.8703e-05 | 1.8703e-05 | 1.8703e-05 | 1.8703e-05 | 1.8703e-05 | 1.8703e-05
ME Mercury Cap Annual v3.1 | 416 | 7325 | Rate Constraint in MTons | FALSE | L | Annual | Generation | TWh | 0.13514 | 0.13514 | 0.13514 | 0.13514 | 0.13514 | 0.13514 | 0.13514 | 0.13514
ME Mercury Cap Annual v3.1 | 416 | 7325 | Rate Constraint in MTons | FALSE | L | Annual | Qualifying Generation | TWh | 0.13514 | 0.13514 | 0.13514 | 0.13514 | 0.13514 | 0.13514 | 0.13514 | 0.13514
ME Mercury Cap Annual v3.1 | 416 | 7325 | Rate Constraint in MTons | FALSE | L | Annual | Rate | lb/MWh | 0.00010047 | 0.00010047 | 0.00010047 | 0.00010047 | 0.00010047 | 0.00010047 | 0.00010047 | 0.00010047
ME Mercury Cap Annual v3.1 | 416 | 7325 | Rate Constraint in MTons | FALSE | L | Annual | Constraint Shadow Price | US2019$/Lb | 0 | 0 | 0 | 0 | 0 | 0 | 0 | 0
MI Hg Rule - MER Annual Reduction v4.10 | 417 | 7336 | MACT Fuel Choice Floor in lbs/MMBtu | FALSE | L | Annual | Seasons Included | Seasons | Winter, WintShld, Summer | Winter, WintShld, Summer | Winter, WintShld, Summer | Winter, WintShld, Summer | Winter, WintShld, Summer | Winter, WintShld, Summer | Winter, WintShld, Summer | Winter, WintShld, Summer
MI Hg Rule - MER Annual Reduction v4.10 | 417 | 7336 | MACT Fuel Choice Floor in lbs/MMBtu | FALSE | L | Annual | Emission Floor | lbs/MMBtu | 8.07e-07 | 8.07e-07 | 8.07e-07 | 8.07e-07 | 8.07e-07 | 8.07e-07 | 8.07e-07 | 8.07e-07
MI Hg Rule - MER Annual Reduction v4.10 | 417 | 7336 | MACT Fuel Choice Floor in lbs/MMBtu | FALSE | L | Annual | Emissions at Affected Plants MER | lbs | 181.7623 | 121.8728 | 78.9861 | 16.8188 | 0.12923 | 0.12923 | 0.12923 | 0.12923
MI Hg Rule - MER Annual Reduction v4.10 | 417 | 7336 | MACT Fuel Choice Floor in lbs/MMBtu | FALSE | L | Annual | Allowances Purchased MER | lbs | 0 | 0 | 0 | 0 | 0 | 0 | 0 | 0
MI Hg Rule - MER Annual Reduction v4.10 | 417 | 7336 | MACT Fuel Choice Floor in lbs/MMBtu | FALSE | L | Annual | Allowances Sold MER | lbs | 0 | 0 | 0 | 0 | 0 | 0 | 0 | 0
MI Hg Rule - MER Annual Reduction v4.10 | 417 | 7336 | MACT Fuel Choice Floor in lbs/MMBtu | FALSE | L | Annual | Allowances Banked | lbs | 0 | 0 | 0 | 0 | 0 | 0 | 0 | 0
MI Hg Rule - MER Annual Reduction v4.10 | 417 | 7336 | MACT Fuel Choice Floor in lbs/MMBtu | FALSE | L | Annual | Allowances Withdrawn (1:1) | lbs | 0 | 0 | 0 | 0 | 0 | 0 | 0 | 0
MI Hg Rule - MER Annual Reduction v4.10 | 417 | 7336 | MACT Fuel Choice Floor in lbs/MMBtu | FALSE | L | Annual | Allowances Withdrawn (n:1) | lbs | 0 | 0 | 0 | 0 | 0 | 0 | 0 | 0
MI Hg Rule - MER Annual Reduction v4.10 | 417 | 7336 | MACT Fuel Choice Floor in lbs/MMBtu | FALSE | L | Annual | Net Emissions Allowance Position | lbs | 181.7623 | 121.8728 | 78.9861 | 16.8188 | 0.12923 | 0.12923 | 0.12923 | 0.12923
MI Hg Rule - MER Annual Reduction v4.10 | 417 | 7336 | MACT Fuel Choice Floor in lbs/MMBtu | FALSE | L | Annual | Fuel Consumed | TBtu | 413.7283 | 291.0444 | 215.7971 | 90.1911 | 0.69299 | 0.69299 | 0.69299 | 0.69299
MI Hg Rule - MER Annual Reduction v4.10 | 417 | 7336 | MACT Fuel Choice Floor in lbs/MMBtu | FALSE | L | Annual | Rate | lb/MMBtu | 4.3933e-07 | 4.1874e-07 | 3.6602e-07 | 1.8648e-07 | 1.8648e-07 | 1.8648e-07 | 1.8648e-07 | 1.8648e-07
MI Hg Rule - MER Annual Reduction v4.10 | 417 | 7336 | MACT Fuel Choice Floor in lbs/MMBtu | FALSE | L | Annual | Generation | TWh | 40.6543 | 28.764 | 21.4093 | 9.1946 | 0.056797 | 0.056797 | 0.056797 | 0.056797
MI Hg Rule - MER Annual Reduction v4.10 | 417 | 7336 | MACT Fuel Choice Floor in lbs/MMBtu | FALSE | L | Annual | Qualifying Generation | TWh | 40.6543 | 28.764 | 21.4093 | 9.1946 | 0.056797 | 0.056797 | 0.056797 | 0.056797
MI Hg Rule - MER Annual Reduction v4.10 | 417 | 7336 | MACT Fuel Choice Floor in lbs/MMBtu | FALSE | L | Annual | Constraint Shadow Price | US2019$/Lb | 0 | 0 | 0 | 0 | 0 | 0 | 0 | 0
MN Hg Emis Red Act - MER Removal Annual v3.1 | 418 | 7337 | MACT Fuel Choice Floor in lbs/MMBtu | FALSE | L | Annual | Seasons Included | Seasons | Winter, WintShld, Summer | Winter, WintShld, Summer | Winter, WintShld, Summer | Winter, WintShld, Summer | Winter, WintShld, Summer | Winter, WintShld, Summer | Winter, WintShld, Summer | Winter, WintShld, Summer
MN Hg Emis Red Act - MER Removal Annual v3.1 | 418 | 7337 | MACT Fuel Choice Floor in lbs/MMBtu | FALSE | L | Annual | Emission Floor | lbs/MMBtu | 0 | 0 | 0 | 0 | 0 | 0 | 0 | 0
MN Hg Emis Red Act - MER Removal Annual v3.1 | 418 | 7337 | MACT Fuel Choice Floor in lbs/MMBtu | FALSE | L | Annual | Emissions at Affected Plants MER | lbs | 107.7264 | 77.3514 | 45.9826 | 11.5247 | 0 | 0 | 0 | 0
MN Hg Emis Red Act - MER Removal Annual v3.1 | 418 | 7337 | MACT Fuel Choice Floor in lbs/MMBtu | FALSE | L | Annual | Allowances Purchased MER | lbs | 0 | 0 | 0 | 0 | 0 | 0 | 0 | 0
MN Hg Emis Red Act - MER Removal Annual v3.1 | 418 | 7337 | MACT Fuel Choice Floor in lbs/MMBtu | FALSE | L | Annual | Allowances Sold MER | lbs | 0 | 0 | 0 | 0 | 0 | 0 | 0 | 0
MN Hg Emis Red Act - MER Removal Annual v3.1 | 418 | 7337 | MACT Fuel Choice Floor in lbs/MMBtu | FALSE | L | Annual | Allowances Banked | lbs | 0 | 0 | 0 | 0 | 0 | 0 | 0 | 0
MN Hg Emis Red Act - MER Removal Annual v3.1 | 418 | 7337 | MACT Fuel Choice Floor in lbs/MMBtu | FALSE | L | Annual | Allowances Withdrawn (1:1) | lbs | 0 | 0 | 0 | 0 | 0 | 0 | 0 | 0
MN Hg Emis Red Act - MER Removal Annual v3.1 | 418 | 7337 | MACT Fuel Choice Floor in lbs/MMBtu | FALSE | L | Annual | Allowances Withdrawn (n:1) | lbs | 0 | 0 | 0 | 0 | 0 | 0 | 0 | 0
MN Hg Emis Red Act - MER Removal Annual v3.1 | 418 | 7337 | MACT Fuel Choice Floor in lbs/MMBtu | FALSE | L | Annual | Net Emissions Allowance Position | lbs | 107.7264 | 77.3514 | 45.9826 | 11.5247 | 0 | 0 | 0 | 0
MN Hg Emis Red Act - MER Removal Annual v3.1 | 418 | 7337 | MACT Fuel Choice Floor in lbs/MMBtu | FALSE | L | Annual | Fuel Consumed | TBtu | 212.1773 | 151.7896 | 93.0192 | 23.3135 | 0 | 0 | 0 | 0
MN Hg Emis Red Act - MER Removal Annual v3.1 | 418 | 7337 | MACT Fuel Choice Floor in lbs/MMBtu | FALSE | L | Annual | Rate | lb/MMBtu | 5.0772e-07 | 5.096e-07 | 4.9433e-07 | 4.9433e-07 | 0 | 0 | 0 | 0
MN Hg Emis Red Act - MER Removal Annual v3.1 | 418 | 7337 | MACT Fuel Choice Floor in lbs/MMBtu | FALSE | L | Annual | Generation | TWh | 20.853 | 14.8979 | 9.0524 | 2.1913 | 0 | 0 | 0 | 0
MN Hg Emis Red Act - MER Removal Annual v3.1 | 418 | 7337 | MACT Fuel Choice Floor in lbs/MMBtu | FALSE | L | Annual | Qualifying Generation | TWh | 20.853 | 14.8979 | 9.0524 | 2.1913 | 0 | 0 | 0 | 0
MN Hg Emis Red Act - MER Removal Annual v3.1 | 418 | 7337 | MACT Fuel Choice Floor in lbs/MMBtu | FALSE | L | Annual | Constraint Shadow Price | US2019$/Lb | 0 | 0 | 0 | 0 | 0 | 0 | 0 | 0
MT Hg Rate Lignite Annual v3.1 | 419 | 7342 | Rate Constraint in lbs/MMBtu | FALSE | L | Annual | Seasons Included | Seasons | Winter, WintShld, Summer | Winter, WintShld, Summer | Winter, WintShld, Summer | Winter, WintShld, Summer | Winter, WintShld, Summer | Winter, WintShld, Summer | Winter, WintShld, Summer | Winter, WintShld, Summer
MT Hg Rate Lignite Annual v3.1 | 419 | 7342 | Rate Constraint in lbs/MMBtu | FALSE | L | Annual | Standard MER | lb/MMBtu | 1.5e-06 | 1.5e-06 | 1.5e-06 | 1.5e-06 | 1.5e-06 | 1.5e-06 | 1.5e-06 | 1.5e-06
MT Hg Rate Lignite Annual v3.1 | 419 | 7342 | Rate Constraint in lbs/MMBtu | FALSE | L | Annual | Emissions at Affected Plants MER | lbs | 59.4598 | 59.8285 | 58.5927 | 58.5927 | 41.084 | 29.8142 | 13.5351 | 5.4118
MT Hg Rate Lignite Annual v3.1 | 419 | 7342 | Rate Constraint in lbs/MMBtu | FALSE | L | Annual | Allowances Purchased MER | lbs | 0 | 0 | 0 | 0 | 0 | 0 | 0 | 0
MT Hg Rate Lignite Annual v3.1 | 419 | 7342 | Rate Constraint in lbs/MMBtu | FALSE | L | Annual | Allowances Sold MER | lbs | 0 | 0 | 0 | 0 | 0 | 0 | 0 | 0
MT Hg Rate Lignite Annual v3.1 | 419 | 7342 | Rate Constraint in lbs/MMBtu | FALSE | L | Annual | Allowances Banked | lbs | 0 | 0 | 119.458 | 119.458 | 83.5807 | 60.6536 | 27.5356 | 0
MT Hg Rate Lignite Annual v3.1 | 419 | 7342 | Rate Constraint in lbs/MMBtu | FALSE | L | Annual | Allowances Withdrawn (1:1) | lbs | 0 | 0 | 0 | 0 | 0 | 0 | 0 | 0
MT Hg Rate Lignite Annual v3.1 | 419 | 7342 | Rate Constraint in lbs/MMBtu | FALSE | L | Annual | Allowances Withdrawn (n:1) | lbs | 0 | 0 | 0 | 0 | 0 | 0 | 0 | 0
MT Hg Rate Lignite Annual v3.1 | 419 | 7342 | Rate Constraint in lbs/MMBtu | FALSE | L | Annual | Net Emissions Allowance Position | lbs | 59.4598 | 59.8285 | 178.0507 | 178.0507 | 124.6647 | 90.4678 | 41.0707 | 5.4118
MT Hg Rate Lignite Annual v3.1 | 419 | 7342 | Rate Constraint in lbs/MMBtu | FALSE | L | Annual | Fuel Consumed | TBtu | 125.4705 | 123.1875 | 118.7006 | 118.7006 | 83.1098 | 60.3118 | 27.3806 | 10.9476
MT Hg Rate Lignite Annual v3.1 | 419 | 7342 | Rate Constraint in lbs/MMBtu | FALSE | L | Annual | Rate | lb/MMBtu | 4.7389e-07 | 4.8567e-07 | 4.9362e-07 | 4.9362e-07 | 4.9433e-07 | 4.9433e-07 | 4.9433e-07 | 4.9433e-07
MT Hg Rate Lignite Annual v3.1 | 419 | 7342 | Rate Constraint in lbs/MMBtu | FALSE | L | Annual | Generation | TWh | 11.6536 | 11.3296 | 10.9466 | 10.9466 | 7.6693 | 5.5715 | 2.5078 | 1.014
MT Hg Rate Lignite Annual v3.1 | 419 | 7342 | Rate Constraint in lbs/MMBtu | FALSE | L | Annual | Qualifying Generation | TWh | 11.5001 | 11.2928 | 10.9284 | 10.9284 | 7.6693 | 5.5715 | 2.5078 | 1.014
MT Hg Rate Lignite Annual v3.1 | 419 | 7342 | Rate Constraint in lbs/MMBtu | FALSE | L | Annual | Rate | lb/MWh | 5.1704e-06 | 5.298e-06 | 5.3615e-06 | 5.3615e-06 | 5.3569e-06 | 5.3512e-06 | 5.3973e-06 | 5.3373e-06
MT Hg Rate Lignite Annual v3.1 | 419 | 7342 | Rate Constraint in lbs/MMBtu | FALSE | L | Annual | Constraint Shadow Price | US2019$/Lb | 0 | 0 | 0 | 0 | 0 | 0 | 0 | 0
MT Hg Rate Non Lignite Annual v3.1 | 420 | 7341 | Rate Constraint in lbs/MMBtu | FALSE | L | Annual | Seasons Included | Seasons | Winter, WintShld, Summer | Winter, WintShld, Summer | Winter, WintShld, Summer | Winter, WintShld, Summer | Winter, WintShld, Summer | Winter, WintShld, Summer | Winter, WintShld, Summer | Winter, WintShld, Summer
MT Hg Rate Non Lignite Annual v3.1 | 420 | 7341 | Rate Constraint in lbs/MMBtu | FALSE | L | Annual | Standard MER | lb/MMBtu | 9e-07 | 9e-07 | 9e-07 | 9e-07 | 9e-07 | 9e-07 | 9e-07 | 9e-07
MT Hg Rate Non Lignite Annual v3.1 | 420 | 7341 | Rate Constraint in lbs/MMBtu | FALSE | L | Annual | Emissions at Affected Plants MER | lbs | 59.4598 | 59.8285 | 58.5927 | 58.5927 | 41.084 | 29.8142 | 13.5351 | 5.4118
MT Hg Rate Non Lignite Annual v3.1 | 420 | 7341 | Rate Constraint in lbs/MMBtu | FALSE | L | Annual | Allowances Purchased MER | lbs | 0 | 0 | 0 | 0 | 0 | 0 | 0 | 0
MT Hg Rate Non Lignite Annual v3.1 | 420 | 7341 | Rate Constraint in lbs/MMBtu | FALSE | L | Annual | Allowances Sold MER | lbs | 0 | 0 | 0 | 0 | 0 | 0 | 0 | 0
MT Hg Rate Non Lignite Annual v3.1 | 420 | 7341 | Rate Constraint in lbs/MMBtu | FALSE | L | Annual | Allowances Banked | lbs | 0 | 0 | 48.238 | 48.238 | 33.7147 | 24.4664 | 11.1072 | 0
MT Hg Rate Non Lignite Annual v3.1 | 420 | 7341 | Rate Constraint in lbs/MMBtu | FALSE | L | Annual | Allowances Withdrawn (1:1) | lbs | 0 | 0 | 0 | 0 | 0 | 0 | 0 | 0
MT Hg Rate Non Lignite Annual v3.1 | 420 | 7341 | Rate Constraint in lbs/MMBtu | FALSE | L | Annual | Allowances Withdrawn (n:1) | lbs | 0 | 0 | 0 | 0 | 0 | 0 | 0 | 0
MT Hg Rate Non Lignite Annual v3.1 | 420 | 7341 | Rate Constraint in lbs/MMBtu | FALSE | L | Annual | Net Emissions Allowance Position | lbs | 59.4598 | 59.8285 | 106.8307 | 106.8307 | 74.7987 | 54.2806 | 24.6423 | 5.4118
MT Hg Rate Non Lignite Annual v3.1 | 420 | 7341 | Rate Constraint in lbs/MMBtu | FALSE | L | Annual | Fuel Consumed | TBtu | 125.4705 | 123.1875 | 118.7006 | 118.7006 | 83.1098 | 60.3118 | 27.3806 | 10.9476
MT Hg Rate Non Lignite Annual v3.1 | 420 | 7341 | Rate Constraint in lbs/MMBtu | FALSE | L | Annual | Rate | lb/MMBtu | 4.7389e-07 | 4.8567e-07 | 4.9362e-07 | 4.9362e-07 | 4.9433e-07 | 4.9433e-07 | 4.9433e-07 | 4.9433e-07
MT Hg Rate Non Lignite Annual v3.1 | 420 | 7341 | Rate Constraint in lbs/MMBtu | FALSE | L | Annual | Generation | TWh | 11.6536 | 11.3296 | 10.9466 | 10.9466 | 7.6693 | 5.5715 | 2.5078 | 1.014
MT Hg Rate Non Lignite Annual v3.1 | 420 | 7341 | Rate Constraint in lbs/MMBtu | FALSE | L | Annual | Qualifying Generation | TWh | 11.5001 | 11.2928 | 10.9284 | 10.9284 | 7.6693 | 5.5715 | 2.5078 | 1.014
MT Hg Rate Non Lignite Annual v3.1 | 420 | 7341 | Rate Constraint in lbs/MMBtu | FALSE | L | Annual | Rate | lb/MWh | 5.1704e-06 | 5.298e-06 | 5.3615e-06 | 5.3615e-06 | 5.3569e-06 | 5.3512e-06 | 5.3973e-06 | 5.3373e-06
MT Hg Rate Non Lignite Annual v3.1 | 420 | 7341 | Rate Constraint in lbs/MMBtu | FALSE | L | Annual | Constraint Shadow Price | US2019$/Lb | 0 | 0 | 0 | 0 | 0 | 0 | 0 | 0
New Hampshire MER Removal Annual v3.1 | 421 | 7346 | MACT Fuel Choice Floor in lbs/MMBtu | FALSE | L | Annual | Seasons Included | Seasons | Winter, WintShld, Summer | Winter, WintShld, Summer | Winter, WintShld, Summer | Winter, WintShld, Summer | Winter, WintShld, Summer | Winter, WintShld, Summer | Winter, WintShld, Summer | Winter, WintShld, Summer
New Hampshire MER Removal Annual v3.1 | 421 | 7346 | MACT Fuel Choice Floor in lbs/MMBtu | FALSE | L | Annual | Emission Floor | lbs/MMBtu | 0 | 0 | 0 | 0 | 0 | 0 | 0 | 0
New Hampshire MER Removal Annual v3.1 | 421 | 7346 | MACT Fuel Choice Floor in lbs/MMBtu | FALSE | L | Annual | Emissions at Affected Plants MER | lbs | 14.8522 | 0 | 0 | 0 | 0 | 0 | 0 | 0
New Hampshire MER Removal Annual v3.1 | 421 | 7346 | MACT Fuel Choice Floor in lbs/MMBtu | FALSE | L | Annual | Allowances Purchased MER | lbs | 0 | 0 | 0 | 0 | 0 | 0 | 0 | 0
New Hampshire MER Removal Annual v3.1 | 421 | 7346 | MACT Fuel Choice Floor in lbs/MMBtu | FALSE | L | Annual | Allowances Sold MER | lbs | 0 | 0 | 0 | 0 | 0 | 0 | 0 | 0
New Hampshire MER Removal Annual v3.1 | 421 | 7346 | MACT Fuel Choice Floor in lbs/MMBtu | FALSE | L | Annual | Allowances Banked | lbs | 0 | 0 | 0 | 0 | 0 | 0 | 0 | 0
New Hampshire MER Removal Annual v3.1 | 421 | 7346 | MACT Fuel Choice Floor in lbs/MMBtu | FALSE | L | Annual | Allowances Withdrawn (1:1) | lbs | 0 | 0 | 0 | 0 | 0 | 0 | 0 | 0
New Hampshire MER Removal Annual v3.1 | 421 | 7346 | MACT Fuel Choice Floor in lbs/MMBtu | FALSE | L | Annual | Allowances Withdrawn (n:1) | lbs | 0 | 0 | 0 | 0 | 0 | 0 | 0 | 0
New Hampshire MER Removal Annual v3.1 | 421 | 7346 | MACT Fuel Choice Floor in lbs/MMBtu | FALSE | L | Annual | Net Emissions Allowance Position | lbs | 14.8522 | 0 | 0 | 0 | 0 | 0 | 0 | 0
New Hampshire MER Removal Annual v3.1 | 421 | 7346 | MACT Fuel Choice Floor in lbs/MMBtu | FALSE | L | Annual | Fuel Consumed | TBtu | 20.9335 | 0 | 0 | 0 | 0 | 0 | 0 | 0
New Hampshire MER Removal Annual v3.1 | 421 | 7346 | MACT Fuel Choice Floor in lbs/MMBtu | FALSE | L | Annual | Rate | lb/MMBtu | 7.095e-07 | 0 | 0 | 0 | 0 | 0 | 0 | 0
New Hampshire MER Removal Annual v3.1 | 421 | 7346 | MACT Fuel Choice Floor in lbs/MMBtu | FALSE | L | Annual | Generation | TWh | 1.8364 | 0 | 0 | 0 | 0 | 0 | 0 | 0
New Hampshire MER Removal Annual v3.1 | 421 | 7346 | MACT Fuel Choice Floor in lbs/MMBtu | FALSE | L | Annual | Qualifying Generation | TWh | 1.8364 | 0 | 0 | 0 | 0 | 0 | 0 | 0
New Hampshire MER Removal Annual v3.1 | 421 | 7346 | MACT Fuel Choice Floor in lbs/MMBtu | FALSE | L | Annual | Constraint Shadow Price | US2019$/Lb | 0 | 0 | 0 | 0 | 0 | 0 | 0 | 0
New Hampshire 6 Unit - NOX Cap Annual v3.1 | 422 | 7343 | Rate Constraint in MTons | FALSE | L | Annual | Seasons Included | Seasons | Winter, WintShld, Summer | Winter, WintShld, Summer | Winter, WintShld, Summer | Winter, WintShld, Summer | Winter, WintShld, Summer | Winter, WintShld, Summer | Winter, WintShld, Summer | Winter, WintShld, Summer
New Hampshire 6 Unit - NOX Cap Annual v3.1 | 422 | 7343 | Rate Constraint in MTons | FALSE | L | Annual | Standard NOX | Thousand Tons | 3.64 | 3.64 | 3.64 | 3.64 | 3.64 | 3.64 | 3.64 | 3.64
New Hampshire 6 Unit - NOX Cap Annual v3.1 | 422 | 7343 | Rate Constraint in MTons | FALSE | L | Annual | Emissions at Affected Plants NOX | Thousand Tons | 1.2801 | 0 | 0 | 0 | 0 | 0 | 0 | 0
New Hampshire 6 Unit - NOX Cap Annual v3.1 | 422 | 7343 | Rate Constraint in MTons | FALSE | L | Annual | Allowances Purchased NOX | Thousand Tons | 0 | 0 | 0 | 0 | 0 | 0 | 0 | 0
New Hampshire 6 Unit - NOX Cap Annual v3.1 | 422 | 7343 | Rate Constraint in MTons | FALSE | L | Annual | Allowances Sold NOX | Thousand Tons | 0 | 0 | 0 | 0 | 0 | 0 | 0 | 0
New Hampshire 6 Unit - NOX Cap Annual v3.1 | 422 | 7343 | Rate Constraint in MTons | FALSE | L | Annual | Allowances Banked | Thousand Tons | 0 | 0 | 3.64 | 0 | 0 | 0 | 0 | 0
New Hampshire 6 Unit - NOX Cap Annual v3.1 | 422 | 7343 | Rate Constraint in MTons | FALSE | L | Annual | Allowances Withdrawn (1:1) | Thousand Tons | 0 | 0 | 0 | -3.64 | -0.60667 | 0 | 0 | 0
New Hampshire 6 Unit - NOX Cap Annual v3.1 | 422 | 7343 | Rate Constraint in MTons | FALSE | L | Annual | Allowances Withdrawn (n:1) | Thousand Tons | 0 | 0 | 0 | 0 | 0 | 0 | 0 | 0
New Hampshire 6 Unit - NOX Cap Annual v3.1 | 422 | 7343 | Rate Constraint in MTons | FALSE | L | Annual | Net Emissions Allowance Position | Thousand Tons | 1.2801 | 0 | 3.64 | -3.64 | -0.60667 | 0 | 0 | 0
New Hampshire 6 Unit - NOX Cap Annual v3.1 | 422 | 7343 | Rate Constraint in MTons | FALSE | L | Annual | Fuel Consumed | TBtu | 22.1509 | 0 | 0 | 0 | 0 | 0 | 0 | 0
New Hampshire 6 Unit - NOX Cap Annual v3.1 | 422 | 7343 | Rate Constraint in MTons | FALSE | L | Annual | Rate | lb/MMBtu | 0.11558 | 0 | 0 | 0 | 0 | 0 | 0 | 0
New Hampshire 6 Unit - NOX Cap Annual v3.1 | 422 | 7343 | Rate Constraint in MTons | FALSE | L | Annual | Generation | TWh | 1.9135 | 0 | 0 | 0 | 0 | 0 | 0 | 0
New Hampshire 6 Unit - NOX Cap Annual v3.1 | 422 | 7343 | Rate Constraint in MTons | FALSE | L | Annual | Qualifying Generation | TWh | 1.9135 | 0 | 0 | 0 | 0 | 0 | 0 | 0
New Hampshire 6 Unit - NOX Cap Annual v3.1 | 422 | 7343 | Rate Constraint in MTons | FALSE | L | Annual | Rate | lb/MWh | 1.338 | 0 | 0 | 0 | 0 | 0 | 0 | 0
New Hampshire 6 Unit - NOX Cap Annual v3.1 | 422 | 7343 | Rate Constraint in MTons | FALSE | L | Annual | Constraint Shadow Price | US2019$/Ton | 0 | 0 | 0 | 0 | 0 | 0 | 0 | 0
New Hampshire 6 Unit - SO2 Cap Annual v3.1 | 423 | 7344 | Rate Constraint in MTons | FALSE | L | Annual | Seasons Included | Seasons | Winter, WintShld, Summer | Winter, WintShld, Summer | Winter, WintShld, Summer | Winter, WintShld, Summer | Winter, WintShld, Summer | Winter, WintShld, Summer | Winter, WintShld, Summer | Winter, WintShld, Summer
New Hampshire 6 Unit - SO2 Cap Annual v3.1 | 423 | 7344 | Rate Constraint in MTons | FALSE | L | Annual | Standard SO2 | Thousand Tons | 7.29 | 7.29 | 7.29 | 7.29 | 7.29 | 7.29 | 7.29 | 7.29
New Hampshire 6 Unit - SO2 Cap Annual v3.1 | 423 | 7344 | Rate Constraint in MTons | FALSE | L | Annual | Emissions at Affected Plants SO2 | Thousand Tons | 2.9383 | 0 | 0 | 0 | 0 | 0 | 0 | 0
New Hampshire 6 Unit - SO2 Cap Annual v3.1 | 423 | 7344 | Rate Constraint in MTons | FALSE | L | Annual | Allowances Purchased SO2 | Thousand Tons | 0 | 0 | 0 | 0 | 0 | 0 | 0 | 0
New Hampshire 6 Unit - SO2 Cap Annual v3.1 | 423 | 7344 | Rate Constraint in MTons | FALSE | L | Annual | Allowances Sold SO2 | Thousand Tons | 0 | 0 | 0 | 0 | 0 | 0 | 0 | 0
New Hampshire 6 Unit - SO2 Cap Annual v3.1 | 423 | 7344 | Rate Constraint in MTons | FALSE | L | Annual | Allowances Banked | Thousand Tons | 0 | 0 | 0 | 0 | 0 | 0 | 0 | 0
New Hampshire 6 Unit - SO2 Cap Annual v3.1 | 423 | 7344 | Rate Constraint in MTons | FALSE | L | Annual | Allowances Withdrawn (1:1) | Thousand Tons | 0 | 0 | 0 | 0 | 0 | 0 | 0 | 0
New Hampshire 6 Unit - SO2 Cap Annual v3.1 | 423 | 7344 | Rate Constraint in MTons | FALSE | L | Annual | Allowances Withdrawn (n:1) | Thousand Tons | 0 | 0 | 0 | 0 | 0 | 0 | 0 | 0
New Hampshire 6 Unit - SO2 Cap Annual v3.1 | 423 | 7344 | Rate Constraint in MTons | FALSE | L | Annual | Net Emissions Allowance Position | Thousand Tons | 2.9383 | 0 | 0 | 0 | 0 | 0 | 0 | 0
New Hampshire 6 Unit - SO2 Cap Annual v3.1 | 423 | 7344 | Rate Constraint in MTons | FALSE | L | Annual | Fuel Consumed | TBtu | 22.1509 | 0 | 0 | 0 | 0 | 0 | 0 | 0
New Hampshire 6 Unit - SO2 Cap Annual v3.1 | 423 | 7344 | Rate Constraint in MTons | FALSE | L | Annual | Rate | lb/MMBtu | 0.2653 | 0 | 0 | 0 | 0 | 0 | 0 | 0
New Hampshire 6 Unit - SO2 Cap Annual v3.1 | 423 | 7344 | Rate Constraint in MTons | FALSE | L | Annual | Generation | TWh | 1.9135 | 0 | 0 | 0 | 0 | 0 | 0 | 0
New Hampshire 6 Unit - SO2 Cap Annual v3.1 | 423 | 7344 | Rate Constraint in MTons | FALSE | L | Annual | Qualifying Generation | TWh | 1.9135 | 0 | 0 | 0 | 0 | 0 | 0 | 0
New Hampshire 6 Unit - SO2 Cap Annual v3.1 | 423 | 7344 | Rate Constraint in MTons | FALSE | L | Annual | Rate | lb/MWh | 3.0712 | 0 | 0 | 0 | 0 | 0 | 0 | 0
New Hampshire 6 Unit - SO2 Cap Annual v3.1 | 423 | 7344 | Rate Constraint in MTons | FALSE | L | Annual | Constraint Shadow Price | US2019$/Ton | 0 | 0 | 0 | 0 | 0 | 0 | 0 | 0
New Hampshire State - NOX Cap Summer v3.1 | 424 | 7345 | Rate Constraint in MTons | FALSE | L | Annual | Seasons Included | Seasons | Summer | Summer | Summer | Summer | Summer | Summer | Summer | Summer
New Hampshire State - NOX Cap Summer v3.1 | 424 | 7345 | Rate Constraint in MTons | FALSE | L | Annual | Standard NOX | Thousand Tons | 2.4 | 2.4 | 2.4 | 2.4 | 2.4 | 2.4 | 2.4 | 2.4
New Hampshire State - NOX Cap Summer v3.1 | 424 | 7345 | Rate Constraint in MTons | FALSE | L | Annual | Emissions at Affected Plants NOX | Thousand Tons | 0 | 0 | 0 | 0 | 0 | 0 | 0 | 0
New Hampshire State - NOX Cap Summer v3.1 | 424 | 7345 | Rate Constraint in MTons | FALSE | L | Annual | Allowances Purchased NOX | Thousand Tons | 0 | 0 | 0 | 0 | 0 | 0 | 0 | 0
New Hampshire State - NOX Cap Summer v3.1 | 424 | 7345 | Rate Constraint in MTons | FALSE | L | Annual | Allowances Sold NOX | Thousand Tons | 0 | 0 | 0 | 0 | 0 | 0 | 0 | 0
New Hampshire State - NOX Cap Summer v3.1 | 424 | 7345 | Rate Constraint in MTons | FALSE | L | Annual | Allowances Banked | Thousand Tons | 0 | 0 | 0 | 0 | 0 | 0 | 0 | 0
New Hampshire State - NOX Cap Summer v3.1 | 424 | 7345 | Rate Constraint in MTons | FALSE | L | Annual | Allowances Withdrawn (1:1) | Thousand Tons | 0 | 0 | 0 | 0 | 0 | 0 | 0 | 0
New Hampshire State - NOX Cap Summer v3.1 | 424 | 7345 | Rate Constraint in MTons | FALSE | L | Annual | Allowances Withdrawn (n:1) | Thousand Tons | 0 | 0 | 0 | 0 | 0 | 0 | 0 | 0
New Hampshire State - NOX Cap Summer v3.1 | 424 | 7345 | Rate Constraint in MTons | FALSE | L | Annual | Net Emissions Allowance Position | Thousand Tons | 0 | 0 | 0 | 0 | 0 | 0 | 0 | 0
New Hampshire State - NOX Cap Summer v3.1 | 424 | 7345 | Rate Constraint in MTons | FALSE | L | Annual | Fuel Consumed | TBtu | 0 | 0 | 0 | 0 | 0 | 0 | 0 | 0
New Hampshire State - NOX Cap Summer v3.1 | 424 | 7345 | Rate Constraint in MTons | FALSE | L | Annual | Rate | lb/MMBtu | 0 | 0 | 0 | 0 | 0 | 0 | 0 | 0
New Hampshire State - NOX Cap Summer v3.1 | 424 | 7345 | Rate Constraint in MTons | FALSE | L | Annual | Generation | TWh | 0 | 0 | 0 | 0 | 0 | 0 | 0 | 0
New Hampshire State - NOX Cap Summer v3.1 | 424 | 7345 | Rate Constraint in MTons | FALSE | L | Annual | Qualifying Generation | TWh | 0 | 0 | 0 | 0 | 0 | 0 | 0 | 0
New Hampshire State - NOX Cap Summer v3.1 | 424 | 7345 | Rate Constraint in MTons | FALSE | L | Annual | Rate | lb/MWh | 0 | 0 | 0 | 0 | 0 | 0 | 0 | 0
New Hampshire State - NOX Cap Summer v3.1 | 424 | 7345 | Rate Constraint in MTons | FALSE | L | Annual | Constraint Shadow Price | US2019$/Ton | 0 | 0 | 0 | 0 | 0 | 0 | 0 | 0
New Jersey - MER Removal Annual v3.1 | 425 | 7348 | MACT Fuel Choice Floor in lbs/MMBtu | FALSE | L | Annual | Seasons Included | Seasons | Winter, WintShld, Summer | Winter, WintShld, Summer | Winter, WintShld, Summer | Winter, WintShld, Summer | Winter, WintShld, Summer | Winter, WintShld, Summer | Winter, WintShld, Summer | Winter, WintShld, Summer
New Jersey - MER Removal Annual v3.1 | 425 | 7348 | MACT Fuel Choice Floor in lbs/MMBtu | FALSE | L | Annual | Emission Floor | lbs/MMBtu | 0 | 0 | 0 | 0 | 0 | 0 | 0 | 0
New Jersey - MER Removal Annual v3.1 | 425 | 7348 | MACT Fuel Choice Floor in lbs/MMBtu | FALSE | L | Annual | Emissions at Affected Plants MER | lbs | 0 | 0 | 0 | 0 | 0 | 0 | 0 | 0
New Jersey - MER Removal Annual v3.1 | 425 | 7348 | MACT Fuel Choice Floor in lbs/MMBtu | FALSE | L | Annual | Allowances Purchased MER | lbs | 0 | 0 | 0 | 0 | 0 | 0 | 0 | 0
New Jersey - MER Removal Annual v3.1 | 425 | 7348 | MACT Fuel Choice Floor in lbs/MMBtu | FALSE | L | Annual | Allowances Sold MER | lbs | 0 | 0 | 0 | 0 | 0 | 0 | 0 | 0
New Jersey - MER Removal Annual v3.1 | 425 | 7348 | MACT Fuel Choice Floor in lbs/MMBtu | FALSE | L | Annual | Allowances Banked | lbs | 0 | 0 | 0 | 0 | 0 | 0 | 0 | 0
New Jersey - MER Removal Annual v3.1 | 425 | 7348 | MACT Fuel Choice Floor in lbs/MMBtu | FALSE | L | Annual | Allowances Withdrawn (1:1) | lbs | 0 | 0 | 0 | 0 | 0 | 0 | 0 | 0
New Jersey - MER Removal Annual v3.1 | 425 | 7348 | MACT Fuel Choice Floor in lbs/MMBtu | FALSE | L | Annual | Allowances Withdrawn (n:1) | lbs | 0 | 0 | 0 | 0 | 0 | 0 | 0 | 0
New Jersey - MER Removal Annual v3.1 | 425 | 7348 | MACT Fuel Choice Floor in lbs/MMBtu | FALSE | L | Annual | Net Emissions Allowance Position | lbs | 0 | 0 | 0 | 0 | 0 | 0 | 0 | 0
New Jersey - MER Removal Annual v3.1 | 425 | 7348 | MACT Fuel Choice Floor in lbs/MMBtu | FALSE | L | Annual | Fuel Consumed | TBtu | 0 | 0 | 0 | 0 | 0 | 0 | 0 | 0
New Jersey - MER Removal Annual v3.1 | 425 | 7348 | MACT Fuel Choice Floor in lbs/MMBtu | FALSE | L | Annual | Rate | lb/MMBtu | 0 | 0 | 0 | 0 | 0 | 0 | 0 | 0
New Jersey - MER Removal Annual v3.1 | 425 | 7348 | MACT Fuel Choice Floor in lbs/MMBtu | FALSE | L | Annual | Generation | TWh | 0 | 0 | 0 | 0 | 0 | 0 | 0 | 0
New Jersey - MER Removal Annual v3.1 | 425 | 7348 | MACT Fuel Choice Floor in lbs/MMBtu | FALSE | L | Annual | Qualifying Generation | TWh | 0 | 0 | 0 | 0 | 0 | 0 | 0 | 0
New Jersey - MER Removal Annual v3.1 | 425 | 7348 | MACT Fuel Choice Floor in lbs/MMBtu | FALSE | L | Annual | Constraint Shadow Price | US2019$/Lb | 0 | 0 | 0 | 0 | 0 | 0 | 0 | 0
Newington Station 1 - SO2 Rate v5.12 | 426 | 7347 | Rate Constraint in lbs/MMBtu | FALSE | L | Annual | Seasons Included | Seasons | Winter, WintShld, Summer | Winter, WintShld, Summer | Winter, WintShld, Summer | Winter, WintShld, Summer | Winter, WintShld, Summer | Winter, WintShld, Summer | Winter, WintShld, Summer | Winter, WintShld, Summer
Newington Station 1 - SO2 Rate v5.12 | 426 | 7347 | Rate Constraint in lbs/MMBtu | FALSE | L | Annual | Standard SO2 | lb/MMBtu | 0.5 | 0.5 | 0.5 | 0.5 | 0.5 | 0.5 | 0.5 | 0.5
Newington Station 1 - SO2 Rate v5.12 | 426 | 7347 | Rate Constraint in lbs/MMBtu | FALSE | L | Annual | Emissions at Affected Plants SO2 | Thousand Tons | 0 | 0 | 0 | 0 | 0 | 0 | 0 | 0
Newington Station 1 - SO2 Rate v5.12 | 426 | 7347 | Rate Constraint in lbs/MMBtu | FALSE | L | Annual | Allowances Purchased SO2 | Thousand Tons | 0 | 0 | 0 | 0 | 0 | 0 | 0 | 0
Newington Station 1 - SO2 Rate v5.12 | 426 | 7347 | Rate Constraint in lbs/MMBtu | FALSE | L | Annual | Allowances Sold SO2 | Thousand Tons | 0 | 0 | 0 | 0 | 0 | 0 | 0 | 0
Newington Station 1 - SO2 Rate v5.12 | 426 | 7347 | Rate Constraint in lbs/MMBtu | FALSE | L | Annual | Allowances Banked | Thousand Tons | 0 | 0 | 0 | 0 | 0 | 0 | 0 | 0
Newington Station 1 - SO2 Rate v5.12 | 426 | 7347 | Rate Constraint in lbs/MMBtu | FALSE | L | Annual | Allowances Withdrawn (1:1) | Thousand Tons | 0 | 0 | 0 | 0 | 0 | 0 | 0 | 0
Newington Station 1 - SO2 Rate v5.12 | 426 | 7347 | Rate Constraint in lbs/MMBtu | FALSE | L | Annual | Allowances Withdrawn (n:1) | Thousand Tons | 0 | 0 | 0 | 0 | 0 | 0 | 0 | 0
Newington Station 1 - SO2 Rate v5.12 | 426 | 7347 | Rate Constraint in lbs/MMBtu | FALSE | L | Annual | Net Emissions Allowance Position | Thousand Tons | 0 | 0 | 0 | 0 | 0 | 0 | 0 | 0
Newington Station 1 - SO2 Rate v5.12 | 426 | 7347 | Rate Constraint in lbs/MMBtu | FALSE | L | Annual | Fuel Consumed | TBtu | 0 | 0 | 0 | 0 | 0 | 0 | 0 | 0
Newington Station 1 - SO2 Rate v5.12 | 426 | 7347 | Rate Constraint in lbs/MMBtu | FALSE | L | Annual | Rate | lb/MMBtu | 0 | 0 | 0 | 0 | 0 | 0 | 0 | 0
Newington Station 1 - SO2 Rate v5.12 | 426 | 7347 | Rate Constraint in lbs/MMBtu | FALSE | L | Annual | Generation | TWh | 0 | 0 | 0 | 0 | 0 | 0 | 0 | 0
Newington Station 1 - SO2 Rate v5.12 | 426 | 7347 | Rate Constraint in lbs/MMBtu | FALSE | L | Annual | Qualifying Generation | TWh | 0 | 0 | 0 | 0 | 0 | 0 | 0 | 0
Newington Station 1 - SO2 Rate v5.12 | 426 | 7347 | Rate Constraint in lbs/MMBtu | FALSE | L | Annual | Rate | lb/MWh | 0 | 0 | 0 | 0 | 0 | 0 | 0 | 0
Newington Station 1 - SO2 Rate v5.12 | 426 | 7347 | Rate Constraint in lbs/MMBtu | FALSE | L | Annual | Constraint Shadow Price | US2019$/Ton | 5836.676 | 4508.9175 | 1858.6775 | 0 | 2060.9459 | 2094.3029 | 2423.1182 | 1940.0173
NJ ChambersCogen- NOx Annual GPS v4.10, Unit 2207 and retrofits | 427 | 7535 | Rate Constraint in lbs/MWh | FALSE | L | Annual | Seasons Included | Seasons | Winter, WintShld, Summer | Winter, WintShld, Summer | Winter, WintShld, Summer | Winter, WintShld, Summer | Winter, WintShld, Summer | Winter, WintShld, Summer | Winter, WintShld, Summer | Winter, WintShld, Summer
NJ ChambersCogen- NOx Annual GPS v4.10, Unit 2207 and retrofits | 427 | 7535 | Rate Constraint in lbs/MWh | FALSE | L | Annual | Standard NOX | lb/MWh | 2.01 | 2.01 | 2.01 | 2.01 | 2.01 | 2.01 | 2.01 | 2.01
NJ ChambersCogen- NOx Annual GPS v4.10, Unit 2207 and retrofits | 427 | 7535 | Rate Constraint in lbs/MWh | FALSE | L | Annual | Emissions at Affected Plants NOX | Thousand Tons | 0 | 0 | 0 | 0 | 0 | 0 | 0 | 0
NJ ChambersCogen- NOx Annual GPS v4.10, Unit 2207 and retrofits | 427 | 7535 | Rate Constraint in lbs/MWh | FALSE | L | Annual | Allowances Purchased NOX | Thousand Tons | 0 | 0 | 0 | 0 | 0 | 0 | 0 | 0
NJ ChambersCogen- NOx Annual GPS v4.10, Unit 2207 and retrofits | 427 | 7535 | Rate Constraint in lbs/MWh | FALSE | L | Annual | Allowances Sold NOX | Thousand Tons | 0 | 0 | 0 | 0 | 0 | 0 | 0 | 0
NJ ChambersCogen- NOx Annual GPS v4.10, Unit 2207 and retrofits | 427 | 7535 | Rate Constraint in lbs/MWh | FALSE | L | Annual | Allowances Banked | Thousand Tons | 0 | 0 | 0 | 0 | 0 | 0 | 0 | 0
NJ ChambersCogen- NOx Annual GPS v4.10, Unit 2207 and retrofits | 427 | 7535 | Rate Constraint in lbs/MWh | FALSE | L | Annual | Allowances Withdrawn (1:1) | Thousand Tons | 0 | 0 | 0 | 0 | 0 | 0 | 0 | 0
NJ ChambersCogen- NOx Annual GPS v4.10, Unit 2207 and retrofits | 427 | 7535 | Rate Constraint in lbs/MWh | FALSE | L | Annual | Allowances Withdrawn (n:1) | Thousand Tons | 0 | 0 | 0 | 0 | 0 | 0 | 0 | 0
NJ ChambersCogen- NOx Annual GPS v4.10, Unit 2207 and retrofits | 427 | 7535 | Rate Constraint in lbs/MWh | FALSE | L | Annual | Net Emissions Allowance Position | Thousand Tons | 0 | 0 | 0 | 0 | 0 | 0 | 0 | 0
NJ ChambersCogen- NOx Annual GPS v4.10, Unit 2207 and retrofits | 427 | 7535 | Rate Constraint in lbs/MWh | FALSE | L | Annual | Fuel Consumed | TBtu | 0 | 0 | 0 | 0 | 0 | 0 | 0 | 0
NJ ChambersCogen- NOx Annual GPS v4.10, Unit 2207 and retrofits | 427 | 7535 | Rate Constraint in lbs/MWh | FALSE | L | Annual | Rate | lb/MMBtu | 0 | 0 | 0 | 0 | 0 | 0 | 0 | 0
NJ ChambersCogen- NOx Annual GPS v4.10, Unit 2207 and retrofits | 427 | 7535 | Rate Constraint in lbs/MWh | FALSE | L | Annual | Generation | TWh | 0 | 0 | 0 | 0 | 0 | 0 | 0 | 0
NJ ChambersCogen- NOx Annual GPS v4.10, Unit 2207 and retrofits | 427 | 7535 | Rate Constraint in lbs/MWh | FALSE | L | Annual | Qualifying Generation | TWh | 0 | 0 | 0 | 0 | 0 | 0 | 0 | 0
NJ ChambersCogen- NOx Annual GPS v4.10, Unit 2207 and retrofits | 427 | 7535 | Rate Constraint in lbs/MWh | FALSE | L | Annual | Constraint Shadow Price | US2019$/Ton | 0 | 0 | 0 | 0 | 0 | 0 | 0 | 0
NJ ChambersCogen- NOx Annual GPS v4.10, Unit 2208 and retrofits | 428 | 7535 | Rate Constraint in lbs/MWh | FALSE | L | Annual | Seasons Included | Seasons | Winter, WintShld, Summer | Winter, WintShld, Summer | Winter, WintShld, Summer | Winter, WintShld, Summer | Winter, WintShld, Summer | Winter, WintShld, Summer | Winter, WintShld, Summer | Winter, WintShld, Summer
NJ ChambersCogen- NOx Annual GPS v4.10, Unit 2208 and retrofits | 428 | 7535 | Rate Constraint in lbs/MWh | FALSE | L | Annual | Standard NOX | lb/MWh | 2.01 | 2.01 | 2.01 | 2.01 | 2.01 | 2.01 | 2.01 | 2.01
NJ ChambersCogen- NOx Annual GPS v4.10, Unit 2208 and retrofits | 428 | 7535 | Rate Constraint in lbs/MWh | FALSE | L | Annual | Emissions at Affected Plants NOX | Thousand Tons | 0 | 0 | 0 | 0 | 0 | 0 | 0 | 0
NJ ChambersCogen- NOx Annual GPS v4.10, Unit 2208 and retrofits | 428 | 7535 | Rate Constraint in lbs/MWh | FALSE | L | Annual | Allowances Purchased NOX | Thousand Tons | 0 | 0 | 0 | 0 | 0 | 0 | 0 | 0
NJ ChambersCogen- NOx Annual GPS v4.10, Unit 2208 and retrofits | 428 | 7535 | Rate Constraint in lbs/MWh | FALSE | L | Annual | Allowances Sold NOX | Thousand Tons | 0 | 0 | 0 | 0 | 0 | 0 | 0 | 0
NJ ChambersCogen- NOx Annual GPS v4.10, Unit 2208 and retrofits | 428 | 7535 | Rate Constraint in lbs/MWh | FALSE | L | Annual | Allowances Banked | Thousand Tons | 0 | 0 | 0 | 0 | 0 | 0 | 0 | 0
NJ ChambersCogen- NOx Annual GPS v4.10, Unit 2208 and retrofits | 428 | 7535 | Rate Constraint in lbs/MWh | FALSE | L | Annual | Allowances Withdrawn (1:1) | Thousand Tons | 0 | 0 | 0 | 0 | 0 | 0 | 0 | 0
NJ ChambersCogen- NOx Annual GPS v4.10, Unit 2208 and retrofits | 428 | 7535 | Rate Constraint in lbs/MWh | FALSE | L | Annual | Allowances Withdrawn (n:1) | Thousand Tons | 0 | 0 | 0 | 0 | 0 | 0 | 0 | 0
NJ ChambersCogen- NOx Annual GPS v4.10, Unit 2208 and retrofits | 428 | 7535 | Rate Constraint in lbs/MWh | FALSE | L | Annual | Net Emissions Allowance Position | Thousand Tons | 0 | 0 | 0 | 0 | 0 | 0 | 0 | 0
NJ ChambersCogen- NOx Annual GPS v4.10, Unit 2208 and retrofits | 428 | 7535 | Rate Constraint in lbs/MWh | FALSE | L | Annual | Fuel Consumed | TBtu | 0 | 0 | 0 | 0 | 0 | 0 | 0 | 0
NJ ChambersCogen- NOx Annual GPS v4.10, Unit 2208 and retrofits | 428 | 7535 | Rate Constraint in lbs/MWh | FALSE | L | Annual | Rate | lb/MMBtu | 0 | 0 | 0 | 0 | 0 | 0 | 0 | 0
NJ ChambersCogen- NOx Annual GPS v4.10, Unit 2208 and retrofits | 428 | 7535 | Rate Constraint in lbs/MWh | FALSE | L | Annual | Generation | TWh | 0 | 0 | 0 | 0 | 0 | 0 | 0 | 0
NJ ChambersCogen- NOx Annual GPS v4.10, Unit 2208 and retrofits | 428 | 7535 | Rate Constraint in lbs/MWh | FALSE | L | Annual | Qualifying Generation | TWh | 0 | 0 | 0 | 0 | 0 | 0 | 0 | 0
NJ ChambersCogen- NOx Annual GPS v4.10, Unit 2208 and retrofits | 428 | 7535 | Rate Constraint in lbs/MWh | FALSE | L | Annual | Constraint Shadow Price | US2019$/Ton | 0 | 0 | 0 | 0 | 0 | 0 | 0 | 0
NJ LoganGen- NOx Annual GPS v4.10, Unit 2209 and retrofits | 429 | 7536 | Rate Constraint in lbs/MWh | FALSE | L | Annual | Seasons Included | Seasons | Winter, WintShld, Summer | Winter, WintShld, Summer | Winter, WintShld, Summer | Winter, WintShld, Summer | Winter, WintShld, Summer | Winter, WintShld, Summer | Winter, WintShld, Summer | Winter, WintShld, Summer
NJ LoganGen- NOx Annual GPS v4.10, Unit 2209 and retrofits | 429 | 7536 | Rate Constraint in lbs/MWh | FALSE | L | Annual | Standard NOX | lb/MWh | 1.5 | 1.5 | 1.5 | 1.5 | 1.5 | 1.5 | 1.5 | 1.5
NJ LoganGen- NOx Annual GPS v4.10, Unit 2209 and retrofits | 429 | 7536 | Rate Constraint in lbs/MWh | FALSE | L | Annual | Emissions at Affected Plants NOX | Thousand Tons | 0 | 0 | 0 | 0 | 0 | 0 | 0 | 0
NJ LoganGen- NOx Annual GPS v4.10, Unit 2209 and retrofits | 429 | 7536 | Rate Constraint in lbs/MWh | FALSE | L | Annual | Allowances Purchased NOX | Thousand Tons | 0 | 0 | 0 | 0 | 0 | 0 | 0 | 0
NJ LoganGen- NOx Annual GPS v4.10, Unit 2209 and retrofits | 429 | 7536 | Rate Constraint in lbs/MWh | FALSE | L | Annual | Allowances Sold NOX | Thousand Tons | 0 | 0 | 0 | 0 | 0 | 0 | 0 | 0
NJ LoganGen- NOx Annual GPS v4.10, Unit 2209 and retrofits | 429 | 7536 | Rate Constraint in lbs/MWh | FALSE | L | Annual | Allowances Banked | Thousand Tons | 0 | 0 | 0 | 0 | 0 | 0 | 0 | 0
NJ LoganGen- NOx Annual GPS v4.10, Unit 2209 and retrofits | 429 | 7536 | Rate Constraint in lbs/MWh | FALSE | L | Annual | Allowances Withdrawn (1:1) | Thousand Tons | 0 | 0 | 0 | 0 | 0 | 0 | 0 | 0
NJ LoganGen- NOx Annual GPS v4.10, Unit 2209 and retrofits | 429 | 7536 | Rate Constraint in lbs/MWh | FALSE | L | Annual | Allowances Withdrawn (n:1) | Thousand Tons | 0 | 0 | 0 | 0 | 0 | 0 | 0 | 0
NJ LoganGen- NOx Annual GPS v4.10, Unit 2209 and retrofits | 429 | 7536 | Rate Constraint in lbs/MWh | FALSE | L | Annual | Net Emissions Allowance Position | Thousand Tons | 0 | 0 | 0 | 0 | 0 | 0 | 0 | 0
NJ LoganGen- NOx Annual GPS v4.10, Unit 2209 and retrofits | 429 | 7536 | Rate Constraint in lbs/MWh | FALSE | L | Annual | Fuel Consumed | TBtu | 0 | 0 | 0 | 0 | 0 | 0 | 0 | 0
NJ LoganGen- NOx Annual GPS v4.10, Unit 2209 and retrofits | 429 | 7536 | Rate Constraint in lbs/MWh | FALSE | L | Annual | Rate | lb/MMBtu | 0 | 0 | 0 | 0 | 0 | 0 | 0 | 0
NJ LoganGen- NOx Annual GPS v4.10, Unit 2209 and retrofits | 429 | 7536 | Rate Constraint in lbs/MWh | FALSE | L | Annual | Generation | TWh | 0 | 0 | 0 | 0 | 0 | 0 | 0 | 0
NJ LoganGen- NOx Annual GPS v4.10, Unit 2209 and retrofits | 429 | 7536 | Rate Constraint in lbs/MWh | FALSE | L | Annual | Qualifying Generation | TWh | 0 | 0 | 0 | 0 | 0 | 0 | 0 | 0
NJ LoganGen- NOx Annual GPS v4.10, Unit 2209 and retrofits | 429 | 7536 | Rate Constraint in lbs/MWh | FALSE | L | Annual | Constraint Shadow Price | US2019$/Ton | 0 | 0 | 0 | 0 | 0 | 0 | 0 | 0
NJ SO2 Constraint v5.14 | 430 | 7349 | Rate Constraint in lbs/MMBtu | FALSE | L | Annual | Seasons Included | Seasons | Winter, WintShld, Summer | Winter, WintShld, Summer | Winter, WintShld, Summer | Winter, WintShld, Summer | Winter, WintShld, Summer | Winter, WintShld, Summer | Winter, WintShld, Summer | Winter, WintShld, Summer
NJ SO2 Constraint v5.14 | 430 | 7349 | Rate Constraint in lbs/MMBtu | FALSE | L | Annual | Standard SO2 | lb/MMBtu | 0.15 | 0.15 | 0.15 | 0.15 | 0.15 | 0.15 | 0.15 | 0.15
NJ SO2 Constraint v5.14 | 430 | 7349 | Rate Constraint in lbs/MMBtu | FALSE | L | Annual | Emissions at Affected Plants SO2 | Thousand Tons | 0 | 0 | 0 | 0 | 0 | 0 | 0 | 0
NJ SO2 Constraint v5.14 | 430 | 7349 | Rate Constraint in lbs/MMBtu | FALSE | L | Annual | Allowances Purchased SO2 | Thousand Tons | 0 | 0 | 0 | 0 | 0 | 0 | 0 | 0
NJ SO2 Constraint v5.14 | 430 | 7349 | Rate Constraint in lbs/MMBtu | FALSE | L | Annual | Allowances Sold SO2 | Thousand Tons | 0 | 0 | 0 | 0 | 0 | 0 | 0 | 0
NJ SO2 Constraint v5.14 | 430 | 7349 | Rate Constraint in lbs/MMBtu | FALSE | L | Annual | Allowances Banked | Thousand Tons | 0 | 0 | 0 | 0 | 0 | 0 | 0 | 0
NJ SO2 Constraint v5.14 | 430 | 7349 | Rate Constraint in lbs/MMBtu | FALSE | L | Annual | Allowances Withdrawn (1:1) | Thousand Tons | 0 | 0 | 0 | 0 | 0 | 0 | 0 | 0
NJ SO2 Constraint v5.14 | 430 | 7349 | Rate Constraint in lbs/MMBtu | FALSE | L | Annual | Allowances Withdrawn (n:1) | Thousand Tons | 0 | 0 | 0 | 0 | 0 | 0 | 0 | 0
NJ SO2 Constraint v5.14 | 430 | 7349 | Rate Constraint in lbs/MMBtu | FALSE | L | Annual | Net Emissions Allowance Position | Thousand Tons | 0 | 0 | 0 | 0 | 0 | 0 | 0 | 0
NJ SO2 Constraint v5.14 | 430 | 7349 | Rate Constraint in lbs/MMBtu | FALSE | L | Annual | Fuel Consumed | TBtu | 0 | 0 | 0 | 0 | 0 | 0 | 0 | 0
NJ SO2 Constraint v5.14 | 430 | 7349 | Rate Constraint in lbs/MMBtu | FALSE | L | Annual | Rate | lb/MMBtu | 0 | 0 | 0 | 0 | 0 | 0 | 0 | 0
NJ SO2 Constraint v5.14 | 430 | 7349 | Rate Constraint in lbs/MMBtu | FALSE | L | Annual | Generation | TWh | 0 | 0 | 0 | 0 | 0 | 0 | 0 | 0
NJ SO2 Constraint v5.14 | 430 | 7349 | Rate Constraint in lbs/MMBtu | FALSE | L | Annual | Qualifying Generation | TWh | 0 | 0 | 0 | 0 | 0 | 0 | 0 | 0
NJ SO2 Constraint v5.14 | 430 | 7349 | Rate Constraint in lbs/MMBtu | FALSE | L | Annual | Rate | lb/MWh | 0 | 0 | 0 | 0 | 0 | 0 | 0 | 0
NJ SO2 Constraint v5.14 | 430 | 7349 | Rate Constraint in lbs/MMBtu | FALSE | L | Annual | Constraint Shadow Price | US2019$/Ton | 8743.664 | 4572.3605 | 2422.1078 | 2150.3162 | 1210.7802 | 1210.6554 | 0 | 0
NODA Covanta Bristol 1 NOX Cap Annual v5.15 | 431 | 7255 | Rate Constraint in MTons | FALSE | L | Annual | Seasons Included | Seasons | Winter, WintShld, Summer | Winter, WintShld, Summer | Winter, WintShld, Summer | Winter, WintShld, Summer | Winter, WintShld, Summer | Winter, WintShld, Summer | Winter, WintShld, Summer | Winter, WintShld, Summer
NODA Covanta Bristol 1 NOX Cap Annual v5.15 | 431 | 7255 | Rate Constraint in MTons | FALSE | L | Annual | Standard NOX | Thousand Tons | 0.112 | 0.112 | 0.112 | 0.112 | 0.112 | 0.112 | 0.112 | 0.112
NODA Covanta Bristol 1 NOX Cap Annual v5.15 | 431 | 7255 | Rate Constraint in MTons | FALSE | L | Annual | Emissions at Affected Plants NOX | Thousand Tons | 0.095887 | 0.095887 | 0.095887 | 0.095887 | 0.095887 | 0.095887 | 0.095887 | 0.070709
NODA Covanta Bristol 1 NOX Cap Annual v5.15 | 431 | 7255 | Rate Constraint in MTons | FALSE | L | Annual | Allowances Purchased NOX | Thousand Tons | 0 | 0 | 0 | 0 | 0 | 0 | 0 | 0
NODA Covanta Bristol 1 NOX Cap Annual v5.15 | 431 | 7255 | Rate Constraint in MTons | FALSE | L | Annual | Allowances Sold NOX | Thousand Tons | 0 | 0 | 0 | 0 | 0 | 0 | 0 | 0
NODA Covanta Bristol 1 NOX Cap Annual v5.15 | 431 | 7255 | Rate Constraint in MTons | FALSE | L | Annual | Allowances Banked | Thousand Tons | 0 | 0 | 0 | 0 | 0 | 0 | 0 | 0
NODA Covanta Bristol 1 NOX Cap Annual v5.15 | 431 | 7255 | Rate Constraint in MTons | FALSE | L | Annual | Allowances Withdrawn (1:1) | Thousand Tons | 0 | 0 | 0 | 0 | 0 | 0 | 0 | 0
NODA Covanta Bristol 1 NOX Cap Annual v5.15 | 431 | 7255 | Rate Constraint in MTons | FALSE | L | Annual | Allowances Withdrawn (n:1) | Thousand Tons | 0 | 0 | 0 | 0 | 0 | 0 | 0 | 0
NODA Covanta Bristol 1 NOX Cap Annual v5.15 | 431 | 7255 | Rate Constraint in MTons | FALSE | L | Annual | Net Emissions Allowance Position | Thousand Tons | 0.095887 | 0.095887 | 0.095887 | 0.095887 | 0.095887 | 0.095887 | 0.095887 | 0.070709
NODA Covanta Bristol 1 NOX Cap Annual v5.15 | 431 | 7255 | Rate Constraint in MTons | FALSE | L | Annual | Fuel Consumed | TBtu | 0.8846 | 0.8846 | 0.8846 | 0.8846 | 0.8846 | 0.8846 | 0.8846 | 0.65232
NODA Covanta Bristol 1 NOX Cap Annual v5.15 | 431 | 7255 | Rate Constraint in MTons | FALSE | L | Annual | Rate | lb/MMBtu | 0.21679 | 0.21679 | 0.21679 | 0.21679 | 0.21679 | 0.21679 | 0.21679 | 0.21679
NODA Covanta Bristol 1 NOX Cap Annual v5.15 | 431 | 7255 | Rate Constraint in MTons | FALSE | L | Annual | Generation | TWh | 0.047744 | 0.047744 | 0.047744 | 0.047744 | 0.047744 | 0.047744 | 0.047744 | 0.035208
NODA Covanta Bristol 1 NOX Cap Annual v5.15 | 431 | 7255 | Rate Constraint in MTons | FALSE | L | Annual | Qualifying Generation | TWh | 0.047744 | 0.047744 | 0.047744 | 0.047744 | 0.047744 | 0.047744 | 0.047744 | 0.035208
NODA Covanta Bristol 1 NOX Cap Annual v5.15 | 431 | 7255 | Rate Constraint in MTons | FALSE | L | Annual | Rate | lb/MWh | 4.0167 | 4.0167 | 4.0167 | 4.0167 | 4.0167 | 4.0167 | 4.0167 | 4.0167
NODA Covanta Bristol 1 NOX Cap Annual v5.15 | 431 | 7255 | Rate Constraint in MTons | FALSE | L | Annual | Constraint Shadow Price | US2019$/Ton | 0 | 0 | 0 | 0 | 0 | 0 | 0 | 0
NODA Covanta Bristol 2 NOX Cap Annual v5.15 | 432 | 7256 | Rate Constraint in MTons | FALSE | L | Annual | Seasons Included | Seasons | Winter, WintShld, Summer | Winter, WintShld, Summer | Winter, WintShld, Summer | Winter, WintShld, Summer | Winter, WintShld, Summer | Winter, WintShld, Summer | Winter, WintShld, Summer | Winter, WintShld, Summer
NODA Covanta Bristol 2 NOX Cap Annual v5.15 | 432 | 7256 | Rate Constraint in MTons | FALSE | L | Annual | Standard NOX | Thousand Tons | 0.1917 | 0.1917 | 0.1917 | 0.1917 | 0.1917 | 0.1917 | 0.1917 | 0.1917
NODA Covanta Bristol 2 NOX Cap Annual v5.15 | 432 | 7256 | Rate Constraint in MTons | FALSE | L | Annual | Emissions at Affected Plants NOX | Thousand Tons | 0.11581 | 0.11581 | 0.11581 | 0.11581 | 0.11581 | 0.11581 | 0.11581 | 0.085399
NODA Covanta Bristol 2 NOX Cap Annual v5.15 | 432 | 7256 | Rate Constraint in MTons | FALSE | L | Annual | Allowances Purchased NOX | Thousand Tons | 0 | 0 | 0 | 0 | 0 | 0 | 0 | 0
NODA Covanta Bristol 2 NOX Cap Annual v5.15 | 432 | 7256 | Rate Constraint in MTons | FALSE | L | Annual | Allowances Sold NOX | Thousand Tons | 0 | 0 | 0 | 0 | 0 | 0 | 0 | 0
NODA Covanta Bristol 2 NOX Cap Annual v5.15 | 432 | 7256 | Rate Constraint in MTons | FALSE | L | Annual | Allowances Banked | Thousand Tons | 0 | 0 | 0 | 0 | 0 | 0 | 0 | 0
NODA Covanta Bristol 2 NOX Cap Annual v5.15 | 432 | 7256 | Rate Constraint in MTons | FALSE | L | Annual | Allowances Withdrawn (1:1) | Thousand Tons | 0 | 0 | 0 | 0 | 0 | 0 | 0 | 0
NODA Covanta Bristol 2 NOX Cap Annual v5.15 | 432 | 7256 | Rate Constraint in MTons | FALSE | L | Annual | Allowances Withdrawn (n:1) | Thousand Tons | 0 | 0 | 0 | 0 | 0 | 0 | 0 | 0
NODA Covanta Bristol 2 NOX Cap Annual v5.15 | 432 | 7256 | Rate Constraint in MTons | FALSE | L | Annual | Net Emissions Allowance Position | Thousand Tons | 0.11581 | 0.11581 | 0.11581 | 0.11581 | 0.11581 | 0.11581 | 0.11581 | 0.085399
NODA Covanta Bristol 2 NOX Cap Annual v5.15 | 432 | 7256 | Rate Constraint in MTons | FALSE | L | Annual | Fuel Consumed | TBtu | 0.8846 | 0.8846 | 0.8846 | 0.8846 | 0.8846 | 0.8846 | 0.8846 | 0.65232
NODA Covanta Bristol 2 NOX Cap Annual v5.15 | 432 | 7256 | Rate Constraint in MTons | FALSE | L | Annual | Rate | lb/MMBtu | 0.26183 | 0.26183 | 0.26183 | 0.26183 | 0.26183 | 0.26183 | 0.26183 | 0.26183
NODA Covanta Bristol 2 NOX Cap Annual v5.15 | 432 | 7256 | Rate Constraint in MTons | FALSE | L | Annual | Generation | TWh | 0.047744 | 0.047744 | 0.047744 | 0.047744 | 0.047744 | 0.047744 | 0.047744 | 0.035208
NODA Covanta Bristol 2 NOX Cap Annual v5.15 | 432 | 7256 | Rate Constraint in MTons | FALSE | L | Annual | Qualifying Generation | TWh | 0.047744 | 0.047744 | 0.047744 | 0.047744 | 0.047744 | 0.047744 | 0.047744 | 0.035208
NODA Covanta Bristol 2 NOX Cap Annual v5.15 | 432 | 7256 | Rate Constraint in MTons | FALSE | L | Annual | Rate | lb/MWh | 4.8512 | 4.8512 | 4.8512 | 4.8512 | 4.8512 | 4.8512 | 4.8512 | 4.8512
NODA Covanta Bristol 2 NOX Cap Annual v5.15 | 432 | 7256 | Rate Constraint in MTons | FALSE | L | Annual | Constraint Shadow Price | US2019$/Ton | 0 | 0 | 0 | 0 | 0 | 0 | 0 | 0
NODA Covanta Mid-Connecticut NOX Cap Annual v5.15 | 433 | 7261 | Rate Constraint in MTons | FALSE | L | Annual | Seasons Included | Seasons | Winter, WintShld, Summer | Winter, WintShld, Summer | Winter, WintShld, Summer | Winter, WintShld, Summer | Winter, WintShld, Summer | Winter, WintShld, Summer | Winter, WintShld, Summer | Winter, WintShld, Summer
NODA Covanta Mid-Connecticut NOX Cap Annual v5.15 | 433 | 7261 | Rate Constraint in MTons | FALSE | L | Annual | Standard NOX | Thousand Tons | 1.26 | 1.26 | 1.26 | 1.26 | 1.26 | 1.26 | 1.26 | 1.26
NODA Covanta Mid-Connecticut NOX Cap Annual v5.15 | 433 | 7261 | Rate Constraint in MTons | FALSE | L | Annual | Emissions at Affected Plants NOX | Thousand Tons | 0 | 0 | 0 | 0 | 0 | 0 | 0 | 0
NODA Covanta Mid-Connecticut NOX Cap Annual v5.15 | 433 | 7261 | Rate Constraint in MTons | FALSE | L | Annual | Allowances Purchased NOX | Thousand Tons | 0 | 0 | 0 | 0 | 0 | 0 | 0 | 0
NODA Covanta Mid-Connecticut NOX Cap Annual v5.15 | 433 | 7261 | Rate Constraint in MTons | FALSE | L | Annual | Allowances Sold NOX | Thousand Tons | 0 | 0 | 0 | 0 | 0 | 0 | 0 | 0
NODA Covanta Mid-Connecticut NOX Cap Annual v5.15 | 433 | 7261 | Rate Constraint in MTons | FALSE | L | Annual | Allowances Banked | Thousand Tons | 0 | 0 | 0 | 0 | 0 | 0 | 0 | 0
NODA Covanta Mid-Connecticut NOX Cap Annual v5.15 | 433 | 7261 | Rate Constraint in MTons | FALSE | L | Annual | Allowances Withdrawn (1:1) | Thousand Tons | 0 | 0 | 0 | 0 | 0 | 0 | 0 | 0
NODA Covanta Mid-Connecticut NOX Cap Annual v5.15 | 433 | 7261 | Rate Constraint in MTons | FALSE | L | Annual | Allowances Withdrawn (n:1) | Thousand Tons | 0 | 0 | 0 | 0 | 0 | 0 | 0 | 0
NODA Covanta Mid-Connecticut NOX Cap Annual v5.15 | 433 | 7261 | Rate Constraint in MTons | FALSE | L | Annual | Net Emissions Allowance Position | Thousand Tons | 0 | 0 | 0 | 0 | 0 | 0 | 0 | 0
NODA Covanta Mid-Connecticut NOX Cap Annual v5.15 | 433 | 7261 | Rate Constraint in MTons | FALSE | L | Annual | Fuel Consumed | TBtu | 0 | 0 | 0 | 0 | 0 | 0 | 0 | 0
NODA Covanta Mid-Connecticut NOX Cap Annual v5.15 | 433 | 7261 | Rate Constraint in MTons | FALSE | L | Annual | Rate | lb/MMBtu | 0 | 0 | 0 | 0 | 0 | 0 | 0 | 0
NODA Covanta Mid-Connecticut NOX Cap Annual v5.15 | 433 | 7261 | Rate Constraint in MTons | FALSE | L | Annual | Generation | TWh | 0 | 0 | 0 | 0 | 0 | 0 | 0 | 0
NODA Covanta Mid-Connecticut NOX Cap Annual v5.15 | 433 | 7261 | Rate Constraint in MTons | FALSE | L | Annual | Qualifying Generation | TWh | 0 | 0 | 0 | 0 | 0 | 0 | 0 | 0
NODA Covanta Mid-Connecticut NOX Cap Annual v5.15 | 433 | 7261 | Rate Constraint in MTons | FALSE | L | Annual | Rate | lb/MWh | 0 | 0 | 0 | 0 | 0 | 0 | 0 | 0
NODA Covanta Mid-Connecticut NOX Cap Annual v5.15 | 433 | 7261 | Rate Constraint in MTons | FALSE | L | Annual | Constraint Shadow Price | US2019$/Ton | 0 | 0 | 0 | 0 | 0 | 0 | 0 | 0
NODA G G Allen NOx Cap Annual v5.15 | 434 | 7263 | Rate Constraint in MTons | FALSE | L | Annual | Seasons Included | Seasons | Winter, WintShld, Summer | Winter, WintShld, Summer | Winter, WintShld, Summer | Winter, WintShld, Summer | Winter, WintShld, Summer | Winter, WintShld, Summer | Winter, WintShld, Summer | Winter, WintShld, Summer
NODA G G Allen NOx Cap Annual v5.15 | 434 | 7263 | Rate Constraint in MTons | FALSE | L | Annual | Standard NOX | Thousand Tons | 0.6 | 0.6 | 0.6 | 0.6 | 0.6 | 0.6 | 0.6 | 0.6
NODA G G Allen NOx Cap Annual v5.15 | 434 | 7263 | Rate Constraint in MTons | FALSE | L | Annual | Emissions at Affected Plants NOX | Thousand Tons | 0.6 | 0.0069394 | 0.0050084 | 0.006445 | 0.004324 | 0 | 0 | 0
NODA G G Allen NOx Cap Annual v5.15 | 434 | 7263 | Rate Constraint in MTons | FALSE | L | Annual | Allowances Purchased NOX | Thousand Tons | 0 | 0 | 0 | 0 | 0 | 0 | 0 | 0
NODA G G Allen NOx Cap Annual v5.15 | 434 | 7263 | Rate Constraint in MTons | FALSE | L | Annual | Allowances Sold NOX | Thousand Tons | 0 | 0 | 0 | 0 | 0 | 0 | 0 | 0
NODA G G Allen NOx Cap Annual v5.15 | 434 | 7263 | Rate Constraint in MTons | FALSE | L | Annual | Allowances Banked | Thousand Tons | 0 | 0 | 0 | 0 | 0 | 0 | 0 | 0
NODA G G Allen NOx Cap Annual v5.15 | 434 | 7263 | Rate Constraint in MTons | FALSE | L | Annual | Allowances Withdrawn (1:1) | Thousand Tons | 0 | 0 | 0 | 0 | 0 | 0 | 0 | 0
NODA G G Allen NOx Cap Annual v5.15 | 434 | 7263 | Rate Constraint in MTons | FALSE | L | Annual | Allowances Withdrawn (n:1) | Thousand Tons | 0 | 0 | 0 | 0 | 0 | 0 | 0 | 0
NODA G G Allen NOx Cap Annual v5.15 | 434 | 7263 | Rate Constraint in MTons | FALSE | L | Annual | Net Emissions Allowance Position | Thousand Tons | 0.6 | 0.0069394 | 0.0050084 | 0.006445 | 0.004324 | 0 | 0 | 0
NODA G G Allen NOx Cap Annual v5.15 | 434 | 7263 | Rate Constraint in MTons | FALSE | L | Annual | Fuel Consumed | TBtu | 5.2556 | 0.060784 | 0.043869 | 0.056453 | 0.037875 | 0 | 0 | 0
NODA G G Allen NOx Cap Annual v5.15 | 434 | 7263 | Rate Constraint in MTons | FALSE | L | Annual | Rate | lb/MMBtu | 0.22833 | 0.22833 | 0.22833 | 0.22833 | 0.22833 | 0 | 0 | 0
NODA G G Allen NOx Cap Annual v5.15 | 434 | 7263 | Rate Constraint in MTons | FALSE | L | Annual | Generation | TWh | 0.48622 | 0.0056235 | 0.0040586 | 0.0052228 | 0.003504 | 0 | 0 | 0
NODA G G Allen NOx Cap Annual v5.15 | 434 | 7263 | Rate Constraint in MTons | FALSE | L | Annual | Qualifying Generation | TWh | 0.48622 | 0.0056235 | 0.0040586 | 0.0052228 | 0.003504 | 0 | 0 | 0
NODA G G Allen NOx Cap Annual v5.15 | 434 | 7263 | Rate Constraint in MTons | FALSE | L | Annual | Rate | lb/MWh | 2.468 | 2.468 | 2.468 | 2.468 | 2.468 | 0 | 0 | 0
NODA G G Allen NOx Cap Annual v5.15 | 434 | 7263 | Rate Constraint in MTons | FALSE | L | Annual | Constraint Shadow Price | US2019$/Ton | 1448.045 | 0 | 0 | 0 | 0 | 0 | 0 | 0
NODA Greene County NOx Cap Annual v5.15 | 435 | 7254 | Rate Constraint in MTons | FALSE | L | Annual | Seasons Included | Seasons | Winter, WintShld, Summer | Winter, WintShld, Summer | Winter, WintShld, Summer | Winter, WintShld, Summer | Winter, WintShld, Summer | Winter, WintShld, Summer | Winter, WintShld, Summer | Winter, WintShld, Summer
NODA Greene County NOx Cap Annual v5.15 | 435 | 7254 | Rate Constraint in MTons | FALSE | L | Annual | Standard NOX | Thousand Tons | 4.79 | 4.79 | 4.79 | 4.79 | 4.79 | 4.79 | 4.79 | 4.79
NODA Greene County NOx Cap Annual v5.15 | 435 | 7254 | Rate Constraint in MTons | FALSE | L | Annual | Emissions at Affected Plants NOX | Thousand Tons | 0 | 0 | 0 | 0 | 0 | 0 | 0 | 0
NODA Greene County NOx Cap Annual v5.15 | 435 | 7254 | Rate Constraint in MTons | FALSE | L | Annual | Allowances Purchased NOX | Thousand Tons | 0 | 0 | 0 | 0 | 0 | 0 | 0 | 0
NODA Greene County NOx Cap Annual v5.15 | 435 | 7254 | Rate Constraint in MTons | FALSE | L | Annual | Allowances Sold NOX | Thousand Tons | 0 | 0 | 0 | 0 | 0 | 0 | 0 | 0
NODA Greene County NOx Cap Annual v5.15 | 435 | 7254 | Rate Constraint in MTons | FALSE | L | Annual | Allowances Banked | Thousand Tons | 0 | 0 | 0 | 0 | 0 | 0 | 0 | 0
NODA Greene County NOx Cap Annual v5.15 | 435 | 7254 | Rate Constraint in MTons | FALSE | L | Annual | Allowances Withdrawn (1:1) | Thousand Tons | 0 | 0 | 0 | 0 | 0 | 0 | 0 | 0
NODA Greene County NOx Cap Annual v5.15 | 435 | 7254 | Rate Constraint in MTons | FALSE | L | Annual | Allowances Withdrawn (n:1) | Thousand Tons | 0 | 0 | 0 | 0 | 0 | 0 | 0 | 0
NODA Greene County NOx Cap Annual v5.15 | 435 | 7254 | Rate Constraint in MTons | FALSE | L | Annual | Net Emissions Allowance Position | Thousand Tons | 0 | 0 | 0 | 0 | 0 | 0 | 0 | 0
NODA Greene County NOx Cap Annual v5.15 | 435 | 7254 | Rate Constraint in MTons | FALSE | L | Annual | Fuel Consumed | TBtu | 0 | 0 | 0 | 0 | 0 | 0 | 0 | 0
NODA Greene County NOx Cap Annual v5.15 | 435 | 7254 | Rate Constraint in MTons | FALSE | L | Annual | Rate | lb/MMBtu | 0 | 0 | 0 | 0 | 0 | 0 | 0 | 0
NODA Greene County NOx Cap Annual v5.15 | 435 | 7254 | Rate Constraint in MTons | FALSE | L | Annual | Generation | TWh | 0 | 0 | 0 | 0 | 0 | 0 | 0 | 0
NODA Greene County NOx Cap Annual v5.15 | 435 | 7254 | Rate Constraint in MTons | FALSE | L | Annual | Qualifying Generation | TWh | 0 | 0 | 0 | 0 | 0 | 0 | 0 | 0
NODA Greene County NOx Cap Annual v5.15 | 435 | 7254 | Rate Constraint in MTons | FALSE | L | Annual | Rate | lb/MWh | 0 | 0 | 0 | 0 | 0 | 0 | 0 | 0
NODA Greene County NOx Cap Annual v5.15 | 435 | 7254 | Rate Constraint in MTons | FALSE | L | Annual | Constraint Shadow Price | US2019$/Ton | 0 | 0 | 0 | 0 | 0 | 0 | 0 | 0
NODA Kemper County IGCC SO2 Cap Annual v5.15 | 436 | 7262 | Rate Constraint in MTons | FALSE | L | Annual | Seasons Included | Seasons | Winter, WintShld, Summer | Winter, WintShld, Summer | Winter, WintShld, Summer | Winter, WintShld, Summer | Winter, WintShld, Summer | Winter, WintShld, Summer | Winter, WintShld, Summer | Winter, WintShld, Summer
NODA Kemper County IGCC SO2 Cap Annual v5.15 | 436 | 7262 | Rate Constraint in MTons | FALSE | L | Annual | Standard SO2 | Thousand Tons | 0.116 | 0.116 | 0.116 | 0.116 | 0.116 | 0.116 | 0.116 | 0.116
NODA Kemper County IGCC SO2 Cap Annual v5.15 | 436 | 7262 | Rate Constraint in MTons | FALSE | L | Annual | Emissions at Affected Plants SO2 | Thousand Tons | 0 | 0 | 0 | 0 | 0 | 0 | 0 | 0
NODA Kemper County IGCC SO2 Cap Annual v5.15 | 436 | 7262 | Rate Constraint in MTons | FALSE | L | Annual | Allowances Purchased SO2 | Thousand Tons | 0 | 0 | 0 | 0 | 0 | 0 | 0 | 0
NODA Kemper County IGCC SO2 Cap Annual v5.15 | 436 | 7262 | Rate Constraint in MTons | FALSE | L | Annual | Allowances Sold SO2 | Thousand Tons | 0 | 0 | 0 | 0 | 0 | 0 | 0 | 0
NODA Kemper County IGCC SO2 Cap Annual v5.15 | 436 | 7262 | Rate Constraint in MTons | FALSE | L | Annual | Allowances Banked | Thousand Tons | 0 | 0 | 0 | 0 | 0 | 0 | 0 | 0
NODA Kemper County IGCC SO2 Cap Annual v5.15 | 436 | 7262 | Rate Constraint in MTons | FALSE | L | Annual | Allowances Withdrawn (1:1) | Thousand Tons | 0 | 0 | 0 | 0 | 0 | 0 | 0 | 0
NODA Kemper County IGCC SO2 Cap Annual v5.15 | 436 | 7262 | Rate Constraint in MTons | FALSE | L | Annual | Allowances Withdrawn (n:1) | Thousand Tons | 0 | 0 | 0 | 0 | 0 | 0 | 0 | 0
NODA Kemper County IGCC SO2 Cap Annual v5.15 | 436 | 7262 | Rate Constraint in MTons | FALSE | L | Annual | Net Emissions Allowance Position | Thousand Tons | 0 | 0 | 0 | 0 | 0 | 0 | 0 | 0
NODA Kemper County IGCC SO2 Cap Annual v5.15 | 436 | 7262 | Rate Constraint in MTons | FALSE | L | Annual | Fuel Consumed | TBtu | 2.3602 | 5.6046 | 11.388 | 14.1908 | 10.2495 | 5.2135 | 1.9507 | 1.9507
NODA Kemper County IGCC SO2 Cap Annual v5.15 | 436 | 7262 | Rate Constraint in MTons | FALSE | L | Annual | Rate | lb/MMBtu | 0 | 0 | 0 | 0 | 0 | 0 | 0 | 0
NODA Kemper County IGCC SO2 Cap Annual v5.15 | 436 | 7262 | Rate Constraint in MTons | FALSE | L | Annual | Generation | TWh | 0.31038 | 0.73706 | 1.4976 | 1.8662 | 1.3479 | 0.68563 | 0.25654 | 0.25654
NODA Kemper County IGCC SO2 Cap Annual v5.15 | 436 | 7262 | Rate Constraint in MTons | FALSE | L | Annual | Qualifying Generation | TWh | 0.31038 | 0.73706 | 1.4976 | 1.8662 | 1.3479 | 0.68563 | 0.25654 | 0.25654
NODA Kemper County IGCC SO2 Cap Annual v5.15 | 436 | 7262 | Rate Constraint in MTons | FALSE | L | Annual | Rate | lb/MWh | 0 | 0 | 0 | 0 | 0 | 0 | 0 | 0
NODA Kemper County IGCC SO2 Cap Annual v5.15 | 436 | 7262 | Rate Constraint in MTons | FALSE | L | Annual | Constraint Shadow Price | US2019$/Ton | 0 | 0 | 0 | 0 | 0 | 0 | 0 | 0
NODA Marshalltown NOx Cap Annual v5.15 | 437 | 7252 | Rate Constraint in MTons | FALSE | L | Annual | Seasons Included | Seasons | Winter, WintShld, Summer | Winter, WintShld, Summer | Winter, WintShld, Summer | Winter, WintShld, Summer | Winter, WintShld, Summer | Winter, WintShld, Summer | Winter, WintShld, Summer | Winter, WintShld, Summer
NODA Marshalltown NOx Cap Annual v5.15 | 437 | 7252 | Rate Constraint in MTons | FALSE | L | Annual | Standard NOX | Thousand Tons | 0.229 | 0.229 | 0.229 | 0.229 | 0.229 | 0.229 | 0.229 | 0.229
NODA Marshalltown NOx Cap Annual v5.15 | 437 | 7252 | Rate Constraint in MTons | FALSE | L | Annual | Emissions at Affected Plants NOX | Thousand Tons | 0.017928 | 0.027929 | 0.07272 | 0.053117 | 0.011832 | 0.011197 | 0.02045 | 0.011197
NODA Marshalltown NOx Cap Annual v5.15 | 437 | 7252 | Rate Constraint in MTons | FALSE | L | Annual | Allowances Purchased NOX | Thousand Tons | 0 | 0 | 0 | 0 | 0 | 0 | 0 | 0
NODA Marshalltown NOx Cap Annual v5.15 | 437 | 7252 | Rate Constraint in MTons | FALSE | L | Annual | Allowances Sold NOX | Thousand Tons | 0 | 0 | 0 | 0 | 0 | 0 | 0 | 0
NODA Marshalltown NOx Cap Annual v5.15 | 437 | 7252 | Rate Constraint in MTons | FALSE | L | Annual | Allowances Banked | Thousand Tons | 0 | 0 | 0 | 0 | 0 | 0 | 0 | 0
NODA Marshalltown NOx Cap Annual v5.15 | 437 | 7252 | Rate Constraint in MTons | FALSE | L | Annual | Allowances Withdrawn (1:1) | Thousand Tons | 0 | 0 | 0 | 0 | 0 | 0 | 0 | 0
NODA Marshalltown NOx Cap Annual v5.15 | 437 | 7252 | Rate Constraint in MTons | FALSE | L | Annual | Allowances Withdrawn (n:1) | Thousand Tons | 0 | 0 | 0 | 0 | 0 | 0 | 0 | 0
NODA Marshalltown NOx Cap Annual v5.15 | 437 | 7252 | Rate Constraint in MTons | FALSE | L | Annual | Net Emissions Allowance Position | Thousand Tons | 0.017928 | 0.027929 | 0.07272 | 0.053117 | 0.011832 | 0.011197 | 0.02045 | 0.011197
NODA Marshalltown NOx Cap Annual v5.15 | 437 | 7252 | Rate Constraint in MTons | FALSE | L | Annual | Fuel Consumed | TBtu | 7.3016 | 11.3752 | 29.6179 | 21.6339 | 4.819 | 4.5602 | 8.3291 | 4.5602
NODA Marshalltown NOx Cap Annual v5.15 | 437 | 7252 | Rate Constraint in MTons | FALSE | L | Annual | Rate | lb/MMBtu | 0.0049106 | 0.0049106 | 0.0049106 | 0.0049106 | 0.0049106 | 0.0049106 | 0.0049106 | 0.0049106
NODA Marshalltown NOx Cap Annual v5.15 | 437 | 7252 | Rate Constraint in MTons | FALSE | L | Annual | Generation | TWh | 1.0283 | 1.6019 | 4.1709 | 3.0466 | 0.67863 | 0.64219 | 1.1729 | 0.64219
NODA Marshalltown NOx Cap Annual v5.15 | 437 | 7252 | Rate Constraint in MTons | FALSE | L | Annual | Qualifying Generation | TWh | 1.0283 | 1.6019 | 4.1709 | 3.0466 | 0.67863 | 0.64219 | 1.1729 | 0.64219
NODA Marshalltown NOx Cap Annual v5.15 | 437 | 7252 | Rate Constraint in MTons | FALSE | L | Annual | Rate | lb/MWh | 0.03487 | 0.03487 | 0.03487 | 0.03487 | 0.03487 | 0.03487 | 0.03487 | 0.03487
NODA Marshalltown NOx Cap Annual v5.15 | 437 | 7252 | Rate Constraint in MTons | FALSE | L | Annual | Constraint Shadow Price | US2019$/Ton | 0 | 0 | 0 | 0 | 0 | 0 | 0 | 0
NODA Nacogdoches SO2 Cap Annual v5.15 | 438 | 7253 | Rate Constraint in MTons | FALSE | L | Annual | Seasons Included | Seasons | Winter, WintShld, Summer | Winter, WintShld, Summer | Winter, WintShld, Summer | Winter, WintShld, Summer | Winter, WintShld, Summer | Winter, WintShld, Summer | Winter, WintShld, Summer | Winter, WintShld, Summer
NODA Nacogdoches SO2 Cap Annual v5.15 | 438 | 7253 | Rate Constraint in MTons | FALSE | L | Annual | Standard SO2 | Thousand Tons | 0.277 | 0.277 | 0.277 | 0.277 | 0.277 | 0.277 | 0.277 | 0.277
NODA Nacogdoches SO2 Cap Annual v5.15 | 438 | 7253 | Rate Constraint in MTons | FALSE | L | Annual | Emissions at Affected Plants SO2 | Thousand Tons | 0 | 0 | 0 | 0 | 0 | 0 | 0 | 0
NODA Nacogdoches SO2 Cap Annual v5.15 | 438 | 7253 | Rate Constraint in MTons | FALSE | L | Annual | Allowances Purchased SO2 | Thousand Tons | 0 | 0 | 0 | 0 | 0 | 0 | 0 | 0
NODA Nacogdoches SO2 Cap Annual v5.15 | 438 | 7253 | Rate Constraint in MTons | FALSE | L | Annual | Allowances Sold SO2 | Thousand Tons | 0 | 0 | 0 | 0 | 0 | 0 | 0 | 0
NODA Nacogdoches SO2 Cap Annual v5.15 | 438 | 7253 | Rate Constraint in MTons | FALSE | L | Annual | Allowances Banked | Thousand Tons | 0 | 0 | 0 | 0 | 0 | 0 | 0 | 0
NODA Nacogdoches SO2 Cap Annual v5.15 | 438 | 7253 | Rate Constraint in MTons | FALSE | L | Annual | Allowances Withdrawn (1:1) | Thousand Tons | 0 | 0 | 0 | 0 | 0 | 0 | 0 | 0
NODA Nacogdoches SO2 Cap Annual v5.15 | 438 | 7253 | Rate Constraint in MTons | FALSE | L | Annual | Allowances Withdrawn (n:1) | Thousand Tons | 0 | 0 | 0 | 0 | 0 | 0 | 0 | 0
NODA Nacogdoches SO2 Cap Annual v5.15 | 438 | 7253 | Rate Constraint in MTons | FALSE | L | Annual | Net Emissions Allowance Position | Thousand Tons | 0 | 0 | 0 | 0 | 0 | 0 | 0 | 0
NODA Nacogdoches SO2 Cap Annual v5.15 | 438 | 7253 | Rate Constraint in MTons | FALSE | L | Annual | Fuel Consumed | TBtu | 0 | 0 | 0 | 0 | 0 | 0 | 0 | 0
NODA Nacogdoches SO2 Cap Annual v5.15 | 438 | 7253 | Rate Constraint in MTons | FALSE | L | Annual | Rate | lb/MMBtu | 0 | 0 | 0 | 0 | 0 | 0 | 0 | 0
NODA Nacogdoches SO2 Cap Annual v5.15 | 438 | 7253 | Rate Constraint in MTons | FALSE | L | Annual | Generation | TWh | 0 | 0 | 0 | 0 | 0 | 0 | 0 | 0
NODA Nacogdoches SO2 Cap Annual v5.15 | 438 | 7253 | Rate Constraint in MTons | FALSE | L | Annual | Qualifying Generation | TWh | 0 | 0 | 0 | 0 | 0 | 0 | 0 | 0
NODA Nacogdoches SO2 Cap Annual v5.15 | 438 | 7253 | Rate Constraint in MTons | FALSE | L | Annual | Rate | lb/MWh | 0 | 0 | 0 | 0 | 0 | 0 | 0 | 0
NODA Nacogdoches SO2 Cap Annual v5.15 | 438 | 7253 | Rate Constraint in MTons | FALSE | L | Annual | Constraint Shadow Price | US2019$/Ton | 0 | 0 | 0 | 0 | 0 | 0 | 0 | 0
NODA Newark NOx Cap Annual v5.15 | 439 | 7249 | Rate Constraint in MTons | FALSE | L | Annual | Seasons Included | Seasons | Winter, WintShld, Summer | Winter, WintShld, Summer | Winter, WintShld, Summer | Winter, WintShld, Summer | Winter, WintShld, Summer | Winter, WintShld, Summer | Winter, WintShld, Summer | Winter, WintShld, Summer
NODA Newark NOx Cap Annual v5.15 | 439 | 7249 | Rate Constraint in MTons | FALSE | L | Annual | Standard NOX | Thousand Tons | 0.278 | 0.278 | 0.278 | 0.278 | 0.278 | 0.278 | 0.278 | 0.278
NODA Newark NOx Cap Annual v5.15 | 439 | 7249 | Rate Constraint in MTons | FALSE | L | Annual | Emissions at Affected Plants NOX | Thousand Tons | 0.066113 | 0.084463 | 0.097016 | 0.10502 | 0.064892 | 0.069991 | 0.07034 | 0.057039
NODA Newark NOx Cap Annual v5.15 | 439 | 7249 | Rate Constraint in MTons | FALSE | L | Annual | Allowances Purchased NOX | Thousand Tons | 0 | 0 | 0 | 0 | 0 | 0 | 0 | 0
NODA Newark NOx Cap Annual v5.15 | 439 | 7249 | Rate Constraint in MTons | FALSE | L | Annual | Allowances Sold NOX | Thousand Tons | 0 | 0 | 0 | 0 | 0 | 0 | 0 | 0
NODA Newark NOx Cap Annual v5.15 | 439 | 7249 | Rate Constraint in MTons | FALSE | L | Annual | Allowances Banked | Thousand Tons | 0 | 0 | 0 | 0 | 0 | 0 | 0 | 0
NODA Newark NOx Cap Annual v5.15 | 439 | 7249 | Rate Constraint in MTons | FALSE | L | Annual | Allowances Withdrawn (1:1) | Thousand Tons | 0 | 0 | 0 | 0 | 0 | 0 | 0 | 0
NODA Newark NOx Cap Annual v5.15 | 439 | 7249 | Rate Constraint in MTons | FALSE | L | Annual | Allowances Withdrawn (n:1) | Thousand Tons | 0 | 0 | 0 | 0 | 0 | 0 | 0 | 0
NODA Newark NOx Cap Annual v5.15 | 439 | 7249 | Rate Constraint in MTons | FALSE | L | Annual | Net Emissions Allowance Position | Thousand Tons | 0.066113 | 0.084463 | 0.097016 | 0.10502 | 0.064892 | 0.069991 | 0.07034 | 0.057039
NODA Newark NOx Cap Annual v5.15 | 439 | 7249 | Rate Constraint in MTons | FALSE | L | Annual | Fuel Consumed | TBtu | 21.9234 | 28.008 | 32.1708 | 34.8238 | 21.5185 | 23.2091 | 23.325 | 18.9142
NODA Newark NOx Cap Annual v5.15 | 439 | 7249 | Rate Constraint in MTons | FALSE | L | Annual | Rate | lb/MMBtu | 0.0060313 | 0.0060313 | 0.0060313 | 0.0060313 | 0.0060313 | 0.0060313 | 0.0060313 | 0.0060313
NODA Newark NOx Cap Annual v5.15 | 439 | 7249 | Rate Constraint in MTons | FALSE | L | Annual | Generation | TWh | 3.1097 | 3.9728 | 4.5632 | 4.9395 | 3.0523 | 3.2921 | 3.3085 | 2.6829
NODA Newark NOx Cap Annual v5.15 | 439 | 7249 | Rate Constraint in MTons | FALSE | L | Annual | Qualifying Generation | TWh | 3.1097 | 3.9728 | 4.5632 | 4.9395 | 3.0523 | 3.2921 | 3.3085 | 2.6829
NODA Newark NOx Cap Annual v5.15 | 439 | 7249 | Rate Constraint in MTons | FALSE | L | Annual | Rate | lb/MWh | 0.042521 | 0.042521 | 0.042521 | 0.042521 | 0.042521 | 0.042521 | 0.042521 | 0.042521
NODA Newark NOx Cap Annual v5.15 | 439 | 7249 | Rate Constraint in MTons | FALSE | L | Annual | Constraint Shadow Price | US2019$/Ton | 0 | 0 | 0 | 0 | 0 | 0 | 0 | 0
NODA West Deptford NOx Cap Annual v5.15 | 440 | 7250 | Rate Constraint in MTons | FALSE | L | Annual | Seasons Included | Seasons | Winter, WintShld, Summer | Winter, WintShld, Summer | Winter, WintShld, Summer | Winter, WintShld, Summer | Winter, WintShld, Summer | Winter, WintShld, Summer | Winter, WintShld, Summer | Winter, WintShld, Summer
NODA West Deptford NOx Cap Annual v5.15 | 440 | 7250 | Rate Constraint in MTons | FALSE | L | Annual | Standard NOX | Thousand Tons | 0.717 | 0.717 | 0.717 | 0.717 | 0.717 | 0.717 | 0.717 | 0.717
NODA West Deptford NOx Cap Annual v5.15 | 440 | 7250 | Rate Constraint in MTons | FALSE | L | Annual | Emissions at Affected Plants NOX | Thousand Tons | 0.062427 | 0.064631 | 0.10282 | 0.077294 | 0.06094 | 0.059729 | 0.075151 | 0.059778
NODA West Deptford NOx Cap Annual v5.15 | 440 | 7250 | Rate Constraint in MTons | FALSE | L | Annual | Allowances Purchased NOX | Thousand Tons | 0 | 0 | 0 | 0 | 0 | 0 | 0 | 0
NODA West Deptford NOx Cap Annual v5.15 | 440 | 7250 | Rate Constraint in MTons | FALSE | L | Annual | Allowances Sold NOX | Thousand Tons | 0 | 0 | 0 | 0 | 0 | 0 | 0 | 0
NODA West Deptford NOx Cap Annual v5.15 | 440 | 7250 | Rate Constraint in MTons | FALSE | L | Annual | Allowances Banked | Thousand Tons | 0 | 0 | 0 | 0 | 0 | 0 | 0 | 0
NODA West Deptford NOx Cap Annual v5.15 | 440 | 7250 | Rate Constraint in MTons | FALSE | L | Annual | Allowances Withdrawn (1:1) | Thousand Tons | 0 | 0 | 0 | 0 | 0 | 0 | 0 | 0
NODA West Deptford NOx Cap Annual v5.15 | 440 | 7250 | Rate Constraint in MTons | FALSE | L | Annual | Allowances Withdrawn (n:1) | Thousand Tons | 0 | 0 | 0 | 0 | 0 | 0 | 0 | 0
NODA West Deptford NOx Cap Annual v5.15 | 440 | 7250 | Rate Constraint in MTons | FALSE | L | Annual | Net Emissions Allowance Position | Thousand Tons | 0.062427 | 0.064631 | 0.10282 | 0.077294 | 0.06094 | 0.059729 | 0.075151 | 0.059778
NODA West Deptford NOx Cap Annual v5.15 | 440 | 7250 | Rate Constraint in MTons | FALSE | L | Annual | Fuel Consumed | TBtu | 20.3534 | 21.0719 | 33.5219 | 25.2008 | 19.8686 | 19.4738 | 24.502 | 19.4899
NODA West Deptford NOx Cap Annual v5.15 | 440 | 7250 | Rate Constraint in MTons | FALSE | L | Annual | Rate | lb/MMBtu | 0.0061343 | 0.0061343 | 0.0061343 | 0.0061343 | 0.0061343 | 0.0061343 | 0.0061343 | 0.0061343
NODA West Deptford NOx Cap Annual v5.15 | 440 | 7250 | Rate Constraint in MTons | FALSE | L | Annual | Generation | TWh | 2.8772 | 2.9788 | 4.7387 | 3.5625 | 2.8087 | 2.7529 | 3.4637 | 2.7552
NODA West Deptford NOx Cap Annual v5.15 | 440 | 7250 | Rate Constraint in MTons | FALSE | L | Annual | Qualifying Generation | TWh | 2.8772 | 2.9788 | 4.7387 | 3.5625 | 2.8087 | 2.7529 | 3.4637 | 2.7552
NODA West Deptford NOx Cap Annual v5.15 | 440 | 7250 | Rate Constraint in MTons | FALSE | L | Annual | Rate | lb/MWh | 0.043394 | 0.043394 | 0.043394 | 0.043394 | 0.043394 | 0.043394 | 0.043394 | 0.043394
NODA West Deptford NOx Cap Annual v5.15 | 440 | 7250 | Rate Constraint in MTons | FALSE | L | Annual | Constraint Shadow Price | US2019$/Ton | 0 | 0 | 0 | 0 | 0 | 0 | 0 | 0
NODA Wheelabrator Lisbon 1 NOX Cap Annual v5.15 | 441 | 7260 | Rate Constraint in MTons | FALSE | L | Annual | Seasons Included | Seasons | Winter, WintShld, Summer | Winter, WintShld, Summer | Winter, WintShld, Summer | Winter, WintShld, Summer | Winter, WintShld, Summer | Winter, WintShld, Summer | Winter, WintShld, Summer | Winter, WintShld, Summer
NODA Wheelabrator Lisbon 1 NOX Cap Annual v5.15 | 441 | 7260 | Rate Constraint in MTons | FALSE | L | Annual | Standard NOX | Thousand Tons | 0.148 | 0.148 | 0.148 | 0.148 | 0.148 | 0.148 | 0.148 | 0.148
NODA Wheelabrator Lisbon 1 NOX Cap Annual v5.15 | 441 | 7260 | Rate Constraint in MTons | FALSE | L | Annual | Emissions at Affected Plants NOX | Thousand Tons | 0.12346 | 0.12346 | 0.12346 | 0.12346 | 0.12346 | 0.12346 | 0.12346 | 0.091042
NODA Wheelabrator Lisbon 1 NOX Cap Annual v5.15 | 441 | 7260 | Rate Constraint in MTons | FALSE | L | Annual | Allowances Purchased NOX | Thousand Tons | 0 | 0 | 0 | 0 | 0 | 0 | 0 | 0
NODA Wheelabrator Lisbon 1 NOX Cap Annual v5.15 | 441 | 7260 | Rate Constraint in MTons | FALSE | L | Annual | Allowances Sold NOX | Thousand Tons | 0 | 0 | 0 | 0 | 0 | 0 | 0 | 0
NODA Wheelabrator Lisbon 1 NOX Cap Annual v5.15 | 441 | 7260 | Rate Constraint in MTons | FALSE | L | Annual | Allowances Banked | Thousand Tons | 0 | 0 | 0 | 0 | 0 | 0 | 0 | 0
NODA Wheelabrator Lisbon 1 NOX Cap Annual v5.15 | 441 | 7260 | Rate Constraint in MTons | FALSE | L | Annual | Allowances Withdrawn (1:1) | Thousand Tons | 0 | 0 | 0 | 0 | 0 | 0 | 0 | 0
NODA Wheelabrator Lisbon 1 NOX Cap Annual v5.15 | 441 | 7260 | Rate Constraint in MTons | FALSE | L | Annual | Allowances Withdrawn (n:1) | Thousand Tons | 0 | 0 | 0 | 0 | 0 | 0 | 0 | 0
NODA Wheelabrator Lisbon 1 NOX Cap Annual v5.15 | 441 | 7260 | Rate Constraint in MTons | FALSE | L | Annual | Net Emissions Allowance Position | Thousand Tons | 0.12346 | 0.12346 | 0.12346 | 0.12346 | 0.12346 | 0.12346 | 0.12346 | 0.091042
NODA Wheelabrator Lisbon 1 NOX Cap Annual v5.15 | 441 | 7260 | Rate Constraint in MTons | FALSE | L | Annual | Fuel Consumed | TBtu | 0.92981 | 0.92981 | 0.92981 | 0.92981 | 0.92981 | 0.92981 | 0.92981 | 0.68566
NODA Wheelabrator Lisbon 1 NOX Cap Annual v5.15 | 441 | 7260 | Rate Constraint in MTons | FALSE | L | Annual | Rate | lb/MMBtu | 0.26556 | 0.26556 | 0.26556 | 0.26556 | 0.26556 | 0.26556 | 0.26556 | 0.26556
NODA Wheelabrator Lisbon 1 NOX Cap Annual v5.15 | 441 | 7260 | Rate Constraint in MTons | FALSE | L | Annual | Generation | TWh | 0.050638 | 0.050638 | 0.050638 | 0.050638 | 0.050638 | 0.050638 | 0.050638 | 0.037341
NODA Wheelabrator Lisbon 1 NOX Cap Annual v5.15 | 441 | 7260 | Rate Constraint in MTons | FALSE | L | Annual | Qualifying Generation | TWh | 0.050638 | 0.050638 | 0.050638 | 0.050638 | 0.050638 | 0.050638 | 0.050638 | 0.037341
NODA Wheelabrator Lisbon 1 NOX Cap Annual v5.15 | 441 | 7260 | Rate Constraint in MTons | FALSE | L | Annual | Rate | lb/MWh | 4.8762 | 4.8762 | 4.8762 | 4.8762 | 4.8762 | 4.8762 | 4.8762 | 4.8762
NODA Wheelabrator Lisbon 1 NOX Cap Annual v5.15 | 441 | 7260 | Rate Constraint in MTons | FALSE | L | Annual | Constraint Shadow Price | US2019$/Ton | 0 | 0 | 0 | 0 | 0 | 0 | 0 | 0
NODA WheelabratorBridgeport 1 NOX Cap Annual v5.15 | 442 | 7257 | Rate Constraint in MTons | FALSE | L | Annual | Seasons Included | Seasons | Winter, WintShld, Summer | Winter, WintShld, Summer | Winter, WintShld, Summer | Winter, WintShld, Summer | Winter, WintShld, Summer | Winter, WintShld, Summer | Winter, WintShld, Summer | Winter, WintShld, Summer
NODA WheelabratorBridgeport 1 NOX Cap Annual v5.15 | 442 | 7257 | Rate Constraint in MTons | FALSE | L | Annual | Standard NOX | Thousand Tons | 0.501 | 0.501 | 0.501 | 0.501 | 0.501 | 0.501 | 0.501 | 0.501
NODA WheelabratorBridgeport 1 NOX Cap Annual v5.15 | 442 | 7257 | Rate Constraint in MTons | FALSE | L | Annual | Emissions at Affected Plants NOX | Thousand Tons | 0.28406 | 0.28406 | 0.28406 | 0.28406 | 0.28406 | 0.28406 | 0.28406 | 0.20947
NODA WheelabratorBridgeport 1 NOX Cap Annual v5.15 | 442 | 7257 | Rate Constraint in MTons | FALSE | L | Annual | Allowances Purchased NOX | Thousand Tons | 0 | 0 | 0 | 0 | 0 | 0 | 0 | 0
NODA WheelabratorBridgeport 1 NOX Cap Annual v5.15 | 442 | 7257 | Rate Constraint in MTons | FALSE | L | Annual | Allowances Sold NOX | Thousand Tons | 0 | 0 | 0 | 0 | 0 | 0 | 0 | 0
NODA WheelabratorBridgeport 1 NOX Cap Annual v5.15 | 442 | 7257 | Rate Constraint in MTons | FALSE | L | Annual | Allowances Banked | Thousand Tons | 0 | 0 | 0 | 0 | 0 | 0 | 0 | 0
NODA WheelabratorBridgeport 1 NOX Cap Annual v5.15 | 442 | 7257 | Rate Constraint in MTons | FALSE | L | Annual | Allowances Withdrawn (1:1) | Thousand Tons | 0 | 0 | 0 | 0 | 0 | 0 | 0 | 0
NODA WheelabratorBridgeport 1 NOX Cap Annual v5.15 | 442 | 7257 | Rate Constraint in MTons | FALSE | L | Annual | Allowances Withdrawn (n:1) | Thousand Tons | 0 | 0 | 0 | 0 | 0 | 0 | 0 | 0
NODA WheelabratorBridgeport 1 NOX Cap Annual v5.15 | 442 | 7257 | Rate Constraint in MTons | FALSE | L | Annual | Net Emissions Allowance Position | Thousand Tons | 0.28406 | 0.28406 | 0.28406 | 0.28406 | 0.28406 | 0.28406 | 0.28406 | 0.20947
NODA WheelabratorBridgeport 1 NOX Cap Annual v5.15 | 442 | 7257 | Rate Constraint in MTons | FALSE | L | Annual | Fuel Consumed | TBtu | 2.3409 | 2.3409 | 2.3409 | 2.3409 | 2.3409 | 2.3409 | 2.3409 | 1.7263
NODA WheelabratorBridgeport 1 NOX Cap Annual v5.15 | 442 | 7257 | Rate Constraint in MTons | FALSE | L | Annual | Rate | lb/MMBtu | 0.24269 | 0.24269 | 0.24269 | 0.24269 | 0.24269 | 0.24269 | 0.24269 | 0.24269
NODA WheelabratorBridgeport 1 NOX Cap Annual v5.15 | 442 | 7257 | Rate Constraint in MTons | FALSE | L | Annual | Generation | TWh | 0.13962 | 0.13962 | 0.13962 | 0.13962 | 0.13962 | 0.13962 | 0.13962 | 0.10296
NODA WheelabratorBridgeport 1 NOX Cap Annual v5.15 | 442 | 7257 | Rate Constraint in MTons | FALSE | L | Annual | Qualifying Generation | TWh | 0.13962 | 0.13962 | 0.13962 | 0.13962 | 0.13962 | 0.13962 | 0.13962 | 0.10296
NODA WheelabratorBridgeport 1 NOX Cap Annual v5.15 | 442 | 7257 | Rate Constraint in MTons | FALSE | L | Annual | Rate | lb/MWh | 4.0692 | 4.0692 | 4.0692 | 4.0692 | 4.0692 | 4.0692 | 4.0692 | 4.0692
NODA WheelabratorBridgeport 1 NOX Cap Annual v5.15 | 442 | 7257 | Rate Constraint in MTons | FALSE | L | Annual | Constraint Shadow Price | US2019$/Ton | 0 | 0 | 0 | 0 | 0 | 0 | 0 | 0
NODA WheelabratorBridgeport 2 NOX Cap Annual v5.15 | 443 | 7258 | Rate Constraint in MTons | FALSE | L | Annual | Seasons Included | Seasons | Winter, WintShld, Summer | Winter, WintShld, Summer | Winter, WintShld, Summer | Winter, WintShld, Summer | Winter, WintShld, Summer | Winter, WintShld, Summer | Winter, WintShld, Summer | Winter, WintShld, Summer
NODA WheelabratorBridgeport 2 NOX Cap Annual v5.15 | 443 | 7258 | Rate Constraint in MTons | FALSE | L | Annual | Standard NOX | Thousand Tons | 0.501 | 0.501 | 0.501 | 0.501 | 0.501 | 0.501 | 0.501 | 0.501
NODA WheelabratorBridgeport 2 NOX Cap Annual v5.15 | 443 | 7258 | Rate Constraint in MTons | FALSE | L | Annual | Emissions at Affected Plants NOX | Thousand Tons | 0.29148 | 0.29148 | 0.29148 | 0.29148 | 0.29148 | 0.29148 | 0.29148 | 0.21494
NODA WheelabratorBridgeport 2 NOX Cap Annual v5.15 | 443 | 7258 | Rate Constraint in MTons | FALSE | L | Annual | Allowances Purchased NOX | Thousand Tons | 0 | 0 | 0 | 0 | 0 | 0 | 0 | 0
NODA WheelabratorBridgeport 2 NOX Cap Annual v5.15 | 443 | 7258 | Rate Constraint in MTons | FALSE | L | Annual | Allowances Sold NOX | Thousand Tons | 0 | 0 | 0 | 0 | 0 | 0 | 0 | 0
NODA WheelabratorBridgeport 2 NOX Cap Annual v5.15 | 443 | 7258 | Rate Constraint in MTons | FALSE | L | Annual | Allowances Banked | Thousand Tons | 0 | 0 | 0 | 0 | 0 | 0 | 0 | 0
NODA WheelabratorBridgeport 2 NOX Cap Annual v5.15 | 443 | 7258 | Rate Constraint in MTons | FALSE | L | Annual | Allowances Withdrawn (1:1) | Thousand Tons | 0 | 0 | 0 | 0 | 0 | 0 | 0 | 0
NODA WheelabratorBridgeport 2 NOX Cap Annual v5.15 | 443 | 7258 | Rate Constraint in MTons | FALSE | L | Annual | Allowances Withdrawn (n:1) | Thousand Tons | 0 | 0 | 0 | 0 | 0 | 0 | 0 | 0
NODA WheelabratorBridgeport 2 NOX Cap Annual v5.15 | 443 | 7258 | Rate Constraint in MTons | FALSE | L | Annual | Net Emissions Allowance Position | Thousand Tons | 0.29148 | 0.29148 | 0.29148 | 0.29148 | 0.29148 | 0.29148 | 0.29148 | 0.21494
NODA WheelabratorBridgeport 2 NOX Cap Annual v5.15 | 443 | 7258 | Rate Constraint in MTons | FALSE | L | Annual | Fuel Consumed | TBtu | 2.3409 | 2.3409 | 2.3409 | 2.3409 | 2.3409 | 2.3409 | 2.3409 | 1.7263
NODA WheelabratorBridgeport 2 NOX Cap Annual v5.15 | 443 | 7258 | Rate Constraint in MTons | FALSE | L | Annual | Rate | lb/MMBtu | 0.24903 | 0.24903 | 0.24903 | 0.24903 | 0.24903 | 0.24903 | 0.24903 | 0.24903
NODA WheelabratorBridgeport 2 NOX Cap Annual v5.15 | 443 | 7258 | Rate Constraint in MTons | FALSE | L | Annual | Generation | TWh | 0.13962 | 0.13962 | 0.13962 | 0.13962 | 0.13962 | 0.13962 | 0.13962 | 0.10296
NODA WheelabratorBridgeport 2 NOX Cap Annual v5.15 | 443 | 7258 | Rate Constraint in MTons | FALSE | L | Annual | Qualifying Generation | TWh | 0.13962 | 0.13962 | 0.13962 | 0.13962 | 0.13962 | 0.13962 | 0.13962 | 0.10296
NODA WheelabratorBridgeport 2 NOX Cap Annual v5.15 | 443 | 7258 | Rate Constraint in MTons | FALSE | L | Annual | Rate | lb/MWh | 4.1755 | 4.1755 | 4.1755 | 4.1755 | 4.1755 | 4.1755 | 4.1755 | 4.1755
NODA WheelabratorBridgeport 2 NOX Cap Annual v5.15 | 443 | 7258 | Rate Constraint in MTons | FALSE | L | Annual | Constraint Shadow Price | US2019$/Ton | 0 | 0 | 0 | 0 | 0 | 0 | 0 | 0
NODA WheelabratorBridgeport 3 NOX Cap Annual v5.15 | 444 | 7259 | Rate Constraint in MTons | FALSE | L | Annual | Seasons Included | Seasons | Winter, WintShld, Summer | Winter, WintShld, Summer | Winter, WintShld, Summer | Winter, WintShld, Summer | Winter, WintShld, Summer | Winter, WintShld, Summer | Winter, WintShld, Summer | Winter, WintShld, Summer
NODA WheelabratorBridgeport 3 NOX Cap Annual v5.15 | 444 | 7259 | Rate Constraint in MTons | FALSE | L | Annual | Standard NOX | Thousand Tons | 0.501 | 0.501 | 0.501 | 0.501 | 0.501 | 0.501 | 0.501 | 0.501
NODA WheelabratorBridgeport 3 NOX Cap Annual v5.15 | 444 | 7259 | Rate Constraint in MTons | FALSE | L | Annual | Emissions at Affected Plants NOX | Thousand Tons | 0.28112 | 0.28112 | 0.28112 | 0.28112 | 0.28112 | 0.28112 | 0.28112 | 0.20731
NODA WheelabratorBridgeport 3 NOX Cap Annual v5.15 | 444 | 7259 | Rate Constraint in MTons | FALSE | L | Annual | Allowances Purchased NOX | Thousand Tons | 0 | 0 | 0 | 0 | 0 | 0 | 0 | 0
NODA WheelabratorBridgeport 3 NOX Cap Annual v5.15 | 444 | 7259 | Rate Constraint in MTons | FALSE | L | Annual | Allowances Sold NOX | Thousand Tons | 0 | 0 | 0 | 0 | 0 | 0 | 0 | 0
NODA WheelabratorBridgeport 3 NOX Cap Annual v5.15 | 444 | 7259 | Rate Constraint in MTons | FALSE | L | Annual | Allowances Banked | Thousand Tons | 0 | 0 | 0 | 0 | 0 | 0 | 0 | 0
NODA WheelabratorBridgeport 3 NOX Cap Annual v5.15 | 444 | 7259 | Rate Constraint in MTons | FALSE | L | Annual | Allowances Withdrawn (1:1) | Thousand Tons | 0 | 0 | 0 | 0 | 0 | 0 | 0 | 0
NODA WheelabratorBridgeport 3 NOX Cap Annual v5.15 | 444 | 7259 | Rate Constraint in MTons | FALSE | L | Annual | Allowances Withdrawn (n:1) | Thousand Tons | 0 | 0 | 0 | 0 | 0 | 0 | 0 | 0
NODA WheelabratorBridgeport 3 NOX Cap Annual v5.15 | 444 | 7259 | Rate Constraint in MTons | FALSE | L | Annual | Net Emissions Allowance Position | Thousand Tons | 0.28112 | 0.28112 | 0.28112 | 0.28112 | 0.28112 | 0.28112 | 0.28112 | 0.20731
NODA WheelabratorBridgeport 3 NOX Cap Annual v5.15 | 444 | 7259 | Rate Constraint in MTons | FALSE | L | Annual | Fuel Consumed | TBtu | 2.3409 | 2.3409 | 2.3409 | 2.3409 | 2.3409 | 2.3409 | 2.3409 | 1.7263
NODA WheelabratorBridgeport 3 NOX Cap Annual v5.15 | 444 | 7259 | Rate Constraint in MTons | FALSE | L | Annual | Rate | lb/MMBtu | 0.24018 | 0.24018 | 0.24018 | 0.24018 | 0.24018 | 0.24018 | 0.24018 | 0.24018
NODA WheelabratorBridgeport 3 NOX Cap Annual v5.15 | 444 | 7259 | Rate Constraint in MTons | FALSE | L | Annual | Generation | TWh | 0.13962 | 0.13962 | 0.13962 | 0.13962 | 0.13962 | 0.13962 | 0.13962 | 0.10296
NODA WheelabratorBridgeport 3 NOX Cap Annual v5.15 | 444 | 7259 | Rate Constraint in MTons | FALSE | L | Annual | Qualifying Generation | TWh | 0.13962 | 0.13962 | 0.13962 | 0.13962 | 0.13962 | 0.13962 | 0.13962 | 0.10296
NODA WheelabratorBridgeport 3 NOX Cap Annual v5.15 | 444 | 7259 | Rate Constraint in MTons | FALSE | L | Annual | Rate | lb/MWh | 4.0271 | 4.0271 | 4.0271 | 4.0271 | 4.0271 | 4.0271 | 4.0271 | 4.0271
NODA WheelabratorBridgeport 3 NOX Cap Annual v5.15 | 444 | 7259 | Rate Constraint in MTons | FALSE | L | Annual | Constraint Shadow Price | US2019$/Ton | 0 | 0 | 0 | 0 | 0 | 0 | 0 | 0
NODA Woodbridge NOx Cap Annual v5.15 | 445 | 7251 | Rate Constraint in MTons | FALSE | L | Annual | Seasons Included | Seasons | Winter, WintShld, Summer | Winter, WintShld, Summer | Winter, WintShld, Summer | Winter, WintShld, Summer | Winter, WintShld, Summer | Winter, WintShld, Summer | Winter, WintShld, Summer | Winter, WintShld, Summer
NODA Woodbridge NOx Cap Annual v5.15 | 445 | 7251 | Rate Constraint in MTons | FALSE | L | Annual | Standard NOX | Thousand Tons | 0.297 | 0.297 | 0.297 | 0.297 | 0.297 | 0.297 | 0.297 | 0.297
NODA Woodbridge NOx Cap Annual v5.15 | 445 | 7251 | Rate Constraint in MTons | FALSE | L | Annual | Emissions at Affected Plants NOX | Thousand Tons | 0.042515 | 0.035827 | 0.055023 | 0.056909 | 0.035165 | 0.030989 | 0.038117 | 0.03032
NODA Woodbridge NOx Cap Annual v5.15 | 445 | 7251 | Rate Constraint in MTons | FALSE | L | Annual | Allowances Purchased NOX | Thousand Tons | 0 | 0 | 0 | 0 | 0 | 0 | 0 | 0
NODA Woodbridge NOx Cap Annual v5.15 | 445 | 7251 | Rate Constraint in MTons | FALSE | L | Annual | Allowances Sold NOX | Thousand Tons | 0 | 0 | 0 | 0 | 0 | 0 | 0 | 0
NODA Woodbridge NOx Cap Annual v5.15 | 445 | 7251 | Rate Constraint in MTons | FALSE | L | Annual | Allowances Banked | Thousand Tons | 0 | 0 | 0 | 0 | 0 | 0 | 0 | 0
NODA Woodbridge NOx Cap Annual v5.15 | 445 | 7251 | Rate Constraint in MTons | FALSE | L | Annual | Allowances Withdrawn (1:1) | Thousand Tons | 0 | 0 | 0 | 0 | 0 | 0 | 0 | 0
NODA Woodbridge NOx Cap Annual v5.15 | 445 | 7251 | Rate Constraint in MTons | FALSE | L | Annual | Allowances Withdrawn (n:1) | Thousand Tons | 0 | 0 | 0 | 0 | 0 | 0 | 0 | 0
NODA Woodbridge NOx Cap Annual v5.15 | 445 | 7251 | Rate Constraint in MTons | FALSE | L | Annual | Net Emissions Allowance Position | Thousand Tons | 0.042515 | 0.035827 | 0.055023 | 0.056909 | 0.035165 | 0.030989 | 0.038117 | 0.03032
NODA Woodbridge NOx Cap Annual v5.15 | 445 | 7251 | Rate Constraint in MTons | FALSE | L | Annual | Fuel Consumed | TBtu | 15.2639 | 12.8627 | 19.7547 | 20.4315 | 12.6251 | 11.1257 | 13.685 | 10.8856
NODA Woodbridge NOx Cap Annual v5.15 | 445 | 7251 | Rate Constraint in MTons | FALSE | L | Annual | Rate | lb/MMBtu | 0.0055707 | 0.0055707 | 0.0055707 | 0.0055707 | 0.0055707 | 0.0055707 | 0.0055707 | 0.0055707
NODA Woodbridge NOx Cap Annual v5.15 | 445 | 7251 | Rate Constraint in MTons | FALSE | L | Annual | Generation | TWh | 2.1651 | 1.8245 | 2.8021 | 2.8981 | 1.7908 | 1.5781 | 1.9411 | 1.5441
NODA Woodbridge NOx Cap Annual v5.15 | 445 | 7251 | Rate Constraint in MTons | FALSE | L | Annual | Qualifying Generation | TWh | 2.1651 | 1.8245 | 2.8021 | 2.8981 | 1.7908 | 1.5781 | 1.9411 | 1.5441
NODA Woodbridge NOx Cap Annual v5.15 | 445 | 7251 | Rate Constraint in MTons | FALSE | L | Annual | Rate | lb/MWh | 0.039273 | 0.039273 | 0.039273 | 0.039273 | 0.039273 | 0.039273 | 0.039273 | 0.039273
NODA Woodbridge NOx Cap Annual v5.15 | 445 | 7251 | Rate Constraint in MTons | FALSE | L | Annual | Constraint Shadow Price | US2019$/Ton | 0 | 0 | 0 | 0 | 0 | 0 | 0 | 0
North Carolina Duke - NOX Cap Annual v3.1 | 446 | 7354 | Rate Constraint in MTons | FALSE | L | Annual | Seasons Included | Seasons | Winter, WintShld, Summer | Winter, WintShld, Summer | Winter, WintShld, Summer | Winter, WintShld, Summer | Winter, WintShld, Summer | Winter, WintShld, Summer | Winter, WintShld, Summer | Winter, WintShld, Summer
North Carolina Duke - NOX Cap Annual v3.1 | 446 | 7354 | Rate Constraint in MTons | FALSE | L | Annual | Standard NOX | Thousand Tons | 31 | 31 | 31 | 31 | 31 | 31 | 31 | 31
North Carolina Duke - NOX Cap Annual v3.1 | 446 | 7354 | Rate Constraint in MTons | FALSE | L | Annual | Emissions at Affected Plants NOX | Thousand Tons | 19.8719 | 9.4764 | 4.7338 | 4.9445 | 0.99022 | 0.52329 | 0.86883 | 0.0022822
North Carolina Duke - NOX Cap Annual v3.1 | 446 | 7354 | Rate Constraint in MTons | FALSE | L | Annual | Allowances Purchased NOX | Thousand Tons | 0 | 0 | 0 | 0 | 0 | 0 | 0 | 0
North Carolina Duke - NOX Cap Annual v3.1 | 446 | 7354 | Rate Constraint in MTons | FALSE | L | Annual | Allowances Sold NOX | Thousand Tons | 0 | 0 | 0 | 0 | 0 | 0 | 0 | 0
North Carolina Duke - NOX Cap Annual v3.1 | 446 | 7354 | Rate Constraint in MTons | FALSE | L | Annual | Allowances Banked | Thousand Tons | 0 | 0 | 0 | 0 | 0 | 0 | 0 | 0
North Carolina Duke - NOX Cap Annual v3.1 | 446 | 7354 | Rate Constraint in MTons | FALSE | L | Annual | Allowances Withdrawn (1:1) | Thousand Tons | 0 | 0 | 0 | 0 | 0 | 0 | 0 | 0
North Carolina Duke - NOX Cap Annual v3.1 | 446 | 7354 | Rate Constraint in MTons | FALSE | L | Annual | Allowances Withdrawn (n:1) | Thousand Tons | 0 | 0 | 0 | 0 | 0 | 0 | 0 | 0
North Carolina Duke - NOX Cap Annual v3.1 | 446 | 7354 | Rate Constraint in MTons | FALSE | L | Annual | Net Emissions Allowance Position | Thousand Tons | 19.8719 | 9.4764 | 4.7338 | 4.9445 | 0.99022 | 0.52329 | 0.86883 | 0.0022822
North Carolina Duke - NOX Cap Annual v3.1 | 446 | 7354 | Rate Constraint in MTons | FALSE | L | Annual | Fuel Consumed | TBtu | 238.2811 | 146.07 | 72.6232 | 76.6655 | 18.0972 | 12.0064 | 24.063 | 0.079628
North Carolina Duke - NOX Cap Annual v3.1 | 446 | 7354 | Rate Constraint in MTons | FALSE | L | Annual | Rate | lb/MMBtu | 0.16679 | 0.12975 | 0.13036 | 0.12899 | 0.10943 | 0.087168 | 0.072213 | 0.05732
North Carolina Duke - NOX Cap Annual v3.1 | 446 | 7354 | Rate Constraint in MTons | FALSE | L | Annual | Generation | TWh | 25.4533 | 15.7893 | 7.8531 | 8.2894 | 1.938 | 1.3054 | 2.6317 | 0.00876
North Carolina Duke - NOX Cap Annual v3.1 | 446 | 7354 | Rate Constraint in MTons | FALSE | L | Annual | Qualifying Generation | TWh | 25.4533 | 15.7893 | 7.8531 | 8.2894 | 1.938 | 1.3054 | 2.6317 | 0.00876
North Carolina Duke - NOX Cap Annual v3.1 | 446 | 7354 | Rate Constraint in MTons | FALSE | L | Annual | Rate | lb/MWh | 1.5614 | 1.2004 | 1.2056 | 1.193 | 1.0219 | 0.80175 | 0.66027 | 0.52104
North Carolina Duke - NOX Cap Annual v3.1 | 446 | 7354 | Rate Constraint in MTons | FALSE | L | Annual | Constraint Shadow Price | US2019$/Ton | 0 | 0 | 0 | 0 | 0 | 0 | 0 | 0
North Carolina Duke - SO2 Cap Annual v3.1 | 447 | 7356 | Rate Constraint in MTons | FALSE | L | Annual | Seasons Included | Seasons | Winter, WintShld, Summer | Winter, WintShld, Summer | Winter, WintShld, Summer | Winter, WintShld, Summer | Winter, WintShld, Summer | Winter, WintShld, Summer | Winter, WintShld, Summer | Winter, WintShld, Summer
North Carolina Duke - SO2 Cap Annual v3.1 | 447 | 7356 | Rate Constraint in MTons | FALSE | L | Annual | Standard SO2 | Thousand Tons | 80 | 80 | 80 | 80 | 80 | 80 | 80 | 80
North Carolina Duke - SO2 Cap Annual v3.1 | 447 | 7356 | Rate Constraint in MTons | FALSE | L | Annual | Emissions at Affected Plants SO2 | Thousand Tons | 8.3378 | 5.2971 | 2.5762 | 2.7286 | 0.67809 | 0.45209 | 0.90607 | 0.0029983
North Carolina Duke - SO2 Cap Annual v3.1 | 447 | 7356 | Rate Constraint in MTons | FALSE | L | Annual | Allowances Purchased SO2 | Thousand Tons | 0 | 0 | 0 | 0 | 0 | 0 | 0 | 0
North Carolina Duke - SO2 Cap Annual v3.1 | 447 | 7356 | Rate Constraint in MTons | FALSE | L | Annual | Allowances Sold SO2 | Thousand Tons | 0 | 0 | 0 | 0 | 0 | 0 | 0 | 0
North Carolina Duke - SO2 Cap Annual v3.1 | 447 | 7356 | Rate Constraint in MTons | FALSE | L | Annual | Allowances Banked | Thousand Tons | 0 | 0 | 0 | 0 | 0 | 0 | 0 | 0
North Carolina Duke - SO2 Cap Annual v3.1 | 447 | 7356 | Rate Constraint in MTons | FALSE | L | Annual | Allowances Withdrawn (1:1) | Thousand Tons | 0 | 0 | 0 | 0 | 0 | 0 | 0 | 0
North Carolina Duke - SO2 Cap Annual v3.1 | 447 | 7356 | Rate Constraint in MTons | FALSE | L | Annual | Allowances Withdrawn (n:1) | Thousand Tons | 0 | 0 | 0 | 0 | 0 | 0 | 0 | 0
North Carolina Duke - SO2 Cap Annual v3.1 | 447 | 7356 | Rate Constraint in MTons | FALSE | L | Annual | Net Emissions Allowance Position | Thousand Tons | 8.3378 | 5.2971 | 2.5762 | 2.7286 | 0.67809 | 0.45209 | 0.90607 | 0.0029983
North Carolina Duke - SO2 Cap Annual v3.1 | 447 | 7356 | Rate Constraint in MTons | FALSE | L | Annual | Fuel Consumed | TBtu | 238.2811 | 146.07 | 72.6232 | 76.6655 | 18.0972 | 12.0064 | 24.063 | 0.079628
North Carolina Duke - SO2 Cap Annual v3.1 | 447 | 7356 | Rate Constraint in MTons | FALSE | L | Annual | Rate | lb/MMBtu | 0.069983 | 0.072528 | 0.070946 | 0.071182 | 0.074938 | 0.075308 | 0.075308 | 0.075308
North Carolina Duke - SO2 Cap Annual v3.1 | 447 | 7356 | Rate Constraint in MTons | FALSE | L | Annual | Generation | TWh | 25.4533 | 15.7893 | 7.8531 | 8.2894 | 1.938 | 1.3054 | 2.6317 | 0.00876
North Carolina Duke - SO2 Cap Annual v3.1 | 447 | 7356 | Rate Constraint in MTons | FALSE | L | Annual | Qualifying Generation | TWh | 25.4533 | 15.7893 | 7.8531 | 8.2894 | 1.938 | 1.3054 | 2.6317 | 0.00876
North Carolina Duke - SO2 Cap Annual v3.1 | 447 | 7356 | Rate Constraint in MTons | FALSE | L | Annual | Rate | lb/MWh | 0.65515 | 0.67097 | 0.65609 | 0.65833 | 0.69979 | 0.69266 | 0.68858 | 0.68455
North Carolina Duke - SO2 Cap Annual v3.1 | 447 | 7356 | Rate Constraint in MTons | FALSE | L | Annual | Constraint Shadow Price | US2019$/Ton | 0 | 0 | 0 | 0 | 0 | 0 | 0 | 0
North Carolina Progress - NOX Cap Annual v3.1 | 448 | 7353 | Rate Constraint in MTons | FALSE | L | Annual | Seasons Included | Seasons | Winter, WintShld, Summer | Winter, WintShld, Summer | Winter, WintShld, Summer | Winter, WintShld, Summer | Winter, WintShld, Summer | Winter, WintShld, Summer | Winter, WintShld, Summer | Winter, WintShld, Summer
North Carolina Progress - NOX Cap Annual v3.1 | 448 | 7353 | Rate Constraint in MTons | FALSE | L | Annual | Standard NOX | Thousand Tons | 25 | 25 | 25 | 25 | 25 | 25 | 25 | 25
North Carolina Progress - NOX Cap Annual v3.1 | 448 | 7353 | Rate Constraint in MTons | FALSE | L | Annual | Emissions at Affected Plants NOX | Thousand Tons | 14.5406 | 9.3129 | 0 | 0 | 0 | 0 | 0 | 0
North Carolina Progress - NOX Cap Annual v3.1 | 448 | 7353 | Rate Constraint in MTons | FALSE | L | Annual | Allowances Purchased NOX | Thousand Tons | 0 | 0 | 0 | 0 | 0 | 0 | 0 | 0
North Carolina Progress - NOX Cap Annual v3.1 | 448 | 7353 | Rate Constraint in MTons | FALSE | L | Annual | Allowances Sold NOX | Thousand Tons | 0 | 0 | 0 | 0 | 0 | 0 | 0 | 0
North Carolina Progress - NOX Cap Annual v3.1 | 448 | 7353 | Rate Constraint in MTons | FALSE | L | Annual | Allowances Banked | Thousand Tons | 0 | 0 | 0 | 0 | 0 | 0 | 0 | 0
North Carolina Progress - NOX Cap Annual v3.1 | 448 | 7353 | Rate Constraint in MTons | FALSE | L | Annual | Allowances Withdrawn (1:1) | Thousand Tons | 0 | 0 | 0 | 0 | 0 | 0 | 0 | 0
North Carolina Progress - NOX Cap Annual v3.1 | 448 | 7353 | Rate Constraint in MTons | FALSE | L | Annual | Allowances Withdrawn (n:1) | Thousand Tons | 0 | 0 | 0 | 0 | 0 | 0 | 0 | 0
North Carolina Progress - NOX Cap Annual v3.1 | 448 | 7353 | Rate Constraint in MTons | FALSE | L | Annual | Net Emissions Allowance Position | Thousand Tons | 14.5406 | 9.3129 | 0 | 0 | 0 | 0 | 0 | 0
North Carolina Progress - NOX Cap Annual v3.1 | 448 | 7353 | Rate Constraint in MTons | FALSE | L | Annual | Fuel Consumed | TBtu | 216.9328 | 138.732 | 0 | 0 | 0 | 0 | 0 | 0
North Carolina Progress - NOX Cap Annual v3.1 | 448 | 7353 | Rate Constraint in MTons | FALSE | L | Annual | Rate | lb/MMBtu | 0.13406 | 0.13426 | 0 | 0 | 0 | 0 | 0 | 0
North Carolina Progress - NOX Cap Annual v3.1 | 448 | 7353 | Rate Constraint in MTons | FALSE | L | Annual | Generation | TWh | 20.6982 | 13.2315 | 0 | 0 | 0 | 0 | 0 | 0
North Carolina Progress - NOX Cap Annual v3.1 | 448 | 7353 | Rate Constraint in MTons | FALSE | L | Annual | Qualifying Generation | TWh | 20.6982 | 13.2315 | 0 | 0 | 0 | 0 | 0 | 0
North Carolina Progress - NOX Cap Annual v3.1 | 448 | 7353 | Rate Constraint in MTons | FALSE | L | Annual | Rate | lb/MWh | 1.405 | 1.4077 | 0 | 0 | 0 | 0 | 0 | 0
North Carolina Progress - NOX Cap Annual v3.1 | 448 | 7353 | Rate Constraint in MTons | FALSE | L | Annual | Constraint Shadow Price | US2019$/Ton | 0 | 0 | 0 | 0 | 0 | 0 | 0 | 0
North Carolina Progress - SO2 Cap Annual v3.1 | 449 | 7355 | Rate Constraint in MTons | FALSE | L | Annual | Seasons Included | Seasons | Winter, WintShld, Summer | Winter, WintShld, Summer | Winter, WintShld, Summer | Winter, WintShld, Summer | Winter, WintShld, Summer | Winter, WintShld, Summer | Winter, WintShld, Summer | Winter, WintShld, Summer
North Carolina Progress - SO2 Cap Annual v3.1 | 449 | 7355 | Rate Constraint in MTons | FALSE | L | Annual | Standard SO2 | Thousand Tons | 50 | 50 | 50 | 50 | 50 | 50 | 50 | 50
North Carolina Progress - SO2 Cap Annual v3.1 | 449 | 7355 | Rate Constraint in MTons | FALSE | L | Annual | Emissions at Affected Plants SO2 | Thousand Tons | 16.1048 | 8.8844 | 0 | 0 | 0 | 0 | 0 | 0
North Carolina Progress - SO2 Cap Annual v3.1 | 449 | 7355 | Rate Constraint in MTons | FALSE | L | Annual | Allowances Purchased SO2 | Thousand Tons | 0 | 0 | 0 | 0 | 0 | 0 | 0 | 0
North Carolina Progress - SO2 Cap Annual v3.1 | 449 | 7355 | Rate Constraint in MTons | FALSE | L | Annual | Allowances Sold SO2 | Thousand Tons | 0 | 0 | 0 | 0 | 0 | 0 | 0 | 0
North Carolina Progress - SO2 Cap Annual v3.1 | 449 | 7355 | Rate Constraint in MTons | FALSE | L | Annual | Allowances Banked | Thousand Tons | 0 | 0 | 0 | 0 | 0 | 0 | 0 | 0
North Carolina Progress - SO2 Cap Annual v3.1 | 449 | 7355 | Rate Constraint in MTons | FALSE | L | Annual | Allowances Withdrawn (1:1) | Thousand Tons | 0 | 0 | 0 | 0 | 0 | 0 | 0 | 0
North Carolina Progress - SO2 Cap Annual v3.1 | 449 | 7355 | Rate Constraint in MTons | FALSE | L | Annual | Allowances Withdrawn (n:1) | Thousand Tons | 0 | 0 | 0 | 0 | 0 | 0 | 0 | 0
North Carolina Progress - SO2 Cap Annual v3.1 | 449 | 7355 | Rate Constraint in MTons | FALSE | L | Annual | Net Emissions Allowance Position | Thousand Tons | 16.1048 | 8.8844 | 0 | 0 | 0 | 0 | 0 | 0
North Carolina Progress - SO2 Cap Annual v3.1 | 449 | 7355 | Rate Constraint in MTons | FALSE | L | Annual | Fuel Consumed | TBtu | 216.9328 | 138.732 | 0 | 0 | 0 | 0 | 0 | 0
North Carolina Progress - SO2 Cap Annual v3.1 | 449 | 7355 | Rate Constraint in MTons | FALSE | L | Annual | Rate | lb/MMBtu | 0.14848 | 0.12808 | 0 | 0 | 0 | 0 | 0 | 0
North Carolina Progress - SO2 Cap Annual v3.1 | 449 | 7355 | Rate Constraint in MTons | FALSE | L | Annual | Generation | TWh | 20.6982 | 13.2315 | 0 | 0 | 0 | 0 | 0 | 0
North Carolina Progress - SO2 Cap Annual v3.1 | 449 | 7355 | Rate Constraint in MTons | FALSE | L | Annual | Qualifying Generation | TWh | 20.6982 | 13.2315 | 0 | 0 | 0 | 0 | 0 | 0
North Carolina Progress - SO2 Cap Annual v3.1 | 449 | 7355 | Rate Constraint in MTons | FALSE | L | Annual | Rate | lb/MWh | 1.5562 | 1.3429 | 0 | 0 | 0 | 0 | 0 | 0
North Carolina Progress - SO2 Cap Annual v3.1 | 449 | 7355 | Rate Constraint in MTons | FALSE | L | Annual | Constraint Shadow Price | US2019$/Ton | 0 | 0 | 0 | 0 | 0 | 0 | 0 | 0
NSR A B Brown 1,2 - SO2 Cap Annual v5.16 | 450 | 7503 | Rate Constraint in MTons | FALSE | L | Annual | Seasons Included | Seasons | Winter, WintShld, Summer | Winter, WintShld, Summer | Winter, WintShld, Summer | Winter, WintShld, Summer | Winter, WintShld, Summer | Winter, WintShld, Summer | Winter, WintShld, Summer | Winter, WintShld, Summer
NSR A B Brown 1,2 - SO2 Cap Annual v5.16 | 450 | 7503 | Rate Constraint in MTons | FALSE | L | Annual | Standard SO2 | Thousand Tons | 8.028 | 8.028 | 8.028 | 8.028 | 8.028 | 8.028 | 8.028 | 8.028
NSR A B Brown 1,2 - SO2 Cap Annual v5.16 | 450 | 7503 | Rate Constraint in MTons | FALSE | L | Annual | Emissions at Affected Plants SO2 | Thousand Tons | 0 | 0 | 0 | 0 | 0 | 0 | 0 | 0
NSR A B Brown 1,2 - SO2 Cap Annual v5.16 | 450 | 7503 | Rate Constraint in MTons | FALSE | L | Annual | Allowances Purchased SO2 | Thousand Tons | 0 | 0 | 0 | 0 | 0 | 0 | 0 | 0
NSR A B Brown 1,2 - SO2 Cap Annual v5.16 | 450 | 7503 | Rate Constraint in MTons | FALSE | L | Annual | Allowances Sold SO2 | Thousand Tons | 0 | 0 | 0 | 0 | 0 | 0 | 0 | 0
NSR A B Brown 1,2 - SO2 Cap Annual v5.16 | 450 | 7503 | Rate Constraint in MTons | FALSE | L | Annual | Allowances Banked | Thousand Tons | 0 | 0 | 0 | 0 | 0 | 0 | 0 | 0
NSR A B Brown 1,2 - SO2 Cap Annual v5.16 | 450 | 7503 | Rate Constraint in MTons | FALSE | L | Annual | Allowances Withdrawn (1:1) | Thousand Tons | 0 | 0 | 0 | 0 | 0 | 0 | 0 | 0
NSR A B Brown 1,2 - SO2 Cap Annual v5.16 | 450 | 7503 | Rate Constraint in MTons | FALSE | L | Annual | Allowances Withdrawn (n:1) | Thousand Tons | 0 | 0 | 0 | 0 | 0 | 0 | 0 | 0
NSR A B Brown 1,2 - SO2 Cap Annual v5.16 | 450 | 7503 | Rate Constraint in MTons | FALSE | L | Annual | Net Emissions Allowance Position | Thousand Tons | 0 | 0 | 0 | 0 | 0 | 0 | 0 | 0
NSR A B Brown 1,2 - SO2 Cap Annual v5.16 | 450 | 7503 | Rate Constraint in MTons | FALSE | L | Annual | Fuel Consumed | TBtu | 0 | 0 | 0 | 0 | 0 | 0 | 0 | 0
NSR A B Brown 1,2 - SO2 Cap Annual v5.16 | 450 | 7503 | Rate Constraint in MTons | FALSE | L | Annual | Rate | lb/MMBtu | 0 | 0 | 0 | 0 | 0 | 0 | 0 | 0
NSR A B Brown 1,2 - SO2 Cap Annual v5.16 | 450 | 7503 | Rate Constraint in MTons | FALSE | L | Annual | Generation | TWh | 0 | 0 | 0 | 0 | 0 | 0 | 0 | 0
NSR A B Brown 1,2 - SO2 Cap Annual v5.16 | 450 | 7503 | Rate Constraint in MTons | FALSE | L | Annual | Qualifying Generation | TWh | 0 | 0 | 0 | 0 | 0 | 0 | 0 | 0
NSR A B Brown 1,2 - SO2 Cap Annual v5.16 | 450 | 7503 | Rate Constraint in MTons | FALSE | L | Annual | Rate | lb/MWh | 0 | 0 | 0 | 0 | 0 | 0 | 0 | 0
NSR A B Brown 1,2 - SO2 Cap Annual v5.16 | 450 | 7503 | Rate Constraint in MTons | FALSE | L | Annual | Constraint Shadow Price | US2019$/Ton | 0 | 0 | 0 | 0 | 0 | 0 | 0 | 0
NSR A B Brown 2 - SO2 Cap Annual v5.16 | 451 | 7504 | Rate Constraint in MTons | FALSE | L | Annual | Seasons Included | Seasons | Winter, WintShld, Summer | Winter, WintShld, Summer | Winter, WintShld, Summer | Winter, WintShld, Summer | Winter, WintShld, Summer | Winter, WintShld, Summer | Winter, WintShld, Summer | Winter, WintShld, Summer
NSR A B Brown 2 - SO2 Cap Annual v5.16 | 451 | 7504 | Rate Constraint in MTons | FALSE | L | Annual | Standard SO2 | Thousand Tons | 6.511 | 6.511 | 6.511 | 6.511 | 6.511 | 6.511 | 6.511 | 6.511
NSR A B Brown 2 - SO2 Cap Annual v5.16 | 451 | 7504 | Rate Constraint in MTons | FALSE | L | Annual | Emissions at Affected Plants SO2 | Thousand Tons | 0 | 0 | 0 | 0 | 0 | 0 | 0 | 0
NSR A B Brown 2 - SO2 Cap Annual v5.16 | 451 | 7504 | Rate Constraint in MTons | FALSE | L | Annual | Allowances Purchased SO2 | Thousand Tons | 0 | 0 | 0 | 0 | 0 | 0 | 0 | 0
NSR A B Brown 2 - SO2 Cap Annual v5.16 | 451 | 7504 | Rate Constraint in MTons | FALSE | L | Annual | Allowances Sold SO2 | Thousand Tons | 0 | 0 | 0 | 0 | 0 | 0 | 0 | 0
NSR A B Brown 2 - SO2 Cap Annual v5.16 | 451 | 7504 | Rate Constraint in MTons | FALSE | L | Annual | Allowances Banked | Thousand Tons | 0 | 0 | 0 | 0 | 0 | 0 | 0 | 0
NSR A B Brown 2 - SO2 Cap Annual v5.16 | 451 | 7504 | Rate Constraint in MTons | FALSE | L | Annual | Allowances Withdrawn (1:1) | Thousand Tons | 0 | 0 | 0 | 0 | 0 | 0 | 0 | 0
NSR A B Brown 2 - SO2 Cap Annual v5.16 | 451 | 7504 | Rate Constraint in MTons | FALSE | L | Annual | Allowances Withdrawn (n:1) | Thousand Tons | 0 | 0 | 0 | 0 | 0 | 0 | 0 | 0
NSR A B Brown 2 - SO2 Cap Annual v5.16 | 451 | 7504 | Rate Constraint in MTons | FALSE | L | Annual | Net Emissions Allowance Position | Thousand Tons | 0 | 0 | 0 | 0 | 0 | 0 | 0 | 0
NSR A B Brown 2 - SO2 Cap Annual v5.16 | 451 | 7504 | Rate Constraint in MTons | FALSE | L | Annual | Fuel Consumed | TBtu | 0 | 0 | 0 | 0 | 0 | 0 | 0 | 0
NSR A B Brown 2 - SO2 Cap Annual v5.16 | 451 | 7504 | Rate Constraint in MTons | FALSE | L | Annual | Rate | lb/MMBtu | 0 | 0 | 0 | 0 | 0 | 0 | 0 | 0
NSR A B Brown 2 - SO2 Cap Annual v5.16 | 451 | 7504 | Rate Constraint in MTons | FALSE | L | Annual | Generation | TWh | 0 | 0 | 0 | 0 | 0 | 0 | 0 | 0
NSR A B Brown 2 - SO2 Cap Annual v5.16 | 451 | 7504 | Rate Constraint in MTons | FALSE | L | Annual | Qualifying Generation | TWh | 0 | 0 | 0 | 0 | 0 | 0 | 0 | 0
NSR A B Brown 2 - SO2 Cap Annual v5.16 | 451 | 7504 | Rate Constraint in MTons | FALSE | L | Annual | Rate | lb/MWh | 0 | 0 | 0 | 0 | 0 | 0 | 0 | 0
NSR A B Brown 2 - SO2 Cap Annual v5.16 | 451 | 7504 | Rate Constraint in MTons | FALSE | L | Annual | Constraint Shadow Price | US2019$/Ton | 0 | 0 | 0 | 0 | 0 | 0 | 0 | 0
NSR AEP Consent - NOX Cap Annual v3.1 | 452 | 7372 | Rate Constraint in MTons | FALSE | L | Annual | Seasons Included | Seasons | Winter, WintShld, Summer | Winter, WintShld, Summer | Winter, WintShld, Summer | Winter, WintShld, Summer | Winter, WintShld, Summer | Winter, WintShld, Summer | Winter, WintShld, Summer | Winter, WintShld, Summer
NSR AEP Consent - NOX Cap Annual v3.1 | 452 | 7372 | Rate Constraint in MTons | FALSE | L | Annual | Standard NOX | Thousand Tons | 52 | 52 | 52 | 44 | 44 | 44 | 44 | 44
NSR AEP Consent - NOX Cap Annual v3.1 | 452 | 7372 | Rate Constraint in MTons | FALSE | L | Annual | Emissions at Affected Plants NOX | Thousand Tons | 33.5059 | 30.9671 | 19.9614 | 16.7266 | 5.5855 | 0.81863 | 0 | 0
NSR AEP Consent - NOX Cap Annual v3.1 | 452 | 7372 | Rate Constraint in MTons | FALSE | L | Annual | Allowances Purchased NOX | Thousand Tons | 0 | 0 | 0 | 0 | 0 | 0 | 0 | 0
NSR AEP Consent - NOX Cap Annual v3.1 | 452 | 7372 | Rate Constraint in MTons | FALSE | L | Annual | Allowances Sold NOX | Thousand Tons | 0 | 0 | 0 | 0 | 0 | 0 | 0 | 0
NSR AEP Consent - NOX Cap Annual v3.1 | 452 | 7372 | Rate Constraint in MTons | FALSE | L | Annual | Allowances Banked | Thousand Tons | 0 | 0 | 0 | 0 | 0 | 0 | 0 | 0
NSR AEP Consent - NOX Cap Annual v3.1 | 452 | 7372 | Rate Constraint in MTons | FALSE | L | Annual | Allowances Withdrawn (1:1) | Thousand Tons | 0 | 0 | 0 | 0 | 0 | 0 | 0 | 0
NSR AEP Consent - NOX Cap Annual v3.1 | 452 | 7372 | Rate Constraint in MTons | FALSE | L | Annual | Allowances Withdrawn (n:1) | Thousand Tons | 0 | 0 | 0 | 0 | 0 | 0 | 0 | 0
NSR AEP Consent - NOX Cap Annual v3.1 | 452 | 7372 | Rate Constraint in MTons | FALSE | L | Annual | Net Emissions Allowance Position | Thousand Tons | 33.5059 | 30.9671 | 19.9614 | 16.7266 | 5.5855 | 0.81863 | 0 | 0
NSR AEP Consent - NOX Cap Annual v3.1 | 452 | 7372 | Rate Constraint in MTons | FALSE | L | Annual | Fuel Consumed | TBtu | 742.9379 | 702.8076 | 469.6869 | 393.5032 | 114.6644 | 15.4967 | 0 | 0
NSR AEP Consent - NOX Cap Annual v3.1 | 452 | 7372 | Rate Constraint in MTons | FALSE | L | Annual | Rate | lb/MMBtu | 0.090198 | 0.088124 | 0.084999 | 0.085014 | 0.097423 | 0.10565 | 0 | 0
NSR AEP Consent - NOX Cap Annual v3.1 | 452 | 7372 | Rate Constraint in MTons | FALSE | L | Annual | Generation | TWh | 74.2302 | 70.4202 | 47.1203 | 39.4349 | 11.4775 | 1.5664 | 0 | 0
NSR AEP Consent - NOX Cap Annual v3.1 | 452 | 7372 | Rate Constraint in MTons | FALSE | L | Annual | Qualifying Generation | TWh | 74.2302 | 70.4202 | 47.1203 | 39.4349 | 11.4775 | 1.5664 | 0 | 0
NSR AEP Consent - NOX Cap Annual v3.1 | 452 | 7372 | Rate Constraint in MTons | FALSE | L | Annual | Rate | lb/MWh | 0.90276 | 0.8795 | 0.84725 | 0.84832 | 0.97329 | 1.0453 | 0 | 0
NSR AEP Consent - NOX Cap Annual v3.1 | 452 | 7372 | Rate Constraint in MTons | FALSE | L | Annual | Constraint Shadow Price | US2019$/Ton | 0 | 0 | 0 | 0 | 0 | 0 | 0 | 0
NSR AEP Consent - SO2 Cap Annual v5.13 | 453 | 7371 | Rate Constraint in MTons | FALSE | L | Annual | Seasons Included | Seasons | Winter, WintShld, Summer | Winter, WintShld, Summer | Winter, WintShld, Summer | Winter, WintShld, Summer | Winter, WintShld, Summer | Winter, WintShld, Summer | Winter, WintShld, Summer | Winter, WintShld, Summer
NSR AEP Consent - SO2 Cap Annual v5.13 | 453 | 7371 | Rate Constraint in MTons | FALSE | L | Annual | Standard SO2 | Thousand Tons | 94 | 94 | 94 | 89 | 89 | 89 | 89 | 89
NSR AEP Consent - SO2 Cap Annual v5.13 | 453 | 7371 | Rate Constraint in MTons | FALSE | L | Annual | Emissions at Affected Plants SO2 | Thousand Tons | 66.2493 | 59.4868 | 33.0625 | 27.6364 | 4.4152 | 0.84767 | 0 | 0
NSR AEP Consent - SO2 Cap Annual v5.13 | 453 | 7371 | Rate Constraint in MTons | FALSE | L | Annual | Allowances Purchased SO2 | Thousand Tons | 0 | 0 | 0 | 0 | 0 | 0 | 0 | 0
NSR AEP Consent - SO2 Cap Annual v5.13 | 453 | 7371 | Rate Constraint in MTons | FALSE | L | Annual | Allowances Sold SO2 | Thousand Tons | 0 | 0 | 0 | 0 | 0 | 0 | 0 | 0
NSR AEP Consent - SO2 Cap Annual v5.13 | 453 | 7371 | Rate Constraint in MTons | FALSE | L | Annual | Allowances Banked | Thousand Tons | 0 | 0 | 0 | 0 | 0 | 0 | 0 | 0
NSR AEP Consent - SO2 Cap Annual v5.13 | 453 | 7371 | Rate Constraint in MTons | FALSE | L | Annual | Allowances Withdrawn (1:1) | Thousand Tons | 0 | 0 | 0 | 0 | 0 | 0 | 0 | 0
NSR AEP Consent - SO2 Cap Annual v5.13 | 453 | 7371 | Rate Constraint in MTons | FALSE | L | Annual | Allowances Withdrawn (n:1) | Thousand Tons | 0 | 0 | 0 | 0 | 0 | 0 | 0 | 0
NSR AEP Consent - SO2 Cap Annual v5.13 | 453 | 7371 | Rate Constraint in MTons | FALSE | L | Annual | Net Emissions Allowance Position | Thousand Tons | 66.2493 | 59.4868 | 33.0625 | 27.6364 | 4.4152 | 0.84767 | 0 | 0
NSR AEP Consent - SO2 Cap Annual v5.13 | 453 | 7371 | Rate Constraint in MTons | FALSE | L | Annual | Fuel Consumed | TBtu | 742.9379 | 702.8076 | 469.6869 | 393.5032 | 114.6644 | 15.4967 | 0 | 0
NSR AEP Consent - SO2 Cap Annual v5.13 | 453 | 7371 | Rate Constraint in MTons | FALSE | L | Annual | Rate | lb/MMBtu | 0.17834 | 0.16928 | 0.14079 | 0.14046 | 0.077011 | 0.1094 | 0 | 0
NSR AEP Consent - SO2 Cap Annual v5.13 | 453 | 7371 | Rate Constraint in MTons | FALSE | L | Annual | Generation | TWh | 74.2302 | 70.4202 | 47.1203 | 39.4349 | 11.4775 | 1.5664 | 0 | 0
NSR AEP Consent - SO2 Cap Annual v5.13 | 453 | 7371 | Rate Constraint in MTons | FALSE | L | Annual | Qualifying Generation | TWh | 74.2302 | 70.4202 | 47.1203 | 39.4349 | 11.4775 | 1.5664 | 0 | 0
NSR AEP Consent - SO2 Cap Annual v5.13 | 453 | 7371 | Rate Constraint in MTons | FALSE | L | Annual | Rate | lb/MWh | 1.785 | 1.6895 | 1.4033 | 1.4016 | 0.76937 | 1.0823 | 0 | 0
NSR AEP Consent - SO2 Cap Annual v5.13 | 453 | 7371 | Rate Constraint in MTons | FALSE | L | Annual | Constraint Shadow Price | US2019$/Ton | 0 | 0 | 0 | 0 | 0 | 0 | 0 | 0
NSR Baldwin 1,2 - NOX Rate Annual v3.1, Unit 2646 and retrofits | 454 | 7442 | Rate Constraint in lbs/MMBtu | FALSE | L | Annual | Seasons Included | Seasons | Winter, WintShld, Summer | Winter, WintShld, Summer | Winter, WintShld, Summer | Winter, WintShld, Summer | Winter, WintShld, Summer | Winter, WintShld, Summer | Winter, WintShld, Summer | Winter, WintShld, Summer
NSR Baldwin 1,2 - NOX Rate Annual v3.1, Unit 2646 and retrofits | 454 | 7442 | Rate Constraint in lbs/MMBtu | FALSE | L | Annual | Standard NOX | lb/MMBtu | 0.1 | 0.1 | 0.1 | 0.1 | 0.1 | 0.1 | 0.1 | 0.1
NSR Baldwin 1,2 - NOX Rate Annual v3.1, Unit 2646 and retrofits | 454 | 7442 | Rate Constraint in lbs/MMBtu | FALSE | L | Annual | Emissions at Affected Plants NOX | Thousand Tons | 1.7372 | 0 | 0 | 0 | 0 | 0 | 0 | 0
NSR Baldwin 1,2 - NOX Rate Annual v3.1, Unit 2646 and retrofits | 454 | 7442 | Rate Constraint in lbs/MMBtu | FALSE | L | Annual | Allowances Purchased NOX | Thousand Tons | 0 | 0 | 0 | 0 | 0 | 0 | 0 | 0
NSR Baldwin 1,2 - NOX Rate Annual v3.1, Unit 2646 and retrofits | 454 | 7442 | Rate Constraint in lbs/MMBtu | FALSE | L | Annual | Allowances Sold NOX | Thousand Tons | 0 | 0 | 0 | 0 | 0 | 0 | 0 | 0
NSR Baldwin 1,2 - NOX Rate Annual v3.1, Unit 2646 and retrofits | 454 | 7442 | Rate Constraint in lbs/MMBtu | FALSE | L | Annual | Allowances Banked | Thousand Tons | 0 | 0 | 0 | 0 | 0 | 0 | 0 | 0
NSR Baldwin 1,2 - NOX Rate Annual v3.1, Unit 2646 and retrofits | 454 | 7442 | Rate Constraint in lbs/MMBtu | FALSE | L | Annual | Allowances Withdrawn (1:1) | Thousand Tons | 0 | 0 | 0 | 0 | 0 | 0 | 0 | 0
NSR Baldwin 1,2 - NOX Rate Annual v3.1, Unit 2646 and retrofits | 454 | 7442 | Rate Constraint in lbs/MMBtu | FALSE | L | Annual | Allowances Withdrawn (n:1) | Thousand Tons | 0 | 0 | 0 | 0 | 0 | 0 | 0 | 0
NSR Baldwin 1,2 - NOX Rate Annual v3.1, Unit 2646 and retrofits | 454 | 7442 | Rate Constraint in lbs/MMBtu | FALSE | L | Annual | Net Emissions Allowance Position | Thousand Tons | 1.7372 | 0 | 0 | 0 | 0 | 0 | 0 | 0
NSR Baldwin 1,2 - NOX Rate Annual v3.1, Unit 2646 and retrofits | 454 | 7442 | Rate Constraint in lbs/MMBtu | FALSE | L | Annual | Fuel Consumed | TBtu | 41.1968 | 0 | 0 | 0 | 0 | 0 | 0 | 0
NSR Baldwin 1,2 - NOX Rate Annual v3.1, Unit 2646 and retrofits | 454 | 7442 | Rate Constraint in lbs/MMBtu | FALSE | L | Annual | Rate | lb/MMBtu | 0.084337 | 0 | 0 | 0 | 0 | 0 | 0 | 0
NSR Baldwin 1,2 - NOX Rate Annual v3.1, Unit 2646 and retrofits | 454 | 7442 | Rate Constraint in lbs/MMBtu | FALSE | L | Annual | Generation | TWh | 3.9927 | 0 | 0 | 0 | 0 | 0 | 0 | 0
NSR Baldwin 1,2 - NOX Rate Annual v3.1, Unit 2646 and retrofits | 454 | 7442 | Rate Constraint in lbs/MMBtu | FALSE | L | Annual | Qualifying Generation | TWh | 3.9927 | 0 | 0 | 0 | 0 | 0 | 0 | 0
NSR Baldwin 1,2 - NOX Rate Annual v3.1, Unit 2646 and retrofits | 454 | 7442 | Rate Constraint in lbs/MMBtu | FALSE | L | Annual | Rate | lb/MWh | 0.87019 | 0 | 0 | 0 | 0 | 0 | 0 | 0
NSR Baldwin 1,2 - NOX Rate Annual v3.1, Unit 2646 and retrofits | 454 | 7442 | Rate Constraint in lbs/MMBtu | FALSE | L | Annual | Constraint Shadow Price | US2019$/Ton | 0 | 0 | 0 | 0 | 0 | 0 | 0 | 0
NSR Baldwin 1,2 - NOX Rate Annual v3.1, Unit 2647 and retrofits | 455 | 7442 | Rate Constraint in lbs/MMBtu | FALSE | L | Annual | Seasons Included | Seasons | Winter, WintShld, Summer | Winter, WintShld, Summer | Winter, WintShld, Summer | Winter, WintShld, Summer | Winter, WintShld, Summer | Winter, WintShld, Summer | Winter, WintShld, Summer | Winter, WintShld, Summer
NSR Baldwin 1,2 - NOX Rate Annual v3.1, Unit 2647 and retrofits | 455 | 7442 | Rate Constraint in lbs/MMBtu | FALSE | L | Annual | Standard NOX | lb/MMBtu | 0.1 | 0.1 | 0.1 | 0.1 | 0.1 | 0.1 | 0.1 | 0.1
NSR Baldwin 1,2 - NOX Rate Annual v3.1, Unit 2647 and retrofits | 455 | 7442 | Rate Constraint in lbs/MMBtu | FALSE | L | Annual | Emissions at Affected Plants NOX | Thousand Tons | 1.7917 | 0.012335 | 0.0099178 | 0 | 0 | 0 | 0 | 0
NSR Baldwin 1,2 - NOX Rate Annual v3.1, Unit 2647 and retrofits | 455 | 7442 | Rate Constraint in lbs/MMBtu | FALSE | L | Annual | Allowances Purchased NOX | Thousand Tons | 0 | 0 | 0 | 0 | 0 | 0 | 0 | 0
NSR Baldwin 1,2 - NOX Rate Annual v3.1, Unit 2647 and retrofits | 455 | 7442 | Rate Constraint in lbs/MMBtu | FALSE | L | Annual | Allowances Sold NOX | Thousand Tons | 0 | 0 | 0 | 0 | 0 | 0 | 0 | 0
NSR Baldwin 1,2 - NOX Rate Annual v3.1, Unit 2647 and retrofits | 455 | 7442 | Rate Constraint in lbs/MMBtu | FALSE | L | Annual | Allowances Banked | Thousand Tons | 0 | 0 | 0 | 0 | 0 | 0 | 0 | 0
NSR Baldwin 1,2 - NOX Rate Annual v3.1, Unit 2647 and retrofits | 455 | 7442 | Rate Constraint in lbs/MMBtu | FALSE | L | Annual | Allowances Withdrawn (1:1) | Thousand Tons | 0 | 0 | 0 | 0 | 0 | 0 | 0 | 0
NSR Baldwin 1,2 - NOX Rate Annual v3.1, Unit 2647 and retrofits | 455 | 7442 | Rate Constraint in lbs/MMBtu | FALSE | L | Annual | Allowances Withdrawn (n:1) | Thousand Tons | 0 | 0 | 0 | 0 | 0 | 0 | 0 | 0
NSR Baldwin 1,2 - NOX Rate Annual v3.1, Unit 2647 and retrofits | 455 | 7442 | Rate Constraint in lbs/MMBtu | FALSE | L | Annual | Net Emissions Allowance Position | Thousand Tons | 1.7917 | 0.012335 | 0.0099178 | 0 | 0 | 0 | 0 | 0
NSR Baldwin 1,2 - NOX Rate Annual v3.1, Unit 2647 and retrofits | 455 | 7442 | Rate Constraint in lbs/MMBtu | FALSE | L | Annual | Fuel Consumed | TBtu | 41.0147 | 0.28237 | 0.22703 | 0 | 0 | 0 | 0 | 0
NSR Baldwin 1,2 - NOX Rate Annual v3.1, Unit 2647 and retrofits | 455 | 7442 | Rate Constraint in lbs/MMBtu | FALSE | L | Annual | Rate | lb/MMBtu | 0.08737 | 0.08737 | 0.08737 | 0 | 0 | 0 | 0 | 0
NSR Baldwin 1,2 - NOX Rate Annual v3.1, Unit 2647 and retrofits | 455 | 7442 | Rate Constraint in lbs/MMBtu | FALSE | L | Annual | Generation | TWh | 4.0274 | 0.027727 | 0.022293 | 0 | 0 | 0 | 0 | 0
NSR Baldwin 1,2 - NOX Rate Annual v3.1, Unit 2647 and retrofits | 455 | 7442 | Rate Constraint in lbs/MMBtu | FALSE | L | Annual | Qualifying Generation | TWh | 4.0274 | 0.027727 | 0.022293 | 0 | 0 | 0 | 0 | 0
NSR Baldwin 1,2 - NOX Rate Annual v3.1, Unit 2647 and retrofits | 455 | 7442 | Rate Constraint in lbs/MMBtu | FALSE | L | Annual | Rate | lb/MWh | 0.88978 | 0.88978 | 0.88978 | 0 | 0 | 0 | 0 | 0
NSR Baldwin 1,2 - NOX Rate Annual v3.1, Unit 2647 and retrofits | 455 | 7442 | Rate Constraint in lbs/MMBtu | FALSE | L | Annual | Constraint Shadow Price | US2019$/Ton | 0 | 0 | 0 | 0 | 0 | 0 | 0 | 0
NSR Baldwin 1-3 - SO2 Rate Annual v3.1, Unit 2646 and retrofits | 456 | 7441 | Rate Constraint in lbs/MMBtu | FALSE | L | Annual | Seasons Included | Seasons | Winter, WintShld, Summer | Winter, WintShld, Summer | Winter, WintShld, Summer | Winter, WintShld, Summer | Winter, WintShld, Summer | Winter, WintShld, Summer | Winter, WintShld, Summer | Winter, WintShld, Summer
NSR Baldwin 1-3 - SO2 Rate Annual v3.1, Unit 2646 and retrofits | 456 | 7441 | Rate Constraint in lbs/MMBtu | FALSE | L | Annual | Standard SO2 | lb/MMBtu | 0.1 | 0.1 | 0.1 | 0.1 | 0.1 | 0.1 | 0.1 | 0.1
NSR Baldwin 1-3 - SO2 Rate Annual v3.1, Unit 2646 and retrofits | 456 | 7441 | Rate Constraint in lbs/MMBtu | FALSE | L | Annual | Emissions at Affected Plants SO2 | Thousand Tons | 1.4205 | 0 | 0 | 0 | 0 | 0 | 0 | 0
NSR Baldwin 1-3 - SO2 Rate Annual v3.1, Unit 2646 and retrofits | 456 | 7441 | Rate Constraint in lbs/MMBtu | FALSE | L | Annual | Allowances Purchased SO2 | Thousand Tons | 0 | 0 | 0 | 0 | 0 | 0 | 0 | 0
NSR Baldwin 1-3 - SO2 Rate Annual v3.1, Unit 2646 and retrofits | 456 | 7441 | Rate Constraint in lbs/MMBtu | FALSE | L | Annual | Allowances Sold SO2 | Thousand Tons | 0 | 0 | 0 | 0 | 0 | 0 | 0 | 0
NSR Baldwin 1-3 - SO2 Rate Annual v3.1, Unit 2646 and retrofits | 456 | 7441 | Rate Constraint in lbs/MMBtu | FALSE | L | Annual | Allowances Banked | Thousand Tons | 0 | 0 | 0 | 0 | 0 | 0 | 0 | 0
NSR Baldwin 1-3 - SO2 Rate Annual v3.1, Unit 2646 and retrofits | 456 | 7441 | Rate Constraint in lbs/MMBtu | FALSE | L | Annual | Allowances Withdrawn (1:1) | Thousand Tons | 0 | 0 | 0 | 0 | 0 | 0 | 0 | 0
NSR Baldwin 1-3 - SO2 Rate Annual v3.1, Unit 2646 and retrofits | 456 | 7441 | Rate Constraint in lbs/MMBtu | FALSE | L | Annual | Allowances Withdrawn (n:1) | Thousand Tons | 0 | 0 | 0 | 0 | 0 | 0 | 0 | 0
NSR Baldwin 1-3 - SO2 Rate Annual v3.1, Unit 2646 and retrofits | 456 | 7441 | Rate Constraint in lbs/MMBtu | FALSE | L | Annual | Net Emissions Allowance Position | Thousand Tons | 1.4205 | 0 | 0 | 0 | 0 | 0 | 0 | 0
NSR Baldwin 1-3 - SO2 Rate Annual v3.1, Unit 2646 and retrofits | 456 | 7441 | Rate Constraint in lbs/MMBtu | FALSE | L | Annual | Fuel Consumed | TBtu | 41.1968 | 0 | 0 | 0 | 0 | 0 | 0 | 0
NSR Baldwin 1-3 - SO2 Rate Annual v3.1, Unit 2646 and retrofits | 456 | 7441 | Rate Constraint in lbs/MMBtu | FALSE | L | Annual | Rate | lb/MMBtu | 0.068964 | 0 | 0 | 0 | 0 | 0 | 0 | 0
NSR Baldwin 1-3 - SO2 Rate Annual v3.1, Unit 2646 and retrofits | 456 | 7441 | Rate Constraint in lbs/MMBtu | FALSE | L | Annual | Generation | TWh | 3.9927 | 0 | 0 | 0 | 0 | 0 | 0 | 0
NSR Baldwin 1-3 - SO2 Rate Annual v3.1, Unit 2646 and retrofits | 456 | 7441 | Rate Constraint in lbs/MMBtu | FALSE | L | Annual | Qualifying Generation | TWh | 3.9927 | 0 | 0 | 0 | 0 | 0 | 0 | 0
NSR Baldwin 1-3 - SO2 Rate Annual v3.1, Unit 2646 and retrofits | 456 | 7441 | Rate Constraint in lbs/MMBtu | FALSE | L | Annual | Rate | lb/MWh | 0.71157 | 0 | 0 | 0 | 0 | 0 | 0 | 0
NSR Baldwin 1-3 - SO2 Rate Annual v3.1, Unit 2646 and retrofits | 456 | 7441 | Rate Constraint in lbs/MMBtu | FALSE | L | Annual | Constraint Shadow Price | US2019$/Ton | 0 | 0 | 0 | 0 | 0 | 0 | 0 | 0
NSR Baldwin 1-3 - SO2 Rate Annual v3.1, Unit 2647 and retrofits | 457 | 7441 | Rate Constraint in lbs/MMBtu | FALSE | L | Annual | Seasons Included | Seasons | Winter, WintShld, Summer | Winter, WintShld, Summer | Winter, WintShld, Summer | Winter, WintShld, Summer | Winter, WintShld, Summer | Winter, WintShld, Summer | Winter, WintShld, Summer | Winter, WintShld, Summer
NSR Baldwin 1-3 - SO2 Rate Annual v3.1, Unit 2647 and retrofits | 457 | 7441 | Rate Constraint in lbs/MMBtu | FALSE | L | Annual | Standard SO2 | lb/MMBtu | 0.1 | 0.1 | 0.1 | 0.1 | 0.1 | 0.1 | 0.1 | 0.1
NSR Baldwin 1-3 - SO2 Rate Annual v3.1, Unit 2647 and retrofits | 457 | 7441 | Rate Constraint in lbs/MMBtu | FALSE | L | Annual | Emissions at Affected Plants SO2 | Thousand Tons | 1.4948 | 0.010291 | 0.0082742 | 0 | 0 | 0 | 0 | 0
NSR Baldwin 1-3 - SO2 Rate Annual v3.1, Unit 2647 and retrofits | 457 | 7441 | Rate Constraint in lbs/MMBtu | FALSE | L | Annual | Allowances Purchased SO2 | Thousand Tons | 0 | 0 | 0 | 0 | 0 | 0 | 0 | 0
NSR Baldwin 1-3 - SO2 Rate Annual v3.1, Unit 2647 and retrofits | 457 | 7441 | Rate Constraint in lbs/MMBtu | FALSE | L | Annual | Allowances Sold SO2 | Thousand Tons | 0 | 0 | 0 | 0 | 0 | 0 | 0 | 0
NSR Baldwin 1-3 - SO2 Rate Annual v3.1, Unit 2647 and retrofits | 457 | 7441 | Rate Constraint in lbs/MMBtu | FALSE | L | Annual | Allowances Banked | Thousand Tons | 0 | 0 | 0 | 0 | 0 | 0 | 0 | 0
NSR Baldwin 1-3 - SO2 Rate Annual v3.1, Unit 2647 and retrofits | 457 | 7441 | Rate Constraint in lbs/MMBtu | FALSE | L | Annual | Allowances Withdrawn (1:1) | Thousand Tons | 0 | 0 | 0 | 0 | 0 | 0 | 0 | 0
NSR Baldwin 1-3 - SO2 Rate Annual v3.1, Unit 2647 and retrofits | 457 | 7441 | Rate Constraint in lbs/MMBtu | FALSE | L | Annual | Allowances Withdrawn (n:1) | Thousand Tons | 0 | 0 | 0 | 0 | 0 | 0 | 0 | 0
NSR Baldwin 1-3 - SO2 Rate Annual v3.1, Unit 2647 and retrofits | 457 | 7441 | Rate Constraint in lbs/MMBtu | FALSE | L | Annual | Net Emissions Allowance Position | Thousand Tons | 1.4948 | 0.010291 | 0.0082742 | 0 | 0 | 0 | 0 | 0
NSR Baldwin 1-3 - SO2 Rate Annual v3.1, Unit 2647 and retrofits | 457 | 7441 | Rate Constraint in lbs/MMBtu | FALSE | L | Annual | Fuel Consumed | TBtu | 41.0147 | 0.28237 | 0.22703 | 0 | 0 | 0 | 0 | 0
NSR Baldwin 1-3 - SO2 Rate Annual v3.1, Unit 2647 and retrofits | 457 | 7441 | Rate Constraint in lbs/MMBtu | FALSE | L | Annual | Rate | lb/MMBtu | 0.072891 | 0.072891 | 0.072891 | 0 | 0 | 0 | 0 | 0
NSR Baldwin 1-3 - SO2 Rate Annual v3.1, Unit 2647 and retrofits | 457 | 7441 | Rate Constraint in lbs/MMBtu | FALSE | L | Annual | Generation | TWh | 4.0274 | 0.027727 | 0.022293 | 0 | 0 | 0 | 0 | 0
NSR Baldwin 1-3 - SO2 Rate Annual v3.1, Unit 2647 and retrofits | 457 | 7441 | Rate Constraint in lbs/MMBtu | FALSE | L | Annual | Qualifying Generation | TWh | 4.0274 | 0.027727 | 0.022293 | 0 | 0 | 0 | 0 | 0
NSR Baldwin 1-3 - SO2 Rate Annual v3.1, Unit 2647 and retrofits | 457 | 7441 | Rate Constraint in lbs/MMBtu | FALSE | L | Annual | Rate | lb/MWh | 0.74232 | 0.74232 | 0.74232 | 0 | 0 | 0 | 0 | 0
NSR Baldwin 1-3 - SO2 Rate Annual v3.1, Unit 2647 and retrofits | 457 | 7441 | Rate Constraint in lbs/MMBtu | FALSE | L | Annual | Constraint Shadow Price | US2019$/Ton | 0 | 0 | 0 | 0 | 0 | 0 | 0 | 0
NSR Big Bend 1-3 - NOX Rate Annual v5.14 | 458 | 7425 | Rate Constraint in lbs/MMBtu | FALSE | L | Annual | Seasons Included | Seasons | Winter, WintShld, Summer | Winter, WintShld, Summer | Winter, WintShld, Summer | Winter, WintShld, Summer | Winter, WintShld, Summer | Winter, WintShld, Summer | Winter, WintShld, Summer | Winter, WintShld, Summer
NSR Big Bend 1-3 - NOX Rate Annual v5.14 | 458 | 7425 | Rate Constraint in lbs/MMBtu | FALSE | L | Annual | Standard NOX | lb/MMBtu | 0.12 | 0.12 | 0.12 | 0.12 | 0.12 | 0.12 | 0.12 | 0.12
NSR Big Bend 1-3 - NOX Rate Annual v5.14 | 458 | 7425 | Rate Constraint in lbs/MMBtu | FALSE | L | Annual | Emissions at Affected Plants NOX | Thousand Tons | 0 | 0 | 0 | 0 | 0 | 0 | 0 | 0
NSR Big Bend 1-3 - NOX Rate Annual v5.14 | 458 | 7425 | Rate Constraint in lbs/MMBtu | FALSE | L | Annual | Allowances Purchased NOX | Thousand Tons | 0 | 0 | 0 | 0 | 0 | 0 | 0 | 0
NSR Big Bend 1-3 - NOX Rate Annual v5.14 | 458 | 7425 | Rate Constraint in lbs/MMBtu | FALSE | L | Annual | Allowances Sold NOX | Thousand Tons | 0 | 0 | 0 | 0 | 0 | 0 | 0 | 0
NSR Big Bend 1-3 - NOX Rate Annual v5.14 | 458 | 7425 | Rate Constraint in lbs/MMBtu | FALSE | L | Annual | Allowances Banked | Thousand Tons | 0 | 0 | 0 | 0 | 0 | 0 | 0 | 0
NSR Big Bend 1-3 - NOX Rate Annual v5.14 | 458 | 7425 | Rate Constraint in lbs/MMBtu | FALSE | L | Annual | Allowances Withdrawn (1:1) | Thousand Tons | 0 | 0 | 0 | 0 | 0 | 0 | 0 | 0
NSR Big Bend 1-3 - NOX Rate Annual v5.14 | 458 | 7425 | Rate Constraint in lbs/MMBtu | FALSE | L | Annual | Allowances Withdrawn (n:1) | Thousand Tons | 0 | 0 | 0 | 0 | 0 | 0 | 0 | 0
NSR Big Bend 1-3 - NOX Rate Annual v5.14 | 458 | 7425 | Rate Constraint in lbs/MMBtu | FALSE | L | Annual | Net Emissions Allowance Position | Thousand Tons | 0 | 0 | 0 | 0 | 0 | 0 | 0 | 0
NSR Big Bend 1-3 - NOX Rate Annual v5.14 | 458 | 7425 | Rate Constraint in lbs/MMBtu | FALSE | L | Annual | Fuel Consumed | TBtu | 0 | 0 | 0 | 0 | 0 | 0 | 0 | 0
NSR Big Bend 1-3 - NOX Rate Annual v5.14 | 458 | 7425 | Rate Constraint in lbs/MMBtu | FALSE | L | Annual | Rate | lb/MMBtu | 0 | 0 | 0 | 0 | 0 | 0 | 0 | 0
NSR Big Bend 1-3 - NOX Rate Annual v5.14 | 458 | 7425 | Rate Constraint in lbs/MMBtu | FALSE | L | Annual | Generation | TWh | 0 | 0 | 0 | 0 | 0 | 0 | 0 | 0
NSR Big Bend 1-3 - NOX Rate Annual v5.14 | 458 | 7425 | Rate Constraint in lbs/MMBtu | FALSE | L | Annual | Qualifying Generation | TWh | 0 | 0 | 0 | 0 | 0 | 0 | 0 | 0
NSR Big Bend 1-3 - NOX Rate Annual v5.14 | 458 | 7425 | Rate Constraint in lbs/MMBtu | FALSE | L | Annual | Rate | lb/MWh | 0 | 0 | 0 | 0 | 0 | 0 | 0 | 0
NSR Big Bend 1-3 - NOX Rate Annual v5.14 | 458 | 7425 | Rate Constraint in lbs/MMBtu | FALSE | L | Annual | Constraint Shadow Price | US2019$/Ton | 0 | 0 | 0 | 0 | 0 | 0 | 0 | 0
NSR Big Cajun 2- NOx Cap Annual v5.13 | 459 | 7460 | Rate Constraint in MTons | FALSE | L | Annual | Seasons Included | Seasons | Winter, WintShld, Summer | Winter, WintShld, Summer | Winter, WintShld, Summer | Winter, WintShld, Summer | Winter, WintShld, Summer | Winter, WintShld, Summer | Winter, WintShld, Summer | Winter, WintShld, Summer
NSR Big Cajun 2- NOx Cap Annual v5.13 | 459 | 7460 | Rate Constraint in MTons | FALSE | L | Annual | Standard NOX | Thousand Tons | 8.95 | 8.95 | 8.95 | 8.95 | 8.95 | 8.95 | 8.95 | 8.95
NSR Big Cajun 2- NOx Cap Annual v5.13 | 459 | 7460 | Rate Constraint in MTons | FALSE | L | Annual | Emissions at Affected Plants NOX | Thousand Tons | 4.7816 | 1.8218 | 0 | 0 | 0 | 0 | 0 | 0
NSR Big Cajun 2- NOx Cap Annual v5.13 | 459 | 7460 | Rate Constraint in MTons | FALSE | L | Annual | Allowances Purchased NOX | Thousand Tons | 0 | 0 | 0 | 0 | 0 | 0 | 0 | 0
NSR Big Cajun 2- NOx Cap Annual v5.13 | 459 | 7460 | Rate Constraint in MTons | FALSE | L | Annual | Allowances Sold NOX | Thousand Tons | 0 | 0 | 0 | 0 | 0 | 0 | 0 | 0
NSR Big Cajun 2- NOx Cap Annual v5.13 | 459 | 7460 | Rate Constraint in MTons | FALSE | L | Annual | Allowances Banked | Thousand Tons | 0 | 0 | 0 | 0 | 0 | 0 | 0 | 0
NSR Big Cajun 2- NOx Cap Annual v5.13 | 459 | 7460 | Rate Constraint in MTons | FALSE | L | Annual | Allowances Withdrawn (1:1) | Thousand Tons | 0 | 0 | 0 | 0 | 0 | 0 | 0 | 0
NSR Big Cajun 2- NOx Cap Annual v5.13 | 459 | 7460 | Rate Constraint in MTons | FALSE | L | Annual | Allowances Withdrawn (n:1) | Thousand Tons | 0 | 0 | 0 | 0 | 0 | 0 | 0 | 0
NSR Big Cajun 2- NOx Cap Annual v5.13 | 459 | 7460 | Rate Constraint in MTons | FALSE | L | Annual | Net Emissions Allowance Position | Thousand Tons | 4.7816 | 1.8218 | 0 | 0 | 0 | 0 | 0 | 0
NSR Big Cajun 2- NOx Cap Annual v5.13 | 459 | 7460 | Rate Constraint in MTons | FALSE | L | Annual | Fuel Consumed | TBtu | 77.5159 | 29.8282 | 0 | 0 | 0 | 0 | 0 | 0
NSR Big Cajun 2- NOx Cap Annual v5.13 | 459 | 7460 | Rate Constraint in MTons | FALSE | L | Annual | Rate | lb/MMBtu | 0.12337 | 0.12215 | 0 | 0 | 0 | 0 | 0 | 0
NSR Big Cajun 2- NOx Cap Annual v5.13 | 459 | 7460 | Rate Constraint in MTons | FALSE | L | Annual | Generation | TWh | 7.4263 | 2.8577 | 0 | 0 | 0 | 0 | 0 | 0
NSR Big Cajun 2- NOx Cap Annual v5.13 | 459 | 7460 | Rate Constraint in MTons | FALSE | L | Annual | Qualifying Generation | TWh | 7.4263 | 2.8577 | 0 | 0 | 0 | 0 | 0 | 0
NSR Big Cajun 2- NOx Cap Annual v5.13 | 459 | 7460 | Rate Constraint in MTons | FALSE | L | Annual | Rate | lb/MWh | 1.2877 | 1.275 | 0 | 0 | 0 | 0 | 0 | 0
NSR Big Cajun 2- NOx Cap Annual v5.13 | 459 | 7460 | Rate Constraint in MTons | FALSE | L | Annual | Constraint Shadow Price | US2019$/Ton | 0 | 0 | 0 | 0 | 0 | 0 | 0 | 0
NSR Big Cajun 2- SO2 Cap Annual v5.13 | 460 | 7458 | Rate Constraint in MTons | FALSE | L | Annual | Seasons Included | Seasons | Winter, WintShld, Summer | Winter, WintShld, Summer | Winter, WintShld, Summer | Winter, WintShld, Summer | Winter, WintShld, Summer | Winter, WintShld, Summer | Winter, WintShld, Summer | Winter, WintShld, Summer
NSR Big Cajun 2- SO2 Cap Annual v5.13 | 460 | 7458 | Rate Constraint in MTons | FALSE | L | Annual | Standard SO2 | Thousand Tons | 18.95 | 18.95 | 18.95 | 18.95 | 18.95 | 18.95 | 18.95 | 18.95
NSR Big Cajun 2- SO2 Cap Annual v5.13 | 460 | 7458 | Rate Constraint in MTons | FALSE | L | Annual | Emissions at Affected Plants SO2 | Thousand Tons | 13.8474 | 6.6993 | 0 | 0 | 0 | 0 | 0 | 0
NSR Big Cajun 2- SO2 Cap Annual v5.13 | 460 | 7458 | Rate Constraint in MTons | FALSE | L | Annual | Allowances Purchased SO2 | Thousand Tons | 0 | 0 | 0 | 0 | 0 | 0 | 0 | 0
NSR Big Cajun 2- SO2 Cap Annual v5.13 | 460 | 7458 | Rate Constraint in MTons | FALSE | L | Annual | Allowances Sold SO2 | Thousand Tons | 0 | 0 | 0 | 0 | 0 | 0 | 0 | 0
NSR Big Cajun 2- SO2 Cap Annual v5.13 | 460 | 7458 | Rate Constraint in MTons | FALSE | L | Annual | Allowances Banked | Thousand Tons | 0 | 0 | 0 | 0 | 0 | 0 | 0 | 0
NSR Big Cajun 2- SO2 Cap Annual v5.13 | 460 | 7458 | Rate Constraint in MTons | FALSE | L | Annual | Allowances Withdrawn (1:1) | Thousand Tons | 0 | 0 | 0 | 0 | 0 | 0 | 0 | 0
NSR Big Cajun 2- SO2 Cap Annual v5.13 | 460 | 7458 | Rate Constraint in MTons | FALSE | L | Annual | Allowances Withdrawn (n:1) | Thousand Tons | 0 | 0 | 0 | 0 | 0 | 0 | 0 | 0
NSR Big Cajun 2- SO2 Cap Annual v5.13 | 460 | 7458 | Rate Constraint in MTons | FALSE | L | Annual | Net Emissions Allowance Position | Thousand Tons | 13.8474 | 6.6993 | 0 | 0 | 0 | 0 | 0 | 0
NSR Big Cajun 2- SO2 Cap Annual v5.13 | 460 | 7458 | Rate Constraint in MTons | FALSE | L | Annual | Fuel Consumed | TBtu | 77.5159 | 29.8282 | 0 | 0 | 0 | 0 | 0 | 0
NSR Big Cajun 2- SO2 Cap Annual v5.13 | 460 | 7458 | Rate Constraint in MTons | FALSE | L | Annual | Rate | lb/MMBtu | 0.35728 | 0.44919 | 0 | 0 | 0 | 0 | 0 | 0
NSR Big Cajun 2- SO2 Cap Annual v5.13 | 460 | 7458 | Rate Constraint in MTons | FALSE | L | Annual | Generation | TWh | 7.4263 | 2.8577 | 0 | 0 | 0 | 0 | 0 | 0
NSR Big Cajun 2- SO2 Cap Annual v5.13 | 460 | 7458 | Rate Constraint in MTons | FALSE | L | Annual | Qualifying Generation | TWh | 7.4263 | 2.8577 | 0 | 0 | 0 | 0 | 0 | 0
NSR Big Cajun 2- SO2 Cap Annual v5.13 | 460 | 7458 | Rate Constraint in MTons | FALSE | L | Annual | Rate | lb/MWh | 3.7293 | 4.6887 | 0 | 0 | 0 | 0 | 0 | 0
NSR Big Cajun 2- SO2 Cap Annual v5.13 | 460 | 7458 | Rate Constraint in MTons | FALSE | L | Annual | Constraint Shadow Price | US2019$/Ton | 0 | 0 | 0 | 0 | 0 | 0 | 0 | 0
NSR Big Cajun 2- Unit 1 - Hg Rate Annual v5.13 | 461 | 7462 | Rate Constraint in lbs/MMBtu | FALSE | L | Annual | Seasons Included | Seasons | Winter, WintShld, Summer | Winter, WintShld, Summer | Winter, WintShld, Summer | Winter, WintShld, Summer | Winter, WintShld, Summer | Winter, WintShld, Summer | Winter, WintShld, Summer | Winter, WintShld, Summer
NSR Big Cajun 2- Unit 1 - Hg Rate Annual v5.13 | 461 | 7462 | Rate Constraint in lbs/MMBtu | FALSE | L | Annual | Standard MER | lb/MMBtu | 0.03 | 0.03 | 0.03 | 0.03 | 0.03 | 0.03 | 0.03 | 0.03
NSR Big Cajun 2- Unit 1 - Hg Rate Annual v5.13 | 461 | 7462 | Rate Constraint in lbs/MMBtu | FALSE | L | Annual | Emissions at Affected Plants MER | lbs | 19.9483 | 0 | 0 | 0 | 0 | 0 | 0 | 0
NSR Big Cajun 2- Unit 1 - Hg Rate Annual v5.13 | 461 | 7462 | Rate Constraint in lbs/MMBtu | FALSE | L | Annual | Allowances Purchased MER | lbs | 0 | 0 | 0 | 0 | 0 | 0 | 0 | 0
NSR Big Cajun 2- Unit 1 - Hg Rate Annual v5.13 | 461 | 7462 | Rate Constraint in lbs/MMBtu | FALSE | L | Annual | Allowances Sold MER | lbs | 0 | 0 | 0 | 0 | 0 | 0 | 0 | 0
NSR Big Cajun 2- Unit 1 - Hg Rate Annual v5.13 | 461 | 7462 | Rate Constraint in lbs/MMBtu | FALSE | L | Annual | Allowances Banked | lbs | 0 | 0 | 0 | 0 | 0 | 0 | 0 | 0
NSR Big Cajun 2- Unit 1 - Hg Rate Annual v5.13 | 461 | 7462 | Rate Constraint in lbs/MMBtu | FALSE | L | Annual | Allowances Withdrawn (1:1) | lbs | 0 | 0 | 0 | 0 | 0 | 0 | 0 | 0
NSR Big Cajun 2- Unit 1 - Hg Rate Annual v5.13 | 461 | 7462 | Rate Constraint in lbs/MMBtu | FALSE | L | Annual | Allowances Withdrawn (n:1) | lbs | 0 | 0 | 0 | 0 | 0 | 0 | 0 | 0
NSR Big Cajun 2- Unit 1 - Hg Rate Annual v5.13 | 461 | 7462 | Rate Constraint in lbs/MMBtu | FALSE | L | Annual | Net Emissions Allowance Position | lbs | 19.9483 | 0 | 0 | 0 | 0 | 0 | 0 | 0
NSR Big Cajun 2- Unit 1 - Hg Rate Annual v5.13 | 461 | 7462 | Rate Constraint in lbs/MMBtu | FALSE | L | Annual | Fuel Consumed | TBtu | 35.5506 | 0 | 0 | 0 | 0 | 0 | 0 | 0
NSR Big Cajun 2- Unit 1 - Hg Rate Annual v5.13 | 461 | 7462 | Rate Constraint in lbs/MMBtu | FALSE | L | Annual | Rate | lb/MMBtu | 5.6112e-07 | 0 | 0 | 0 | 0 | 0 | 0 | 0
NSR Big Cajun 2- Unit 1 - Hg Rate Annual v5.13 | 461 | 7462 | Rate Constraint in lbs/MMBtu | FALSE | L | Annual | Generation | TWh | 3.4059 | 0 | 0 | 0 | 0 | 0 | 0 | 0
NSR Big Cajun 2- Unit 1 - Hg Rate Annual v5.13 | 461 | 7462 | Rate Constraint in lbs/MMBtu | FALSE | L | Annual | Qualifying Generation | TWh | 3.4059 | 0 | 0 | 0 | 0 | 0 | 0 | 0
NSR Big Cajun 2- Unit 1 - Hg Rate Annual v5.13 | 461 | 7462 | Rate Constraint in lbs/MMBtu | FALSE | L | Annual | Rate | lb/MWh | 5.857e-06 | 0 | 0 | 0 | 0 | 0 | 0 | 0
NSR Big Cajun 2- Unit 1 - Hg Rate Annual v5.13 | 461 | 7462 | Rate Constraint in lbs/MMBtu | FALSE | L | Annual | Constraint Shadow Price | US2019$/Lb | 0 | 0 | 0 | 0 | 0 | 0 | 0 | 0
NSR Big Cajun 2- Unit 1 - NOx Rate Annual v5.13 | 462 | 7459 | Rate Constraint in lbs/MMBtu | FALSE | L | Annual | Seasons Included | Seasons | Winter, WintShld, Summer | Winter, WintShld, Summer | Winter, WintShld, Summer | Winter, WintShld, Summer | Winter, WintShld, Summer | Winter, WintShld, Summer | Winter, WintShld, Summer | Winter, WintShld, Summer
NSR Big Cajun 2- Unit 1 - NOx Rate Annual v5.13 | 462 | 7459 | Rate Constraint in lbs/MMBtu | FALSE | L | Annual | Standard NOX | lb/MMBtu | 0.15 | 0.15 | 0.15 | 0.15 | 0.15 | 0.15 | 0.15 | 0.15
NSR Big Cajun 2- Unit 1 - NOx Rate Annual v5.13 | 462 | 7459 | Rate Constraint in lbs/MMBtu | FALSE | L | Annual | Emissions at Affected Plants NOX | Thousand Tons | 2.2185 | 0 | 0 | 0 | 0 | 0 | 0 | 0
NSR Big Cajun 2- Unit 1 - NOx Rate Annual v5.13 | 462 | 7459 | Rate Constraint in lbs/MMBtu | FALSE | L | Annual | Allowances Purchased NOX | Thousand Tons | 0 | 0 | 0 | 0 | 0 | 0 | 0 | 0
NSR Big Cajun 2- Unit 1 - NOx Rate Annual v5.13 | 462 | 7459 | Rate Constraint in lbs/MMBtu | FALSE | L | Annual | Allowances Sold NOX | Thousand Tons | 0 | 0 | 0 | 0 | 0 | 0 | 0 | 0
NSR Big Cajun 2- Unit 1 - NOx Rate Annual v5.13 | 462 | 7459 | Rate Constraint in lbs/MMBtu | FALSE | L | Annual | Allowances Banked | Thousand Tons | 0 | 0 | 0 | 0 | 0 | 0 | 0 | 0
NSR Big Cajun 2- Unit 1 - NOx Rate Annual v5.13 | 462 | 7459 | Rate Constraint in lbs/MMBtu | FALSE | L | Annual | Allowances Withdrawn (1:1) | Thousand Tons | 0 | 0 | 0 | 0 | 0 | 0 | 0 | 0
NSR Big Cajun 2- Unit 1 - NOx Rate Annual v5.13 | 462 | 7459 | Rate Constraint in lbs/MMBtu | FALSE | L | Annual | Allowances Withdrawn (n:1) | Thousand Tons | 0 | 0 | 0 | 0 | 0 | 0 | 0 | 0
NSR Big Cajun 2- Unit 1 - NOx Rate Annual v5.13 | 462 | 7459 | Rate Constraint in lbs/MMBtu | FALSE | L | Annual | Net Emissions Allowance Position | Thousand Tons | 2.2185 | 0 | 0 | 0 | 0 | 0 | 0 | 0
NSR Big Cajun 2- Unit 1 - NOx Rate Annual v5.13 | 462 | 7459 | Rate Constraint in lbs/MMBtu | FALSE | L | Annual | Fuel Consumed | TBtu | 35.5506 | 0 | 0 | 0 | 0 | 0 | 0 | 0
NSR Big Cajun 2- Unit 1 - NOx Rate Annual v5.13 | 462 | 7459 | Rate Constraint in lbs/MMBtu | FALSE | L | Annual | Rate | lb/MMBtu | 0.12481 | 0 | 0 | 0 | 0 | 0 | 0 | 0
NSR Big Cajun 2- Unit 1 - NOx Rate Annual v5.13 | 462 | 7459 | Rate Constraint in lbs/MMBtu | FALSE | L | Annual | Generation | TWh | 3.4059 | 0 | 0 | 0 | 0 | 0 | 0 | 0
NSR Big Cajun 2- Unit 1 - NOx Rate Annual v5.13 | 462 | 7459 | Rate Constraint in lbs/MMBtu | FALSE | L | Annual | Qualifying Generation | TWh | 3.4059 | 0 | 0 | 0 | 0 | 0 | 0 | 0
NSR Big Cajun 2- Unit 1 - NOx Rate Annual v5.13 | 462 | 7459 | Rate Constraint in lbs/MMBtu | FALSE | L | Annual | Rate | lb/MWh | 1.3028 | 0 | 0 | 0 | 0 | 0 | 0 | 0
NSR Big Cajun 2- Unit 1 - NOx Rate Annual v5.13 | 462 | 7459 | Rate Constraint in lbs/MMBtu | FALSE | L | Annual | Constraint Shadow Price | US2019$/Ton | 0 | 0 | 0 | 0 | 0 | 0 | 0 | 0
NSR Big Cajun 2- Unit 1 - SO2 Rate Annual v5.13 | 463 | 7457 | Rate Constraint in lbs/MMBtu | FALSE | L | Annual | Seasons Included | Seasons | Winter, WintShld, Summer | Winter, WintShld, Summer | Winter, WintShld, Summer | Winter, WintShld, Summer | Winter, WintShld, Summer | Winter, WintShld, Summer | Winter, WintShld, Summer | Winter, WintShld, Summer
NSR Big Cajun 2- Unit 1 - SO2 Rate Annual v5.13 | 463 | 7457 | Rate Constraint in lbs/MMBtu | FALSE | L | Annual | Standard SO2 | lb/MMBtu | 0.38 | 0.07 | 0.07 | 0.07 | 0.07 | 0.07 | 0.07 | 0.07
NSR Big Cajun 2- Unit 1 - SO2 Rate Annual v5.13 | 463 | 7457 | Rate Constraint in lbs/MMBtu | FALSE | L | Annual | Emissions at Affected Plants SO2 | Thousand Tons | 4.4221 | 0 | 0 | 0 | 0 | 0 | 0 | 0
NSR Big Cajun 2- Unit 1 - SO2 Rate Annual v5.13 | 463 | 7457 | Rate Constraint in lbs/MMBtu | FALSE | L | Annual | Allowances Purchased SO2 | Thousand Tons | 0 | 0 | 0 | 0 | 0 | 0 | 0 | 0
NSR Big Cajun 2- Unit 1 - SO2 Rate Annual v5.13 | 463 | 7457 | Rate Constraint in lbs/MMBtu | FALSE | L | Annual | Allowances Sold SO2 | Thousand Tons | 0 | 0 | 0 | 0 | 0 | 0 | 0 | 0
NSR Big Cajun 2- Unit 1 - SO2 Rate Annual v5.13 | 463 | 7457 | Rate Constraint in lbs/MMBtu | FALSE | L | Annual | Allowances Banked | Thousand Tons | 0 | 0 | 0 | 0 | 0 | 0 | 0 | 0
NSR Big Cajun 2- Unit 1 - SO2 Rate Annual v5.13 | 463 | 7457 | Rate Constraint in lbs/MMBtu | FALSE | L | Annual | Allowances Withdrawn (1:1) | Thousand Tons | 0 | 0 | 0 | 0 | 0 | 0 | 0 | 0
NSR Big Cajun 2- Unit 1 - SO2 Rate Annual v5.13 | 463 | 7457 | Rate Constraint in lbs/MMBtu | FALSE | L | Annual | Allowances Withdrawn (n:1) | Thousand Tons | 0 | 0 | 0 | 0 | 0 | 0 | 0 | 0
NSR Big Cajun 2- Unit 1 - SO2 Rate Annual v5.13 | 463 | 7457 | Rate Constraint in lbs/MMBtu | FALSE | L | Annual | Net Emissions Allowance Position | Thousand Tons | 4.4221 | 0 | 0 | 0 | 0 | 0 | 0 | 0
NSR Big Cajun 2- Unit 1 - SO2 Rate Annual v5.13 | 463 | 7457 | Rate Constraint in lbs/MMBtu | FALSE | L | Annual | Fuel Consumed | TBtu | 35.5506 | 0 | 0 | 0 | 0 | 0 | 0 | 0
NSR Big Cajun 2- Unit 1 - SO2 Rate Annual v5.13 | 463 | 7457 | Rate Constraint in lbs/MMBtu | FALSE | L | Annual | Rate | lb/MMBtu | 0.24878 | 0 | 0 | 0 | 0 | 0 | 0 | 0
NSR Big Cajun 2- Unit 1 - SO2 Rate Annual v5.13 | 463 | 7457 | Rate Constraint in lbs/MMBtu | FALSE | L | Annual | Generation | TWh | 3.4059 | 0 | 0 | 0 | 0 | 0 | 0 | 0
NSR Big Cajun 2- Unit 1 - SO2 Rate Annual v5.13 | 463 | 7457 | Rate Constraint in lbs/MMBtu | FALSE | L | Annual | Qualifying Generation | TWh | 3.4059 | 0 | 0 | 0 | 0 | 0 | 0 | 0
NSR Big Cajun 2- Unit 1 - SO2 Rate Annual v5.13 | 463 | 7457 | Rate Constraint in lbs/MMBtu | FALSE | L | Annual | Rate | lb/MWh | 2.5968 | 0 | 0 | 0 | 0 | 0 | 0 | 0
NSR Big Cajun 2- Unit 1 - SO2 Rate Annual v5.13 | 463 | 7457 | Rate Constraint in lbs/MMBtu | FALSE | L | Annual | Constraint Shadow Price | US2019$/Ton | 0 | 3995.7131 | 0 | 16545.7072 | 0 | 11130.1786 | 8307.1384 | 54.4204
NSR Big Cajun 2- Unit 3 - Hg Rate Annual v5.13 | 464 | 7463 | Rate Constraint in lbs/MMBtu | FALSE | L | Annual | Seasons Included | Seasons | Winter, WintShld, Summer | Winter, WintShld, Summer | Winter, WintShld, Summer | Winter, WintShld, Summer | Winter, WintShld, Summer | Winter, WintShld, Summer | Winter, WintShld, Summer | Winter, WintShld, Summer
NSR Big Cajun 2- Unit 3 - Hg Rate Annual v5.13 | 464 | 7463 | Rate Constraint in lbs/MMBtu | FALSE | L | Annual | Standard MER | lb/MMBtu | 0.03 | 0.03 | 0.03 | 0.03 | 0.03 | 0.03 | 0.03 | 0.03
NSR Big Cajun 2- Unit 3 - Hg Rate Annual v5.13 | 464 | 7463 | Rate Constraint in lbs/MMBtu | FALSE | L | Annual | Emissions at Affected Plants MER | lbs | 23.5478 | 16.7374 | 0 | 0 | 0 | 0 | 0 | 0
NSR Big Cajun 2- Unit 3 - Hg Rate Annual v5.13 | 464 | 7463 | Rate Constraint in lbs/MMBtu | FALSE | L | Annual | Allowances Purchased MER | lbs | 0 | 0 | 0 | 0 | 0 | 0 | 0 | 0
NSR Big Cajun 2- Unit 3 - Hg Rate Annual v5.13 | 464 | 7463 | Rate Constraint in lbs/MMBtu | FALSE | L | Annual | Allowances Sold MER | lbs | 0 | 0 | 0 | 0 | 0 | 0 | 0 | 0
NSR Big Cajun 2- Unit 3 - Hg Rate Annual v5.13 | 464 | 7463 | Rate Constraint in lbs/MMBtu | FALSE | L | Annual | Allowances Banked | lbs | 0 | 0 | 0 | 0 | 0 | 0 | 0 | 0
NSR Big Cajun 2- Unit 3 - Hg Rate Annual v5.13 | 464 | 7463 | Rate Constraint in lbs/MMBtu | FALSE | L | Annual | Allowances Withdrawn (1:1) | lbs | 0 | 0 | 0 | 0 | 0 | 0 | 0 | 0
NSR Big Cajun 2- Unit 3 - Hg Rate Annual v5.13 | 464 | 7463 | Rate Constraint in lbs/MMBtu | FALSE | L | Annual | Allowances Withdrawn (n:1) | lbs | 0 | 0 | 0 | 0 | 0 | 0 | 0 | 0
NSR Big Cajun 2- Unit 3 - Hg Rate Annual v5.13 | 464 | 7463 | Rate Constraint in lbs/MMBtu | FALSE | L | Annual | Net Emissions Allowance Position | lbs | 23.5478 | 16.7374 | 0 | 0 | 0 | 0 | 0 | 0
NSR Big Cajun 2- Unit 3 - Hg Rate Annual v5.13 | 464 | 7463 | Rate Constraint in lbs/MMBtu | FALSE | L | Annual | Fuel Consumed | TBtu | 41.9653 | 29.8282 | 0 | 0 | 0 | 0 | 0 | 0
NSR Big Cajun 2- Unit 3 - Hg Rate Annual v5.13 | 464 | 7463 | Rate Constraint in lbs/MMBtu | FALSE | L | Annual | Rate | lb/MMBtu | 5.6112e-07 | 5.6112e-07 | 0 | 0 | 0 | 0 | 0 | 0
NSR Big Cajun 2- Unit 3 - Hg Rate Annual v5.13 | 464 | 7463 | Rate Constraint in lbs/MMBtu | FALSE | L | Annual | Generation | TWh | 4.0204 | 2.8577 | 0 | 0 | 0 | 0 | 0 | 0
NSR Big Cajun 2- Unit 3 - Hg Rate Annual v5.13 | 464 | 7463 | Rate Constraint in lbs/MMBtu | FALSE | L | Annual | Qualifying Generation | TWh | 4.0204 | 2.8577 | 0 | 0 | 0 | 0 | 0 | 0
NSR Big Cajun 2- Unit 3 - Hg Rate Annual v5.13 | 464 | 7463 | Rate Constraint in lbs/MMBtu | FALSE | L | Annual | Rate | lb/MWh | 5.857e-06 | 5.857e-06 | 0 | 0 | 0 | 0 | 0 | 0
NSR Big Cajun 2- Unit 3 - Hg Rate Annual v5.13 | 464 | 7463 | Rate Constraint in lbs/MMBtu | FALSE | L | Annual | Constraint Shadow Price | US2019$/Lb | 0 | 0 | 0 | 0 | 0 | 0 | 0 | 0
NSR Big Cajun 2- Unit 3 - NOx Rate Annual v5.13 | 465 | 7461 | Rate Constraint in lbs/MMBtu | FALSE | L | Annual | Seasons Included | Seasons | Winter, WintShld, Summer | Winter, WintShld, Summer | Winter, WintShld, Summer | Winter, WintShld, Summer | Winter, WintShld, Summer | Winter, WintShld, Summer | Winter, WintShld, Summer | Winter, WintShld, Summer
NSR Big Cajun 2- Unit 3 - NOx Rate Annual v5.13 | 465 | 7461 | Rate Constraint in lbs/MMBtu | FALSE | L | Annual | Standard NOX | lb/MMBtu | 0.135 | 0.135 | 0.135 | 0.135 | 0.135 | 0.135 | 0.135 | 0.135
NSR Big Cajun 2- Unit 3 - NOx Rate Annual v5.13 | 465 | 7461 | Rate Constraint in lbs/MMBtu | FALSE | L | Annual | Emissions at Affected Plants NOX | Thousand Tons | 2.563 | 1.8218 | 0 | 0 | 0 | 0 | 0 | 0
NSR Big Cajun 2- Unit 3 - NOx Rate Annual v5.13 | 465 | 7461 | Rate Constraint in lbs/MMBtu | FALSE | L | Annual | Allowances Purchased NOX | Thousand Tons | 0 | 0 | 0 | 0 | 0 | 0 | 0 | 0
NSR Big Cajun 2- Unit 3 - NOx Rate Annual v5.13 | 465 | 7461 | Rate Constraint in lbs/MMBtu | FALSE | L | Annual | Allowances Sold NOX | Thousand Tons | 0 | 0 | 0 | 0 | 0 | 0 | 0 | 0
NSR Big Cajun 2- Unit 3 - NOx Rate Annual v5.13 | 465 | 7461 | Rate Constraint in lbs/MMBtu | FALSE | L | Annual | Allowances Banked | Thousand Tons | 0 | 0 | 0 | 0 | 0 | 0 | 0 | 0
NSR Big Cajun 2- Unit 3 - NOx Rate Annual v5.13 | 465 | 7461 | Rate Constraint in lbs/MMBtu | FALSE | L | Annual | Allowances Withdrawn (1:1) | Thousand Tons | 0 | 0 | 0 | 0 | 0 | 0 | 0 | 0
NSR Big Cajun 2- Unit 3 - NOx Rate Annual v5.13 | 465 | 7461 | Rate Constraint in lbs/MMBtu | FALSE | L | Annual | Allowances Withdrawn (n:1) | Thousand Tons | 0 | 0 | 0 | 0 | 0 | 0 | 0 | 0
NSR Big Cajun 2- Unit 3 - NOx Rate Annual v5.13 | 465 | 7461 | Rate Constraint in lbs/MMBtu | FALSE | L | Annual | Net Emissions Allowance Position | Thousand Tons | 2.563 | 1.8218 | 0 | 0 | 0 | 0 | 0 | 0
NSR Big Cajun 2- Unit 3 - NOx Rate Annual v5.13 | 465 | 7461 | Rate Constraint in lbs/MMBtu | FALSE | L | Annual | Fuel Consumed | TBtu | 41.9653 | 29.8282 | 0 | 0 | 0 | 0 | 0 | 0
NSR Big Cajun 2- Unit 3 - NOx Rate Annual v5.13 | 465 | 7461 | Rate Constraint in lbs/MMBtu | FALSE | L | Annual | Rate | lb/MMBtu | 0.12215 | 0.12215 | 0 | 0 | 0 | 0 | 0 | 0
NSR Big Cajun 2- Unit 3 - NOx Rate Annual v5.13 | 465 | 7461 | Rate Constraint in lbs/MMBtu | FALSE | L | Annual | Generation | TWh | 4.0204 | 2.8577 | 0 | 0 | 0 | 0 | 0 | 0
NSR Big Cajun 2- Unit 3 - NOx Rate Annual v5.13 | 465 | 7461 | Rate Constraint in lbs/MMBtu | FALSE | L | Annual | Qualifying Generation | TWh | 4.0204 | 2.8577 | 0 | 0 | 0 | 0 | 0 | 0
NSR Big Cajun 2- Unit 3 - NOx Rate Annual v5.13 | 465 | 7461 | Rate Constraint in lbs/MMBtu | FALSE | L | Annual | Rate | lb/MWh | 1.275 | 1.275 | 0 | 0 | 0 | 0 | 0 | 0
NSR Big Cajun 2- Unit 3 - NOx Rate Annual v5.13 | 465 | 7461 | Rate Constraint in lbs/MMBtu | FALSE | L | Annual | Constraint Shadow Price | US2019$/Ton | 0 | 0 | 0 | 0 | 0 | 0 | 0 | 0
NSR Boswell 1-3 - SO2 Rate Annual v5.14 | 466 | 7484 | Rate Constraint in lbs/MMBtu | FALSE | L | Annual | Seasons Included | Seasons | Winter, WintShld, Summer | Winter, WintShld, Summer | Winter, WintShld, Summer | Winter, WintShld, Summer | Winter, WintShld, Summer | Winter, WintShld, Summer | Winter, WintShld, Summer | Winter, WintShld, Summer
NSR Boswell 1-3 - SO2 Rate Annual v5.14 | 466 | 7484 | Rate Constraint in lbs/MMBtu | FALSE | L | Annual | Standard SO2 | lb/MMBtu | 0.03 | 0.03 | 0.03 | 0.03 | 0.03 | 0.03 | 0.03 | 0.03
NSR Boswell 1-3 - SO2 Rate Annual v5.14 | 466 | 7484 | Rate Constraint in lbs/MMBtu | FALSE | L | Annual | Emissions at Affected Plants SO2 | Thousand Tons | 0.37653 | 0.32387 | 0.09404 | 0 | 0 | 0 | 0 | 0
NSR Boswell 1-3 - SO2 Rate Annual v5.14 | 466 | 7484 | Rate Constraint in lbs/MMBtu | FALSE | L | Annual | Allowances Purchased SO2 | Thousand Tons | 0 | 0 | 0 | 0 | 0 | 0 | 0 | 0
NSR Boswell 1-3 - SO2 Rate Annual v5.14 | 466 | 7484 | Rate Constraint in lbs/MMBtu | FALSE | L | Annual | Allowances Sold SO2 | Thousand Tons | 0 | 0 | 0 | 0 | 0 | 0 | 0 | 0
NSR Boswell 1-3 - SO2 Rate Annual v5.14 | 466 | 7484 | Rate Constraint in lbs/MMBtu | FALSE | L | Annual | Allowances Banked | Thousand Tons | 0 | 0 | 0 | 0 | 0 | 0 | 0 | 0
NSR Boswell 1-3 - SO2 Rate Annual v5.14 | 466 | 7484 | Rate Constraint in lbs/MMBtu | FALSE | L | Annual | Allowances Withdrawn (1:1) | Thousand Tons | 0 | 0 | 0 | 0 | 0 | 0 | 0 | 0
NSR Boswell 1-3 - SO2 Rate Annual v5.14 | 466 | 7484 | Rate Constraint in lbs/MMBtu | FALSE | L | Annual | Allowances Withdrawn (n:1) | Thousand Tons | 0 | 0 | 0 | 0 | 0 | 0 | 0 | 0
NSR Boswell 1-3 - SO2 Rate Annual v5.14 | 466 | 7484 | Rate Constraint in lbs/MMBtu | FALSE | L | Annual | Net Emissions Allowance Position | Thousand Tons | 0.37653 | 0.32387 | 0.09404 | 0 | 0 | 0 | 0 | 0
NSR Boswell 1-3 - SO2 Rate Annual v5.14 | 466 | 7484 | Rate Constraint in lbs/MMBtu | FALSE | L | Annual | Fuel Consumed | TBtu | 25.184 | 21.6614 | 6.2898 | 0 | 0 | 0 | 0 | 0
NSR Boswell 1-3 - SO2 Rate Annual v5.14 | 466 | 7484 | Rate Constraint in lbs/MMBtu | FALSE | L | Annual | Rate | lb/MMBtu | 0.029903 | 0.029903 | 0.029903 | 0 | 0 | 0 | 0 | 0
NSR Boswell 1-3 - SO2 Rate Annual v5.14 | 466 | 7484 | Rate Constraint in lbs/MMBtu | FALSE | L | Annual | Generation | TWh | 2.3761 | 2.0437 | 0.59343 | 0 | 0 | 0 | 0 | 0
NSR Boswell 1-3 - SO2 Rate Annual v5.14 | 466 | 7484 | Rate Constraint in lbs/MMBtu | FALSE | L | Annual | Qualifying Generation | TWh | 2.3761 | 2.0437 | 0.59343 | 0 | 0 | 0 | 0 | 0
NSR Boswell 1-3 - SO2 Rate Annual v5.14 | 466 | 7484 | Rate Constraint in lbs/MMBtu | FALSE | L | Annual | Rate | lb/MWh | 0.31694 | 0.31694 | 0.31694 | 0 | 0 | 0 | 0 | 0
NSR Boswell 1-3 - SO2 Rate Annual v5.14 | 466 | 7484 | Rate Constraint in lbs/MMBtu | FALSE | L | Annual | Constraint Shadow Price | US2019$/Ton | 0 | 0 | 0 | 141500.8559 | 48042.5778 | 122116.797 | 99811.3574 | 71625.2484
NSR Boswell 3 - NOX Rate Annual v5.14 | 467 | 7485 | Rate Constraint in lbs/MMBtu | FALSE | L | Annual | Seasons Included | Seasons | Winter, WintShld, Summer | Winter, WintShld, Summer | Winter, WintShld, Summer | Winter, WintShld, Summer | Winter, WintShld, Summer | Winter, WintShld, Summer | Winter, WintShld, Summer | Winter, WintShld, Summer
NSR Boswell 3 - NOX Rate Annual v5.14 | 467 | 7485 | Rate Constraint in lbs/MMBtu | FALSE | L | Annual | Standard NOX | lb/MMBtu | 0.06 | 0.06 | 0.06 | 0.06 | 0.06 | 0.06 | 0.06 | 0.06
NSR Boswell 3 - NOX Rate Annual v5.14 | 467 | 7485 | Rate Constraint in lbs/MMBtu | FALSE | L | Annual | Emissions at Affected Plants NOX | Thousand Tons | 0.71573 | 0.61562 | 0.17876 | 0 | 0 | 0 | 0 | 0
NSR Boswell 3 - NOX Rate Annual v5.14 | 467 | 7485 | Rate Constraint in lbs/MMBtu | FALSE | L | Annual | Allowances Purchased NOX | Thousand Tons | 0 | 0 | 0 | 0 | 0 | 0 | 0 | 0
NSR Boswell 3 - NOX Rate Annual v5.14 | 467 | 7485 | Rate Constraint in lbs/MMBtu | FALSE | L | Annual | Allowances Sold NOX | Thousand Tons | 0 | 0 | 0 | 0 | 0 | 0 | 0 | 0
NSR Boswell 3 - NOX Rate Annual v5.14 | 467 | 7485 | Rate Constraint in lbs/MMBtu | FALSE | L | Annual | Allowances Banked | Thousand Tons | 0 | 0 | 0 | 0 | 0 | 0 | 0 | 0
NSR Boswell 3 - NOX Rate Annual v5.14 | 467 | 7485 | Rate Constraint in lbs/MMBtu | FALSE | L | Annual | Allowances Withdrawn (1:1) | Thousand Tons | 0 | 0 | 0 | 0 | 0 | 0 | 0 | 0
NSR Boswell 3 - NOX Rate Annual v5.14 | 467 | 7485 | Rate Constraint in lbs/MMBtu | FALSE | L | Annual | Allowances Withdrawn (n:1) | Thousand Tons | 0 | 0 | 0 | 0 | 0 | 0 | 0 | 0
NSR Boswell 3 - NOX Rate Annual v5.14 | 467 | 7485 | Rate Constraint in lbs/MMBtu | FALSE | L | Annual | Net Emissions Allowance Position | Thousand Tons | 0.71573 | 0.61562 | 0.17876 | 0 | 0 | 0 | 0 | 0
NSR Boswell 3 - NOX Rate Annual v5.14 | 467 | 7485 | Rate Constraint in lbs/MMBtu | FALSE | L | Annual | Fuel Consumed | TBtu | 25.184 | 21.6614 | 6.2898 | 0 | 0 | 0 | 0 | 0
NSR Boswell 3 - NOX Rate Annual v5.14 | 467 | 7485 | Rate Constraint in lbs/MMBtu | FALSE | L | Annual | Rate | lb/MMBtu | 0.05684 | 0.05684 | 0.05684 | 0 | 0 | 0 | 0 | 0
NSR Boswell 3 - NOX Rate Annual v5.14 | 467 | 7485 | Rate Constraint in lbs/MMBtu | FALSE | L | Annual | Generation | TWh | 2.3761 | 2.0437 | 0.59343 | 0 | 0 | 0 | 0 | 0
NSR Boswell 3 - NOX Rate Annual v5.14 | 467 | 7485 | Rate Constraint in lbs/MMBtu | FALSE | L | Annual | Qualifying Generation | TWh | 2.3761 | 2.0437 | 0.59343 | 0 | 0 | 0 | 0 | 0
NSR Boswell 3 - NOX Rate Annual v5.14 | 467 | 7485 | Rate Constraint in lbs/MMBtu | FALSE | L | Annual | Rate | lb/MWh | 0.60245 | 0.60245 | 0.60245 | 0 | 0 | 0 | 0 | 0
NSR Boswell 3 - NOX Rate Annual v5.14 | 467 | 7485 | Rate Constraint in lbs/MMBtu | FALSE | L | Annual | Constraint Shadow Price | US2019$/Ton | 0 | 0 | 0 | 0 | 0 | 0 | 0 | 0
NSR Boswell 4 - NOX Rate Annual v5.14 | 468 | 7487 | Rate Constraint in lbs/MMBtu | FALSE | L | Annual | Seasons Included | Seasons | Winter, WintShld, Summer | Winter, WintShld, Summer | Winter, WintShld, Summer | Winter, WintShld, Summer | Winter, WintShld, Summer | Winter, WintShld, Summer | Winter, WintShld, Summer | Winter, WintShld, Summer
NSR Boswell 4 - NOX Rate Annual v5.14 | 468 | 7487 | Rate Constraint in lbs/MMBtu | FALSE | L | Annual | Standard NOX | lb/MMBtu | 0.12 | 0.12 | 0.12 | 0.12 | 0.12 | 0.12 | 0.12 | 0.12
NSR Boswell 4 - NOX Rate Annual v5.14 | 468 | 7487 | Rate Constraint in lbs/MMBtu | FALSE | L | Annual | Emissions at Affected Plants NOX | Thousand Tons | 2.2331 | 1.9148 | 1.7651 | 1.2088 | 0 | 0 | 0 | 0
NSR Boswell 4 - NOX Rate Annual v5.14 | 468 | 7487 | Rate Constraint in lbs/MMBtu | FALSE | L | Annual | Allowances Purchased NOX | Thousand Tons | 0 | 0 | 0 | 0 | 0 | 0 | 0 | 0
NSR Boswell 4 - NOX Rate Annual v5.14 | 468 | 7487 | Rate Constraint in lbs/MMBtu | FALSE | L | Annual | Allowances Sold NOX | Thousand Tons | 0 | 0 | 0 | 0 | 0 | 0 | 0 | 0
NSR Boswell 4 - NOX Rate Annual v5.14 | 468 | 7487 | Rate Constraint in lbs/MMBtu | FALSE | L | Annual | Allowances Banked | Thousand Tons | 0 | 0 | 0 | 0 | 0 | 0 | 0 | 0
NSR Boswell 4 - NOX Rate Annual v5.14 | 468 | 7487 | Rate Constraint in lbs/MMBtu | FALSE | L | Annual | Allowances Withdrawn (1:1) | Thousand Tons | 0 | 0 | 0 | 0 | 0 | 0 | 0 | 0
NSR Boswell 4 - NOX Rate Annual v5.14 | 468 | 7487 | Rate Constraint in lbs/MMBtu | FALSE | L | Annual | Allowances Withdrawn (n:1) | Thousand Tons | 0 | 0 | 0 | 0 | 0 | 0 | 0 | 0
NSR Boswell 4 - NOX Rate Annual v5.14 | 468 | 7487 | Rate Constraint in lbs/MMBtu | FALSE | L | Annual | Net Emissions Allowance Position | Thousand Tons | 2.2331 | 1.9148 | 1.7651 | 1.2088 | 0 | 0 | 0 | 0
NSR Boswell 4 - NOX Rate Annual v5.14 | 468 | 7487 | Rate Constraint in lbs/MMBtu | FALSE | L | Annual | Fuel Consumed | TBtu | 43.0684 | 36.9295 | 34.0425 | 23.3135 | 0 | 0 | 0 | 0
NSR Boswell 4 - NOX Rate Annual v5.14 | 468 | 7487 | Rate Constraint in lbs/MMBtu | FALSE | L | Annual | Rate | lb/MMBtu | 0.1037 | 0.1037 | 0.1037 | 0.1037 | 0 | 0 | 0 | 0
NSR Boswell 4 - NOX Rate Annual v5.14 | 468 | 7487 | Rate Constraint in lbs/MMBtu | FALSE | L | Annual | Generation | TWh | 4.0482 | 3.4711 | 3.1998 | 2.1913 | 0 | 0 | 0 | 0
NSR Boswell 4 - NOX Rate Annual v5.14 | 468 | 7487 | Rate Constraint in lbs/MMBtu | FALSE | L | Annual | Qualifying Generation | TWh | 4.0482 | 3.4711 | 3.1998 | 2.1913 | 0 | 0 | 0 | 0
NSR Boswell 4 - NOX Rate Annual v5.14 | 468 | 7487 | Rate Constraint in lbs/MMBtu | FALSE | L | Annual | Rate | lb/MWh | 1.1033 | 1.1033 | 1.1033 | 1.1033 | 0 | 0 | 0 | 0
NSR Boswell 4 - NOX Rate Annual v5.14 | 468 | 7487 | Rate Constraint in lbs/MMBtu | FALSE | L | Annual | Constraint Shadow Price | US2019$/Ton | 0 | 0 | 0 | 0 | 0 | 0 | 0 | 0
NSR Boswell 4 - SO2 Rate Annual v5.14 | 469 | 7486 | Rate Constraint in lbs/MMBtu | FALSE | L | Annual | Seasons Included | Seasons | Winter, WintShld, Summer | Winter, WintShld, Summer | Winter, WintShld, Summer | Winter, WintShld, Summer | Winter, WintShld, Summer | Winter, WintShld, Summer | Winter, WintShld, Summer | Winter, WintShld, Summer
NSR Boswell 4 - SO2 Rate Annual v5.14 | 469 | 7486 | Rate Constraint in lbs/MMBtu | FALSE | L | Annual | Standard SO2 | lb/MMBtu | 0.03 | 0.03 | 0.03 | 0.03 | 0.03 | 0.03 | 0.03 | 0.03
NSR Boswell 4 - SO2 Rate Annual v5.14 | 469 | 7486 | Rate Constraint in lbs/MMBtu | FALSE | L | Annual | Emissions at Affected Plants SO2 | Thousand Tons | 0.50543 | 0.43338 | 0.3995 | 0.27359 | 0 | 0 | 0 | 0
NSR Boswell 4 - SO2 Rate Annual v5.14 | 469 | 7486 | Rate Constraint in lbs/MMBtu | FALSE | L | Annual | Allowances Purchased SO2 | Thousand Tons | 0 | 0 | 0 | 0 | 0 | 0 | 0 | 0
NSR Boswell 4 - SO2 Rate Annual v5.14 | 469 | 7486 | Rate Constraint in lbs/MMBtu | FALSE | L | Annual | Allowances Sold SO2 | Thousand Tons | 0 | 0 | 0 | 0 | 0 | 0 | 0 | 0
NSR Boswell 4 - SO2 Rate Annual v5.14 | 469 | 7486 | Rate Constraint in lbs/MMBtu | FALSE | L | Annual | Allowances Banked | Thousand Tons | 0 | 0 | 0 | 0 | 0 | 0 | 0 | 0
NSR Boswell 4 - SO2 Rate Annual v5.14 | 469 | 7486 | Rate Constraint in lbs/MMBtu | FALSE | L | Annual | Allowances Withdrawn (1:1) | Thousand Tons | 0 | 0 | 0 | 0 | 0 | 0 | 0 | 0
NSR Boswell 4 - SO2 Rate Annual v5.14 | 469 | 7486 | Rate Constraint in lbs/MMBtu | FALSE | L | Annual | Allowances Withdrawn (n:1) | Thousand Tons | 0 | 0 | 0 | 0 | 0 | 0 | 0 | 0
NSR Boswell 4 - SO2 Rate Annual v5.14 | 469 | 7486 | Rate Constraint in lbs/MMBtu | FALSE | L | Annual | Net Emissions Allowance Position | Thousand Tons | 0.50543 | 0.43338 | 0.3995 | 0.27359 | 0 | 0 | 0 | 0
NSR Boswell 4 - SO2 Rate Annual v5.14 | 469 | 7486 | Rate Constraint in lbs/MMBtu | FALSE | L | Annual | Fuel Consumed | TBtu | 43.0684 | 36.9295 | 34.0425 | 23.3135 | 0 | 0 | 0 | 0
NSR Boswell 4 - SO2 Rate Annual v5.14 | 469 | 7486 | Rate Constraint in lbs/MMBtu | FALSE | L | Annual | Rate | lb/MMBtu | 0.023471 | 0.023471 | 0.023471 | 0.023471 | 0 | 0 | 0 | 0
NSR Boswell 4 - SO2 Rate Annual v5.14 | 469 | 7486 | Rate Constraint in lbs/MMBtu | FALSE | L | Annual | Generation | TWh | 4.0482 | 3.4711 | 3.1998 | 2.1913 | 0 | 0 | 0 | 0
NSR Boswell 4 - SO2 Rate Annual v5.14 | 469 | 7486 | Rate Constraint in lbs/MMBtu | FALSE | L | Annual | Qualifying Generation | TWh | 4.0482 | 3.4711 | 3.1998 | 2.1913 | 0 | 0 | 0 | 0
NSR Boswell 4 - SO2 Rate Annual v5.14 | 469 | 7486 | Rate Constraint in lbs/MMBtu | FALSE | L | Annual | Rate | lb/MWh | 0.24971 | 0.24971 | 0.24971 | 0.24971 | 0 | 0 | 0 | 0
NSR Boswell 4 - SO2 Rate Annual v5.14 | 469 | 7486 | Rate Constraint in lbs/MMBtu | FALSE | L | Annual | Constraint Shadow Price | US2019$/Ton | 0 | 0 | 0 | 0 | 5076.2856 | 0 | 110883.1906 | 207011.2914
NSR Burlington Unit 1 SO2 Rate v5.16 | 470 | 7660 | Rate Constraint in lbs/MMBtu | FALSE | L | Annual | Seasons Included | Seasons | Winter, WintShld, Summer | Winter, WintShld, Summer | Winter, WintShld, Summer | Winter, WintShld, Summer | Winter, WintShld, Summer | Winter, WintShld, Summer | Winter, WintShld, Summer | Winter, WintShld, Summer
NSR Burlington Unit 1 SO2 Rate v5.16 | 470 | 7660 | Rate Constraint in lbs/MMBtu | FALSE | L | Annual | Standard SO2 | lb/MMBtu | 0.75 | 0.75 | 0.75 | 0.75 | 0.75 | 0.75 | 0.75 | 0.75
NSR Burlington Unit 1 SO2 Rate v5.16 | 470 | 7660 | Rate Constraint in lbs/MMBtu | FALSE | L | Annual | Emissions at Affected Plants SO2 | Thousand Tons | 0 | 0 | 0 | 0 | 0 | 0 | 0 | 0
NSR Burlington Unit 1 SO2 Rate v5.16 | 470 | 7660 | Rate Constraint in lbs/MMBtu | FALSE | L | Annual | Allowances Purchased SO2 | Thousand Tons | 0 | 0 | 0 | 0 | 0 | 0 | 0 | 0
NSR Burlington Unit 1 SO2 Rate v5.16 | 470 | 7660 | Rate Constraint in lbs/MMBtu | FALSE | L | Annual | Allowances Sold SO2 | Thousand Tons | 0 | 0 | 0 | 0 | 0 | 0 | 0 | 0
NSR Burlington Unit 1 SO2 Rate v5.16 | 470 | 7660 | Rate Constraint in lbs/MMBtu | FALSE | L | Annual | Allowances Banked | Thousand Tons | 0 | 0 | 0 | 0 | 0 | 0 | 0 | 0
NSR Burlington Unit 1 SO2 Rate v5.16 | 470 | 7660 | Rate Constraint in lbs/MMBtu | FALSE | L | Annual | Allowances Withdrawn (1:1) | Thousand Tons | 0 | 0 | 0 | 0 | 0 | 0 | 0 | 0
NSR Burlington Unit 1 SO2 Rate v5.16 | 470 | 7660 | Rate Constraint in lbs/MMBtu | FALSE | L | Annual | Allowances Withdrawn (n:1) | Thousand Tons | 0 | 0 | 0 | 0 | 0 | 0 | 0 | 0
NSR Burlington Unit 1 SO2 Rate v5.16 | 470 | 7660 | Rate Constraint in lbs/MMBtu | FALSE | L | Annual | Net Emissions Allowance Position | Thousand Tons | 0 | 0 | 0 | 0 | 0 | 0 | 0 | 0
NSR Burlington Unit 1 SO2 Rate v5.16 | 470 | 7660 | Rate Constraint in lbs/MMBtu | FALSE | L | Annual | Fuel Consumed | TBtu | 0 | 0 | 0 | 0 | 0 | 0 | 0 | 0
NSR Burlington Unit 1 SO2 Rate v5.16 | 470 | 7660 | Rate Constraint in lbs/MMBtu | FALSE | L | Annual | Rate | lb/MMBtu | 0 | 0 | 0 | 0 | 0 | 0 | 0 | 0
NSR Burlington Unit 1 SO2 Rate v5.16 | 470 | 7660 | Rate Constraint in lbs/MMBtu | FALSE | L | Annual | Generation | TWh | 0 | 0 | 0 | 0 | 0 | 0 | 0 | 0
NSR Burlington Unit 1 SO2 Rate v5.16 | 470 | 7660 | Rate Constraint in lbs/MMBtu | FALSE | L | Annual | Qualifying Generation | TWh | 0 | 0 | 0 | 0 | 0 | 0 | 0 | 0
NSR Burlington Unit 1 SO2 Rate v5.16 | 470 | 7660 | Rate Constraint in lbs/MMBtu | FALSE | L | Annual | Rate | lb/MWh | 0 | 0 | 0 | 0 | 0 | 0 | 0 | 0
NSR Burlington Unit 1 SO2 Rate v5.16 | 470 | 7660 | Rate Constraint in lbs/MMBtu | FALSE | L | Annual | Constraint Shadow Price | US2019$/Ton | 0 | 0 | 0 | 0 | 0 | 0 | 0 | 0
NSR Campbell 1 - SO2 Rate Annual v5.14 | 471 | 7494 | Rate Constraint in lbs/MMBtu | FALSE | L | Annual | Seasons Included | Seasons | Winter, WintShld, Summer | Winter, WintShld, Summer | Winter, WintShld, Summer | Winter, WintShld, Summer | Winter, WintShld, Summer | Winter, WintShld, Summer | Winter, WintShld, Summer | Winter, WintShld, Summer
NSR Campbell 1 - SO2 Rate Annual v5.14 | 471 | 7494 | Rate Constraint in lbs/MMBtu | FALSE | L | Annual | Standard SO2 | lb/MMBtu | 0.29 | 0.29 | 0.29 | 0.29 | 0.29 | 0.29 | 0.29 | 0.29
NSR Campbell 1 - SO2 Rate Annual v5.14 | 471 | 7494 | Rate Constraint in lbs/MMBtu | FALSE | L | Annual | Emissions at Affected Plants SO2 | Thousand Tons | 2.6223 | 0 | 0 | 0 | 0 | 0 | 0 | 0
NSR Campbell 1 - SO2 Rate Annual v5.14 | 471 | 7494 | Rate Constraint in lbs/MMBtu | FALSE | L | Annual | Allowances Purchased SO2 | Thousand Tons | 0 | 0 | 0 | 0 | 0 | 0 | 0 | 0
NSR Campbell 1 - SO2 Rate Annual v5.14 | 471 | 7494 | Rate Constraint in lbs/MMBtu | FALSE | L | Annual | Allowances Sold SO2 | Thousand Tons | 0 | 0 | 0 | 0 | 0 | 0 | 0 | 0
NSR Campbell 1 - SO2 Rate Annual v5.14 | 471 | 7494 | Rate Constraint in lbs/MMBtu | FALSE | L | Annual | Allowances Banked | Thousand Tons | 0 | 0 | 0 | 0 | 0 | 0 | 0 | 0
NSR Campbell 1 - SO2 Rate Annual v5.14 | 471 | 7494 | Rate Constraint in lbs/MMBtu | FALSE | L | Annual | Allowances Withdrawn (1:1) | Thousand Tons | 0 | 0 | 0 | 0 | 0 | 0 | 0 | 0
NSR Campbell 1 - SO2 Rate Annual v5.14 | 471 | 7494 | Rate Constraint in lbs/MMBtu | FALSE | L | Annual | Allowances Withdrawn (n:1) | Thousand Tons | 0 | 0 | 0 | 0 | 0 | 0 | 0 | 0
NSR Campbell 1 - SO2 Rate Annual v5.14 | 471 | 7494 | Rate Constraint in lbs/MMBtu | FALSE | L | Annual | Net Emissions Allowance Position | Thousand Tons | 2.6223 | 0 | 0 | 0 | 0 | 0 | 0 | 0
NSR Campbell 1 - SO2 Rate Annual v5.14 | 471 | 7494 | Rate Constraint in lbs/MMBtu | FALSE | L | Annual | Fuel Consumed | TBtu | 18.2168 | 0 | 0 | 0 | 0 | 0 | 0 | 0
NSR Campbell 1 - SO2 Rate Annual v5.14 | 471 | 7494 | Rate Constraint in lbs/MMBtu | FALSE | L | Annual | Rate | lb/MMBtu | 0.2879 | 0 | 0 | 0 | 0 | 0 | 0 | 0
NSR Campbell 1 - SO2 Rate Annual v5.14 | 471 | 7494 | Rate Constraint in lbs/MMBtu | FALSE | L | Annual | Generation | TWh | 1.7606 | 0 | 0 | 0 | 0 | 0 | 0 | 0
NSR Campbell 1 - SO2 Rate Annual v5.14 | 471 | 7494 | Rate Constraint in lbs/MMBtu | FALSE | L | Annual | Qualifying Generation | TWh | 1.7606 | 0 | 0 | 0 | 0 | 0 | 0 | 0
NSR Campbell 1 - SO2 Rate Annual v5.14 | 471 | 7494 | Rate Constraint in lbs/MMBtu | FALSE | L | Annual | Rate | lb/MWh | 2.9789 | 0 | 0 | 0 | 0 | 0 | 0 | 0
NSR Campbell 1 - SO2 Rate Annual v5.14 | 471 | 7494 | Rate Constraint in lbs/MMBtu | FALSE | L | Annual | Constraint Shadow Price | US2019$/Ton | 0 | 0 | 0 | 0 | 0 | 0 | 0 | 0
NSR Campbell 1-3 - MER Rate Annual v5.16 | 472 | 7498 | Rate Constraint in lbs/MMBtu | FALSE | L | Annual | Seasons Included | Seasons | Winter, WintShld, Summer | Winter, WintShld, Summer | Winter, WintShld, Summer | Winter, WintShld, Summer | Winter, WintShld, Summer | Winter, WintShld, Summer | Winter, WintShld, Summer | Winter, WintShld, Summer
NSR Campbell 1-3 - MER Rate Annual v5.16 | 472 | 7498 | Rate Constraint in lbs/MMBtu | FALSE | L | Annual | Standard MER | lb/MMBtu | 0.015 | 0.015 | 0.015 | 0.015 | 0.015 | 0.015 | 0.015 | 0.015
NSR Campbell 1-3 - MER Rate Annual v5.16 | 472 | 7498 | Rate Constraint in lbs/MMBtu | FALSE | L | Annual | Emissions at Affected Plants MER | lbs | 57.754 | 0 | 0 | 0 | 0 | 0 | 0 | 0
NSR Campbell 1-3 - MER Rate Annual v5.16 | 472 | 7498 | Rate Constraint in lbs/MMBtu | FALSE | L | Annual | Allowances Purchased MER | lbs | 0 | 0 | 0 | 0 | 0 | 0 | 0 | 0
NSR Campbell 1-3 - MER Rate Annual v5.16 | 472 | 7498 | Rate Constraint in lbs/MMBtu | FALSE | L | Annual | Allowances Sold MER | lbs | 0 | 0 | 0 | 0 | 0 | 0 | 0 | 0
NSR Campbell 1-3 - MER Rate Annual v5.16 | 472 | 7498 | Rate Constraint in lbs/MMBtu | FALSE | L | Annual | Allowances Banked | lbs | 0 | 0 | 0 | 0 | 0 | 0 | 0 | 0
NSR Campbell 1-3 - MER Rate Annual v5.16 | 472 | 7498 | Rate Constraint in lbs/MMBtu | FALSE | L | Annual | Allowances Withdrawn (1:1) | lbs | 0 | 0 | 0 | 0 | 0 | 0 | 0 | 0
NSR Campbell 1-3 - MER Rate Annual v5.16 | 472 | 7498 | Rate Constraint in lbs/MMBtu | FALSE | L | Annual | Allowances Withdrawn (n:1) | lbs | 0 | 0 | 0 | 0 | 0 | 0 | 0 | 0
NSR Campbell 1-3 - MER Rate Annual v5.16 | 472 | 7498 | Rate Constraint in lbs/MMBtu | FALSE | L | Annual | Net Emissions Allowance Position | lbs | 57.754 | 0 | 0 | 0 | 0 | 0 | 0 | 0
NSR Campbell 1-3 - MER Rate Annual v5.16 | 472 | 7498 | Rate Constraint in lbs/MMBtu | FALSE | L | Annual | Fuel Consumed | TBtu | 102.9253 | 0 | 0 | 0 | 0 | 0 | 0 | 0
NSR Campbell 1-3 - MER Rate Annual v5.16 | 472 | 7498 | Rate Constraint in lbs/MMBtu | FALSE | L | Annual | Rate | lb/MMBtu | 5.6112e-07 | 0 | 0 | 0 | 0 | 0 | 0 | 0
NSR Campbell 1-3 - MER Rate Annual v5.16 | 472 | 7498 | Rate Constraint in lbs/MMBtu | FALSE | L | Annual | Generation | TWh | 9.9752 | 0 | 0 | 0 | 0 | 0 | 0 | 0
NSR Campbell 1-3 - MER Rate Annual v5.16 | 472 | 7498 | Rate Constraint in lbs/MMBtu | FALSE | L | Annual | Qualifying Generation | TWh | 9.9752 | 0 | 0 | 0 | 0 | 0 | 0 | 0
NSR Campbell 1-3 - MER Rate Annual v5.16 | 472 | 7498 | Rate Constraint in lbs/MMBtu | FALSE | L | Annual | Rate | lb/MWh | 5.7898e-06 | 0 | 0 | 0 | 0 | 0 | 0 | 0
NSR Campbell 1-3 - MER Rate Annual v5.16 | 472 | 7498 | Rate Constraint in lbs/MMBtu | FALSE | L | Annual | Constraint Shadow Price | US2019$/Lb | 0 | 0 | 0 | 0 | 0 | 0 | 0 | 0
NSR Campbell 2 - SO2 Rate Annual v5.16 | 473 | 7495 | Rate Constraint in lbs/MMBtu | FALSE | L | Annual | Seasons Included | Seasons | Winter, WintShld, Summer | Winter, WintShld, Summer | Winter, WintShld, Summer | Winter, WintShld, Summer | Winter, WintShld, Summer | Winter, WintShld, Summer | Winter, WintShld, Summer | Winter, WintShld, Summer
NSR Campbell 2 - SO2 Rate Annual v5.16 | 473 | 7495 | Rate Constraint in lbs/MMBtu | FALSE | L | Annual | Standard SO2 | lb/MMBtu | 0.32 | 0.32 | 0.32 | 0.32 | 0.32 | 0.32 | 0.32 | 0.32
NSR Campbell 2 - SO2 Rate Annual v5.16 | 473 | 7495 | Rate Constraint in lbs/MMBtu | FALSE | L | Annual | Emissions at Affected Plants SO2 | Thousand Tons | 3.6776 | 0 | 0 | 0 | 0 | 0 | 0 | 0
NSR Campbell 2 - SO2 Rate Annual v5.16 | 473 | 7495 | Rate Constraint in lbs/MMBtu | FALSE | L | Annual | Allowances Purchased SO2 | Thousand Tons | 0 | 0 | 0 | 0 | 0 | 0 | 0 | 0
NSR Campbell 2 - SO2 Rate Annual v5.16 | 473 | 7495 | Rate Constraint in lbs/MMBtu | FALSE | L | Annual | Allowances Sold SO2 | Thousand Tons | 0 | 0 | 0 | 0 | 0 | 0 | 0 | 0
NSR Campbell 2 - SO2 Rate Annual v5.16 | 473 | 7495 | Rate Constraint in lbs/MMBtu | FALSE | L | Annual | Allowances Banked | Thousand Tons | 0 | 0 | 0 | 0 | 0 | 0 | 0 | 0
NSR Campbell 2 - SO2 Rate Annual v5.16 | 473 | 7495 | Rate Constraint in lbs/MMBtu | FALSE | L | Annual | Allowances Withdrawn (1:1) | Thousand Tons | 0 | 0 | 0 | 0 | 0 | 0 | 0 | 0
NSR Campbell 2 - SO2 Rate Annual v5.16 | 473 | 7495 | Rate Constraint in lbs/MMBtu | FALSE | L | Annual | Allowances Withdrawn (n:1) | Thousand Tons | 0 | 0 | 0 | 0 | 0 | 0 | 0 | 0
NSR Campbell 2 - SO2 Rate Annual v5.16 | 473 | 7495 | Rate Constraint in lbs/MMBtu | FALSE | L | Annual | Net Emissions Allowance Position | Thousand Tons | 3.6776 | 0 | 0 | 0 | 0 | 0 | 0 | 0
NSR Campbell 2 - SO2 Rate Annual v5.16 | 473 | 7495 | Rate Constraint in lbs/MMBtu | FALSE | L | Annual | Fuel Consumed | TBtu | 25.0565 | 0 | 0 | 0 | 0 | 0 | 0 | 0
NSR Campbell 2 - SO2 Rate Annual v5.16 | 473 | 7495 | Rate Constraint in lbs/MMBtu | FALSE | L | Annual | Rate | lb/MMBtu | 0.29354 | 0 | 0 | 0 | 0 | 0 | 0 | 0
NSR Campbell 2 - SO2 Rate Annual v5.16 | 473 | 7495 | Rate Constraint in lbs/MMBtu | FALSE | L | Annual | Generation | TWh | 2.4028 | 0 | 0 | 0 | 0 | 0 | 0 | 0
NSR Campbell 2 - SO2 Rate Annual v5.16 | 473 | 7495 | Rate Constraint in lbs/MMBtu | FALSE | L | Annual | Qualifying Generation | TWh | 2.4028 | 0 | 0 | 0 | 0 | 0 | 0 | 0
NSR Campbell 2 - SO2 Rate Annual v5.16 | 473 | 7495 | Rate Constraint in lbs/MMBtu | FALSE | L | Annual | Rate | lb/MWh | 3.0611 | 0 | 0 | 0 | 0 | 0 | 0 | 0
NSR Campbell 2 - SO2 Rate Annual v5.16 | 473 | 7495 | Rate Constraint in lbs/MMBtu | FALSE | L | Annual | Constraint Shadow Price | US2019$/Ton | 0 | 0 | 0 | 0 | 0 | 0 | 0 | 0
NSR Campbell 2,3 - NOX Rate Annual v5.16 | 474 | 7497 | Rate Constraint in lbs/MMBtu | FALSE | L | Annual | Seasons Included | Seasons | Winter, WintShld, Summer | Winter, WintShld, Summer | Winter, WintShld, Summer | Winter, WintShld, Summer | Winter, WintShld, Summer | Winter, WintShld, Summer | Winter, WintShld, Summer | Winter, WintShld, Summer
NSR Campbell 2,3 - NOX Rate Annual v5.16 | 474 | 7497 | Rate Constraint in lbs/MMBtu | FALSE | L | Annual | Standard NOX | lb/MMBtu | 0.08 | 0.08 | 0.08 | 0.08 | 0.08 | 0.08 | 0.08 | 0.08
NSR Campbell 2,3 - NOX Rate Annual v5.16 | 474 | 7497 | Rate Constraint in lbs/MMBtu | FALSE | L | Annual | Emissions at Affected Plants NOX | Thousand Tons | 2.1082 | 0 | 0 | 0 | 0 | 0 | 0 | 0
NSR Campbell 2,3 - NOX Rate Annual v5.16 | 474 | 7497 | Rate Constraint in lbs/MMBtu | FALSE | L | Annual | Allowances Purchased NOX | Thousand Tons | 0 | 0 | 0 | 0 | 0 | 0 | 0 | 0
NSR Campbell 2,3 - NOX Rate Annual v5.16 | 474 | 7497 | Rate Constraint in lbs/MMBtu | FALSE | L | Annual | Allowances Sold NOX | Thousand Tons | 0 | 0 | 0 | 0 | 0 | 0 | 0 | 0
NSR Campbell 2,3 - NOX Rate Annual v5.16 | 474 | 7497 | Rate Constraint in lbs/MMBtu | FALSE | L | Annual | Allowances Banked | Thousand Tons | 0 | 0 | 0 | 0 | 0 | 0 | 0 | 0
NSR Campbell 2,3 - NOX Rate Annual v5.16 | 474 | 7497 | Rate Constraint in lbs/MMBtu | FALSE | L | Annual | Allowances Withdrawn (1:1) | Thousand Tons | 0 | 0 | 0 | 0 | 0 | 0 | 0 | 0
NSR Campbell 2,3 - NOX Rate Annual v5.16 | 474 | 7497 | Rate Constraint in lbs/MMBtu | FALSE | L | Annual | Allowances Withdrawn (n:1) | Thousand Tons | 0 | 0 | 0 | 0 | 0 | 0 | 0 | 0
NSR Campbell 2,3 - NOX Rate Annual v5.16 | 474 | 7497 | Rate Constraint in lbs/MMBtu | FALSE | L | Annual | Net Emissions Allowance Position | Thousand Tons | 2.1082 | 0 | 0 | 0 | 0 | 0 | 0 | 0
NSR Campbell 2,3 - NOX Rate Annual v5.16 | 474 | 7497 | Rate Constraint in lbs/MMBtu | FALSE | L | Annual | Fuel Consumed | TBtu | 84.7086 | 0 | 0 | 0 | 0 | 0 | 0 | 0
NSR Campbell 2,3 - NOX Rate Annual v5.16 | 474 | 7497 | Rate Constraint in lbs/MMBtu | FALSE | L | Annual | Rate | lb/MMBtu | 0.049776 | 0 | 0 | 0 | 0 | 0 | 0 | 0
NSR Campbell 2,3 - NOX Rate Annual v5.16 | 474 | 7497 | Rate Constraint in lbs/MMBtu | FALSE | L | Annual | Generation | TWh | 8.2146 | 0 | 0 | 0 | 0 | 0 | 0 | 0
NSR Campbell 2,3 - NOX Rate Annual v5.16 | 474 | 7497 | Rate Constraint in lbs/MMBtu | FALSE | L | Annual | Qualifying Generation | TWh | 8.2146 | 0 | 0 | 0 | 0 | 0 | 0 | 0
NSR Campbell 2,3 - NOX Rate Annual v5.16 | 474 | 7497 | Rate Constraint in lbs/MMBtu | FALSE | L | Annual | Rate | lb/MWh | 0.51329 | 0 | 0 | 0 | 0 | 0 | 0 | 0
NSR Campbell 2,3 - NOX Rate Annual v5.16 | 474 | 7497 | Rate Constraint in lbs/MMBtu | FALSE | L | Annual | Constraint Shadow Price | US2019$/Ton | 0 | 0 | 0 | 0 | 0 | 0 | 0 | 0
NSR Campbell 3 - SO2 Rate Annual v5.14 | 475 | 7496 | Rate Constraint in lbs/MMBtu | FALSE | L | Annual | Seasons Included | Seasons | Winter, WintShld, Summer | Winter, WintShld, Summer | Winter, WintShld, Summer | Winter, WintShld, Summer | Winter, WintShld, Summer | Winter, WintShld, Summer | Winter, WintShld, Summer | Winter, WintShld, Summer
NSR Campbell 3 - SO2 Rate Annual v5.14 | 475 | 7496 | Rate Constraint in lbs/MMBtu | FALSE | L | Annual | Standard SO2 | lb/MMBtu | 0.07 | 0.07 | 0.07 | 0.07 | 0.07 | 0.07 | 0.07 | 0.07
NSR Campbell 3 - SO2 Rate Annual v5.14 | 475 | 7496 | Rate Constraint in lbs/MMBtu | FALSE | L | Annual | Emissions at Affected Plants SO2 | Thousand Tons | 1.4854 | 0 | 0 | 0 | 0 | 0 | 0 | 0
NSR Campbell 3 - SO2 Rate Annual v5.14 | 475 | 7496 | Rate Constraint in lbs/MMBtu | FALSE | L | Annual | Allowances Purchased SO2 | Thousand Tons | 0 | 0 | 0 | 0 | 0 | 0 | 0 | 0
NSR Campbell 3 - SO2 Rate Annual v5.14 | 475 | 7496 | Rate Constraint in lbs/MMBtu | FALSE | L | Annual | Allowances Sold SO2 | Thousand Tons | 0 | 0 | 0 | 0 | 0 | 0 | 0 | 0
NSR Campbell 3 - SO2 Rate Annual v5.14 | 475 | 7496 | Rate Constraint in lbs/MMBtu | FALSE | L | Annual | Allowances Banked | Thousand Tons | 0 | 0 | 0 | 0 | 0 | 0 | 0 | 0
NSR Campbell 3 - SO2 Rate Annual v5.14 | 475 | 7496 | Rate Constraint in lbs/MMBtu | FALSE | L | Annual | Allowances Withdrawn (1:1) | Thousand Tons | 0 | 0 | 0 | 0 | 0 | 0 | 0 | 0
NSR Campbell 3 - SO2 Rate Annual v5.14 | 475 | 7496 | Rate Constraint in lbs/MMBtu | FALSE | L | Annual | Allowances Withdrawn (n:1) | Thousand Tons | 0 | 0 | 0 | 0 | 0 | 0 | 0 | 0
NSR Campbell 3 - SO2 Rate Annual v5.14 | 475 | 7496 | Rate Constraint in lbs/MMBtu | FALSE | L | Annual | Net Emissions Allowance Position | Thousand Tons | 1.4854 | 0 | 0 | 0 | 0 | 0 | 0 | 0
NSR Campbell 3 - SO2 Rate Annual v5.14 | 475 | 7496 | Rate Constraint in lbs/MMBtu | FALSE | L | Annual | Fuel Consumed | TBtu | 59.6521 | 0 | 0 | 0 | 0 | 0 | 0 | 0
NSR Campbell 3 - SO2 Rate Annual v5.14 | 475 | 7496 | Rate Constraint in lbs/MMBtu | FALSE | L | Annual | Rate | lb/MMBtu | 0.049802 | 0 | 0 | 0 | 0 | 0 | 0 | 0
NSR Campbell 3 - SO2 Rate Annual v5.14 | 475 | 7496 | Rate Constraint in lbs/MMBtu | FALSE | L | Annual | Generation | TWh | 5.8118 | 0 | 0 | 0 | 0 | 0 | 0 | 0
NSR Campbell 3 - SO2 Rate Annual v5.14 | 475 | 7496 | Rate Constraint in lbs/MMBtu | FALSE | L | Annual | Qualifying Generation | TWh | 5.8118 | 0 | 0 | 0 | 0 | 0 | 0 | 0
NSR Campbell 3 - SO2 Rate Annual v5.14 | 475 | 7496 | Rate Constraint in lbs/MMBtu | FALSE | L | Annual | Rate | lb/MWh | 0.51116 | 0 | 0 | 0 | 0 | 0 | 0 | 0
NSR Campbell 3 - SO2 Rate Annual v5.14 | 475 | 7496 | Rate Constraint in lbs/MMBtu | FALSE | L | Annual | Constraint Shadow Price | US2019$/Ton | 0 | 0 | 28761.2795 | 0 | 0 | 0 | 0 | 0
NSR Chesterfield 5,6 - NOX Rate Annual v3.1, Unit 3837 and retrofits | 476 | 7431 | Rate Constraint in lbs/MMBtu | FALSE | L | Annual | Seasons Included | Seasons | Winter, WintShld, Summer | Winter, WintShld, Summer | Winter, WintShld, Summer | Winter, WintShld, Summer | Winter, WintShld, Summer | Winter, WintShld, Summer | Winter, WintShld, Summer | Winter, WintShld, Summer
NSR Chesterfield 5,6 - NOX Rate Annual v3.1, Unit 3837 and retrofits | 476 | 7431 | Rate Constraint in lbs/MMBtu | FALSE | L | Annual | Standard NOX | lb/MMBtu | 0.1 | 0.1 | 0.1 | 0.1 | 0.1 | 0.1 | 0.1 | 0.1
NSR Chesterfield 5,6 - NOX Rate Annual v3.1, Unit 3837 and retrofits | 476 | 7431 | Rate Constraint in lbs/MMBtu | FALSE | L | Annual | Emissions at Affected Plants NOX | Thousand Tons | 0 | 0 | 0 | 0 | 0 | 0 | 0 | 0
NSR Chesterfield 5,6 - NOX Rate Annual v3.1, Unit 3837 and retrofits | 476 | 7431 | Rate Constraint in lbs/MMBtu | FALSE | L | Annual | Allowances Purchased NOX | Thousand Tons | 0 | 0 | 0 | 0 | 0 | 0 | 0 | 0
NSR Chesterfield 5,6 - NOX Rate Annual v3.1, Unit 3837 and retrofits | 476 | 7431 | Rate Constraint in lbs/MMBtu | FALSE | L | Annual | Allowances Sold NOX | Thousand Tons | 0 | 0 | 0 | 0 | 0 | 0 | 0 | 0
NSR Chesterfield 5,6 - NOX Rate Annual v3.1, Unit 3837 and retrofits | 476 | 7431 | Rate Constraint in lbs/MMBtu | FALSE | L | Annual | Allowances Banked | Thousand Tons | 0 | 0 | 0 | 0 | 0 | 0 | 0 | 0
NSR Chesterfield 5,6 - NOX Rate Annual v3.1, Unit 3837 and retrofits | 476 | 7431 | Rate Constraint in lbs/MMBtu | FALSE | L | Annual | Allowances Withdrawn (1:1) | Thousand Tons | 0 | 0 | 0 | 0 | 0 | 0 | 0 | 0
NSR Chesterfield 5,6 - NOX Rate Annual v3.1, Unit 3837 and retrofits | 476 | 7431 | Rate Constraint in lbs/MMBtu | FALSE | L | Annual | Allowances Withdrawn (n:1) | Thousand Tons | 0 | 0 | 0 | 0 | 0 | 0 | 0 | 0
NSR Chesterfield 5,6 - NOX Rate Annual v3.1, Unit 3837 and retrofits | 476 | 7431 | Rate Constraint in lbs/MMBtu | FALSE | L | Annual | Net Emissions Allowance Position | Thousand Tons | 0 | 0 | 0 | 0 | 0 | 0 | 0 | 0
NSR Chesterfield 5,6 - NOX Rate Annual v3.1, Unit 3837 and retrofits | 476 | 7431 | Rate Constraint in lbs/MMBtu | FALSE | L | Annual | Fuel Consumed | TBtu | 0 | 0 | 0 | 0 | 0 | 0 | 0 | 0
NSR Chesterfield 5,6 - NOX Rate Annual v3.1, Unit 3837 and retrofits | 476 | 7431 | Rate Constraint in lbs/MMBtu | FALSE | L | Annual | Rate | lb/MMBtu | 0 | 0 | 0 | 0 | 0 | 0 | 0 | 0
NSR Chesterfield 5,6 - NOX Rate Annual v3.1, Unit 3837 and retrofits | 476 | 7431 | Rate Constraint in lbs/MMBtu | FALSE | L | Annual | Generation | TWh | 0 | 0 | 0 | 0 | 0 | 0 | 0 | 0
NSR Chesterfield 5,6 - NOX Rate Annual v3.1, Unit 3837 and retrofits | 476 | 7431 | Rate Constraint in lbs/MMBtu | FALSE | L | Annual | Qualifying Generation | TWh | 0 | 0 | 0 | 0 | 0 | 0 | 0 | 0
NSR Chesterfield 5,6 - NOX Rate Annual v3.1, Unit 3837 and retrofits | 476 | 7431 | Rate Constraint in lbs/MMBtu | FALSE | L | Annual | Rate | lb/MWh | 0 | 0 | 0 | 0 | 0 | 0 | 0 | 0
NSR Chesterfield 5,6 - NOX Rate Annual v3.1, Unit 3837 and retrofits | 476 | 7431 | Rate Constraint in lbs/MMBtu | FALSE | L | Annual | Constraint Shadow Price | US2019$/Ton | 0 | 0 | 0 | 0 | 0 | 0 | 0 | 0
NSR Chesterfield 5,6 - NOX Rate Annual v3.1, Unit 3838 and retrofits | 477 | 7431 | Rate Constraint in lbs/MMBtu | FALSE | L | Annual | Seasons Included | Seasons | Winter, WintShld, Summer | Winter, WintShld, Summer | Winter, WintShld, Summer | Winter, WintShld, Summer | Winter, WintShld, Summer | Winter, WintShld, Summer | Winter, WintShld, Summer | Winter, WintShld, Summer
NSR Chesterfield 5,6 - NOX Rate Annual v3.1, Unit 3838 and retrofits | 477 | 7431 | Rate Constraint in lbs/MMBtu | FALSE | L | Annual | Standard NOX | lb/MMBtu | 0.1 | 0.1 | 0.1 | 0.1 | 0.1 | 0.1 | 0.1 | 0.1
NSR Chesterfield 5,6 - NOX Rate Annual v3.1, Unit 3838 and retrofits | 477 | 7431 | Rate Constraint in lbs/MMBtu | FALSE | L | Annual | Emissions at Affected Plants NOX | Thousand Tons | 0 | 0 | 0 | 0 | 0 | 0 | 0 | 0
NSR Chesterfield 5,6 - NOX Rate Annual v3.1, Unit 3838 and retrofits | 477 | 7431 | Rate Constraint in lbs/MMBtu | FALSE | L | Annual | Allowances Purchased NOX | Thousand Tons | 0 | 0 | 0 | 0 | 0 | 0 | 0 | 0
NSR Chesterfield 5,6 - NOX Rate Annual v3.1, Unit 3838 and retrofits | 477 | 7431 | Rate Constraint in lbs/MMBtu | FALSE | L | Annual | Allowances Sold NOX | Thousand Tons | 0 | 0 | 0 | 0 | 0 | 0 | 0 | 0
NSR Chesterfield 5,6 - NOX Rate Annual v3.1, Unit 3838 and retrofits | 477 | 7431 | Rate Constraint in lbs/MMBtu | FALSE | L | Annual | Allowances Banked | Thousand Tons | 0 | 0 | 0 | 0 | 0 | 0 | 0 | 0
NSR Chesterfield 5,6 - NOX Rate Annual v3.1, Unit 3838 and retrofits | 477 | 7431 | Rate Constraint in lbs/MMBtu | FALSE | L | Annual | Allowances Withdrawn (1:1) | Thousand Tons | 0 | 0 | 0 | 0 | 0 | 0 | 0 | 0
NSR Chesterfield 5,6 - NOX Rate Annual v3.1, Unit 3838 and retrofits | 477 | 7431 | Rate Constraint in lbs/MMBtu | FALSE | L | Annual | Allowances Withdrawn (n:1) | Thousand Tons | 0 | 0 | 0 | 0 | 0 | 0 | 0 | 0
NSR Chesterfield 5,6 - NOX Rate Annual v3.1, Unit 3838 and retrofits | 477 | 7431 | Rate Constraint in lbs/MMBtu | FALSE | L | Annual | Net Emissions Allowance Position | Thousand Tons | 0 | 0 | 0 | 0 | 0 | 0 | 0 | 0
NSR Chesterfield 5,6 - NOX Rate Annual v3.1, Unit 3838 and retrofits | 477 | 7431 | Rate Constraint in lbs/MMBtu | FALSE | L | Annual | Fuel Consumed | TBtu | 0 | 0 | 0 | 0 | 0 | 0 | 0 | 0
NSR Chesterfield 5,6 - NOX Rate Annual v3.1, Unit 3838 and retrofits | 477 | 7431 | Rate Constraint in lbs/MMBtu | FALSE | L | Annual | Rate | lb/MMBtu | 0 | 0 | 0 | 0 | 0 | 0 | 0 | 0
NSR Chesterfield 5,6 - NOX Rate Annual v3.1, Unit 3838 and retrofits | 477 | 7431 | Rate Constraint in lbs/MMBtu | FALSE | L | Annual | Generation | TWh | 0 | 0 | 0 | 0 | 0 | 0 | 0 | 0
NSR Chesterfield 5,6 - NOX Rate Annual v3.1, Unit 3838 and retrofits | 477 | 7431 | Rate Constraint in lbs/MMBtu | FALSE | L | Annual | Qualifying Generation | TWh | 0 | 0 | 0 | 0 | 0 | 0 | 0 | 0
NSR Chesterfield 5,6 - NOX Rate Annual v3.1, Unit 3838 and retrofits | 477 | 7431 | Rate Constraint in lbs/MMBtu | FALSE | L | Annual | Rate | lb/MWh | 0 | 0 | 0 | 0 | 0 | 0 | 0 | 0
NSR Chesterfield 5,6 - NOX Rate Annual v3.1, Unit 3838 and retrofits | 477 | 7431 | Rate Constraint in lbs/MMBtu | FALSE | L | Annual | Constraint Shadow Price | US2019$/Ton | 0 | 0 | 0 | 0 | 0 | 0 | 0 | 0
NSR Clifty Creek 1-6 - SO2 Cap Annual v5.16 | 478 | 7502 | Rate Constraint in MTons | FALSE | L | Annual | Seasons Included | Seasons | Winter, WintShld, Summer | Winter, WintShld, Summer | Winter, WintShld, Summer | Winter, WintShld, Summer | Winter, WintShld, Summer | Winter, WintShld, Summer | Winter, WintShld, Summer | Winter, WintShld, Summer
NSR Clifty Creek 1-6 - SO2 Cap Annual v5.16 | 478 | 7502 | Rate Constraint in MTons | FALSE | L | Annual | Standard SO2 | Thousand Tons | 11.503 | 11.503 | 11.503 | 11.503 | 11.503 | 11.503 | 11.503 | 11.503
NSR Clifty Creek 1-6 - SO2 Cap Annual v5.16 | 478 | 7502 | Rate Constraint in MTons | FALSE | L | Annual | Emissions at Affected Plants SO2 | Thousand Tons | 4.0752 | 4.0093 | 4.6068 | 4.2301 | 0 | 0 | 0 | 0
NSR Clifty Creek 1-6 - SO2 Cap Annual v5.16 | 478 | 7502 | Rate Constraint in MTons | FALSE | L | Annual | Allowances Purchased SO2 | Thousand Tons | 0 | 0 | 0 | 0 | 0 | 0 | 0 | 0
NSR Clifty Creek 1-6 - SO2 Cap Annual v5.16 | 478 | 7502 | Rate Constraint in MTons | FALSE | L | Annual | Allowances Sold SO2 | Thousand Tons | 0 | 0 | 0 | 0 | 0 | 0 | 0 | 0
NSR Clifty Creek 1-6 - SO2 Cap Annual v5.16 | 478 | 7502 | Rate Constraint in MTons | FALSE | L | Annual | Allowances Banked | Thousand Tons | 0 | 0 | 0 | 0 | 0 | 0 | 0 | 0
NSR Clifty Creek 1-6 - SO2 Cap Annual v5.16 | 478 | 7502 | Rate Constraint in MTons | FALSE | L | Annual | Allowances Withdrawn (1:1) | Thousand Tons | 0 | 0 | 0 | 0 | 0 | 0 | 0 | 0
NSR Clifty Creek 1-6 - SO2 Cap Annual v5.16 | 478 | 7502 | Rate Constraint in MTons | FALSE | L | Annual | Allowances Withdrawn (n:1) | Thousand Tons | 0 | 0 | 0 | 0 | 0 | 0 | 0 | 0
NSR Clifty Creek 1-6 - SO2 Cap Annual v5.16 | 478 | 7502 | Rate Constraint in MTons | FALSE | L | Annual | Net Emissions Allowance Position | Thousand Tons | 4.0752 | 4.0093 | 4.6068 | 4.2301 | 0 | 0 | 0 | 0
NSR Clifty Creek 1-6 - SO2 Cap Annual v5.16 | 478 | 7502 | Rate Constraint in MTons | FALSE | L | Annual | Fuel Consumed | TBtu | 90.5045 | 90.5045 | 76.9231 | 70.6337 | 0 | 0 | 0 | 0
NSR Clifty Creek 1-6 - SO2 Cap Annual v5.16 | 478 | 7502 | Rate Constraint in MTons | FALSE | L | Annual | Rate | lb/MMBtu | 0.090055 | 0.088598 | 0.11978 | 0.11978 | 0 | 0 | 0 | 0
NSR Clifty Creek 1-6 - SO2 Cap Annual v5.16 | 478 | 7502 | Rate Constraint in MTons | FALSE | L | Annual | Generation | TWh | 8.4207 | 8.4207 | 7.1578 | 6.5724 | 0 | 0 | 0 | 0
NSR Clifty Creek 1-6 - SO2 Cap Annual v5.16 | 478 | 7502 | Rate Constraint in MTons | FALSE | L | Annual | Qualifying Generation | TWh | 8.4207 | 8.4207 | 7.1578 | 6.5724 | 0 | 0 | 0 | 0
NSR Clifty Creek 1-6 - SO2 Cap Annual v5.16 | 478 | 7502 | Rate Constraint in MTons | FALSE | L | Annual | Rate | lb/MWh | 0.9679 | 0.95224 | 1.2872 | 1.2872 | 0 | 0 | 0 | 0
NSR Clifty Creek 1-6 - SO2 Cap Annual v5.16 | 478 | 7502 | Rate Constraint in MTons | FALSE | L | Annual | Constraint Shadow Price | US2019$/Ton | 0 | 0 | 0 | 0 | 0 | 0 | 0 | 0
NSR ClinchRiver 1-3 - SO2 Cap Annual v3.1 | 479 | 7373 | Rate Constraint in MTons | FALSE | L | Annual | Seasons Included | Seasons | Winter, WintShld, Summer | Winter, WintShld, Summer | Winter, WintShld, Summer | Winter, WintShld, Summer | Winter, WintShld, Summer | Winter, WintShld, Summer | Winter, WintShld, Summer | Winter, WintShld, Summer
NSR ClinchRiver 1-3 - SO2 Cap Annual v3.1 | 479 | 7373 | Rate Constraint in MTons | FALSE | L | Annual | Standard SO2 | Thousand Tons | 16.3 | 16.3 | 16.3 | 16.3 | 16.3 | 16.3 | 16.3 | 16.3
NSR ClinchRiver 1-3 - SO2 Cap Annual v3.1 | 479 | 7373 | Rate Constraint in MTons | FALSE | L | Annual | Emissions at Affected Plants SO2 | Thousand Tons | 0 | 0 | 0 | 0 | 0 | 0 | 0 | 0
NSR ClinchRiver 1-3 - SO2 Cap Annual v3.1 | 479 | 7373 | Rate Constraint in MTons | FALSE | L | Annual | Allowances Purchased SO2 | Thousand Tons | 0 | 0 | 0 | 0 | 0 | 0 | 0 | 0
NSR ClinchRiver 1-3 - SO2 Cap Annual v3.1 | 479 | 7373 | Rate Constraint in MTons | FALSE | L | Annual | Allowances Sold SO2 | Thousand Tons | 0 | 0 | 0 | 0 | 0 | 0 | 0 | 0
NSR ClinchRiver 1-3 - SO2 Cap Annual v3.1 | 479 | 7373 | Rate Constraint in MTons | FALSE | L | Annual | Allowances Banked | Thousand Tons | 0 | 0 | 0 | 0 | 0 | 0 | 0 | 0
NSR ClinchRiver 1-3 - SO2 Cap Annual v3.1 | 479 | 7373 | Rate Constraint in MTons | FALSE | L | Annual | Allowances Withdrawn (1:1) | Thousand Tons | 0 | 0 | 0 | 0 | 0 | 0 | 0 | 0
NSR ClinchRiver 1-3 - SO2 Cap Annual v3.1 | 479 | 7373 | Rate Constraint in MTons | FALSE | L | Annual | Allowances Withdrawn (n:1) | Thousand Tons | 0 | 0 | 0 | 0 | 0 | 0 | 0 | 0
NSR ClinchRiver 1-3 - SO2 Cap Annual v3.1 | 479 | 7373 | Rate Constraint in MTons | FALSE | L | Annual | Net Emissions Allowance Position | Thousand Tons | 0 | 0 | 0 | 0 | 0 | 0 | 0 | 0
NSR ClinchRiver 1-3 - SO2 Cap Annual v3.1 | 479 | 7373 | Rate Constraint in MTons | FALSE | L | Annual | Fuel Consumed | TBtu | 0 | 0 | 0 | 0 | 0 | 0 | 0 | 0
NSR ClinchRiver 1-3 - SO2 Cap Annual v3.1 | 479 | 7373 | Rate Constraint in MTons | FALSE | L | Annual | Rate | lb/MMBtu | 0 | 0 | 0 | 0 | 0 | 0 | 0 | 0
NSR ClinchRiver 1-3 - SO2 Cap Annual v3.1 | 479 | 7373 | Rate Constraint in MTons | FALSE | L | Annual | Generation | TWh | 0 | 0 | 0 | 0 | 0 | 0 | 0 | 0
NSR ClinchRiver 1-3 - SO2 Cap Annual v3.1 | 479 | 7373 | Rate Constraint in MTons | FALSE | L | Annual | Qualifying Generation | TWh | 0 | 0 | 0 | 0 | 0 | 0 | 0 | 0
NSR ClinchRiver 1-3 - SO2 Cap Annual v3.1 | 479 | 7373 | Rate Constraint in MTons | FALSE | L | Annual | Rate | lb/MWh | 0 | 0 | 0 | 0 | 0 | 0 | 0 | 0
NSR ClinchRiver 1-3 - SO2 Cap Annual v3.1 | 479 | 7373 | Rate Constraint in MTons | FALSE | L | Annual | Constraint Shadow Price | US2019$/Ton | 0 | 0 | 0 | 0 | 0 | 0 | 0 | 0
NSR Columbia 1 & 2- NOx Cap Annual v5.13 | 480 | 7418 | Rate Constraint in MTons | FALSE | L | Annual | Seasons Included | Seasons | Winter, WintShld, Summer | Winter, WintShld, Summer | Winter, WintShld, Summer | Winter, WintShld, Summer | Winter, WintShld, Summer | Winter, WintShld, Summer | Winter, WintShld, Summer | Winter, WintShld, Summer
NSR Columbia 1 & 2- NOx Cap Annual v5.13 | 480 | 7418 | Rate Constraint in MTons | FALSE | L | Annual | Standard NOX | Thousand Tons | 4.3 | 4.3 | 4.3 | 4.3 | 4.3 | 4.3 | 4.3 | 4.3
NSR Columbia 1 & 2- NOx Cap Annual v5.13 | 480 | 7418 | Rate Constraint in MTons | FALSE | L | Annual | Emissions at Affected Plants NOX | Thousand Tons | 3.6214 | 0 | 0 | 0 | 0 | 0 | 0 | 0
NSR Columbia 1 & 2- NOx Cap Annual v5.13 | 480 | 7418 | Rate Constraint in MTons | FALSE | L | Annual | Allowances Purchased NOX | Thousand Tons | 0 | 0 | 0 | 0 | 0 | 0 | 0 | 0
NSR Columbia 1 & 2- NOx Cap Annual v5.13 | 480 | 7418 | Rate Constraint in MTons | FALSE | L | Annual | Allowances Sold NOX | Thousand Tons | 0 | 0 | 0 | 0 | 0 | 0 | 0 | 0
NSR Columbia 1 & 2- NOx Cap Annual v5.13 | 480 | 7418 | Rate Constraint in MTons | FALSE | L | Annual | Allowances Banked | Thousand Tons | 0 | 0 | 0 | 0 | 0 | 0 | 0 | 0
NSR Columbia 1 & 2- NOx Cap Annual v5.13 | 480 | 7418 | Rate Constraint in MTons | FALSE | L | Annual | Allowances Withdrawn (1:1) | Thousand Tons | 0 | 0 | 0 | 0 | 0 | 0 | 0 | 0
NSR Columbia 1 & 2- NOx Cap Annual v5.13 | 480 | 7418 | Rate Constraint in MTons | FALSE | L | Annual | Allowances Withdrawn (n:1) | Thousand Tons | 0 | 0 | 0 | 0 | 0 | 0 | 0 | 0
NSR Columbia 1 & 2- NOx Cap Annual v5.13 | 480 | 7418 | Rate Constraint in MTons | FALSE | L | Annual | Net Emissions Allowance Position | Thousand Tons | 3.6214 | 0 | 0 | 0 | 0 | 0 | 0 | 0
NSR Columbia 1 & 2- NOx Cap Annual v5.13 | 480 | 7418 | Rate Constraint in MTons | FALSE | L | Annual | Fuel Consumed | TBtu | 82.2847 | 0 | 0 | 0 | 0 | 0 | 0 | 0
NSR Columbia 1 & 2- NOx Cap Annual v5.13 | 480 | 7418 | Rate Constraint in MTons | FALSE | L | Annual | Rate | lb/MMBtu | 0.088022 | 0 | 0 | 0 | 0 | 0 | 0 | 0
NSR Columbia 1 & 2- NOx Cap Annual v5.13 | 480 | 7418 | Rate Constraint in MTons | FALSE | L | Annual | Generation | TWh | 7.808 | 0 | 0 | 0 | 0 | 0 | 0 | 0
NSR Columbia 1 & 2- NOx Cap Annual v5.13 | 480 | 7418 | Rate Constraint in MTons | FALSE | L | Annual | Qualifying Generation | TWh | 7.808 | 0 | 0 | 0 | 0 | 0 | 0 | 0
NSR Columbia 1 & 2- NOx Cap Annual v5.13 | 480 | 7418 | Rate Constraint in MTons | FALSE | L | Annual | Rate | lb/MWh | 0.92762 | 0 | 0 | 0 | 0 | 0 | 0 | 0
NSR Columbia 1 & 2- NOx Cap Annual v5.13 | 480 | 7418 | Rate Constraint in MTons | FALSE | L | Annual | Constraint Shadow Price | US2019$/Ton | 0 | 0 | 0 | 0 | 0 | 0 | 0 | 0
NSR Columbia 1 & 2- SO2 Cap Annual v5.13 | 481 | 7419 | Rate Constraint in MTons | FALSE | L | Annual | Seasons Included | Seasons | Winter, WintShld, Summer | Winter, WintShld, Summer | Winter, WintShld, Summer | Winter, WintShld, Summer | Winter, WintShld, Summer | Winter, WintShld, Summer | Winter, WintShld, Summer | Winter, WintShld, Summer
NSR Columbia 1 & 2- SO2 Cap Annual v5.13 | 481 | 7419 | Rate Constraint in MTons | FALSE | L | Annual | Standard SO2 | Thousand Tons | 3.286 | 3.286 | 3.286 | 3.286 | 3.286 | 3.286 | 3.286 | 3.286
NSR Columbia 1 & 2- SO2 Cap Annual v5.13 | 481 | 7419 | Rate Constraint in MTons | FALSE | L | Annual | Emissions at Affected Plants SO2 | Thousand Tons | 1.8541 | 0 | 0 | 0 | 0 | 0 | 0 | 0
NSR Columbia 1 & 2- SO2 Cap Annual v5.13 | 481 | 7419 | Rate Constraint in MTons | FALSE | L | Annual | Allowances Purchased SO2 | Thousand Tons | 0 | 0 | 0 | 0 | 0 | 0 | 0 | 0
NSR Columbia 1 & 2- SO2 Cap Annual v5.13 | 481 | 7419 | Rate Constraint in MTons | FALSE | L | Annual | Allowances Sold SO2 | Thousand Tons | 0 | 0 | 0 | 0 | 0 | 0 | 0 | 0
NSR Columbia 1 & 2- SO2 Cap Annual v5.13 | 481 | 7419 | Rate Constraint in MTons | FALSE | L | Annual | Allowances Banked | Thousand Tons | 0 | 0 | 0 | 0 | 0 | 0 | 0 | 0
NSR Columbia 1 & 2- SO2 Cap Annual v5.13 | 481 | 7419 | Rate Constraint in MTons | FALSE | L | Annual | Allowances Withdrawn (1:1) | Thousand Tons | 0 | 0 | 0 | 0 | 0 | 0 | 0 | 0
NSR Columbia 1 & 2- SO2 Cap Annual v5.13 | 481 | 7419 | Rate Constraint in MTons | FALSE | L | Annual | Allowances Withdrawn (n:1) | Thousand Tons | 0 | 0 | 0 | 0 | 0 | 0 | 0 | 0
NSR Columbia 1 & 2- SO2 Cap Annual v5.13 | 481 | 7419 | Rate Constraint in MTons | FALSE | L | Annual | Net Emissions Allowance Position | Thousand Tons | 1.8541 | 0 | 0 | 0 | 0 | 0 | 0 | 0
NSR Columbia 1 & 2- SO2 Cap Annual v5.13 | 481 | 7419 | Rate Constraint in MTons | FALSE | L | Annual | Fuel Consumed | TBtu | 82.2847 | 0 | 0 | 0 | 0 | 0 | 0 | 0
NSR Columbia 1 & 2- SO2 Cap Annual v5.13 | 481 | 7419 | Rate Constraint in MTons | FALSE | L | Annual | Rate | lb/MMBtu | 0.045066 | 0 | 0 | 0 | 0 | 0 | 0 | 0
NSR Columbia 1 & 2- SO2 Cap Annual v5.13 | 481 | 7419 | Rate Constraint in MTons | FALSE | L | Annual | Generation | TWh | 7.808 | 0 | 0 | 0 | 0 | 0 | 0 | 0
NSR Columbia 1 & 2- SO2 Cap Annual v5.13 | 481 | 7419 | Rate Constraint in MTons | FALSE | L | Annual | Qualifying Generation | TWh | 7.808 | 0 | 0 | 0 | 0 | 0 | 0 | 0
NSR Columbia 1 & 2- SO2 Cap Annual v5.13 | 481 | 7419 | Rate Constraint in MTons | FALSE | L | Annual | Rate | lb/MWh | 0.47493 | 0 | 0 | 0 | 0 | 0 | 0 | 0
NSR Columbia 1 & 2- SO2 Cap Annual v5.13 | 481 | 7419 | Rate Constraint in MTons | FALSE | L | Annual | Constraint Shadow Price | US2019$/Ton | 0 | 0 | 0 | 0 | 0 | 0 | 0 | 0
NSR Columbia 1 & 2- SO2 Rate Annual v5.13 | 482 | 7479 | Rate Constraint in lbs/MMBtu | FALSE | L | Annual | Seasons Included | Seasons | Winter, WintShld, Summer | Winter, WintShld, Summer | Winter, WintShld, Summer | Winter, WintShld, Summer | Winter, WintShld, Summer | Winter, WintShld, Summer | Winter, WintShld, Summer | Winter, WintShld, Summer
NSR Columbia 1 & 2- SO2 Rate Annual v5.13 | 482 | 7479 | Rate Constraint in lbs/MMBtu | FALSE | L | Annual | Standard SO2 | lb/MMBtu | 0.075 | 0.075 | 0.075 | 0.075 | 0.075 | 0.075 | 0.075 | 0.075
NSR Columbia 1 & 2- SO2 Rate Annual v5.13 | 482 | 7479 | Rate Constraint in lbs/MMBtu | FALSE | L | Annual | Emissions at Affected Plants SO2 | Thousand Tons | 1.8541 | 0 | 0 | 0 | 0 | 0 | 0 | 0
NSR Columbia 1 & 2- SO2 Rate Annual v5.13 | 482 | 7479 | Rate Constraint in lbs/MMBtu | FALSE | L | Annual | Allowances Purchased SO2 | Thousand Tons | 0 | 0 | 0 | 0 | 0 | 0 | 0 | 0
NSR Columbia 1 & 2- SO2 Rate Annual v5.13 | 482 | 7479 | Rate Constraint in lbs/MMBtu | FALSE | L | Annual | Allowances Sold SO2 | Thousand Tons | 0 | 0 | 0 | 0 | 0 | 0 | 0 | 0
NSR Columbia 1 & 2- SO2 Rate Annual v5.13 | 482 | 7479 | Rate Constraint in lbs/MMBtu | FALSE | L | Annual | Allowances Banked | Thousand Tons | 0 | 0 | 0 | 0 | 0 | 0 | 0 | 0
NSR Columbia 1 & 2- SO2 Rate Annual v5.13 | 482 | 7479 | Rate Constraint in lbs/MMBtu | FALSE | L | Annual | Allowances Withdrawn (1:1) | Thousand Tons | 0 | 0 | 0 | 0 | 0 | 0 | 0 | 0
NSR Columbia 1 & 2- SO2 Rate Annual v5.13 | 482 | 7479 | Rate Constraint in lbs/MMBtu | FALSE | L | Annual | Allowances Withdrawn (n:1) | Thousand Tons | 0 | 0 | 0 | 0 | 0 | 0 | 0 | 0
NSR Columbia 1 & 2- SO2 Rate Annual v5.13 | 482 | 7479 | Rate Constraint in lbs/MMBtu | FALSE | L | Annual | Net Emissions Allowance Position | Thousand Tons | 1.8541 | 0 | 0 | 0 | 0 | 0 | 0 | 0
NSR Columbia 1 & 2- SO2 Rate Annual v5.13 | 482 | 7479 | Rate Constraint in lbs/MMBtu | FALSE | L | Annual | Fuel Consumed | TBtu | 82.2847 | 0 | 0 | 0 | 0 | 0 | 0 | 0
NSR Columbia 1 & 2- SO2 Rate Annual v5.13 | 482 | 7479 | Rate Constraint in lbs/MMBtu | FALSE | L | Annual | Rate | lb/MMBtu | 0.045066 | 0 | 0 | 0 | 0 | 0 | 0 | 0
NSR Columbia 1 & 2- SO2 Rate Annual v5.13 | 482 | 7479 | Rate Constraint in lbs/MMBtu | FALSE | L | Annual | Generation | TWh | 7.808 | 0 | 0 | 0 | 0 | 0 | 0 | 0
NSR Columbia 1 & 2- SO2 Rate Annual v5.13 | 482 | 7479 | Rate Constraint in lbs/MMBtu | FALSE | L | Annual | Qualifying Generation | TWh | 7.808 | 0 | 0 | 0 | 0 | 0 | 0 | 0
NSR Columbia 1 & 2- SO2 Rate Annual v5.13 | 482 | 7479 | Rate Constraint in lbs/MMBtu | FALSE | L | Annual | Rate | lb/MWh | 0.47493 | 0 | 0 | 0 | 0 | 0 | 0 | 0
NSR Columbia 1 & 2- SO2 Rate Annual v5.13 | 482 | 7479 | Rate Constraint in lbs/MMBtu | FALSE | L | Annual | Constraint Shadow Price | US2019$/Ton | 0 | 0 | 0 | 0 | 0 | 0 | 0 | 0
NSR Columbia 1- Hg Rate Annual v5.13 | 483 | 7482 | Rate Constraint in lbs/MMBtu | FALSE | L | Annual | Seasons Included | Seasons | Winter, WintShld, Summer | Winter, WintShld, Summer | Winter, WintShld, Summer | Winter, WintShld, Summer | Winter, WintShld, Summer | Winter, WintShld, Summer | Winter, WintShld, Summer | Winter, WintShld, Summer
NSR Columbia 1- Hg Rate Annual v5.13 | 483 | 7482 | Rate Constraint in lbs/MMBtu | FALSE | L | Annual | Standard MER | lb/MMBtu | 0.015 | 0.015 | 0.015 | 0.015 | 0.015 | 0.015 | 0.015 | 0.015
NSR Columbia 1- Hg Rate Annual v5.13 | 483 | 7482 | Rate Constraint in lbs/MMBtu | FALSE | L | Annual | Emissions at Affected Plants MER | lbs | 22.9758 | 0 | 0 | 0 | 0 | 0 | 0 | 0
NSR Columbia 1- Hg Rate Annual v5.13 | 483 | 7482 | Rate Constraint in lbs/MMBtu | FALSE | L | Annual | Allowances Purchased MER | lbs | 0 | 0 | 0 | 0 | 0 | 0 | 0 | 0
NSR Columbia 1- Hg Rate Annual v5.13 | 483 | 7482 | Rate Constraint in lbs/MMBtu | FALSE | L | Annual | Allowances Sold MER | lbs | 0 | 0 | 0 | 0 | 0 | 0 | 0 | 0
NSR Columbia 1- Hg Rate Annual v5.13 | 483 | 7482 | Rate Constraint in lbs/MMBtu | FALSE | L | Annual | Allowances Banked | lbs | 0 | 0 | 0 | 0 | 0 | 0 | 0 | 0
NSR Columbia 1- Hg Rate Annual v5.13 | 483 | 7482 | Rate Constraint in lbs/MMBtu | FALSE | L | Annual | Allowances Withdrawn (1:1) | lbs | 0 | 0 | 0 | 0 | 0 | 0 | 0 | 0
NSR Columbia 1- Hg Rate Annual v5.13 | 483 | 7482 | Rate Constraint in lbs/MMBtu | FALSE | L | Annual | Allowances Withdrawn (n:1) | lbs | 0 | 0 | 0 | 0 | 0 | 0 | 0 | 0
NSR Columbia 1- Hg Rate Annual v5.13 | 483 | 7482 | Rate Constraint in lbs/MMBtu | FALSE | L | Annual | Net Emissions Allowance Position | lbs | 22.9758 | 0 | 0 | 0 | 0 | 0 | 0 | 0
NSR Columbia 1- Hg Rate Annual v5.13 | 483 | 7482 | Rate Constraint in lbs/MMBtu | FALSE | L | Annual | Fuel Consumed | TBtu | 40.9459 | 0 | 0 | 0 | 0 | 0 | 0 | 0
NSR Columbia 1- Hg Rate Annual v5.13 | 483 | 7482 | Rate Constraint in lbs/MMBtu | FALSE | L | Annual | Rate | lb/MMBtu | 5.6112e-07 | 0 | 0 | 0 | 0 | 0 | 0 | 0
NSR Columbia 1- Hg Rate Annual v5.13 | 483 | 7482 | Rate Constraint in lbs/MMBtu | FALSE | L | Annual | Generation | TWh | 3.8833 | 0 | 0 | 0 | 0 | 0 | 0 | 0
NSR Columbia 1- Hg Rate Annual v5.13 | 483 | 7482 | Rate Constraint in lbs/MMBtu | FALSE | L | Annual | Qualifying Generation | TWh | 3.8833 | 0 | 0 | 0 | 0 | 0 | 0 | 0
NSR Columbia 1- Hg Rate Annual v5.13 | 483 | 7482 | Rate Constraint in lbs/MMBtu | FALSE | L | Annual | Rate | lb/MWh | 5.9165e-06 | 0 | 0 | 0 | 0 | 0 | 0 | 0
NSR Columbia 1- Hg Rate Annual v5.13 | 483 | 7482 | Rate Constraint in lbs/MMBtu | FALSE | L | Annual | Constraint Shadow Price | US2019$/Lb | 0 | 0 | 0 | 0 | 0 | 0 | 0 | 0
NSR Columbia 1- NOx Rate Annual v5.13 | 484 | 7480 | Rate Constraint in lbs/MMBtu | FALSE | L | Annual | Seasons Included | Seasons | Winter, WintShld, Summer | Winter, WintShld, Summer | Winter, WintShld, Summer | Winter, WintShld, Summer | Winter, WintShld, Summer | Winter, WintShld, Summer | Winter, WintShld, Summer | Winter, WintShld, Summer
NSR Columbia 1- NOx Rate Annual v5.13 | 484 | 7480 | Rate Constraint in lbs/MMBtu | FALSE | L | Annual | Standard NOX | lb/MMBtu | 0.15 | 0.15 | 0.15 | 0.15 | 0.15 | 0.15 | 0.15 | 0.15
NSR Columbia 1- NOx Rate Annual v5.13 | 484 | 7480 | Rate Constraint in lbs/MMBtu | FALSE | L | Annual | Emissions at Affected Plants NOX | Thousand Tons | 2.526 | 0 | 0 | 0 | 0 | 0 | 0 | 0
NSR Columbia 1- NOx Rate Annual v5.13 | 484 | 7480 | Rate Constraint in lbs/MMBtu | FALSE | L | Annual | Allowances Purchased NOX | Thousand Tons | 0 | 0 | 0 | 0 | 0 | 0 | 0 | 0
NSR Columbia 1- NOx Rate Annual v5.13 | 484 | 7480 | Rate Constraint in lbs/MMBtu | FALSE | L | Annual | Allowances Sold NOX | Thousand Tons | 0 | 0 | 0 | 0 | 0 | 0 | 0 | 0
NSR Columbia 1- NOx Rate Annual v5.13 | 484 | 7480 | Rate Constraint in lbs/MMBtu | FALSE | L | Annual | Allowances Banked | Thousand Tons | 0 | 0 | 0 | 0 | 0 | 0 | 0 | 0
NSR Columbia 1- NOx Rate Annual v5.13 | 484 | 7480 | Rate Constraint in lbs/MMBtu | FALSE | L | Annual | Allowances Withdrawn (1:1) | Thousand Tons | 0 | 0 | 0 | 0 | 0 | 0 | 0 | 0
NSR Columbia 1- NOx Rate Annual v5.13 | 484 | 7480 | Rate Constraint in lbs/MMBtu | FALSE | L | Annual | Allowances Withdrawn (n:1) | Thousand Tons | 0 | 0 | 0 | 0 | 0 | 0 | 0 | 0
NSR Columbia 1- NOx Rate Annual v5.13 | 484 | 7480 | Rate Constraint in lbs/MMBtu | FALSE | L | Annual | Net Emissions Allowance Position | Thousand Tons | 2.526 | 0 | 0 | 0 | 0 | 0 | 0 | 0
NSR Columbia 1- NOx Rate Annual v5.13 | 484 | 7480 | Rate Constraint in lbs/MMBtu | FALSE | L | Annual | Fuel Consumed | TBtu | 40.9459 | 0 | 0 | 0 | 0 | 0 | 0 | 0
NSR Columbia 1- NOx Rate Annual v5.13 | 484 | 7480 | Rate Constraint in lbs/MMBtu | FALSE | L | Annual | Rate | lb/MMBtu | 0.12338 | 0 | 0 | 0 | 0 | 0 | 0 | 0
NSR Columbia 1- NOx Rate Annual v5.13 | 484 | 7480 | Rate Constraint in lbs/MMBtu | FALSE | L | Annual | Generation | TWh | 3.8833 | 0 | 0 | 0 | 0 | 0 | 0 | 0
NSR Columbia 1- NOx Rate Annual v5.13 | 484 | 7480 | Rate Constraint in lbs/MMBtu | FALSE | L | Annual | Qualifying Generation | TWh | 3.8833 | 0 | 0 | 0 | 0 | 0 | 0 | 0
NSR Columbia 1- NOx Rate Annual v5.13 | 484 | 7480 | Rate Constraint in lbs/MMBtu | FALSE | L | Annual | Rate | lb/MWh | 1.3009 | 0 | 0 | 0 | 0 | 0 | 0 | 0
NSR Columbia 1- NOx Rate Annual v5.13 | 484 | 7480 | Rate Constraint in lbs/MMBtu | FALSE | L | Annual | Constraint Shadow Price | US2019$/Ton | 0 | 0 | 0 | 0 | 0 | 0 | 0 | 0
NSR Columbia 2- Hg Rate Annual v5.13 | 485 | 7483 | Rate Constraint in lbs/MMBtu | FALSE | L | Annual | Seasons Included | Seasons | Winter, WintShld, Summer | Winter, WintShld, Summer | Winter, WintShld, Summer | Winter, WintShld, Summer | Winter, WintShld, Summer | Winter, WintShld, Summer | Winter, WintShld, Summer | Winter, WintShld, Summer
NSR Columbia 2- Hg Rate Annual v5.13 | 485 | 7483 | Rate Constraint in lbs/MMBtu | FALSE | L | Annual | Standard MER | lb/MMBtu | 0.015 | 0.015 | 0.015 | 0.015 | 0.015 | 0.015 | 0.015 | 0.015
NSR Columbia 2- Hg Rate Annual v5.13 | 485 | 7483 | Rate Constraint in lbs/MMBtu | FALSE | L | Annual | Emissions at Affected Plants MER | lbs | 23.1963 | 0 | 0 | 0 | 0 | 0 | 0 | 0
NSR Columbia 2- Hg Rate Annual v5.13 | 485 | 7483 | Rate Constraint in lbs/MMBtu | FALSE | L | Annual | Allowances Purchased MER | lbs | 0 | 0 | 0 | 0 | 0 | 0 | 0 | 0
NSR Columbia 2- Hg Rate Annual v5.13 | 485 | 7483 | Rate Constraint in lbs/MMBtu | FALSE | L | Annual | Allowances Sold MER | lbs | 0 | 0 | 0 | 0 | 0 | 0 | 0 | 0
NSR Columbia 2- Hg Rate Annual v5.13 | 485 | 7483 | Rate Constraint in lbs/MMBtu | FALSE | L | Annual | Allowances Banked | lbs | 0 | 0 | 0 | 0 | 0 | 0 | 0 | 0
NSR Columbia 2- Hg Rate Annual v5.13 | 485 | 7483 | Rate Constraint in lbs/MMBtu | FALSE | L | Annual | Allowances Withdrawn (1:1) | lbs | 0 | 0 | 0 | 0 | 0 | 0 | 0 | 0
NSR Columbia 2- Hg Rate Annual v5.13 | 485 | 7483 | Rate Constraint in lbs/MMBtu | FALSE | L | Annual | Allowances Withdrawn (n:1) | lbs | 0 | 0 | 0 | 0 | 0 | 0 | 0 | 0
NSR Columbia 2- Hg Rate Annual v5.13 | 485 | 7483 | Rate Constraint in lbs/MMBtu | FALSE | L | Annual | Net Emissions Allowance Position | lbs | 23.1963 | 0 | 0 | 0 | 0 | 0 | 0 | 0
NSR Columbia 2- Hg Rate Annual v5.13 | 485 | 7483 | Rate Constraint in lbs/MMBtu | FALSE | L | Annual | Fuel Consumed | TBtu | 41.3388 | 0 | 0 | 0 | 0 | 0 | 0 | 0
NSR Columbia 2- Hg Rate Annual v5.13 | 485 | 7483 | Rate Constraint in lbs/MMBtu | FALSE | L | Annual | Rate | lb/MMBtu | 5.6112e-07 | 0 | 0 | 0 | 0 | 0 | 0 | 0
NSR Columbia 2- Hg Rate Annual v5.13 | 485 | 7483 | Rate Constraint in lbs/MMBtu | FALSE | L | Annual | Generation | TWh | 3.9247 | 0 | 0 | 0 | 0 | 0 | 0 | 0
NSR Columbia 2- Hg Rate Annual v5.13 | 485 | 7483 | Rate Constraint in lbs/MMBtu | FALSE | L | Annual | Qualifying Generation | TWh | 3.9247 | 0 | 0 | 0 | 0 | 0 | 0 | 0
NSR Columbia 2- Hg Rate Annual v5.13 | 485 | 7483 | Rate Constraint in lbs/MMBtu | FALSE | L | Annual | Rate | lb/MWh | 5.9103e-06 | 0 | 0 | 0 | 0 | 0 | 0 | 0
NSR Columbia 2- Hg Rate Annual v5.13 | 485 | 7483 | Rate Constraint in lbs/MMBtu | FALSE | L | Annual | Constraint Shadow Price | US2019$/Lb | 0 | 0 | 0 | 0 | 0 | 0 | 0 | 0
NSR Columbia 2- NOx Rate Annual v5.13 | 486 | 7481 | Rate Constraint in lbs/MMBtu | FALSE | L | Annual | Seasons Included | Seasons | Winter, WintShld, Summer | Winter, WintShld, Summer | Winter, WintShld, Summer | Winter, WintShld, Summer | Winter, WintShld, Summer | Winter, WintShld, Summer | Winter, WintShld, Summer | Winter, WintShld, Summer
NSR Columbia 2- NOx Rate Annual v5.13 | 486 | 7481 | Rate Constraint in lbs/MMBtu | FALSE | L | Annual | Standard NOX | lb/MMBtu | 0.07 | 0.07 | 0.07 | 0.07 | 0.07 | 0.07 | 0.07 | 0.07
NSR Columbia 2- NOx Rate Annual v5.13 | 486 | 7481 | Rate Constraint in lbs/MMBtu | FALSE | L | Annual | Emissions at Affected Plants NOX | Thousand Tons | 1.0955 | 0 | 0 | 0 | 0 | 0 | 0 | 0
NSR Columbia 2- NOx Rate Annual v5.13 | 486 | 7481 | Rate Constraint in lbs/MMBtu | FALSE | L | Annual | Allowances Purchased NOX | Thousand Tons | 0 | 0 | 0 | 0 | 0 | 0 | 0 | 0
NSR Columbia 2- NOx Rate Annual v5.13 | 486 | 7481 | Rate Constraint in lbs/MMBtu | FALSE | L | Annual | Allowances Sold NOX | Thousand Tons | 0 | 0 | 0 | 0 | 0 | 0 | 0 | 0
NSR Columbia 2- NOx Rate Annual v5.13 | 486 | 7481 | Rate Constraint in lbs/MMBtu | FALSE | L | Annual | Allowances Banked | Thousand Tons | 0 | 0 | 0 | 0 | 0 | 0 | 0 | 0
NSR Columbia 2- NOx Rate Annual v5.13 | 486 | 7481 | Rate Constraint in lbs/MMBtu | FALSE | L | Annual | Allowances Withdrawn (1:1) | Thousand Tons | 0 | 0 | 0 | 0 | 0 | 0 | 0 | 0
NSR Columbia 2- NOx Rate Annual v5.13 | 486 | 7481 | Rate Constraint in lbs/MMBtu | FALSE | L | Annual | Allowances Withdrawn (n:1) | Thousand Tons | 0 | 0 | 0 | 0 | 0 | 0 | 0 | 0
NSR Columbia 2- NOx Rate Annual v5.13 | 486 | 7481 | Rate Constraint in lbs/MMBtu | FALSE | L | Annual | Net Emissions Allowance Position | Thousand Tons | 1.0955 | 0 | 0 | 0 | 0 | 0 | 0 | 0
NSR Columbia 2- NOx Rate Annual v5.13 | 486 | 7481 | Rate Constraint in lbs/MMBtu | FALSE | L | Annual | Fuel Consumed | TBtu | 41.3388 | 0 | 0 | 0 | 0 | 0 | 0 | 0
NSR Columbia 2- NOx Rate Annual v5.13 | 486 | 7481 | Rate Constraint in lbs/MMBtu | FALSE | L | Annual | Rate | lb/MMBtu | 0.053 | 0 | 0 | 0 | 0 | 0 | 0 | 0
NSR Columbia 2- NOx Rate Annual v5.13 | 486 | 7481 | Rate Constraint in lbs/MMBtu | FALSE | L | Annual | Generation | TWh | 3.9247 | 0 | 0 | 0 | 0 | 0 | 0 | 0
NSR Columbia 2- NOx Rate Annual v5.13 | 486 | 7481 | Rate Constraint in lbs/MMBtu | FALSE | L | Annual | Qualifying Generation | TWh | 3.9247 | 0 | 0 | 0 | 0 | 0 | 0 | 0
NSR Columbia 2- NOx Rate Annual v5.13 | 486 | 7481 | Rate Constraint in lbs/MMBtu | FALSE | L | Annual | Rate | lb/MWh | 0.55825 | 0 | 0 | 0 | 0 | 0 | 0 | 0
NSR Columbia 2- NOx Rate Annual v5.13 | 486 | 7481 | Rate Constraint in lbs/MMBtu | FALSE | L | Annual | Constraint Shadow Price | US2019$/Ton | 0 | 0 | 0 | 0 | 0 | 0 | 0 | 0
NSR Consumer Energy - NOx Cap Annual v5.14 | 487 | 7420 | Rate Constraint in MTons | FALSE | L | Annual | Seasons Included | Seasons | Winter, WintShld, Summer | Winter, WintShld, Summer | Winter, WintShld, Summer | Winter, WintShld, Summer | Winter, WintShld, Summer | Winter, WintShld, Summer | Winter, WintShld, Summer | Winter, WintShld, Summer
NSR Consumer Energy - NOx Cap Annual v5.14 | 487 | 7420 | Rate Constraint in MTons | FALSE | L | Annual | Standard NOX | Thousand Tons | 6.912 | 6.912 | 6.912 | 6.912 | 6.912 | 6.912 | 6.912 | 6.912
NSR Consumer Energy - NOx Cap Annual v5.14 | 487 | 7420 | Rate Constraint in MTons | FALSE | L | Annual | Emissions at Affected Plants NOX | Thousand Tons | 3.7431 | 0 | 0 | 0 | 0 | 0 | 0 | 0
NSR Consumer Energy - NOx Cap Annual v5.14 | 487 | 7420 | Rate Constraint in MTons | FALSE | L | Annual | Allowances Purchased NOX | Thousand Tons | 0 | 0 | 0 | 0 | 0 | 0 | 0 | 0
NSR Consumer Energy - NOx Cap Annual v5.14 | 487 | 7420 | Rate Constraint in MTons | FALSE | L | Annual | Allowances Sold NOX | Thousand Tons | 0 | 0 | 0 | 0 | 0 | 0 | 0 | 0
NSR Consumer Energy - NOx Cap Annual v5.14 | 487 | 7420 | Rate Constraint in MTons | FALSE | L | Annual | Allowances Banked | Thousand Tons | 0 | 0 | 0 | 0 | 0 | 0 | 0 | 0
NSR Consumer Energy - NOx Cap Annual v5.14 | 487 | 7420 | Rate Constraint in MTons | FALSE | L | Annual | Allowances Withdrawn (1:1) | Thousand Tons | 0 | 0 | 0 | 0 | 0 | 0 | 0 | 0
NSR Consumer Energy - NOx Cap Annual v5.14 | 487 | 7420 | Rate Constraint in MTons | FALSE | L | Annual | Allowances Withdrawn (n:1) | Thousand Tons | 0 | 0 | 0 | 0 | 0 | 0 | 0 | 0
NSR Consumer Energy - NOx Cap Annual v5.14 | 487 | 7420 | Rate Constraint in MTons | FALSE | L | Annual | Net Emissions Allowance Position | Thousand Tons | 3.7431 | 0 | 0 | 0 | 0 | 0 | 0 | 0
NSR Consumer Energy - NOx Cap Annual v5.14 | 487 | 7420 | Rate Constraint in MTons | FALSE | L | Annual | Fuel Consumed | TBtu | 102.9253 | 0 | 0 | 0 | 0 | 0 | 0 | 0
NSR Consumer Energy - NOx Cap Annual v5.14 | 487 | 7420 | Rate Constraint in MTons | FALSE | L | Annual | Rate | lb/MMBtu | 0.072734 | 0 | 0 | 0 | 0 | 0 | 0 | 0
NSR Consumer Energy - NOx Cap Annual v5.14 | 487 | 7420 | Rate Constraint in MTons | FALSE | L | Annual | Generation | TWh | 9.9752 | 0 | 0 | 0 | 0 | 0 | 0 | 0
NSR Consumer Energy - NOx Cap Annual v5.14 | 487 | 7420 | Rate Constraint in MTons | FALSE | L | Annual | Qualifying Generation | TWh | 9.9752 | 0 | 0 | 0 | 0 | 0 | 0 | 0
NSR Consumer Energy - NOx Cap Annual v5.14 | 487 | 7420 | Rate Constraint in MTons | FALSE | L | Annual | Rate | lb/MWh | 0.75048 | 0 | 0 | 0 | 0 | 0 | 0 | 0
NSR Consumer Energy - NOx Cap Annual v5.14 | 487 | 7420 | Rate Constraint in MTons | FALSE | L | Annual | Constraint Shadow Price | US2019$/Ton | 0 | 0 | 0 | 0 | 0 | 0 | 0 | 0
NSR Consumer Energy - SO2 Cap Annual v5.14 | 488 | 7421 | Rate Constraint in MTons | FALSE | L | Annual | Seasons Included | Seasons | Winter, WintShld, Summer | Winter, WintShld, Summer | Winter, WintShld, Summer | Winter, WintShld, Summer | Winter, WintShld, Summer | Winter, WintShld, Summer | Winter, WintShld, Summer | Winter, WintShld, Summer
NSR Consumer Energy - SO2 Cap Annual v5.14 | 488 | 7421 | Rate Constraint in MTons | FALSE | L | Annual | Standard SO2 | Thousand Tons | 10.9 | 10.9 | 10.9 | 10.9 | 10.9 | 10.9 | 10.9 | 10.9
NSR Consumer Energy - SO2 Cap Annual v5.14 | 488 | 7421 | Rate Constraint in MTons | FALSE | L | Annual | Emissions at Affected Plants SO2 | Thousand Tons | 7.7853 | 0 | 0 | 0 | 0 | 0 | 0 | 0
NSR Consumer Energy - SO2 Cap Annual v5.14 | 488 | 7421 | Rate Constraint in MTons | FALSE | L | Annual | Allowances Purchased SO2 | Thousand Tons | 0 | 0 | 0 | 0 | 0 | 0 | 0 | 0
NSR Consumer Energy - SO2 Cap Annual v5.14 | 488 | 7421 | Rate Constraint in MTons | FALSE | L | Annual | Allowances Sold SO2 | Thousand Tons | 0 | 0 | 0 | 0 | 0 | 0 | 0 | 0
NSR Consumer Energy - SO2 Cap Annual v5.14 | 488 | 7421 | Rate Constraint in MTons | FALSE | L | Annual | Allowances Banked | Thousand Tons | 0 | 0 | 0 | 0 | 0 | 0 | 0 | 0
NSR Consumer Energy - SO2 Cap Annual v5.14 | 488 | 7421 | Rate Constraint in MTons | FALSE | L | Annual | Allowances Withdrawn (1:1) | Thousand Tons | 0 | 0 | 0 | 0 | 0 | 0 | 0 | 0
NSR Consumer Energy - SO2 Cap Annual v5.14 | 488 | 7421 | Rate Constraint in MTons | FALSE | L | Annual | Allowances Withdrawn (n:1) | Thousand Tons | 0 | 0 | 0 | 0 | 0 | 0 | 0 | 0
NSR Consumer Energy - SO2 Cap Annual v5.14 | 488 | 7421 | Rate Constraint in MTons | FALSE | L | Annual | Net Emissions Allowance Position | Thousand Tons | 7.7853 | 0 | 0 | 0 | 0 | 0 | 0 | 0
NSR Consumer Energy - SO2 Cap Annual v5.14 | 488 | 7421 | Rate Constraint in MTons | FALSE | L | Annual | Fuel Consumed | TBtu | 102.9253 | 0 | 0 | 0 | 0 | 0 | 0 | 0
NSR Consumer Energy - SO2 Cap Annual v5.14 | 488 | 7421 | Rate Constraint in MTons | FALSE | L | Annual | Rate | lb/MMBtu | 0.15128 | 0 | 0 | 0 | 0 | 0 | 0 | 0
NSR Consumer Energy - SO2 Cap Annual v5.14 | 488 | 7421 | Rate Constraint in MTons | FALSE | L | Annual | Generation | TWh | 9.9752 | 0 | 0 | 0 | 0 | 0 | 0 | 0
NSR Consumer Energy - SO2 Cap Annual v5.14 | 488 | 7421 | Rate Constraint in MTons | FALSE | L | Annual | Qualifying Generation | TWh | 9.9752 | 0 | 0 | 0 | 0 | 0 | 0 | 0
NSR Consumer Energy - SO2 Cap Annual v5.14 | 488 | 7421 | Rate Constraint in MTons | FALSE | L | Annual | Rate | lb/MWh | 1.5609 | 0 | 0 | 0 | 0 | 0 | 0 | 0
NSR Consumer Energy - SO2 Cap Annual v5.14 | 488 | 7421 | Rate Constraint in MTons | FALSE | L | Annual | Constraint Shadow Price | US2019$/Ton | 0 | 0 | 0 | 0 | 0 | 0 | 0 | 0
NSR Cooper 2 - NOX Rate Annual v3.1, Unit 2651 and retrofits | 489 | 7447 | Rate Constraint in lbs/MMBtu | FALSE | L | Annual | Seasons Included | Seasons | Winter, WintShld, Summer | Winter, WintShld, Summer | Winter, WintShld, Summer | Winter, WintShld, Summer | Winter, WintShld, Summer | Winter, WintShld, Summer | Winter, WintShld, Summer | Winter, WintShld, Summer
NSR Cooper 2 - NOX Rate Annual v3.1, Unit 2651 and retrofits | 489 | 7447 | Rate Constraint in lbs/MMBtu | FALSE | L | Annual | Standard NOX | lb/MMBtu | 0.08 | 0.08 | 0.08 | 0.08 | 0.08 | 0.08 | 0.08 | 0.08
NSR Cooper 2 - NOX Rate Annual v3.1, Unit 2651 and retrofits | 489 | 7447 | Rate Constraint in lbs/MMBtu | FALSE | L | Annual | Emissions at Affected Plants NOX | Thousand Tons | 0.14423 | 0 | 0 | 0 | 0 | 0 | 0 | 0
NSR Cooper 2 - NOX Rate Annual v3.1, Unit 2651 and retrofits | 489 | 7447 | Rate Constraint in lbs/MMBtu | FALSE | L | Annual | Allowances Purchased NOX | Thousand Tons | 0 | 0 | 0 | 0 | 0 | 0 | 0 | 0
NSR Cooper 2 - NOX Rate Annual v3.1, Unit 2651 and retrofits | 489 | 7447 | Rate Constraint in lbs/MMBtu | FALSE | L | Annual | Allowances Sold NOX | Thousand Tons | 0 | 0 | 0 | 0 | 0 | 0 | 0 | 0
NSR Cooper 2 - NOX Rate Annual v3.1, Unit 2651 and retrofits | 489 | 7447 | Rate Constraint in lbs/MMBtu | FALSE | L | Annual | Allowances Banked | Thousand Tons | 0 | 0 | 0 | 0 | 0 | 0 | 0 | 0
NSR Cooper 2 - NOX Rate Annual v3.1, Unit 2651 and retrofits | 489 | 7447 | Rate Constraint in lbs/MMBtu | FALSE | L | Annual | Allowances Withdrawn (1:1) | Thousand Tons | 0 | 0 | 0 | 0 | 0 | 0 | 0 | 0
NSR Cooper 2 - NOX Rate Annual v3.1, Unit 2651 and retrofits | 489 | 7447 | Rate Constraint in lbs/MMBtu | FALSE | L | Annual | Allowances Withdrawn (n:1) | Thousand Tons | 0 | 0 | 0 | 0 | 0 | 0 | 0 | 0
NSR Cooper 2 - NOX Rate Annual v3.1, Unit 2651 and retrofits | 489 | 7447 | Rate Constraint in lbs/MMBtu | FALSE | L | Annual | Net Emissions Allowance Position | Thousand Tons | 0.14423 | 0 | 0 | 0 | 0 | 0 | 0 | 0
NSR Cooper 2 - NOX Rate Annual v3.1, Unit 2651 and retrofits | 489 | 7447 | Rate Constraint in lbs/MMBtu | FALSE | L | Annual | Fuel Consumed | TBtu | 3.8463 | 0 | 0 | 0 | 0 | 0 | 0 | 0
NSR Cooper 2 - NOX Rate Annual v3.1, Unit 2651 and retrofits | 489 | 7447 | Rate Constraint in lbs/MMBtu | FALSE | L | Annual | Rate | lb/MMBtu | 0.075 | 0 | 0 | 0 | 0 | 0 | 0 | 0
NSR Cooper 2 - NOX Rate Annual v3.1, Unit 2651 and retrofits | 489 | 7447 | Rate Constraint in lbs/MMBtu | FALSE | L | Annual | Generation | TWh | 0.3601 | 0 | 0 | 0 | 0 | 0 | 0 | 0
NSR Cooper 2 - NOX Rate Annual v3.1, Unit 2651 and retrofits | 489 | 7447 | Rate Constraint in lbs/MMBtu | FALSE | L | Annual | Qualifying Generation | TWh | 0.3601 | 0 | 0 | 0 | 0 | 0 | 0 | 0
NSR Cooper 2 - NOX Rate Annual v3.1, Unit 2651 and retrofits | 489 | 7447 | Rate Constraint in lbs/MMBtu | FALSE | L | Annual | Rate | lb/MWh | 0.80107 | 0 | 0 | 0 | 0 | 0 | 0 | 0
NSR Cooper 2 - NOX Rate Annual v3.1, Unit 2651 and retrofits | 489 | 7447 | Rate Constraint in lbs/MMBtu | FALSE | L | Annual | Constraint Shadow Price | US2019$/Ton | 0 | 0 | 0 | 0 | 0 | 0 | 0 | 0
NSR Cooper 2 - SO2 Rate Annual v3.1, Unit 2651 and retrofits | 490 | 7446 | Rate Constraint in lbs/MMBtu | FALSE | L | Annual | Seasons Included | Seasons | Winter, WintShld, Summer | Winter, WintShld, Summer | Winter, WintShld, Summer | Winter, WintShld, Summer | Winter, WintShld, Summer | Winter, WintShld, Summer | Winter, WintShld, Summer | Winter, WintShld, Summer
NSR Cooper 2 - SO2 Rate Annual v3.1, Unit 2651 and retrofits | 490 | 7446 | Rate Constraint in lbs/MMBtu | FALSE | L | Annual | Standard SO2 | lb/MMBtu | 0.1 | 0.1 | 0.1 | 0.1 | 0.1 | 0.1 | 0.1 | 0.1
NSR Cooper 2 - SO2 Rate Annual v3.1, Unit 2651 and retrofits | 490 | 7446 | Rate Constraint in lbs/MMBtu | FALSE | L | Annual | Emissions at Affected Plants SO2 | Thousand Tons | 0.1641 | 0 | 0 | 0 | 0 | 0 | 0 | 0
NSR Cooper 2 - SO2 Rate Annual v3.1, Unit 2651 and retrofits | 490 | 7446 | Rate Constraint in lbs/MMBtu | FALSE | L | Annual | Allowances Purchased SO2 | Thousand Tons | 0 | 0 | 0 | 0 | 0 | 0 | 0 | 0
NSR Cooper 2 - SO2 Rate Annual v3.1, Unit 2651 and retrofits | 490 | 7446 | Rate Constraint in lbs/MMBtu | FALSE | L | Annual | Allowances Sold SO2 | Thousand Tons | 0 | 0 | 0 | 0 | 0 | 0 | 0 | 0
NSR Cooper 2 - SO2 Rate Annual v3.1, Unit 2651 and retrofits | 490 | 7446 | Rate Constraint in lbs/MMBtu | FALSE | L | Annual | Allowances Banked | Thousand Tons | 0 | 0 | 0 | 0 | 0 | 0 | 0 | 0
NSR Cooper 2 - SO2 Rate Annual v3.1, Unit 2651 and retrofits | 490 | 7446 | Rate Constraint in lbs/MMBtu | FALSE | L | Annual | Allowances Withdrawn (1:1) | Thousand Tons | 0 | 0 | 0 | 0 | 0 | 0 | 0 | 0
NSR Cooper 2 - SO2 Rate Annual v3.1, Unit 2651 and retrofits | 490 | 7446 | Rate Constraint in lbs/MMBtu | FALSE | L | Annual | Allowances Withdrawn (n:1) | Thousand Tons | 0 | 0 | 0 | 0 | 0 | 0 | 0 | 0
NSR Cooper 2 - SO2 Rate Annual v3.1, Unit 2651 and retrofits | 490 | 7446 | Rate Constraint in lbs/MMBtu | FALSE | L | Annual | Net Emissions Allowance Position | Thousand Tons | 0.1641 | 0 | 0 | 0 | 0 | 0 | 0 | 0
NSR Cooper 2 - SO2 Rate Annual v3.1, Unit 2651 and retrofits | 490 | 7446 | Rate Constraint in lbs/MMBtu | FALSE | L | Annual | Fuel Consumed | TBtu | 3.8463 | 0 | 0 | 0 | 0 | 0 | 0 | 0
NSR Cooper 2 - SO2 Rate Annual v3.1, Unit 2651 and retrofits | 490 | 7446 | Rate Constraint in lbs/MMBtu | FALSE | L | Annual | Rate | lb/MMBtu | 0.085332 | 0 | 0 | 0 | 0 | 0 | 0 | 0
NSR Cooper 2 - SO2 Rate Annual v3.1, Unit 2651 and retrofits | 490 | 7446 | Rate Constraint in lbs/MMBtu | FALSE | L | Annual | Generation | TWh | 0.3601 | 0 | 0 | 0 | 0 | 0 | 0 | 0
NSR Cooper 2 - SO2 Rate Annual v3.1, Unit 2651 and retrofits | 490 | 7446 | Rate Constraint in lbs/MMBtu | FALSE | L | Annual | Qualifying Generation | TWh | 0.3601 | 0 | 0 | 0 | 0 | 0 | 0 | 0
NSR Cooper 2 - SO2 Rate Annual v3.1, Unit 2651 and retrofits | 490 | 7446 | Rate Constraint in lbs/MMBtu | FALSE | L | Annual | Rate | lb/MWh | 0.91143 | 0 | 0 | 0 | 0 | 0 | 0 | 0
NSR Cooper 2 - SO2 Rate Annual v3.1, Unit 2651 and retrofits | 490 | 7446 | Rate Constraint in lbs/MMBtu | FALSE | L | Annual | Constraint Shadow Price | US2019$/Ton | 0 | 0 | 0 | 0 | 0 | 0 | 0 | 0
NSR Coronado 1,2 - NOX Cap Annual v6.17 | 491 | 7394 | Rate Constraint in MTons | FALSE | L | Annual | Seasons Included | Seasons | Winter, WintShld, Summer | Winter, WintShld, Summer | Winter, WintShld, Summer | Winter, WintShld, Summer | Winter, WintShld, Summer | Winter, WintShld, Summer | Winter, WintShld, Summer | Winter, WintShld, Summer
NSR Coronado 1,2 - NOX Cap Annual v6.17 | 491 | 7394 | Rate Constraint in MTons | FALSE | L | Annual | Standard NOX | Thousand Tons | 7.3 | 7.3 | 7.3 | 7.3 | 7.3 | 7.3 | 7.3 | 7.3
NSR Coronado 1,2 - NOX Cap Annual v6.17 | 491 | 7394 | Rate Constraint in MTons | FALSE | L | Annual | Emissions at Affected Plants NOX | Thousand Tons | 4.1942 | 1.0571 | 0.048642 | 0.040568 | 0 | 0 | 0 | 0
NSR Coronado 1,2 - NOX Cap Annual v6.17 | 491 | 7394 | Rate Constraint in MTons | FALSE | L | Annual | Allowances Purchased NOX | Thousand Tons | 0 | 0 | 0 | 0 | 0 | 0 | 0 | 0
NSR Coronado 1,2 - NOX Cap Annual v6.17 | 491 | 7394 | Rate Constraint in MTons | FALSE | L | Annual | Allowances Sold NOX | Thousand Tons | 0 | 0 | 0 | 0 | 0 | 0 | 0 | 0
NSR Coronado 1,2 - NOX Cap Annual v6.17 | 491 | 7394 | Rate Constraint in MTons | FALSE | L | Annual | Allowances Banked | Thousand Tons | 0 | 0 | 0 | 0 | 0 | 0 | 0 | 0
NSR Coronado 1,2 - NOX Cap Annual v6.17 | 491 | 7394 | Rate Constraint in MTons | FALSE | L | Annual | Allowances Withdrawn (1:1) | Thousand Tons | 0 | 0 | 0 | 0 | 0 | 0 | 0 | 0
NSR Coronado 1,2 - NOX Cap Annual v6.17 | 491 | 7394 | Rate Constraint in MTons | FALSE | L | Annual | Allowances Withdrawn (n:1) | Thousand Tons | 0 | 0 | 0 | 0 | 0 | 0 | 0 | 0
NSR Coronado 1,2 - NOX Cap Annual v6.17 | 491 | 7394 | Rate Constraint in MTons | FALSE | L | Annual | Net Emissions Allowance Position | Thousand Tons | 4.1942 | 1.0571 | 0.048642 | 0.040568 | 0 | 0 | 0 | 0
NSR Coronado 1,2 - NOX Cap Annual v6.17 | 491 | 7394 | Rate Constraint in MTons | FALSE | L | Annual | Fuel Consumed | TBtu | 56.0547 | 8.6917 | 0.39995 | 0.33356 | 0 | 0 | 0 | 0
NSR Coronado 1,2 - NOX Cap Annual v6.17 | 491 | 7394 | Rate Constraint in MTons | FALSE | L | Annual | Rate | lb/MMBtu | 0.14965 | 0.24324 | 0.24324 | 0.24324 | 0 | 0 | 0 | 0
NSR Coronado 1,2 - NOX Cap Annual v6.17 | 491 | 7394 | Rate Constraint in MTons | FALSE | L | Annual | Generation | TWh | 5.2613 | 0.81866 | 0.037671 | 0.031418 | 0 | 0 | 0 | 0
NSR Coronado 1,2 - NOX Cap Annual v6.17 | 491 | 7394 | Rate Constraint in MTons | FALSE | L | Annual | Qualifying Generation | TWh | 5.2613 | 0.81866 | 0.037671 | 0.031418 | 0 | 0 | 0 | 0
NSR Coronado 1,2 - NOX Cap Annual v6.17 | 491 | 7394 | Rate Constraint in MTons | FALSE | L | Annual | Rate | lb/MWh | 1.5944 | 2.5825 | 2.5825 | 2.5825 | 0 | 0 | 0 | 0
NSR Coronado 1,2 - NOX Cap Annual v6.17 | 491 | 7394 | Rate Constraint in MTons | FALSE | L | Annual | Constraint Shadow Price | US2019$/Ton | 0 | 0 | 0 | 0 | 0 | 0 | 0 | 0
NSR Cross 1,2 - NOX Rate Annual v3.1, Unit 3825 and retrofits | 492 | 7432 | Rate Constraint in lbs/MMBtu | FALSE | L | Annual | Seasons Included | Seasons | Winter, WintShld, Summer | Winter, WintShld, Summer | Winter, WintShld, Summer | Winter, WintShld, Summer | Winter, WintShld, Summer | Winter, WintShld, Summer | Winter, WintShld, Summer | Winter, WintShld, Summer
NSR Cross 1,2 - NOX Rate Annual v3.1, Unit 3825 and retrofits | 492 | 7432 | Rate Constraint in lbs/MMBtu | FALSE | L | Annual | Standard NOX | lb/MMBtu | 0.1 | 0.1 | 0.1 | 0.1 | 0.1 | 0.1 | 0.1 | 0.1
NSR Cross 1,2 - NOX Rate Annual v3.1, Unit 3825 and retrofits | 492 | 7432 | Rate Constraint in lbs/MMBtu | FALSE | L | Annual | Emissions at Affected Plants NOX | Thousand Tons | 1.5084 | 1.2453 | 0.65587 | 0.67363 | 0.22105 | 0.22105 | 0.22105 | 0
NSR Cross 1,2 - NOX Rate Annual v3.1, Unit 3825 and retrofits | 492 | 7432 | Rate Constraint in lbs/MMBtu | FALSE | L | Annual | Allowances Purchased NOX | Thousand Tons | 0 | 0 | 0 | 0 | 0 | 0 | 0 | 0
NSR Cross 1,2 - NOX Rate Annual v3.1, Unit 3825 and retrofits | 492 | 7432 | Rate Constraint in lbs/MMBtu | FALSE | L | Annual | Allowances Sold NOX | Thousand Tons | 0 | 0 | 0 | 0 | 0 | 0 | 0 | 0
NSR Cross 1,2 - NOX Rate Annual v3.1, Unit 3825 and retrofits | 492 | 7432 | Rate Constraint in lbs/MMBtu | FALSE | L | Annual | Allowances Banked | Thousand Tons | 0 | 0 | 0 | 0 | 0 | 0 | 0 | 0
NSR Cross 1,2 - NOX Rate Annual v3.1, Unit 3825 and retrofits | 492 | 7432 | Rate Constraint in lbs/MMBtu | FALSE | L | Annual | Allowances Withdrawn (1:1) | Thousand Tons | 0 | 0 | 0 | 0 | 0 | 0 | 0 | 0
NSR Cross 1,2 - NOX Rate Annual v3.1, Unit 3825 and retrofits | 492 | 7432 | Rate Constraint in lbs/MMBtu | FALSE | L | Annual | Allowances Withdrawn (n:1) | Thousand Tons | 0 | 0 | 0 | 0 | 0 | 0 | 0 | 0
NSR Cross 1,2 - NOX Rate Annual v3.1, Unit 3825 and retrofits | 492 | 7432 | Rate Constraint in lbs/MMBtu | FALSE | L | Annual | Net Emissions Allowance Position | Thousand Tons | 1.5084 | 1.2453 | 0.65587 | 0.67363 | 0.22105 | 0.22105 | 0.22105 | 0
NSR Cross 1,2 - NOX Rate Annual v3.1, Unit 3825 and retrofits | 492 | 7432 | Rate Constraint in lbs/MMBtu | FALSE | L | Annual | Fuel Consumed | TBtu | 36.6482 | 30.255 | 15.9348 | 16.3662 | 5.3704 | 5.3704 | 5.3704 | 0
NSR Cross 1,2 - NOX Rate Annual v3.1, Unit 3825 and retrofits | 492 | 7432 | Rate Constraint in lbs/MMBtu | FALSE | L | Annual | Rate | lb/MMBtu | 0.08232 | 0.08232 | 0.08232 | 0.08232 | 0.08232 | 0.08232 | 0.08232 | 0
NSR Cross 1,2 - NOX Rate Annual v3.1, Unit 3825 and retrofits | 492 | 7432 | Rate Constraint in lbs/MMBtu | FALSE | L | Annual | Generation | TWh | 3.4672 | 2.8623 | 1.5075 | 1.5484 | 0.50808 | 0.50808 | 0.50808 | 0
NSR Cross 1,2 - NOX Rate Annual v3.1, Unit 3825 and retrofits | 492 | 7432 | Rate Constraint in lbs/MMBtu | FALSE | L | Annual | Qualifying Generation | TWh | 3.4672 | 2.8623 | 1.5075 | 1.5484 | 0.50808 | 0.50808 | 0.50808 | 0
NSR Cross 1,2 - NOX Rate Annual v3.1, Unit 3825 and retrofits | 492 | 7432 | Rate Constraint in lbs/MMBtu | FALSE | L | Annual | Rate | lb/MWh | 0.87012 | 0.87012 | 0.87012 | 0.87012 | 0.87012 | 0.87012 | 0.87012 | 0
NSR Cross 1,2 - NOX Rate Annual v3.1, Unit 3825 and retrofits | 492 | 7432 | Rate Constraint in lbs/MMBtu | FALSE | L | Annual | Constraint Shadow Price | US2019$/Ton | 0 | 0 | 0 | 0 | 0 | 0 | 0 | 0
NSR Cross 1,2 - NOX Rate Annual v3.1, Unit 3826 and retrofits | 493 | 7432 | Rate Constraint in lbs/MMBtu | FALSE | L | Annual | Seasons Included | Seasons | Winter, WintShld, Summer | Winter, WintShld, Summer | Winter, WintShld, Summer | Winter, WintShld, Summer | Winter, WintShld, Summer | Winter, WintShld, Summer | Winter, WintShld, Summer | Winter, WintShld, Summer
NSR Cross 1,2 - NOX Rate Annual v3.1, Unit 3826 and retrofits | 493 | 7432 | Rate Constraint in lbs/MMBtu | FALSE | L | Annual | Standard NOX | lb/MMBtu | 0.1 | 0.1 | 0.1 | 0.1 | 0.1 | 0.1 | 0.1 | 0.1
NSR Cross 1,2 - NOX Rate Annual v3.1, Unit 3826 and retrofits | 493 | 7432 | Rate Constraint in lbs/MMBtu | FALSE | L | Annual | Emissions at Affected Plants NOX | Thousand Tons | 1.3527 | 1.0685 | 0.22923 | 0.22923 | 0.18097 | 0 | 0 | 0
NSR Cross 1,2 - NOX Rate Annual v3.1, Unit 3826 and retrofits | 493 | 7432 | Rate Constraint in lbs/MMBtu | FALSE | L | Annual | Allowances Purchased NOX | Thousand Tons | 0 | 0 | 0 | 0 | 0 | 0 | 0 | 0
NSR Cross 1,2 - NOX Rate Annual v3.1, Unit 3826 and retrofits | 493 | 7432 | Rate Constraint in lbs/MMBtu | FALSE | L | Annual | Allowances Sold NOX | Thousand Tons | 0 | 0 | 0 | 0 | 0 | 0 | 0 | 0
NSR Cross 1,2 - NOX Rate Annual v3.1, Unit 3826 and retrofits | 493 | 7432 | Rate Constraint in lbs/MMBtu | FALSE | L | Annual | Allowances Banked | Thousand Tons | 0 | 0 | 0 | 0 | 0 | 0 | 0 | 0
NSR Cross 1,2 - NOX Rate Annual v3.1, Unit 3826 and retrofits | 493 | 7432 | Rate Constraint in lbs/MMBtu | FALSE | L | Annual | Allowances Withdrawn (1:1) | Thousand Tons | 0 | 0 | 0 | 0 | 0 | 0 | 0 | 0
NSR Cross 1,2 - NOX Rate Annual v3.1, Unit 3826 and retrofits | 493 | 7432 | Rate Constraint in lbs/MMBtu | FALSE | L | Annual | Allowances Withdrawn (n:1) | Thousand Tons | 0 | 0 | 0 | 0 | 0 | 0 | 0 | 0
NSR Cross 1,2 - NOX Rate Annual v3.1, Unit 3826 and retrofits | 493 | 7432 | Rate Constraint in lbs/MMBtu | FALSE | L | Annual | Net Emissions Allowance Position | Thousand Tons | 1.3527 | 1.0685 | 0.22923 | 0.22923 | 0.18097 | 0 | 0 | 0
NSR Cross 1,2 - NOX Rate Annual v3.1, Unit 3826 and retrofits | 493 | 7432 | Rate Constraint in lbs/MMBtu | FALSE | L | Annual | Fuel Consumed | TBtu | 39.0946 | 30.8821 | 6.6252 | 6.6252 | 5.2304 | 0 | 0 | 0
NSR Cross 1,2 - NOX Rate Annual v3.1, Unit 3826 and retrofits | 493 | 7432 | Rate Constraint in lbs/MMBtu | FALSE | L | Annual | Rate | lb/MMBtu | 0.0692 | 0.0692 | 0.0692 | 0.0692 | 0.0692 | 0 | 0 | 0
NSR Cross 1,2 - NOX Rate Annual v3.1, Unit 3826 and retrofits | 493 | 7432 | Rate Constraint in lbs/MMBtu | FALSE | L | Annual | Generation | TWh | 3.7322 | 2.9482 | 0.63247 | 0.63247 | 0.49932 | 0 | 0 | 0
NSR Cross 1,2 - NOX Rate Annual v3.1, Unit 3826 and retrofits | 493 | 7432 | Rate Constraint in lbs/MMBtu | FALSE | L | Annual | Qualifying Generation | TWh | 3.7322 | 2.9482 | 0.63247 | 0.63247 | 0.49932 | 0 | 0 | 0
NSR Cross 1,2 - NOX Rate Annual v3.1, Unit 3826 and retrofits | 493 | 7432 | Rate Constraint in lbs/MMBtu | FALSE | L | Annual | Rate | lb/MWh | 0.72487 | 0.72487 | 0.72487 | 0.72487 | 0.72487 | 0 | 0 | 0
NSR Cross 1,2 - NOX Rate Annual v3.1, Unit 3826 and retrofits | 493 | 7432 | Rate Constraint in lbs/MMBtu | FALSE | L | Annual | Constraint Shadow Price | US2019$/Ton | 0 | 0 | 0 | 0 | 0 | 0 | 0 | 0
NSR Dairyland- NOx Cap Annual v5.13 | 494 | 7414 | Rate Constraint in MTons | FALSE | L | Annual | Seasons Included | Seasons | Winter, WintShld, Summer | Winter, WintShld, Summer | Winter, WintShld, Summer | Winter, WintShld, Summer | Winter, WintShld, Summer | Winter, WintShld, Summer | Winter, WintShld, Summer | Winter, WintShld, Summer
NSR Dairyland- NOx Cap Annual v5.13 | 494 | 7414 | Rate Constraint in MTons | FALSE | L | Annual | Standard NOX | Thousand Tons | 3.236 | 3.236 | 3.236 | 3.236 | 3.236 | 3.236 | 3.236 | 3.236
NSR Dairyland- NOx Cap Annual v5.13 | 494 | 7414 | Rate Constraint in MTons | FALSE | L | Annual | Emissions at Affected Plants NOX | Thousand Tons | 1.0028 | 0.83253 | 0.19863 | 0.22536 | 0 | 0 | 0 | 0
NSR Dairyland- NOx Cap Annual v5.13 | 494 | 7414 | Rate Constraint in MTons | FALSE | L | Annual | Allowances Purchased NOX | Thousand Tons | 0 | 0 | 0 | 0 | 0 | 0 | 0 | 0
NSR Dairyland- NOx Cap Annual v5.13 | 494 | 7414 | Rate Constraint in MTons | FALSE | L | Annual | Allowances Sold NOX | Thousand Tons | 0 | 0 | 0 | 0 | 0 | 0 | 0 | 0
NSR Dairyland- NOx Cap Annual v5.13 | 494 | 7414 | Rate Constraint in MTons | FALSE | L | Annual | Allowances Banked | Thousand Tons | 0 | 0 | 0 | 0 | 0 | 0 | 0 | 0
NSR Dairyland- NOx Cap Annual v5.13 | 494 | 7414 | Rate Constraint in MTons | FALSE | L | Annual | Allowances Withdrawn (1:1) | Thousand Tons | 0 | 0 | 0 | 0 | 0 | 0 | 0 | 0
NSR Dairyland- NOx Cap Annual v5.13 | 494 | 7414 | Rate Constraint in MTons | FALSE | L | Annual | Allowances Withdrawn (n:1) | Thousand Tons | 0 | 0 | 0 | 0 | 0 | 0 | 0 | 0
NSR Dairyland- NOx Cap Annual v5.13 | 494 | 7414 | Rate Constraint in MTons | FALSE | L | Annual | Net Emissions Allowance Position | Thousand Tons | 1.0028 | 0.83253 | 0.19863 | 0.22536 | 0 | 0 | 0 | 0
NSR Dairyland- NOx Cap Annual v5.13 | 494 | 7414 | Rate Constraint in MTons | FALSE | L | Annual | Fuel Consumed | TBtu | 26.3975 | 21.9144 | 5.2285 | 5.9322 | 0 | 0 | 0 | 0
NSR Dairyland- NOx Cap Annual v5.13 | 494 | 7414 | Rate Constraint in MTons | FALSE | L | Annual | Rate | lb/MMBtu | 0.07598 | 0.07598 | 0.07598 | 0.07598 | 0 | 0 | 0 | 0
NSR Dairyland- NOx Cap Annual v5.13 | 494 | 7414 | Rate Constraint in MTons | FALSE | L | Annual | Generation | TWh | 2.3483 | 1.9495 | 0.46513 | 0.52773 | 0 | 0 | 0 | 0
NSR Dairyland- NOx Cap Annual v5.13 | 494 | 7414 | Rate Constraint in MTons | FALSE | L | Annual | Qualifying Generation | TWh | 2.3483 | 1.9495 | 0.46513 | 0.52773 | 0 | 0 | 0 | 0
NSR Dairyland- NOx Cap Annual v5.13 | 494 | 7414 | Rate Constraint in MTons | FALSE | L | Annual | Rate | lb/MWh | 0.85409 | 0.85409 | 0.85409 | 0.85409 | 0 | 0 | 0 | 0
NSR Dairyland- NOx Cap Annual v5.13 | 494 | 7414 | Rate Constraint in MTons | FALSE | L | Annual | Constraint Shadow Price | US2019$/Ton | 0 | 0 | 0 | 0 | 0 | 0 | 0 | 0
NSR Dairyland- SO2 Cap Annual v5.13 | 495 | 7415 | Rate Constraint in MTons | FALSE | L | Annual | Seasons Included | Seasons | Winter, WintShld, Summer | Winter, WintShld, Summer | Winter, WintShld, Summer | Winter, WintShld, Summer | Winter, WintShld, Summer | Winter, WintShld, Summer | Winter, WintShld, Summer | Winter, WintShld, Summer
NSR Dairyland- SO2 Cap Annual v5.13 | 495 | 7415 | Rate Constraint in MTons | FALSE | L | Annual | Standard SO2 | Thousand Tons | 4.578 | 4.578 | 4.578 | 4.578 | 4.578 | 4.578 | 4.578 | 4.578
NSR Dairyland- SO2 Cap Annual v5.13 | 495 | 7415 | Rate Constraint in MTons | FALSE | L | Annual | Emissions at Affected Plants SO2 | Thousand Tons | 1.1879 | 0.98615 | 0.22052 | 0.2502 | 0 | 0 | 0 | 0
NSR Dairyland- SO2 Cap Annual v5.13 | 495 | 7415 | Rate Constraint in MTons | FALSE | L | Annual | Allowances Purchased SO2 | Thousand Tons | 0 | 0 | 0 | 0 | 0 | 0 | 0 | 0
NSR Dairyland- SO2 Cap Annual v5.13 | 495 | 7415 | Rate Constraint in MTons | FALSE | L | Annual | Allowances Sold SO2 | Thousand Tons | 0 | 0 | 0 | 0 | 0 | 0 | 0 | 0
NSR Dairyland- SO2 Cap Annual v5.13 | 495 | 7415 | Rate Constraint in MTons | FALSE | L | Annual | Allowances Banked | Thousand Tons | 0 | 0 | 0 | 0 | 0 | 0 | 0 | 0
NSR Dairyland- SO2 Cap Annual v5.13 | 495 | 7415 | Rate Constraint in MTons | FALSE | L | Annual | Allowances Withdrawn (1:1) | Thousand Tons | 0 | 0 | 0 | 0 | 0 | 0 | 0 | 0
NSR Dairyland- SO2 Cap Annual v5.13 | 495 | 7415 | Rate Constraint in MTons | FALSE | L | Annual | Allowances Withdrawn (n:1) | Thousand Tons | 0 | 0 | 0 | 0 | 0 | 0 | 0 | 0
NSR Dairyland- SO2 Cap Annual v5.13 | 495 | 7415 | Rate Constraint in MTons | FALSE | L | Annual | Net Emissions Allowance Position | Thousand Tons | 1.1879 | 0.98615 | 0.22052 | 0.2502 | 0 | 0 | 0 | 0
NSR Dairyland- SO2 Cap Annual v5.13 | 495 | 7415 | Rate Constraint in MTons | FALSE | L | Annual | Fuel Consumed | TBtu | 26.3975 | 21.9144 | 5.2285 | 5.9322 | 0 | 0 | 0 | 0
NSR Dairyland- SO2 Cap Annual v5.13 | 495 | 7415 | Rate Constraint in MTons | FALSE | L | Annual | Rate | lb/MMBtu | 0.09 | 0.09 | 0.084354 | 0.084354 | 0 | 0 | 0 | 0
NSR Dairyland- SO2 Cap Annual v5.13 | 495 | 7415 | Rate Constraint in MTons | FALSE | L | Annual | Generation | TWh | 2.3483 | 1.9495 | 0.46513 | 0.52773 | 0 | 0 | 0 | 0
NSR Dairyland- SO2 Cap Annual v5.13 | 495 | 7415 | Rate Constraint in MTons | FALSE | L | Annual | Qualifying Generation | TWh | 2.3483 | 1.9495 | 0.46513 | 0.52773 | 0 | 0 | 0 | 0
NSR Dairyland- SO2 Cap Annual v5.13 | 495 | 7415 | Rate Constraint in MTons | FALSE | L | Annual | Rate | lb/MWh | 1.0117 | 1.0117 | 0.94823 | 0.94823 | 0 | 0 | 0 | 0
NSR Dairyland- SO2 Cap Annual v5.13 | 495 | 7415 | Rate Constraint in MTons | FALSE | L | Annual | Constraint Shadow Price | US2019$/Ton | 0 | 0 | 0 | 0 | 0 | 0 | 0 | 0
NSR Dominion Consent - NOX Cap Annual v3.1 | 496 | 7375 | Rate Constraint in MTons | FALSE | L | Annual | Seasons Included | Seasons | Winter, WintShld, Summer | Winter, WintShld, Summer | Winter, WintShld, Summer | Winter, WintShld, Summer | Winter, WintShld, Summer | Winter, WintShld, Summer | Winter, WintShld, Summer | Winter, WintShld, Summer
NSR Dominion Consent - NOX Cap Annual v3.1 | 496 | 7375 | Rate Constraint in MTons | FALSE | L | Annual | Standard NOX | Thousand Tons | 30.25 | 30.25 | 30.25 | 30.25 | 30.25 | 30.25 | 30.25 | 30.25
NSR Dominion Consent - NOX Cap Annual v3.1 | 496 | 7375 | Rate Constraint in MTons | FALSE | L | Annual | Emissions at Affected Plants NOX | Thousand Tons | 5.9288 | 2.9769 | 0.96486 | 0.96486 | 0.11167 | 0.10909 | 0.09348 | 0
NSR Dominion Consent - NOX Cap Annual v3.1 | 496 | 7375 | Rate Constraint in MTons | FALSE | L | Annual | Allowances Purchased NOX | Thousand Tons | 0 | 0 | 0 | 0 | 0 | 0 | 0 | 0
NSR Dominion Consent - NOX Cap Annual v3.1 | 496 | 7375 | Rate Constraint in MTons | FALSE | L | Annual | Allowances Sold NOX | Thousand Tons | 0 | 0 | 0 | 0 | 0 | 0 | 0 | 0
NSR Dominion Consent - NOX Cap Annual v3.1 | 496 | 7375 | Rate Constraint in MTons | FALSE | L | Annual | Allowances Banked | Thousand Tons | 0 | 0 | 0 | 0 | 0 | 0 | 0 | 0
NSR Dominion Consent - NOX Cap Annual v3.1 | 496 | 7375 | Rate Constraint in MTons | FALSE | L | Annual | Allowances Withdrawn (1:1) | Thousand Tons | 0 | 0 | 0 | 0 | 0 | 0 | 0 | 0
NSR Dominion Consent - NOX Cap Annual v3.1 | 496 | 7375 | Rate Constraint in MTons | FALSE | L | Annual | Allowances Withdrawn (n:1) | Thousand Tons | 0 | 0 | 0 | 0 | 0 | 0 | 0 | 0
NSR Dominion Consent - NOX Cap Annual v3.1 | 496 | 7375 | Rate Constraint in MTons | FALSE | L | Annual | Net Emissions Allowance Position | Thousand Tons | 5.9288 | 2.9769 | 0.96486 | 0.96486 | 0.11167 | 0.10909 | 0.09348 | 0
NSR Dominion Consent - NOX Cap Annual v3.1 | 496 | 7375 | Rate Constraint in MTons | FALSE | L | Annual | Fuel Consumed | TBtu | 134.5139 | 91.1722 | 49.748 | 49.748 | 21.3425 | 20.8496 | 17.8653 | 0
NSR Dominion Consent - NOX Cap Annual v3.1 | 496 | 7375 | Rate Constraint in MTons | FALSE | L | Annual | Rate | lb/MMBtu | 0.088152 | 0.065303 | 0.03879 | 0.03879 | 0.010465 | 0.010465 | 0.010465 | 0
NSR Dominion Consent - NOX Cap Annual v3.1 | 496 | 7375 | Rate Constraint in MTons | FALSE | L | Annual | Generation | TWh | 13.7957 | 9.9311 | 6.0449 | 6.0449 | 2.9548 | 2.8866 | 2.4734 | 0
NSR Dominion Consent - NOX Cap Annual v3.1 | 496 | 7375 | Rate Constraint in MTons | FALSE | L | Annual | Qualifying Generation | TWh | 13.7957 | 9.9311 | 6.0449 | 6.0449 | 2.9548 | 2.8866 | 2.4734 | 0
NSR Dominion Consent - NOX Cap Annual v3.1 | 496 | 7375 | Rate Constraint in MTons | FALSE | L | Annual | Rate | lb/MWh | 0.85952 | 0.59951 | 0.31923 | 0.31923 | 0.075588 | 0.075588 | 0.075588 | 0
NSR Dominion Consent - NOX Cap Annual v3.1 | 496 | 7375 | Rate Constraint in MTons | FALSE | L | Annual | Constraint Shadow Price | US2019$/Ton | 0 | 0 | 0 | 0 | 0 | 0 | 0 | 0
NSR Dominion Consent - NOX Rate Annual v3.1 | 497 | 7376 | Rate Constraint in lbs/MMBtu | FALSE | L | Annual | Seasons Included | Seasons | Winter, WintShld, Summer | Winter, WintShld, Summer | Winter, WintShld, Summer | Winter, WintShld, Summer | Winter, WintShld, Summer | Winter, WintShld, Summer | Winter, WintShld, Summer | Winter, WintShld, Summer
NSR Dominion Consent - NOX Rate Annual v3.1 | 497 | 7376 | Rate Constraint in lbs/MMBtu | FALSE | L | Annual | Standard NOX | lb/MMBtu | 0.15 | 0.15 | 0.15 | 0.15 | 0.15 | 0.15 | 0.15 | 0.15
NSR Dominion Consent - NOX Rate Annual v3.1 | 497 | 7376 | Rate Constraint in lbs/MMBtu | FALSE | L | Annual | Emissions at Affected Plants NOX | Thousand Tons | 5.9288 | 2.9769 | 0.96486 | 0.96486 | 0.11167 | 0.10909 | 0.09348 | 0
NSR Dominion Consent - NOX Rate Annual v3.1 | 497 | 7376 | Rate Constraint in lbs/MMBtu | FALSE | L | Annual | Allowances Purchased NOX | Thousand Tons | 0 | 0 | 0 | 0 | 0 | 0 | 0 | 0
NSR Dominion Consent - NOX Rate Annual v3.1 | 497 | 7376 | Rate Constraint in lbs/MMBtu | FALSE | L | Annual | Allowances Sold NOX | Thousand Tons | 0 | 0 | 0 | 0 | 0 | 0 | 0 | 0
NSR Dominion Consent - NOX Rate Annual v3.1 | 497 | 7376 | Rate Constraint in lbs/MMBtu | FALSE | L | Annual | Allowances Banked | Thousand Tons | 0 | 0 | 0 | 0 | 0 | 0 | 0 | 0
NSR Dominion Consent - NOX Rate Annual v3.1 | 497 | 7376 | Rate Constraint in lbs/MMBtu | FALSE | L | Annual | Allowances Withdrawn (1:1) | Thousand Tons | 0 | 0 | 0 | 0 | 0 | 0 | 0 | 0
NSR Dominion Consent - NOX Rate Annual v3.1 | 497 | 7376 | Rate Constraint in lbs/MMBtu | FALSE | L | Annual | Allowances Withdrawn (n:1) | Thousand Tons | 0 | 0 | 0 | 0 | 0 | 0 | 0 | 0
NSR Dominion Consent - NOX Rate Annual v3.1 | 497 | 7376 | Rate Constraint in lbs/MMBtu | FALSE | L | Annual | Net Emissions Allowance Position | Thousand Tons | 5.9288 | 2.9769 | 0.96486 | 0.96486 | 0.11167 | 0.10909 | 0.09348 | 0
NSR Dominion Consent - NOX Rate Annual v3.1 | 497 | 7376 | Rate Constraint in lbs/MMBtu | FALSE | L | Annual | Fuel Consumed | TBtu | 134.5139 | 91.1722 | 49.748 | 49.748 | 21.3425 | 20.8496 | 17.8653 | 0
NSR Dominion Consent - NOX Rate Annual v3.1 | 497 | 7376 | Rate Constraint in lbs/MMBtu | FALSE | L | Annual | Rate | lb/MMBtu | 0.088152 | 0.065303 | 0.03879 | 0.03879 | 0.010465 | 0.010465 | 0.010465 | 0
NSR Dominion Consent - NOX Rate Annual v3.1 | 497 | 7376 | Rate Constraint in lbs/MMBtu | FALSE | L | Annual | Generation | TWh | 13.7957 | 9.9311 | 6.0449 | 6.0449 | 2.9548 | 2.8866 | 2.4734 | 0
NSR Dominion Consent - NOX Rate Annual v3.1 | 497 | 7376 | Rate Constraint in lbs/MMBtu | FALSE | L | Annual | Qualifying Generation | TWh | 13.7957 | 9.9311 | 6.0449 | 6.0449 | 2.9548 | 2.8866 | 2.4734 | 0
NSR Dominion Consent - NOX Rate Annual v3.1 | 497 | 7376 | Rate Constraint in lbs/MMBtu | FALSE | L | Annual | Rate | lb/MWh | 0.85952 | 0.59951 | 0.31923 | 0.31923 | 0.075588 | 0.075588 | 0.075588 | 0
NSR Dominion Consent - NOX Rate Annual v3.1 | 497 | 7376 | Rate Constraint in lbs/MMBtu | FALSE | L | Annual | Constraint Shadow Price | US2019$/Ton | 0 | 0 | 0 | 0 | 0 | 0 | 0 | 0
NSR Edgewater 3-5- NOx Cap Annual v5.13 | 498 | 7416 | Rate Constraint in MTons | FALSE | L | Annual | Seasons Included | Seasons | Winter, WintShld, Summer | Winter, WintShld, Summer | Winter, WintShld, Summer | Winter, WintShld, Summer | Winter, WintShld, Summer | Winter, WintShld, Summer | Winter, WintShld, Summer | Winter, WintShld, Summer
NSR Edgewater 3-5- NOx Cap Annual v5.13 | 498 | 7416 | Rate Constraint in MTons | FALSE | L | Annual | Standard NOX | Thousand Tons | 1.1 | 1.1 | 1.1 | 1.1 | 1.1 | 1.1 | 1.1 | 1.1
NSR Edgewater 3-5- NOx Cap Annual v5.13 | 498 | 7416 | Rate Constraint in MTons | FALSE | L | Annual | Emissions at Affected Plants NOX | Thousand Tons | 0.46078 | 0 | 0 | 0 | 0 | 0 | 0 | 0
NSR Edgewater 3-5- NOx Cap Annual v5.13 | 498 | 7416 | Rate Constraint in MTons | FALSE | L | Annual | Allowances Purchased NOX | Thousand Tons | 0 | 0 | 0 | 0 | 0 | 0 | 0 | 0
NSR Edgewater 3-5- NOx Cap Annual v5.13 | 498 | 7416 | Rate Constraint in MTons | FALSE | L | Annual | Allowances Sold NOX | Thousand Tons | 0 | 0 | 0 | 0 | 0 | 0 | 0 | 0
NSR Edgewater 3-5- NOx Cap Annual v5.13 | 498 | 7416 | Rate Constraint in MTons | FALSE | L | Annual | Allowances Banked | Thousand Tons | 0 | 0 | 0 | 0 | 0 | 0 | 0 | 0
NSR Edgewater 3-5- NOx Cap Annual v5.13 | 498 | 7416 | Rate Constraint in MTons | FALSE | L | Annual | Allowances Withdrawn (1:1) | Thousand Tons | 0 | 0 | 0 | 0 | 0 | 0 | 0 | 0
NSR Edgewater 3-5- NOx Cap Annual v5.13 | 498 | 7416 | Rate Constraint in MTons | FALSE | L | Annual | Allowances Withdrawn (n:1) | Thousand Tons | 0 | 0 | 0 | 0 | 0 | 0 | 0 | 0
NSR Edgewater 3-5- NOx Cap Annual v5.13 | 498 | 7416 | Rate Constraint in MTons | FALSE | L | Annual | Net Emissions Allowance Position | Thousand Tons | 0.46078 | 0 | 0 | 0 | 0 | 0 | 0 | 0
NSR Edgewater 3-5- NOx Cap Annual v5.13 | 498 | 7416 | Rate Constraint in MTons | FALSE | L | Annual | Fuel Consumed | TBtu | 24.7934 | 0 | 0 | 0 | 0 | 0 | 0 | 0
NSR Edgewater 3-5- NOx Cap Annual v5.13 | 498 | 7416 | Rate Constraint in MTons | FALSE | L | Annual | Rate | lb/MMBtu | 0.03717 | 0 | 0 | 0 | 0 | 0 | 0 | 0
NSR Edgewater 3-5- NOx Cap Annual v5.13 | 498 | 7416 | Rate Constraint in MTons | FALSE | L | Annual | Generation | TWh | 2.3717 | 0 | 0 | 0 | 0 | 0 | 0 | 0
NSR Edgewater 3-5- NOx Cap Annual v5.13 | 498 | 7416 | Rate Constraint in MTons | FALSE | L | Annual | Qualifying Generation | TWh | 2.3717 | 0 | 0 | 0 | 0 | 0 | 0 | 0
NSR Edgewater 3-5- NOx Cap Annual v5.13 | 498 | 7416 | Rate Constraint in MTons | FALSE | L | Annual | Rate | lb/MWh | 0.38858 | 0 | 0 | 0 | 0 | 0 | 0 | 0
NSR Edgewater 3-5- NOx Cap Annual v5.13 | 498 | 7416 | Rate Constraint in MTons | FALSE | L | Annual | Constraint Shadow Price | US2019$/Ton | 0 | 0 | 0 | 0 | 0 | 0 | 0 | 0
NSR Edgewater 3-5- SO2 Cap Annual v5.13 | 499 | 7417 | Rate Constraint in MTons | FALSE | L | Annual | Seasons Included | Seasons | Winter, WintShld, Summer | Winter, WintShld, Summer | Winter, WintShld, Summer | Winter, WintShld, Summer | Winter, WintShld, Summer | Winter, WintShld, Summer | Winter, WintShld, Summer | Winter, WintShld, Summer
NSR Edgewater 3-5- SO2 Cap Annual v5.13 | 499 | 7417 | Rate Constraint in MTons | FALSE | L | Annual | Standard SO2 | Thousand Tons | 1.1 | 1.1 | 1.1 | 1.1 | 1.1 | 1.1 | 1.1 | 1.1
NSR Edgewater 3-5- SO2 Cap Annual v5.13 | 499 | 7417 | Rate Constraint in MTons | FALSE | L | Annual | Emissions at Affected Plants SO2 | Thousand Tons | 0.6475 | 0 | 0 | 0 | 0 | 0 | 0 | 0
NSR Edgewater 3-5- SO2 Cap Annual v5.13 | 499 | 7417 | Rate Constraint in MTons | FALSE | L | Annual | Allowances Purchased SO2 | Thousand Tons | 0 | 0 | 0 | 0 | 0 | 0 | 0 | 0
NSR Edgewater 3-5- SO2 Cap Annual v5.13 | 499 | 7417 | Rate Constraint in MTons | FALSE | L | Annual | Allowances Sold SO2 | Thousand Tons | 0 | 0 | 0 | 0 | 0 | 0 | 0 | 0
NSR Edgewater 3-5- SO2 Cap Annual v5.13 | 499 | 7417 | Rate Constraint in MTons | FALSE | L | Annual | Allowances Banked | Thousand Tons | 0 | 0 | 0 | 0 | 0 | 0 | 0 | 0
NSR Edgewater 3-5- SO2 Cap Annual v5.13 | 499 | 7417 | Rate Constraint in MTons | FALSE | L | Annual | Allowances Withdrawn (1:1) | Thousand Tons | 0 | 0 | 0 | 0 | 0 | 0 | 0 | 0
NSR Edgewater 3-5- SO2 Cap Annual v5.13 | 499 | 7417 | Rate Constraint in MTons | FALSE | L | Annual | Allowances Withdrawn (n:1) | Thousand Tons | 0 | 0 | 0 | 0 | 0 | 0 | 0 | 0
NSR Edgewater 3-5- SO2 Cap Annual v5.13 | 499 | 7417 | Rate Constraint in MTons | FALSE | L | Annual | Net Emissions Allowance Position | Thousand Tons | 0.6475 | 0 | 0 | 0 | 0 | 0 | 0 | 0
NSR Edgewater 3-5- SO2 Cap Annual v5.13 | 499 | 7417 | Rate Constraint in MTons | FALSE | L | Annual | Fuel Consumed | TBtu | 24.7934 | 0 | 0 | 0 | 0 | 0 | 0 | 0
NSR Edgewater 3-5- SO2 Cap Annual v5.13 | 499 | 7417 | Rate Constraint in MTons | FALSE | L | Annual | Rate | lb/MMBtu | 0.052232 | 0 | 0 | 0 | 0 | 0 | 0 | 0
NSR Edgewater 3-5- SO2 Cap Annual v5.13 | 499 | 7417 | Rate Constraint in MTons | FALSE | L | Annual | Generation | TWh | 2.3717 | 0 | 0 | 0 | 0 | 0 | 0 | 0
NSR Edgewater 3-5- SO2 Cap Annual v5.13 | 499 | 7417 | Rate Constraint in MTons | FALSE | L | Annual | Qualifying Generation | TWh | 2.3717 | 0 | 0 | 0 | 0 | 0 | 0 | 0
NSR Edgewater 3-5- SO2 Cap Annual v5.13 | 499 | 7417 | Rate Constraint in MTons | FALSE | L | Annual | Rate | lb/MWh | 0.54603 | 0 | 0 | 0 | 0 | 0 | 0 | 0
NSR Edgewater 3-5- SO2 Cap Annual v5.13 | 499 | 7417 | Rate Constraint in MTons | FALSE | L | Annual | Constraint Shadow Price | US2019$/Ton | 0 | 0 | 0 | 0 | 0 | 0 | 0 | 0
NSR Edgewater 5- Hg Rate Annual v5.13 | 500 | 7478 | Rate Constraint in lbs/MMBtu | FALSE | L | Annual | Seasons Included | Seasons | Winter, WintShld, Summer | Winter, WintShld, Summer | Winter, WintShld, Summer | Winter, WintShld, Summer | Winter, WintShld, Summer | Winter, WintShld, Summer | Winter, WintShld, Summer | Winter, WintShld, Summer
NSR Edgewater 5- Hg Rate Annual v5.13 | 500 | 7478 | Rate Constraint in lbs/MMBtu | FALSE | L | Annual | Standard MER | lb/MMBtu | 0.015 | 0.015 | 0.015 | 0.015 | 0.015 | 0.015 | 0.015 | 0.015
NSR Edgewater 5- Hg Rate Annual v5.13 | 500 | 7478 | Rate Constraint in lbs/MMBtu | FALSE | L | Annual | Emissions at Affected Plants MER | lbs | 13.9122 | 0 | 0 | 0 | 0 | 0 | 0 | 0
NSR Edgewater 5- Hg Rate Annual v5.13 | 500 | 7478 | Rate Constraint in lbs/MMBtu | FALSE | L | Annual | Allowances Purchased MER | lbs | 0 | 0 | 0 | 0 | 0 | 0 | 0 | 0
NSR Edgewater 5- Hg Rate Annual v5.13 | 500 | 7478 | Rate Constraint in lbs/MMBtu | FALSE | L | Annual | Allowances Sold MER | lbs | 0 | 0 | 0 | 0 | 0 | 0 | 0 | 0
NSR Edgewater 5- Hg Rate Annual v5.13 | 500 | 7478 | Rate Constraint in lbs/MMBtu | FALSE | L | Annual | Allowances Banked | lbs | 0 | 0 | 0 | 0 | 0 | 0 | 0 | 0
NSR Edgewater 5- Hg Rate Annual v5.13 | 500 | 7478 | Rate Constraint in lbs/MMBtu | FALSE | L | Annual | Allowances Withdrawn (1:1) | lbs | 0 | 0 | 0 | 0 | 0 | 0 | 0 | 0
NSR Edgewater 5- Hg Rate Annual v5.13 | 500 | 7478 | Rate Constraint in lbs/MMBtu | FALSE | L | Annual | Allowances Withdrawn (n:1) | lbs | 0 | 0 | 0 | 0 | 0 | 0 | 0 | 0
NSR Edgewater 5- Hg Rate Annual v5.13 | 500 | 7478 | Rate Constraint in lbs/MMBtu | FALSE | L | Annual | Net Emissions Allowance Position | lbs | 13.9122 | 0 | 0 | 0 | 0 | 0 | 0 | 0
NSR Edgewater 5- Hg Rate Annual v5.13 | 500 | 7478 | Rate Constraint in lbs/MMBtu | FALSE | L | Annual | Fuel Consumed | TBtu | 24.7934 | 0 | 0 | 0 | 0 | 0 | 0 | 0
NSR Edgewater 5- Hg Rate Annual v5.13 | 500 | 7478 | Rate Constraint in lbs/MMBtu | FALSE | L | Annual | Rate | lb/MMBtu | 5.6112e-07 | 0 | 0 | 0 | 0 | 0 | 0 | 0
NSR Edgewater 5- Hg Rate Annual v5.13 | 500 | 7478 | Rate Constraint in lbs/MMBtu | FALSE | L | Annual | Generation | TWh | 2.3717 | 0 | 0 | 0 | 0 | 0 | 0 | 0
NSR Edgewater 5- Hg Rate Annual v5.13 | 500 | 7478 | Rate Constraint in lbs/MMBtu | FALSE | L | Annual | Qualifying Generation | TWh | 2.3717 | 0 | 0 | 0 | 0 | 0 | 0 | 0
NSR Edgewater 5- Hg Rate Annual v5.13 | 500 | 7478 | Rate Constraint in lbs/MMBtu | FALSE | L | Annual | Rate | lb/MWh | 5.866e-06 | 0 | 0 | 0 | 0 | 0 | 0 | 0
NSR Edgewater 5- Hg Rate Annual v5.13 | 500 | 7478 | Rate Constraint in lbs/MMBtu | FALSE | L | Annual | Constraint Shadow Price | US2019$/Lb | 0 | 0 | 0 | 0 | 0 | 0 | 0 | 0
NSR Edgewater 5- NOx Rate Annual v5.13 | 501 | 7477 | Rate Constraint in lbs/MMBtu | FALSE | L | Annual | Seasons Included | Seasons | Winter, WintShld, Summer | Winter, WintShld, Summer | Winter, WintShld, Summer | Winter, WintShld, Summer | Winter, WintShld, Summer | Winter, WintShld, Summer | Winter, WintShld, Summer | Winter, WintShld, Summer
NSR Edgewater 5- NOx Rate Annual v5.13 | 501 | 7477 | Rate Constraint in lbs/MMBtu | FALSE | L | Annual | Standard NOX | lb/MMBtu | 0.07 | 0.07 | 0.07 | 0.07 | 0.07 | 0.07 | 0.07 | 0.07
NSR Edgewater 5- NOx Rate Annual v5.13 | 501 | 7477 | Rate Constraint in lbs/MMBtu | FALSE | L | Annual | Emissions at Affected Plants NOX | Thousand Tons | 0.46078 | 0 | 0 | 0 | 0 | 0 | 0 | 0
NSR Edgewater 5- NOx Rate Annual v5.13 | 501 | 7477 | Rate Constraint in lbs/MMBtu | FALSE | L | Annual | Allowances Purchased NOX | Thousand Tons | 0 | 0 | 0 | 0 | 0 | 0 | 0 | 0
NSR Edgewater 5- NOx Rate Annual v5.13 | 501 | 7477 | Rate Constraint in lbs/MMBtu | FALSE | L | Annual | Allowances Sold NOX | Thousand Tons | 0 | 0 | 0 | 0 | 0 | 0 | 0 | 0
NSR Edgewater 5- NOx Rate Annual v5.13 | 501 | 7477 | Rate Constraint in lbs/MMBtu | FALSE | L | Annual | Allowances Banked | Thousand Tons | 0 | 0 | 0 | 0 | 0 | 0 | 0 | 0
NSR Edgewater 5- NOx Rate Annual v5.13 | 501 | 7477 | Rate Constraint in lbs/MMBtu | FALSE | L | Annual | Allowances Withdrawn (1:1) | Thousand Tons | 0 | 0 | 0 | 0 | 0 | 0 | 0 | 0
NSR Edgewater 5- NOx Rate Annual v5.13 | 501 | 7477 | Rate Constraint in lbs/MMBtu | FALSE | L | Annual | Allowances Withdrawn (n:1) | Thousand Tons | 0 | 0 | 0 | 0 | 0 | 0 | 0 | 0
NSR Edgewater 5- NOx Rate Annual v5.13 | 501 | 7477 | Rate Constraint in lbs/MMBtu | FALSE | L | Annual | Net Emissions Allowance Position | Thousand Tons | 0.46078 | 0 | 0 | 0 | 0 | 0 | 0 | 0
NSR Edgewater 5- NOx Rate Annual v5.13 | 501 | 7477 | Rate Constraint in lbs/MMBtu | FALSE | L | Annual | Fuel Consumed | TBtu | 24.7934 | 0 | 0 | 0 | 0 | 0 | 0 | 0
NSR Edgewater 5- NOx Rate Annual v5.13 | 501 | 7477 | Rate Constraint in lbs/MMBtu | FALSE | L | Annual | Rate | lb/MMBtu | 0.03717 | 0 | 0 | 0 | 0 | 0 | 0 | 0
NSR Edgewater 5- NOx Rate Annual v5.13 | 501 | 7477 | Rate Constraint in lbs/MMBtu | FALSE | L | Annual | Generation | TWh | 2.3717 | 0 | 0 | 0 | 0 | 0 | 0 | 0
NSR Edgewater 5- NOx Rate Annual v5.13 | 501 | 7477 | Rate Constraint in lbs/MMBtu | FALSE | L | Annual | Qualifying Generation | TWh | 2.3717 | 0 | 0 | 0 | 0 | 0 | 0 | 0
NSR Edgewater 5- NOx Rate Annual v5.13 | 501 | 7477 | Rate Constraint in lbs/MMBtu | FALSE | L | Annual | Rate | lb/MWh | 0.38858 | 0 | 0 | 0 | 0 | 0 | 0 | 0
NSR Edgewater 5- NOx Rate Annual v5.13 | 501 | 7477 | Rate Constraint in lbs/MMBtu | FALSE | L | Annual | Constraint Shadow Price | US2019$/Ton | 0 | 0 | 0 | 0 | 0 | 0 | 0 | 0
NSR Edgewater 5- SO2 Rate Annual v5.13 | 502 | 7476 | Rate Constraint in lbs/MMBtu | FALSE | L | Annual | Seasons Included | Seasons | Winter, WintShld, Summer | Winter, WintShld, Summer | Winter, WintShld, Summer | Winter, WintShld, Summer | Winter, WintShld, Summer | Winter, WintShld, Summer | Winter, WintShld, Summer | Winter, WintShld, Summer
NSR Edgewater 5- SO2 Rate Annual v5.13 | 502 | 7476 | Rate Constraint in lbs/MMBtu | FALSE | L | Annual | Standard SO2 | lb/MMBtu | 0.075 | 0.075 | 0.075 | 0.075 | 0.075 | 0.075 | 0.075 | 0.075
NSR Edgewater 5- SO2 Rate Annual v5.13 | 502 | 7476 | Rate Constraint in lbs/MMBtu | FALSE | L | Annual | Emissions at Affected Plants SO2 | Thousand Tons | 0.6475 | 0 | 0 | 0 | 0 | 0 | 0 | 0
NSR Edgewater 5- SO2 Rate Annual v5.13 | 502 | 7476 | Rate Constraint in lbs/MMBtu | FALSE | L | Annual | Allowances Purchased SO2 | Thousand Tons | 0 | 0 | 0 | 0 | 0 | 0 | 0 | 0
NSR Edgewater 5- SO2 Rate Annual v5.13 | 502 | 7476 | Rate Constraint in lbs/MMBtu | FALSE | L | Annual | Allowances Sold SO2 | Thousand Tons | 0 | 0 | 0 | 0 | 0 | 0 | 0 | 0
NSR Edgewater 5- SO2 Rate Annual v5.13 | 502 | 7476 | Rate Constraint in lbs/MMBtu | FALSE | L | Annual | Allowances Banked | Thousand Tons | 0 | 0 | 0 | 0 | 0 | 0 | 0 | 0
NSR Edgewater 5- SO2 Rate Annual v5.13 | 502 | 7476 | Rate Constraint in lbs/MMBtu | FALSE | L | Annual | Allowances Withdrawn (1:1) | Thousand Tons | 0 | 0 | 0 | 0 | 0 | 0 | 0 | 0
NSR Edgewater 5- SO2 Rate Annual v5.13 | 502 | 7476 | Rate Constraint in lbs/MMBtu | FALSE | L | Annual | Allowances Withdrawn (n:1) | Thousand Tons | 0 | 0 | 0 | 0 | 0 | 0 | 0 | 0
NSR Edgewater 5- SO2 Rate Annual v5.13 | 502 | 7476 | Rate Constraint in lbs/MMBtu | FALSE | L | Annual | Net Emissions Allowance Position | Thousand Tons | 0.6475 | 0 | 0 | 0 | 0 | 0 | 0 | 0
NSR Edgewater 5- SO2 Rate Annual v5.13 | 502 | 7476 | Rate Constraint in lbs/MMBtu | FALSE | L | Annual | Fuel Consumed | TBtu | 24.7934 | 0 | 0 | 0 | 0 | 0 | 0 | 0
NSR Edgewater 5- SO2 Rate Annual v5.13 | 502 | 7476 | Rate Constraint in lbs/MMBtu | FALSE | L | Annual | Rate | lb/MMBtu | 0.052232 | 0 | 0 | 0 | 0 | 0 | 0 | 0
NSR Edgewater 5- SO2 Rate Annual v5.13 | 502 | 7476 | Rate Constraint in lbs/MMBtu | FALSE | L | Annual | Generation | TWh | 2.3717 | 0 | 0 | 0 | 0 | 0 | 0 | 0
NSR Edgewater 5- SO2 Rate Annual v5.13 | 502 | 7476 | Rate Constraint in lbs/MMBtu | FALSE | L | Annual | Qualifying Generation | TWh | 2.3717 | 0 | 0 | 0 | 0 | 0 | 0 | 0
NSR Edgewater 5- SO2 Rate Annual v5.13 | 502 | 7476 | Rate Constraint in lbs/MMBtu | FALSE | L | Annual | Rate | lb/MWh | 0.54603 | 0 | 0 | 0 | 0 | 0 | 0 | 0
NSR Edgewater 5- SO2 Rate Annual v5.13 | 502 | 7476 | Rate Constraint in lbs/MMBtu | FALSE | L | Annual | Constraint Shadow Price | US2019$/Ton | 0 | 0 | 0 | 0 | 0 | 0 | 0 | 0
NSR EKPC Consent - NOX Cap Annual v3.1 | 503 | 7378 | Rate Constraint in MTons | FALSE | L | Annual | Seasons Included | Seasons | Winter, WintShld, Summer | Winter, WintShld, Summer | Winter, WintShld, Summer | Winter, WintShld, Summer | Winter, WintShld, Summer | Winter, WintShld, Summer | Winter, WintShld, Summer | Winter, WintShld, Summer
NSR EKPC Consent - NOX Cap Annual v3.1 | 503 | 7378 | Rate Constraint in MTons | FALSE | L | Annual | Standard NOX | Thousand Tons | 8 | 8 | 8 | 8 | 8 | 8 | 8 | 8
NSR EKPC Consent - NOX Cap Annual v3.1 | 503 | 7378 | Rate Constraint in MTons | FALSE | L | Annual | Emissions at Affected Plants NOX | Thousand Tons | 3.1828 | 2.3305 | 1.8813 | 1.2626 | 0.91036 | 0.53118 | 0.037428 | 0.037428
NSR EKPC Consent - NOX Cap Annual v3.1 | 503 | 7378 | Rate Constraint in MTons | FALSE | L | Annual | Allowances Purchased NOX | Thousand Tons | 0 | 0 | 0 | 0 | 0 | 0 | 0 | 0
NSR EKPC Consent - NOX Cap Annual v3.1 | 503 | 7378 | Rate Constraint in MTons | FALSE | L | Annual | Allowances Sold NOX | Thousand Tons | 0 | 0 | 0 | 0 | 0 | 0 | 0 | 0
NSR EKPC Consent - NOX Cap Annual v3.1 | 503 | 7378 | Rate Constraint in MTons | FALSE | L | Annual | Allowances Banked | Thousand Tons | 0 | 0 | 0 | 0 | 0 | 0 | 0 | 0
NSR EKPC Consent - NOX Cap Annual v3.1 | 503 | 7378 | Rate Constraint in MTons | FALSE | L | Annual | Allowances Withdrawn (1:1) | Thousand Tons | 0 | 0 | 0 | 0 | 0 | 0 | 0 | 0
NSR EKPC Consent - NOX Cap Annual v3.1 | 503 | 7378 | Rate Constraint in MTons | FALSE | L | Annual | Allowances Withdrawn (n:1) | Thousand Tons | 0 | 0 | 0 | 0 | 0 | 0 | 0 | 0
NSR EKPC Consent - NOX Cap Annual v3.1 | 503 | 7378 | Rate Constraint in MTons | FALSE | L | Annual | Net Emissions Allowance Position | Thousand Tons | 3.1828 | 2.3305 | 1.8813 | 1.2626 | 0.91036 | 0.53118 | 0.037428 | 0.037428
NSR EKPC Consent - NOX Cap Annual v3.1 | 503 | 7378 | Rate Constraint in MTons | FALSE | L | Annual | Fuel Consumed | TBtu | 66.5338 | 54.1863 | 44.5225 | 29.6219 | 21.6379 | 12.3354 | 0.93464 | 0.93464
NSR EKPC Consent - NOX Cap Annual v3.1 | 503 | 7378 | Rate Constraint in MTons | FALSE | L | Annual | Rate | lb/MMBtu | 0.095675 | 0.086017 | 0.084511 | 0.085248 | 0.084145 | 0.086124 | 0.080091 | 0.080091
NSR EKPC Consent - NOX Cap Annual v3.1 | 503 | 7378 | Rate Constraint in MTons | FALSE | L | Annual | Generation | TWh | 6.5496 | 5.3777 | 4.4094 | 2.9264 | 2.1146 | 1.1955 | 0.069313 | 0.069313
NSR EKPC Consent - NOX Cap Annual v3.1 | 503 | 7378 | Rate Constraint in MTons | FALSE | L | Annual | Qualifying Generation | TWh | 6.5496 | 5.3777 | 4.4094 | 2.9264 | 2.1146 | 1.1955 | 0.069313 | 0.069313
NSR EKPC Consent - NOX Cap Annual v3.1 | 503 | 7378 | Rate Constraint in MTons | FALSE | L | Annual | Rate | lb/MWh | 0.97191 | 0.86672 | 0.85332 | 0.86289 | 0.86103 | 0.8886 | 1.08 | 1.08
NSR EKPC Consent - NOX Cap Annual v3.1 | 503 | 7378 | Rate Constraint in MTons | FALSE | L | Annual | Constraint Shadow Price | US2019$/Ton | 0 | 0 | 0 | 0 | 0 | 0 | 0 | 0
NSR EKPC Consent - SO2 Cap Annual v3.1 | 504 | 7377 | Rate Constraint in MTons | FALSE | L | Annual | Seasons Included | Seasons | Winter, WintShld, Summer | Winter, WintShld, Summer | Winter, WintShld, Summer | Winter, WintShld, Summer | Winter, WintShld, Summer | Winter, WintShld, Summer | Winter, WintShld, Summer | Winter, WintShld, Summer
NSR EKPC Consent - SO2 Cap Annual v3.1 | 504 | 7377 | Rate Constraint in MTons | FALSE | L | Annual | Standard SO2 | Thousand Tons | 28 | 28 | 28 | 28 | 28 | 28 | 28 | 28
NSR EKPC Consent - SO2 Cap Annual v3.1 | 504 | 7377 | Rate Constraint in MTons | FALSE | L | Annual | Emissions at Affected Plants SO2 | Thousand Tons | 3.5592 | 3.0155 | 1.9367 | 1.1917 | 0.81366 | 0.48857 | 0.043037 | 0.043037
NSR EKPC Consent - SO2 Cap Annual v3.1 | 504 | 7377 | Rate Constraint in MTons | FALSE | L | Annual | Allowances Purchased SO2 | Thousand Tons | 0 | 0 | 0 | 0 | 0 | 0 | 0 | 0
NSR EKPC Consent - SO2 Cap Annual v3.1 | 504 | 7377 | Rate Constraint in MTons | FALSE | L | Annual | Allowances Sold SO2 | Thousand Tons | 0 | 0 | 0 | 0 | 0 | 0 | 0 | 0
NSR EKPC Consent - SO2 Cap Annual v3.1 | 504 | 7377 | Rate Constraint in MTons | FALSE | L | Annual | Allowances Banked | Thousand Tons | 0 | 0 | 0 | 0 | 0 | 0 | 0 | 0
NSR EKPC Consent - SO2 Cap Annual v3.1 | 504 | 7377 | Rate Constraint in MTons | FALSE | L | Annual | Allowances Withdrawn (1:1) | Thousand Tons | 0 | 0 | 0 | 0 | 0 | 0 | 0 | 0
NSR EKPC Consent - SO2 Cap Annual v3.1 | 504 | 7377 | Rate Constraint in MTons | FALSE | L | Annual | Allowances Withdrawn (n:1) | Thousand Tons | 0 | 0 | 0 | 0 | 0 | 0 | 0 | 0
NSR EKPC Consent - SO2 Cap Annual v3.1 | 504 | 7377 | Rate Constraint in MTons | FALSE | L | Annual | Net Emissions Allowance Position | Thousand Tons | 3.5592 | 3.0155 | 1.9367 | 1.1917 | 0.81366 | 0.48857 | 0.043037 | 0.043037
NSR EKPC Consent - SO2 Cap Annual v3.1 | 504 | 7377 | Rate Constraint in MTons | FALSE | L | Annual | Fuel Consumed | TBtu | 66.5338 | 54.1863 | 44.5225 | 29.6219 | 21.6379 | 12.3354 | 0.93464 | 0.93464
NSR EKPC Consent - SO2 Cap Annual v3.1 | 504 | 7377 | Rate Constraint in MTons | FALSE | L | Annual | Rate | lb/MMBtu | 0.10699 | 0.1113 | 0.086999 | 0.08046 | 0.075207 | 0.079215 | 0.092094 | 0.092094
NSR EKPC Consent - SO2 Cap Annual v3.1 | 504 | 7377 | Rate Constraint in MTons | FALSE | L | Annual | Generation | TWh | 6.5496 | 5.3777 | 4.4094 | 2.9264 | 2.1146 | 1.1955 | 0.069313 | 0.069313
NSR EKPC Consent - SO2 Cap Annual v3.1 | 504 | 7377 | Rate Constraint in MTons | FALSE | L | Annual | Qualifying Generation | TWh | 6.5496 | 5.3777 | 4.4094 | 2.9264 | 2.1146 | 1.1955 | 0.069313 | 0.069313
NSR EKPC Consent - SO2 Cap Annual v3.1 | 504 | 7377 | Rate Constraint in MTons | FALSE | L | Annual | Rate | lb/MWh | 1.0869 | 1.1215 | 0.87845 | 0.81442 | 0.76957 | 0.81732 | 1.2418 | 1.2418
NSR EKPC Consent - SO2 Cap Annual v3.1 | 504 | 7377 | Rate Constraint in MTons | FALSE | L | Annual | Constraint Shadow Price | US2019$/Ton | 0 | 0 | 0 | 0 | 0 | 0 | 0 | 0
NSR FB Culley 3 - NOX Rate Annual v3.1, Unit 3568 and retrofits | 505 | 7424 | Rate Constraint in lbs/MMBtu | FALSE | L | Annual | Seasons Included | Seasons | Winter, WintShld, Summer | Winter, WintShld, Summer | Winter, WintShld, Summer | Winter, WintShld, Summer | Winter, WintShld, Summer | Winter, WintShld, Summer | Winter, WintShld, Summer | Winter, WintShld, Summer
NSR FB Culley 3 - NOX Rate Annual v3.1, Unit 3568 and retrofits | 505 | 7424 | Rate Constraint in lbs/MMBtu | FALSE | L | Annual | Standard NOX | lb/MMBtu | 0.121 | 0.121 | 0.121 | 0.121 | 0.121 | 0.121 | 0.121 | 0.121
NSR FB Culley 3 - NOX Rate Annual v3.1, Unit 3568 and retrofits | 505 | 7424 | Rate Constraint in lbs/MMBtu | FALSE | L | Annual | Emissions at Affected Plants NOX | Thousand Tons | 0.93156 | 0.93156 | 0.59751 | 0.44964 | 0.045011 | 0 | 0 | 0
NSR FB Culley 3 - NOX Rate Annual v3.1, Unit 3568 and retrofits | 505 | 7424 | Rate Constraint in lbs/MMBtu | FALSE | L | Annual | Allowances Purchased NOX | Thousand Tons | 0 | 0 | 0 | 0 | 0 | 0 | 0 | 0
NSR FB Culley 3 - NOX Rate Annual v3.1, Unit 3568 and retrofits | 505 | 7424 | Rate Constraint in lbs/MMBtu | FALSE | L | Annual | Allowances Sold NOX | Thousand Tons | 0 | 0 | 0 | 0 | 0 | 0 | 0 | 0
NSR FB Culley 3 - NOX Rate Annual v3.1, Unit 3568 and retrofits | 505 | 7424 | Rate Constraint in lbs/MMBtu | FALSE | L | Annual | Allowances Banked | Thousand Tons | 0 | 0 | 0 | 0 | 0 | 0 | 0 | 0
NSR FB Culley 3 - NOX Rate Annual v3.1, Unit 3568 and retrofits | 505 | 7424 | Rate Constraint in lbs/MMBtu | FALSE | L | Annual | Allowances Withdrawn (1:1) | Thousand Tons | 0 | 0 | 0 | 0 | 0 | 0 | 0 | 0
NSR FB Culley 3 - NOX Rate Annual v3.1, Unit 3568 and retrofits | 505 | 7424 | Rate Constraint in lbs/MMBtu | FALSE | L | Annual | Allowances Withdrawn (n:1) | Thousand Tons | 0 | 0 | 0 | 0 | 0 | 0 | 0 | 0
NSR FB Culley 3 - NOX Rate Annual v3.1, Unit 3568 and retrofits | 505 | 7424 | Rate Constraint in lbs/MMBtu | FALSE | L | Annual | Net Emissions Allowance Position | Thousand Tons | 0.93156 | 0.93156 | 0.59751 | 0.44964 | 0.045011 | 0 | 0 | 0
NSR FB Culley 3 - NOX Rate Annual v3.1, Unit 3568 and retrofits | 505 | 7424 | Rate Constraint in lbs/MMBtu | FALSE | L | Annual | Fuel Consumed | TBtu | 19.7603 | 19.7603 | 12.8128 | 9.7429 | 0.85199 | 0 | 0 | 0
NSR FB Culley 3 - NOX Rate Annual v3.1, Unit 3568 and retrofits | 505 | 7424 | Rate Constraint in lbs/MMBtu | FALSE | L | Annual | Rate | lb/MMBtu | 0.094286 | 0.094286 | 0.093268 | 0.0923 | 0.10566 | 0 | 0 | 0
NSR FB Culley 3 - NOX Rate Annual v3.1, Unit 3568 and retrofits | 505 | 7424 | Rate Constraint in lbs/MMBtu | FALSE | L | Annual | Generation | TWh | 1.8283 | 1.8283 | 1.1855 | 0.90145 | 0.07883 | 0 | 0 | 0
NSR FB Culley 3 - NOX Rate Annual v3.1, Unit 3568 and retrofits | 505 | 7424 | Rate Constraint in lbs/MMBtu | FALSE | L | Annual | Qualifying Generation | TWh | 1.8283 | 1.8283 | 1.1855 | 0.90145 | 0.07883 | 0 | 0 | 0
NSR FB Culley 3 - NOX Rate Annual v3.1, Unit 3568 and retrofits | 505 | 7424 | Rate Constraint in lbs/MMBtu | FALSE | L | Annual | Rate | lb/MWh | 1.019 | 1.019 | 1.008 | 0.99758 | 1.142 | 0 | 0 | 0
NSR FB Culley 3 - NOX Rate Annual v3.1, Unit 3568 and retrofits | 505 | 7424 | Rate Constraint in lbs/MMBtu | FALSE | L | Annual | Constraint Shadow Price | US2019$/Ton | 0 | 0 | 0 | 0 | 0 | 0 | 0 | 0
NSR Four Corners 4,5 - NOX Cap Annual v5.16 | 506 | 7501 | Rate Constraint in MTons | FALSE | L | Annual | Seasons Included | Seasons | Winter, WintShld, Summer | Winter, WintShld, Summer | Winter, WintShld, Summer | Winter, WintShld, Summer | Winter, WintShld, Summer | Winter, WintShld, Summer | Winter, WintShld, Summer | Winter, WintShld, Summer
NSR Four Corners 4,5 - NOX Cap Annual v5.16 | 506 | 7501 | Rate Constraint in MTons | FALSE | L | Annual | Standard NOX | Thousand Tons | 4.968 | 4.968 | 4.968 | 4.968 | 4.968 | 4.968 | 4.968 | 4.968
NSR Four Corners 4,5 - NOX Cap Annual v5.16 | 506 | 7501 | Rate Constraint in MTons | FALSE | L | Annual | Emissions at Affected Plants NOX | Thousand Tons | 3.0217 | 2.7722 | 2.7722 | 2.7722 | 0.020115 | 0.020115 | 0.013022 | 0.013022
NSR Four Corners 4,5 - NOX Cap Annual v5.16 | 506 | 7501 | Rate Constraint in MTons | FALSE | L | Annual | Allowances Purchased NOX | Thousand Tons | 0 | 0 | 0 | 0 | 0 | 0 | 0 | 0
NSR Four Corners 4,5 - NOX Cap Annual v5.16 | 506 | 7501 | Rate Constraint in MTons | FALSE | L | Annual | Allowances Sold NOX | Thousand Tons | 0 | 0 | 0 | 0 | 0 | 0 | 0 | 0
NSR Four Corners 4,5 - NOX Cap Annual v5.16 | 506 | 7501 | Rate Constraint in MTons | FALSE | L | Annual | Allowances Banked | Thousand Tons | 0 | 0 | 0 | 0 | 0 | 0 | 0 | 0
NSR Four Corners 4,5 - NOX Cap Annual v5.16 | 506 | 7501 | Rate Constraint in MTons | FALSE | L | Annual | Allowances Withdrawn (1:1) | Thousand Tons | 0 | 0 | 0 | 0 | 0 | 0 | 0 | 0
NSR Four Corners 4,5 - NOX Cap Annual v5.16 | 506 | 7501 | Rate Constraint in MTons | FALSE | L | Annual | Allowances Withdrawn (n:1) | Thousand Tons | 0 | 0 | 0 | 0 | 0 | 0 | 0 | 0
NSR Four Corners 4,5 - NOX Cap Annual v5.16 | 506 | 7501 | Rate Constraint in MTons | FALSE | L | Annual | Net Emissions Allowance Position | Thousand Tons | 3.0217 | 2.7722 | 2.7722 | 2.7722 | 0.020115 | 0.020115 | 0.013022 | 0.013022
NSR Four Corners 4,5 - NOX Cap Annual v5.16 | 506 | 7501 | Rate Constraint in MTons | FALSE | L | Annual | Fuel Consumed | TBtu | 98.2836 | 89.4286 | 89.4286 | 89.4286 | 0.69134 | 0.69134 | 0.44755 | 0.44755
NSR Four Corners 4,5 - NOX Cap Annual v5.16 | 506 | 7501 | Rate Constraint in MTons | FALSE | L | Annual | Rate | lb/MMBtu | 0.06149 | 0.061998 | 0.061998 | 0.061998 | 0.05819 | 0.05819 | 0.05819 | 0.05819
NSR Four Corners 4,5 - NOX Cap Annual v5.16 | 506 | 7501 | Rate Constraint in MTons | FALSE | L | Annual | Generation | TWh | 10.0614 | 9.1552 | 9.1552 | 9.1414 | 0.056932 | 0.056932 | 0.036856 | 0.036856
NSR Four Corners 4,5 - NOX Cap Annual v5.16 | 506 | 7501 | Rate Constraint in MTons | FALSE | L | Annual | Qualifying Generation | TWh | 10.0614 | 9.1552 | 9.1552 | 9.1414 | 0.056932 | 0.056932 | 0.036856 | 0.036856
NSR Four Corners 4,5 - NOX Cap Annual v5.16 | 506 | 7501 | Rate Constraint in MTons | FALSE | L | Annual | Rate | lb/MWh | 0.60066 | 0.6056 | 0.6056 | 0.60651 | 0.70662 | 0.70662 | 0.70662 | 0.70662
NSR Four Corners 4,5 - NOX Cap Annual v5.16 | 506 | 7501 | Rate Constraint in MTons | FALSE | L | Annual | Constraint Shadow Price | US2019$/Ton | 0 | 0 | 0 | 0 | 0 | 0 | 0 | 0
NSR Four Corners 4,5 - NOX Rate Annual v5.16 | 507 | 7500 | Rate Constraint in lbs/MMBtu | FALSE | L | Annual | Seasons Included | Seasons | Winter, WintShld, Summer | Winter, WintShld, Summer | Winter, WintShld, Summer | Winter, WintShld, Summer | Winter, WintShld, Summer | Winter, WintShld, Summer | Winter, WintShld, Summer | Winter, WintShld, Summer
NSR Four Corners 4,5 - NOX Rate Annual v5.16 | 507 | 7500 | Rate Constraint in lbs/MMBtu | FALSE | L | Annual | Standard NOX | lb/MMBtu | 0.08 | 0.08 | 0.08 | 0.08 | 0.08 | 0.08 | 0.08 | 0.08
NSR Four Corners 4,5 - NOX Rate Annual v5.16 | 507 | 7500 | Rate Constraint in lbs/MMBtu | FALSE | L | Annual | Emissions at Affected Plants NOX | Thousand Tons | 3.0217 | 2.7722 | 2.7722 | 2.7722 | 0.020115 | 0.020115 | 0.013022 | 0.013022
NSR Four Corners 4,5 - NOX Rate Annual v5.16 | 507 | 7500 | Rate Constraint in lbs/MMBtu | FALSE | L | Annual | Allowances Purchased NOX | Thousand Tons | 0 | 0 | 0 | 0 | 0 | 0 | 0 | 0
NSR Four Corners 4,5 - NOX Rate Annual v5.16 | 507 | 7500 | Rate Constraint in lbs/MMBtu | FALSE | L | Annual | Allowances Sold NOX | Thousand Tons | 0 | 0 | 0 | 0 | 0 | 0 | 0 | 0
NSR Four Corners 4,5 - NOX Rate Annual v5.16 | 507 | 7500 | Rate Constraint in lbs/MMBtu | FALSE | L | Annual | Allowances Banked | Thousand Tons | 0 | 0 | 0 | 0 | 0 | 0 | 0 | 0
NSR Four Corners 4,5 - NOX Rate Annual v5.16 | 507 | 7500 | Rate Constraint in lbs/MMBtu | FALSE | L | Annual | Allowances Withdrawn (1:1) | Thousand Tons | 0 | 0 | 0 | 0 | 0 | 0 | 0 | 0
NSR Four Corners 4,5 - NOX Rate Annual v5.16 | 507 | 7500 | Rate Constraint in lbs/MMBtu | FALSE | L | Annual | Allowances Withdrawn (n:1) | Thousand Tons | 0 | 0 | 0 | 0 | 0 | 0 | 0 | 0
NSR Four Corners 4,5 - NOX Rate Annual v5.16 | 507 | 7500 | Rate Constraint in lbs/MMBtu | FALSE | L | Annual | Net Emissions Allowance Position | Thousand Tons | 3.0217 | 2.7722 | 2.7722 | 2.7722 | 0.020115 | 0.020115 | 0.013022 | 0.013022
NSR Four Corners 4,5 - NOX Rate Annual v5.16 | 507 | 7500 | Rate Constraint in lbs/MMBtu | FALSE | L | Annual | Fuel Consumed | TBtu | 98.2836 | 89.4286 | 89.4286 | 89.4286 | 0.69134 | 0.69134 | 0.44755 | 0.44755
NSR Four Corners 4,5 - NOX Rate Annual v5.16 | 507 | 7500 | Rate Constraint in lbs/MMBtu | FALSE | L | Annual | Rate | lb/MMBtu | 0.06149 | 0.061998 | 0.061998 | 0.061998 | 0.05819 | 0.05819 | 0.05819 | 0.05819
NSR Four Corners 4,5 - NOX Rate Annual v5.16 | 507 | 7500 | Rate Constraint in lbs/MMBtu | FALSE | L | Annual | Generation | TWh | 10.0614 | 9.1552 | 9.1552 | 9.1414 | 0.056932 | 0.056932 | 0.036856 | 0.036856
NSR Four Corners 4,5 - NOX Rate Annual v5.16 | 507 | 7500 | Rate Constraint in lbs/MMBtu | FALSE | L | Annual | Qualifying Generation | TWh | 10.0614 | 9.1552 | 9.1552 | 9.1414 | 0.056932 | 0.056932 | 0.036856 | 0.036856
NSR Four Corners 4,5 - NOX Rate Annual v5.16 | 507 | 7500 | Rate Constraint in lbs/MMBtu | FALSE | L | Annual | Rate | lb/MWh | 0.60066 | 0.6056 | 0.6056 | 0.60651 | 0.70662 | 0.70662 | 0.70662 | 0.70662
NSR Four Corners 4,5 - NOX Rate Annual v5.16 | 507 | 7500 | Rate Constraint in lbs/MMBtu | FALSE | L | Annual | Constraint Shadow Price | US2019$/Ton | 0 | 0 | 0 | 0 | 0 | 0 | 0 | 0
NSR Four Corners 4,5 - SO2 Cap Annual v5.16 | 508 | 7499 | Rate Constraint in MTons | FALSE | L | Annual | Seasons Included | Seasons | Winter, WintShld, Summer | Winter, WintShld, Summer | Winter, WintShld, Summer | Winter, WintShld, Summer | Winter, WintShld, Summer | Winter, WintShld, Summer | Winter, WintShld, Summer | Winter, WintShld, Summer
NSR Four Corners 4,5 - SO2 Cap Annual v5.16 | 508 | 7499 | Rate Constraint in MTons | FALSE | L | Annual | Standard SO2 | Thousand Tons | 6.8 | 6.8 | 6.8 | 6.8 | 6.8 | 6.8 | 6.8 | 6.8
NSR Four Corners 4,5 - SO2 Cap Annual v5.16 | 508 | 7499 | Rate Constraint in MTons | FALSE | L | Annual | Emissions at Affected Plants SO2 | Thousand Tons | 6.8 | 6.8 | 6.8 | 6.8 | 0.052568 | 0.052568 | 0.034031 | 0.034031
NSR Four Corners 4,5 - SO2 Cap Annual v5.16 | 508 | 7499 | Rate Constraint in MTons | FALSE | L | Annual | Allowances Purchased SO2 | Thousand Tons | 0 | 0 | 0 | 0 | 0 | 0 | 0 | 0
NSR Four Corners 4,5 - SO2 Cap Annual v5.16 | 508 | 7499 | Rate Constraint in MTons | FALSE | L | Annual | Allowances Sold SO2 | Thousand Tons | 0 | 0 | 0 | 0 | 0 | 0 | 0 | 0
NSR Four Corners 4,5 - SO2 Cap Annual v5.16 | 508 | 7499 | Rate Constraint in MTons | FALSE | L | Annual | Allowances Banked | Thousand Tons | 0 | 0 | 0 | 0 | 0 | 0 | 0 | 0
NSR Four Corners 4,5 - SO2 Cap Annual v5.16 | 508 | 7499 | Rate Constraint in MTons | FALSE | L | Annual | Allowances Withdrawn (1:1) | Thousand Tons | 0 | 0 | 0 | 0 | 0 | 0 | 0 | 0
NSR Four Corners 4,5 - SO2 Cap Annual v5.16 | 508 | 7499 | Rate Constraint in MTons | FALSE | L | Annual | Allowances Withdrawn (n:1) | Thousand Tons | 0 | 0 | 0 | 0 | 0 | 0 | 0 | 0
NSR Four Corners 4,5 - SO2 Cap Annual v5.16 | 508 | 7499 | Rate Constraint in MTons | FALSE | L | Annual | Net Emissions Allowance Position | Thousand Tons | 6.8 | 6.8 | 6.8 | 6.8 | 0.052568 | 0.052568 | 0.034031 | 0.034031
NSR Four Corners 4,5 - SO2 Cap Annual v5.16 | 508 | 7499 | Rate Constraint in MTons | FALSE | L | Annual | Fuel Consumed | TBtu | 98.2836 | 89.4286 | 89.4286 | 89.4286 | 0.69134 | 0.69134 | 0.44755 | 0.44755
NSR Four Corners 4,5 - SO2 Cap Annual v5.16 | 508 | 7499 | Rate Constraint in MTons | FALSE | L | Annual | Rate | lb/MMBtu | 0.13838 | 0.15208 | 0.15208 | 0.15208 | 0.15208 | 0.15208 | 0.15208 | 0.15208
NSR Four Corners 4,5 - SO2 Cap Annual v5.16 | 508 | 7499 | Rate Constraint in MTons | FALSE | L | Annual | Generation | TWh | 10.0614 | 9.1552 | 9.1552 | 9.1414 | 0.056932 | 0.056932 | 0.036856 | 0.036856
NSR Four Corners 4,5 - SO2 Cap Annual v5.16 | 508 | 7499 | Rate Constraint in MTons | FALSE | L | Annual | Qualifying Generation | TWh | 10.0614 | 9.1552 | 9.1552 | 9.1414 | 0.056932 | 0.056932 | 0.036856 | 0.036856
NSR Four Corners 4,5 - SO2 Cap Annual v5.16 | 508 | 7499 | Rate Constraint in MTons | FALSE | L | Annual | Rate | lb/MWh | 1.3517 | 1.4855 | 1.4855 | 1.4877 | 1.8467 | 1.8467 | 1.8467 | 1.8467
NSR Four Corners 4,5 - SO2 Cap Annual v5.16 | 508 | 7499 | Rate Constraint in MTons | FALSE | L | Annual | Constraint Shadow Price | US2019$/Ton | 21572.831 | 6288.1198 | 6218.1333 | 6015.9259 | 0 | 0 | 0 | 0
NSR Harrison 1-3 - NOX Rate Annual v5.16 | 509 | 7268 | Rate Constraint in lbs/MMBtu | FALSE | L | Annual | Seasons Included | Seasons | Winter, WintShld, Summer | Winter, WintShld, Summer | Winter, WintShld, Summer | Winter, WintShld, Summer | Winter, WintShld, Summer | Winter, WintShld, Summer | Winter, WintShld, Summer | Winter, WintShld, Summer
NSR Harrison 1-3 - NOX Rate Annual v5.16 | 509 | 7268 | Rate Constraint in lbs/MMBtu | FALSE | L | Annual | Standard NOX | lb/MMBtu | 0.25 | 0.25 | 0.25 | 0.25 | 0.25 | 0.25 | 0.25 | 0.25
NSR Harrison 1-3 - NOX Rate Annual v5.16 | 509 | 7268 | Rate Constraint in lbs/MMBtu | FALSE | L | Annual | Emissions at Affected Plants NOX | Thousand Tons | 5.9039 | 5.9039 | 4.7729 | 4.7729 | 1.7091 | 0 | 0 | 0
NSR Harrison 1-3 - NOX Rate Annual v5.16 | 509 | 7268 | Rate Constraint in lbs/MMBtu | FALSE | L | Annual | Allowances Purchased NOX | Thousand Tons | 0 | 0 | 0 | 0 | 0 | 0 | 0 | 0
NSR Harrison 1-3 - NOX Rate Annual v5.16 | 509 | 7268 | Rate Constraint in lbs/MMBtu | FALSE | L | Annual | Allowances Sold NOX | Thousand Tons | 0 | 0 | 0 | 0 | 0 | 0 | 0 | 0
NSR Harrison 1-3 - NOX Rate Annual v5.16 | 509 | 7268 | Rate Constraint in lbs/MMBtu | FALSE | L | Annual | Allowances Banked | Thousand Tons | 0 | 0 | 0 | 0 | 0 | 0 | 0 | 0
NSR Harrison 1-3 - NOX Rate Annual v5.16 | 509 | 7268 | Rate Constraint in lbs/MMBtu | FALSE | L | Annual | Allowances Withdrawn (1:1) | Thousand Tons | 0 | 0 | 0 | 0 | 0 | 0 | 0 | 0
NSR Harrison 1-3 - NOX Rate Annual v5.16 | 509 | 7268 | Rate Constraint in lbs/MMBtu | FALSE | L | Annual | Allowances Withdrawn (n:1) | Thousand Tons | 0 | 0 | 0 | 0 | 0 | 0 | 0 | 0
NSR Harrison 1-3 - NOX Rate Annual v5.16 | 509 | 7268 | Rate Constraint in lbs/MMBtu | FALSE | L | Annual | Net Emissions Allowance Position | Thousand Tons | 5.9039 | 5.9039 | 4.7729 | 4.7729 | 1.7091 | 0 | 0 | 0
NSR Harrison 1-3 - NOX Rate Annual v5.16 | 509 | 7268 | Rate Constraint in lbs/MMBtu | FALSE | L | Annual | Fuel Consumed | TBtu | 140.1902 | 140.1902 | 112.9919 | 112.9919 | 38.5005 | 0 | 0 | 0
NSR Harrison 1-3 - NOX Rate Annual v5.16 | 509 | 7268 | Rate Constraint in lbs/MMBtu | FALSE | L | Annual | Rate | lb/MMBtu | 0.084227 | 0.084227 | 0.084482 | 0.084482 | 0.088786 | 0 | 0 | 0
NSR Harrison 1-3 - NOX Rate Annual v5.16 | 509 | 7268 | Rate Constraint in lbs/MMBtu | FALSE | L | Annual | Generation | TWh | 13.8254 | 13.8254 | 11.1432 | 11.1432 | 3.7969 | 0 | 0 | 0
NSR Harrison 1-3 - NOX Rate Annual v5.16 | 509 | 7268 | Rate Constraint in lbs/MMBtu | FALSE | L | Annual | Qualifying Generation | TWh | 13.8254 | 13.8254 | 11.1432 | 11.1432 | 3.7969 | 0 | 0 | 0
NSR Harrison 1-3 - NOX Rate Annual v5.16 | 509 | 7268 | Rate Constraint in lbs/MMBtu | FALSE | L | Annual | Rate | lb/MWh | 0.85406 | 0.85406 | 0.85665 | 0.85665 | 0.90029 | 0 | 0 | 0
NSR Harrison 1-3 - NOX Rate Annual v5.16 | 509 | 7268 | Rate Constraint in lbs/MMBtu | FALSE | L | Annual | Constraint Shadow Price | US2019$/Ton | 0 | 0 | 0 | 0 | 0 | 0 | 0 | 0
NSR Harrison 1-3 - NOX Rate Summer v5.16 | 510 | 7269 | Rate Constraint in lbs/MMBtu | FALSE | L | Annual | Seasons Included | Seasons | Summer | Summer | Summer | Summer | Summer | Summer | Summer | Summer
NSR Harrison 1-3 - NOX Rate Summer v5.16 | 510 | 7269 | Rate Constraint in lbs/MMBtu | FALSE | L | Annual | Standard NOX | lb/MMBtu | 0.2 | 0.2 | 0.2 | 0.2 | 0.2 | 0.2 | 0.2 | 0.2
NSR Harrison 1-3 - NOX Rate Summer v5.16 | 510 | 7269 | Rate Constraint in lbs/MMBtu | FALSE | L | Annual | Emissions at Affected Plants NOX | Thousand Tons | 2.1921 | 2.1921 | 1.6678 | 1.6678 | 0 | 0 | 0 | 0
NSR Harrison 1-3 - NOX Rate Summer v5.16 | 510 | 7269 | Rate Constraint in lbs/MMBtu | FALSE | L | Annual | Allowances Purchased NOX | Thousand Tons | 0 | 0 | 0 | 0 | 0 | 0 | 0 | 0
NSR Harrison 1-3 - NOX Rate Summer v5.16 | 510 | 7269 | Rate Constraint in lbs/MMBtu | FALSE | L | Annual | Allowances Sold NOX | Thousand Tons | 0 | 0 | 0 | 0 | 0 | 0 | 0 | 0
NSR Harrison 1-3 - NOX Rate Summer v5.16 | 510 | 7269 | Rate Constraint in lbs/MMBtu | FALSE | L | Annual | Allowances Banked | Thousand Tons | 0 | 0 | 0 | 0 | 0 | 0 | 0 | 0
NSR Harrison 1-3 - NOX Rate Summer v5.16 | 510 | 7269 | Rate Constraint in lbs/MMBtu | FALSE | L | Annual | Allowances Withdrawn (1:1) | Thousand Tons | 0 | 0 | 0 | 0 | 0 | 0 | 0 | 0
NSR Harrison 1-3 - NOX Rate Summer v5.16 | 510 | 7269 | Rate Constraint in lbs/MMBtu | FALSE | L | Annual | Allowances Withdrawn (n:1) | Thousand Tons | 0 | 0 | 0 | 0 | 0 | 0 | 0 | 0
NSR Harrison 1-3 - NOX Rate Summer v5.16 | 510 | 7269 | Rate Constraint in lbs/MMBtu | FALSE | L | Annual | Net Emissions Allowance Position | Thousand Tons | 2.1921 | 2.1921 | 1.6678 | 1.6678 | 0 | 0 | 0 | 0
NSR Harrison 1-3 - NOX Rate Summer v5.16 | 510 | 7269 | Rate Constraint in lbs/MMBtu | FALSE | L | Annual | Fuel Consumed | TBtu | 56.5764 | 56.5764 | 43.0452 | 43.0452 | 0 | 0 | 0 | 0
NSR Harrison 1-3 - NOX Rate Summer v5.16 | 510 | 7269 | Rate Constraint in lbs/MMBtu | FALSE | L | Annual | Rate | lb/MMBtu | 0.07749 | 0.07749 | 0.07749 | 0.07749 | 0 | 0 | 0 | 0
NSR Harrison 1-3 - NOX Rate Summer v5.16 | 510 | 7269 | Rate Constraint in lbs/MMBtu | FALSE | L | Annual | Generation | TWh | 5.5795 | 5.5795 | 4.2451 | 4.2451 | 0 | 0 | 0 | 0
NSR Harrison 1-3 - NOX Rate Summer v5.16 | 510 | 7269 | Rate Constraint in lbs/MMBtu | FALSE | L | Annual | Qualifying Generation | TWh | 5.5795 | 5.5795 | 4.2451 | 4.2451 | 0 | 0 | 0 | 0
NSR Harrison 1-3 - NOX Rate Summer v5.16 | 510 | 7269 | Rate Constraint in lbs/MMBtu | FALSE | L | Annual | Rate | lb/MWh | 0.78575 | 0.78575 | 0.78575 | 0.78575 | 0 | 0 | 0 | 0
NSR Harrison 1-3 - NOX Rate Summer v5.16 | 510 | 7269 | Rate Constraint in lbs/MMBtu | FALSE | L | Annual | Constraint Shadow Price | US2019$/Ton | 0 | 0 | 0 | 0 | 0 | 0 | 0 | 0
NSR HL Spurlock 1 - NOX Rate Annual v3.1, Unit 3813 and retrofits | 511 | 7444 | Rate Constraint in lbs/MMBtu | FALSE | L | Annual | Seasons Included | Seasons | Winter, WintShld, Summer | Winter, WintShld, Summer | Winter, WintShld, Summer | Winter, WintShld, Summer | Winter, WintShld, Summer | Winter, WintShld, Summer | Winter, WintShld, Summer | Winter, WintShld, Summer
NSR HL Spurlock 1 - NOX Rate Annual v3.1, Unit 3813 and retrofits | 511 | 7444 | Rate Constraint in lbs/MMBtu | FALSE | L | Annual | Standard NOX | lb/MMBtu | 0.1 | 0.1 | 0.1 | 0.1 | 0.1 | 0.1 | 0.1 | 0.1
NSR HL Spurlock 1 - NOX Rate Annual v3.1, Unit 3813 and retrofits | 511 | 7444 | Rate Constraint in lbs/MMBtu | FALSE | L | Annual | Emissions at Affected Plants NOX | Thousand Tons | 0.89461 | 0.89461 | 0.83079 | 0.83079 | 0.47919 | 0.22179 | 0 | 0
NSR HL Spurlock 1 - NOX Rate Annual v3.1, Unit 3813 and retrofits | 511 | 7444 | Rate Constraint in lbs/MMBtu | FALSE | L | Annual | Allowances Purchased NOX | Thousand Tons | 0 | 0 | 0 | 0 | 0 | 0 | 0 | 0
NSR HL Spurlock 1 - NOX Rate Annual v3.1, Unit 3813 and retrofits | 511 | 7444 | Rate Constraint in lbs/MMBtu | FALSE | L | Annual | Allowances Sold NOX | Thousand Tons | 0 | 0 | 0 | 0 | 0 | 0 | 0 | 0
NSR HL Spurlock 1 - NOX Rate Annual v3.1, Unit 3813 and retrofits | 511 | 7444 | Rate Constraint in lbs/MMBtu | FALSE | L | Annual | Allowances Banked | Thousand Tons | 0 | 0 | 0 | 0 | 0 | 0 | 0 | 0
NSR HL Spurlock 1 - NOX Rate Annual v3.1, Unit 3813 and retrofits | 511 | 7444 | Rate Constraint in lbs/MMBtu | FALSE | L | Annual | Allowances Withdrawn (1:1) | Thousand Tons | 0 | 0 | 0 | 0 | 0 | 0 | 0 | 0
NSR HL Spurlock 1 - NOX Rate Annual v3.1, Unit 3813 and retrofits | 511 | 7444 | Rate Constraint in lbs/MMBtu | FALSE | L | Annual | Allowances Withdrawn (n:1) | Thousand Tons | 0 | 0 | 0 | 0 | 0 | 0 | 0 | 0
NSR HL Spurlock 1 - NOX Rate Annual v3.1, Unit 3813 and retrofits | 511 | 7444 | Rate Constraint in lbs/MMBtu | FALSE | L | Annual | Net Emissions Allowance Position | Thousand Tons | 0.89461 | 0.89461 | 0.83079 | 0.83079 | 0.47919 | 0.22179 | 0 | 0
NSR HL Spurlock 1 - NOX Rate Annual v3.1, Unit 3813 and retrofits | 511 | 7444 | Rate Constraint in lbs/MMBtu | FALSE | L | Annual | Fuel Consumed | TBtu | 20.8492 | 20.8492 | 19.2625 | 19.2625 | 11.3225 | 4.9229 | 0 | 0
NSR HL Spurlock 1 - NOX Rate Annual v3.1, Unit 3813 and retrofits | 511 | 7444 | Rate Constraint in lbs/MMBtu | FALSE | L | Annual | Rate | lb/MMBtu | 0.085817 | 0.085817 | 0.08626 | 0.08626 | 0.084644 | 0.090106 | 0 | 0
NSR HL Spurlock 1 - NOX Rate Annual v3.1, Unit 3813 and retrofits | 511 | 7444 | Rate Constraint in lbs/MMBtu | FALSE | L | Annual | Generation | TWh | 2.0714 | 2.0714 | 1.9138 | 1.9138 | 1.1249 | 0.48909 | 0 | 0
NSR HL Spurlock 1 - NOX Rate Annual v3.1, Unit 3813 and retrofits | 511 | 7444 | Rate Constraint in lbs/MMBtu | FALSE | L | Annual | Qualifying Generation | TWh | 2.06 | 2.06 | 1.9032 | 1.9032 | 1.1187 | 0.4864 | 0 | 0
NSR HL Spurlock 1 - NOX Rate Annual v3.1, Unit 3813 and retrofits | 511 | 7444 | Rate Constraint in lbs/MMBtu | FALSE | L | Annual | Rate | lb/MWh | 0.86856 | 0.86856 | 0.87304 | 0.87304 | 0.85668 | 0.91196 | 0 | 0
NSR HL Spurlock 1 - NOX Rate Annual v3.1, Unit 3813 and retrofits | 511 | 7444 | Rate Constraint in lbs/MMBtu | FALSE | L | Annual | Constraint Shadow Price | US2019$/Ton | 0 | 0 | 0 | 0 | 0 | 0 | 0 | 0
NSR HL Spurlock 2 - NOX Rate Annual v3.1, Unit 3814 and retrofits | 512 | 7445 | Rate Constraint in lbs/MMBtu | FALSE | L | Annual | Seasons Included | Seasons | Winter, WintShld, Summer | Winter, WintShld, Summer | Winter, WintShld, Summer | Winter, WintShld, Summer | Winter, WintShld, Summer | Winter, WintShld, Summer | Winter, WintShld, Summer | Winter, WintShld, Summer
NSR HL Spurlock 2 - NOX Rate Annual v3.1, Unit 3814 and retrofits | 512 | 7445 | Rate Constraint in lbs/MMBtu | FALSE | L | Annual | Standard NOX | lb/MMBtu | 0.1 | 0.1 | 0.1 | 0.1 | 0.1 | 0.1 | 0.1 | 0.1
NSR HL Spurlock 2 - NOX Rate Annual v3.1, Unit 3814 and retrofits | 512 | 7445 | Rate Constraint in lbs/MMBtu | FALSE | L | Annual | Emissions at Affected Plants NOX | Thousand Tons | 1.5229 | 1.4309 | 1.0459 | 0.42722 | 0.42852 | 0.30817 | 0.037428 | 0.037428
NSR HL Spurlock 2 - NOX Rate Annual v3.1, Unit 3814 and retrofits | 512 | 7445 | Rate Constraint in lbs/MMBtu | FALSE | L | Annual | Allowances Purchased NOX | Thousand Tons | 0 | 0 | 0 | 0 | 0 | 0 | 0 | 0
NSR HL Spurlock 2 - NOX Rate Annual v3.1, Unit 3814 and retrofits | 512 | 7445 | Rate Constraint in lbs/MMBtu | FALSE | L | Annual | Allowances Sold NOX | Thousand Tons | 0 | 0 | 0 | 0 | 0 | 0 | 0 | 0
NSR HL Spurlock 2 - NOX Rate Annual v3.1, Unit 3814 and retrofits | 512 | 7445 | Rate Constraint in lbs/MMBtu | FALSE | L | Annual | Allowances Banked | Thousand Tons | 0 | 0 | 0 | 0 | 0 | 0 | 0 | 0
NSR HL Spurlock 2 - NOX Rate Annual v3.1, Unit 3814 and retrofits | 512 | 7445 | Rate Constraint in lbs/MMBtu | FALSE | L | Annual | Allowances Withdrawn (1:1) | Thousand Tons | 0 | 0 | 0 | 0 | 0 | 0 | 0 | 0
NSR HL Spurlock 2 - NOX Rate Annual v3.1, Unit 3814 and retrofits | 512 | 7445 | Rate Constraint in lbs/MMBtu | FALSE | L | Annual | Allowances Withdrawn (n:1) | Thousand Tons | 0 | 0 | 0 | 0 | 0 | 0 | 0 | 0
NSR HL Spurlock 2 - NOX Rate Annual v3.1, Unit 3814 and retrofits | 512 | 7445 | Rate Constraint in lbs/MMBtu | FALSE | L | Annual | Net Emissions Allowance Position | Thousand Tons | 1.5229 | 1.4309 | 1.0459 | 0.42722 | 0.42852 | 0.30817 | 0.037428 | 0.037428
NSR HL Spurlock 2 - NOX Rate Annual v3.1, Unit 3814 and retrofits | 512 | 7445 | Rate Constraint in lbs/MMBtu | FALSE | L | Annual | Fuel Consumed | TBtu | 35.5218 | 33.2217 | 25.1534 | 10.2527 | 10.2527 | 7.3853 | 0.93464 | 0.93464
NSR HL Spurlock 2 - NOX Rate Annual v3.1, Unit 3814 and retrofits | 512 | 7445 | Rate Constraint in lbs/MMBtu | FALSE | L | Annual | Rate | lb/MMBtu | 0.085745 | 0.086143 | 0.083164 | 0.083337 | 0.083591 | 0.083455 | 0.080091 | 0.080091
NSR HL Spurlock 2 - NOX Rate Annual v3.1, Unit 3814 and retrofits | 512 | 7445 | Rate Constraint in lbs/MMBtu | FALSE | L | Annual | Generation | TWh | 3.5352 | 3.3063 | 2.4956 | 1.0127 | 0.98969 | 0.70646 | 0.069313 | 0.069313
NSR HL Spurlock 2 - NOX Rate Annual v3.1, Unit 3814 and retrofits | 512 | 7445 | Rate Constraint in lbs/MMBtu | FALSE | L | Annual | Qualifying Generation | TWh | 3.5352 | 3.3063 | 2.4956 | 1.0127 | 0.98969 | 0.70646 | 0.069313 | 0.069313
NSR HL Spurlock 2 - NOX Rate Annual v3.1, Unit 3814 and retrofits | 512 | 7445 | Rate Constraint in lbs/MMBtu | FALSE | L | Annual | Rate | lb/MWh | 0.86157 | 0.86556 | 0.83821 | 0.84373 | 0.86597 | 0.87243 | 1.08 | 1.08
NSR HL Spurlock 2 - NOX Rate Annual v3.1, Unit 3814 and retrofits | 512 | 7445 | Rate Constraint in lbs/MMBtu | FALSE | L | Annual | Constraint Shadow Price | US2019$/Ton | 0 | 0 | 0 | 0 | 0 | 0 | 0 | 0
NSR HL Spurlock 2 - SO2 Rate Annual v3.1, Unit 3814 and retrofits | 513 | 7443 | Rate Constraint in lbs/MMBtu | FALSE | L | Annual | Seasons Included | Seasons | Winter, WintShld, Summer | Winter, WintShld, Summer | Winter, WintShld, Summer | Winter, WintShld, Summer | Winter, WintShld, Summer | Winter, WintShld, Summer | Winter, WintShld, Summer | Winter, WintShld, Summer
NSR HL Spurlock 2 - SO2 Rate Annual v3.1, Unit 3814 and retrofits | 513 | 7443 | Rate Constraint in lbs/MMBtu | FALSE | L | Annual | Standard SO2 | lb/MMBtu | 0.1 | 0.1 | 0.1 | 0.1 | 0.1 | 0.1 | 0.1 | 0.1
NSR HL Spurlock 2 - SO2 Rate Annual v3.1, Unit 3814 and retrofits | 513 | 7443 | Rate Constraint in lbs/MMBtu | FALSE | L | Annual | Emissions at Affected Plants SO2 | Thousand Tons | 1.7761 | 1.6611 | 1.2171 | 0.47211 | 0.47211 | 0.34007 | 0.043037 | 0.043037
NSR HL Spurlock 2 - SO2 Rate Annual v3.1, Unit 3814 and retrofits | 513 | 7443 | Rate Constraint in lbs/MMBtu | FALSE | L | Annual | Allowances Purchased SO2 | Thousand Tons | 0 | 0 | 0 | 0 | 0 | 0 | 0 | 0
NSR HL Spurlock 2 - SO2 Rate Annual v3.1, Unit 3814 and retrofits | 513 | 7443 | Rate Constraint in lbs/MMBtu | FALSE | L | Annual | Allowances Sold SO2 | Thousand Tons | 0 | 0 | 0 | 0 | 0 | 0 | 0 | 0
NSR HL Spurlock 2 - SO2 Rate Annual v3.1, Unit 3814 and retrofits | 513 | 7443 | Rate Constraint in lbs/MMBtu | FALSE | L | Annual | Allowances Banked | Thousand Tons | 0 | 0 | 0 | 0 | 0 | 0 | 0 | 0
NSR HL Spurlock 2 - SO2 Rate Annual v3.1, Unit 3814 and retrofits | 513 | 7443 | Rate Constraint in lbs/MMBtu | FALSE | L | Annual | Allowances Withdrawn (1:1) | Thousand Tons | 0 | 0 | 0 | 0 | 0 | 0 | 0 | 0
NSR HL Spurlock 2 - SO2 Rate Annual v3.1, Unit 3814 and retrofits | 513 | 7443 | Rate Constraint in lbs/MMBtu | FALSE | L | Annual | Allowances Withdrawn (n:1) | Thousand Tons | 0 | 0 | 0 | 0 | 0 | 0 | 0 | 0
NSR HL Spurlock 2 - SO2 Rate Annual v3.1, Unit 3814 and retrofits | 513 | 7443 | Rate Constraint in lbs/MMBtu | FALSE | L | Annual | Net Emissions Allowance Position | Thousand Tons | 1.7761 | 1.6611 | 1.2171 | 0.47211 | 0.47211 | 0.34007 | 0.043037 | 0.043037
NSR HL Spurlock 2 - SO2 Rate Annual v3.1, Unit 3814 and retrofits | 513 | 7443 | Rate Constraint in lbs/MMBtu | FALSE | L | Annual | Fuel Consumed | TBtu | 35.5218 | 33.2217 | 25.1534 | 10.2527 | 10.2527 | 7.3853 | 0.93464 | 0.93464
NSR HL Spurlock 2 - SO2 Rate Annual v3.1, Unit 3814 and retrofits | 513 | 7443 | Rate Constraint in lbs/MMBtu | FALSE | L | Annual | Rate | lb/MMBtu | 0.1 | 0.1 | 0.096778 | 0.092094 | 0.092094 | 0.092094 | 0.092094 | 0.092094
NSR HL Spurlock 2 - SO2 Rate Annual v3.1, Unit 3814 and retrofits | 513 | 7443 | Rate Constraint in lbs/MMBtu | FALSE | L | Annual | Generation | TWh | 3.5352 | 3.3063 | 2.4956 | 1.0127 | 0.98969 | 0.70646 | 0.069313 | 0.069313
NSR HL Spurlock 2 - SO2 Rate Annual v3.1, Unit 3814 and retrofits | 513 | 7443 | Rate Constraint in lbs/MMBtu | FALSE | L | Annual | Qualifying Generation | TWh | 3.5352 | 3.3063 | 2.4956 | 1.0127 | 0.98969 | 0.70646 | 0.069313 | 0.069313
NSR HL Spurlock 2 - SO2 Rate Annual v3.1, Unit 3814 and retrofits | 513 | 7443 | Rate Constraint in lbs/MMBtu | FALSE | L | Annual | Rate | lb/MWh | 1.0048 | 1.0048 | 0.97542 | 0.93239 | 0.95406 | 0.96275 | 1.2418 | 1.2418
NSR HL Spurlock 2 - SO2 Rate Annual v3.1, Unit 3814 and retrofits | 513 | 7443 | Rate Constraint in lbs/MMBtu | FALSE | L | Annual | Constraint Shadow Price | US2019$/Ton | 17333.891 | 40975.3128 | 60078.092 | 63567.3909 | 36478.133 | 33340.3235 | 15030.0269 | 16405.7742
NSR IL Power - NOX Cap Annual v3.1 | 514 | 7381 | Rate Constraint in MTons | FALSE | L | Annual | Seasons Included | Seasons | Winter, WintShld, Summer | Winter, WintShld, Summer | Winter, WintShld, Summer | Winter, WintShld, Summer | Winter, WintShld, Summer | Winter, WintShld, Summer | Winter, WintShld, Summer | Winter, WintShld, Summer
NSR IL Power - NOX Cap Annual v3.1 | 514 | 7381 | Rate Constraint in MTons | FALSE | L | Annual | Standard NOX | Thousand Tons | 13.8 | 13.8 | 13.8 | 13.8 | 13.8 | 13.8 | 13.8 | 13.8
NSR IL Power - NOX Cap Annual v3.1 | 514 | 7381 | Rate Constraint in MTons | FALSE | L | Annual | Emissions at Affected Plants NOX | Thousand Tons | 3.5289 | 0.012335 | 0.0099178 | 0 | 0 | 0 | 0 | 0
NSR IL Power - NOX Cap Annual v3.1 | 514 | 7381 | Rate Constraint in MTons | FALSE | L | Annual | Allowances Purchased NOX | Thousand Tons | 0 | 0 | 0 | 0 | 0 | 0 | 0 | 0
NSR IL Power - NOX Cap Annual v3.1 | 514 | 7381 | Rate Constraint in MTons | FALSE | L | Annual | Allowances Sold NOX | Thousand Tons | 0 | 0 | 0 | 0 | 0 | 0 | 0 | 0
NSR IL Power - NOX Cap Annual v3.1 | 514 | 7381 | Rate Constraint in MTons | FALSE | L | Annual | Allowances Banked | Thousand Tons | 0 | 0 | 0 | 0 | 0 | 0 | 0 | 0
NSR IL Power - NOX Cap Annual v3.1 | 514 | 7381 | Rate Constraint in MTons | FALSE | L | Annual | Allowances Withdrawn (1:1) | Thousand Tons | 0 | 0 | 0 | 0 | 0 | 0 | 0 | 0
NSR IL Power - NOX Cap Annual v3.1 | 514 | 7381 | Rate Constraint in MTons | FALSE | L | Annual | Allowances Withdrawn (n:1) | Thousand Tons | 0 | 0 | 0 | 0 | 0 | 0 | 0 | 0
NSR IL Power - NOX Cap Annual v3.1 | 514 | 7381 | Rate Constraint in MTons | FALSE | L | Annual | Net Emissions Allowance Position | Thousand Tons | 3.5289 | 0.012335 | 0.0099178 | 0 | 0 | 0 | 0 | 0
NSR IL Power - NOX Cap Annual v3.1 | 514 | 7381 | Rate Constraint in MTons | FALSE | L | Annual | Fuel Consumed | TBtu | 82.2115 | 0.28237 | 0.22703 | 0 | 0 | 0 | 0 | 0
NSR IL Power - NOX Cap Annual v3.1 | 514 | 7381 | Rate Constraint in MTons | FALSE | L | Annual | Rate | lb/MMBtu | 0.08585 | 0.08737 | 0.08737 | 0 | 0 | 0 | 0 | 0
NSR IL Power - NOX Cap Annual v3.1 | 514 | 7381 | Rate Constraint in MTons | FALSE | L | Annual | Generation | TWh | 8.0201 | 0.027727 | 0.022293 | 0 | 0 | 0 | 0 | 0
NSR IL Power - NOX Cap Annual v3.1 | 514 | 7381 | Rate Constraint in MTons | FALSE | L | Annual | Qualifying Generation | TWh | 8.0201 | 0.027727 | 0.022293 | 0 | 0 | 0 | 0 | 0
NSR IL Power - NOX Cap Annual v3.1 | 514 | 7381 | Rate Constraint in MTons | FALSE | L | Annual | Rate | lb/MWh | 0.88002 | 0.88978 | 0.88978 | 0 | 0 | 0 | 0 | 0
NSR IL Power - NOX Cap Annual v3.1 | 514 | 7381 | Rate Constraint in MTons | FALSE | L | Annual | Constraint Shadow Price | US2019$/Ton | 0 | 0 | 0 | 0 | 0 | 0 | 0 | 0
NSR IL Power - SO2 Cap Annual v3.1 | 515 | 7382 | Rate Constraint in MTons | FALSE | L | Annual | Seasons Included | Seasons | Winter, WintShld, Summer | Winter, WintShld, Summer | Winter, WintShld, Summer | Winter, WintShld, Summer | Winter, WintShld, Summer | Winter, WintShld, Summer | Winter, WintShld, Summer | Winter, WintShld, Summer
NSR IL Power - SO2 Cap Annual v3.1 | 515 | 7382 | Rate Constraint in MTons | FALSE | L | Annual | Standard SO2 | Thousand Tons | 29 | 29 | 29 | 29 | 29 | 29 | 29 | 29
NSR IL Power - SO2 Cap Annual v3.1 | 515 | 7382 | Rate Constraint in MTons | FALSE | L | Annual | Emissions at Affected Plants SO2 | Thousand Tons | 2.9153 | 0.010291 | 0.0082742 | 0 | 0 | 0 | 0 | 0
NSR IL Power - SO2 Cap Annual v3.1 | 515 | 7382 | Rate Constraint in MTons | FALSE | L | Annual | Allowances Purchased SO2 | Thousand Tons | 0 | 0 | 0 | 0 | 0 | 0 | 0 | 0
NSR IL Power - SO2 Cap Annual v3.1 | 515 | 7382 | Rate Constraint in MTons | FALSE | L | Annual | Allowances Sold SO2 | Thousand Tons | 0 | 0 | 0 | 0 | 0 | 0 | 0 | 0
NSR IL Power - SO2 Cap Annual v3.1 | 515 | 7382 | Rate Constraint in MTons | FALSE | L | Annual | Allowances Banked | Thousand Tons | 0 | 0 | 0 | 0 | 0 | 0 | 0 | 0
NSR IL Power - SO2 Cap Annual v3.1 | 515 | 7382 | Rate Constraint in MTons | FALSE | L | Annual | Allowances Withdrawn (1:1) | Thousand Tons | 0 | 0 | 0 | 0 | 0 | 0 | 0 | 0
NSR IL Power - SO2 Cap Annual v3.1 | 515 | 7382 | Rate Constraint in MTons | FALSE | L | Annual | Allowances Withdrawn (n:1) | Thousand Tons | 0 | 0 | 0 | 0 | 0 | 0 | 0 | 0
NSR IL Power - SO2 Cap Annual v3.1 | 515 | 7382 | Rate Constraint in MTons | FALSE | L | Annual | Net Emissions Allowance Position | Thousand Tons | 2.9153 | 0.010291 | 0.0082742 | 0 | 0 | 0 | 0 | 0
NSR IL Power - SO2 Cap Annual v3.1 | 515 | 7382 | Rate Constraint in MTons | FALSE | L | Annual | Fuel Consumed | TBtu | 82.2115 | 0.28237 | 0.22703 | 0 | 0 | 0 | 0 | 0
NSR IL Power - SO2 Cap Annual v3.1 | 515 | 7382 | Rate Constraint in MTons | FALSE | L | Annual | Rate | lb/MMBtu | 0.070923 | 0.072891 | 0.072891 | 0 | 0 | 0 | 0 | 0
NSR IL Power - SO2 Cap Annual v3.1 | 515 | 7382 | Rate Constraint in MTons | FALSE | L | Annual | Generation | TWh | 8.0201 | 0.027727 | 0.022293 | 0 | 0 | 0 | 0 | 0
NSR IL Power - SO2 Cap Annual v3.1 | 515 | 7382 | Rate Constraint in MTons | FALSE | L | Annual | Qualifying Generation | TWh | 8.0201 | 0.027727 | 0.022293 | 0 | 0 | 0 | 0 | 0
NSR IL Power - SO2 Cap Annual v3.1 | 515 | 7382 | Rate Constraint in MTons | FALSE | L | Annual | Rate | lb/MWh | 0.72701 | 0.74232 | 0.74232 | 0 | 0 | 0 | 0 | 0
NSR IL Power - SO2 Cap Annual v3.1 | 515 | 7382 | Rate Constraint in MTons | FALSE | L | Annual | Constraint Shadow Price | US2019$/Ton | 0 | 0 | 0 | 0 | 0 | 0 | 0 | 0
NSR Interstate System-Wide NOX Cap v5.16 | 516 | 7515 | Rate Constraint in MTons | FALSE | L | Annual | Seasons Included | Seasons | Winter, WintShld, Summer | Winter, WintShld, Summer | Winter, WintShld, Summer | Winter, WintShld, Summer | Winter, WintShld, Summer | Winter, WintShld, Summer | Winter, WintShld, Summer | Winter, WintShld, Summer
NSR Interstate System-Wide NOX Cap v5.16 | 516 | 7515 | Rate Constraint in MTons | FALSE | L | Annual | Standard NOX | Thousand Tons | 6.8 | 6.8 | 6.8 | 6.8 | 6.8 | 6.8 | 6.8 | 6.8
NSR Interstate System-Wide NOX Cap v5.16 | 516 | 7515 | Rate Constraint in MTons | FALSE | L | Annual | Emissions at Affected Plants NOX | Thousand Tons | 2.4002 | 2.1391 | 1.6234 | 1.5853 | 0 | 0 | 0 | 0
NSR Interstate System-Wide NOX Cap v5.16 | 516 | 7515 | Rate Constraint in MTons | FALSE | L | Annual | Allowances Purchased NOX | Thousand Tons | 0 | 0 | 0 | 0 | 0 | 0 | 0 | 0
NSR Interstate System-Wide NOX Cap v5.16 | 516 | 7515 | Rate Constraint in MTons | FALSE | L | Annual | Allowances Sold NOX | Thousand Tons | 0 | 0 | 0 | 0 | 0 | 0 | 0 | 0
NSR Interstate System-Wide NOX Cap v5.16 | 516 | 7515 | Rate Constraint in MTons | FALSE | L | Annual | Allowances Banked | Thousand Tons | 0 | 0 | 0 | 0 | 0 | 0 | 0 | 0
NSR Interstate System-Wide NOX Cap v5.16 | 516 | 7515 | Rate Constraint in MTons | FALSE | L | Annual | Allowances Withdrawn (1:1) | Thousand Tons | 0 | 0 | 0 | 0 | 0 | 0 | 0 | 0
NSR Interstate System-Wide NOX Cap v5.16 | 516 | 7515 | Rate Constraint in MTons | FALSE | L | Annual | Allowances Withdrawn (n:1) | Thousand Tons | 0 | 0 | 0 | 0 | 0 | 0 | 0 | 0
NSR Interstate System-Wide NOX Cap v5.16 | 516 | 7515 | Rate Constraint in MTons | FALSE | L | Annual | Net Emissions Allowance Position | Thousand Tons | 2.4002 | 2.1391 | 1.6234 | 1.5853 | 0 | 0 | 0 | 0
NSR Interstate System-Wide NOX Cap v5.16 | 516 | 7515 | Rate Constraint in MTons | FALSE | L | Annual | Fuel Consumed | TBtu | 55.637 | 52.957 | 40.4565 | 39.4841 | 0 | 0 | 0 | 0
NSR Interstate System-Wide NOX Cap v5.16 | 516 | 7515 | Rate Constraint in MTons | FALSE | L | Annual | Rate | lb/MMBtu | 0.08628 | 0.080787 | 0.080252 | 0.0803 | 0 | 0 | 0 | 0
NSR Interstate System-Wide NOX Cap v5.16 | 516 | 7515 | Rate Constraint in MTons | FALSE | L | Annual | Generation | TWh | 5.3312 | 5.1031 | 3.9006 | 3.8067 | 0 | 0 | 0 | 0
NSR Interstate System-Wide NOX Cap v5.16 | 516 | 7515 | Rate Constraint in MTons | FALSE | L | Annual | Qualifying Generation | TWh | 5.3312 | 5.1031 | 3.9006 | 3.8067 | 0 | 0 | 0 | 0
NSR Interstate System-Wide NOX Cap v5.16 | 516 | 7515 | Rate Constraint in MTons | FALSE | L | Annual | Rate | lb/MWh | 0.90043 | 0.83837 | 0.83235 | 0.8329 | 0 | 0 | 0 | 0
NSR Interstate System-Wide NOX Cap v5.16 | 516 | 7515 | Rate Constraint in MTons | FALSE | L | Annual | Constraint Shadow Price | US2019$/Ton | 0 | 0 | 0 | 0 | 0 | 0 | 0 | 0
NSR Interstate System-Wide SO2 Cap v5.16 | 517 | 7514 | Rate Constraint in MTons | FALSE | L | Annual | Seasons Included | Seasons | Winter, WintShld, Summer | Winter, WintShld, Summer | Winter, WintShld, Summer | Winter, WintShld, Summer | Winter, WintShld, Summer | Winter, WintShld, Summer | Winter, WintShld, Summer | Winter, WintShld, Summer
NSR Interstate System-Wide SO2 Cap v5.16 | 517 | 7514 | Rate Constraint in MTons | FALSE | L | Annual | Standard SO2 | Thousand Tons | 6 | 6 | 3.25 | 3.25 | 3.25 | 3.25 | 3.25 | 3.25
NSR Interstate System-Wide SO2 Cap v5.16 | 517 | 7514 | Rate Constraint in MTons | FALSE | L | Annual | Emissions at Affected Plants SO2 | Thousand Tons | 2.1063 | 1.4618 | 1.0763 | 1.054 | 0 | 0 | 0 | 0
NSR Interstate System-Wide SO2 Cap v5.16 | 517 | 7514 | Rate Constraint in MTons | FALSE | L | Annual | Allowances Purchased SO2 | Thousand Tons | 0 | 0 | 0 | 0 | 0 | 0 | 0 | 0
NSR Interstate System-Wide SO2 Cap v5.16 | 517 | 7514 | Rate Constraint in MTons | FALSE | L | Annual | Allowances Sold SO2 | Thousand Tons | 0 | 0 | 0 | 0 | 0 | 0 | 0 | 0
NSR Interstate System-Wide SO2 Cap v5.16 | 517 | 7514 | Rate Constraint in MTons | FALSE | L | Annual | Allowances Banked | Thousand Tons | 0 | 0 | 0 | 0 | 0 | 0 | 0 | 0
NSR Interstate System-Wide SO2 Cap v5.16 | 517 | 7514 | Rate Constraint in MTons | FALSE | L | Annual | Allowances Withdrawn (1:1) | Thousand Tons | 0 | 0 | 0 | 0 | 0 | 0 | 0 | 0
NSR Interstate System-Wide SO2 Cap v5.16 | 517 | 7514 | Rate Constraint in MTons | FALSE | L | Annual | Allowances Withdrawn (n:1) | Thousand Tons | 0 | 0 | 0 | 0 | 0 | 0 | 0 | 0
NSR Interstate System-Wide SO2 Cap v5.16 | 517 | 7514 | Rate Constraint in MTons | FALSE | L | Annual | Net Emissions Allowance Position | Thousand Tons | 2.1063 | 1.4618 | 1.0763 | 1.054 | 0 | 0 | 0 | 0
NSR Interstate System-Wide SO2 Cap v5.16 | 517 | 7514 | Rate Constraint in MTons | FALSE | L | Annual | Fuel Consumed | TBtu | 55.637 | 52.957 | 40.4565 | 39.4841 | 0 | 0 | 0 | 0
NSR Interstate System-Wide SO2 Cap v5.16 | 517 | 7514 | Rate Constraint in MTons | FALSE | L | Annual | Rate | lb/MMBtu | 0.075717 | 0.055209 | 0.053209 | 0.053391 | 0 | 0 | 0 | 0
NSR Interstate System-Wide SO2 Cap v5.16 | 517 | 7514 | Rate Constraint in MTons | FALSE | L | Annual | Generation | TWh | 5.3312 | 5.1031 | 3.9006 | 3.8067 | 0 | 0 | 0 | 0
NSR Interstate System-Wide SO2 Cap v5.16 | 517 | 7514 | Rate Constraint in MTons | FALSE | L | Annual | Qualifying Generation | TWh | 5.3312 | 5.1031 | 3.9006 | 3.8067 | 0 | 0 | 0 | 0
NSR Interstate System-Wide SO2 Cap v5.16 | 517 | 7514 | Rate Constraint in MTons | FALSE | L | Annual | Rate | lb/MWh | 0.79019 | 0.57293 | 0.55187 | 0.55378 | 0 | 0 | 0 | 0
NSR Interstate System-Wide SO2 Cap v5.16 | 517 | 7514 | Rate Constraint in MTons | FALSE | L | Annual | Constraint Shadow Price | US2019$/Ton | 0 | 0 | 0 | 0 | 0 | 0 | 0 | 0
NSR J P Madgett 1 - Hg Rate Annual v5.13 | 518 | 7469 | Rate Constraint in lbs/MMBtu | FALSE | L | Annual | Seasons Included | Seasons | Winter, WintShld, Summer | Winter, WintShld, Summer | Winter, WintShld, Summer | Winter, WintShld, Summer | Winter, WintShld, Summer | Winter, WintShld, Summer | Winter, WintShld, Summer | Winter, WintShld, Summer
NSR J P Madgett 1 - Hg Rate Annual v5.13 | 518 | 7469 | Rate Constraint in lbs/MMBtu | FALSE | L | Annual | Standard MER | lb/MMBtu | 0.015 | 0.015 | 0.015 | 0.015 | 0.015 | 0.015 | 0.015 | 0.015
NSR J P Madgett 1 - Hg Rate Annual v5.13 | 518 | 7469 | Rate Constraint in lbs/MMBtu | FALSE | L | Annual | Emissions at Affected Plants MER | lbs | 14.9555 | 12.4156 | 2.9338 | 3.3287 | 0 | 0 | 0 | 0
NSR J P Madgett 1 - Hg Rate Annual v5.13 | 518 | 7469 | Rate Constraint in lbs/MMBtu | FALSE | L | Annual | Allowances Purchased MER | lbs | 0 | 0 | 0 | 0 | 0 | 0 | 0 | 0
NSR J P Madgett 1 - Hg Rate Annual v5.13 | 518 | 7469 | Rate Constraint in lbs/MMBtu | FALSE | L | Annual | Allowances Sold MER | lbs | 0 | 0 | 0 | 0 | 0 | 0 | 0 | 0
NSR J P Madgett 1 - Hg Rate Annual v5.13 | 518 | 7469 | Rate Constraint in lbs/MMBtu | FALSE | L | Annual | Allowances Banked | lbs | 0 | 0 | 0 | 0 | 0 | 0 | 0 | 0
NSR J P Madgett 1 - Hg Rate Annual v5.13 | 518 | 7469 | Rate Constraint in lbs/MMBtu | FALSE | L | Annual | Allowances Withdrawn (1:1) | lbs | 0 | 0 | 0 | 0 | 0 | 0 | 0 | 0
NSR J P Madgett 1 - Hg Rate Annual v5.13 | 518 | 7469 | Rate Constraint in lbs/MMBtu | FALSE | L | Annual | Allowances Withdrawn (n:1) | lbs | 0 | 0 | 0 | 0 | 0 | 0 | 0 | 0
NSR J P Madgett 1 - Hg Rate Annual v5.13 | 518 | 7469 | Rate Constraint in lbs/MMBtu | FALSE | L | Annual | Net Emissions Allowance Position | lbs | 14.9555 | 12.4156 | 2.9338 | 3.3287 | 0 | 0 | 0 | 0
NSR J P Madgett 1 - Hg Rate Annual v5.13 | 518 | 7469 | Rate Constraint in lbs/MMBtu | FALSE | L | Annual | Fuel Consumed | TBtu | 26.3975 | 21.9144 | 5.2285 | 5.9322 | 0 | 0 | 0 | 0
NSR J P Madgett 1 - Hg Rate Annual v5.13 | 518 | 7469 | Rate Constraint in lbs/MMBtu | FALSE | L | Annual | Rate | lb/MMBtu | 5.6655e-07 | 5.6655e-07 | 5.6112e-07 | 5.6112e-07 | 0 | 0 | 0 | 0
NSR J P Madgett 1 - Hg Rate Annual v5.13 | 518 | 7469 | Rate Constraint in lbs/MMBtu | FALSE | L | Annual | Generation | TWh | 2.3483 | 1.9495 | 0.46513 | 0.52773 | 0 | 0 | 0 | 0
NSR J P Madgett 1 - Hg Rate Annual v5.13 | 518 | 7469 | Rate Constraint in lbs/MMBtu | FALSE | L | Annual | Qualifying Generation | TWh | 2.3483 | 1.9495 | 0.46513 | 0.52773 | 0 | 0 | 0 | 0
NSR J P Madgett 1 - Hg Rate Annual v5.13 | 518 | 7469 | Rate Constraint in lbs/MMBtu | FALSE | L | Annual | Rate | lb/MWh | 6.3686e-06 | 6.3686e-06 | 6.3076e-06 | 6.3076e-06 | 0 | 0 | 0 | 0
NSR J P Madgett 1 - Hg Rate Annual v5.13 | 518 | 7469 | Rate Constraint in lbs/MMBtu | FALSE | L | Annual | Constraint Shadow Price | US2019$/Lb | 0 | 0 | 0 | 0 | 0 | 0 | 0 | 0
NSR J P Madgett 1 - NOx Rate Annual v5.13 | 519 | 7466 | Rate Constraint in lbs/MMBtu | FALSE | L | Annual | Seasons Included | Seasons | Winter, WintShld, Summer | Winter, WintShld, Summer | Winter, WintShld, Summer | Winter, WintShld, Summer | Winter, WintShld, Summer | Winter, WintShld, Summer | Winter, WintShld, Summer | Winter, WintShld, Summer
NSR J P Madgett 1 - NOx Rate Annual v5.13 | 519 | 7466 | Rate Constraint in lbs/MMBtu | FALSE | L | Annual | Standard NOX | lb/MMBtu | 0.08 | 0.08 | 0.08 | 0.08 | 0.08 | 0.08 | 0.08 | 0.08
NSR J P Madgett 1 - NOx Rate Annual v5.13 | 519 | 7466 | Rate Constraint in lbs/MMBtu | FALSE | L | Annual | Emissions at Affected Plants NOX | Thousand Tons | 1.0028 | 0.83253 | 0.19863 | 0.22536 | 0 | 0 | 0 | 0
NSR J P Madgett 1 - NOx Rate Annual v5.13 | 519 | 7466 | Rate Constraint in lbs/MMBtu | FALSE | L | Annual | Allowances Purchased NOX | Thousand Tons | 0 | 0 | 0 | 0 | 0 | 0 | 0 | 0
NSR J P Madgett 1 - NOx Rate Annual v5.13 | 519 | 7466 | Rate Constraint in lbs/MMBtu | FALSE | L | Annual | Allowances Sold NOX | Thousand Tons | 0 | 0 | 0 | 0 | 0 | 0 | 0 | 0
NSR J P Madgett 1 - NOx Rate Annual v5.13 | 519 | 7466 | Rate Constraint in lbs/MMBtu | FALSE | L | Annual | Allowances Banked | Thousand Tons | 0 | 0 | 0 | 0 | 0 | 0 | 0 | 0
NSR J P Madgett 1 - NOx Rate Annual v5.13 | 519 | 7466 | Rate Constraint in lbs/MMBtu | FALSE | L | Annual | Allowances Withdrawn (1:1) | Thousand Tons | 0 | 0 | 0 | 0 | 0 | 0 | 0 | 0
NSR J P Madgett 1 - NOx Rate Annual v5.13 | 519 | 7466 | Rate Constraint in lbs/MMBtu | FALSE | L | Annual | Allowances Withdrawn (n:1) | Thousand Tons | 0 | 0 | 0 | 0 | 0 | 0 | 0 | 0
NSR J P Madgett 1 - NOx Rate Annual v5.13 | 519 | 7466 | Rate Constraint in lbs/MMBtu | FALSE | L | Annual | Net Emissions Allowance Position | Thousand Tons | 1.0028 | 0.83253 | 0.19863 | 0.22536 | 0 | 0 | 0 | 0
NSR J P Madgett 1 - NOx Rate Annual v5.13 | 519 | 7466 | Rate Constraint in lbs/MMBtu | FALSE | L | Annual | Fuel Consumed | TBtu | 26.3975 | 21.9144 | 5.2285 | 5.9322 | 0 | 0 | 0 | 0
NSR J P Madgett 1 - NOx Rate Annual v5.13 | 519 | 7466 | Rate Constraint in lbs/MMBtu | FALSE | L | Annual | Rate | lb/MMBtu | 0.07598 | 0.07598 | 0.07598 | 0.07598 | 0 | 0 | 0 | 0
NSR J P Madgett 1 - NOx Rate Annual v5.13 | 519 | 7466 | Rate Constraint in lbs/MMBtu | FALSE | L | Annual | Generation | TWh | 2.3483 | 1.9495 | 0.46513 | 0.52773 | 0 | 0 | 0 | 0
NSR J P Madgett 1 - NOx Rate Annual v5.13 | 519 | 7466 | Rate Constraint in lbs/MMBtu | FALSE | L | Annual | Qualifying Generation | TWh | 2.3483 | 1.9495 | 0.46513 | 0.52773 | 0 | 0 | 0 | 0
NSR J P Madgett 1 - NOx Rate Annual v5.13 | 519 | 7466 | Rate Constraint in lbs/MMBtu | FALSE | L | Annual | Rate | lb/MWh | 0.85409 | 0.85409 | 0.85409 | 0.85409 | 0 | 0 | 0 | 0
NSR J P Madgett 1 - NOx Rate Annual v5.13 | 519 | 7466 | Rate Constraint in lbs/MMBtu | FALSE | L | Annual | Constraint Shadow Price | US2019$/Ton | 0 | 0 | 0 | 0 | 0 | 0 | 0 | 0
NSR J P Madgett 1 - SO2 Rate Annual v5.13 | 520 | 7464 | Rate Constraint in lbs/MMBtu | FALSE | L | Annual | Seasons Included | Seasons | Winter, WintShld, Summer | Winter, WintShld, Summer | Winter, WintShld, Summer | Winter, WintShld, Summer | Winter, WintShld, Summer | Winter, WintShld, Summer | Winter, WintShld, Summer | Winter, WintShld, Summer
NSR J P Madgett 1 - SO2 Rate Annual v5.13 | 520 | 7464 | Rate Constraint in lbs/MMBtu | FALSE | L | Annual | Standard SO2 | lb/MMBtu | 0.09 | 0.09 | 0.09 | 0.09 | 0.09 | 0.09 | 0.09 | 0.09
NSR J P Madgett 1 - SO2 Rate Annual v5.13 | 520 | 7464 | Rate Constraint in lbs/MMBtu | FALSE | L | Annual | Emissions at Affected Plants SO2 | Thousand Tons | 1.1879 | 0.98615 | 0.22052 | 0.2502 | 0 | 0 | 0 | 0
NSR J P Madgett 1 - SO2 Rate Annual v5.13 | 520 | 7464 | Rate Constraint in lbs/MMBtu | FALSE | L | Annual | Allowances Purchased SO2 | Thousand Tons | 0 | 0 | 0 | 0 | 0 | 0 | 0 | 0
NSR J P Madgett 1 - SO2 Rate Annual v5.13 | 520 | 7464 | Rate Constraint in lbs/MMBtu | FALSE | L | Annual | Allowances Sold SO2 | Thousand Tons | 0 | 0 | 0 | 0 | 0 | 0 | 0 | 0
NSR J P Madgett 1 - SO2 Rate Annual v5.13 | 520 | 7464 | Rate Constraint in lbs/MMBtu | FALSE | L | Annual | Allowances Banked | Thousand Tons | 0 | 0 | 0 | 0 | 0 | 0 | 0 | 0
NSR J P Madgett 1 - SO2 Rate Annual v5.13 | 520 | 7464 | Rate Constraint in lbs/MMBtu | FALSE | L | Annual | Allowances Withdrawn (1:1) | Thousand Tons | 0 | 0 | 0 | 0 | 0 | 0 | 0 | 0
NSR J P Madgett 1 - SO2 Rate Annual v5.13 | 520 | 7464 | Rate Constraint in lbs/MMBtu | FALSE | L | Annual | Allowances Withdrawn (n:1) | Thousand Tons | 0 | 0 | 0 | 0 | 0 | 0 | 0 | 0
NSR J P Madgett 1 - SO2 Rate Annual v5.13 | 520 | 7464 | Rate Constraint in lbs/MMBtu | FALSE | L | Annual | Net Emissions Allowance Position | Thousand Tons | 1.1879 | 0.98615 | 0.22052 | 0.2502 | 0 | 0 | 0 | 0
NSR J P Madgett 1 - SO2 Rate Annual v5.13 | 520 | 7464 | Rate Constraint in lbs/MMBtu | FALSE | L | Annual | Fuel Consumed | TBtu | 26.3975 | 21.9144 | 5.2285 | 5.9322 | 0 | 0 | 0 | 0
NSR J P Madgett 1 - SO2 Rate Annual v5.13 | 520 | 7464 | Rate Constraint in lbs/MMBtu | FALSE | L | Annual | Rate | lb/MMBtu | 0.09 | 0.09 | 0.084354 | 0.084354 | 0 | 0 | 0 | 0
NSR J P Madgett 1 - SO2 Rate Annual v5.13 | 520 | 7464 | Rate Constraint in lbs/MMBtu | FALSE | L | Annual | Generation | TWh | 2.3483 | 1.9495 | 0.46513 | 0.52773 | 0 | 0 | 0 | 0
NSR J P Madgett 1 - SO2 Rate Annual v5.13 | 520 | 7464 | Rate Constraint in lbs/MMBtu | FALSE | L | Annual | Qualifying Generation | TWh | 2.3483 | 1.9495 | 0.46513 | 0.52773 | 0 | 0 | 0 | 0
NSR J P Madgett 1 - SO2 Rate Annual v5.13 | 520 | 7464 | Rate Constraint in lbs/MMBtu | FALSE | L | Annual | Rate | lb/MWh | 1.0117 | 1.0117 | 0.94823 | 0.94823 | 0 | 0 | 0 | 0
NSR J P Madgett 1 - SO2 Rate Annual v5.13 | 520 | 7464 | Rate Constraint in lbs/MMBtu | FALSE | L | Annual | Constraint Shadow Price | US2019$/Ton | 518.161 | 380.0185 | 0 | 0 | 0 | 0 | 1656.9906 | 30980.4236
NSR James Miller 3,4 - NOX Rate Annual v3.1, Unit 2582 and retrofits | 521 | 7422 | Rate Constraint in lbs/MMBtu | FALSE | L | Annual | Seasons Included | Seasons | Winter, WintShld, Summer | Winter, WintShld, Summer | Winter, WintShld, Summer | Winter, WintShld, Summer | Winter, WintShld, Summer | Winter, WintShld, Summer | Winter, WintShld, Summer | Winter, WintShld, Summer
NSR James Miller 3,4 - NOX Rate Annual v3.1, Unit 2582 and retrofits | 521 | 7422 | Rate Constraint in lbs/MMBtu | FALSE | L | Annual | Standard NOX | lb/MMBtu | 0.1 | 0.1 | 0.1 | 0.1 | 0.1 | 0.1 | 0.1 | 0.1
NSR James Miller 3,4 - NOX Rate Annual v3.1, Unit 2582 and retrofits | 521 | 7422 | Rate Constraint in lbs/MMBtu | FALSE | L | Annual | Emissions at Affected Plants NOX | Thousand Tons | 1.8845 | 1.8845 | 1.1043 | 1.4576 | 0 | 0 | 0 | 0
NSR James Miller 3,4 - NOX Rate Annual v3.1, Unit 2582 and retrofits | 521 | 7422 | Rate Constraint in lbs/MMBtu | FALSE | L | Annual | Allowances Purchased NOX | Thousand Tons | 0 | 0 | 0 | 0 | 0 | 0 | 0 | 0
NSR James Miller 3,4 - NOX Rate Annual v3.1, Unit 2582 and retrofits | 521 | 7422 | Rate Constraint in lbs/MMBtu | FALSE | L | Annual | Allowances Sold NOX | Thousand Tons | 0 | 0 | 0 | 0 | 0 | 0 | 0 | 0
NSR James Miller 3,4 - NOX Rate Annual v3.1, Unit 2582 and retrofits | 521 | 7422 | Rate Constraint in lbs/MMBtu | FALSE | L | Annual | Allowances Banked | Thousand Tons | 0 | 0 | 0 | 0 | 0 | 0 | 0 | 0
NSR James Miller 3,4 - NOX Rate Annual v3.1, Unit 2582 and retrofits | 521 | 7422 | Rate Constraint in lbs/MMBtu | FALSE | L | Annual | Allowances Withdrawn (1:1) | Thousand Tons | 0 | 0 | 0 | 0 | 0 | 0 | 0 | 0
NSR James Miller 3,4 - NOX Rate Annual v3.1, Unit 2582 and retrofits | 521 | 7422 | Rate Constraint in lbs/MMBtu | FALSE | L | Annual | Allowances Withdrawn (n:1) | Thousand Tons | 0 | 0 | 0 | 0 | 0 | 0 | 0 | 0
NSR James Miller 3,4 - NOX Rate Annual v3.1, Unit 2582 and retrofits | 521 | 7422 | Rate Constraint in lbs/MMBtu | FALSE | L | Annual | Net Emissions Allowance Position | Thousand Tons | 1.8845 | 1.8845 | 1.1043 | 1.4576 | 0 | 0 | 0 | 0
NSR James Miller 3,4 - NOX Rate Annual v3.1, Unit 2582 and retrofits | 521 | 7422 | Rate Constraint in lbs/MMBtu | FALSE | L | Annual | Fuel Consumed | TBtu | 48.6132 | 48.6132 | 28.4876 | 37.601 | 0 | 0 | 0 | 0
NSR James Miller 3,4 - NOX Rate Annual v3.1, Unit 2582 and retrofits | 521 | 7422 | Rate Constraint in lbs/MMBtu | FALSE | L | Annual | Rate | lb/MMBtu | 0.07753 | 0.07753 | 0.07753 | 0.07753 | 0 | 0 | 0 | 0
NSR James Miller 3,4 - NOX Rate Annual v3.1, Unit 2582 and retrofits | 521 | 7422 | Rate Constraint in lbs/MMBtu | FALSE | L | Annual | Generation | TWh | 4.8608 | 4.8608 | 2.8485 | 3.7597 | 0 | 0 | 0 | 0
NSR James Miller 3,4 - NOX Rate Annual v3.1, Unit 2582 and retrofits | 521 | 7422 | Rate Constraint in lbs/MMBtu | FALSE | L | Annual | Qualifying Generation | TWh | 4.8608 | 4.8608 | 2.8485 | 3.7597 | 0 | 0 | 0 | 0
NSR James Miller 3,4 - NOX Rate Annual v3.1, Unit 2582 and retrofits | 521 | 7422 | Rate Constraint in lbs/MMBtu | FALSE | L | Annual | Rate | lb/MWh | 0.77538 | 0.77538 | 0.77538 | 0.77538 | 0 | 0 | 0 | 0
NSR James Miller 3,4 - NOX Rate Annual v3.1, Unit 2582 and retrofits | 521 | 7422 | Rate Constraint in lbs/MMBtu | FALSE | L | Annual | Constraint Shadow Price | US2019$/Ton | 0 | 0 | 0 | 0 | 0 | 0 | 0 | 0
NSR James Miller 3,4 - NOX Rate Annual v3.1, Unit 2583 and retrofits | 522 | 7422 | Rate Constraint in lbs/MMBtu | FALSE | L | Annual | Seasons Included | Seasons | Winter, WintShld, Summer | Winter, WintShld, Summer | Winter, WintShld, Summer | Winter, WintShld, Summer | Winter, WintShld, Summer | Winter, WintShld, Summer | Winter, WintShld, Summer | Winter, WintShld, Summer
NSR James Miller 3,4 - NOX Rate Annual v3.1, Unit 2583 and retrofits | 522 | 7422 | Rate Constraint in lbs/MMBtu | FALSE | L | Annual | Standard NOX | lb/MMBtu | 0.1 | 0.1 | 0.1 | 0.1 | 0.1 | 0.1 | 0.1 | 0.1
NSR James Miller 3,4 - NOX Rate Annual v3.1, Unit 2583 and retrofits | 522 | 7422 | Rate Constraint in lbs/MMBtu | FALSE | L | Annual | Emissions at Affected Plants NOX | Thousand Tons | 1.625 | 1.625 | 0.80693 | 0.97796 | 0 | 0 | 0 | 0
NSR James Miller 3,4 - NOX Rate Annual v3.1, Unit 2583 and retrofits | 522 | 7422 | Rate Constraint in lbs/MMBtu | FALSE | L | Annual | Allowances Purchased NOX | Thousand Tons | 0 | 0 | 0 | 0 | 0 | 0 | 0 | 0
NSR James Miller 3,4 - NOX Rate Annual v3.1, Unit 2583 and retrofits | 522 | 7422 | Rate Constraint in lbs/MMBtu | FALSE | L | Annual | Allowances Sold NOX | Thousand Tons | 0 | 0 | 0 | 0 | 0 | 0 | 0 | 0
NSR James Miller 3,4 - NOX Rate Annual v3.1, Unit 2583 and retrofits | 522 | 7422 | Rate Constraint in lbs/MMBtu | FALSE | L | Annual | Allowances Banked | Thousand Tons | 0 | 0 | 0 | 0 | 0 | 0 | 0 | 0
NSR James Miller 3,4 - NOX Rate Annual v3.1, Unit 2583 and retrofits | 522 | 7422 | Rate Constraint in lbs/MMBtu | FALSE | L | Annual | Allowances Withdrawn (1:1) | Thousand Tons | 0 | 0 | 0 | 0 | 0 | 0 | 0 | 0
NSR James Miller 3,4 - NOX Rate Annual v3.1, Unit 2583 and retrofits | 522 | 7422 | Rate Constraint in lbs/MMBtu | FALSE | L | Annual | Allowances Withdrawn (n:1) | Thousand Tons | 0 | 0 | 0 | 0 | 0 | 0 | 0 | 0
NSR James Miller 3,4 - NOX Rate Annual v3.1, Unit 2583 and retrofits | 522 | 7422 | Rate Constraint in lbs/MMBtu | FALSE | L | Annual | Net Emissions Allowance Position | Thousand Tons | 1.625 | 1.625 | 0.80693 | 0.97796 | 0 | 0 | 0 | 0
NSR James Miller 3,4 - NOX Rate Annual v3.1, Unit 2583 and retrofits | 522 | 7422 | Rate Constraint in lbs/MMBtu | FALSE | L | Annual | Fuel Consumed | TBtu | 49.5118 | 49.5118 | 24.5865 | 29.7978 | 0 | 0 | 0 | 0
NSR James Miller 3,4 - NOX Rate Annual v3.1, Unit 2583 and retrofits | 522 | 7422 | Rate Constraint in lbs/MMBtu | FALSE | L | Annual | Rate | lb/MMBtu | 0.06564 | 0.06564 | 0.06564 | 0.06564 | 0 | 0 | 0 | 0
NSR James Miller 3,4 - NOX Rate Annual v3.1, Unit 2583 and retrofits | 522 | 7422 | Rate Constraint in lbs/MMBtu | FALSE | L | Annual | Generation | TWh | 4.9457 | 4.9457 | 2.4559 | 2.9765 | 0 | 0 | 0 | 0
NSR James Miller 3,4 - NOX Rate Annual v3.1, Unit 2583 and retrofits | 522 | 7422 | Rate Constraint in lbs/MMBtu | FALSE | L | Annual | Qualifying Generation | TWh | 4.9457 | 4.9457 | 2.4559 | 2.9765 | 0 | 0 | 0 | 0
NSR James Miller 3,4 - NOX Rate Annual v3.1, Unit 2583 and retrofits | 522 | 7422 | Rate Constraint in lbs/MMBtu | FALSE | L | Annual | Rate | lb/MWh | 0.65712 | 0.65712 | 0.65712 | 0.65712 | 0 | 0 | 0 | 0
NSR James Miller 3,4 - NOX Rate Annual v3.1, Unit 2583 and retrofits | 522 | 7422 | Rate Constraint in lbs/MMBtu | FALSE | L | Annual | Constraint Shadow Price | US2019$/Ton | 0 | 0 | 0 | 0 | 0 | 0 | 0 | 0
NSR Kincaid 1 & 2- Hg Rate Annual v5.13 | 523 | 7475 | Rate Constraint in lbs/MMBtu | FALSE | L | Annual | Seasons Included | Seasons | Winter, WintShld, Summer | Winter, WintShld, Summer | Winter, WintShld, Summer | Winter, WintShld, Summer | Winter, WintShld, Summer | Winter, WintShld, Summer | Winter, WintShld, Summer | Winter, WintShld, Summer
NSR Kincaid 1 & 2- Hg Rate Annual v5.13 | 523 | 7475 | Rate Constraint in lbs/MMBtu | FALSE | L | Annual | Standard MER | lb/MMBtu | 0.015 | 0.015 | 0.015 | 0.015 | 0.015 | 0.015 | 0.015 | 0.015
NSR Kincaid 1 & 2- Hg Rate Annual v5.13 | 523 | 7475 | Rate Constraint in lbs/MMBtu | FALSE | L | Annual | Emissions at Affected Plants MER | lbs | 31.6526 | 0 | 0 | 0 | 0 | 0 | 0 | 0
NSR Kincaid 1 & 2- Hg Rate Annual v5.13 | 523 | 7475 | Rate Constraint in lbs/MMBtu | FALSE | L | Annual | Allowances Purchased MER | lbs | 0 | 0 | 0 | 0 | 0 | 0 | 0 | 0
NSR Kincaid 1 & 2- Hg Rate Annual v5.13 | 523 | 7475 | Rate Constraint in lbs/MMBtu | FALSE | L | Annual | Allowances Sold MER | lbs | 0 | 0 | 0 | 0 | 0 | 0 | 0 | 0
NSR Kincaid 1 & 2- Hg Rate Annual v5.13 | 523 | 7475 | Rate Constraint in lbs/MMBtu | FALSE | L | Annual | Allowances Banked | lbs | 0 | 0 | 0 | 0 | 0 | 0 | 0 | 0
NSR Kincaid 1 & 2- Hg Rate Annual v5.13 | 523 | 7475 | Rate Constraint in lbs/MMBtu | FALSE | L | Annual | Allowances Withdrawn (1:1) | lbs | 0 | 0 | 0 | 0 | 0 | 0 | 0 | 0
NSR Kincaid 1 & 2- Hg Rate Annual v5.13 | 523 | 7475 | Rate Constraint in lbs/MMBtu | FALSE | L | Annual | Allowances Withdrawn (n:1) | lbs | 0 | 0 | 0 | 0 | 0 | 0 | 0 | 0
NSR Kincaid 1 & 2- Hg Rate Annual v5.13 | 523 | 7475 | Rate Constraint in lbs/MMBtu | FALSE | L | Annual | Net Emissions Allowance Position | lbs | 31.6526 | 0 | 0 | 0 | 0 | 0 | 0 | 0
NSR Kincaid 1 & 2- Hg Rate Annual v5.13 | 523 | 7475 | Rate Constraint in lbs/MMBtu | FALSE | L | Annual | Fuel Consumed | TBtu | 62.1394 | 0 | 0 | 0 | 0 | 0 | 0 | 0
NSR Kincaid 1 & 2- Hg Rate Annual v5.13 | 523 | 7475 | Rate Constraint in lbs/MMBtu | FALSE | L | Annual | Rate | lb/MMBtu | 5.0938e-07 | 0 | 0 | 0 | 0 | 0 | 0 | 0
NSR Kincaid 1 & 2- Hg Rate Annual v5.13 | 523 | 7475 | Rate Constraint in lbs/MMBtu | FALSE | L | Annual | Generation | TWh | 5.7067 | 0 | 0 | 0 | 0 | 0 | 0 | 0
NSR Kincaid 1 & 2- Hg Rate Annual v5.13 | 523 | 7475 | Rate Constraint in lbs/MMBtu | FALSE | L | Annual | Qualifying Generation | TWh | 5.7067 | 0 | 0 | 0 | 0 | 0 | 0 | 0
NSR Kincaid 1 & 2- Hg Rate Annual v5.13 | 523 | 7475 | Rate Constraint in lbs/MMBtu | FALSE | L | Annual | Rate | lb/MWh | 5.5465e-06 | 0 | 0 | 0 | 0 | 0 | 0 | 0
NSR Kincaid 1 & 2- Hg Rate Annual v5.13 | 523 | 7475 | Rate Constraint in lbs/MMBtu | FALSE | L | Annual | Constraint Shadow Price | US2019$/Lb | 0 | 0 | 0 | 0 | 0 | 0 | 0 | 0
NSR Kincaid 1 & 2- NOx Cap Annual v5.13 | 524 | 7474 | Rate Constraint in MTons | FALSE | L | Annual | Seasons Included | Seasons | Winter, WintShld, Summer | Winter, WintShld, Summer | Winter, WintShld, Summer | Winter, WintShld, Summer | Winter, WintShld, Summer | Winter, WintShld, Summer | Winter, WintShld, Summer | Winter, WintShld, Summer
NSR Kincaid 1 & 2- NOx Cap Annual v5.13 | 524 | 7474 | Rate Constraint in MTons | FALSE | L | Annual | Standard NOX | Thousand Tons | 3.5 | 3.5 | 3.5 | 3.5 | 3.5 | 3.5 | 3.5 | 3.5
NSR Kincaid 1 & 2- NOx Cap Annual v5.13 | 524 | 7474 | Rate Constraint in MTons | FALSE | L | Annual | Emissions at Affected Plants NOX | Thousand Tons | 1.8601 | 0 | 0 | 0 | 0 | 0 | 0 | 0
NSR Kincaid 1 & 2- NOx Cap Annual v5.13 | 524 | 7474 | Rate Constraint in MTons | FALSE | L | Annual | Allowances Purchased NOX | Thousand Tons | 0 | 0 | 0 | 0 | 0 | 0 | 0 | 0
NSR Kincaid 1 & 2- NOx Cap Annual v5.13 | 524 | 7474 | Rate Constraint in MTons | FALSE | L | Annual | Allowances Sold NOX | Thousand Tons | 0 | 0 | 0 | 0 | 0 | 0 | 0 | 0
NSR Kincaid 1 & 2- NOx Cap Annual v5.13 | 524 | 7474 | Rate Constraint in MTons | FALSE | L | Annual | Allowances Banked | Thousand Tons | 0 | 0 | 0 | 0 | 0 | 0 | 0 | 0
NSR Kincaid 1 & 2- NOx Cap Annual v5.13 | 524 | 7474 | Rate Constraint in MTons | FALSE | L | Annual | Allowances Withdrawn (1:1) | Thousand Tons | 0 | 0 | 0 | 0 | 0 | 0 | 0 | 0
NSR Kincaid 1 & 2- NOx Cap Annual v5.13 | 524 | 7474 | Rate Constraint in MTons | FALSE | L | Annual | Allowances Withdrawn (n:1) | Thousand Tons | 0 | 0 | 0 | 0 | 0 | 0 | 0 | 0
NSR Kincaid 1 & 2- NOx Cap Annual v5.13 | 524 | 7474 | Rate Constraint in MTons | FALSE | L | Annual | Net Emissions Allowance Position | Thousand Tons | 1.8601 | 0 | 0 | 0 | 0 | 0 | 0 | 0
NSR Kincaid 1 & 2- NOx Cap Annual v5.13 | 524 | 7474 | Rate Constraint in MTons | FALSE | L | Annual | Fuel Consumed | TBtu | 62.1394 | 0 | 0 | 0 | 0 | 0 | 0 | 0
NSR Kincaid 1 & 2- NOx Cap Annual v5.13 | 524 | 7474 | Rate Constraint in MTons | FALSE | L | Annual | Rate | lb/MMBtu | 0.05987 | 0 | 0 | 0 | 0 | 0 | 0 | 0
NSR Kincaid 1 & 2- NOx Cap Annual v5.13 | 524 | 7474 | Rate Constraint in MTons | FALSE | L | Annual | Generation | TWh | 5.7067 | 0 | 0 | 0 | 0 | 0 | 0 | 0
NSR Kincaid 1 & 2- NOx Cap Annual v5.13 | 524 | 7474 | Rate Constraint in MTons | FALSE | L | Annual | Qualifying Generation | TWh | 5.7067 | 0 | 0 | 0 | 0 | 0 | 0 | 0
NSR Kincaid 1 & 2- NOx Cap Annual v5.13 | 524 | 7474 | Rate Constraint in MTons | FALSE | L | Annual | Rate | lb/MWh | 0.65191 | 0 | 0 | 0 | 0 | 0 | 0 | 0
NSR Kincaid 1 & 2- NOx Cap Annual v5.13 | 524 | 7474 | Rate Constraint in MTons | FALSE | L | Annual | Constraint Shadow Price | US2019$/Ton | 0 | 0 | 0 | 0 | 0 | 0 | 0 | 0
NSR Kincaid 1 & 2- NOx Rate Annual v5.13 | 525 | 7473 | Rate Constraint in lbs/MMBtu | FALSE | L | Annual | Seasons Included | Seasons | Winter, WintShld, Summer | Winter, WintShld, Summer | Winter, WintShld, Summer | Winter, WintShld, Summer | Winter, WintShld, Summer | Winter, WintShld, Summer | Winter, WintShld, Summer | Winter, WintShld, Summer
NSR Kincaid 1 & 2- NOx Rate Annual v5.13 | 525 | 7473 | Rate Constraint in lbs/MMBtu | FALSE | L | Annual | Standard NOX | lb/MMBtu | 0.08 | 0.08 | 0.08 | 0.08 | 0.08 | 0.08 | 0.08 | 0.08
NSR Kincaid 1 & 2- NOx Rate Annual v5.13 | 525 | 7473 | Rate Constraint in lbs/MMBtu | FALSE | L | Annual | Emissions at Affected Plants NOX | Thousand Tons | 1.8601 | 0 | 0 | 0 | 0 | 0 | 0 | 0
NSR Kincaid 1 & 2- NOx Rate Annual v5.13 | 525 | 7473 | Rate Constraint in lbs/MMBtu | FALSE | L | Annual | Allowances Purchased NOX | Thousand Tons | 0 | 0 | 0 | 0 | 0 | 0 | 0 | 0
NSR Kincaid 1 & 2- NOx Rate Annual v5.13 | 525 | 7473 | Rate Constraint in lbs/MMBtu | FALSE | L | Annual | Allowances Sold NOX | Thousand Tons | 0 | 0 | 0 | 0 | 0 | 0 | 0 | 0
NSR Kincaid 1 & 2- NOx Rate Annual v5.13 | 525 | 7473 | Rate Constraint in lbs/MMBtu | FALSE | L | Annual | Allowances Banked | Thousand Tons | 0 | 0 | 0 | 0 | 0 | 0 | 0 | 0
NSR Kincaid 1 & 2- NOx Rate Annual v5.13 | 525 | 7473 | Rate Constraint in lbs/MMBtu | FALSE | L | Annual | Allowances Withdrawn (1:1) | Thousand Tons | 0 | 0 | 0 | 0 | 0 | 0 | 0 | 0
NSR Kincaid 1 & 2- NOx Rate Annual v5.13 | 525 | 7473 | Rate Constraint in lbs/MMBtu | FALSE | L | Annual | Allowances Withdrawn (n:1) | Thousand Tons | 0 | 0 | 0 | 0 | 0 | 0 | 0 | 0
NSR Kincaid 1 & 2- NOx Rate Annual v5.13 | 525 | 7473 | Rate Constraint in lbs/MMBtu | FALSE | L | Annual | Net Emissions Allowance Position | Thousand Tons | 1.8601 | 0 | 0 | 0 | 0 | 0 | 0 | 0
NSR Kincaid 1 & 2- NOx Rate Annual v5.13 | 525 | 7473 | Rate Constraint in lbs/MMBtu | FALSE | L | Annual | Fuel Consumed | TBtu | 62.1394 | 0 | 0 | 0 | 0 | 0 | 0 | 0
NSR Kincaid 1 & 2- NOx Rate Annual v5.13 | 525 | 7473 | Rate Constraint in lbs/MMBtu | FALSE | L | Annual | Rate | lb/MMBtu | 0.05987 | 0 | 0 | 0 | 0 | 0 | 0 | 0
NSR Kincaid 1 & 2- NOx Rate Annual v5.13 | 525 | 7473 | Rate Constraint in lbs/MMBtu | FALSE | L | Annual | Generation | TWh | 5.7067 | 0 | 0 | 0 | 0 | 0 | 0 | 0
NSR Kincaid 1 & 2- NOx Rate Annual v5.13 | 525 | 7473 | Rate Constraint in lbs/MMBtu | FALSE | L | Annual | Qualifying Generation | TWh | 5.7067 | 0 | 0 | 0 | 0 | 0 | 0 | 0
NSR Kincaid 1 & 2- NOx Rate Annual v5.13 | 525 | 7473 | Rate Constraint in lbs/MMBtu | FALSE | L | Annual | Rate | lb/MWh | 0.65191 | 0 | 0 | 0 | 0 | 0 | 0 | 0
NSR Kincaid 1 & 2- NOx Rate Annual v5.13 | 525 | 7473 | Rate Constraint in lbs/MMBtu | FALSE | L | Annual | Constraint Shadow Price | US2019$/Ton | 0 | 0 | 0 | 0 | 0 | 0 | 0 | 0
NSR Kincaid 1 & 2- SO2 Cap Annual v5.13 | 526 | 7472 | Rate Constraint in MTons | FALSE | L | Annual | Seasons Included | Seasons | Winter, WintShld, Summer | Winter, WintShld, Summer | Winter, WintShld, Summer | Winter, WintShld, Summer | Winter, WintShld, Summer | Winter, WintShld, Summer | Winter, WintShld, Summer | Winter, WintShld, Summer
NSR Kincaid 1 & 2- SO2 Cap Annual v5.13 | 526 | 7472 | Rate Constraint in MTons | FALSE | L | Annual | Standard SO2 | Thousand Tons | 4.4 | 4.4 | 4.4 | 4.4 | 4.4 | 4.4 | 4.4 | 4.4
NSR Kincaid 1 & 2- SO2 Cap Annual v5.13 | 526 | 7472 | Rate Constraint in MTons | FALSE | L | Annual | Emissions at Affected Plants SO2 | Thousand Tons | 3.107 | 0 | 0 | 0 | 0 | 0 | 0 | 0
NSR Kincaid 1 & 2- SO2 Cap Annual v5.13 | 526 | 7472 | Rate Constraint in MTons | FALSE | L | Annual | Allowances Purchased SO2 | Thousand Tons | 0 | 0 | 0 | 0 | 0 | 0 | 0 | 0
NSR Kincaid 1 & 2- SO2 Cap Annual v5.13 | 526 | 7472 | Rate Constraint in MTons | FALSE | L | Annual | Allowances Sold SO2 | Thousand Tons | 0 | 0 | 0 | 0 | 0 | 0 | 0 | 0
NSR Kincaid 1 & 2- SO2 Cap Annual v5.13 | 526 | 7472 | Rate Constraint in MTons | FALSE | L | Annual | Allowances Banked | Thousand Tons | 0 | 0 | 0 | 0 | 0 | 0 | 0 | 0
NSR Kincaid 1 & 2- SO2 Cap Annual v5.13 | 526 | 7472 | Rate Constraint in MTons | FALSE | L | Annual | Allowances Withdrawn (1:1) | Thousand Tons | 0 | 0 | 0 | 0 | 0 | 0 | 0 | 0
NSR Kincaid 1 & 2- SO2 Cap Annual v5.13 | 526 | 7472 | Rate Constraint in MTons | FALSE | L | Annual | Allowances Withdrawn (n:1) | Thousand Tons | 0 | 0 | 0 | 0 | 0 | 0 | 0 | 0
NSR Kincaid 1 & 2- SO2 Cap Annual v5.13 | 526 | 7472 | Rate Constraint in MTons | FALSE | L | Annual | Net Emissions Allowance Position | Thousand Tons | 3.107 | 0 | 0 | 0 | 0 | 0 | 0 | 0
NSR Kincaid 1 & 2- SO2 Cap Annual v5.13 | 526 | 7472 | Rate Constraint in MTons | FALSE | L | Annual | Fuel Consumed | TBtu | 62.1394 | 0 | 0 | 0 | 0 | 0 | 0 | 0
NSR Kincaid 1 & 2- SO2 Cap Annual v5.13 | 526 | 7472 | Rate Constraint in MTons | FALSE | L | Annual | Rate | lb/MMBtu | 0.1 | 0 | 0 | 0 | 0 | 0 | 0 | 0
NSR Kincaid 1 & 2- SO2 Cap Annual v5.13 | 526 | 7472 | Rate Constraint in MTons | FALSE | L | Annual | Generation | TWh | 5.7067 | 0 | 0 | 0 | 0 | 0 | 0 | 0
NSR Kincaid 1 & 2- SO2 Cap Annual v5.13 | 526 | 7472 | Rate Constraint in MTons | FALSE | L | Annual | Qualifying Generation | TWh | 5.7067 | 0 | 0 | 0 | 0 | 0 | 0 | 0
NSR Kincaid 1 & 2- SO2 Cap Annual v5.13 | 526 | 7472 | Rate Constraint in MTons | FALSE | L | Annual | Rate | lb/MWh | 1.0889 | 0 | 0 | 0 | 0 | 0 | 0 | 0
NSR Kincaid 1 & 2- SO2 Cap Annual v5.13 | 526 | 7472 | Rate Constraint in MTons | FALSE | L | Annual | Constraint Shadow Price | US2019$/Ton | 0 | 0 | 0 | 0 | 0 | 0 | 0 | 0
NSR Kincaid 1 & 2- SO2 Rate Annual v5.13 | 527 | 7471 | Rate Constraint in lbs/MMBtu | FALSE | L | Annual | Seasons Included | Seasons | Winter, WintShld, Summer | Winter, WintShld, Summer | Winter, WintShld, Summer | Winter, WintShld, Summer | Winter, WintShld, Summer | Winter, WintShld, Summer | Winter, WintShld, Summer | Winter, WintShld, Summer
NSR Kincaid 1 & 2- SO2 Rate Annual v5.13 | 527 | 7471 | Rate Constraint in lbs/MMBtu | FALSE | L | Annual | Standard SO2 | lb/MMBtu | 0.1 | 0.1 | 0.1 | 0.1 | 0.1 | 0.1 | 0.1 | 0.1
NSR Kincaid 1 & 2- SO2 Rate Annual v5.13 | 527 | 7471 | Rate Constraint in lbs/MMBtu | FALSE | L | Annual | Emissions at Affected Plants SO2 | Thousand Tons | 3.107 | 0 | 0 | 0 | 0 | 0 | 0 | 0
NSR Kincaid 1 & 2- SO2 Rate Annual v5.13 | 527 | 7471 | Rate Constraint in lbs/MMBtu | FALSE | L | Annual | Allowances Purchased SO2 | Thousand Tons | 0 | 0 | 0 | 0 | 0 | 0 | 0 | 0
NSR Kincaid 1 & 2- SO2 Rate Annual v5.13 | 527 | 7471 | Rate Constraint in lbs/MMBtu | FALSE | L | Annual | Allowances Sold SO2 | Thousand Tons | 0 | 0 | 0 | 0 | 0 | 0 | 0 | 0
NSR Kincaid 1 & 2- SO2 Rate Annual v5.13 | 527 | 7471 | Rate Constraint in lbs/MMBtu | FALSE | L | Annual | Allowances Banked | Thousand Tons | 0 | 0 | 0 | 0 | 0 | 0 | 0 | 0
NSR Kincaid 1 & 2- SO2 Rate Annual v5.13 | 527 | 7471 | Rate Constraint in lbs/MMBtu | FALSE | L | Annual | Allowances Withdrawn (1:1) | Thousand Tons | 0 | 0 | 0 | 0 | 0 | 0 | 0 | 0
NSR Kincaid 1 & 2- SO2 Rate Annual v5.13 | 527 | 7471 | Rate Constraint in lbs/MMBtu | FALSE | L | Annual | Allowances Withdrawn (n:1) | Thousand Tons | 0 | 0 | 0 | 0 | 0 | 0 | 0 | 0
NSR Kincaid 1 & 2- SO2 Rate Annual v5.13 | 527 | 7471 | Rate Constraint in lbs/MMBtu | FALSE | L | Annual | Net Emissions Allowance Position | Thousand Tons | 3.107 | 0 | 0 | 0 | 0 | 0 | 0 | 0
NSR Kincaid 1 & 2- SO2 Rate Annual v5.13 | 527 | 7471 | Rate Constraint in lbs/MMBtu | FALSE | L | Annual | Fuel Consumed | TBtu | 62.1394 | 0 | 0 | 0 | 0 | 0 | 0 | 0
NSR Kincaid 1 & 2- SO2 Rate Annual v5.13 | 527 | 7471 | Rate Constraint in lbs/MMBtu | FALSE | L | Annual | Rate | lb/MMBtu | 0.1 | 0 | 0 | 0 | 0 | 0 | 0 | 0
NSR Kincaid 1 & 2- SO2 Rate Annual v5.13 | 527 | 7471 | Rate Constraint in lbs/MMBtu | FALSE | L | Annual | Generation | TWh | 5.7067 | 0 | 0 | 0 | 0 | 0 | 0 | 0
NSR Kincaid 1 & 2- SO2 Rate Annual v5.13 | 527 | 7471 | Rate Constraint in lbs/MMBtu | FALSE | L | Annual | Qualifying Generation | TWh | 5.7067 | 0 | 0 | 0 | 0 | 0 | 0 | 0
NSR Kincaid 1 & 2- SO2 Rate Annual v5.13 | 527 | 7471 | Rate Constraint in lbs/MMBtu | FALSE | L | Annual | Rate | lb/MWh | 1.0889 | 0 | 0 | 0 | 0 | 0 | 0 | 0
NSR Kincaid 1 & 2- SO2 Rate Annual v5.13 | 527 | 7471 | Rate Constraint in lbs/MMBtu | FALSE | L | Annual | Constraint Shadow Price | US2019$/Ton | 107015.98 | 0 | 1990.7992 | 0 | 0 | 0 | 0 | 0
NSR KU Brown Unit 3 - SO2 Cap Annual v3.1 | 528 | 7383 | Rate Constraint in MTons | FALSE | L | Annual | Seasons Included | Seasons | Winter, WintShld, Summer | Winter, WintShld, Summer | Winter, WintShld, Summer | Winter, WintShld, Summer | Winter, WintShld, Summer | Winter, WintShld, Summer | Winter, WintShld, Summer | Winter, WintShld, Summer
NSR KU Brown Unit 3 - SO2 Cap Annual v3.1 | 528 | 7383 | Rate Constraint in MTons | FALSE | L | Annual | Standard SO2 | Thousand Tons | 2.3 | 2.3 | 2.3 | 2.3 | 2.3 | 2.3 | 2.3 | 2.3
NSR KU Brown Unit 3 - SO2 Cap Annual v3.1 | 528 | 7383 | Rate Constraint in MTons | FALSE | L | Annual | Emissions at Affected Plants SO2 | Thousand Tons | 0.12407 | 0 | 0 | 0 | 0 | 0 | 0 | 0
NSR KU Brown Unit 3 - SO2 Cap Annual v3.1 | 528 | 7383 | Rate Constraint in MTons | FALSE | L | Annual | Allowances Purchased SO2 | Thousand Tons | 0 | 0 | 0 | 0 | 0 | 0 | 0 | 0
NSR KU Brown Unit 3 - SO2 Cap Annual v3.1 | 528 | 7383 | Rate Constraint in MTons | FALSE | L | Annual | Allowances Sold SO2 | Thousand Tons | 0 | 0 | 0 | 0 | 0 | 0 | 0 | 0
NSR KU Brown Unit 3 - SO2 Cap Annual v3.1 | 528 | 7383 | Rate Constraint in MTons | FALSE | L | Annual | Allowances Banked | Thousand Tons | 0 | 0 | 0 | 0 | 0 | 0 | 0 | 0
NSR KU Brown Unit 3 - SO2 Cap Annual v3.1 | 528 | 7383 | Rate Constraint in MTons | FALSE | L | Annual | Allowances Withdrawn (1:1) | Thousand Tons | 0 | 0 | 0 | 0 | 0 | 0 | 0 | 0
NSR KU Brown Unit 3 - SO2 Cap Annual v3.1 | 528 | 7383 | Rate Constraint in MTons | FALSE | L | Annual | Allowances Withdrawn (n:1) | Thousand Tons | 0 | 0 | 0 | 0 | 0 | 0 | 0 | 0
NSR KU Brown Unit 3 - SO2 Cap Annual v3.1 | 528 | 7383 | Rate Constraint in MTons | FALSE | L | Annual | Net Emissions Allowance Position | Thousand Tons | 0.12407 | 0 | 0 | 0 | 0 | 0 | 0 | 0
NSR KU Brown Unit 3 - SO2 Cap Annual v3.1 | 528 | 7383 | Rate Constraint in MTons | FALSE | L | Annual | Fuel Consumed | TBtu | 4.1357 | 0 | 0 | 0 | 0 | 0 | 0 | 0
NSR KU Brown Unit 3 - SO2 Cap Annual v3.1 | 528 | 7383 | Rate Constraint in MTons | FALSE | L | Annual | Rate | lb/MMBtu | 0.06 | 0 | 0 | 0 | 0 | 0 | 0 | 0
NSR KU Brown Unit 3 - SO2 Cap Annual v3.1 | 528 | 7383 | Rate Constraint in MTons | FALSE | L | Annual | Generation | TWh | 0.35828 | 0 | 0 | 0 | 0 | 0 | 0 | 0
NSR KU Brown Unit 3 - SO2 Cap Annual v3.1 | 528 | 7383 | Rate Constraint in MTons | FALSE | L | Annual | Qualifying Generation | TWh | 0.35828 | 0 | 0 | 0 | 0 | 0 | 0 | 0
NSR KU Brown Unit 3 - SO2 Cap Annual v3.1 | 528 | 7383 | Rate Constraint in MTons | FALSE | L | Annual | Rate | lb/MWh | 0.69258 | 0 | 0 | 0 | 0 | 0 | 0 | 0
NSR KU Brown Unit 3 - SO2 Cap Annual v3.1 | 528 | 7383 | Rate Constraint in MTons | FALSE | L | Annual | Constraint Shadow Price | US2019$/Ton | 0 | 0 | 0 | 0 | 0 | 0 | 0 | 0
NSR KU Brown Unit 3 - SO2 Rate Annual v3.1 | 529 | 7384 | Rate Constraint in lbs/MMBtu | FALSE | L | Annual | Seasons Included | Seasons | Winter, WintShld, Summer | Winter, WintShld, Summer | Winter, WintShld, Summer | Winter, WintShld, Summer | Winter, WintShld, Summer | Winter, WintShld, Summer | Winter, WintShld, Summer | Winter, WintShld, Summer
NSR KU Brown Unit 3 - SO2 Rate Annual v3.1 | 529 | 7384 | Rate Constraint in lbs/MMBtu | FALSE | L | Annual | Standard SO2 | lb/MMBtu | 0.1 | 0.1 | 0.1 | 0.1 | 0.1 | 0.1 | 0.1 | 0.1
NSR KU Brown Unit 3 - SO2 Rate Annual v3.1 | 529 | 7384 | Rate Constraint in lbs/MMBtu | FALSE | L | Annual | Emissions at Affected Plants SO2 | Thousand Tons | 0.12407 | 0 | 0 | 0 | 0 | 0 | 0 | 0
NSR KU Brown Unit 3 - SO2 Rate Annual v3.1 | 529 | 7384 | Rate Constraint in lbs/MMBtu | FALSE | L | Annual | Allowances Purchased SO2 | Thousand Tons | 0 | 0 | 0 | 0 | 0 | 0 | 0 | 0
NSR KU Brown Unit 3 - SO2 Rate Annual v3.1 | 529 | 7384 | Rate Constraint in lbs/MMBtu | FALSE | L | Annual | Allowances Sold SO2 | Thousand Tons | 0 | 0 | 0 | 0 | 0 | 0 | 0 | 0
NSR KU Brown Unit 3 - SO2 Rate Annual v3.1 | 529 | 7384 | Rate Constraint in lbs/MMBtu | FALSE | L | Annual | Allowances Banked | Thousand Tons | 0 | 0 | 0 | 0 | 0 | 0 | 0 | 0
NSR KU Brown Unit 3 - SO2 Rate Annual v3.1 | 529 | 7384 | Rate Constraint in lbs/MMBtu | FALSE | L | Annual | Allowances Withdrawn (1:1) | Thousand Tons | 0 | 0 | 0 | 0 | 0 | 0 | 0 | 0
NSR KU Brown Unit 3 - SO2 Rate Annual v3.1 | 529 | 7384 | Rate Constraint in lbs/MMBtu | FALSE | L | Annual | Allowances Withdrawn (n:1) | Thousand Tons | 0 | 0 | 0 | 0 | 0 | 0 | 0 | 0
NSR KU Brown Unit 3 - SO2 Rate Annual v3.1 | 529 | 7384 | Rate Constraint in lbs/MMBtu | FALSE | L | Annual | Net Emissions Allowance Position | Thousand Tons | 0.12407 | 0 | 0 | 0 | 0 | 0 | 0 | 0
NSR KU Brown Unit 3 - SO2 Rate Annual v3.1 | 529 | 7384 | Rate Constraint in lbs/MMBtu | FALSE | L | Annual | Fuel Consumed | TBtu | 4.1357 | 0 | 0 | 0 | 0 | 0 | 0 | 0
NSR KU Brown Unit 3 - SO2 Rate Annual v3.1 | 529 | 7384 | Rate Constraint in lbs/MMBtu | FALSE | L | Annual | Rate | lb/MMBtu | 0.06 | 0 | 0 | 0 | 0 | 0 | 0 | 0
NSR KU Brown Unit 3 - SO2 Rate Annual v3.1 | 529 | 7384 | Rate Constraint in lbs/MMBtu | FALSE | L | Annual | Generation | TWh | 0.35828 | 0 | 0 | 0 | 0 | 0 | 0 | 0
NSR KU Brown Unit 3 - SO2 Rate Annual v3.1 | 529 | 7384 | Rate Constraint in lbs/MMBtu | FALSE | L | Annual | Qualifying Generation | TWh | 0.35828 | 0 | 0 | 0 | 0 | 0 | 0 | 0
NSR KU Brown Unit 3 - SO2 Rate Annual v3.1 | 529 | 7384 | Rate Constraint in lbs/MMBtu | FALSE | L | Annual | Rate | lb/MWh | 0.69258 | 0 | 0 | 0 | 0 | 0 | 0 | 0
NSR KU Brown Unit 3 - SO2 Rate Annual v3.1 | 529 | 7384 | Rate Constraint in lbs/MMBtu | FALSE | L | Annual | Constraint Shadow Price | US2019$/Ton | 0 | 0 | 0 | 0 | 0 | 0 | 0 | 0
NSR Lansing Unit 4 NOX Rate v5.16 | 530 | 7512 | Rate Constraint in lbs/MMBtu | FALSE | L | Annual | Seasons Included | Seasons | Winter, WintShld, Summer | Winter, WintShld, Summer | Winter, WintShld, Summer | Winter, WintShld, Summer | Winter, WintShld, Summer | Winter, WintShld, Summer | Winter, WintShld, Summer | Winter, WintShld, Summer
NSR Lansing Unit 4 NOX Rate v5.16 | 530 | 7512 | Rate Constraint in lbs/MMBtu | FALSE | L | Annual | Standard NOX | lb/MMBtu | 0.08 | 0.08 | 0.08 | 0.08 | 0.08 | 0.08 | 0.08 | 0.08
NSR Lansing Unit 4 NOX Rate v5.16 | 530 | 7512 | Rate Constraint in lbs/MMBtu | FALSE | L | Annual | Emissions at Affected Plants NOX | Thousand Tons | 0 | 0 | 0 | 0 | 0 | 0 | 0 | 0
NSR Lansing Unit 4 NOX Rate v5.16 | 530 | 7512 | Rate Constraint in lbs/MMBtu | FALSE | L | Annual | Allowances Purchased NOX | Thousand Tons | 0 | 0 | 0 | 0 | 0 | 0 | 0 | 0
NSR Lansing Unit 4 NOX Rate v5.16 | 530 | 7512 | Rate Constraint in lbs/MMBtu | FALSE | L | Annual | Allowances Sold NOX | Thousand Tons | 0 | 0 | 0 | 0 | 0 | 0 | 0 | 0
NSR Lansing Unit 4 NOX Rate v5.16 | 530 | 7512 | Rate Constraint in lbs/MMBtu | FALSE | L | Annual | Allowances Banked | Thousand Tons | 0 | 0 | 0 | 0 | 0 | 0 | 0 | 0
NSR Lansing Unit 4 NOX Rate v5.16 | 530 | 7512 | Rate Constraint in lbs/MMBtu | FALSE | L | Annual | Allowances Withdrawn (1:1) | Thousand Tons | 0 | 0 | 0 | 0 | 0 | 0 | 0 | 0
NSR Lansing Unit 4 NOX Rate v5.16 | 530 | 7512 | Rate Constraint in lbs/MMBtu | FALSE | L | Annual | Allowances Withdrawn (n:1) | Thousand Tons | 0 | 0 | 0 | 0 | 0 | 0 | 0 | 0
NSR Lansing Unit 4 NOX Rate v5.16 | 530 | 7512 | Rate Constraint in lbs/MMBtu | FALSE | L | Annual | Net Emissions Allowance Position | Thousand Tons | 0 | 0 | 0 | 0 | 0 | 0 | 0 | 0
NSR Lansing Unit 4 NOX Rate v5.16 | 530 | 7512 | Rate Constraint in lbs/MMBtu | FALSE | L | Annual | Fuel Consumed | TBtu | 0 | 0 | 0 | 0 | 0 | 0 | 0 | 0
NSR Lansing Unit 4 NOX Rate v5.16 | 530 | 7512 | Rate Constraint in lbs/MMBtu | FALSE | L | Annual | Rate | lb/MMBtu | 0 | 0 | 0 | 0 | 0 | 0 | 0 | 0
NSR Lansing Unit 4 NOX Rate v5.16 | 530 | 7512 | Rate Constraint in lbs/MMBtu | FALSE | L | Annual | Generation | TWh | 0 | 0 | 0 | 0 | 0 | 0 | 0 | 0
NSR Lansing Unit 4 NOX Rate v5.16 | 530 | 7512 | Rate Constraint in lbs/MMBtu | FALSE | L | Annual | Qualifying Generation | TWh | 0 | 0 | 0 | 0 | 0 | 0 | 0 | 0
NSR Lansing Unit 4 NOX Rate v5.16 | 530 | 7512 | Rate Constraint in lbs/MMBtu | FALSE | L | Annual | Rate | lb/MWh | 0 | 0 | 0 | 0 | 0 | 0 | 0 | 0
NSR Lansing Unit 4 NOX Rate v5.16 | 530 | 7512 | Rate Constraint in lbs/MMBtu | FALSE | L | Annual | Constraint Shadow Price | US2019$/Ton | 0 | 0 | 0 | 0 | 0 | 0 | 0 | 0
NSR Lansing Unit 4 SO2 Rate v5.16 | 531 | 7511 | Rate Constraint in lbs/MMBtu | FALSE | L | Annual | Seasons Included | Seasons | Winter, WintShld, Summer | Winter, WintShld, Summer | Winter, WintShld, Summer | Winter, WintShld, Summer | Winter, WintShld, Summer | Winter, WintShld, Summer | Winter, WintShld, Summer | Winter, WintShld, Summer
NSR Lansing Unit 4 SO2 Rate v5.16 | 531 | 7511 | Rate Constraint in lbs/MMBtu | FALSE | L | Annual | Standard SO2 | lb/MMBtu | 0.075 | 0.075 | 0.075 | 0.075 | 0.075 | 0.075 | 0.075 | 0.075
NSR Lansing Unit 4 SO2 Rate v5.16 | 531 | 7511 | Rate Constraint in lbs/MMBtu | FALSE | L | Annual | Emissions at Affected Plants SO2 | Thousand Tons | 0 | 0 | 0 | 0 | 0 | 0 | 0 | 0
NSR Lansing Unit 4 SO2 Rate v5.16 | 531 | 7511 | Rate Constraint in lbs/MMBtu | FALSE | L | Annual | Allowances Purchased SO2 | Thousand Tons | 0 | 0 | 0 | 0 | 0 | 0 | 0 | 0
NSR Lansing Unit 4 SO2 Rate v5.16 | 531 | 7511 | Rate Constraint in lbs/MMBtu | FALSE | L | Annual | Allowances Sold SO2 | Thousand Tons | 0 | 0 | 0 | 0 | 0 | 0 | 0 | 0
NSR Lansing Unit 4 SO2 Rate v5.16 | 531 | 7511 | Rate Constraint in lbs/MMBtu | FALSE | L | Annual | Allowances Banked | Thousand Tons | 0 | 0 | 0 | 0 | 0 | 0 | 0 | 0
NSR Lansing Unit 4 SO2 Rate v5.16 | 531 | 7511 | Rate Constraint in lbs/MMBtu | FALSE | L | Annual | Allowances Withdrawn (1:1) | Thousand Tons | 0 | 0 | 0 | 0 | 0 | 0 | 0 | 0
NSR Lansing Unit 4 SO2 Rate v5.16 | 531 | 7511 | Rate Constraint in lbs/MMBtu | FALSE | L | Annual | Allowances Withdrawn (n:1) | Thousand Tons | 0 | 0 | 0 | 0 | 0 | 0 | 0 | 0
NSR Lansing Unit 4 SO2 Rate v5.16 | 531 | 7511 | Rate Constraint in lbs/MMBtu | FALSE | L | Annual | Net Emissions Allowance Position | Thousand Tons | 0 | 0 | 0 | 0 | 0 | 0 | 0 | 0
NSR Lansing Unit 4 SO2 Rate v5.16 | 531 | 7511 | Rate Constraint in lbs/MMBtu | FALSE | L | Annual | Fuel Consumed | TBtu | 0 | 0 | 0 | 0 | 0 | 0 | 0 | 0
NSR Lansing Unit 4 SO2 Rate v5.16 | 531 | 7511 | Rate Constraint in lbs/MMBtu | FALSE | L | Annual | Rate | lb/MMBtu | 0 | 0 | 0 | 0 | 0 | 0 | 0 | 0
NSR Lansing Unit 4 SO2 Rate v5.16 | 531 | 7511 | Rate Constraint in lbs/MMBtu | FALSE | L | Annual | Generation | TWh | 0 | 0 | 0 | 0 | 0 | 0 | 0 | 0
NSR Lansing Unit 4 SO2 Rate v5.16 | 531 | 7511 | Rate Constraint in lbs/MMBtu | FALSE | L | Annual | Qualifying Generation | TWh | 0 | 0 | 0 | 0 | 0 | 0 | 0 | 0
NSR Lansing Unit 4 SO2 Rate v5.16 | 531 | 7511 | Rate Constraint in lbs/MMBtu | FALSE | L | Annual | Rate | lb/MWh | 0 | 0 | 0 | 0 | 0 | 0 | 0 | 0
NSR Lansing Unit 4 SO2 Rate v5.16 | 531 | 7511 | Rate Constraint in lbs/MMBtu | FALSE | L | Annual | Constraint Shadow Price | US2019$/Ton | 0 | 0 | 0 | 0 | 0 | 0 | 0 | 0
NSR Laskin 1,2 - NOX Rate Annual v5.14 | 532 | 7491 | Rate Constraint in lbs/MMBtu | FALSE | L | Annual | Seasons Included | Seasons | Winter, WintShld, Summer | Winter, WintShld, Summer | Winter, WintShld, Summer | Winter, WintShld, Summer | Winter, WintShld, Summer | Winter, WintShld, Summer | Winter, WintShld, Summer | Winter, WintShld, Summer
NSR Laskin 1,2 - NOX Rate Annual v5.14 | 532 | 7491 | Rate Constraint in lbs/MMBtu | FALSE | L | Annual | Standard NOX | lb/MMBtu | 0.19 | 0.19 | 0.19 | 0.19 | 0.19 | 0.19 | 0.19 | 0.19
NSR Laskin 1,2 - NOX Rate Annual v5.14 | 532 | 7491 | Rate Constraint in lbs/MMBtu | FALSE | L | Annual | Emissions at Affected Plants NOX | Thousand Tons | 0 | 0 | 0 | 0 | 0 | 0 | 0 | 0
NSR Laskin 1,2 - NOX Rate Annual v5.14 | 532 | 7491 | Rate Constraint in lbs/MMBtu | FALSE | L | Annual | Allowances Purchased NOX | Thousand Tons | 0 | 0 | 0 | 0 | 0 | 0 | 0 | 0
NSR Laskin 1,2 - NOX Rate Annual v5.14 | 532 | 7491 | Rate Constraint in lbs/MMBtu | FALSE | L | Annual | Allowances Sold NOX | Thousand Tons | 0 | 0 | 0 | 0 | 0 | 0 | 0 | 0
NSR Laskin 1,2 - NOX Rate Annual v5.14 | 532 | 7491 | Rate Constraint in lbs/MMBtu | FALSE | L | Annual | Allowances Banked | Thousand Tons | 0 | 0 | 0 | 0 | 0 | 0 | 0 | 0
NSR Laskin 1,2 - NOX Rate Annual v5.14 | 532 | 7491 | Rate Constraint in lbs/MMBtu | FALSE | L | Annual | Allowances Withdrawn (1:1) | Thousand Tons | 0 | 0 | 0 | 0 | 0 | 0 | 0 | 0
NSR Laskin 1,2 - NOX Rate Annual v5.14 | 532 | 7491 | Rate Constraint in lbs/MMBtu | FALSE | L | Annual | Allowances Withdrawn (n:1) | Thousand Tons | 0 | 0 | 0 | 0 | 0 | 0 | 0 | 0
NSR Laskin 1,2 - NOX Rate Annual v5.14 | 532 | 7491 | Rate Constraint in lbs/MMBtu | FALSE | L | Annual | Net Emissions Allowance Position | Thousand Tons | 0 | 0 | 0 | 0 | 0 | 0 | 0 | 0
NSR Laskin 1,2 - NOX Rate Annual v5.14 | 532 | 7491 | Rate Constraint in lbs/MMBtu | FALSE | L | Annual | Fuel Consumed | TBtu | 0 | 0 | 0 | 0 | 0 | 0 | 0 | 0
NSR Laskin 1,2 - NOX Rate Annual v5.14 | 532 | 7491 | Rate Constraint in lbs/MMBtu | FALSE | L | Annual | Rate | lb/MMBtu | 0 | 0 | 0 | 0 | 0 | 0 | 0 | 0
NSR Laskin 1,2 - NOX Rate Annual v5.14 | 532 | 7491 | Rate Constraint in lbs/MMBtu | FALSE | L | Annual | Generation | TWh | 0 | 0 | 0 | 0 | 0 | 0 | 0 | 0
NSR Laskin 1,2 - NOX Rate Annual v5.14 | 532 | 7491 | Rate Constraint in lbs/MMBtu | FALSE | L | Annual | Qualifying Generation | TWh | 0 | 0 | 0 | 0 | 0 | 0 | 0 | 0
NSR Laskin 1,2 - NOX Rate Annual v5.14 | 532 | 7491 | Rate Constraint in lbs/MMBtu | FALSE | L | Annual | Rate | lb/MWh | 0 | 0 | 0 | 0 | 0 | 0 | 0 | 0
NSR Laskin 1,2 - NOX Rate Annual v5.14 | 532 | 7491 | Rate Constraint in lbs/MMBtu | FALSE | L | Annual | Constraint Shadow Price | US2019$/Ton | 0 | 0 | 0 | 0 | 0 | 0 | 0 | 0
NSR Laskin 1,2 - SO2 Rate Annual v5.14 | 533 | 7490 | Rate Constraint in lbs/MMBtu | FALSE | L | Annual | Seasons Included | Seasons | Winter, WintShld, Summer | Winter, WintShld, Summer | Winter, WintShld, Summer | Winter, WintShld, Summer | Winter, WintShld, Summer | Winter, WintShld, Summer | Winter, WintShld, Summer | Winter, WintShld, Summer
NSR Laskin 1,2 - SO2 Rate Annual v5.14 | 533 | 7490 | Rate Constraint in lbs/MMBtu | FALSE | L | Annual | Standard SO2 | lb/MMBtu | 0.2 | 0.2 | 0.2 | 0.2 | 0.2 | 0.2 | 0.2 | 0.2
NSR Laskin 1,2 - SO2 Rate Annual v5.14 | 533 | 7490 | Rate Constraint in lbs/MMBtu | FALSE | L | Annual | Emissions at Affected Plants SO2 | Thousand Tons | 0 | 0 | 0 | 0 | 0 | 0 | 0 | 0
NSR Laskin 1,2 - SO2 Rate Annual v5.14 | 533 | 7490 | Rate Constraint in lbs/MMBtu | FALSE | L | Annual | Allowances Purchased SO2 | Thousand Tons | 0 | 0 | 0 | 0 | 0 | 0 | 0 | 0
NSR Laskin 1,2 - SO2 Rate Annual v5.14 | 533 | 7490 | Rate Constraint in lbs/MMBtu | FALSE | L | Annual | Allowances Sold SO2 | Thousand Tons | 0 | 0 | 0 | 0 | 0 | 0 | 0 | 0
NSR Laskin 1,2 - SO2 Rate Annual v5.14 | 533 | 7490 | Rate Constraint in lbs/MMBtu | FALSE | L | Annual | Allowances Banked | Thousand Tons | 0 | 0 | 0 | 0 | 0 | 0 | 0 | 0
NSR Laskin 1,2 - SO2 Rate Annual v5.14 | 533 | 7490 | Rate Constraint in lbs/MMBtu | FALSE | L | Annual | Allowances Withdrawn (1:1) | Thousand Tons | 0 | 0 | 0 | 0 | 0 | 0 | 0 | 0
NSR Laskin 1,2 - SO2 Rate Annual v5.14 | 533 | 7490 | Rate Constraint in lbs/MMBtu | FALSE | L | Annual | Allowances Withdrawn (n:1) | Thousand Tons | 0 | 0 | 0 | 0 | 0 | 0 | 0 | 0
NSR Laskin 1,2 - SO2 Rate Annual v5.14 | 533 | 7490 | Rate Constraint in lbs/MMBtu | FALSE | L | Annual | Net Emissions Allowance Position | Thousand Tons | 0 | 0 | 0 | 0 | 0 | 0 | 0 | 0
NSR Laskin 1,2 - SO2 Rate Annual v5.14 | 533 | 7490 | Rate Constraint in lbs/MMBtu | FALSE | L | Annual | Fuel Consumed | TBtu | 0 | 0 | 0 | 0 | 0 | 0 | 0 | 0
NSR Laskin 1,2 - SO2 Rate Annual v5.14 | 533 | 7490 | Rate Constraint in lbs/MMBtu | FALSE | L | Annual | Rate | lb/MMBtu | 0 | 0 | 0 | 0 | 0 | 0 | 0 | 0
NSR Laskin 1,2 - SO2 Rate Annual v5.14 | 533 | 7490 | Rate Constraint in lbs/MMBtu | FALSE | L | Annual | Generation | TWh | 0 | 0 | 0 | 0 | 0 | 0 | 0 | 0
NSR Laskin 1,2 - SO2 Rate Annual v5.14 | 533 | 7490 | Rate Constraint in lbs/MMBtu | FALSE | L | Annual | Qualifying Generation | TWh | 0 | 0 | 0 | 0 | 0 | 0 | 0 | 0
NSR Laskin 1,2 - SO2 Rate Annual v5.14 | 533 | 7490 | Rate Constraint in lbs/MMBtu | FALSE | L | Annual | Rate | lb/MWh | 0 | 0 | 0 | 0 | 0 | 0 | 0 | 0
NSR Laskin 1,2 - SO2 Rate Annual v5.14 | 533 | 7490 | Rate Constraint in lbs/MMBtu | FALSE | L | Annual | Constraint Shadow Price | US2019$/Ton | 0 | 0 | 0 | 0 | 0 | 0 | 0 | 0
NSR Michigan City 12 - NOX Rate Annual v4.11, Unit 3587 and retrofits | 534 | 7449 | Rate Constraint in lbs/MMBtu | FALSE | L | Annual | Seasons Included | Seasons | Winter, WintShld, Summer | Winter, WintShld, Summer | Winter, WintShld, Summer | Winter, WintShld, Summer | Winter, WintShld, Summer | Winter, WintShld, Summer | Winter, WintShld, Summer | Winter, WintShld, Summer
NSR Michigan City 12 - NOX Rate Annual v4.11, Unit 3587 and retrofits | 534 | 7449 | Rate Constraint in lbs/MMBtu | FALSE | L | Annual | Standard NOX | lb/MMBtu | 0.1 | 0.1 | 0.1 | 0.1 | 0.1 | 0.1 | 0.1 | 0.1
NSR Michigan City 12 - NOX Rate Annual v4.11, Unit 3587 and retrofits | 534 | 7449 | Rate Constraint in lbs/MMBtu | FALSE | L | Annual | Emissions at Affected Plants NOX | Thousand Tons | 1.5047 | 1.5047 | 0 | 0 | 0 | 0 | 0 | 0
NSR Michigan City 12 - NOX Rate Annual v4.11, Unit 3587 and retrofits | 534 | 7449 | Rate Constraint in lbs/MMBtu | FALSE | L | Annual | Allowances Purchased NOX | Thousand Tons | 0 | 0 | 0 | 0 | 0 | 0 | 0 | 0
NSR Michigan City 12 - NOX Rate Annual v4.11, Unit 3587 and retrofits | 534 | 7449 | Rate Constraint in lbs/MMBtu | FALSE | L | Annual | Allowances Sold NOX | Thousand Tons | 0 | 0 | 0 | 0 | 0 | 0 | 0 | 0
NSR Michigan City 12 - NOX Rate Annual v4.11, Unit 3587 and retrofits | 534 | 7449 | Rate Constraint in lbs/MMBtu | FALSE | L | Annual | Allowances Banked | Thousand Tons | 0 | 0 | 0 | 0 | 0 | 0 | 0 | 0
NSR Michigan City 12 - NOX Rate Annual v4.11, Unit 3587 and retrofits | 534 | 7449 | Rate Constraint in lbs/MMBtu | FALSE | L | Annual | Allowances Withdrawn (1:1) | Thousand Tons | 0 | 0 | 0 | 0 | 0 | 0 | 0 | 0
NSR Michigan City 12 - NOX Rate Annual v4.11, Unit 3587 and retrofits | 534 | 7449 | Rate Constraint in lbs/MMBtu | FALSE | L | Annual | Allowances Withdrawn (n:1) | Thousand Tons | 0 | 0 | 0 | 0 | 0 | 0 | 0 | 0
NSR Michigan City 12 - NOX Rate Annual v4.11, Unit 3587 and retrofits | 534 | 7449 | Rate Constraint in lbs/MMBtu | FALSE | L | Annual | Net Emissions Allowance Position | Thousand Tons | 1.5047 | 1.5047 | 0 | 0 | 0 | 0 | 0 | 0
NSR Michigan City 12 - NOX Rate Annual v4.11, Unit 3587 and retrofits | 534 | 7449 | Rate Constraint in lbs/MMBtu | FALSE | L | Annual | Fuel Consumed | TBtu | 35.4287 | 35.4287 | 0 | 0 | 0 | 0 | 0 | 0
NSR Michigan City 12 - NOX Rate Annual v4.11, Unit 3587 and retrofits | 534 | 7449 | Rate Constraint in lbs/MMBtu | FALSE | L | Annual | Rate | lb/MMBtu | 0.084944 | 0.084944 | 0 | 0 | 0 | 0 | 0 | 0
NSR Michigan City 12 - NOX Rate Annual v4.11, Unit 3587 and retrofits | 534 | 7449 | Rate Constraint in lbs/MMBtu | FALSE | L | Annual | Generation | TWh | 3.251 | 3.251 | 0 | 0 | 0 | 0 | 0 | 0
NSR Michigan City 12 - NOX Rate Annual v4.11, Unit 3587 and retrofits | 534 | 7449 | Rate Constraint in lbs/MMBtu | FALSE | L | Annual | Qualifying Generation | TWh | 3.251 | 3.251 | 0 | 0 | 0 | 0 | 0 | 0
NSR Michigan City 12 - NOX Rate Annual v4.11, Unit 3587 and retrofits | 534 | 7449 | Rate Constraint in lbs/MMBtu | FALSE | L | Annual | Rate | lb/MWh | 0.92569 | 0.92569 | 0 | 0 | 0 | 0 | 0 | 0
NSR Michigan City 12 - NOX Rate Annual v4.11, Unit 3587 and retrofits | 534 | 7449 | Rate Constraint in lbs/MMBtu | FALSE | L | Annual | Constraint Shadow Price | US2019$/Ton | 0 | 0 | 0 | 0 | 0 | 0 | 0 | 0
NSR Michigan City 12 - SO2 Rate Annual v4.11, Unit 3587 and retrofits | 535 | 7448 | Rate Constraint in lbs/MMBtu | FALSE | L | Annual | Seasons Included | Seasons | Winter, WintShld, Summer | Winter, WintShld, Summer | Winter, WintShld, Summer | Winter, WintShld, Summer | Winter, WintShld, Summer | Winter, WintShld, Summer | Winter, WintShld, Summer | Winter, WintShld, Summer
NSR Michigan City 12 - SO2 Rate Annual v4.11, Unit 3587 and retrofits | 535 | 7448 | Rate Constraint in lbs/MMBtu | FALSE | L | Annual | Standard SO2 | lb/MMBtu | 0.1 | 0.1 | 0.1 | 0.1 | 0.1 | 0.1 | 0.1 | 0.1
NSR Michigan City 12 - SO2 Rate Annual v4.11, Unit 3587 and retrofits | 535 | 7448 | Rate Constraint in lbs/MMBtu | FALSE | L | Annual | Emissions at Affected Plants SO2 | Thousand Tons | 1.3497 | 1.3497 | 0 | 0 | 0 | 0 | 0 | 0
NSR Michigan City 12 - SO2 Rate Annual v4.11, Unit 3587 and retrofits | 535 | 7448 | Rate Constraint in lbs/MMBtu | FALSE | L | Annual | Allowances Purchased SO2 | Thousand Tons | 0 | 0 | 0 | 0 | 0 | 0 | 0 | 0
NSR Michigan City 12 - SO2 Rate Annual v4.11, Unit 3587 and retrofits | 535 | 7448 | Rate Constraint in lbs/MMBtu | FALSE | L | Annual | Allowances Sold SO2 | Thousand Tons | 0 | 0 | 0 | 0 | 0 | 0 | 0 | 0
NSR Michigan City 12 - SO2 Rate Annual v4.11, Unit 3587 and retrofits | 535 | 7448 | Rate Constraint in lbs/MMBtu | FALSE | L | Annual | Allowances Banked | Thousand Tons | 0 | 0 | 0 | 0 | 0 | 0 | 0 | 0
NSR Michigan City 12 - SO2 Rate Annual v4.11, Unit 3587 and retrofits | 535 | 7448 | Rate Constraint in lbs/MMBtu | FALSE | L | Annual | Allowances Withdrawn (1:1) | Thousand Tons | 0 | 0 | 0 | 0 | 0 | 0 | 0 | 0
NSR Michigan City 12 - SO2 Rate Annual v4.11, Unit 3587 and retrofits | 535 | 7448 | Rate Constraint in lbs/MMBtu | FALSE | L | Annual | Allowances Withdrawn (n:1) | Thousand Tons | 0 | 0 | 0 | 0 | 0 | 0 | 0 | 0
NSR Michigan City 12 - SO2 Rate Annual v4.11, Unit 3587 and retrofits | 535 | 7448 | Rate Constraint in lbs/MMBtu | FALSE | L | Annual | Net Emissions Allowance Position | Thousand Tons | 1.3497 | 1.3497 | 0 | 0 | 0 | 0 | 0 | 0
NSR Michigan City 12 - SO2 Rate Annual v4.11, Unit 3587 and retrofits | 535 | 7448 | Rate Constraint in lbs/MMBtu | FALSE | L | Annual | Fuel Consumed | TBtu | 35.4287 | 35.4287 | 0 | 0 | 0 | 0 | 0 | 0
NSR Michigan City 12 - SO2 Rate Annual v4.11, Unit 3587 and retrofits | 535 | 7448 | Rate Constraint in lbs/MMBtu | FALSE | L | Annual | Rate | lb/MMBtu | 0.07619 | 0.07619 | 0 | 0 | 0 | 0 | 0 | 0
NSR Michigan City 12 - SO2 Rate Annual v4.11, Unit 3587 and retrofits | 535 | 7448 | Rate Constraint in lbs/MMBtu | FALSE | L | Annual | Generation | TWh | 3.251 | 3.251 | 0 | 0 | 0 | 0 | 0 | 0
NSR Michigan City 12 - SO2 Rate Annual v4.11, Unit 3587 and retrofits | 535 | 7448 | Rate Constraint in lbs/MMBtu | FALSE | L | Annual | Qualifying Generation | TWh | 3.251 | 3.251 | 0 | 0 | 0 | 0 | 0 | 0
NSR Michigan City 12 - SO2 Rate Annual v4.11, Unit 3587 and retrofits | 535 | 7448 | Rate Constraint in lbs/MMBtu | FALSE | L | Annual | Rate | lb/MWh | 0.8303 | 0.8303 | 0 | 0 | 0 | 0 | 0 | 0
NSR Michigan City 12 - SO2 Rate Annual v4.11, Unit 3587 and retrofits | 535 | 7448 | Rate Constraint in lbs/MMBtu | FALSE | L | Annual | Constraint Shadow Price | US2019$/Ton | 0 | 0 | 0 | 0 | 0 | 0 | 0 | 0
NSR Milton Young 1,2 - NOX Rate Annual v3.1, Unit 2601 and retrofits | 536 | 7423 | Rate Constraint in lbs/MMBtu | FALSE | L | Annual | Seasons Included | Seasons | Winter, WintShld, Summer | Winter, WintShld, Summer | Winter, WintShld, Summer | Winter, WintShld, Summer | Winter, WintShld, Summer | Winter, WintShld, Summer | Winter, WintShld, Summer | Winter, WintShld, Summer
NSR Milton Young 1,2 - NOX Rate Annual v3.1, Unit 2601 and retrofits | 536 | 7423 | Rate Constraint in lbs/MMBtu | FALSE | L | Annual | Standard NOX | lb/MMBtu | 0.36 | 0.36 | 0.36 | 0.36 | 0.36 | 0.36 | 0.36 | 0.36
NSR Milton Young 1,2 - NOX Rate Annual v3.1, Unit 2601 and retrofits | 536 | 7423 | Rate Constraint in lbs/MMBtu | FALSE | L | Annual | Emissions at Affected Plants NOX | Thousand Tons | 5.2521 | 5.0659 | 4.5724 | 4.4834 | 0 | 0 | 0 | 0
NSR Milton Young 1,2 - NOX Rate Annual v3.1, Unit 2601 and retrofits | 536 | 7423 | Rate Constraint in lbs/MMBtu | FALSE | L | Annual | Allowances Purchased NOX | Thousand Tons | 0 | 0 | 0 | 0 | 0 | 0 | 0 | 0
NSR Milton Young 1,2 - NOX Rate Annual v3.1, Unit 2601 and retrofits | 536 | 7423 | Rate Constraint in lbs/MMBtu | FALSE | L | Annual | Allowances Sold NOX | Thousand Tons | 0 | 0 | 0 | 0 | 0 | 0 | 0 | 0
NSR Milton Young 1,2 - NOX Rate Annual v3.1, Unit 2601 and retrofits | 536 | 7423 | Rate Constraint in lbs/MMBtu | FALSE | L | Annual | Allowances Banked | Thousand Tons | 0 | 0 | 0 | 0 | 0 | 0 | 0 | 0
NSR Milton Young 1,2 - NOX Rate Annual v3.1, Unit 2601 and retrofits | 536 | 7423 | Rate Constraint in lbs/MMBtu | FALSE | L | Annual | Allowances Withdrawn (1:1) | Thousand Tons | 0 | 0 | 0 | 0 | 0 | 0 | 0 | 0
NSR Milton Young 1,2 - NOX Rate Annual v3.1, Unit 2601 and retrofits | 536 | 7423 | Rate Constraint in lbs/MMBtu | FALSE | L | Annual | Allowances Withdrawn (n:1) | Thousand Tons | 0 | 0 | 0 | 0 | 0 | 0 | 0 | 0
NSR Milton Young 1,2 - NOX Rate Annual v3.1, Unit 2601 and retrofits | 536 | 7423 | Rate Constraint in lbs/MMBtu | FALSE | L | Annual | Net Emissions Allowance Position | Thousand Tons | 5.2521 | 5.0659 | 4.5724 | 4.4834 | 0 | 0 | 0 | 0
NSR Milton Young 1,2 - NOX Rate Annual v3.1, Unit 2601 and retrofits | 536 | 7423 | Rate Constraint in lbs/MMBtu | FALSE | L | Annual | Fuel Consumed | TBtu | 37.0481 | 35.7344 | 32.2534 | 31.6254 | 0 | 0 | 0 | 0
NSR Milton Young 1,2 - NOX Rate Annual v3.1, Unit 2601 and retrofits | 536 | 7423 | Rate Constraint in lbs/MMBtu | FALSE | L | Annual | Rate | lb/MMBtu | 0.28353 | 0.28353 | 0.28353 | 0.28353 | 0 | 0 | 0 | 0
NSR Milton Young 1,2 - NOX Rate Annual v3.1, Unit 2601 and retrofits | 536 | 7423 | Rate Constraint in lbs/MMBtu | FALSE | L | Annual | Generation | TWh | 3.2524 | 3.1371 | 2.8315 | 2.7763 | 0 | 0 | 0 | 0
NSR Milton Young 1,2 - NOX Rate Annual v3.1, Unit 2601 and retrofits | 536 | 7423 | Rate Constraint in lbs/MMBtu | FALSE | L | Annual | Qualifying Generation | TWh | 3.2524 | 3.1371 | 2.8315 | 2.7763 | 0 | 0 | 0 | 0
NSR Milton Young 1,2 - NOX Rate Annual v3.1, Unit 2601 and retrofits | 536 | 7423 | Rate Constraint in lbs/MMBtu | FALSE | L | Annual | Rate | lb/MWh | 3.2297 | 3.2297 | 3.2297 | 3.2297 | 0 | 0 | 0 | 0
NSR Milton Young 1,2 - NOX Rate Annual v3.1, Unit 2601 and retrofits | 536 | 7423 | Rate Constraint in lbs/MMBtu | FALSE | L | Annual | Constraint Shadow Price | US2019$/Ton | 0 | 0 | 0 | 0 | 0 | 0 | 0 | 0
NSR Milton Young 1,2 - NOX Rate Annual v3.1, Unit 2602 and retrofits | 537 | 7423 | Rate Constraint in lbs/MMBtu | FALSE | L | Annual | Seasons Included | Seasons | Winter, WintShld, Summer | Winter, WintShld, Summer | Winter, WintShld, Summer | Winter, WintShld, Summer | Winter, WintShld, Summer | Winter, WintShld, Summer | Winter, WintShld, Summer | Winter, WintShld, Summer
NSR Milton Young 1,2 - NOX Rate Annual v3.1, Unit 2602 and retrofits | 537 | 7423 | Rate Constraint in lbs/MMBtu | FALSE | L | Annual | Standard NOX | lb/MMBtu | 0.36 | 0.36 | 0.36 | 0.36 | 0.36 | 0.36 | 0.36 | 0.36
NSR Milton Young 1,2 - NOX Rate Annual v3.1, Unit 2602 and retrofits | 537 | 7423 | Rate Constraint in lbs/MMBtu | FALSE | L | Annual | Emissions at Affected Plants NOX | Thousand Tons | 2.6799 | 2.6305 | 2.372 | 0.17162 | 0 | 0 | 0 | 0
NSR Milton Young 1,2 - NOX Rate Annual v3.1, Unit 2602 and retrofits | 537 | 7423 | Rate Constraint in lbs/MMBtu | FALSE | L | Annual | Allowances Purchased NOX | Thousand Tons | 0 | 0 | 0 | 0 | 0 | 0 | 0 | 0
NSR Milton Young 1,2 - NOX Rate Annual v3.1, Unit 2602 and retrofits | 537 | 7423 | Rate Constraint in lbs/MMBtu | FALSE | L | Annual | Allowances Sold NOX | Thousand Tons | 0 | 0 | 0 | 0 | 0 | 0 | 0 | 0
NSR Milton Young 1,2 - NOX Rate Annual v3.1, Unit 2602 and retrofits | 537 | 7423 | Rate Constraint in lbs/MMBtu | FALSE | L | Annual | Allowances Banked | Thousand Tons | 0 | 0 | 0 | 0 | 0 | 0 | 0 | 0
NSR Milton Young 1,2 - NOX Rate Annual v3.1, Unit 2602 and retrofits | 537 | 7423 | Rate Constraint in lbs/MMBtu | FALSE | L | Annual | Allowances Withdrawn (1:1) | Thousand Tons | 0 | 0 | 0 | 0 | 0 | 0 | 0 | 0
NSR Milton Young 1,2 - NOX Rate Annual v3.1, Unit 2602 and retrofits | 537 | 7423 | Rate Constraint in lbs/MMBtu | FALSE | L | Annual | Allowances Withdrawn (n:1) | Thousand Tons | 0 | 0 | 0 | 0 | 0 | 0 | 0 | 0
NSR Milton Young 1,2 - NOX Rate Annual v3.1, Unit 2602 and retrofits | 537 | 7423 | Rate Constraint in lbs/MMBtu | FALSE | L | Annual | Net Emissions Allowance Position | Thousand Tons | 2.6799 | 2.6305 | 2.372 | 0.17162 | 0 | 0 | 0 | 0
NSR Milton Young 1,2 - NOX Rate Annual v3.1, Unit 2602 and retrofits | 537 | 7423 | Rate Constraint in lbs/MMBtu | FALSE | L | Annual | Fuel Consumed | TBtu | 20.0568 | 19.687 | 17.7521 | 1.2844 | 0 | 0 | 0 | 0
NSR Milton Young 1,2 - NOX Rate Annual v3.1, Unit 2602 and retrofits | 537 | 7423 | Rate Constraint in lbs/MMBtu | FALSE | L | Annual | Rate | lb/MMBtu | 0.26723 | 0.26723 | 0.26723 | 0.26723 | 0 | 0 | 0 | 0
NSR Milton Young 1,2 - NOX Rate Annual v3.1, Unit 2602 and retrofits | 537 | 7423 | Rate Constraint in lbs/MMBtu | FALSE | L | Annual | Generation | TWh | 1.7244 | 1.6926 | 1.5263 | 0.11043 | 0 | 0 | 0 | 0
NSR Milton Young 1,2 - NOX Rate Annual v3.1, Unit 2602 and retrofits | 537 | 7423 | Rate Constraint in lbs/MMBtu | FALSE | L | Annual | Qualifying Generation | TWh | 1.7244 | 1.6926 | 1.5263 | 0.11043 | 0 | 0 | 0 | 0
NSR Milton Young 1,2 - NOX Rate Annual v3.1, Unit 2602 and retrofits | 537 | 7423 | Rate Constraint in lbs/MMBtu | FALSE | L | Annual | Rate | lb/MWh | 3.1082 | 3.1082 | 3.1082 | 3.1082 | 0 | 0 | 0 | 0
NSR Milton Young 1,2 - NOX Rate Annual v3.1, Unit 2602 and retrofits | 537 | 7423 | Rate Constraint in lbs/MMBtu | FALSE | L | Annual | Constraint Shadow Price | US2019$/Ton | 0 | 0 | 0 | 0 | 0 | 0 | 0 | 0
NSR Minnkota Power - SO2 Cap Annual v3.1 | 538 | 7385 | Rate Constraint in MTons | FALSE | L | Annual | Seasons Included | Seasons | Winter, WintShld, Summer | Winter, WintShld, Summer | Winter, WintShld, Summer | Winter, WintShld, Summer | Winter, WintShld, Summer | Winter, WintShld, Summer | Winter, WintShld, Summer | Winter, WintShld, Summer
NSR Minnkota Power - SO2 Cap Annual v3.1 | 538 | 7385 | Rate Constraint in MTons | FALSE | L | Annual | Standard SO2 | Thousand Tons | 8.5 | 8.5 | 8.5 | 8.5 | 8.5 | 8.5 | 8.5 | 8.5
NSR Minnkota Power - SO2 Cap Annual v3.1 | 538 | 7385 | Rate Constraint in MTons | FALSE | L | Annual | Emissions at Affected Plants SO2 | Thousand Tons | 2.0593 | 1.9981 | 1.8029 | 1.2113 | 0 | 0 | 0 | 0
NSR Minnkota Power - SO2 Cap Annual v3.1 | 538 | 7385 | Rate Constraint in MTons | FALSE | L | Annual | Allowances Purchased SO2 | Thousand Tons | 0 | 0 | 0 | 0 | 0 | 0 | 0 | 0
NSR Minnkota Power - SO2 Cap Annual v3.1 | 538 | 7385 | Rate Constraint in MTons | FALSE | L | Annual | Allowances Sold SO2 | Thousand Tons | 0 | 0 | 0 | 0 | 0 | 0 | 0 | 0
NSR Minnkota Power - SO2 Cap Annual v3.1 | 538 | 7385 | Rate Constraint in MTons | FALSE | L | Annual | Allowances Banked | Thousand Tons | 0 | 0 | 0 | 0 | 0 | 0 | 0 | 0
NSR Minnkota Power - SO2 Cap Annual v3.1 | 538 | 7385 | Rate Constraint in MTons | FALSE | L | Annual | Allowances Withdrawn (1:1) | Thousand Tons | 0 | 0 | 0 | 0 | 0 | 0 | 0 | 0
NSR Minnkota Power - SO2 Cap Annual v3.1 | 538 | 7385 | Rate Constraint in MTons | FALSE | L | Annual | Allowances Withdrawn (n:1) | Thousand Tons | 0 | 0 | 0 | 0 | 0 | 0 | 0 | 0
NSR Minnkota Power - SO2 Cap Annual v3.1 | 538 | 7385 | Rate Constraint in MTons | FALSE | L | Annual | Net Emissions Allowance Position | Thousand Tons | 2.0593 | 1.9981 | 1.8029 | 1.2113 | 0 | 0 | 0 | 0
NSR Minnkota Power - SO2 Cap Annual v3.1 | 538 | 7385 | Rate Constraint in MTons | FALSE | L | Annual | Fuel Consumed | TBtu | 57.1048 | 55.4214 | 50.0056 | 32.9098 | 0 | 0 | 0 | 0
NSR Minnkota Power - SO2 Cap Annual v3.1 | 538 | 7385 | Rate Constraint in MTons | FALSE | L | Annual | Rate | lb/MMBtu | 0.072125 | 0.072106 | 0.072107 | 0.073611 | 0 | 0 | 0 | 0
NSR Minnkota Power - SO2 Cap Annual v3.1 | 538 | 7385 | Rate Constraint in MTons | FALSE | L | Annual | Generation | TWh | 4.9768 | 4.8297 | 4.3578 | 2.8868 | 0 | 0 | 0 | 0
NSR Minnkota Power - SO2 Cap Annual v3.1 | 538 | 7385 | Rate Constraint in MTons | FALSE | L | Annual | Qualifying Generation | TWh | 4.9768 | 4.8297 | 4.3578 | 2.8868 | 0 | 0 | 0 | 0
NSR Minnkota Power - SO2 Cap Annual v3.1 | 538 | 7385 | Rate Constraint in MTons | FALSE | L | Annual | Rate | lb/MWh | 0.82757 | 0.82742 | 0.82743 | 0.83918 | 0 | 0 | 0 | 0
NSR Minnkota Power - SO2 Cap Annual v3.1 | 538 | 7385 | Rate Constraint in MTons | FALSE | L | Annual | Constraint Shadow Price | US2019$/Ton | 0 | 0 | 0 | 0 | 0 | 0 | 0 | 0
NSR Mirant Settlement - NOX Cap Annual v3.1 | 539 | 7386 | Rate Constraint in MTons | FALSE | L | Annual | Seasons Included | Seasons | Winter, WintShld, Summer | Winter, WintShld, Summer | Winter, WintShld, Summer | Winter, WintShld, Summer | Winter, WintShld, Summer | Winter, WintShld, Summer | Winter, WintShld, Summer | Winter, WintShld, Summer
NSR Mirant Settlement - NOX Cap Annual v3.1 | 539 | 7386 | Rate Constraint in MTons | FALSE | L | Annual | Standard NOX | Thousand Tons | 16 | 16 | 16 | 16 | 16 | 16 | 16 | 16
NSR Mirant Settlement - NOX Cap Annual v3.1 | 539 | 7386 | Rate Constraint in MTons | FALSE | L | Annual | Emissions at Affected Plants NOX | Thousand Tons | 0 | 0 | 0 | 0 | 0 | 0 | 0 | 0
NSR Mirant Settlement - NOX Cap Annual v3.1 | 539 | 7386 | Rate Constraint in MTons | FALSE | L | Annual | Allowances Purchased NOX | Thousand Tons | 0 | 0 | 0 | 0 | 0 | 0 | 0 | 0
NSR Mirant Settlement - NOX Cap Annual v3.1 | 539 | 7386 | Rate Constraint in MTons | FALSE | L | Annual | Allowances Sold NOX | Thousand Tons | 0 | 0 | 0 | 0 | 0 | 0 | 0 | 0
NSR Mirant Settlement - NOX Cap Annual v3.1 | 539 | 7386 | Rate Constraint in MTons | FALSE | L | Annual | Allowances Banked | Thousand Tons | 0 | 0 | 0 | 0 | 0 | 0 | 0 | 0
NSR Mirant Settlement - NOX Cap Annual v3.1 | 539 | 7386 | Rate Constraint in MTons | FALSE | L | Annual | Allowances Withdrawn (1:1) | Thousand Tons | 0 | 0 | 0 | 0 | 0 | 0 | 0 | 0
NSR Mirant Settlement - NOX Cap Annual v3.1 | 539 | 7386 | Rate Constraint in MTons | FALSE | L | Annual | Allowances Withdrawn (n:1) | Thousand Tons | 0 | 0 | 0 | 0 | 0 | 0 | 0 | 0
NSR Mirant Settlement - NOX Cap Annual v3.1 | 539 | 7386 | Rate Constraint in MTons | FALSE | L | Annual | Net Emissions Allowance Position | Thousand Tons | 0 | 0 | 0 | 0 | 0 | 0 | 0 | 0
NSR Mirant Settlement - NOX Cap Annual v3.1 | 539 | 7386 | Rate Constraint in MTons | FALSE | L | Annual | Fuel Consumed | TBtu | 0 | 0 | 0 | 0 | 0 | 0 | 0 | 0
NSR Mirant Settlement - NOX Cap Annual v3.1 | 539 | 7386 | Rate Constraint in MTons | FALSE | L | Annual | Rate | lb/MMBtu | 0 | 0 | 0 | 0 | 0 | 0 | 0 | 0
NSR Mirant Settlement - NOX Cap Annual v3.1 | 539 | 7386 | Rate Constraint in MTons | FALSE | L | Annual | Generation | TWh | 0 | 0 | 0 | 0 | 0 | 0 | 0 | 0
NSR Mirant Settlement - NOX Cap Annual v3.1 | 539 | 7386 | Rate Constraint in MTons | FALSE | L | Annual | Qualifying Generation | TWh | 0 | 0 | 0 | 0 | 0 | 0 | 0 | 0
NSR Mirant Settlement - NOX Cap Annual v3.1 | 539 | 7386 | Rate Constraint in MTons | FALSE | L | Annual | Rate | lb/MWh | 0 | 0 | 0 | 0 | 0 | 0 | 0 | 0
NSR Mirant Settlement - NOX Cap Annual v3.1 | 539 | 7386 | Rate Constraint in MTons | FALSE | L | Annual | Constraint Shadow Price | US2019$/Ton | 0 | 0 | 0 | 0 | 0 | 0 | 0 | 0
NSR Mirant Settlement - NOX Cap Summer v3.1 | 540 | 7387 | Rate Constraint in MTons | FALSE | L | Annual | Seasons Included | Seasons | Summer | Summer | Summer | Summer | Summer | Summer | Summer | Summer
NSR Mirant Settlement - NOX Cap Summer v3.1 | 540 | 7387 | Rate Constraint in MTons | FALSE | L | Annual | Standard NOX | Thousand Tons | 5.2 | 5.2 | 5.2 | 5.2 | 5.2 | 5.2 | 5.2 | 5.2
NSR Mirant Settlement - NOX Cap Summer v3.1 | 540 | 7387 | Rate Constraint in MTons | FALSE | L | Annual | Emissions at Affected Plants NOX | Thousand Tons | 0 | 0 | 0 | 0 | 0 | 0 | 0 | 0
NSR Mirant Settlement - NOX Cap Summer v3.1 | 540 | 7387 | Rate Constraint in MTons | FALSE | L | Annual | Allowances Purchased NOX | Thousand Tons | 0 | 0 | 0 | 0 | 0 | 0 | 0 | 0
NSR Mirant Settlement - NOX Cap Summer v3.1 | 540 | 7387 | Rate Constraint in MTons | FALSE | L | Annual | Allowances Sold NOX | Thousand Tons | 0 | 0 | 0 | 0 | 0 | 0 | 0 | 0
NSR Mirant Settlement - NOX Cap Summer v3.1 | 540 | 7387 | Rate Constraint in MTons | FALSE | L | Annual | Allowances Banked | Thousand Tons | 0 | 0 | 0 | 0 | 0 | 0 | 0 | 0
NSR Mirant Settlement - NOX Cap Summer v3.1 | 540 | 7387 | Rate Constraint in MTons | FALSE | L | Annual | Allowances Withdrawn (1:1) | Thousand Tons | 0 | 0 | 0 | 0 | 0 | 0 | 0 | 0
NSR Mirant Settlement - NOX Cap Summer v3.1 | 540 | 7387 | Rate Constraint in MTons | FALSE | L | Annual | Allowances Withdrawn (n:1) | Thousand Tons | 0 | 0 | 0 | 0 | 0 | 0 | 0 | 0
NSR Mirant Settlement - NOX Cap Summer v3.1 | 540 | 7387 | Rate Constraint in MTons | FALSE | L | Annual | Net Emissions Allowance Position | Thousand Tons | 0 | 0 | 0 | 0 | 0 | 0 | 0 | 0
NSR Mirant Settlement - NOX Cap Summer v3.1 | 540 | 7387 | Rate Constraint in MTons | FALSE | L | Annual | Fuel Consumed | TBtu | 0 | 0 | 0 | 0 | 0 | 0 | 0 | 0
NSR Mirant Settlement - NOX Cap Summer v3.1 | 540 | 7387 | Rate Constraint in MTons | FALSE | L | Annual | Rate | lb/MMBtu | 0 | 0 | 0 | 0 | 0 | 0 | 0 | 0
NSR Mirant Settlement - NOX Cap Summer v3.1 | 540 | 7387 | Rate Constraint in MTons | FALSE | L | Annual | Generation | TWh | 0 | 0 | 0 | 0 | 0 | 0 | 0 | 0
NSR Mirant Settlement - NOX Cap Summer v3.1 | 540 | 7387 | Rate Constraint in MTons | FALSE | L | Annual | Qualifying Generation | TWh | 0 | 0 | 0 | 0 | 0 | 0 | 0 | 0
NSR Mirant Settlement - NOX Cap Summer v3.1 | 540 | 7387 | Rate Constraint in MTons | FALSE | L | Annual | Rate | lb/MWh | 0 | 0 | 0 | 0 | 0 | 0 | 0 | 0
NSR Mirant Settlement - NOX Cap Summer v3.1 | 540 | 7387 | Rate Constraint in MTons | FALSE | L | Annual | Constraint Shadow Price | US2019$/Ton | 0 | 0 | 0 | 0 | 0 | 0 | 0 | 0
NSR Mirant Settlement - NOX Rate Summer v3.1 | 541 | 7388 | Rate Constraint in lbs/MMBtu | FALSE | L | Annual | Seasons Included | Seasons | Summer | Summer | Summer | Summer | Summer | Summer | Summer | Summer
NSR Mirant Settlement - NOX Rate Summer v3.1 | 541 | 7388 | Rate Constraint in lbs/MMBtu | FALSE | L | Annual | Standard NOX | lb/MMBtu | 0.15 | 0.15 | 0.15 | 0.15 | 0.15 | 0.15 | 0.15 | 0.15
NSR Mirant Settlement - NOX Rate Summer v3.1 | 541 | 7388 | Rate Constraint in lbs/MMBtu | FALSE | L | Annual | Emissions at Affected Plants NOX | Thousand Tons | 0 | 0 | 0 | 0 | 0 | 0 | 0 | 0
NSR Mirant Settlement - NOX Rate Summer v3.1 | 541 | 7388 | Rate Constraint in lbs/MMBtu | FALSE | L | Annual | Allowances Purchased NOX | Thousand Tons | 0 | 0 | 0 | 0 | 0 | 0 | 0 | 0
NSR Mirant Settlement - NOX Rate Summer v3.1 | 541 | 7388 | Rate Constraint in lbs/MMBtu | FALSE | L | Annual | Allowances Sold NOX | Thousand Tons | 0 | 0 | 0 | 0 | 0 | 0 | 0 | 0
NSR Mirant Settlement - NOX Rate Summer v3.1 | 541 | 7388 | Rate Constraint in lbs/MMBtu | FALSE | L | Annual | Allowances Banked | Thousand Tons | 0 | 0 | 0 | 0 | 0 | 0 | 0 | 0
NSR Mirant Settlement - NOX Rate Summer v3.1 | 541 | 7388 | Rate Constraint in lbs/MMBtu | FALSE | L | Annual | Allowances Withdrawn (1:1) | Thousand Tons | 0 | 0 | 0 | 0 | 0 | 0 | 0 | 0
NSR Mirant Settlement - NOX Rate Summer v3.1 | 541 | 7388 | Rate Constraint in lbs/MMBtu | FALSE | L | Annual | Allowances Withdrawn (n:1) | Thousand Tons | 0 | 0 | 0 | 0 | 0 | 0 | 0 | 0
NSR Mirant Settlement - NOX Rate Summer v3.1 | 541 | 7388 | Rate Constraint in lbs/MMBtu | FALSE | L | Annual | Net Emissions Allowance Position | Thousand Tons | 0 | 0 | 0 | 0 | 0 | 0 | 0 | 0
NSR Mirant Settlement - NOX Rate Summer v3.1 | 541 | 7388 | Rate Constraint in lbs/MMBtu | FALSE | L | Annual | Fuel Consumed | TBtu | 0 | 0 | 0 | 0 | 0 | 0 | 0 | 0
NSR Mirant Settlement - NOX Rate Summer v3.1 | 541 | 7388 | Rate Constraint in lbs/MMBtu | FALSE | L | Annual | Rate | lb/MMBtu | 0 | 0 | 0 | 0 | 0 | 0 | 0 | 0
NSR Mirant Settlement - NOX Rate Summer v3.1 | 541 | 7388 | Rate Constraint in lbs/MMBtu | FALSE | L | Annual | Generation | TWh | 0 | 0 | 0 | 0 | 0 | 0 | 0 | 0
NSR Mirant Settlement - NOX Rate Summer v3.1 | 541 | 7388 | Rate Constraint in lbs/MMBtu | FALSE | L | Annual | Qualifying Generation | TWh | 0 | 0 | 0 | 0 | 0 | 0 | 0 | 0
NSR Mirant Settlement - NOX Rate Summer v3.1 | 541 | 7388 | Rate Constraint in lbs/MMBtu | FALSE | L | Annual | Rate | lb/MWh | 0 | 0 | 0 | 0 | 0 | 0 | 0 | 0
NSR Mirant Settlement - NOX Rate Summer v3.1 | 541 | 7388 | Rate Constraint in lbs/MMBtu | FALSE | L | Annual | Constraint Shadow Price | US2019$/Ton | 0 | 0 | 0 | 0 | 0 | 0 | 0 | 0
NSR Morgantown G P 1,2 - NOX Rate Annual v3.1, Unit 3794 and retrofits | 542 | 7440 | Rate Constraint in lbs/MMBtu | FALSE | L | Annual | Seasons Included | Seasons | Winter, WintShld, Summer | Winter, WintShld, Summer | Winter, WintShld, Summer | Winter, WintShld, Summer | Winter, WintShld, Summer | Winter, WintShld, Summer | Winter, WintShld, Summer | Winter, WintShld, Summer
NSR Morgantown G P 1,2 - NOX Rate Annual v3.1, Unit 3794 and retrofits | 542 | 7440 | Rate Constraint in lbs/MMBtu | FALSE | L | Annual | Standard NOX | lb/MMBtu | 0.1 | 0.1 | 0.1 | 0.1 | 0.1 | 0.1 | 0.1 | 0.1
NSR Morgantown G P 1,2 - NOX Rate Annual v3.1, Unit 3794 and retrofits | 542 | 7440 | Rate Constraint in lbs/MMBtu | FALSE | L | Annual | Emissions at Affected Plants NOX | Thousand Tons | 0 | 0 | 0 | 0 | 0 | 0 | 0 | 0
NSR Morgantown G P 1,2 - NOX Rate Annual v3.1, Unit 3794 and retrofits | 542 | 7440 | Rate Constraint in lbs/MMBtu | FALSE | L | Annual | Allowances Purchased NOX | Thousand Tons | 0 | 0 | 0 | 0 | 0 | 0 | 0 | 0
NSR Morgantown G P 1,2 - NOX Rate Annual v3.1, Unit 3794 and retrofits | 542 | 7440 | Rate Constraint in lbs/MMBtu | FALSE | L | Annual | Allowances Sold NOX | Thousand Tons | 0 | 0 | 0 | 0 | 0 | 0 | 0 | 0
NSR Morgantown G P 1,2 - NOX Rate Annual v3.1, Unit 3794 and retrofits | 542 | 7440 | Rate Constraint in lbs/MMBtu | FALSE | L | Annual | Allowances Banked | Thousand Tons | 0 | 0 | 0 | 0 | 0 | 0 | 0 | 0
NSR Morgantown G P 1,2 - NOX Rate Annual v3.1, Unit 3794 and retrofits | 542 | 7440 | Rate Constraint in lbs/MMBtu | FALSE | L | Annual | Allowances Withdrawn (1:1) | Thousand Tons | 0 | 0 | 0 | 0 | 0 | 0 | 0 | 0
NSR Morgantown G P 1,2 - NOX Rate Annual v3.1, Unit 3794 and retrofits | 542 | 7440 | Rate Constraint in lbs/MMBtu | FALSE | L | Annual | Allowances Withdrawn (n:1) | Thousand Tons | 0 | 0 | 0 | 0 | 0 | 0 | 0 | 0
NSR Morgantown G P 1,2 - NOX Rate Annual v3.1, Unit 3794 and retrofits | 542 | 7440 | Rate Constraint in lbs/MMBtu | FALSE | L | Annual | Net Emissions Allowance Position | Thousand Tons | 0 | 0 | 0 | 0 | 0 | 0 | 0 | 0
NSR Morgantown G P 1,2 - NOX Rate Annual v3.1, Unit 3794 and retrofits | 542 | 7440 | Rate Constraint in lbs/MMBtu | FALSE | L | Annual | Fuel Consumed | TBtu | 0 | 0 | 0 | 0 | 0 | 0 | 0 | 0
NSR Morgantown G P 1,2 - NOX Rate Annual v3.1, Unit 3794 and retrofits | 542 | 7440 | Rate Constraint in lbs/MMBtu | FALSE | L | Annual | Rate | lb/MMBtu | 0 | 0 | 0 | 0 | 0 | 0 | 0 | 0
NSR Morgantown G P 1,2 - NOX Rate Annual v3.1, Unit 3794 and retrofits | 542 | 7440 | Rate Constraint in lbs/MMBtu | FALSE | L | Annual | Generation | TWh | 0 | 0 | 0 | 0 | 0 | 0 | 0 | 0
NSR Morgantown G P 1,2 - NOX Rate Annual v3.1, Unit 3794 and retrofits | 542 | 7440 | Rate Constraint in lbs/MMBtu | FALSE | L | Annual | Qualifying Generation | TWh | 0 | 0 | 0 | 0 | 0 | 0 | 0 | 0
NSR Morgantown G P 1,2 - NOX Rate Annual v3.1, Unit 3794 and retrofits | 542 | 7440 | Rate Constraint in lbs/MMBtu | FALSE | L | Annual | Rate | lb/MWh | 0 | 0 | 0 | 0 | 0 | 0 | 0 | 0
NSR Morgantown G P 1,2 - NOX Rate Annual v3.1, Unit 3794 and retrofits | 542 | 7440 | Rate Constraint in lbs/MMBtu | FALSE | L | Annual | Constraint Shadow Price | US2019$/Ton | 0 | 0 | 0 | 0 | 0 | 0 | 0 | 0
NSR Morgantown G P 1,2 - NOX Rate Annual v3.1, Unit 3795 and retrofits | 543 | 7440 | Rate Constraint in lbs/MMBtu | FALSE | L | Annual | Seasons Included | Seasons | Winter, WintShld, Summer | Winter, WintShld, Summer | Winter, WintShld, Summer | Winter, WintShld, Summer | Winter, WintShld, Summer | Winter, WintShld, Summer | Winter, WintShld, Summer | Winter, WintShld, Summer
NSR Morgantown G P 1,2 - NOX Rate Annual v3.1, Unit 3795 and retrofits | 543 | 7440 | Rate Constraint in lbs/MMBtu | FALSE | L | Annual | Standard NOX | lb/MMBtu | 0.1 | 0.1 | 0.1 | 0.1 | 0.1 | 0.1 | 0.1 | 0.1
NSR Morgantown G P 1,2 - NOX Rate Annual v3.1, Unit 3795 and retrofits | 543 | 7440 | Rate Constraint in lbs/MMBtu | FALSE | L | Annual | Emissions at Affected Plants NOX | Thousand Tons | 0 | 0 | 0 | 0 | 0 | 0 | 0 | 0
NSR Morgantown G P 1,2 - NOX Rate Annual v3.1, Unit 3795 and retrofits | 543 | 7440 | Rate Constraint in lbs/MMBtu | FALSE | L | Annual | Allowances Purchased NOX | Thousand Tons | 0 | 0 | 0 | 0 | 0 | 0 | 0 | 0
NSR Morgantown G P 1,2 - NOX Rate Annual v3.1, Unit 3795 and retrofits | 543 | 7440 | Rate Constraint in lbs/MMBtu | FALSE | L | Annual | Allowances Sold NOX | Thousand Tons | 0 | 0 | 0 | 0 | 0 | 0 | 0 | 0
NSR Morgantown G P 1,2 - NOX Rate Annual v3.1, Unit 3795 and retrofits | 543 | 7440 | Rate Constraint in lbs/MMBtu | FALSE | L | Annual | Allowances Banked | Thousand Tons | 0 | 0 | 0 | 0 | 0 | 0 | 0 | 0
NSR Morgantown G P 1,2 - NOX Rate Annual v3.1, Unit 3795 and retrofits | 543 | 7440 | Rate Constraint in lbs/MMBtu | FALSE | L | Annual | Allowances Withdrawn (1:1) | Thousand Tons | 0 | 0 | 0 | 0 | 0 | 0 | 0 | 0
NSR Morgantown G P 1,2 - NOX Rate Annual v3.1, Unit 3795 and retrofits | 543 | 7440 | Rate Constraint in lbs/MMBtu | FALSE | L | Annual | Allowances Withdrawn (n:1) | Thousand Tons | 0 | 0 | 0 | 0 | 0 | 0 | 0 | 0
NSR Morgantown G P 1,2 - NOX Rate Annual v3.1, Unit 3795 and retrofits | 543 | 7440 | Rate Constraint in lbs/MMBtu | FALSE | L | Annual | Net Emissions Allowance Position | Thousand Tons | 0 | 0 | 0 | 0 | 0 | 0 | 0 | 0
NSR Morgantown G P 1,2 - NOX Rate Annual v3.1, Unit 3795 and retrofits | 543 | 7440 | Rate Constraint in lbs/MMBtu | FALSE | L | Annual | Fuel Consumed | TBtu | 0 | 0 | 0 | 0 | 0 | 0 | 0 | 0
NSR Morgantown G P 1,2 - NOX Rate Annual v3.1, Unit 3795 and retrofits | 543 | 7440 | Rate Constraint in lbs/MMBtu | FALSE | L | Annual | Rate | lb/MMBtu | 0 | 0 | 0 | 0 | 0 | 0 | 0 | 0
NSR Morgantown G P 1,2 - NOX Rate Annual v3.1, Unit 3795 and retrofits | 543 | 7440 | Rate Constraint in lbs/MMBtu | FALSE | L | Annual | Generation | TWh | 0 | 0 | 0 | 0 | 0 | 0 | 0 | 0
NSR Morgantown G P 1,2 - NOX Rate Annual v3.1, Unit 3795 and retrofits | 543 | 7440 | Rate Constraint in lbs/MMBtu | FALSE | L | Annual | Qualifying Generation | TWh | 0 | 0 | 0 | 0 | 0 | 0 | 0 | 0
NSR Morgantown G P 1,2 - NOX Rate Annual v3.1, Unit 3795 and retrofits | 543 | 7440 | Rate Constraint in lbs/MMBtu | FALSE | L | Annual | Rate | lb/MWh | 0 | 0 | 0 | 0 | 0 | 0 | 0 | 0
NSR Morgantown G P 1,2 - NOX Rate Annual v3.1, Unit 3795 and retrofits | 543 | 7440 | Rate Constraint in lbs/MMBtu | FALSE | L | Annual | Constraint Shadow Price | US2019$/Ton | 0 | 0 | 0 | 0 | 0 | 0 | 0 | 0
NSR Mt Storm 1-3 - NOX Rate Annual v3.1, Unit 3855 and retrofits | 544 | 7430 | Rate Constraint in lbs/MMBtu | FALSE | L | Annual | Seasons Included | Seasons | Winter, WintShld, Summer | Winter, WintShld, Summer | Winter, WintShld, Summer | Winter, WintShld, Summer | Winter, WintShld, Summer | Winter, WintShld, Summer | Winter, WintShld, Summer | Winter, WintShld, Summer
NSR Mt Storm 1-3 - NOX Rate Annual v3.1, Unit 3855 and retrofits | 544 | 7430 | Rate Constraint in lbs/MMBtu | FALSE | L | Annual | Standard NOX | lb/MMBtu | 0.11 | 0.11 | 0.11 | 0.11 | 0.11 | 0.11 | 0.11 | 0.11
NSR Mt Storm 1-3 - NOX Rate Annual v3.1, Unit 3855 and retrofits | 544 | 7430 | Rate Constraint in lbs/MMBtu | FALSE | L | Annual | Emissions at Affected Plants NOX | Thousand Tons | 1.2821 | 1.1174 | 0.39728 | 0.39728 | 0 | 0 | 0 | 0
NSR Mt Storm 1-3 - NOX Rate Annual v3.1, Unit 3855 and retrofits | 544 | 7430 | Rate Constraint in lbs/MMBtu | FALSE | L | Annual | Allowances Purchased NOX | Thousand Tons | 0 | 0 | 0 | 0 | 0 | 0 | 0 | 0
NSR Mt Storm 1-3 - NOX Rate Annual v3.1, Unit 3855 and retrofits | 544 | 7430 | Rate Constraint in lbs/MMBtu | FALSE | L | Annual | Allowances Sold NOX | Thousand Tons | 0 | 0 | 0 | 0 | 0 | 0 | 0 | 0
NSR Mt Storm 1-3 - NOX Rate Annual v3.1, Unit 3855 and retrofits | 544 | 7430 | Rate Constraint in lbs/MMBtu | FALSE | L | Annual | Allowances Banked | Thousand Tons | 0 | 0 | 0 | 0 | 0 | 0 | 0 | 0
NSR Mt Storm 1-3 - NOX Rate Annual v3.1, Unit 3855 and retrofits | 544 | 7430 | Rate Constraint in lbs/MMBtu | FALSE | L | Annual | Allowances Withdrawn (1:1) | Thousand Tons | 0 | 0 | 0 | 0 | 0 | 0 | 0 | 0
NSR Mt Storm 1-3 - NOX Rate Annual v3.1, Unit 3855 and retrofits | 544 | 7430 | Rate Constraint in lbs/MMBtu | FALSE | L | Annual | Allowances Withdrawn (n:1) | Thousand Tons | 0 | 0 | 0 | 0 | 0 | 0 | 0 | 0
NSR Mt Storm 1-3 - NOX Rate Annual v3.1, Unit 3855 and retrofits | 544 | 7430 | Rate Constraint in lbs/MMBtu | FALSE | L | Annual | Net Emissions Allowance Position | Thousand Tons | 1.2821 | 1.1174 | 0.39728 | 0.39728 | 0 | 0 | 0 | 0
NSR Mt Storm 1-3 - NOX Rate Annual v3.1, Unit 3855 and retrofits | 544 | 7430 | Rate Constraint in lbs/MMBtu | FALSE | L | Annual | Fuel Consumed | TBtu | 34.6456 | 30.1959 | 10.7357 | 10.7357 | 0 | 0 | 0 | 0
NSR Mt Storm 1-3 - NOX Rate Annual v3.1, Unit 3855 and retrofits | 544 | 7430 | Rate Constraint in lbs/MMBtu | FALSE | L | Annual | Rate | lb/MMBtu | 0.07401 | 0.07401 | 0.07401 | 0.07401 | 0 | 0 | 0 | 0
NSR Mt Storm 1-3 - NOX Rate Annual v3.1, Unit 3855 and retrofits | 544 | 7430 | Rate Constraint in lbs/MMBtu | FALSE | L | Annual | Generation | TWh | 3.4323 | 2.9915 | 1.0636 | 1.0636 | 0 | 0 | 0 | 0
NSR Mt Storm 1-3 - NOX Rate Annual v3.1, Unit 3855 and retrofits | 544 | 7430 | Rate Constraint in lbs/MMBtu | FALSE | L | Annual | Qualifying Generation | TWh | 3.4323 | 2.9915 | 1.0636 | 1.0636 | 0 | 0 | 0 | 0
NSR Mt Storm 1-3 - NOX Rate Annual v3.1, Unit 3855 and retrofits | 544 | 7430 | Rate Constraint in lbs/MMBtu | FALSE | L | Annual | Rate | lb/MWh | 0.74706 | 0.74706 | 0.74706 | 0.74706 | 0 | 0 | 0 | 0
NSR Mt Storm 1-3 - NOX Rate Annual v3.1, Unit 3855 and retrofits | 544 | 7430 | Rate Constraint in lbs/MMBtu | FALSE | L | Annual | Constraint Shadow Price | US2019$/Ton | 0 | 0 | 0 | 0 | 0 | 0 | 0 | 0
NSR Mt Storm 1-3 - NOX Rate Annual v3.1, Unit 3856 and retrofits | 545 | 7430 | Rate Constraint in lbs/MMBtu | FALSE | L | Annual | Seasons Included | Seasons | Winter, WintShld, Summer | Winter, WintShld, Summer | Winter, WintShld, Summer | Winter, WintShld, Summer | Winter, WintShld, Summer | Winter, WintShld, Summer | Winter, WintShld, Summer | Winter, WintShld, Summer
NSR Mt Storm 1-3 - NOX Rate Annual v3.1, Unit 3856 and retrofits | 545 | 7430 | Rate Constraint in lbs/MMBtu | FALSE | L | Annual | Standard NOX | lb/MMBtu | 0.11 | 0.11 | 0.11 | 0.11 | 0.11 | 0.11 | 0.11 | 0.11
NSR Mt Storm 1-3 - NOX Rate Annual v3.1, Unit 3856 and retrofits | 545 | 7430 | Rate Constraint in lbs/MMBtu | FALSE | L | Annual | Emissions at Affected Plants NOX | Thousand Tons | 1.3474 | 1.1662 | 0.41959 | 0.41959 | 0 | 0 | 0 | 0
NSR Mt Storm 1-3 - NOX Rate Annual v3.1, Unit 3856 and retrofits | 545 | 7430 | Rate Constraint in lbs/MMBtu | FALSE | L | Annual | Allowances Purchased NOX | Thousand Tons | 0 | 0 | 0 | 0 | 0 | 0 | 0 | 0
NSR Mt Storm 1-3 - NOX Rate Annual v3.1, Unit 3856 and retrofits | 545 | 7430 | Rate Constraint in lbs/MMBtu | FALSE | L | Annual | Allowances Sold NOX | Thousand Tons | 0 | 0 | 0 | 0 | 0 | 0 | 0 | 0
NSR Mt Storm 1-3 - NOX Rate Annual v3.1, Unit 3856 and retrofits | 545 | 7430 | Rate Constraint in lbs/MMBtu | FALSE | L | Annual | Allowances Banked | Thousand Tons | 0 | 0 | 0 | 0 | 0 | 0 | 0 | 0
NSR Mt Storm 1-3 - NOX Rate Annual v3.1, Unit 3856 and retrofits | 545 | 7430 | Rate Constraint in lbs/MMBtu | FALSE | L | Annual | Allowances Withdrawn (1:1) | Thousand Tons | 0 | 0 | 0 | 0 | 0 | 0 | 0 | 0
NSR Mt Storm 1-3 - NOX Rate Annual v3.1, Unit 3856 and retrofits | 545 | 7430 | Rate Constraint in lbs/MMBtu | FALSE | L | Annual | Allowances Withdrawn (n:1) | Thousand Tons | 0 | 0 | 0 | 0 | 0 | 0 | 0 | 0
NSR Mt Storm 1-3 - NOX Rate Annual v3.1, Unit 3856 and retrofits | 545 | 7430 | Rate Constraint in lbs/MMBtu | FALSE | L | Annual | Net Emissions Allowance Position | Thousand Tons | 1.3474 | 1.1662 | 0.41959 | 0.41959 | 0 | 0 | 0 | 0
NSR Mt Storm 1-3 - NOX Rate Annual v3.1, Unit 3856 and retrofits | 545 | 7430 | Rate Constraint in lbs/MMBtu | FALSE | L | Annual | Fuel Consumed | TBtu | 34.4507 | 29.8187 | 10.7285 | 10.7285 | 0 | 0 | 0 | 0
NSR Mt Storm 1-3 - NOX Rate Annual v3.1, Unit 3856 and retrofits | 545 | 7430 | Rate Constraint in lbs/MMBtu | FALSE | L | Annual | Rate | lb/MMBtu | 0.07822 | 0.07822 | 0.07822 | 0.07822 | 0 | 0 | 0 | 0
NSR Mt Storm 1-3 - NOX Rate Annual v3.1, Unit 3856 and retrofits | 545 | 7430 | Rate Constraint in lbs/MMBtu | FALSE | L | Annual | Generation | TWh | 3.4215 | 2.9614 | 1.0655 | 1.0655 | 0 | 0 | 0 | 0
NSR Mt Storm 1-3 - NOX Rate Annual v3.1, Unit 3856 and retrofits | 545 | 7430 | Rate Constraint in lbs/MMBtu | FALSE | L | Annual | Qualifying Generation | TWh | 3.4215 | 2.9614 | 1.0655 | 1.0655 | 0 | 0 | 0 | 0
NSR Mt Storm 1-3 - NOX Rate Annual v3.1, Unit 3856 and retrofits | 545 | 7430 | Rate Constraint in lbs/MMBtu | FALSE | L | Annual | Rate | lb/MWh | 0.7876 | 0.7876 | 0.7876 | 0.7876 | 0 | 0 | 0 | 0
NSR Mt Storm 1-3 - NOX Rate Annual v3.1, Unit 3856 and retrofits | 545 | 7430 | Rate Constraint in lbs/MMBtu | FALSE | L | Annual | Constraint Shadow Price | US2019$/Ton | 0 | 0 | 0 | 0 | 0 | 0 | 0 | 0
NSR Mt Storm 1-3 - NOX Rate Annual v3.1, Unit 3857 and retrofits | 546 | 7430 | Rate Constraint in lbs/MMBtu | FALSE | L | Annual | Seasons Included | Seasons | Winter, WintShld, Summer | Winter, WintShld, Summer | Winter, WintShld, Summer | Winter, WintShld, Summer | Winter, WintShld, Summer | Winter, WintShld, Summer | Winter, WintShld, Summer | Winter, WintShld, Summer
NSR Mt Storm 1-3 - NOX Rate Annual v3.1, Unit 3857 and retrofits | 546 | 7430 | Rate Constraint in lbs/MMBtu | FALSE | L | Annual | Standard NOX | lb/MMBtu | 0.11 | 0.11 | 0.11 | 0.11 | 0.11 | 0.11 | 0.11 | 0.11
NSR Mt Storm 1-3 - NOX Rate Annual v3.1, Unit 3857 and retrofits | 546 | 7430 | Rate Constraint in lbs/MMBtu | FALSE | L | Annual | Emissions at Affected Plants NOX | Thousand Tons | 0.36959 | 0 | 0 | 0 | 0 | 0 | 0 | 0
NSR Mt Storm 1-3 - NOX Rate Annual v3.1, Unit 3857 and retrofits | 546 | 7430 | Rate Constraint in lbs/MMBtu | FALSE | L | Annual | Allowances Purchased NOX | Thousand Tons | 0 | 0 | 0 | 0 | 0 | 0 | 0 | 0
NSR Mt Storm 1-3 - NOX Rate Annual v3.1, Unit 3857 and retrofits | 546 | 7430 | Rate Constraint in lbs/MMBtu | FALSE | L | Annual | Allowances Sold NOX | Thousand Tons | 0 | 0 | 0 | 0 | 0 | 0 | 0 | 0
NSR Mt Storm 1-3 - NOX Rate Annual v3.1, Unit 3857 and retrofits | 546 | 7430 | Rate Constraint in lbs/MMBtu | FALSE | L | Annual | Allowances Banked | Thousand Tons | 0 | 0 | 0 | 0 | 0 | 0 | 0 | 0
NSR Mt Storm 1-3 - NOX Rate Annual v3.1, Unit 3857 and retrofits | 546 | 7430 | Rate Constraint in lbs/MMBtu | FALSE | L | Annual | Allowances Withdrawn (1:1) | Thousand Tons | 0 | 0 | 0 | 0 | 0 | 0 | 0 | 0
NSR Mt Storm 1-3 - NOX Rate Annual v3.1, Unit 3857 and retrofits | 546 | 7430 | Rate Constraint in lbs/MMBtu | FALSE | L | Annual | Allowances Withdrawn (n:1) | Thousand Tons | 0 | 0 | 0 | 0 | 0 | 0 | 0 | 0
NSR Mt Storm 1-3 - NOX Rate Annual v3.1, Unit 3857 and retrofits | 546 | 7430 | Rate Constraint in lbs/MMBtu | FALSE | L | Annual | Net Emissions Allowance Position | Thousand Tons | 0.36959 | 0 | 0 | 0 | 0 | 0 | 0 | 0
NSR Mt Storm 1-3 - NOX Rate Annual v3.1, Unit 3857 and retrofits | 546 | 7430 | Rate Constraint in lbs/MMBtu | FALSE | L | Annual | Fuel Consumed | TBtu | 10.4153 | 0 | 0 | 0 | 0 | 0 | 0 | 0
NSR Mt Storm 1-3 - NOX Rate Annual v3.1, Unit 3857 and retrofits | 546 | 7430 | Rate Constraint in lbs/MMBtu | FALSE | L | Annual | Rate | lb/MMBtu | 0.07097 | 0 | 0 | 0 | 0 | 0 | 0 | 0
NSR Mt Storm 1-3 - NOX Rate Annual v3.1, Unit 3857 and retrofits | 546 | 7430 | Rate Constraint in lbs/MMBtu | FALSE | L | Annual | Generation | TWh | 0.9983 | 0 | 0 | 0 | 0 | 0 | 0 | 0
NSR Mt Storm 1-3 - NOX Rate Annual v3.1, Unit 3857 and retrofits | 546 | 7430 | Rate Constraint in lbs/MMBtu | FALSE | L | Annual | Qualifying Generation | TWh | 0.9983 | 0 | 0 | 0 | 0 | 0 | 0 | 0
NSR Mt Storm 1-3 - NOX Rate Annual v3.1, Unit 3857 and retrofits | 546 | 7430 | Rate Constraint in lbs/MMBtu | FALSE | L | Annual | Rate | lb/MWh | 0.74043 | 0 | 0 | 0 | 0 | 0 | 0 | 0
NSR Mt Storm 1-3 - NOX Rate Annual v3.1, Unit 3857 and retrofits | 546 | 7430 | Rate Constraint in lbs/MMBtu | FALSE | L | Annual | Constraint Shadow Price | US2019$/Ton | 0 | 0 | 0 | 0 | 0 | 0 | 0 | 0
NSR NIPSCO System - SO2 Cap Annual v4.11 | 547 | 7390 | Rate Constraint in MTons | FALSE | L | Annual | Seasons Included | Seasons | Winter, WintShld, Summer | Winter, WintShld, Summer | Winter, WintShld, Summer | Winter, WintShld, Summer | Winter, WintShld, Summer | Winter, WintShld, Summer | Winter, WintShld, Summer | Winter, WintShld, Summer
NSR NIPSCO System - SO2 Cap Annual v4.11 | 547 | 7390 | Rate Constraint in MTons | FALSE | L | Annual | Standard SO2 | Thousand Tons | 11.6 | 11.6 | 11.6 | 11.6 | 11.6 | 11.6 | 11.6 | 11.6
NSR NIPSCO System - SO2 Cap Annual v4.11 | 547 | 7390 | Rate Constraint in MTons | FALSE | L | Annual | Emissions at Affected Plants SO2 | Thousand Tons | 4.1872 | 1.3497 | 0 | 0 | 0 | 0 | 0 | 0
NSR NIPSCO System - SO2 Cap Annual v4.11 | 547 | 7390 | Rate Constraint in MTons | FALSE | L | Annual | Allowances Purchased SO2 | Thousand Tons | 0 | 0 | 0 | 0 | 0 | 0 | 0 | 0
NSR NIPSCO System - SO2 Cap Annual v4.11 | 547 | 7390 | Rate Constraint in MTons | FALSE | L | Annual | Allowances Sold SO2 | Thousand Tons | 0 | 0 | 0 | 0 | 0 | 0 | 0 | 0
NSR NIPSCO System - SO2 Cap Annual v4.11 | 547 | 7390 | Rate Constraint in MTons | FALSE | L | Annual | Allowances Banked | Thousand Tons | 0 | 0 | 0 | 0 | 0 | 0 | 0 | 0
NSR NIPSCO System - SO2 Cap Annual v4.11 | 547 | 7390 | Rate Constraint in MTons | FALSE | L | Annual | Allowances Withdrawn (1:1) | Thousand Tons | 0 | 0 | 0 | 0 | 0 | 0 | 0 | 0
NSR NIPSCO System - SO2 Cap Annual v4.11 | 547 | 7390 | Rate Constraint in MTons | FALSE | L | Annual | Allowances Withdrawn (n:1) | Thousand Tons | 0 | 0 | 0 | 0 | 0 | 0 | 0 | 0
NSR NIPSCO System - SO2 Cap Annual v4.11 | 547 | 7390 | Rate Constraint in MTons | FALSE | L | Annual | Net Emissions Allowance Position | Thousand Tons | 4.1872 | 1.3497 | 0 | 0 | 0 | 0 | 0 | 0
NSR NIPSCO System - SO2 Cap Annual v4.11 | 547 | 7390 | Rate Constraint in MTons | FALSE | L | Annual | Fuel Consumed | TBtu | 78.132 | 35.4287 | 0 | 0 | 0 | 0 | 0 | 0
NSR NIPSCO System - SO2 Cap Annual v4.11 | 547 | 7390 | Rate Constraint in MTons | FALSE | L | Annual | Rate | lb/MMBtu | 0.10718 | 0.07619 | 0 | 0 | 0 | 0 | 0 | 0
NSR NIPSCO System - SO2 Cap Annual v4.11 | 547 | 7390 | Rate Constraint in MTons | FALSE | L | Annual | Generation | TWh | 6.95 | 3.251 | 0 | 0 | 0 | 0 | 0 | 0
NSR NIPSCO System - SO2 Cap Annual v4.11 | 547 | 7390 | Rate Constraint in MTons | FALSE | L | Annual | Qualifying Generation | TWh | 6.95 | 3.251 | 0 | 0 | 0 | 0 | 0 | 0
NSR NIPSCO System - SO2 Cap Annual v4.11 | 547 | 7390 | Rate Constraint in MTons | FALSE | L | Annual | Rate | lb/MWh | 1.205 | 0.8303 | 0 | 0 | 0 | 0 | 0 | 0
NSR NIPSCO System - SO2 Cap Annual v4.11 | 547 | 7390 | Rate Constraint in MTons | FALSE | L | Annual | Constraint Shadow Price | US2019$/Ton | 0 | 0 | 0 | 0 | 0 | 0 | 0 | 0
NSR NIPSCO System - NOx Cap Annual 4.11 | 548 | 7391 | Rate Constraint in MTons | FALSE | L | Annual | Seasons Included | Seasons | Winter, WintShld, Summer | Winter, WintShld, Summer | Winter, WintShld, Summer | Winter, WintShld, Summer | Winter, WintShld, Summer | Winter, WintShld, Summer | Winter, WintShld, Summer | Winter, WintShld, Summer
NSR NIPSCO System - NOx Cap Annual 4.11 | 548 | 7391 | Rate Constraint in MTons | FALSE | L | Annual | Standard NOX | Thousand Tons | 11.704 | 11.704 | 11.704 | 11.704 | 11.704 | 11.704 | 11.704 | 11.704
NSR NIPSCO System - NOx Cap Annual 4.11 | 548 | 7391 | Rate Constraint in MTons | FALSE | L | Annual | Emissions at Affected Plants NOX | Thousand Tons | 5.1852 | 1.5047 | 0 | 0 | 0 | 0 | 0 | 0
NSR NIPSCO System - NOx Cap Annual 4.11 | 548 | 7391 | Rate Constraint in MTons | FALSE | L | Annual | Allowances Purchased NOX | Thousand Tons | 0 | 0 | 0 | 0 | 0 | 0 | 0 | 0
NSR NIPSCO System - NOx Cap Annual 4.11 | 548 | 7391 | Rate Constraint in MTons | FALSE | L | Annual | Allowances Sold NOX | Thousand Tons | 0 | 0 | 0 | 0 | 0 | 0 | 0 | 0
NSR NIPSCO System - NOx Cap Annual 4.11 | 548 | 7391 | Rate Constraint in MTons | FALSE | L | Annual | Allowances Banked | Thousand Tons | 0 | 0 | 0 | 0 | 0 | 0 | 0 | 0
NSR NIPSCO System - NOx Cap Annual 4.11 | 548 | 7391 | Rate Constraint in MTons | FALSE | L | Annual | Allowances Withdrawn (1:1) | Thousand Tons | 0 | 0 | 0 | 0 | 0 | 0 | 0 | 0
NSR NIPSCO System - NOx Cap Annual 4.11 | 548 | 7391 | Rate Constraint in MTons | FALSE | L | Annual | Allowances Withdrawn (n:1) | Thousand Tons | 0 | 0 | 0 | 0 | 0 | 0 | 0 | 0
NSR NIPSCO System - NOx Cap Annual 4.11 | 548 | 7391 | Rate Constraint in MTons | FALSE | L | Annual | Net Emissions Allowance Position | Thousand Tons | 5.1852 | 1.5047 | 0 | 0 | 0 | 0 | 0 | 0
NSR NIPSCO System - NOx Cap Annual 4.11 | 548 | 7391 | Rate Constraint in MTons | FALSE | L | Annual | Fuel Consumed | TBtu | 78.132 | 35.4287 | 0 | 0 | 0 | 0 | 0 | 0
NSR NIPSCO System - NOx Cap Annual 4.11 | 548 | 7391 | Rate Constraint in MTons | FALSE | L | Annual | Rate | lb/MMBtu | 0.13273 | 0.084944 | 0 | 0 | 0 | 0 | 0 | 0
NSR NIPSCO System - NOx Cap Annual 4.11 | 548 | 7391 | Rate Constraint in MTons | FALSE | L | Annual | Generation | TWh | 6.95 | 3.251 | 0 | 0 | 0 | 0 | 0 | 0
NSR NIPSCO System - NOx Cap Annual 4.11 | 548 | 7391 | Rate Constraint in MTons | FALSE | L | Annual | Qualifying Generation | TWh | 6.95 | 3.251 | 0 | 0 | 0 | 0 | 0 | 0
NSR NIPSCO System - NOx Cap Annual 4.11 | 548 | 7391 | Rate Constraint in MTons | FALSE | L | Annual | Rate | lb/MWh | 1.4921 | 0.92569 | 0 | 0 | 0 | 0 | 0 | 0
NSR NIPSCO System - NOx Cap Annual 4.11 | 548 | 7391 | Rate Constraint in MTons | FALSE | L | Annual | Constraint Shadow Price | US2019$/Ton | 0 | 0 | 0 | 0 | 0 | 0 | 0 | 0
NSR NV Power Consent - NOX Cap Annual v3.1 | 549 | 7389 | Rate Constraint in MTons | FALSE | L | Annual | Seasons Included | Seasons | Winter, WintShld, Summer | Winter, WintShld, Summer | Winter, WintShld, Summer | Winter, WintShld, Summer | Winter, WintShld, Summer | Winter, WintShld, Summer | Winter, WintShld, Summer | Winter, WintShld, Summer
NSR NV Power Consent - NOX Cap Annual v3.1 | 549 | 7389 | Rate Constraint in MTons | FALSE | L | Annual | Standard NOX | Thousand Tons | 0.36 | 0.36 | 0.36 | 0.36 | 0.36 | 0.36 | 0.36 | 0.36
NSR NV Power Consent - NOX Cap Annual v3.1 | 549 | 7389 | Rate Constraint in MTons | FALSE | L | Annual | Emissions at Affected Plants NOX | Thousand Tons | 0 | 0.00059191 | 0.00059191 | 0.00059191 | 0.0045922 | 0.0045922 | 0.070294 | 0.00027971
NSR NV Power Consent - NOX Cap Annual v3.1 | 549 | 7389 | Rate Constraint in MTons | FALSE | L | Annual | Allowances Purchased NOX | Thousand Tons | 0 | 0 | 0 | 0 | 0 | 0 | 0 | 0
NSR NV Power Consent - NOX Cap Annual v3.1 | 549 | 7389 | Rate Constraint in MTons | FALSE | L | Annual | Allowances Sold NOX | Thousand Tons | 0 | 0 | 0 | 0 | 0 | 0 | 0 | 0
NSR NV Power Consent - NOX Cap Annual v3.1 | 549 | 7389 | Rate Constraint in MTons | FALSE | L | Annual | Allowances Banked | Thousand Tons | 0 | 0 | 0 | 0 | 0 | 0 | 0 | 0
NSR NV Power Consent - NOX Cap Annual v3.1 | 549 | 7389 | Rate Constraint in MTons | FALSE | L | Annual | Allowances Withdrawn (1:1) | Thousand Tons | 0 | 0 | 0 | 0 | 0 | 0 | 0 | 0
NSR NV Power Consent - NOX Cap Annual v3.1 | 549 | 7389 | Rate Constraint in MTons | FALSE | L | Annual | Allowances Withdrawn (n:1) | Thousand Tons | 0 | 0 | 0 | 0 | 0 | 0 | 0 | 0
NSR NV Power Consent - NOX Cap Annual v3.1 | 549 | 7389 | Rate Constraint in MTons | FALSE | L | Annual | Net Emissions Allowance Position | Thousand Tons | 0 | 0.00059191 | 0.00059191 | 0.00059191 | 0.0045922 | 0.0045922 | 0.070294 | 0.00027971
NSR NV Power Consent - NOX Cap Annual v3.1 | 549 | 7389 | Rate Constraint in MTons | FALSE | L | Annual | Fuel Consumed | TBtu | 0 | 0.015626 | 0.015626 | 0.015626 | 0.12123 | 0.12123 | 1.8558 | 0.0073842
NSR NV Power Consent - NOX Cap Annual v3.1 | 549 | 7389 | Rate Constraint in MTons | FALSE | L | Annual | Rate | lb/MMBtu | 0 | 0.075758 | 0.075758 | 0.075758 | 0.075758 | 0.075758 | 0.075758 | 0.075758
NSR NV Power Consent - NOX Cap Annual v3.1 | 549 | 7389 | Rate Constraint in MTons | FALSE | L | Annual | Generation | TWh | 0 | 0.0016638 | 0.0016638 | 0.0016638 | 0.012908 | 0.012908 | 0.19759 | 0.00078622
NSR NV Power Consent - NOX Cap Annual v3.1 | 549 | 7389 | Rate Constraint in MTons | FALSE | L | Annual | Qualifying Generation | TWh | 0 | 0.0016638 | 0.0016638 | 0.0016638 | 0.012908 | 0.012908 | 0.19759 | 0.00078622
NSR NV Power Consent - NOX Cap Annual v3.1 | 549 | 7389 | Rate Constraint in MTons | FALSE | L | Annual | Rate | lb/MWh | 0 | 0.71152 | 0.71152 | 0.71152 | 0.71152 | 0.71152 | 0.71152 | 0.71152
NSR NV Power Consent - NOX Cap Annual v3.1 | 549 | 7389 | Rate Constraint in MTons | FALSE | L | Annual | Constraint Shadow Price | US2019$/Ton | 0 | 0 | 0 | 0 | 0 | 0 | 0 | 0
NSR Oak Creek 5-8 - NOX Rate Annual v3.1, Unit 3839 and retrofits | 550 | 7427 | Rate Constraint in lbs/MMBtu | FALSE | L | Annual | Seasons Included | Seasons | Winter, WintShld, Summer | Winter, WintShld, Summer | Winter, WintShld, Summer | Winter, WintShld, Summer | Winter, WintShld, Summer | Winter, WintShld, Summer | Winter, WintShld, Summer | Winter, WintShld, Summer
NSR Oak Creek 5-8 - NOX Rate Annual v3.1, Unit 3839 and retrofits | 550 | 7427 | Rate Constraint in lbs/MMBtu | FALSE | L | Annual | Standard NOX | lb/MMBtu | 0.08 | 0.08 | 0.08 | 0.08 | 0.08 | 0.08 | 0.08 | 0.08
NSR Oak Creek 5-8 - NOX Rate Annual v3.1, Unit 3839 and retrofits | 550 | 7427 | Rate Constraint in lbs/MMBtu | FALSE | L | Annual | Emissions at Affected Plants NOX | Thousand Tons | 0.63048 | 0 | 0 | 0 | 0 | 0 | 0 | 0
NSR Oak Creek 5-8 - NOX Rate Annual v3.1, Unit 3839 and retrofits | 550 | 7427 | Rate Constraint in lbs/MMBtu | FALSE | L | Annual | Allowances Purchased NOX | Thousand Tons | 0 | 0 | 0 | 0 | 0 | 0 | 0 | 0
NSR Oak Creek 5-8 - NOX Rate Annual v3.1, Unit 3839 and retrofits | 550 | 7427 | Rate Constraint in lbs/MMBtu | FALSE | L | Annual | Allowances Sold NOX | Thousand Tons | 0 | 0 | 0 | 0 | 0 | 0 | 0 | 0
NSR Oak Creek 5-8 - NOX Rate Annual v3.1, Unit 3839 and retrofits | 550 | 7427 | Rate Constraint in lbs/MMBtu | FALSE | L | Annual | Allowances Banked | Thousand Tons | 0 | 0 | 0 | 0 | 0 | 0 | 0 | 0
NSR Oak Creek 5-8 - NOX Rate Annual v3.1, Unit 3839 and retrofits | 550 | 7427 | Rate Constraint in lbs/MMBtu | FALSE | L | Annual | Allowances Withdrawn (1:1) | Thousand Tons | 0 | 0 | 0 | 0 | 0 | 0 | 0 | 0
NSR Oak Creek 5-8 - NOX Rate Annual v3.1, Unit 3839 and retrofits | 550 | 7427 | Rate Constraint in lbs/MMBtu | FALSE | L | Annual | Allowances Withdrawn (n:1) | Thousand Tons | 0 | 0 | 0 | 0 | 0 | 0 | 0 | 0
NSR Oak Creek 5-8 - NOX Rate Annual v3.1, Unit 3839 and retrofits | 550 | 7427 | Rate Constraint in lbs/MMBtu | FALSE | L | Annual | Net Emissions Allowance Position | Thousand Tons | 0.63048 | 0 | 0 | 0 | 0 | 0 | 0 | 0
NSR Oak Creek 5-8 - NOX Rate Annual v3.1, Unit 3839 and retrofits | 550 | 7427 | Rate Constraint in lbs/MMBtu | FALSE | L | Annual | Fuel Consumed | TBtu | 19.4353 | 0 | 0 | 0 | 0 | 0 | 0 | 0
NSR Oak Creek 5-8 - NOX Rate Annual v3.1, Unit 3839 and retrofits | 550 | 7427 | Rate Constraint in lbs/MMBtu | FALSE | L | Annual | Rate | lb/MMBtu | 0.06488 | 0 | 0 | 0 | 0 | 0 | 0 | 0
NSR Oak Creek 5-8 - NOX Rate Annual v3.1, Unit 3839 and retrofits | 550 | 7427 | Rate Constraint in lbs/MMBtu | FALSE | L | Annual | Generation | TWh | 1.8805 | 0 | 0 | 0 | 0 | 0 | 0 | 0
NSR Oak Creek 5-8 - NOX Rate Annual v3.1, Unit 3839 and retrofits | 550 | 7427 | Rate Constraint in lbs/MMBtu | FALSE | L | Annual | Qualifying Generation | TWh | 1.8805 | 0 | 0 | 0 | 0 | 0 | 0 | 0
NSR Oak Creek 5-8 - NOX Rate Annual v3.1, Unit 3839 and retrofits | 550 | 7427 | Rate Constraint in lbs/MMBtu | FALSE | L | Annual | Rate | lb/MWh | 0.67053 | 0 | 0 | 0 | 0 | 0 | 0 | 0
NSR Oak Creek 5-8 - NOX Rate Annual v3.1, Unit 3839 and retrofits | 550 | 7427 | Rate Constraint in lbs/MMBtu | FALSE | L | Annual | Constraint Shadow Price | US2019$/Ton | 0 | 0 | 0 | 0 | 0 | 0 | 0 | 0
NSR Oak Creek 5-8 - NOX Rate Annual v3.1, Unit 3840 and retrofits | 551 | 7427 | Rate Constraint in lbs/MMBtu | FALSE | L | Annual | Seasons Included | Seasons | Winter, WintShld, Summer | Winter, WintShld, Summer | Winter, WintShld, Summer | Winter, WintShld, Summer | Winter, WintShld, Summer | Winter, WintShld, Summer | Winter, WintShld, Summer | Winter, WintShld, Summer
NSR Oak Creek 5-8 - NOX Rate Annual v3.1, Unit 3840 and retrofits | 551 | 7427 | Rate Constraint in lbs/MMBtu | FALSE | L | Annual | Standard NOX | lb/MMBtu | 0.08 | 0.08 | 0.08 | 0.08 | 0.08 | 0.08 | 0.08 | 0.08
NSR Oak Creek 5-8 - NOX Rate Annual v3.1, Unit 3840 and retrofits | 551 | 7427 | Rate Constraint in lbs/MMBtu | FALSE | L | Annual | Emissions at Affected Plants NOX | Thousand Tons | 0.65938 | 0 | 0 | 0 | 0 | 0 | 0 | 0
NSR Oak Creek 5-8 - NOX Rate Annual v3.1, Unit 3840 and retrofits | 551 | 7427 | Rate Constraint in lbs/MMBtu | FALSE | L | Annual | Allowances Purchased NOX | Thousand Tons | 0 | 0 | 0 | 0 | 0 | 0 | 0 | 0
NSR Oak Creek 5-8 - NOX Rate Annual v3.1, Unit 3840 and retrofits | 551 | 7427 | Rate Constraint in lbs/MMBtu | FALSE | L | Annual | Allowances Sold NOX | Thousand Tons | 0 | 0 | 0 | 0 | 0 | 0 | 0 | 0
NSR Oak Creek 5-8 - NOX Rate Annual v3.1, Unit 3840 and retrofits | 551 | 7427 | Rate Constraint in lbs/MMBtu | FALSE | L | Annual | Allowances Banked | Thousand Tons | 0 | 0 | 0 | 0 | 0 | 0 | 0 | 0
NSR Oak Creek 5-8 - NOX Rate Annual v3.1, Unit 3840 and retrofits | 551 | 7427 | Rate Constraint in lbs/MMBtu | FALSE | L | Annual | Allowances Withdrawn (1:1) | Thousand Tons | 0 | 0 | 0 | 0 | 0 | 0 | 0 | 0
NSR Oak Creek 5-8 - NOX Rate Annual v3.1, Unit 3840 and retrofits | 551 | 7427 | Rate Constraint in lbs/MMBtu | FALSE | L | Annual | Allowances Withdrawn (n:1) | Thousand Tons | 0 | 0 | 0 | 0 | 0 | 0 | 0 | 0
NSR Oak Creek 5-8 - NOX Rate Annual v3.1, Unit 3840 and retrofits | 551 | 7427 | Rate Constraint in lbs/MMBtu | FALSE | L | Annual | Net Emissions Allowance Position | Thousand Tons | 0.65938 | 0 | 0 | 0 | 0 | 0 | 0 | 0
NSR Oak Creek 5-8 - NOX Rate Annual v3.1, Unit 3840 and retrofits | 551 | 7427 | Rate Constraint in lbs/MMBtu | FALSE | L | Annual | Fuel Consumed | TBtu | 20.3042 | 0 | 0 | 0 | 0 | 0 | 0 | 0
NSR Oak Creek 5-8 - NOX Rate Annual v3.1, Unit 3840 and retrofits | 551 | 7427 | Rate Constraint in lbs/MMBtu | FALSE | L | Annual | Rate | lb/MMBtu | 0.06495 | 0 | 0 | 0 | 0 | 0 | 0 | 0
NSR Oak Creek 5-8 - NOX Rate Annual v3.1, Unit 3840 and retrofits | 551 | 7427 | Rate Constraint in lbs/MMBtu | FALSE | L | Annual | Generation | TWh | 1.9323 | 0 | 0 | 0 | 0 | 0 | 0 | 0
NSR Oak Creek 5-8 - NOX Rate Annual v3.1, Unit 3840 and retrofits | 551 | 7427 | Rate Constraint in lbs/MMBtu | FALSE | L | Annual | Qualifying Generation | TWh | 1.9323 | 0 | 0 | 0 | 0 | 0 | 0 | 0
NSR Oak Creek 5-8 - NOX Rate Annual v3.1, Unit 3840 and retrofits | 551 | 7427 | Rate Constraint in lbs/MMBtu | FALSE | L | Annual | Rate | lb/MWh | 0.68249 | 0 | 0 | 0 | 0 | 0 | 0 | 0
NSR Oak Creek 5-8 - NOX Rate Annual v3.1, Unit 3840 and retrofits | 551 | 7427 | Rate Constraint in lbs/MMBtu | FALSE | L | Annual | Constraint Shadow Price | US2019$/Ton | 0 | 0 | 0 | 0 | 0 | 0 | 0 | 0
NSR Oak Creek 5-8 - NOX Rate Annual v3.1, Unit 3841 and retrofits | 552 | 7427 | Rate Constraint in lbs/MMBtu | FALSE | L | Annual | Seasons Included | Seasons | Winter, WintShld, Summer | Winter, WintShld, Summer | Winter, WintShld, Summer | Winter, WintShld, Summer | Winter, WintShld, Summer | Winter, WintShld, Summer | Winter, WintShld, Summer | Winter, WintShld, Summer
NSR Oak Creek 5-8 - NOX Rate Annual v3.1, Unit 3841 and retrofits | 552 | 7427 | Rate Constraint in lbs/MMBtu | FALSE | L | Annual | Standard NOX | lb/MMBtu | 0.08 | 0.08 | 0.08 | 0.08 | 0.08 | 0.08 | 0.08 | 0.08
NSR Oak Creek 5-8 - NOX Rate Annual v3.1, Unit 3841 and retrofits | 552 | 7427 | Rate Constraint in lbs/MMBtu | FALSE | L | Annual | Emissions at Affected Plants NOX | Thousand Tons | 0.51567 | 0 | 0 | 0 | 0 | 0 | 0 | 0
NSR Oak Creek 5-8 - NOX Rate Annual v3.1, Unit 3841 and retrofits | 552 | 7427 | Rate Constraint in lbs/MMBtu | FALSE | L | Annual | Allowances Purchased NOX | Thousand Tons | 0 | 0 | 0 | 0 | 0 | 0 | 0 | 0
NSR Oak Creek 5-8 - NOX Rate Annual v3.1, Unit 3841 and retrofits | 552 | 7427 | Rate Constraint in lbs/MMBtu | FALSE | L | Annual | Allowances Sold NOX | Thousand Tons | 0 | 0 | 0 | 0 | 0 | 0 | 0 | 0
NSR Oak Creek 5-8 - NOX Rate Annual v3.1, Unit 3841 and retrofits | 552 | 7427 | Rate Constraint in lbs/MMBtu | FALSE | L | Annual | Allowances Banked | Thousand Tons | 0 | 0 | 0 | 0 | 0 | 0 | 0 | 0
NSR Oak Creek 5-8 - NOX Rate Annual v3.1, Unit 3841 and retrofits | 552 | 7427 | Rate Constraint in lbs/MMBtu | FALSE | L | Annual | Allowances Withdrawn (1:1) | Thousand Tons | 0 | 0 | 0 | 0 | 0 | 0 | 0 | 0
NSR Oak Creek 5-8 - NOX Rate Annual v3.1, Unit 3841 and retrofits | 552 | 7427 | Rate Constraint in lbs/MMBtu | FALSE | L | Annual | Allowances Withdrawn (n:1) | Thousand Tons | 0 | 0 | 0 | 0 | 0 | 0 | 0 | 0
NSR Oak Creek 5-8 - NOX Rate Annual v3.1, Unit 3841 and retrofits | 552 | 7427 | Rate Constraint in lbs/MMBtu | FALSE | L | Annual | Net Emissions Allowance Position | Thousand Tons | 0.51567 | 0 | 0 | 0 | 0 | 0 | 0 | 0
NSR Oak Creek 5-8 - NOX Rate Annual v3.1, Unit 3841 and retrofits | 552 | 7427 | Rate Constraint in lbs/MMBtu | FALSE | L | Annual | Fuel Consumed | TBtu | 15.4461 | 0 | 0 | 0 | 0 | 0 | 0 | 0
NSR Oak Creek 5-8 - NOX Rate Annual v3.1, Unit 3841 and retrofits | 552 | 7427 | Rate Constraint in lbs/MMBtu | FALSE | L | Annual | Rate | lb/MMBtu | 0.06677 | 0 | 0 | 0 | 0 | 0 | 0 | 0
NSR Oak Creek 5-8 - NOX Rate Annual v3.1, Unit 3841 and retrofits | 552 | 7427 | Rate Constraint in lbs/MMBtu | FALSE | L | Annual | Generation | TWh | 1.4973 | 0 | 0 | 0 | 0 | 0 | 0 | 0
NSR Oak Creek 5-8 - NOX Rate Annual v3.1, Unit 3841 and retrofits | 552 | 7427 | Rate Constraint in lbs/MMBtu | FALSE | L | Annual | Qualifying Generation | TWh | 1.4973 | 0 | 0 | 0 | 0 | 0 | 0 | 0
NSR Oak Creek 5-8 - NOX Rate Annual v3.1, Unit 3841 and retrofits | 552 | 7427 | Rate Constraint in lbs/MMBtu | FALSE | L | Annual | Rate | lb/MWh | 0.6888 | 0 | 0 | 0 | 0 | 0 | 0 | 0
NSR Oak Creek 5-8 - NOX Rate Annual v3.1, Unit 3841 and retrofits | 552 | 7427 | Rate Constraint in lbs/MMBtu | FALSE | L | Annual | Constraint Shadow Price | US2019$/Ton | 0 | 0 | 0 | 0 | 0 | 0 | 0 | 0
NSR Oak Creek 5-8 - NOX Rate Annual v3.1, Unit 3842 and retrofits | 553 | 7427 | Rate Constraint in lbs/MMBtu | FALSE | L | Annual | Seasons Included | Seasons | Winter, WintShld, Summer | Winter, WintShld, Summer | Winter, WintShld, Summer | Winter, WintShld, Summer | Winter, WintShld, Summer | Winter, WintShld, Summer | Winter, WintShld, Summer | Winter, WintShld, Summer
NSR Oak Creek 5-8 - NOX Rate Annual v3.1, Unit 3842 and retrofits | 553 | 7427 | Rate Constraint in lbs/MMBtu | FALSE | L | Annual | Standard NOX | lb/MMBtu | 0.08 | 0.08 | 0.08 | 0.08 | 0.08 | 0.08 | 0.08 | 0.08
NSR Oak Creek 5-8 - NOX Rate Annual v3.1, Unit 3842 and retrofits | 553 | 7427 | Rate Constraint in lbs/MMBtu | FALSE | L | Annual | Emissions at Affected Plants NOX | Thousand Tons | 0.52432 | 0 | 0 | 0 | 0 | 0 | 0 | 0
NSR Oak Creek 5-8 - NOX Rate Annual v3.1, Unit 3842 and retrofits | 553 | 7427 | Rate Constraint in lbs/MMBtu | FALSE | L | Annual | Allowances Purchased NOX | Thousand Tons | 0 | 0 | 0 | 0 | 0 | 0 | 0 | 0
NSR Oak Creek 5-8 - NOX Rate Annual v3.1, Unit 3842 and retrofits | 553 | 7427 | Rate Constraint in lbs/MMBtu | FALSE | L | Annual | Allowances Sold NOX | Thousand Tons | 0 | 0 | 0 | 0 | 0 | 0 | 0 | 0
NSR Oak Creek 5-8 - NOX Rate Annual v3.1, Unit 3842 and retrofits | 553 | 7427 | Rate Constraint in lbs/MMBtu | FALSE | L | Annual | Allowances Banked | Thousand Tons | 0 | 0 | 0 | 0 | 0 | 0 | 0 | 0
NSR Oak Creek 5-8 - NOX Rate Annual v3.1, Unit 3842 and retrofits | 553 | 7427 | Rate Constraint in lbs/MMBtu | FALSE | L | Annual | Allowances Withdrawn (1:1) | Thousand Tons | 0 | 0 | 0 | 0 | 0 | 0 | 0 | 0
NSR Oak Creek 5-8 - NOX Rate Annual v3.1, Unit 3842 and retrofits | 553 | 7427 | Rate Constraint in lbs/MMBtu | FALSE | L | Annual | Allowances Withdrawn (n:1) | Thousand Tons | 0 | 0 | 0 | 0 | 0 | 0 | 0 | 0
NSR Oak Creek 5-8 - NOX Rate Annual v3.1, Unit 3842 and retrofits | 553 | 7427 | Rate Constraint in lbs/MMBtu | FALSE | L | Annual | Net Emissions Allowance Position | Thousand Tons | 0.52432 | 0 | 0 | 0 | 0 | 0 | 0 | 0
NSR Oak Creek 5-8 - NOX Rate Annual v3.1, Unit 3842 and retrofits | 553 | 7427 | Rate Constraint in lbs/MMBtu | FALSE | L | Annual | Fuel Consumed | TBtu | 15.2086 | 0 | 0 | 0 | 0 | 0 | 0 | 0
NSR Oak Creek 5-8 - NOX Rate Annual v3.1, Unit 3842 and retrofits | 553 | 7427 | Rate Constraint in lbs/MMBtu | FALSE | L | Annual | Rate | lb/MMBtu | 0.06895 | 0 | 0 | 0 | 0 | 0 | 0 | 0
NSR Oak Creek 5-8 - NOX Rate Annual v3.1, Unit 3842 and retrofits | 553 | 7427 | Rate Constraint in lbs/MMBtu | FALSE | L | Annual | Generation | TWh | 1.4728 | 0 | 0 | 0 | 0 | 0 | 0 | 0
NSR Oak Creek 5-8 - NOX Rate Annual v3.1, Unit 3842 and retrofits | 553 | 7427 | Rate Constraint in lbs/MMBtu | FALSE | L | Annual | Qualifying Generation | TWh | 1.4728 | 0 | 0 | 0 | 0 | 0 | 0 | 0
NSR Oak Creek 5-8 - NOX Rate Annual v3.1, Unit 3842 and retrofits | 553 | 7427 | Rate Constraint in lbs/MMBtu | FALSE | L | Annual | Rate | lb/MWh | 0.71198 | 0 | 0 | 0 | 0 | 0 | 0 | 0
NSR Oak Creek 5-8 - NOX Rate Annual v3.1, Unit 3842 and retrofits | 553 | 7427 | Rate Constraint in lbs/MMBtu | FALSE | L | Annual | Constraint Shadow Price | US2019$/Ton | 0 | 0 | 0 | 0 | 0 | 0 | 0 | 0
NSR Oak Creek 5-8 - SO2 Rate Annual v5.16 | 554 | 7426 | Rate Constraint in lbs/MMBtu | FALSE | L | Annual | Seasons Included | Seasons | Winter, WintShld, Summer | Winter, WintShld, Summer | Winter, WintShld, Summer | Winter, WintShld, Summer | Winter, WintShld, Summer | Winter, WintShld, Summer | Winter, WintShld, Summer | Winter, WintShld, Summer
NSR Oak Creek 5-8 - SO2 Rate Annual v5.16 | 554 | 7426 | Rate Constraint in lbs/MMBtu | FALSE | L | Annual | Standard SO2 | lb/MMBtu | 0.08 | 0.08 | 0.08 | 0.08 | 0.08 | 0.08 | 0.08 | 0.08
NSR Oak Creek 5-8 - SO2 Rate Annual v5.16 | 554 | 7426 | Rate Constraint in lbs/MMBtu | FALSE | L | Annual | Emissions at Affected Plants SO2 | Thousand Tons | 0.9192 | 0 | 0 | 0 | 0 | 0 | 0 | 0
NSR Oak Creek 5-8 - SO2 Rate Annual v5.16 | 554 | 7426 | Rate Constraint in lbs/MMBtu | FALSE | L | Annual | Allowances Purchased SO2 | Thousand Tons | 0 | 0 | 0 | 0 | 0 | 0 | 0 | 0
NSR Oak Creek 5-8 - SO2 Rate Annual v5.16 | 554 | 7426 | Rate Constraint in lbs/MMBtu | FALSE | L | Annual | Allowances Sold SO2 | Thousand Tons | 0 | 0 | 0 | 0 | 0 | 0 | 0 | 0
NSR Oak Creek 5-8 - SO2 Rate Annual v5.16 | 554 | 7426 | Rate Constraint in lbs/MMBtu | FALSE | L | Annual | Allowances Banked | Thousand Tons | 0 | 0 | 0 | 0 | 0 | 0 | 0 | 0
NSR Oak Creek 5-8 - SO2 Rate Annual v5.16 | 554 | 7426 | Rate Constraint in lbs/MMBtu | FALSE | L | Annual | Allowances Withdrawn (1:1) | Thousand Tons | 0 | 0 | 0 | 0 | 0 | 0 | 0 | 0
NSR Oak Creek 5-8 - SO2 Rate Annual v5.16 | 554 | 7426 | Rate Constraint in lbs/MMBtu | FALSE | L | Annual | Allowances Withdrawn (n:1) | Thousand Tons | 0 | 0 | 0 | 0 | 0 | 0 | 0 | 0
NSR Oak Creek 5-8 - SO2 Rate Annual v5.16 | 554 | 7426 | Rate Constraint in lbs/MMBtu | FALSE | L | Annual | Net Emissions Allowance Position | Thousand Tons | 0.9192 | 0 | 0 | 0 | 0 | 0 | 0 | 0
NSR Oak Creek 5-8 - SO2 Rate Annual v5.16 | 554 | 7426 | Rate Constraint in lbs/MMBtu | FALSE | L | Annual | Fuel Consumed | TBtu | 70.3942 | 0 | 0 | 0 | 0 | 0 | 0 | 0
NSR Oak Creek 5-8 - SO2 Rate Annual v5.16 | 554 | 7426 | Rate Constraint in lbs/MMBtu | FALSE | L | Annual | Rate | lb/MMBtu | 0.026116 | 0 | 0 | 0 | 0 | 0 | 0 | 0
NSR Oak Creek 5-8 - SO2 Rate Annual v5.16 | 554 | 7426 | Rate Constraint in lbs/MMBtu | FALSE | L | Annual | Generation | TWh | 6.7829 | 0 | 0 | 0 | 0 | 0 | 0 | 0
NSR Oak Creek 5-8 - SO2 Rate Annual v5.16 | 554 | 7426 | Rate Constraint in lbs/MMBtu | FALSE | L | Annual | Qualifying Generation | TWh | 6.7829 | 0 | 0 | 0 | 0 | 0 | 0 | 0
NSR Oak Creek 5-8 - SO2 Rate Annual v5.16 | 554 | 7426 | Rate Constraint in lbs/MMBtu | FALSE | L | Annual | Rate | lb/MWh | 0.27103 | 0 | 0 | 0 | 0 | 0 | 0 | 0
NSR Oak Creek 5-8 - SO2 Rate Annual v5.16 | 554 | 7426 | Rate Constraint in lbs/MMBtu | FALSE | L | Annual | Constraint Shadow Price | US2019$/Ton | 0 | 0 | 0 | 0 | 0 | 0 | 0 | 0
NSR OH Edison - NOX Cap Annual v3.1 | 555 | 7392 | Rate Constraint in MTons | FALSE | L | Annual | Seasons Included | Seasons | Winter, WintShld, Summer | Winter, WintShld, Summer | Winter, WintShld, Summer | Winter, WintShld, Summer | Winter, WintShld, Summer | Winter, WintShld, Summer | Winter, WintShld, Summer | Winter, WintShld, Summer
NSR OH Edison - NOX Cap Annual v3.1 | 555 | 7392 | Rate Constraint in MTons | FALSE | L | Annual | Standard NOX | Thousand Tons | 11.86 | 11.86 | 11.86 | 11.86 | 11.86 | 11.86 | 11.86 | 11.86
NSR OH Edison - NOX Cap Annual v3.1 | 555 | 7392 | Rate Constraint in MTons | FALSE | L | Annual | Emissions at Affected Plants NOX | Thousand Tons | 5.6874 | 5.4763 | 0 | 0 | 0 | 0 | 0 | 0
NSR OH Edison - NOX Cap Annual v3.1 | 555 | 7392 | Rate Constraint in MTons | FALSE | L | Annual | Allowances Purchased NOX | Thousand Tons | 0 | 0 | 0 | 0 | 0 | 0 | 0 | 0
NSR OH Edison - NOX Cap Annual v3.1 | 555 | 7392 | Rate Constraint in MTons | FALSE | L | Annual | Allowances Sold NOX | Thousand Tons | 0 | 0 | 0 | 0 | 0 | 0 | 0 | 0
NSR OH Edison - NOX Cap Annual v3.1 | 555 | 7392 | Rate Constraint in MTons | FALSE | L | Annual | Allowances Banked | Thousand Tons | 0 | 0 | 0 | 0 | 0 | 0 | 0 | 0
NSR OH Edison - NOX Cap Annual v3.1 | 555 | 7392 | Rate Constraint in MTons | FALSE | L | Annual | Allowances Withdrawn (1:1) | Thousand Tons | 0 | 0 | 0 | 0 | 0 | 0 | 0 | 0
NSR OH Edison - NOX Cap Annual v3.1 | 555 | 7392 | Rate Constraint in MTons | FALSE | L | Annual | Allowances Withdrawn (n:1) | Thousand Tons | 0 | 0 | 0 | 0 | 0 | 0 | 0 | 0
NSR OH Edison - NOX Cap Annual v3.1 | 555 | 7392 | Rate Constraint in MTons | FALSE | L | Annual | Net Emissions Allowance Position | Thousand Tons | 5.6874 | 5.4763 | 0 | 0 | 0 | 0 | 0 | 0
NSR OH Edison - NOX Cap Annual v3.1 | 555 | 7392 | Rate Constraint in MTons | FALSE | L | Annual | Fuel Consumed | TBtu | 115.0992 | 111.5771 | 0 | 0 | 0 | 0 | 0 | 0
NSR OH Edison - NOX Cap Annual v3.1 | 555 | 7392 | Rate Constraint in MTons | FALSE | L | Annual | Rate | lb/MMBtu | 0.098826 | 0.098162 | 0 | 0 | 0 | 0 | 0 | 0
NSR OH Edison - NOX Cap Annual v3.1 | 555 | 7392 | Rate Constraint in MTons | FALSE | L | Annual | Generation | TWh | 10.4543 | 10.1364 | 0 | 0 | 0 | 0 | 0 | 0
NSR OH Edison - NOX Cap Annual v3.1 | 555 | 7392 | Rate Constraint in MTons | FALSE | L | Annual | Qualifying Generation | TWh | 10.4543 | 10.1364 | 0 | 0 | 0 | 0 | 0 | 0
NSR OH Edison - NOX Cap Annual v3.1 | 555 | 7392 | Rate Constraint in MTons | FALSE | L | Annual | Rate | lb/MWh | 1.0881 | 1.0805 | 0 | 0 | 0 | 0 | 0 | 0
NSR OH Edison - NOX Cap Annual v3.1 | 555 | 7392 | Rate Constraint in MTons | FALSE | L | Annual | Constraint Shadow Price | US2019$/Ton | 0 | 0 | 0 | 0 | 0 | 0 | 0 | 0
NSR OH Edison - SO2 Cap Annual v3.1 | 556 | 7393 | Rate Constraint in MTons | FALSE | L | Annual | Seasons Included | Seasons | Winter, WintShld, Summer | Winter, WintShld, Summer | Winter, WintShld, Summer | Winter, WintShld, Summer | Winter, WintShld, Summer | Winter, WintShld, Summer | Winter, WintShld, Summer | Winter, WintShld, Summer
NSR OH Edison - SO2 Cap Annual v3.1 | 556 | 7393 | Rate Constraint in MTons | FALSE | L | Annual | Standard SO2 | Thousand Tons | 29.9 | 29.9 | 29.9 | 29.9 | 29.9 | 29.9 | 29.9 | 29.9
NSR OH Edison - SO2 Cap Annual v3.1 | 556 | 7393 | Rate Constraint in MTons | FALSE | L | Annual | Emissions at Affected Plants SO2 | Thousand Tons | 6.8931 | 6.6821 | 0 | 0 | 0 | 0 | 0 | 0
NSR OH Edison - SO2 Cap Annual v3.1 | 556 | 7393 | Rate Constraint in MTons | FALSE | L | Annual | Allowances Purchased SO2 | Thousand Tons | 0 | 0 | 0 | 0 | 0 | 0 | 0 | 0
NSR OH Edison - SO2 Cap Annual v3.1 | 556 | 7393 | Rate Constraint in MTons | FALSE | L | Annual | Allowances Sold SO2 | Thousand Tons | 0 | 0 | 0 | 0 | 0 | 0 | 0 | 0
NSR OH Edison - SO2 Cap Annual v3.1 | 556 | 7393 | Rate Constraint in MTons | FALSE | L | Annual | Allowances Banked | Thousand Tons | 0 | 0 | 0 | 0 | 0 | 0 | 0 | 0
NSR OH Edison - SO2 Cap Annual v3.1 | 556 | 7393 | Rate Constraint in MTons | FALSE | L | Annual | Allowances Withdrawn (1:1) | Thousand Tons | 0 | 0 | 0 | 0 | 0 | 0 | 0 | 0
NSR OH Edison - SO2 Cap Annual v3.1 | 556 | 7393 | Rate Constraint in MTons | FALSE | L | Annual | Allowances Withdrawn (n:1) | Thousand Tons | 0 | 0 | 0 | 0 | 0 | 0 | 0 | 0
NSR OH Edison - SO2 Cap Annual v3.1 | 556 | 7393 | Rate Constraint in MTons | FALSE | L | Annual | Net Emissions Allowance Position | Thousand Tons | 6.8931 | 6.6821 | 0 | 0 | 0 | 0 | 0 | 0
NSR OH Edison - SO2 Cap Annual v3.1 | 556 | 7393 | Rate Constraint in MTons | FALSE | L | Annual | Fuel Consumed | TBtu | 115.0992 | 111.5771 | 0 | 0 | 0 | 0 | 0 | 0
NSR OH Edison - SO2 Cap Annual v3.1 | 556 | 7393 | Rate Constraint in MTons | FALSE | L | Annual | Rate | lb/MMBtu | 0.11978 | 0.11978 | 0 | 0 | 0 | 0 | 0 | 0
NSR OH Edison - SO2 Cap Annual v3.1 | 556 | 7393 | Rate Constraint in MTons | FALSE | L | Annual | Generation | TWh | 10.4543 | 10.1364 | 0 | 0 | 0 | 0 | 0 | 0
NSR OH Edison - SO2 Cap Annual v3.1 | 556 | 7393 | Rate Constraint in MTons | FALSE | L | Annual | Qualifying Generation | TWh | 10.4543 | 10.1364 | 0 | 0 | 0 | 0 | 0 | 0
NSR OH Edison - SO2 Cap Annual v3.1 | 556 | 7393 | Rate Constraint in MTons | FALSE | L | Annual | Rate | lb/MWh | 1.3187 | 1.3184 | 0 | 0 | 0 | 0 | 0 | 0
NSR OH Edison - SO2 Cap Annual v3.1 | 556 | 7393 | Rate Constraint in MTons | FALSE | L | Annual | Constraint Shadow Price | US2019$/Ton | 0 | 0 | 0 | 0 | 0 | 0 | 0 | 0
NSR Ottumwa Unit 1 NOX Rate v5.16 | 557 | 7510 | Rate Constraint in lbs/MMBtu | FALSE | L | Annual | Seasons Included | Seasons | Winter, WintShld, Summer | Winter, WintShld, Summer | Winter, WintShld, Summer | Winter, WintShld, Summer | Winter, WintShld, Summer | Winter, WintShld, Summer | Winter, WintShld, Summer | Winter, WintShld, Summer
NSR Ottumwa Unit 1 NOX Rate v5.16 | 557 | 7510 | Rate Constraint in lbs/MMBtu | FALSE | L | Annual | Standard NOX | lb/MMBtu | 0.08 | 0.08 | 0.08 | 0.08 | 0.08 | 0.08 | 0.08 | 0.08
NSR Ottumwa Unit 1 NOX Rate v5.16 | 557 | 7510 | Rate Constraint in lbs/MMBtu | FALSE | L | Annual | Emissions at Affected Plants NOX | Thousand Tons | 2.1273 | 2.1062 | 1.6151 | 1.5757 | 0 | 0 | 0 | 0
NSR Ottumwa Unit 1 NOX Rate v5.16 | 557 | 7510 | Rate Constraint in lbs/MMBtu | FALSE | L | Annual | Allowances Purchased NOX | Thousand Tons | 0 | 0 | 0 | 0 | 0 | 0 | 0 | 0
NSR Ottumwa Unit 1 NOX Rate v5.16 | 557 | 7510 | Rate Constraint in lbs/MMBtu | FALSE | L | Annual | Allowances Sold NOX | Thousand Tons | 0 | 0 | 0 | 0 | 0 | 0 | 0 | 0
NSR Ottumwa Unit 1 NOX Rate v5.16 | 557 | 7510 | Rate Constraint in lbs/MMBtu | FALSE | L | Annual | Allowances Banked | Thousand Tons | 0 | 0 | 0 | 0 | 0 | 0 | 0 | 0
NSR Ottumwa Unit 1 NOX Rate v5.16 | 557 | 7510 | Rate Constraint in lbs/MMBtu | FALSE | L | Annual | Allowances Withdrawn (1:1) | Thousand Tons | 0 | 0 | 0 | 0 | 0 | 0 | 0 | 0
NSR Ottumwa Unit 1 NOX Rate v5.16 | 557 | 7510 | Rate Constraint in lbs/MMBtu | FALSE | L | Annual | Allowances Withdrawn (n:1) | Thousand Tons | 0 | 0 | 0 | 0 | 0 | 0 | 0 | 0
NSR Ottumwa Unit 1 NOX Rate v5.16 | 557 | 7510 | Rate Constraint in lbs/MMBtu | FALSE | L | Annual | Net Emissions Allowance Position | Thousand Tons | 2.1273 | 2.1062 | 1.6151 | 1.5757 | 0 | 0 | 0 | 0
NSR Ottumwa Unit 1 NOX Rate v5.16 | 557 | 7510 | Rate Constraint in lbs/MMBtu | FALSE | L | Annual | Fuel Consumed | TBtu | 53.1899 | 52.6618 | 40.3825 | 39.3984 | 0 | 0 | 0 | 0
NSR Ottumwa Unit 1 NOX Rate v5.16 | 557 | 7510 | Rate Constraint in lbs/MMBtu | FALSE | L | Annual | Rate | lb/MMBtu | 0.07999 | 0.07999 | 0.07999 | 0.07999 | 0 | 0 | 0 | 0
NSR Ottumwa Unit 1 NOX Rate v5.16 | 557 | 7510 | Rate Constraint in lbs/MMBtu | FALSE | L | Annual | Generation | TWh | 5.1297 | 5.0788 | 3.8945 | 3.7996 | 0 | 0 | 0 | 0
NSR Ottumwa Unit 1 NOX Rate v5.16 | 557 | 7510 | Rate Constraint in lbs/MMBtu | FALSE | L | Annual | Qualifying Generation | TWh | 5.1297 | 5.0788 | 3.8945 | 3.7996 | 0 | 0 | 0 | 0
NSR Ottumwa Unit 1 NOX Rate v5.16 | 557 | 7510 | Rate Constraint in lbs/MMBtu | FALSE | L | Annual | Rate | lb/MWh | 0.82942 | 0.82942 | 0.82942 | 0.82942 | 0 | 0 | 0 | 0
NSR Ottumwa Unit 1 NOX Rate v5.16 | 557 | 7510 | Rate Constraint in lbs/MMBtu | FALSE | L | Annual | Constraint Shadow Price | US2019$/Ton | 0 | 0 | 0 | 0 | 0 | 0 | 0 | 0
NSR Ottumwa Unit 1 SO2 Rate v5.16 | 558 | 7509 | Rate Constraint in lbs/MMBtu | FALSE | L | Annual | Seasons Included | Seasons | Winter, WintShld, Summer | Winter, WintShld, Summer | Winter, WintShld, Summer | Winter, WintShld, Summer | Winter, WintShld, Summer | Winter, WintShld, Summer | Winter, WintShld, Summer | Winter, WintShld, Summer
NSR Ottumwa Unit 1 SO2 Rate v5.16 | 558 | 7509 | Rate Constraint in lbs/MMBtu | FALSE | L | Annual | Standard SO2 | lb/MMBtu | 0.075 | 0.075 | 0.075 | 0.075 | 0.075 | 0.075 | 0.075 | 0.075
NSR Ottumwa Unit 1 SO2 Rate v5.16 | 558 | 7509 | Rate Constraint in lbs/MMBtu | FALSE | L | Annual | Emissions at Affected Plants SO2 | Thousand Tons | 1.3891 | 1.3753 | 1.0546 | 1.0289 | 0 | 0 | 0 | 0
NSR Ottumwa Unit 1 SO2 Rate v5.16 | 558 | 7509 | Rate Constraint in lbs/MMBtu | FALSE | L | Annual | Allowances Purchased SO2 | Thousand Tons | 0 | 0 | 0 | 0 | 0 | 0 | 0 | 0
NSR Ottumwa Unit 1 SO2 Rate v5.16 | 558 | 7509 | Rate Constraint in lbs/MMBtu | FALSE | L | Annual | Allowances Sold SO2 | Thousand Tons | 0 | 0 | 0 | 0 | 0 | 0 | 0 | 0
NSR Ottumwa Unit 1 SO2 Rate v5.16 | 558 | 7509 | Rate Constraint in lbs/MMBtu | FALSE | L | Annual | Allowances Banked | Thousand Tons | 0 | 0 | 0 | 0 | 0 | 0 | 0 | 0
NSR Ottumwa Unit 1 SO2 Rate v5.16 | 558 | 7509 | Rate Constraint in lbs/MMBtu | FALSE | L | Annual | Allowances Withdrawn (1:1) | Thousand Tons | 0 | 0 | 0 | 0 | 0 | 0 | 0 | 0
NSR Ottumwa Unit 1 SO2 Rate v5.16 | 558 | 7509 | Rate Constraint in lbs/MMBtu | FALSE | L | Annual | Allowances Withdrawn (n:1) | Thousand Tons | 0 | 0 | 0 | 0 | 0 | 0 | 0 | 0
NSR Ottumwa Unit 1 SO2 Rate v5.16 | 558 | 7509 | Rate Constraint in lbs/MMBtu | FALSE | L | Annual | Net Emissions Allowance Position | Thousand Tons | 1.3891 | 1.3753 | 1.0546 | 1.0289 | 0 | 0 | 0 | 0
NSR Ottumwa Unit 1 SO2 Rate v5.16 | 558 | 7509 | Rate Constraint in lbs/MMBtu | FALSE | L | Annual | Fuel Consumed | TBtu | 53.1899 | 52.6618 | 40.3825 | 39.3984 | 0 | 0 | 0 | 0
NSR Ottumwa Unit 1 SO2 Rate v5.16 | 558 | 7509 | Rate Constraint in lbs/MMBtu | FALSE | L | Annual | Rate | lb/MMBtu | 0.052232 | 0.052232 | 0.052232 | 0.052232 | 0 | 0 | 0 | 0
NSR Ottumwa Unit 1 SO2 Rate v5.16 | 558 | 7509 | Rate Constraint in lbs/MMBtu | FALSE | L | Annual | Generation | TWh | 5.1297 | 5.0788 | 3.8945 | 3.7996 | 0 | 0 | 0 | 0
NSR Ottumwa Unit 1 SO2 Rate v5.16 | 558 | 7509 | Rate Constraint in lbs/MMBtu | FALSE | L | Annual | Qualifying Generation | TWh | 5.1297 | 5.0788 | 3.8945 | 3.7996 | 0 | 0 | 0 | 0
NSR Ottumwa Unit 1 SO2 Rate v5.16 | 558 | 7509 | Rate Constraint in lbs/MMBtu | FALSE | L | Annual | Rate | lb/MWh | 0.54159 | 0.54159 | 0.54159 | 0.54159 | 0 | 0 | 0 | 0
NSR Ottumwa Unit 1 SO2 Rate v5.16 | 558 | 7509 | Rate Constraint in lbs/MMBtu | FALSE | L | Annual | Constraint Shadow Price | US2019$/Ton | 0 | 0 | 0 | 0 | 0 | 0 | 0 | 0
NSR Pleasants 1-3 - NOX Rate Annual v5.16 | 559 | 7270 | Rate Constraint in lbs/MMBtu | FALSE | L | Annual | Seasons Included | Seasons | Winter, WintShld, Summer | Winter, WintShld, Summer | Winter, WintShld, Summer | Winter, WintShld, Summer | Winter, WintShld, Summer | Winter, WintShld, Summer | Winter, WintShld, Summer | Winter, WintShld, Summer
NSR Pleasants 1-3 - NOX Rate Annual v5.16 | 559 | 7270 | Rate Constraint in lbs/MMBtu | FALSE | L | Annual | Standard NOX | lb/MMBtu | 0.25 | 0.25 | 0.25 | 0.25 | 0.25 | 0.25 | 0.25 | 0.25
NSR Pleasants 1-3 - NOX Rate Annual v5.16 | 559 | 7270 | Rate Constraint in lbs/MMBtu | FALSE | L | Annual | Emissions at Affected Plants NOX | Thousand Tons | 0 | 0 | 0 | 0 | 0 | 0 | 0 | 0
NSR Pleasants 1-3 - NOX Rate Annual v5.16 | 559 | 7270 | Rate Constraint in lbs/MMBtu | FALSE | L | Annual | Allowances Purchased NOX | Thousand Tons | 0 | 0 | 0 | 0 | 0 | 0 | 0 | 0
NSR Pleasants 1-3 - NOX Rate Annual v5.16 | 559 | 7270 | Rate Constraint in lbs/MMBtu | FALSE | L | Annual | Allowances Sold NOX | Thousand Tons | 0 | 0 | 0 | 0 | 0 | 0 | 0 | 0
NSR Pleasants 1-3 - NOX Rate Annual v5.16 | 559 | 7270 | Rate Constraint in lbs/MMBtu | FALSE | L | Annual | Allowances Banked | Thousand Tons | 0 | 0 | 0 | 0 | 0 | 0 | 0 | 0
NSR Pleasants 1-3 - NOX Rate Annual v5.16 | 559 | 7270 | Rate Constraint in lbs/MMBtu | FALSE | L | Annual | Allowances Withdrawn (1:1) | Thousand Tons | 0 | 0 | 0 | 0 | 0 | 0 | 0 | 0
NSR Pleasants 1-3 - NOX Rate Annual v5.16 | 559 | 7270 | Rate Constraint in lbs/MMBtu | FALSE | L | Annual | Allowances Withdrawn (n:1) | Thousand Tons | 0 | 0 | 0 | 0 | 0 | 0 | 0 | 0
NSR Pleasants 1-3 - NOX Rate Annual v5.16 | 559 | 7270 | Rate Constraint in lbs/MMBtu | FALSE | L | Annual | Net Emissions Allowance Position | Thousand Tons | 0 | 0 | 0 | 0 | 0 | 0 | 0 | 0
NSR Pleasants 1-3 - NOX Rate Annual v5.16 | 559 | 7270 | Rate Constraint in lbs/MMBtu | FALSE | L | Annual | Fuel Consumed | TBtu | 0 | 0 | 0 | 0 | 0 | 0 | 0 | 0
NSR Pleasants 1-3 - NOX Rate Annual v5.16 | 559 | 7270 | Rate Constraint in lbs/MMBtu | FALSE | L | Annual | Rate | lb/MMBtu | 0 | 0 | 0 | 0 | 0 | 0 | 0 | 0
NSR Pleasants 1-3 - NOX Rate Annual v5.16 | 559 | 7270 | Rate Constraint in lbs/MMBtu | FALSE | L | Annual | Generation | TWh | 0 | 0 | 0 | 0 | 0 | 0 | 0 | 0
NSR Pleasants 1-3 - NOX Rate Annual v5.16 | 559 | 7270 | Rate Constraint in lbs/MMBtu | FALSE | L | Annual | Qualifying Generation | TWh | 0 | 0 | 0 | 0 | 0 | 0 | 0 | 0
NSR Pleasants 1-3 - NOX Rate Annual v5.16 | 559 | 7270 | Rate Constraint in lbs/MMBtu | FALSE | L | Annual | Rate | lb/MWh | 0 | 0 | 0 | 0 | 0 | 0 | 0 | 0
NSR Pleasants 1-3 - NOX Rate Annual v5.16 | 559 | 7270 | Rate Constraint in lbs/MMBtu | FALSE | L | Annual | Constraint Shadow Price | US2019$/Ton | 0 | 0 | 0 | 0 | 0 | 0 | 0 | 0
NSR Pleasants 1-3 - NOX Rate Summer v5.16 | 560 | 7271 | Rate Constraint in lbs/MMBtu | FALSE | L | Annual | Seasons Included | Seasons | Summer | Summer | Summer | Summer | Summer | Summer | Summer | Summer
NSR Pleasants 1-3 - NOX Rate Summer v5.16 | 560 | 7271 | Rate Constraint in lbs/MMBtu | FALSE | L | Annual | Standard NOX | lb/MMBtu | 0.2 | 0.2 | 0.2 | 0.2 | 0.2 | 0.2 | 0.2 | 0.2
NSR Pleasants 1-3 - NOX Rate Summer v5.16 | 560 | 7271 | Rate Constraint in lbs/MMBtu | FALSE | L | Annual | Emissions at Affected Plants NOX | Thousand Tons | 0 | 0 | 0 | 0 | 0 | 0 | 0 | 0
NSR Pleasants 1-3 - NOX Rate Summer v5.16 | 560 | 7271 | Rate Constraint in lbs/MMBtu | FALSE | L | Annual | Allowances Purchased NOX | Thousand Tons | 0 | 0 | 0 | 0 | 0 | 0 | 0 | 0
NSR Pleasants 1-3 - NOX Rate Summer v5.16 | 560 | 7271 | Rate Constraint in lbs/MMBtu | FALSE | L | Annual | Allowances Sold NOX | Thousand Tons | 0 | 0 | 0 | 0 | 0 | 0 | 0 | 0
NSR Pleasants 1-3 - NOX Rate Summer v5.16 | 560 | 7271 | Rate Constraint in lbs/MMBtu | FALSE | L | Annual | Allowances Banked | Thousand Tons | 0 | 0 | 0 | 0 | 0 | 0 | 0 | 0
NSR Pleasants 1-3 - NOX Rate Summer v5.16 | 560 | 7271 | Rate Constraint in lbs/MMBtu | FALSE | L | Annual | Allowances Withdrawn (1:1) | Thousand Tons | 0 | 0 | 0 | 0 | 0 | 0 | 0 | 0
NSR Pleasants 1-3 - NOX Rate Summer v5.16 | 560 | 7271 | Rate Constraint in lbs/MMBtu | FALSE | L | Annual | Allowances Withdrawn (n:1) | Thousand Tons | 0 | 0 | 0 | 0 | 0 | 0 | 0 | 0
NSR Pleasants 1-3 - NOX Rate Summer v5.16 | 560 | 7271 | Rate Constraint in lbs/MMBtu | FALSE | L | Annual | Net Emissions Allowance Position | Thousand Tons | 0 | 0 | 0 | 0 | 0 | 0 | 0 | 0
NSR Pleasants 1-3 - NOX Rate Summer v5.16 | 560 | 7271 | Rate Constraint in lbs/MMBtu | FALSE | L | Annual | Fuel Consumed | TBtu | 0 | 0 | 0 | 0 | 0 | 0 | 0 | 0
NSR Pleasants 1-3 - NOX Rate Summer v5.16 | 560 | 7271 | Rate Constraint in lbs/MMBtu | FALSE | L | Annual | Rate | lb/MMBtu | 0 | 0 | 0 | 0 | 0 | 0 | 0 | 0
NSR Pleasants 1-3 - NOX Rate Summer v5.16 | 560 | 7271 | Rate Constraint in lbs/MMBtu | FALSE | L | Annual | Generation | TWh | 0 | 0 | 0 | 0 | 0 | 0 | 0 | 0
NSR Pleasants 1-3 - NOX Rate Summer v5.16 | 560 | 7271 | Rate Constraint in lbs/MMBtu | FALSE | L | Annual | Qualifying Generation | TWh | 0 | 0 | 0 | 0 | 0 | 0 | 0 | 0
NSR Pleasants 1-3 - NOX Rate Summer v5.16 | 560 | 7271 | Rate Constraint in lbs/MMBtu | FALSE | L | Annual | Rate | lb/MWh | 0 | 0 | 0 | 0 | 0 | 0 | 0 | 0
NSR Pleasants 1-3 - NOX Rate Summer v5.16 | 560 | 7271 | Rate Constraint in lbs/MMBtu | FALSE | L | Annual | Constraint Shadow Price | US2019$/Ton | 0 | 0 | 0 | 0 | 0 | 0 | 0 | 0
NSR Prairie Creek 1,2 - SO2 Rate v5.16 | 561 | 7506 | Rate Constraint in lbs/MMBtu | FALSE | L | Annual | Seasons Included | Seasons | Winter, WintShld, Summer | Winter, WintShld, Summer | Winter, WintShld, Summer | Winter, WintShld, Summer | Winter, WintShld, Summer | Winter, WintShld, Summer | Winter, WintShld, Summer | Winter, WintShld, Summer
NSR Prairie Creek 1,2 - SO2 Rate v5.16 | 561 | 7506 | Rate Constraint in lbs/MMBtu | FALSE | L | Annual | Standard SO2 | lb/MMBtu | 0.9 | 0.9 | 0.9 | 0.9 | 0.9 | 0.9 | 0.9 | 0.9
NSR Prairie Creek 1,2 - SO2 Rate v5.16 | 561 | 7506 | Rate Constraint in lbs/MMBtu | FALSE | L | Annual | Emissions at Affected Plants SO2 | Thousand Tons | 0 | 0 | 0 | 0 | 0 | 0 | 0 | 0
NSR Prairie Creek 1,2 - SO2 Rate v5.16 | 561 | 7506 | Rate Constraint in lbs/MMBtu | FALSE | L | Annual | Allowances Purchased SO2 | Thousand Tons | 0 | 0 | 0 | 0 | 0 | 0 | 0 | 0
NSR Prairie Creek 1,2 - SO2 Rate v5.16 | 561 | 7506 | Rate Constraint in lbs/MMBtu | FALSE | L | Annual | Allowances Sold SO2 | Thousand Tons | 0 | 0 | 0 | 0 | 0 | 0 | 0 | 0
NSR Prairie Creek 1,2 - SO2 Rate v5.16 | 561 | 7506 | Rate Constraint in lbs/MMBtu | FALSE | L | Annual | Allowances Banked | Thousand Tons | 0 | 0 | 0 | 0 | 0 | 0 | 0 | 0
NSR Prairie Creek 1,2 - SO2 Rate v5.16 | 561 | 7506 | Rate Constraint in lbs/MMBtu | FALSE | L | Annual | Allowances Withdrawn (1:1) | Thousand Tons | 0 | 0 | 0 | 0 | 0 | 0 | 0 | 0
NSR Prairie Creek 1,2 - SO2 Rate v5.16 | 561 | 7506 | Rate Constraint in lbs/MMBtu | FALSE | L | Annual | Allowances Withdrawn (n:1) | Thousand Tons | 0 | 0 | 0 | 0 | 0 | 0 | 0 | 0
NSR Prairie Creek 1,2 - SO2 Rate v5.16 | 561 | 7506 | Rate Constraint in lbs/MMBtu | FALSE | L | Annual | Net Emissions Allowance Position | Thousand Tons | 0 | 0 | 0 | 0 | 0 | 0 | 0 | 0
NSR Prairie Creek 1,2 - SO2 Rate v5.16 | 561 | 7506 | Rate Constraint in lbs/MMBtu | FALSE | L | Annual | Fuel Consumed | TBtu | 0 | 0 | 0 | 0 | 0 | 0 | 0 | 0
NSR Prairie Creek 1,2 - SO2 Rate v5.16 | 561 | 7506 | Rate Constraint in lbs/MMBtu | FALSE | L | Annual | Rate | lb/MMBtu | 0 | 0 | 0 | 0 | 0 | 0 | 0 | 0
NSR Prairie Creek 1,2 - SO2 Rate v5.16 | 561 | 7506 | Rate Constraint in lbs/MMBtu | FALSE | L | Annual | Generation | TWh | 0 | 0 | 0 | 0 | 0 | 0 | 0 | 0
NSR Prairie Creek 1,2 - SO2 Rate v5.16 | 561 | 7506 | Rate Constraint in lbs/MMBtu | FALSE | L | Annual | Qualifying Generation | TWh | 0 | 0 | 0 | 0 | 0 | 0 | 0 | 0
NSR Prairie Creek 1,2 - SO2 Rate v5.16 | 561 | 7506 | Rate Constraint in lbs/MMBtu | FALSE | L | Annual | Rate | lb/MWh | 0 | 0 | 0 | 0 | 0 | 0 | 0 | 0
NSR Prairie Creek 1,2 - SO2 Rate v5.16 | 561 | 7506 | Rate Constraint in lbs/MMBtu | FALSE | L | Annual | Constraint Shadow Price | US2019$/Ton | 0 | 0 | 0 | 0 | 0 | 0 | 0 | 0
NSR Prairie Creek NOX Cap v5.16 | 562 | 7513 | Rate Constraint in MTons | FALSE | L | Annual | Seasons Included | Seasons | Winter, WintShld, Summer | Winter, WintShld, Summer | Winter, WintShld, Summer | Winter, WintShld, Summer | Winter, WintShld, Summer | Winter, WintShld, Summer | Winter, WintShld, Summer | Winter, WintShld, Summer
NSR Prairie Creek NOX Cap v5.16 | 562 | 7513 | Rate Constraint in MTons | FALSE | L | Annual | Standard NOX | Thousand Tons | 2.65 | 2.65 | 1.5 | 1.5 | 1.5 | 1.5 | 1.5 | 1.5
NSR Prairie Creek NOX Cap v5.16 | 562 | 7513 | Rate Constraint in MTons | FALSE | L | Annual | Emissions at Affected Plants NOX | Thousand Tons | 0.27284 | 0.032919 | 0.0082517 | 0.0095549 | 0 | 0 | 0 | 0
NSR Prairie Creek NOX Cap v5.16 | 562 | 7513 | Rate Constraint in MTons | FALSE | L | Annual | Allowances Purchased NOX | Thousand Tons | 0 | 0 | 0 | 0 | 0 | 0 | 0 | 0
NSR Prairie Creek NOX Cap v5.16 | 562 | 7513 | Rate Constraint in MTons | FALSE | L | Annual | Allowances Sold NOX | Thousand Tons | 0 | 0 | 0 | 0 | 0 | 0 | 0 | 0
NSR Prairie Creek NOX Cap v5.16 | 562 | 7513 | Rate Constraint in MTons | FALSE | L | Annual | Allowances Banked | Thousand Tons | 0 | 0 | 0 | 0 | 0 | 0 | 0 | 0
NSR Prairie Creek NOX Cap v5.16 | 562 | 7513 | Rate Constraint in MTons | FALSE | L | Annual | Allowances Withdrawn (1:1) | Thousand Tons | 0 | 0 | 0 | 0 | 0 | 0 | 0 | 0
NSR Prairie Creek NOX Cap v5.16 | 562 | 7513 | Rate Constraint in MTons | FALSE | L | Annual | Allowances Withdrawn (n:1) | Thousand Tons | 0 | 0 | 0 | 0 | 0 | 0 | 0 | 0
NSR Prairie Creek NOX Cap v5.16 | 562 | 7513 | Rate Constraint in MTons | FALSE | L | Annual | Net Emissions Allowance Position | Thousand Tons | 0.27284 | 0.032919 | 0.0082517 | 0.0095549 | 0 | 0 | 0 | 0
NSR Prairie Creek NOX Cap v5.16 | 562 | 7513 | Rate Constraint in MTons | FALSE | L | Annual | Fuel Consumed | TBtu | 2.4471 | 0.29525 | 0.074009 | 0.085697 | 0 | 0 | 0 | 0
NSR Prairie Creek NOX Cap v5.16 | 562 | 7513 | Rate Constraint in MTons | FALSE | L | Annual | Rate | lb/MMBtu | 0.22299 | 0.22299 | 0.22299 | 0.22299 | 0 | 0 | 0 | 0
NSR Prairie Creek NOX Cap v5.16 | 562 | 7513 | Rate Constraint in MTons | FALSE | L | Annual | Generation | TWh | 0.20147 | 0.024308 | 0.0060933 | 0.0070556 | 0 | 0 | 0 | 0
NSR Prairie Creek NOX Cap v5.16 | 562 | 7513 | Rate Constraint in MTons | FALSE | L | Annual | Qualifying Generation | TWh | 0.20147 | 0.024308 | 0.0060933 | 0.0070556 | 0 | 0 | 0 | 0
NSR Prairie Creek NOX Cap v5.16 | 562 | 7513 | Rate Constraint in MTons | FALSE | L | Annual | Rate | lb/MWh | 2.7085 | 2.7085 | 2.7085 | 2.7085 | 0 | 0 | 0 | 0
NSR Prairie Creek NOX Cap v5.16 | 562 | 7513 | Rate Constraint in MTons | FALSE | L | Annual | Constraint Shadow Price | US2019$/Ton | 0 | 0 | 0 | 0 | 0 | 0 | 0 | 0
NSR Prairie Creek SO2 Cap v5.16 | 563 | 7505 | Rate Constraint in MTons | FALSE | L | Annual | Seasons Included | Seasons | Winter, WintShld, Summer | Winter, WintShld, Summer | Winter, WintShld, Summer | Winter, WintShld, Summer | Winter, WintShld, Summer | Winter, WintShld, Summer | Winter, WintShld, Summer | Winter, WintShld, Summer
NSR Prairie Creek SO2 Cap v5.16 | 563 | 7505 | Rate Constraint in MTons | FALSE | L | Annual | Standard SO2 | Thousand Tons | 3 | 3 | 0.1 | 0.1 | 0.1 | 0.1 | 0.1 | 0.1
NSR Prairie Creek SO2 Cap v5.16 | 563 | 7505 | Rate Constraint in MTons | FALSE | L | Annual | Emissions at Affected Plants SO2 | Thousand Tons | 0.71722 | 0.086534 | 0.021691 | 0.025117 | 0 | 0 | 0 | 0
NSR Prairie Creek SO2 Cap v5.16 | 563 | 7505 | Rate Constraint in MTons | FALSE | L | Annual | Allowances Purchased SO2 | Thousand Tons | 0 | 0 | 0 | 0 | 0 | 0 | 0 | 0
NSR Prairie Creek SO2 Cap v5.16 | 563 | 7505 | Rate Constraint in MTons | FALSE | L | Annual | Allowances Sold SO2 | Thousand Tons | 0 | 0 | 0 | 0 | 0 | 0 | 0 | 0
NSR Prairie Creek SO2 Cap v5.16 | 563 | 7505 | Rate Constraint in MTons | FALSE | L | Annual | Allowances Banked | Thousand Tons | 0 | 0 | 0 | 0 | 0 | 0 | 0 | 0
NSR Prairie Creek SO2 Cap v5.16 | 563 | 7505 | Rate Constraint in MTons | FALSE | L | Annual | Allowances Withdrawn (1:1) | Thousand Tons | 0 | 0 | 0 | 0 | 0 | 0 | 0 | 0
NSR Prairie Creek SO2 Cap v5.16 | 563 | 7505 | Rate Constraint in MTons | FALSE | L | Annual | Allowances Withdrawn (n:1) | Thousand Tons | 0 | 0 | 0 | 0 | 0 | 0 | 0 | 0
NSR Prairie Creek SO2 Cap v5.16 | 563 | 7505 | Rate Constraint in MTons | FALSE | L | Annual | Net Emissions Allowance Position | Thousand Tons | 0.71722 | 0.086534 | 0.021691 | 0.025117 | 0 | 0 | 0 | 0
NSR Prairie Creek SO2 Cap v5.16 | 563 | 7505 | Rate Constraint in MTons | FALSE | L | Annual | Fuel Consumed | TBtu | 2.4471 | 0.29525 | 0.074009 | 0.085697 | 0 | 0 | 0 | 0
NSR Prairie Creek SO2 Cap v5.16 | 563 | 7505 | Rate Constraint in MTons | FALSE | L | Annual | Rate | lb/MMBtu | 0.58618 | 0.58618 | 0.58618 | 0.58618 | 0 | 0 | 0 | 0
NSR Prairie Creek SO2 Cap v5.16 | 563 | 7505 | Rate Constraint in MTons | FALSE | L | Annual | Generation | TWh | 0.20147 | 0.024308 | 0.0060933 | 0.0070556 | 0 | 0 | 0 | 0
NSR Prairie Creek SO2 Cap v5.16 | 563 | 7505 | Rate Constraint in MTons | FALSE | L | Annual | Qualifying Generation | TWh | 0.20147 | 0.024308 | 0.0060933 | 0.0070556 | 0 | 0 | 0 | 0
NSR Prairie Creek SO2 Cap v5.16 | 563 | 7505 | Rate Constraint in MTons | FALSE | L | Annual | Rate | lb/MWh | 7.1197 | 7.1197 | 7.1197 | 7.1197 | 0 | 0 | 0 | 0
NSR Prairie Creek SO2 Cap v5.16 | 563 | 7505 | Rate Constraint in MTons | FALSE | L | Annual | Constraint Shadow Price | US2019$/Ton | 0 | 0 | 0 | 0 | 0 | 0 | 0 | 0
NSR Prairie Creek Unit 3 SO2 Rate v5.16 | 564 | 7507 | Rate Constraint in lbs/MMBtu | FALSE | L | Annual | Seasons Included | Seasons | Winter, WintShld, Summer | Winter, WintShld, Summer | Winter, WintShld, Summer | Winter, WintShld, Summer | Winter, WintShld, Summer | Winter, WintShld, Summer | Winter, WintShld, Summer | Winter, WintShld, Summer
NSR Prairie Creek Unit 3 SO2 Rate v5.16 | 564 | 7507 | Rate Constraint in lbs/MMBtu | FALSE | L | Annual | Standard SO2 | lb/MMBtu | 0.7 | 0.7 | 0.7 | 0.7 | 0.7 | 0.7 | 0.7 | 0.7
NSR Prairie Creek Unit 3 SO2 Rate v5.16 | 564 | 7507 | Rate Constraint in lbs/MMBtu | FALSE | L | Annual | Emissions at Affected Plants SO2 | Thousand Tons | 0.63908 | 0.077107 | 0.019328 | 0.022381 | 0 | 0 | 0 | 0
NSR Prairie Creek Unit 3 SO2 Rate v5.16 | 564 | 7507 | Rate Constraint in lbs/MMBtu | FALSE | L | Annual | Allowances Purchased SO2 | Thousand Tons | 0 | 0 | 0 | 0 | 0 | 0 | 0 | 0
NSR Prairie Creek Unit 3 SO2 Rate v5.16 | 564 | 7507 | Rate Constraint in lbs/MMBtu | FALSE | L | Annual | Allowances Sold SO2 | Thousand Tons | 0 | 0 | 0 | 0 | 0 | 0 | 0 | 0
NSR Prairie Creek Unit 3 SO2 Rate v5.16 | 564 | 7507 | Rate Constraint in lbs/MMBtu | FALSE | L | Annual | Allowances Banked | Thousand Tons | 0 | 0 | 0 | 0 | 0 | 0 | 0 | 0
NSR Prairie Creek Unit 3 SO2 Rate v5.16 | 564 | 7507 | Rate Constraint in lbs/MMBtu | FALSE | L | Annual | Allowances Withdrawn (1:1) | Thousand Tons | 0 | 0 | 0 | 0 | 0 | 0 | 0 | 0
NSR Prairie Creek Unit 3 SO2 Rate v5.16 | 564 | 7507 | Rate Constraint in lbs/MMBtu | FALSE | L | Annual | Allowances Withdrawn (n:1) | Thousand Tons | 0 | 0 | 0 | 0 | 0 | 0 | 0 | 0
NSR Prairie Creek Unit 3 SO2 Rate v5.16 | 564 | 7507 | Rate Constraint in lbs/MMBtu | FALSE | L | Annual | Net Emissions Allowance Position | Thousand Tons | 0.63908 | 0.077107 | 0.019328 | 0.022381 | 0 | 0 | 0 | 0
NSR Prairie Creek Unit 3 SO2 Rate v5.16 | 564 | 7507 | Rate Constraint in lbs/MMBtu | FALSE | L | Annual | Fuel Consumed | TBtu | 2.1805 | 0.26308 | 0.065946 | 0.076361 | 0 | 0 | 0 | 0
NSR Prairie Creek Unit 3 SO2 Rate v5.16 | 564 | 7507 | Rate Constraint in lbs/MMBtu | FALSE | L | Annual | Rate | lb/MMBtu | 0.58618 | 0.58618 | 0.58618 | 0.58618 | 0 | 0 | 0 | 0
NSR Prairie Creek Unit 3 SO2 Rate v5.16 | 564 | 7507 | Rate Constraint in lbs/MMBtu | FALSE | L | Annual | Generation | TWh | 0.20147 | 0.024308 | 0.0060933 | 0.0070556 | 0 | 0 | 0 | 0
NSR Prairie Creek Unit 3 SO2 Rate v5.16 | 564 | 7507 | Rate Constraint in lbs/MMBtu | FALSE | L | Annual | Qualifying Generation | TWh | 0.17952 | 0.02166 | 0.0054294 | 0.0062869 | 0 | 0 | 0 | 0
NSR Prairie Creek Unit 3 SO2 Rate v5.16 | 564 | 7507 | Rate Constraint in lbs/MMBtu | FALSE | L | Annual | Rate | lb/MWh | 7.1197 | 7.1197 | 7.1197 | 7.1197 | 0 | 0 | 0 | 0
NSR Prairie Creek Unit 3 SO2 Rate v5.16 | 564 | 7507 | Rate Constraint in lbs/MMBtu | FALSE | L | Annual | Constraint Shadow Price | US2019$/Ton | 0 | 0 | 0 | 0 | 1078.0541 | 2432.3068 | 1231.9038 | 2518.1049
NSR Prairie Creek Unit 4 SO2 Rate v5.16 | 565 | 7508 | Rate Constraint in lbs/MMBtu | FALSE | L | Annual | Seasons Included | Seasons | Winter, WintShld, Summer | Winter, WintShld, Summer | Winter, WintShld, Summer | Winter, WintShld, Summer | Winter, WintShld, Summer | Winter, WintShld, Summer | Winter, WintShld, Summer | Winter, WintShld, Summer
NSR Prairie Creek Unit 4 SO2 Rate v5.16 | 565 | 7508 | Rate Constraint in lbs/MMBtu | FALSE | L | Annual | Standard SO2 | lb/MMBtu | 0.7 | 0.7 | 0.7 | 0.7 | 0.7 | 0.7 | 0.7 | 0.7
NSR Prairie Creek Unit 4 SO2 Rate v5.16 | 565 | 7508 | Rate Constraint in lbs/MMBtu | FALSE | L | Annual | Emissions at Affected Plants SO2 | Thousand Tons | 0 | 0 | 0 | 0 | 0 | 0 | 0 | 0
NSR Prairie Creek Unit 4 SO2 Rate v5.16 | 565 | 7508 | Rate Constraint in lbs/MMBtu | FALSE | L | Annual | Allowances Purchased SO2 | Thousand Tons | 0 | 0 | 0 | 0 | 0 | 0 | 0 | 0
NSR Prairie Creek Unit 4 SO2 Rate v5.16 | 565 | 7508 | Rate Constraint in lbs/MMBtu | FALSE | L | Annual | Allowances Sold SO2 | Thousand Tons | 0 | 0 | 0 | 0 | 0 | 0 | 0 | 0
NSR Prairie Creek Unit 4 SO2 Rate v5.16 | 565 | 7508 | Rate Constraint in lbs/MMBtu | FALSE | L | Annual | Allowances Banked | Thousand Tons | 0 | 0 | 0 | 0 | 0 | 0 | 0 | 0
NSR Prairie Creek Unit 4 SO2 Rate v5.16 | 565 | 7508 | Rate Constraint in lbs/MMBtu | FALSE | L | Annual | Allowances Withdrawn (1:1) | Thousand Tons | 0 | 0 | 0 | 0 | 0 | 0 | 0 | 0
NSR Prairie Creek Unit 4 SO2 Rate v5.16 | 565 | 7508 | Rate Constraint in lbs/MMBtu | FALSE | L | Annual | Allowances Withdrawn (n:1) | Thousand Tons | 0 | 0 | 0 | 0 | 0 | 0 | 0 | 0
NSR Prairie Creek Unit 4 SO2 Rate v5.16 | 565 | 7508 | Rate Constraint in lbs/MMBtu | FALSE | L | Annual | Net Emissions Allowance Position | Thousand Tons | 0 | 0 | 0 | 0 | 0 | 0 | 0 | 0
NSR Prairie Creek Unit 4 SO2 Rate v5.16 | 565 | 7508 | Rate Constraint in lbs/MMBtu | FALSE | L | Annual | Fuel Consumed | TBtu | 0 | 0 | 0 | 0 | 0 | 0 | 0 | 0
NSR Prairie Creek Unit 4 SO2 Rate v5.16 | 565 | 7508 | Rate Constraint in lbs/MMBtu | FALSE | L | Annual | Rate | lb/MMBtu | 0 | 0 | 0 | 0 | 0 | 0 | 0 | 0
NSR Prairie Creek Unit 4 SO2 Rate v5.16 | 565 | 7508 | Rate Constraint in lbs/MMBtu | FALSE | L | Annual | Generation | TWh | 0 | 0 | 0 | 0 | 0 | 0 | 0 | 0
NSR Prairie Creek Unit 4 SO2 Rate v5.16 | 565 | 7508 | Rate Constraint in lbs/MMBtu | FALSE | L | Annual | Qualifying Generation | TWh | 0 | 0 | 0 | 0 | 0 | 0 | 0 | 0
NSR Prairie Creek Unit 4 SO2 Rate v5.16 | 565 | 7508 | Rate Constraint in lbs/MMBtu | FALSE | L | Annual | Rate | lb/MWh | 0 | 0 | 0 | 0 | 0 | 0 | 0 | 0
NSR Prairie Creek Unit 4 SO2 Rate v5.16 | 565 | 7508 | Rate Constraint in lbs/MMBtu | FALSE | L | Annual | Constraint Shadow Price | US2019$/Ton | 0 | 0 | 0 | 0 | 0 | 0 | 0 | 0
NSR Rockport 1 & 2 - SO2 Cap Annual v5.13 | 568 | 7374 | Rate Constraint in MTons | FALSE | L | Annual | Seasons Included | Seasons | Winter, WintShld, Summer | Winter, WintShld, Summer | Winter, WintShld, Summer | Winter, WintShld, Summer | Winter, WintShld, Summer | Winter, WintShld, Summer | Winter, WintShld, Summer | Winter, WintShld, Summer
NSR Rockport 1 & 2 - SO2 Cap Annual v5.13 | 568 | 7374 | Rate Constraint in MTons | FALSE | L | Annual | Standard SO2 | Thousand Tons | 10 | 10 | 10 | 5 | 5 | 5 | 5 | 5
NSR Rockport 1 & 2 - SO2 Cap Annual v5.13 | 568 | 7374 | Rate Constraint in MTons | FALSE | L | Annual | Emissions at Affected Plants SO2 | Thousand Tons | 10 | 3.3476 | 0 | 0 | 0 | 0 | 0 | 0
NSR Rockport 1 & 2 - SO2 Cap Annual v5.13 | 568 | 7374 | Rate Constraint in MTons | FALSE | L | Annual | Allowances Purchased SO2 | Thousand Tons | 0 | 0 | 0 | 0 | 0 | 0 | 0 | 0
NSR Rockport 1 & 2 - SO2 Cap Annual v5.13 | 568 | 7374 | Rate Constraint in MTons | FALSE | L | Annual | Allowances Sold SO2 | Thousand Tons | 0 | 0 | 0 | 0 | 0 | 0 | 0 | 0
NSR Rockport 1 & 2 - SO2 Cap Annual v5.13 | 568 | 7374 | Rate Constraint in MTons | FALSE | L | Annual | Allowances Banked | Thousand Tons | 0 | 0 | 0 | 0 | 0 | 0 | 0 | 0
NSR Rockport 1 & 2 - SO2 Cap Annual v5.13 | 568 | 7374 | Rate Constraint in MTons | FALSE | L | Annual | Allowances Withdrawn (1:1) | Thousand Tons | 0 | 0 | 0 | 0 | 0 | 0 | 0 | 0
NSR Rockport 1 & 2 - SO2 Cap Annual v5.13 | 568 | 7374 | Rate Constraint in MTons | FALSE | L | Annual | Allowances Withdrawn (n:1) | Thousand Tons | 0 | 0 | 0 | 0 | 0 | 0 | 0 | 0
NSR Rockport 1 & 2 - SO2 Cap Annual v5.13 | 568 | 7374 | Rate Constraint in MTons | FALSE | L | Annual | Net Emissions Allowance Position | Thousand Tons | 10 | 3.3476 | 0 | 0 | 0 | 0 | 0 | 0
NSR Rockport 1 & 2 - SO2 Cap Annual v5.13 | 568 | 7374 | Rate Constraint in MTons | FALSE | L | Annual | Fuel Consumed | TBtu | 60.3046 | 20.1743 | 0 | 0 | 0 | 0 | 0 | 0
NSR Rockport 1 & 2 - SO2 Cap Annual v5.13 | 568 | 7374 | Rate Constraint in MTons | FALSE | L | Annual | Rate | lb/MMBtu | 0.33165 | 0.33187 | 0 | 0 | 0 | 0 | 0 | 0
NSR Rockport 1 & 2 - SO2 Cap Annual v5.13 | 568 | 7374 | Rate Constraint in MTons | FALSE | L | Annual | Generation | TWh | 5.7252 | 1.9152 | 0 | 0 | 0 | 0 | 0 | 0
NSR Rockport 1 & 2 - SO2 Cap Annual v5.13 | 568 | 7374 | Rate Constraint in MTons | FALSE | L | Annual | Qualifying Generation | TWh | 5.7252 | 1.9152 | 0 | 0 | 0 | 0 | 0 | 0
NSR Rockport 1 & 2 - SO2 Cap Annual v5.13 | 568 | 7374 | Rate Constraint in MTons | FALSE | L | Annual | Rate | lb/MWh | 3.4933 | 3.4958 | 0 | 0 | 0 | 0 | 0 | 0
NSR Rockport 1 & 2 - SO2 Cap Annual v5.13 | 568 | 7374 | Rate Constraint in MTons | FALSE | L | Annual | Constraint Shadow Price | US2019$/Ton | 2233.209 | 0 | 0 | 0 | 0 | 0 | 0 | 0
NSR Santee Cooper - NOX Cap Annual v3.1 | 569 | 7395 | Rate Constraint in MTons | FALSE | L | Annual | Seasons Included | Seasons | Winter, WintShld, Summer | Winter, WintShld, Summer | Winter, WintShld, Summer | Winter, WintShld, Summer | Winter, WintShld, Summer | Winter, WintShld, Summer | Winter, WintShld, Summer | Winter, WintShld, Summer
NSR Santee Cooper - NOX Cap Annual v3.1 | 569 | 7395 | Rate Constraint in MTons | FALSE | L | Annual | Standard NOX | Thousand Tons | 20 | 20 | 20 | 20 | 20 | 20 | 20 | 20
NSR Santee Cooper - NOX Cap Annual v3.1 | 569 | 7395 | Rate Constraint in MTons | FALSE | L | Annual | Emissions at Affected Plants NOX | Thousand Tons | 8.6061 | 6.9233 | 2.8044 | 2.2648 | 0.80213 | 0.55153 | 0.55153 | 0
NSR Santee Cooper - NOX Cap Annual v3.1 | 569 | 7395 | Rate Constraint in MTons | FALSE | L | Annual | Allowances Purchased NOX | Thousand Tons | 0 | 0 | 0 | 0 | 0 | 0 | 0 | 0
NSR Santee Cooper - NOX Cap Annual v3.1 | 569 | 7395 | Rate Constraint in MTons | FALSE | L | Annual | Allowances Sold NOX | Thousand Tons | 0 | 0 | 0 | 0 | 0 | 0 | 0 | 0
NSR Santee Cooper - NOX Cap Annual v3.1 | 569 | 7395 | Rate Constraint in MTons | FALSE | L | Annual | Allowances Banked | Thousand Tons | 0 | 0 | 0 | 0 | 0 | 0 | 0 | 0
NSR Santee Cooper - NOX Cap Annual v3.1 | 569 | 7395 | Rate Constraint in MTons | FALSE | L | Annual | Allowances Withdrawn (1:1) | Thousand Tons | 0 | 0 | 0 | 0 | 0 | 0 | 0 | 0
NSR Santee Cooper - NOX Cap Annual v3.1 | 569 | 7395 | Rate Constraint in MTons | FALSE | L | Annual | Allowances Withdrawn (n:1) | Thousand Tons | 0 | 0 | 0 | 0 | 0 | 0 | 0 | 0
NSR Santee Cooper - NOX Cap Annual v3.1 | 569 | 7395 | Rate Constraint in MTons | FALSE | L | Annual | Net Emissions Allowance Position | Thousand Tons | 8.6061 | 6.9233 | 2.8044 | 2.2648 | 0.80213 | 0.55153 | 0.55153 | 0
NSR Santee Cooper - NOX Cap Annual v3.1 | 569 | 7395 | Rate Constraint in MTons | FALSE | L | Annual | Fuel Consumed | TBtu | 228.5739 | 188.1104 | 77.0264 | 65.3855 | 23.0558 | 15.658 | 15.658 | 0
NSR Santee Cooper - NOX Cap Annual v3.1 | 569 | 7395 | Rate Constraint in MTons | FALSE | L | Annual | Rate | lb/MMBtu | 0.075302 | 0.073609 | 0.072817 | 0.069275 | 0.069582 | 0.070448 | 0.070448 | 0
NSR Santee Cooper - NOX Cap Annual v3.1 | 569 | 7395 | Rate Constraint in MTons | FALSE | L | Annual | Generation | TWh | 22.1732 | 18.3798 | 7.5759 | 6.5127 | 2.2801 | 1.5593 | 1.5593 | 0
NSR Santee Cooper - NOX Cap Annual v3.1 | 569 | 7395 | Rate Constraint in MTons | FALSE | L | Annual | Qualifying Generation | TWh | 22.1732 | 18.3798 | 7.5759 | 6.5127 | 2.2801 | 1.5593 | 1.5593 | 0
NSR Santee Cooper - NOX Cap Annual v3.1 | 569 | 7395 | Rate Constraint in MTons | FALSE | L | Annual | Rate | lb/MWh | 0.77626 | 0.75336 | 0.74035 | 0.69549 | 0.7036 | 0.70742 | 0.70742 | 0
NSR Santee Cooper - NOX Cap Annual v3.1 | 569 | 7395 | Rate Constraint in MTons | FALSE | L | Annual | Constraint Shadow Price | US2019$/Ton | 0 | 0 | 0 | 0 | 0 | 0 | 0 | 0
NSR Santee Cooper - NOX Rate Annual v3.1 | 570 | 7396 | Rate Constraint in lbs/MMBtu | FALSE | L | Annual | Seasons Included | Seasons | Winter, WintShld, Summer | Winter, WintShld, Summer | Winter, WintShld, Summer | Winter, WintShld, Summer | Winter, WintShld, Summer | Winter, WintShld, Summer | Winter, WintShld, Summer | Winter, WintShld, Summer
NSR Santee Cooper - NOX Rate Annual v3.1 | 570 | 7396 | Rate Constraint in lbs/MMBtu | FALSE | L | Annual | Standard NOX | lb/MMBtu | 0.15 | 0.15 | 0.15 | 0.15 | 0.15 | 0.15 | 0.15 | 0.15
NSR Santee Cooper - NOX Rate Annual v3.1 | 570 | 7396 | Rate Constraint in lbs/MMBtu | FALSE | L | Annual | Emissions at Affected Plants NOX | Thousand Tons | 8.6061 | 6.9233 | 2.8044 | 2.2648 | 0.80213 | 0.55153 | 0.55153 | 0
NSR Santee Cooper - NOX Rate Annual v3.1 | 570 | 7396 | Rate Constraint in lbs/MMBtu | FALSE | L | Annual | Allowances Purchased NOX | Thousand Tons | 0 | 0 | 0 | 0 | 0 | 0 | 0 | 0
NSR Santee Cooper - NOX Rate Annual v3.1 | 570 | 7396 | Rate Constraint in lbs/MMBtu | FALSE | L | Annual | Allowances Sold NOX | Thousand Tons | 0 | 0 | 0 | 0 | 0 | 0 | 0 | 0
NSR Santee Cooper - NOX Rate Annual v3.1 | 570 | 7396 | Rate Constraint in lbs/MMBtu | FALSE | L | Annual | Allowances Banked | Thousand Tons | 0 | 0 | 0 | 0 | 0 | 0 | 0 | 0
NSR Santee Cooper - NOX Rate Annual v3.1 | 570 | 7396 | Rate Constraint in lbs/MMBtu | FALSE | L | Annual | Allowances Withdrawn (1:1) | Thousand Tons | 0 | 0 | 0 | 0 | 0 | 0 | 0 | 0
NSR Santee Cooper - NOX Rate Annual v3.1 | 570 | 7396 | Rate Constraint in lbs/MMBtu | FALSE | L | Annual | Allowances Withdrawn (n:1) | Thousand Tons | 0 | 0 | 0 | 0 | 0 | 0 | 0 | 0
NSR Santee Cooper - NOX Rate Annual v3.1 | 570 | 7396 | Rate Constraint in lbs/MMBtu | FALSE | L | Annual | Net Emissions Allowance Position | Thousand Tons | 8.6061 | 6.9233 | 2.8044 | 2.2648 | 0.80213 | 0.55153 | 0.55153 | 0
NSR Santee Cooper - NOX Rate Annual v3.1 | 570 | 7396 | Rate Constraint in lbs/MMBtu | FALSE | L | Annual | Fuel Consumed | TBtu | 228.5739 | 188.1104 | 77.0264 | 65.3855 | 23.0558 | 15.658 | 15.658 | 0
NSR Santee Cooper - NOX Rate Annual v3.1 | 570 | 7396 | Rate Constraint in lbs/MMBtu | FALSE | L | Annual | Rate | lb/MMBtu | 0.075302 | 0.073609 | 0.072817 | 0.069275 | 0.069582 | 0.070448 | 0.070448 | 0
NSR Santee Cooper - NOX Rate Annual v3.1 | 570 | 7396 | Rate Constraint in lbs/MMBtu | FALSE | L | Annual | Generation | TWh | 22.1732 | 18.3798 | 7.5759 | 6.5127 | 2.2801 | 1.5593 | 1.5593 | 0
NSR Santee Cooper - NOX Rate Annual v3.1 | 570 | 7396 | Rate Constraint in lbs/MMBtu | FALSE | L | Annual | Qualifying Generation | TWh | 22.1732 | 18.3798 | 7.5759 | 6.5127 | 2.2801 | 1.5593 | 1.5593 | 0
NSR Santee Cooper - NOX Rate Annual v3.1 | 570 | 7396 | Rate Constraint in lbs/MMBtu | FALSE | L | Annual | Rate | lb/MWh | 0.77626 | 0.75336 | 0.74035 | 0.69549 | 0.7036 | 0.70742 | 0.70742 | 0
NSR Santee Cooper - NOX Rate Annual v3.1 | 570 | 7396 | Rate Constraint in lbs/MMBtu | FALSE | L | Annual | Constraint Shadow Price | US2019$/Ton | 0 | 0 | 0 | 0 | 0 | 0 | 0 | 0
NSR Santee Cooper - SO2 Cap Annual v3.1 | 571 | 7397 | Rate Constraint in MTons | FALSE | L | Annual | Seasons Included | Seasons | Winter, WintShld, Summer | Winter, WintShld, Summer | Winter, WintShld, Summer | Winter, WintShld, Summer | Winter, WintShld, Summer | Winter, WintShld, Summer | Winter, WintShld, Summer | Winter, WintShld, Summer
NSR Santee Cooper - SO2 Cap Annual v3.1 | 571 | 7397 | Rate Constraint in MTons | FALSE | L | Annual | Standard SO2 | Thousand Tons | 65 | 65 | 65 | 65 | 65 | 65 | 65 | 65
NSR Santee Cooper - SO2 Cap Annual v3.1 | 571 | 7397 | Rate Constraint in MTons | FALSE | L | Annual | Emissions at Affected Plants SO2 | Thousand Tons | 16.0155 | 12.83 | 4.8471 | 3.9848 | 1.2828 | 0.54695 | 0.46974 | 0
NSR Santee Cooper - SO2 Cap Annual v3.1 | 571 | 7397 | Rate Constraint in MTons | FALSE | L | Annual | Allowances Purchased SO2 | Thousand Tons | 0 | 0 | 0 | 0 | 0 | 0 | 0 | 0
NSR Santee Cooper - SO2 Cap Annual v3.1 | 571 | 7397 | Rate Constraint in MTons | FALSE | L | Annual | Allowances Sold SO2 | Thousand Tons | 0 | 0 | 0 | 0 | 0 | 0 | 0 | 0
NSR Santee Cooper - SO2 Cap Annual v3.1 | 571 | 7397 | Rate Constraint in MTons | FALSE | L | Annual | Allowances Banked | Thousand Tons | 0 | 0 | 0 | 0 | 0 | 0 | 0 | 0
NSR Santee Cooper - SO2 Cap Annual v3.1 | 571 | 7397 | Rate Constraint in MTons | FALSE | L | Annual | Allowances Withdrawn (1:1) | Thousand Tons | 0 | 0 | 0 | 0 | 0 | 0 | 0 | 0
NSR Santee Cooper - SO2 Cap Annual v3.1 | 571 | 7397 | Rate Constraint in MTons | FALSE | L | Annual | Allowances Withdrawn (n:1) | Thousand Tons | 0 | 0 | 0 | 0 | 0 | 0 | 0 | 0
NSR Santee Cooper - SO2 Cap Annual v3.1 | 571 | 7397 | Rate Constraint in MTons | FALSE | L | Annual | Net Emissions Allowance Position | Thousand Tons | 16.0155 | 12.83 | 4.8471 | 3.9848 | 1.2828 | 0.54695 | 0.46974 | 0
NSR Santee Cooper - SO2 Cap Annual v3.1 | 571 | 7397 | Rate Constraint in MTons | FALSE | L | Annual | Fuel Consumed | TBtu | 228.5739 | 188.1104 | 77.0264 | 65.3855 | 23.0558 | 15.658 | 15.658 | 0
NSR Santee Cooper - SO2 Cap Annual v3.1 | 571 | 7397 | Rate Constraint in MTons | FALSE | L | Annual | Rate | lb/MMBtu | 0.14013 | 0.13641 | 0.12586 | 0.12189 | 0.11128 | 0.069862 | 0.06 | 0
NSR Santee Cooper - SO2 Cap Annual v3.1 | 571 | 7397 | Rate Constraint in MTons | FALSE | L | Annual | Generation | TWh | 22.1732 | 18.3798 | 7.5759 | 6.5127 | 2.2801 | 1.5593 | 1.5593 | 0
NSR Santee Cooper - SO2 Cap Annual v3.1 | 571 | 7397 | Rate Constraint in MTons | FALSE | L | Annual | Qualifying Generation | TWh | 22.1732 | 18.3798 | 7.5759 | 6.5127 | 2.2801 | 1.5593 | 1.5593 | 0
NSR Santee Cooper - SO2 Cap Annual v3.1 | 571 | 7397 | Rate Constraint in MTons | FALSE | L | Annual | Rate | lb/MWh | 1.4446 | 1.3961 | 1.2796 | 1.2237 | 1.1252 | 0.70154 | 0.60251 | 0
NSR Santee Cooper - SO2 Cap Annual v3.1 | 571 | 7397 | Rate Constraint in MTons | FALSE | L | Annual | Constraint Shadow Price | US2019$/Ton | 0 | 0 | 0 | 0 | 0 | 0 | 0 | 0
NSR Santee Cooper - SO2 Rate Annual v3.1 | 572 | 7398 | Rate Constraint in lbs/MMBtu | FALSE | L | Annual | Seasons Included | Seasons | Winter, WintShld, Summer | Winter, WintShld, Summer | Winter, WintShld, Summer | Winter, WintShld, Summer | Winter, WintShld, Summer | Winter, WintShld, Summer | Winter, WintShld, Summer | Winter, WintShld, Summer
NSR Santee Cooper - SO2 Rate Annual v3.1 | 572 | 7398 | Rate Constraint in lbs/MMBtu | FALSE | L | Annual | Standard SO2 | lb/MMBtu | 0.5 | 0.5 | 0.5 | 0.5 | 0.5 | 0.5 | 0.5 | 0.5
NSR Santee Cooper - SO2 Rate Annual v3.1 | 572 | 7398 | Rate Constraint in lbs/MMBtu | FALSE | L | Annual | Emissions at Affected Plants SO2 | Thousand Tons | 16.0155 | 12.83 | 4.8471 | 3.9848 | 1.2828 | 0.54695 | 0.46974 | 0
NSR Santee Cooper - SO2 Rate Annual v3.1 | 572 | 7398 | Rate Constraint in lbs/MMBtu | FALSE | L | Annual | Allowances Purchased SO2 | Thousand Tons | 0 | 0 | 0 | 0 | 0 | 0 | 0 | 0
NSR Santee Cooper - SO2 Rate Annual v3.1 | 572 | 7398 | Rate Constraint in lbs/MMBtu | FALSE | L | Annual | Allowances Sold SO2 | Thousand Tons | 0 | 0 | 0 | 0 | 0 | 0 | 0 | 0
NSR Santee Cooper - SO2 Rate Annual v3.1 | 572 | 7398 | Rate Constraint in lbs/MMBtu | FALSE | L | Annual | Allowances Banked | Thousand Tons | 0 | 0 | 0 | 0 | 0 | 0 | 0 | 0
NSR Santee Cooper - SO2 Rate Annual v3.1 | 572 | 7398 | Rate Constraint in lbs/MMBtu | FALSE | L | Annual | Allowances Withdrawn (1:1) | Thousand Tons | 0 | 0 | 0 | 0 | 0 | 0 | 0 | 0
NSR Santee Cooper - SO2 Rate Annual v3.1 | 572 | 7398 | Rate Constraint in lbs/MMBtu | FALSE | L | Annual | Allowances Withdrawn (n:1) | Thousand Tons | 0 | 0 | 0 | 0 | 0 | 0 | 0 | 0
NSR Santee Cooper - SO2 Rate Annual v3.1 | 572 | 7398 | Rate Constraint in lbs/MMBtu | FALSE | L | Annual | Net Emissions Allowance Position | Thousand Tons | 16.0155 | 12.83 | 4.8471 | 3.9848 | 1.2828 | 0.54695 | 0.46974 | 0
NSR Santee Cooper - SO2 Rate Annual v3.1 | 572 | 7398 | Rate Constraint in lbs/MMBtu | FALSE | L | Annual | Fuel Consumed | TBtu | 228.5739 | 188.1104 | 77.0264 | 65.3855 | 23.0558 | 15.658 | 15.658 | 0
NSR Santee Cooper - SO2 Rate Annual v3.1 | 572 | 7398 | Rate Constraint in lbs/MMBtu | FALSE | L | Annual | Rate | lb/MMBtu | 0.14013 | 0.13641 | 0.12586 | 0.12189 | 0.11128 | 0.069862 | 0.06 | 0
NSR Santee Cooper - SO2 Rate Annual v3.1 | 572 | 7398 | Rate Constraint in lbs/MMBtu | FALSE | L | Annual | Generation | TWh | 22.1732 | 18.3798 | 7.5759 | 6.5127 | 2.2801 | 1.5593 | 1.5593 | 0
NSR Santee Cooper - SO2 Rate Annual v3.1 | 572 | 7398 | Rate Constraint in lbs/MMBtu | FALSE | L | Annual | Qualifying Generation | TWh | 22.1732 | 18.3798 | 7.5759 | 6.5127 | 2.2801 | 1.5593 | 1.5593 | 0
NSR Santee Cooper - SO2 Rate Annual v3.1 | 572 | 7398 | Rate Constraint in lbs/MMBtu | FALSE | L | Annual | Rate | lb/MWh | 1.4446 | 1.3961 | 1.2796 | 1.2237 | 1.1252 | 0.70154 | 0.60251 | 0
NSR Santee Cooper - SO2 Rate Annual v3.1 | 572 | 7398 | Rate Constraint in lbs/MMBtu | FALSE | L | Annual | Constraint Shadow Price | US2019$/Ton | 0 | 0 | 0 | 0 | 0 | 0 | 0 | 0
NSR Schahfer 17 & 18 - NOX Rate Annual v4.11, Unit 3547 and retrofits | 573 | 7454 | Rate Constraint in lbs/MMBtu | FALSE | L | Annual | Seasons Included | Seasons | Winter, WintShld, Summer | Winter, WintShld, Summer | Winter, WintShld, Summer | Winter, WintShld, Summer | Winter, WintShld, Summer | Winter, WintShld, Summer | Winter, WintShld, Summer | Winter, WintShld, Summer
NSR Schahfer 17 & 18 - NOX Rate Annual v4.11, Unit 3547 and retrofits | 573 | 7454 | Rate Constraint in lbs/MMBtu | FALSE | L | Annual | Standard NOX | lb/MMBtu | 0.2 | 0.2 | 0.2 | 0.2 | 0.2 | 0.2 | 0.2 | 0.2
NSR Schahfer 17 & 18 - NOX Rate Annual v4.11, Unit 3547 and retrofits | 573 | 7454 | Rate Constraint in lbs/MMBtu | FALSE | L | Annual | Emissions at Affected Plants NOX | Thousand Tons | 1.731 | 0 | 0 | 0 | 0 | 0 | 0 | 0
NSR Schahfer 17 & 18 - NOX Rate Annual v4.11, Unit 3547 and retrofits | 573 | 7454 | Rate Constraint in lbs/MMBtu | FALSE | L | Annual | Allowances Purchased NOX | Thousand Tons | 0 | 0 | 0 | 0 | 0 | 0 | 0 | 0
NSR Schahfer 17 & 18 - NOX Rate Annual v4.11, Unit 3547 and retrofits | 573 | 7454 | Rate Constraint in lbs/MMBtu | FALSE | L | Annual | Allowances Sold NOX | Thousand Tons | 0 | 0 | 0 | 0 | 0 | 0 | 0 | 0
NSR Schahfer 17 & 18 - NOX Rate Annual v4.11, Unit 3547 and retrofits | 573 | 7454 | Rate Constraint in lbs/MMBtu | FALSE | L | Annual | Allowances Banked | Thousand Tons | 0 | 0 | 0 | 0 | 0 | 0 | 0 | 0
NSR Schahfer 17 & 18 - NOX Rate Annual v4.11, Unit 3547 and retrofits | 573 | 7454 | Rate Constraint in lbs/MMBtu | FALSE | L | Annual | Allowances Withdrawn (1:1) | Thousand Tons | 0 | 0 | 0 | 0 | 0 | 0 | 0 | 0
NSR Schahfer 17 & 18 - NOX Rate Annual v4.11, Unit 3547 and retrofits | 573 | 7454 | Rate Constraint in lbs/MMBtu | FALSE | L | Annual | Allowances Withdrawn (n:1) | Thousand Tons | 0 | 0 | 0 | 0 | 0 | 0 | 0 | 0
NSR Schahfer 17 & 18 - NOX Rate Annual v4.11, Unit 3547 and retrofits | 573 | 7454 | Rate Constraint in lbs/MMBtu | FALSE | L | Annual | Net Emissions Allowance Position | Thousand Tons | 1.731 | 0 | 0 | 0 | 0 | 0 | 0 | 0
NSR Schahfer 17 & 18 - NOX Rate Annual v4.11, Unit 3547 and retrofits | 573 | 7454 | Rate Constraint in lbs/MMBtu | FALSE | L | Annual | Fuel Consumed | TBtu | 20.311 | 0 | 0 | 0 | 0 | 0 | 0 | 0
NSR Schahfer 17 & 18 - NOX Rate Annual v4.11, Unit 3547 and retrofits | 573 | 7454 | Rate Constraint in lbs/MMBtu | FALSE | L | Annual | Rate | lb/MMBtu | 0.17045 | 0 | 0 | 0 | 0 | 0 | 0 | 0
NSR Schahfer 17 & 18 - NOX Rate Annual v4.11, Unit 3547 and retrofits | 573 | 7454 | Rate Constraint in lbs/MMBtu | FALSE | L | Annual | Generation | TWh | 1.7466 | 0 | 0 | 0 | 0 | 0 | 0 | 0
NSR Schahfer 17 & 18 - NOX Rate Annual v4.11, Unit 3547 and retrofits | 573 | 7454 | Rate Constraint in lbs/MMBtu | FALSE | L | Annual | Qualifying Generation | TWh | 1.7466 | 0 | 0 | 0 | 0 | 0 | 0 | 0
NSR Schahfer 17 & 18 - NOX Rate Annual v4.11, Unit 3547 and retrofits | 573 | 7454 | Rate Constraint in lbs/MMBtu | FALSE | L | Annual | Rate | lb/MWh | 1.9822 | 0 | 0 | 0 | 0 | 0 | 0 | 0
NSR Schahfer 17 & 18 - NOX Rate Annual v4.11, Unit 3547 and retrofits | 573 | 7454 | Rate Constraint in lbs/MMBtu | FALSE | L | Annual | Constraint Shadow Price | US2019$/Ton | 0 | 0 | 0 | 0 | 0 | 0 | 0 | 0
NSR Schahfer 17 & 18 - NOX Rate Annual v4.11, Unit 3548 and retrofits | 574 | 7454 | Rate Constraint in lbs/MMBtu | FALSE | L | Annual | Seasons Included | Seasons | Winter, WintShld, Summer | Winter, WintShld, Summer | Winter, WintShld, Summer | Winter, WintShld, Summer | Winter, WintShld, Summer | Winter, WintShld, Summer | Winter, WintShld, Summer | Winter, WintShld, Summer
NSR Schahfer 17 & 18 - NOX Rate Annual v4.11, Unit 3548 and retrofits | 574 | 7454 | Rate Constraint in lbs/MMBtu | FALSE | L | Annual | Standard NOX | lb/MMBtu | 0.2 | 0.2 | 0.2 | 0.2 | 0.2 | 0.2 | 0.2 | 0.2
NSR Schahfer 17 & 18 - NOX Rate Annual v4.11, Unit 3548 and retrofits | 574 | 7454 | Rate Constraint in lbs/MMBtu | FALSE | L | Annual | Emissions at Affected Plants NOX | Thousand Tons | 1.9495 | 0 | 0 | 0 | 0 | 0 | 0 | 0
NSR Schahfer 17 & 18 - NOX Rate Annual v4.11, Unit 3548 and retrofits | 574 | 7454 | Rate Constraint in lbs/MMBtu | FALSE | L | Annual | Allowances Purchased NOX | Thousand Tons | 0 | 0 | 0 | 0 | 0 | 0 | 0 | 0
NSR Schahfer 17 & 18 - NOX Rate Annual v4.11, Unit 3548 and retrofits | 574 | 7454 | Rate Constraint in lbs/MMBtu | FALSE | L | Annual | Allowances Sold NOX | Thousand Tons | 0 | 0 | 0 | 0 | 0 | 0 | 0 | 0
NSR Schahfer 17 & 18 - NOX Rate Annual v4.11, Unit 3548 and retrofits | 574 | 7454 | Rate Constraint in lbs/MMBtu | FALSE | L | Annual | Allowances Banked | Thousand Tons | 0 | 0 | 0 | 0 | 0 | 0 | 0 | 0
NSR Schahfer 17 & 18 - NOX Rate Annual v4.11, Unit 3548 and retrofits | 574 | 7454 | Rate Constraint in lbs/MMBtu | FALSE | L | Annual | Allowances Withdrawn (1:1) | Thousand Tons | 0 | 0 | 0 | 0 | 0 | 0 | 0 | 0
NSR Schahfer 17 & 18 - NOX Rate Annual v4.11, Unit 3548 and retrofits | 574 | 7454 | Rate Constraint in lbs/MMBtu | FALSE | L | Annual | Allowances Withdrawn (n:1) | Thousand Tons | 0 | 0 | 0 | 0 | 0 | 0 | 0 | 0
NSR Schahfer 17 & 18 - NOX Rate Annual v4.11, Unit 3548 and retrofits | 574 | 7454 | Rate Constraint in lbs/MMBtu | FALSE | L | Annual | Net Emissions Allowance Position | Thousand Tons | 1.9495 | 0 | 0 | 0 | 0 | 0 | 0 | 0
NSR Schahfer 17 & 18 - NOX Rate Annual v4.11, Unit 3548 and retrofits | 574 | 7454 | Rate Constraint in lbs/MMBtu | FALSE | L | Annual | Fuel Consumed | TBtu | 22.3923 | 0 | 0 | 0 | 0 | 0 | 0 | 0
NSR Schahfer 17 & 18 - NOX Rate Annual v4.11, Unit 3548 and retrofits | 574 | 7454 | Rate Constraint in lbs/MMBtu | FALSE | L | Annual | Rate | lb/MMBtu | 0.17412 | 0 | 0 | 0 | 0 | 0 | 0 | 0
NSR Schahfer 17 & 18 - NOX Rate Annual v4.11, Unit 3548 and retrofits | 574 | 7454 | Rate Constraint in lbs/MMBtu | FALSE | L | Annual | Generation | TWh | 1.9524 | 0 | 0 | 0 | 0 | 0 | 0 | 0
NSR Schahfer 17 & 18 - NOX Rate Annual v4.11, Unit 3548 and retrofits | 574 | 7454 | Rate Constraint in lbs/MMBtu | FALSE | L | Annual | Qualifying Generation | TWh | 1.9524 | 0 | 0 | 0 | 0 | 0 | 0 | 0
NSR Schahfer 17 & 18 - NOX Rate Annual v4.11, Unit 3548 and retrofits | 574 | 7454 | Rate Constraint in lbs/MMBtu | FALSE | L | Annual | Rate | lb/MWh | 1.997 | 0 | 0 | 0 | 0 | 0 | 0 | 0
NSR Schahfer 17 & 18 - NOX Rate Annual v4.11, Unit 3548 and retrofits | 574 | 7454 | Rate Constraint in lbs/MMBtu | FALSE | L | Annual | Constraint Shadow Price | US2019$/Ton | 0 | 0 | 0 | 0 | 0 | 0 | 0 | 0
NSR Shawnee 1& 4 - SO2 Rate Annual v4.11 | 575 | 7455 | Rate Constraint in lbs/MMBtu | FALSE | L | Annual | Seasons Included | Seasons | Winter, WintShld, Summer | Winter, WintShld, Summer | Winter, WintShld, Summer | Winter, WintShld, Summer | Winter, WintShld, Summer | Winter, WintShld, Summer | Winter, WintShld, Summer | Winter, WintShld, Summer
NSR Shawnee 1& 4 - SO2 Rate Annual v4.11 | 575 | 7455 | Rate Constraint in lbs/MMBtu | FALSE | L | Annual | Standard SO2 | lb/MMBtu | 1.2 | 1.2 | 1.2 | 1.2 | 1.2 | 1.2 | 1.2 | 1.2
NSR Shawnee 1& 4 - SO2 Rate Annual v4.11 | 575 | 7455 | Rate Constraint in lbs/MMBtu | FALSE | L | Annual | Emissions at Affected Plants SO2 | Thousand Tons | 0.8157 | 0.8157 | 0.48229 | 0.39587 | 0 | 0 | 0 | 0
NSR Shawnee 1& 4 - SO2 Rate Annual v4.11 | 575 | 7455 | Rate Constraint in lbs/MMBtu | FALSE | L | Annual | Allowances Purchased SO2 | Thousand Tons | 0 | 0 | 0 | 0 | 0 | 0 | 0 | 0
NSR Shawnee 1& 4 - SO2 Rate Annual v4.11 | 575 | 7455 | Rate Constraint in lbs/MMBtu | FALSE | L | Annual | Allowances Sold SO2 | Thousand Tons | 0 | 0 | 0 | 0 | 0 | 0 | 0 | 0
NSR Shawnee 1& 4 - SO2 Rate Annual v4.11 | 575 | 7455 | Rate Constraint in lbs/MMBtu | FALSE | L | Annual | Allowances Banked | Thousand Tons | 0 | 0 | 0 | 0 | 0 | 0 | 0 | 0
NSR Shawnee 1& 4 - SO2 Rate Annual v4.11 | 575 | 7455 | Rate Constraint in lbs/MMBtu | FALSE | L | Annual | Allowances Withdrawn (1:1) | Thousand Tons | 0 | 0 | 0 | 0 | 0 | 0 | 0 | 0
NSR Shawnee 1& 4 - SO2 Rate Annual v4.11 | 575 | 7455 | Rate Constraint in lbs/MMBtu | FALSE | L | Annual | Allowances Withdrawn (n:1) | Thousand Tons | 0 | 0 | 0 | 0 | 0 | 0 | 0 | 0
NSR Shawnee 1& 4 - SO2 Rate Annual v4.11 | 575 | 7455 | Rate Constraint in lbs/MMBtu | FALSE | L | Annual | Net Emissions Allowance Position | Thousand Tons | 0.8157 | 0.8157 | 0.48229 | 0.39587 | 0 | 0 | 0 | 0
NSR Shawnee 1& 4 - SO2 Rate Annual v4.11 | 575 | 7455 | Rate Constraint in lbs/MMBtu | FALSE | L | Annual | Fuel Consumed | TBtu | 21.4121 | 21.4121 | 12.6602 | 10.3917 | 0 | 0 | 0 | 0
NSR Shawnee 1& 4 - SO2 Rate Annual v4.11 | 575 | 7455 | Rate Constraint in lbs/MMBtu | FALSE | L | Annual | Rate | lb/MMBtu | 0.07619 | 0.07619 | 0.07619 | 0.07619 | 0 | 0 | 0 | 0
NSR Shawnee 1& 4 - SO2 Rate Annual v4.11 | 575 | 7455 | Rate Constraint in lbs/MMBtu | FALSE | L | Annual | Generation | TWh | 1.919 | 1.919 | 1.1346 | 0.93132 | 0 | 0 | 0 | 0
NSR Shawnee 1& 4 - SO2 Rate Annual v4.11 | 575 | 7455 | Rate Constraint in lbs/MMBtu | FALSE | L | Annual | Qualifying Generation | TWh | 1.919 | 1.919 | 1.1346 | 0.93132 | 0 | 0 | 0 | 0
NSR Shawnee 1& 4 - SO2 Rate Annual v4.11 | 575 | 7455 | Rate Constraint in lbs/MMBtu | FALSE | L | Annual | Rate | lb/MWh | 0.85013 | 0.85013 | 0.85013 | 0.85013 | 0 | 0 | 0 | 0
NSR Shawnee 1& 4 - SO2 Rate Annual v4.11 | 575 | 7455 | Rate Constraint in lbs/MMBtu | FALSE | L | Annual | Constraint Shadow Price | US2019$/Ton | 0 | 0 | 0 | 0 | 0 | 0 | 0 | 0
NSR Shawnee 5-10 - SO2 Rate Annual v4.11 | 576 | 7456 | Rate Constraint in lbs/MMBtu | FALSE | L | Annual | Seasons Included | Seasons | Winter, WintShld, Summer | Winter, WintShld, Summer | Winter, WintShld, Summer | Winter, WintShld, Summer | Winter, WintShld, Summer | Winter, WintShld, Summer | Winter, WintShld, Summer | Winter, WintShld, Summer
NSR Shawnee 5-10 - SO2 Rate Annual v4.11 | 576 | 7456 | Rate Constraint in lbs/MMBtu | FALSE | L | Annual | Standard SO2 | lb/MMBtu | 1.2 | 1.2 | 1.2 | 1.2 | 1.2 | 1.2 | 1.2 | 1.2
NSR Shawnee 5-10 - SO2 Rate Annual v4.11 | 576 | 7456 | Rate Constraint in lbs/MMBtu | FALSE | L | Annual | Emissions at Affected Plants SO2 | Thousand Tons | 21.4379 | 21.4379 | 8.0535 | 6.1953 | 0 | 0 | 0 | 0
NSR Shawnee 5-10 - SO2 Rate Annual v4.11 | 576 | 7456 | Rate Constraint in lbs/MMBtu | FALSE | L | Annual | Allowances Purchased SO2 | Thousand Tons | 0 | 0 | 0 | 0 | 0 | 0 | 0 | 0
NSR Shawnee 5-10 - SO2 Rate Annual v4.11 | 576 | 7456 | Rate Constraint in lbs/MMBtu | FALSE | L | Annual | Allowances Sold SO2 | Thousand Tons | 0 | 0 | 0 | 0 | 0 | 0 | 0 | 0
NSR Shawnee 5-10 - SO2 Rate Annual v4.11 | 576 | 7456 | Rate Constraint in lbs/MMBtu | FALSE | L | Annual | Allowances Banked | Thousand Tons | 0 | 0 | 0 | 0 | 0 | 0 | 0 | 0
NSR Shawnee 5-10 - SO2 Rate Annual v4.11 | 576 | 7456 | Rate Constraint in lbs/MMBtu | FALSE | L | Annual | Allowances Withdrawn (1:1) | Thousand Tons | 0 | 0 | 0 | 0 | 0 | 0 | 0 | 0
NSR Shawnee 5-10 - SO2 Rate Annual v4.11 | 576 | 7456 | Rate Constraint in lbs/MMBtu | FALSE | L | Annual | Allowances Withdrawn (n:1) | Thousand Tons | 0 | 0 | 0 | 0 | 0 | 0 | 0 | 0
NSR Shawnee 5-10 - SO2 Rate Annual v4.11 | 576 | 7456 | Rate Constraint in lbs/MMBtu | FALSE | L | Annual | Net Emissions Allowance Position | Thousand Tons | 21.4379 | 21.4379 | 8.0535 | 6.1953 | 0 | 0 | 0 | 0
NSR Shawnee 5-10 - SO2 Rate Annual v4.11 | 576 | 7456 | Rate Constraint in lbs/MMBtu | FALSE | L | Annual | Fuel Consumed | TBtu | 53.7126 | 53.7126 | 36.1771 | 27.8302 | 0 | 0 | 0 | 0
NSR Shawnee 5-10 - SO2 Rate Annual v4.11 | 576 | 7456 | Rate Constraint in lbs/MMBtu | FALSE | L | Annual | Rate | lb/MMBtu | 0.79824 | 0.79824 | 0.44522 | 0.44522 | 0 | 0 | 0 | 0
NSR Shawnee 5-10 - SO2 Rate Annual v4.11 | 576 | 7456 | Rate Constraint in lbs/MMBtu | FALSE | L | Annual | Generation | TWh | 4.7975 | 4.7975 | 3.2313 | 2.4857 | 0 | 0 | 0 | 0
NSR Shawnee 5-10 - SO2 Rate Annual v4.11 | 576 | 7456 | Rate Constraint in lbs/MMBtu | FALSE | L | Annual | Qualifying Generation | TWh | 4.7975 | 4.7975 | 3.2313 | 2.4857 | 0 | 0 | 0 | 0
NSR Shawnee 5-10 - SO2 Rate Annual v4.11 | 576 | 7456 | Rate Constraint in lbs/MMBtu | FALSE | L | Annual | Rate | lb/MWh | 8.9371 | 8.9371 | 4.9847 | 4.9847 | 0 | 0 | 0 | 0
NSR Shawnee 5-10 - SO2 Rate Annual v4.11 | 576 | 7456 | Rate Constraint in lbs/MMBtu | FALSE | L | Annual | Constraint Shadow Price | US2019$/Ton | 0 | 0 | 0 | 0 | 0 | 203.7648 | 0 | 784.0182
NSR Taconite 1,2 - NOX Rate Annual v5.14 | 577 | 7489 | Rate Constraint in lbs/MMBtu | FALSE | L | Annual | Seasons Included | Seasons | Winter, WintShld, Summer | Winter, WintShld, Summer | Winter, WintShld, Summer | Winter, WintShld, Summer | Winter, WintShld, Summer | Winter, WintShld, Summer | Winter, WintShld, Summer | Winter, WintShld, Summer
NSR Taconite 1,2 - NOX Rate Annual v5.14 | 577 | 7489 | Rate Constraint in lbs/MMBtu | FALSE | L | Annual | Standard NOX | lb/MMBtu | 0.16 | 0.16 | 0.16 | 0.16 | 0.16 | 0.16 | 0.16 | 0.16
NSR Taconite 1,2 - NOX Rate Annual v5.14 | 577 | 7489 | Rate Constraint in lbs/MMBtu | FALSE | L | Annual | Emissions at Affected Plants NOX | Thousand Tons | 0 | 0 | 0 | 0 | 0 | 0 | 0 | 0
NSR Taconite 1,2 - NOX Rate Annual v5.14 | 577 | 7489 | Rate Constraint in lbs/MMBtu | FALSE | L | Annual | Allowances Purchased NOX | Thousand Tons | 0 | 0 | 0 | 0 | 0 | 0 | 0 | 0
NSR Taconite 1,2 - NOX Rate Annual v5.14 | 577 | 7489 | Rate Constraint in lbs/MMBtu | FALSE | L | Annual | Allowances Sold NOX | Thousand Tons | 0 | 0 | 0 | 0 | 0 | 0 | 0 | 0
NSR Taconite 1,2 - NOX Rate Annual v5.14 | 577 | 7489 | Rate Constraint in lbs/MMBtu | FALSE | L | Annual | Allowances Banked | Thousand Tons | 0 | 0 | 0 | 0 | 0 | 0 | 0 | 0
NSR Taconite 1,2 - NOX Rate Annual v5.14 | 577 | 7489 | Rate Constraint in lbs/MMBtu | FALSE | L | Annual | Allowances Withdrawn (1:1) | Thousand Tons | 0 | 0 | 0 | 0 | 0 | 0 | 0 | 0
NSR Taconite 1,2 - NOX Rate Annual v5.14 | 577 | 7489 | Rate Constraint in lbs/MMBtu | FALSE | L | Annual | Allowances Withdrawn (n:1) | Thousand Tons | 0 | 0 | 0 | 0 | 0 | 0 | 0 | 0
NSR Taconite 1,2 - NOX Rate Annual v5.14 | 577 | 7489 | Rate Constraint in lbs/MMBtu | FALSE | L | Annual | Net Emissions Allowance Position | Thousand Tons | 0 | 0 | 0 | 0 | 0 | 0 | 0 | 0
NSR Taconite 1,2 - NOX Rate Annual v5.14 | 577 | 7489 | Rate Constraint in lbs/MMBtu | FALSE | L | Annual | Fuel Consumed | TBtu | 0 | 0 | 0 | 0 | 0 | 0 | 0 | 0
NSR Taconite 1,2 - NOX Rate Annual v5.14 | 577 | 7489 | Rate Constraint in lbs/MMBtu | FALSE | L | Annual | Rate | lb/MMBtu | 0 | 0 | 0 | 0 | 0 | 0 | 0 | 0
NSR Taconite 1,2 - NOX Rate Annual v5.14 | 577 | 7489 | Rate Constraint in lbs/MMBtu | FALSE | L | Annual | Generation | TWh | 0 | 0 | 0 | 0 | 0 | 0 | 0 | 0
NSR Taconite 1,2 - NOX Rate Annual v5.14 | 577 | 7489 | Rate Constraint in lbs/MMBtu | FALSE | L | Annual | Qualifying Generation | TWh | 0 | 0 | 0 | 0 | 0 | 0 | 0 | 0
NSR Taconite 1,2 - NOX Rate Annual v5.14 | 577 | 7489 | Rate Constraint in lbs/MMBtu | FALSE | L | Annual | Rate | lb/MWh | 0 | 0 | 0 | 0 | 0 | 0 | 0 | 0
NSR Taconite 1,2 - NOX Rate Annual v5.14 | 577 | 7489 | Rate Constraint in lbs/MMBtu | FALSE | L | Annual | Constraint Shadow Price | US2019$/Ton | 0 | 0 | 0 | 0 | 0 | 0 | 0 | 0
NSR Taconite 1,2 - SO2 Rate Annual v5.14 | 578 | 7488 | Rate Constraint in lbs/MMBtu | FALSE | L | Annual | Seasons Included | Seasons | Winter, WintShld, Summer | Winter, WintShld, Summer | Winter, WintShld, Summer | Winter, WintShld, Summer | Winter, WintShld, Summer | Winter, WintShld, Summer | Winter, WintShld, Summer | Winter, WintShld, Summer
NSR Taconite 1,2 - SO2 Rate Annual v5.14 | 578 | 7488 | Rate Constraint in lbs/MMBtu | FALSE | L | Annual | Standard SO2 | lb/MMBtu | 0.3 | 0.3 | 0.3 | 0.3 | 0.3 | 0.3 | 0.3 | 0.3
NSR Taconite 1,2 - SO2 Rate Annual v5.14 | 578 | 7488 | Rate Constraint in lbs/MMBtu | FALSE | L | Annual | Emissions at Affected Plants SO2 | Thousand Tons | 0 | 0 | 0 | 0 | 0 | 0 | 0 | 0
NSR Taconite 1,2 - SO2 Rate Annual v5.14 | 578 | 7488 | Rate Constraint in lbs/MMBtu | FALSE | L | Annual | Allowances Purchased SO2 | Thousand Tons | 0 | 0 | 0 | 0 | 0 | 0 | 0 | 0
NSR Taconite 1,2 - SO2 Rate Annual v5.14 | 578 | 7488 | Rate Constraint in lbs/MMBtu | FALSE | L | Annual | Allowances Sold SO2 | Thousand Tons | 0 | 0 | 0 | 0 | 0 | 0 | 0 | 0
NSR Taconite 1,2 - SO2 Rate Annual v5.14 | 578 | 7488 | Rate Constraint in lbs/MMBtu | FALSE | L | Annual | Allowances Banked | Thousand Tons | 0 | 0 | 0 | 0 | 0 | 0 | 0 | 0
NSR Taconite 1,2 - SO2 Rate Annual v5.14 | 578 | 7488 | Rate Constraint in lbs/MMBtu | FALSE | L | Annual | Allowances Withdrawn (1:1) | Thousand Tons | 0 | 0 | 0 | 0 | 0 | 0 | 0 | 0
NSR Taconite 1,2 - SO2 Rate Annual v5.14 | 578 | 7488 | Rate Constraint in lbs/MMBtu | FALSE | L | Annual | Allowances Withdrawn (n:1) | Thousand Tons | 0 | 0 | 0 | 0 | 0 | 0 | 0 | 0
NSR Taconite 1,2 - SO2 Rate Annual v5.14 | 578 | 7488 | Rate Constraint in lbs/MMBtu | FALSE | L | Annual | Net Emissions Allowance Position | Thousand Tons | 0 | 0 | 0 | 0 | 0 | 0 | 0 | 0
NSR Taconite 1,2 - SO2 Rate Annual v5.14 | 578 | 7488 | Rate Constraint in lbs/MMBtu | FALSE | L | Annual | Fuel Consumed | TBtu | 0 | 0 | 0 | 0 | 0 | 0 | 0 | 0
NSR Taconite 1,2 - SO2 Rate Annual v5.14 | 578 | 7488 | Rate Constraint in lbs/MMBtu | FALSE | L | Annual | Rate | lb/MMBtu | 0 | 0 | 0 | 0 | 0 | 0 | 0 | 0
NSR Taconite 1,2 - SO2 Rate Annual v5.14 | 578 | 7488 | Rate Constraint in lbs/MMBtu | FALSE | L | Annual | Generation | TWh | 0 | 0 | 0 | 0 | 0 | 0 | 0 | 0
NSR Taconite 1,2 - SO2 Rate Annual v5.14 | 578 | 7488 | Rate Constraint in lbs/MMBtu | FALSE | L | Annual | Qualifying Generation | TWh | 0 | 0 | 0 | 0 | 0 | 0 | 0 | 0
NSR Taconite 1,2 - SO2 Rate Annual v5.14 | 578 | 7488 | Rate Constraint in lbs/MMBtu | FALSE | L | Annual | Rate | lb/MWh | 0 | 0 | 0 | 0 | 0 | 0 | 0 | 0
NSR Taconite 1,2 - SO2 Rate Annual v5.14 | 578 | 7488 | Rate Constraint in lbs/MMBtu | FALSE | L | Annual | Constraint Shadow Price | US2019$/Ton | 0 | 0 | 6133.3664 | 0 | 0 | 4794.3715 | 3009.5129 | 6992.1667
NSR Tucson Electric - SO2 Cap Annual v4.0 | 579 | 7276 | Rate Constraint in MTons | FALSE | L | Annual | Seasons Included | Seasons | Winter, WintShld, Summer | Winter, WintShld, Summer | Winter, WintShld, Summer | Winter, WintShld, Summer | Winter, WintShld, Summer | Winter, WintShld, Summer | Winter, WintShld, Summer | Winter, WintShld, Summer
NSR Tucson Electric - SO2 Cap Annual v4.0 | 579 | 7276 | Rate Constraint in MTons | FALSE | L | Annual | Standard SO2 | Thousand Tons | 10.66 | 10.66 | 10.66 | 10.66 | 10.66 | 10.66 | 10.66 | 10.66
NSR Tucson Electric - SO2 Cap Annual v4.0 | 579 | 7276 | Rate Constraint in MTons | FALSE | L | Annual | Emissions at Affected Plants SO2 | Thousand Tons | 10.66 | 8.5273 | 3.5373 | 2.0268 | 1.0838 | 1.0838 | 1.0838 | 0
NSR Tucson Electric - SO2 Cap Annual v4.0 | 579 | 7276 | Rate Constraint in MTons | FALSE | L | Annual | Allowances Purchased SO2 | Thousand Tons | 0 | 0 | 0 | 0 | 0 | 0 | 0 | 0
NSR Tucson Electric - SO2 Cap Annual v4.0 | 579 | 7276 | Rate Constraint in MTons | FALSE | L | Annual | Allowances Sold SO2 | Thousand Tons | 0 | 0 | 0 | 0 | 0 | 0 | 0 | 0
NSR Tucson Electric - SO2 Cap Annual v4.0 | 579 | 7276 | Rate Constraint in MTons | FALSE | L | Annual | Allowances Banked | Thousand Tons | 0 | 0 | 0 | 0 | 0 | 0 | 0 | 0
NSR Tucson Electric - SO2 Cap Annual v4.0 | 579 | 7276 | Rate Constraint in MTons | FALSE | L | Annual | Allowances Withdrawn (1:1) | Thousand Tons | 0 | 0 | 0 | 0 | 0 | 0 | 0 | 0
NSR Tucson Electric - SO2 Cap Annual v4.0 | 579 | 7276 | Rate Constraint in MTons | FALSE | L | Annual | Allowances Withdrawn (n:1) | Thousand Tons | 0 | 0 | 0 | 0 | 0 | 0 | 0 | 0
NSR Tucson Electric - SO2 Cap Annual v4.0 | 579 | 7276 | Rate Constraint in MTons | FALSE | L | Annual | Net Emissions Allowance Position | Thousand Tons | 10.66 | 8.5273 | 3.5373 | 2.0268 | 1.0838 | 1.0838 | 1.0838 | 0
NSR Tucson Electric - SO2 Cap Annual v4.0 | 579 | 7276 | Rate Constraint in MTons | FALSE | L | Annual | Fuel Consumed | TBtu | 115.7754 | 65.892 | 28.3842 | 13.9374 | 7.4526 | 7.4526 | 7.4526 | 0
NSR Tucson Electric - SO2 Cap Annual v4.0 | 579 | 7276 | Rate Constraint in MTons | FALSE | L | Annual | Rate | lb/MMBtu | 0.18415 | 0.25883 | 0.24924 | 0.29085 | 0.29085 | 0.29085 | 0.29085 | 0
NSR Tucson Electric - SO2 Cap Annual v4.0 | 579 | 7276 | Rate Constraint in MTons | FALSE | L | Annual | Generation | TWh | 11.2536 | 6.4274 | 2.7666 | 1.363 | 0.72883 | 0.72883 | 0.72883 | 0
NSR Tucson Electric - SO2 Cap Annual v4.0 | 579 | 7276 | Rate Constraint in MTons | FALSE | L | Annual | Qualifying Generation | TWh | 11.2536 | 6.4274 | 2.7666 | 1.363 | 0.72883 | 0.72883 | 0.72883 | 0
NSR Tucson Electric - SO2 Cap Annual v4.0 | 579 | 7276 | Rate Constraint in MTons | FALSE | L | Annual | Rate | lb/MWh | 1.8945 | 2.6534 | 2.5572 | 2.974 | 2.974 | 2.974 | 2.974 | 0
NSR Tucson Electric - SO2 Cap Annual v4.0 | 579 | 7276 | Rate Constraint in MTons | FALSE | L | Annual | Constraint Shadow Price | US2019$/Ton | 4714.478 | 0 | 0 | 0 | 0 | 0 | 0 | 0
NSR Tucson Electric NOx Cap Annual - v4.0 | 580 | 7277 | Rate Constraint in MTons | FALSE | L | Annual | Seasons Included | Seasons | Winter, WintShld, Summer | Winter, WintShld, Summer | Winter, WintShld, Summer | Winter, WintShld, Summer | Winter, WintShld, Summer | Winter, WintShld, Summer | Winter, WintShld, Summer | Winter, WintShld, Summer
NSR Tucson Electric NOx Cap Annual - v4.0 | 580 | 7277 | Rate Constraint in MTons | FALSE | L | Annual | Standard NOX | Thousand Tons | 8.94 | 8.94 | 8.94 | 8.94 | 8.94 | 8.94 | 8.94 | 8.94
NSR Tucson Electric NOx Cap Annual - v4.0 | 580 | 7277 | Rate Constraint in MTons | FALSE | L | Annual | Emissions at Affected Plants NOX | Thousand Tons | 6.424 | 3.4263 | 1.5933 | 0.53219 | 0.28458 | 0.28458 | 0.28458 | 0
NSR Tucson Electric NOx Cap Annual - v4.0 | 580 | 7277 | Rate Constraint in MTons | FALSE | L | Annual | Allowances Purchased NOX | Thousand Tons | 0 | 0 | 0 | 0 | 0 | 0 | 0 | 0
NSR Tucson Electric NOx Cap Annual - v4.0 | 580 | 7277 | Rate Constraint in MTons | FALSE | L | Annual | Allowances Sold NOX | Thousand Tons | 0 | 0 | 0 | 0 | 0 | 0 | 0 | 0
NSR Tucson Electric NOx Cap Annual - v4.0 | 580 | 7277 | Rate Constraint in MTons | FALSE | L | Annual | Allowances Banked | Thousand Tons | 0 | 0 | 0 | 0 | 0 | 0 | 0 | 0
NSR Tucson Electric NOx Cap Annual - v4.0 | 580 | 7277 | Rate Constraint in MTons | FALSE | L | Annual | Allowances Withdrawn (1:1) | Thousand Tons | 0 | 0 | 0 | 0 | 0 | 0 | 0 | 0
NSR Tucson Electric NOx Cap Annual - v4.0 | 580 | 7277 | Rate Constraint in MTons | FALSE | L | Annual | Allowances Withdrawn (n:1) | Thousand Tons | 0 | 0 | 0 | 0 | 0 | 0 | 0 | 0
NSR Tucson Electric NOx Cap Annual - v4.0 | 580 | 7277 | Rate Constraint in MTons | FALSE | L | Annual | Net Emissions Allowance Position | Thousand Tons | 6.424 | 3.4263 | 1.5933 | 0.53219 | 0.28458 | 0.28458 | 0.28458 | 0
NSR Tucson Electric NOx Cap Annual - v4.0 | 580 | 7277 | Rate Constraint in MTons | FALSE | L | Annual | Fuel Consumed | TBtu | 115.7754 | 65.892 | 28.3842 | 13.9374 | 7.4526 | 7.4526 | 7.4526 | 0
NSR Tucson Electric NOx Cap Annual - v4.0 | 580 | 7277 | Rate Constraint in MTons | FALSE | L | Annual | Rate | lb/MMBtu | 0.11097 | 0.104 | 0.11227 | 0.076369 | 0.076369 | 0.076369 | 0.076369 | 0
NSR Tucson Electric NOx Cap Annual - v4.0 | 580 | 7277 | Rate Constraint in MTons | FALSE | L | Annual | Generation | TWh | 11.2536 | 6.4274 | 2.7666 | 1.363 | 0.72883 | 0.72883 | 0.72883 | 0
NSR Tucson Electric NOx Cap Annual - v4.0 | 580 | 7277 | Rate Constraint in MTons | FALSE | L | Annual | Qualifying Generation | TWh | 11.2536 | 6.4274 | 2.7666 | 1.363 | 0.72883 | 0.72883 | 0.72883 | 0
NSR Tucson Electric NOx Cap Annual - v4.0 | 580 | 7277 | Rate Constraint in MTons | FALSE | L | Annual | Rate | lb/MWh | 1.1417 | 1.0662 | 1.1518 | 0.78091 | 0.78091 | 0.78091 | 0.78091 | 0
NSR Tucson Electric NOx Cap Annual - v4.0 | 580 | 7277 | Rate Constraint in MTons | FALSE | L | Annual | Constraint Shadow Price | US2019$/Ton | 0 | 0 | 0 | 0 | 0 | 0 | 0 | 0
NSR TVA System - NOX Cap Annual v4.11 | 581 | 7400 | Rate Constraint in MTons | FALSE | L | Annual | Seasons Included | Seasons | Winter, WintShld, Summer | Winter, WintShld, Summer | Winter, WintShld, Summer | Winter, WintShld, Summer | Winter, WintShld, Summer | Winter, WintShld, Summer | Winter, WintShld, Summer | Winter, WintShld, Summer
NSR TVA System - NOX Cap Annual v4.11 | 581 | 7400 | Rate Constraint in MTons | FALSE | L | Annual | Standard NOX | Thousand Tons | 52 | 52 | 52 | 52 | 52 | 52 | 52 | 52
NSR TVA System - NOX Cap Annual v4.11 | 581 | 7400 | Rate Constraint in MTons | FALSE | L | Annual | Emissions at Affected Plants NOX | Thousand Tons | 22.2901 | 12.1775 | 6.8793 | 5.0725 | 0.010359 | 0.010359 | 0.010359 | 0.001422
NSR TVA System - NOX Cap Annual v4.11 | 581 | 7400 | Rate Constraint in MTons | FALSE | L | Annual | Allowances Purchased NOX | Thousand Tons | 0 | 0 | 0 | 0 | 0 | 0 | 0 | 0
NSR TVA System - NOX Cap Annual v4.11 | 581 | 7400 | Rate Constraint in MTons | FALSE | L | Annual | Allowances Sold NOX | Thousand Tons | 0 | 0 | 0 | 0 | 0 | 0 | 0 | 0
NSR TVA System - NOX Cap Annual v4.11 | 581 | 7400 | Rate Constraint in MTons | FALSE | L | Annual | Allowances Banked | Thousand Tons | 0 | 0 | 0 | 0 | 0 | 0 | 0 | 0
NSR TVA System - NOX Cap Annual v4.11 | 581 | 7400 | Rate Constraint in MTons | FALSE | L | Annual | Allowances Withdrawn (1:1) | Thousand Tons | 0 | 0 | 0 | 0 | 0 | 0 | 0 | 0
NSR TVA System - NOX Cap Annual v4.11 | 581 | 7400 | Rate Constraint in MTons | FALSE | L | Annual | Allowances Withdrawn (n:1) | Thousand Tons | 0 | 0 | 0 | 0 | 0 | 0 | 0 | 0
NSR TVA System - NOX Cap Annual v4.11 | 581 | 7400 | Rate Constraint in MTons | FALSE | L | Annual | Net Emissions Allowance Position | Thousand Tons | 22.2901 | 12.1775 | 6.8793 | 5.0725 | 0.010359 | 0.010359 | 0.010359 | 0.001422
NSR TVA System - NOX Cap Annual v4.11 | 581 | 7400 | Rate Constraint in MTons | FALSE | L | Annual | Fuel Consumed | TBtu | 456.7386 | 177.3814 | 83.9241 | 58.9656 | 0.25849 | 0.25849 | 0.25849 | 0.035482
NSR TVA System - NOX Cap Annual v4.11 | 581 | 7400 | Rate Constraint in MTons | FALSE | L | Annual | Rate | lb/MMBtu | 0.097606 | 0.1373 | 0.16394 | 0.17205 | 0.080155 | 0.080155 | 0.080155 | 0.080155
NSR TVA System - NOX Cap Annual v4.11 | 581 | 7400 | Rate Constraint in MTons | FALSE | L | Annual | Generation | TWh | 42.4351 | 16.2809 | 7.6148 | 5.281 | 0.022413 | 0.022413 | 0.022413 | 0.0030765
NSR TVA System - NOX Cap Annual v4.11 | 581 | 7400 | Rate Constraint in MTons | FALSE | L | Annual | Qualifying Generation | TWh | 42.4351 | 16.2809 | 7.6148 | 5.281 | 0.022413 | 0.022413 | 0.022413 | 0.0030765
NSR TVA System - NOX Cap Annual v4.11 | 581 | 7400 | Rate Constraint in MTons | FALSE | L | Annual | Rate | lb/MWh | 1.0506 | 1.4959 | 1.8068 | 1.921 | 0.92443 | 0.92443 | 0.92443 | 0.92443
NSR TVA System - NOX Cap Annual v4.11 | 581 | 7400 | Rate Constraint in MTons | FALSE | L | Annual | Constraint Shadow Price | US2019$/Ton | 0 | 0 | 0 | 0 | 0 | 0 | 0 | 0
NSR TVA System - SO2 Cap Annual v4.11 | 582 | 7399 | Rate Constraint in MTons | FALSE | L | Annual | Seasons Included | Seasons | Winter, WintShld, Summer | Winter, WintShld, Summer | Winter, WintShld, Summer | Winter, WintShld, Summer | Winter, WintShld, Summer | Winter, WintShld, Summer | Winter, WintShld, Summer | Winter, WintShld, Summer
NSR TVA System - SO2 Cap Annual v4.11 | 582 | 7399 | Rate Constraint in MTons | FALSE | L | Annual | Standard SO2 | Thousand Tons | 100 | 100 | 100 | 100 | 100 | 100 | 100 | 100
NSR TVA System - SO2 Cap Annual v4.11 | 582 | 7399 | Rate Constraint in MTons | FALSE | L | Annual | Emissions at Affected Plants SO2 | Thousand Tons | 41.3593 | 32.3303 | 12.0488 | 8.8915 | 0.014139 | 0.014139 | 0.014139 | 0.0019409
NSR TVA System - SO2 Cap Annual v4.11 | 582 | 7399 | Rate Constraint in MTons | FALSE | L | Annual | Allowances Purchased SO2 | Thousand Tons | 0 | 0 | 0 | 0 | 0 | 0 | 0 | 0
NSR TVA System - SO2 Cap Annual v4.11 | 582 | 7399 | Rate Constraint in MTons | FALSE | L | Annual | Allowances Sold SO2 | Thousand Tons | 0 | 0 | 0 | 0 | 0 | 0 | 0 | 0
NSR TVA System - SO2 Cap Annual v4.11 | 582 | 7399 | Rate Constraint in MTons | FALSE | L | Annual | Allowances Banked | Thousand Tons | 0 | 0 | 0 | 0 | 0 | 0 | 0 | 0
NSR TVA System - SO2 Cap Annual v4.11 | 582 | 7399 | Rate Constraint in MTons | FALSE | L | Annual | Allowances Withdrawn (1:1) | Thousand Tons | 0 | 0 | 0 | 0 | 0 | 0 | 0 | 0
NSR TVA System - SO2 Cap Annual v4.11 | 582 | 7399 | Rate Constraint in MTons | FALSE | L | Annual | Allowances Withdrawn (n:1) | Thousand Tons | 0 | 0 | 0 | 0 | 0 | 0 | 0 | 0
NSR TVA System - SO2 Cap Annual v4.11 | 582 | 7399 | Rate Constraint in MTons | FALSE | L | Annual | Net Emissions Allowance Position | Thousand Tons | 41.3593 | 32.3303 | 12.0488 | 8.8915 | 0.014139 | 0.014139 | 0.014139 | 0.0019409
NSR TVA System - SO2 Cap Annual v4.11 | 582 | 7399 | Rate Constraint in MTons | FALSE | L | Annual | Fuel Consumed | TBtu | 456.7386 | 177.3814 | 83.9241 | 58.9656 | 0.25849 | 0.25849 | 0.25849 | 0.035482
NSR TVA System - SO2 Cap Annual v4.11 | 582 | 7399 | Rate Constraint in MTons | FALSE | L | Annual | Rate | lb/MMBtu | 0.18111 | 0.36453 | 0.28713 | 0.30158 | 0.1094 | 0.1094 | 0.1094 | 0.1094
NSR TVA System - SO2 Cap Annual v4.11 | 582 | 7399 | Rate Constraint in MTons | FALSE | L | Annual | Generation | TWh | 42.4351 | 16.2809 | 7.6148 | 5.281 | 0.022413 | 0.022413 | 0.022413 | 0.0030765
NSR TVA System - SO2 Cap Annual v4.11 | 582 | 7399 | Rate Constraint in MTons | FALSE | L | Annual | Qualifying Generation | TWh | 42.4351 | 16.2809 | 7.6148 | 5.281 | 0.022413 | 0.022413 | 0.022413 | 0.0030765
NSR TVA System - SO2 Cap Annual v4.11 | 582 | 7399 | Rate Constraint in MTons | FALSE | L | Annual | Rate | lb/MWh | 1.9493 | 3.9716 | 3.1645 | 3.3674 | 1.2617 | 1.2617 | 1.2617 | 1.2617
NSR TVA System - SO2 Cap Annual v4.11 | 582 | 7399 | Rate Constraint in MTons | FALSE | L | Annual | Constraint Shadow Price | US2019$/Ton | 0 | 0 | 0 | 0 | 0 | 0 | 0 | 0
NSR Valley 1-4 - NOX Rate Annual v5.16 | 583 | 7429 | Rate Constraint in lbs/MMBtu | FALSE | L | Annual | Seasons Included | Seasons | Winter, WintShld, Summer | Winter, WintShld, Summer | Winter, WintShld, Summer | Winter, WintShld, Summer | Winter, WintShld, Summer | Winter, WintShld, Summer | Winter, WintShld, Summer | Winter, WintShld, Summer
NSR Valley 1-4 - NOX Rate Annual v5.16 | 583 | 7429 | Rate Constraint in lbs/MMBtu | FALSE | L | Annual | Standard NOX | lb/MMBtu | 0.08 | 0.08 | 0.08 | 0.08 | 0.08 | 0.08 | 0.08 | 0.08
NSR Valley 1-4 - NOX Rate Annual v5.16 | 583 | 7429 | Rate Constraint in lbs/MMBtu | FALSE | L | Annual | Emissions at Affected Plants NOX | Thousand Tons | 0 | 0 | 0.14512 | 0.11646 | 0 | 0 | 0 | 0
NSR Valley 1-4 - NOX Rate Annual v5.16 | 583 | 7429 | Rate Constraint in lbs/MMBtu | FALSE | L | Annual | Allowances Purchased NOX | Thousand Tons | 0 | 0 | 0 | 0 | 0 | 0 | 0 | 0
NSR Valley 1-4 - NOX Rate Annual v5.16 | 583 | 7429 | Rate Constraint in lbs/MMBtu | FALSE | L | Annual | Allowances Sold NOX | Thousand Tons | 0 | 0 | 0 | 0 | 0 | 0 | 0 | 0
NSR Valley 1-4 - NOX Rate Annual v5.16 | 583 | 7429 | Rate Constraint in lbs/MMBtu | FALSE | L | Annual | Allowances Banked | Thousand Tons | 0 | 0 | 0 | 0 | 0 | 0 | 0 | 0
NSR Valley 1-4 - NOX Rate Annual v5.16 | 583 | 7429 | Rate Constraint in lbs/MMBtu | FALSE | L | Annual | Allowances Withdrawn (1:1) | Thousand Tons | 0 | 0 | 0 | 0 | 0 | 0 | 0 | 0
NSR Valley 1-4 - NOX Rate Annual v5.16 | 583 | 7429 | Rate Constraint in lbs/MMBtu | FALSE | L | Annual | Allowances Withdrawn (n:1) | Thousand Tons | 0 | 0 | 0 | 0 | 0 | 0 | 0 | 0
NSR Valley 1-4 - NOX Rate Annual v5.16 | 583 | 7429 | Rate Constraint in lbs/MMBtu | FALSE | L | Annual | Net Emissions Allowance Position | Thousand Tons | 0 | 0 | 0.14512 | 0.11646 | 0 | 0 | 0 | 0
NSR Valley 1-4 - NOX Rate Annual v5.16 | 583 | 7429 | Rate Constraint in lbs/MMBtu | FALSE | L | Annual | Fuel Consumed | TBtu | 0 | 0 | 3.9314 | 3.1549 | 0 | 0 | 0 | 0
NSR Valley 1-4 - NOX Rate Annual v5.16 | 583 | 7429 | Rate Constraint in lbs/MMBtu | FALSE | L | Annual | Rate | lb/MMBtu | 0 | 0 | 0.073829 | 0.073829 | 0 | 0 | 0 | 0
NSR Valley 1-4 - NOX Rate Annual v5.16 | 583 | 7429 | Rate Constraint in lbs/MMBtu | FALSE | L | Annual | Generation | TWh | 0 | 0 | 0.47161 | 0.37846 | 0 | 0 | 0 | 0
NSR Valley 1-4 - NOX Rate Annual v5.16 | 583 | 7429 | Rate Constraint in lbs/MMBtu | FALSE | L | Annual | Qualifying Generation | TWh | 0 | 0 | 0.40816 | 0.32755 | 0 | 0 | 0 | 0
NSR Valley 1-4 - NOX Rate Annual v5.16 | 583 | 7429 | Rate Constraint in lbs/MMBtu | FALSE | L | Annual | Rate | lb/MWh | 0 | 0 | 0.71112 | 0.71112 | 0 | 0 | 0 | 0
NSR Valley 1-4 - NOX Rate Annual v5.16 | 583 | 7429 | Rate Constraint in lbs/MMBtu | FALSE | L | Annual | Constraint Shadow Price | US2019$/Ton | 0 | 0 | 0 | 0 | 0 | 0 | 0 | 0
NSR Valley 1-4 - SO2 Cap Annual v5.16 | 584 | 7428 | Rate Constraint in MTons | FALSE | L | Annual | Seasons Included | Seasons | Winter, WintShld, Summer | Winter, WintShld, Summer | Winter, WintShld, Summer | Winter, WintShld, Summer | Winter, WintShld, Summer | Winter, WintShld, Summer | Winter, WintShld, Summer | Winter, WintShld, Summer
NSR Valley 1-4 - SO2 Cap Annual v5.16 | 584 | 7428 | Rate Constraint in MTons | FALSE | L | Annual | Standard SO2 | Thousand Tons | 0.0095 | 0.0095 | 0.0095 | 0.0095 | 0.0095 | 0.0095 | 0.0095 | 0.0095
NSR Valley 1-4 - SO2 Cap Annual v5.16 | 584 | 7428 | Rate Constraint in MTons | FALSE | L | Annual | Emissions at Affected Plants SO2 | Thousand Tons | 0 | 0 | 0 | 0 | 0 | 0 | 0 | 0
NSR Valley 1-4 - SO2 Cap Annual v5.16 | 584 | 7428 | Rate Constraint in MTons | FALSE | L | Annual | Allowances Purchased SO2 | Thousand Tons | 0 | 0 | 0 | 0 | 0 | 0 | 0 | 0
NSR Valley 1-4 - SO2 Cap Annual v5.16 | 584 | 7428 | Rate Constraint in MTons | FALSE | L | Annual | Allowances Sold SO2 | Thousand Tons | 0 | 0 | 0 | 0 | 0 | 0 | 0 | 0
NSR Valley 1-4 - SO2 Cap Annual v5.16 | 584 | 7428 | Rate Constraint in MTons | FALSE | L | Annual | Allowances Banked | Thousand Tons | 0 | 0 | 0 | 0 | 0 | 0 | 0 | 0
NSR Valley 1-4 - SO2 Cap Annual v5.16 | 584 | 7428 | Rate Constraint in MTons | FALSE | L | Annual | Allowances Withdrawn (1:1) | Thousand Tons | 0 | 0 | 0 | 0 | 0 | 0 | 0 | 0
NSR Valley 1-4 - SO2 Cap Annual v5.16 | 584 | 7428 | Rate Constraint in MTons | FALSE | L | Annual | Allowances Withdrawn (n:1) | Thousand Tons | 0 | 0 | 0 | 0 | 0 | 0 | 0 | 0
NSR Valley 1-4 - SO2 Cap Annual v5.16 | 584 | 7428 | Rate Constraint in MTons | FALSE | L | Annual | Net Emissions Allowance Position | Thousand Tons | 0 | 0 | 0 | 0 | 0 | 0 | 0 | 0
NSR Valley 1-4 - SO2 Cap Annual v5.16 | 584 | 7428 | Rate Constraint in MTons | FALSE | L | Annual | Fuel Consumed | TBtu | 0 | 0 | 4.5425 | 3.6454 | 0 | 0 | 0 | 0
NSR Valley 1-4 - SO2 Cap Annual v5.16 | 584 | 7428 | Rate Constraint in MTons | FALSE | L | Annual | Rate | lb/MMBtu | 0 | 0 | 0 | 0 | 0 | 0 | 0 | 0
NSR Valley 1-4 - SO2 Cap Annual v5.16 | 584 | 7428 | Rate Constraint in MTons | FALSE | L | Annual | Generation | TWh | 0 | 0 | 0.47161 | 0.37846 | 0 | 0 | 0 | 0
NSR Valley 1-4 - SO2 Cap Annual v5.16 | 584 | 7428 | Rate Constraint in MTons | FALSE | L | Annual | Qualifying Generation | TWh | 0 | 0 | 0.47161 | 0.37846 | 0 | 0 | 0 | 0
NSR Valley 1-4 - SO2 Cap Annual v5.16 | 584 | 7428 | Rate Constraint in MTons | FALSE | L | Annual | Rate | lb/MWh | 0 | 0 | 0 | 0 | 0 | 0 | 0 | 0
NSR Valley 1-4 - SO2 Cap Annual v5.16 | 584 | 7428 | Rate Constraint in MTons | FALSE | L | Annual | Constraint Shadow Price | US2019$/Ton | 0 | 0 | 0 | 0 | 0 | 0 | 0 | 0
NSR W H Sammis 1-5 - SO2 Rate Annual v3.1, Unit 3872 and retrofits | 585 | 7435 | Rate Constraint in lbs/MMBtu | FALSE | L | Annual | Seasons Included | Seasons | Winter, WintShld, Summer | Winter, WintShld, Summer | Winter, WintShld, Summer | Winter, WintShld, Summer | Winter, WintShld, Summer | Winter, WintShld, Summer | Winter, WintShld, Summer | Winter, WintShld, Summer
NSR W H Sammis 1-5 - SO2 Rate Annual v3.1, Unit 3872 and retrofits | 585 | 7435 | Rate Constraint in lbs/MMBtu | FALSE | L | Annual | Standard SO2 | lb/MMBtu | 1.1 | 1.1 | 1.1 | 1.1 | 1.1 | 1.1 | 1.1 | 1.1
NSR W H Sammis 1-5 - SO2 Rate Annual v3.1, Unit 3872 and retrofits | 585 | 7435 | Rate Constraint in lbs/MMBtu | FALSE | L | Annual | Emissions at Affected Plants SO2 | Thousand Tons | 1.3277 | 1.2512 | 0 | 0 | 0 | 0 | 0 | 0
NSR W H Sammis 1-5 - SO2 Rate Annual v3.1, Unit 3872 and retrofits | 585 | 7435 | Rate Constraint in lbs/MMBtu | FALSE | L | Annual | Allowances Purchased SO2 | Thousand Tons | 0 | 0 | 0 | 0 | 0 | 0 | 0 | 0
NSR W H Sammis 1-5 - SO2 Rate Annual v3.1, Unit 3872 and retrofits | 585 | 7435 | Rate Constraint in lbs/MMBtu | FALSE | L | Annual | Allowances Sold SO2 | Thousand Tons | 0 | 0 | 0 | 0 | 0 | 0 | 0 | 0
NSR W H Sammis 1-5 - SO2 Rate Annual v3.1, Unit 3872 and retrofits | 585 | 7435 | Rate Constraint in lbs/MMBtu | FALSE | L | Annual | Allowances Banked | Thousand Tons | 0 | 0 | 0 | 0 | 0 | 0 | 0 | 0
NSR W H Sammis 1-5 - SO2 Rate Annual v3.1, Unit 3872 and retrofits | 585 | 7435 | Rate Constraint in lbs/MMBtu | FALSE | L | Annual | Allowances Withdrawn (1:1) | Thousand Tons | 0 | 0 | 0 | 0 | 0 | 0 | 0 | 0
NSR W H Sammis 1-5 - SO2 Rate Annual v3.1, Unit 3872 and retrofits | 585 | 7435 | Rate Constraint in lbs/MMBtu | FALSE | L | Annual | Allowances Withdrawn (n:1) | Thousand Tons | 0 | 0 | 0 | 0 | 0 | 0 | 0 | 0
NSR W H Sammis 1-5 - SO2 Rate Annual v3.1, Unit 3872 and retrofits | 585 | 7435 | Rate Constraint in lbs/MMBtu | FALSE | L | Annual | Net Emissions Allowance Position | Thousand Tons | 1.3277 | 1.2512 | 0 | 0 | 0 | 0 | 0 | 0
NSR W H Sammis 1-5 - SO2 Rate Annual v3.1, Unit 3872 and retrofits | 585 | 7435 | Rate Constraint in lbs/MMBtu | FALSE | L | Annual | Fuel Consumed | TBtu | 22.1695 | 20.892 | 0 | 0 | 0 | 0 | 0 | 0
NSR W H Sammis 1-5 - SO2 Rate Annual v3.1, Unit 3872 and retrofits | 585 | 7435 | Rate Constraint in lbs/MMBtu | FALSE | L | Annual | Rate | lb/MMBtu | 0.11978 | 0.11978 | 0 | 0 | 0 | 0 | 0 | 0
NSR W H Sammis 1-5 - SO2 Rate Annual v3.1, Unit 3872 and retrofits | 585 | 7435 | Rate Constraint in lbs/MMBtu | FALSE | L | Annual | Generation | TWh | 1.9637 | 1.8506 | 0 | 0 | 0 | 0 | 0 | 0
NSR W H Sammis 1-5 - SO2 Rate Annual v3.1, Unit 3872 and retrofits | 585 | 7435 | Rate Constraint in lbs/MMBtu | FALSE | L | Annual | Qualifying Generation | TWh | 1.9637 | 1.8506 | 0 | 0 | 0 | 0 | 0 | 0
NSR W H Sammis 1-5 - SO2 Rate Annual v3.1, Unit 3872 and retrofits | 585 | 7435 | Rate Constraint in lbs/MMBtu | FALSE | L | Annual | Rate | lb/MWh | 1.3522 | 1.3522 | 0 | 0 | 0 | 0 | 0 | 0
NSR W H Sammis 1-5 - SO2 Rate Annual v3.1, Unit 3872 and retrofits | 585 | 7435 | Rate Constraint in lbs/MMBtu | FALSE | L | Annual | Constraint Shadow Price | US2019$/Ton | 0 | 0 | 0 | 0 | 0 | 0 | 0 | 0
NSR W H Sammis 5 - NOX Rate Annual v3.1, Unit 3872 and retrofits | 586 | 7436 | Rate Constraint in lbs/MMBtu | FALSE | L | Annual | Seasons Included | Seasons | Winter, WintShld, Summer | Winter, WintShld, Summer | Winter, WintShld, Summer | Winter, WintShld, Summer | Winter, WintShld, Summer | Winter, WintShld, Summer | Winter, WintShld, Summer | Winter, WintShld, Summer
NSR W H Sammis 5 - NOX Rate Annual v3.1, Unit 3872 and retrofits | 586 | 7436 | Rate Constraint in lbs/MMBtu | FALSE | L | Annual | Standard NOX | lb/MMBtu | 0.29 | 0.29 | 0.29 | 0.29 | 0.29 | 0.29 | 0.29 | 0.29
NSR W H Sammis 5 - NOX Rate Annual v3.1, Unit 3872 and retrofits | 586 | 7436 | Rate Constraint in lbs/MMBtu | FALSE | L | Annual | Emissions at Affected Plants NOX | Thousand Tons | 2.2025 | 2.0756 | 0 | 0 | 0 | 0 | 0 | 0
NSR W H Sammis 5 - NOX Rate Annual v3.1, Unit 3872 and retrofits | 586 | 7436 | Rate Constraint in lbs/MMBtu | FALSE | L | Annual | Allowances Purchased NOX | Thousand Tons | 0 | 0 | 0 | 0 | 0 | 0 | 0 | 0
NSR W H Sammis 5 - NOX Rate Annual v3.1, Unit 3872 and retrofits | 586 | 7436 | Rate Constraint in lbs/MMBtu | FALSE | L | Annual | Allowances Sold NOX | Thousand Tons | 0 | 0 | 0 | 0 | 0 | 0 | 0 | 0
NSR W H Sammis 5 - NOX Rate Annual v3.1, Unit 3872 and retrofits | 586 | 7436 | Rate Constraint in lbs/MMBtu | FALSE | L | Annual | Allowances Banked | Thousand Tons | 0 | 0 | 0 | 0 | 0 | 0 | 0 | 0
NSR W H Sammis 5 - NOX Rate Annual v3.1, Unit 3872 and retrofits | 586 | 7436 | Rate Constraint in lbs/MMBtu | FALSE | L | Annual | Allowances Withdrawn (1:1) | Thousand Tons | 0 | 0 | 0 | 0 | 0 | 0 | 0 | 0
NSR W H Sammis 5 - NOX Rate Annual v3.1, Unit 3872 and retrofits | 586 | 7436 | Rate Constraint in lbs/MMBtu | FALSE | L | Annual | Allowances Withdrawn (n:1) | Thousand Tons | 0 | 0 | 0 | 0 | 0 | 0 | 0 | 0
NSR W H Sammis 5 - NOX Rate Annual v3.1, Unit 3872 and retrofits | 586 | 7436 | Rate Constraint in lbs/MMBtu | FALSE | L | Annual | Net Emissions Allowance Position | Thousand Tons | 2.2025 | 2.0756 | 0 | 0 | 0 | 0 | 0 | 0
NSR W H Sammis 5 - NOX Rate Annual v3.1, Unit 3872 and retrofits | 586 | 7436 | Rate Constraint in lbs/MMBtu | FALSE | L | Annual | Fuel Consumed | TBtu | 22.1695 | 20.892 | 0 | 0 | 0 | 0 | 0 | 0
NSR W H Sammis 5 - NOX Rate Annual v3.1, Unit 3872 and retrofits | 586 | 7436 | Rate Constraint in lbs/MMBtu | FALSE | L | Annual | Rate | lb/MMBtu | 0.1987 | 0.1987 | 0 | 0 | 0 | 0 | 0 | 0
NSR W H Sammis 5 - NOX Rate Annual v3.1, Unit 3872 and retrofits | 586 | 7436 | Rate Constraint in lbs/MMBtu | FALSE | L | Annual | Generation | TWh | 1.9637 | 1.8506 | 0 | 0 | 0 | 0 | 0 | 0
NSR W H Sammis 5 - NOX Rate Annual v3.1, Unit 3872 and retrofits | 586 | 7436 | Rate Constraint in lbs/MMBtu | FALSE | L | Annual | Qualifying Generation | TWh | 1.9637 | 1.8506 | 0 | 0 | 0 | 0 | 0 | 0
NSR W H Sammis 5 - NOX Rate Annual v3.1, Unit 3872 and retrofits | 586 | 7436 | Rate Constraint in lbs/MMBtu | FALSE | L | Annual | Rate | lb/MWh | 2.2432 | 2.2432 | 0 | 0 | 0 | 0 | 0 | 0
NSR W H Sammis 5 - NOX Rate Annual v3.1, Unit 3872 and retrofits | 586 | 7436 | Rate Constraint in lbs/MMBtu | FALSE | L | Annual | Constraint Shadow Price | US2019$/Ton | 0 | 0 | 0 | 0 | 0 | 0 | 0 | 0
NSR W H Sammis 6 - SO2 Rate Annual v3.1, Unit 3852 and retrofits | 587 | 7437 | Rate Constraint in lbs/MMBtu | FALSE | L | Annual | Seasons Included | Seasons | Winter, WintShld, Summer | Winter, WintShld, Summer | Winter, WintShld, Summer | Winter, WintShld, Summer | Winter, WintShld, Summer | Winter, WintShld, Summer | Winter, WintShld, Summer | Winter, WintShld, Summer
NSR W H Sammis 6 - SO2 Rate Annual v3.1, Unit 3852 and retrofits | 587 | 7437 | Rate Constraint in lbs/MMBtu | FALSE | L | Annual | Standard SO2 | lb/MMBtu | 0.13 | 0.13 | 0.13 | 0.13 | 0.13 | 0.13 | 0.13 | 0.13
NSR W H Sammis 6 - SO2 Rate Annual v3.1, Unit 3852 and retrofits | 587 | 7437 | Rate Constraint in lbs/MMBtu | FALSE | L | Annual | Emissions at Affected Plants SO2 | Thousand Tons | 2.7708 | 2.7317 | 0 | 0 | 0 | 0 | 0 | 0
NSR W H Sammis 6 - SO2 Rate Annual v3.1, Unit 3852 and retrofits | 587 | 7437 | Rate Constraint in lbs/MMBtu | FALSE | L | Annual | Allowances Purchased SO2 | Thousand Tons | 0 | 0 | 0 | 0 | 0 | 0 | 0 | 0
NSR W H Sammis 6 - SO2 Rate Annual v3.1, Unit 3852 and retrofits | 587 | 7437 | Rate Constraint in lbs/MMBtu | FALSE | L | Annual | Allowances Sold SO2 | Thousand Tons | 0 | 0 | 0 | 0 | 0 | 0 | 0 | 0
NSR W H Sammis 6 - SO2 Rate Annual v3.1, Unit 3852 and retrofits | 587 | 7437 | Rate Constraint in lbs/MMBtu | FALSE | L | Annual | Allowances Banked | Thousand Tons | 0 | 0 | 0 | 0 | 0 | 0 | 0 | 0
NSR W H Sammis 6 - SO2 Rate Annual v3.1, Unit 3852 and retrofits | 587 | 7437 | Rate Constraint in lbs/MMBtu | FALSE | L | Annual | Allowances Withdrawn (1:1) | Thousand Tons | 0 | 0 | 0 | 0 | 0 | 0 | 0 | 0
NSR W H Sammis 6 - SO2 Rate Annual v3.1, Unit 3852 and retrofits | 587 | 7437 | Rate Constraint in lbs/MMBtu | FALSE | L | Annual | Allowances Withdrawn (n:1) | Thousand Tons | 0 | 0 | 0 | 0 | 0 | 0 | 0 | 0
NSR W H Sammis 6 - SO2 Rate Annual v3.1, Unit 3852 and retrofits | 587 | 7437 | Rate Constraint in lbs/MMBtu | FALSE | L | Annual | Net Emissions Allowance Position | Thousand Tons | 2.7708 | 2.7317 | 0 | 0 | 0 | 0 | 0 | 0
NSR W H Sammis 6 - SO2 Rate Annual v3.1, Unit 3852 and retrofits | 587 | 7437 | Rate Constraint in lbs/MMBtu | FALSE | L | Annual | Fuel Consumed | TBtu | 46.2657 | 45.6134 | 0 | 0 | 0 | 0 | 0 | 0
NSR W H Sammis 6 - SO2 Rate Annual v3.1, Unit 3852 and retrofits | 587 | 7437 | Rate Constraint in lbs/MMBtu | FALSE | L | Annual | Rate | lb/MMBtu | 0.11978 | 0.11978 | 0 | 0 | 0 | 0 | 0 | 0
NSR W H Sammis 6 - SO2 Rate Annual v3.1, Unit 3852 and retrofits | 587 | 7437 | Rate Constraint in lbs/MMBtu | FALSE | L | Annual | Generation | TWh | 4.2453 | 4.1854 | 0 | 0 | 0 | 0 | 0 | 0
NSR W H Sammis 6 - SO2 Rate Annual v3.1, Unit 3852 and retrofits | 587 | 7437 | Rate Constraint in lbs/MMBtu | FALSE | L | Annual | Qualifying Generation | TWh | 4.2453 | 4.1854 | 0 | 0 | 0 | 0 | 0 | 0
NSR W H Sammis 6 - SO2 Rate Annual v3.1, Unit 3852 and retrofits | 587 | 7437 | Rate Constraint in lbs/MMBtu | FALSE | L | Annual | Rate | lb/MWh | 1.3053 | 1.3053 | 0 | 0 | 0 | 0 | 0 | 0
NSR W H Sammis 6 - SO2 Rate Annual v3.1, Unit 3852 and retrofits | 587 | 7437 | Rate Constraint in lbs/MMBtu | FALSE | L | Annual | Constraint Shadow Price | US2019$/Ton | 0 | 0 | 0 | 2723.4717 | 4796.2116 | 6151.5214 | 0 | 6965.9466
NSR W H Sammis 6,7 - NOX Rate Annual v3.1, Unit 3852 and retrofits | 588 | 7439 | Rate Constraint in lbs/MMBtu | FALSE | L | Annual | Seasons Included | Seasons | Winter, WintShld, Summer | Winter, WintShld, Summer | Winter, WintShld, Summer | Winter, WintShld, Summer | Winter, WintShld, Summer | Winter, WintShld, Summer | Winter, WintShld, Summer | Winter, WintShld, Summer
NSR W H Sammis 6,7 - NOX Rate Annual v3.1, Unit 3852 and retrofits | 588 | 7439 | Rate Constraint in lbs/MMBtu | FALSE | L | Annual | Standard NOX | lb/MMBtu | 0.1 | 0.1 | 0.1 | 0.1 | 0.1 | 0.1 | 0.1 | 0.1
NSR W H Sammis 6,7 - NOX Rate Annual v3.1, Unit 3852 and retrofits | 588 | 7439 | Rate Constraint in lbs/MMBtu | FALSE | L | Annual | Emissions at Affected Plants NOX | Thousand Tons | 1.735 | 1.7105 | 0 | 0 | 0 | 0 | 0 | 0
NSR W H Sammis 6,7 - NOX Rate Annual v3.1, Unit 3852 and retrofits | 588 | 7439 | Rate Constraint in lbs/MMBtu | FALSE | L | Annual | Allowances Purchased NOX | Thousand Tons | 0 | 0 | 0 | 0 | 0 | 0 | 0 | 0
NSR W H Sammis 6,7 - NOX Rate Annual v3.1, Unit 3852 and retrofits | 588 | 7439 | Rate Constraint in lbs/MMBtu | FALSE | L | Annual | Allowances Sold NOX | Thousand Tons | 0 | 0 | 0 | 0 | 0 | 0 | 0 | 0
NSR W H Sammis 6,7 - NOX Rate Annual v3.1, Unit 3852 and retrofits | 588 | 7439 | Rate Constraint in lbs/MMBtu | FALSE | L | Annual | Allowances Banked | Thousand Tons | 0 | 0 | 0 | 0 | 0 | 0 | 0 | 0
NSR W H Sammis 6,7 - NOX Rate Annual v3.1, Unit 3852 and retrofits | 588 | 7439 | Rate Constraint in lbs/MMBtu | FALSE | L | Annual | Allowances Withdrawn (1:1) | Thousand Tons | 0 | 0 | 0 | 0 | 0 | 0 | 0 | 0
NSR W H Sammis 6,7 - NOX Rate Annual v3.1, Unit 3852 and retrofits | 588 | 7439 | Rate Constraint in lbs/MMBtu | FALSE | L | Annual | Allowances Withdrawn (n:1) | Thousand Tons | 0 | 0 | 0 | 0 | 0 | 0 | 0 | 0
NSR W H Sammis 6,7 - NOX Rate Annual v3.1, Unit 3852 and retrofits | 588 | 7439 | Rate Constraint in lbs/MMBtu | FALSE | L | Annual | Net Emissions Allowance Position | Thousand Tons | 1.735 | 1.7105 | 0 | 0 | 0 | 0 | 0 | 0
NSR W H Sammis 6,7 - NOX Rate Annual v3.1, Unit 3852 and retrofits | 588 | 7439 | Rate Constraint in lbs/MMBtu | FALSE | L | Annual | Fuel Consumed | TBtu | 46.2657 | 45.6134 | 0 | 0 | 0 | 0 | 0 | 0
NSR W H Sammis 6,7 - NOX Rate Annual v3.1, Unit 3852 and retrofits | 588 | 7439 | Rate Constraint in lbs/MMBtu | FALSE | L | Annual | Rate | lb/MMBtu | 0.075 | 0.075 | 0 | 0 | 0 | 0 | 0 | 0
NSR W H Sammis 6,7 - NOX Rate Annual v3.1, Unit 3852 and retrofits | 588 | 7439 | Rate Constraint in lbs/MMBtu | FALSE | L | Annual | Generation | TWh | 4.2453 | 4.1854 | 0 | 0 | 0 | 0 | 0 | 0
NSR W H Sammis 6,7 - NOX Rate Annual v3.1, Unit 3852 and retrofits | 588 | 7439 | Rate Constraint in lbs/MMBtu | FALSE | L | Annual | Qualifying Generation | TWh | 4.2453 | 4.1854 | 0 | 0 | 0 | 0 | 0 | 0
NSR W H Sammis 6,7 - NOX Rate Annual v3.1, Unit 3852 and retrofits | 588 | 7439 | Rate Constraint in lbs/MMBtu | FALSE | L | Annual | Rate | lb/MWh | 0.81736 | 0.81736 | 0 | 0 | 0 | 0 | 0 | 0
NSR W H Sammis 6,7 - NOX Rate Annual v3.1, Unit 3852 and retrofits | 588 | 7439 | Rate Constraint in lbs/MMBtu | FALSE | L | Annual | Constraint Shadow Price | US2019$/Ton | 0 | 0 | 0 | 0 | 0 | 0 | 0 | 0
NSR W H Sammis 6,7 - NOX Rate Annual v3.1, Unit 3853 and retrofits | 589 | 7439 | Rate Constraint in lbs/MMBtu | FALSE | L | Annual | Seasons Included | Seasons | Winter, WintShld, Summer | Winter, WintShld, Summer | Winter, WintShld, Summer | Winter, WintShld, Summer | Winter, WintShld, Summer | Winter, WintShld, Summer | Winter, WintShld, Summer | Winter, WintShld, Summer
NSR W H Sammis 6,7 - NOX Rate Annual v3.1, Unit 3853 and retrofits | 589 | 7439 | Rate Constraint in lbs/MMBtu | FALSE | L | Annual | Standard NOX | lb/MMBtu | 0.1 | 0.1 | 0.1 | 0.1 | 0.1 | 0.1 | 0.1 | 0.1
NSR W H Sammis 6,7 - NOX Rate Annual v3.1, Unit 3853 and retrofits | 589 | 7439 | Rate Constraint in lbs/MMBtu | FALSE | L | Annual | Emissions at Affected Plants NOX | Thousand Tons | 1.7499 | 1.6902 | 0 | 0 | 0 | 0 | 0 | 0
NSR W H Sammis 6,7 - NOX Rate Annual v3.1, Unit 3853 and retrofits | 589 | 7439 | Rate Constraint in lbs/MMBtu | FALSE | L | Annual | Allowances Purchased NOX | Thousand Tons | 0 | 0 | 0 | 0 | 0 | 0 | 0 | 0
NSR W H Sammis 6,7 - NOX Rate Annual v3.1, Unit 3853 and retrofits | 589 | 7439 | Rate Constraint in lbs/MMBtu | FALSE | L | Annual | Allowances Sold NOX | Thousand Tons | 0 | 0 | 0 | 0 | 0 | 0 | 0 | 0
NSR W H Sammis 6,7 - NOX Rate Annual v3.1, Unit 3853 and retrofits | 589 | 7439 | Rate Constraint in lbs/MMBtu | FALSE | L | Annual | Allowances Banked | Thousand Tons | 0 | 0 | 0 | 0 | 0 | 0 | 0 | 0
NSR W H Sammis 6,7 - NOX Rate Annual v3.1, Unit 3853 and retrofits | 589 | 7439 | Rate Constraint in lbs/MMBtu | FALSE | L | Annual | Allowances Withdrawn (1:1) | Thousand Tons | 0 | 0 | 0 | 0 | 0 | 0 | 0 | 0
NSR W H Sammis 6,7 - NOX Rate Annual v3.1, Unit 3853 and retrofits | 589 | 7439 | Rate Constraint in lbs/MMBtu | FALSE | L | Annual | Allowances Withdrawn (n:1) | Thousand Tons | 0 | 0 | 0 | 0 | 0 | 0 | 0 | 0
NSR W H Sammis 6,7 - NOX Rate Annual v3.1, Unit 3853 and retrofits | 589 | 7439 | Rate Constraint in lbs/MMBtu | FALSE | L | Annual | Net Emissions Allowance Position | Thousand Tons | 1.7499 | 1.6902 | 0 | 0 | 0 | 0 | 0 | 0
NSR W H Sammis 6,7 - NOX Rate Annual v3.1, Unit 3853 and retrofits | 589 | 7439 | Rate Constraint in lbs/MMBtu | FALSE | L | Annual | Fuel Consumed | TBtu | 46.664 | 45.0717 | 0 | 0 | 0 | 0 | 0 | 0
NSR W H Sammis 6,7 - NOX Rate Annual v3.1, Unit 3853 and retrofits | 589 | 7439 | Rate Constraint in lbs/MMBtu | FALSE | L | Annual | Rate | lb/MMBtu | 0.075 | 0.075 | 0 | 0 | 0 | 0 | 0 | 0
NSR W H Sammis 6,7 - NOX Rate Annual v3.1, Unit 3853 and retrofits | 589 | 7439 | Rate Constraint in lbs/MMBtu | FALSE | L | Annual | Generation | TWh | 4.2453 | 4.1004 | 0 | 0 | 0 | 0 | 0 | 0
NSR W H Sammis 6,7 - NOX Rate Annual v3.1, Unit 3853 and retrofits | 589 | 7439 | Rate Constraint in lbs/MMBtu | FALSE | L | Annual | Qualifying Generation | TWh | 4.2453 | 4.1004 | 0 | 0 | 0 | 0 | 0 | 0
NSR W H Sammis 6,7 - NOX Rate Annual v3.1, Unit 3853 and retrofits | 589 | 7439 | Rate Constraint in lbs/MMBtu | FALSE | L | Annual | Rate | lb/MWh | 0.8244 | 0.8244 | 0 | 0 | 0 | 0 | 0 | 0
NSR W H Sammis 6,7 - NOX Rate Annual v3.1, Unit 3853 and retrofits | 589 | 7439 | Rate Constraint in lbs/MMBtu | FALSE | L | Annual | Constraint Shadow Price | US2019$/Ton | 0 | 0 | 0 | 0 | 0 | 0 | 0 | 0
NSR W H Sammis 7 - SO2 Rate Annual v3.1, Unit 3853 and retrofits | 590 | 7438 | Rate Constraint in lbs/MMBtu | FALSE | L | Annual | Seasons Included | Seasons | Winter, WintShld, Summer | Winter, WintShld, Summer | Winter, WintShld, Summer | Winter, WintShld, Summer | Winter, WintShld, Summer | Winter, WintShld, Summer | Winter, WintShld, Summer | Winter, WintShld, Summer
NSR W H Sammis 7 - SO2 Rate Annual v3.1, Unit 3853 and retrofits | 590 | 7438 | Rate Constraint in lbs/MMBtu | FALSE | L | Annual | Standard SO2 | lb/MMBtu | 0.13 | 0.13 | 0.13 | 0.13 | 0.13 | 0.13 | 0.13 | 0.13
NSR W H Sammis 7 - SO2 Rate Annual v3.1, Unit 3853 and retrofits | 590 | 7438 | Rate Constraint in lbs/MMBtu | FALSE | L | Annual | Emissions at Affected Plants SO2 | Thousand Tons | 2.7946 | 2.6993 | 0 | 0 | 0 | 0 | 0 | 0
NSR W H Sammis 7 - SO2 Rate Annual v3.1, Unit 3853 and retrofits | 590 | 7438 | Rate Constraint in lbs/MMBtu | FALSE | L | Annual | Allowances Purchased SO2 | Thousand Tons | 0 | 0 | 0 | 0 | 0 | 0 | 0 | 0
NSR W H Sammis 7 - SO2 Rate Annual v3.1, Unit 3853 and retrofits | 590 | 7438 | Rate Constraint in lbs/MMBtu | FALSE | L | Annual | Allowances Sold SO2 | Thousand Tons | 0 | 0 | 0 | 0 | 0 | 0 | 0 | 0
NSR W H Sammis 7 - SO2 Rate Annual v3.1, Unit 3853 and retrofits | 590 | 7438 | Rate Constraint in lbs/MMBtu | FALSE | L | Annual | Allowances Banked | Thousand Tons | 0 | 0 | 0 | 0 | 0 | 0 | 0 | 0
NSR W H Sammis 7 - SO2 Rate Annual v3.1, Unit 3853 and retrofits | 590 | 7438 | Rate Constraint in lbs/MMBtu | FALSE | L | Annual | Allowances Withdrawn (1:1) | Thousand Tons | 0 | 0 | 0 | 0 | 0 | 0 | 0 | 0
NSR W H Sammis 7 - SO2 Rate Annual v3.1, Unit 3853 and retrofits | 590 | 7438 | Rate Constraint in lbs/MMBtu | FALSE | L | Annual | Allowances Withdrawn (n:1) | Thousand Tons | 0 | 0 | 0 | 0 | 0 | 0 | 0 | 0
NSR W H Sammis 7 - SO2 Rate Annual v3.1, Unit 3853 and retrofits | 590 | 7438 | Rate Constraint in lbs/MMBtu | FALSE | L | Annual | Net Emissions Allowance Position | Thousand Tons | 2.7946 | 2.6993 | 0 | 0 | 0 | 0 | 0 | 0
NSR W H Sammis 7 - SO2 Rate Annual v3.1, Unit 3853 and retrofits | 590 | 7438 | Rate Constraint in lbs/MMBtu | FALSE | L | Annual | Fuel Consumed | TBtu | 46.664 | 45.0717 | 0 | 0 | 0 | 0 | 0 | 0
NSR W H Sammis 7 - SO2 Rate Annual v3.1, Unit 3853 and retrofits | 590 | 7438 | Rate Constraint in lbs/MMBtu | FALSE | L | Annual | Rate | lb/MMBtu | 0.11978 | 0.11978 | 0 | 0 | 0 | 0 | 0 | 0
NSR W H Sammis 7 - SO2 Rate Annual v3.1, Unit 3853 and retrofits | 590 | 7438 | Rate Constraint in lbs/MMBtu | FALSE | L | Annual | Generation | TWh | 4.2453 | 4.1004 | 0 | 0 | 0 | 0 | 0 | 0
NSR W H Sammis 7 - SO2 Rate Annual v3.1, Unit 3853 and retrofits | 590 | 7438 | Rate Constraint in lbs/MMBtu | FALSE | L | Annual | Qualifying Generation | TWh | 4.2453 | 4.1004 | 0 | 0 | 0 | 0 | 0 | 0
NSR W H Sammis 7 - SO2 Rate Annual v3.1, Unit 3853 and retrofits | 590 | 7438 | Rate Constraint in lbs/MMBtu | FALSE | L | Annual | Rate | lb/MWh | 1.3166 | 1.3166 | 0 | 0 | 0 | 0 | 0 | 0
NSR W H Sammis 7 - SO2 Rate Annual v3.1, Unit 3853 and retrofits | 590 | 7438 | Rate Constraint in lbs/MMBtu | FALSE | L | Annual | Constraint Shadow Price | US2019$/Ton | 0 | 0 | 0 | 0 | 0 | 2126.7991 | 0 | 5875.8643
NSR WEPCO Settlement - NOX Cap Annual v3.1 | 591 | 7401 | Rate Constraint in MTons | FALSE | L | Annual | Seasons Included | Seasons | Winter, WintShld, Summer | Winter, WintShld, Summer | Winter, WintShld, Summer | Winter, WintShld, Summer | Winter, WintShld, Summer | Winter, WintShld, Summer | Winter, WintShld, Summer | Winter, WintShld, Summer
NSR WEPCO Settlement - NOX Cap Annual v3.1 | 591 | 7401 | Rate Constraint in MTons | FALSE | L | Annual | Standard NOX | Thousand Tons | 17.4 | 17.4 | 17.4 | 17.4 | 17.4 | 17.4 | 17.4 | 17.4
NSR WEPCO Settlement - NOX Cap Annual v3.1 | 591 | 7401 | Rate Constraint in MTons | FALSE | L | Annual | Emissions at Affected Plants NOX | Thousand Tons | 2.3298 | 0 | 0.16769 | 0.13457 | 0 | 0 | 0 | 0
NSR WEPCO Settlement - NOX Cap Annual v3.1 | 591 | 7401 | Rate Constraint in MTons | FALSE | L | Annual | Allowances Purchased NOX | Thousand Tons | 0 | 0 | 0 | 0 | 0 | 0 | 0 | 0
NSR WEPCO Settlement - NOX Cap Annual v3.1 | 591 | 7401 | Rate Constraint in MTons | FALSE | L | Annual | Allowances Sold NOX | Thousand Tons | 0 | 0 | 0 | 0 | 0 | 0 | 0 | 0
NSR WEPCO Settlement - NOX Cap Annual v3.1 | 591 | 7401 | Rate Constraint in MTons | FALSE | L | Annual | Allowances Banked | Thousand Tons | 0 | 0 | 0 | 0 | 0 | 0 | 0 | 0
NSR WEPCO Settlement - NOX Cap Annual v3.1 | 591 | 7401 | Rate Constraint in MTons | FALSE | L | Annual | Allowances Withdrawn (1:1) | Thousand Tons | 0 | 0 | 0 | 0 | 0 | 0 | 0 | 0
NSR WEPCO Settlement - NOX Cap Annual v3.1 | 591 | 7401 | Rate Constraint in MTons | FALSE | L | Annual | Allowances Withdrawn (n:1) | Thousand Tons | 0 | 0 | 0 | 0 | 0 | 0 | 0 | 0
NSR WEPCO Settlement - NOX Cap Annual v3.1 | 591 | 7401 | Rate Constraint in MTons | FALSE | L | Annual | Net Emissions Allowance Position | Thousand Tons | 2.3298 | 0 | 0.16769 | 0.13457 | 0 | 0 | 0 | 0
NSR WEPCO Settlement - NOX Cap Annual v3.1 | 591 | 7401 | Rate Constraint in MTons | FALSE | L | Annual | Fuel Consumed | TBtu | 70.3942 | 0 | 4.5425 | 3.6454 | 0 | 0 | 0 | 0
NSR WEPCO Settlement - NOX Cap Annual v3.1 | 591 | 7401 | Rate Constraint in MTons | FALSE | L | Annual | Rate | lb/MMBtu | 0.066194 | 0 | 0.073829 | 0.073829 | 0 | 0 | 0 | 0
NSR WEPCO Settlement - NOX Cap Annual v3.1 | 591 | 7401 | Rate Constraint in MTons | FALSE | L | Annual | Generation | TWh | 6.7829 | 0 | 0.47161 | 0.37846 | 0 | 0 | 0 | 0
NSR WEPCO Settlement - NOX Cap Annual v3.1 | 591 | 7401 | Rate Constraint in MTons | FALSE | L | Annual | Qualifying Generation | TWh | 6.7829 | 0 | 0.47161 | 0.37846 | 0 | 0 | 0 | 0
NSR WEPCO Settlement - NOX Cap Annual v3.1 | 591 | 7401 | Rate Constraint in MTons | FALSE | L | Annual | Rate | lb/MWh | 0.68697 | 0 | 0.71112 | 0.71112 | 0 | 0 | 0 | 0
NSR WEPCO Settlement - NOX Cap Annual v3.1 | 591 | 7401 | Rate Constraint in MTons | FALSE | L | Annual | Constraint Shadow Price | US2019$/Ton | 0 | 0 | 0 | 0 | 0 | 0 | 0 | 0
NSR WEPCO Settlement - NOX Rate Annual v3.1 | 592 | 7402 | Rate Constraint in lbs/MMBtu | FALSE | L | Annual | Seasons Included | Seasons | Winter, WintShld, Summer | Winter, WintShld, Summer | Winter, WintShld, Summer | Winter, WintShld, Summer | Winter, WintShld, Summer | Winter, WintShld, Summer | Winter, WintShld, Summer | Winter, WintShld, Summer
NSR WEPCO Settlement - NOX Rate Annual v3.1 | 592 | 7402 | Rate Constraint in lbs/MMBtu | FALSE | L | Annual | Standard NOX | lb/MMBtu | 0.17 | 0.17 | 0.17 | 0.17 | 0.17 | 0.17 | 0.17 | 0.17
NSR WEPCO Settlement - NOX Rate Annual v3.1 | 592 | 7402 | Rate Constraint in lbs/MMBtu | FALSE | L | Annual | Emissions at Affected Plants NOX | Thousand Tons | 2.3298 | 0 | 0.14512 | 0.11646 | 0 | 0 | 0 | 0
NSR WEPCO Settlement - NOX Rate Annual v3.1 | 592 | 7402 | Rate Constraint in lbs/MMBtu | FALSE | L | Annual | Allowances Purchased NOX | Thousand Tons | 0 | 0 | 0 | 0 | 0 | 0 | 0 | 0
NSR WEPCO Settlement - NOX Rate Annual v3.1 | 592 | 7402 | Rate Constraint in lbs/MMBtu | FALSE | L | Annual | Allowances Sold NOX | Thousand Tons | 0 | 0 | 0 | 0 | 0 | 0 | 0 | 0
NSR WEPCO Settlement - NOX Rate Annual v3.1 | 592 | 7402 | Rate Constraint in lbs/MMBtu | FALSE | L | Annual | Allowances Banked | Thousand Tons | 0 | 0 | 0 | 0 | 0 | 0 | 0 | 0
NSR WEPCO Settlement - NOX Rate Annual v3.1 | 592 | 7402 | Rate Constraint in lbs/MMBtu | FALSE | L | Annual | Allowances Withdrawn (1:1) | Thousand Tons | 0 | 0 | 0 | 0 | 0 | 0 | 0 | 0
NSR WEPCO Settlement - NOX Rate Annual v3.1 | 592 | 7402 | Rate Constraint in lbs/MMBtu | FALSE | L | Annual | Allowances Withdrawn (n:1) | Thousand Tons | 0 | 0 | 0 | 0 | 0 | 0 | 0 | 0
NSR WEPCO Settlement - NOX Rate Annual v3.1 | 592 | 7402 | Rate Constraint in lbs/MMBtu | FALSE | L | Annual | Net Emissions Allowance Position | Thousand Tons | 2.3298 | 0 | 0.14512 | 0.11646 | 0 | 0 | 0 | 0
NSR WEPCO Settlement - NOX Rate Annual v3.1 | 592 | 7402 | Rate Constraint in lbs/MMBtu | FALSE | L | Annual | Fuel Consumed | TBtu | 70.3942 | 0 | 3.9314 | 3.1549 | 0 | 0 | 0 | 0
NSR WEPCO Settlement - NOX Rate Annual v3.1 | 592 | 7402 | Rate Constraint in lbs/MMBtu | FALSE | L | Annual | Rate | lb/MMBtu | 0.066194 | 0 | 0.073829 | 0.073829 | 0 | 0 | 0 | 0
NSR WEPCO Settlement - NOX Rate Annual v3.1 | 592 | 7402 | Rate Constraint in lbs/MMBtu | FALSE | L | Annual | Generation | TWh | 6.7829 | 0 | 0.47161 | 0.37846 | 0 | 0 | 0 | 0
NSR WEPCO Settlement - NOX Rate Annual v3.1 | 592 | 7402 | Rate Constraint in lbs/MMBtu | FALSE | L | Annual | Qualifying Generation | TWh | 6.7829 | 0 | 0.40816 | 0.32755 | 0 | 0 | 0 | 0
NSR WEPCO Settlement - NOX Rate Annual v3.1 | 592 | 7402 | Rate Constraint in lbs/MMBtu | FALSE | L | Annual | Rate | lb/MWh | 0.68697 | 0 | 0.71112 | 0.71112 | 0 | 0 | 0 | 0
NSR WEPCO Settlement - NOX Rate Annual v3.1 | 592 | 7402 | Rate Constraint in lbs/MMBtu | FALSE | L | Annual | Constraint Shadow Price | US2019$/Ton | 0 | 0 | 0 | 0 | 0 | 0 | 0 | 0
NSR WEPCO Settlement - SO2 Cap Annual v3.1 | 593 | 7403 | Rate Constraint in MTons | FALSE | L | Annual | Seasons Included | Seasons | Winter, WintShld, Summer | Winter, WintShld, Summer | Winter, WintShld, Summer | Winter, WintShld, Summer | Winter, WintShld, Summer | Winter, WintShld, Summer | Winter, WintShld, Summer | Winter, WintShld, Summer
NSR WEPCO Settlement - SO2 Cap Annual v3.1 | 593 | 7403 | Rate Constraint in MTons | FALSE | L | Annual | Standard SO2 | Thousand Tons | 33.3 | 33.3 | 33.3 | 33.3 | 33.3 | 33.3 | 33.3 | 33.3
NSR WEPCO Settlement - SO2 Cap Annual v3.1 | 593 | 7403 | Rate Constraint in MTons | FALSE | L | Annual | Emissions at Affected Plants SO2 | Thousand Tons | 0.9192 | 0 | 0 | 0 | 0 | 0 | 0 | 0
NSR WEPCO Settlement - SO2 Cap Annual v3.1 | 593 | 7403 | Rate Constraint in MTons | FALSE | L | Annual | Allowances Purchased SO2 | Thousand Tons | 0 | 0 | 0 | 0 | 0 | 0 | 0 | 0
NSR WEPCO Settlement - SO2 Cap Annual v3.1 | 593 | 7403 | Rate Constraint in MTons | FALSE | L | Annual | Allowances Sold SO2 | Thousand Tons | 0 | 0 | 0 | 0 | 0 | 0 | 0 | 0
NSR WEPCO Settlement - SO2 Cap Annual v3.1 | 593 | 7403 | Rate Constraint in MTons | FALSE | L | Annual | Allowances Banked | Thousand Tons | 0 | 0 | 0 | 0 | 0 | 0 | 0 | 0
NSR WEPCO Settlement - SO2 Cap Annual v3.1 | 593 | 7403 | Rate Constraint in MTons | FALSE | L | Annual | Allowances Withdrawn (1:1) | Thousand Tons | 0 | 0 | 0 | 0 | 0 | 0 | 0 | 0
NSR WEPCO Settlement - SO2 Cap Annual v3.1 | 593 | 7403 | Rate Constraint in MTons | FALSE | L | Annual | Allowances Withdrawn (n:1) | Thousand Tons | 0 | 0 | 0 | 0 | 0 | 0 | 0 | 0
NSR WEPCO Settlement - SO2 Cap Annual v3.1 | 593 | 7403 | Rate Constraint in MTons | FALSE | L | Annual | Net Emissions Allowance Position | Thousand Tons | 0.9192 | 0 | 0 | 0 | 0 | 0 | 0 | 0
NSR WEPCO Settlement - SO2 Cap Annual v3.1 | 593 | 7403 | Rate Constraint in MTons | FALSE | L | Annual | Fuel Consumed | TBtu | 70.3942 | 0 | 4.5425 | 3.6454 | 0 | 0 | 0 | 0
NSR WEPCO Settlement - SO2 Cap Annual v3.1 | 593 | 7403 | Rate Constraint in MTons | FALSE | L | Annual | Rate | lb/MMBtu | 0.026116 | 0 | 0 | 0 | 0 | 0 | 0 | 0
NSR WEPCO Settlement - SO2 Cap Annual v3.1 | 593 | 7403 | Rate Constraint in MTons | FALSE | L | Annual | Generation | TWh | 6.7829 | 0 | 0.47161 | 0.37846 | 0 | 0 | 0 | 0
NSR WEPCO Settlement - SO2 Cap Annual v3.1 | 593 | 7403 | Rate Constraint in MTons | FALSE | L | Annual | Qualifying Generation | TWh | 6.7829 | 0 | 0.47161 | 0.37846 | 0 | 0 | 0 | 0
NSR WEPCO Settlement - SO2 Cap Annual v3.1 | 593 | 7403 | Rate Constraint in MTons | FALSE | L | Annual | Rate | lb/MWh | 0.27103 | 0 | 0 | 0 | 0 | 0 | 0 | 0
NSR WEPCO Settlement - SO2 Cap Annual v3.1 | 593 | 7403 | Rate Constraint in MTons | FALSE | L | Annual | Constraint Shadow Price | US2019$/Ton | 0 | 0 | 0 | 0 | 0 | 0 | 0 | 0
NSR WEPCO Settlement - SO2 Rate Annual v3.1 | 594 | 7404 | Rate Constraint in lbs/MMBtu | FALSE | L | Annual | Seasons Included | Seasons | Winter, WintShld, Summer | Winter, WintShld, Summer | Winter, WintShld, Summer | Winter, WintShld, Summer | Winter, WintShld, Summer | Winter, WintShld, Summer | Winter, WintShld, Summer | Winter, WintShld, Summer
NSR WEPCO Settlement - SO2 Rate Annual v3.1 | 594 | 7404 | Rate Constraint in lbs/MMBtu | FALSE | L | Annual | Standard SO2 | lb/MMBtu | 0.32 | 0.32 | 0.32 | 0.32 | 0.32 | 0.32 | 0.32 | 0.32
NSR WEPCO Settlement - SO2 Rate Annual v3.1 | 594 | 7404 | Rate Constraint in lbs/MMBtu | FALSE | L | Annual | Emissions at Affected Plants SO2 | Thousand Tons | 0.9192 | 0 | 0 | 0 | 0 | 0 | 0 | 0
NSR WEPCO Settlement - SO2 Rate Annual v3.1 | 594 | 7404 | Rate Constraint in lbs/MMBtu | FALSE | L | Annual | Allowances Purchased SO2 | Thousand Tons | 0 | 0 | 0 | 0 | 0 | 0 | 0 | 0
NSR WEPCO Settlement - SO2 Rate Annual v3.1 | 594 | 7404 | Rate Constraint in lbs/MMBtu | FALSE | L | Annual | Allowances Sold SO2 | Thousand Tons | 0 | 0 | 0 | 0 | 0 | 0 | 0 | 0
NSR WEPCO Settlement - SO2 Rate Annual v3.1 | 594 | 7404 | Rate Constraint in lbs/MMBtu | FALSE | L | Annual | Allowances Banked | Thousand Tons | 0 | 0 | 0 | 0 | 0 | 0 | 0 | 0
NSR WEPCO Settlement - SO2 Rate Annual v3.1 | 594 | 7404 | Rate Constraint in lbs/MMBtu | FALSE | L | Annual | Allowances Withdrawn (1:1) | Thousand Tons | 0 | 0 | 0 | 0 | 0 | 0 | 0 | 0
NSR WEPCO Settlement - SO2 Rate Annual v3.1 | 594 | 7404 | Rate Constraint in lbs/MMBtu | FALSE | L | Annual | Allowances Withdrawn (n:1) | Thousand Tons | 0 | 0 | 0 | 0 | 0 | 0 | 0 | 0
NSR WEPCO Settlement - SO2 Rate Annual v3.1 | 594 | 7404 | Rate Constraint in lbs/MMBtu | FALSE | L | Annual | Net Emissions Allowance Position | Thousand Tons | 0.9192 | 0 | 0 | 0 | 0 | 0 | 0 | 0
NSR WEPCO Settlement - SO2 Rate Annual v3.1 | 594 | 7404 | Rate Constraint in lbs/MMBtu | FALSE | L | Annual | Fuel Consumed | TBtu | 70.3942 | 0 | 3.9314 | 3.1549 | 0 | 0 | 0 | 0
NSR WEPCO Settlement - SO2 Rate Annual v3.1 | 594 | 7404 | Rate Constraint in lbs/MMBtu | FALSE | L | Annual | Rate | lb/MMBtu | 0.026116 | 0 | 0 | 0 | 0 | 0 | 0 | 0
NSR WEPCO Settlement - SO2 Rate Annual v3.1 | 594 | 7404 | Rate Constraint in lbs/MMBtu | FALSE | L | Annual | Generation | TWh | 6.7829 | 0 | 0.47161 | 0.37846 | 0 | 0 | 0 | 0
NSR WEPCO Settlement - SO2 Rate Annual v3.1 | 594 | 7404 | Rate Constraint in lbs/MMBtu | FALSE | L | Annual | Qualifying Generation | TWh | 6.7829 | 0 | 0.40816 | 0.32755 | 0 | 0 | 0 | 0
NSR WEPCO Settlement - SO2 Rate Annual v3.1 | 594 | 7404 | Rate Constraint in lbs/MMBtu | FALSE | L | Annual | Rate | lb/MWh | 0.27103 | 0 | 0 | 0 | 0 | 0 | 0 | 0
NSR WEPCO Settlement - SO2 Rate Annual v3.1 | 594 | 7404 | Rate Constraint in lbs/MMBtu | FALSE | L | Annual | Constraint Shadow Price | US2019$/Ton | 0 | 0 | 0 | 0 | 0 | 0 | 0 | 0
NSR Westar Consent - NOX Cap Annual v4.10 | 595 | 7405 | Rate Constraint in MTons | FALSE | L | Annual | Seasons Included | Seasons | Winter, WintShld, Summer | Winter, WintShld, Summer | Winter, WintShld, Summer | Winter, WintShld, Summer | Winter, WintShld, Summer | Winter, WintShld, Summer | Winter, WintShld, Summer | Winter, WintShld, Summer
NSR Westar Consent - NOX Cap Annual v4.10 | 595 | 7405 | Rate Constraint in MTons | FALSE | L | Annual | Standard NOX | Thousand Tons | 9.6 | 9.6 | 9.6 | 9.6 | 9.6 | 9.6 | 9.6 | 9.6
NSR Westar Consent - NOX Cap Annual v4.10 | 595 | 7405 | Rate Constraint in MTons | FALSE | L | Annual | Emissions at Affected Plants NOX | Thousand Tons | 3.7564 | 3.6811 | 2.7665 | 1.8799 | 0.55995 | 0 | 0 | 0
NSR Westar Consent - NOX Cap Annual v4.10 | 595 | 7405 | Rate Constraint in MTons | FALSE | L | Annual | Allowances Purchased NOX | Thousand Tons | 0 | 0 | 0 | 0 | 0 | 0 | 0 | 0
NSR Westar Consent - NOX Cap Annual v4.10 | 595 | 7405 | Rate Constraint in MTons | FALSE | L | Annual | Allowances Sold NOX | Thousand Tons | 0 | 0 | 0 | 0 | 0 | 0 | 0 | 0
NSR Westar Consent - NOX Cap Annual v4.10 | 595 | 7405 | Rate Constraint in MTons | FALSE | L | Annual | Allowances Banked | Thousand Tons | 0 | 0 | 0 | 0 | 0 | 0 | 0 | 0
NSR Westar Consent - NOX Cap Annual v4.10 | 595 | 7405 | Rate Constraint in MTons | FALSE | L | Annual | Allowances Withdrawn (1:1) | Thousand Tons | 0 | 0 | 0 | 0 | 0 | 0 | 0 | 0
NSR Westar Consent - NOX Cap Annual v4.10 | 595 | 7405 | Rate Constraint in MTons | FALSE | L | Annual | Allowances Withdrawn (n:1) | Thousand Tons | 0 | 0 | 0 | 0 | 0 | 0 | 0 | 0
NSR Westar Consent - NOX Cap Annual v4.10 | 595 | 7405 | Rate Constraint in MTons | FALSE | L | Annual | Net Emissions Allowance Position | Thousand Tons | 3.7564 | 3.6811 | 2.7665 | 1.8799 | 0.55995 | 0 | 0 | 0
NSR Westar Consent - NOX Cap Annual v4.10 | 595 | 7405 | Rate Constraint in MTons | FALSE | L | Annual | Fuel Consumed | TBtu | 106.136 | 102.3648 | 71.5881 | 52.2462 | 15.4097 | 0 | 0 | 0
NSR Westar Consent - NOX Cap Annual v4.10 | 595 | 7405 | Rate Constraint in MTons | FALSE | L | Annual | Rate | lb/MMBtu | 0.070784 | 0.071921 | 0.07729 | 0.071961 | 0.072674 | 0 | 0 | 0
NSR Westar Consent - NOX Cap Annual v4.10 | 595 | 7405 | Rate Constraint in MTons | FALSE | L | Annual | Generation | TWh | 9.5769 | 9.2337 | 6.4492 | 4.7174 | 1.3911 | 0 | 0 | 0
NSR Westar Consent - NOX Cap Annual v4.10 | 595 | 7405 | Rate Constraint in MTons | FALSE | L | Annual | Qualifying Generation | TWh | 9.5769 | 9.2337 | 6.4492 | 4.7174 | 1.3911 | 0 | 0 | 0
NSR Westar Consent - NOX Cap Annual v4.10 | 595 | 7405 | Rate Constraint in MTons | FALSE | L | Annual | Rate | lb/MWh | 0.78446 | 0.79731 | 0.85795 | 0.79699 | 0.80503 | 0 | 0 | 0
NSR Westar Consent - NOX Cap Annual v4.10 | 595 | 7405 | Rate Constraint in MTons | FALSE | L | Annual | Constraint Shadow Price | US2019$/Ton | 0 | 0 | 0 | 0 | 0 | 0 | 0 | 0
NSR Westar Consent - NOX Rate Annual v4.10, Unit 2589 and retrofits | 596 | 7406 | Rate Constraint in lbs/MMBtu | FALSE | L | Annual | Seasons Included | Seasons | Winter, WintShld, Summer | Winter, WintShld, Summer | Winter, WintShld, Summer | Winter, WintShld, Summer | Winter, WintShld, Summer | Winter, WintShld, Summer | Winter, WintShld, Summer | Winter, WintShld, Summer
NSR Westar Consent - NOX Rate Annual v4.10, Unit 2589 and retrofits | 596 | 7406 | Rate Constraint in lbs/MMBtu | FALSE | L | Annual | Standard NOX | lb/MMBtu | 0.1 | 0.1 | 0.1 | 0.1 | 0.1 | 0.1 | 0.1 | 0.1
NSR Westar Consent - NOX Rate Annual v4.10, Unit 2589 and retrofits | 596 | 7406 | Rate Constraint in lbs/MMBtu | FALSE | L | Annual | Emissions at Affected Plants NOX | Thousand Tons | 1.0302 | 0.95492 | 0.53409 | 0.48668 | 0.13989 | 0 | 0 | 0
NSR Westar Consent - NOX Rate Annual v4.10, Unit 2589 and retrofits | 596 | 7406 | Rate Constraint in lbs/MMBtu | FALSE | L | Annual | Allowances Purchased NOX | Thousand Tons | 0 | 0 | 0 | 0 | 0 | 0 | 0 | 0
NSR Westar Consent - NOX Rate Annual v4.10, Unit 2589 and retrofits | 596 | 7406 | Rate Constraint in lbs/MMBtu | FALSE | L | Annual | Allowances Sold NOX | Thousand Tons | 0 | 0 | 0 | 0 | 0 | 0 | 0 | 0
NSR Westar Consent - NOX Rate Annual v4.10, Unit 2589 and retrofits | 596 | 7406 | Rate Constraint in lbs/MMBtu | FALSE | L | Annual | Allowances Banked | Thousand Tons | 0 | 0 | 0 | 0 | 0 | 0 | 0 | 0
NSR Westar Consent - NOX Rate Annual v4.10, Unit 2589 and retrofits | 596 | 7406 | Rate Constraint in lbs/MMBtu | FALSE | L | Annual | Allowances Withdrawn (1:1) | Thousand Tons | 0 | 0 | 0 | 0 | 0 | 0 | 0 | 0
NSR Westar Consent - NOX Rate Annual v4.10, Unit 2589 and retrofits | 596 | 7406 | Rate Constraint in lbs/MMBtu | FALSE | L | Annual | Allowances Withdrawn (n:1) | Thousand Tons | 0 | 0 | 0 | 0 | 0 | 0 | 0 | 0
NSR Westar Consent - NOX Rate Annual v4.10, Unit 2589 and retrofits | 596 | 7406 | Rate Constraint in lbs/MMBtu | FALSE | L | Annual | Net Emissions Allowance Position | Thousand Tons | 1.0302 | 0.95492 | 0.53409 | 0.48668 | 0.13989 | 0 | 0 | 0
NSR Westar Consent - NOX Rate Annual v4.10, Unit 2589 and retrofits | 596 | 7406 | Rate Constraint in lbs/MMBtu | FALSE | L | Annual | Fuel Consumed | TBtu | 51.6128 | 47.8416 | 26.7578 | 24.3827 | 7.0086 | 0 | 0 | 0
NSR Westar Consent - NOX Rate Annual v4.10, Unit 2589 and retrofits | 596 | 7406 | Rate Constraint in lbs/MMBtu | FALSE | L | Annual | Rate | lb/MMBtu | 0.03992 | 0.03992 | 0.03992 | 0.03992 | 0.03992 | 0 | 0 | 0
NSR Westar Consent - NOX Rate Annual v4.10, Unit 2589 and retrofits | 596 | 7406 | Rate Constraint in lbs/MMBtu | FALSE | L | Annual | Generation | TWh | 4.6963 | 4.3532 | 2.4347 | 2.2186 | 0.63773 | 0 | 0 | 0
NSR Westar Consent - NOX Rate Annual v4.10, Unit 2589 and retrofits | 596 | 7406 | Rate Constraint in lbs/MMBtu | FALSE | L | Annual | Qualifying Generation | TWh | 4.6963 | 4.3532 | 2.4347 | 2.2186 | 0.63773 | 0 | 0 | 0
NSR Westar Consent - NOX Rate Annual v4.10, Unit 2589 and retrofits | 596 | 7406 | Rate Constraint in lbs/MMBtu | FALSE | L | Annual | Rate | lb/MWh | 0.43872 | 0.43872 | 0.43872 | 0.43872 | 0.43872 | 0 | 0 | 0
NSR Westar Consent - NOX Rate Annual v4.10, Unit 2589 and retrofits | 596 | 7406 | Rate Constraint in lbs/MMBtu | FALSE | L | Annual | Constraint Shadow Price | US2019$/Ton | 0 | 0 | 0 | 0 | 0 | 0 | 0 | 0
NSR Westar Consent - NOX Rate Annual v4.10, Unit 2604 and retrofits | 597 | 7406 | Rate Constraint in lbs/MMBtu | FALSE | L | Annual | Seasons Included | Seasons | Winter, WintShld, Summer | Winter, WintShld, Summer | Winter, WintShld, Summer | Winter, WintShld, Summer | Winter, WintShld, Summer | Winter, WintShld, Summer | Winter, WintShld, Summer | Winter, WintShld, Summer
NSR Westar Consent - NOX Rate Annual v4.10, Unit 2604 and retrofits | 597 | 7406 | Rate Constraint in lbs/MMBtu | FALSE | L | Annual | Standard NOX | lb/MMBtu | 0.1 | 0.1 | 0.1 | 0.1 | 0.1 | 0.1 | 0.1 | 0.1
NSR Westar Consent - NOX Rate Annual v4.10, Unit 2604 and retrofits | 597 | 7406 | Rate Constraint in lbs/MMBtu | FALSE | L | Annual | Emissions at Affected Plants NOX | Thousand Tons | 1.1078 | 1.1078 | 0.68886 | 0 | 0 | 0 | 0 | 0
NSR Westar Consent - NOX Rate Annual v4.10, Unit 2604 and retrofits | 597 | 7406 | Rate Constraint in lbs/MMBtu | FALSE | L | Annual | Allowances Purchased NOX | Thousand Tons | 0 | 0 | 0 | 0 | 0 | 0 | 0 | 0
NSR Westar Consent - NOX Rate Annual v4.10, Unit 2604 and retrofits | 597 | 7406 | Rate Constraint in lbs/MMBtu | FALSE | L | Annual | Allowances Sold NOX | Thousand Tons | 0 | 0 | 0 | 0 | 0 | 0 | 0 | 0
NSR Westar Consent - NOX Rate Annual v4.10, Unit 2604 and retrofits | 597 | 7406 | Rate Constraint in lbs/MMBtu | FALSE | L | Annual | Allowances Banked | Thousand Tons | 0 | 0 | 0 | 0 | 0 | 0 | 0 | 0
NSR Westar Consent - NOX Rate Annual v4.10, Unit 2604 and retrofits | 597 | 7406 | Rate Constraint in lbs/MMBtu | FALSE | L | Annual | Allowances Withdrawn (1:1) | Thousand Tons | 0 | 0 | 0 | 0 | 0 | 0 | 0 | 0
NSR Westar Consent - NOX Rate Annual v4.10, Unit 2604 and retrofits | 597 | 7406 | Rate Constraint in lbs/MMBtu | FALSE | L | Annual | Allowances Withdrawn (n:1) | Thousand Tons | 0 | 0 | 0 | 0 | 0 | 0 | 0 | 0
NSR Westar Consent - NOX Rate Annual v4.10, Unit 2604 and retrofits | 597 | 7406 | Rate Constraint in lbs/MMBtu | FALSE | L | Annual | Net Emissions Allowance Position | Thousand Tons | 1.1078 | 1.1078 | 0.68886 | 0 | 0 | 0 | 0 | 0
NSR Westar Consent - NOX Rate Annual v4.10, Unit 2604 and retrofits | 597 | 7406 | Rate Constraint in lbs/MMBtu | FALSE | L | Annual | Fuel Consumed | TBtu | 22.1561 | 22.1561 | 13.9583 | 0 | 0 | 0 | 0 | 0
NSR Westar Consent - NOX Rate Annual v4.10, Unit 2604 and retrofits | 597 | 7406 | Rate Constraint in lbs/MMBtu | FALSE | L | Annual | Rate | lb/MMBtu | 0.1 | 0.1 | 0.098702 | 0 | 0 | 0 | 0 | 0
NSR Westar Consent - NOX Rate Annual v4.10, Unit 2604 and retrofits | 597 | 7406 | Rate Constraint in lbs/MMBtu | FALSE | L | Annual | Generation | TWh | 1.9779 | 1.9779 | 1.246 | 0 | 0 | 0 | 0 | 0
NSR Westar Consent - NOX Rate Annual v4.10, Unit 2604 and retrofits | 597 | 7406 | Rate Constraint in lbs/MMBtu | FALSE | L | Annual | Qualifying Generation | TWh | 1.9779 | 1.9779 | 1.246 | 0 | 0 | 0 | 0 | 0
NSR Westar Consent - NOX Rate Annual v4.10, Unit 2604 and retrofits | 597 | 7406 | Rate Constraint in lbs/MMBtu | FALSE | L | Annual | Rate | lb/MWh | 1.1202 | 1.1202 | 1.1057 | 0 | 0 | 0 | 0 | 0
NSR Westar Consent - NOX Rate Annual v4.10, Unit 2604 and retrofits | 597 | 7406 | Rate Constraint in lbs/MMBtu | FALSE | L | Annual | Constraint Shadow Price | US2019$/Ton | 65476.495 | 30543.1992 | 0 | 0 | 2199.6967 | 16984.6825 | 9527.0884 | 25904.3969
NSR Westar Consent - NOX Rate Annual v4.10, Unit 2605 and retrofits | 598 | 7406 | Rate Constraint in lbs/MMBtu | FALSE | L | Annual | Seasons Included | Seasons | Winter, WintShld, Summer | Winter, WintShld, Summer | Winter, WintShld, Summer | Winter, WintShld, Summer | Winter, WintShld, Summer | Winter, WintShld, Summer | Winter, WintShld, Summer | Winter, WintShld, Summer
NSR Westar Consent - NOX Rate Annual v4.10, Unit 2605 and retrofits | 598 | 7406 | Rate Constraint in lbs/MMBtu | FALSE | L | Annual | Standard NOX | lb/MMBtu | 0.1 | 0.1 | 0.1 | 0.1 | 0.1 | 0.1 | 0.1 | 0.1
NSR Westar Consent - NOX Rate Annual v4.10, Unit 2605 and retrofits | 598 | 7406 | Rate Constraint in lbs/MMBtu | FALSE | L | Annual | Emissions at Affected Plants NOX | Thousand Tons | 1.6184 | 1.6184 | 1.5436 | 1.3932 | 0.42005 | 0 | 0 | 0
NSR Westar Consent - NOX Rate Annual v4.10, Unit 2605 and retrofits | 598 | 7406 | Rate Constraint in lbs/MMBtu | FALSE | L | Annual | Allowances Purchased NOX | Thousand Tons | 0 | 0 | 0 | 0 | 0 | 0 | 0 | 0
NSR Westar Consent - NOX Rate Annual v4.10, Unit 2605 and retrofits | 598 | 7406 | Rate Constraint in lbs/MMBtu | FALSE | L | Annual | Allowances Sold NOX | Thousand Tons | 0 | 0 | 0 | 0 | 0 | 0 | 0 | 0
NSR Westar Consent - NOX Rate Annual v4.10, Unit 2605 and retrofits | 598 | 7406 | Rate Constraint in lbs/MMBtu | FALSE | L | Annual | Allowances Banked | Thousand Tons | 0 | 0 | 0 | 0 | 0 | 0 | 0 | 0
NSR Westar Consent - NOX Rate Annual v4.10, Unit 2605 and retrofits | 598 | 7406 | Rate Constraint in lbs/MMBtu | FALSE | L | Annual | Allowances Withdrawn (1:1) | Thousand Tons | 0 | 0 | 0 | 0 | 0 | 0 | 0 | 0
NSR Westar Consent - NOX Rate Annual v4.10, Unit 2605 and retrofits | 598 | 7406 | Rate Constraint in lbs/MMBtu | FALSE | L | Annual | Allowances Withdrawn (n:1) | Thousand Tons | 0 | 0 | 0 | 0 | 0 | 0 | 0 | 0
NSR Westar Consent - NOX Rate Annual v4.10, Unit 2605 and retrofits | 598 | 7406 | Rate Constraint in lbs/MMBtu | FALSE | L | Annual | Net Emissions Allowance Position | Thousand Tons | 1.6184 | 1.6184 | 1.5436 | 1.3932 | 0.42005 | 0 | 0 | 0
NSR Westar Consent - NOX Rate Annual v4.10, Unit 2605 and retrofits | 598 | 7406 | Rate Constraint in lbs/MMBtu | FALSE | L | Annual | Fuel Consumed | TBtu | 32.3671 | 32.3671 | 30.8719 | 27.8635 | 8.4011 | 0 | 0 | 0
NSR Westar Consent - NOX Rate Annual v4.10, Unit 2605 and retrofits | 598 | 7406 | Rate Constraint in lbs/MMBtu | FALSE | L | Annual | Rate | lb/MMBtu | 0.1 | 0.1 | 0.1 | 0.1 | 0.1 | 0 | 0 | 0
NSR Westar Consent - NOX Rate Annual v4.10, Unit 2605 and retrofits | 598 | 7406 | Rate Constraint in lbs/MMBtu | FALSE | L | Annual | Generation | TWh | 2.9026 | 2.9026 | 2.7685 | 2.4987 | 0.75339 | 0 | 0 | 0
NSR Westar Consent - NOX Rate Annual v4.10, Unit 2605 and retrofits | 598 | 7406 | Rate Constraint in lbs/MMBtu | FALSE | L | Annual | Qualifying Generation | TWh | 2.9026 | 2.9026 | 2.7685 | 2.4987 | 0.75339 | 0 | 0 | 0
NSR Westar Consent - NOX Rate Annual v4.10, Unit 2605 and retrofits | 598 | 7406 | Rate Constraint in lbs/MMBtu | FALSE | L | Annual | Rate | lb/MWh | 1.1151 | 1.1151 | 1.1151 | 1.1151 | 1.1151 | 0 | 0 | 0
NSR Westar Consent - NOX Rate Annual v4.10, Unit 2605 and retrofits | 598 | 7406 | Rate Constraint in lbs/MMBtu | FALSE | L | Annual | Constraint Shadow Price | US2019$/Ton | 63384.095 | 29304.3888 | 8938.8297 | 3696.0302 | 17008.0284 | 0 | 11595.2509 | 31606.3942
NSR Westar Consent - SO2 Cap Annual v4.10 | 599 | 7407 | Rate Constraint in MTons | FALSE | L | Annual | Seasons Included | Seasons | Winter, WintShld, Summer | Winter, WintShld, Summer | Winter, WintShld, Summer | Winter, WintShld, Summer | Winter, WintShld, Summer | Winter, WintShld, Summer | Winter, WintShld, Summer | Winter, WintShld, Summer
NSR Westar Consent - SO2 Cap Annual v4.10 | 599 | 7407 | Rate Constraint in MTons | FALSE | L | Annual | Standard SO2 | Thousand Tons | 6.6 | 6.6 | 6.6 | 6.6 | 6.6 | 6.6 | 6.6 | 6.6
NSR Westar Consent - SO2 Cap Annual v4.10 | 599 | 7407 | Rate Constraint in MTons | FALSE | L | Annual | Emissions at Affected Plants SO2 | Thousand Tons | 1.2217 | 1.1768 | 0.80711 | 0.57197 | 0.16837 | 0 | 0 | 0
NSR Westar Consent - SO2 Cap Annual v4.10 | 599 | 7407 | Rate Constraint in MTons | FALSE | L | Annual | Allowances Purchased SO2 | Thousand Tons | 0 | 0 | 0 | 0 | 0 | 0 | 0 | 0
NSR Westar Consent - SO2 Cap Annual v4.10 | 599 | 7407 | Rate Constraint in MTons | FALSE | L | Annual | Allowances Sold SO2 | Thousand Tons | 0 | 0 | 0 | 0 | 0 | 0 | 0 | 0
NSR Westar Consent - SO2 Cap Annual v4.10 | 599 | 7407 | Rate Constraint in MTons | FALSE | L | Annual | Allowances Banked | Thousand Tons | 0 | 0 | 0 | 0 | 0 | 0 | 0 | 0
NSR Westar Consent - SO2 Cap Annual v4.10 | 599 | 7407 | Rate Constraint in MTons | FALSE | L | Annual | Allowances Withdrawn (1:1) | Thousand Tons | 0 | 0 | 0 | 0 | 0 | 0 | 0 | 0
NSR Westar Consent - SO2 Cap Annual v4.10 | 599 | 7407 | Rate Constraint in MTons | FALSE | L | Annual | Allowances Withdrawn (n:1) | Thousand Tons | 0 | 0 | 0 | 0 | 0 | 0 | 0 | 0
NSR Westar Consent - SO2 Cap Annual v4.10 | 599 | 7407 | Rate Constraint in MTons | FALSE | L | Annual | Net Emissions Allowance Position | Thousand Tons | 1.2217 | 1.1768 | 0.80711 | 0.57197 | 0.16837 | 0 | 0 | 0
NSR Westar Consent - SO2 Cap Annual v4.10 | 599 | 7407 | Rate Constraint in MTons | FALSE | L | Annual | Fuel Consumed | TBtu | 106.136 | 102.3648 | 71.5881 | 52.2462 | 15.4097 | 0 | 0 | 0
NSR Westar Consent - SO2 Cap Annual v4.10 | 599 | 7407 | Rate Constraint in MTons | FALSE | L | Annual | Rate | lb/MMBtu | 0.023021 | 0.022992 | 0.022549 | 0.021895 | 0.021853 | 0 | 0 | 0
NSR Westar Consent - SO2 Cap Annual v4.10 | 599 | 7407 | Rate Constraint in MTons | FALSE | L | Annual | Generation | TWh | 9.5769 | 9.2337 | 6.4492 | 4.7174 | 1.3911 | 0 | 0 | 0
NSR Westar Consent - SO2 Cap Annual v4.10 | 599 | 7407 | Rate Constraint in MTons | FALSE | L | Annual | Qualifying Generation | TWh | 9.5769 | 9.2337 | 6.4492 | 4.7174 | 1.3911 | 0 | 0 | 0
NSR Westar Consent - SO2 Cap Annual v4.10 | 599 | 7407 | Rate Constraint in MTons | FALSE | L | Annual | Rate | lb/MWh | 0.25513 | 0.25489 | 0.2503 | 0.2425 | 0.24207 | 0 | 0 | 0
NSR Westar Consent - SO2 Cap Annual v4.10 | 599 | 7407 | Rate Constraint in MTons | FALSE | L | Annual | Constraint Shadow Price | US2019$/Ton | 0 | 0 | 0 | 0 | 0 | 0 | 0 | 0
NSR Westar Consent - SO2 Rate Annual v4.10 | 600 | 7408 | MACT Fuel Choice Floor in lbs/MMBtu | FALSE | L | Annual | Seasons Included | Seasons | Winter, WintShld, Summer | Winter, WintShld, Summer | Winter, WintShld, Summer | Winter, WintShld, Summer | Winter, WintShld, Summer | Winter, WintShld, Summer | Winter, WintShld, Summer | Winter, WintShld, Summer
NSR Westar Consent - SO2 Rate Annual v4.10 | 600 | 7408 | MACT Fuel Choice Floor in lbs/MMBtu | FALSE | L | Annual | Emission Floor | lb/MMBtu | 0.07 | 0.07 | 0.07 | 0.07 | 0.07 | 0.07 | 0.07 | 0.07
NSR Westar Consent - SO2 Rate Annual v4.10 | 600 | 7408 | MACT Fuel Choice Floor in lbs/MMBtu | FALSE | L | Annual | Emissions at Affected Plants SO2 | Thousand Tons | 1.2217 | 1.1768 | 0.80711 | 0.57197 | 0.16837 | 0 | 0 | 0
NSR Westar Consent - SO2 Rate Annual v4.10 | 600 | 7408 | MACT Fuel Choice Floor in lbs/MMBtu | FALSE | L | Annual | Allowances Purchased SO2 | Thousand Tons | 0 | 0 | 0 | 0 | 0 | 0 | 0 | 0
NSR Westar Consent - SO2 Rate Annual v4.10 | 600 | 7408 | MACT Fuel Choice Floor in lbs/MMBtu | FALSE | L | Annual | Allowances Sold SO2 | Thousand Tons | 0 | 0 | 0 | 0 | 0 | 0 | 0 | 0
NSR Westar Consent - SO2 Rate Annual v4.10 | 600 | 7408 | MACT Fuel Choice Floor in lbs/MMBtu | FALSE | L | Annual | Allowances Banked | Thousand Tons | 0 | 0 | 0 | 0 | 0 | 0 | 0 | 0
NSR Westar Consent - SO2 Rate Annual v4.10 | 600 | 7408 | MACT Fuel Choice Floor in lbs/MMBtu | FALSE | L | Annual | Allowances Withdrawn (1:1) | Thousand Tons | 0 | 0 | 0 | 0 | 0 | 0 | 0 | 0
NSR Westar Consent - SO2 Rate Annual v4.10 | 600 | 7408 | MACT Fuel Choice Floor in lbs/MMBtu | FALSE | L | Annual | Allowances Withdrawn (n:1) | Thousand Tons | 0 | 0 | 0 | 0 | 0 | 0 | 0 | 0
NSR Westar Consent - SO2 Rate Annual v4.10 | 600 | 7408 | MACT Fuel Choice Floor in lbs/MMBtu | FALSE | L | Annual | Net Emissions Allowance Position | Thousand Tons | 1.2217 | 1.1768 | 0.80711 | 0.57197 | 0.16837 | 0 | 0 | 0
NSR Westar Consent - SO2 Rate Annual v4.10 | 600 | 7408 | MACT Fuel Choice Floor in lbs/MMBtu | FALSE | L | Annual | Fuel Consumed | TBtu | 106.136 | 102.3648 | 71.5881 | 52.2462 | 15.4097 | 0 | 0 | 0
NSR Westar Consent - SO2 Rate Annual v4.10 | 600 | 7408 | MACT Fuel Choice Floor in lbs/MMBtu | FALSE | L | Annual | Rate | lb/MMBtu | 0.023021 | 0.022992 | 0.022549 | 0.021895 | 0.021853 | 0 | 0 | 0
NSR Westar Consent - SO2 Rate Annual v4.10 | 600 | 7408 | MACT Fuel Choice Floor in lbs/MMBtu | FALSE | L | Annual | Generation | TWh | 9.5769 | 9.2337 | 6.4492 | 4.7174 | 1.3911 | 0 | 0 | 0
NSR Westar Consent - SO2 Rate Annual v4.10 | 600 | 7408 | MACT Fuel Choice Floor in lbs/MMBtu | FALSE | L | Annual | Qualifying Generation | TWh | 9.5769 | 9.2337 | 6.4492 | 4.7174 | 1.3911 | 0 | 0 | 0
NSR Westar Consent - SO2 Rate Annual v4.10 | 600 | 7408 | MACT Fuel Choice Floor in lbs/MMBtu | FALSE | L | Annual | Constraint Shadow Price | US2019$/Ton | 0 | 0 | 0 | 0 | 0 | 0 | 0 | 0
NSR Winyah 1 - NOX Rate Annual v3.1, Unit 3836 and retrofits | 601 | 7433 | Rate Constraint in lbs/MMBtu | FALSE | L | Annual | Seasons Included | Seasons | Winter, WintShld, Summer | Winter, WintShld, Summer | Winter, WintShld, Summer | Winter, WintShld, Summer | Winter, WintShld, Summer | Winter, WintShld, Summer | Winter, WintShld, Summer | Winter, WintShld, Summer
NSR Winyah 1 - NOX Rate Annual v3.1, Unit 3836 and retrofits | 601 | 7433 | Rate Constraint in lbs/MMBtu | FALSE | L | Annual | Standard NOX | lb/MMBtu | 0.1 | 0.1 | 0.1 | 0.1 | 0.1 | 0.1 | 0.1 | 0.1
NSR Winyah 1 - NOX Rate Annual v3.1, Unit 3836 and retrofits | 601 | 7433 | Rate Constraint in lbs/MMBtu | FALSE | L | Annual | Emissions at Affected Plants NOX | Thousand Tons | 0.70078 | 0.43416 | 0.13921 | 0 | 0 | 0 | 0 | 0
NSR Winyah 1 - NOX Rate Annual v3.1, Unit 3836 and retrofits | 601 | 7433 | Rate Constraint in lbs/MMBtu | FALSE | L | Annual | Allowances Purchased NOX | Thousand Tons | 0 | 0 | 0 | 0 | 0 | 0 | 0 | 0
NSR Winyah 1 - NOX Rate Annual v3.1, Unit 3836 and retrofits | 601 | 7433 | Rate Constraint in lbs/MMBtu | FALSE | L | Annual | Allowances Sold NOX | Thousand Tons | 0 | 0 | 0 | 0 | 0 | 0 | 0 | 0
NSR Winyah 1 - NOX Rate Annual v3.1, Unit 3836 and retrofits | 601 | 7433 | Rate Constraint in lbs/MMBtu | FALSE | L | Annual | Allowances Banked | Thousand Tons | 0 | 0 | 0 | 0 | 0 | 0 | 0 | 0
NSR Winyah 1 - NOX Rate Annual v3.1, Unit 3836 and retrofits | 601 | 7433 | Rate Constraint in lbs/MMBtu | FALSE | L | Annual | Allowances Withdrawn (1:1) | Thousand Tons | 0 | 0 | 0 | 0 | 0 | 0 | 0 | 0
NSR Winyah 1 - NOX Rate Annual v3.1, Unit 3836 and retrofits | 601 | 7433 | Rate Constraint in lbs/MMBtu | FALSE | L | Annual | Allowances Withdrawn (n:1) | Thousand Tons | 0 | 0 | 0 | 0 | 0 | 0 | 0 | 0
NSR Winyah 1 - NOX Rate Annual v3.1, Unit 3836 and retrofits | 601 | 7433 | Rate Constraint in lbs/MMBtu | FALSE | L | Annual | Net Emissions Allowance Position | Thousand Tons | 0.70078 | 0.43416 | 0.13921 | 0 | 0 | 0 | 0 | 0
NSR Winyah 1 - NOX Rate Annual v3.1, Unit 3836 and retrofits | 601 | 7433 | Rate Constraint in lbs/MMBtu | FALSE | L | Annual | Fuel Consumed | TBtu | 17.3632 | 10.7572 | 3.4492 | 0 | 0 | 0 | 0 | 0
NSR Winyah 1 - NOX Rate Annual v3.1, Unit 3836 and retrofits | 601 | 7433 | Rate Constraint in lbs/MMBtu | FALSE | L | Annual | Rate | lb/MMBtu | 0.08072 | 0.08072 | 0.08072 | 0 | 0 | 0 | 0 | 0
NSR Winyah 1 - NOX Rate Annual v3.1, Unit 3836 and retrofits | 601 | 7433 | Rate Constraint in lbs/MMBtu | FALSE | L | Annual | Generation | TWh | 1.615 | 1.0006 | 0.32083 | 0 | 0 | 0 | 0 | 0
NSR Winyah 1 - NOX Rate Annual v3.1, Unit 3836 and retrofits | 601 | 7433 | Rate Constraint in lbs/MMBtu | FALSE | L | Annual | Qualifying Generation | TWh | 1.615 | 1.0006 | 0.32083 | 0 | 0 | 0 | 0 | 0
NSR Winyah 1 - NOX Rate Annual v3.1, Unit 3836 and retrofits | 601 | 7433 | Rate Constraint in lbs/MMBtu | FALSE | L | Annual | Rate | lb/MWh | 0.86782 | 0.86782 | 0.86782 | 0 | 0 | 0 | 0 | 0
NSR Winyah 1 - NOX Rate Annual v3.1, Unit 3836 and retrofits | 601 | 7433 | Rate Constraint in lbs/MMBtu | FALSE | L | Annual | Constraint Shadow Price | US2019$/Ton | 0 | 0 | 0 | 0 | 0 | 0 | 0 | 0
NSR Winyah 2-4 - NOX Rate Annual v3.1, Unit 3833 and retrofits | 602 | 7434 | Rate Constraint in lbs/MMBtu | FALSE | L | Annual | Seasons Included | Seasons | Winter, WintShld, Summer | Winter, WintShld, Summer | Winter, WintShld, Summer | Winter, WintShld, Summer | Winter, WintShld, Summer | Winter, WintShld, Summer | Winter, WintShld, Summer | Winter, WintShld, Summer
NSR Winyah 2-4 - NOX Rate Annual v3.1, Unit 3833 and retrofits | 602 | 7434 | Rate Constraint in lbs/MMBtu | FALSE | L | Annual | Standard NOX | lb/MMBtu | 0.12 | 0.12 | 0.12 | 0.12 | 0.12 | 0.12 | 0.12 | 0.12
NSR Winyah 2-4 - NOX Rate Annual v3.1, Unit 3833 and retrofits | 602 | 7434 | Rate Constraint in lbs/MMBtu | FALSE | L | Annual | Emissions at Affected Plants NOX | Thousand Tons | 0.78053 | 0.4939 | 0.16107 | 0 | 0 | 0 | 0 | 0
NSR Winyah 2-4 - NOX Rate Annual v3.1, Unit 3833 and retrofits | 602 | 7434 | Rate Constraint in lbs/MMBtu | FALSE | L | Annual | Allowances Purchased NOX | Thousand Tons | 0 | 0 | 0 | 0 | 0 | 0 | 0 | 0
NSR Winyah 2-4 - NOX Rate Annual v3.1, Unit 3833 and retrofits | 602 | 7434 | Rate Constraint in lbs/MMBtu | FALSE | L | Annual | Allowances Sold NOX | Thousand Tons | 0 | 0 | 0 | 0 | 0 | 0 | 0 | 0
NSR Winyah 2-4 - NOX Rate Annual v3.1, Unit 3833 and retrofits | 602 | 7434 | Rate Constraint in lbs/MMBtu | FALSE | L | Annual | Allowances Banked | Thousand Tons | 0 | 0 | 0 | 0 | 0 | 0 | 0 | 0
NSR Winyah 2-4 - NOX Rate Annual v3.1, Unit 3833 and retrofits | 602 | 7434 | Rate Constraint in lbs/MMBtu | FALSE | L | Annual | Allowances Withdrawn (1:1) | Thousand Tons | 0 | 0 | 0 | 0 | 0 | 0 | 0 | 0
NSR Winyah 2-4 - NOX Rate Annual v3.1, Unit 3833 and retrofits | 602 | 7434 | Rate Constraint in lbs/MMBtu | FALSE | L | Annual | Allowances Withdrawn (n:1) | Thousand Tons | 0 | 0 | 0 | 0 | 0 | 0 | 0 | 0
NSR Winyah 2-4 - NOX Rate Annual v3.1, Unit 3833 and retrofits | 602 | 7434 | Rate Constraint in lbs/MMBtu | FALSE | L | Annual | Net Emissions Allowance Position | Thousand Tons | 0.78053 | 0.4939 | 0.16107 | 0 | 0 | 0 | 0 | 0
NSR Winyah 2-4 - NOX Rate Annual v3.1, Unit 3833 and retrofits | 602 | 7434 | Rate Constraint in lbs/MMBtu | FALSE | L | Annual | Fuel Consumed | TBtu | 18.4521 | 11.6761 | 3.8078 | 0 | 0 | 0 | 0 | 0
NSR Winyah 2-4 - NOX Rate Annual v3.1, Unit 3833 and retrofits | 602 | 7434 | Rate Constraint in lbs/MMBtu | FALSE | L | Annual | Rate | lb/MMBtu | 0.0846 | 0.0846 | 0.0846 | 0 | 0 | 0 | 0 | 0
NSR Winyah 2-4 - NOX Rate Annual v3.1, Unit 3833 and retrofits | 602 | 7434 | Rate Constraint in lbs/MMBtu | FALSE | L | Annual | Generation | TWh | 1.7111 | 1.0827 | 0.3531 | 0 | 0 | 0 | 0 | 0
NSR Winyah 2-4 - NOX Rate Annual v3.1, Unit 3833 and retrofits | 602 | 7434 | Rate Constraint in lbs/MMBtu | FALSE | L | Annual | Qualifying Generation | TWh | 1.7111 | 1.0827 | 0.3531 | 0 | 0 | 0 | 0 | 0
NSR Winyah 2-4 - NOX Rate Annual v3.1, Unit 3833 and retrofits | 602 | 7434 | Rate Constraint in lbs/MMBtu | FALSE | L | Annual | Rate | lb/MWh | 0.91233 | 0.91233 | 0.91233 | 0 | 0 | 0 | 0 | 0
NSR Winyah 2-4 - NOX Rate Annual v3.1, Unit 3833 and retrofits | 602 | 7434 | Rate Constraint in lbs/MMBtu | FALSE | L | Annual | Constraint Shadow Price | US2019$/Ton | 0 | 0 | 0 | 0 | 0 | 0 | 0 | 0
NSR Winyah 2-4 - NOX Rate Annual v3.1, Unit 3834 and retrofits | 603 | 7434 | Rate Constraint in lbs/MMBtu | FALSE | L | Annual | Seasons Included | Seasons | Winter, WintShld, Summer | Winter, WintShld, Summer | Winter, WintShld, Summer | Winter, WintShld, Summer | Winter, WintShld, Summer | Winter, WintShld, Summer | Winter, WintShld, Summer | Winter, WintShld, Summer
NSR Winyah 2-4 - NOX Rate Annual v3.1, Unit 3834 and retrofits | 603 | 7434 | Rate Constraint in lbs/MMBtu | FALSE | L | Annual | Standard NOX | lb/MMBtu | 0.12 | 0.12 | 0.12 | 0.12 | 0.12 | 0.12 | 0.12 | 0.12
NSR Winyah 2-4 - NOX Rate Annual v3.1, Unit 3834 and retrofits | 603 | 7434 | Rate Constraint in lbs/MMBtu | FALSE | L | Annual | Emissions at Affected Plants NOX | Thousand Tons | 0.85163 | 0.57001 | 0.18369 | 0 | 0 | 0 | 0 | 0
NSR Winyah 2-4 - NOX Rate Annual v3.1, Unit 3834 and retrofits | 603 | 7434 | Rate Constraint in lbs/MMBtu | FALSE | L | Annual | Allowances Purchased NOX | Thousand Tons | 0 | 0 | 0 | 0 | 0 | 0 | 0 | 0
NSR Winyah 2-4 - NOX Rate Annual v3.1, Unit 3834 and retrofits | 603 | 7434 | Rate Constraint in lbs/MMBtu | FALSE | L | Annual | Allowances Sold NOX | Thousand Tons | 0 | 0 | 0 | 0 | 0 | 0 | 0 | 0
NSR Winyah 2-4 - NOX Rate Annual v3.1, Unit 3834 and retrofits | 603 | 7434 | Rate Constraint in lbs/MMBtu | FALSE | L | Annual | Allowances Banked | Thousand Tons | 0 | 0 | 0 | 0 | 0 | 0 | 0 | 0
NSR Winyah 2-4 - NOX Rate Annual v3.1, Unit 3834 and retrofits | 603 | 7434 | Rate Constraint in lbs/MMBtu | FALSE | L | Annual | Allowances Withdrawn (1:1) | Thousand Tons | 0 | 0 | 0 | 0 | 0 | 0 | 0 | 0
NSR Winyah 2-4 - NOX Rate Annual v3.1, Unit 3834 and retrofits | 603 | 7434 | Rate Constraint in lbs/MMBtu | FALSE | L | Annual | Allowances Withdrawn (n:1) | Thousand Tons | 0 | 0 | 0 | 0 | 0 | 0 | 0 | 0
NSR Winyah 2-4 - NOX Rate Annual v3.1, Unit 3834 and retrofits | 603 | 7434 | Rate Constraint in lbs/MMBtu | FALSE | L | Annual | Net Emissions Allowance Position | Thousand Tons | 0.85163 | 0.57001 | 0.18369 | 0 | 0 | 0 | 0 | 0
NSR Winyah 2-4 - NOX Rate Annual v3.1, Unit 3834 and retrofits | 603 | 7434 | Rate Constraint in lbs/MMBtu | FALSE | L | Annual | Fuel Consumed | TBtu | 16.9479 | 11.3435 | 3.6555 | 0 | 0 | 0 | 0 | 0
NSR Winyah 2-4 - NOX Rate Annual v3.1, Unit 3834 and retrofits | 603 | 7434 | Rate Constraint in lbs/MMBtu | FALSE | L | Annual | Rate | lb/MMBtu | 0.1005 | 0.1005 | 0.1005 | 0 | 0 | 0 | 0 | 0
NSR Winyah 2-4 - NOX Rate Annual v3.1, Unit 3834 and retrofits | 603 | 7434 | Rate Constraint in lbs/MMBtu | FALSE | L | Annual | Generation | TWh | 1.5688 | 1.05 | 0.33838 | 0 | 0 | 0 | 0 | 0
NSR Winyah 2-4 - NOX Rate Annual v3.1, Unit 3834 and retrofits | 603 | 7434 | Rate Constraint in lbs/MMBtu | FALSE | L | Annual | Qualifying Generation | TWh | 1.5688 | 1.05 | 0.33838 | 0 | 0 | 0 | 0 | 0
NSR Winyah 2-4 - NOX Rate Annual v3.1, Unit 3834 and retrofits | 603 | 7434 | Rate Constraint in lbs/MMBtu | FALSE | L | Annual | Rate | lb/MWh | 1.0857 | 1.0857 | 1.0857 | 0 | 0 | 0 | 0 | 0
NSR Winyah 2-4 - NOX Rate Annual v3.1, Unit 3834 and retrofits | 603 | 7434 | Rate Constraint in lbs/MMBtu | FALSE | L | Annual | Constraint Shadow Price | US2019$/Ton | 0 | 0 | 0 | 0 | 0 | 0 | 0 | 0
NSR Winyah 2-4 - NOX Rate Annual v3.1, Unit 3835 and retrofits | 604 | 7434 | Rate Constraint in lbs/MMBtu | FALSE | L | Annual | Seasons Included | Seasons | Winter, WintShld, Summer | Winter, WintShld, Summer | Winter, WintShld, Summer | Winter, WintShld, Summer | Winter, WintShld, Summer | Winter, WintShld, Summer | Winter, WintShld, Summer | Winter, WintShld, Summer
NSR Winyah 2-4 - NOX Rate Annual v3.1, Unit 3835 and retrofits | 604 | 7434 | Rate Constraint in lbs/MMBtu | FALSE | L | Annual | Standard NOX | lb/MMBtu | 0.12 | 0.12 | 0.12 | 0.12 | 0.12 | 0.12 | 0.12 | 0.12
NSR Winyah 2-4 - NOX Rate Annual v3.1, Unit 3835 and retrofits | 604 | 7434 | Rate Constraint in lbs/MMBtu | FALSE | L | Annual | Emissions at Affected Plants NOX | Thousand Tons | 0.74266 | 0.44204 | 0.13619 | 0 | 0 | 0 | 0 | 0
NSR Winyah 2-4 - NOX Rate Annual v3.1, Unit 3835 and retrofits | 604 | 7434 | Rate Constraint in lbs/MMBtu | FALSE | L | Annual | Allowances Purchased NOX | Thousand Tons | 0 | 0 | 0 | 0 | 0 | 0 | 0 | 0
NSR Winyah 2-4 - NOX Rate Annual v3.1, Unit 3835 and retrofits | 604 | 7434 | Rate Constraint in lbs/MMBtu | FALSE | L | Annual | Allowances Sold NOX | Thousand Tons | 0 | 0 | 0 | 0 | 0 | 0 | 0 | 0
NSR Winyah 2-4 - NOX Rate Annual v3.1, Unit 3835 and retrofits | 604 | 7434 | Rate Constraint in lbs/MMBtu | FALSE | L | Annual | Allowances Banked | Thousand Tons | 0 | 0 | 0 | 0 | 0 | 0 | 0 | 0
NSR Winyah 2-4 - NOX Rate Annual v3.1, Unit 3835 and retrofits | 604 | 7434 | Rate Constraint in lbs/MMBtu | FALSE | L | Annual | Allowances Withdrawn (1:1) | Thousand Tons | 0 | 0 | 0 | 0 | 0 | 0 | 0 | 0
NSR Winyah 2-4 - NOX Rate Annual v3.1, Unit 3835 and retrofits | 604 | 7434 | Rate Constraint in lbs/MMBtu | FALSE | L | Annual | Allowances Withdrawn (n:1) | Thousand Tons | 0 | 0 | 0 | 0 | 0 | 0 | 0 | 0
NSR Winyah 2-4 - NOX Rate Annual v3.1, Unit 3835 and retrofits | 604 | 7434 | Rate Constraint in lbs/MMBtu | FALSE | L | Annual | Net Emissions Allowance Position | Thousand Tons | 0.74266 | 0.44204 | 0.13619 | 0 | 0 | 0 | 0 | 0
NSR Winyah 2-4 - NOX Rate Annual v3.1, Unit 3835 and retrofits | 604 | 7434 | Rate Constraint in lbs/MMBtu | FALSE | L | Annual | Fuel Consumed | TBtu | 16.9752 | 10.1038 | 3.1129 | 0 | 0 | 0 | 0 | 0
NSR Winyah 2-4 - NOX Rate Annual v3.1, Unit 3835 and retrofits | 604 | 7434 | Rate Constraint in lbs/MMBtu | FALSE | L | Annual | Rate | lb/MMBtu | 0.0875 | 0.0875 | 0.0875 | 0 | 0 | 0 | 0 | 0
NSR Winyah 2-4 - NOX Rate Annual v3.1, Unit 3835 and retrofits | 604 | 7434 | Rate Constraint in lbs/MMBtu | FALSE | L | Annual | Generation | TWh | 1.5884 | 0.94543 | 0.29128 | 0 | 0 | 0 | 0 | 0
NSR Winyah 2-4 - NOX Rate Annual v3.1, Unit 3835 and retrofits | 604 | 7434 | Rate Constraint in lbs/MMBtu | FALSE | L | Annual | Qualifying Generation | TWh | 1.5884 | 0.94543 | 0.29128 | 0 | 0 | 0 | 0 | 0
NSR Winyah 2-4 - NOX Rate Annual v3.1, Unit 3835 and retrofits | 604 | 7434 | Rate Constraint in lbs/MMBtu | FALSE | L | Annual | Rate | lb/MWh | 0.93511 | 0.93511 | 0.93511 | 0 | 0 | 0 | 0 | 0
NSR Winyah 2-4 - NOX Rate Annual v3.1, Unit 3835 and retrofits | 604 | 7434 | Rate Constraint in lbs/MMBtu | FALSE | L | Annual | Constraint Shadow Price | US2019$/Ton | 0 | 0 | 0 | 0 | 0 | 0 | 0 | 0
NSR WPS Consent - NOX Cap Annual v5.12 | 605 | 7409 | Rate Constraint in MTons | FALSE | L | Annual | Seasons Included | Seasons | Winter, WintShld, Summer | Winter, WintShld, Summer | Winter, WintShld, Summer | Winter, WintShld, Summer | Winter, WintShld, Summer | Winter, WintShld, Summer | Winter, WintShld, Summer | Winter, WintShld, Summer
NSR WPS Consent - NOX Cap Annual v5.12 | 605 | 7409 | Rate Constraint in MTons | FALSE | L | Annual | Standard NOX | Thousand Tons | 3.7 | 3.7 | 3.7 | 3.7 | 3.7 | 3.7 | 3.7 | 3.7
NSR WPS Consent - NOX Cap Annual v5.12 | 605 | 7409 | Rate Constraint in MTons | FALSE | L | Annual | Emissions at Affected Plants NOX | Thousand Tons | 1.4206 | 1.2037 | 0.32135 | 0.48984 | 0 | 0 | 0 | 0
NSR WPS Consent - NOX Cap Annual v5.12 | 605 | 7409 | Rate Constraint in MTons | FALSE | L | Annual | Allowances Purchased NOX | Thousand Tons | 0 | 0 | 0 | 0 | 0 | 0 | 0 | 0
NSR WPS Consent - NOX Cap Annual v5.12 | 605 | 7409 | Rate Constraint in MTons | FALSE | L | Annual | Allowances Sold NOX | Thousand Tons | 0 | 0 | 0 | 0 | 0 | 0 | 0 | 0
NSR WPS Consent - NOX Cap Annual v5.12 | 605 | 7409 | Rate Constraint in MTons | FALSE | L | Annual | Allowances Banked | Thousand Tons | 0 | 0 | 0 | 0 | 0 | 0 | 0 | 0
NSR WPS Consent - NOX Cap Annual v5.12 | 605 | 7409 | Rate Constraint in MTons | FALSE | L | Annual | Allowances Withdrawn (1:1) | Thousand Tons | 0 | 0 | 0 | 0 | 0 | 0 | 0 | 0
NSR WPS Consent - NOX Cap Annual v5.12 | 605 | 7409 | Rate Constraint in MTons | FALSE | L | Annual | Allowances Withdrawn (n:1) | Thousand Tons | 0 | 0 | 0 | 0 | 0 | 0 | 0 | 0
NSR WPS Consent - NOX Cap Annual v5.12 | 605 | 7409 | Rate Constraint in MTons | FALSE | L | Annual | Net Emissions Allowance Position | Thousand Tons | 1.4206 | 1.2037 | 0.32135 | 0.48984 | 0 | 0 | 0 | 0
NSR WPS Consent - NOX Cap Annual v5.12 | 605 | 7409 | Rate Constraint in MTons | FALSE | L | Annual | Fuel Consumed | TBtu | 51.9398 | 44.2364 | 11.9527 | 18.22 | 0 | 0 | 0 | 0
NSR WPS Consent - NOX Cap Annual v5.12 | 605 | 7409 | Rate Constraint in MTons | FALSE | L | Annual | Rate | lb/MMBtu | 0.054701 | 0.05442 | 0.05377 | 0.05377 | 0 | 0 | 0 | 0
NSR WPS Consent - NOX Cap Annual v5.12 | 605 | 7409 | Rate Constraint in MTons | FALSE | L | Annual | Generation | TWh | 5.3092 | 4.5364 | 1.2349 | 1.8824 | 0 | 0 | 0 | 0
NSR WPS Consent - NOX Cap Annual v5.12 | 605 | 7409 | Rate Constraint in MTons | FALSE | L | Annual | Qualifying Generation | TWh | 5.3092 | 4.5364 | 1.2349 | 1.8824 | 0 | 0 | 0 | 0
NSR WPS Consent - NOX Cap Annual v5.12 | 605 | 7409 | Rate Constraint in MTons | FALSE | L | Annual | Rate | lb/MWh | 0.53515 | 0.53067 | 0.52044 | 0.52044 | 0 | 0 | 0 | 0
NSR WPS Consent - NOX Cap Annual v5.12 | 605 | 7409 | Rate Constraint in MTons | FALSE | L | Annual | Constraint Shadow Price | US2019$/Ton | 0 | 0 | 0 | 0 | 0 | 0 | 0 | 0
NSR WPS Consent - SO2 Cap Annual v5.12 | 606 | 7410 | Rate Constraint in MTons | FALSE | L | Annual | Seasons Included | Seasons | Winter, WintShld, Summer | Winter, WintShld, Summer | Winter, WintShld, Summer | Winter, WintShld, Summer | Winter, WintShld, Summer | Winter, WintShld, Summer | Winter, WintShld, Summer | Winter, WintShld, Summer
NSR WPS Consent - SO2 Cap Annual v5.12 | 606 | 7410 | Rate Constraint in MTons | FALSE | L | Annual | Standard SO2 | Thousand Tons | 4.25 | 4.25 | 4.25 | 4.25 | 4.25 | 4.25 | 4.25 | 4.25
NSR WPS Consent - SO2 Cap Annual v5.12 | 606 | 7410 | Rate Constraint in MTons | FALSE | L | Annual | Emissions at Affected Plants SO2 | Thousand Tons | 0.93713 | 0.90616 | 0.31216 | 0.47583 | 0 | 0 | 0 | 0
NSR WPS Consent - SO2 Cap Annual v5.12 | 606 | 7410 | Rate Constraint in MTons | FALSE | L | Annual | Allowances Purchased SO2 | Thousand Tons | 0 | 0 | 0 | 0 | 0 | 0 | 0 | 0
NSR WPS Consent - SO2 Cap Annual v5.12 | 606 | 7410 | Rate Constraint in MTons | FALSE | L | Annual | Allowances Sold SO2 | Thousand Tons | 0 | 0 | 0 | 0 | 0 | 0 | 0 | 0
NSR WPS Consent - SO2 Cap Annual v5.12 | 606 | 7410 | Rate Constraint in MTons | FALSE | L | Annual | Allowances Banked | Thousand Tons | 0 | 0 | 0 | 0 | 0 | 0 | 0 | 0
NSR WPS Consent - SO2 Cap Annual v5.12 | 606 | 7410 | Rate Constraint in MTons | FALSE | L | Annual | Allowances Withdrawn (1:1) | Thousand Tons | 0 | 0 | 0 | 0 | 0 | 0 | 0 | 0
NSR WPS Consent - SO2 Cap Annual v5.12 | 606 | 7410 | Rate Constraint in MTons | FALSE | L | Annual | Allowances Withdrawn (n:1) | Thousand Tons | 0 | 0 | 0 | 0 | 0 | 0 | 0 | 0
NSR WPS Consent - SO2 Cap Annual v5.12 | 606 | 7410 | Rate Constraint in MTons | FALSE | L | Annual | Net Emissions Allowance Position | Thousand Tons | 0.93713 | 0.90616 | 0.31216 | 0.47583 | 0 | 0 | 0 | 0
NSR WPS Consent - SO2 Cap Annual v5.12 | 606 | 7410 | Rate Constraint in MTons | FALSE | L | Annual | Fuel Consumed | TBtu | 51.9398 | 44.2364 | 11.9527 | 18.22 | 0 | 0 | 0 | 0
NSR WPS Consent - SO2 Cap Annual v5.12 | 606 | 7410 | Rate Constraint in MTons | FALSE | L | Annual | Rate | lb/MMBtu | 0.036085 | 0.040969 | 0.052232 | 0.052232 | 0 | 0 | 0 | 0
NSR WPS Consent - SO2 Cap Annual v5.12 | 606 | 7410 | Rate Constraint in MTons | FALSE | L | Annual | Generation | TWh | 5.3092 | 4.5364 | 1.2349 | 1.8824 | 0 | 0 | 0 | 0
NSR WPS Consent - SO2 Cap Annual v5.12 | 606 | 7410 | Rate Constraint in MTons | FALSE | L | Annual | Qualifying Generation | TWh | 5.3092 | 4.5364 | 1.2349 | 1.8824 | 0 | 0 | 0 | 0
NSR WPS Consent - SO2 Cap Annual v5.12 | 606 | 7410 | Rate Constraint in MTons | FALSE | L | Annual | Rate | lb/MWh | 0.35302 | 0.3995 | 0.50555 | 0.50555 | 0 | 0 | 0 | 0
NSR WPS Consent - SO2 Cap Annual v5.12 | 606 | 7410 | Rate Constraint in MTons | FALSE | L | Annual | Constraint Shadow Price | US2019$/Ton | 0 | 0 | 0 | 0 | 0 | 0 | 0 | 0
NSR WPS Weston 3 - NOX Rate Annual v5.12, Unit 3272 and retrofits | 607 | 7411 | Rate Constraint in lbs/MMBtu | FALSE | L | Annual | Seasons Included | Seasons | Winter, WintShld, Summer | Winter, WintShld, Summer | Winter, WintShld, Summer | Winter, WintShld, Summer | Winter, WintShld, Summer | Winter, WintShld, Summer | Winter, WintShld, Summer | Winter, WintShld, Summer
NSR WPS Weston 3 - NOX Rate Annual v5.12, Unit 3272 and retrofits | 607 | 7411 | Rate Constraint in lbs/MMBtu | FALSE | L | Annual | Standard NOX | lb/MMBtu | 0.1 | 0.1 | 0.1 | 0.1 | 0.1 | 0.1 | 0.1 | 0.1
NSR WPS Weston 3 - NOX Rate Annual v5.12, Unit 3272 and retrofits | 607 | 7411 | Rate Constraint in lbs/MMBtu | FALSE | L | Annual | Emissions at Affected Plants NOX | Thousand Tons | 0.49545 | 0.29434 | 0 | 0 | 0 | 0 | 0 | 0
NSR WPS Weston 3 - NOX Rate Annual v5.12, Unit 3272 and retrofits | 607 | 7411 | Rate Constraint in lbs/MMBtu | FALSE | L | Annual | Allowances Purchased NOX | Thousand Tons | 0 | 0 | 0 | 0 | 0 | 0 | 0 | 0
NSR WPS Weston 3 - NOX Rate Annual v5.12, Unit 3272 and retrofits | 607 | 7411 | Rate Constraint in lbs/MMBtu | FALSE | L | Annual | Allowances Sold NOX | Thousand Tons | 0 | 0 | 0 | 0 | 0 | 0 | 0 | 0
NSR WPS Weston 3 - NOX Rate Annual v5.12, Unit 3272 and retrofits | 607 | 7411 | Rate Constraint in lbs/MMBtu | FALSE | L | Annual | Allowances Banked | Thousand Tons | 0 | 0 | 0 | 0 | 0 | 0 | 0 | 0
NSR WPS Weston 3 - NOX Rate Annual v5.12, Unit 3272 and retrofits | 607 | 7411 | Rate Constraint in lbs/MMBtu | FALSE | L | Annual | Allowances Withdrawn (1:1) | Thousand Tons | 0 | 0 | 0 | 0 | 0 | 0 | 0 | 0
NSR WPS Weston 3 - NOX Rate Annual v5.12, Unit 3272 and retrofits | 607 | 7411 | Rate Constraint in lbs/MMBtu | FALSE | L | Annual | Allowances Withdrawn (n:1) | Thousand Tons | 0 | 0 | 0 | 0 | 0 | 0 | 0 | 0
NSR WPS Weston 3 - NOX Rate Annual v5.12, Unit 3272 and retrofits | 607 | 7411 | Rate Constraint in lbs/MMBtu | FALSE | L | Annual | Net Emissions Allowance Position | Thousand Tons | 0.49545 | 0.29434 | 0 | 0 | 0 | 0 | 0 | 0
NSR WPS Weston 3 - NOX Rate Annual v5.12, Unit 3272 and retrofits | 607 | 7411 | Rate Constraint in lbs/MMBtu | FALSE | L | Annual | Fuel Consumed | TBtu | 17.5288 | 10.4135 | 0 | 0 | 0 | 0 | 0 | 0
NSR WPS Weston 3 - NOX Rate Annual v5.12, Unit 3272 and retrofits | 607 | 7411 | Rate Constraint in lbs/MMBtu | FALSE | L | Annual | Rate | lb/MMBtu | 0.05653 | 0.05653 | 0 | 0 | 0 | 0 | 0 | 0
NSR WPS Weston 3 - NOX Rate Annual v5.12, Unit 3272 and retrofits | 607 | 7411 | Rate Constraint in lbs/MMBtu | FALSE | L | Annual | Generation | TWh | 1.7539 | 1.042 | 0 | 0 | 0 | 0 | 0 | 0
NSR WPS Weston 3 - NOX Rate Annual v5.12, Unit 3272 and retrofits | 607 | 7411 | Rate Constraint in lbs/MMBtu | FALSE | L | Annual | Qualifying Generation | TWh | 1.7539 | 1.042 | 0 | 0 | 0 | 0 | 0 | 0
NSR WPS Weston 3 - NOX Rate Annual v5.12, Unit 3272 and retrofits | 607 | 7411 | Rate Constraint in lbs/MMBtu | FALSE | L | Annual | Rate | lb/MWh | 0.56496 | 0.56496 | 0 | 0 | 0 | 0 | 0 | 0
NSR WPS Weston 3 - NOX Rate Annual v5.12, Unit 3272 and retrofits | 607 | 7411 | Rate Constraint in lbs/MMBtu | FALSE | L | Annual | Constraint Shadow Price | US2019$/Ton | 0 | 0 | 0 | 0 | 0 | 0 | 0 | 0
NSR WPS Weston 3 - SO2 Rate Annual v5.12, Unit 3272 and retrofits | 608 | 7412 | Rate Constraint in lbs/MMBtu | FALSE | L | Annual | Seasons Included | Seasons | Winter, WintShld, Summer | Winter, WintShld, Summer | Winter, WintShld, Summer | Winter, WintShld, Summer | Winter, WintShld, Summer | Winter, WintShld, Summer | Winter, WintShld, Summer | Winter, WintShld, Summer
NSR WPS Weston 3 - SO2 Rate Annual v5.12, Unit 3272 and retrofits | 608 | 7412 | Rate Constraint in lbs/MMBtu | FALSE | L | Annual | Standard SO2 | lb/MMBtu | 0.08 | 0.08 | 0.08 | 0.08 | 0.08 | 0.08 | 0.08 | 0.08
NSR WPS Weston 3 - SO2 Rate Annual v5.12, Unit 3272 and retrofits | 608 | 7412 | Rate Constraint in lbs/MMBtu | FALSE | L | Annual | Emissions at Affected Plants SO2 | Thousand Tons | 0.038454 | 0.022844 | 0 | 0 | 0 | 0 | 0 | 0
NSR WPS Weston 3 - SO2 Rate Annual v5.12, Unit 3272 and retrofits | 608 | 7412 | Rate Constraint in lbs/MMBtu | FALSE | L | Annual | Allowances Purchased SO2 | Thousand Tons | 0 | 0 | 0 | 0 | 0 | 0 | 0 | 0
NSR WPS Weston 3 - SO2 Rate Annual v5.12, Unit 3272 and retrofits | 608 | 7412 | Rate Constraint in lbs/MMBtu | FALSE | L | Annual | Allowances Sold SO2 | Thousand Tons | 0 | 0 | 0 | 0 | 0 | 0 | 0 | 0
NSR WPS Weston 3 - SO2 Rate Annual v5.12, Unit 3272 and retrofits | 608 | 7412 | Rate Constraint in lbs/MMBtu | FALSE | L | Annual | Allowances Banked | Thousand Tons | 0 | 0 | 0 | 0 | 0 | 0 | 0 | 0
NSR WPS Weston 3 - SO2 Rate Annual v5.12, Unit 3272 and retrofits | 608 | 7412 | Rate Constraint in lbs/MMBtu | FALSE | L | Annual | Allowances Withdrawn (1:1) | Thousand Tons | 0 | 0 | 0 | 0 | 0 | 0 | 0 | 0
NSR WPS Weston 3 - SO2 Rate Annual v5.12, Unit 3272 and retrofits | 608 | 7412 | Rate Constraint in lbs/MMBtu | FALSE | L | Annual | Allowances Withdrawn (n:1) | Thousand Tons | 0 | 0 | 0 | 0 | 0 | 0 | 0 | 0
NSR WPS Weston 3 - SO2 Rate Annual v5.12, Unit 3272 and retrofits | 608 | 7412 | Rate Constraint in lbs/MMBtu | FALSE | L | Annual | Net Emissions Allowance Position | Thousand Tons | 0.038454 | 0.022844 | 0 | 0 | 0 | 0 | 0 | 0
NSR WPS Weston 3 - SO2 Rate Annual v5.12, Unit 3272 and retrofits | 608 | 7412 | Rate Constraint in lbs/MMBtu | FALSE | L | Annual | Fuel Consumed | TBtu | 17.5288 | 10.4135 | 0 | 0 | 0 | 0 | 0 | 0
NSR WPS Weston 3 - SO2 Rate Annual v5.12, Unit 3272 and retrofits | 608 | 7412 | Rate Constraint in lbs/MMBtu | FALSE | L | Annual | Rate | lb/MMBtu | 0.0043875 | 0.0043875 | 0 | 0 | 0 | 0 | 0 | 0
NSR WPS Weston 3 - SO2 Rate Annual v5.12, Unit 3272 and retrofits | 608 | 7412 | Rate Constraint in lbs/MMBtu | FALSE | L | Annual | Generation | TWh | 1.7539 | 1.042 | 0 | 0 | 0 | 0 | 0 | 0
NSR WPS Weston 3 - SO2 Rate Annual v5.12, Unit 3272 and retrofits | 608 | 7412 | Rate Constraint in lbs/MMBtu | FALSE | L | Annual | Qualifying Generation | TWh | 1.7539 | 1.042 | 0 | 0 | 0 | 0 | 0 | 0
NSR WPS Weston 3 - SO2 Rate Annual v5.12, Unit 3272 and retrofits | 608 | 7412 | Rate Constraint in lbs/MMBtu | FALSE | L | Annual | Rate | lb/MWh | 0.043848 | 0.043848 | 0 | 0 | 0 | 0 | 0 | 0
NSR WPS Weston 3 - SO2 Rate Annual v5.12, Unit 3272 and retrofits | 608 | 7412 | Rate Constraint in lbs/MMBtu | FALSE | L | Annual | Constraint Shadow Price | US2019$/Ton | 0 | 0 | 0 | 0 | 0 | 0 | 0 | 0
NSR WPS Weston 4 - SO2 Rate Annual v5.12, Unit 2661 and retrofits | 609 | 7413 | Rate Constraint in lbs/MMBtu | FALSE | L | Annual | Seasons Included | Seasons | Winter, WintShld, Summer | Winter, WintShld, Summer | Winter, WintShld, Summer | Winter, WintShld, Summer | Winter, WintShld, Summer | Winter, WintShld, Summer | Winter, WintShld, Summer | Winter, WintShld, Summer
NSR WPS Weston 4 - SO2 Rate Annual v5.12, Unit 2661 and retrofits | 609 | 7413 | Rate Constraint in lbs/MMBtu | FALSE | L | Annual | Standard SO2 | lb/MMBtu | 0.08 | 0.08 | 0.08 | 0.08 | 0.08 | 0.08 | 0.08 | 0.08
NSR WPS Weston 4 - SO2 Rate Annual v5.12, Unit 2661 and retrofits | 609 | 7413 | Rate Constraint in lbs/MMBtu | FALSE | L | Annual | Emissions at Affected Plants SO2 | Thousand Tons | 0.89868 | 0.88332 | 0.31216 | 0.47583 | 0 | 0 | 0 | 0
NSR WPS Weston 4 - SO2 Rate Annual v5.12, Unit 2661 and retrofits | 609 | 7413 | Rate Constraint in lbs/MMBtu | FALSE | L | Annual | Allowances Purchased SO2 | Thousand Tons | 0 | 0 | 0 | 0 | 0 | 0 | 0 | 0
NSR WPS Weston 4 - SO2 Rate Annual v5.12, Unit 2661 and retrofits | 609 | 7413 | Rate Constraint in lbs/MMBtu | FALSE | L | Annual | Allowances Sold SO2 | Thousand Tons | 0 | 0 | 0 | 0 | 0 | 0 | 0 | 0
NSR WPS Weston 4 - SO2 Rate Annual v5.12, Unit 2661 and retrofits | 609 | 7413 | Rate Constraint in lbs/MMBtu | FALSE | L | Annual | Allowances Banked | Thousand Tons | 0 | 0 | 0 | 0 | 0 | 0 | 0 | 0
NSR WPS Weston 4 - SO2 Rate Annual v5.12, Unit 2661 and retrofits | 609 | 7413 | Rate Constraint in lbs/MMBtu | FALSE | L | Annual | Allowances Withdrawn (1:1) | Thousand Tons | 0 | 0 | 0 | 0 | 0 | 0 | 0 | 0
NSR WPS Weston 4 - SO2 Rate Annual v5.12, Unit 2661 and retrofits | 609 | 7413 | Rate Constraint in lbs/MMBtu | FALSE | L | Annual | Allowances Withdrawn (n:1) | Thousand Tons | 0 | 0 | 0 | 0 | 0 | 0 | 0 | 0
NSR WPS Weston 4 - SO2 Rate Annual v5.12, Unit 2661 and retrofits | 609 | 7413 | Rate Constraint in lbs/MMBtu | FALSE | L | Annual | Net Emissions Allowance Position | Thousand Tons | 0.89868 | 0.88332 | 0.31216 | 0.47583 | 0 | 0 | 0 | 0
NSR WPS Weston 4 - SO2 Rate Annual v5.12, Unit 2661 and retrofits | 609 | 7413 | Rate Constraint in lbs/MMBtu | FALSE | L | Annual | Fuel Consumed | TBtu | 34.411 | 33.8229 | 11.9527 | 18.22 | 0 | 0 | 0 | 0
NSR WPS Weston 4 - SO2 Rate Annual v5.12, Unit 2661 and retrofits | 609 | 7413 | Rate Constraint in lbs/MMBtu | FALSE | L | Annual | Rate | lb/MMBtu | 0.052232 | 0.052232 | 0.052232 | 0.052232 | 0 | 0 | 0 | 0
NSR WPS Weston 4 - SO2 Rate Annual v5.12, Unit 2661 and retrofits | 609 | 7413 | Rate Constraint in lbs/MMBtu | FALSE | L | Annual | Generation | TWh | 3.5552 | 3.4945 | 1.2349 | 1.8824 | 0 | 0 | 0 | 0
NSR WPS Weston 4 - SO2 Rate Annual v5.12, Unit 2661 and retrofits | 609 | 7413 | Rate Constraint in lbs/MMBtu | FALSE | L | Annual | Qualifying Generation | TWh | 3.5552 | 3.4945 | 1.2349 | 1.8824 | 0 | 0 | 0 | 0
NSR WPS Weston 4 - SO2 Rate Annual v5.12, Unit 2661 and retrofits | 609 | 7413 | Rate Constraint in lbs/MMBtu | FALSE | L | Annual | Rate | lb/MWh | 0.50555 | 0.50555 | 0.50555 | 0.50555 | 0 | 0 | 0 | 0
NSR WPS Weston 4 - SO2 Rate Annual v5.12, Unit 2661 and retrofits | 609 | 7413 | Rate Constraint in lbs/MMBtu | FALSE | L | Annual | Constraint Shadow Price | US2019$/Ton | 0 | 0 | 0 | 0 | 0 | 0 | 0 | 0
NY- CO2 Budget- v5.16 | 610 | 7537 | Rate Constraint in MTons | FALSE | L | Annual | Seasons Included | Seasons | Winter, WintShld, Summer | Winter, WintShld, Summer | Winter, WintShld, Summer | Winter, WintShld, Summer | Winter, WintShld, Summer | Winter, WintShld, Summer | Winter, WintShld, Summer | Winter, WintShld, Summer
NY- CO2 Budget- v5.16 | 610 | 7537 | Rate Constraint in MTons | FALSE | L | Annual | Standard CO2 | Thousand Tons | 30435.778 | 30435.778 | 30435.778 | 30435.778 | 30435.778 | 30435.778 | 30435.778 | 30435.778
NY- CO2 Budget- v5.16 | 610 | 7537 | Rate Constraint in MTons | FALSE | L | Annual | Emissions at Affected Plants CO2 | Thousand Tons | 25880.4811 | 21625.4441 | 22271.4476 | 23633.5334 | 12192.283 | 4998.5043 | 5089.9905 | 5334.6313
NY- CO2 Budget- v5.16 | 610 | 7537 | Rate Constraint in MTons | FALSE | L | Annual | Allowances Purchased CO2 | Thousand Tons | 0 | 0 | 0 | 0 | 0 | 0 | 0 | 0
NY- CO2 Budget- v5.16 | 610 | 7537 | Rate Constraint in MTons | FALSE | L | Annual | Allowances Sold CO2 | Thousand Tons | 0 | 0 | 0 | 0 | 0 | 0 | 0 | 0
NY- CO2 Budget- v5.16 | 610 | 7537 | Rate Constraint in MTons | FALSE | L | Annual | Allowances Banked | Thousand Tons | 0 | 0 | 8164.3307 | 6802.2446 | 0 | 25437.2741 | 0 | 0
NY- CO2 Budget- v5.16 | 610 | 7537 | Rate Constraint in MTons | FALSE | L | Annual | Allowances Withdrawn (1:1) | Thousand Tons | 0 | 0 | 0 | 0 | -6349.5803 | 0 | -25437.2741 | 0
NY- CO2 Budget- v5.16 | 610 | 7537 | Rate Constraint in MTons | FALSE | L | Annual | Allowances Withdrawn (n:1) | Thousand Tons | 0 | 0 | 0 | 0 | 0 | 0 | 0 | 0
NY- CO2 Budget- v5.16 | 610 | 7537 | Rate Constraint in MTons | FALSE | L | Annual | Net Emissions Allowance Position | Thousand Tons | 25880.4811 | 21625.4441 | 30435.7782 | 30435.778 | 5842.7027 | 30435.7784 | -20347.2836 | 5334.6313
NY- CO2 Budget- v5.16 | 610 | 7537 | Rate Constraint in MTons | FALSE | L | Annual | Fuel Consumed | TBtu | 702.394 | 630.6558 | 640.8138 | 560.359 | 373.5509 | 188.3418 | 190.0044 | 84.9654
NY- CO2 Budget- v5.16 | 610 | 7537 | Rate Constraint in MTons | FALSE | L | Annual | Rate | lb/MMBtu | 73.6922 | 68.5808 | 69.5099 | 84.3514 | 65.2778 | 53.0791 | 53.5776 | 125.5718
NY- CO2 Budget- v5.16 | 610 | 7537 | Rate Constraint in MTons | FALSE | L | Annual | Generation | TWh | 112.6031 | 122.2078 | 123.8526 | 117.0143 | 143.4244 | 156.4795 | 161.2301 | 169.4938
NY- CO2 Budget- v5.16 | 610 | 7537 | Rate Constraint in MTons | FALSE | L | Annual | Qualifying Generation | TWh | 112.1835 | 121.7885 | 123.4318 | 116.5881 | 143.22 | 156.3299 | 160.9233 | 168.8696
NY- CO2 Budget- v5.16 | 610 | 7537 | Rate Constraint in MTons | FALSE | L | Annual | Rate | lb/MWh | 461.3954 | 355.1312 | 360.8705 | 405.4194 | 170.2595 | 63.9481 | 63.2598 | 63.1805
NY- CO2 Budget- v5.16 | 610 | 7537 | Rate Constraint in MTons | FALSE | L | Annual | Constraint Shadow Price | US2019$/Ton | 0 | 0 | 0 | 0 | 0 | 0 | 0 | 0
NY- CO2 Rate Limit- Existing Fossil Units- v6.20 | 611 | 7561 | Rate Constraint in lbs/MWh | FALSE | L | Annual | Seasons Included | Seasons | Winter, WintShld, Summer | Winter, WintShld, Summer | Winter, WintShld, Summer | Winter, WintShld, Summer | Winter, WintShld, Summer | Winter, WintShld, Summer | Winter, WintShld, Summer | Winter, WintShld, Summer
NY- CO2 Rate Limit- Existing Fossil Units- v6.20 | 611 | 7561 | Rate Constraint in lbs/MWh | FALSE | L | Annual | Standard CO2 | lb/MWh | 1800 | 1800 | 1800 | 1800 | 1800 | 1800 | 1800 | 1800
NY- CO2 Rate Limit- Existing Fossil Units- v6.20 | 611 | 7561 | Rate Constraint in lbs/MWh | FALSE | L | Annual | Emissions at Affected Plants CO2 | Thousand Tons | 23393.0894 | 19189.2219 | 19772.9855 | 21115.1477 | 10670.5667 | 3823.0437 | 3609.7006 | 3230.7308
NY- CO2 Rate Limit- Existing Fossil Units- v6.20 | 611 | 7561 | Rate Constraint in lbs/MWh | FALSE | L | Annual | Allowances Purchased CO2 | Thousand Tons | 0 | 0 | 0 | 0 | 0 | 0 | 0 | 0
NY- CO2 Rate Limit- Existing Fossil Units- v6.20 | 611 | 7561 | Rate Constraint in lbs/MWh | FALSE | L | Annual | Allowances Sold CO2 | Thousand Tons | 0 | 0 | 0 | 0 | 0 | 0 | 0 | 0
NY- CO2 Rate Limit- Existing Fossil Units- v6.20 | 611 | 7561 | Rate Constraint in lbs/MWh | FALSE | L | Annual | Allowances Banked | Thousand Tons | 0 | 0 | 0 | 0 | 0 | 0 | 0 | 0
NY- CO2 Rate Limit- Existing Fossil Units- v6.20 | 611 | 7561 | Rate Constraint in lbs/MWh | FALSE | L | Annual | Allowances Withdrawn (1:1) | Thousand Tons | 0 | 0 | 0 | 0 | 0 | 0 | 0 | 0
NY- CO2 Rate Limit- Existing Fossil Units- v6.20 | 611 | 7561 | Rate Constraint in lbs/MWh | FALSE | L | Annual | Allowances Withdrawn (n:1) | Thousand Tons | 0 | 0 | 0 | 0 | 0 | 0 | 0 | 0
NY- CO2 Rate Limit- Existing Fossil Units- v6.20 | 611 | 7561 | Rate Constraint in lbs/MWh | FALSE | L | Annual | Net Emissions Allowance Position | Thousand Tons | 23393.0894 | 19189.2219 | 19772.9855 | 21115.1477 | 10670.5667 | 3823.0437 | 3609.7006 | 3230.7308
NY- CO2 Rate Limit- Existing Fossil Units- v6.20 | 611 | 7561 | Rate Constraint in lbs/MWh | FALSE | L | Annual | Fuel Consumed | TBtu | 386.0778 | 315.0946 | 324.3148 | 347.1236 | 174.8833 | 61.182 | 57.7062 | 50.9627
NY- CO2 Rate Limit- Existing Fossil Units- v6.20 | 611 | 7561 | Rate Constraint in lbs/MWh | FALSE | L | Annual | Rate | lb/MMBtu | 121.1833 | 121.7998 | 121.937 | 121.6578 | 122.0307 | 124.9729 | 125.1061 | 126.788
NY- CO2 Rate Limit- Existing Fossil Units- v6.20 | 611 | 7561 | Rate Constraint in lbs/MWh | FALSE | L | Annual | Generation | TWh | 53.8216 | 44.5671 | 46.0187 | 49.1658 | 25.6034 | 9.3544 | 8.8192 | 7.9442
NY- CO2 Rate Limit- Existing Fossil Units- v6.20 | 611 | 7561 | Rate Constraint in lbs/MWh | FALSE | L | Annual | Qualifying Generation | TWh | 51.7476 | 42.5922 | 43.9489 | 47.0819 | 24.466 | 8.6997 | 8.1858 | 7.2621
NY- CO2 Rate Limit- Existing Fossil Units- v6.20 | 611 | 7561 | Rate Constraint in lbs/MWh | FALSE | L | Annual | Constraint Shadow Price | US2019$/Ton | 0 | 0 | 0 | 0 | 0 | 0 | 0 | 0
NY- CO2 Rate Limit- New CT Units- v5.12 | 612 | 7352 | Rate Constraint in lbs/MWh | FALSE | L | Annual | Seasons Included | Seasons | Winter, WintShld, Summer | Winter, WintShld, Summer | Winter, WintShld, Summer | Winter, WintShld, Summer | Winter, WintShld, Summer | Winter, WintShld, Summer | Winter, WintShld, Summer | Winter, WintShld, Summer
NY- CO2 Rate Limit- New CT Units- v5.12 | 612 | 7352 | Rate Constraint in lbs/MWh | FALSE | L | Annual | Standard CO2 | lb/MWh | 1450 | 1450 | 1450 | 1450 | 1450 | 1450 | 1450 | 1450
NY- CO2 Rate Limit- New CT Units- v5.12 | 612 | 7352 | Rate Constraint in lbs/MWh | FALSE | L | Annual | Emissions at Affected Plants CO2 | Thousand Tons | 26.3774 | 29.0333 | 33.9769 | 34.8752 | 5.021 | 0.21771 | 1.5654 | 2.722
NY- CO2 Rate Limit- New CT Units- v5.12 | 612 | 7352 | Rate Constraint in lbs/MWh | FALSE | L | Annual | Allowances Purchased CO2 | Thousand Tons | 0 | 0 | 0 | 0 | 0 | 0 | 0 | 0
NY- CO2 Rate Limit- New CT Units- v5.12 | 612 | 7352 | Rate Constraint in lbs/MWh | FALSE | L | Annual | Allowances Sold CO2 | Thousand Tons | 0 | 0 | 0 | 0 | 0 | 0 | 0 | 0
NY- CO2 Rate Limit- New CT Units- v5.12 | 612 | 7352 | Rate Constraint in lbs/MWh | FALSE | L | Annual | Allowances Banked | Thousand Tons | 0 | 0 | 0 | 0 | 0 | 0 | 0 | 0
NY- CO2 Rate Limit- New CT Units- v5.12 | 612 | 7352 | Rate Constraint in lbs/MWh | FALSE | L | Annual | Allowances Withdrawn (1:1) | Thousand Tons | 0 | 0 | 0 | 0 | 0 | 0 | 0 | 0
NY- CO2 Rate Limit- New CT Units- v5.12 | 612 | 7352 | Rate Constraint in lbs/MWh | FALSE | L | Annual | Allowances Withdrawn (n:1) | Thousand Tons | 0 | 0 | 0 | 0 | 0 | 0 | 0 | 0
NY- CO2 Rate Limit- New CT Units- v5.12 | 612 | 7352 | Rate Constraint in lbs/MWh | FALSE | L | Annual | Net Emissions Allowance Position | Thousand Tons | 26.3774 | 29.0333 | 33.9769 | 34.8752 | 5.021 | 0.21771 | 1.5654 | 2.722
NY- CO2 Rate Limit- New CT Units- v5.12 | 612 | 7352 | Rate Constraint in lbs/MWh | FALSE | L | Annual | Fuel Consumed | TBtu | 0.45059 | 0.49596 | 0.58041 | 0.59575 | 0.085771 | 0.0037191 | 0.02674 | 0.046499
NY- CO2 Rate Limit- New CT Units- v5.12 | 612 | 7352 | Rate Constraint in lbs/MWh | FALSE | L | Annual | Rate | lb/MMBtu | 117.08 | 117.08 | 117.08 | 117.08 | 117.08 | 117.08 | 117.08 | 117.08
NY- CO2 Rate Limit- New CT Units- v5.12 | 612 | 7352 | Rate Constraint in lbs/MWh | FALSE | L | Annual | Generation | TWh | 0.048836 | 0.054157 | 0.063371 | 0.064956 | 0.0094006 | 0.00040761 | 0.0029176 | 0.0048723
NY- CO2 Rate Limit- New CT Units- v5.12 | 612 | 7352 | Rate Constraint in lbs/MWh | FALSE | L | Annual | Qualifying Generation | TWh | 0.048836 | 0.054157 | 0.063371 | 0.064956 | 0.0094006 | 0.00040761 | 0.0029176 | 0.0048723
NY- CO2 Rate Limit- New CT Units- v5.12 | 612 | 7352 | Rate Constraint in lbs/MWh | FALSE | L | Annual | Constraint Shadow Price | US2019$/Ton | 0 | 0 | 0 | 0 | 0 | 0 | 0 | 0
NY- CO2 Rate Limit- New Fossil Units- v5.12 | 613 | 7351 | Rate Constraint in lbs/MWh | FALSE | L | Annual | Seasons Included | Seasons | Winter, WintShld, Summer | Winter, WintShld, Summer | Winter, WintShld, Summer | Winter, WintShld, Summer | Winter, WintShld, Summer | Winter, WintShld, Summer | Winter, WintShld, Summer | Winter, WintShld, Summer
NY- CO2 Rate Limit- New Fossil Units- v5.12 | 613 | 7351 | Rate Constraint in lbs/MWh | FALSE | L | Annual | Standard CO2 | lb/MWh | 925 | 925 | 925 | 925 | 925 | 925 | 925 | 925
NY- CO2 Rate Limit- New Fossil Units- v5.12 | 613 | 7351 | Rate Constraint in lbs/MWh | FALSE | L | Annual | Emissions at Affected Plants CO2 | Thousand Tons | 796.979 | 796.979 | 796.979 | 807.733 | 388.7233 | 281.2433 | 586.7218 | 1209.4287
NY- CO2 Rate Limit- New Fossil Units- v5.12 | 613 | 7351 | Rate Constraint in lbs/MWh | FALSE | L | Annual | Allowances Purchased CO2 | Thousand Tons | 0 | 0 | 0 | 0 | 0 | 0 | 0 | 0
NY- CO2 Rate Limit- New Fossil Units- v5.12 | 613 | 7351 | Rate Constraint in lbs/MWh | FALSE | L | Annual | Allowances Sold CO2 | Thousand Tons | 0 | 0 | 0 | 0 | 0 | 0 | 0 | 0
NY- CO2 Rate Limit- New Fossil Units- v5.12 | 613 | 7351 | Rate Constraint in lbs/MWh | FALSE | L | Annual | Allowances Banked | Thousand Tons | 0 | 0 | 0 | 0 | 0 | 0 | 0 | 0
NY- CO2 Rate Limit- New Fossil Units- v5.12 | 613 | 7351 | Rate Constraint in lbs/MWh | FALSE | L | Annual | Allowances Withdrawn (1:1) | Thousand Tons | 0 | 0 | 0 | 0 | 0 | 0 | 0 | 0
NY- CO2 Rate Limit- New Fossil Units- v5.12 | 613 | 7351 | Rate Constraint in lbs/MWh | FALSE | L | Annual | Allowances Withdrawn (n:1) | Thousand Tons | 0 | 0 | 0 | 0 | 0 | 0 | 0 | 0
NY- CO2 Rate Limit- New Fossil Units- v5.12 | 613 | 7351 | Rate Constraint in lbs/MWh | FALSE | L | Annual | Net Emissions Allowance Position | Thousand Tons | 796.979 | 796.979 | 796.979 | 807.733 | 388.7233 | 281.2433 | 586.7218 | 1209.4287
NY- CO2 Rate Limit- New Fossil Units- v5.12 | 613 | 7351 | Rate Constraint in lbs/MWh | FALSE | L | Annual | Fuel Consumed | TBtu | 13.6143 | 13.6143 | 13.6143 | 13.798 | 6.6403 | 4.8043 | 10.0226 | 20.6599
NY- CO2 Rate Limit- New Fossil Units- v5.12 | 613 | 7351 | Rate Constraint in lbs/MWh | FALSE | L | Annual | Rate | lb/MMBtu | 117.08 | 117.08 | 117.08 | 117.08 | 117.08 | 117.08 | 117.08 | 117.08
NY- CO2 Rate Limit- New Fossil Units- v5.12 | 613 | 7351 | Rate Constraint in lbs/MWh | FALSE | L | Annual | Generation | TWh | 2.5237 | 2.5237 | 2.5237 | 2.5578 | 1.2309 | 0.8906 | 1.8579 | 3.8298
NY- CO2 Rate Limit- New Fossil Units- v5.12 | 613 | 7351 | Rate Constraint in lbs/MWh | FALSE | L | Annual | Qualifying Generation | TWh | 2.117 | 2.117 | 2.117 | 2.1455 | 1.0325 | 0.74705 | 1.5585 | 3.2125
NY- CO2 Rate Limit- New Fossil Units- v5.12 | 613 | 7351 | Rate Constraint in lbs/MWh | FALSE | L | Annual | Constraint Shadow Price | US2019$/Ton | 0 | 0 | 0 | 0 | 0 | 0 | 0 | 0
NY Min Oil Burn - Astoria - Summer | 614 | 7541 | Generation Constraint in GWh | FALSE | G | Annual | Seasons Included | Seasons | Summer | Summer
NY Min Oil Burn - Astoria - Summer | 614 | 7541 | Generation Constraint in GWh | FALSE | G | Annual | Standard GWh | GWh | 13.8985 | 13.8985 | 0 | 0 | 0 | 0 | 0 | 0
NY Min Oil Burn - Astoria - Summer | 614 | 7541 | Generation Constraint in GWh | FALSE | G | Annual | Emissions at Affected Plants | GWh | 13.8985 | 13.8985 | 0 | 0 | 0 | 0 | 0 | 0
NY Min Oil Burn - Astoria - Summer | 614 | 7541 | Generation Constraint in GWh | FALSE | G | Annual | Allowances Purchased | GWh | 0 | 0 | 0 | 0 | 0 | 0 | 0 | 0
NY Min Oil Burn - Astoria - Summer | 614 | 7541 | Generation Constraint in GWh | FALSE | G | Annual | Allowances Sold | GWh | 0 | 0 | 0 | 0 | 0 | 0 | 0 | 0
NY Min Oil Burn - Astoria - Summer | 614 | 7541 | Generation Constraint in GWh | FALSE | G | Annual | Allowances Banked | GWh | 0 | 0 | 0 | 0 | 0 | 0 | 0 | 0
NY Min Oil Burn - Astoria - Summer | 614 | 7541 | Generation Constraint in GWh | FALSE | G | Annual | Allowances Withdrawn (1:1) | GWh | 0 | 0 | 0 | 0 | 0 | 0 | 0 | 0
NY Min Oil Burn - Astoria - Summer | 614 | 7541 | Generation Constraint in GWh | FALSE | G | Annual | Allowances Withdrawn (n:1) | GWh | 0 | 0 | 0 | 0 | 0 | 0 | 0 | 0
NY Min Oil Burn - Astoria - Summer | 614 | 7541 | Generation Constraint in GWh | FALSE | G | Annual | Net Emissions Allowance Position | GWh | 13.8985 | 13.8985 | 0 | 0 | 0 | 0 | 0 | 0
NY Min Oil Burn - Astoria - Summer | 614 | 7541 | Generation Constraint in GWh | FALSE | G | Annual | Fuel Consumed | TBtu | 0.16349 | 0.16349 | 0 | 0 | 0 | 0 | 0 | 0
NY Min Oil Burn - Astoria - Summer | 614 | 7541 | Generation Constraint in GWh | FALSE | G | Annual | Heat Rate | MMBtu/MWh | 11.763 | 11.763 | 0 | 0 | 0 | 0 | 0 | 0
NY Min Oil Burn - Astoria - Summer | 614 | 7541 | Generation Constraint in GWh | FALSE | G | Annual | Generation | TWh | 0.013899 | 0.013899 | 0 | 0 | 0 | 0 | 0 | 0
NY Min Oil Burn - Astoria - Summer | 614 | 7541 | Generation Constraint in GWh | FALSE | G | Annual | Qualifying Generation | TWh | 0.013899 | 0.013899 | 0 | 0 | 0 | 0 | 0 | 0
NY Min Oil Burn - Astoria - Summer | 614 | 7541 | Generation Constraint in GWh | FALSE | G | Annual | Rate | lb/MWh | 0 | 0 | 0 | 0 | 0 | 0 | 0 | 0
NY Min Oil Burn - Astoria - Summer | 614 | 7541 | Generation Constraint in GWh | FALSE | G | Annual | Constraint Shadow Price | US2019$/MWh | 3.7 | 6.823 | 0 | 0 | 0 | 0 | 0 | 0
NY Min Oil Burn - Astoria - Winter | 615 | 7539 | Generation Constraint in GWh | FALSE | G | Annual | Seasons Included | Seasons | Winter | Winter
NY Min Oil Burn - Astoria - Winter | 615 | 7539 | Generation Constraint in GWh | FALSE | G | Annual | Standard GWh | GWh | 34.3375 | 34.3375 | 0 | 0 | 0 | 0 | 0 | 0
NY Min Oil Burn - Astoria - Winter | 615 | 7539 | Generation Constraint in GWh | FALSE | G | Annual | Emissions at Affected Plants | GWh | 34.3375 | 34.3375 | 0 | 0 | 0 | 0 | 0 | 0
NY Min Oil Burn - Astoria - Winter | 615 | 7539 | Generation Constraint in GWh | FALSE | G | Annual | Allowances Purchased | GWh | 0 | 0 | 0 | 0 | 0 | 0 | 0 | 0
NY Min Oil Burn - Astoria - Winter | 615 | 7539 | Generation Constraint in GWh | FALSE | G | Annual | Allowances Sold | GWh | 0 | 0 | 0 | 0 | 0 | 0 | 0 | 0
NY Min Oil Burn - Astoria - Winter | 615 | 7539 | Generation Constraint in GWh | FALSE | G | Annual | Allowances Banked | GWh | 0 | 0 | 0 | 0 | 0 | 0 | 0 | 0
NY Min Oil Burn - Astoria - Winter | 615 | 7539 | Generation Constraint in GWh | FALSE | G | Annual | Allowances Withdrawn (1:1) | GWh | 0 | 0 | 0 | 0 | 0 | 0 | 0 | 0
NY Min Oil Burn - Astoria - Winter | 615 | 7539 | Generation Constraint in GWh | FALSE | G | Annual | Allowances Withdrawn (n:1) | GWh | 0 | 0 | 0 | 0 | 0 | 0 | 0 | 0
NY Min Oil Burn - Astoria - Winter | 615 | 7539 | Generation Constraint in GWh | FALSE | G | Annual | Net Emissions Allowance Position | GWh | 34.3375 | 34.3375 | 0 | 0 | 0 | 0 | 0 | 0
NY Min Oil Burn - Astoria - Winter | 615 | 7539 | Generation Constraint in GWh | FALSE | G | Annual | Fuel Consumed | TBtu | 0.40391 | 0.40391 | 0 | 0 | 0 | 0 | 0 | 0
NY Min Oil Burn - Astoria - Winter | 615 | 7539 | Generation Constraint in GWh | FALSE | G | Annual | Heat Rate | MMBtu/MWh | 11.763 | 11.763 | 0 | 0 | 0 | 0 | 0 | 0
NY Min Oil Burn - Astoria - Winter | 615 | 7539 | Generation Constraint in GWh | FALSE | G | Annual | Generation | TWh | 0.034338 | 0.034338 | 0 | 0 | 0 | 0 | 0 | 0
NY Min Oil Burn - Astoria - Winter | 615 | 7539 | Generation Constraint in GWh | FALSE | G | Annual | Qualifying Generation | TWh | 0.034338 | 0.034338 | 0 | 0 | 0 | 0 | 0 | 0
NY Min Oil Burn - Astoria - Winter | 615 | 7539 | Generation Constraint in GWh | FALSE | G | Annual | Rate | lb/MWh | 0 | 0 | 0 | 0 | 0 | 0 | 0 | 0
NY Min Oil Burn - Astoria - Winter | 615 | 7539 | Generation Constraint in GWh | FALSE | G | Annual | Constraint Shadow Price | US2019$/MWh | 41.659 | 34.0382 | 0 | 0 | 0 | 0 | 0 | 0
NY Min Oil Burn - Astoria - Winter Shldr | 616 | 7540 | Generation Constraint in GWh | FALSE | G | Annual | Seasons Included | Seasons | WintShld | WintShld
NY Min Oil Burn - Astoria - Winter Shldr | 616 | 7540 | Generation Constraint in GWh | FALSE | G | Annual | Standard GWh | GWh | 4.433 | 4.433 | 0 | 0 | 0 | 0 | 0 | 0
NY Min Oil Burn - Astoria - Winter Shldr | 616 | 7540 | Generation Constraint in GWh | FALSE | G | Annual | Emissions at Affected Plants | GWh | 4.433 | 4.433 | 0 | 0 | 0 | 0 | 0 | 0
NY Min Oil Burn - Astoria - Winter Shldr | 616 | 7540 | Generation Constraint in GWh | FALSE | G | Annual | Allowances Purchased | GWh | 0 | 0 | 0 | 0 | 0 | 0 | 0 | 0
NY Min Oil Burn - Astoria - Winter Shldr | 616 | 7540 | Generation Constraint in GWh | FALSE | G | Annual | Allowances Sold | GWh | 0 | 0 | 0 | 0 | 0 | 0 | 0 | 0
NY Min Oil Burn - Astoria - Winter Shldr | 616 | 7540 | Generation Constraint in GWh | FALSE | G | Annual | Allowances Banked | GWh | 0 | 0 | 0 | 0 | 0 | 0 | 0 | 0
NY Min Oil Burn - Astoria - Winter Shldr | 616 | 7540 | Generation Constraint in GWh | FALSE | G | Annual | Allowances Withdrawn (1:1) | GWh | 0 | 0 | 0 | 0 | 0 | 0 | 0 | 0
NY Min Oil Burn - Astoria - Winter Shldr | 616 | 7540 | Generation Constraint in GWh | FALSE | G | Annual | Allowances Withdrawn (n:1) | GWh | 0 | 0 | 0 | 0 | 0 | 0 | 0 | 0
NY Min Oil Burn - Astoria - Winter Shldr | 616 | 7540 | Generation Constraint in GWh | FALSE | G | Annual | Net Emissions Allowance Position | GWh | 4.433 | 4.433 | 0 | 0 | 0 | 0 | 0 | 0
NY Min Oil Burn - Astoria - Winter Shldr | 616 | 7540 | Generation Constraint in GWh | FALSE | G | Annual | Fuel Consumed | TBtu | 0.052145 | 0.052145 | 0 | 0 | 0 | 0 | 0 | 0
NY Min Oil Burn - Astoria - Winter Shldr | 616 | 7540 | Generation Constraint in GWh | FALSE | G | Annual | Heat Rate | MMBtu/MWh | 11.763 | 11.763 | 0 | 0 | 0 | 0 | 0 | 0
NY Min Oil Burn - Astoria - Winter Shldr | 616 | 7540 | Generation Constraint in GWh | FALSE | G | Annual | Generation | TWh | 0.004433 | 0.004433 | 0 | 0 | 0 | 0 | 0 | 0
NY Min Oil Burn - Astoria - Winter Shldr | 616 | 7540 | Generation Constraint in GWh | FALSE | G | Annual | Qualifying Generation | TWh | 0.004433 | 0.004433 | 0 | 0 | 0 | 0 | 0 | 0
NY Min Oil Burn - Astoria - Winter Shldr | 616 | 7540 | Generation Constraint in GWh | FALSE | G | Annual | Rate | lb/MWh | 0 | 0 | 0 | 0 | 0 | 0 | 0 | 0
NY Min Oil Burn - Astoria - Winter Shldr | 616 | 7540 | Generation Constraint in GWh | FALSE | G | Annual | Constraint Shadow Price | US2019$/MWh | 25.03 | 16.9518 | 0 | 0 | 0 | 0 | 0 | 0
NY Min Oil Burn - Astoria Energy - Summer | 617 | 7553 | Generation Constraint in GWh | FALSE | G | Annual | Seasons Included | Seasons | Summer | Summer
NY Min Oil Burn - Astoria Energy - Summer | 617 | 7553 | Generation Constraint in GWh | FALSE | G | Annual | Standard GWh | GWh | 0 | 0 | 0 | 0 | 0 | 0 | 0 | 0
NY Min Oil Burn - Astoria Energy - Summer | 617 | 7553 | Generation Constraint in GWh | FALSE | G | Annual | Emissions at Affected Plants | GWh | 1779.6666 | 1779.6666 | 0 | 0 | 0 | 0 | 0 | 0
NY Min Oil Burn - Astoria Energy - Summer | 617 | 7553 | Generation Constraint in GWh | FALSE | G | Annual | Allowances Purchased | GWh | 0 | 0 | 0 | 0 | 0 | 0 | 0 | 0
NY Min Oil Burn - Astoria Energy - Summer | 617 | 7553 | Generation Constraint in GWh | FALSE | G | Annual | Allowances Sold | GWh | 0 | 0 | 0 | 0 | 0 | 0 | 0 | 0
NY Min Oil Burn - Astoria Energy - Summer | 617 | 7553 | Generation Constraint in GWh | FALSE | G | Annual | Allowances Banked | GWh | 0 | 0 | 0 | 0 | 0 | 0 | 0 | 0
NY Min Oil Burn - Astoria Energy - Summer | 617 | 7553 | Generation Constraint in GWh | FALSE | G | Annual | Allowances Withdrawn (1:1) | GWh | 0 | 0 | 0 | 0 | 0 | 0 | 0 | 0
NY Min Oil Burn - Astoria Energy - Summer | 617 | 7553 | Generation Constraint in GWh | FALSE | G | Annual | Allowances Withdrawn (n:1) | GWh | 0 | 0 | 0 | 0 | 0 | 0 | 0 | 0
NY Min Oil Burn - Astoria Energy - Summer | 617 | 7553 | Generation Constraint in GWh | FALSE | G | Annual | Net Emissions Allowance Position | GWh | 1779.6666 | 1779.6666 | 0 | 0 | 0 | 0 | 0 | 0
NY Min Oil Burn - Astoria Energy - Summer | 617 | 7553 | Generation Constraint in GWh | FALSE | G | Annual | Fuel Consumed | TBtu | 13.004 | 13.004 | 0 | 0 | 0 | 0 | 0 | 0
NY Min Oil Burn - Astoria Energy - Summer | 617 | 7553 | Generation Constraint in GWh | FALSE | G | Annual | Heat Rate | MMBtu/MWh | 7.307 | 7.307 | 0 | 0 | 0 | 0 | 0 | 0
NY Min Oil Burn - Astoria Energy - Summer | 617 | 7553 | Generation Constraint in GWh | FALSE | G | Annual | Generation | TWh | 1.7797 | 1.7797 | 0 | 0 | 0 | 0 | 0 | 0
NY Min Oil Burn - Astoria Energy - Summer | 617 | 7553 | Generation Constraint in GWh | FALSE | G | Annual | Qualifying Generation | TWh | 1.7797 | 1.7797 | 0 | 0 | 0 | 0 | 0 | 0
NY Min Oil Burn - Astoria Energy - Summer | 617 | 7553 | Generation Constraint in GWh | FALSE | G | Annual | Rate | lb/MWh | 0 | 0 | 0 | 0 | 0 | 0 | 0 | 0
NY Min Oil Burn - Astoria Energy - Summer | 617 | 7553 | Generation Constraint in GWh | FALSE | G | Annual | Constraint Shadow Price | US2019$/MWh | 0 | 0 | 0 | 0 | 0 | 0 | 0 | 0
NY Min Oil Burn - Astoria Energy - Winter | 618 | 7551 | Generation Constraint in GWh | FALSE | G | Annual | Seasons Included | Seasons | Winter | Winter
NY Min Oil Burn - Astoria Energy - Winter | 618 | 7551 | Generation Constraint in GWh | FALSE | G | Annual | Standard GWh | GWh | 33.8256 | 33.8256 | 0 | 0 | 0 | 0 | 0 | 0
NY Min Oil Burn - Astoria Energy - Winter | 618 | 7551 | Generation Constraint in GWh | FALSE | G | Annual | Emissions at Affected Plants | GWh | 440.8711 | 387.495 | 0 | 0 | 0 | 0 | 0 | 0
NY Min Oil Burn - Astoria Energy - Winter | 618 | 7551 | Generation Constraint in GWh | FALSE | G | Annual | Allowances Purchased | GWh | 0 | 0 | 0 | 0 | 0 | 0 | 0 | 0
NY Min Oil Burn - Astoria Energy - Winter | 618 | 7551 | Generation Constraint in GWh | FALSE | G | Annual | Allowances Sold | GWh | 0 | 0 | 0 | 0 | 0 | 0 | 0 | 0
NY Min Oil Burn - Astoria Energy - Winter | 618 | 7551 | Generation Constraint in GWh | FALSE | G | Annual | Allowances Banked | GWh | 0 | 0 | 0 | 0 | 0 | 0 | 0 | 0
NY Min Oil Burn - Astoria Energy - Winter | 618 | 7551 | Generation Constraint in GWh | FALSE | G | Annual | Allowances Withdrawn (1:1) | GWh | 0 | 0 | 0 | 0 | 0 | 0 | 0 | 0
NY Min Oil Burn - Astoria Energy - Winter | 618 | 7551 | Generation Constraint in GWh | FALSE | G | Annual | Allowances Withdrawn (n:1) | GWh | 0 | 0 | 0 | 0 | 0 | 0 | 0 | 0
NY Min Oil Burn - Astoria Energy - Winter | 618 | 7551 | Generation Constraint in GWh | FALSE | G | Annual | Net Emissions Allowance Position | GWh | 440.8711 | 387.495 | 0 | 0 | 0 | 0 | 0 | 0
NY Min Oil Burn - Astoria Energy - Winter | 618 | 7551 | Generation Constraint in GWh | FALSE | G | Annual | Fuel Consumed | TBtu | 3.2214 | 2.8314 | 0 | 0 | 0 | 0 | 0 | 0
NY Min Oil Burn - Astoria Energy - Winter | 618 | 7551 | Generation Constraint in GWh | FALSE | G | Annual | Heat Rate | MMBtu/MWh | 7.307 | 7.307 | 0 | 0 | 0 | 0 | 0 | 0
NY Min Oil Burn - Astoria Energy - Winter | 618 | 7551 | Generation Constraint in GWh | FALSE | G | Annual | Generation | TWh | 0.44087 | 0.3875 | 0 | 0 | 0 | 0 | 0 | 0
NY Min Oil Burn - Astoria Energy - Winter | 618 | 7551 | Generation Constraint in GWh | FALSE | G | Annual | Qualifying Generation | TWh | 0.44087 | 0.3875 | 0 | 0 | 0 | 0 | 0 | 0
NY Min Oil Burn - Astoria Energy - Winter | 618 | 7551 | Generation Constraint in GWh | FALSE | G | Annual | Rate | lb/MWh | 0 | 0 | 0 | 0 | 0 | 0 | 0 | 0
NY Min Oil Burn - Astoria Energy - Winter | 618 | 7551 | Generation Constraint in GWh | FALSE | G | Annual | Constraint Shadow Price | US2019$/MWh | 0 | 0 | 0 | 0 | 0 | 0 | 0 | 0
NY Min Oil Burn - Astoria Energy - Winter Shldr | 619 | 7552 | Generation Constraint in GWh | FALSE | G | Annual | Seasons Included | Seasons | WintShld | WintShld
NY Min Oil Burn - Astoria Energy - Winter Shldr | 619 | 7552 | Generation Constraint in GWh | FALSE | G | Annual | Standard GWh | GWh | 0 | 0 | 0 | 0 | 0 | 0 | 0 | 0
NY Min Oil Burn - Astoria Energy - Winter Shldr | 619 | 7552 | Generation Constraint in GWh | FALSE | G | Annual | Emissions at Affected Plants | GWh | 824.3926 | 988.5535 | 0 | 0 | 0 | 0 | 0 | 0
NY Min Oil Burn - Astoria Energy - Winter Shldr | 619 | 7552 | Generation Constraint in GWh | FALSE | G | Annual | Allowances Purchased | GWh | 0 | 0 | 0 | 0 | 0 | 0 | 0 | 0
NY Min Oil Burn - Astoria Energy - Winter Shldr | 619 | 7552 | Generation Constraint in GWh | FALSE | G | Annual | Allowances Sold | GWh | 0 | 0 | 0 | 0 | 0 | 0 | 0 | 0
NY Min Oil Burn - Astoria Energy - Winter Shldr | 619 | 7552 | Generation Constraint in GWh | FALSE | G | Annual | Allowances Banked | GWh | 0 | 0 | 0 | 0 | 0 | 0 | 0 | 0
NY Min Oil Burn - Astoria Energy - Winter Shldr | 619 | 7552 | Generation Constraint in GWh | FALSE | G | Annual | Allowances Withdrawn (1:1) | GWh | 0 | 0 | 0 | 0 | 0 | 0 | 0 | 0
NY Min Oil Burn - Astoria Energy - Winter Shldr | 619 | 7552 | Generation Constraint in GWh | FALSE | G | Annual | Allowances Withdrawn (n:1) | GWh | 0 | 0 | 0 | 0 | 0 | 0 | 0 | 0
NY Min Oil Burn - Astoria Energy - Winter Shldr | 619 | 7552 | Generation Constraint in GWh | FALSE | G | Annual | Net Emissions Allowance Position | GWh | 824.3926 | 988.5535 | 0 | 0 | 0 | 0 | 0 | 0
NY Min Oil Burn - Astoria Energy - Winter Shldr | 619 | 7552 | Generation Constraint in GWh | FALSE | G | Annual | Fuel Consumed | TBtu | 6.0238 | 7.2234 | 0 | 0 | 0 | 0 | 0 | 0
NY Min Oil Burn - Astoria Energy - Winter Shldr | 619 | 7552 | Generation Constraint in GWh | FALSE | G | Annual | Heat Rate | MMBtu/MWh | 7.307 | 7.307 | 0 | 0 | 0 | 0 | 0 | 0
NY Min Oil Burn - Astoria Energy - Winter Shldr | 619 | 7552 | Generation Constraint in GWh | FALSE | G | Annual | Generation | TWh | 0.82439 | 0.98855 | 0 | 0 | 0 | 0 | 0 | 0
NY Min Oil Burn - Astoria Energy - Winter Shldr | 619 | 7552 | Generation Constraint in GWh | FALSE | G | Annual | Qualifying Generation | TWh | 0.82439 | 0.98855 | 0 | 0 | 0 | 0 | 0 | 0
NY Min Oil Burn - Astoria Energy - Winter Shldr | 619 | 7552 | Generation Constraint in GWh | FALSE | G | Annual | Rate | lb/MWh | 0 | 0 | 0 | 0 | 0 | 0 | 0 | 0
NY Min Oil Burn - Astoria Energy - Winter Shldr | 619 | 7552 | Generation Constraint in GWh | FALSE | G | Annual | Constraint Shadow Price | US2019$/MWh | 0 | 0 | 0 | 0 | 0 | 0 | 0 | 0
NY Min Oil Burn - East River - Summer | 620 | 7544 | Generation Constraint in GWh | FALSE | G | Annual | Seasons Included | Seasons | Summer | Summer
NY Min Oil Burn - East River - Summer | 620 | 7544 | Generation Constraint in GWh | FALSE | G | Annual | Standard GWh | GWh | 7.2045 | 7.2045 | 0 | 0 | 0 | 0 | 0 | 0
NY Min Oil Burn - East River - Summer | 620 | 7544 | Generation Constraint in GWh | FALSE | G | Annual | Emissions at Affected Plants | GWh | 629.7802 | 799.1588 | 0 | 0 | 0 | 0 | 0 | 0
NY Min Oil Burn - East River - Summer | 620 | 7544 | Generation Constraint in GWh | FALSE | G | Annual | Allowances Purchased | GWh | 0 | 0 | 0 | 0 | 0 | 0 | 0 | 0
NY Min Oil Burn - East River - Summer | 620 | 7544 | Generation Constraint in GWh | FALSE | G | Annual | Allowances Sold | GWh | 0 | 0 | 0 | 0 | 0 | 0 | 0 | 0
NY Min Oil Burn - East River - Summer | 620 | 7544 | Generation Constraint in GWh | FALSE | G | Annual | Allowances Banked | GWh | 0 | 0 | 0 | 0 | 0 | 0 | 0 | 0
NY Min Oil Burn - East River - Summer | 620 | 7544 | Generation Constraint in GWh | FALSE | G | Annual | Allowances Withdrawn (1:1) | GWh | 0 | 0 | 0 | 0 | 0 | 0 | 0 | 0
NY Min Oil Burn - East River - Summer | 620 | 7544 | Generation Constraint in GWh | FALSE | G | Annual | Allowances Withdrawn (n:1) | GWh | 0 | 0 | 0 | 0 | 0 | 0 | 0 | 0
NY Min Oil Burn - East River - Summer | 620 | 7544 | Generation Constraint in GWh | FALSE | G | Annual | Net Emissions Allowance Position | GWh | 629.7802 | 799.1588 | 0 | 0 | 0 | 0 | 0 | 0
NY Min Oil Burn - East River - Summer | 620 | 7544 | Generation Constraint in GWh | FALSE | G | Annual | Fuel Consumed | TBtu | 5.5782 | 7.0912 | 0 | 0 | 0 | 0 | 0 | 0
NY Min Oil Burn - East River - Summer | 620 | 7544 | Generation Constraint in GWh | FALSE | G | Annual | Heat Rate | MMBtu/MWh | 8.8574 | 8.8734 | 0 | 0 | 0 | 0 | 0 | 0
NY Min Oil Burn - East River - Summer | 620 | 7544 | Generation Constraint in GWh | FALSE | G | Annual | Generation | TWh | 0.62978 | 0.79916 | 0 | 0 | 0 | 0 | 0 | 0
NY Min Oil Burn - East River - Summer | 620 | 7544 | Generation Constraint in GWh | FALSE | G | Annual | Qualifying Generation | TWh | 0.62978 | 0.79916 | 0 | 0 | 0 | 0 | 0 | 0
NY Min Oil Burn - East River - Summer | 620 | 7544 | Generation Constraint in GWh | FALSE | G | Annual | Rate | lb/MWh | 0 | 0 | 0 | 0 | 0 | 0 | 0 | 0
NY Min Oil Burn - East River - Summer | 620 | 7544 | Generation Constraint in GWh | FALSE | G | Annual | Constraint Shadow Price | US2019$/MWh | 0 | 0 | 0 | 0 | 0 | 0 | 0 | 0
NY Min Oil Burn - East River - Winter | 621 | 7542 | Generation Constraint in GWh | FALSE | G | Annual | Seasons Included | Seasons | Winter | Winter
NY Min Oil Burn - East River - Winter | 621 | 7542 | Generation Constraint in GWh | FALSE | G | Annual | Standard GWh | GWh | 21.1896 | 21.1896 | 0 | 0 | 0 | 0 | 0 | 0
NY Min Oil Burn - East River - Winter | 621 | 7542 | Generation Constraint in GWh | FALSE | G | Annual | Emissions at Affected Plants | GWh | 21.1896 | 21.1896 | 0 | 0 | 0 | 0 | 0 | 0
NY Min Oil Burn - East River - Winter | 621 | 7542 | Generation Constraint in GWh | FALSE | G | Annual | Allowances Purchased | GWh | 0 | 0 | 0 | 0 | 0 | 0 | 0 | 0
NY Min Oil Burn - East River - Winter | 621 | 7542 | Generation Constraint in GWh | FALSE | G | Annual | Allowances Sold | GWh | 0 | 0 | 0 | 0 | 0 | 0 | 0 | 0
NY Min Oil Burn - East River - Winter | 621 | 7542 | Generation Constraint in GWh | FALSE | G | Annual | Allowances Banked | GWh | 0 | 0 | 0 | 0 | 0 | 0 | 0 | 0
NY Min Oil Burn - East River - Winter | 621 | 7542 | Generation Constraint in GWh | FALSE | G | Annual | Allowances Withdrawn (1:1) | GWh | 0 | 0 | 0 | 0 | 0 | 0 | 0 | 0
NY Min Oil Burn - East River - Winter | 621 | 7542 | Generation Constraint in GWh | FALSE | G | Annual | Allowances Withdrawn (n:1) | GWh | 0 | 0 | 0 | 0 | 0 | 0 | 0 | 0
NY Min Oil Burn - East River - Winter | 621 | 7542 | Generation Constraint in GWh | FALSE | G | Annual | Net Emissions Allowance Position | GWh | 21.1896 | 21.1896 | 0 | 0 | 0 | 0 | 0 | 0
NY Min Oil Burn - East River - Winter | 621 | 7542 | Generation Constraint in GWh | FALSE | G | Annual | Fuel Consumed | TBtu | 0.17587 | 0.17587 | 0 | 0 | 0 | 0 | 0 | 0
NY Min Oil Burn - East River - Winter | 621 | 7542 | Generation Constraint in GWh | FALSE | G | Annual | Heat Rate | MMBtu/MWh | 8.3 | 8.3 | 0 | 0 | 0 | 0 | 0 | 0
NY Min Oil Burn - East River - Winter | 621 | 7542 | Generation Constraint in GWh | FALSE | G | Annual | Generation | TWh | 0.02119 | 0.02119 | 0 | 0 | 0 | 0 | 0 | 0
NY Min Oil Burn - East River - Winter | 621 | 7542 | Generation Constraint in GWh | FALSE | G | Annual | Qualifying Generation | TWh | 0.02119 | 0.02119 | 0 | 0 | 0 | 0 | 0 | 0
NY Min Oil Burn - East River - Winter | 621 | 7542 | Generation Constraint in GWh | FALSE | G | Annual | Rate | lb/MWh | 0 | 0 | 0 | 0 | 0 | 0 | 0 | 0
NY Min Oil Burn - East River - Winter | 621 | 7542 | Generation Constraint in GWh | FALSE | G | Annual | Constraint Shadow Price | US2019$/MWh | 8.733 | 8.025 | 0 | 0 | 0 | 0 | 0 | 0
NY Min Oil Burn - East River - Winter Shldr | 622 | 7543 | Generation Constraint in GWh | FALSE | G | Annual | Seasons Included | Seasons | WintShld | WintShld
NY Min Oil Burn - East River - Winter Shldr | 622 | 7543 | Generation Constraint in GWh | FALSE | G | Annual | Standard GWh | GWh | 3.8298 | 3.8298 | 0 | 0 | 0 | 0 | 0 | 0
NY Min Oil Burn - East River - Winter Shldr | 622 | 7543 | Generation Constraint in GWh | FALSE | G | Annual | Emissions at Affected Plants | GWh | 3.8298 | 3.8298 | 0 | 0 | 0 | 0 | 0 | 0
NY Min Oil Burn - East River - Winter Shldr | 622 | 7543 | Generation Constraint in GWh | FALSE | G | Annual | Allowances Purchased | GWh | 0 | 0 | 0 | 0 | 0 | 0 | 0 | 0
NY Min Oil Burn - East River - Winter Shldr | 622 | 7543 | Generation Constraint in GWh | FALSE | G | Annual | Allowances Sold | GWh | 0 | 0 | 0 | 0 | 0 | 0 | 0 | 0
NY Min Oil Burn - East River - Winter Shldr | 622 | 7543 | Generation Constraint in GWh | FALSE | G | Annual | Allowances Banked | GWh | 0 | 0 | 0 | 0 | 0 | 0 | 0 | 0
NY Min Oil Burn - East River - Winter Shldr | 622 | 7543 | Generation Constraint in GWh | FALSE | G | Annual | Allowances Withdrawn (1:1) | GWh | 0 | 0 | 0 | 0 | 0 | 0 | 0 | 0
NY Min Oil Burn - East River - Winter Shldr | 622 | 7543 | Generation Constraint in GWh | FALSE | G | Annual | Allowances Withdrawn (n:1) | GWh | 0 | 0 | 0 | 0 | 0 | 0 | 0 | 0
NY Min Oil Burn - East River - Winter Shldr | 622 | 7543 | Generation Constraint in GWh | FALSE | G | Annual | Net Emissions Allowance Position | GWh | 3.8298 | 3.8298 | 0 | 0 | 0 | 0 | 0 | 0
NY Min Oil Burn - East River - Winter Shldr | 622 | 7543 | Generation Constraint in GWh | FALSE | G | Annual | Fuel Consumed | TBtu | 0.031788 | 0.031788 | 0 | 0 | 0 | 0 | 0 | 0
NY Min Oil Burn - East River - Winter Shldr | 622 | 7543 | Generation Constraint in GWh | FALSE | G | Annual | Heat Rate | MMBtu/MWh | 8.3 | 8.3 | 0 | 0 | 0 | 0 | 0 | 0
NY Min Oil Burn - East River - Winter Shldr | 622 | 7543 | Generation Constraint in GWh | FALSE | G | Annual | Generation | TWh | 0.0038298 | 0.0038298 | 0 | 0 | 0 | 0 | 0 | 0
NY Min Oil Burn - East River - Winter Shldr | 622 | 7543 | Generation Constraint in GWh | FALSE | G | Annual | Qualifying Generation | TWh | 0.0038298 | 0.0038298 | 0 | 0 | 0 | 0 | 0 | 0
NY Min Oil Burn - East River - Winter Shldr | 622 | 7543 | Generation Constraint in GWh | FALSE | G | Annual | Rate | lb/MWh | 0 | 0 | 0 | 0 | 0 | 0 | 0 | 0
NY Min Oil Burn - East River - Winter Shldr | 622 | 7543 | Generation Constraint in GWh | FALSE | G | Annual | Constraint Shadow Price | US2019$/MWh | 4.151 | 2.4299 | 0 | 0 | 0 | 0 | 0 | 0
NY Min Oil Burn - Northport - Summer | 623 | 7547 | Generation Constraint in GWh | FALSE | G | Annual | Seasons Included | Seasons | Summer | Summer
NY Min Oil Burn - Northport - Summer | 623 | 7547 | Generation Constraint in GWh | FALSE | G | Annual | Standard GWh | GWh | 116.1086 | 116.1086 | 0 | 0 | 0 | 0 | 0 | 0
NY Min Oil Burn - Northport - Summer | 623 | 7547 | Generation Constraint in GWh | FALSE | G | Annual | Emissions at Affected Plants | GWh | 879.646 | 879.646 | 0 | 0 | 0 | 0 | 0 | 0
NY Min Oil Burn - Northport - Summer | 623 | 7547 | Generation Constraint in GWh | FALSE | G | Annual | Allowances Purchased | GWh | 0 | 0 | 0 | 0 | 0 | 0 | 0 | 0
NY Min Oil Burn - Northport - Summer | 623 | 7547 | Generation Constraint in GWh | FALSE | G | Annual | Allowances Sold | GWh | 0 | 0 | 0 | 0 | 0 | 0 | 0 | 0
NY Min Oil Burn - Northport - Summer | 623 | 7547 | Generation Constraint in GWh | FALSE | G | Annual | Allowances Banked | GWh | 0 | 0 | 0 | 0 | 0 | 0 | 0 | 0
NY Min Oil Burn - Northport - Summer | 623 | 7547 | Generation Constraint in GWh | FALSE | G | Annual | Allowances Withdrawn (1:1) | GWh | 0 | 0 | 0 | 0 | 0 | 0 | 0 | 0
NY Min Oil Burn - Northport - Summer | 623 | 7547 | Generation Constraint in GWh | FALSE | G | Annual | Allowances Withdrawn (n:1) | GWh | 0 | 0 | 0 | 0 | 0 | 0 | 0 | 0
NY Min Oil Burn - Northport - Summer | 623 | 7547 | Generation Constraint in GWh | FALSE | G | Annual | Net Emissions Allowance Position | GWh | 879.646 | 879.646 | 0 | 0 | 0 | 0 | 0 | 0
NY Min Oil Burn - Northport - Summer | 623 | 7547 | Generation Constraint in GWh | FALSE | G | Annual | Fuel Consumed | TBtu | 9.4212 | 9.4212 | 0 | 0 | 0 | 0 | 0 | 0
NY Min Oil Burn - Northport - Summer | 623 | 7547 | Generation Constraint in GWh | FALSE | G | Annual | Heat Rate | MMBtu/MWh | 10.7102 | 10.7102 | 0 | 0 | 0 | 0 | 0 | 0
NY Min Oil Burn - Northport - Summer | 623 | 7547 | Generation Constraint in GWh | FALSE | G | Annual | Generation | TWh | 0.87965 | 0.87965 | 0 | 0 | 0 | 0 | 0 | 0
NY Min Oil Burn - Northport - Summer | 623 | 7547 | Generation Constraint in GWh | FALSE | G | Annual | Qualifying Generation | TWh | 0.87965 | 0.87965 | 0 | 0 | 0 | 0 | 0 | 0
NY Min Oil Burn - Northport - Summer | 623 | 7547 | Generation Constraint in GWh | FALSE | G | Annual | Rate | lb/MWh | 0 | 0 | 0 | 0 | 0 | 0 | 0 | 0
NY Min Oil Burn - Northport - Summer | 623 | 7547 | Generation Constraint in GWh | FALSE | G | Annual | Constraint Shadow Price | US2019$/MWh | 0 | 0 | 0 | 0 | 0 | 0 | 0 | 0
NY Min Oil Burn - Northport - Winter | 624 | 7545 | Generation Constraint in GWh | FALSE | G | Annual | Seasons Included | Seasons | Winter | Winter
NY Min Oil Burn - Northport - Winter | 624 | 7545 | Generation Constraint in GWh | FALSE | G | Annual | Standard GWh | GWh | 177.5779 | 177.5779 | 0 | 0 | 0 | 0 | 0 | 0
NY Min Oil Burn - Northport - Winter | 624 | 7545 | Generation Constraint in GWh | FALSE | G | Annual | Emissions at Affected Plants | GWh | 402.166 | 402.166 | 0 | 0 | 0 | 0 | 0 | 0
NY Min Oil Burn - Northport - Winter | 624 | 7545 | Generation Constraint in GWh | FALSE | G | Annual | Allowances Purchased | GWh | 0 | 0 | 0 | 0 | 0 | 0 | 0 | 0
NY Min Oil Burn - Northport - Winter | 624 | 7545 | Generation Constraint in GWh | FALSE | G | Annual | Allowances Sold | GWh | 0 | 0 | 0 | 0 | 0 | 0 | 0 | 0
NY Min Oil Burn - Northport - Winter | 624 | 7545 | Generation Constraint in GWh | FALSE | G | Annual | Allowances Banked | GWh | 0 | 0 | 0 | 0 | 0 | 0 | 0 | 0
NY Min Oil Burn - Northport - Winter | 624 | 7545 | Generation Constraint in GWh | FALSE | G | Annual | Allowances Withdrawn (1:1) | GWh | 0 | 0 | 0 | 0 | 0 | 0 | 0 | 0
NY Min Oil Burn - Northport - Winter | 624 | 7545 | Generation Constraint in GWh | FALSE | G | Annual | Allowances Withdrawn (n:1) | GWh | 0 | 0 | 0 | 0 | 0 | 0 | 0 | 0
NY Min Oil Burn - Northport - Winter | 624 | 7545 | Generation Constraint in GWh | FALSE | G | Annual | Net Emissions Allowance Position | GWh | 402.166 | 402.166 | 0 | 0 | 0 | 0 | 0 | 0
NY Min Oil Burn - Northport - Winter | 624 | 7545 | Generation Constraint in GWh | FALSE | G | Annual | Fuel Consumed | TBtu | 4.3073 | 4.3073 | 0 | 0 | 0 | 0 | 0 | 0
NY Min Oil Burn - Northport - Winter | 624 | 7545 | Generation Constraint in GWh | FALSE | G | Annual | Heat Rate | MMBtu/MWh | 10.7102 | 10.7102 | 0 | 0 | 0 | 0 | 0 | 0
NY Min Oil Burn - Northport - Winter | 624 | 7545 | Generation Constraint in GWh | FALSE | G | Annual | Generation | TWh | 0.40217 | 0.40217 | 0 | 0 | 0 | 0 | 0 | 0
NY Min Oil Burn - Northport - Winter | 624 | 7545 | Generation Constraint in GWh | FALSE | G | Annual | Qualifying Generation | TWh | 0.40217 | 0.40217 | 0 | 0 | 0 | 0 | 0 | 0
NY Min Oil Burn - Northport - Winter | 624 | 7545 | Generation Constraint in GWh | FALSE | G | Annual | Rate | lb/MWh | 0 | 0 | 0 | 0 | 0 | 0 | 0 | 0
NY Min Oil Burn - Northport - Winter | 624 | 7545 | Generation Constraint in GWh | FALSE | G | Annual | Constraint Shadow Price | US2019$/MWh | 0 | 0 | 0 | 0 | 0 | 0 | 0 | 0
NY Min Oil Burn - Northport - Winter Shldr | 625 | 7546 | Generation Constraint in GWh | FALSE | G | Annual | Seasons Included | Seasons | WintShld | WintShld
NY Min Oil Burn - Northport - Winter Shldr | 625 | 7546 | Generation Constraint in GWh | FALSE | G | Annual | Standard GWh | GWh | 23.1458 | 23.1458 | 0 | 0 | 0 | 0 | 0 | 0
NY Min Oil Burn - Northport - Winter Shldr | 625 | 7546 | Generation Constraint in GWh | FALSE | G | Annual | Emissions at Affected Plants | GWh | 321.607 | 23.1458 | 0 | 0 | 0 | 0 | 0 | 0
NY Min Oil Burn - Northport - Winter Shldr | 625 | 7546 | Generation Constraint in GWh | FALSE | G | Annual | Allowances Purchased | GWh | 0 | 0 | 0 | 0 | 0 | 0 | 0 | 0
NY Min Oil Burn - Northport - Winter Shldr | 625 | 7546 | Generation Constraint in GWh | FALSE | G | Annual | Allowances Sold | GWh | 0 | 0 | 0 | 0 | 0 | 0 | 0 | 0
NY Min Oil Burn - Northport - Winter Shldr | 625 | 7546 | Generation Constraint in GWh | FALSE | G | Annual | Allowances Banked | GWh | 0 | 0 | 0 | 0 | 0 | 0 | 0 | 0
NY Min Oil Burn - Northport - Winter Shldr | 625 | 7546 | Generation Constraint in GWh | FALSE | G | Annual | Allowances Withdrawn (1:1) | GWh | 0 | 0 | 0 | 0 | 0 | 0 | 0 | 0
NY Min Oil Burn - Northport - Winter Shldr | 625 | 7546 | Generation Constraint in GWh | FALSE | G | Annual | Allowances Withdrawn (n:1) | GWh | 0 | 0 | 0 | 0 | 0 | 0 | 0 | 0
NY Min Oil Burn - Northport - Winter Shldr | 625 | 7546 | Generation Constraint in GWh | FALSE | G | Annual | Net Emissions Allowance Position | GWh | 321.607 | 23.1458 | 0 | 0 | 0 | 0 | 0 | 0
NY Min Oil Burn - Northport - Winter Shldr | 625 | 7546 | Generation Constraint in GWh | FALSE | G | Annual | Fuel Consumed | TBtu | 3.4445 | 0.24546 | 0 | 0 | 0 | 0 | 0 | 0
NY Min Oil Burn - Northport - Winter Shldr | 625 | 7546 | Generation Constraint in GWh | FALSE | G | Annual | Heat Rate | MMBtu/MWh | 10.7102 | 10.605 | 0 | 0 | 0 | 0 | 0 | 0
NY Min Oil Burn - Northport - Winter Shldr | 625 | 7546 | Generation Constraint in GWh | FALSE | G | Annual | Generation | TWh | 0.32161 | 0.023146 | 0 | 0 | 0 | 0 | 0 | 0
NY Min Oil Burn - Northport - Winter Shldr | 625 | 7546 | Generation Constraint in GWh | FALSE | G | Annual | Qualifying Generation | TWh | 0.32161 | 0.023146 | 0 | 0 | 0 | 0 | 0 | 0
NY Min Oil Burn - Northport - Winter Shldr | 625 | 7546 | Generation Constraint in GWh | FALSE | G | Annual | Rate | lb/MWh | 0 | 0 | 0 | 0 | 0 | 0 | 0 | 0
NY Min Oil Burn - Northport - Winter Shldr | 625 | 7546 | Generation Constraint in GWh | FALSE | G | Annual | Constraint Shadow Price | US2019$/MWh | 0 | 10.2035 | 0 | 0 | 0 | 0 | 0 | 0
NY Min Oil Burn - Ravenswood CC - Summer | 626 | 7556 | Generation Constraint in GWh | FALSE | G | Annual | Seasons Included | Seasons | Summer | Summer
NY Min Oil Burn - Ravenswood CC - Summer | 626 | 7556 | Generation Constraint in GWh | FALSE | G | Annual | Standard GWh | GWh | 0 | 0 | 0 | 0 | 0 | 0 | 0 | 0
NY Min Oil Burn - Ravenswood CC - Summer | 626 | 7556 | Generation Constraint in GWh | FALSE | G | Annual | Emissions at Affected Plants | GWh | 726.6854 | 621.6727 | 0 | 0 | 0 | 0 | 0 | 0
NY Min Oil Burn - Ravenswood CC - Summer | 626 | 7556 | Generation Constraint in GWh | FALSE | G | Annual | Allowances Purchased | GWh | 0 | 0 | 0 | 0 | 0 | 0 | 0 | 0
NY Min Oil Burn - Ravenswood CC - Summer | 626 | 7556 | Generation Constraint in GWh | FALSE | G | Annual | Allowances Sold | GWh | 0 | 0 | 0 | 0 | 0 | 0 | 0 | 0
NY Min Oil Burn - Ravenswood CC - Summer | 626 | 7556 | Generation Constraint in GWh | FALSE | G | Annual | Allowances Banked | GWh | 0 | 0 | 0 | 0 | 0 | 0 | 0 | 0
NY Min Oil Burn - Ravenswood CC - Summer | 626 | 7556 | Generation Constraint in GWh | FALSE | G | Annual | Allowances Withdrawn (1:1) | GWh | 0 | 0 | 0 | 0 | 0 | 0 | 0 | 0
NY Min Oil Burn - Ravenswood CC - Summer | 626 | 7556 | Generation Constraint in GWh | FALSE | G | Annual | Allowances Withdrawn (n:1) | GWh | 0 | 0 | 0 | 0 | 0 | 0 | 0 | 0
NY Min Oil Burn - Ravenswood CC - Summer | 626 | 7556 | Generation Constraint in GWh | FALSE | G | Annual | Net Emissions Allowance Position | GWh | 726.6854 | 621.6727 | 0 | 0 | 0 | 0 | 0 | 0
NY Min Oil Burn - Ravenswood CC - Summer | 626 | 7556 | Generation Constraint in GWh | FALSE | G | Annual | Fuel Consumed | TBtu | 5.3956 | 4.6159 | 0 | 0 | 0 | 0 | 0 | 0
NY Min Oil Burn - Ravenswood CC - Summer | 626 | 7556 | Generation Constraint in GWh | FALSE | G | Annual | Heat Rate | MMBtu/MWh | 7.425 | 7.425 | 0 | 0 | 0 | 0 | 0 | 0
NY Min Oil Burn - Ravenswood CC - Summer | 626 | 7556 | Generation Constraint in GWh | FALSE | G | Annual | Generation | TWh | 0.72669 | 0.62167 | 0 | 0 | 0 | 0 | 0 | 0
NY Min Oil Burn - Ravenswood CC - Summer | 626 | 7556 | Generation Constraint in GWh | FALSE | G | Annual | Qualifying Generation | TWh | 0.72669 | 0.62167 | 0 | 0 | 0 | 0 | 0 | 0
NY Min Oil Burn - Ravenswood CC - Summer | 626 | 7556 | Generation Constraint in GWh | FALSE | G | Annual | Rate | lb/MWh | 0 | 0 | 0 | 0 | 0 | 0 | 0 | 0
NY Min Oil Burn - Ravenswood CC - Summer | 626 | 7556 | Generation Constraint in GWh | FALSE | G | Annual | Constraint Shadow Price | US2019$/MWh | 0 | 0 | 0 | 0 | 0 | 0 | 0 | 0
NY Min Oil Burn - Ravenswood CC - Winter | 627 | 7554 | Generation Constraint in GWh | FALSE | G | Annual | Seasons Included | Seasons | Winter | Winter
NY Min Oil Burn - Ravenswood CC - Winter | 627 | 7554 | Generation Constraint in GWh | FALSE | G | Annual | Standard GWh | GWh | 4.981 | 4.981 | 0 | 0 | 0 | 0 | 0 | 0
NY Min Oil Burn - Ravenswood CC - Winter | 627 | 7554 | Generation Constraint in GWh | FALSE | G | Annual | Emissions at Affected Plants | GWh | 145.7646 | 4.981 | 0 | 0 | 0 | 0 | 0 | 0
NY Min Oil Burn - Ravenswood CC - Winter | 627 | 7554 | Generation Constraint in GWh | FALSE | G | Annual | Allowances Purchased | GWh | 0 | 0 | 0 | 0 | 0 | 0 | 0 | 0
NY Min Oil Burn - Ravenswood CC - Winter | 627 | 7554 | Generation Constraint in GWh | FALSE | G | Annual | Allowances Sold | GWh | 0 | 0 | 0 | 0 | 0 | 0 | 0 | 0
NY Min Oil Burn - Ravenswood CC - Winter | 627 | 7554 | Generation Constraint in GWh | FALSE | G | Annual | Allowances Banked | GWh | 0 | 0 | 0 | 0 | 0 | 0 | 0 | 0
NY Min Oil Burn - Ravenswood CC - Winter | 627 | 7554 | Generation Constraint in GWh | FALSE | G | Annual | Allowances Withdrawn (1:1) | GWh | 0 | 0 | 0 | 0 | 0 | 0 | 0 | 0
NY Min Oil Burn - Ravenswood CC - Winter | 627 | 7554 | Generation Constraint in GWh | FALSE | G | Annual | Allowances Withdrawn (n:1) | GWh | 0 | 0 | 0 | 0 | 0 | 0 | 0 | 0
NY Min Oil Burn - Ravenswood CC - Winter | 627 | 7554 | Generation Constraint in GWh | FALSE | G | Annual | Net Emissions Allowance Position | GWh | 145.7646 | 4.981 | 0 | 0 | 0 | 0 | 0 | 0
NY Min Oil Burn - Ravenswood CC - Winter | 627 | 7554 | Generation Constraint in GWh | FALSE | G | Annual | Fuel Consumed | TBtu | 1.0823 | 0.036984 | 0 | 0 | 0 | 0 | 0 | 0
NY Min Oil Burn - Ravenswood CC - Winter | 627 | 7554 | Generation Constraint in GWh | FALSE | G | Annual | Heat Rate | MMBtu/MWh | 7.425 | 7.425 | 0 | 0 | 0 | 0 | 0 | 0
NY Min Oil Burn - Ravenswood CC - Winter | 627 | 7554 | Generation Constraint in GWh | FALSE | G | Annual | Generation | TWh | 0.14576 | 0.004981 | 0 | 0 | 0 | 0 | 0 | 0
NY Min Oil Burn - Ravenswood CC - Winter | 627 | 7554 | Generation Constraint in GWh | FALSE | G | Annual | Qualifying Generation | TWh | 0.14576 | 0.004981 | 0 | 0 | 0 | 0 | 0 | 0
NY Min Oil Burn - Ravenswood CC - Winter | 627 | 7554 | Generation Constraint in GWh | FALSE | G | Annual | Rate | lb/MWh | 0 | 0 | 0 | 0 | 0 | 0 | 0 | 0
NY Min Oil Burn - Ravenswood CC - Winter | 627 | 7554 | Generation Constraint in GWh | FALSE | G | Annual | Constraint Shadow Price | US2019$/MWh | 0 | 0.88637 | 0 | 0 | 0 | 0 | 0 | 0
NY Min Oil Burn - Ravenswood CC - Winter Shldr | 628 | 7555 | Generation Constraint in GWh | FALSE | G | Annual | Seasons Included | Seasons | WintShld | WintShld
NY Min Oil Burn - Ravenswood CC - Winter Shldr | 628 | 7555 | Generation Constraint in GWh | FALSE | G | Annual | Standard GWh | GWh | 0.6752 | 0.6752 | 0 | 0 | 0 | 0 | 0 | 0
NY Min Oil Burn - Ravenswood CC - Winter Shldr | 628 | 7555 | Generation Constraint in GWh | FALSE | G | Annual | Emissions at Affected Plants | GWh | 238.9786 | 279.0722 | 0 | 0 | 0 | 0 | 0 | 0
NY Min Oil Burn - Ravenswood CC - Winter Shldr | 628 | 7555 | Generation Constraint in GWh | FALSE | G | Annual | Allowances Purchased | GWh | 0 | 0 | 0 | 0 | 0 | 0 | 0 | 0
NY Min Oil Burn - Ravenswood CC - Winter Shldr | 628 | 7555 | Generation Constraint in GWh | FALSE | G | Annual | Allowances Sold | GWh | 0 | 0 | 0 | 0 | 0 | 0 | 0 | 0
NY Min Oil Burn - Ravenswood CC - Winter Shldr | 628 | 7555 | Generation Constraint in GWh | FALSE | G | Annual | Allowances Banked | GWh | 0 | 0 | 0 | 0 | 0 | 0 | 0 | 0
NY Min Oil Burn - Ravenswood CC - Winter Shldr | 628 | 7555 | Generation Constraint in GWh | FALSE | G | Annual | Allowances Withdrawn (1:1) | GWh | 0 | 0 | 0 | 0 | 0 | 0 | 0 | 0
NY Min Oil Burn - Ravenswood CC - Winter Shldr | 628 | 7555 | Generation Constraint in GWh | FALSE | G | Annual | Allowances Withdrawn (n:1) | GWh | 0 | 0 | 0 | 0 | 0 | 0 | 0 | 0
NY Min Oil Burn - Ravenswood CC - Winter Shldr | 628 | 7555 | Generation Constraint in GWh | FALSE | G | Annual | Net Emissions Allowance Position | GWh | 238.9786 | 279.0722 | 0 | 0 | 0 | 0 | 0 | 0
NY Min Oil Burn - Ravenswood CC - Winter Shldr | 628 | 7555 | Generation Constraint in GWh | FALSE | G | Annual | Fuel Consumed | TBtu | 1.7744 | 2.0721 | 0 | 0 | 0 | 0 | 0 | 0
NY Min Oil Burn - Ravenswood CC - Winter Shldr | 628 | 7555 | Generation Constraint in GWh | FALSE | G | Annual | Heat Rate | MMBtu/MWh | 7.425 | 7.425 | 0 | 0 | 0 | 0 | 0 | 0
NY Min Oil Burn - Ravenswood CC - Winter Shldr | 628 | 7555 | Generation Constraint in GWh | FALSE | G | Annual | Generation | TWh | 0.23898 | 0.27907 | 0 | 0 | 0 | 0 | 0 | 0
NY Min Oil Burn - Ravenswood CC - Winter Shldr | 628 | 7555 | Generation Constraint in GWh | FALSE | G | Annual | Qualifying Generation | TWh | 0.23898 | 0.27907 | 0 | 0 | 0 | 0 | 0 | 0
NY Min Oil Burn - Ravenswood CC - Winter Shldr | 628 | 7555 | Generation Constraint in GWh | FALSE | G | Annual | Rate | lb/MWh | 0 | 0 | 0 | 0 | 0 | 0 | 0 | 0
NY Min Oil Burn - Ravenswood CC - Winter Shldr | 628 | 7555 | Generation Constraint in GWh | FALSE | G | Annual | Constraint Shadow Price | US2019$/MWh | 0 | 0 | 0 | 0 | 0 | 0 | 0 | 0
NY Min Oil Burn - Ravenswood Oil - Summer | 629 | 7550 | Generation Constraint in GWh | FALSE | G | Annual | Seasons Included | Seasons | Summer | Summer
NY Min Oil Burn - Ravenswood Oil - Summer | 629 | 7550 | Generation Constraint in GWh | FALSE | G | Annual | Standard GWh | GWh | 37.5646 | 37.5646 | 0 | 0 | 0 | 0 | 0 | 0
NY Min Oil Burn - Ravenswood Oil - Summer | 629 | 7550 | Generation Constraint in GWh | FALSE | G | Annual | Emissions at Affected Plants | GWh | 1114.4659 | 612.5964 | 0 | 0 | 0 | 0 | 0 | 0
NY Min Oil Burn - Ravenswood Oil - Summer | 629 | 7550 | Generation Constraint in GWh | FALSE | G | Annual | Allowances Purchased | GWh | 0 | 0 | 0 | 0 | 0 | 0 | 0 | 0
NY Min Oil Burn - Ravenswood Oil - Summer | 629 | 7550 | Generation Constraint in GWh | FALSE | G | Annual | Allowances Sold | GWh | 0 | 0 | 0 | 0 | 0 | 0 | 0 | 0
NY Min Oil Burn - Ravenswood Oil - Summer | 629 | 7550 | Generation Constraint in GWh | FALSE | G | Annual | Allowances Banked | GWh | 0 | 0 | 0 | 0 | 0 | 0 | 0 | 0
NY Min Oil Burn - Ravenswood Oil - Summer | 629 | 7550 | Generation Constraint in GWh | FALSE | G | Annual | Allowances Withdrawn (1:1) | GWh | 0 | 0 | 0 | 0 | 0 | 0 | 0 | 0
NY Min Oil Burn - Ravenswood Oil - Summer | 629 | 7550 | Generation Constraint in GWh | FALSE | G | Annual | Allowances Withdrawn (n:1) | GWh | 0 | 0 | 0 | 0 | 0 | 0 | 0 | 0
NY Min Oil Burn - Ravenswood Oil - Summer | 629 | 7550 | Generation Constraint in GWh | FALSE | G | Annual | Net Emissions Allowance Position | GWh | 1114.4659 | 612.5964 | 0 | 0 | 0 | 0 | 0 | 0
NY Min Oil Burn - Ravenswood Oil - Summer | 629 | 7550 | Generation Constraint in GWh | FALSE | G | Annual | Fuel Consumed | TBtu | 12.2899 | 6.7576 | 0 | 0 | 0 | 0 | 0 | 0
NY Min Oil Burn - Ravenswood Oil - Summer | 629 | 7550 | Generation Constraint in GWh | FALSE | G | Annual | Heat Rate | MMBtu/MWh | 11.0276 | 11.031 | 0 | 0 | 0 | 0 | 0 | 0
NY Min Oil Burn - Ravenswood Oil - Summer | 629 | 7550 | Generation Constraint in GWh | FALSE | G | Annual | Generation | TWh | 1.1145 | 0.6126 | 0 | 0 | 0 | 0 | 0 | 0
NY Min Oil Burn - Ravenswood Oil - Summer | 629 | 7550 | Generation Constraint in GWh | FALSE | G | Annual | Qualifying Generation | TWh | 1.1145 | 0.6126 | 0 | 0 | 0 | 0 | 0 | 0
NY Min Oil Burn - Ravenswood Oil - Summer | 629 | 7550 | Generation Constraint in GWh | FALSE | G | Annual | Rate | lb/MWh | 0 | 0 | 0 | 0 | 0 | 0 | 0 | 0
NY Min Oil Burn - Ravenswood Oil - Summer | 629 | 7550 | Generation Constraint in GWh | FALSE | G | Annual | Constraint Shadow Price | US2019$/MWh | 0 | 0 | 0 | 0 | 0 | 0 | 0 | 0
NY Min Oil Burn - Ravenswood Oil - Winter | 630 | 7548 | Generation Constraint in GWh | FALSE | G | Annual | Seasons Included | Seasons | Winter | Winter
NY Min Oil Burn - Ravenswood Oil - Winter | 630 | 7548 | Generation Constraint in GWh | FALSE | G | Annual | Standard GWh | GWh | 25.7796 | 25.7796 | 0 | 0 | 0 | 0 | 0 | 0
NY Min Oil Burn - Ravenswood Oil - Winter | 630 | 7548 | Generation Constraint in GWh | FALSE | G | Annual | Emissions at Affected Plants | GWh | 25.7796 | 25.7796 | 0 | 0 | 0 | 0 | 0 | 0
NY Min Oil Burn - Ravenswood Oil - Winter | 630 | 7548 | Generation Constraint in GWh | FALSE | G | Annual | Allowances Purchased | GWh | 0 | 0 | 0 | 0 | 0 | 0 | 0 | 0
NY Min Oil Burn - Ravenswood Oil - Winter | 630 | 7548 | Generation Constraint in GWh | FALSE | G | Annual | Allowances Sold | GWh | 0 | 0 | 0 | 0 | 0 | 0 | 0 | 0
NY Min Oil Burn - Ravenswood Oil - Winter | 630 | 7548 | Generation Constraint in GWh | FALSE | G | Annual | Allowances Banked | GWh | 0 | 0 | 0 | 0 | 0 | 0 | 0 | 0
NY Min Oil Burn - Ravenswood Oil - Winter | 630 | 7548 | Generation Constraint in GWh | FALSE | G | Annual | Allowances Withdrawn (1:1) | GWh | 0 | 0 | 0 | 0 | 0 | 0 | 0 | 0
NY Min Oil Burn - Ravenswood Oil - Winter | 630 | 7548 | Generation Constraint in GWh | FALSE | G | Annual | Allowances Withdrawn (n:1) | GWh | 0 | 0 | 0 | 0 | 0 | 0 | 0 | 0
NY Min Oil Burn - Ravenswood Oil - Winter | 630 | 7548 | Generation Constraint in GWh | FALSE | G | Annual | Net Emissions Allowance Position | GWh | 25.7796 | 25.7796 | 0 | 0 | 0 | 0 | 0 | 0
NY Min Oil Burn - Ravenswood Oil - Winter | 630 | 7548 | Generation Constraint in GWh | FALSE | G | Annual | Fuel Consumed | TBtu | 0.28396 | 0.28396 | 0 | 0 | 0 | 0 | 0 | 0
NY Min Oil Burn - Ravenswood Oil - Winter | 630 | 7548 | Generation Constraint in GWh | FALSE | G | Annual | Heat Rate | MMBtu/MWh | 11.015 | 11.015 | 0 | 0 | 0 | 0 | 0 | 0
NY Min Oil Burn - Ravenswood Oil - Winter | 630 | 7548 | Generation Constraint in GWh | FALSE | G | Annual | Generation | TWh | 0.02578 | 0.02578 | 0 | 0 | 0 | 0 | 0 | 0
NY Min Oil Burn - Ravenswood Oil - Winter | 630 | 7548 | Generation Constraint in GWh | FALSE | G | Annual | Qualifying Generation | TWh | 0.02578 | 0.02578 | 0 | 0 | 0 | 0 | 0 | 0
NY Min Oil Burn - Ravenswood Oil - Winter | 630 | 7548 | Generation Constraint in GWh | FALSE | G | Annual | Rate | lb/MWh | 0 | 0 | 0 | 0 | 0 | 0 | 0 | 0
NY Min Oil Burn - Ravenswood Oil - Winter | 630 | 7548 | Generation Constraint in GWh | FALSE | G | Annual | Constraint Shadow Price | US2019$/MWh | 34.547 | 28.4194 | 0 | 0 | 0 | 0 | 0 | 0
NY Min Oil Burn - Ravenswood Oil - Winter Shldr | 631 | 7549 | Generation Constraint in GWh | FALSE | G | Annual | Seasons Included | Seasons | WintShld | WintShld
NY Min Oil Burn - Ravenswood Oil - Winter Shldr | 631 | 7549 | Generation Constraint in GWh | FALSE | G | Annual | Standard GWh | GWh | 9.9845 | 9.9845 | 0 | 0 | 0 | 0 | 0 | 0
NY Min Oil Burn - Ravenswood Oil - Winter Shldr | 631 | 7549 | Generation Constraint in GWh | FALSE | G | Annual | Emissions at Affected Plants | GWh | 9.9845 | 9.9845 | 0 | 0 | 0 | 0 | 0 | 0
NY Min Oil Burn - Ravenswood Oil - Winter Shldr | 631 | 7549 | Generation Constraint in GWh | FALSE | G | Annual | Allowances Purchased | GWh | 0 | 0 | 0 | 0 | 0 | 0 | 0 | 0
NY Min Oil Burn - Ravenswood Oil - Winter Shldr | 631 | 7549 | Generation Constraint in GWh | FALSE | G | Annual | Allowances Sold | GWh | 0 | 0 | 0 | 0 | 0 | 0 | 0 | 0
NY Min Oil Burn - Ravenswood Oil - Winter Shldr | 631 | 7549 | Generation Constraint in GWh | FALSE | G | Annual | Allowances Banked | GWh | 0 | 0 | 0 | 0 | 0 | 0 | 0 | 0
NY Min Oil Burn - Ravenswood Oil - Winter Shldr | 631 | 7549 | Generation Constraint in GWh | FALSE | G | Annual | Allowances Withdrawn (1:1) | GWh | 0 | 0 | 0 | 0 | 0 | 0 | 0 | 0
NY Min Oil Burn - Ravenswood Oil - Winter Shldr | 631 | 7549 | Generation Constraint in GWh | FALSE | G | Annual | Allowances Withdrawn (n:1) | GWh | 0 | 0 | 0 | 0 | 0 | 0 | 0 | 0
NY Min Oil Burn - Ravenswood Oil - Winter Shldr | 631 | 7549 | Generation Constraint in GWh | FALSE | G | Annual | Net Emissions Allowance Position | GWh | 9.9845 | 9.9845 | 0 | 0 | 0 | 0 | 0 | 0
NY Min Oil Burn - Ravenswood Oil - Winter Shldr | 631 | 7549 | Generation Constraint in GWh | FALSE | G | Annual | Fuel Consumed | TBtu | 0.10998 | 0.10998 | 0 | 0 | 0 | 0 | 0 | 0
NY Min Oil Burn - Ravenswood Oil - Winter Shldr | 631 | 7549 | Generation Constraint in GWh | FALSE | G | Annual | Heat Rate | MMBtu/MWh | 11.015 | 11.015 | 0 | 0 | 0 | 0 | 0 | 0
NY Min Oil Burn - Ravenswood Oil - Winter Shldr | 631 | 7549 | Generation Constraint in GWh | FALSE | G | Annual | Generation | TWh | 0.0099845 | 0.0099845 | 0 | 0 | 0 | 0 | 0 | 0
NY Min Oil Burn - Ravenswood Oil - Winter Shldr | 631 | 7549 | Generation Constraint in GWh | FALSE | G | Annual | Qualifying Generation | TWh | 0.0099845 | 0.0099845 | 0 | 0 | 0 | 0 | 0 | 0
NY Min Oil Burn - Ravenswood Oil - Winter Shldr | 631 | 7549 | Generation Constraint in GWh | FALSE | G | Annual | Rate | lb/MWh | 0 | 0 | 0 | 0 | 0 | 0 | 0 | 0
NY Min Oil Burn - Ravenswood Oil - Winter Shldr | 631 | 7549 | Generation Constraint in GWh | FALSE | G | Annual | Constraint Shadow Price | US2019$/MWh | 20.52 | 13.8153 | 0 | 0 | 0 | 0 | 0 | 0
NY New Units MER Rate Limit v3.1, Unit 24079 and retrofits | 632 | 7350 | Rate Constraint in lbs/MMBtu | FALSE | L | Annual | Seasons Included | Seasons | Winter, WintShld, Summer | Winter, WintShld, Summer | Winter, WintShld, Summer | Winter, WintShld, Summer | Winter, WintShld, Summer | Winter, WintShld, Summer | Winter, WintShld, Summer | Winter, WintShld, Summer
NY New Units MER Rate Limit v3.1, Unit 24079 and retrofits | 632 | 7350 | Rate Constraint in lbs/MMBtu | FALSE | L | Annual | Standard MER | lb/MMBtu | 6e-07 | 6e-07 | 6e-07 | 6e-07 | 6e-07 | 6e-07 | 6e-07 | 6e-07
NY New Units MER Rate Limit v3.1, Unit 24079 and retrofits | 632 | 7350 | Rate Constraint in lbs/MMBtu | FALSE | L | Annual | Emissions at Affected Plants MER | lbs | 0 | 0 | 0 | 0 | 0 | 0 | 0 | 0
NY New Units MER Rate Limit v3.1, Unit 24079 and retrofits | 632 | 7350 | Rate Constraint in lbs/MMBtu | FALSE | L | Annual | Allowances Purchased MER | lbs | 0 | 0 | 0 | 0 | 0 | 0 | 0 | 0
NY New Units MER Rate Limit v3.1, Unit 24079 and retrofits | 632 | 7350 | Rate Constraint in lbs/MMBtu | FALSE | L | Annual | Allowances Sold MER | lbs | 0 | 0 | 0 | 0 | 0 | 0 | 0 | 0
NY New Units MER Rate Limit v3.1, Unit 24079 and retrofits | 632 | 7350 | Rate Constraint in lbs/MMBtu | FALSE | L | Annual | Allowances Banked | lbs | 0 | 0 | 0 | 0 | 0 | 0 | 0 | 0
NY New Units MER Rate Limit v3.1, Unit 24079 and retrofits | 632 | 7350 | Rate Constraint in lbs/MMBtu | FALSE | L | Annual | Allowances Withdrawn (1:1) | lbs | 0 | 0 | 0 | 0 | 0 | 0 | 0 | 0
NY New Units MER Rate Limit v3.1, Unit 24079 and retrofits | 632 | 7350 | Rate Constraint in lbs/MMBtu | FALSE | L | Annual | Allowances Withdrawn (n:1) | lbs | 0 | 0 | 0 | 0 | 0 | 0 | 0 | 0
NY New Units MER Rate Limit v3.1, Unit 24079 and retrofits | 632 | 7350 | Rate Constraint in lbs/MMBtu | FALSE | L | Annual | Net Emissions Allowance Position | lbs | 0 | 0 | 0 | 0 | 0 | 0 | 0 | 0
NY New Units MER Rate Limit v3.1, Unit 24079 and retrofits | 632 | 7350 | Rate Constraint in lbs/MMBtu | FALSE | L | Annual | Fuel Consumed | TBtu | 0 | 0 | 0 | 0 | 0 | 0 | 0 | 0
NY New Units MER Rate Limit v3.1, Unit 24079 and retrofits | 632 | 7350 | Rate Constraint in lbs/MMBtu | FALSE | L | Annual | Rate | lb/MMBtu | 0 | 0 | 0 | 0 | 0 | 0 | 0 | 0
NY New Units MER Rate Limit v3.1, Unit 24079 and retrofits | 632 | 7350 | Rate Constraint in lbs/MMBtu | FALSE | L | Annual | Generation | TWh | 0 | 0 | 0 | 0 | 0 | 0 | 0 | 0
NY New Units MER Rate Limit v3.1, Unit 24079 and retrofits | 632 | 7350 | Rate Constraint in lbs/MMBtu | FALSE | L | Annual | Qualifying Generation | TWh | 0 | 0 | 0 | 0 | 0 | 0 | 0 | 0
NY New Units MER Rate Limit v3.1, Unit 24079 and retrofits | 632 | 7350 | Rate Constraint in lbs/MMBtu | FALSE | L | Annual | Rate | lb/MWh | 0 | 0 | 0 | 0 | 0 | 0 | 0 | 0
NY New Units MER Rate Limit v3.1, Unit 24079 and retrofits | 632 | 7350 | Rate Constraint in lbs/MMBtu | FALSE | L | Annual | Constraint Shadow Price | US2019$/Lb | 0 | 0 | 0 | 36258611.957 | 2980559.7733 | 2727582.3905 | 0 | 0
NY- NOx Annual Budget- v6.20 | 633 | 7559 | Rate Constraint in MTons | FALSE | L | Annual | Seasons Included | Seasons | Winter, WintShld, Summer | Winter, WintShld, Summer | Winter, WintShld, Summer | Winter, WintShld, Summer | Winter, WintShld, Summer | Winter, WintShld, Summer | Winter, WintShld, Summer | Winter, WintShld, Summer
NY- NOx Annual Budget- v6.20 | 633 | 7559 | Rate Constraint in MTons | FALSE | L | Annual | Standard NOX | Thousand Tons | 16.081 | 16.081 | 16.081 | 16.081 | 16.081 | 16.081 | 16.081 | 16.081
NY- NOx Annual Budget- v6.20 | 633 | 7559 | Rate Constraint in MTons | FALSE | L | Annual | Emissions at Affected Plants NOX | Thousand Tons | 4.4158 | 3.641 | 3.9685 | 4.4229 | 1.699 | 0.60627 | 0.61056 | 0.60981
NY- NOx Annual Budget- v6.20 | 633 | 7559 | Rate Constraint in MTons | FALSE | L | Annual | Allowances Purchased NOX | Thousand Tons | 0 | 0 | 0 | 0 | 0 | 0 | 0 | 0
NY- NOx Annual Budget- v6.20 | 633 | 7559 | Rate Constraint in MTons | FALSE | L | Annual | Allowances Sold NOX | Thousand Tons | 0 | 0 | 0 | 0 | 0 | 0 | 0 | 0
NY- NOx Annual Budget- v6.20 | 633 | 7559 | Rate Constraint in MTons | FALSE | L | Annual | Allowances Banked | Thousand Tons | 0 | 0 | 0 | 0 | 0 | 0 | 0 | 0
NY- NOx Annual Budget- v6.20 | 633 | 7559 | Rate Constraint in MTons | FALSE | L | Annual | Allowances Withdrawn (1:1) | Thousand Tons | 0 | 0 | 0 | 0 | 0 | 0 | 0 | 0
NY- NOx Annual Budget- v6.20 | 633 | 7559 | Rate Constraint in MTons | FALSE | L | Annual | Allowances Withdrawn (n:1) | Thousand Tons | 0 | 0 | 0 | 0 | 0 | 0 | 0 | 0
NY- NOx Annual Budget- v6.20 | 633 | 7559 | Rate Constraint in MTons | FALSE | L | Annual | Net Emissions Allowance Position | Thousand Tons | 4.4158 | 3.641 | 3.9685 | 4.4229 | 1.699 | 0.60627 | 0.61056 | 0.60981
NY- NOx Annual Budget- v6.20 | 633 | 7559 | Rate Constraint in MTons | FALSE | L | Annual | Fuel Consumed | TBtu | 413.6287 | 341.9036 | 351.9635 | 375.0898 | 189.0041 | 70.1143 | 71.7114 | 75.8946
NY- NOx Annual Budget- v6.20 | 633 | 7559 | Rate Constraint in MTons | FALSE | L | Annual | Rate | lb/MMBtu | 0.021352 | 0.021298 | 0.022551 | 0.023583 | 0.017978 | 0.017294 | 0.017028 | 0.01607
NY- NOx Annual Budget- v6.20 | 633 | 7559 | Rate Constraint in MTons | FALSE | L | Annual | Generation | TWh | 56.3942 | 47.145 | 48.6058 | 51.7886 | 26.8437 | 10.2454 | 10.68 | 11.7789
NY- NOx Annual Budget- v6.20 | 633 | 7559 | Rate Constraint in MTons | FALSE | L | Annual | Qualifying Generation | TWh | 55.9874 | 46.7382 | 48.199 | 51.3763 | 26.6453 | 10.1018 | 10.3806 | 11.1616
NY- NOx Annual Budget- v6.20 | 633 | 7559 | Rate Constraint in MTons | FALSE | L | Annual | Rate | lb/MWh | 0.15774 | 0.1558 | 0.16467 | 0.17218 | 0.12753 | 0.12003 | 0.11764 | 0.10927
NY- NOx Annual Budget- v6.20 | 633 | 7559 | Rate Constraint in MTons | FALSE | L | Annual | Constraint Shadow Price | US2019$/Ton | 0 | 0 | 0 | 0 | 0 | 0 | 0 | 0
NY- NOx Ozone Season Budget- v6.20 | 634 | 7558 | Rate Constraint in MTons | FALSE | L | Annual | Seasons Included | Seasons | Summer | Summer | Summer | Summer | Summer | Summer | Summer | Summer
NY- NOx Ozone Season Budget- v6.20 | 634 | 7558 | Rate Constraint in MTons | FALSE | L | Annual | Standard NOX | Thousand Tons | 5.135 | 5.135 | 5.135 | 5.135 | 5.135 | 5.135 | 5.135 | 5.135
NY- NOx Ozone Season Budget- v6.20 | 634 | 7558 | Rate Constraint in MTons | FALSE | L | Annual | Emissions at Affected Plants NOX | Thousand Tons | 2.5284 | 2.2147 | 2.5086 | 2.6602 | 1.1253 | 0.42763 | 0.3945 | 0.41807
NY- NOx Ozone Season Budget- v6.20 | 634 | 7558 | Rate Constraint in MTons | FALSE | L | Annual | Allowances Purchased NOX | Thousand Tons | 0 | 0 | 0 | 0 | 0 | 0 | 0 | 0
NY- NOx Ozone Season Budget- v6.20 | 634 | 7558 | Rate Constraint in MTons | FALSE | L | Annual | Allowances Sold NOX | Thousand Tons | 0 | 0 | 0 | 0 | 0 | 0 | 0 | 0
NY- NOx Ozone Season Budget- v6.20 | 634 | 7558 | Rate Constraint in MTons | FALSE | L | Annual | Allowances Banked | Thousand Tons | 0 | 0 | 0 | 0 | 4.0097 | 4.7074 | 0 | 0
NY- NOx Ozone Season Budget- v6.20 | 634 | 7558 | Rate Constraint in MTons | FALSE | L | Annual | Allowances Withdrawn (1:1) | Thousand Tons | 0 | 0 | 0 | 0 | 0 | 0 | -5.135 | -3.1314
NY- NOx Ozone Season Budget- v6.20 | 634 | 7558 | Rate Constraint in MTons | FALSE | L | Annual | Allowances Withdrawn (n:1) | Thousand Tons | 0 | 0 | 0 | 0 | 0 | 0 | 0 | 0
NY- NOx Ozone Season Budget- v6.20 | 634 | 7558 | Rate Constraint in MTons | FALSE | L | Annual | Net Emissions Allowance Position | Thousand Tons | 2.5284 | 2.2147 | 2.5086 | 2.6602 | 5.135 | 5.135 | -4.7405 | -2.7134
NY- NOx Ozone Season Budget- v6.20 | 634 | 7558 | Rate Constraint in MTons | FALSE | L | Annual | Fuel Consumed | TBtu | 223.9774 | 203.3612 | 208.5347 | 217.2192 | 145.8962 | 56.2578 | 53.3554 | 58.237
NY- NOx Ozone Season Budget- v6.20 | 634 | 7558 | Rate Constraint in MTons | FALSE | L | Annual | Rate | lb/MMBtu | 0.022577 | 0.02178 | 0.02406 | 0.024493 | 0.015426 | 0.015202 | 0.014787 | 0.014357
NY- NOx Ozone Season Budget- v6.20 | 634 | 7558 | Rate Constraint in MTons | FALSE | L | Annual | Generation | TWh | 29.854 | 27.3857 | 28.046 | 29.2738 | 20.7987 | 8.2111 | 8.0163 | 9.1932
NY- NOx Ozone Season Budget- v6.20 | 634 | 7558 | Rate Constraint in MTons | FALSE | L | Annual | Qualifying Generation | TWh | 29.6626 | 27.1943 | 27.8546 | 29.0824 | 20.6073 | 8.0675 | 7.7169 | 8.5759
NY- NOx Ozone Season Budget- v6.20 | 634 | 7558 | Rate Constraint in MTons | FALSE | L | Annual | Rate | lb/MWh | 0.17048 | 0.16288 | 0.18012 | 0.18294 | 0.10921 | 0.10601 | 0.10224 | 0.097498
NY- NOx Ozone Season Budget- v6.20 | 634 | 7558 | Rate Constraint in MTons | FALSE | L | Annual | Constraint Shadow Price | US2019$/Ton | 0 | 0 | 0 | 0 | 0 | 0 | 0 | 0
NY- NOx Ozone Season Limit- CT Gas Units- v6.20 | 635 | 7639 | Rate Constraint in lbs/MMBtu | FALSE | L | Annual | Seasons Included | Seasons | Summer | Summer | Summer | Summer | Summer | Summer | Summer | Summer
NY- NOx Ozone Season Limit- CT Gas Units- v6.20 | 635 | 7639 | Rate Constraint in lbs/MMBtu | FALSE | L | Annual | Standard NOX | lb/MMBtu | 0.36765 | 0.09191 | 0.09191 | 0.09191 | 0.09191 | 0.09191 | 0.09191 | 0.09191
NY- NOx Ozone Season Limit- CT Gas Units- v6.20 | 635 | 7639 | Rate Constraint in lbs/MMBtu | FALSE | L | Annual | Emissions at Affected Plants NOX | Thousand Tons | 0.15445 | 0.089308 | 0.094206 | 0.06939 | 0.0063984 | 0.0046892 | 0.0048032 | 0.0030291
NY- NOx Ozone Season Limit- CT Gas Units- v6.20 | 635 | 7639 | Rate Constraint in lbs/MMBtu | FALSE | L | Annual | Allowances Purchased NOX | Thousand Tons | 0 | 0 | 0 | 0 | 0 | 0 | 0 | 0
NY- NOx Ozone Season Limit- CT Gas Units- v6.20 | 635 | 7639 | Rate Constraint in lbs/MMBtu | FALSE | L | Annual | Allowances Sold NOX | Thousand Tons | 0 | 0 | 0 | 0 | 0 | 0 | 0 | 0
NY- NOx Ozone Season Limit- CT Gas Units- v6.20 | 635 | 7639 | Rate Constraint in lbs/MMBtu | FALSE | L | Annual | Allowances Banked | Thousand Tons | 0 | 0 | 0 | 0 | 0 | 0 | 0 | 0
NY- NOx Ozone Season Limit- CT Gas Units- v6.20 | 635 | 7639 | Rate Constraint in lbs/MMBtu | FALSE | L | Annual | Allowances Withdrawn (1:1) | Thousand Tons | 0 | 0 | 0 | 0 | 0 | 0 | 0 | 0
NY- NOx Ozone Season Limit- CT Gas Units- v6.20 | 635 | 7639 | Rate Constraint in lbs/MMBtu | FALSE | L | Annual | Allowances Withdrawn (n:1) | Thousand Tons | 0 | 0 | 0 | 0 | 0 | 0 | 0 | 0
NY- NOx Ozone Season Limit- CT Gas Units- v6.20 | 635 | 7639 | Rate Constraint in lbs/MMBtu | FALSE | L | Annual | Net Emissions Allowance Position | Thousand Tons | 0.15445 | 0.089308 | 0.094206 | 0.06939 | 0.0063984 | 0.0046892 | 0.0048032 | 0.0030291
NY- NOx Ozone Season Limit- CT Gas Units- v6.20 | 635 | 7639 | Rate Constraint in lbs/MMBtu | FALSE | L | Annual | Fuel Consumed | TBtu | 4.0267 | 4.0088 | 4.3654 | 3.6539 | 0.2685 | 0.23438 | 0.26436 | 0.19337
NY- NOx Ozone Season Limit- CT Gas Units- v6.20 | 635 | 7639 | Rate Constraint in lbs/MMBtu | FALSE | L | Annual | Rate | lb/MMBtu | 0.076712 | 0.044556 | 0.04316 | 0.037982 | 0.04766 | 0.040014 | 0.036338 | 0.031331
NY- NOx Ozone Season Limit- CT Gas Units- v6.20 | 635 | 7639 | Rate Constraint in lbs/MMBtu | FALSE | L | Annual | Generation | TWh | 0.36391 | 0.36424 | 0.40592 | 0.35375 | 0.030779 | 0.025773 | 0.028564 | 0.020243
NY- NOx Ozone Season Limit- CT Gas Units- v6.20 | 635 | 7639 | Rate Constraint in lbs/MMBtu | FALSE | L | Annual | Qualifying Generation | TWh | 0.35352 | 0.35476 | 0.39318 | 0.33668 | 0.027317 | 0.023395 | 0.026185 | 0.018886
NY- NOx Ozone Season Limit- CT Gas Units- v6.20 | 635 | 7639 | Rate Constraint in lbs/MMBtu | FALSE | L | Annual | Rate | lb/MWh | 0.87378 | 0.50349 | 0.47921 | 0.4122 | 0.46845 | 0.40088 | 0.36687 | 0.32078
NY- NOx Ozone Season Limit- CT Gas Units- v6.20 | 635 | 7639 | Rate Constraint in lbs/MMBtu | FALSE | L | Annual | Constraint Shadow Price | US2019$/Ton | 0 | 0 | 0 | 0 | 0 | 0 | 0 | 0
NY- NOx Ozone Season Limit- CT Oil Units- v6.20 | 636 | 7640 | Rate Constraint in lbs/MMBtu | FALSE | L | Annual | Seasons Included | Seasons | Summer | Summer | Summer | Summer | Summer | Summer | Summer | Summer
NY- NOx Ozone Season Limit- CT Oil Units- v6.20 | 636 | 7640 | Rate Constraint in lbs/MMBtu | FALSE | L | Annual | Standard NOX | lb/MMBtu | 0.3876 | 0.16279 | 0.16279 | 0.16279 | 0.16279 | 0.16279 | 0.16279 | 0.16279
NY- NOx Ozone Season Limit- CT Oil Units- v6.20 | 636 | 7640 | Rate Constraint in lbs/MMBtu | FALSE | L | Annual | Emissions at Affected Plants NOX | Thousand Tons | 0.049559 | 0.0010286 | 0 | 0 | 0 | 0 | 0 | 0
NY- NOx Ozone Season Limit- CT Oil Units- v6.20 | 636 | 7640 | Rate Constraint in lbs/MMBtu | FALSE | L | Annual | Allowances Purchased NOX | Thousand Tons | 0 | 0 | 0 | 0 | 0 | 0 | 0 | 0
NY- NOx Ozone Season Limit- CT Oil Units- v6.20 | 636 | 7640 | Rate Constraint in lbs/MMBtu | FALSE | L | Annual | Allowances Sold NOX | Thousand Tons | 0 | 0 | 0 | 0 | 0 | 0 | 0 | 0
NY- NOx Ozone Season Limit- CT Oil Units- v6.20 | 636 | 7640 | Rate Constraint in lbs/MMBtu | FALSE | L | Annual | Allowances Banked | Thousand Tons | 0 | 0 | 0 | 0 | 0 | 0 | 0 | 0
NY- NOx Ozone Season Limit- CT Oil Units- v6.20 | 636 | 7640 | Rate Constraint in lbs/MMBtu | FALSE | L | Annual | Allowances Withdrawn (1:1) | Thousand Tons | 0 | 0 | 0 | 0 | 0 | 0 | 0 | 0
NY- NOx Ozone Season Limit- CT Oil Units- v6.20 | 636 | 7640 | Rate Constraint in lbs/MMBtu | FALSE | L | Annual | Allowances Withdrawn (n:1) | Thousand Tons | 0 | 0 | 0 | 0 | 0 | 0 | 0 | 0
NY- NOx Ozone Season Limit- CT Oil Units- v6.20 | 636 | 7640 | Rate Constraint in lbs/MMBtu | FALSE | L | Annual | Net Emissions Allowance Position | Thousand Tons | 0.049559 | 0.0010286 | 0 | 0 | 0 | 0 | 0 | 0
NY- NOx Ozone Season Limit- CT Oil Units- v6.20 | 636 | 7640 | Rate Constraint in lbs/MMBtu | FALSE | L | Annual | Fuel Consumed | TBtu | 0.33073 | 0.012856 | 0 | 0 | 0 | 0 | 0 | 0
NY- NOx Ozone Season Limit- CT Oil Units- v6.20 | 636 | 7640 | Rate Constraint in lbs/MMBtu | FALSE | L | Annual | Rate | lb/MMBtu | 0.29969 | 0.16002 | 0 | 0 | 0 | 0 | 0 | 0
NY- NOx Ozone Season Limit- CT Oil Units- v6.20 | 636 | 7640 | Rate Constraint in lbs/MMBtu | FALSE | L | Annual | Generation | TWh | 0.022473 | 0.0011288 | 0 | 0 | 0 | 0 | 0 | 0
NY- NOx Ozone Season Limit- CT Oil Units- v6.20 | 636 | 7640 | Rate Constraint in lbs/MMBtu | FALSE | L | Annual | Qualifying Generation | TWh | 0.022473 | 0.0011288 | 0 | 0 | 0 | 0 | 0 | 0
NY- NOx Ozone Season Limit- CT Oil Units- v6.20 | 636 | 7640 | Rate Constraint in lbs/MMBtu | FALSE | L | Annual | Rate | lb/MWh | 4.4105 | 1.8224 | 0 | 0 | 0 | 0 | 0 | 0
NY- NOx Ozone Season Limit- CT Oil Units- v6.20 | 636 | 7640 | Rate Constraint in lbs/MMBtu | FALSE | L | Annual | Constraint Shadow Price | US2019$/Ton | 0 | 0 | 59702.5628 | 0 | 0 | 0 | 0 | 0
NY- SO2 Annual Budget- v6.20 | 637 | 7560 | Rate Constraint in MTons | FALSE | L | Annual | Seasons Included | Seasons | Winter, WintShld, Summer | Winter, WintShld, Summer | Winter, WintShld, Summer | Winter, WintShld, Summer | Winter, WintShld, Summer | Winter, WintShld, Summer | Winter, WintShld, Summer | Winter, WintShld, Summer
NY- SO2 Annual Budget- v6.20 | 637 | 7560 | Rate Constraint in MTons | FALSE | L | Annual | Standard SO2 | Thousand Tons | 27.556 | 27.556 | 27.556 | 27.556 | 27.556 | 27.556 | 27.556 | 27.556
NY- SO2 Annual Budget- v6.20 | 637 | 7560 | Rate Constraint in MTons | FALSE | L | Annual | Emissions at Affected Plants SO2 | Thousand Tons | 0 | 0 | 0 | 0 | 0 | 0 | 0 | 0
NY- SO2 Annual Budget- v6.20 | 637 | 7560 | Rate Constraint in MTons | FALSE | L | Annual | Allowances Purchased SO2 | Thousand Tons | 0 | 0 | 0 | 0 | 0 | 0 | 0 | 0
NY- SO2 Annual Budget- v6.20 | 637 | 7560 | Rate Constraint in MTons | FALSE | L | Annual | Allowances Sold SO2 | Thousand Tons | 0 | 0 | 0 | 0 | 0 | 0 | 0 | 0
NY- SO2 Annual Budget- v6.20 | 637 | 7560 | Rate Constraint in MTons | FALSE | L | Annual | Allowances Banked | Thousand Tons | 0 | 0 | 18.3707 | 0 | 0 | 0 | 0 | 0
NY- SO2 Annual Budget- v6.20 | 637 | 7560 | Rate Constraint in MTons | FALSE | L | Annual | Allowances Withdrawn (1:1) | Thousand Tons | 0 | 0 | 0 | -27.556 | 0 | 0 | 0 | 0
NY- SO2 Annual Budget- v6.20 | 637 | 7560 | Rate Constraint in MTons | FALSE | L | Annual | Allowances Withdrawn (n:1) | Thousand Tons | 0 | 0 | 0 | 0 | 0 | 0 | 0 | 0
NY- SO2 Annual Budget- v6.20 | 637 | 7560 | Rate Constraint in MTons | FALSE | L | Annual | Net Emissions Allowance Position | Thousand Tons | 0 | 0 | 18.3707 | -27.556 | 0 | 0 | 0 | 0
NY- SO2 Annual Budget- v6.20 | 637 | 7560 | Rate Constraint in MTons | FALSE | L | Annual | Fuel Consumed | TBtu | 413.6287 | 341.9036 | 351.9635 | 375.0898 | 189.0041 | 70.1143 | 71.7114 | 75.8946
NY- SO2 Annual Budget- v6.20 | 637 | 7560 | Rate Constraint in MTons | FALSE | L | Annual | Rate | lb/MMBtu | 0 | 0 | 0 | 0 | 0 | 0 | 0 | 0
NY- SO2 Annual Budget- v6.20 | 637 | 7560 | Rate Constraint in MTons | FALSE | L | Annual | Generation | TWh | 56.3942 | 47.145 | 48.6058 | 51.7886 | 26.8437 | 10.2454 | 10.68 | 11.7789
NY- SO2 Annual Budget- v6.20 | 637 | 7560 | Rate Constraint in MTons | FALSE | L | Annual | Qualifying Generation | TWh | 55.9874 | 46.7382 | 48.199 | 51.3763 | 26.6453 | 10.1018 | 10.3806 | 11.1616
NY- SO2 Annual Budget- v6.20 | 637 | 7560 | Rate Constraint in MTons | FALSE | L | Annual | Rate | lb/MWh | 0 | 0 | 0 | 0 | 0 | 0 | 0 | 0
NY- SO2 Annual Budget- v6.20 | 637 | 7560 | Rate Constraint in MTons | FALSE | L | Annual | Constraint Shadow Price | US2019$/Ton | 0 | 0 | 0 | 0 | 0 | 0 | 0 | 0
OR Utility Hg Rule - MER Removal New Units v3.1 | 638 | 7563 | Rate Constraint in lbs/MMBtu | FALSE | L | Annual | Seasons Included | Seasons | Winter, WintShld, Summer | Winter, WintShld, Summer | Winter, WintShld, Summer | Winter, WintShld, Summer | Winter, WintShld, Summer | Winter, WintShld, Summer | Winter, WintShld, Summer | Winter, WintShld, Summer
OR Utility Hg Rule - MER Removal New Units v3.1 | 638 | 7563 | Rate Constraint in lbs/MMBtu | FALSE | L | Annual | Standard MER | lb/MMBtu | 6e-07 | 6e-07 | 6e-07 | 6e-07 | 6e-07 | 6e-07 | 6e-07 | 6e-07
OR Utility Hg Rule - MER Removal New Units v3.1 | 638 | 7563 | Rate Constraint in lbs/MMBtu | FALSE | L | Annual | Emissions at Affected Plants MER | lbs | 0 | 0 | 0 | 0 | 0 | 0 | 0 | 0
OR Utility Hg Rule - MER Removal New Units v3.1 | 638 | 7563 | Rate Constraint in lbs/MMBtu | FALSE | L | Annual | Allowances Purchased MER | lbs | 0 | 0 | 0 | 0 | 0 | 0 | 0 | 0
OR Utility Hg Rule - MER Removal New Units v3.1 | 638 | 7563 | Rate Constraint in lbs/MMBtu | FALSE | L | Annual | Allowances Sold MER | lbs | 0 | 0 | 0 | 0 | 0 | 0 | 0 | 0
OR Utility Hg Rule - MER Removal New Units v3.1 | 638 | 7563 | Rate Constraint in lbs/MMBtu | FALSE | L | Annual | Allowances Banked | lbs | 0 | 0 | 0 | 0 | 0 | 0 | 0 | 0
OR Utility Hg Rule - MER Removal New Units v3.1 | 638 | 7563 | Rate Constraint in lbs/MMBtu | FALSE | L | Annual | Allowances Withdrawn (1:1) | lbs | 0 | 0 | 0 | 0 | 0 | 0 | 0 | 0
OR Utility Hg Rule - MER Removal New Units v3.1 | 638 | 7563 | Rate Constraint in lbs/MMBtu | FALSE | L | Annual | Allowances Withdrawn (n:1) | lbs | 0 | 0 | 0 | 0 | 0 | 0 | 0 | 0
OR Utility Hg Rule - MER Removal New Units v3.1 | 638 | 7563 | Rate Constraint in lbs/MMBtu | FALSE | L | Annual | Net Emissions Allowance Position | lbs | 0 | 0 | 0 | 0 | 0 | 0 | 0 | 0
OR Utility Hg Rule - MER Removal New Units v3.1 | 638 | 7563 | Rate Constraint in lbs/MMBtu | FALSE | L | Annual | Fuel Consumed | TBtu | 0 | 0 | 0 | 0 | 0 | 0 | 0 | 0
OR Utility Hg Rule - MER Removal New Units v3.1 | 638 | 7563 | Rate Constraint in lbs/MMBtu | FALSE | L | Annual | Rate | lb/MMBtu | 0 | 0 | 0 | 0 | 0 | 0 | 0 | 0
OR Utility Hg Rule - MER Removal New Units v3.1 | 638 | 7563 | Rate Constraint in lbs/MMBtu | FALSE | L | Annual | Generation | TWh | 0 | 0 | 0 | 0 | 0 | 0 | 0 | 0
OR Utility Hg Rule - MER Removal New Units v3.1 | 638 | 7563 | Rate Constraint in lbs/MMBtu | FALSE | L | Annual | Qualifying Generation | TWh | 0 | 0 | 0 | 0 | 0 | 0 | 0 | 0
OR Utility Hg Rule - MER Removal New Units v3.1 | 638 | 7563 | Rate Constraint in lbs/MMBtu | FALSE | L | Annual | Rate | lb/MWh | 0 | 0 | 0 | 0 | 0 | 0 | 0 | 0
OR Utility Hg Rule - MER Removal New Units v3.1 | 638 | 7563 | Rate Constraint in lbs/MMBtu | FALSE | L | Annual | Constraint Shadow Price | US2019$/Lb | 0 | 0 | 0 | 167344343.3104 | 19449182.2174 | 19023188.9137 | 0 | 0
Ozone Season NOX Cap RCU - IL | 639 | 7675 | Rate Constraint in MTons | FALSE | L | Annual | Seasons Included | Seasons | Summer | Summer | Summer | Summer | Summer | Summer | Summer | Summer
Ozone Season NOX Cap RCU - IL | 639 | 7675 | Rate Constraint in MTons | FALSE | L | Annual | Standard NOX | Thousand Tons | 9.896 | 9.751 | 9.751 | 9.751 | 9.751 | 9.751 | 9.751 | 9.751
Ozone Season NOX Cap RCU - IL | 639 | 7675 | Rate Constraint in MTons | FALSE | L | Annual | Emissions at Affected Plants NOX | Thousand Tons | 5.6276 | 3.3258 | 2.7526 | 2.5752 | 2.2063 | 1.8356 | 0.016034 | 0.014922
Ozone Season NOX Cap RCU - IL | 639 | 7675 | Rate Constraint in MTons | FALSE | L | Annual | Allowances Purchased NOX | Thousand Tons | 0 | 0 | 0 | 0 | 0 | 0 | 0 | 0
Ozone Season NOX Cap RCU - IL | 639 | 7675 | Rate Constraint in MTons | FALSE | L | Annual | Allowances Sold NOX | Thousand Tons | 0 | 0 | 0 | 0 | 0 | 0 | 0 | 0
Ozone Season NOX Cap RCU - IL | 639 | 7675 | Rate Constraint in MTons | FALSE | L | Annual | Allowances Banked | Thousand Tons | 0 | 0 | 0 | 0 | 0 | 0 | 0 | 0
Ozone Season NOX Cap RCU - IL | 639 | 7675 | Rate Constraint in MTons | FALSE | L | Annual | Allowances Withdrawn (1:1) | Thousand Tons | 0 | 0 | 0 | 0 | 0 | 0 | 0 | 0
Ozone Season NOX Cap RCU - IL | 639 | 7675 | Rate Constraint in MTons | FALSE | L | Annual | Allowances Withdrawn (n:1) | Thousand Tons | 0 | 0 | 0 | 0 | 0 | 0 | 0 | 0
Ozone Season NOX Cap RCU - IL | 639 | 7675 | Rate Constraint in MTons | FALSE | L | Annual | Net Emissions Allowance Position | Thousand Tons | 5.6276 | 3.3258 | 2.7526 | 2.5752 | 2.2063 | 1.8356 | 0.016034 | 0.014922
Ozone Season NOX Cap RCU - IL | 639 | 7675 | Rate Constraint in MTons | FALSE | L | Annual | Fuel Consumed | TBtu | 194.0504 | 130.8185 | 147.6478 | 139.159 | 133.9821 | 102.6058 | 1.7218 | 1.5197
Ozone Season NOX Cap RCU - IL | 639 | 7675 | Rate Constraint in MTons | FALSE | L | Annual | Rate | lb/MMBtu | 0.058001 | 0.050846 | 0.037286 | 0.037011 | 0.032934 | 0.03578 | 0.018624 | 0.019638
Ozone Season NOX Cap RCU - IL | 639 | 7675 | Rate Constraint in MTons | FALSE | L | Annual | Generation | TWh | 21.8375 | 16.9221 | 26.3566 | 25.3817 | 25.8626 | 23.3973 | 12.512 | 13.9141
Ozone Season NOX Cap RCU - IL | 639 | 7675 | Rate Constraint in MTons | FALSE | L | Annual | Qualifying Generation | TWh | 21.8375 | 15.4154 | 18.4489 | 17.4191 | 17.059 | 13.172 | 0.18098 | 0.16057
Ozone Season NOX Cap RCU - IL | 639 | 7675 | Rate Constraint in MTons | FALSE | L | Annual | Rate | lb/MWh | 0.51541 | 0.43149 | 0.2984 | 0.29568 | 0.25866 | 0.27871 | 0.17718 | 0.18585
Ozone Season NOX Cap RCU - IL | 639 | 7675 | Rate Constraint in MTons | FALSE | L | Annual | Constraint Shadow Price | US2019$/Ton | 0 | 0 | 0 | 0 | 0 | 0 | 0 | 0
Ozone Season NOX Cap RCU - IN | 640 | 7676 | Rate Constraint in MTons | FALSE | L | Annual | Seasons Included | Seasons | Summer | Summer | Summer | Summer | Summer | Summer | Summer | Summer
Ozone Season NOX Cap RCU - IN | 640 | 7676 | Rate Constraint in MTons | FALSE | L | Annual | Standard NOX | Thousand Tons | 15.189 | 11.573 | 11.573 | 11.573 | 11.573 | 11.573 | 11.573 | 11.573
Ozone Season NOX Cap RCU - IN | 640 | 7676 | Rate Constraint in MTons | FALSE | L | Annual | Emissions at Affected Plants NOX | Thousand Tons | 15.189 | 11.3767 | 7.504 | 6.643 | 2.2325 | 1.043 | 1.1051 | 0.77614
Ozone Season NOX Cap RCU - IN | 640 | 7676 | Rate Constraint in MTons | FALSE | L | Annual | Allowances Purchased NOX | Thousand Tons | 0 | 0 | 0 | 0 | 0 | 0 | 0 | 0
Ozone Season NOX Cap RCU - IN | 640 | 7676 | Rate Constraint in MTons | FALSE | L | Annual | Allowances Sold NOX | Thousand Tons | 0 | 0 | 0 | 0 | 0 | 0 | 0 | 0
Ozone Season NOX Cap RCU - IN | 640 | 7676 | Rate Constraint in MTons | FALSE | L | Annual | Allowances Banked | Thousand Tons | 0 | 0 | 0 | 0 | 0 | 0 | 0 | 0
Ozone Season NOX Cap RCU - IN | 640 | 7676 | Rate Constraint in MTons | FALSE | L | Annual | Allowances Withdrawn (1:1) | Thousand Tons | 0 | 0 | 0 | 0 | 0 | 0 | 0 | 0
Ozone Season NOX Cap RCU - IN | 640 | 7676 | Rate Constraint in MTons | FALSE | L | Annual | Allowances Withdrawn (n:1) | Thousand Tons | 0 | 0 | 0 | 0 | 0 | 0 | 0 | 0
Ozone Season NOX Cap RCU - IN | 640 | 7676 | Rate Constraint in MTons | FALSE | L | Annual | Net Emissions Allowance Position | Thousand Tons | 15.189 | 11.3767 | 7.504 | 6.643 | 2.2325 | 1.043 | 1.1051 | 0.77614
Ozone Season NOX Cap RCU - IN | 640 | 7676 | Rate Constraint in MTons | FALSE | L | Annual | Fuel Consumed | TBtu | 359.9568 | 353.1402 | 284.8941 | 264.5361 | 170.7488 | 176.1977 | 196.7426 | 149.9662
Ozone Season NOX Cap RCU - IN | 640 | 7676 | Rate Constraint in MTons | FALSE | L | Annual | Rate | lb/MMBtu | 0.084393 | 0.064432 | 0.052679 | 0.050224 | 0.02615 | 0.011839 | 0.011234 | 0.010351
Ozone Season NOX Cap RCU - IN | 640 | 7676 | Rate Constraint in MTons | FALSE | L | Annual | Generation | TWh | 36.3941 | 40.8624 | 36.1787 | 34.2363 | 25.1289 | 28.9505 | 34.9351 | 26.9139
Ozone Season NOX Cap RCU - IN | 640 | 7676 | Rate Constraint in MTons | FALSE | L | Annual | Qualifying Generation | TWh | 36.3941 | 40.1675 | 35.3828 | 33.4404 | 24.3296 | 24.8004 | 26.9025 | 21.2081
Ozone Season NOX Cap RCU - IN | 640 | 7676 | Rate Constraint in MTons | FALSE | L | Annual | Rate | lb/MWh | 0.8347 | 0.56646 | 0.42416 | 0.3973 | 0.18352 | 0.08411 | 0.082157 | 0.073193
Ozone Season NOX Cap RCU - IN | 640 | 7676 | Rate Constraint in MTons | FALSE | L | Annual | Constraint Shadow Price | US2019$/Ton | 911.379 | 0 | 0 | 0 | 0 | 0 | 0 | 0
Ozone Season NOX Cap RCU - KY | 641 | 7677 | Rate Constraint in MTons | FALSE | L | Annual | Seasons Included | Seasons | Summer | Summer | Summer | Summer | Summer | Summer | Summer | Summer
Ozone Season NOX Cap RCU - KY | 641 | 7677 | Rate Constraint in MTons | FALSE | L | Annual | Standard NOX | Thousand Tons | 17.001 | 17.001 | 17.001 | 17.001 | 17.001 | 17.001 | 17.001 | 17.001
Ozone Season NOX Cap RCU - KY | 641 | 7677 | Rate Constraint in MTons | FALSE | L | Annual | Emissions at Affected Plants NOX | Thousand Tons | 13.1354 | 12.4294 | 8.298 | 7.1846 | 2.0322 | 1.7391 | 1.2683 | 1.1474
Ozone Season NOX Cap RCU - KY | 641 | 7677 | Rate Constraint in MTons | FALSE | L | Annual | Allowances Purchased NOX | Thousand Tons | 0 | 0 | 0 | 0 | 0 | 0 | 0 | 0
Ozone Season NOX Cap RCU - KY | 641 | 7677 | Rate Constraint in MTons | FALSE | L | Annual | Allowances Sold NOX | Thousand Tons | 0 | 0 | 0 | 0 | 0 | 0 | 0 | 0
Ozone Season NOX Cap RCU - KY | 641 | 7677 | Rate Constraint in MTons | FALSE | L | Annual | Allowances Banked | Thousand Tons | 0 | 0 | 0 | 0 | 0 | 0 | 0 | 0
Ozone Season NOX Cap RCU - KY | 641 | 7677 | Rate Constraint in MTons | FALSE | L | Annual | Allowances Withdrawn (1:1) | Thousand Tons | 0 | 0 | 0 | 0 | 0 | 0 | 0 | 0
Ozone Season NOX Cap RCU - KY | 641 | 7677 | Rate Constraint in MTons | FALSE | L | Annual | Allowances Withdrawn (n:1) | Thousand Tons | 0 | 0 | 0 | 0 | 0 | 0 | 0 | 0
Ozone Season NOX Cap RCU - KY | 641 | 7677 | Rate Constraint in MTons | FALSE | L | Annual | Net Emissions Allowance Position | Thousand Tons | 13.1354 | 12.4294 | 8.298 | 7.1846 | 2.0322 | 1.7391 | 1.2683 | 1.1474
Ozone Season NOX Cap RCU - KY | 641 | 7677 | Rate Constraint in MTons | FALSE | L | Annual | Fuel Consumed | TBtu | 246.473 | 260.6234 | 210.5496 | 182.0777 | 160.8073 | 159.5636 | 154.9141 | 155.4071
Ozone Season NOX Cap RCU - KY | 641 | 7677 | Rate Constraint in MTons | FALSE | L | Annual | Rate | lb/MMBtu | 0.10659 | 0.095382 | 0.078822 | 0.078918 | 0.025275 | 0.021798 | 0.016374 | 0.014766
Ozone Season NOX Cap RCU - KY | 641 | 7677 | Rate Constraint in MTons | FALSE | L | Annual | Generation | TWh | 24.8093 | 39.7731 | 43.5328 | 40.7811 | 43.1722 | 48.9464 | 54.2183 | 50.611
Ozone Season NOX Cap RCU - KY | 641 | 7677 | Rate Constraint in MTons | FALSE | L | Annual | Qualifying Generation | TWh | 24.8093 | 27.5739 | 24.6917 | 21.9399 | 23.3785 | 23.5109 | 22.5022 | 22.5824
Ozone Season NOX Cap RCU - KY | 641 | 7677 | Rate Constraint in MTons | FALSE | L | Annual | Rate | lb/MWh | 1.0589 | 0.90153 | 0.67213 | 0.65494 | 0.17385 | 0.14794 | 0.11272 | 0.10162
Ozone Season NOX Cap RCU - KY | 641 | 7677 | Rate Constraint in MTons | FALSE | L | Annual | Constraint Shadow Price | US2019$/Ton | 0 | 0 | 0 | 0 | 0 | 0 | 0 | 0
Ozone Season NOX Cap RCU - LA | 642 | 7678 | Rate Constraint in MTons | FALSE | L | Annual | Seasons Included | Seasons | Summer | Summer | Summer | Summer | Summer | Summer | Summer | Summer
Ozone Season NOX Cap RCU - LA | 642 | 7678 | Rate Constraint in MTons | FALSE | L | Annual | Standard NOX | Thousand Tons | 17.929 | 17.929 | 17.929 | 17.929 | 17.929 | 17.929 | 17.929 | 17.929
Ozone Season NOX Cap RCU - LA | 642 | 7678 | Rate Constraint in MTons | FALSE | L | Annual | Emissions at Affected Plants NOX | Thousand Tons | 10.8626 | 8.2794 | 6.3528 | 5.8894 | 3.3079 | 3.1152 | 4.3996 | 4.1539
Ozone Season NOX Cap RCU - LA | 642 | 7678 | Rate Constraint in MTons | FALSE | L | Annual | Allowances Purchased NOX | Thousand Tons | 0 | 0 | 0 | 0 | 0 | 0 | 0 | 0
Ozone Season NOX Cap RCU - LA | 642 | 7678 | Rate Constraint in MTons | FALSE | L | Annual | Allowances Sold NOX | Thousand Tons | 0 | 0 | 0 | 0 | 0 | 0 | 0 | 0
Ozone Season NOX Cap RCU - LA | 642 | 7678 | Rate Constraint in MTons | FALSE | L | Annual | Allowances Banked | Thousand Tons | 0 | 0 | 0 | 0 | 0 | 0 | 0 | 0
Ozone Season NOX Cap RCU - LA | 642 | 7678 | Rate Constraint in MTons | FALSE | L | Annual | Allowances Withdrawn (1:1) | Thousand Tons | 0 | 0 | 0 | 0 | 0 | 0 | 0 | 0
Ozone Season NOX Cap RCU - LA | 642 | 7678 | Rate Constraint in MTons | FALSE | L | Annual | Allowances Withdrawn (n:1) | Thousand Tons | 0 | 0 | 0 | 0 | 0 | 0 | 0 | 0
Ozone Season NOX Cap RCU - LA | 642 | 7678 | Rate Constraint in MTons | FALSE | L | Annual | Net Emissions Allowance Position | Thousand Tons | 10.8626 | 8.2794 | 6.3528 | 5.8894 | 3.3079 | 3.1152 | 4.3996 | 4.1539
Ozone Season NOX Cap RCU - LA | 642 | 7678 | Rate Constraint in MTons | FALSE | L | Annual | Fuel Consumed | TBtu | 254.1942 | 269.7454 | 299.0667 | 299.9267 | 273.5173 | 235.3031 | 297.47 | 299.4269
Ozone Season NOX Cap RCU - LA | 642 | 7678 | Rate Constraint in MTons | FALSE | L | Annual | Rate | lb/MMBtu | 0.085467 | 0.061387 | 0.042484 | 0.039272 | 0.024188 | 0.026478 | 0.02958 | 0.027746
Ozone Season NOX Cap RCU - LA | 642 | 7678 | Rate Constraint in MTons | FALSE | L | Annual | Generation | TWh | 30.1123 | 34.6905 | 42.1173 | 42.3191 | 39.6571 | 34.643 | 42.202 | 41.7642
Ozone Season NOX Cap RCU - LA | 642 | 7678 | Rate Constraint in MTons | FALSE | L | Annual | Qualifying Generation | TWh | 30.1123 | 34.6905 | 42.1173 | 42.3191 | 39.6571 | 34.643 | 42.202 | 41.7511
Ozone Season NOX Cap RCU - LA | 642 | 7678 | Rate Constraint in MTons | FALSE | L | Annual | Rate | lb/MWh | 0.72148 | 0.47733 | 0.30167 | 0.27833 | 0.16682 | 0.17985 | 0.2085 | 0.19898
Ozone Season NOX Cap RCU - LA | 642 | 7678 | Rate Constraint in MTons | FALSE | L | Annual | Constraint Shadow Price | US2019$/Ton | 0 | 0 | 0 | 0 | 0 | 0 | 0 | 0
Ozone Season NOX Cap RCU - MD | 643 | 7679 | Rate Constraint in MTons | FALSE | L | Annual | Seasons Included | Seasons | Summer | Summer | Summer | Summer | Summer | Summer | Summer | Summer
Ozone Season NOX Cap RCU - MD | 643 | 7679 | Rate Constraint in MTons | FALSE | L | Annual | Standard NOX | Thousand Tons | 1.532 | 1.631 | 1.631 | 1.631 | 1.631 | 1.631 | 1.631 | 1.631
Ozone Season NOX Cap RCU - MD | 643 | 7679 | Rate Constraint in MTons | FALSE | L | Annual | Emissions at Affected Plants NOX | Thousand Tons | 0.74386 | 0.70181 | 0.63175 | 0.61784 | 0.62179 | 0.57895 | 0.58776 | 0.5823
Ozone Season NOX Cap RCU - MD | 643 | 7679 | Rate Constraint in MTons | FALSE | L | Annual | Allowances Purchased NOX | Thousand Tons | 0 | 0 | 0 | 0 | 0 | 0 | 0 | 0
Ozone Season NOX Cap RCU - MD | 643 | 7679 | Rate Constraint in MTons | FALSE | L | Annual | Allowances Sold NOX | Thousand Tons | 0 | 0 | 0 | 0 | 0 | 0 | 0 | 0
Ozone Season NOX Cap RCU - MD | 643 | 7679 | Rate Constraint in MTons | FALSE | L | Annual | Allowances Banked | Thousand Tons | 0 | 0 | 0 | 0 | 0 | 0 | 0 | 0
Ozone Season NOX Cap RCU - MD | 643 | 7679 | Rate Constraint in MTons | FALSE | L | Annual | Allowances Withdrawn (1:1) | Thousand Tons | 0 | 0 | 0 | 0 | 0 | 0 | 0 | 0
Ozone Season NOX Cap RCU - MD | 643 | 7679 | Rate Constraint in MTons | FALSE | L | Annual | Allowances Withdrawn (n:1) | Thousand Tons | 0 | 0 | 0 | 0 | 0 | 0 | 0 | 0
Ozone Season NOX Cap RCU - MD | 643 | 7679 | Rate Constraint in MTons | FALSE | L | Annual | Net Emissions Allowance Position | Thousand Tons | 0.74386 | 0.70181 | 0.63175 | 0.61784 | 0.62179 | 0.57895 | 0.58776 | 0.5823
Ozone Season NOX Cap RCU - MD | 643 | 7679 | Rate Constraint in MTons | FALSE | L | Annual | Fuel Consumed | TBtu | 91.5643 | 122.6724 | 130.0845 | 129.7555 | 129.8055 | 129.1233 | 129.5775 | 132.8764
Ozone Season NOX Cap RCU - MD | 643 | 7679 | Rate Constraint in MTons | FALSE | L | Annual | Rate | lb/MMBtu | 0.016248 | 0.011442 | 0.009713 | 0.0095231 | 0.0095803 | 0.0089674 | 0.0090719 | 0.0087646
Ozone Season NOX Cap RCU - MD | 643 | 7679 | Rate Constraint in MTons | FALSE | L | Annual | Generation | TWh | 13.1263 | 18.1165 | 19.1839 | 19.1563 | 19.1584 | 30.1609 | 39.3625 | 54.4062
Ozone Season NOX Cap RCU - MD | 643 | 7679 | Rate Constraint in MTons | FALSE | L | Annual | Qualifying Generation | TWh | 13.107 | 18.0825 | 19.1499 | 19.1223 | 19.1244 | 19.1526 | 19.2319 | 19.7046
Ozone Season NOX Cap RCU - MD | 643 | 7679 | Rate Constraint in MTons | FALSE | L | Annual | Rate | lb/MWh | 0.11351 | 0.077623 | 0.06598 | 0.06462 | 0.065025 | 0.060456 | 0.061123 | 0.059103
Ozone Season NOX Cap RCU - MD | 643 | 7679 | Rate Constraint in MTons | FALSE | L | Annual | Constraint Shadow Price | US2019$/Ton | 0 | 0 | 0 | 0 | 0 | 0 | 0 | 0
Ozone Season NOX Cap RCU - MI | 644 | 7680 | Rate Constraint in MTons | FALSE | L | Annual | Seasons Included | Seasons | Summer | Summer | Summer | Summer | Summer | Summer | Summer | Summer
Ozone Season NOX Cap RCU - MI | 644 | 7680 | Rate Constraint in MTons | FALSE | L | Annual | Standard NOX | Thousand Tons | 12.07 | 11.841 | 11.841 | 11.841 | 11.841 | 11.841 | 11.841 | 11.841
Ozone Season NOX Cap RCU - MI | 644 | 7680 | Rate Constraint in MTons | FALSE | L | Annual | Emissions at Affected Plants NOX | Thousand Tons | 10.2085 | 8.5657 | 8.2317 | 4.0269 | 2.9691 | 2.8948 | 3.0769 | 3.0421
Ozone Season NOX Cap RCU - MI | 644 | 7680 | Rate Constraint in MTons | FALSE | L | Annual | Allowances Purchased NOX | Thousand Tons | 0 | 0 | 0 | 0 | 0 | 0 | 0 | 0
Ozone Season NOX Cap RCU - MI | 644 | 7680 | Rate Constraint in MTons | FALSE | L | Annual | Allowances Sold NOX | Thousand Tons | 0 | 0 | 0 | 0 | 0 | 0 | 0 | 0
Ozone Season NOX Cap RCU - MI | 644 | 7680 | Rate Constraint in MTons | FALSE | L | Annual | Allowances Banked | Thousand Tons | 0 | 0 | 0 | 0 | 0 | 0 | 0 | 0
Ozone Season NOX Cap RCU - MI | 644 | 7680 | Rate Constraint in MTons | FALSE | L | Annual | Allowances Withdrawn (1:1) | Thousand Tons | 0 | 0 | 0 | 0 | 0 | 0 | 0 | 0
Ozone Season NOX Cap RCU - MI | 644 | 7680 | Rate Constraint in MTons | FALSE | L | Annual | Allowances Withdrawn (n:1) | Thousand Tons | 0 | 0 | 0 | 0 | 0 | 0 | 0 | 0
Ozone Season NOX Cap RCU - MI | 644 | 7680 | Rate Constraint in MTons | FALSE | L | Annual | Net Emissions Allowance Position | Thousand Tons | 10.2085 | 8.5657 | 8.2317 | 4.0269 | 2.9691 | 2.8948 | 3.0769 | 3.0421
Ozone Season NOX Cap RCU - MI | 644 | 7680 | Rate Constraint in MTons | FALSE | L | Annual | Fuel Consumed | TBtu | 299.4647 | 257.332 | 254.389 | 182.8835 | 151.6761 | 145.628 | 156.8701 | 176.7457
Ozone Season NOX Cap RCU - MI | 644 | 7680 | Rate Constraint in MTons | FALSE | L | Annual | Rate | lb/MMBtu | 0.068178 | 0.066573 | 0.064717 | 0.044038 | 0.03915 | 0.039756 | 0.039229 | 0.034424
Ozone Season NOX Cap RCU - MI | 644 | 7680 | Rate Constraint in MTons | FALSE | L | Annual | Generation | TWh | 34.8032 | 31.4056 | 32.7072 | 25.1455 | 21.6246 | 24.3001 | 29.8743 | 31.1008
Ozone Season NOX Cap RCU - MI | 644 | 7680 | Rate Constraint in MTons | FALSE | L | Annual | Qualifying Generation | TWh | 34.8032 | 31.4056 | 31.9451 | 24.4565 | 21.179 | 20.424 | 21.8264 | 25.3046
Ozone Season NOX Cap RCU - MI | 644 | 7680 | Rate Constraint in MTons | FALSE | L | Annual | Rate | lb/MWh | 0.58664 | 0.54549 | 0.51537 | 0.32932 | 0.28038 | 0.28347 | 0.28195 | 0.24044
Ozone Season NOX Cap RCU - MI | 644 | 7680 | Rate Constraint in MTons | FALSE | L | Annual | Constraint Shadow Price | US2019$/Ton | 0 | 0 | 0 | 0 | 0 | 0 | 0 | 0
Ozone Season NOX Cap RCU - NJ | 645 | 7681 | Rate Constraint in MTons | FALSE | L | Annual | Seasons Included | Seasons | Summer | Summer | Summer | Summer | Summer | Summer | Summer | Summer
Ozone Season NOX Cap RCU - NJ | 645 | 7681 | Rate Constraint in MTons | FALSE | L | Annual | Standard NOX | Thousand Tons | 1.517 | 1.517 | 1.517 | 1.517 | 1.517 | 1.517 | 1.517 | 1.517
Ozone Season NOX Cap RCU - NJ | 645 | 7681 | Rate Constraint in MTons | FALSE | L | Annual | Emissions at Affected Plants NOX | Thousand Tons | 0.70833 | 0.70438 | 0.99619 | 0.96704 | 0.70483 | 0.69469 | 0.69124 | 0.6899
Ozone Season NOX Cap RCU - NJ | 645 | 7681 | Rate Constraint in MTons | FALSE | L | Annual | Allowances Purchased NOX | Thousand Tons | 0 | 0 | 0 | 0 | 0 | 0 | 0 | 0
Ozone Season NOX Cap RCU - NJ | 645 | 7681 | Rate Constraint in MTons | FALSE | L | Annual | Allowances Sold NOX | Thousand Tons | 0 | 0 | 0 | 0 | 0 | 0 | 0 | 0
Ozone Season NOX Cap RCU - NJ | 645 | 7681 | Rate Constraint in MTons | FALSE | L | Annual | Allowances Banked | Thousand Tons | 0 | 0 | 0 | 0 | 0 | 0 | 0 | 0
Ozone Season NOX Cap RCU - NJ | 645 | 7681 | Rate Constraint in MTons | FALSE | L | Annual | Allowances Withdrawn (1:1) | Thousand Tons | 0 | 0 | 0 | 0 | 0 | 0 | 0 | 0
Ozone Season NOX Cap RCU - NJ | 645 | 7681 | Rate Constraint in MTons | FALSE | L | Annual | Allowances Withdrawn (n:1) | Thousand Tons | 0 | 0 | 0 | 0 | 0 | 0 | 0 | 0
Ozone Season NOX Cap RCU - NJ | 645 | 7681 | Rate Constraint in MTons | FALSE | L | Annual | Net Emissions Allowance Position | Thousand Tons | 0.70833 | 0.70438 | 0.99619 | 0.96704 | 0.70483 | 0.69469 | 0.69124 | 0.6899
Ozone Season NOX Cap RCU - NJ | 645 | 7681 | Rate Constraint in MTons | FALSE | L | Annual | Fuel Consumed | TBtu | 101.5087 | 95.8021 | 132.4885 | 132.7492 | 111.1805 | 110.4095 | 112.1133 | 111.2852
Ozone Season NOX Cap RCU - NJ | 645 | 7681 | Rate Constraint in MTons | FALSE | L | Annual | Rate | lb/MMBtu | 0.013956 | 0.014705 | 0.015038 | 0.014569 | 0.012679 | 0.012584 | 0.012331 | 0.012399
Ozone Season NOX Cap RCU - NJ | 645 | 7681 | Rate Constraint in MTons | FALSE | L | Annual | Generation | TWh | 15.4777 | 14.7 | 19.6067 | 19.7152 | 16.9876 | 16.6067 | 17.6606 | 19.4029
Ozone Season NOX Cap RCU - NJ | 645 | 7681 | Rate Constraint in MTons | FALSE | L | Annual | Qualifying Generation | TWh | 14.4816 | 13.704 | 18.6106 | 18.7191 | 15.9915 | 15.8596 | 16.1022 | 15.9708
Ozone Season NOX Cap RCU - NJ | 645 | 7681 | Rate Constraint in MTons | FALSE | L | Annual | Rate | lb/MWh | 0.097824 | 0.1028 | 0.10706 | 0.10332 | 0.088151 | 0.087605 | 0.085856 | 0.086395
Ozone Season NOX Cap RCU - NJ | 645 | 7681 | Rate Constraint in MTons | FALSE | L | Annual | Constraint Shadow Price | US2019$/Ton | 0 | 0 | 0 | 0 | 0 | 0 | 0 | 0
Ozone Season NOX Cap RCU - NY | 646 | 7682 | Rate Constraint in MTons | FALSE | L | Annual | Seasons Included | Seasons | Summer | Summer | Summer | Summer | Summer | Summer | Summer | Summer
Ozone Season NOX Cap RCU - NY | 646 | 7682 | Rate Constraint in MTons | FALSE | L | Annual | Standard NOX | Thousand Tons | 4.139 | 4.117 | 4.117 | 4.117 | 4.117 | 4.117 | 4.117 | 4.117
Ozone Season NOX Cap RCU - NY | 646 | 7682 | Rate Constraint in MTons | FALSE | L | Annual | Emissions at Affected Plants NOX | Thousand Tons | 2.5284 | 2.2147 | 2.5086 | 2.6602 | 1.1253 | 0.42763 | 0.3945 | 0.41807
Ozone Season NOX Cap RCU - NY | 646 | 7682 | Rate Constraint in MTons | FALSE | L | Annual | Allowances Purchased NOX | Thousand Tons | 0 | 0 | 0 | 0 | 0 | 0 | 0 | 0
Ozone Season NOX Cap RCU - NY | 646 | 7682 | Rate Constraint in MTons | FALSE | L | Annual | Allowances Sold NOX | Thousand Tons | 0 | 0 | 0 | 0 | 0 | 0 | 0 | 0
Ozone Season NOX Cap RCU - NY | 646 | 7682 | Rate Constraint in MTons | FALSE | L | Annual | Allowances Banked | Thousand Tons | 0 | 0 | 0 | 0 | 0 | 0 | 0 | 0
Ozone Season NOX Cap RCU - NY | 646 | 7682 | Rate Constraint in MTons | FALSE | L | Annual | Allowances Withdrawn (1:1) | Thousand Tons | 0 | 0 | 0 | 0 | 0 | 0 | 0 | 0
Ozone Season NOX Cap RCU - NY | 646 | 7682 | Rate Constraint in MTons | FALSE | L | Annual | Allowances Withdrawn (n:1) | Thousand Tons | 0 | 0 | 0 | 0 | 0 | 0 | 0 | 0
Ozone Season NOX Cap RCU - NY | 646 | 7682 | Rate Constraint in MTons | FALSE | L | Annual | Net Emissions Allowance Position | Thousand Tons | 2.5284 | 2.2147 | 2.5086 | 2.6602 | 1.1253 | 0.42763 | 0.3945 | 0.41807
Ozone Season NOX Cap RCU - NY | 646 | 7682 | Rate Constraint in MTons | FALSE | L | Annual | Fuel Consumed | TBtu | 223.9774 | 203.3612 | 208.5347 | 217.2192 | 145.8962 | 56.2578 | 53.3554 | 58.237
Ozone Season NOX Cap RCU - NY | 646 | 7682 | Rate Constraint in MTons | FALSE | L | Annual | Rate | lb/MMBtu | 0.022577 | 0.02178 | 0.02406 | 0.024493 | 0.015426 | 0.015202 | 0.014787 | 0.014357
Ozone Season NOX Cap RCU - NY | 646 | 7682 | Rate Constraint in MTons | FALSE | L | Annual | Generation | TWh | 29.854 | 27.3857 | 28.046 | 29.2738 | 20.7987 | 8.2111 | 8.0163 | 9.1932
Ozone Season NOX Cap RCU - NY | 646 | 7682 | Rate Constraint in MTons | FALSE | L | Annual | Qualifying Generation | TWh | 29.6626 | 27.1943 | 27.8546 | 29.0824 | 20.6073 | 8.0675 | 7.7169 | 8.5759
Ozone Season NOX Cap RCU - NY | 646 | 7682 | Rate Constraint in MTons | FALSE | L | Annual | Rate | lb/MWh | 0.17048 | 0.16288 | 0.18012 | 0.18294 | 0.10921 | 0.10601 | 0.10224 | 0.097498
Ozone Season NOX Cap RCU - NY | 646 | 7682 | Rate Constraint in MTons | FALSE | L | Annual | Constraint Shadow Price | US2019$/Ton | 0 | 0 | 0 | 0 | 0 | 0 | 0 | 0
Ozone Season NOX Cap RCU - OH | 647 | 7683 | Rate Constraint in MTons | FALSE | L | Annual | Seasons Included | Seasons | Summer | Summer | Summer | Summer | Summer | Summer | Summer | Summer
Ozone Season NOX Cap RCU - OH | 647 | 7683 | Rate Constraint in MTons | FALSE | L | Annual | Standard NOX | Thousand Tons | 11.825 | 11.825 | 11.825 | 11.825 | 11.825 | 11.825 | 11.825 | 11.825
Ozone Season NOX Cap RCU - OH | 647 | 7683 | Rate Constraint in MTons | FALSE | L | Annual | Emissions at Affected Plants NOX | Thousand Tons | 11.1362 | 10.5854 | 5.0329 | 4.4267 | 1.4113 | 1.4621 | 1.525 | 1.403
Ozone Season NOX Cap RCU - OH | 647 | 7683 | Rate Constraint in MTons | FALSE | L | Annual | Allowances Purchased NOX | Thousand Tons | 0 | 0 | 0 | 0 | 0 | 0 | 0 | 0
Ozone Season NOX Cap RCU - OH | 647 | 7683 | Rate Constraint in MTons | FALSE | L | Annual | Allowances Sold NOX | Thousand Tons | 0 | 0 | 0 | 0 | 0 | 0 | 0 | 0
Ozone Season NOX Cap RCU - OH | 647 | 7683 | Rate Constraint in MTons | FALSE | L | Annual | Allowances Banked | Thousand Tons | 0 | 0 | 0 | 0 | 0 | 0 | 0 | 0
Ozone Season NOX Cap RCU - OH | 647 | 7683 | Rate Constraint in MTons | FALSE | L | Annual | Allowances Withdrawn (1:1) | Thousand Tons | 0 | 0 | 0 | 0 | 0 | 0 | 0 | 0
Ozone Season NOX Cap RCU - OH | 647 | 7683 | Rate Constraint in MTons | FALSE | L | Annual | Allowances Withdrawn (n:1) | Thousand Tons | 0 | 0 | 0 | 0 | 0 | 0 | 0 | 0
Ozone Season NOX Cap RCU - OH | 647 | 7683 | Rate Constraint in MTons | FALSE | L | Annual | Net Emissions Allowance Position | Thousand Tons | 11.1362 | 10.5854 | 5.0329 | 4.4267 | 1.4113 | 1.4621 | 1.525 | 1.403
Ozone Season NOX Cap RCU - OH | 647 | 7683 | Rate Constraint in MTons | FALSE | L | Annual | Fuel Consumed | TBtu | 418.5762 | 437.7144 | 335.5184 | 319.4591 | 250.9562 | 290.3242 | 320.5125 | 292.2078
Ozone Season NOX Cap RCU - OH | 647 | 7683 | Rate Constraint in MTons | FALSE | L | Annual | Rate | lb/MMBtu | 0.05321 | 0.048367 | 0.030001 | 0.027714 | 0.011247 | 0.010072 | 0.0095159 | 0.0096031
Ozone Season NOX Cap RCU - OH | 647 | 7683 | Rate Constraint in MTons | FALSE | L | Annual | Generation | TWh | 48.4975 | 51.8464 | 44.3016 | 42.7174 | 36.0475 | 45.439 | 51.7059 | 46.5403
Ozone Season NOX Cap RCU - OH | 647 | 7683 | Rate Constraint in MTons | FALSE | L | Annual | Qualifying Generation | TWh | 48.4975 | 51.8464 | 43.9059 | 42.3217 | 35.6518 | 41.6644 | 45.0371 | 41.281
Ozone Season NOX Cap RCU - OH | 647 | 7683 | Rate Constraint in MTons | FALSE | L | Annual | Rate | lb/MWh | 0.45925 | 0.40834 | 0.22926 | 0.20919 | 0.079169 | 0.070183 | 0.067721 | 0.067975
Ozone Season NOX Cap RCU - OH | 647 | 7683 | Rate Constraint in MTons | FALSE | L | Annual | Constraint Shadow Price | US2019$/Ton | 0 | 0 | 0 | 0 | 0 | 0 | 0 | 0
Ozone Season NOX Cap RCU - PA | 648 | 7684 | Rate Constraint in MTons | FALSE | L | Annual | Seasons Included | Seasons | Summer | Summer | Summer | Summer | Summer | Summer | Summer | Summer
Ozone Season NOX Cap RCU - PA | 648 | 7684 | Rate Constraint in MTons | FALSE | L | Annual | Standard NOX | Thousand Tons | 10.131 | 10.131 | 10.131 | 10.131 | 10.131 | 10.131 | 10.131 | 10.131
Ozone Season NOX Cap RCU - PA | 648 | 7684 | Rate Constraint in MTons | FALSE | L | Annual | Emissions at Affected Plants NOX | Thousand Tons | 7.4993 | 2.0937 | 3.0263 | 3.1066 | 2.5675 | 1.9942 | 2.4333 | 2.5607
Ozone Season NOX Cap RCU - PA | 648 | 7684 | Rate Constraint in MTons | FALSE | L | Annual | Allowances Purchased NOX | Thousand Tons | 0 | 0 | 0 | 0 | 0 | 0 | 0 | 0
Ozone Season NOX Cap RCU - PA | 648 | 7684 | Rate Constraint in MTons | FALSE | L | Annual | Allowances Sold NOX | Thousand Tons | 0 | 0 | 0 | 0 | 0 | 0 | 0 | 0
Ozone Season NOX Cap RCU - PA | 648 | 7684 | Rate Constraint in MTons | FALSE | L | Annual | Allowances Banked | Thousand Tons | 0 | 0 | 0 | 0 | 0 | 0 | 0 | 0
Ozone Season NOX Cap RCU - PA | 648 | 7684 | Rate Constraint in MTons | FALSE | L | Annual | Allowances Withdrawn (1:1) | Thousand Tons | 0 | 0 | 0 | 0 | 0 | 0 | 0 | 0
Ozone Season NOX Cap RCU - PA | 648 | 7684 | Rate Constraint in MTons | FALSE | L | Annual | Allowances Withdrawn (n:1) | Thousand Tons | 0 | 0 | 0 | 0 | 0 | 0 | 0 | 0
Ozone Season NOX Cap RCU - PA | 648 | 7684 | Rate Constraint in MTons | FALSE | L | Annual | Net Emissions Allowance Position | Thousand Tons | 7.4993 | 2.0937 | 3.0263 | 3.1066 | 2.5675 | 1.9942 | 2.4333 | 2.5607
Ozone Season NOX Cap RCU - PA | 648 | 7684 | Rate Constraint in MTons | FALSE | L | Annual | Fuel Consumed | TBtu | 488.7947 | 376.2977 | 431.4374 | 435.2944 | 416.836 | 410.5276 | 519.375 | 554.4004
Ozone Season NOX Cap RCU - PA | 648 | 7684 | Rate Constraint in MTons | FALSE | L | Annual | Rate | lb/MMBtu | 0.030685 | 0.011128 | 0.014029 | 0.014273 | 0.012319 | 0.0097152 | 0.0093703 | 0.0092379
Ozone Season NOX Cap RCU - PA | 648 | 7684 | Rate Constraint in MTons | FALSE | L | Annual | Generation | TWh | 62.9114 | 52.1752 | 61.5055 | 62.0139 | 59.9676 | 79.2131 | 103.0225 | 117.8346
Ozone Season NOX Cap RCU - PA | 648 | 7684 | Rate Constraint in MTons | FALSE | L | Annual | Qualifying Generation | TWh | 62.9114 | 52.1752 | 58.9843 | 59.4927 | 57.4464 | 57.5606 | 74.4874 | 79.0285
Ozone Season NOX Cap RCU - PA | 648 | 7684 | Rate Constraint in MTons | FALSE | L | Annual | Rate | lb/MWh | 0.23841 | 0.080256 | 0.10261 | 0.10444 | 0.089386 | 0.06929 | 0.065336 | 0.064806
Ozone Season NOX Cap RCU - PA | 648 | 7684 | Rate Constraint in MTons | FALSE | L | Annual | Constraint Shadow Price | US2019$/Ton | 0 | 0 | 0 | 0 | 0 | 0 | 0 | 0
Ozone Season NOX Cap RCU - Region | 649 | 7687 | Rate Constraint in MTons | FALSE | L | Annual | Seasons Included | Seasons | Summer | Summer | Summer | Summer | Summer | Summer | Summer | Summer
Ozone Season NOX Cap RCU - Region | 649 | 7687 | Rate Constraint in MTons | FALSE | L | Annual | Standard NOX | Thousand Tons | 123.013 | 96.974 | 96.974 | 96.974 | 96.974 | 96.974 | 96.974 | 96.974
Ozone Season NOX Cap RCU - Region | 649 | 7687 | Rate Constraint in MTons | FALSE | L | Annual | Emissions at Affected Plants NOX | Thousand Tons | 93.5848 | 74.7612 | 54.547 | 46.9908 | 21.9083 | 17.3918 | 16.5649 | 15.6768
Ozone Season NOX Cap RCU - Region | 649 | 7687 | Rate Constraint in MTons | FALSE | L | Annual | Allowances Purchased NOX | Thousand Tons | 0 | 0 | 0 | 0 | 0 | 0 | 0 | 0
Ozone Season NOX Cap RCU - Region | 649 | 7687 | Rate Constraint in MTons | FALSE | L | Annual | Allowances Sold NOX | Thousand Tons | 0 | 0 | 0 | 0 | 0 | 0 | 0 | 0
Ozone Season NOX Cap RCU - Region | 649 | 7687 | Rate Constraint in MTons | FALSE | L | Annual | Allowances Banked | Thousand Tons | 0 | 0 | 0 | 0 | 0 | 0 | 0 | 0
Ozone Season NOX Cap RCU - Region | 649 | 7687 | Rate Constraint in MTons | FALSE | L | Annual | Allowances Withdrawn (1:1) | Thousand Tons | 0 | 0 | 0 | 0 | 0 | 0 | 0 | 0
Ozone Season NOX Cap RCU - Region | 649 | 7687 | Rate Constraint in MTons | FALSE | L | Annual | Allowances Withdrawn (n:1) | Thousand Tons | 0 | 0 | 0 | 0 | 0 | 0 | 0 | 0
Ozone Season NOX Cap RCU - Region | 649 | 7687 | Rate Constraint in MTons | FALSE | L | Annual | Net Emissions Allowance Position | Thousand Tons | 93.5848 | 74.7612 | 54.547 | 46.9908 | 21.9083 | 17.3918 | 16.5649 | 15.6768
Ozone Season NOX Cap RCU - Region | 649 | 7687 | Rate Constraint in MTons | FALSE | L | Annual | Fuel Consumed | TBtu | 3155.7128 | 2991.6019 | 2833.1629 | 2692.769 | 2172.9633 | 2062.9978 | 2193.217 | 2091.3627
Ozone Season NOX Cap RCU - Region | 649 | 7687 | Rate Constraint in MTons | FALSE | L | Annual | Rate | lb/MMBtu | 0.059311 | 0.049981 | 0.038506 | 0.034901 | 0.020164 | 0.016861 | 0.015106 | 0.014992
Ozone Season NOX Cap RCU - Region | 649 | 7687 | Rate Constraint in MTons | FALSE | L | Annual | Generation | TWh | 370.2014 | 368.8664 | 376.5026 | 362.8624 | 313.2046 | 303.3904 | 323.278 | 311.0406
Ozone Season NOX Cap RCU - Region | 649 | 7687 | Rate Constraint in MTons | FALSE | L | Annual | Qualifying Generation | TWh | 370.1821 | 367.4682 | 368.4708 | 354.8489 | 304.6874 | 293.726 | 311.6878 | 297.9829
Ozone Season NOX Cap RCU - Region | 649 | 7687 | Rate Constraint in MTons | FALSE | L | Annual | Rate | lb/MWh | 0.50562 | 0.4069 | 0.29607 | 0.26485 | 0.14381 | 0.11842 | 0.10629 | 0.10522
Ozone Season NOX Cap RCU - Region | 649 | 7687 | Rate Constraint in MTons | FALSE | L | Annual | Constraint Shadow Price | US2019$/Ton | 0 | 0 | 0 | 0 | 0 | 0 | 0 | 0
Ozone Season NOX Cap RCU - VA | 650 | 7685 | Rate Constraint in MTons | FALSE | L | Annual | Seasons Included | Seasons | Summer | Summer | Summer | Summer | Summer | Summer | Summer | Summer
Ozone Season NOX Cap RCU - VA | 650 | 7685 | Rate Constraint in MTons | FALSE | L | Annual | Standard NOX | Thousand Tons | 4.816 | 4.432 | 4.432 | 4.432 | 4.432 | 4.432 | 4.432 | 4.432
Ozone Season NOX Cap RCU - VA | 650 | 7685 | Rate Constraint in MTons | FALSE | L | Annual | Emissions at Affected Plants NOX | Thousand Tons | 2.2241 | 1.5693 | 2.4667 | 2.3628 | 2.4069 | 1.2665 | 0.681 | 0.16395
Ozone Season NOX Cap RCU - VA | 650 | 7685 | Rate Constraint in MTons | FALSE | L | Annual | Allowances Purchased NOX | Thousand Tons | 0 | 0 | 0 | 0 | 0 | 0 | 0 | 0
Ozone Season NOX Cap RCU - VA | 650 | 7685 | Rate Constraint in MTons | FALSE | L | Annual | Allowances Sold NOX | Thousand Tons | 0 | 0 | 0 | 0 | 0 | 0 | 0 | 0
Ozone Season NOX Cap RCU - VA | 650 | 7685 | Rate Constraint in MTons | FALSE | L | Annual | Allowances Banked | Thousand Tons | 0 | 0 | 0 | 0 | 0 | 0 | 0 | 0
Ozone Season NOX Cap RCU - VA | 650 | 7685 | Rate Constraint in MTons | FALSE | L | Annual | Allowances Withdrawn (1:1) | Thousand Tons | 0 | 0 | 0 | 0 | 0 | 0 | 0 | 0
Ozone Season NOX Cap RCU - VA | 650 | 7685 | Rate Constraint in MTons | FALSE | L | Annual | Allowances Withdrawn (n:1) | Thousand Tons | 0 | 0 | 0 | 0 | 0 | 0 | 0 | 0
Ozone Season NOX Cap RCU - VA | 650 | 7685 | Rate Constraint in MTons | FALSE | L | Annual | Net Emissions Allowance Position | Thousand Tons | 2.2241 | 1.5693 | 2.4667 | 2.3628 | 2.4069 | 1.2665 | 0.681 | 0.16395
Ozone Season NOX Cap RCU - VA | 650 | 7685 | Rate Constraint in MTons | FALSE | L | Annual | Fuel Consumed | TBtu | 174.8638 | 189.0977 | 223.1762 | 219.0795 | 218.5367 | 194.7184 | 182.9415 | 29.8084
Ozone Season NOX Cap RCU - VA | 650 | 7685 | Rate Constraint in MTons | FALSE | L | Annual | Rate | lb/MMBtu | 0.025438 | 0.016598 | 0.022105 | 0.02157 | 0.022028 | 0.013008 | 0.007445 | 0.011
Ozone Season NOX Cap RCU - VA | 650 | 7685 | Rate Constraint in MTons | FALSE | L | Annual | Generation | TWh | 23.2762 | 27.1503 | 36.8404 | 36.4681 | 37.4113 | 49.3241 | 54.9393 | 45.8244
Ozone Season NOX Cap RCU - VA | 650 | 7685 | Rate Constraint in MTons | FALSE | L | Annual | Qualifying Generation | TWh | 23.2762 | 25.6437 | 29.7392 | 29.3669 | 29.3169 | 27.1357 | 25.7574 | 4.1721
Ozone Season NOX Cap RCU - VA | 650 | 7685 | Rate Constraint in MTons | FALSE | L | Annual | Rate | lb/MWh | 0.19111 | 0.12239 | 0.16589 | 0.16091 | 0.1642 | 0.093344 | 0.052878 | 0.078592
Ozone Season NOX Cap RCU - VA | 650 | 7685 | Rate Constraint in MTons | FALSE | L | Annual | Constraint Shadow Price | US2019$/Ton | 0 | 0 | 0 | 0 | 0 | 0 | 0 | 0
Ozone Season NOX Cap RCU - WV | 651 | 7686 | Rate Constraint in MTons | FALSE | L | Annual | Seasons Included | Seasons | Summer | Summer | Summer | Summer | Summer | Summer | Summer | Summer
Ozone Season NOX Cap RCU - WV | 651 | 7686 | Rate Constraint in MTons | FALSE | L | Annual | Standard NOX | Thousand Tons | 15.589 | 15.589 | 15.589 | 15.589 | 15.589 | 15.589 | 15.589 | 15.589
Ozone Season NOX Cap RCU - WV | 651 | 7686 | Rate Constraint in MTons | FALSE | L | Annual | Emissions at Affected Plants NOX | Thousand Tons | 13.7216 | 12.915 | 6.7454 | 6.5305 | 0.32284 | 0.34015 | 0.38614 | 0.72429
Ozone Season NOX Cap RCU - WV | 651 | 7686 | Rate Constraint in MTons | FALSE | L | Annual | Allowances Purchased NOX | Thousand Tons | 0 | 0 | 0 | 0 | 0 | 0 | 0 | 0
Ozone Season NOX Cap RCU - WV | 651 | 7686 | Rate Constraint in MTons | FALSE | L | Annual | Allowances Sold NOX | Thousand Tons | 0 | 0 | 0 | 0 | 0 | 0 | 0 | 0
Ozone Season NOX Cap RCU - WV | 651 | 7686 | Rate Constraint in MTons | FALSE | L | Annual | Allowances Banked | Thousand Tons | 0 | 0 | 0 | 0 | 0 | 0 | 0 | 0
Ozone Season NOX Cap RCU - WV | 651 | 7686 | Rate Constraint in MTons | FALSE | L | Annual | Allowances Withdrawn (1:1) | Thousand Tons | 0 | 0 | 0 | 0 | 0 | 0 | 0 | 0
Ozone Season NOX Cap RCU - WV | 651 | 7686 | Rate Constraint in MTons | FALSE | L | Annual | Allowances Withdrawn (n:1) | Thousand Tons | 0 | 0 | 0 | 0 | 0 | 0 | 0 | 0
Ozone Season NOX Cap RCU - WV | 651 | 7686 | Rate Constraint in MTons | FALSE | L | Annual | Net Emissions Allowance Position | Thousand Tons | 13.7216 | 12.915 | 6.7454 | 6.5305 | 0.32284 | 0.34015 | 0.38614 | 0.72429
Ozone Season NOX Cap RCU - WV | 651 | 7686 | Rate Constraint in MTons | FALSE | L | Annual | Fuel Consumed | TBtu | 302.2887 | 294.9969 | 175.3759 | 170.6291 | 9.0205 | 52.3389 | 67.6232 | 129.4819
Ozone Season NOX Cap RCU - WV | 651 | 7686 | Rate Constraint in MTons | FALSE | L | Annual | Rate | lb/MMBtu | 0.090784 | 0.08756 | 0.076925 | 0.076547 | 0.071579 | 0.012998 | 0.01142 | 0.011188
Ozone Season NOX Cap RCU - WV | 651 | 7686 | Rate Constraint in MTons | FALSE | L | Annual | Generation | TWh | 30.2895 | 29.5692 | 17.6405 | 17.1688 | 0.94589 | 15.4572 | 22.0509 | 34.279
Ozone Season NOX Cap RCU - WV | 651 | 7686 | Rate Constraint in MTons | FALSE | L | Annual | Qualifying Generation | TWh | 30.2895 | 29.5692 | 17.6405 | 17.1688 | 0.94589 | 7.7354 | 9.741 | 18.2431
Ozone Season NOX Cap RCU - WV | 651 | 7686 | Rate Constraint in MTons | FALSE | L | Annual | Rate | lb/MWh | 0.90603 | 0.87354 | 0.76476 | 0.76075 | 0.68262 | 0.087946 | 0.079282 | 0.079405
Ozone Season NOX Cap RCU - WV | 651 | 7686 | Rate Constraint in MTons | FALSE | L | Annual | Constraint Shadow Price | US2019$/Ton | 0 | 0 | 0 | 0 | 0 | 0 | 0 | 0
Ozone Season NOX Transport - AL | 652 | 7044 | Rate Constraint in MTons | FALSE | L | Annual | Seasons Included | Seasons | Summer | Summer | Summer | Summer | Summer | Summer | Summer | Summer
Ozone Season NOX Transport - AL | 652 | 7044 | Rate Constraint in MTons | FALSE | L | Annual | Standard NOX | Thousand Tons | 15.985 | 15.985 | 15.985 | 15.985 | 15.985 | 15.985 | 15.985 | 15.985
Ozone Season NOX Transport - AL | 652 | 7044 | Rate Constraint in MTons | FALSE | L | Annual | Emissions at Affected Plants NOX | Thousand Tons | 5.7633 | 5.2064 | 4.2684 | 3.7797 | 2.1447 | 2.1267 | 1.6282 | 1.4566
Ozone Season NOX Transport - AL | 652 | 7044 | Rate Constraint in MTons | FALSE | L | Annual | Allowances Purchased NOX | Thousand Tons | 0 | 0 | 0 | 0 | 0 | 0 | 0 | 0
Ozone Season NOX Transport - AL | 652 | 7044 | Rate Constraint in MTons | FALSE | L | Annual | Allowances Sold NOX | Thousand Tons | 0 | 0 | 0 | 0 | 0 | 0 | 0 | 0
Ozone Season NOX Transport - AL | 652 | 7044 | Rate Constraint in MTons | FALSE | L | Annual | Allowances Banked | Thousand Tons | 0 | 0 | 0 | 0 | 0 | 0 | 0 | 0
Ozone Season NOX Transport - AL | 652 | 7044 | Rate Constraint in MTons | FALSE | L | Annual | Allowances Withdrawn (1:1) | Thousand Tons | 0 | 0 | 0 | 0 | 0 | 0 | 0 | 0
Ozone Season NOX Transport - AL | 652 | 7044 | Rate Constraint in MTons | FALSE | L | Annual | Allowances Withdrawn (n:1) | Thousand Tons | 0 | 0 | 0 | 0 | 0 | 0 | 0 | 0
Ozone Season NOX Transport - AL | 652 | 7044 | Rate Constraint in MTons | FALSE | L | Annual | Net Emissions Allowance Position | Thousand Tons | 5.7633 | 5.2064 | 4.2684 | 3.7797 | 2.1447 | 2.1267 | 1.6282 | 1.4566
Ozone Season NOX Transport - AL | 652 | 7044 | Rate Constraint in MTons | FALSE | L | Annual | Fuel Consumed | TBtu | 298.4344 | 333.0865 | 331.4713 | 324.4704 | 276.2968 | 277.3658 | 240.5464 | 195.5613
Ozone Season NOX Transport - AL | 652 | 7044 | Rate Constraint in MTons | FALSE | L | Annual | Rate | lb/MMBtu | 0.038623 | 0.031262 | 0.025754 | 0.023298 | 0.015524 | 0.015335 | 0.013538 | 0.014897
Ozone Season NOX Transport - AL | 652 | 7044 | Rate Constraint in MTons | FALSE | L | Annual | Generation | TWh | 37.101 | 44.0014 | 49.509 | 48.7129 | 45.712 | 49.1601 | 47.7007 | 48.5355
Ozone Season NOX Transport - AL | 652 | 7044 | Rate Constraint in MTons | FALSE | L | Annual | Qualifying Generation | TWh | 37.101 | 42.7685 | 43.6979 | 42.9018 | 38.1459 | 38.0708 | 33.0065 | 25.1958
Ozone Season NOX Transport - AL | 652 | 7044 | Rate Constraint in MTons | FALSE | L | Annual | Rate | lb/MWh | 0.31068 | 0.24347 | 0.19536 | 0.1762 | 0.11244 | 0.11173 | 0.098659 | 0.11562
Ozone Season NOX Transport - AL | 652 | 7044 | Rate Constraint in MTons | FALSE | L | Annual | Constraint Shadow Price | US2019$/Ton | 0 | 0 | 0 | 0 | 0 | 0 | 0 | 0
Ozone Season NOX Transport - AR | 653 | 7045 | Rate Constraint in MTons | FALSE | L | Annual | Seasons Included | Seasons | Summer | Summer | Summer | Summer | Summer | Summer | Summer | Summer
Ozone Season NOX Transport - AR | 653 | 7045 | Rate Constraint in MTons | FALSE | L | Annual | Standard NOX | Thousand Tons | 11.144 | 11.144 | 11.144 | 11.144 | 11.144 | 11.144 | 11.144 | 11.144
Ozone Season NOX Transport - AR | 653 | 7045 | Rate Constraint in MTons | FALSE | L | Annual | Emissions at Affected Plants NOX | Thousand Tons | 10.6988 | 10.6021 | 4.9483 | 2.8751 | 0.818 | 0.57494 | 0.50043 | 0.42539
Ozone Season NOX Transport - AR | 653 | 7045 | Rate Constraint in MTons | FALSE | L | Annual | Allowances Purchased NOX | Thousand Tons | 0 | 0 | 0 | 0 | 0 | 0 | 0 | 0
Ozone Season NOX Transport - AR | 653 | 7045 | Rate Constraint in MTons | FALSE | L | Annual | Allowances Sold NOX | Thousand Tons | 0 | 0 | 0 | 0 | 0 | 0 | 0 | 0
Ozone Season NOX Transport - AR | 653 | 7045 | Rate Constraint in MTons | FALSE | L | Annual | Allowances Banked | Thousand Tons | 0 | 0 | 0 | 0 | 0 | 0 | 0 | 0
Ozone Season NOX Transport - AR | 653 | 7045 | Rate Constraint in MTons | FALSE | L | Annual | Allowances Withdrawn (1:1) | Thousand Tons | 0 | 0 | 0 | 0 | 0 | 0 | 0 | 0
Ozone Season NOX Transport - AR | 653 | 7045 | Rate Constraint in MTons | FALSE | L | Annual | Allowances Withdrawn (n:1) | Thousand Tons | 0 | 0 | 0 | 0 | 0 | 0 | 0 | 0
Ozone Season NOX Transport - AR | 653 | 7045 | Rate Constraint in MTons | FALSE | L | Annual | Net Emissions Allowance Position | Thousand Tons | 10.6988 | 10.6021 | 4.9483 | 2.8751 | 0.818 | 0.57494 | 0.50043 | 0.42539
Ozone Season NOX Transport - AR | 653 | 7045 | Rate Constraint in MTons | FALSE | L | Annual | Fuel Consumed | TBtu | 200.7051 | 207.3231 | 141.8032 | 115.5473 | 85.1915 | 75.9209 | 63.4105 | 52.2656
Ozone Season NOX Transport - AR | 653 | 7045 | Rate Constraint in MTons | FALSE | L | Annual | Rate | lb/MMBtu | 0.10661 | 0.10228 | 0.069791 | 0.049765 | 0.019204 | 0.015146 | 0.015784 | 0.016278
Ozone Season NOX Transport - AR | 653 | 7045 | Rate Constraint in MTons | FALSE | L | Annual | Generation | TWh | 21.7226 | 22.7847 | 17.3059 | 14.8177 | 11.7142 | 10.4096 | 8.7387 | 7.1752
Ozone Season NOX Transport - AR | 653 | 7045 | Rate Constraint in MTons | FALSE | L | Annual | Qualifying Generation | TWh | 21.7226 | 22.7847 | 17.3059 | 14.8177 | 11.7142 | 10.4096 | 8.7124 | 6.8261
Ozone Season NOX Transport - AR | 653 | 7045 | Rate Constraint in MTons | FALSE | L | Annual | Rate | lb/MWh | 0.98504 | 0.93064 | 0.57186 | 0.38807 | 0.13966 | 0.11046 | 0.11488 | 0.12464
Ozone Season NOX Transport - AR | 653 | 7045 | Rate Constraint in MTons | FALSE | L | Annual | Constraint Shadow Price | US2019$/Ton | 0 | 0 | 0 | 0 | 0 | 0 | 0 | 0
Ozone Season NOX Transport - GA | 654 | 7046 | Rate Constraint in MTons | FALSE | L | Annual | Seasons Included | Seasons | Summer | Summer | Summer | Summer | Summer | Summer | Summer | Summer
Ozone Season NOX Transport - GA | 654 | 7046 | Rate Constraint in MTons | FALSE | L | Annual | Standard NOX | Thousand Tons | 29.09 | 29.09 | 29.09 | 29.09 | 29.09 | 29.09 | 29.09 | 29.09
Ozone Season NOX Transport - GA | 654 | 7046 | Rate Constraint in MTons | FALSE | L | Annual | Emissions at Affected Plants NOX | Thousand Tons | 8.152 | 3.7633 | 3.409 | 3.593 | 1.6412 | 1.5005 | 1.5004 | 1.6691
Ozone Season NOX Transport - GA | 654 | 7046 | Rate Constraint in MTons | FALSE | L | Annual | Allowances Purchased NOX | Thousand Tons | 0 | 0 | 0 | 0 | 0 | 0 | 0 | 0
Ozone Season NOX Transport - GA | 654 | 7046 | Rate Constraint in MTons | FALSE | L | Annual | Allowances Sold NOX | Thousand Tons | 0 | 0 | 0 | 0 | 0 | 0 | 0 | 0
Ozone Season NOX Transport - GA | 654 | 7046 | Rate Constraint in MTons | FALSE | L | Annual | Allowances Banked | Thousand Tons | 0 | 0 | 0 | 0 | 0 | 0 | 0 | 0
Ozone Season NOX Transport - GA | 654 | 7046 | Rate Constraint in MTons | FALSE | L | Annual | Allowances Withdrawn (1:1) | Thousand Tons | 0 | 0 | 0 | 0 | 0 | 0 | 0 | 0
Ozone Season NOX Transport - GA | 654 | 7046 | Rate Constraint in MTons | FALSE | L | Annual | Allowances Withdrawn (n:1) | Thousand Tons | 0 | 0 | 0 | 0 | 0 | 0 | 0 | 0
Ozone Season NOX Transport - GA | 654 | 7046 | Rate Constraint in MTons | FALSE | L | Annual | Net Emissions Allowance Position | Thousand Tons | 8.152 | 3.7633 | 3.409 | 3.593 | 1.6412 | 1.5005 | 1.5004 | 1.6691
Ozone Season NOX Transport - GA | 654 | 7046 | Rate Constraint in MTons | FALSE | L | Annual | Fuel Consumed | TBtu | 315.214 | 231.7132 | 239.4521 | 251.3539 | 212.6154 | 227.552 | 226.642 | 253.1526
Ozone Season NOX Transport - GA | 654 | 7046 | Rate Constraint in MTons | FALSE | L | Annual | Rate | lb/MMBtu | 0.051724 | 0.032482 | 0.028473 | 0.028589 | 0.015438 | 0.013188 | 0.013241 | 0.013186
Ozone Season NOX Transport - GA | 654 | 7046 | Rate Constraint in MTons | FALSE | L | Annual | Generation | TWh | 40.3173 | 47.0821 | 69.077 | 70.0479 | 67.5306 | 73.1052 | 78.9661 | 90.5485
Ozone Season NOX Transport - GA | 654 | 7046 | Rate Constraint in MTons | FALSE | L | Annual | Qualifying Generation | TWh | 37.1722 | 30.0857 | 31.2982 | 32.5877 | 28.8428 | 30.8737 | 29.9842 | 31.3301
Ozone Season NOX Transport - GA | 654 | 7046 | Rate Constraint in MTons | FALSE | L | Annual | Rate | lb/MWh | 0.43861 | 0.25017 | 0.21784 | 0.22051 | 0.1138 | 0.097204 | 0.10008 | 0.10655
Ozone Season NOX Transport - GA | 654 | 7046 | Rate Constraint in MTons | FALSE | L | Annual | Constraint Shadow Price | US2019$/Ton | 0 | 0 | 0 | 0 | 0 | 0 | 0 | 0
Ozone Season NOX Transport - IA | 655 | 7047 | Rate Constraint in MTons | FALSE | L | Annual | Seasons Included | Seasons | Summer | Summer | Summer | Summer | Summer | Summer | Summer | Summer
Ozone Season NOX Transport - IA | 655 | 7047 | Rate Constraint in MTons | FALSE | L | Annual | Standard NOX | Thousand Tons | 13.639 | 13.639 | 13.639 | 13.639 | 13.639 | 13.639 | 13.639 | 13.639
Ozone Season NOX Transport - IA | 655 | 7047 | Rate Constraint in MTons | FALSE | L | Annual | Emissions at Affected Plants NOX | Thousand Tons | 10.4999 | 10.097 | 8.216 | 7.7155 | 2.193 | 1.7855 | 1.5949 | 0.075087
Ozone Season NOX Transport - IA | 655 | 7047 | Rate Constraint in MTons | FALSE | L | Annual | Allowances Purchased NOX | Thousand Tons | 0 | 0 | 0 | 0 | 0 | 0 | 0 | 0
Ozone Season NOX Transport - IA | 655 | 7047 | Rate Constraint in MTons | FALSE | L | Annual | Allowances Sold NOX | Thousand Tons | 0 | 0 | 0 | 0 | 0 | 0 | 0 | 0
Ozone Season NOX Transport - IA | 655 | 7047 | Rate Constraint in MTons | FALSE | L | Annual | Allowances Banked | Thousand Tons | 0 | 0 | 0 | 0 | 0 | 0 | 0 | 0
Ozone Season NOX Transport - IA | 655 | 7047 | Rate Constraint in MTons | FALSE | L | Annual | Allowances Withdrawn (1:1) | Thousand Tons | 0 | 0 | 0 | 0 | 0 | 0 | 0 | 0
Ozone Season NOX Transport - IA | 655 | 7047 | Rate Constraint in MTons | FALSE | L | Annual | Allowances Withdrawn (n:1) | Thousand Tons | 0 | 0 | 0 | 0 | 0 | 0 | 0 | 0
Ozone Season NOX Transport - IA | 655 | 7047 | Rate Constraint in MTons | FALSE | L | Annual | Net Emissions Allowance Position | Thousand Tons | 10.4999 | 10.097 | 8.216 | 7.7155 | 2.193 | 1.7855 | 1.5949 | 0.075087
Ozone Season NOX Transport - IA | 655 | 7047 | Rate Constraint in MTons | FALSE | L | Annual | Fuel Consumed | TBtu | 158.2727 | 161.5145 | 153.6602 | 148.0264 | 51.8157 | 36.4732 | 30.228 | 17.6852
Ozone Season NOX Transport - IA | 655 | 7047 | Rate Constraint in MTons | FALSE | L | Annual | Rate | lb/MMBtu | 0.13268 | 0.12503 | 0.10694 | 0.10424 | 0.084645 | 0.097908 | 0.10552 | 0.0084915
Ozone Season NOX Transport - IA | 655 | 7047 | Rate Constraint in MTons | FALSE | L | Annual | Generation | TWh | 16.2795 | 16.9572 | 17.6266 | 17.0336 | 6.5879 | 5.5878 | 6.1422 | 4.4266
Ozone Season NOX Transport - IA | 655 | 7047 | Rate Constraint in MTons | FALSE | L | Annual | Qualifying Generation | TWh | 16.2795 | 16.9572 | 16.785 | 16.2346 | 5.9181 | 4.1485 | 3.5222 | 2.2603
Ozone Season NOX Transport - IA | 655 | 7047 | Rate Constraint in MTons | FALSE | L | Annual | Rate | lb/MWh | 1.29 | 1.1909 | 0.97897 | 0.9505 | 0.74111 | 0.86079 | 0.9056 | 0.066439
Ozone Season NOX Transport - IA | 655 | 7047 | Rate Constraint in MTons | FALSE | L | Annual | Constraint Shadow Price | US2019$/Ton | 0 | 0 | 0 | 0 | 0 | 0 | 0 | 0
Ozone Season NOX Transport - KS | 658 | 7050 | Rate Constraint in MTons | FALSE | L | Annual | Seasons Included | Seasons | Summer | Summer | Summer | Summer | Summer | Summer | Summer | Summer
Ozone Season NOX Transport - KS | 658 | 7050 | Rate Constraint in MTons | FALSE | L | Annual | Standard NOX | Thousand Tons | 9.713 | 9.713 | 9.713 | 9.713 | 9.713 | 9.713 | 9.713 | 9.713
Ozone Season NOX Transport - KS | 658 | 7050 | Rate Constraint in MTons | FALSE | L | Annual | Emissions at Affected Plants NOX | Thousand Tons | 6.3482 | 4.7503 | 3.3804 | 2.0442 | 0.19703 | 0.27832 | 0.27791 | 0.017496
Ozone Season NOX Transport - KS | 658 | 7050 | Rate Constraint in MTons | FALSE | L | Annual | Allowances Purchased NOX | Thousand Tons | 0 | 0 | 0 | 0 | 0 | 0 | 0 | 0
Ozone Season NOX Transport - KS | 658 | 7050 | Rate Constraint in MTons | FALSE | L | Annual | Allowances Sold NOX | Thousand Tons | 0 | 0 | 0 | 0 | 0 | 0 | 0 | 0
Ozone Season NOX Transport - KS | 658 | 7050 | Rate Constraint in MTons | FALSE | L | Annual | Allowances Banked | Thousand Tons | 0 | 0 | 0 | 0 | 0 | 0 | 0 | 0
Ozone Season NOX Transport - KS | 658 | 7050 | Rate Constraint in MTons | FALSE | L | Annual | Allowances Withdrawn (1:1) | Thousand Tons | 0 | 0 | 0 | 0 | 0 | 0 | 0 | 0
Ozone Season NOX Transport - KS | 658 | 7050 | Rate Constraint in MTons | FALSE | L | Annual | Allowances Withdrawn (n:1) | Thousand Tons | 0 | 0 | 0 | 0 | 0 | 0 | 0 | 0
Ozone Season NOX Transport - KS | 658 | 7050 | Rate Constraint in MTons | FALSE | L | Annual | Net Emissions Allowance Position | Thousand Tons | 6.3482 | 4.7503 | 3.3804 | 2.0442 | 0.19703 | 0.27832 | 0.27791 | 0.017496
Ozone Season NOX Transport - KS | 658 | 7050 | Rate Constraint in MTons | FALSE | L | Annual | Fuel Consumed | TBtu | 123.933 | 92.2461 | 73.4624 | 53.6046 | 8.5421 | 3.7245 | 3.6497 | 1.3657
Ozone Season NOX Transport - KS | 658 | 7050 | Rate Constraint in MTons | FALSE | L | Annual | Rate | lb/MMBtu | 0.10245 | 0.10299 | 0.092031 | 0.076269 | 0.046131 | 0.14945 | 0.15229 | 0.025622
Ozone Season NOX Transport - KS | 658 | 7050 | Rate Constraint in MTons | FALSE | L | Annual | Generation | TWh | 11.4091 | 8.4738 | 6.9359 | 5.088 | 0.82508 | 0.3888 | 0.37814 | 0.19803
Ozone Season NOX Transport - KS | 658 | 7050 | Rate Constraint in MTons | FALSE | L | Annual | Qualifying Generation | TWh | 11.4091 | 8.4738 | 6.9359 | 5.088 | 0.82508 | 0.38546 | 0.37791 | 0.17961
Ozone Season NOX Transport - KS | 658 | 7050 | Rate Constraint in MTons | FALSE | L | Annual | Rate | lb/MWh | 1.1128 | 1.1212 | 0.97475 | 0.80353 | 0.4776 | 1.4441 | 1.4707 | 0.19483
Ozone Season NOX Transport - KS | 658 | 7050 | Rate Constraint in MTons | FALSE | L | Annual | Constraint Shadow Price | US2019$/Ton | 0 | 0 | 0 | 0 | 0 | 0 | 0 | 0
Ozone Season NOX Transport - MO | 663 | 7055 | Rate Constraint in MTons | FALSE | L | Annual | Seasons Included | Seasons | Summer | Summer | Summer | Summer | Summer | Summer | Summer | Summer
Ozone Season NOX Transport - MO | 663 | 7055 | Rate Constraint in MTons | FALSE | L | Annual | Standard NOX | Thousand Tons | 19.094 | 19.094 | 19.094 | 19.094 | 19.094 | 19.094 | 19.094 | 19.094
Ozone Season NOX Transport - MO | 663 | 7055 | Rate Constraint in MTons | FALSE | L | Annual | Emissions at Affected Plants NOX | Thousand Tons | 16.2222 | 13.6588 | 10.4053 | 9.5638 | 4.9905 | 3.1884 | 1.7296 | 0.65774
Ozone Season NOX Transport - MO | 663 | 7055 | Rate Constraint in MTons | FALSE | L | Annual | Allowances Purchased NOX | Thousand Tons | 0 | 0 | 0 | 0 | 0 | 0 | 0 | 0
Ozone Season NOX Transport - MO | 663 | 7055 | Rate Constraint in MTons | FALSE | L | Annual | Allowances Sold NOX | Thousand Tons | 0 | 0 | 0 | 0 | 0 | 0 | 0 | 0
Ozone Season NOX Transport - MO | 663 | 7055 | Rate Constraint in MTons | FALSE | L | Annual | Allowances Banked | Thousand Tons | 0 | 0 | 0 | 0 | 0 | 0 | 0 | 0
Ozone Season NOX Transport - MO | 663 | 7055 | Rate Constraint in MTons | FALSE | L | Annual | Allowances Withdrawn (1:1) | Thousand Tons | 0 | 0 | 0 | 0 | 0 | 0 | 0 | 0
Ozone Season NOX Transport - MO | 663 | 7055 | Rate Constraint in MTons | FALSE | L | Annual | Allowances Withdrawn (n:1) | Thousand Tons | 0 | 0 | 0 | 0 | 0 | 0 | 0 | 0
Ozone Season NOX Transport - MO | 663 | 7055 | Rate Constraint in MTons | FALSE | L | Annual | Net Emissions Allowance Position | Thousand Tons | 16.2222 | 13.6588 | 10.4053 | 9.5638 | 4.9905 | 3.1884 | 1.7296 | 0.65774
Ozone Season NOX Transport - MO | 663 | 7055 | Rate Constraint in MTons | FALSE | L | Annual | Fuel Consumed | TBtu | 306.2657 | 261.0924 | 230.5989 | 221.8585 | 107.1625 | 85.6597 | 65.1342 | 39.2998
Ozone Season NOX Transport - MO | 663 | 7055 | Rate Constraint in MTons | FALSE | L | Annual | Rate | lb/MMBtu | 0.10594 | 0.10463 | 0.090245 | 0.086215 | 0.093139 | 0.074443 | 0.053107 | 0.033473
Ozone Season NOX Transport - MO | 663 | 7055 | Rate Constraint in MTons | FALSE | L | Annual | Generation | TWh | 30.2064 | 25.9946 | 23.6465 | 22.8194 | 10.9562 | 8.9174 | 7.151 | 4.5217
Ozone Season NOX Transport - MO | 663 | 7055 | Rate Constraint in MTons | FALSE | L | Annual | Qualifying Generation | TWh | 30.2064 | 25.9946 | 23.5945 | 22.767 | 10.9061 | 8.7923 | 6.9329 | 4.2368
Ozone Season NOX Transport - MO | 663 | 7055 | Rate Constraint in MTons | FALSE | L | Annual | Rate | lb/MWh | 1.0741 | 1.0509 | 0.88201 | 0.84014 | 0.91518 | 0.72527 | 0.49894 | 0.31049
Ozone Season NOX Transport - MO | 663 | 7055 | Rate Constraint in MTons | FALSE | L | Annual | Constraint Shadow Price | US2019$/Ton | 0 | 0 | 0 | 0 | 0 | 0 | 0 | 0
Ozone Season NOX Transport - MS | 664 | 7056 | Rate Constraint in MTons | FALSE | L | Annual | Seasons Included | Seasons | Summer | Summer | Summer | Summer | Summer | Summer | Summer | Summer
Ozone Season NOX Transport - MS | 664 | 7056 | Rate Constraint in MTons | FALSE | L | Annual | Standard NOX | Thousand Tons | 7.641 | 7.641 | 7.641 | 7.641 | 7.641 | 7.641 | 7.641 | 7.641
Ozone Season NOX Transport - MS | 664 | 7056 | Rate Constraint in MTons | FALSE | L | Annual | Emissions at Affected Plants NOX | Thousand Tons | 4.0402 | 1.4405 | 1.0315 | 0.98627 | 0.81433 | 0.6716 | 0.47103 | 0.30471
Ozone Season NOX Transport - MS | 664 | 7056 | Rate Constraint in MTons | FALSE | L | Annual | Allowances Purchased NOX | Thousand Tons | 0 | 0 | 0 | 0 | 0 | 0 | 0 | 0
Ozone Season NOX Transport - MS | 664 | 7056 | Rate Constraint in MTons | FALSE | L | Annual | Allowances Sold NOX | Thousand Tons | 0 | 0 | 0 | 0 | 0 | 0 | 0 | 0
Ozone Season NOX Transport - MS | 664 | 7056 | Rate Constraint in MTons | FALSE | L | Annual | Allowances Banked | Thousand Tons | 0 | 0 | 0 | 0 | 0 | 0 | 0 | 0
Ozone Season NOX Transport - MS | 664 | 7056 | Rate Constraint in MTons | FALSE | L | Annual | Allowances Withdrawn (1:1) | Thousand Tons | 0 | 0 | 0 | 0 | 0 | 0 | 0 | 0
Ozone Season NOX Transport - MS | 664 | 7056 | Rate Constraint in MTons | FALSE | L | Annual | Allowances Withdrawn (n:1) | Thousand Tons | 0 | 0 | 0 | 0 | 0 | 0 | 0 | 0
Ozone Season NOX Transport - MS | 664 | 7056 | Rate Constraint in MTons | FALSE | L | Annual | Net Emissions Allowance Position | Thousand Tons | 4.0402 | 1.4405 | 1.0315 | 0.98627 | 0.81433 | 0.6716 | 0.47103 | 0.30471
Ozone Season NOX Transport - MS | 664 | 7056 | Rate Constraint in MTons | FALSE | L | Annual | Fuel Consumed | TBtu | 136.1859 | 158.4706 | 169.5276 | 161.3807 | 139.4309 | 120.9743 | 84.7871 | 61.4029
Ozone Season NOX Transport - MS | 664 | 7056 | Rate Constraint in MTons | FALSE | L | Annual | Rate | lb/MMBtu | 0.059333 | 0.01818 | 0.01217 | 0.012223 | 0.011681 | 0.011103 | 0.011111 | 0.0099249
Ozone Season NOX Transport - MS | 664 | 7056 | Rate Constraint in MTons | FALSE | L | Annual | Generation | TWh | 17.0315 | 22.7877 | 29.5202 | 28.438 | 27.616 | 29.8454 | 29.374 | 37.3399
Ozone Season NOX Transport - MS | 664 | 7056 | Rate Constraint in MTons | FALSE | L | Annual | Qualifying Generation | TWh | 17.0315 | 21.5066 | 23.482 | 22.3998 | 19.4156 | 16.8846 | 11.6347 | 8.0117
Ozone Season NOX Transport - MS | 664 | 7056 | Rate Constraint in MTons | FALSE | L | Annual | Rate | lb/MWh | 0.47443 | 0.13396 | 0.087859 | 0.08806 | 0.083884 | 0.079552 | 0.080969 | 0.076066
Ozone Season NOX Transport - MS | 664 | 7056 | Rate Constraint in MTons | FALSE | L | Annual | Constraint Shadow Price | US2019$/Ton | 0 | 0 | 0 | 0 | 0 | 0 | 0 | 0
Ozone Season NOX Transport - OK | 668 | 7060 | Rate Constraint in MTons | FALSE | L | Annual | Seasons Included | Seasons | Summer | Summer | Summer | Summer | Summer | Summer | Summer | Summer
Ozone Season NOX Transport - OK | 668 | 7060 | Rate Constraint in MTons | FALSE | L | Annual | Standard NOX | Thousand Tons | 14.086 | 14.086 | 14.086 | 14.086 | 14.086 | 14.086 | 14.086 | 14.086
Ozone Season NOX Transport - OK | 668 | 7060 | Rate Constraint in MTons | FALSE | L | Annual | Emissions at Affected Plants NOX | Thousand Tons | 8.5833 | 6.6618 | 4.0921 | 2.2425 | 0.89753 | 2.0022 | 1.4087 | 1.1215
Ozone Season NOX Transport - OK | 668 | 7060 | Rate Constraint in MTons | FALSE | L | Annual | Allowances Purchased NOX | Thousand Tons | 0 | 0 | 0 | 0 | 0 | 0 | 0 | 0
Ozone Season NOX Transport - OK | 668 | 7060 | Rate Constraint in MTons | FALSE | L | Annual | Allowances Sold NOX | Thousand Tons | 0 | 0 | 0 | 0 | 0 | 0 | 0 | 0
Ozone Season NOX Transport - OK | 668 | 7060 | Rate Constraint in MTons | FALSE | L | Annual | Allowances Banked | Thousand Tons | 0 | 0 | 0 | 0 | 0 | 0 | 0 | 0
Ozone Season NOX Transport - OK | 668 | 7060 | Rate Constraint in MTons | FALSE | L | Annual | Allowances Withdrawn (1:1) | Thousand Tons | 0 | 0 | 0 | 0 | 0 | 0 | 0 | 0
Ozone Season NOX Transport - OK | 668 | 7060 | Rate Constraint in MTons | FALSE | L | Annual | Allowances Withdrawn (n:1) | Thousand Tons | 0 | 0 | 0 | 0 | 0 | 0 | 0 | 0
Ozone Season NOX Transport - OK | 668 | 7060 | Rate Constraint in MTons | FALSE | L | Annual | Net Emissions Allowance Position | Thousand Tons | 8.5833 | 6.6618 | 4.0921 | 2.2425 | 0.89753 | 2.0022 | 1.4087 | 1.1215
Ozone Season NOX Transport - OK | 668 | 7060 | Rate Constraint in MTons | FALSE | L | Annual | Fuel Consumed | TBtu | 127.8762 | 142.3271 | 158.1066 | 134.6604 | 75.0324 | 54.2437 | 44.7681 | 55.6191
Ozone Season NOX Transport - OK | 668 | 7060 | Rate Constraint in MTons | FALSE | L | Annual | Rate | lb/MMBtu | 0.13424 | 0.093612 | 0.051764 | 0.033306 | 0.023924 | 0.073822 | 0.062933 | 0.040327
Ozone Season NOX Transport - OK | 668 | 7060 | Rate Constraint in MTons | FALSE | L | Annual | Generation | TWh | 13.1055 | 16.5617 | 20.5251 | 18.1224 | 10.1708 | 6.3832 | 5.4959 | 7.4764
Ozone Season NOX Transport - OK | 668 | 7060 | Rate Constraint in MTons | FALSE | L | Annual | Qualifying Generation | TWh | 13.1055 | 16.5617 | 20.5251 | 18.1224 | 10.1708 | 6.3719 | 5.471 | 7.1472
Ozone Season NOX Transport - OK | 668 | 7060 | Rate Constraint in MTons | FALSE | L | Annual | Rate | lb/MWh | 1.3099 | 0.80448 | 0.39874 | 0.24749 | 0.17649 | 0.62844 | 0.51498 | 0.31382
Ozone Season NOX Transport - OK | 668 | 7060 | Rate Constraint in MTons | FALSE | L | Annual | Constraint Shadow Price | US2019$/Ton | 0 | 0 | 0 | 0 | 0 | 0 | 0 | 0
Ozone Season NOX Transport - Region 1 | 670 | 7062 | Rate Constraint in MTons | FALSE | L | Annual | Seasons Included | Seasons | Summer | Summer | Summer | Summer | Summer | Summer | Summer | Summer
Ozone Season NOX Transport - Region 1 | 670 | 7062 | Rate Constraint in MTons | FALSE | L | Annual | Standard NOX | Thousand Tons | 143.408 | 143.408 | 143.408 | 143.408 | 143.408 | 143.408 | 143.408 | 143.408
Ozone Season NOX Transport - Region 1 | 670 | 7062 | Rate Constraint in MTons | FALSE | L | Annual | Emissions at Affected Plants NOX | Thousand Tons | 114.1736 | 84.6729 | 55.6978 | 45.8078 | 20.5287 | 20.8828 | 16.2076 | 9.5162
Ozone Season NOX Transport - Region 1 | 670 | 7062 | Rate Constraint in MTons | FALSE | L | Annual | Allowances Purchased NOX | Thousand Tons | 0 | 0 | 0 | 0 | 0 | 0 | 0 | 0
Ozone Season NOX Transport - Region 1 | 670 | 7062 | Rate Constraint in MTons | FALSE | L | Annual | Allowances Sold NOX | Thousand Tons | 0 | 0 | 0 | 0 | 0 | 0 | 0 | 0
Ozone Season NOX Transport - Region 1 | 670 | 7062 | Rate Constraint in MTons | FALSE | L | Annual | Allowances Banked | Thousand Tons | 29.2344 | 0 | 87.7102 | 0 | 122.8793 | 0 | 0 | 0
Ozone Season NOX Transport - Region 1 | 670 | 7062 | Rate Constraint in MTons | FALSE | L | Annual | Allowances Withdrawn (1:1) | Thousand Tons | 0 | 0 | 0 | 0 | 0 | 0 | -143.408 | -44.6573
Ozone Season NOX Transport - Region 1 | 670 | 7062 | Rate Constraint in MTons | FALSE | L | Annual | Allowances Withdrawn (n:1) | Thousand Tons | 0 | 0 | 0 | 0 | 0 | 0 | 0 | 0
Ozone Season NOX Transport - Region 1 | 670 | 7062 | Rate Constraint in MTons | FALSE | L | Annual | Net Emissions Allowance Position | Thousand Tons | 143.408 | 84.6729 | 143.408 | 45.8078 | 143.408 | 20.8828 | -127.2004 | -35.1411
Ozone Season NOX Transport - Region 1 | 670 | 7062 | Rate Constraint in MTons | FALSE | L | Annual | Fuel Consumed | TBtu | 2749.1541 | 2439.8372 | 2249.161 | 2078.9685 | 1376.4441 | 1201.7834 | 988.0434 | 853.0975
Ozone Season NOX Transport - Region 1 | 670 | 7062 | Rate Constraint in MTons | FALSE | L | Annual | Rate | lb/MMBtu | 0.083061 | 0.069409 | 0.049528 | 0.044068 | 0.029829 | 0.034753 | 0.032808 | 0.02231
Ozone Season NOX Transport - Region 1 | 670 | 7062 | Rate Constraint in MTons | FALSE | L | Annual | Generation | TWh | 304.7473 | 288.9097 | 287.1185 | 266.5246 | 188.0295 | 163.6676 | 138.8228 | 129.9099
Ozone Season NOX Transport - Region 1 | 670 | 7062 | Rate Constraint in MTons | FALSE | L | Annual | Qualifying Generation | TWh | 304.7473 | 288.7387 | 286.0581 | 265.5106 | 186.1468 | 158.9379 | 131.2082 | 115.4179
Ozone Season NOX Transport - Region 1 | 670 | 7062 | Rate Constraint in MTons | FALSE | L | Annual | Rate | lb/MWh | 0.7493 | 0.5865 | 0.38942 | 0.34505 | 0.22056 | 0.26278 | 0.24705 | 0.1649
Ozone Season NOX Transport - Region 1 | 670 | 7062 | Rate Constraint in MTons | FALSE | L | Annual | Constraint Shadow Price | US2019$/Ton | 0 | 0 | 0 | 0 | 0 | 0 | 0 | 0
Ozone Season NOX Transport - Region 2 | 671 | 7063 | Rate Constraint in MTons | FALSE | L | Annual | Seasons Included | Seasons | Summer | Summer | Summer | Summer | Summer | Summer | Summer | Summer
Ozone Season NOX Transport - Region 2 | 671 | 7063 | Rate Constraint in MTons | FALSE | L | Annual | Standard NOX | Thousand Tons | 24.041 | 24.041 | 24.041 | 24.041 | 24.041 | 24.041 | 24.041 | 24.041
Ozone Season NOX Transport - Region 2 | 671 | 7063 | Rate Constraint in MTons | FALSE | L | Annual | Emissions at Affected Plants NOX | Thousand Tons | 8.152 | 3.7633 | 3.409 | 3.593 | 1.6412 | 1.5005 | 1.5004 | 1.6691
Ozone Season NOX Transport - Region 2 | 671 | 7063 | Rate Constraint in MTons | FALSE | L | Annual | Allowances Purchased NOX | Thousand Tons | 0 | 0 | 0 | 0 | 0 | 0 | 0 | 0
Ozone Season NOX Transport - Region 2 | 671 | 7063 | Rate Constraint in MTons | FALSE | L | Annual | Allowances Sold NOX | Thousand Tons | 0 | 0 | 0 | 0 | 0 | 0 | 0 | 0
Ozone Season NOX Transport - Region 2 | 671 | 7063 | Rate Constraint in MTons | FALSE | L | Annual | Allowances Banked | Thousand Tons | 0 | 0 | 0 | 0 | 0 | 0 | 0 | 0
Ozone Season NOX Transport - Region 2 | 671 | 7063 | Rate Constraint in MTons | FALSE | L | Annual | Allowances Withdrawn (1:1) | Thousand Tons | 0 | 0 | 0 | 0 | 0 | 0 | 0 | 0
Ozone Season NOX Transport - Region 2 | 671 | 7063 | Rate Constraint in MTons | FALSE | L | Annual | Allowances Withdrawn (n:1) | Thousand Tons | 0 | 0 | 0 | 0 | 0 | 0 | 0 | 0
Ozone Season NOX Transport - Region 2 | 671 | 7063 | Rate Constraint in MTons | FALSE | L | Annual | Net Emissions Allowance Position | Thousand Tons | 8.152 | 3.7633 | 3.409 | 3.593 | 1.6412 | 1.5005 | 1.5004 | 1.6691
Ozone Season NOX Transport - Region 2 | 671 | 7063 | Rate Constraint in MTons | FALSE | L | Annual | Fuel Consumed | TBtu | 315.214 | 231.7132 | 239.4521 | 251.3539 | 212.6154 | 227.552 | 226.642 | 253.1526
Ozone Season NOX Transport - Region 2 | 671 | 7063 | Rate Constraint in MTons | FALSE | L | Annual | Rate | lb/MMBtu | 0.051724 | 0.032482 | 0.028473 | 0.028589 | 0.015438 | 0.013188 | 0.013241 | 0.013186
Ozone Season NOX Transport - Region 2 | 671 | 7063 | Rate Constraint in MTons | FALSE | L | Annual | Generation | TWh | 40.3173 | 47.0821 | 69.077 | 70.0479 | 67.5306 | 73.1052 | 78.9661 | 90.5485
Ozone Season NOX Transport - Region 2 | 671 | 7063 | Rate Constraint in MTons | FALSE | L | Annual | Qualifying Generation | TWh | 37.1722 | 30.0857 | 31.2982 | 32.5877 | 28.8428 | 30.8737 | 29.9842 | 31.3301
Ozone Season NOX Transport - Region 2 | 671 | 7063 | Rate Constraint in MTons | FALSE | L | Annual | Rate | lb/MWh | 0.43861 | 0.25017 | 0.21784 | 0.22051 | 0.1138 | 0.097204 | 0.10008 | 0.10655
Ozone Season NOX Transport - Region 2 | 671 | 7063 | Rate Constraint in MTons | FALSE | L | Annual | Constraint Shadow Price | US2019$/Ton | 0 | 0 | 0 | 0 | 0 | 0 | 0 | 0
Ozone Season NOX Transport - TN | 672 | 7064 | Rate Constraint in MTons | FALSE | L | Annual | Seasons Included | Seasons | Summer | Summer | Summer | Summer | Summer | Summer | Summer | Summer
Ozone Season NOX Transport - TN | 672 | 7064 | Rate Constraint in MTons | FALSE | L | Annual | Standard NOX | Thousand Tons | 9.361 | 9.361 | 9.361 | 9.361 | 9.361 | 9.361 | 9.361 | 9.361
Ozone Season NOX Transport - TN | 672 | 7064 | Rate Constraint in MTons | FALSE | L | Annual | Emissions at Affected Plants NOX | Thousand Tons | 5.571 | 2.0281 | 0.81082 | 0.54806 | 0.44315 | 0.44172 | 0.45976 | 0.39448
Ozone Season NOX Transport - TN | 672 | 7064 | Rate Constraint in MTons | FALSE | L | Annual | Allowances Purchased NOX | Thousand Tons | 0 | 0 | 0 | 0 | 0 | 0 | 0 | 0
Ozone Season NOX Transport - TN | 672 | 7064 | Rate Constraint in MTons | FALSE | L | Annual | Allowances Sold NOX | Thousand Tons | 0 | 0 | 0 | 0 | 0 | 0 | 0 | 0
Ozone Season NOX Transport - TN | 672 | 7064 | Rate Constraint in MTons | FALSE | L | Annual | Allowances Banked | Thousand Tons | 0 | 0 | 0 | 0 | 0 | 0 | 0 | 0
Ozone Season NOX Transport - TN | 672 | 7064 | Rate Constraint in MTons | FALSE | L | Annual | Allowances Withdrawn (1:1) | Thousand Tons | 0 | 0 | 0 | 0 | 0 | 0 | 0 | 0
Ozone Season NOX Transport - TN | 672 | 7064 | Rate Constraint in MTons | FALSE | L | Annual | Allowances Withdrawn (n:1) | Thousand Tons | 0 | 0 | 0 | 0 | 0 | 0 | 0 | 0
Ozone Season NOX Transport - TN | 672 | 7064 | Rate Constraint in MTons | FALSE | L | Annual | Net Emissions Allowance Position | Thousand Tons | 5.571 | 2.0281 | 0.81082 | 0.54806 | 0.44315 | 0.44172 | 0.45976 | 0.39448
Ozone Season NOX Transport - TN | 672 | 7064 | Rate Constraint in MTons | FALSE | L | Annual | Fuel Consumed | TBtu | 193.0452 | 109.1448 | 88.186 | 83.1215 | 78.3407 | 80.0888 | 83.5437 | 70.7389
Ozone Season NOX Transport - TN | 672 | 7064 | Rate Constraint in MTons | FALSE | L | Annual | Rate | lb/MMBtu | 0.057717 | 0.037164 | 0.018389 | 0.013187 | 0.011313 | 0.011031 | 0.011007 | 0.011153
Ozone Season NOX Transport - TN | 672 | 7064 | Rate Constraint in MTons | FALSE | L | Annual | Generation | TWh | 20.059 | 13.7895 | 15.4731 | 15.0498 | 14.9961 | 15.3908 | 16.0752 | 14.696
Ozone Season NOX Transport - TN | 672 | 7064 | Rate Constraint in MTons | FALSE | L | Annual | Qualifying Generation | TWh | 20.059 | 13.119 | 12.3126 | 11.8893 | 11.3936 | 11.536 | 11.8227 | 9.6847
Ozone Season NOX Transport - TN | 672 | 7064 | Rate Constraint in MTons | FALSE | L | Annual | Rate | lb/MWh | 0.55546 | 0.30919 | 0.13171 | 0.092194 | 0.07779 | 0.076582 | 0.077776 | 0.081465
Ozone Season NOX Transport - TN | 672 | 7064 | Rate Constraint in MTons | FALSE | L | Annual | Constraint Shadow Price | US2019$/Ton | 0 | 0 | 0 | 0 | 0 | 0 | 0 | 0
Ozone Season NOX Transport - TX | 673 | 7065 | Rate Constraint in MTons | FALSE | L | Annual | Seasons Included | Seasons | Summer | Summer | Summer | Summer | Summer | Summer | Summer | Summer
Ozone Season NOX Transport - TX | 673 | 7065 | Rate Constraint in MTons | FALSE | L | Annual | Standard NOX | Thousand Tons | 63.284 | 63.284 | 63.284 | 63.284 | 63.284 | 63.284 | 63.284 | 63.284
Ozone Season NOX Transport - TX | 673 | 7065 | Rate Constraint in MTons | FALSE | L | Annual | Emissions at Affected Plants NOX | Thousand Tons | 41.2632 | 27.8925 | 17.0333 | 14.3843 | 7.7045 | 9.6065 | 7.9195 | 4.8304
Ozone Season NOX Transport - TX | 673 | 7065 | Rate Constraint in MTons | FALSE | L | Annual | Allowances Purchased NOX | Thousand Tons | 0 | 0 | 0 | 0 | 0 | 0 | 0 | 0
Ozone Season NOX Transport - TX | 673 | 7065 | Rate Constraint in MTons | FALSE | L | Annual | Allowances Sold NOX | Thousand Tons | 0 | 0 | 0 | 0 | 0 | 0 | 0 | 0
Ozone Season NOX Transport - TX | 673 | 7065 | Rate Constraint in MTons | FALSE | L | Annual | Allowances Banked | Thousand Tons | 0 | 0 | 0 | 0 | 0 | 0 | 0 | 0
Ozone Season NOX Transport - TX | 673 | 7065 | Rate Constraint in MTons | FALSE | L | Annual | Allowances Withdrawn (1:1) | Thousand Tons | 0 | 0 | 0 | 0 | 0 | 0 | 0 | 0
Ozone Season NOX Transport - TX | 673 | 7065 | Rate Constraint in MTons | FALSE | L | Annual | Allowances Withdrawn (n:1) | Thousand Tons | 0 | 0 | 0 | 0 | 0 | 0 | 0 | 0
Ozone Season NOX Transport - TX | 673 | 7065 | Rate Constraint in MTons | FALSE | L | Annual | Net Emissions Allowance Position | Thousand Tons | 41.2632 | 27.8925 | 17.0333 | 14.3843 | 7.7045 | 9.6065 | 7.9195 | 4.8304
Ozone Season NOX Transport - TX | 673 | 7065 | Rate Constraint in MTons | FALSE | L | Annual | Fuel Consumed | TBtu | 1028.2628 | 851.9197 | 782.4882 | 713.4181 | 497.3147 | 429.388 | 330.762 | 314.5231
Ozone Season NOX Transport - TX | 673 | 7065 | Rate Constraint in MTons | FALSE | L | Annual | Rate | lb/MMBtu | 0.080258 | 0.065481 | 0.043536 | 0.040325 | 0.030984 | 0.044745 | 0.047887 | 0.030716
Ozone Season NOX Transport - TX | 673 | 7065 | Rate Constraint in MTons | FALSE | L | Annual | Generation | TWh | 119.4375 | 105.8962 | 106.1014 | 95.7643 | 69.7768 | 57.0645 | 44.0298 | 45.8587
Ozone Season NOX Transport - TX | 673 | 7065 | Rate Constraint in MTons | FALSE | L | Annual | Qualifying Generation | TWh | 119.4375 | 105.8962 | 106.1014 | 95.7643 | 69.7768 | 57.0645 | 43.9564 | 45.6717
Ozone Season NOX Transport - TX | 673 | 7065 | Rate Constraint in MTons | FALSE | L | Annual | Rate | lb/MWh | 0.69096 | 0.52679 | 0.32108 | 0.30041 | 0.22083 | 0.33669 | 0.36033 | 0.21153
Ozone Season NOX Transport - TX | 673 | 7065 | Rate Constraint in MTons | FALSE | L | Annual | Constraint Shadow Price | US2019$/Ton | 0 | 0 | 0 | 0 | 0 | 0 | 0 | 0
Ozone Season NOX Transport - WI | 675 | 7067 | Rate Constraint in MTons | FALSE | L | Annual | Seasons Included | Seasons | Summer | Summer | Summer | Summer | Summer | Summer | Summer | Summer
Ozone Season NOX Transport - WI | 675 | 7067 | Rate Constraint in MTons | FALSE | L | Annual | Standard NOX | Thousand Tons | 9.577 | 9.577 | 9.577 | 9.577 | 9.577 | 9.577 | 9.577 | 9.577
Ozone Season NOX Transport - WI | 675 | 7067 | Rate Constraint in MTons | FALSE | L | Annual | Emissions at Affected Plants NOX | Thousand Tons | 5.1837 | 2.3354 | 1.5117 | 1.6684 | 0.32604 | 0.20692 | 0.21765 | 0.23278
Ozone Season NOX Transport - WI | 675 | 7067 | Rate Constraint in MTons | FALSE | L | Annual | Allowances Purchased NOX | Thousand Tons | 0 | 0 | 0 | 0 | 0 | 0 | 0 | 0
Ozone Season NOX Transport - WI | 675 | 7067 | Rate Constraint in MTons | FALSE | L | Annual | Allowances Sold NOX | Thousand Tons | 0 | 0 | 0 | 0 | 0 | 0 | 0 | 0
Ozone Season NOX Transport - WI | 675 | 7067 | Rate Constraint in MTons | FALSE | L | Annual | Allowances Banked | Thousand Tons | 0 | 0 | 0 | 0 | 0 | 0 | 0 | 0
Ozone Season NOX Transport - WI | 675 | 7067 | Rate Constraint in MTons | FALSE | L | Annual | Allowances Withdrawn (1:1) | Thousand Tons | 0 | 0 | 0 | 0 | 0 | 0 | 0 | 0
Ozone Season NOX Transport - WI | 675 | 7067 | Rate Constraint in MTons | FALSE | L | Annual | Allowances Withdrawn (n:1) | Thousand Tons | 0 | 0 | 0 | 0 | 0 | 0 | 0 | 0
Ozone Season NOX Transport - WI | 675 | 7067 | Rate Constraint in MTons | FALSE | L | Annual | Net Emissions Allowance Position | Thousand Tons | 5.1837 | 2.3354 | 1.5117 | 1.6684 | 0.32604 | 0.20692 | 0.21765 | 0.23278
Ozone Season NOX Transport - WI | 675 | 7067 | Rate Constraint in MTons | FALSE | L | Annual | Fuel Consumed | TBtu | 176.1732 | 122.7125 | 119.8565 | 122.8804 | 57.3169 | 37.9444 | 41.2138 | 44.6358
Ozone Season NOX Transport - WI | 675 | 7067 | Rate Constraint in MTons | FALSE | L | Annual | Rate | lb/MMBtu | 0.058848 | 0.038064 | 0.025225 | 0.027154 | 0.011377 | 0.010906 | 0.010562 | 0.01043
Ozone Season NOX Transport - WI | 675 | 7067 | Rate Constraint in MTons | FALSE | L | Annual | Generation | TWh | 18.3953 | 14.6764 | 15.5194 | 15.6823 | 7.9433 | 5.2838 | 5.7769 | 6.216
Ozone Season NOX Transport - WI | 675 | 7067 | Rate Constraint in MTons | FALSE | L | Annual | Qualifying Generation | TWh | 18.3953 | 14.6764 | 15.3177 | 15.5258 | 7.8808 | 5.2743 | 5.7714 | 6.204
Ozone Season NOX Transport - WI | 675 | 7067 | Rate Constraint in MTons | FALSE | L | Annual | Rate | lb/MWh | 0.56359 | 0.31826 | 0.19738 | 0.21491 | 0.082743 | 0.078463 | 0.075421 | 0.075042
Ozone Season NOX Transport - WI | 675 | 7067 | Rate Constraint in MTons | FALSE | L | Annual | Constraint Shadow Price | US2019$/Ton | 0 | 0 | 0 | 0 | 0 | 0 | 0 | 0
RED-Rochester MER Rate Limit v3.1 | 677 | 7518 | Rate Constraint in lbs/MMBtu | FALSE | L | Annual | Seasons Included | Seasons | Winter, WintShld, Summer | Winter, WintShld, Summer | Winter, WintShld, Summer | Winter, WintShld, Summer | Winter, WintShld, Summer | Winter, WintShld, Summer | Winter, WintShld, Summer | Winter, WintShld, Summer
RED-Rochester MER Rate Limit v3.1 | 677 | 7518 | Rate Constraint in lbs/MMBtu | FALSE | L | Annual | Standard MER | lb/MMBtu | 6e-07 | 6e-07 | 6e-07 | 6e-07 | 6e-07 | 6e-07 | 6e-07 | 6e-07
RED-Rochester MER Rate Limit v3.1 | 677 | 7518 | Rate Constraint in lbs/MMBtu | FALSE | L | Annual | Emissions at Affected Plants MER | lbs | 0.00050119 | 0.00068963 | 0.00068963 | 0.00068963 | 0.00046575 | 0.00016537 | 0.00016537 | 1.8794e-05
RED-Rochester MER Rate Limit v3.1 | 677 | 7518 | Rate Constraint in lbs/MMBtu | FALSE | L | Annual | Allowances Purchased MER | lbs | 0 | 0 | 0 | 0 | 0 | 0 | 0 | 0
RED-Rochester MER Rate Limit v3.1 | 677 | 7518 | Rate Constraint in lbs/MMBtu | FALSE | L | Annual | Allowances Sold MER | lbs | 0 | 0 | 0 | 0 | 0 | 0 | 0 | 0
RED-Rochester MER Rate Limit v3.1 | 677 | 7518 | Rate Constraint in lbs/MMBtu | FALSE | L | Annual | Allowances Banked | lbs | 0 | 0 | 0 | 0 | 0 | 0 | 0 | 0
RED-Rochester MER Rate Limit v3.1 | 677 | 7518 | Rate Constraint in lbs/MMBtu | FALSE | L | Annual | Allowances Withdrawn (1:1) | lbs | 0 | 0 | 0 | 0 | 0 | 0 | 0 | 0
RED-Rochester MER Rate Limit v3.1 | 677 | 7518 | Rate Constraint in lbs/MMBtu | FALSE | L | Annual | Allowances Withdrawn (n:1) | lbs | 0 | 0 | 0 | 0 | 0 | 0 | 0 | 0
RED-Rochester MER Rate Limit v3.1 | 677 | 7518 | Rate Constraint in lbs/MMBtu | FALSE | L | Annual | Net Emissions Allowance Position | lbs | 0.00050119 | 0.00068963 | 0.00068963 | 0.00068963 | 0.00046575 | 0.00016537 | 0.00016537 | 1.8794e-05
RED-Rochester MER Rate Limit v3.1 | 677 | 7518 | Rate Constraint in lbs/MMBtu | FALSE | L | Annual | Fuel Consumed | TBtu | 2.4516 | 3.3979 | 3.3979 | 3.3979 | 2.295 | 0.81479 | 0.81479 | 0.10178
RED-Rochester MER Rate Limit v3.1 | 677 | 7518 | Rate Constraint in lbs/MMBtu | FALSE | L | Annual | Rate | lb/MMBtu | 2.0444e-10 | 2.0296e-10 | 2.0296e-10 | 2.0296e-10 | 2.0294e-10 | 2.0296e-10 | 2.0296e-10 | 1.8465e-10
RED-Rochester MER Rate Limit v3.1 | 677 | 7518 | Rate Constraint in lbs/MMBtu | FALSE | L | Annual | Generation | TWh | 0.43132 | 0.59348 | 0.59348 | 0.59348 | 0.40082 | 0.14231 | 0.14231 | 0.016174
RED-Rochester MER Rate Limit v3.1 | 677 | 7518 | Rate Constraint in lbs/MMBtu | FALSE | L | Annual | Qualifying Generation | TWh | 0.29537 | 0.40939 | 0.40939 | 0.40939 | 0.27651 | 0.098167 | 0.098167 | 0.012263
RED-Rochester MER Rate Limit v3.1 | 677 | 7518 | Rate Constraint in lbs/MMBtu | FALSE | L | Annual | Rate | lb/MWh | 1.6968e-09 | 1.6845e-09 | 1.6845e-09 | 1.6845e-09 | 1.6844e-09 | 1.6845e-09 | 1.6845e-09 | 1.5326e-09
RED-Rochester MER Rate Limit v3.1 | 677 | 7518 | Rate Constraint in lbs/MMBtu | FALSE | L | Annual | Constraint Shadow Price | US2019$/Lb | 0 | 0 | 0 | 0 | 0 | 0 | 0 | 0
RGGI CO2 Annual Constraint v5.13 | 678 | 7118 | Rate Constraint in MTons | FALSE | L | Annual | Seasons Included | Seasons | Winter, WintShld, Summer | Winter, WintShld, Summer | Winter, WintShld, Summer | Winter, WintShld, Summer | Winter, WintShld, Summer | Winter, WintShld, Summer | Winter, WintShld, Summer | Winter, WintShld, Summer
RGGI CO2 Annual Constraint v5.13 | 678 | 7118 | Rate Constraint in MTons | FALSE | L | Annual | Standard CO2 | Thousand Tons | 197186.1116 | 82992.6188 | 85225.1554 | 78610.4021 | 78610.4021 | 78610.4021 | 78610.4021 | 78610.4021
RGGI CO2 Annual Constraint v5.13 | 678 | 7118 | Rate Constraint in MTons | FALSE | L | Annual | Emissions at Affected Plants CO2 | Thousand Tons | 95889.5413 | 87612.331 | 94296.0493 | 93152.6544 | 69995.1287 | 55053.2396 | 50542.871 | 40741.7279
RGGI CO2 Annual Constraint v5.13 | 678 | 7118 | Rate Constraint in MTons | FALSE | L | Annual | Allowances Purchased CO2 | Thousand Tons | 0 | 0 | 0 | 0 | 0 | 0 | 0 | 0
RGGI CO2 Annual Constraint v5.13 | 678 | 7118 | Rate Constraint in MTons | FALSE | L | Annual | Allowances Sold CO2 | Thousand Tons | 0 | 0 | 0 | 0 | 0 | 0 | 0 | 0
RGGI CO2 Annual Constraint v5.13 | 678 | 7118 | Rate Constraint in MTons | FALSE | L | Annual | Allowances Banked | Thousand Tons | 101296.5703 | 0 | 0 | 0 | 0 | 23557.1628 | 0 | 0
RGGI CO2 Annual Constraint v5.13 | 678 | 7118 | Rate Constraint in MTons | FALSE | L | Annual | Allowances Withdrawn (1:1) | Thousand Tons | 0 | -4619.7124 | -19450.9769 | -14542.2523 | 0 | 0 | 0 | -16826.5454
RGGI CO2 Annual Constraint v5.13 | 678 | 7118 | Rate Constraint in MTons | FALSE | L | Annual | Allowances Withdrawn (n:1) | Thousand Tons | 0 | 0 | 0 | 0 | 0 | 0 | 0 | 0
RGGI CO2 Annual Constraint v5.13 | 678 | 7118 | Rate Constraint in MTons | FALSE | L | Annual | Net Emissions Allowance Position | Thousand Tons | 197186.1116 | 82992.6186 | 74845.0724 | 78610.4021 | 69995.1287 | 78610.4024 | 50542.871 | 23915.1826
RGGI CO2 Annual Constraint v5.13 | 678 | 7118 | Rate Constraint in MTons | FALSE | L | Annual | Fuel Consumed | TBtu | 1492.1533 | 1402.9503 | 1530.6332 | 1513.2343 | 1147.3388 | 908.7375 | 840.3067 | 672.4318
RGGI CO2 Annual Constraint v5.13 | 678 | 7118 | Rate Constraint in MTons | FALSE | L | Annual | Rate | lb/MMBtu | 128.5251 | 124.8973 | 123.2118 | 123.1173 | 122.013 | 121.1642 | 120.2962 | 121.1773
RGGI CO2 Annual Constraint v5.13 | 678 | 7118 | Rate Constraint in MTons | FALSE | L | Annual | Generation | TWh | 204.7652 | 200.2263 | 230.1906 | 228.1079 | 180.5274 | 176.4901 | 193.7679 | 185.2167
RGGI CO2 Annual Constraint v5.13 | 678 | 7118 | Rate Constraint in MTons | FALSE | L | Annual | Qualifying Generation | TWh | 204.7216 | 196.7462 | 214.0726 | 211.9899 | 162.1647 | 129.9325 | 121.0905 | 97.4044
RGGI CO2 Annual Constraint v5.13 | 678 | 7118 | Rate Constraint in MTons | FALSE | L | Annual | Rate | lb/MWh | 936.7801 | 890.6127 | 880.9726 | 878.8404 | 863.2597 | 847.4128 | 834.7953 | 836.5481
RGGI CO2 Annual Constraint v5.13 | 678 | 7118 | Rate Constraint in MTons | FALSE | L | Annual | Constraint Shadow Price | US2019$/Ton | 0 | 0 | 0 | 0 | 0 | 0 | 0 | 0
RPS Clean Energy v6.20- CO | 680 | 7648 | Generation Constraint in GWh | FALSE | G | Annual | Seasons Included | Seasons | Winter, WintShld, Summer | Winter, WintShld, Summer | Winter, WintShld, Summer | Winter, WintShld, Summer | Winter, WintShld, Summer | Winter, WintShld, Summer | Winter, WintShld, Summer | Winter, WintShld, Summer
RPS Clean Energy v6.20- CO | 680 | 7648 | Generation Constraint in GWh | FALSE | G | Annual | Standard GWh | GWh | 0 | 0 | 0 | 0 | 0 | 0 | 0 | 44004.6953
RPS Clean Energy v6.20- CO | 680 | 7648 | Generation Constraint in GWh | FALSE | G | Annual | Emissions at Affected Plants | GWh | 25421.8002 | 25421.4655 | 25603.4301 | 30884.7102 | 56473.008 | 65436.6465 | 69758.0018 | 75146.3687
RPS Clean Energy v6.20- CO | 680 | 7648 | Generation Constraint in GWh | FALSE | G | Annual | Allowances Purchased | GWh | 0 | 0 | 0 | 0 | 0 | 0 | 0 | 0
RPS Clean Energy v6.20- CO | 680 | 7648 | Generation Constraint in GWh | FALSE | G | Annual | Allowances Sold | GWh | 0 | 0 | 0 | 0 | 0 | 0 | 0 | 0
RPS Clean Energy v6.20- CO | 680 | 7648 | Generation Constraint in GWh | FALSE | G | Annual | Allowances Banked | GWh | 0 | 0 | 0 | 0 | 0 | 0 | 0 | 0
RPS Clean Energy v6.20- CO | 680 | 7648 | Generation Constraint in GWh | FALSE | G | Annual | Allowances Withdrawn (1:1) | GWh | 0 | 0 | 0 | 0 | 0 | 0 | 0 | 0
RPS Clean Energy v6.20- CO | 680 | 7648 | Generation Constraint in GWh | FALSE | G | Annual | Allowances Withdrawn (n:1) | GWh | 0 | 0 | 0 | 0 | 0 | 0 | 0 | 0
RPS Clean Energy v6.20- CO | 680 | 7648 | Generation Constraint in GWh | FALSE | G | Annual | Net Emissions Allowance Position | GWh | 25421.8002 | 25421.4655 | 25603.4301 | 30884.7102 | 56473.008 | 65436.6465 | 69758.0018 | 75146.3687
RPS Clean Energy v6.20- CO | 680 | 7648 | Generation Constraint in GWh | FALSE | G | Annual | Fuel Consumed | TBtu | 0.86591 | 0.86102 | 0.86102 | 0.79518 | 0.79258 | 0.79518 | 0.58591 | 0.48897
RPS Clean Energy v6.20- CO | 680 | 7648 | Generation Constraint in GWh | FALSE | G | Annual | Heat Rate | MMBtu/MWh | 0.034062 | 0.03387 | 0.033629 | 0.025747 | 0.014035 | 0.012152 | 0.0083992 | 0.0065069
RPS Clean Energy v6.20- CO | 680 | 7648 | Generation Constraint in GWh | FALSE | G | Annual | Generation | TWh | 25.4218 | 25.4215 | 25.6034 | 30.8847 | 56.473 | 65.4366 | 69.758 | 75.1464
RPS Clean Energy v6.20- CO | 680 | 7648 | Generation Constraint in GWh | FALSE | G | Annual | Qualifying Generation | TWh | 25.4218 | 25.4215 | 25.6034 | 30.8847 | 56.473 | 65.4366 | 69.758 | 75.1464
RPS Clean Energy v6.20- CO | 680 | 7648 | Generation Constraint in GWh | FALSE | G | Annual | Rate | lb/MWh | 0 | 0 | 0 | 0 | 0 | 0 | 0 | 0
RPS Clean Energy v6.20- CO | 680 | 7648 | Generation Constraint in GWh | FALSE | G | Annual | Constraint Shadow Price | US2019$/MWh | 0 | 0 | 0 | 0 | 0 | 0 | 0 | 0
RPS Clean Energy v6.20- IL | 681 | 7740 | Generation Constraint in GWh | FALSE | G | Annual | Seasons Included | Seasons | Winter, WintShld, Summer | Winter, WintShld, Summer | Winter, WintShld, Summer | Winter, WintShld, Summer | Winter, WintShld, Summer | Winter, WintShld, Summer | Winter, WintShld, Summer | Winter, WintShld, Summer
RPS Clean Energy v6.20- IL | 681 | 7740 | Generation Constraint in GWh | FALSE | G | Annual | Standard GWh | GWh | 0 | 0 | 0 | 0 | 0 | 0 | 0 | 164415.7767
RPS Clean Energy v6.20- IL | 681 | 7740 | Generation Constraint in GWh | FALSE | G | Annual | Emissions at Affected Plants | GWh | 122776.2727 | 123371.0433 | 124455.7799 | 118499.4311 | 98707.1514 | 98696.536 | 70227.7059 | 164415.7767
RPS Clean Energy v6.20- IL | 681 | 7740 | Generation Constraint in GWh | FALSE | G | Annual | Allowances Purchased | GWh | 0 | 0 | 0 | 0 | 0 | 0 | 0 | 0
RPS Clean Energy v6.20- IL | 681 | 7740 | Generation Constraint in GWh | FALSE | G | Annual | Allowances Sold | GWh | 0 | 0 | 0 | 0 | 0 | 0 | 0 | 0
RPS Clean Energy v6.20- IL | 681 | 7740 | Generation Constraint in GWh | FALSE | G | Annual | Allowances Banked | GWh | 0 | 0 | 0 | 0 | 0 | 0 | 0 | 0
RPS Clean Energy v6.20- IL | 681 | 7740 | Generation Constraint in GWh | FALSE | G | Annual | Allowances Withdrawn (1:1) | GWh | 0 | 0 | 0 | 0 | 0 | 0 | 0 | 0
RPS Clean Energy v6.20- IL | 681 | 7740 | Generation Constraint in GWh | FALSE | G | Annual | Allowances Withdrawn (n:1) | GWh | 0 | 0 | 0 | 0 | 0 | 0 | 0 | 0
RPS Clean Energy v6.20- IL | 681 | 7740 | Generation Constraint in GWh | FALSE | G | Annual | Net Emissions Allowance Position | GWh | 122776.2727 | 123371.0433 | 124455.7799 | 118499.4311 | 98707.1514 | 98696.536 | 70227.7059 | 164415.7767
RPS Clean Energy v6.20- IL | 681 | 7740 | Generation Constraint in GWh | FALSE | G | Annual | Fuel Consumed | TBtu | 1021.1005 | 1021.7818 | 1031.0162 | 950.6807 | 710.078 | 709.9877 | 412.3104 | 16.6972
RPS Clean Energy v6.20- IL | 681 | 7740 | Generation Constraint in GWh | FALSE | G | Annual | Heat Rate | MMBtu/MWh | 8.3168 | 8.2822 | 8.2842 | 8.0227 | 7.1938 | 7.1936 | 5.871 | 0.10155
RPS Clean Energy v6.20- IL | 681 | 7740 | Generation Constraint in GWh | FALSE | G | Annual | Generation | TWh | 122.7763 | 123.371 | 124.4558 | 118.4994 | 98.7072 | 98.6965 | 70.2277 | 164.4158
RPS Clean Energy v6.20- IL | 681 | 7740 | Generation Constraint in GWh | FALSE | G | Annual | Qualifying Generation | TWh | 122.7763 | 123.371 | 124.4558 | 118.4994 | 98.7072 | 98.6965 | 70.2277 | 164.4158
RPS Clean Energy v6.20- IL | 681 | 7740 | Generation Constraint in GWh | FALSE | G | Annual | Rate | lb/MWh | 0 | 0 | 0 | 0 | 0 | 0 | 0 | 0
RPS Clean Energy v6.20- IL | 681 | 7740 | Generation Constraint in GWh | FALSE | G | Annual | Constraint Shadow Price | US2019$/MWh | 0 | 0 | 0 | 0 | 0 | 0 | 0 | 3.2589
RPS Clean Energy v6.20- MA | 682 | 7649 | Generation Constraint in GWh | FALSE | G | Annual | Seasons Included | Seasons | Winter, WintShld, Summer | Winter, WintShld, Summer | Winter, WintShld, Summer | Winter, WintShld, Summer | Winter, WintShld, Summer | Winter, WintShld, Summer | Winter, WintShld, Summer | Winter, WintShld, Summer
RPS Clean Energy v6.20- MA | 682 | 7649 | Generation Constraint in GWh | FALSE | G | Annual | Standard GWh | GWh | 13594.142 | 15663.7516 | 18812.4615 | 21200.6836 | 27306.8272 | 33786.0663 | 40912.9788 | 48968.7692
RPS Clean Energy v6.20- MA | 682 | 7649 | Generation Constraint in GWh | FALSE | G | Annual | Emissions at Affected Plants | GWh | 13594.142 | 15663.7516 | 19366.1979 | 21200.6836 | 27306.8271 | 33786.0663 | 40912.9788 | 48968.7692
RPS Clean Energy v6.20- MA | 682 | 7649 | Generation Constraint in GWh | FALSE | G | Annual | Allowances Purchased | GWh | 0 | 0 | 0 | 0 | 0 | 0 | 0 | 0
RPS Clean Energy v6.20- MA | 682 | 7649 | Generation Constraint in GWh | FALSE | G | Annual | Allowances Sold | GWh | 0 | 0 | 0 | 0 | 0 | 0 | 0 | 0
RPS Clean Energy v6.20- MA | 682 | 7649 | Generation Constraint in GWh | FALSE | G | Annual | Allowances Banked | GWh | 0 | 0 | 0 | 0 | 0 | 0 | 0 | 0
RPS Clean Energy v6.20- MA | 682 | 7649 | Generation Constraint in GWh | FALSE | G | Annual | Allowances Withdrawn (1:1) | GWh | 0 | 0 | 0 | 0 | 0 | 0 | 0 | 0
RPS Clean Energy v6.20- MA | 682 | 7649 | Generation Constraint in GWh | FALSE | G | Annual | Allowances Withdrawn (n:1) | GWh | 0 | 0 | 0 | 0 | 0 | 0 | 0 | 0
RPS Clean Energy v6.20- MA | 682 | 7649 | Generation Constraint in GWh | FALSE | G | Annual | Net Emissions Allowance Position | GWh | 13594.142 | 15663.7516 | 19366.1979 | 21200.6836 | 27306.8271 | 33786.0663 | 40912.9788 | 48968.7692
RPS Clean Energy v6.20- MA | 682 | 7649 | Generation Constraint in GWh | FALSE | G | Annual | Fuel Consumed | TBtu | 8.1572 | 6.1029 | 6.1029 | 6.1029 | 6.1029 | 6.1029 | 6.1029 | 5.9782
RPS Clean Energy v6.20- MA | 682 | 7649 | Generation Constraint in GWh | FALSE | G | Annual | Heat Rate | MMBtu/MWh | 0.60006 | 0.38962 | 0.31513 | 0.28786 | 0.22349 | 0.18063 | 0.14917 | 0.12208
RPS Clean Energy v6.20- MA | 682 | 7649 | Generation Constraint in GWh | FALSE | G | Annual | Generation | TWh | 13.5941 | 15.6638 | 19.3662 | 21.2007 | 27.3068 | 33.7861 | 40.913 | 48.9688
RPS Clean Energy v6.20- MA | 682 | 7649 | Generation Constraint in GWh | FALSE | G | Annual | Qualifying Generation | TWh | 13.5941 | 15.6638 | 19.3662 | 21.2007 | 27.3068 | 33.7861 | 40.913 | 48.9688
RPS Clean Energy v6.20- MA | 682 | 7649 | Generation Constraint in GWh | FALSE | G | Annual | Rate | lb/MWh | 0 | 0 | 0 | 0 | 0 | 0 | 0 | 0
RPS Clean Energy v6.20- MA | 682 | 7649 | Generation Constraint in GWh | FALSE | G | Annual | Constraint Shadow Price | US2019$/MWh | 130.71 | 25.4604 | 0 | 7.8609 | 10.6149 | 11.1595 | 9.2266 | 2.3395
RPS Clean Energy v6.20- NM | 683 | 7571 | Generation Constraint in GWh | FALSE | G | Annual | Seasons Included | Seasons | Winter, WintShld, Summer | Winter, WintShld, Summer | Winter, WintShld, Summer | Winter, WintShld, Summer | Winter, WintShld, Summer | Winter, WintShld, Summer | Winter, WintShld, Summer | Winter, WintShld, Summer
RPS Clean Energy v6.20- NM | 683 | 7571 | Generation Constraint in GWh | FALSE | G | Annual | Standard GWh | GWh | 0 | 0 | 0 | 0 | 0 | 0 | 19276.025 | 26763.1898
RPS Clean Energy v6.20- NM | 683 | 7571 | Generation Constraint in GWh | FALSE | G | Annual | Emissions at Affected Plants | GWh | 21427.7179 | 25137.7173 | 29054.6331 | 37525.3957 | 54261.2199 | 68727.8557 | 81139.719 | 83540.0189
RPS Clean Energy v6.20- NM | 683 | 7571 | Generation Constraint in GWh | FALSE | G | Annual | Allowances Purchased | GWh | 0 | 0 | 0 | 0 | 0 | 0 | 0 | 0
RPS Clean Energy v6.20- NM | 683 | 7571 | Generation Constraint in GWh | FALSE | G | Annual | Allowances Sold | GWh | 0 | 0 | 0 | 0 | 0 | 0 | 0 | 0
RPS Clean Energy v6.20- NM | 683 | 7571 | Generation Constraint in GWh | FALSE | G | Annual | Allowances Banked | GWh | 0 | 0 | 0 | 0 | 0 | 0 | 0 | 0
RPS Clean Energy v6.20- NM | 683 | 7571 | Generation Constraint in GWh | FALSE | G | Annual | Allowances Withdrawn (1:1) | GWh | 0 | 0 | 0 | 0 | 0 | 0 | 0 | 0
RPS Clean Energy v6.20- NM | 683 | 7571 | Generation Constraint in GWh | FALSE | G | Annual | Allowances Withdrawn (n:1) | GWh | 0 | 0 | 0 | 0 | 0 | 0 | 0 | 0
RPS Clean Energy v6.20- NM | 683 | 7571 | Generation Constraint in GWh | FALSE | G | Annual | Net Emissions Allowance Position | GWh | 21427.7179 | 25137.7173 | 29054.6331 | 37525.3957 | 54261.2199 | 68727.8557 | 81139.719 | 83540.0189
RPS Clean Energy v6.20- NM | 683 | 7571 | Generation Constraint in GWh | FALSE | G | Annual | Fuel Consumed | TBtu | 0.58478 | 0.58478 | 0.60474 | 0.60449 | 0.053796 | 0.052174 | 0.049655 | 0.039936
RPS Clean Energy v6.20- NM | 683 | 7571 | Generation Constraint in GWh | FALSE | G | Annual | Heat Rate | MMBtu/MWh | 0.027291 | 0.023263 | 0.020814 | 0.016109 | 0.00099142 | 0.00075913 | 0.00061196 | 0.00047804
RPS Clean Energy v6.20- NM | 683 | 7571 | Generation Constraint in GWh | FALSE | G | Annual | Generation | TWh | 21.4277 | 25.1377 | 29.0546 | 37.5254 | 54.2612 | 68.7279 | 81.1397 | 83.54
RPS Clean Energy v6.20- NM | 683 | 7571 | Generation Constraint in GWh | FALSE | G | Annual | Qualifying Generation | TWh | 21.4277 | 25.1377 | 29.0546 | 37.5254 | 54.2612 | 68.7279 | 81.1397 | 83.54
RPS Clean Energy v6.20- NM | 683 | 7571 | Generation Constraint in GWh | FALSE | G | Annual | Rate | lb/MWh | 0 | 0 | 0 | 0 | 0 | 0 | 0 | 0
RPS Clean Energy v6.20- NM | 683 | 7571 | Generation Constraint in GWh | FALSE | G | Annual | Constraint Shadow Price | US2019$/MWh | 0 | 0 | 0 | 0 | 0 | 0 | 0 | 0
RPS Clean Energy v6.20- NV | 684 | 7572 | Generation Constraint in GWh | FALSE | G | Annual | Seasons Included | Seasons | Winter, WintShld, Summer | Winter, WintShld, Summer | Winter, WintShld, Summer | Winter, WintShld, Summer | Winter, WintShld, Summer | Winter, WintShld, Summer | Winter, WintShld, Summer | Winter, WintShld, Summer
RPS Clean Energy v6.20- NV | 684 | 7572 | Generation Constraint in GWh | FALSE | G | Annual | Standard GWh | GWh | 0 | 0 | 0 | 0 | 0 | 0 | 0 | 48961.9676
RPS Clean Energy v6.20- NV | 684 | 7572 | Generation Constraint in GWh | FALSE | G | Annual | Emissions at Affected Plants | GWh | 16885.1031 | 19907.9119 | 19919.2902 | 21173.2447 | 26157.7334 | 26862.3872 | 26955.3274 | 48961.9676
RPS Clean Energy v6.20- NV | 684 | 7572 | Generation Constraint in GWh | FALSE | G | Annual | Allowances Purchased | GWh | 0 | 0 | 0 | 0 | 0 | 0 | 0 | 0
RPS Clean Energy v6.20- NV | 684 | 7572 | Generation Constraint in GWh | FALSE | G | Annual | Allowances Sold | GWh | 0 | 0 | 0 | 0 | 0 | 0 | 0 | 0
RPS Clean Energy v6.20- NV | 684 | 7572 | Generation Constraint in GWh | FALSE | G | Annual | Allowances Banked | GWh | 0 | 0 | 0 | 0 | 0 | 0 | 0 | 0
RPS Clean Energy v6.20- NV | 684 | 7572 | Generation Constraint in GWh | FALSE | G | Annual | Allowances Withdrawn (1:1) | GWh | 0 | 0 | 0 | 0 | 0 | 0 | 0 | 0
RPS Clean Energy v6.20- NV | 684 | 7572 | Generation Constraint in GWh | FALSE | G | Annual | Allowances Withdrawn (n:1) | GWh | 0 | 0 | 0 | 0 | 0 | 0 | 0 | 0
RPS Clean Energy v6.20- NV | 684 | 7572 | Generation Constraint in GWh | FALSE | G | Annual | Net Emissions Allowance Position | GWh | 16885.1031 | 19907.9119 | 19919.2902 | 21173.2447 | 26157.7334 | 26862.3872 | 26955.3274 | 48961.9676
RPS Clean Energy v6.20- NV | 684 | 7572 | Generation Constraint in GWh | FALSE | G | Annual | Fuel Consumed | TBtu | 54.7502 | 54.8308 | 54.9146 | 54.8564 | 54.832 | 54.8905 | 54.8926 | 54.8533
RPS Clean Energy v6.20- NV | 684 | 7572 | Generation Constraint in GWh | FALSE | G | Annual | Heat Rate | MMBtu/MWh | 3.2425 | 2.7542 | 2.7569 | 2.5908 | 2.0962 | 2.0434 | 2.0364 | 1.1203
RPS Clean Energy v6.20- NV | 684 | 7572 | Generation Constraint in GWh | FALSE | G | Annual | Generation | TWh | 16.8851 | 19.9079 | 19.9193 | 21.1732 | 26.1577 | 26.8624 | 26.9553 | 48.962
RPS Clean Energy v6.20- NV | 684 | 7572 | Generation Constraint in GWh | FALSE | G | Annual | Qualifying Generation | TWh | 16.8851 | 19.9079 | 19.9193 | 21.1732 | 26.1577 | 26.8624 | 26.9553 | 48.962
RPS Clean Energy v6.20- NV | 684 | 7572 | Generation Constraint in GWh | FALSE | G | Annual | Rate | lb/MWh | 0 | 0 | 0 | 0 | 0 | 0 | 0 | 0
RPS Clean Energy v6.20- NV | 684 | 7572 | Generation Constraint in GWh | FALSE | G | Annual | Constraint Shadow Price | US2019$/MWh | 0 | 0 | 0 | 0 | 0 | 0 | 0 | 3.8088
RPS Clean Energy v6.20- NY | 685 | 7573 | Generation Constraint in GWh | FALSE | G | Annual | Seasons Included | Seasons | Winter, WintShld, Summer | Winter, WintShld, Summer | Winter, WintShld, Summer | Winter, WintShld, Summer | Winter, WintShld, Summer | Winter, WintShld, Summer | Winter, WintShld, Summer | Winter, WintShld, Summer
RPS Clean Energy v6.20- NY | 685 | 7573 | Generation Constraint in GWh | FALSE | G | Annual | Standard GWh | GWh | 0 | 0 | 0 | 0 | 0 | 152394.3924 | 156698.7408 | 163809.3067
RPS Clean Energy v6.20- NY | 685 | 7573 | Generation Constraint in GWh | FALSE | G | Annual | Emissions at Affected Plants | GWh | 62949.6828 | 81579.6557 | 81643.4687 | 71737.0887 | 123203.2643 | 152394.3924 | 156698.7407 | 163809.3067
RPS Clean Energy v6.20- NY | 685 | 7573 | Generation Constraint in GWh | FALSE | G | Annual | Allowances Purchased | GWh | 0 | 0 | 0 | 0 | 0 | 0 | 0 | 0
RPS Clean Energy v6.20- NY | 685 | 7573 | Generation Constraint in GWh | FALSE | G | Annual | Allowances Sold | GWh | 0 | 0 | 0 | 0 | 0 | 0 | 0 | 0
RPS Clean Energy v6.20- NY | 685 | 7573 | Generation Constraint in GWh | FALSE | G | Annual | Allowances Banked | GWh | 0 | 0 | 0 | 0 | 0 | 0 | 0 | 0
RPS Clean Energy v6.20- NY | 685 | 7573 | Generation Constraint in GWh | FALSE | G | Annual | Allowances Withdrawn (1:1) | GWh | 0 | 0 | 0 | 0 | 0 | 0 | 0 | 0
RPS Clean Energy v6.20- NY | 685 | 7573 | Generation Constraint in GWh | FALSE | G | Annual | Allowances Withdrawn (n:1) | GWh | 0 | 0 | 0 | 0 | 0 | 0 | 0 | 0
RPS Clean Energy v6.20- NY | 685 | 7573 | Generation Constraint in GWh | FALSE | G | Annual | Net Emissions Allowance Position | GWh | 62949.6828 | 81579.6557 | 81643.4687 | 71737.0887 | 123203.2643 | 152394.3924 | 156698.7407 | 163809.3067
RPS Clean Energy v6.20- NY | 685 | 7573 | Generation Constraint in GWh | FALSE | G | Annual | Fuel Consumed | TBtu | 301.9438 | 297.7943 | 297.7943 | 194.2132 | 194.2132 | 127.8733 | 127.8733 | 17.9586
RPS Clean Energy v6.20- NY | 685 | 7573 | Generation Constraint in GWh | FALSE | G | Annual | Heat Rate | MMBtu/MWh | 4.7966 | 3.6504 | 3.6475 | 2.7073 | 1.5764 | 0.83909 | 0.81605 | 0.10963
RPS Clean Energy v6.20- NY | 685 | 7573 | Generation Constraint in GWh | FALSE | G | Annual | Generation | TWh | 62.9497 | 81.5797 | 81.6435 | 71.7371 | 123.2033 | 152.3944 | 156.6987 | 163.8093
RPS Clean Energy v6.20- NY | 685 | 7573 | Generation Constraint in GWh | FALSE | G | Annual | Qualifying Generation | TWh | 62.9497 | 81.5797 | 81.6435 | 71.7371 | 123.2033 | 152.3944 | 156.6987 | 163.8093
RPS Clean Energy v6.20- NY | 685 | 7573 | Generation Constraint in GWh | FALSE | G | Annual | Rate | lb/MWh | 0 | 0 | 0 | 0 | 0 | 0 | 0 | 0
RPS Clean Energy v6.20- NY | 685 | 7573 | Generation Constraint in GWh | FALSE | G | Annual | Constraint Shadow Price | US2019$/MWh | 0 | 0 | 0 | 0 | 0 | 6.0449 | 3.5905 | 3.7731
RPS Clean Energy v6.20- WA | 686 | 7574 | Generation Constraint in GWh | FALSE | G | Annual | Seasons Included | Seasons | Winter, WintShld, Summer | Winter, WintShld, Summer | Winter, WintShld, Summer | Winter, WintShld, Summer | Winter, WintShld, Summer | Winter, WintShld, Summer | Winter, WintShld, Summer | Winter, WintShld, Summer
RPS Clean Energy v6.20- WA | 686 | 7574 | Generation Constraint in GWh | FALSE | G | Annual | Standard GWh | GWh | 0 | 0 | 0 | 94421.8601 | 97181.9993 | 102038.2517 | 107685.7862 | 114570.154
RPS Clean Energy v6.20- WA | 686 | 7574 | Generation Constraint in GWh | FALSE | G | Annual | Emissions at Affected Plants | GWh | 98272.9458 | 98351.4905 | 98519.4974 | 98497.8509 | 105264.5451 | 105275.8848 | 108594.924 | 114570.154
RPS Clean Energy v6.20- WA | 686 | 7574 | Generation Constraint in GWh | FALSE | G | Annual | Allowances Purchased | GWh | 0 | 0 | 0 | 0 | 0 | 0 | 0 | 0
RPS Clean Energy v6.20- WA | 686 | 7574 | Generation Constraint in GWh | FALSE | G | Annual | Allowances Sold | GWh | 0 | 0 | 0 | 0 | 0 | 0 | 0 | 0
RPS Clean Energy v6.20- WA | 686 | 7574 | Generation Constraint in GWh | FALSE | G | Annual | Allowances Banked | GWh | 0 | 0 | 0 | 0 | 0 | 0 | 0 | 0
RPS Clean Energy v6.20- WA | 686 | 7574 | Generation Constraint in GWh | FALSE | G | Annual | Allowances Withdrawn (1:1) | GWh | 0 | 0 | 0 | 0 | 0 | 0 | 0 | 0
RPS Clean Energy v6.20- WA | 686 | 7574 | Generation Constraint in GWh | FALSE | G | Annual | Allowances Withdrawn (n:1) | GWh | 0 | 0 | 0 | 0 | 0 | 0 | 0 | 0
RPS Clean Energy v6.20- WA | 686 | 7574 | Generation Constraint in GWh | FALSE | G | Annual | Net Emissions Allowance Position | GWh | 98272.9458 | 98351.4905 | 98519.4974 | 98497.8509 | 105264.5451 | 105275.8848 | 108594.924 | 114570.154
RPS Clean Energy v6.20- WA | 686 | 7574 | Generation Constraint in GWh | FALSE | G | Annual | Fuel Consumed | TBtu | 99.24 | 97.2804 | 98.7107 | 98.5264 | 98.5915 | 98.6881 | 4.0774 | 4.338
RPS Clean Energy v6.20- WA | 686 | 7574 | Generation Constraint in GWh | FALSE | G | Annual | Heat Rate | MMBtu/MWh | 1.0098 | 0.98911 | 1.0019 | 1.0003 | 0.93661 | 0.93742 | 0.037546 | 0.037864
RPS Clean Energy v6.20- WA | 686 | 7574 | Generation Constraint in GWh | FALSE | G | Annual | Generation | TWh | 98.2729 | 98.3515 | 98.5195 | 98.4979 | 105.2645 | 105.2759 | 108.5949 | 114.5702
RPS Clean Energy v6.20- WA | 686 | 7574 | Generation Constraint in GWh | FALSE | G | Annual | Qualifying Generation | TWh | 98.2729 | 98.3515 | 98.5195 | 98.4979 | 105.2645 | 105.2759 | 108.5949 | 114.5702
RPS Clean Energy v6.20- WA | 686 | 7574 | Generation Constraint in GWh | FALSE | G | Annual | Rate | lb/MWh | 0 | 0 | 0 | 0 | 0 | 0 | 0 | 0
RPS Clean Energy v6.20- WA | 686 | 7574 | Generation Constraint in GWh | FALSE | G | Annual | Constraint Shadow Price | US2019$/MWh | 0 | 0 | 0 | 0 | 0 | 0 | 0 | 6.2964
RPS Solar v6.20- DC | 687 | 7575 | Generation Constraint in GWh | FALSE | G | Annual | Seasons Included | Seasons | Winter, WintShld, Summer | Winter, WintShld, Summer | Winter, WintShld, Summer | Winter, WintShld, Summer | Winter, WintShld, Summer | Winter, WintShld, Summer | Winter, WintShld, Summer | Winter, WintShld, Summer
RPS Solar v6.20- DC | 687 | 7575 | Generation Constraint in GWh | FALSE | G | Annual | Standard GWh | GWh | 312.6419 | 378.1139 | 495.0414 | 556.6474 | 801.3588 | 1123.7217 | 1224.9342 | 1282.8178
RPS Solar v6.20- DC | 687 | 7575 | Generation Constraint in GWh | FALSE | G | Annual | Emissions at Affected Plants | GWh | 13.0777 | 13.0777 | 13.0777 | 13.0777 | 13.0777 | 13.0777 | 13.0777 | 13.0777
RPS Solar v6.20- DC | 687 | 7575 | Generation Constraint in GWh | FALSE | G | Annual | Allowances Purchased | GWh | 299.5642 | 365.0362 | 481.9638 | 543.5697 | 788.2812 | 1110.644 | 1211.8565 | 1269.7402
RPS Solar v6.20- DC | 687 | 7575 | Generation Constraint in GWh | FALSE | G | Annual | Allowances Sold | GWh | 0 | 0 | 0 | 0 | 0 | 0 | 0 | 0
RPS Solar v6.20- DC | 687 | 7575 | Generation Constraint in GWh | FALSE | G | Annual | Allowances Banked | GWh | 0 | 0 | 0 | 0 | 0 | 0 | 0 | 0
RPS Solar v6.20- DC | 687 | 7575 | Generation Constraint in GWh | FALSE | G | Annual | Allowances Withdrawn (1:1) | GWh | 0 | 0 | 0 | 0 | 0 | 0 | 0 | 0
RPS Solar v6.20- DC | 687 | 7575 | Generation Constraint in GWh | FALSE | G | Annual | Allowances Withdrawn (n:1) | GWh | 0 | 0 | 0 | 0 | 0 | 0 | 0 | 0
RPS Solar v6.20- DC | 687 | 7575 | Generation Constraint in GWh | FALSE | G | Annual | Net Emissions Allowance Position | GWh | 312.6419 | 378.1139 | 495.0414 | 556.6474 | 801.3588 | 1123.7217 | 1224.9342 | 1282.8178
RPS Solar v6.20- DC | 687 | 7575 | Generation Constraint in GWh | FALSE | G | Annual | Fuel Consumed | TBtu | 0 | 0 | 0 | 0 | 0 | 0 | 0 | 0
RPS Solar v6.20- DC | 687 | 7575 | Generation Constraint in GWh | FALSE | G | Annual | Heat Rate | MMBtu/MWh | 0 | 0 | 0 | 0 | 0 | 0 | 0 | 0
RPS Solar v6.20- DC | 687 | 7575 | Generation Constraint in GWh | FALSE | G | Annual | Generation | TWh | 0.013078 | 0.013078 | 0.013078 | 0.013078 | 0.013078 | 0.013078 | 0.013078 | 0.013078
RPS Solar v6.20- DC | 687 | 7575 | Generation Constraint in GWh | FALSE | G | Annual | Qualifying Generation | TWh | 0.013078 | 0.013078 | 0.013078 | 0.013078 | 0.013078 | 0.013078 | 0.013078 | 0.013078
RPS Solar v6.20- DC | 687 | 7575 | Generation Constraint in GWh | FALSE | G | Annual | Rate | lb/MWh | 0 | 0 | 0 | 0 | 0 | 0 | 0 | 0
RPS Solar v6.20- DC | 687 | 7575 | Generation Constraint in GWh | FALSE | G | Annual | Constraint Shadow Price | US2019$/MWh | 53.115 | 53.1147 | 53.1147 | 53.1152 | 53.1145 | 53.1147 | 53.1148 | 53.1149
RPS Solar v6.20- DE | 688 | 7576 | Generation Constraint in GWh | FALSE | G | Annual | Seasons Included | Seasons | Winter, WintShld, Summer | Winter, WintShld, Summer | Winter, WintShld, Summer | Winter, WintShld, Summer | Winter, WintShld, Summer | Winter, WintShld, Summer | Winter, WintShld, Summer | Winter, WintShld, Summer
RPS Solar v6.20- DE | 688 | 7576 | Generation Constraint in GWh | FALSE | G | Annual | Standard GWh | GWh | 204.4227 | 238.2743 | 239.1678 | 242.0381 | 248.8872 | 257.1632 | 266.3093 | 278.8936
RPS Solar v6.20- DE | 688 | 7576 | Generation Constraint in GWh | FALSE | G | Annual | Emissions at Affected Plants | GWh | 17488.4943 | 19075.9512 | 25491.2701 | 36503.9787 | 85317.107 | 101520.5682 | 127124.6274 | 152733.1787
RPS Solar v6.20- DE | 688 | 7576 | Generation Constraint in GWh | FALSE | G | Annual | Allowances Purchased | GWh | 0 | 0 | 0 | 0 | 0 | 0 | 0 | 0
RPS Solar v6.20- DE | 688 | 7576 | Generation Constraint in GWh | FALSE | G | Annual | Allowances Sold | GWh | 0 | 0 | 0 | 0 | 0 | 0 | 0 | 0
RPS Solar v6.20- DE | 688 | 7576 | Generation Constraint in GWh | FALSE | G | Annual | Allowances Banked | GWh | 0 | 0 | 0 | 0 | 0 | 0 | 0 | 0
RPS Solar v6.20- DE | 688 | 7576 | Generation Constraint in GWh | FALSE | G | Annual | Allowances Withdrawn (1:1) | GWh | 0 | 0 | 0 | 0 | 0 | 0 | 0 | 0
RPS Solar v6.20- DE | 688 | 7576 | Generation Constraint in GWh | FALSE | G | Annual | Allowances Withdrawn (n:1) | GWh | 0 | 0 | 0 | 0 | 0 | 0 | 0 | 0
RPS Solar v6.20- DE | 688 | 7576 | Generation Constraint in GWh | FALSE | G | Annual | Net Emissions Allowance Position | GWh | 17488.4943 | 19075.9512 | 25491.2701 | 36503.9787 | 85317.107 | 101520.5682 | 127124.6274 | 152733.1787
RPS Solar v6.20- DE | 688 | 7576 | Generation Constraint in GWh | FALSE | G | Annual | Fuel Consumed | TBtu | 0 | 0 | 0 | 0 | 0 | 0 | 0 | 0
RPS Solar v6.20- DE | 688 | 7576 | Generation Constraint in GWh | FALSE | G | Annual | Heat Rate | MMBtu/MWh | 0 | 0 | 0 | 0 | 0 | 0 | 0 | 0
RPS Solar v6.20- DE | 688 | 7576 | Generation Constraint in GWh | FALSE | G | Annual | Generation | TWh | 32.6791 | 41.784 | 49.9577 | 71.1336 | 121.0514 | 144.5455 | 177.4804 | 247.051
RPS Solar v6.20- DE | 688 | 7576 | Generation Constraint in GWh | FALSE | G | Annual | Qualifying Generation | TWh | 17.4885 | 19.076 | 25.4913 | 36.504 | 85.3171 | 101.5206 | 127.1246 | 152.7332
RPS Solar v6.20- DE | 688 | 7576 | Generation Constraint in GWh | FALSE | G | Annual | Rate | lb/MWh | 0 | 0 | 0 | 0 | 0 | 0 | 0 | 0
RPS Solar v6.20- DE | 688 | 7576 | Generation Constraint in GWh | FALSE | G | Annual | Constraint Shadow Price | US2019$/MWh | 0 | 0 | 0 | 0 | 0 | 0 | 0 | 0
RPS Solar v6.20- IL, MO | 689 | 7580 | Generation Constraint in GWh | FALSE | G | Annual | Seasons Included | Seasons | Winter, WintShld, Summer | Winter, WintShld, Summer | Winter, WintShld, Summer | Winter, WintShld, Summer | Winter, WintShld, Summer | Winter, WintShld, Summer | Winter, WintShld, Summer | Winter, WintShld, Summer
RPS Solar v6.20- IL, MO | 689 | 7580 | Generation Constraint in GWh | FALSE | G | Annual | Standard GWh | GWh | 1886.477 | 2157.7903 | 2318.1593 | 2343.4358 | 2408.5909 | 2485.4451 | 2572.9315 | 2676.6841
RPS Solar v6.20- IL, MO | 689 | 7580 | Generation Constraint in GWh | FALSE | G | Annual | Emissions at Affected Plants | GWh | 6484.6797 | 8297.4231 | 8297.4231 | 25098.6651 | 27844.8454 | 37258.9624 | 50160.9313 | 93684.0687
RPS Solar v6.20- IL, MO | 689 | 7580 | Generation Constraint in GWh | FALSE | G | Annual | Allowances Purchased | GWh | 0 | 0 | 0 | 0 | 0 | 0 | 0 | 0
RPS Solar v6.20- IL, MO | 689 | 7580 | Generation Constraint in GWh | FALSE | G | Annual | Allowances Sold | GWh | 0 | 0 | 0 | 0 | 0 | 0 | 0 | 0
RPS Solar v6.20- IL, MO | 689 | 7580 | Generation Constraint in GWh | FALSE | G | Annual | Allowances Banked | GWh | 0 | 0 | 0 | 0 | 0 | 0 | 0 | 0
RPS Solar v6.20- IL, MO | 689 | 7580 | Generation Constraint in GWh | FALSE | G | Annual | Allowances Withdrawn (1:1) | GWh | 0 | 0 | 0 | 0 | 0 | 0 | 0 | 0
RPS Solar v6.20- IL, MO | 689 | 7580 | Generation Constraint in GWh | FALSE | G | Annual | Allowances Withdrawn (n:1) | GWh | 0 | 0 | 0 | 0 | 0 | 0 | 0 | 0
RPS Solar v6.20- IL, MO | 689 | 7580 | Generation Constraint in GWh | FALSE | G | Annual | Net Emissions Allowance Position | GWh | 6484.6797 | 8297.4231 | 8297.4231 | 25098.6651 | 27844.8454 | 37258.9624 | 50160.9313 | 93684.0687
RPS Solar v6.20- IL, MO | 689 | 7580 | Generation Constraint in GWh | FALSE | G | Annual | Fuel Consumed | TBtu | 0 | 0 | 0 | 0 | 0 | 0 | 0 | 0
RPS Solar v6.20- IL, MO | 689 | 7580 | Generation Constraint in GWh | FALSE | G | Annual | Heat Rate | MMBtu/MWh | 0 | 0 | 0 | 0 | 0 | 0 | 0 | 0
RPS Solar v6.20- IL, MO | 689 | 7580 | Generation Constraint in GWh | FALSE | G | Annual | Generation | TWh | 6.4847 | 8.2974 | 8.2974 | 25.0987 | 27.8448 | 37.259 | 50.1609 | 93.6841
RPS Solar v6.20- IL, MO | 689 | 7580 | Generation Constraint in GWh | FALSE | G | Annual | Qualifying Generation | TWh | 6.4847 | 8.2974 | 8.2974 | 25.0987 | 27.8448 | 37.259 | 50.1609 | 93.6841
RPS Solar v6.20- IL, MO | 689 | 7580 | Generation Constraint in GWh | FALSE | G | Annual | Rate | lb/MWh | 0 | 0 | 0 | 0 | 0 | 0 | 0 | 0
RPS Solar v6.20- IL, MO | 689 | 7580 | Generation Constraint in GWh | FALSE | G | Annual | Constraint Shadow Price | US2019$/MWh | 0 | 0 | 0 | 0 | 0 | 0 | 0 | 0
RPS Solar v6.20- MA | 690 | 7577 | Generation Constraint in GWh | FALSE | G | Annual | Seasons Included | Seasons | Winter, WintShld, Summer | Winter, WintShld, Summer | Winter, WintShld, Summer | Winter, WintShld, Summer | Winter, WintShld, Summer | Winter, WintShld, Summer | Winter, WintShld, Summer | Winter, WintShld, Summer
RPS Solar v6.20- MA | 690 | 7577 | Generation Constraint in GWh | FALSE | G | Annual | Standard GWh | GWh | 96.4653 | 104.5297 | 116.9265 | 126.9155 | 152.214 | 179.0467 | 208.7851 | 242.6865
RPS Solar v6.20- MA | 690 | 7577 | Generation Constraint in GWh | FALSE | G | Annual | Emissions at Affected Plants | GWh | 1981.9749 | 1981.9749 | 1981.9749 | 1981.9749 | 4352.1775 | 8117.3963 | 13955.3968 | 13955.3968
RPS Solar v6.20- MA | 690 | 7577 | Generation Constraint in GWh | FALSE | G | Annual | Allowances Purchased | GWh | 0 | 0 | 0 | 0 | 0 | 0 | 0 | 0
RPS Solar v6.20- MA | 690 | 7577 | Generation Constraint in GWh | FALSE | G | Annual | Allowances Sold | GWh | 0 | 0 | 0 | 0 | 0 | 0 | 0 | 0
RPS Solar v6.20- MA | 690 | 7577 | Generation Constraint in GWh | FALSE | G | Annual | Allowances Banked | GWh | 0 | 0 | 0 | 0 | 0 | 0 | 0 | 0
RPS Solar v6.20- MA | 690 | 7577 | Generation Constraint in GWh | FALSE | G | Annual | Allowances Withdrawn (1:1) | GWh | 0 | 0 | 0 | 0 | 0 | 0 | 0 | 0
RPS Solar v6.20- MA | 690 | 7577 | Generation Constraint in GWh | FALSE | G | Annual | Allowances Withdrawn (n:1) | GWh | 0 | 0 | 0 | 0 | 0 | 0 | 0 | 0
RPS Solar v6.20- MA | 690 | 7577 | Generation Constraint in GWh | FALSE | G | Annual | Net Emissions Allowance Position | GWh | 1981.9749 | 1981.9749 | 1981.9749 | 1981.9749 | 4352.1775 | 8117.3963 | 13955.3968 | 13955.3968
RPS Solar v6.20- MA | 690 | 7577 | Generation Constraint in GWh | FALSE | G | Annual | Fuel Consumed | TBtu | 0 | 0 | 0 | 0 | 0 | 0 | 0 | 0
RPS Solar v6.20- MA | 690 | 7577 | Generation Constraint in GWh | FALSE | G | Annual | Heat Rate | MMBtu/MWh | 0 | 0 | 0 | 0 | 0 | 0 | 0 | 0
RPS Solar v6.20- MA | 690 | 7577 | Generation Constraint in GWh | FALSE | G | Annual | Generation | TWh | 1.982 | 1.982 | 1.982 | 1.982 | 4.3522 | 8.1174 | 13.9554 | 13.9554
RPS Solar v6.20- MA | 690 | 7577 | Generation Constraint in GWh | FALSE | G | Annual | Qualifying Generation | TWh | 1.982 | 1.982 | 1.982 | 1.982 | 4.3522 | 8.1174 | 13.9554 | 13.9554
RPS Solar v6.20- MA | 690 | 7577 | Generation Constraint in GWh | FALSE | G | Annual | Rate | lb/MWh | 0 | 0 | 0 | 0 | 0 | 0 | 0 | 0
RPS Solar v6.20- MA | 690 | 7577 | Generation Constraint in GWh | FALSE | G | Annual | Constraint Shadow Price | US2019$/MWh | 0 | 0 | 0 | 0 | 0 | 0 | 0 | 0
RPS Solar v6.20- MD | 691 | 7578 | Generation Constraint in GWh | FALSE | G | Annual | Seasons Included | Seasons | Winter, WintShld, Summer | Winter, WintShld, Summer | Winter, WintShld, Summer | Winter, WintShld, Summer | Winter, WintShld, Summer | Winter, WintShld, Summer | Winter, WintShld, Summer | Winter, WintShld, Summer
RPS Solar v6.20- MD | 691 | 7578 | Generation Constraint in GWh | FALSE | G | Annual | Standard GWh | GWh | 5054.5691 | 6640.6939 | 8409.3145 | 8510.3085 | 8751.679 | 9042.4349 | 9364.2698 | 9803.249
RPS Solar v6.20- MD | 691 | 7578 | Generation Constraint in GWh | FALSE | G | Annual | Emissions at Affected Plants | GWh | 975.3781 | 6640.6939 | 8409.3145 | 8510.3085 | 8751.679 | 9042.4349 | 9364.2698 | 9803.249
RPS Solar v6.20- MD | 691 | 7578 | Generation Constraint in GWh | FALSE | G | Annual | Allowances Purchased | GWh | 4079.191 | 0 | 0 | 0 | 0 | 0 | 0 | 0
RPS Solar v6.20- MD | 691 | 7578 | Generation Constraint in GWh | FALSE | G | Annual | Allowances Sold | GWh | 0 | 0 | 0 | 0 | 0 | 0 | 0 | 0
RPS Solar v6.20- MD | 691 | 7578 | Generation Constraint in GWh | FALSE | G | Annual | Allowances Banked | GWh | 0 | 0 | 0 | 0 | 0 | 0 | 0 | 0
RPS Solar v6.20- MD | 691 | 7578 | Generation Constraint in GWh | FALSE | G | Annual | Allowances Withdrawn (1:1) | GWh | 0 | 0 | 0 | 0 | 0 | 0 | 0 | 0
RPS Solar v6.20- MD | 691 | 7578 | Generation Constraint in GWh | FALSE | G | Annual | Allowances Withdrawn (n:1) | GWh | 0 | 0 | 0 | 0 | 0 | 0 | 0 | 0
RPS Solar v6.20- MD | 691 | 7578 | Generation Constraint in GWh | FALSE | G | Annual | Net Emissions Allowance Position | GWh | 5054.5691 | 6640.6939 | 8409.3145 | 8510.3085 | 8751.679 | 9042.4349 | 9364.2698 | 9803.249
RPS Solar v6.20- MD | 691 | 7578 | Generation Constraint in GWh | FALSE | G | Annual | Fuel Consumed | TBtu | 0 | 0 | 0 | 0 | 0 | 0 | 0 | 0
RPS Solar v6.20- MD | 691 | 7578 | Generation Constraint in GWh | FALSE | G | Annual | Heat Rate | MMBtu/MWh | 0 | 0 | 0 | 0 | 0 | 0 | 0 | 0
RPS Solar v6.20- MD | 691 | 7578 | Generation Constraint in GWh | FALSE | G | Annual | Generation | TWh | 0.97538 | 6.6407 | 8.4093 | 8.5103 | 8.7517 | 9.0424 | 9.3643 | 9.8032
RPS Solar v6.20- MD | 691 | 7578 | Generation Constraint in GWh | FALSE | G | Annual | Qualifying Generation | TWh | 0.97538 | 6.6407 | 8.4093 | 8.5103 | 8.7517 | 9.0424 | 9.3643 | 9.8032
RPS Solar v6.20- MD | 691 | 7578 | Generation Constraint in GWh | FALSE | G | Annual | Rate | lb/MWh | 0 | 0 | 0 | 0 | 0 | 0 | 0 | 0
RPS Solar v6.20- MD | 691 | 7578 | Generation Constraint in GWh | FALSE | G | Annual | Constraint Shadow Price | US2019$/MWh | 63.738 | 43.9909 | 19.376 | 14.4155 | 6.2614 | 4.0485 | 1.2781 | 0.28202
RPS Solar v6.20- MN | 692 | 7579 | Generation Constraint in GWh | FALSE | G | Annual | Seasons Included | Seasons | Winter, WintShld, Summer | Winter, WintShld, Summer | Winter, WintShld, Summer | Winter, WintShld, Summer | Winter, WintShld, Summer | Winter, WintShld, Summer | Winter, WintShld, Summer | Winter, WintShld, Summer
RPS Solar v6.20- MN | 692 | 7579 | Generation Constraint in GWh | FALSE | G | Annual | Standard GWh | GWh | 930.9207 | 942.9136 | 959.8364 | 971.4982 | 999.8493 | 1033.6131 | 1072.3075 | 1116.2484
RPS Solar v6.20- MN | 692 | 7579 | Generation Constraint in GWh | FALSE | G | Annual | Emissions at Affected Plants | GWh | 2278.5112 | 2278.5112 | 2278.5112 | 5619.3784 | 13592.1392 | 13592.1392 | 13592.1392 | 13592.1392
RPS Solar v6.20- MN | 692 | 7579 | Generation Constraint in GWh | FALSE | G | Annual | Allowances Purchased | GWh | 0 | 0 | 0 | 0 | 0 | 0 | 0 | 0
RPS Solar v6.20- MN | 692 | 7579 | Generation Constraint in GWh | FALSE | G | Annual | Allowances Sold | GWh | 0 | 0 | 0 | 0 | 0 | 0 | 0 | 0
RPS Solar v6.20- MN | 692 | 7579 | Generation Constraint in GWh | FALSE | G | Annual | Allowances Banked | GWh | 0 | 0 | 0 | 0 | 0 | 0 | 0 | 0
RPS Solar v6.20- MN | 692 | 7579 | Generation Constraint in GWh | FALSE | G | Annual | Allowances Withdrawn (1:1) | GWh | 0 | 0 | 0 | 0 | 0 | 0 | 0 | 0
RPS Solar v6.20- MN | 692 | 7579 | Generation Constraint in GWh | FALSE | G | Annual | Allowances Withdrawn (n:1) | GWh | 0 | 0 | 0 | 0 | 0 | 0 | 0 | 0
RPS Solar v6.20- MN | 692 | 7579 | Generation Constraint in GWh | FALSE | G | Annual | Net Emissions Allowance Position | GWh | 2278.5112 | 2278.5112 | 2278.5112 | 5619.3784 | 13592.1392 | 13592.1392 | 13592.1392 | 13592.1392
RPS Solar v6.20- MN | 692 | 7579 | Generation Constraint in GWh | FALSE | G | Annual | Fuel Consumed | TBtu | 0 | 0 | 0 | 0 | 0 | 0 | 0 | 0
RPS Solar v6.20- MN | 692 | 7579 | Generation Constraint in GWh | FALSE | G | Annual | Heat Rate | MMBtu/MWh | 0 | 0 | 0 | 0 | 0 | 0 | 0 | 0
RPS Solar v6.20- MN | 692 | 7579 | Generation Constraint in GWh | FALSE | G | Annual | Generation | TWh | 2.2785 | 2.2785 | 2.2785 | 5.6194 | 13.5921 | 13.5921 | 13.5921 | 13.5921
RPS Solar v6.20- MN | 692 | 7579 | Generation Constraint in GWh | FALSE | G | Annual | Qualifying Generation | TWh | 2.2785 | 2.2785 | 2.2785 | 5.6194 | 13.5921 | 13.5921 | 13.5921 | 13.5921
RPS Solar v6.20- MN | 692 | 7579 | Generation Constraint in GWh | FALSE | G | Annual | Rate | lb/MWh | 0 | 0 | 0 | 0 | 0 | 0 | 0 | 0
RPS Solar v6.20- MN | 692 | 7579 | Generation Constraint in GWh | FALSE | G | Annual | Constraint Shadow Price | US2019$/MWh | 0 | 0 | 0 | 0 | 0 | 0 | 0 | 0
RPS Solar v6.20- NC 75% limit | 693 | 7583 | Generation Constraint in GWh | FALSE | G | Annual | Seasons Included | Seasons | Winter, WintShld, Summer | Winter, WintShld, Summer | Winter, WintShld, Summer | Winter, WintShld, Summer | Winter, WintShld, Summer | Winter, WintShld, Summer | Winter, WintShld, Summer | Winter, WintShld, Summer
RPS Solar v6.20- NC 75% limit | 693 | 7583 | Generation Constraint in GWh | FALSE | G | Annual | Standard GWh | GWh | 123.4839 | 124.95 | 127.4244 | 129.4618 | 135.1087 | 141.4688 | 148.7682 | 157.1614
RPS Solar v6.20- NC 75% limit | 693 | 7583 | Generation Constraint in GWh | FALSE | G | Annual | Emissions at Affected Plants | GWh | 7872.6485 | 7872.6485 | 7872.6485 | 7872.6485 | 7872.6485 | 7872.6485 | 7872.6485 | 7872.6485
RPS Solar v6.20- NC 75% limit | 693 | 7583 | Generation Constraint in GWh | FALSE | G | Annual | Allowances Purchased | GWh | 0 | 0 | 0 | 0 | 0 | 0 | 0 | 0
RPS Solar v6.20- NC 75% limit | 693 | 7583 | Generation Constraint in GWh | FALSE | G | Annual | Allowances Sold | GWh | 0 | 0 | 0 | 0 | 0 | 0 | 0 | 0
RPS Solar v6.20- NC 75% limit | 693 | 7583 | Generation Constraint in GWh | FALSE | G | Annual | Allowances Banked | GWh | 0 | 0 | 0 | 0 | 0 | 0 | 0 | 0
RPS Solar v6.20- NC 75% limit | 693 | 7583 | Generation Constraint in GWh | FALSE | G | Annual | Allowances Withdrawn (1:1) | GWh | 0 | 0 | 0 | 0 | 0 | 0 | 0 | 0
RPS Solar v6.20- NC 75% limit | 693 | 7583 | Generation Constraint in GWh | FALSE | G | Annual | Allowances Withdrawn (n:1) | GWh | 0 | 0 | 0 | 0 | 0 | 0 | 0 | 0
RPS Solar v6.20- NC 75% limit | 693 | 7583 | Generation Constraint in GWh | FALSE | G | Annual | Net Emissions Allowance Position | GWh | 7872.6485 | 7872.6485 | 7872.6485 | 7872.6485 | 7872.6485 | 7872.6485 | 7872.6485 | 7872.6485
RPS Solar v6.20- NC 75% limit | 693 | 7583 | Generation Constraint in GWh | FALSE | G | Annual | Fuel Consumed | TBtu | 0 | 0 | 0 | 0 | 0 | 0 | 0 | 0
RPS Solar v6.20- NC 75% limit | 693 | 7583 | Generation Constraint in GWh | FALSE | G | Annual | Heat Rate | MMBtu/MWh | 0 | 0 | 0 | 0 | 0 | 0 | 0 | 0
RPS Solar v6.20- NC 75% limit | 693 | 7583 | Generation Constraint in GWh | FALSE | G | Annual | Generation | TWh | 13.5246 | 14.041 | 14.041 | 14.041 | 24.6604 | 28.0831 | 39.9994 | 47.2999
RPS Solar v6.20- NC 75% limit | 693 | 7583 | Generation Constraint in GWh | FALSE | G | Annual | Qualifying Generation | TWh | 7.8726 | 7.8726 | 7.8726 | 7.8726 | 7.8726 | 7.8726 | 7.8726 | 7.8726
RPS Solar v6.20- NC 75% limit | 693 | 7583 | Generation Constraint in GWh | FALSE | G | Annual | Rate | lb/MWh | 0 | 0 | 0 | 0 | 0 | 0 | 0 | 0
RPS Solar v6.20- NC 75% limit | 693 | 7583 | Generation Constraint in GWh | FALSE | G | Annual | Constraint Shadow Price | US2019$/MWh | 0 | 0 | 0 | 0 | 0 | 0 | 0 | 0
RPS Solar v6.20- NH, MA | 694 | 7581 | Generation Constraint in GWh | FALSE | G | Annual | Seasons Included | Seasons | Winter, WintShld, Summer | Winter, WintShld, Summer | Winter, WintShld, Summer | Winter, WintShld, Summer | Winter, WintShld, Summer | Winter, WintShld, Summer | Winter, WintShld, Summer | Winter, WintShld, Summer
RPS Solar v6.20- NH, MA | 694 | 7581 | Generation Constraint in GWh | FALSE | G | Annual | Standard GWh | GWh | 171.1003 | 179.061 | 191.521 | 202.5733 | 230.1728 | 259.4272 | 292.216 | 330.0627
RPS Solar v6.20- NH, MA | 694 | 7581 | Generation Constraint in GWh | FALSE | G | Annual | Emissions at Affected Plants | GWh | 1882.464 | 2090.4444 | 2090.4444 | 2090.4444 | 3077.2815 | 3077.2815 | 3077.2815 | 7003.2225
RPS Solar v6.20- NH, MA | 694 | 7581 | Generation Constraint in GWh | FALSE | G | Annual | Allowances Purchased | GWh | 0 | 0 | 0 | 0 | 0 | 0 | 0 | 0
RPS Solar v6.20- NH, MA | 694 | 7581 | Generation Constraint in GWh | FALSE | G | Annual | Allowances Sold | GWh | 0 | 0 | 0 | 0 | 0 | 0 | 0 | 0
RPS Solar v6.20- NH, MA | 694 | 7581 | Generation Constraint in GWh | FALSE | G | Annual | Allowances Banked | GWh | 0 | 0 | 0 | 0 | 0 | 0 | 0 | 0
RPS Solar v6.20- NH, MA | 694 | 7581 | Generation Constraint in GWh | FALSE | G | Annual | Allowances Withdrawn (1:1) | GWh | 0 | 0 | 0 | 0 | 0 | 0 | 0 | 0
RPS Solar v6.20- NH, MA | 694 | 7581 | Generation Constraint in GWh | FALSE | G | Annual | Allowances Withdrawn (n:1) | GWh | 0 | 0 | 0 | 0 | 0 | 0 | 0 | 0
RPS Solar v6.20- NH, MA | 694 | 7581 | Generation Constraint in GWh | FALSE | G | Annual | Net Emissions Allowance Position | GWh | 1882.464 | 2090.4444 | 2090.4444 | 2090.4444 | 3077.2815 | 3077.2815 | 3077.2815 | 7003.2225
RPS Solar v6.20- NH, MA | 694 | 7581 | Generation Constraint in GWh | FALSE | G | Annual | Fuel Consumed | TBtu | 0 | 0 | 0 | 0 | 0 | 0 | 0 | 0
RPS Solar v6.20- NH, MA | 694 | 7581 | Generation Constraint in GWh | FALSE | G | Annual | Heat Rate | MMBtu/MWh | 0 | 0 | 0 | 0 | 0 | 0 | 0 | 0
RPS Solar v6.20- NH, MA | 694 | 7581 | Generation Constraint in GWh | FALSE | G | Annual | Generation | TWh | 3.8644 | 4.0724 | 4.0724 | 4.0724 | 7.4295 | 11.1947 | 17.0327 | 20.9586
RPS Solar v6.20- NH, MA | 694 | 7581 | Generation Constraint in GWh | FALSE | G | Annual | Qualifying Generation | TWh | 1.8825 | 2.0904 | 2.0904 | 2.0904 | 3.0773 | 3.0773 | 3.0773 | 7.0032
RPS Solar v6.20- NH, MA | 694 | 7581 | Generation Constraint in GWh | FALSE | G | Annual | Rate | lb/MWh | 0 | 0 | 0 | 0 | 0 | 0 | 0 | 0
RPS Solar v6.20- NH, MA | 694 | 7581 | Generation Constraint in GWh | FALSE | G | Annual | Constraint Shadow Price | US2019$/MWh | 0 | 0 | 0 | 0 | 0 | 0 | 0 | 0
RPS Solar v6.20- NJ | 695 | 7582 | Generation Constraint in GWh | FALSE | G | Annual | Seasons Included | Seasons | Winter, WintShld, Summer | Winter, WintShld, Summer | Winter, WintShld, Summer | Winter, WintShld, Summer | Winter, WintShld, Summer | Winter, WintShld, Summer | Winter, WintShld, Summer | Winter, WintShld, Summer
RPS Solar v6.20- NJ | 695 | 7582 | Generation Constraint in GWh | FALSE | G | Annual | Standard GWh | GWh | 3264.4942 | 3069.5542 | 2400.5489 | 1435.4992 | 734.7003 | 759.1208 | 786.1042 | 823.2661
RPS Solar v6.20- NJ | 695 | 7582 | Generation Constraint in GWh | FALSE | G | Annual | Emissions at Affected Plants | GWh | 1545.3484 | 3069.5542 | 3059.319 | 3059.319 | 1176.4769 | 1176.4769 | 1176.4769 | 1176.4769
RPS Solar v6.20- NJ | 695 | 7582 | Generation Constraint in GWh | FALSE | G | Annual | Allowances Purchased | GWh | 1719.1458 | 0 | 0 | 0 | 0 | 0 | 0 | 0
RPS Solar v6.20- NJ | 695 | 7582 | Generation Constraint in GWh | FALSE | G | Annual | Allowances Sold | GWh | 0 | 0 | 0 | 0 | 0 | 0 | 0 | 0
RPS Solar v6.20- NJ | 695 | 7582 | Generation Constraint in GWh | FALSE | G | Annual | Allowances Banked | GWh | 0 | 0 | 0 | 0 | 0 | 0 | 0 | 0
RPS Solar v6.20- NJ | 695 | 7582 | Generation Constraint in GWh | FALSE | G | Annual | Allowances Withdrawn (1:1) | GWh | 0 | 0 | 0 | 0 | 0 | 0 | 0 | 0
RPS Solar v6.20- NJ | 695 | 7582 | Generation Constraint in GWh | FALSE | G | Annual | Allowances Withdrawn (n:1) | GWh | 0 | 0 | 0 | 0 | 0 | 0 | 0 | 0
RPS Solar v6.20- NJ | 695 | 7582 | Generation Constraint in GWh | FALSE | G | Annual | Net Emissions Allowance Position | GWh | 3264.4942 | 3069.5542 | 3059.319 | 3059.319 | 1176.4769 | 1176.4769 | 1176.4769 | 1176.4769
RPS Solar v6.20- NJ | 695 | 7582 | Generation Constraint in GWh | FALSE | G | Annual | Fuel Consumed | TBtu | 0 | 0 | 0 | 0 | 0 | 0 | 0 | 0
RPS Solar v6.20- NJ | 695 | 7582 | Generation Constraint in GWh | FALSE | G | Annual | Heat Rate | MMBtu/MWh | 0 | 0 | 0 | 0 | 0 | 0 | 0 | 0
RPS Solar v6.20- NJ | 695 | 7582 | Generation Constraint in GWh | FALSE | G | Annual | Generation | TWh | 1.5453 | 3.0696 | 3.0593 | 3.0593 | 3.0593 | 3.0593 | 3.0593 | 3.0593
RPS Solar v6.20- NJ | 695 | 7582 | Generation Constraint in GWh | FALSE | G | Annual | Qualifying Generation | TWh | 1.5453 | 3.0696 | 3.0593 | 3.0593 | 1.1765 | 1.1765 | 1.1765 | 1.1765
RPS Solar v6.20- NJ | 695 | 7582 | Generation Constraint in GWh | FALSE | G | Annual | Rate | lb/MWh | 0 | 0 | 0 | 0 | 0 | 0 | 0 | 0
RPS Solar v6.20- NJ | 695 | 7582 | Generation Constraint in GWh | FALSE | G | Annual | Constraint Shadow Price | US2019$/MWh | 242.202 | 106.3172 | 0 | 0 | 0 | 0 | 0 | 0
RPS Solar v6.20- PA | 696 | 7584 | Generation Constraint in GWh | FALSE | G | Annual | Seasons Included | Seasons | Winter, WintShld, Summer | Winter, WintShld, Summer | Winter, WintShld, Summer | Winter, WintShld, Summer | Winter, WintShld, Summer | Winter, WintShld, Summer | Winter, WintShld, Summer | Winter, WintShld, Summer
RPS Solar v6.20- PA | 696 | 7584 | Generation Constraint in GWh | FALSE | G | Annual | Standard GWh | GWh | 731.6668 | 732.3593 | 736.5508 | 745.4113 | 766.6677 | 792.0856 | 820.3266 | 858.0442
RPS Solar v6.20- PA | 696 | 7584 | Generation Constraint in GWh | FALSE | G | Annual | Emissions at Affected Plants | GWh | 858.7653 | 858.7653 | 858.7653 | 858.7653 | 858.7653 | 858.7653 | 858.7653 | 858.7653
RPS Solar v6.20- PA | 696 | 7584 | Generation Constraint in GWh | FALSE | G | Annual | Allowances Purchased | GWh | 0 | 0 | 0 | 0 | 0 | 0 | 0 | 0
RPS Solar v6.20- PA | 696 | 7584 | Generation Constraint in GWh | FALSE | G | Annual | Allowances Sold | GWh | 0 | 0 | 0 | 0 | 0 | 0 | 0 | 0
RPS Solar v6.20- PA | 696 | 7584 | Generation Constraint in GWh | FALSE | G | Annual | Allowances Banked | GWh | 0 | 0 | 0 | 0 | 0 | 0 | 0 | 0
RPS Solar v6.20- PA | 696 | 7584 | Generation Constraint in GWh | FALSE | G | Annual | Allowances Withdrawn (1:1) | GWh | 0 | 0 | 0 | 0 | 0 | 0 | 0 | 0
RPS Solar v6.20- PA | 696 | 7584 | Generation Constraint in GWh | FALSE | G | Annual | Allowances Withdrawn (n:1) | GWh | 0 | 0 | 0 | 0 | 0 | 0 | 0 | 0
RPS Solar v6.20- PA | 696 | 7584 | Generation Constraint in GWh | FALSE | G | Annual | Net Emissions Allowance Position | GWh | 858.7653 | 858.7653 | 858.7653 | 858.7653 | 858.7653 | 858.7653 | 858.7653 | 858.7653
RPS Solar v6.20- PA | 696 | 7584 | Generation Constraint in GWh | FALSE | G | Annual | Fuel Consumed | TBtu | 0 | 0 | 0 | 0 | 0 | 0 | 0 | 0
RPS Solar v6.20- PA | 696 | 7584 | Generation Constraint in GWh | FALSE | G | Annual | Heat Rate | MMBtu/MWh | 0 | 0 | 0 | 0 | 0 | 0 | 0 | 0
RPS Solar v6.20- PA | 696 | 7584 | Generation Constraint in GWh | FALSE | G | Annual | Generation | TWh | 0.85877 | 0.85877 | 0.85877 | 0.85877 | 0.85877 | 0.85877 | 0.85877 | 0.85877
RPS Solar v6.20- PA | 696 | 7584 | Generation Constraint in GWh | FALSE | G | Annual | Qualifying Generation | TWh | 0.85877 | 0.85877 | 0.85877 | 0.85877 | 0.85877 | 0.85877 | 0.85877 | 0.85877
RPS Solar v6.20- PA | 696 | 7584 | Generation Constraint in GWh | FALSE | G | Annual | Rate | lb/MWh | 0 | 0 | 0 | 0 | 0 | 0 | 0 | 0
RPS Solar v6.20- PA | 696 | 7584 | Generation Constraint in GWh | FALSE | G | Annual | Constraint Shadow Price | US2019$/MWh | 0 | 0 | 0 | 0 | 0 | 0 | 0 | 0
RPS v6.20- AZ | 697 | 7585 | Generation Constraint in GWh | FALSE | G | Annual | Seasons Included | Seasons | Winter, WintShld, Summer | Winter, WintShld, Summer | Winter, WintShld, Summer | Winter, WintShld, Summer | Winter, WintShld, Summer | Winter, WintShld, Summer | Winter, WintShld, Summer | Winter, WintShld, Summer
RPS v6.20- AZ | 697 | 7585 | Generation Constraint in GWh | FALSE | G | Annual | Standard GWh | GWh | 6390.8277 | 7506.897 | 7705.9432 | 7849.7221 | 8260.5546 | 8765.9506 | 9353.0698 | 10036.0948
RPS v6.20- AZ | 697 | 7585 | Generation Constraint in GWh | FALSE | G | Annual | Emissions at Affected Plants | GWh | 15662.3581 | 15852.9146 | 15866.8559 | 15854.7789 | 27893.9837 | 37019.4652 | 42259.6194 | 59796.186
RPS v6.20- AZ | 697 | 7585 | Generation Constraint in GWh | FALSE | G | Annual | Allowances Purchased | GWh | 0 | 0 | 0 | 0 | 0 | 0 | 0 | 0
RPS v6.20- AZ | 697 | 7585 | Generation Constraint in GWh | FALSE | G | Annual | Allowances Sold | GWh | 0 | 0 | 0 | 0 | 0 | 0 | 0 | 0
RPS v6.20- AZ | 697 | 7585 | Generation Constraint in GWh | FALSE | G | Annual | Allowances Banked | GWh | 0 | 0 | 0 | 0 | 0 | 0 | 0 | 0
RPS v6.20- AZ | 697 | 7585 | Generation Constraint in GWh | FALSE | G | Annual | Allowances Withdrawn (1:1) | GWh | 0 | 0 | 0 | 0 | 0 | 0 | 0 | 0
RPS v6.20- AZ | 697 | 7585 | Generation Constraint in GWh | FALSE | G | Annual | Allowances Withdrawn (n:1) | GWh | 0 | 0 | 0 | 0 | 0 | 0 | 0 | 0
RPS v6.20- AZ | 697 | 7585 | Generation Constraint in GWh | FALSE | G | Annual | Net Emissions Allowance Position | GWh | 15662.3581 | 15852.9146 | 15866.8559 | 15854.7789 | 27893.9837 | 37019.4652 | 42259.6194 | 59796.186
RPS v6.20- AZ | 697 | 7585 | Generation Constraint in GWh | FALSE | G | Annual | Fuel Consumed | TBtu | 6.7357 | 6.7363 | 6.8565 | 6.7387 | 7.0737 | 3.5109 | 3.2271 | 4.8745
RPS v6.20- AZ | 697 | 7585 | Generation Constraint in GWh | FALSE | G | Annual | Heat Rate | MMBtu/MWh | 0.39626 | 0.38757 | 0.39432 | 0.38755 | 0.25359 | 0.084652 | 0.065054 | 0.06442
RPS v6.20- AZ | 697 | 7585 | Generation Constraint in GWh | FALSE | G | Annual | Generation | TWh | 16.998 | 17.3808 | 17.3884 | 17.3882 | 27.894 | 41.4744 | 49.6055 | 75.6686
RPS v6.20- AZ | 697 | 7585 | Generation Constraint in GWh | FALSE | G | Annual | Qualifying Generation | TWh | 15.6624 | 15.8529 | 15.8669 | 15.8548 | 27.894 | 37.0195 | 42.2596 | 59.7962
RPS v6.20- AZ | 697 | 7585 | Generation Constraint in GWh | FALSE | G | Annual | Rate | lb/MWh | 0 | 0 | 0 | 0 | 0 | 0 | 0 | 0
RPS v6.20- AZ | 697 | 7585 | Generation Constraint in GWh | FALSE | G | Annual | Constraint Shadow Price | US2019$/MWh | 0 | 0 | 0 | 0 | 0 | 0 | 0 | 0
RPS v6.20- CA 10% Unbundled | 698 | 7674 | Generation Constraint in GWh | FALSE | G | Annual | Seasons Included | Seasons | Winter, WintShld, Summer | Winter, WintShld, Summer | Winter, WintShld, Summer | Winter, WintShld, Summer | Winter, WintShld, Summer | Winter, WintShld, Summer | Winter, WintShld, Summer | Winter, WintShld, Summer
RPS v6.20- CA 10% Unbundled | 698 | 7674 | Generation Constraint in GWh | FALSE | G | Annual | Standard GWh | GWh | 9821.7106 | 11197.382 | 13231.8537 | 14592.1397 | 18438.2178 | 22982.9258 | 28107.5922 | 30767.0193
RPS v6.20- CA 10% Unbundled | 698 | 7674 | Generation Constraint in GWh | FALSE | G | Annual | Emissions at Affected Plants | GWh | 79892.9963 | 92163.1491 | 100335.7274 | 111181.2965 | 179203.8313 | 203140.4028 | 229493.4863 | 246024.7615
RPS v6.20- CA 10% Unbundled | 698 | 7674 | Generation Constraint in GWh | FALSE | G | Annual | Allowances Purchased | GWh | 0 | 0 | 0 | 0 | 0 | 0 | 0 | 0
RPS v6.20- CA 10% Unbundled | 698 | 7674 | Generation Constraint in GWh | FALSE | G | Annual | Allowances Sold | GWh | 0 | 0 | 0 | 0 | 0 | 0 | 0 | 0
RPS v6.20- CA 10% Unbundled | 698 | 7674 | Generation Constraint in GWh | FALSE | G | Annual | Allowances Banked | GWh | 0 | 0 | 0 | 0 | 0 | 0 | 0 | 0
RPS v6.20- CA 10% Unbundled | 698 | 7674 | Generation Constraint in GWh | FALSE | G | Annual | Allowances Withdrawn (1:1) | GWh | 0 | 0 | 0 | 0 | 0 | 0 | 0 | 0
RPS v6.20- CA 10% Unbundled | 698 | 7674 | Generation Constraint in GWh | FALSE | G | Annual | Allowances Withdrawn (n:1) | GWh | 0 | 0 | 0 | 0 | 0 | 0 | 0 | 0
RPS v6.20- CA 10% Unbundled | 698 | 7674 | Generation Constraint in GWh | FALSE | G | Annual | Net Emissions Allowance Position | GWh | 79892.9963 | 92163.1491 | 100335.7274 | 111181.2965 | 179203.8313 | 203140.4028 | 229493.4863 | 246024.7615
RPS v6.20- CA 10% Unbundled | 698 | 7674 | Generation Constraint in GWh | FALSE | G | Annual | Fuel Consumed | TBtu | 11.3179 | 11.3121 | 11.7681 | 11.4799 | 10.4198 | 10.7286 | 10.2617 | 9.2594
RPS v6.20- CA 10% Unbundled | 698 | 7674 | Generation Constraint in GWh | FALSE | G | Annual | Heat Rate | MMBtu/MWh | 0.052213 | 0.047227 | 0.04637 | 0.037538 | 0.021604 | 0.01912 | 0.015395 | 0.011848
RPS v6.20- CA 10% Unbundled | 698 | 7674 | Generation Constraint in GWh | FALSE | G | Annual | Generation | TWh | 216.7616 | 239.5283 | 253.788 | 305.8175 | 482.3037 | 561.1267 | 666.5602 | 781.5353
RPS v6.20- CA 10% Unbundled | 698 | 7674 | Generation Constraint in GWh | FALSE | G | Annual | Qualifying Generation | TWh | 79.893 | 92.1631 | 100.3357 | 111.1813 | 179.2038 | 203.1404 | 229.4935 | 246.0248
RPS v6.20- CA 10% Unbundled | 698 | 7674 | Generation Constraint in GWh | FALSE | G | Annual | Rate | lb/MWh | 0 | 0 | 0 | 0 | 0 | 0 | 0 | 0
RPS v6.20- CA 10% Unbundled | 698 | 7674 | Generation Constraint in GWh | FALSE | G | Annual | Constraint Shadow Price | US2019$/MWh | 0 | 0 | 0 | 0 | 0 | 0 | 0 | 0
RPS v6.20- CA 15% Bundled | 699 | 7666 | Generation Constraint in GWh | FALSE | G | Annual | Seasons Included | Seasons | Winter, WintShld, Summer | Winter, WintShld, Summer | Winter, WintShld, Summer | Winter, WintShld, Summer | Winter, WintShld, Summer | Winter, WintShld, Summer | Winter, WintShld, Summer | Winter, WintShld, Summer
RPS v6.20- CA 15% Bundled | 699 | 7666 | Generation Constraint in GWh | FALSE | G | Annual | Standard GWh | GWh | 14732.5659 | 16796.073 | 19847.7806 | 21888.2096 | 27657.3266 | 34474.3887 | 42161.3883 | 46150.5289
RPS v6.20- CA 15% Bundled | 699 | 7666 | Generation Constraint in GWh | FALSE | G | Annual | Emissions at Affected Plants | GWh | 48546.7621 | 51781.357 | 54213.3282 | 55408.2417 | 84558.0646 | 117577.6064 | 203463.0487 | 269384.9496
RPS v6.20- CA 15% Bundled | 699 | 7666 | Generation Constraint in GWh | FALSE | G | Annual | Allowances Purchased | GWh | 0 | 0 | 0 | 0 | 0 | 0 | 0 | 0
RPS v6.20- CA 15% Bundled | 699 | 7666 | Generation Constraint in GWh | FALSE | G | Annual | Allowances Sold | GWh | 0 | 0 | 0 | 0 | 0 | 0 | 0 | 0
RPS v6.20- CA 15% Bundled | 699 | 7666 | Generation Constraint in GWh | FALSE | G | Annual | Allowances Banked | GWh | 0 | 0 | 0 | 0 | 0 | 0 | 0 | 0
RPS v6.20- CA 15% Bundled | 699 | 7666 | Generation Constraint in GWh | FALSE | G | Annual | Allowances Withdrawn (1:1) | GWh | 0 | 0 | 0 | 0 | 0 | 0 | 0 | 0
RPS v6.20- CA 15% Bundled | 699 | 7666 | Generation Constraint in GWh | FALSE | G | Annual | Allowances Withdrawn (n:1) | GWh | 0 | 0 | 0 | 0 | 0 | 0 | 0 | 0
RPS v6.20- CA 15% Bundled | 699 | 7666 | Generation Constraint in GWh | FALSE | G | Annual | Net Emissions Allowance Position | GWh | 48546.7621 | 51781.357 | 54213.3282 | 55408.2417 | 84558.0646 | 117577.6064 | 203463.0487 | 269384.9496
RPS v6.20- CA 15% Bundled | 699 | 7666 | Generation Constraint in GWh | FALSE | G | Annual | Fuel Consumed | TBtu | 72.8422 | 69.5828 | 71.592 | 70.9098 | 71.0916 | 71.3836 | 71.3239 | 69.0459
RPS v6.20- CA 15% Bundled | 699 | 7666 | Generation Constraint in GWh | FALSE | G | Annual | Heat Rate | MMBtu/MWh | 0.53221 | 0.47218 | 0.46654 | 0.36432 | 0.23455 | 0.1994 | 0.16319 | 0.12893
RPS v6.20- CA 15% Bundled | 699 | 7666 | Generation Constraint in GWh | FALSE | G | Annual | Generation | TWh | 136.8686 | 147.3652 | 153.4522 | 194.6362 | 303.0999 | 357.9863 | 437.0668 | 535.5105
RPS v6.20- CA 15% Bundled | 699 | 7666 | Generation Constraint in GWh | FALSE | G | Annual | Qualifying Generation | TWh | 48.5468 | 51.7814 | 54.2133 | 55.4082 | 84.5581 | 117.5776 | 203.463 | 269.3849
RPS v6.20- CA 15% Bundled | 699 | 7666 | Generation Constraint in GWh | FALSE | G | Annual | Rate | lb/MWh | 0 | 0 | 0 | 0 | 0 | 0 | 0 | 0
RPS v6.20- CA 15% Bundled | 699 | 7666 | Generation Constraint in GWh | FALSE | G | Annual | Constraint Shadow Price | US2019$/MWh | 0 | 0 | 0 | 0 | 0 | 0 | 0 | 0
RPS v6.20- CO | 700 | 7587 | Generation Constraint in GWh | FALSE | G | Annual | Seasons Included | Seasons | Winter, WintShld, Summer | Winter, WintShld, Summer | Winter, WintShld, Summer | Winter, WintShld, Summer | Winter, WintShld, Summer | Winter, WintShld, Summer | Winter, WintShld, Summer | Winter, WintShld, Summer
RPS v6.20- CO | 700 | 7587 | Generation Constraint in GWh | FALSE | G | Annual | Standard GWh | GWh | 13015.0675 | 13297.8347 | 13695.9895 | 13973.9125 | 14709.5677 | 15582.676 | 16610.4174 | 17792.9177
RPS v6.20- CO | 700 | 7587 | Generation Constraint in GWh | FALSE | G | Annual | Emissions at Affected Plants | GWh | 13015.0675 | 13297.8347 | 13695.9895 | 13973.9125 | 14709.5677 | 15582.676 | 16610.4174 | 17792.9177
RPS v6.20- CO | 700 | 7587 | Generation Constraint in GWh | FALSE | G | Annual | Allowances Purchased | GWh | 0 | 0 | 0 | 0 | 0 | 0 | 0 | 0
RPS v6.20- CO | 700 | 7587 | Generation Constraint in GWh | FALSE | G | Annual | Allowances Sold | GWh | 0 | 0 | 0 | 0 | 0 | 0 | 0 | 0
RPS v6.20- CO | 700 | 7587 | Generation Constraint in GWh | FALSE | G | Annual | Allowances Banked | GWh | 0 | 0 | 0 | 0 | 0 | 0 | 0 | 0
RPS v6.20- CO | 700 | 7587 | Generation Constraint in GWh | FALSE | G | Annual | Allowances Withdrawn (1:1) | GWh | 0 | 0 | 0 | 0 | 0 | 0 | 0 | 0
RPS v6.20- CO | 700 | 7587 | Generation Constraint in GWh | FALSE | G | Annual | Allowances Withdrawn (n:1) | GWh | 0 | 0 | 0 | 0 | 0 | 0 | 0 | 0
RPS v6.20- CO | 700 | 7587 | Generation Constraint in GWh | FALSE | G | Annual | Net Emissions Allowance Position | GWh | 13015.0675 | 13297.8347 | 13695.9895 | 13973.9125 | 14709.5677 | 15582.676 | 16610.4174 | 17792.9177
RPS v6.20- CO | 700 | 7587 | Generation Constraint in GWh | FALSE | G | Annual | Fuel Consumed | TBtu | 0.00079096 | 0.00079096 | 0.001017 | 0.001017 | 0.00067797 | 0 | 0 | 0.00067797
RPS v6.20- CO | 700 | 7587 | Generation Constraint in GWh | FALSE | G | Annual | Heat Rate | MMBtu/MWh | 3.3277e-05 | 3.3278e-05 | 4.2456e-05 | 3.4787e-05 | 1.2367e-05 | 0 | 0 | 9.2141e-06
RPS v6.20- CO | 700 | 7587 | Generation Constraint in GWh | FALSE | G | Annual | Generation | TWh | 23.769 | 23.7686 | 23.9529 | 29.2342 | 54.8225 | 63.7861 | 68.1075 | 73.5795
RPS v6.20- CO | 700 | 7587 | Generation Constraint in GWh | FALSE | G | Annual | Qualifying Generation | TWh | 13.0151 | 13.2978 | 13.696 | 13.9739 | 14.7096 | 15.5827 | 16.6104 | 17.7929
RPS v6.20- CO | 700 | 7587 | Generation Constraint in GWh | FALSE | G | Annual | Rate | lb/MWh | 0 | 0 | 0 | 0 | 0 | 0 | 0 | 0
RPS v6.20- CO | 700 | 7587 | Generation Constraint in GWh | FALSE | G | Annual | Constraint Shadow Price | US2019$/MWh | 0 | 0 | 0 | 0 | 0 | 0 | 0 | 0
RPS v6.20- CT, MA, ME, NH, RI, VT | 701 | 7588 | Generation Constraint in GWh | FALSE | G | Annual | Seasons Included | Seasons | Winter, WintShld, Summer | Winter, WintShld, Summer | Winter, WintShld, Summer | Winter, WintShld, Summer | Winter, WintShld, Summer | Winter, WintShld, Summer | Winter, WintShld, Summer | Winter, WintShld, Summer
RPS v6.20- CT, MA, ME, NH, RI, VT | 701 | 7588 | Generation Constraint in GWh | FALSE | G | Annual | Standard GWh | GWh | 33476.7805 | 36911.726 | 42097.6047 | 46362.8299 | 51923.7063 | 56920.0941 | 62592.1397 | 69229.9638
RPS v6.20- CT, MA, ME, NH, RI, VT | 701 | 7588 | Generation Constraint in GWh | FALSE | G | Annual | Emissions at Affected Plants | GWh | 23103.6114 | 36911.726 | 27488.1837 | 46362.8299 | 107975.85 | 161966.5775 | 165058.9961 | 243304.4618
RPS v6.20- CT, MA, ME, NH, RI, VT | 701 | 7588 | Generation Constraint in GWh | FALSE | G | Annual | Allowances Purchased | GWh | 10373.1692 | 0 | 14609.4211 | 0 | 0 | 0 | 0 | 0
RPS v6.20- CT, MA, ME, NH, RI, VT | 701 | 7588 | Generation Constraint in GWh | FALSE | G | Annual | Allowances Sold | GWh | 0 | 0 | 0 | 0 | 0 | 0 | 0 | 0
RPS v6.20- CT, MA, ME, NH, RI, VT | 701 | 7588 | Generation Constraint in GWh | FALSE | G | Annual | Allowances Banked | GWh | 0 | 0 | 0 | 0 | 0 | 0 | 0 | 0
RPS v6.20- CT, MA, ME, NH, RI, VT | 701 | 7588 | Generation Constraint in GWh | FALSE | G | Annual | Allowances Withdrawn (1:1) | GWh | 0 | 0 | 0 | 0 | 0 | 0 | 0 | 0
RPS v6.20- CT, MA, ME, NH, RI, VT | 701 | 7588 | Generation Constraint in GWh | FALSE | G | Annual | Allowances Withdrawn (n:1) | GWh | 0 | 0 | 0 | 0 | 0 | 0 | 0 | 0
RPS v6.20- CT, MA, ME, NH, RI, VT | 701 | 7588 | Generation Constraint in GWh | FALSE | G | Annual | Net Emissions Allowance Position | GWh | 33476.7805 | 36911.726 | 42097.6047 | 46362.8299 | 107975.85 | 161966.5775 | 165058.9961 | 243304.4618
RPS v6.20- CT, MA, ME, NH, RI, VT | 701 | 7588 | Generation Constraint in GWh | FALSE | G | Annual | Fuel Consumed | TBtu | 32.3701 | 22.6801 | 18.26 | 18.2583 | 34.3852 | 33.0625 | 35.1583 | 33.7652
RPS v6.20- CT, MA, ME, NH, RI, VT | 701 | 7588 | Generation Constraint in GWh | FALSE | G | Annual | Heat Rate | MMBtu/MWh | 0.54254 | 0.24936 | 0.19185 | 0.16956 | 0.19993 | 0.1478 | 0.14795 | 0.12425
RPS v6.20- CT, MA, ME, NH, RI, VT | 701 | 7588 | Generation Constraint in GWh | FALSE | G | Annual | Generation | TWh | 59.6641 | 90.9546 | 95.1795 | 107.6793 | 171.9867 | 223.7012 | 237.6282 | 271.7468
RPS v6.20- CT, MA, ME, NH, RI, VT | 701 | 7588 | Generation Constraint in GWh | FALSE | G | Annual | Qualifying Generation | TWh | 23.1036 | 36.9117 | 27.4882 | 46.3628 | 107.9759 | 161.9666 | 165.059 | 243.3045
RPS v6.20- CT, MA, ME, NH, RI, VT | 701 | 7588 | Generation Constraint in GWh | FALSE | G | Annual | Rate | lb/MWh | 0 | 0 | 0 | 0 | 0 | 0 | 0 | 0
RPS v6.20- CT, MA, ME, NH, RI, VT | 701 | 7588 | Generation Constraint in GWh | FALSE | G | Annual | Constraint Shadow Price | US2019$/MWh | 10.624 | 3.3048 | 10.6233 | 1.6134 | 0 | 0 | 0 | 0
RPS v6.20- DC, DE, MD, NJ, PA | 702 | 7589 | Generation Constraint in GWh | FALSE | G | Annual | Seasons Included | Seasons | Winter, WintShld, Summer | Winter, WintShld, Summer | Winter, WintShld, Summer | Winter, WintShld, Summer | Winter, WintShld, Summer | Winter, WintShld, Summer | Winter, WintShld, Summer | Winter, WintShld, Summer
RPS v6.20- DC, DE, MD, NJ, PA | 702 | 7589 | Generation Constraint in GWh | FALSE | G | Annual | Standard GWh | GWh | 57063.7924 | 66197.7743 | 78917.9763 | 86788.2049 | 90735.8775 | 93750.4719 | 97085.9731 | 101645.5346
RPS v6.20- DC, DE, MD, NJ, PA | 702 | 7589 | Generation Constraint in GWh | FALSE | G | Annual | Emissions at Affected Plants | GWh | 23605.723 | 66197.7743 | 78917.9763 | 86788.2049 | 171311.8544 | 211360.9102 | 258002.5148 | 166454.115
RPS v6.20- DC, DE, MD, NJ, PA | 702 | 7589 | Generation Constraint in GWh | FALSE | G | Annual | Allowances Purchased | GWh | 33458.0694 | 0 | 0 | 0 | 0 | 0 | 0 | 0
RPS v6.20- DC, DE, MD, NJ, PA | 702 | 7589 | Generation Constraint in GWh | FALSE | G | Annual | Allowances Sold | GWh | 0 | 0 | 0 | 0 | 0 | 0 | 0 | 0
RPS v6.20- DC, DE, MD, NJ, PA | 702 | 7589 | Generation Constraint in GWh | FALSE | G | Annual | Allowances Banked | GWh | 0 | 0 | 0 | 0 | 0 | 0 | 0 | 0
RPS v6.20- DC, DE, MD, NJ, PA | 702 | 7589 | Generation Constraint in GWh | FALSE | G | Annual | Allowances Withdrawn (1:1) | GWh | 0 | 0 | 0 | 0 | 0 | 0 | 0 | 0
RPS v6.20- DC, DE, MD, NJ, PA | 702 | 7589 | Generation Constraint in GWh | FALSE | G | Annual | Allowances Withdrawn (n:1) | GWh | 0 | 0 | 0 | 0 | 0 | 0 | 0 | 0
RPS v6.20- DC, DE, MD, NJ, PA | 702 | 7589 | Generation Constraint in GWh | FALSE | G | Annual | Net Emissions Allowance Position | GWh | 57063.7924 | 66197.7743 | 78917.9763 | 86788.2049 | 171311.8544 | 211360.9102 | 258002.5148 | 166454.115
RPS v6.20- DC, DE, MD, NJ, PA | 702 | 7589 | Generation Constraint in GWh | FALSE | G | Annual | Fuel Consumed | TBtu | 63.2 | 31.9776 | 15.3359 | 55.8409 | 60.8175 | 60.5834 | 60.5869 | 53.2129
RPS v6.20- DC, DE, MD, NJ, PA | 702 | 7589 | Generation Constraint in GWh | FALSE | G | Annual | Heat Rate | MMBtu/MWh | 1.1027 | 0.31963 | 0.12227 | 0.3532 | 0.23699 | 0.18487 | 0.15417 | 0.097539
RPS v6.20- DC, DE, MD, NJ, PA | 702 | 7589 | Generation Constraint in GWh | FALSE | G | Annual | Generation | TWh | 57.3157 | 100.0468 | 125.4269 | 158.102 | 256.6218 | 327.7161 | 392.9779 | 545.5569
RPS v6.20- DC, DE, MD, NJ, PA | 702 | 7589 | Generation Constraint in GWh | FALSE | G | Annual | Qualifying Generation | TWh | 23.6057 | 66.1978 | 78.918 | 86.7882 | 171.3119 | 211.3609 | 258.0025 | 166.4541
RPS v6.20- DC, DE, MD, NJ, PA | 702 | 7589 | Generation Constraint in GWh | FALSE | G | Annual | Rate | lb/MWh | 0 | 0 | 0 | 0 | 0 | 0 | 0 | 0
RPS v6.20- DC, DE, MD, NJ, PA | 702 | 7589 | Generation Constraint in GWh | FALSE | G | Annual | Constraint Shadow Price | US2019$/MWh | 39.837 | 3.3048 | 10.6233 | 1.6134 | 0 | 0 | 0 | 0
RPS v6.20- IA | 703 | 7590 | Generation Constraint in GWh | FALSE | G | Annual | Seasons Included | Seasons | Winter, WintShld, Summer | Winter, WintShld, Summer | Winter, WintShld, Summer | Winter, WintShld, Summer | Winter, WintShld, Summer | Winter, WintShld, Summer | Winter, WintShld, Summer | Winter, WintShld, Summer
RPS v6.20- IA | 703 | 7590 | Generation Constraint in GWh | FALSE | G | Annual | Standard GWh | GWh | 295.8 | 295.8 | 295.8 | 295.8 | 295.8 | 295.8 | 295.8 | 295.8
RPS v6.20- IA | 703 | 7590 | Generation Constraint in GWh | FALSE | G | Annual | Emissions at Affected Plants | GWh | 8898.4028 | 10349.7635 | 10422.8202 | 10422.8147 | 54189.4855 | 54406.3714 | 98920.9903 | 98901.5756
RPS v6.20- IA | 703 | 7590 | Generation Constraint in GWh | FALSE | G | Annual | Allowances Purchased | GWh | 0 | 0 | 0 | 0 | 0 | 0 | 0 | 0
RPS v6.20- IA | 703 | 7590 | Generation Constraint in GWh | FALSE | G | Annual | Allowances Sold | GWh | 0 | 0 | 0 | 0 | 0 | 0 | 0 | 0
RPS v6.20- IA | 703 | 7590 | Generation Constraint in GWh | FALSE | G | Annual | Allowances Banked | GWh | 0 | 0 | 0 | 0 | 0 | 0 | 0 | 0
RPS v6.20- IA | 703 | 7590 | Generation Constraint in GWh | FALSE | G | Annual | Allowances Withdrawn (1:1) | GWh | 0 | 0 | 0 | 0 | 0 | 0 | 0 | 0
RPS v6.20- IA | 703 | 7590 | Generation Constraint in GWh | FALSE | G | Annual | Allowances Withdrawn (n:1) | GWh | 0 | 0 | 0 | 0 | 0 | 0 | 0 | 0
RPS v6.20- IA | 703 | 7590 | Generation Constraint in GWh | FALSE | G | Annual | Net Emissions Allowance Position | GWh | 8898.4028 | 10349.7635 | 10422.8202 | 10422.8147 | 54189.4855 | 54406.3714 | 98920.9903 | 98901.5756
RPS v6.20- IA | 703 | 7590 | Generation Constraint in GWh | FALSE | G | Annual | Fuel Consumed | TBtu | 1.5426 | 1.6154 | 2.2373 | 2.2373 | 2.2373 | 2.1398 | 1.7926 | 1.5714
RPS v6.20- IA | 703 | 7590 | Generation Constraint in GWh | FALSE | G | Annual | Heat Rate | MMBtu/MWh | 0.037406 | 0.03784 | 0.052319 | 0.052318 | 0.041135 | 0.039185 | 0.017973 | 0.015759
RPS v6.20- IA | 703 | 7590 | Generation Constraint in GWh | FALSE | G | Annual | Generation | TWh | 41.2385 | 42.6899 | 42.7629 | 42.7629 | 54.3905 | 54.6074 | 99.7396 | 99.7199
RPS v6.20- IA | 703 | 7590 | Generation Constraint in GWh | FALSE | G | Annual | Qualifying Generation | TWh | 8.8984 | 10.3498 | 10.4228 | 10.4228 | 54.1895 | 54.4064 | 98.921 | 98.9016
RPS v6.20- IA | 703 | 7590 | Generation Constraint in GWh | FALSE | G | Annual | Rate | lb/MWh | 0 | 0 | 0 | 0 | 0 | 0 | 0 | 0
RPS v6.20- IA | 703 | 7590 | Generation Constraint in GWh | FALSE | G | Annual | Constraint Shadow Price | US2019$/MWh | 0 | 0 | 0 | 0 | 0 | 0 | 0 | 0
RPS v6.20- IL | 704 | 7591 | Generation Constraint in GWh | FALSE | G | Annual | Seasons Included | Seasons | Winter, WintShld, Summer | Winter, WintShld, Summer | Winter, WintShld, Summer | Winter, WintShld, Summer | Winter, WintShld, Summer | Winter, WintShld, Summer | Winter, WintShld, Summer | Winter, WintShld, Summer
RPS v6.20- IL | 704 | 7591 | Generation Constraint in GWh | FALSE | G | Annual | Standard GWh | GWh | 28528.2792 | 33015.5498 | 46330.359 | 57639.6185 | 66634.5424 | 76376.6768 | 79039.1862 | 82207.8883
RPS v6.20- IL | 704 | 7591 | Generation Constraint in GWh | FALSE | G | Annual | Emissions at Affected Plants | GWh | 54017.5524 | 55084.341 | 55307.3872 | 71942.827 | 124620.7969 | 144696.6231 | 158630.5247 | 248100.6298
RPS v6.20- IL | 704 | 7591 | Generation Constraint in GWh | FALSE | G | Annual | Allowances Purchased | GWh | 0 | 0 | 0 | 0 | 0 | 0 | 0 | 0
RPS v6.20- IL | 704 | 7591 | Generation Constraint in GWh | FALSE | G | Annual | Allowances Sold | GWh | 0 | 0 | 0 | 0 | 0 | 0 | 0 | 0
RPS v6.20- IL | 704 | 7591 | Generation Constraint in GWh | FALSE | G | Annual | Allowances Banked | GWh | 0 | 0 | 0 | 0 | 0 | 0 | 0 | 0
RPS v6.20- IL | 704 | 7591 | Generation Constraint in GWh | FALSE | G | Annual | Allowances Withdrawn (1:1) | GWh | 0 | 0 | 0 | 0 | 0 | 0 | 0 | 0
RPS v6.20- IL | 704 | 7591 | Generation Constraint in GWh | FALSE | G | Annual | Allowances Withdrawn (n:1) | GWh | 0 | 0 | 0 | 0 | 0 | 0 | 0 | 0
RPS v6.20- IL | 704 | 7591 | Generation Constraint in GWh | FALSE | G | Annual | Net Emissions Allowance Position | GWh | 54017.5524 | 55084.341 | 55307.3872 | 71942.827 | 124620.7969 | 144696.6231 | 158630.5247 | 248100.6298
RPS v6.20- IL | 704 | 7591 | Generation Constraint in GWh | FALSE | G | Annual | Fuel Consumed | TBtu | 6.8975 | 11.4404 | 14.2354 | 13.4554 | 25.9687 | 25.6929 | 24.2921 | 23.3602
RPS v6.20- IL | 704 | 7591 | Generation Constraint in GWh | FALSE | G | Annual | Heat Rate | MMBtu/MWh | 0.072631 | 0.11716 | 0.14358 | 0.11605 | 0.12266 | 0.094812 | 0.072909 | 0.049169
RPS v6.20- IL | 704 | 7591 | Generation Constraint in GWh | FALSE | G | Annual | Generation | TWh | 94.9664 | 97.6509 | 99.1467 | 115.948 | 211.7094 | 270.988 | 333.1833 | 475.1032
RPS v6.20- IL | 704 | 7591 | Generation Constraint in GWh | FALSE | G | Annual | Qualifying Generation | TWh | 54.0176 | 55.0843 | 55.3074 | 71.9428 | 124.6208 | 144.6966 | 158.6305 | 248.1006
RPS v6.20- IL | 704 | 7591 | Generation Constraint in GWh | FALSE | G | Annual | Rate | lb/MWh | 0 | 0 | 0 | 0 | 0 | 0 | 0 | 0
RPS v6.20- IL | 704 | 7591 | Generation Constraint in GWh | FALSE | G | Annual | Constraint Shadow Price | US2019$/MWh | 0 | 0 | 0 | 0 | 0 | 0 | 0 | 0
RPS v6.20- MI | 705 | 7592 | Generation Constraint in GWh | FALSE | G | Annual | Seasons Included | Seasons | Winter, WintShld, Summer | Winter, WintShld, Summer | Winter, WintShld, Summer | Winter, WintShld, Summer | Winter, WintShld, Summer | Winter, WintShld, Summer | Winter, WintShld, Summer | Winter, WintShld, Summer
RPS v6.20- MI | 705 | 7592 | Generation Constraint in GWh | FALSE | G | Annual | Standard GWh | GWh | 15568.1588 | 15698.3349 | 15908.6302 | 16072.5621 | 16512.5754 | 17031.4691 | 17621.92 | 18342.8278
RPS v6.20- MI | 705 | 7592 | Generation Constraint in GWh | FALSE | G | Annual | Emissions at Affected Plants | GWh | 15801.992 | 27118.5911 | 27204.9218 | 50185.7568 | 75805.5316 | 75805.1478 | 79453.6028 | 98408.116
RPS v6.20- MI | 705 | 7592 | Generation Constraint in GWh | FALSE | G | Annual | Allowances Purchased | GWh | 0 | 0 | 0 | 0 | 0 | 0 | 0 | 0
RPS v6.20- MI | 705 | 7592 | Generation Constraint in GWh | FALSE | G | Annual | Allowances Sold | GWh | 0 | 0 | 0 | 0 | 0 | 0 | 0 | 0
RPS v6.20- MI | 705 | 7592 | Generation Constraint in GWh | FALSE | G | Annual | Allowances Banked | GWh | 0 | 0 | 0 | 0 | 0 | 0 | 0 | 0
RPS v6.20- MI | 705 | 7592 | Generation Constraint in GWh | FALSE | G | Annual | Allowances Withdrawn (1:1) | GWh | 0 | 0 | 0 | 0 | 0 | 0 | 0 | 0
RPS v6.20- MI | 705 | 7592 | Generation Constraint in GWh | FALSE | G | Annual | Allowances Withdrawn (n:1) | GWh | 0 | 0 | 0 | 0 | 0 | 0 | 0 | 0
RPS v6.20- MI | 705 | 7592 | Generation Constraint in GWh | FALSE | G | Annual | Net Emissions Allowance Position | GWh | 15801.992 | 27118.5911 | 27204.9218 | 50185.7568 | 75805.5316 | 75805.1478 | 79453.6028 | 98408.116
RPS v6.20- MI | 705 | 7592 | Generation Constraint in GWh | FALSE | G | Annual | Fuel Consumed | TBtu | 11.8181 | 11.576 | 12.3053 | 12.3053 | 12.3052 | 12.3019 | 12.2932 | 12.2833
RPS v6.20- MI | 705 | 7592 | Generation Constraint in GWh | FALSE | G | Annual | Heat Rate | MMBtu/MWh | 0.74033 | 0.42434 | 0.44965 | 0.24441 | 0.16205 | 0.16201 | 0.15448 | 0.12045
RPS v6.20- MI | 705 | 7592 | Generation Constraint in GWh | FALSE | G | Annual | Generation | TWh | 15.9632 | 27.2798 | 27.3661 | 50.347 | 75.9357 | 75.9352 | 79.578 | 101.9806
RPS v6.20- MI | 705 | 7592 | Generation Constraint in GWh | FALSE | G | Annual | Qualifying Generation | TWh | 15.802 | 27.1186 | 27.2049 | 50.1858 | 75.8055 | 75.8051 | 79.4536 | 98.4081
RPS v6.20- MI | 705 | 7592 | Generation Constraint in GWh | FALSE | G | Annual | Rate | lb/MWh | 0 | 0 | 0 | 0 | 0 | 0 | 0 | 0
RPS v6.20- MI | 705 | 7592 | Generation Constraint in GWh | FALSE | G | Annual | Constraint Shadow Price | US2019$/MWh | 0 | 0 | 0 | 0 | 0 | 0 | 0 | 0
RPS v6.20- MN | 706 | 7593 | Generation Constraint in GWh | FALSE | G | Annual | Seasons Included | Seasons | Winter, WintShld, Summer | Winter, WintShld, Summer | Winter, WintShld, Summer | Winter, WintShld, Summer | Winter, WintShld, Summer | Winter, WintShld, Summer | Winter, WintShld, Summer | Winter, WintShld, Summer
RPS v6.20- MN | 706 | 7593 | Generation Constraint in GWh | FALSE | G | Annual | Standard GWh | GWh | 19591.6943 | 21940.8086 | 22334.5871 | 22605.9476 | 23265.6526 | 24051.3088 | 24951.6942 | 25974.1623
RPS v6.20- MN | 706 | 7593 | Generation Constraint in GWh | FALSE | G | Annual | Emissions at Affected Plants | GWh | 19591.6943 | 21940.8086 | 22334.5871 | 26713.3342 | 80570.8165 | 85097.25 | 85080.1955 | 94282.7285
RPS v6.20- MN | 706 | 7593 | Generation Constraint in GWh | FALSE | G | Annual | Allowances Purchased | GWh | 0 | 0 | 0 | 0 | 0 | 0 | 0 | 0
RPS v6.20- MN | 706 | 7593 | Generation Constraint in GWh | FALSE | G | Annual | Allowances Sold | GWh | 0 | 0 | 0 | 0 | 0 | 0 | 0 | 0
RPS v6.20- MN | 706 | 7593 | Generation Constraint in GWh | FALSE | G | Annual | Allowances Banked | GWh | 0 | 0 | 0 | 0 | 0 | 0 | 0 | 0
RPS v6.20- MN | 706 | 7593 | Generation Constraint in GWh | FALSE | G | Annual | Allowances Withdrawn (1:1) | GWh | 0 | 0 | 0 | 0 | 0 | 0 | 0 | 0
RPS v6.20- MN | 706 | 7593 | Generation Constraint in GWh | FALSE | G | Annual | Allowances Withdrawn (n:1) | GWh | 0 | 0 | 0 | 0 | 0 | 0 | 0 | 0
RPS v6.20- MN | 706 | 7593 | Generation Constraint in GWh | FALSE | G | Annual | Net Emissions Allowance Position | GWh | 19591.6943 | 21940.8086 | 22334.5871 | 26713.3342 | 80570.8165 | 85097.25 | 85080.1955 | 94282.7285
RPS v6.20- MN | 706 | 7593 | Generation Constraint in GWh | FALSE | G | Annual | Fuel Consumed | TBtu | 11.2199 | 2.3795 | 2.4368 | 2.231 | 2.1998 | 1.9971 | 1.798 | 1.6376
RPS v6.20- MN | 706 | 7593 | Generation Constraint in GWh | FALSE | G | Annual | Heat Rate | MMBtu/MWh | 0.57269 | 0.10845 | 0.10911 | 0.083515 | 0.027303 | 0.023468 | 0.021133 | 0.017369
RPS v6.20- MN | 706 | 7593 | Generation Constraint in GWh | FALSE | G | Annual | Generation | TWh | 19.5917 | 21.9408 | 22.3346 | 26.7133 | 80.5708 | 85.0973 | 85.0802 | 94.2827
RPS v6.20- MN | 706 | 7593 | Generation Constraint in GWh | FALSE | G | Annual | Qualifying Generation | TWh | 19.5917 | 21.9408 | 22.3346 | 26.7133 | 80.5708 | 85.0973 | 85.0802 | 94.2827
RPS v6.20- MN | 706 | 7593 | Generation Constraint in GWh | FALSE | G | Annual | Rate | lb/MWh | 0 | 0 | 0 | 0 | 0 | 0 | 0 | 0
RPS v6.20- MN | 706 | 7593 | Generation Constraint in GWh | FALSE | G | Annual | Constraint Shadow Price | US2019$/MWh | 37.736 | 1.9517 | 6.9183 | 0 | 0 | 0 | 0 | 0
RPS v6.20- MO | 707 | 7594 | Generation Constraint in GWh | FALSE | G | Annual | Seasons Included | Seasons | Winter, WintShld, Summer | Winter, WintShld, Summer | Winter, WintShld, Summer | Winter, WintShld, Summer | Winter, WintShld, Summer | Winter, WintShld, Summer | Winter, WintShld, Summer | Winter, WintShld, Summer
RPS v6.20- MO | 707 | 7594 | Generation Constraint in GWh | FALSE | G | Annual | Standard GWh | GWh | 6991.2115 | 7074.2941 | 7193.4001 | 7278.0043 | 7497.5783 | 7765.7921 | 8070.2381 | 8417.9
RPS v6.20- MO | 707 | 7594 | Generation Constraint in GWh | FALSE | G | Annual | Emissions at Affected Plants | GWh | 6991.2115 | 7074.2941 | 7193.4001 | 7278.0043 | 7497.5783 | 7765.7921 | 8070.2381 | 10801.7823
RPS v6.20- MO | 707 | 7594 | Generation Constraint in GWh | FALSE | G | Annual | Allowances Purchased | GWh | 0 | 0 | 0 | 0 | 0 | 0 | 0 | 0
RPS v6.20- MO | 707 | 7594 | Generation Constraint in GWh | FALSE | G | Annual | Allowances Sold | GWh | 0 | 0 | 0 | 0 | 0 | 0 | 0 | 0
RPS v6.20- MO | 707 | 7594 | Generation Constraint in GWh | FALSE | G | Annual | Allowances Banked | GWh | 0 | 0 | 0 | 0 | 0 | 0 | 0 | 0
RPS v6.20- MO | 707 | 7594 | Generation Constraint in GWh | FALSE | G | Annual | Allowances Withdrawn (1:1) | GWh | 0 | 0 | 0 | 0 | 0 | 0 | 0 | 0
RPS v6.20- MO | 707 | 7594 | Generation Constraint in GWh | FALSE | G | Annual | Allowances Withdrawn (n:1) | GWh | 0 | 0 | 0 | 0 | 0 | 0 | 0 | 0
RPS v6.20- MO | 707 | 7594 | Generation Constraint in GWh | FALSE | G | Annual | Net Emissions Allowance Position | GWh | 6991.2115 | 7074.2941 | 7193.4001 | 7278.0043 | 7497.5783 | 7765.7921 | 8070.2381 | 10801.7823
RPS v6.20- MO | 707 | 7594 | Generation Constraint in GWh | FALSE | G | Annual | Fuel Consumed | TBtu | 0.00093919 | 0.00084685 | 0.0083606 | 0.0086595 | 0.004253 | 0.0048076 | 0.013859 | 0.0040998
RPS v6.20- MO | 707 | 7594 | Generation Constraint in GWh | FALSE | G | Annual | Heat Rate | MMBtu/MWh | 0.00010994 | 9.6841e-05 | 0.00093573 | 0.00055247 | 0.00010918 | 0.00011419 | 0.00029555 | 8.7524e-05
RPS v6.20- MO | 707 | 7594 | Generation Constraint in GWh | FALSE | G | Annual | Generation | TWh | 8.5431 | 8.7448 | 8.9348 | 15.674 | 38.9536 | 42.1021 | 46.8913 | 46.842
RPS v6.20- MO | 707 | 7594 | Generation Constraint in GWh | FALSE | G | Annual | Qualifying Generation | TWh | 6.9912 | 7.0743 | 7.1934 | 7.278 | 7.4976 | 7.7658 | 8.0702 | 10.8018
RPS v6.20- MO | 707 | 7594 | Generation Constraint in GWh | FALSE | G | Annual | Rate | lb/MWh | 0 | 0 | 0 | 0 | 0 | 0 | 0 | 0
RPS v6.20- MO | 707 | 7594 | Generation Constraint in GWh | FALSE | G | Annual | Constraint Shadow Price | US2019$/MWh | 0 | 0 | 0 | 0 | 0 | 0 | 0 | 0
RPS v6.20- MT | 708 | 7595 | Generation Constraint in GWh | FALSE | G | Annual | Seasons Included | Seasons | Winter, WintShld, Summer | Winter, WintShld, Summer | Winter, WintShld, Summer | Winter, WintShld, Summer | Winter, WintShld, Summer | Winter, WintShld, Summer | Winter, WintShld, Summer | Winter, WintShld, Summer
RPS v6.20- MT | 708 | 7595 | Generation Constraint in GWh | FALSE | G | Annual | Standard GWh | GWh | 1300.3414 | 1304.2629 | 1312.7714 | 1317.2096 | 1355.9623 | 1421.4028 | 1497.4336 | 1589.3635
RPS v6.20- MT | 708 | 7595 | Generation Constraint in GWh | FALSE | G | Annual | Emissions at Affected Plants | GWh | 3256.8243 | 3256.9679 | 4923.0062 | 9955.791 | 12317.0207 | 12834.5463 | 12834.6161 | 12835.7457
RPS v6.20- MT | 708 | 7595 | Generation Constraint in GWh | FALSE | G | Annual | Allowances Purchased | GWh | 0 | 0 | 0 | 0 | 0 | 0 | 0 | 0
RPS v6.20- MT | 708 | 7595 | Generation Constraint in GWh | FALSE | G | Annual | Allowances Sold | GWh | 0 | 0 | 0 | 0 | 0 | 0 | 0 | 0
RPS v6.20- MT | 708 | 7595 | Generation Constraint in GWh | FALSE | G | Annual | Allowances Banked | GWh | 0 | 0 | 0 | 0 | 0 | 0 | 0 | 0
RPS v6.20- MT | 708 | 7595 | Generation Constraint in GWh | FALSE | G | Annual | Allowances Withdrawn (1:1) | GWh | 0 | 0 | 0 | 0 | 0 | 0 | 0 | 0
RPS v6.20- MT | 708 | 7595 | Generation Constraint in GWh | FALSE | G | Annual | Allowances Withdrawn (n:1) | GWh | 0 | 0 | 0 | 0 | 0 | 0 | 0 | 0
RPS v6.20- MT | 708 | 7595 | Generation Constraint in GWh | FALSE | G | Annual | Net Emissions Allowance Position | GWh | 3256.8243 | 3256.9679 | 4923.0062 | 9955.791 | 12317.0207 | 12834.5463 | 12834.6161 | 12835.7457
RPS v6.20- MT | 708 | 7595 | Generation Constraint in GWh | FALSE | G | Annual | Fuel Consumed | TBtu | 0 | 0.0012222 | 0.0073244 | 0.0064149 | 0.0059053 | 0.0054731 | 0.0060675 | 0.015684
RPS v6.20- MT | 708 | 7595 | Generation Constraint in GWh | FALSE | G | Annual | Heat Rate | MMBtu/MWh | 0 | 0.00019679 | 0.00092918 | 0.00042713 | 0.00026574 | 0.0002291 | 0.00023833 | 0.00055619
RPS v6.20- MT | 708 | 7595 | Generation Constraint in GWh | FALSE | G | Annual | Generation | TWh | 5.1241 | 6.2106 | 7.8827 | 15.0187 | 22.2222 | 23.8901 | 25.4582 | 28.1988
RPS v6.20- MT | 708 | 7595 | Generation Constraint in GWh | FALSE | G | Annual | Qualifying Generation | TWh | 3.2568 | 3.257 | 4.923 | 9.9558 | 12.317 | 12.8345 | 12.8346 | 12.8357
RPS v6.20- MT | 708 | 7595 | Generation Constraint in GWh | FALSE | G | Annual | Rate | lb/MWh | 0 | 0 | 0 | 0 | 0 | 0 | 0 | 0
RPS v6.20- MT | 708 | 7595 | Generation Constraint in GWh | FALSE | G | Annual | Constraint Shadow Price | US2019$/MWh | 0 | 0 | 0 | 0 | 0 | 0 | 0 | 0
RPS v6.20- NC 75% limit | 709 | 7602 | Generation Constraint in GWh | FALSE | G | Annual | Seasons Included | Seasons | Winter, WintShld, Summer | Winter, WintShld, Summer | Winter, WintShld, Summer | Winter, WintShld, Summer | Winter, WintShld, Summer | Winter, WintShld, Summer | Winter, WintShld, Summer | Winter, WintShld, Summer
RPS v6.20- NC 75% limit | 709 | 7602 | Generation Constraint in GWh | FALSE | G | Annual | Standard GWh | GWh | 6820.5882 | 6909.5808 | 7059.7788 | 7183.4548 | 7526.223 | 7912.287 | 8355.3661 | 8864.8451
RPS v6.20- NC 75% limit | 709 | 7602 | Generation Constraint in GWh | FALSE | G | Annual | Emissions at Affected Plants | GWh | 14566.663 | 14791.1431 | 14793.3889 | 14793.3889 | 40581.1275 | 48770.6725 | 62678.1094 | 84989.3128
RPS v6.20- NC 75% limit | 709 | 7602 | Generation Constraint in GWh | FALSE | G | Annual | Allowances Purchased | GWh | 0 | 0 | 0 | 0 | 0 | 0 | 0 | 0
RPS v6.20- NC 75% limit | 709 | 7602 | Generation Constraint in GWh | FALSE | G | Annual | Allowances Sold | GWh | 0 | 0 | 0 | 0 | 0 | 0 | 0 | 0
RPS v6.20- NC 75% limit | 709 | 7602 | Generation Constraint in GWh | FALSE | G | Annual | Allowances Banked | GWh | 0 | 0 | 0 | 0 | 0 | 0 | 0 | 0
RPS v6.20- NC 75% limit | 709 | 7602 | Generation Constraint in GWh | FALSE | G | Annual | Allowances Withdrawn (1:1) | GWh | 0 | 0 | 0 | 0 | 0 | 0 | 0 | 0
RPS v6.20- NC 75% limit | 709 | 7602 | Generation Constraint in GWh | FALSE | G | Annual | Allowances Withdrawn (n:1) | GWh | 0 | 0 | 0 | 0 | 0 | 0 | 0 | 0
RPS v6.20- NC 75% limit | 709 | 7602 | Generation Constraint in GWh | FALSE | G | Annual | Net Emissions Allowance Position | GWh | 14566.663 | 14791.1431 | 14793.3889 | 14793.3889 | 40581.1275 | 48770.6725 | 62678.1094 | 84989.3128
RPS v6.20- NC 75% limit | 709 | 7602 | Generation Constraint in GWh | FALSE | G | Annual | Fuel Consumed | TBtu | 12.9666 | 12.6653 | 12.6844 | 12.6844 | 12.6505 | 11.5576 | 11.5605 | 10.6469
RPS v6.20- NC 75% limit | 709 | 7602 | Generation Constraint in GWh | FALSE | G | Annual | Heat Rate | MMBtu/MWh | 0.71987 | 0.69636 | 0.69732 | 0.55616 | 0.2379 | 0.18834 | 0.15358 | 0.11439
RPS v6.20- NC 75% limit | 709 | 7602 | Generation Constraint in GWh | FALSE | G | Annual | Generation | TWh | 18.0124 | 18.1879 | 18.1901 | 22.8071 | 53.1748 | 61.3643 | 75.2713 | 93.0776
RPS v6.20- NC 75% limit | 709 | 7602 | Generation Constraint in GWh | FALSE | G | Annual | Qualifying Generation | TWh | 14.5667 | 14.7911 | 14.7934 | 14.7934 | 40.5811 | 48.7707 | 62.6781 | 84.9893
RPS v6.20- NC 75% limit | 709 | 7602 | Generation Constraint in GWh | FALSE | G | Annual | Rate | lb/MWh | 0 | 0 | 0 | 0 | 0 | 0 | 0 | 0
RPS v6.20- NC 75% limit | 709 | 7602 | Generation Constraint in GWh | FALSE | G | Annual | Constraint Shadow Price | US2019$/MWh | 0 | 0 | 0 | 0 | 0 | 0 | 0 | 0
RPS v6.20- NM | 710 | 7596 | Generation Constraint in GWh | FALSE | G | Annual | Seasons Included | Seasons | Winter, WintShld, Summer | Winter, WintShld, Summer | Winter, WintShld, Summer | Winter, WintShld, Summer | Winter, WintShld, Summer | Winter, WintShld, Summer | Winter, WintShld, Summer | Winter, WintShld, Summer
RPS v6.20- NM | 710 | 7596 | Generation Constraint in GWh | FALSE | G | Annual | Standard GWh | GWh | 6204.8031 | 8128.9249 | 9573.1204 | 10594.8169 | 14083.5147 | 18036.259 | 19613.0889 | 21410.5518
RPS v6.20- NM | 710 | 7596 | Generation Constraint in GWh | FALSE | G | Annual | Emissions at Affected Plants | GWh | 11987.8897 | 15697.9294 | 19614.3115 | 27603.7779 | 27741.5313 | 37854.2256 | 47745.3853 | 47745.6944
RPS v6.20- NM | 710 | 7596 | Generation Constraint in GWh | FALSE | G | Annual | Allowances Purchased | GWh | 0 | 0 | 0 | 0 | 0 | 0 | 0 | 0
RPS v6.20- NM | 710 | 7596 | Generation Constraint in GWh | FALSE | G | Annual | Allowances Sold | GWh | 0 | 0 | 0 | 0 | 0 | 0 | 0 | 0
RPS v6.20- NM | 710 | 7596 | Generation Constraint in GWh | FALSE | G | Annual | Allowances Banked | GWh | 0 | 0 | 0 | 0 | 0 | 0 | 0 | 0
RPS v6.20- NM | 710 | 7596 | Generation Constraint in GWh | FALSE | G | Annual | Allowances Withdrawn (1:1) | GWh | 0 | 0 | 0 | 0 | 0 | 0 | 0 | 0
RPS v6.20- NM | 710 | 7596 | Generation Constraint in GWh | FALSE | G | Annual | Allowances Withdrawn (n:1) | GWh | 0 | 0 | 0 | 0 | 0 | 0 | 0 | 0
RPS v6.20- NM | 710 | 7596 | Generation Constraint in GWh | FALSE | G | Annual | Net Emissions Allowance Position | GWh | 11987.8897 | 15697.9294 | 19614.3115 | 27603.7779 | 27741.5313 | 37854.2256 | 47745.3853 | 47745.6944
RPS v6.20- NM | 710 | 7596 | Generation Constraint in GWh | FALSE | G | Annual | Fuel Consumed | TBtu | 0.0001944 | 0.00073872 | 0.017021 | 0.0137 | 0.011553 | 0.010613 | 0.004639 | 0.0092543
RPS v6.20- NM | 710 | 7596 | Generation Constraint in GWh | FALSE | G | Annual | Heat Rate | MMBtu/MWh | 9.1415e-06 | 2.9578e-05 | 0.00058911 | 0.00036666 | 0.00021355 | 0.00015479 | 5.7288e-05 | 0.00011099
RPS v6.20- NM | 710 | 7596 | Generation Constraint in GWh | FALSE | G | Annual | Generation | TWh | 21.2657 | 24.9757 | 28.8926 | 37.3633 | 54.0992 | 68.5658 | 80.9777 | 83.378
RPS v6.20- NM | 710 | 7596 | Generation Constraint in GWh | FALSE | G | Annual | Qualifying Generation | TWh | 11.9879 | 15.6979 | 19.6143 | 27.6038 | 27.7415 | 37.8542 | 47.7454 | 47.7457
RPS v6.20- NM | 710 | 7596 | Generation Constraint in GWh | FALSE | G | Annual | Rate | lb/MWh | 0 | 0 | 0 | 0 | 0 | 0 | 0 | 0
RPS v6.20- NM | 710 | 7596 | Generation Constraint in GWh | FALSE | G | Annual | Constraint Shadow Price | US2019$/MWh | 0 | 0 | 0 | 0 | 0 | 0 | 0 | 0
RPS v6.20- NV | 711 | 7597 | Generation Constraint in GWh | FALSE | G | Annual | Seasons Included | Seasons | Winter, WintShld, Summer | Winter, WintShld, Summer | Winter, WintShld, Summer | Winter, WintShld, Summer | Winter, WintShld, Summer | Winter, WintShld, Summer | Winter, WintShld, Summer | Winter, WintShld, Summer
RPS v6.20- NV | 711 | 7597 | Generation Constraint in GWh | FALSE | G | Annual | Standard GWh | GWh | 7686.4213 | 10244.256 | 13050.5471 | 15862.534 | 16712.6762 | 17718.6091 | 18909.1442 | 20265.024
RPS v6.20- NV | 711 | 7597 | Generation Constraint in GWh | FALSE | G | Annual | Emissions at Affected Plants | GWh | 7686.4213 | 10244.256 | 13050.5471 | 15862.534 | 16712.6762 | 17718.6091 | 18909.1442 | 20265.024
RPS v6.20- NV | 711 | 7597 | Generation Constraint in GWh | FALSE | G | Annual | Allowances Purchased | GWh | 0 | 0 | 0 | 0 | 0 | 0 | 0 | 0
RPS v6.20- NV | 711 | 7597 | Generation Constraint in GWh | FALSE | G | Annual | Allowances Sold | GWh | 0 | 0 | 0 | 0 | 0 | 0 | 0 | 0
RPS v6.20- NV | 711 | 7597 | Generation Constraint in GWh | FALSE | G | Annual | Allowances Banked | GWh | 0 | 0 | 0 | 0 | 0 | 0 | 0 | 0
RPS v6.20- NV | 711 | 7597 | Generation Constraint in GWh | FALSE | G | Annual | Allowances Withdrawn (1:1) | GWh | 0 | 0 | 0 | 0 | 0 | 0 | 0 | 0
RPS v6.20- NV | 711 | 7597 | Generation Constraint in GWh | FALSE | G | Annual | Allowances Withdrawn (n:1) | GWh | 0 | 0 | 0 | 0 | 0 | 0 | 0 | 0
RPS v6.20- NV | 711 | 7597 | Generation Constraint in GWh | FALSE | G | Annual | Net Emissions Allowance Position | GWh | 7686.4213 | 10244.256 | 13050.5471 | 15862.534 | 16712.6762 | 17718.6091 | 18909.1442 | 20265.024
RPS v6.20- NV | 711 | 7597 | Generation Constraint in GWh | FALSE | G | Annual | Fuel Consumed | TBtu | 1.1644 | 6.3759 | 24.2079 | 36.195 | 22.5281 | 34.0383 | 36.1197 | 1.8836
RPS v6.20- NV | 711 | 7597 | Generation Constraint in GWh | FALSE | G | Annual | Heat Rate | MMBtu/MWh | 0.079333 | 0.36023 | 1.3668 | 1.9085 | 0.94065 | 1.3806 | 1.4595 | 0.040287
RPS v6.20- NV | 711 | 7597 | Generation Constraint in GWh | FALSE | G | Annual | Generation | TWh | 14.6769 | 17.6997 | 17.7111 | 18.9651 | 23.9495 | 24.6542 | 24.7471 | 46.7538
RPS v6.20- NV | 711 | 7597 | Generation Constraint in GWh | FALSE | G | Annual | Qualifying Generation | TWh | 7.6864 | 10.2443 | 13.0505 | 15.8625 | 16.7127 | 17.7186 | 18.9091 | 20.265
RPS v6.20- NV | 711 | 7597 | Generation Constraint in GWh | FALSE | G | Annual | Rate | lb/MWh | 0 | 0 | 0 | 0 | 0 | 0 | 0 | 0
RPS v6.20- NV | 711 | 7597 | Generation Constraint in GWh | FALSE | G | Annual | Constraint Shadow Price | US2019$/MWh | 0 | 0 | 0 | 0 | 0 | 0 | 0 | 0
RPS v6.20- NY | 712 | 7598 | Generation Constraint in GWh | FALSE | G | Annual | Seasons Included | Seasons | Winter, WintShld, Summer | Winter, WintShld, Summer | Winter, WintShld, Summer | Winter, WintShld, Summer | Winter, WintShld, Summer | Winter, WintShld, Summer | Winter, WintShld, Summer | Winter, WintShld, Summer
RPS v6.20- NY | 712 | 7598 | Generation Constraint in GWh | FALSE | G | Annual | Standard GWh | GWh | 57318.2616 | 69640.9045 | 88224.3258 | 101720.9942 | 103828.7111 | 106676.0747 | 109689.1185 | 114666.5147
RPS v6.20- NY | 712 | 7598 | Generation Constraint in GWh | FALSE | G | Annual | Emissions at Affected Plants | GWh | 57318.2616 | 69640.9045 | 88224.3258 | 101720.9942 | 103828.7111 | 106676.0747 | 109689.1185 | 114666.5147
RPS v6.20- NY | 712 | 7598 | Generation Constraint in GWh | FALSE | G | Annual | Allowances Purchased | GWh | 0 | 0 | 0 | 0 | 0 | 0 | 0 | 0
RPS v6.20- NY | 712 | 7598 | Generation Constraint in GWh | FALSE | G | Annual | Allowances Sold | GWh | 0 | 0 | 0 | 0 | 0 | 0 | 0 | 0
RPS v6.20- NY | 712 | 7598 | Generation Constraint in GWh | FALSE | G | Annual | Allowances Banked | GWh | 0 | 0 | 0 | 0 | 0 | 0 | 0 | 0
RPS v6.20- NY | 712 | 7598 | Generation Constraint in GWh | FALSE | G | Annual | Allowances Withdrawn (1:1) | GWh | 0 | 0 | 0 | 0 | 0 | 0 | 0 | 0
RPS v6.20- NY | 712 | 7598 | Generation Constraint in GWh | FALSE | G | Annual | Allowances Withdrawn (n:1) | GWh | 0 | 0 | 0 | 0 | 0 | 0 | 0 | 0
RPS v6.20- NY | 712 | 7598 | Generation Constraint in GWh | FALSE | G | Annual | Net Emissions Allowance Position | GWh | 57318.2616 | 69640.9045 | 88224.3258 | 101720.9942 | 103828.7111 | 106676.0747 | 109689.1185 | 114666.5147
RPS v6.20- NY | 712 | 7598 | Generation Constraint in GWh | FALSE | G | Annual | Fuel Consumed | TBtu | 79.2756 | 29.1315 | 41.8824 | 16.5463 | 0.022396 | 0.02861 | 0.21444 | 0.072628
RPS v6.20- NY | 712 | 7598 | Generation Constraint in GWh | FALSE | G | Annual | Heat Rate | MMBtu/MWh | 0.93701 | 0.17983 | 0.21856 | 0.069805 | 5.6017e-05 | 5.4754e-05 | 0.0003566 | 9.2178e-05
RPS v6.20- NY | 712 | 7598 | Generation Constraint in GWh | FALSE | G | Annual | Generation | TWh | 84.6044 | 161.9964 | 191.6306 | 237.035 | 399.7989 | 522.5197 | 601.3585 | 787.9171
RPS v6.20- NY | 712 | 7598 | Generation Constraint in GWh | FALSE | G | Annual | Qualifying Generation | TWh | 57.3183 | 69.6409 | 88.2243 | 101.721 | 103.8287 | 106.6761 | 109.6891 | 114.6665
RPS v6.20- NY | 712 | 7598 | Generation Constraint in GWh | FALSE | G | Annual | Rate | lb/MWh | 0 | 0 | 0 | 0 | 0 | 0 | 0 | 0
RPS v6.20- NY | 712 | 7598 | Generation Constraint in GWh | FALSE | G | Annual | Constraint Shadow Price | US2019$/MWh | 39.837 | 3.3048 | 10.6233 | 1.6134 | 0 | 0 | 0 | 0
RPS v6.20- OH 50% limit | 713 | 7603 | Generation Constraint in GWh | FALSE | G | Annual | Seasons Included | Seasons | Winter, WintShld, Summer | Winter, WintShld, Summer | Winter, WintShld, Summer | Winter, WintShld, Summer | Winter, WintShld, Summer | Winter, WintShld, Summer | Winter, WintShld, Summer | Winter, WintShld, Summer
RPS v6.20- OH 50% limit | 713 | 7603 | Generation Constraint in GWh | FALSE | G | Annual | Standard GWh | GWh | 4996.7548 | 5760.0363 | 6204.5596 | 6279.9119 | 6464.5675 | 6676.3207 | 6916.7536 | 7199.0112
RPS v6.20- OH 50% limit | 713 | 7603 | Generation Constraint in GWh | FALSE | G | Annual | Emissions at Affected Plants | GWh | 4996.7548 | 5760.0363 | 6204.5596 | 6279.9119 | 6464.5675 | 6676.3207 | 6916.7536 | 65153.1388
RPS v6.20- OH 50% limit | 713 | 7603 | Generation Constraint in GWh | FALSE | G | Annual | Allowances Purchased | GWh | 0 | 0 | 0 | 0 | 0 | 0 | 0 | 0
RPS v6.20- OH 50% limit | 713 | 7603 | Generation Constraint in GWh | FALSE | G | Annual | Allowances Sold | GWh | 0 | 0 | 0 | 0 | 0 | 0 | 0 | 0
RPS v6.20- OH 50% limit | 713 | 7603 | Generation Constraint in GWh | FALSE | G | Annual | Allowances Banked | GWh | 0 | 0 | 0 | 0 | 0 | 0 | 0 | 0
RPS v6.20- OH 50% limit | 713 | 7603 | Generation Constraint in GWh | FALSE | G | Annual | Allowances Withdrawn (1:1) | GWh | 0 | 0 | 0 | 0 | 0 | 0 | 0 | 0
RPS v6.20- OH 50% limit | 713 | 7603 | Generation Constraint in GWh | FALSE | G | Annual | Allowances Withdrawn (n:1) | GWh | 0 | 0 | 0 | 0 | 0 | 0 | 0 | 0
RPS v6.20- OH 50% limit | 713 | 7603 | Generation Constraint in GWh | FALSE | G | Annual | Net Emissions Allowance Position | GWh | 4996.7548 | 5760.0363 | 6204.5596 | 6279.9119 | 6464.5675 | 6676.3207 | 6916.7536 | 65153.1388
RPS v6.20- OH 50% limit | 713 | 7603 | Generation Constraint in GWh | FALSE | G | Annual | Fuel Consumed | TBtu | 1.926 | 1.8932 | 1.9657 | 1.9597 | 0 | 0 | 0 | 0.0053124
RPS v6.20- OH 50% limit | 713 | 7603 | Generation Constraint in GWh | FALSE | G | Annual | Heat Rate | MMBtu/MWh | 0.25737 | 0.23516 | 0.24416 | 0.24342 | 0 | 0 | 0 | 6.8049e-05
RPS v6.20- OH 50% limit | 713 | 7603 | Generation Constraint in GWh | FALSE | G | Annual | Generation | TWh | 7.4836 | 8.0509 | 8.0509 | 8.0509 | 20.0264 | 33.0097 | 76.765 | 78.0672
RPS v6.20- OH 50% limit | 713 | 7603 | Generation Constraint in GWh | FALSE | G | Annual | Qualifying Generation | TWh | 4.9968 | 5.76 | 6.2046 | 6.2799 | 6.4646 | 6.6763 | 6.9168 | 65.1531
RPS v6.20- OH 50% limit | 713 | 7603 | Generation Constraint in GWh | FALSE | G | Annual | Rate | lb/MWh | 0 | 0 | 0 | 0 | 0 | 0 | 0 | 0
RPS v6.20- OH 50% limit | 713 | 7603 | Generation Constraint in GWh | FALSE | G | Annual | Constraint Shadow Price | US2019$/MWh | 39.837 | 3.3048 | 10.6233 | 1.6134 | 0 | 0 | 0 | 0
RPS v6.20- OR,WA | 714 | 7600 | Generation Constraint in GWh | FALSE | G | Annual | Seasons Included | Seasons | Winter, WintShld, Summer | Winter, WintShld, Summer | Winter, WintShld, Summer | Winter, WintShld, Summer | Winter, WintShld, Summer | Winter, WintShld, Summer | Winter, WintShld, Summer | Winter, WintShld, Summer
RPS v6.20- OR,WA | 714 | 7600 | Generation Constraint in GWh | FALSE | G | Annual | Standard GWh | GWh | 18491.8076 | 22002.6116 | 22381.9543 | 25444.121 | 30598.0549 | 34844.8581 | 37623.0467 | 40028.2934
RPS v6.20- OR,WA | 714 | 7600 | Generation Constraint in GWh | FALSE | G | Annual | Emissions at Affected Plants | GWh | 21609.5455 | 22002.6116 | 22381.9543 | 25444.121 | 30598.0549 | 34844.8581 | 37623.0467 | 40028.2934
RPS v6.20- OR,WA | 714 | 7600 | Generation Constraint in GWh | FALSE | G | Annual | Allowances Purchased | GWh | 0 | 0 | 0 | 0 | 0 | 0 | 0 | 0
RPS v6.20- OR,WA | 714 | 7600 | Generation Constraint in GWh | FALSE | G | Annual | Allowances Sold | GWh | 0 | 0 | 0 | 0 | 0 | 0 | 0 | 0
RPS v6.20- OR,WA | 714 | 7600 | Generation Constraint in GWh | FALSE | G | Annual | Allowances Banked | GWh | 0 | 0 | 0 | 0 | 0 | 0 | 0 | 0
RPS v6.20- OR,WA | 714 | 7600 | Generation Constraint in GWh | FALSE | G | Annual | Allowances Withdrawn (1:1) | GWh | 0 | 0 | 0 | 0 | 0 | 0 | 0 | 0
RPS v6.20- OR,WA | 714 | 7600 | Generation Constraint in GWh | FALSE | G | Annual | Allowances Withdrawn (n:1) | GWh | 0 | 0 | 0 | 0 | 0 | 0 | 0 | 0
RPS v6.20- OR,WA | 714 | 7600 | Generation Constraint in GWh | FALSE | G | Annual | Net Emissions Allowance Position | GWh | 21609.5455 | 22002.6116 | 22381.9543 | 25444.121 | 30598.0549 | 34844.8581 | 37623.0467 | 40028.2934
RPS v6.20- OR,WA | 714 | 7600 | Generation Constraint in GWh | FALSE | G | Annual | Fuel Consumed | TBtu | 0 | 0.0047694 | 0 | 9.1093e-05 | 0.0003416 | 0.40738 | 0.36716 | 0.30374
RPS v6.20- OR,WA | 714 | 7600 | Generation Constraint in GWh | FALSE | G | Annual | Heat Rate | MMBtu/MWh | 0 | 0.00016892 | 0 | 2.9787e-06 | 7.7214e-06 | 0.0067183 | 0.0043056 | 0.0033369
RPS v6.20- OR,WA | 714 | 7600 | Generation Constraint in GWh | FALSE | G | Annual | Generation | TWh | 28.199 | 28.2337 | 30.6392 | 30.5813 | 44.2405 | 60.6371 | 85.2743 | 91.0241
RPS v6.20- OR,WA | 714 | 7600 | Generation Constraint in GWh | FALSE | G | Annual | Qualifying Generation | TWh | 21.6095 | 22.0026 | 22.382 | 25.4441 | 30.5981 | 34.8449 | 37.623 | 40.0283
RPS v6.20- OR,WA | 714 | 7600 | Generation Constraint in GWh | FALSE | G | Annual | Rate | lb/MWh | 0 | 0 | 0 | 0 | 0 | 0 | 0 | 0
RPS v6.20- OR,WA | 714 | 7600 | Generation Constraint in GWh | FALSE | G | Annual | Constraint Shadow Price | US2019$/MWh | 0 | 0 | 0 | 0 | 0 | 0 | 0 | 0
RPS v6.20- TX | 715 | 7599 | Generation Constraint in GWh | FALSE | G | Annual | Seasons Included | Seasons | Winter, WintShld, Summer | Winter, WintShld, Summer | Winter, WintShld, Summer | Winter, WintShld, Summer | Winter, WintShld, Summer | Winter, WintShld, Summer | Winter, WintShld, Summer | Winter, WintShld, Summer
RPS v6.20- TX | 715 | 7599 | Generation Constraint in GWh | FALSE | G | Annual | Standard GWh | GWh | 18028.08 | 18028.08 | 18028.08 | 18028.08 | 18028.08 | 18028.08 | 18028.08 | 18028.08
RPS v6.20- TX | 715 | 7599 | Generation Constraint in GWh | FALSE | G | Annual | Emissions at Affected Plants | GWh | 186268.0379 | 216258.3361 | 220523.184 | 266336.4822 | 354176.6063 | 426994.3289 | 497471.1654 | 568008.0174
RPS v6.20- TX | 715 | 7599 | Generation Constraint in GWh | FALSE | G | Annual | Allowances Purchased | GWh | 0 | 0 | 0 | 0 | 0 | 0 | 0 | 0
RPS v6.20- TX | 715 | 7599 | Generation Constraint in GWh | FALSE | G | Annual | Allowances Sold | GWh | 0 | 0 | 0 | 0 | 0 | 0 | 0 | 0
RPS v6.20- TX | 715 | 7599 | Generation Constraint in GWh | FALSE | G | Annual | Allowances Banked | GWh | 0 | 0 | 0 | 0 | 0 | 0 | 0 | 0
RPS v6.20- TX | 715 | 7599 | Generation Constraint in GWh | FALSE | G | Annual | Allowances Withdrawn (1:1) | GWh | 0 | 0 | 0 | 0 | 0 | 0 | 0 | 0
RPS v6.20- TX | 715 | 7599 | Generation Constraint in GWh | FALSE | G | Annual | Allowances Withdrawn (n:1) | GWh | 0 | 0 | 0 | 0 | 0 | 0 | 0 | 0
RPS v6.20- TX | 715 | 7599 | Generation Constraint in GWh | FALSE | G | Annual | Net Emissions Allowance Position | GWh | 186268.0379 | 216258.3361 | 220523.184 | 266336.4822 | 354176.6063 | 426994.3289 | 497471.1654 | 568008.0174
RPS v6.20- TX | 715 | 7599 | Generation Constraint in GWh | FALSE | G | Annual | Fuel Consumed | TBtu | 4.3803 | 4.3746 | 6.7748 | 6.7443 | 6.6601 | 5.8847 | 4.353 | 3.5607
RPS v6.20- TX | 715 | 7599 | Generation Constraint in GWh | FALSE | G | Annual | Heat Rate | MMBtu/MWh | 0.023511 | 0.020225 | 0.030716 | 0.025319 | 0.018252 | 0.013366 | 0.0085227 | 0.0061221
RPS v6.20- TX | 715 | 7599 | Generation Constraint in GWh | FALSE | G | Annual | Generation | TWh | 186.3084 | 216.2987 | 220.5642 | 266.3775 | 364.887 | 440.2771 | 510.7538 | 581.6102
RPS v6.20- TX | 715 | 7599 | Generation Constraint in GWh | FALSE | G | Annual | Qualifying Generation | TWh | 186.268 | 216.2583 | 220.5232 | 266.3365 | 354.1766 | 426.9943 | 497.4712 | 568.008
RPS v6.20- TX | 715 | 7599 | Generation Constraint in GWh | FALSE | G | Annual | Rate | lb/MWh | 0 | 0 | 0 | 0 | 0 | 0 | 0 | 0
RPS v6.20- TX | 715 | 7599 | Generation Constraint in GWh | FALSE | G | Annual | Constraint Shadow Price | US2019$/MWh | 0 | 0 | 0 | 0 | 0 | 0 | 0 | 0
RPS v6.20- VA | 716 | 7654 | Generation Constraint in GWh | FALSE | G | Annual | Seasons Included | Seasons | Winter, WintShld, Summer | Winter, WintShld, Summer | Winter, WintShld, Summer | Winter, WintShld, Summer | Winter, WintShld, Summer | Winter, WintShld, Summer | Winter, WintShld, Summer | Winter, WintShld, Summer
RPS v6.20- VA | 716 | 7654 | Generation Constraint in GWh | FALSE | G | Annual | Standard GWh | GWh | 13066.465 | 17648.7576 | 24958.3594 | 30045.8294 | 45841.0174 | 65707.3429 | 88171.6253 | 97861.5571
RPS v6.20- VA | 716 | 7654 | Generation Constraint in GWh | FALSE | G | Annual | Emissions at Affected Plants | GWh | 13066.465 | 17648.7576 | 24958.3594 | 30045.8294 | 45841.0174 | 65707.3429 | 88171.6253 | 177762.8654
RPS v6.20- VA | 716 | 7654 | Generation Constraint in GWh | FALSE | G | Annual | Allowances Purchased | GWh | 0 | 0 | 0 | 0 | 0 | 0 | 0 | 0
RPS v6.20- VA | 716 | 7654 | Generation Constraint in GWh | FALSE | G | Annual | Allowances Sold | GWh | 0 | 0 | 0 | 0 | 0 | 0 | 0 | 0
RPS v6.20- VA | 716 | 7654 | Generation Constraint in GWh | FALSE | G | Annual | Allowances Banked | GWh | 0 | 0 | 0 | 0 | 0 | 0 | 0 | 0
RPS v6.20- VA | 716 | 7654 | Generation Constraint in GWh | FALSE | G | Annual | Allowances Withdrawn (1:1) | GWh | 0 | 0 | 0 | 0 | 0 | 0 | 0 | 0
RPS v6.20- VA | 716 | 7654 | Generation Constraint in GWh | FALSE | G | Annual | Allowances Withdrawn (n:1) | GWh | 0 | 0 | 0 | 0 | 0 | 0 | 0 | 0
RPS v6.20- VA | 716 | 7654 | Generation Constraint in GWh | FALSE | G | Annual | Net Emissions Allowance Position | GWh | 13066.465 | 17648.7576 | 24958.3594 | 30045.8294 | 45841.0174 | 65707.3429 | 88171.6253 | 177762.8654
RPS v6.20- VA | 716 | 7654 | Generation Constraint in GWh | FALSE | G | Annual | Fuel Consumed | TBtu | 86.5339 | 86.4036 | 104.7441 | 89.366 | 86.3606 | 86.3689 | 86.4164 | 86.4142
RPS v6.20- VA | 716 | 7654 | Generation Constraint in GWh | FALSE | G | Annual | Heat Rate | MMBtu/MWh | 1.4445 | 1.0768 | 1.0612 | 0.7049 | 0.40297 | 0.30237 | 0.24609 | 0.17335
RPS v6.20- VA | 716 | 7654 | Generation Constraint in GWh | FALSE | G | Annual | Generation | TWh | 59.9071 | 80.2395 | 98.7021 | 126.7782 | 214.3115 | 285.6436 | 351.1522 | 498.4901
RPS v6.20- VA | 716 | 7654 | Generation Constraint in GWh | FALSE | G | Annual | Qualifying Generation | TWh | 13.0665 | 17.6488 | 24.9584 | 30.0458 | 45.841 | 65.7073 | 88.1716 | 177.7629
RPS v6.20- VA | 716 | 7654 | Generation Constraint in GWh | FALSE | G | Annual | Rate | lb/MWh | 0 | 0 | 0 | 0 | 0 | 0 | 0 | 0
RPS v6.20- VA | 716 | 7654 | Generation Constraint in GWh | FALSE | G | Annual | Constraint Shadow Price | US2019$/MWh | 39.837 | 3.3048 | 10.6233 | 1.6134 | 0 | 0 | 0 | 0
RPS v6.20- VA - Phase II | 717 | 7655 | Generation Constraint in GWh | FALSE | G | Annual | Seasons Included | Seasons | Winter, WintShld, Summer | Winter, WintShld, Summer | Winter, WintShld, Summer | Winter, WintShld, Summer | Winter, WintShld, Summer | Winter, WintShld, Summer | Winter, WintShld, Summer | Winter, WintShld, Summer
RPS v6.20- VA - Phase II | 717 | 7655 | Generation Constraint in GWh | FALSE | G | Annual | Standard GWh | GWh | 0 | 11941.3698 | 16447.0318 | 19639.698 | 29802.1351 | 42274.2006 | 56951.2902 | 61090.5952
RPS v6.20- VA - Phase II | 717 | 7655 | Generation Constraint in GWh | FALSE | G | Annual | Emissions at Affected Plants | GWh | 0 | 20554.2903 | 27620.4596 | 39172.0294 | 99201.3542 | 111980.8898 | 126392.7194 | 161096.2301
RPS v6.20- VA - Phase II | 717 | 7655 | Generation Constraint in GWh | FALSE | G | Annual | Allowances Purchased | GWh | 0 | 0 | 0 | 0 | 0 | 0 | 0 | 0
RPS v6.20- VA - Phase II | 717 | 7655 | Generation Constraint in GWh | FALSE | G | Annual | Allowances Sold | GWh | 0 | 0 | 0 | 0 | 0 | 0 | 0 | 0
RPS v6.20- VA - Phase II | 717 | 7655 | Generation Constraint in GWh | FALSE | G | Annual | Allowances Banked | GWh | 0 | 0 | 0 | 0 | 0 | 0 | 0 | 0
RPS v6.20- VA - Phase II | 717 | 7655 | Generation Constraint in GWh | FALSE | G | Annual | Allowances Withdrawn (1:1) | GWh | 0 | 0 | 0 | 0 | 0 | 0 | 0 | 0
RPS v6.20- VA - Phase II | 717 | 7655 | Generation Constraint in GWh | FALSE | G | Annual | Allowances Withdrawn (n:1) | GWh | 0 | 0 | 0 | 0 | 0 | 0 | 0 | 0
RPS v6.20- VA - Phase II | 717 | 7655 | Generation Constraint in GWh | FALSE | G | Annual | Net Emissions Allowance Position | GWh | 0 | 20554.2903 | 27620.4596 | 39172.0294 | 99201.3542 | 111980.8898 | 126392.7194 | 161096.2301
RPS v6.20- VA - Phase II | 717 | 7655 | Generation Constraint in GWh | FALSE | G | Annual | Fuel Consumed | TBtu | 0 | 30.8605 | 30.8605 | 30.8605 | 30.8605 | 30.8504 | 30.8428 | 24.5162
RPS v6.20- VA - Phase II | 717 | 7655 | Generation Constraint in GWh | FALSE | G | Annual | Heat Rate | MMBtu/MWh | 0 | 1.5014 | 1.1173 | 0.78782 | 0.31109 | 0.2755 | 0.24402 | 0.15218
RPS v6.20- VA - Phase II | 717 | 7655 | Generation Constraint in GWh | FALSE | G | Annual | Generation | TWh | 0 | 20.5543 | 27.6205 | 39.172 | 99.2014 | 111.9809 | 126.3927 | 161.0962
RPS v6.20- VA - Phase II | 717 | 7655 | Generation Constraint in GWh | FALSE | G | Annual | Qualifying Generation | TWh | 0 | 20.5543 | 27.6205 | 39.172 | 99.2014 | 111.9809 | 126.3927 | 161.0962
RPS v6.20- VA - Phase II | 717 | 7655 | Generation Constraint in GWh | FALSE | G | Annual | Rate | lb/MWh | 0 | 0 | 0 | 0 | 0 | 0 | 0 | 0
RPS v6.20- VA - Phase II | 717 | 7655 | Generation Constraint in GWh | FALSE | G | Annual | Constraint Shadow Price | US2019$/MWh | 0 | 0 | 0 | 0 | 0 | 0 | 0 | 0
RPS v6.20- WI | 718 | 7601 | Generation Constraint in GWh | FALSE | G | Annual | Seasons Included | Seasons | Winter, WintShld, Summer | Winter, WintShld, Summer | Winter, WintShld, Summer | Winter, WintShld, Summer | Winter, WintShld, Summer | Winter, WintShld, Summer | Winter, WintShld, Summer | Winter, WintShld, Summer
RPS v6.20- WI | 718 | 7601 | Generation Constraint in GWh | FALSE | G | Annual | Standard GWh | GWh | 6499.8603 | 6583.1596 | 6700.8585 | 6782.0621 | 6979.6252 | 7214.8591 | 7484.4074 | 7790.769
RPS v6.20- WI | 718 | 7601 | Generation Constraint in GWh | FALSE | G | Annual | Emissions at Affected Plants | GWh | 6499.8603 | 6583.1596 | 6700.8585 | 6782.0621 | 6979.6252 | 7214.8591 | 7484.4074 | 7790.769
RPS v6.20- WI | 718 | 7601 | Generation Constraint in GWh | FALSE | G | Annual | Allowances Purchased | GWh | 0 | 0 | 0 | 0 | 0 | 0 | 0 | 0
RPS v6.20- WI | 718 | 7601 | Generation Constraint in GWh | FALSE | G | Annual | Allowances Sold | GWh | 0 | 0 | 0 | 0 | 0 | 0 | 0 | 0
RPS v6.20- WI | 718 | 7601 | Generation Constraint in GWh | FALSE | G | Annual | Allowances Banked | GWh | 0 | 0 | 0 | 0 | 0 | 0 | 0 | 0
RPS v6.20- WI | 718 | 7601 | Generation Constraint in GWh | FALSE | G | Annual | Allowances Withdrawn (1:1) | GWh | 0 | 0 | 0 | 0 | 0 | 0 | 0 | 0
RPS v6.20- WI | 718 | 7601 | Generation Constraint in GWh | FALSE | G | Annual | Allowances Withdrawn (n:1) | GWh | 0 | 0 | 0 | 0 | 0 | 0 | 0 | 0
RPS v6.20- WI | 718 | 7601 | Generation Constraint in GWh | FALSE | G | Annual | Net Emissions Allowance Position | GWh | 6499.8603 | 6583.1596 | 6700.8585 | 6782.0621 | 6979.6252 | 7214.8591 | 7484.4074 | 7790.769
RPS v6.20- WI | 718 | 7601 | Generation Constraint in GWh | FALSE | G | Annual | Fuel Consumed | TBtu | 27.6596 | 10.6419 | 11.7541 | 12.5338 | 0.0011663 | 0.001213 | 0.0016147 | 0.0037401
RPS v6.20- WI | 718 | 7601 | Generation Constraint in GWh | FALSE | G | Annual | Heat Rate | MMBtu/MWh | 4.2554 | 1.554 | 1.7164 | 1.8302 | 4.3714e-05 | 3.182e-05 | 3.9764e-05 | 9.2129e-05
RPS v6.20- WI | 718 | 7601 | Generation Constraint in GWh | FALSE | G | Annual | Generation | TWh | 6.4999 | 6.8481 | 6.8481 | 6.8481 | 26.6809 | 38.1213 | 40.6066 | 40.5962
RPS v6.20- WI | 718 | 7601 | Generation Constraint in GWh | FALSE | G | Annual | Qualifying Generation | TWh | 6.4999 | 6.5832 | 6.7009 | 6.7821 | 6.9796 | 7.2149 | 7.4844 | 7.7908
RPS v6.20- WI | 718 | 7601 | Generation Constraint in GWh | FALSE | G | Annual | Rate | lb/MWh | 0 | 0 | 0 | 0 | 0 | 0 | 0 | 0
RPS v6.20- WI | 718 | 7601 | Generation Constraint in GWh | FALSE | G | Annual | Constraint Shadow Price | US2019$/MWh | 110.323 | 0 | 0 | 0 | 0 | 0 | 0 | 0
RPS-CES v6.20- CA | 719 | 7586 | Generation Constraint in GWh | FALSE | G | Annual | Seasons Included | Seasons | Winter, WintShld, Summer | Winter, WintShld, Summer | Winter, WintShld, Summer | Winter, WintShld, Summer | Winter, WintShld, Summer | Winter, WintShld, Summer | Winter, WintShld, Summer | Winter, WintShld, Summer
RPS-CES v6.20- CA | 719 | 7586 | Generation Constraint in GWh | FALSE | G | Annual | Standard GWh | GWh | 98217.1061 | 111973.8203 | 132318.5372 | 145921.3974 | 184382.1777 | 229829.2579 | 281075.922 | 307670.1926
RPS-CES v6.20- CA | 719 | 7586 | Generation Constraint in GWh | FALSE | G | Annual | Emissions at Affected Plants | GWh | 162742.9642 | 181603.1102 | 192263.9477 | 238153.8492 | 395861.1972 | 460659.8362 | 555857.108 | 648350.3548
RPS-CES v6.20- CA | 719 | 7586 | Generation Constraint in GWh | FALSE | G | Annual | Allowances Purchased | GWh | 0 | 0 | 0 | 0 | 0 | 0 | 0 | 0
RPS-CES v6.20- CA | 719 | 7586 | Generation Constraint in GWh | FALSE | G | Annual | Allowances Sold | GWh | 0 | 0 | 0 | 0 | 0 | 0 | 0 | 0
RPS-CES v6.20- CA | 719 | 7586 | Generation Constraint in GWh | FALSE | G | Annual | Allowances Banked | GWh | 0 | 0 | 0 | 0 | 0 | 0 | 0 | 0
RPS-CES v6.20- CA | 719 | 7586 | Generation Constraint in GWh | FALSE | G | Annual | Allowances Withdrawn (1:1) | GWh | 0 | 0 | 0 | 0 | 0 | 0 | 0 | 0
RPS-CES v6.20- CA | 719 | 7586 | Generation Constraint in GWh | FALSE | G | Annual | Allowances Withdrawn (n:1) | GWh | 0 | 0 | 0 | 0 | 0 | 0 | 0 | 0
RPS-CES v6.20- CA | 719 | 7586 | Generation Constraint in GWh | FALSE | G | Annual | Net Emissions Allowance Position | GWh | 162742.9642 | 181603.1102 | 192263.9477 | 238153.8492 | 395861.1972 | 460659.8362 | 555857.108 | 648350.3548
RPS-CES v6.20- CA | 719 | 7586 | Generation Constraint in GWh | FALSE | G | Annual | Fuel Consumed | TBtu | 245.9719 | 328.8879 | 316.9782 | 296.7388 | 304.0603 | 284.4848 | 280.5529 | 304.7087
RPS-CES v6.20- CA | 719 | 7586 | Generation Constraint in GWh | FALSE | G | Annual | Heat Rate | MMBtu/MWh | 1.1348 | 1.3731 | 1.249 | 0.97031 | 0.63043 | 0.50699 | 0.4209 | 0.38988
RPS-CES v6.20- CA | 719 | 7586 | Generation Constraint in GWh | FALSE | G | Annual | Generation | TWh | 216.7616 | 239.5283 | 253.788 | 305.8175 | 482.3037 | 561.1267 | 666.5602 | 781.5353
RPS-CES v6.20- CA | 719 | 7586 | Generation Constraint in GWh | FALSE | G | Annual | Qualifying Generation | TWh | 162.743 | 181.6031 | 192.2639 | 238.1538 | 395.8612 | 460.6598 | 555.8571 | 648.3504
RPS-CES v6.20- CA | 719 | 7586 | Generation Constraint in GWh | FALSE | G | Annual | Rate | lb/MWh | 0 | 0 | 0 | 0 | 0 | 0 | 0 | 0
RPS-CES v6.20- CA | 719 | 7586 | Generation Constraint in GWh | FALSE | G | Annual | Constraint Shadow Price | US2019$/MWh | 0 | 0 | 0 | 0 | 0 | 0 | 0 | 0
RPS-CES v6.20- CA In-State limit | 720 | 7659 | Generation Constraint in GWh | FALSE | G | Annual | Seasons Included | Seasons | Winter, WintShld, Summer | Winter, WintShld, Summer | Winter, WintShld, Summer | Winter, WintShld, Summer | Winter, WintShld, Summer | Winter, WintShld, Summer | Winter, WintShld, Summer | Winter, WintShld, Summer
RPS-CES v6.20- CA In-State limit | 720 | 7659 | Generation Constraint in GWh | FALSE | G | Annual | Standard GWh | GWh | 73662.8296 | 83980.3652 | 99238.9029 | 109441.0481 | 138286.6332 | 172371.9434 | 210806.9415 | 230752.6444
RPS-CES v6.20- CA In-State limit | 720 | 7659 | Generation Constraint in GWh | FALSE | G | Annual | Emissions at Affected Plants | GWh | 88321.8796 | 95583.7994 | 99238.9029 | 139227.9763 | 218541.7874 | 240408.7369 | 233603.7096 | 266125.5822
RPS-CES v6.20- CA In-State limit | 720 | 7659 | Generation Constraint in GWh | FALSE | G | Annual | Allowances Purchased | GWh | 0 | 0 | 0 | 0 | 0 | 0 | 0 | 0
RPS-CES v6.20- CA In-State limit | 720 | 7659 | Generation Constraint in GWh | FALSE | G | Annual | Allowances Sold | GWh | 0 | 0 | 0 | 0 | 0 | 0 | 0 | 0
RPS-CES v6.20- CA In-State limit | 720 | 7659 | Generation Constraint in GWh | FALSE | G | Annual | Allowances Banked | GWh | 0 | 0 | 0 | 0 | 0 | 0 | 0 | 0
RPS-CES v6.20- CA In-State limit | 720 | 7659 | Generation Constraint in GWh | FALSE | G | Annual | Allowances Withdrawn (1:1) | GWh | 0 | 0 | 0 | 0 | 0 | 0 | 0 | 0
RPS-CES v6.20- CA In-State limit | 720 | 7659 | Generation Constraint in GWh | FALSE | G | Annual | Allowances Withdrawn (n:1) | GWh | 0 | 0 | 0 | 0 | 0 | 0 | 0 | 0
RPS-CES v6.20- CA In-State limit | 720 | 7659 | Generation Constraint in GWh | FALSE | G | Annual | Net Emissions Allowance Position | GWh | 88321.8796 | 95583.7994 | 99238.9029 | 139227.9763 | 218541.7874 | 240408.7369 | 233603.7096 | 266125.5822
RPS-CES v6.20- CA In-State limit | 720 | 7659 | Generation Constraint in GWh | FALSE | G | Annual | Fuel Consumed | TBtu | 169.7129 | 261.1115 | 264.6943 | 257.2907 | 252.1575 | 240.3348 | 238.6834 | 233.4838
RPS-CES v6.20- CA In-State limit | 720 | 7659 | Generation Constraint in GWh | FALSE | G | Annual | Heat Rate | MMBtu/MWh | 1.9215 | 2.7318 | 2.6672 | 1.848 | 1.1538 | 0.98907 | 0.8253 | 0.69939
RPS-CES v6.20- CA In-State limit | 720 | 7659 | Generation Constraint in GWh | FALSE | G | Annual | Generation | TWh | 88.3219 | 95.5838 | 99.2389 | 139.228 | 218.5418 | 242.9904 | 289.2098 | 333.8402
RPS-CES v6.20- CA In-State limit | 720 | 7659 | Generation Constraint in GWh | FALSE | G | Annual | Qualifying Generation | TWh | 88.3219 | 95.5838 | 99.2389 | 139.228 | 218.5418 | 240.4087 | 233.6037 | 266.1256
RPS-CES v6.20- CA In-State limit | 720 | 7659 | Generation Constraint in GWh | FALSE | G | Annual | Rate | lb/MWh | 0 | 0 | 0 | 0 | 0 | 0 | 0 | 0
RPS-CES v6.20- CA In-State limit | 720 | 7659 | Generation Constraint in GWh | FALSE | G | Annual | Constraint Shadow Price | US2019$/MWh | 0 | 0 | 10.572 | 0 | 0 | 0 | 0 | 0
RPS-CES v6.20 Fossil Dispatch Limit - CA | 721 | 7667 | Generation Constraint in GWh | FALSE | L | Annual | Seasons Included | Seasons | Winter, WintShld, Summer | Winter, WintShld, Summer | Winter, WintShld, Summer | Winter, WintShld, Summer | Winter, WintShld, Summer | Winter, WintShld, Summer | Winter, WintShld, Summer | Winter, WintShld, Summer
RPS-CES v6.20 Fossil Dispatch Limit - CA | 721 | 7667 | Generation Constraint in GWh | FALSE | L | Annual | Standard GWh | GWh | 0 | 0 | 139719.413 | 126457.4716 | 94784.7144 | 63472.7492 | 28911.0645 | 22976.8956
RPS-CES v6.20 Fossil Dispatch Limit - CA | 721 | 7667 | Generation Constraint in GWh | FALSE | L | Annual | Emissions at Affected Plants | GWh | 0 | 0 | 129669.8179 | 92005.6242 | 52651.1004 | 49037.5366 | 28911.0645 | 22976.8956
RPS-CES v6.20 Fossil Dispatch Limit - CA | 721 | 7667 | Generation Constraint in GWh | FALSE | L | Annual | Allowances Purchased | GWh | 0 | 0 | 0 | 0 | 0 | 0 | 0 | 0
RPS-CES v6.20 Fossil Dispatch Limit - CA | 721 | 7667 | Generation Constraint in GWh | FALSE | L | Annual | Allowances Sold | GWh | 0 | 0 | 0 | 0 | 0 | 0 | 0 | 0
RPS-CES v6.20 Fossil Dispatch Limit - CA | 721 | 7667 | Generation Constraint in GWh | FALSE | L | Annual | Allowances Banked | GWh | 0 | 0 | 0 | 0 | 0 | 0 | 0 | 0
RPS-CES v6.20 Fossil Dispatch Limit - CA | 721 | 7667 | Generation Constraint in GWh | FALSE | L | Annual | Allowances Withdrawn (1:1) | GWh | 0 | 0 | 0 | 0 | 0 | 0 | 0 | 0
RPS-CES v6.20 Fossil Dispatch Limit - CA | 721 | 7667 | Generation Constraint in GWh | FALSE | L | Annual | Allowances Withdrawn (n:1) | GWh | 0 | 0 | 0 | 0 | 0 | 0 | 0 | 0
RPS-CES v6.20 Fossil Dispatch Limit - CA | 721 | 7667 | Generation Constraint in GWh | FALSE | L | Annual | Net Emissions Allowance Position | GWh | 0 | 0 | 129669.8179 | 92005.6242 | 52651.1004 | 49037.5366 | 28911.0645 | 22976.8956
RPS-CES v6.20 Fossil Dispatch Limit - CA | 721 | 7667 | Generation Constraint in GWh | FALSE | L | Annual | Fuel Consumed | TBtu | 0 | 0 | 967.3765 | 704.3238 | 415.9214 | 385.1089 | 226.4949 | 178.5516
RPS-CES v6.20 Fossil Dispatch Limit - CA | 721 | 7667 | Generation Constraint in GWh | FALSE | L | Annual | Heat Rate | MMBtu/MWh | 0 | 0 | 7.4603 | 7.6552 | 7.8996 | 7.6929 | 6.5896 | 5.6976
RPS-CES v6.20 Fossil Dispatch Limit - CA | 721 | 7667 | Generation Constraint in GWh | FALSE | L | Annual | Generation | TWh | 0 | 0 | 129.6698 | 92.0056 | 52.6511 | 50.06 | 34.3713 | 31.3381
RPS-CES v6.20 Fossil Dispatch Limit - CA | 721 | 7667 | Generation Constraint in GWh | FALSE | L | Annual | Qualifying Generation | TWh | 0 | 0 | 129.6698 | 92.0056 | 52.6511 | 49.0375 | 28.9111 | 22.9769
RPS-CES v6.20 Fossil Dispatch Limit - CA | 721 | 7667 | Generation Constraint in GWh | FALSE | L | Annual | Rate | lb/MWh | 0 | 0 | 0 | 0 | 0 | 0 | 0 | 0
RPS-CES v6.20 Fossil Dispatch Limit - CA | 721 | 7667 | Generation Constraint in GWh | FALSE | L | Annual | Constraint Shadow Price | US2019$/MWh | 0 | 0 | 0 | 0 | 0 | 0 | 7.2503 | 7.2299
RPS-CES v6.20 Fossil Dispatch Limit - CO | 722 | 7668 | Generation Constraint in GWh | FALSE | L | Annual | Seasons Included | Seasons | Winter, WintShld, Summer | Winter, WintShld, Summer | Winter, WintShld, Summer | Winter, WintShld, Summer | Winter, WintShld, Summer | Winter, WintShld, Summer | Winter, WintShld, Summer | Winter, WintShld, Summer
RPS-CES v6.20 Fossil Dispatch Limit - CO | 722 | 7668 | Generation Constraint in GWh | FALSE | L | Annual | Standard GWh | GWh | 0 | 0 | 0 | 0 | 0 | 0 | 0 | 45416.5554
RPS-CES v6.20 Fossil Dispatch Limit - CO | 722 | 7668 | Generation Constraint in GWh | FALSE | L | Annual | Emissions at Affected Plants | GWh | 0 | 0 | 0 | 0 | 0 | 0 | 0 | 6683.3826
RPS-CES v6.20 Fossil Dispatch Limit - CO | 722 | 7668 | Generation Constraint in GWh | FALSE | L | Annual | Allowances Purchased | GWh | 0 | 0 | 0 | 0 | 0 | 0 | 0 | 0
RPS-CES v6.20 Fossil Dispatch Limit - CO | 722 | 7668 | Generation Constraint in GWh | FALSE | L | Annual | Allowances Sold | GWh | 0 | 0 | 0 | 0 | 0 | 0 | 0 | 0
RPS-CES v6.20 Fossil Dispatch Limit - CO | 722 | 7668 | Generation Constraint in GWh | FALSE | L | Annual | Allowances Banked | GWh | 0 | 0 | 0 | 0 | 0 | 0 | 0 | 0
RPS-CES v6.20 Fossil Dispatch Limit - CO | 722 | 7668 | Generation Constraint in GWh | FALSE | L | Annual | Allowances Withdrawn (1:1) | GWh | 0 | 0 | 0 | 0 | 0 | 0 | 0 | 0
RPS-CES v6.20 Fossil Dispatch Limit - CO | 722 | 7668 | Generation Constraint in GWh | FALSE | L | Annual | Allowances Withdrawn (n:1) | GWh | 0 | 0 | 0 | 0 | 0 | 0 | 0 | 0
RPS-CES v6.20 Fossil Dispatch Limit - CO | 722 | 7668 | Generation Constraint in GWh | FALSE | L | Annual | Net Emissions Allowance Position | GWh | 0 | 0 | 0 | 0 | 0 | 0 | 0 | 6683.3826
RPS-CES v6.20 Fossil Dispatch Limit - CO | 722 | 7668 | Generation Constraint in GWh | FALSE | L | Annual | Fuel Consumed | TBtu | 0 | 0 | 0 | 0 | 0 | 0 | 0 | 56.8938
RPS-CES v6.20 Fossil Dispatch Limit - CO | 722 | 7668 | Generation Constraint in GWh | FALSE | L | Annual | Heat Rate | MMBtu/MWh | 0 | 0 | 0 | 0 | 0 | 0 | 0 | 8.5127
RPS-CES v6.20 Fossil Dispatch Limit - CO | 722 | 7668 | Generation Constraint in GWh | FALSE | L | Annual | Generation | TWh | 0 | 0 | 0 | 0 | 0 | 0 | 0 | 6.6834
RPS-CES v6.20 Fossil Dispatch Limit - CO | 722 | 7668 | Generation Constraint in GWh | FALSE | L | Annual | Qualifying Generation | TWh | 0 | 0 | 0 | 0 | 0 | 0 | 0 | 6.6834
RPS-CES v6.20 Fossil Dispatch Limit - CO | 722 | 7668 | Generation Constraint in GWh | FALSE | L | Annual | Rate | lb/MWh | 0 | 0 | 0 | 0 | 0 | 0 | 0 | 0
RPS-CES v6.20 Fossil Dispatch Limit - CO | 722 | 7668 | Generation Constraint in GWh | FALSE | L | Annual | Constraint Shadow Price | US2019$/MWh | 0 | 0 | 0 | 0 | 0 | 0 | 0 | 0
RPS-CES v6.20 Fossil Dispatch Limit - IL | 723 | 7741 | Generation Constraint in GWh | FALSE | L | Annual | Seasons Included | Seasons | Winter, WintShld, Summer | Winter, WintShld, Summer | Winter, WintShld, Summer | Winter, WintShld, Summer | Winter, WintShld, Summer | Winter, WintShld, Summer | Winter, WintShld, Summer | Winter, WintShld, Summer
RPS-CES v6.20 Fossil Dispatch Limit - IL | 723 | 7741 | Generation Constraint in GWh | FALSE | L | Annual | Standard GWh | GWh | 0 | 0 | 0 | 0 | 0 | 85828.4548 | 88827.5486 | 10224.5236
RPS-CES v6.20 Fossil Dispatch Limit - IL | 723 | 7741 | Generation Constraint in GWh | FALSE | L | Annual | Emissions at Affected Plants | GWh | 0 | 0 | 0 | 0 | 0 | 0 | 201.0176 | 179.1461
RPS-CES v6.20 Fossil Dispatch Limit - IL | 723 | 7741 | Generation Constraint in GWh | FALSE | L | Annual | Allowances Purchased | GWh | 0 | 0 | 0 | 0 | 0 | 0 | 0 | 0
RPS-CES v6.20 Fossil Dispatch Limit - IL | 723 | 7741 | Generation Constraint in GWh | FALSE | L | Annual | Allowances Sold | GWh | 0 | 0 | 0 | 0 | 0 | 0 | 0 | 0
RPS-CES v6.20 Fossil Dispatch Limit - IL | 723 | 7741 | Generation Constraint in GWh | FALSE | L | Annual | Allowances Banked | GWh | 0 | 0 | 0 | 0 | 0 | 0 | 0 | 0
RPS-CES v6.20 Fossil Dispatch Limit - IL | 723 | 7741 | Generation Constraint in GWh | FALSE | L | Annual | Allowances Withdrawn (1:1) | GWh | 0 | 0 | 0 | 0 | 0 | 0 | 0 | 0
RPS-CES v6.20 Fossil Dispatch Limit - IL | 723 | 7741 | Generation Constraint in GWh | FALSE | L | Annual | Allowances Withdrawn (n:1) | GWh | 0 | 0 | 0 | 0 | 0 | 0 | 0 | 0
RPS-CES v6.20 Fossil Dispatch Limit - IL | 723 | 7741 | Generation Constraint in GWh | FALSE | L | Annual | Net Emissions Allowance Position | GWh | 0 | 0 | 0 | 0 | 0 | 0 | 201.0176 | 179.1461
RPS-CES v6.20 Fossil Dispatch Limit - IL | 723 | 7741 | Generation Constraint in GWh | FALSE | L | Annual | Fuel Consumed | TBtu | 0 | 0 | 0 | 0 | 0 | 0 | 1.87 | 1.6548
RPS-CES v6.20 Fossil Dispatch Limit - IL | 723 | 7741 | Generation Constraint in GWh | FALSE | L | Annual | Heat Rate | MMBtu/MWh | 0 | 0 | 0 | 0 | 0 | 0 | 0.079181 | 0.080635
RPS-CES v6.20 Fossil Dispatch Limit - IL | 723 | 7741 | Generation Constraint in GWh | FALSE | L | Annual | Generation | TWh | 0 | 0 | 0 | 0 | 0 | 0 | 23.6162 | 20.5227
RPS-CES v6.20 Fossil Dispatch Limit - IL | 723 | 7741 | Generation Constraint in GWh | FALSE | L | Annual | Qualifying Generation | TWh | 0 | 0 | 0 | 0 | 0 | 0 | 0.20102 | 0.17915
RPS-CES v6.20 Fossil Dispatch Limit - IL | 723 | 7741 | Generation Constraint in GWh | FALSE | L | Annual | Rate | lb/MWh | 0 | 0 | 0 | 0 | 0 | 0 | 0 | 0
RPS-CES v6.20 Fossil Dispatch Limit - IL | 723 | 7741 | Generation Constraint in GWh | FALSE | L | Annual | Constraint Shadow Price | US2019$/MWh | 0 | 0 | 0 | 0 | 0 | 0 | 0 | 0
RPS-CES v6.20 Fossil Dispatch Limit - NM | 724 | 7669 | Generation Constraint in GWh | FALSE | L | Annual | Seasons Included | Seasons | Winter, WintShld, Summer | Winter, WintShld, Summer | Winter, WintShld, Summer | Winter, WintShld, Summer | Winter, WintShld, Summer | Winter, WintShld, Summer | Winter, WintShld, Summer | Winter, WintShld, Summer
RPS-CES v6.20 Fossil Dispatch Limit - NM | 724 | 7669 | Generation Constraint in GWh | FALSE | L | Annual | Standard GWh | GWh | 0 | 0 | 0 | 0 | 12623.2819 | 10248.2227 | 10471.448 | 5381.4995
RPS-CES v6.20 Fossil Dispatch Limit - NM | 724 | 7669 | Generation Constraint in GWh | FALSE | L | Annual | Emissions at Affected Plants | GWh | 0 | 0 | 0 | 0 | 2954.1325 | 618.8735 | 660.0298 | 725.0955
RPS-CES v6.20 Fossil Dispatch Limit - NM | 724 | 7669 | Generation Constraint in GWh | FALSE | L | Annual | Allowances Purchased | GWh | 0 | 0 | 0 | 0 | 0 | 0 | 0 | 0
RPS-CES v6.20 Fossil Dispatch Limit - NM | 724 | 7669 | Generation Constraint in GWh | FALSE | L | Annual | Allowances Sold | GWh | 0 | 0 | 0 | 0 | 0 | 0 | 0 | 0
RPS-CES v6.20 Fossil Dispatch Limit - NM | 724 | 7669 | Generation Constraint in GWh | FALSE | L | Annual | Allowances Banked | GWh | 0 | 0 | 0 | 0 | 0 | 0 | 0 | 0
RPS-CES v6.20 Fossil Dispatch Limit - NM | 724 | 7669 | Generation Constraint in GWh | FALSE | L | Annual | Allowances Withdrawn (1:1) | GWh | 0 | 0 | 0 | 0 | 0 | 0 | 0 | 0
RPS-CES v6.20 Fossil Dispatch Limit - NM | 724 | 7669 | Generation Constraint in GWh | FALSE | L | Annual | Allowances Withdrawn (n:1) | GWh | 0 | 0 | 0 | 0 | 0 | 0 | 0 | 0
RPS-CES v6.20 Fossil Dispatch Limit - NM | 724 | 7669 | Generation Constraint in GWh | FALSE | L | Annual | Net Emissions Allowance Position | GWh | 0 | 0 | 0 | 0 | 2954.1325 | 618.8735 | 660.0298 | 725.0955
RPS-CES v6.20 Fossil Dispatch Limit - NM | 724 | 7669 | Generation Constraint in GWh | FALSE | L | Annual | Fuel Consumed | TBtu | 0 | 0 | 0 | 0 | 25.635 | 6.8098 | 6.9386 | 7.5794
RPS-CES v6.20 Fossil Dispatch Limit - NM | 724 | 7669 | Generation Constraint in GWh | FALSE | L | Annual | Heat Rate | MMBtu/MWh | 0 | 0 | 0 | 0 | 8.6777 | 11.0035 | 10.2476 | 9.7974
RPS-CES v6.20 Fossil Dispatch Limit - NM | 724 | 7669 | Generation Constraint in GWh | FALSE | L | Annual | Generation | TWh | 0 | 0 | 0 | 0 | 2.9541 | 0.61887 | 0.6771 | 0.77361
RPS-CES v6.20 Fossil Dispatch Limit - NM | 724 | 7669 | Generation Constraint in GWh | FALSE | L | Annual | Qualifying Generation | TWh | 0 | 0 | 0 | 0 | 2.9541 | 0.61887 | 0.66003 | 0.7251
RPS-CES v6.20 Fossil Dispatch Limit - NM | 724 | 7669 | Generation Constraint in GWh | FALSE | L | Annual | Rate | lb/MWh | 0 | 0 | 0 | 0 | 0 | 0 | 0 | 0
RPS-CES v6.20 Fossil Dispatch Limit - NM | 724 | 7669 | Generation Constraint in GWh | FALSE | L | Annual | Constraint Shadow Price | US2019$/MWh | 0 | 0 | 0 | 0 | 0 | 0 | 0 | 0
RPS-CES v6.20 Fossil Dispatch Limit - NV | 725 | 7670 | Generation Constraint in GWh | FALSE | L | Annual | Seasons Included | Seasons | Winter, WintShld, Summer | Winter, WintShld, Summer | Winter, WintShld, Summer | Winter, WintShld, Summer | Winter, WintShld, Summer | Winter, WintShld, Summer | Winter, WintShld, Summer | Winter, WintShld, Summer
RPS-CES v6.20 Fossil Dispatch Limit - NV | 725 | 7670 | Generation Constraint in GWh | FALSE | L | Annual | Standard GWh | GWh | 0 | 0 | 0 | 0 | 0 | 0 | 0 | 5046.916
RPS-CES v6.20 Fossil Dispatch Limit - NV | 725 | 7670 | Generation Constraint in GWh | FALSE | L | Annual | Emissions at Affected Plants | GWh | 0 | 0 | 0 | 0 | 0 | 0 | 0 | 5046.916
RPS-CES v6.20 Fossil Dispatch Limit - NV | 725 | 7670 | Generation Constraint in GWh | FALSE | L | Annual | Allowances Purchased | GWh | 0 | 0 | 0 | 0 | 0 | 0 | 0 | 0
RPS-CES v6.20 Fossil Dispatch Limit - NV | 725 | 7670 | Generation Constraint in GWh | FALSE | L | Annual | Allowances Sold | GWh | 0 | 0 | 0 | 0 | 0 | 0 | 0 | 0
RPS-CES v6.20 Fossil Dispatch Limit - NV | 725 | 7670 | Generation Constraint in GWh | FALSE | L | Annual | Allowances Banked | GWh | 0 | 0 | 0 | 0 | 0 | 0 | 0 | 0
RPS-CES v6.20 Fossil Dispatch Limit - NV | 725 | 7670 | Generation Constraint in GWh | FALSE | L | Annual | Allowances Withdrawn (1:1) | GWh | 0 | 0 | 0 | 0 | 0 | 0 | 0 | 0
RPS-CES v6.20 Fossil Dispatch Limit - NV | 725 | 7670 | Generation Constraint in GWh | FALSE | L | Annual | Allowances Withdrawn (n:1) | GWh | 0 | 0 | 0 | 0 | 0 | 0 | 0 | 0
RPS-CES v6.20 Fossil Dispatch Limit - NV | 725 | 7670 | Generation Constraint in GWh | FALSE | L | Annual | Net Emissions Allowance Position | GWh | 0 | 0 | 0 | 0 | 0 | 0 | 0 | 5046.916
RPS-CES v6.20 Fossil Dispatch Limit - NV | 725 | 7670 | Generation Constraint in GWh | FALSE | L | Annual | Fuel Consumed | TBtu | 0 | 0 | 0 | 0 | 0 | 0 | 0 | 41.9581
RPS-CES v6.20 Fossil Dispatch Limit - NV | 725 | 7670 | Generation Constraint in GWh | FALSE | L | Annual | Heat Rate | MMBtu/MWh | 0 | 0 | 0 | 0 | 0 | 0 | 0 | 8.3129
RPS-CES v6.20 Fossil Dispatch Limit - NV | 725 | 7670 | Generation Constraint in GWh | FALSE | L | Annual | Generation | TWh | 0 | 0 | 0 | 0 | 0 | 0 | 0 | 5.0473
RPS-CES v6.20 Fossil Dispatch Limit - NV | 725 | 7670 | Generation Constraint in GWh | FALSE | L | Annual | Qualifying Generation | TWh | 0 | 0 | 0 | 0 | 0 | 0 | 0 | 5.0469
RPS-CES v6.20 Fossil Dispatch Limit - NV | 725 | 7670 | Generation Constraint in GWh | FALSE | L | Annual | Rate | lb/MWh | 0 | 0 | 0 | 0 | 0 | 0 | 0 | 0
RPS-CES v6.20 Fossil Dispatch Limit - NV | 725 | 7670 | Generation Constraint in GWh | FALSE | L | Annual | Constraint Shadow Price | US2019$/MWh | 0 | 0 | 0 | 0 | 0 | 0 | 0 | 2.6911
RPS-CES v6.20 Fossil Dispatch Limit - NY | 726 | 7671 | Generation Constraint in GWh | FALSE | L | Annual | Seasons Included | Seasons | Winter, WintShld, Summer | Winter, WintShld, Summer | Winter, WintShld, Summer | Winter, WintShld, Summer | Winter, WintShld, Summer | Winter, WintShld, Summer | Winter, WintShld, Summer | Winter, WintShld, Summer
RPS-CES v6.20 Fossil Dispatch Limit - NY | 726 | 7671 | Generation Constraint in GWh | FALSE | L | Annual | Standard GWh | GWh | 0 | 0 | 65932.3907 | 53801.6204 | 54882.5845 | 10665.2516 | 10991.8788 | 11522.3847
RPS-CES v6.20 Fossil Dispatch Limit - NY | 726 | 7671 | Generation Constraint in GWh | FALSE | L | Annual | Emissions at Affected Plants | GWh | 0 | 0 | 50432.3493 | 53801.6204 | 27943.4072 | 10665.2516 | 10991.8788 | 11522.3847
RPS-CES v6.20 Fossil Dispatch Limit - NY | 726 | 7671 | Generation Constraint in GWh | FALSE | L | Annual | Allowances Purchased | GWh | 0 | 0 | 0 | 0 | 0 | 0 | 0 | 0
RPS-CES v6.20 Fossil Dispatch Limit - NY | 726 | 7671 | Generation Constraint in GWh | FALSE | L | Annual | Allowances Sold | GWh | 0 | 0 | 0 | 0 | 0 | 0 | 0 | 0
RPS-CES v6.20 Fossil Dispatch Limit - NY | 726 | 7671 | Generation Constraint in GWh | FALSE | L | Annual | Allowances Banked | GWh | 0 | 0 | 0 | 0 | 0 | 0 | 0 | 0
RPS-CES v6.20 Fossil Dispatch Limit - NY | 726 | 7671 | Generation Constraint in GWh | FALSE | L | Annual | Allowances Withdrawn (1:1) | GWh | 0 | 0 | 0 | 0 | 0 | 0 | 0 | 0
RPS-CES v6.20 Fossil Dispatch Limit - NY | 726 | 7671 | Generation Constraint in GWh | FALSE | L | Annual | Allowances Withdrawn (n:1) | GWh | 0 | 0 | 0 | 0 | 0 | 0 | 0 | 0
RPS-CES v6.20 Fossil Dispatch Limit - NY | 726 | 7671 | Generation Constraint in GWh | FALSE | L | Annual | Net Emissions Allowance Position | GWh | 0 | 0 | 50432.3493 | 53801.6204 | 27943.4072 | 10665.2516 | 10991.8788 | 11522.3847
RPS-CES v6.20 Fossil Dispatch Limit - NY | 726 | 7671 | Generation Constraint in GWh | FALSE | L | Annual | Fuel Consumed | TBtu | 0 | 0 | 369.6833 | 394.5337 | 198.791 | 73.9901 | 75.9692 | 78.0964
RPS-CES v6.20 Fossil Dispatch Limit - NY | 726 | 7671 | Generation Constraint in GWh | FALSE | L | Annual | Heat Rate | MMBtu/MWh | 0 | 0 | 7.2716 | 7.2774 | 7.0639 | 6.8454 | 6.7281 | 6.4332
RPS-CES v6.20 Fossil Dispatch Limit - NY | 726 | 7671 | Generation Constraint in GWh | FALSE | L | Annual | Generation | TWh | 0 | 0 | 50.8391 | 54.2139 | 28.1418 | 10.8088 | 11.2913 | 12.1397
RPS-CES v6.20 Fossil Dispatch Limit - NY | 726 | 7671 | Generation Constraint in GWh | FALSE | L | Annual | Qualifying Generation | TWh | 0 | 0 | 50.4323 | 53.8016 | 27.9434 | 10.6653 | 10.9919 | 11.5224
RPS-CES v6.20 Fossil Dispatch Limit - NY | 726 | 7671 | Generation Constraint in GWh | FALSE | L | Annual | Rate | lb/MWh | 0 | 0 | 0 | 0 | 0 | 0 | 0 | 0
RPS-CES v6.20 Fossil Dispatch Limit - NY | 726 | 7671 | Generation Constraint in GWh | FALSE | L | Annual | Constraint Shadow Price | US2019$/MWh | 0 | 0 | 0 | 0.24287 | 0 | 4.9268 | 4.8164 | 4.4615
RPS-CES v6.20 Fossil Dispatch Limit - VA | 727 | 7672 | Generation Constraint in GWh | FALSE | L | Annual | Seasons Included | Seasons | Winter, WintShld, Summer | Winter, WintShld, Summer | Winter, WintShld, Summer | Winter, WintShld, Summer | Winter, WintShld, Summer | Winter, WintShld, Summer | Winter, WintShld, Summer | Winter, WintShld, Summer
RPS-CES v6.20 Fossil Dispatch Limit - VA | 727 | 7672 | Generation Constraint in GWh | FALSE | L | Annual | Standard GWh | GWh | 0 | 0 | 0 | 0 | 0 | 58892.1662 | 38793.1178 | 37110.614
RPS-CES v6.20 Fossil Dispatch Limit - VA | 727 | 7672 | Generation Constraint in GWh | FALSE | L | Annual | Emissions at Affected Plants | GWh | 0 | 0 | 0 | 0 | 0 | 48841.9287 | 38793.1178 | 8290.7734
RPS-CES v6.20 Fossil Dispatch Limit - VA | 727 | 7672 | Generation Constraint in GWh | FALSE | L | Annual | Allowances Purchased | GWh | 0 | 0 | 0 | 0 | 0 | 0 | 0 | 0
RPS-CES v6.20 Fossil Dispatch Limit - VA | 727 | 7672 | Generation Constraint in GWh | FALSE | L | Annual | Allowances Sold | GWh | 0 | 0 | 0 | 0 | 0 | 0 | 0 | 0
RPS-CES v6.20 Fossil Dispatch Limit - VA | 727 | 7672 | Generation Constraint in GWh | FALSE | L | Annual | Allowances Banked | GWh | 0 | 0 | 0 | 0 | 0 | 0 | 0 | 0
RPS-CES v6.20 Fossil Dispatch Limit - VA | 727 | 7672 | Generation Constraint in GWh | FALSE | L | Annual | Allowances Withdrawn (1:1) | GWh | 0 | 0 | 0 | 0 | 0 | 0 | 0 | 0
RPS-CES v6.20 Fossil Dispatch Limit - VA | 727 | 7672 | Generation Constraint in GWh | FALSE | L | Annual | Allowances Withdrawn (n:1) | GWh | 0 | 0 | 0 | 0 | 0 | 0 | 0 | 0
RPS-CES v6.20 Fossil Dispatch Limit - VA | 727 | 7672 | Generation Constraint in GWh | FALSE | L | Annual | Net Emissions Allowance Position | GWh | 0 | 0 | 0 | 0 | 0 | 48841.9287 | 38793.1178 | 8290.7734
RPS-CES v6.20 Fossil Dispatch Limit - VA | 727 | 7672 | Generation Constraint in GWh | FALSE | L | Annual | Fuel Consumed | TBtu | 0 | 0 | 0 | 0 | 0 | 349.8356 | 273.4134 | 56.3771
RPS-CES v6.20 Fossil Dispatch Limit - VA | 727 | 7672 | Generation Constraint in GWh | FALSE | L | Annual | Heat Rate | MMBtu/MWh | 0 | 0 | 0 | 0 | 0 | 3.6269 | 2.8266 | 0.68261
RPS-CES v6.20 Fossil Dispatch Limit - VA | 727 | 7672 | Generation Constraint in GWh | FALSE | L | Annual | Generation | TWh | 0 | 0 | 0 | 0 | 0 | 96.4567 | 96.7276 | 82.5902
RPS-CES v6.20 Fossil Dispatch Limit - VA | 727 | 7672 | Generation Constraint in GWh | FALSE | L | Annual | Qualifying Generation | TWh | 0 | 0 | 0 | 0 | 0 | 48.8419 | 38.7931 | 8.2908
RPS-CES v6.20 Fossil Dispatch Limit - VA | 727 | 7672 | Generation Constraint in GWh | FALSE | L | Annual | Rate | lb/MWh | 0 | 0 | 0 | 0 | 0 | 0 | 0 | 0
RPS-CES v6.20 Fossil Dispatch Limit - VA | 727 | 7672 | Generation Constraint in GWh | FALSE | L | Annual | Constraint Shadow Price | US2019$/MWh | 0 | 0 | 0 | 0 | 0 | 0 | 1.059 | 0
RPS-CES v6.20 Fossil Dispatch Limit - WA | 728 | 7673 | Generation Constraint in GWh | FALSE | L | Annual | Seasons Included | Seasons | Winter, WintShld, Summer | Winter, WintShld, Summer | Winter, WintShld, Summer | Winter, WintShld, Summer | Winter, WintShld, Summer | Winter, WintShld, Summer | Winter, WintShld, Summer | Winter, WintShld, Summer
RPS-CES v6.20 Fossil Dispatch Limit - WA | 728 | 7673 | Generation Constraint in GWh | FALSE | L | Annual | Standard GWh | GWh | 0 | 0 | 0 | 9318.7871 | 9769.5273 | 10451.1024 | 11282.4206 | 12181.5398
RPS-CES v6.20 Fossil Dispatch Limit - WA | 728 | 7673 | Generation Constraint in GWh | FALSE | L | Annual | Emissions at Affected Plants | GWh | 0 | 0 | 0 | 4185.1952 | 2508.594 | 3749.2018 | 28.8802 | 6.9242
RPS-CES v6.20 Fossil Dispatch Limit - WA | 728 | 7673 | Generation Constraint in GWh | FALSE | L | Annual | Allowances Purchased | GWh | 0 | 0 | 0 | 0 | 0 | 0 | 0 | 0
RPS-CES v6.20 Fossil Dispatch Limit - WA | 728 | 7673 | Generation Constraint in GWh | FALSE | L | Annual | Allowances Sold | GWh | 0 | 0 | 0 | 0 | 0 | 0 | 0 | 0
RPS-CES v6.20 Fossil Dispatch Limit - WA | 728 | 7673 | Generation Constraint in GWh | FALSE | L | Annual | Allowances Banked | GWh | 0 | 0 | 0 | 0 | 0 | 0 | 0 | 0
RPS-CES v6.20 Fossil Dispatch Limit - WA | 728 | 7673 | Generation Constraint in GWh | FALSE | L | Annual | Allowances Withdrawn (1:1) | GWh | 0 | 0 | 0 | 0 | 0 | 0 | 0 | 0
RPS-CES v6.20 Fossil Dispatch Limit - WA | 728 | 7673 | Generation Constraint in GWh | FALSE | L | Annual | Allowances Withdrawn (n:1) | GWh | 0 | 0 | 0 | 0 | 0 | 0 | 0 | 0
RPS-CES v6.20 Fossil Dispatch Limit - WA | 728 | 7673 | Generation Constraint in GWh | FALSE | L | Annual | Net Emissions Allowance Position | GWh | 0 | 0 | 0 | 4185.1952 | 2508.594 | 3749.2018 | 28.8802 | 6.9242
RPS-CES v6.20 Fossil Dispatch Limit - WA | 728 | 7673 | Generation Constraint in GWh | FALSE | L | Annual | Fuel Consumed | TBtu | 0 | 0 | 0 | 32.3006 | 19.1206 | 27.8252 | 0.3093 | 0.091146
RPS-CES v6.20 Fossil Dispatch Limit - WA | 728 | 7673 | Generation Constraint in GWh | FALSE | L | Annual | Heat Rate | MMBtu/MWh | 0 | 0 | 0 | 7.7178 | 7.622 | 7.4216 | 10.7097 | 13.1634
RPS-CES v6.20 Fossil Dispatch Limit - WA | 728 | 7673 | Generation Constraint in GWh | FALSE | L | Annual | Generation | TWh | 0 | 0 | 0 | 4.1852 | 2.5086 | 3.7492 | 0.02888 | 0.0069242
RPS-CES v6.20 Fossil Dispatch Limit - WA | 728 | 7673 | Generation Constraint in GWh | FALSE | L | Annual | Qualifying Generation | TWh | 0 | 0 | 0 | 4.1852 | 2.5086 | 3.7492 | 0.02888 | 0.0069242
RPS-CES v6.20 Fossil Dispatch Limit - WA | 728 | 7673 | Generation Constraint in GWh | FALSE | L | Annual | Rate | lb/MWh | 0 | 0 | 0 | 0 | 0 | 0 | 0 | 0
RPS-CES v6.20 Fossil Dispatch Limit - WA | 728 | 7673 | Generation Constraint in GWh | FALSE | L | Annual | Constraint Shadow Price | US2019$/MWh | 0 | 0 | 0 | 0 | 0 | 0 | 0 | 0
Texas BART FIP v6.17 | 729 | 7538 | Rate Constraint in MTons | FALSE | L | Annual | Seasons Included | Seasons | Winter, WintShld, Summer | Winter, WintShld, Summer | Winter, WintShld, Summer | Winter, WintShld, Summer | Winter, WintShld, Summer | Winter, WintShld, Summer | Winter, WintShld, Summer | Winter, WintShld, Summer
Texas BART FIP v6.17 | 729 | 7538 | Rate Constraint in MTons | FALSE | L | Annual | Standard SO2 | Thousand Tons | 248.393 | 248.393 | 248.393 | 248.393 | 248.393 | 248.393 | 248.393 | 248.393
Texas BART FIP v6.17 | 729 | 7538 | Rate Constraint in MTons | FALSE | L | Annual | Emissions at Affected Plants SO2 | Thousand Tons | 139.2614 | 96.6718 | 37.0208 | 15.5441 | 6.4152 | 6.4152 | 10.1617 | 8.0992
Texas BART FIP v6.17 | 729 | 7538 | Rate Constraint in MTons | FALSE | L | Annual | Allowances Purchased SO2 | Thousand Tons | 0 | 0 | 0 | 0 | 0 | 0 | 0 | 0
Texas BART FIP v6.17 | 729 | 7538 | Rate Constraint in MTons | FALSE | L | Annual | Allowances Sold SO2 | Thousand Tons | 0 | 0 | 0 | 0 | 0 | 0 | 0 | 0
Texas BART FIP v6.17 | 729 | 7538 | Rate Constraint in MTons | FALSE | L | Annual | Allowances Banked | Thousand Tons | 0 | 0 | 0 | 0 | 0 | 0 | 0 | 0
Texas BART FIP v6.17 | 729 | 7538 | Rate Constraint in MTons | FALSE | L | Annual | Allowances Withdrawn (1:1) | Thousand Tons | 0 | 0 | 0 | 0 | 0 | 0 | 0 | 0
Texas BART FIP v6.17 | 729 | 7538 | Rate Constraint in MTons | FALSE | L | Annual | Allowances Withdrawn (n:1) | Thousand Tons | 0 | 0 | 0 | 0 | 0 | 0 | 0 | 0
Texas BART FIP v6.17 | 729 | 7538 | Rate Constraint in MTons | FALSE | L | Annual | Net Emissions Allowance Position | Thousand Tons | 139.2614 | 96.6718 | 37.0208 | 15.5441 | 6.4152 | 6.4152 | 10.1617 | 8.0992
Texas BART FIP v6.17 | 729 | 7538 | Rate Constraint in MTons | FALSE | L | Annual | Fuel Consumed | TBtu | 857.1838 | 617.4385 | 289.4862 | 224.3527 | 101.2557 | 104.5556 | 104.4876 | 72.8344
Texas BART FIP v6.17 | 729 | 7538 | Rate Constraint in MTons | FALSE | L | Annual | Rate | lb/MMBtu | 0.32493 | 0.31314 | 0.25577 | 0.13857 | 0.12671 | 0.12271 | 0.19451 | 0.2224
Texas BART FIP v6.17 | 729 | 7538 | Rate Constraint in MTons | FALSE | L | Annual | Generation | TWh | 82.8951 | 60.7311 | 30.0171 | 23.2641 | 12.4579 | 12.7911 | 12.8698 | 9.3681
Texas BART FIP v6.17 | 729 | 7538 | Rate Constraint in MTons | FALSE | L | Annual | Qualifying Generation | TWh | 82.8951 | 60.7311 | 30.0171 | 23.2641 | 12.4579 | 12.7911 | 12.7842 | 9.1126
Texas BART FIP v6.17 | 729 | 7538 | Rate Constraint in MTons | FALSE | L | Annual | Rate | lb/MWh | 3.3599 | 3.1836 | 2.4666 | 1.3363 | 1.0299 | 1.0031 | 1.5897 | 1.7776
Texas BART FIP v6.17 | 729 | 7538 | Rate Constraint in MTons | FALSE | L | Annual | Constraint Shadow Price | US2019$/Ton | 0 | 0 | 0 | 0 | 0 | 0 | 0 | 0
Texas East - NOX Cap Annual v3.1 | 730 | 7358 | Rate Constraint in MTons | FALSE | L | Annual | Seasons Included | Seasons | Winter, WintShld, Summer | Winter, WintShld, Summer | Winter, WintShld, Summer | Winter, WintShld, Summer | Winter, WintShld, Summer | Winter, WintShld, Summer | Winter, WintShld, Summer | Winter, WintShld, Summer
Texas East - NOX Cap Annual v3.1 | 730 | 7358 | Rate Constraint in MTons | FALSE | L | Annual | Standard NOX | Thousand Tons | 84.5 | 84.5 | 84.5 | 84.5 | 84.5 | 84.5 | 84.5 | 84.5
Texas East - NOX Cap Annual v3.1 | 730 | 7358 | Rate Constraint in MTons | FALSE | L | Annual | Emissions at Affected Plants NOX | Thousand Tons | 1.4651 | 0.23744 | 0.23909 | 0.07565 | 0.00043761 | 0.00043761 | 0 | 0.00049103
Texas East - NOX Cap Annual v3.1 | 730 | 7358 | Rate Constraint in MTons | FALSE | L | Annual | Allowances Purchased NOX | Thousand Tons | 0 | 0 | 0 | 0 | 0 | 0 | 0 | 0
Texas East - NOX Cap Annual v3.1 | 730 | 7358 | Rate Constraint in MTons | FALSE | L | Annual | Allowances Sold NOX | Thousand Tons | 0 | 0 | 0 | 0 | 0 | 0 | 0 | 0
Texas East - NOX Cap Annual v3.1 | 730 | 7358 | Rate Constraint in MTons | FALSE | L | Annual | Allowances Banked | Thousand Tons | 0 | 0 | 0 | 0 | 0 | 0 | 0 | 0
Texas East - NOX Cap Annual v3.1 | 730 | 7358 | Rate Constraint in MTons | FALSE | L | Annual | Allowances Withdrawn (1:1) | Thousand Tons | 0 | 0 | 0 | 0 | 0 | 0 | 0 | 0
Texas East - NOX Cap Annual v3.1 | 730 | 7358 | Rate Constraint in MTons | FALSE | L | Annual | Allowances Withdrawn (n:1) | Thousand Tons | 0 | 0 | 0 | 0 | 0 | 0 | 0 | 0
Texas East - NOX Cap Annual v3.1 | 730 | 7358 | Rate Constraint in MTons | FALSE | L | Annual | Net Emissions Allowance Position | Thousand Tons | 1.4651 | 0.23744 | 0.23909 | 0.07565 | 0.00043761 | 0.00043761 | 0 | 0.00049103
Texas East - NOX Cap Annual v3.1 | 730 | 7358 | Rate Constraint in MTons | FALSE | L | Annual | Fuel Consumed | TBtu | 36.1198 | 12.4877 | 12.6804 | 6.202 | 0.00071158 | 0.00071158 | 0 | 0.057362
Texas East - NOX Cap Annual v3.1 | 730 | 7358 | Rate Constraint in MTons | FALSE | L | Annual | Rate | lb/MMBtu | 0.081124 | 0.038028 | 0.03771 | 0.024396 | 1.23 | 1.23 | 0 | 0.01712
Texas East - NOX Cap Annual v3.1 | 730 | 7358 | Rate Constraint in MTons | FALSE | L | Annual | Generation | TWh | 3.2106 | 1.1359 | 1.16 | 0.58349 | 3.621e-05 | 3.621e-05 | 0 | 0.0071801
Texas East - NOX Cap Annual v3.1 | 730 | 7358 | Rate Constraint in MTons | FALSE | L | Annual | Qualifying Generation | TWh | 3.2106 | 1.1359 | 1.16 | 0.58349 | 3.621e-05 | 3.621e-05 | 0 | 0.0071801
Texas East - NOX Cap Annual v3.1 | 730 | 7358 | Rate Constraint in MTons | FALSE | L | Annual | Rate | lb/MWh | 0.91267 | 0.41808 | 0.41223 | 0.2593 | 24.1712 | 24.1712 | 0 | 0.13677
Texas East - NOX Cap Annual v3.1 | 730 | 7358 | Rate Constraint in MTons | FALSE | L | Annual | Constraint Shadow Price | US2019$/Ton | 0 | 0 | 0 | 0 | 0 | 0 | 0 | 0
Texas East - SO2 Cap Annual v3.1 | 731 | 7359 | Rate Constraint in MTons | FALSE | L | Annual | Seasons Included | Seasons | Winter, WintShld, Summer | Winter, WintShld, Summer | Winter, WintShld, Summer | Winter, WintShld, Summer | Winter, WintShld, Summer | Winter, WintShld, Summer | Winter, WintShld, Summer | Winter, WintShld, Summer
Texas East - SO2 Cap Annual v3.1 | 731 | 7359 | Rate Constraint in MTons | FALSE | L | Annual | Standard SO2 | Thousand Tons | 273.95 | 273.95 | 273.95 | 273.95 | 273.95 | 273.95 | 273.95 | 273.95
Texas East - SO2 Cap Annual v3.1 | 731 | 7359 | Rate Constraint in MTons | FALSE | L | Annual | Emissions at Affected Plants SO2 | Thousand Tons | 0 | 0 | 0 | 0 | 0 | 0 | 0 | 0
Texas East - SO2 Cap Annual v3.1 | 731 | 7359 | Rate Constraint in MTons | FALSE | L | Annual | Allowances Purchased SO2 | Thousand Tons | 0 | 0 | 0 | 0 | 0 | 0 | 0 | 0
Texas East - SO2 Cap Annual v3.1 | 731 | 7359 | Rate Constraint in MTons | FALSE | L | Annual | Allowances Sold SO2 | Thousand Tons | 0 | 0 | 0 | 0 | 0 | 0 | 0 | 0
Texas East - SO2 Cap Annual v3.1 | 731 | 7359 | Rate Constraint in MTons | FALSE | L | Annual | Allowances Banked | Thousand Tons | 273.95 | 273.95 | 547.9 | 547.9 | 547.9 | 547.9 | 547.9 | 0
Texas East - SO2 Cap Annual v3.1 | 731 | 7359 | Rate Constraint in MTons | FALSE | L | Annual | Allowances Withdrawn (1:1) | Thousand Tons | 0 | 0 | -273.95 | -273.95 | -273.95 | -273.95 | -273.95 | 0
Texas East - SO2 Cap Annual v3.1 | 731 | 7359 | Rate Constraint in MTons | FALSE | L | Annual | Allowances Withdrawn (n:1) | Thousand Tons | 0 | 0 | 0 | 0 | 0 | 0 | 0 | 0
Texas East - SO2 Cap Annual v3.1 | 731 | 7359 | Rate Constraint in MTons | FALSE | L | Annual | Net Emissions Allowance Position | Thousand Tons | 273.95 | 273.95 | 273.95 | 273.95 | 273.95 | 273.95 | 273.95 | 0
Texas East - SO2 Cap Annual v3.1 | 731 | 7359 | Rate Constraint in MTons | FALSE | L | Annual | Fuel Consumed | TBtu | 36.1198 | 12.4877 | 12.6804 | 6.202 | 0.00071158 | 0.00071158 | 0 | 0.057362
Texas East - SO2 Cap Annual v3.1 | 731 | 7359 | Rate Constraint in MTons | FALSE | L | Annual | Rate | lb/MMBtu | 0 | 0 | 0 | 0 | 0 | 0 | 0 | 0
Texas East - SO2 Cap Annual v3.1 | 731 | 7359 | Rate Constraint in MTons | FALSE | L | Annual | Generation | TWh | 3.2106 | 1.1359 | 1.16 | 0.58349 | 3.621e-05 | 3.621e-05 | 0 | 0.0071801
Texas East - SO2 Cap Annual v3.1 | 731 | 7359 | Rate Constraint in MTons | FALSE | L | Annual | Qualifying Generation | TWh | 3.2106 | 1.1359 | 1.16 | 0.58349 | 3.621e-05 | 3.621e-05 | 0 | 0.0071801
Texas East - SO2 Cap Annual v3.1 | 731 | 7359 | Rate Constraint in MTons | FALSE | L | Annual | Rate | lb/MWh | 0 | 0 | 0 | 0 | 0 | 0 | 0 | 0
Texas East - SO2 Cap Annual v3.1 | 731 | 7359 | Rate Constraint in MTons | FALSE | L | Annual | Constraint Shadow Price | US2019$/Ton | 0 | 0 | 0 | 0 | 0 | 0 | 0 | 0
Texas El Paso - NOX Cap Annual v3.1 | 732 | 7361 | Rate Constraint in MTons | FALSE | L | Annual | Seasons Included | Seasons | Winter, WintShld, Summer | Winter, WintShld, Summer | Winter, WintShld, Summer | Winter, WintShld, Summer | Winter, WintShld, Summer | Winter, WintShld, Summer | Winter, WintShld, Summer | Winter, WintShld, Summer
Texas El Paso - NOX Cap Annual v3.1 | 732 | 7361 | Rate Constraint in MTons | FALSE | L | Annual | Standard NOX | Thousand Tons | 1.06 | 1.06 | 1.06 | 1.06 | 1.06 | 1.06 | 1.06 | 1.06
Texas El Paso - NOX Cap Annual v3.1 | 732 | 7361 | Rate Constraint in MTons | FALSE | L | Annual | Emissions at Affected Plants NOX | Thousand Tons | 0.53324 | 0 | 0 | 0 | 0 | 0 | 0 | 0
Texas El Paso - NOX Cap Annual v3.1 | 732 | 7361 | Rate Constraint in MTons | FALSE | L | Annual | Allowances Purchased NOX | Thousand Tons | 0 | 0 | 0 | 0 | 0 | 0 | 0 | 0
Texas El Paso - NOX Cap Annual v3.1 | 732 | 7361 | Rate Constraint in MTons | FALSE | L | Annual | Allowances Sold NOX | Thousand Tons | 0 | 0 | 0 | 0 | 0 | 0 | 0 | 0
Texas El Paso - NOX Cap Annual v3.1 | 732 | 7361 | Rate Constraint in MTons | FALSE | L | Annual | Allowances Banked | Thousand Tons | 0 | 0 | 1.06 | 0 | 0 | 0.848 | 0 | 0
Texas El Paso - NOX Cap Annual v3.1 | 732 | 7361 | Rate Constraint in MTons | FALSE | L | Annual | Allowances Withdrawn (1:1) | Thousand Tons | 0 | 0 | 0 | -1.06 | 0 | 0 | -1.06 | 0
Texas El Paso - NOX Cap Annual v3.1 | 732 | 7361 | Rate Constraint in MTons | FALSE | L | Annual | Allowances Withdrawn (n:1) | Thousand Tons | 0 | 0 | 0 | 0 | 0 | 0 | 0 | 0
Texas El Paso - NOX Cap Annual v3.1 | 732 | 7361 | Rate Constraint in MTons | FALSE | L | Annual | Net Emissions Allowance Position | Thousand Tons | 0.53324 | 0 | 1.06 | -1.06 | 0 | 0.848 | -1.06 | 0
Texas El Paso - NOX Cap Annual v3.1 | 732 | 7361 | Rate Constraint in MTons | FALSE | L | Annual | Fuel Consumed | TBtu | 6.7665 | 0 | 0 | 0 | 0 | 0 | 0 | 0
Texas El Paso - NOX Cap Annual v3.1 | 732 | 7361 | Rate Constraint in MTons | FALSE | L | Annual | Rate | lb/MMBtu | 0.15761 | 0 | 0 | 0 | 0 | 0 | 0 | 0
Texas El Paso - NOX Cap Annual v3.1 | 732 | 7361 | Rate Constraint in MTons | FALSE | L | Annual | Generation | TWh | 0.56733 | 0 | 0 | 0 | 0 | 0 | 0 | 0
Texas El Paso - NOX Cap Annual v3.1 | 732 | 7361 | Rate Constraint in MTons | FALSE | L | Annual | Qualifying Generation | TWh | 0.56733 | 0 | 0 | 0 | 0 | 0 | 0 | 0
Texas El Paso - NOX Cap Annual v3.1 | 732 | 7361 | Rate Constraint in MTons | FALSE | L | Annual | Rate | lb/MWh | 1.8798 | 0 | 0 | 0 | 0 | 0 | 0 | 0
Texas El Paso - NOX Cap Annual v3.1 | 732 | 7361 | Rate Constraint in MTons | FALSE | L | Annual | Constraint Shadow Price | US2019$/Ton | 0 | 0 | 0 | 0 | 0 | 0 | 0 | 0
Texas Houston - NOX Cap Annual v3.1 | 733 | 7362 | Rate Constraint in MTons | FALSE | L | Annual | Seasons Included | Seasons | Winter, WintShld, Summer | Winter, WintShld, Summer | Winter, WintShld, Summer | Winter, WintShld, Summer | Winter, WintShld, Summer | Winter, WintShld, Summer | Winter, WintShld, Summer | Winter, WintShld, Summer
Texas Houston - NOX Cap Annual v3.1 | 733 | 7362 | Rate Constraint in MTons | FALSE | L | Annual | Standard NOX | Thousand Tons | 17.57 | 17.57 | 17.57 | 17.57 | 17.57 | 17.57 | 17.57 | 17.57
Texas Houston - NOX Cap Annual v3.1 | 733 | 7362 | Rate Constraint in MTons | FALSE | L | Annual | Emissions at Affected Plants NOX | Thousand Tons | 8.9405 | 8.3088 | 5.3158 | 4.7073 | 3.2265 | 2.2291 | 1.8402 | 2.0126
Texas Houston - NOX Cap Annual v3.1 | 733 | 7362 | Rate Constraint in MTons | FALSE | L | Annual | Allowances Purchased NOX | Thousand Tons | 0 | 0 | 0 | 0 | 0 | 0 | 0 | 0
Texas Houston - NOX Cap Annual v3.1 | 733 | 7362 | Rate Constraint in MTons | FALSE | L | Annual | Allowances Sold NOX | Thousand Tons | 0 | 0 | 0 | 0 | 0 | 0 | 0 | 0
Texas Houston - NOX Cap Annual v3.1 | 733 | 7362 | Rate Constraint in MTons | FALSE | L | Annual | Allowances Banked | Thousand Tons | 0 | 0 | 0 | 0 | 0 | 0 | 0 | 0
Texas Houston - NOX Cap Annual v3.1 | 733 | 7362 | Rate Constraint in MTons | FALSE | L | Annual | Allowances Withdrawn (1:1) | Thousand Tons | 0 | 0 | 0 | 0 | 0 | 0 | 0 | 0
Texas Houston - NOX Cap Annual v3.1 | 733 | 7362 | Rate Constraint in MTons | FALSE | L | Annual | Allowances Withdrawn (n:1) | Thousand Tons | 0 | 0 | 0 | 0 | 0 | 0 | 0 | 0
Texas Houston - NOX Cap Annual v3.1 | 733 | 7362 | Rate Constraint in MTons | FALSE | L | Annual | Net Emissions Allowance Position | Thousand Tons | 8.9405 | 8.3088 | 5.3158 | 4.7073 | 3.2265 | 2.2291 | 1.8402 | 2.0126
Texas Houston - NOX Cap Annual v3.1 | 733 | 7362 | Rate Constraint in MTons | FALSE | L | Annual | Fuel Consumed | TBtu | 431.561 | 421.2093 | 341.9679 | 303.5306 | 210.2962 | 142.097 | 107.0634 | 122.3885
Texas Houston - NOX Cap Annual v3.1 | 733 | 7362 | Rate Constraint in MTons | FALSE | L | Annual | Rate | lb/MMBtu | 0.041434 | 0.039452 | 0.03109 | 0.031017 | 0.030686 | 0.031374 | 0.034376 | 0.032889
Texas Houston - NOX Cap Annual v3.1 | 733 | 7362 | Rate Constraint in MTons | FALSE | L | Annual | Generation | TWh | 57.0431 | 58.1667 | 52.7296 | 47.8845 | 33.8758 | 22.5072 | 16.6582 | 19.2499
Texas Houston - NOX Cap Annual v3.1 | 733 | 7362 | Rate Constraint in MTons | FALSE | L | Annual | Qualifying Generation | TWh | 57.0431 | 58.1667 | 52.7296 | 47.8845 | 33.8758 | 22.5072 | 16.6582 | 19.2499
Texas Houston - NOX Cap Annual v3.1 | 733 | 7362 | Rate Constraint in MTons | FALSE | L | Annual | Rate | lb/MWh | 0.31347 | 0.28569 | 0.20163 | 0.19661 | 0.19049 | 0.19808 | 0.22094 | 0.20911
Texas Houston - NOX Cap Annual v3.1 | 733 | 7362 | Rate Constraint in MTons | FALSE | L | Annual | Constraint Shadow Price | US2019$/Ton | 0 | 0 | 0 | 0 | 0 | 0 | 0 | 0
Texas West - NOX Cap Annual v3.1 | 734 | 7360 | Rate Constraint in MTons | FALSE | L | Annual | Seasons Included | Seasons | Winter, WintShld, Summer | Winter, WintShld, Summer | Winter, WintShld, Summer | Winter, WintShld, Summer | Winter, WintShld, Summer | Winter, WintShld, Summer | Winter, WintShld, Summer | Winter, WintShld, Summer
Texas West - NOX Cap Annual v3.1 | 734 | 7360 | Rate Constraint in MTons | FALSE | L | Annual | Standard NOX | Thousand Tons | 18.1 | 18.1 | 18.1 | 18.1 | 18.1 | 18.1 | 18.1 | 18.1
Texas West - NOX Cap Annual v3.1 | 734 | 7360 | Rate Constraint in MTons | FALSE | L | Annual | Emissions at Affected Plants NOX | Thousand Tons | 0.72111 | 0.34907 | 0.19704 | 0.19704 | 0 | 0 | 0 | 0
Texas West - NOX Cap Annual v3.1 | 734 | 7360 | Rate Constraint in MTons | FALSE | L | Annual | Allowances Purchased NOX | Thousand Tons | 0 | 0 | 0 | 0 | 0 | 0 | 0 | 0
Texas West - NOX Cap Annual v3.1 | 734 | 7360 | Rate Constraint in MTons | FALSE | L | Annual | Allowances Sold NOX | Thousand Tons | 0 | 0 | 0 | 0 | 0 | 0 | 0 | 0
Texas West - NOX Cap Annual v3.1 | 734 | 7360 | Rate Constraint in MTons | FALSE | L | Annual | Allowances Banked | Thousand Tons | 0 | 0 | 17.903 | 0 | 0 | 0 | 0 | 0
Texas West - NOX Cap Annual v3.1 | 734 | 7360 | Rate Constraint in MTons | FALSE | L | Annual | Allowances Withdrawn (1:1) | Thousand Tons | 0 | 0 | 0 | -18.1 | -2.9181 | 0 | 0 | 0
Texas West - NOX Cap Annual v3.1 | 734 | 7360 | Rate Constraint in MTons | FALSE | L | Annual | Allowances Withdrawn (n:1) | Thousand Tons | 0 | 0 | 0 | 0 | 0 | 0 | 0 | 0
Texas West - NOX Cap Annual v3.1 | 734 | 7360 | Rate Constraint in MTons | FALSE | L | Annual | Net Emissions Allowance Position | Thousand Tons | 0.72111 | 0.34907 | 18.1 | -17.903 | -2.9181 | 0 | 0 | 0
Texas West - NOX Cap Annual v3.1 | 734 | 7360 | Rate Constraint in MTons | FALSE | L | Annual | Fuel Consumed | TBtu | 10.1877 | 4.9112 | 2.7524 | 2.7524 | 0 | 0 | 0 | 0
Texas West - NOX Cap Annual v3.1 | 734 | 7360 | Rate Constraint in MTons | FALSE | L | Annual | Rate | lb/MMBtu | 0.14156 | 0.14215 | 0.14318 | 0.14318 | 0 | 0 | 0 | 0
Texas West - NOX Cap Annual v3.1 | 734 | 7360 | Rate Constraint in MTons | FALSE | L | Annual | Generation | TWh | 0.89361 | 0.43469 | 0.25026 | 0.25026 | 0 | 0 | 0 | 0
Texas West - NOX Cap Annual v3.1 | 734 | 7360 | Rate Constraint in MTons | FALSE | L | Annual | Qualifying Generation | TWh | 0.89361 | 0.43469 | 0.25026 | 0.25026 | 0 | 0 | 0 | 0
Texas West - NOX Cap Annual v3.1 | 734 | 7360 | Rate Constraint in MTons | FALSE | L | Annual | Rate | lb/MWh | 1.6139 | 1.6061 | 1.5747 | 1.5747 | 0 | 0 | 0 | 0
Texas West - NOX Cap Annual v3.1 | 734 | 7360 | Rate Constraint in MTons | FALSE | L | Annual | Constraint Shadow Price | US2019$/Ton | 0 | 0 | 0 | 0 | 0 | 0 | 0 | 0
Unit Comanche 1,2 - SO2 Rate Annual v3.1, Unit 2685 and retrofits | 736 | 7264 | Rate Constraint in lbs/MMBtu | FALSE | L | Annual | Seasons Included | Seasons | Winter, WintShld, Summer | Winter, WintShld, Summer | Winter, WintShld, Summer | Winter, WintShld, Summer | Winter, WintShld, Summer | Winter, WintShld, Summer | Winter, WintShld, Summer | Winter, WintShld, Summer
Unit Comanche 1,2 - SO2 Rate Annual v3.1, Unit 2685 and retrofits | 736 | 7264 | Rate Constraint in lbs/MMBtu | FALSE | L | Annual | Standard SO2 | lb/MMBtu | 0.1 | 0.1 | 0.1 | 0.1 | 0.1 | 0.1 | 0.1 | 0.1
Unit Comanche 1,2 - SO2 Rate Annual v3.1, Unit 2685 and retrofits | 736 | 7264 | Rate Constraint in lbs/MMBtu | FALSE | L | Annual | Emissions at Affected Plants SO2 | Thousand Tons | 0.94766 | 0 | 0 | 0 | 0 | 0 | 0 | 0
Unit Comanche 1,2 - SO2 Rate Annual v3.1, Unit 2685 and retrofits | 736 | 7264 | Rate Constraint in lbs/MMBtu | FALSE | L | Annual | Allowances Purchased SO2 | Thousand Tons | 0 | 0 | 0 | 0 | 0 | 0 | 0 | 0
Unit Comanche 1,2 - SO2 Rate Annual v3.1, Unit 2685 and retrofits | 736 | 7264 | Rate Constraint in lbs/MMBtu | FALSE | L | Annual | Allowances Sold SO2 | Thousand Tons | 0 | 0 | 0 | 0 | 0 | 0 | 0 | 0
Unit Comanche 1,2 - SO2 Rate Annual v3.1, Unit 2685 and retrofits | 736 | 7264 | Rate Constraint in lbs/MMBtu | FALSE | L | Annual | Allowances Banked | Thousand Tons | 0 | 0 | 0 | 0 | 0 | 0 | 0 | 0
Unit Comanche 1,2 - SO2 Rate Annual v3.1, Unit 2685 and retrofits | 736 | 7264 | Rate Constraint in lbs/MMBtu | FALSE | L | Annual | Allowances Withdrawn (1:1) | Thousand Tons | 0 | 0 | 0 | 0 | 0 | 0 | 0 | 0
Unit Comanche 1,2 - SO2 Rate Annual v3.1, Unit 2685 and retrofits | 736 | 7264 | Rate Constraint in lbs/MMBtu | FALSE | L | Annual | Allowances Withdrawn (n:1) | Thousand Tons | 0 | 0 | 0 | 0 | 0 | 0 | 0 | 0
Unit Comanche 1,2 - SO2 Rate Annual v3.1, Unit 2685 and retrofits | 736 | 7264 | Rate Constraint in lbs/MMBtu | FALSE | L | Annual | Net Emissions Allowance Position | Thousand Tons | 0.94766 | 0 | 0 | 0 | 0 | 0 | 0 | 0
Unit Comanche 1,2 - SO2 Rate Annual v3.1, Unit 2685 and retrofits | 736 | 7264 | Rate Constraint in lbs/MMBtu | FALSE | L | Annual | Fuel Consumed | TBtu | 25.0018 | 0 | 0 | 0 | 0 | 0 | 0 | 0
Unit Comanche 1,2 - SO2 Rate Annual v3.1, Unit 2685 and retrofits | 736 | 7264 | Rate Constraint in lbs/MMBtu | FALSE | L | Annual | Rate | lb/MMBtu | 0.075808 | 0 | 0 | 0 | 0 | 0 | 0 | 0
Unit Comanche 1,2 - SO2 Rate Annual v3.1, Unit 2685 and retrofits | 736 | 7264 | Rate Constraint in lbs/MMBtu | FALSE | L | Annual | Generation | TWh | 2.3131 | 0 | 0 | 0 | 0 | 0 | 0 | 0
Unit Comanche 1,2 - SO2 Rate Annual v3.1, Unit 2685 and retrofits | 736 | 7264 | Rate Constraint in lbs/MMBtu | FALSE | L | Annual | Qualifying Generation | TWh | 2.3131 | 0 | 0 | 0 | 0 | 0 | 0 | 0
Unit Comanche 1,2 - SO2 Rate Annual v3.1, Unit 2685 and retrofits | 736 | 7264 | Rate Constraint in lbs/MMBtu | FALSE | L | Annual | Rate | lb/MWh | 0.81941 | 0 | 0 | 0 | 0 | 0 | 0 | 0
Unit Comanche 1,2 - SO2 Rate Annual v3.1, Unit 2685 and retrofits | 736 | 7264 | Rate Constraint in lbs/MMBtu | FALSE | L | Annual | Constraint Shadow Price | US2019$/Ton | 0 | 0 | 0 | 0 | 0 | 0 | 0 | 0
Unit Comanche 3 - NOX Rate Annual v3.1, Unit 2652 and retrofits | 737 | 7267 | Rate Constraint in lbs/MMBtu | FALSE | L | Annual | Seasons Included | Seasons | Winter, WintShld, Summer | Winter, WintShld, Summer | Winter, WintShld, Summer | Winter, WintShld, Summer | Winter, WintShld, Summer | Winter, WintShld, Summer | Winter, WintShld, Summer | Winter, WintShld, Summer
Unit Comanche 3 - NOX Rate Annual v3.1, Unit 2652 and retrofits | 737 | 7267 | Rate Constraint in lbs/MMBtu | FALSE | L | Annual | Standard NOX | lb/MMBtu | 0.08 | 0.08 | 0.08 | 0.08 | 0.08 | 0.08 | 0.08 | 0.08
Unit Comanche 3 - NOX Rate Annual v3.1, Unit 2652 and retrofits | 737 | 7267 | Rate Constraint in lbs/MMBtu | FALSE | L | Annual | Emissions at Affected Plants NOX | Thousand Tons | 1.8307 | 1.8307 | 1.8307 | 1.573 | 0.42032 | 0 | 0 | 0
Unit Comanche 3 - NOX Rate Annual v3.1, Unit 2652 and retrofits | 737 | 7267 | Rate Constraint in lbs/MMBtu | FALSE | L | Annual | Allowances Purchased NOX | Thousand Tons | 0 | 0 | 0 | 0 | 0 | 0 | 0 | 0
Unit Comanche 3 - NOX Rate Annual v3.1, Unit 2652 and retrofits | 737 | 7267 | Rate Constraint in lbs/MMBtu | FALSE | L | Annual | Allowances Sold NOX | Thousand Tons | 0 | 0 | 0 | 0 | 0 | 0 | 0 | 0
Unit Comanche 3 - NOX Rate Annual v3.1, Unit 2652 and retrofits | 737 | 7267 | Rate Constraint in lbs/MMBtu | FALSE | L | Annual | Allowances Banked | Thousand Tons | 0 | 0 | 0 | 0 | 0 | 0 | 0 | 0
Unit Comanche 3 - NOX Rate Annual v3.1, Unit 2652 and retrofits | 737 | 7267 | Rate Constraint in lbs/MMBtu | FALSE | L | Annual | Allowances Withdrawn (1:1) | Thousand Tons | 0 | 0 | 0 | 0 | 0 | 0 | 0 | 0
Unit Comanche 3 - NOX Rate Annual v3.1, Unit 2652 and retrofits | 737 | 7267 | Rate Constraint in lbs/MMBtu | FALSE | L | Annual | Allowances Withdrawn (n:1) | Thousand Tons | 0 | 0 | 0 | 0 | 0 | 0 | 0 | 0
Unit Comanche 3 - NOX Rate Annual v3.1, Unit 2652 and retrofits | 737 | 7267 | Rate Constraint in lbs/MMBtu | FALSE | L | Annual | Net Emissions Allowance Position | Thousand Tons | 1.8307 | 1.8307 | 1.8307 | 1.573 | 0.42032 | 0 | 0 | 0
Unit Comanche 3 - NOX Rate Annual v3.1, Unit 2652 and retrofits | 737 | 7267 | Rate Constraint in lbs/MMBtu | FALSE | L | Annual | Fuel Consumed | TBtu | 55.5016 | 55.5016 | 55.5016 | 47.6895 | 12.7429 | 0 | 0 | 0
Unit Comanche 3 - NOX Rate Annual v3.1, Unit 2652 and retrofits | 737 | 7267 | Rate Constraint in lbs/MMBtu | FALSE | L | Annual | Rate | lb/MMBtu | 0.06597 | 0.06597 | 0.06597 | 0.06597 | 0.06597 | 0 | 0 | 0
Unit Comanche 3 - NOX Rate Annual v3.1, Unit 2652 and retrofits | 737 | 7267 | Rate Constraint in lbs/MMBtu | FALSE | L | Annual | Generation | TWh | 5.3066 | 5.3066 | 5.3066 | 4.5597 | 1.2184 | 0 | 0 | 0
Unit Comanche 3 - NOX Rate Annual v3.1, Unit 2652 and retrofits | 737 | 7267 | Rate Constraint in lbs/MMBtu | FALSE | L | Annual | Qualifying Generation | TWh | 5.3066 | 5.3066 | 5.3066 | 4.5597 | 1.2184 | 0 | 0 | 0
Unit Comanche 3 - NOX Rate Annual v3.1, Unit 2652 and retrofits | 737 | 7267 | Rate Constraint in lbs/MMBtu | FALSE | L | Annual | Rate | lb/MWh | 0.68998 | 0.68998 | 0.68998 | 0.68998 | 0.68998 | 0 | 0 | 0
Unit Comanche 3 - NOX Rate Annual v3.1, Unit 2652 and retrofits | 737 | 7267 | Rate Constraint in lbs/MMBtu | FALSE | L | Annual | Constraint Shadow Price | US2019$/Ton | 0 | 0 | 0 | 0 | 0 | 0 | 0 | 0
Unit Comanche 3 - SO2 Rate Annual v3.1, Unit 2652 and retrofits | 738 | 7265 | Rate Constraint in lbs/MMBtu | FALSE | L | Annual | Seasons Included | Seasons | Winter, WintShld, Summer | Winter, WintShld, Summer | Winter, WintShld, Summer | Winter, WintShld, Summer | Winter, WintShld, Summer | Winter, WintShld, Summer | Winter, WintShld, Summer | Winter, WintShld, Summer
Unit Comanche 3 - SO2 Rate Annual v3.1, Unit 2652 and retrofits | 738 | 7265 | Rate Constraint in lbs/MMBtu | FALSE | L | Annual | Standard SO2 | lb/MMBtu | 0.1 | 0.1 | 0.1 | 0.1 | 0.1 | 0.1 | 0.1 | 0.1
Unit Comanche 3 - SO2 Rate Annual v3.1, Unit 2652 and retrofits | 738 | 7265 | Rate Constraint in lbs/MMBtu | FALSE | L | Annual | Emissions at Affected Plants SO2 | Thousand Tons | 2.0485 | 2.0485 | 2.0485 | 1.7601 | 0.47032 | 0 | 0 | 0
Unit Comanche 3 - SO2 Rate Annual v3.1, Unit 2652 and retrofits | 738 | 7265 | Rate Constraint in lbs/MMBtu | FALSE | L | Annual | Allowances Purchased SO2 | Thousand Tons | 0 | 0 | 0 | 0 | 0 | 0 | 0 | 0
Unit Comanche 3 - SO2 Rate Annual v3.1, Unit 2652 and retrofits | 738 | 7265 | Rate Constraint in lbs/MMBtu | FALSE | L | Annual | Allowances Sold SO2 | Thousand Tons | 0 | 0 | 0 | 0 | 0 | 0 | 0 | 0
Unit Comanche 3 - SO2 Rate Annual v3.1, Unit 2652 and retrofits | 738 | 7265 | Rate Constraint in lbs/MMBtu | FALSE | L | Annual | Allowances Banked | Thousand Tons | 0 | 0 | 0 | 0 | 0 | 0 | 0 | 0
Unit Comanche 3 - SO2 Rate Annual v3.1, Unit 2652 and retrofits | 738 | 7265 | Rate Constraint in lbs/MMBtu | FALSE | L | Annual | Allowances Withdrawn (1:1) | Thousand Tons | 0 | 0 | 0 | 0 | 0 | 0 | 0 | 0
Unit Comanche 3 - SO2 Rate Annual v3.1, Unit 2652 and retrofits | 738 | 7265 | Rate Constraint in lbs/MMBtu | FALSE | L | Annual | Allowances Withdrawn (n:1) | Thousand Tons | 0 | 0 | 0 | 0 | 0 | 0 | 0 | 0
Unit Comanche 3 - SO2 Rate Annual v3.1, Unit 2652 and retrofits | 738 | 7265 | Rate Constraint in lbs/MMBtu | FALSE | L | Annual | Net Emissions Allowance Position | Thousand Tons | 2.0485 | 2.0485 | 2.0485 | 1.7601 | 0.47032 | 0 | 0 | 0
Unit Comanche 3 - SO2 Rate Annual v3.1, Unit 2652 and retrofits | 738 | 7265 | Rate Constraint in lbs/MMBtu | FALSE | L | Annual | Fuel Consumed | TBtu | 55.5016 | 55.5016 | 55.5016 | 47.6895 | 12.7429 | 0 | 0 | 0
Unit Comanche 3 - SO2 Rate Annual v3.1, Unit 2652 and retrofits | 738 | 7265 | Rate Constraint in lbs/MMBtu | FALSE | L | Annual | Rate | lb/MMBtu | 0.073817 | 0.073817 | 0.073817 | 0.073817 | 0.073817 | 0 | 0 | 0
Unit Comanche 3 - SO2 Rate Annual v3.1, Unit 2652 and retrofits | 738 | 7265 | Rate Constraint in lbs/MMBtu | FALSE | L | Annual | Generation | TWh | 5.3066 | 5.3066 | 5.3066 | 4.5597 | 1.2184 | 0 | 0 | 0
Unit Comanche 3 - SO2 Rate Annual v3.1, Unit 2652 and retrofits | 738 | 7265 | Rate Constraint in lbs/MMBtu | FALSE | L | Annual | Qualifying Generation | TWh | 5.3066 | 5.3066 | 5.3066 | 4.5597 | 1.2184 | 0 | 0 | 0
Unit Comanche 3 - SO2 Rate Annual v3.1, Unit 2652 and retrofits | 738 | 7265 | Rate Constraint in lbs/MMBtu | FALSE | L | Annual | Rate | lb/MWh | 0.77205 | 0.77205 | 0.77205 | 0.77205 | 0.77205 | 0 | 0 | 0
Unit Comanche 3 - SO2 Rate Annual v3.1, Unit 2652 and retrofits | 738 | 7265 | Rate Constraint in lbs/MMBtu | FALSE | L | Annual | Constraint Shadow Price | US2019$/Ton | 0 | 0 | 0 | 0 | 0 | 0 | 0 | 0
UT Bonanza - NOX Cap Annual v6.20 | 739 | 7694 | Rate Constraint in MTons | FALSE | L | Annual | Seasons Included | Seasons | Winter, WintShld, Summer | Winter, WintShld, Summer | Winter, WintShld, Summer | Winter, WintShld, Summer | Winter, WintShld, Summer | Winter, WintShld, Summer | Winter, WintShld, Summer | Winter, WintShld, Summer
UT Bonanza - NOX Cap Annual v6.20 | 739 | 7694 | Rate Constraint in MTons | FALSE | L | Annual | Standard NOX | Thousand Tons | 5.7 | 5.7 | 5.7 | 5.7 | 5.7 | 5.7 | 5.7 | 5.7
UT Bonanza - NOX Cap Annual v6.20 | 739 | 7694 | Rate Constraint in MTons | FALSE | L | Annual | Emissions at Affected Plants NOX | Thousand Tons | 3.1488 | 3.1488 | 2.1857 | 0.048852 | 0.048852 | 0.048852 | 0.048852 | 0.033201
UT Bonanza - NOX Cap Annual v6.20 | 739 | 7694 | Rate Constraint in MTons | FALSE | L | Annual | Allowances Purchased NOX | Thousand Tons | 0 | 0 | 0 | 0 | 0 | 0 | 0 | 0
UT Bonanza - NOX Cap Annual v6.20 | 739 | 7694 | Rate Constraint in MTons | FALSE | L | Annual | Allowances Sold NOX | Thousand Tons | 0 | 0 | 0 | 0 | 0 | 0 | 0 | 0
UT Bonanza - NOX Cap Annual v6.20 | 739 | 7694 | Rate Constraint in MTons | FALSE | L | Annual | Allowances Banked | Thousand Tons | 0 | 0 | 0 | 0 | 0 | 0 | 0 | 0
UT Bonanza - NOX Cap Annual v6.20 | 739 | 7694 | Rate Constraint in MTons | FALSE | L | Annual | Allowances Withdrawn (1:1) | Thousand Tons | 0 | 0 | 0 | 0 | 0 | 0 | 0 | 0
UT Bonanza - NOX Cap Annual v6.20 | 739 | 7694 | Rate Constraint in MTons | FALSE | L | Annual | Allowances Withdrawn (n:1) | Thousand Tons | 0 | 0 | 0 | 0 | 0 | 0 | 0 | 0
UT Bonanza - NOX Cap Annual v6.20 | 739 | 7694 | Rate Constraint in MTons | FALSE | L | Annual | Net Emissions Allowance Position | Thousand Tons | 3.1488 | 3.1488 | 2.1857 | 0.048852 | 0.048852 | 0.048852 | 0.048852 | 0.033201
UT Bonanza - NOX Cap Annual v6.20 | 739 | 7694 | Rate Constraint in MTons | FALSE | L | Annual | Fuel Consumed | TBtu | 31.6936 | 31.6936 | 22 | 0.49171 | 0.49171 | 0.49171 | 0.49171 | 0.33419
UT Bonanza - NOX Cap Annual v6.20 | 739 | 7694 | Rate Constraint in MTons | FALSE | L | Annual | Rate | lb/MMBtu | 0.1987 | 0.1987 | 0.1987 | 0.1987 | 0.1987 | 0.1987 | 0.1987 | 0.1987
UT Bonanza - NOX Cap Annual v6.20 | 739 | 7694 | Rate Constraint in MTons | FALSE | L | Annual | Generation | TWh | 3.1748 | 3.1748 | 2.2037 | 0.03324 | 0.03324 | 0.03324 | 0.03324 | 0.022591
UT Bonanza - NOX Cap Annual v6.20 | 739 | 7694 | Rate Constraint in MTons | FALSE | L | Annual | Qualifying Generation | TWh | 3.1748 | 3.1748 | 2.2037 | 0.03324 | 0.03324 | 0.03324 | 0.03324 | 0.022591
UT Bonanza - NOX Cap Annual v6.20 | 739 | 7694 | Rate Constraint in MTons | FALSE | L | Annual | Rate | lb/MWh | 1.9836 | 1.9836 | 1.9836 | 2.9394 | 2.9394 | 2.9394 | 2.9394 | 2.9394
UT Bonanza - NOX Cap Annual v6.20 | 739 | 7694 | Rate Constraint in MTons | FALSE | L | Annual | Constraint Shadow Price | US2019$/Ton | 0 | 0 | 0 | 0 | 0 | 0 | 0 | 0
UT Hg Rule - MER Removal Annual v.4.10 | 740 | 7363 | MACT Fuel Choice Floor in lbs/MMBtu | FALSE | L | Annual | Seasons Included | Seasons | Winter, WintShld, Summer | Winter, WintShld, Summer | Winter, WintShld, Summer | Winter, WintShld, Summer | Winter, WintShld, Summer | Winter, WintShld, Summer | Winter, WintShld, Summer | Winter, WintShld, Summer
UT Hg Rule - MER Removal Annual v.4.10 | 740 | 7363 | MACT Fuel Choice Floor in lbs/MMBtu | FALSE | L | Annual | Emission Floor | lbs/MMBtu | 6.5e-07 | 6.5e-07 | 6.5e-07 | 6.5e-07 | 6.5e-07 | 6.5e-07 | 6.5e-07 | 6.5e-07
UT Hg Rule - MER Removal Annual v.4.10 | 740 | 7363 | MACT Fuel Choice Floor in lbs/MMBtu | FALSE | L | Annual | Emissions at Affected Plants MER | lbs | 121.6668 | 45.6653 | 41.0123 | 36.9552 | 13.9724 | 12.3137 | 2.3695 | 0.61276
UT Hg Rule - MER Removal Annual v.4.10 | 740 | 7363 | MACT Fuel Choice Floor in lbs/MMBtu | FALSE | L | Annual | Allowances Purchased MER | lbs | 0 | 0 | 0 | 0 | 0 | 0 | 0 | 0
UT Hg Rule - MER Removal Annual v.4.10 | 740 | 7363 | MACT Fuel Choice Floor in lbs/MMBtu | FALSE | L | Annual | Allowances Sold MER | lbs | 0 | 0 | 0 | 0 | 0 | 0 | 0 | 0
UT Hg Rule - MER Removal Annual v.4.10 | 740 | 7363 | MACT Fuel Choice Floor in lbs/MMBtu | FALSE | L | Annual | Allowances Banked | lbs | 0 | 0 | 0 | 0 | 0 | 0 | 0 | 0
UT Hg Rule - MER Removal Annual v.4.10 | 740 | 7363 | MACT Fuel Choice Floor in lbs/MMBtu | FALSE | L | Annual | Allowances Withdrawn (1:1) | lbs | 0 | 0 | 0 | 0 | 0 | 0 | 0 | 0
UT Hg Rule - MER Removal Annual v.4.10 | 740 | 7363 | MACT Fuel Choice Floor in lbs/MMBtu | FALSE | L | Annual | Allowances Withdrawn (n:1) | lbs | 0 | 0 | 0 | 0 | 0 | 0 | 0 | 0
UT Hg Rule - MER Removal Annual v.4.10 | 740 | 7363 | MACT Fuel Choice Floor in lbs/MMBtu | FALSE | L | Annual | Net Emissions Allowance Position | lbs | 121.6668 | 45.6653 | 41.0123 | 36.9552 | 13.9724 | 12.3137 | 2.3695 | 0.61276
UT Hg Rule - MER Removal Annual v.4.10 | 740 | 7363 | MACT Fuel Choice Floor in lbs/MMBtu | FALSE | L | Annual | Fuel Consumed | TBtu | 320.6287 | 196.4004 | 172.321 | 151.3226 | 55.961 | 48.329 | 5.0169 | 1.5208
UT Hg Rule - MER Removal Annual v.4.10 | 740 | 7363 | MACT Fuel Choice Floor in lbs/MMBtu | FALSE | L | Annual | Rate | lb/MMBtu | 3.7946e-07 | 2.3251e-07 | 2.38e-07 | 2.4421e-07 | 2.4968e-07 | 2.5479e-07 | 4.7229e-07 | 4.0291e-07
UT Hg Rule - MER Removal Annual v.4.10 | 740 | 7363 | MACT Fuel Choice Floor in lbs/MMBtu | FALSE | L | Annual | Generation | TWh | 31.4834 | 19.1912 | 16.7943 | 14.64 | 5.3382 | 4.6071 | 0.39102 | 0.11219
UT Hg Rule - MER Removal Annual v.4.10 | 740 | 7363 | MACT Fuel Choice Floor in lbs/MMBtu | FALSE | L | Annual | Qualifying Generation | TWh | 31.4834 | 19.1912 | 16.7943 | 14.64 | 5.3382 | 4.6071 | 0.39102 | 0.11219
UT Hg Rule - MER Removal Annual v.4.10 | 740 | 7363 | MACT Fuel Choice Floor in lbs/MMBtu | FALSE | L | Annual | Constraint Shadow Price | US2019$/Lb | 0 | 0 | 0 | 0 | 0 | 0 | 0 | 0
Virginia City Hybrid Unit 1 SO2 Rate v6.20 | 741 | 7664 | Rate Constraint in lbs/MMBtu | FALSE | L | Annual | Seasons Included | Seasons | Winter, WintShld, Summer | Winter, WintShld, Summer | Winter, WintShld, Summer | Winter, WintShld, Summer | Winter, WintShld, Summer | Winter, WintShld, Summer | Winter, WintShld, Summer | Winter, WintShld, Summer
Virginia City Hybrid Unit 1 SO2 Rate v6.20 | 741 | 7664 | Rate Constraint in lbs/MMBtu | FALSE | L | Annual | Standard SO2 | lb/MMBtu | 0.022 | 0.022 | 0.022 | 0.022 | 0.022 | 0.022 | 0.022 | 0.022
Virginia City Hybrid Unit 1 SO2 Rate v6.20 | 741 | 7664 | Rate Constraint in lbs/MMBtu | FALSE | L | Annual | Emissions at Affected Plants SO2 | Thousand Tons | 0.16335 | 0.14429 | 0.14429 | 0.13729 | 0.10208 | 0.044497 | 0 | 0
Virginia City Hybrid Unit 1 SO2 Rate v6.20 | 741 | 7664 | Rate Constraint in lbs/MMBtu | FALSE | L | Annual | Allowances Purchased SO2 | Thousand Tons | 0 | 0 | 0 | 0 | 0 | 0 | 0 | 0
Virginia City Hybrid Unit 1 SO2 Rate v6.20 | 741 | 7664 | Rate Constraint in lbs/MMBtu | FALSE | L | Annual | Allowances Sold SO2 | Thousand Tons | 0 | 0 | 0 | 0 | 0 | 0 | 0 | 0
Virginia City Hybrid Unit 1 SO2 Rate v6.20 | 741 | 7664 | Rate Constraint in lbs/MMBtu | FALSE | L | Annual | Allowances Banked | Thousand Tons | 0 | 0 | 0 | 0 | 0 | 0 | 0 | 0
Virginia City Hybrid Unit 1 SO2 Rate v6.20 | 741 | 7664 | Rate Constraint in lbs/MMBtu | FALSE | L | Annual | Allowances Withdrawn (1:1) | Thousand Tons | 0 | 0 | 0 | 0 | 0 | 0 | 0 | 0
Virginia City Hybrid Unit 1 SO2 Rate v6.20 | 741 | 7664 | Rate Constraint in lbs/MMBtu | FALSE | L | Annual | Allowances Withdrawn (n:1) | Thousand Tons | 0 | 0 | 0 | 0 | 0 | 0 | 0 | 0
Virginia City Hybrid Unit 1 SO2 Rate v6.20 | 741 | 7664 | Rate Constraint in lbs/MMBtu | FALSE | L | Annual | Net Emissions Allowance Position | Thousand Tons | 0.16335 | 0.14429 | 0.14429 | 0.13729 | 0.10208 | 0.044497 | 0 | 0
Virginia City Hybrid Unit 1 SO2 Rate v6.20 | 741 | 7664 | Rate Constraint in lbs/MMBtu | FALSE | L | Annual | Fuel Consumed | TBtu | 18.1501 | 16.0321 | 16.0321 | 15.2541 | 11.3418 | 4.9441 | 0 | 0
Virginia City Hybrid Unit 1 SO2 Rate v6.20 | 741 | 7664 | Rate Constraint in lbs/MMBtu | FALSE | L | Annual | Rate | lb/MMBtu | 0.018 | 0.018 | 0.018 | 0.018 | 0.018 | 0.018 | 0 | 0
Virginia City Hybrid Unit 1 SO2 Rate v6.20 | 741 | 7664 | Rate Constraint in lbs/MMBtu | FALSE | L | Annual | Generation | TWh | 1.8254 | 1.6124 | 1.6124 | 1.5342 | 1.1407 | 0.49724 | 0 | 0
Virginia City Hybrid Unit 1 SO2 Rate v6.20 | 741 | 7664 | Rate Constraint in lbs/MMBtu | FALSE | L | Annual | Qualifying Generation | TWh | 1.8254 | 1.6124 | 1.6124 | 1.5342 | 1.1407 | 0.49724 | 0 | 0
Virginia City Hybrid Unit 1 SO2 Rate v6.20 | 741 | 7664 | Rate Constraint in lbs/MMBtu | FALSE | L | Annual | Rate | lb/MWh | 0.17897 | 0.17897 | 0.17897 | 0.17897 | 0.17897 | 0.17897 | 0 | 0
Virginia City Hybrid Unit 1 SO2 Rate v6.20 | 741 | 7664 | Rate Constraint in lbs/MMBtu | FALSE | L | Annual | Constraint Shadow Price | US2019$/Ton | 0 | 0 | 0 | 0 | 0 | 0 | 0 | 0
Virginia City Hybrid Unit 2 SO2 Rate v6.20 | 742 | 7665 | Rate Constraint in lbs/MMBtu | FALSE | L | Annual | Seasons Included | Seasons | Winter, WintShld, Summer | Winter, WintShld, Summer | Winter, WintShld, Summer | Winter, WintShld, Summer | Winter, WintShld, Summer | Winter, WintShld, Summer | Winter, WintShld, Summer | Winter, WintShld, Summer
Virginia City Hybrid Unit 2 SO2 Rate v6.20 | 742 | 7665 | Rate Constraint in lbs/MMBtu | FALSE | L | Annual | Standard SO2 | lb/MMBtu | 0.022 | 0.022 | 0.022 | 0.022 | 0.022 | 0.022 | 0.022 | 0.022
Virginia City Hybrid Unit 2 SO2 Rate v6.20 | 742 | 7665 | Rate Constraint in lbs/MMBtu | FALSE | L | Annual | Emissions at Affected Plants SO2 | Thousand Tons | 0.14121 | 0.12463 | 0.12473 | 0.11868 | 0.088239 | 0.038465 | 0 | 0
Virginia City Hybrid Unit 2 SO2 Rate v6.20 | 742 | 7665 | Rate Constraint in lbs/MMBtu | FALSE | L | Annual | Allowances Purchased SO2 | Thousand Tons | 0 | 0 | 0 | 0 | 0 | 0 | 0 | 0
Virginia City Hybrid Unit 2 SO2 Rate v6.20 | 742 | 7665 | Rate Constraint in lbs/MMBtu | FALSE | L | Annual | Allowances Sold SO2 | Thousand Tons | 0 | 0 | 0 | 0 | 0 | 0 | 0 | 0
Virginia City Hybrid Unit 2 SO2 Rate v6.20 | 742 | 7665 | Rate Constraint in lbs/MMBtu | FALSE | L | Annual | Allowances Banked | Thousand Tons | 0 | 0 | 0 | 0 | 0 | 0 | 0 | 0
Virginia City Hybrid Unit 2 SO2 Rate v6.20 | 742 | 7665 | Rate Constraint in lbs/MMBtu | FALSE | L | Annual | Allowances Withdrawn (1:1) | Thousand Tons | 0 | 0 | 0 | 0 | 0 | 0 | 0 | 0
Virginia City Hybrid Unit 2 SO2 Rate v6.20 | 742 | 7665 | Rate Constraint in lbs/MMBtu | FALSE | L | Annual | Allowances Withdrawn (n:1) | Thousand Tons | 0 | 0 | 0 | 0 | 0 | 0 | 0 | 0
Virginia City Hybrid Unit 2 SO2 Rate v6.20 | 742 | 7665 | Rate Constraint in lbs/MMBtu | FALSE | L | Annual | Net Emissions Allowance Position | Thousand Tons | 0.14121 | 0.12463 | 0.12473 | 0.11868 | 0.088239 | 0.038465 | 0 | 0
Virginia City Hybrid Unit 2 SO2 Rate v6.20 | 742 | 7665 | Rate Constraint in lbs/MMBtu | FALSE | L | Annual | Fuel Consumed | TBtu | 18.1501 | 16.0192 | 16.0321 | 15.2541 | 11.3418 | 4.9441 | 0 | 0
Virginia City Hybrid Unit 2 SO2 Rate v6.20 | 742 | 7665 | Rate Constraint in lbs/MMBtu | FALSE | L | Annual | Rate | lb/MMBtu | 0.01556 | 0.01556 | 0.01556 | 0.01556 | 0.01556 | 0.01556 | 0 | 0
Virginia City Hybrid Unit 2 SO2 Rate v6.20 | 742 | 7665 | Rate Constraint in lbs/MMBtu | FALSE | L | Annual | Generation | TWh | 1.8254 | 1.6111 | 1.6124 | 1.5342 | 1.1407 | 0.49724 | 0 | 0
Virginia City Hybrid Unit 2 SO2 Rate v6.20 | 742 | 7665 | Rate Constraint in lbs/MMBtu | FALSE | L | Annual | Qualifying Generation | TWh | 1.8254 | 1.6111 | 1.6124 | 1.5342 | 1.1407 | 0.49724 | 0 | 0
Virginia City Hybrid Unit 2 SO2 Rate v6.20 | 742 | 7665 | Rate Constraint in lbs/MMBtu | FALSE | L | Annual | Rate | lb/MWh | 0.15471 | 0.15471 | 0.15471 | 0.15471 | 0.15471 | 0.15471 | 0 | 0
Virginia City Hybrid Unit 2 SO2 Rate v6.20 | 742 | 7665 | Rate Constraint in lbs/MMBtu | FALSE | L | Annual | Constraint Shadow Price | US2019$/Ton | 0 | 0 | 0 | 0 | 0 | 0 | 0 | 0
WA - CO2 Penalty Annual v5.13 | 743 | 7357 | Rate Constraint in MTons | FALSE | L | Annual | Seasons Included | Seasons | Winter, WintShld, Summer | Winter, WintShld, Summer | Winter, WintShld, Summer | Winter, WintShld, Summer | Winter, WintShld, Summer | Winter, WintShld, Summer | Winter, WintShld, Summer | Winter, WintShld, Summer
WA - CO2 Penalty Annual v5.13 | 743 | 7357 | Rate Constraint in MTons | FALSE | L | Annual | Standard CO2 | Thousand Tons | 0 | 0 | 0 | 0 | 0 | 0 | 0 | 0
WA - CO2 Penalty Annual v5.13 | 743 | 7357 | Rate Constraint in MTons | FALSE | L | Annual | Emissions at Affected Plants CO2 | Thousand Tons | 0 | 0 | 0 | 0 | 0 | 0 | 0 | 0
WA - CO2 Penalty Annual v5.13 | 743 | 7357 | Rate Constraint in MTons | FALSE | L | Annual | Allowances Purchased CO2 | Thousand Tons | 0 | 0 | 0 | 0 | 0 | 0 | 0 | 0
WA - CO2 Penalty Annual v5.13 | 743 | 7357 | Rate Constraint in MTons | FALSE | L | Annual | Allowances Sold CO2 | Thousand Tons | 0 | 0 | 0 | 0 | 0 | 0 | 0 | 0
WA - CO2 Penalty Annual v5.13 | 743 | 7357 | Rate Constraint in MTons | FALSE | L | Annual | Allowances Banked | Thousand Tons | 0 | 0 | 0 | 0 | 0 | 0 | 0 | 0
WA - CO2 Penalty Annual v5.13 | 743 | 7357 | Rate Constraint in MTons | FALSE | L | Annual | Allowances Withdrawn (1:1) | Thousand Tons | 0 | 0 | 0 | 0 | 0 | 0 | 0 | 0
WA - CO2 Penalty Annual v5.13 | 743 | 7357 | Rate Constraint in MTons | FALSE | L | Annual | Allowances Withdrawn (n:1) | Thousand Tons | 0 | 0 | 0 | 0 | 0 | 0 | 0 | 0
WA - CO2 Penalty Annual v5.13 | 743 | 7357 | Rate Constraint in MTons | FALSE | L | Annual | Net Emissions Allowance Position | Thousand Tons | 0 | 0 | 0 | 0 | 0 | 0 | 0 | 0
WA - CO2 Penalty Annual v5.13 | 743 | 7357 | Rate Constraint in MTons | FALSE | L | Annual | Fuel Consumed | TBtu | 0 | 0 | 0 | 0 | 0 | 0 | 0 | 0
WA - CO2 Penalty Annual v5.13 | 743 | 7357 | Rate Constraint in MTons | FALSE | L | Annual | Rate | lb/MMBtu | 0 | 0 | 0 | 0 | 0 | 0 | 0 | 0
WA - CO2 Penalty Annual v5.13 | 743 | 7357 | Rate Constraint in MTons | FALSE | L | Annual | Generation | TWh | 0 | 0 | 0 | 0 | 0 | 0 | 0 | 0
WA - CO2 Penalty Annual v5.13 | 743 | 7357 | Rate Constraint in MTons | FALSE | L | Annual | Qualifying Generation | TWh | 0 | 0 | 0 | 0 | 0 | 0 | 0 | 0
WA - CO2 Penalty Annual v5.13 | 743 | 7357 | Rate Constraint in MTons | FALSE | L | Annual | Rate | lb/MWh | 0 | 0 | 0 | 0 | 0 | 0 | 0 | 0
WA - CO2 Penalty Annual v5.13 | 743 | 7357 | Rate Constraint in MTons | FALSE | L | Annual | Constraint Shadow Price | US2019$/Ton | 1.933 | 1.9327 | 1.9326 | 1.9332 | 1.9326 | 1.9328 | 1.9327 | 1.9326
WA - CO2 Rate Limit (New Advanced Coal with CCS) | 744 | 7364 | Rate Constraint in lbs/MWh | FALSE | L | Annual | Seasons Included | Seasons | Winter, WintShld, Summer | Winter, WintShld, Summer | Winter, WintShld, Summer | Winter, WintShld, Summer | Winter, WintShld, Summer | Winter, WintShld, Summer | Winter, WintShld, Summer | Winter, WintShld, Summer
WA - CO2 Rate Limit (New Advanced Coal with CCS) | 744 | 7364 | Rate Constraint in lbs/MWh | FALSE | L | Annual | Standard CO2 | lb/MWh | 970 | 970 | 970 | 970 | 970 | 970 | 970 | 970
WA - CO2 Rate Limit (New Advanced Coal with CCS) | 744 | 7364 | Rate Constraint in lbs/MWh | FALSE | L | Annual | Emissions at Affected Plants CO2 | Thousand Tons | 0 | 0 | 0 | 0 | 0 | 0 | 0 | 0
WA - CO2 Rate Limit (New Advanced Coal with CCS) | 744 | 7364 | Rate Constraint in lbs/MWh | FALSE | L | Annual | Allowances Purchased CO2 | Thousand Tons | 0 | 0 | 0 | 0 | 0 | 0 | 0 | 0
WA - CO2 Rate Limit (New Advanced Coal with CCS) | 744 | 7364 | Rate Constraint in lbs/MWh | FALSE | L | Annual | Allowances Sold CO2 | Thousand Tons | 0 | 0 | 0 | 0 | 0 | 0 | 0 | 0
WA - CO2 Rate Limit (New Advanced Coal with CCS) | 744 | 7364 | Rate Constraint in lbs/MWh | FALSE | L | Annual | Allowances Banked | Thousand Tons | 0 | 0 | 0 | 0 | 0 | 0 | 0 | 0
WA - CO2 Rate Limit (New Advanced Coal with CCS) | 744 | 7364 | Rate Constraint in lbs/MWh | FALSE | L | Annual | Allowances Withdrawn (1:1) | Thousand Tons | 0 | 0 | 0 | 0 | 0 | 0 | 0 | 0
WA - CO2 Rate Limit (New Advanced Coal with CCS) | 744 | 7364 | Rate Constraint in lbs/MWh | FALSE | L | Annual | Allowances Withdrawn (n:1) | Thousand Tons | 0 | 0 | 0 | 0 | 0 | 0 | 0 | 0
WA - CO2 Rate Limit (New Advanced Coal with CCS) | 744 | 7364 | Rate Constraint in lbs/MWh | FALSE | L | Annual | Net Emissions Allowance Position | Thousand Tons | 0 | 0 | 0 | 0 | 0 | 0 | 0 | 0
WA - CO2 Rate Limit (New Advanced Coal with CCS) | 744 | 7364 | Rate Constraint in lbs/MWh | FALSE | L | Annual | Fuel Consumed | TBtu | 0 | 0 | 0 | 0 | 0 | 0 | 0 | 0
WA - CO2 Rate Limit (New Advanced Coal with CCS) | 744 | 7364 | Rate Constraint in lbs/MWh | FALSE | L | Annual | Rate | lb/MMBtu | 0 | 0 | 0 | 0 | 0 | 0 | 0 | 0
WA - CO2 Rate Limit (New Advanced Coal with CCS) | 744 | 7364 | Rate Constraint in lbs/MWh | FALSE | L | Annual | Generation | TWh | 0 | 0 | 0 | 0 | 0 | 0 | 0 | 0
WA - CO2 Rate Limit (New Advanced Coal with CCS) | 744 | 7364 | Rate Constraint in lbs/MWh | FALSE | L | Annual | Qualifying Generation | TWh | 0 | 0 | 0 | 0 | 0 | 0 | 0 | 0
WA - CO2 Rate Limit (New Advanced Coal with CCS) | 744 | 7364 | Rate Constraint in lbs/MWh | FALSE | L | Annual | Constraint Shadow Price | US2019$/Ton | 0 | 0 | 0 | 0 | 0 | 0 | 0 | 0
WI CC NGas NOx Annual Rate v3.1 | 745 | 7368 | Rate Constraint in lbs/MMBtu | FALSE | L | Annual | Seasons Included | Seasons | Winter, WintShld, Summer | Winter, WintShld, Summer | Winter, WintShld, Summer | Winter, WintShld, Summer | Winter, WintShld, Summer | Winter, WintShld, Summer | Winter, WintShld, Summer | Winter, WintShld, Summer
WI CC NGas NOx Annual Rate v3.1 | 745 | 7368 | Rate Constraint in lbs/MMBtu | FALSE | L | Annual | Standard NOX | lb/MMBtu | 0.04 | 0.04 | 0.04 | 0.04 | 0.04 | 0.04 | 0.04 | 0.04
WI CC NGas NOx Annual Rate v3.1 | 745 | 7368 | Rate Constraint in lbs/MMBtu | FALSE | L | Annual | Emissions at Affected Plants NOX | Thousand Tons | 0.061579 | 0.13999 | 0.27002 | 0.25796 | 0.1223 | 0.067291 | 0.079192 | 0.080343
WI CC NGas NOx Annual Rate v3.1 | 745 | 7368 | Rate Constraint in lbs/MMBtu | FALSE | L | Annual | Allowances Purchased NOX | Thousand Tons | 0 | 0 | 0 | 0 | 0 | 0 | 0 | 0
WI CC NGas NOx Annual Rate v3.1 | 745 | 7368 | Rate Constraint in lbs/MMBtu | FALSE | L | Annual | Allowances Sold NOX | Thousand Tons | 0 | 0 | 0 | 0 | 0 | 0 | 0 | 0
WI CC NGas NOx Annual Rate v3.1 | 745 | 7368 | Rate Constraint in lbs/MMBtu | FALSE | L | Annual | Allowances Banked | Thousand Tons | 0 | 0 | 0 | 0 | 0 | 0 | 0 | 0
WI CC NGas NOx Annual Rate v3.1 | 745 | 7368 | Rate Constraint in lbs/MMBtu | FALSE | L | Annual | Allowances Withdrawn (1:1) | Thousand Tons | 0 | 0 | 0 | 0 | 0 | 0 | 0 | 0
WI CC NGas NOx Annual Rate v3.1 | 745 | 7368 | Rate Constraint in lbs/MMBtu | FALSE | L | Annual | Allowances Withdrawn (n:1) | Thousand Tons | 0 | 0 | 0 | 0 | 0 | 0 | 0 | 0
WI CC NGas NOx Annual Rate v3.1 | 745 | 7368 | Rate Constraint in lbs/MMBtu | FALSE | L | Annual | Net Emissions Allowance Position | Thousand Tons | 0.061579 | 0.13999 | 0.27002 | 0.25796 | 0.1223 | 0.067291 | 0.079192 | 0.080343
WI CC NGas NOx Annual Rate v3.1 | 745 | 7368 | Rate Constraint in lbs/MMBtu | FALSE | L | Annual | Fuel Consumed | TBtu | 12.7247 | 28.928 | 55.7964 | 53.3057 | 25.2726 | 13.9049 | 16.3641 | 16.6021
WI CC NGas NOx Annual Rate v3.1 | 745 | 7368 | Rate Constraint in lbs/MMBtu | FALSE | L | Annual | Rate | lb/MMBtu | 0.0096787 | 0.0096787 | 0.0096787 | 0.0096787 | 0.0096787 | 0.0096787 | 0.0096787 | 0.0096787
WI CC NGas NOx Annual Rate v3.1 | 745 | 7368 | Rate Constraint in lbs/MMBtu | FALSE | L | Annual | Generation | TWh | 1.8049 | 4.1033 | 7.9144 | 7.5611 | 3.5848 | 1.9723 | 2.3212 | 2.3549
WI CC NGas NOx Annual Rate v3.1 | 745 | 7368 | Rate Constraint in lbs/MMBtu | FALSE | L | Annual | Qualifying Generation | TWh | 1.8049 | 4.1033 | 7.9144 | 7.5611 | 3.5848 | 1.9723 | 2.3212 | 2.3549
WI CC NGas NOx Annual Rate v3.1 | 745 | 7368 | Rate Constraint in lbs/MMBtu | FALSE | L | Annual | Rate | lb/MWh | 0.068235 | 0.068235 | 0.068235 | 0.068235 | 0.068235 | 0.068235 | 0.068235 | 0.068235
WI CC NGas NOx Annual Rate v3.1 | 745 | 7368 | Rate Constraint in lbs/MMBtu | FALSE | L | Annual | Constraint Shadow Price | US2019$/Ton | 0 | 0 | 0 | 0 | 0 | 0 | 0 | 0
WI CoalUnits1 NOx Annual Rate v3.1 | 746 | 7365 | Rate Constraint in lbs/MMBtu | FALSE | L | Annual | Seasons Included | Seasons | Winter, WintShld, Summer | Winter, WintShld, Summer | Winter, WintShld, Summer | Winter, WintShld, Summer | Winter, WintShld, Summer | Winter, WintShld, Summer | Winter, WintShld, Summer | Winter, WintShld, Summer
WI CoalUnits1 NOx Annual Rate v3.1 | 746 | 7365 | Rate Constraint in lbs/MMBtu | FALSE | L | Annual | Standard NOX | lb/MMBtu | 0.1 | 0.1 | 0.1 | 0.1 | 0.1 | 0.1 | 0.1 | 0.1
WI CoalUnits1 NOx Annual Rate v3.1 | 746 | 7365 | Rate Constraint in lbs/MMBtu | FALSE | L | Annual | Emissions at Affected Plants NOX | Thousand Tons | 5.4971 | 2.7064 | 2.0706 | 2.192 | 0 | 0 | 0 | 0
WI CoalUnits1 NOx Annual Rate v3.1 | 746 | 7365 | Rate Constraint in lbs/MMBtu | FALSE | L | Annual | Allowances Purchased NOX | Thousand Tons | 0 | 0 | 0 | 0 | 0 | 0 | 0 | 0
WI CoalUnits1 NOx Annual Rate v3.1 | 746 | 7365 | Rate Constraint in lbs/MMBtu | FALSE | L | Annual | Allowances Sold NOX | Thousand Tons | 0 | 0 | 0 | 0 | 0 | 0 | 0 | 0
WI CoalUnits1 NOx Annual Rate v3.1 | 746 | 7365 | Rate Constraint in lbs/MMBtu | FALSE | L | Annual | Allowances Banked | Thousand Tons | 0 | 0 | 0 | 0 | 0 | 0 | 0 | 0
WI CoalUnits1 NOx Annual Rate v3.1 | 746 | 7365 | Rate Constraint in lbs/MMBtu | FALSE | L | Annual | Allowances Withdrawn (1:1) | Thousand Tons | 0 | 0 | 0 | 0 | 0 | 0 | 0 | 0
WI CoalUnits1 NOx Annual Rate v3.1 | 746 | 7365 | Rate Constraint in lbs/MMBtu | FALSE | L | Annual | Allowances Withdrawn (n:1) | Thousand Tons | 0 | 0 | 0 | 0 | 0 | 0 | 0 | 0
WI CoalUnits1 NOx Annual Rate v3.1 | 746 | 7365 | Rate Constraint in lbs/MMBtu | FALSE | L | Annual | Net Emissions Allowance Position | Thousand Tons | 5.4971 | 2.7064 | 2.0706 | 2.192 | 0 | 0 | 0 | 0
WI CoalUnits1 NOx Annual Rate v3.1 | 746 | 7365 | Rate Constraint in lbs/MMBtu | FALSE | L | Annual | Fuel Consumed | TBtu | 181.3626 | 86.175 | 65.9531 | 69.8043 | 0 | 0 | 0 | 0
WI CoalUnits1 NOx Annual Rate v3.1 | 746 | 7365 | Rate Constraint in lbs/MMBtu | FALSE | L | Annual | Rate | lb/MMBtu | 0.060619 | 0.062812 | 0.062789 | 0.062803 | 0 | 0 | 0 | 0
WI CoalUnits1 NOx Annual Rate v3.1 | 746 | 7365 | Rate Constraint in lbs/MMBtu | FALSE | L | Annual | Generation | TWh | 18.1121 | 8.9575 | 6.8567 | 7.2563 | 0 | 0 | 0 | 0
WI CoalUnits1 NOx Annual Rate v3.1 | 746 | 7365 | Rate Constraint in lbs/MMBtu | FALSE | L | Annual | Qualifying Generation | TWh | 18.1121 | 8.9575 | 6.8567 | 7.2563 | 0 | 0 | 0 | 0
WI CoalUnits1 NOx Annual Rate v3.1 | 746 | 7365 | Rate Constraint in lbs/MMBtu | FALSE | L | Annual | Rate | lb/MWh | 0.607 | 0.60428 | 0.60395 | 0.60415 | 0 | 0 | 0 | 0
WI CoalUnits1 NOx Annual Rate v3.1 | 746 | 7365 | Rate Constraint in lbs/MMBtu | FALSE | L | Annual | Constraint Shadow Price | US2019$/Ton | 0 | 0 | 0 | 0 | 0 | 0 | 0 | 0
WI CT DFO NOx Annual Rate v3.1 | 747 | 7367 | Rate Constraint in lbs/MMBtu | FALSE | L | Annual | Seasons Included | Seasons | Winter, WintShld, Summer | Winter, WintShld, Summer | Winter, WintShld, Summer | Winter, WintShld, Summer | Winter, WintShld, Summer | Winter, WintShld, Summer | Winter, WintShld, Summer | Winter, WintShld, Summer
WI CT DFO NOx Annual Rate v3.1 | 747 | 7367 | Rate Constraint in lbs/MMBtu | FALSE | L | Annual | Standard NOX | lb/MMBtu | 0.41 | 0.41 | 0.41 | 0.41 | 0.41 | 0.41 | 0.41 | 0.41
WI CT DFO NOx Annual Rate v3.1 | 747 | 7367 | Rate Constraint in lbs/MMBtu | FALSE | L | Annual | Emissions at Affected Plants NOX | Thousand Tons | 0.00070415 | 0.0017007 | 0.033534 | 0.033415 | 0.023766 | 0.013326 | 0.0076822 | 0.016212
WI CT DFO NOx Annual Rate v3.1 | 747 | 7367 | Rate Constraint in lbs/MMBtu | FALSE | L | Annual | Allowances Purchased NOX | Thousand Tons | 0 | 0 | 0 | 0 | 0 | 0 | 0 | 0
WI CT DFO NOx Annual Rate v3.1 | 747 | 7367 | Rate Constraint in lbs/MMBtu | FALSE | L | Annual | Allowances Sold NOX | Thousand Tons | 0 | 0 | 0 | 0 | 0 | 0 | 0 | 0
WI CT DFO NOx Annual Rate v3.1 | 747 | 7367 | Rate Constraint in lbs/MMBtu | FALSE | L | Annual | Allowances Banked | Thousand Tons | 0 | 0 | 0 | 0 | 0 | 0 | 0 | 0
WI CT DFO NOx Annual Rate v3.1 | 747 | 7367 | Rate Constraint in lbs/MMBtu | FALSE | L | Annual | Allowances Withdrawn (1:1) | Thousand Tons | 0 | 0 | 0 | 0 | 0 | 0 | 0 | 0
WI CT DFO NOx Annual Rate v3.1 | 747 | 7367 | Rate Constraint in lbs/MMBtu | FALSE | L | Annual | Allowances Withdrawn (n:1) | Thousand Tons | 0 | 0 | 0 | 0 | 0 | 0 | 0 | 0
WI CT DFO NOx Annual Rate v3.1 | 747 | 7367 | Rate Constraint in lbs/MMBtu | FALSE | L | Annual | Net Emissions Allowance Position | Thousand Tons | 0.00070415 | 0.0017007 | 0.033534 | 0.033415 | 0.023766 | 0.013326 | 0.0076822 | 0.016212
WI CT DFO NOx Annual Rate v3.1 | 747 | 7367 | Rate Constraint in lbs/MMBtu | FALSE | L | Annual | Fuel Consumed | TBtu | 0.12803 | 0.30922 | 6.0971 | 6.0754 | 4.321 | 2.4229 | 1.3968 | 2.9477
WI CT DFO NOx Annual Rate v3.1 | 747 | 7367 | Rate Constraint in lbs/MMBtu | FALSE | L | Annual | Rate | lb/MMBtu | 0.011 | 0.011 | 0.011 | 0.011 | 0.011 | 0.011 | 0.011 | 0.011
WI CT DFO NOx Annual Rate v3.1 | 747 | 7367 | Rate Constraint in lbs/MMBtu | FALSE | L | Annual | Generation | TWh | 0.012925 | 0.031219 | 0.8284 | 0.77902 | 0.50657 | 0.25468 | 0.14676 | 0.30993
WI CT DFO NOx Annual Rate v3.1 | 747 | 7367 | Rate Constraint in lbs/MMBtu | FALSE | L | Annual | Qualifying Generation | TWh | 0.012925 | 0.031219 | 0.61556 | 0.61337 | 0.43625 | 0.24461 | 0.14102 | 0.2976
WI CT DFO NOx Annual Rate v3.1 | 747 | 7367 | Rate Constraint in lbs/MMBtu | FALSE | L | Annual | Rate | lb/MWh | 0.10895 | 0.10895 | 0.10895 | 0.10895 | 0.10895 | 0.10895 | 0.10895 | 0.10895
WI CT DFO NOx Annual Rate v3.1 | 747 | 7367 | Rate Constraint in lbs/MMBtu | FALSE | L | Annual | Constraint Shadow Price | US2019$/Ton | 0 | 0 | 0 | 0 | 0 | 0 | 0 | 0
WI CT NGas NOx Annual Rate v3.1 | 748 | 7366 | Rate Constraint in lbs/MMBtu | FALSE | L | Annual | Seasons Included | Seasons | Winter, WintShld, Summer | Winter, WintShld, Summer | Winter, WintShld, Summer | Winter, WintShld, Summer | Winter, WintShld, Summer | Winter, WintShld, Summer | Winter, WintShld, Summer | Winter, WintShld, Summer
WI CT NGas NOx Annual Rate v3.1 | 748 | 7366 | Rate Constraint in lbs/MMBtu | FALSE | L | Annual | Standard NOX | lb/MMBtu | 0.11 | 0.11 | 0.11 | 0.11 | 0.11 | 0.11 | 0.11 | 0.11
WI CT NGas NOx Annual Rate v3.1 | 748 | 7366 | Rate Constraint in lbs/MMBtu | FALSE | L | Annual | Emissions at Affected Plants NOX | Thousand Tons | 0.002233 | 0.0033742 | 0.039501 | 0.038935 | 0.027021 | 0.013326 | 0.0076822 | 0.016212
WI CT NGas NOx Annual Rate v3.1 | 748 | 7366 | Rate Constraint in lbs/MMBtu | FALSE | L | Annual | Allowances Purchased NOX | Thousand Tons | 0 | 0 | 0 | 0 | 0 | 0 | 0 | 0
WI CT NGas NOx Annual Rate v3.1 | 748 | 7366 | Rate Constraint in lbs/MMBtu | FALSE | L | Annual | Allowances Sold NOX | Thousand Tons | 0 | 0 | 0 | 0 | 0 | 0 | 0 | 0
WI CT NGas NOx Annual Rate v3.1 | 748 | 7366 | Rate Constraint in lbs/MMBtu | FALSE | L | Annual | Allowances Banked | Thousand Tons | 0 | 0 | 0 | 0 | 0 | 0 | 0 | 0
WI CT NGas NOx Annual Rate v3.1 | 748 | 7366 | Rate Constraint in lbs/MMBtu | FALSE | L | Annual | Allowances Withdrawn (1:1) | Thousand Tons | 0 | 0 | 0 | 0 | 0 | 0 | 0 | 0
WI CT NGas NOx Annual Rate v3.1 | 748 | 7366 | Rate Constraint in lbs/MMBtu | FALSE | L | Annual | Allowances Withdrawn (n:1) | Thousand Tons | 0 | 0 | 0 | 0 | 0 | 0 | 0 | 0
WI CT NGas NOx Annual Rate v3.1 | 748 | 7366 | Rate Constraint in lbs/MMBtu | FALSE | L | Annual | Net Emissions Allowance Position | Thousand Tons | 0.002233 | 0.0033742 | 0.039501 | 0.038935 | 0.027021 | 0.013326 | 0.0076822 | 0.016212
WI CT NGas NOx Annual Rate v3.1 | 748 | 7366 | Rate Constraint in lbs/MMBtu | FALSE | L | Annual | Fuel Consumed | TBtu | 0.23468 | 0.42596 | 6.5134 | 6.4605 | 4.5481 | 2.4229 | 1.3968 | 2.9477
WI CT NGas NOx Annual Rate v3.1 | 748 | 7366 | Rate Constraint in lbs/MMBtu | FALSE | L | Annual | Rate | lb/MMBtu | 0.019031 | 0.015843 | 0.012129 | 0.012053 | 0.011882 | 0.011 | 0.011 | 0.011
WI CT NGas NOx Annual Rate v3.1 | 748 | 7366 | Rate Constraint in lbs/MMBtu | FALSE | L | Annual | Generation | TWh | 0.021519 | 0.040625 | 0.86194 | 0.81004 | 0.52487 | 0.25468 | 0.14676 | 0.30993
WI CT NGas NOx Annual Rate v3.1 | 748 | 7366 | Rate Constraint in lbs/MMBtu | FALSE | L | Annual | Qualifying Generation | TWh | 0.021519 | 0.040625 | 0.6491 | 0.6444 | 0.45454 | 0.24461 | 0.14102 | 0.2976
WI CT NGas NOx Annual Rate v3.1 | 748 | 7366 | Rate Constraint in lbs/MMBtu | FALSE | L | Annual | Rate | lb/MWh | 0.20754 | 0.16612 | 0.12171 | 0.12084 | 0.11889 | 0.10895 | 0.10895 | 0.10895
WI CT NGas NOx Annual Rate v3.1 | 748 | 7366 | Rate Constraint in lbs/MMBtu | FALSE | L | Annual | Constraint Shadow Price | US2019$/Ton | 0 | 0 | 0 | 0 | 0 | 0 | 0 | 0
WI Large Coal Units Hg Rule v3.1, Unit 2658 and retrofits | 749 | 7369 | MACT Fuel Choice Floor in lbs/MMBtu | FALSE | L | Annual | Seasons Included | Seasons | Winter, WintShld, Summer | Winter, WintShld, Summer | Winter, WintShld, Summer | Winter, WintShld, Summer | Winter, WintShld, Summer | Winter, WintShld, Summer | Winter, WintShld, Summer | Winter, WintShld, Summer
WI Large Coal Units Hg Rule v3.1, Unit 2658 and retrofits | 749 | 7369 | MACT Fuel Choice Floor in lbs/MMBtu | FALSE | L | Annual | Emission Floor | lbs/MMBtu | 7.92e-07 | 7.92e-07 | 7.92e-07 | 7.92e-07 | 7.92e-07 | 7.92e-07 | 7.92e-07 | 7.92e-07
WI Large Coal Units Hg Rule v3.1, Unit 2658 and retrofits | 749 | 7369 | MACT Fuel Choice Floor in lbs/MMBtu | FALSE | L | Annual | Emissions at Affected Plants MER | lbs | 22.9758 | 0 | 0 | 0 | 0 | 0 | 0 | 0
WI Large Coal Units Hg Rule v3.1, Unit 2658 and retrofits | 749 | 7369 | MACT Fuel Choice Floor in lbs/MMBtu | FALSE | L | Annual | Allowances Purchased MER | lbs | 0 | 0 | 0 | 0 | 0 | 0 | 0 | 0
WI Large Coal Units Hg Rule v3.1, Unit 2658 and retrofits | 749 | 7369 | MACT Fuel Choice Floor in lbs/MMBtu | FALSE | L | Annual | Allowances Sold MER | lbs | 0 | 0 | 0 | 0 | 0 | 0 | 0 | 0
WI Large Coal Units Hg Rule v3.1, Unit 2658 and retrofits | 749 | 7369 | MACT Fuel Choice Floor in lbs/MMBtu | FALSE | L | Annual | Allowances Banked | lbs | 0 | 0 | 0 | 0 | 0 | 0 | 0 | 0
WI Large Coal Units Hg Rule v3.1, Unit 2658 and retrofits | 749 | 7369 | MACT Fuel Choice Floor in lbs/MMBtu | FALSE | L | Annual | Allowances Withdrawn (1:1) | lbs | 0 | 0 | 0 | 0 | 0 | 0 | 0 | 0
WI Large Coal Units Hg Rule v3.1, Unit 2658 and retrofits | 749 | 7369 | MACT Fuel Choice Floor in lbs/MMBtu | FALSE | L | Annual | Allowances Withdrawn (n:1) | lbs | 0 | 0 | 0 | 0 | 0 | 0 | 0 | 0
WI Large Coal Units Hg Rule v3.1, Unit 2658 and retrofits | 749 | 7369 | MACT Fuel Choice Floor in lbs/MMBtu | FALSE | L | Annual | Net Emissions Allowance Position | lbs | 22.9758 | 0 | 0 | 0 | 0 | 0 | 0 | 0
WI Large Coal Units Hg Rule v3.1, Unit 2658 and retrofits | 749 | 7369 | MACT Fuel Choice Floor in lbs/MMBtu | FALSE | L | Annual | Fuel Consumed | TBtu | 40.9459 | 0 | 0 | 0 | 0 | 0 | 0 | 0
WI Large Coal Units Hg Rule v3.1, Unit 2658 and retrofits | 749 | 7369 | MACT Fuel Choice Floor in lbs/MMBtu | FALSE | L | Annual | Rate | lb/MMBtu | 5.6112e-07 | 0 | 0 | 0 | 0 | 0 | 0 | 0
WI Large Coal Units Hg Rule v3.1, Unit 2658 and retrofits | 749 | 7369 | MACT Fuel Choice Floor in lbs/MMBtu | FALSE | L | Annual | Generation | TWh | 3.8833 | 0 | 0 | 0 | 0 | 0 | 0 | 0
WI Large Coal Units Hg Rule v3.1, Unit 2658 and retrofits | 749 | 7369 | MACT Fuel Choice Floor in lbs/MMBtu | FALSE | L | Annual | Qualifying Generation | TWh | 3.8833 | 0 | 0 | 0 | 0 | 0 | 0 | 0
WI Large Coal Units Hg Rule v3.1, Unit 2658 and retrofits | 749 | 7369 | MACT Fuel Choice Floor in lbs/MMBtu | FALSE | L | Annual | Constraint Shadow Price | US2019$/Lb | 0 | 0 | 0 | 0 | 0 | 0 | 0 | 0
WI Large Coal Units Hg Rule v3.1, Unit 2659 and retrofits | 750 | 7369 | MACT Fuel Choice Floor in lbs/MMBtu | FALSE | L | Annual | Seasons Included | Seasons | Winter, WintShld, Summer | Winter, WintShld, Summer | Winter, WintShld, Summer | Winter, WintShld, Summer | Winter, WintShld, Summer | Winter, WintShld, Summer | Winter, WintShld, Summer | Winter, WintShld, Summer
WI Large Coal Units Hg Rule v3.1, Unit 2659 and retrofits | 750 | 7369 | MACT Fuel Choice Floor in lbs/MMBtu | FALSE | L | Annual | Emission Floor | lbs/MMBtu | 7.92e-07 | 7.92e-07 | 7.92e-07 | 7.92e-07 | 7.92e-07 | 7.92e-07 | 7.92e-07 | 7.92e-07
WI Large Coal Units Hg Rule v3.1, Unit 2659 and retrofits | 750 | 7369 | MACT Fuel Choice Floor in lbs/MMBtu | FALSE | L | Annual | Emissions at Affected Plants MER | lbs | 23.1963 | 0 | 0 | 0 | 0 | 0 | 0 | 0
WI Large Coal Units Hg Rule v3.1, Unit 2659 and retrofits | 750 | 7369 | MACT Fuel Choice Floor in lbs/MMBtu | FALSE | L | Annual | Allowances Purchased MER | lbs | 0 | 0 | 0 | 0 | 0 | 0 | 0 | 0
WI Large Coal Units Hg Rule v3.1, Unit 2659 and retrofits | 750 | 7369 | MACT Fuel Choice Floor in lbs/MMBtu | FALSE | L | Annual | Allowances Sold MER | lbs | 0 | 0 | 0 | 0 | 0 | 0 | 0 | 0
WI Large Coal Units Hg Rule v3.1, Unit 2659 and retrofits | 750 | 7369 | MACT Fuel Choice Floor in lbs/MMBtu | FALSE | L | Annual | Allowances Banked | lbs | 0 | 0 | 0 | 0 | 0 | 0 | 0 | 0
WI Large Coal Units Hg Rule v3.1, Unit 2659 and retrofits | 750 | 7369 | MACT Fuel Choice Floor in lbs/MMBtu | FALSE | L | Annual | Allowances Withdrawn (1:1) | lbs | 0 | 0 | 0 | 0 | 0 | 0 | 0 | 0
WI Large Coal Units Hg Rule v3.1, Unit 2659 and retrofits | 750 | 7369 | MACT Fuel Choice Floor in lbs/MMBtu | FALSE | L | Annual | Allowances Withdrawn (n:1) | lbs | 0 | 0 | 0 | 0 | 0 | 0 | 0 | 0
WI Large Coal Units Hg Rule v3.1, Unit 2659 and retrofits | 750 | 7369 | MACT Fuel Choice Floor in lbs/MMBtu | FALSE | L | Annual | Net Emissions Allowance Position | lbs | 23.1963 | 0 | 0 | 0 | 0 | 0 | 0 | 0
WI Large Coal Units Hg Rule v3.1, Unit 2659 and retrofits | 750 | 7369 | MACT Fuel Choice Floor in lbs/MMBtu | FALSE | L | Annual | Fuel Consumed | TBtu | 41.3388 | 0 | 0 | 0 | 0 | 0 | 0 | 0
WI Large Coal Units Hg Rule v3.1, Unit 2659 and retrofits | 750 | 7369 | MACT Fuel Choice Floor in lbs/MMBtu | FALSE | L | Annual | Rate | lb/MMBtu | 5.6112e-07 | 0 | 0 | 0 | 0 | 0 | 0 | 0
WI Large Coal Units Hg Rule v3.1, Unit 2659 and retrofits | 750 | 7369 | MACT Fuel Choice Floor in lbs/MMBtu | FALSE | L | Annual | Generation | TWh | 3.9247 | 0 | 0 | 0 | 0 | 0 | 0 | 0
WI Large Coal Units Hg Rule v3.1, Unit 2659 and retrofits | 750 | 7369 | MACT Fuel Choice Floor in lbs/MMBtu | FALSE | L | Annual | Qualifying Generation | TWh | 3.9247 | 0 | 0 | 0 | 0 | 0 | 0 | 0
WI Large Coal Units Hg Rule v3.1, Unit 2659 and retrofits | 750 | 7369 | MACT Fuel Choice Floor in lbs/MMBtu | FALSE | L | Annual | Constraint Shadow Price | US2019$/Lb | 0 | 0 | 0 | 0 | 0 | 0 | 0 | 0
WI Large Coal Units Hg Rule v3.1, Unit 2660 and retrofits | 751 | 7369 | MACT Fuel Choice Floor in lbs/MMBtu | FALSE | L | Annual | Seasons Included | Seasons | Winter, WintShld, Summer | Winter, WintShld, Summer | Winter, WintShld, Summer | Winter, WintShld, Summer | Winter, WintShld, Summer | Winter, WintShld, Summer | Winter, WintShld, Summer | Winter, WintShld, Summer
WI Large Coal Units Hg Rule v3.1, Unit 2660 and retrofits | 751 | 7369 | MACT Fuel Choice Floor in lbs/MMBtu | FALSE | L | Annual | Emission Floor | lbs/MMBtu | 7.92e-07 | 7.92e-07 | 7.92e-07 | 7.92e-07 | 7.92e-07 | 7.92e-07 | 7.92e-07 | 7.92e-07
WI Large Coal Units Hg Rule v3.1, Unit 2660 and retrofits | 751 | 7369 | MACT Fuel Choice Floor in lbs/MMBtu | FALSE | L | Annual | Emissions at Affected Plants MER | lbs | 13.9122 | 0 | 0 | 0 | 0 | 0 | 0 | 0
WI Large Coal Units Hg Rule v3.1, Unit 2660 and retrofits | 751 | 7369 | MACT Fuel Choice Floor in lbs/MMBtu | FALSE | L | Annual | Allowances Purchased MER | lbs | 0 | 0 | 0 | 0 | 0 | 0 | 0 | 0
WI Large Coal Units Hg Rule v3.1, Unit 2660 and retrofits | 751 | 7369 | MACT Fuel Choice Floor in lbs/MMBtu | FALSE | L | Annual | Allowances Sold MER | lbs | 0 | 0 | 0 | 0 | 0 | 0 | 0 | 0
WI Large Coal Units Hg Rule v3.1, Unit 2660 and retrofits | 751 | 7369 | MACT Fuel Choice Floor in lbs/MMBtu | FALSE | L | Annual | Allowances Banked | lbs | 0 | 0 | 0 | 0 | 0 | 0 | 0 | 0
WI Large Coal Units Hg Rule v3.1, Unit 2660 and retrofits | 751 | 7369 | MACT Fuel Choice Floor in lbs/MMBtu | FALSE | L | Annual | Allowances Withdrawn (1:1) | lbs | 0 | 0 | 0 | 0 | 0 | 0 | 0 | 0
WI Large Coal Units Hg Rule v3.1, Unit 2660 and retrofits | 751 | 7369 | MACT Fuel Choice Floor in lbs/MMBtu | FALSE | L | Annual | Allowances Withdrawn (n:1) | lbs | 0 | 0 | 0 | 0 | 0 | 0 | 0 | 0
WI Large Coal Units Hg Rule v3.1, Unit 2660 and retrofits | 751 | 7369 | MACT Fuel Choice Floor in lbs/MMBtu | FALSE | L | Annual | Net Emissions Allowance Position | lbs | 13.9122 | 0 | 0 | 0 | 0 | 0 | 0 | 0
WI Large Coal Units Hg Rule v3.1, Unit 2660 and retrofits | 751 | 7369 | MACT Fuel Choice Floor in lbs/MMBtu | FALSE | L | Annual | Fuel Consumed | TBtu | 24.7934 | 0 | 0 | 0 | 0 | 0 | 0 | 0
WI Large Coal Units Hg Rule v3.1, Unit 2660 and retrofits | 751 | 7369 | MACT Fuel Choice Floor in lbs/MMBtu | FALSE | L | Annual | Rate | lb/MMBtu | 5.6112e-07 | 0 | 0 | 0 | 0 | 0 | 0 | 0
WI Large Coal Units Hg Rule v3.1, Unit 2660 and retrofits | 751 | 7369 | MACT Fuel Choice Floor in lbs/MMBtu | FALSE | L | Annual | Generation | TWh | 2.3717 | 0 | 0 | 0 | 0 | 0 | 0 | 0
WI Large Coal Units Hg Rule v3.1, Unit 2660 and retrofits | 751 | 7369 | MACT Fuel Choice Floor in lbs/MMBtu | FALSE | L | Annual | Qualifying Generation | TWh | 2.3717 | 0 | 0 | 0 | 0 | 0 | 0 | 0
WI Large Coal Units Hg Rule v3.1, Unit 2660 and retrofits | 751 | 7369 | MACT Fuel Choice Floor in lbs/MMBtu | FALSE | L | Annual | Constraint Shadow Price | US2019$/Lb | 0 | 0 | 0 | 0 | 0 | 0 | 0 | 0
WI Large Coal Units Hg Rule v3.1, Unit 2661 and retrofits | 752 | 7369 | MACT Fuel Choice Floor in lbs/MMBtu | FALSE | L | Annual | Seasons Included | Seasons | Winter, WintShld, Summer | Winter, WintShld, Summer | Winter, WintShld, Summer | Winter, WintShld, Summer | Winter, WintShld, Summer | Winter, WintShld, Summer | Winter, WintShld, Summer | Winter, WintShld, Summer
WI Large Coal Units Hg Rule v3.1, Unit 2661 and retrofits | 752 | 7369 | MACT Fuel Choice Floor in lbs/MMBtu | FALSE | L | Annual | Emission Floor | lbs/MMBtu | 7.92e-07 | 7.92e-07 | 7.92e-07 | 7.92e-07 | 7.92e-07 | 7.92e-07 | 7.92e-07 | 7.92e-07
WI Large Coal Units Hg Rule v3.1, Unit 2661 and retrofits | 752 | 7369 | MACT Fuel Choice Floor in lbs/MMBtu | FALSE | L | Annual | Emissions at Affected Plants MER | lbs | 19.3089 | 18.9789 | 6.7069 | 10.2237 | 0 | 0 | 0 | 0
WI Large Coal Units Hg Rule v3.1, Unit 2661 and retrofits | 752 | 7369 | MACT Fuel Choice Floor in lbs/MMBtu | FALSE | L | Annual | Allowances Purchased MER | lbs | 0 | 0 | 0 | 0 | 0 | 0 | 0 | 0
WI Large Coal Units Hg Rule v3.1, Unit 2661 and retrofits | 752 | 7369 | MACT Fuel Choice Floor in lbs/MMBtu | FALSE | L | Annual | Allowances Sold MER | lbs | 0 | 0 | 0 | 0 | 0 | 0 | 0 | 0
WI Large Coal Units Hg Rule v3.1, Unit 2661 and retrofits | 752 | 7369 | MACT Fuel Choice Floor in lbs/MMBtu | FALSE | L | Annual | Allowances Banked | lbs | 0 | 0 | 0 | 0 | 0 | 0 | 0 | 0
WI Large Coal Units Hg Rule v3.1, Unit 2661 and retrofits | 752 | 7369 | MACT Fuel Choice Floor in lbs/MMBtu | FALSE | L | Annual | Allowances Withdrawn (1:1) | lbs | 0 | 0 | 0 | 0 | 0 | 0 | 0 | 0
WI Large Coal Units Hg Rule v3.1, Unit 2661 and retrofits | 752 | 7369 | MACT Fuel Choice Floor in lbs/MMBtu | FALSE | L | Annual | Allowances Withdrawn (n:1) | lbs | 0 | 0 | 0 | 0 | 0 | 0 | 0 | 0
WI Large Coal Units Hg Rule v3.1, Unit 2661 and retrofits | 752 | 7369 | MACT Fuel Choice Floor in lbs/MMBtu | FALSE | L | Annual | Net Emissions Allowance Position | lbs | 19.3089 | 18.9789 | 6.7069 | 10.2237 | 0 | 0 | 0 | 0
WI Large Coal Units Hg Rule v3.1, Unit 2661 and retrofits | 752 | 7369 | MACT Fuel Choice Floor in lbs/MMBtu | FALSE | L | Annual | Fuel Consumed | TBtu | 34.411 | 33.8229 | 11.9527 | 18.22 | 0 | 0 | 0 | 0
WI Large Coal Units Hg Rule v3.1, Unit 2661 and retrofits | 752 | 7369 | MACT Fuel Choice Floor in lbs/MMBtu | FALSE | L | Annual | Rate | lb/MMBtu | 5.6112e-07 | 5.6112e-07 | 5.6112e-07 | 5.6112e-07 | 0 | 0 | 0 | 0
WI Large Coal Units Hg Rule v3.1, Unit 2661 and retrofits | 752 | 7369 | MACT Fuel Choice Floor in lbs/MMBtu | FALSE | L | Annual | Generation | TWh | 3.5552 | 3.4945 | 1.2349 | 1.8824 | 0 | 0 | 0 | 0
WI Large Coal Units Hg Rule v3.1, Unit 2661 and retrofits | 752 | 7369 | MACT Fuel Choice Floor in lbs/MMBtu | FALSE | L | Annual | Qualifying Generation | TWh | 3.5552 | 3.4945 | 1.2349 | 1.8824 | 0 | 0 | 0 | 0
WI Large Coal Units Hg Rule v3.1, Unit 2661 and retrofits | 752 | 7369 | MACT Fuel Choice Floor in lbs/MMBtu | FALSE | L | Annual | Constraint Shadow Price | US2019$/Lb | 0 | 0 | 0 | 0 | 0 | 0 | 0 | 0
WI Large Coal Units Hg Rule v3.1, Unit 3272 and retrofits | 753 | 7369 | MACT Fuel Choice Floor in lbs/MMBtu | FALSE | L | Annual | Seasons Included | Seasons | Winter, WintShld, Summer | Winter, WintShld, Summer | Winter, WintShld, Summer | Winter, WintShld, Summer | Winter, WintShld, Summer | Winter, WintShld, Summer | Winter, WintShld, Summer | Winter, WintShld, Summer
WI Large Coal Units Hg Rule v3.1, Unit 3272 and retrofits | 753 | 7369 | MACT Fuel Choice Floor in lbs/MMBtu | FALSE | L | Annual | Emission Floor | lbs/MMBtu | 7.92e-07 | 7.92e-07 | 7.92e-07 | 7.92e-07 | 7.92e-07 | 7.92e-07 | 7.92e-07 | 7.92e-07
WI Large Coal Units Hg Rule v3.1, Unit 3272 and retrofits | 753 | 7369 | MACT Fuel Choice Floor in lbs/MMBtu | FALSE | L | Annual | Emissions at Affected Plants MER | lbs | 9.8358 | 5.8433 | 0 | 0 | 0 | 0 | 0 | 0
WI Large Coal Units Hg Rule v3.1, Unit 3272 and retrofits | 753 | 7369 | MACT Fuel Choice Floor in lbs/MMBtu | FALSE | L | Annual | Allowances Purchased MER | lbs | 0 | 0 | 0 | 0 | 0 | 0 | 0 | 0
WI Large Coal Units Hg Rule v3.1, Unit 3272 and retrofits | 753 | 7369 | MACT Fuel Choice Floor in lbs/MMBtu | FALSE | L | Annual | Allowances Sold MER | lbs | 0 | 0 | 0 | 0 | 0 | 0 | 0 | 0
WI Large Coal Units Hg Rule v3.1, Unit 3272 and retrofits | 753 | 7369 | MACT Fuel Choice Floor in lbs/MMBtu | FALSE | L | Annual | Allowances Banked | lbs | 0 | 0 | 0 | 0 | 0 | 0 | 0 | 0
WI Large Coal Units Hg Rule v3.1, Unit 3272 and retrofits | 753 | 7369 | MACT Fuel Choice Floor in lbs/MMBtu | FALSE | L | Annual | Allowances Withdrawn (1:1) | lbs | 0 | 0 | 0 | 0 | 0 | 0 | 0 | 0
WI Large Coal Units Hg Rule v3.1, Unit 3272 and retrofits | 753 | 7369 | MACT Fuel Choice Floor in lbs/MMBtu | FALSE | L | Annual | Allowances Withdrawn (n:1) | lbs | 0 | 0 | 0 | 0 | 0 | 0 | 0 | 0
WI Large Coal Units Hg Rule v3.1, Unit 3272 and retrofits | 753 | 7369 | MACT Fuel Choice Floor in lbs/MMBtu | FALSE | L | Annual | Net Emissions Allowance Position | lbs | 9.8358 | 5.8433 | 0 | 0 | 0 | 0 | 0 | 0
WI Large Coal Units Hg Rule v3.1, Unit 3272 and retrofits | 753 | 7369 | MACT Fuel Choice Floor in lbs/MMBtu | FALSE | L | Annual | Fuel Consumed | TBtu | 17.5288 | 10.4135 | 0 | 0 | 0 | 0 | 0 | 0
WI Large Coal Units Hg Rule v3.1, Unit 3272 and retrofits | 753 | 7369 | MACT Fuel Choice Floor in lbs/MMBtu | FALSE | L | Annual | Rate | lb/MMBtu | 5.6112e-07 | 5.6112e-07 | 0 | 0 | 0 | 0 | 0 | 0
WI Large Coal Units Hg Rule v3.1, Unit 3272 and retrofits | 753 | 7369 | MACT Fuel Choice Floor in lbs/MMBtu | FALSE | L | Annual | Generation | TWh | 1.7539 | 1.042 | 0 | 0 | 0 | 0 | 0 | 0
WI Large Coal Units Hg Rule v3.1, Unit 3272 and retrofits | 753 | 7369 | MACT Fuel Choice Floor in lbs/MMBtu | FALSE | L | Annual | Qualifying Generation | TWh | 1.7539 | 1.042 | 0 | 0 | 0 | 0 | 0 | 0
WI Large Coal Units Hg Rule v3.1, Unit 3272 and retrofits | 753 | 7369 | MACT Fuel Choice Floor in lbs/MMBtu | FALSE | L | Annual | Constraint Shadow Price | US2019$/Lb | 0 | 0 | 0 | 0 | 0 | 0 | 0 | 0
WI Large Coal Units Hg Rule v3.1, Unit 3543 and retrofits | 754 | 7369 | MACT Fuel Choice Floor in lbs/MMBtu | FALSE | L | Annual | Seasons Included | Seasons | Winter, WintShld, Summer | Winter, WintShld, Summer | Winter, WintShld, Summer | Winter, WintShld, Summer | Winter, WintShld, Summer | Winter, WintShld, Summer | Winter, WintShld, Summer | Winter, WintShld, Summer
WI Large Coal Units Hg Rule v3.1, Unit 3543 and retrofits | 754 | 7369 | MACT Fuel Choice Floor in lbs/MMBtu | FALSE | L | Annual | Emission Floor | lbs/MMBtu | 7.92e-07 | 7.92e-07 | 7.92e-07 | 7.92e-07 | 7.92e-07 | 7.92e-07 | 7.92e-07 | 7.92e-07
WI Large Coal Units Hg Rule v3.1, Unit 3543 and retrofits | 754 | 7369 | MACT Fuel Choice Floor in lbs/MMBtu | FALSE | L | Annual | Emissions at Affected Plants MER | lbs | 14.9555 | 12.4156 | 2.9338 | 3.3287 | 0 | 0 | 0 | 0
WI Large Coal Units Hg Rule v3.1, Unit 3543 and retrofits | 754 | 7369 | MACT Fuel Choice Floor in lbs/MMBtu | FALSE | L | Annual | Allowances Purchased MER | lbs | 0 | 0 | 0 | 0 | 0 | 0 | 0 | 0
WI Large Coal Units Hg Rule v3.1, Unit 3543 and retrofits | 754 | 7369 | MACT Fuel Choice Floor in lbs/MMBtu | FALSE | L | Annual | Allowances Sold MER | lbs | 0 | 0 | 0 | 0 | 0 | 0 | 0 | 0
WI Large Coal Units Hg Rule v3.1, Unit 3543 and retrofits | 754 | 7369 | MACT Fuel Choice Floor in lbs/MMBtu | FALSE | L | Annual | Allowances Banked | lbs | 0 | 0 | 0 | 0 | 0 | 0 | 0 | 0
WI Large Coal Units Hg Rule v3.1, Unit 3543 and retrofits | 754 | 7369 | MACT Fuel Choice Floor in lbs/MMBtu | FALSE | L | Annual | Allowances Withdrawn (1:1) | lbs | 0 | 0 | 0 | 0 | 0 | 0 | 0 | 0
WI Large Coal Units Hg Rule v3.1, Unit 3543 and retrofits | 754 | 7369 | MACT Fuel Choice Floor in lbs/MMBtu | FALSE | L | Annual | Allowances Withdrawn (n:1) | lbs | 0 | 0 | 0 | 0 | 0 | 0 | 0 | 0
WI Large Coal Units Hg Rule v3.1, Unit 3543 and retrofits | 754 | 7369 | MACT Fuel Choice Floor in lbs/MMBtu | FALSE | L | Annual | Net Emissions Allowance Position | lbs | 14.9555 | 12.4156 | 2.9338 | 3.3287 | 0 | 0 | 0 | 0
WI Large Coal Units Hg Rule v3.1, Unit 3543 and retrofits | 754 | 7369 | MACT Fuel Choice Floor in lbs/MMBtu | FALSE | L | Annual | Fuel Consumed | TBtu | 26.3975 | 21.9144 | 5.2285 | 5.9322 | 0 | 0 | 0 | 0
WI Large Coal Units Hg Rule v3.1, Unit 3543 and retrofits | 754 | 7369 | MACT Fuel Choice Floor in lbs/MMBtu | FALSE | L | Annual | Rate | lb/MMBtu | 5.6655e-07 | 5.6655e-07 | 5.6112e-07 | 5.6112e-07 | 0 | 0 | 0 | 0
WI Large Coal Units Hg Rule v3.1, Unit 3543 and retrofits | 754 | 7369 | MACT Fuel Choice Floor in lbs/MMBtu | FALSE | L | Annual | Generation | TWh | 2.3483 | 1.9495 | 0.46513 | 0.52773 | 0 | 0 | 0 | 0
WI Large Coal Units Hg Rule v3.1, Unit 3543 and retrofits | 754 | 7369 | MACT Fuel Choice Floor in lbs/MMBtu | FALSE | L | Annual | Qualifying Generation | TWh | 2.3483 | 1.9495 | 0.46513 | 0.52773 | 0 | 0 | 0 | 0
WI Large Coal Units Hg Rule v3.1, Unit 3543 and retrofits | 754 | 7369 | MACT Fuel Choice Floor in lbs/MMBtu | FALSE | L | Annual | Constraint Shadow Price | US2019$/Lb | 0 | 0 | 0 | 0 | 0 | 0 | 0 | 0
WI Large Coal Units Hg Rule v3.1, Unit 3839 and retrofits | 755 | 7369 | MACT Fuel Choice Floor in lbs/MMBtu | FALSE | L | Annual | Seasons Included | Seasons | Winter, WintShld, Summer | Winter, WintShld, Summer | Winter, WintShld, Summer | Winter, WintShld, Summer | Winter, WintShld, Summer | Winter, WintShld, Summer | Winter, WintShld, Summer | Winter, WintShld, Summer
WI Large Coal Units Hg Rule v3.1, Unit 3839 and retrofits | 755 | 7369 | MACT Fuel Choice Floor in lbs/MMBtu | FALSE | L | Annual | Emission Floor | lbs/MMBtu | 7.92e-07 | 7.92e-07 | 7.92e-07 | 7.92e-07 | 7.92e-07 | 7.92e-07 | 7.92e-07 | 7.92e-07
WI Large Coal Units Hg Rule v3.1, Unit 3839 and retrofits | 755 | 7369 | MACT Fuel Choice Floor in lbs/MMBtu | FALSE | L | Annual | Emissions at Affected Plants MER | lbs | 10.9056 | 0 | 0 | 0 | 0 | 0 | 0 | 0
WI Large Coal Units Hg Rule v3.1, Unit 3839 and retrofits | 755 | 7369 | MACT Fuel Choice Floor in lbs/MMBtu | FALSE | L | Annual | Allowances Purchased MER | lbs | 0 | 0 | 0 | 0 | 0 | 0 | 0 | 0
WI Large Coal Units Hg Rule v3.1, Unit 3839 and retrofits | 755 | 7369 | MACT Fuel Choice Floor in lbs/MMBtu | FALSE | L | Annual | Allowances Sold MER | lbs | 0 | 0 | 0 | 0 | 0 | 0 | 0 | 0
WI Large Coal Units Hg Rule v3.1, Unit 3839 and retrofits | 755 | 7369 | MACT Fuel Choice Floor in lbs/MMBtu | FALSE | L | Annual | Allowances Banked | lbs | 0 | 0 | 0 | 0 | 0 | 0 | 0 | 0
WI Large Coal Units Hg Rule v3.1, Unit 3839 and retrofits | 755 | 7369 | MACT Fuel Choice Floor in lbs/MMBtu | FALSE | L | Annual | Allowances Withdrawn (1:1) | lbs | 0 | 0 | 0 | 0 | 0 | 0 | 0 | 0
WI Large Coal Units Hg Rule v3.1, Unit 3839 and retrofits | 755 | 7369 | MACT Fuel Choice Floor in lbs/MMBtu | FALSE | L | Annual | Allowances Withdrawn (n:1) | lbs | 0 | 0 | 0 | 0 | 0 | 0 | 0 | 0
WI Large Coal Units Hg Rule v3.1, Unit 3839 and retrofits | 755 | 7369 | MACT Fuel Choice Floor in lbs/MMBtu | FALSE | L | Annual | Net Emissions Allowance Position | lbs | 10.9056 | 0 | 0 | 0 | 0 | 0 | 0 | 0
WI Large Coal Units Hg Rule v3.1, Unit 3839 and retrofits | 755 | 7369 | MACT Fuel Choice Floor in lbs/MMBtu | FALSE | L | Annual | Fuel Consumed | TBtu | 19.4353 | 0 | 0 | 0 | 0 | 0 | 0 | 0
WI Large Coal Units Hg Rule v3.1, Unit 3839 and retrofits | 755 | 7369 | MACT Fuel Choice Floor in lbs/MMBtu | FALSE | L | Annual | Rate | lb/MMBtu | 5.6112e-07 | 0 | 0 | 0 | 0 | 0 | 0 | 0
WI Large Coal Units Hg Rule v3.1, Unit 3839 and retrofits | 755 | 7369 | MACT Fuel Choice Floor in lbs/MMBtu | FALSE | L | Annual | Generation | TWh | 1.8805 | 0 | 0 | 0 | 0 | 0 | 0 | 0
WI Large Coal Units Hg Rule v3.1, Unit 3839 and retrofits | 755 | 7369 | MACT Fuel Choice Floor in lbs/MMBtu | FALSE | L | Annual | Qualifying Generation | TWh | 1.8805 | 0 | 0 | 0 | 0 | 0 | 0 | 0
WI Large Coal Units Hg Rule v3.1, Unit 3839 and retrofits | 755 | 7369 | MACT Fuel Choice Floor in lbs/MMBtu | FALSE | L | Annual | Constraint Shadow Price | US2019$/Lb | 0 | 0 | 0 | 0 | 0 | 0 | 0 | 0
WI Large Coal Units Hg Rule v3.1, Unit 3840 and retrofits | 756 | 7369 | MACT Fuel Choice Floor in lbs/MMBtu | FALSE | L | Annual | Seasons Included | Seasons | Winter, WintShld, Summer | Winter, WintShld, Summer | Winter, WintShld, Summer | Winter, WintShld, Summer | Winter, WintShld, Summer | Winter, WintShld, Summer | Winter, WintShld, Summer | Winter, WintShld, Summer
WI Large Coal Units Hg Rule v3.1, Unit 3840 and retrofits | 756 | 7369 | MACT Fuel Choice Floor in lbs/MMBtu | FALSE | L | Annual | Emission Floor | lbs/MMBtu | 7.92e-07 | 7.92e-07 | 7.92e-07 | 7.92e-07 | 7.92e-07 | 7.92e-07 | 7.92e-07 | 7.92e-07
WI Large Coal Units Hg Rule v3.1, Unit 3840 and retrofits | 756 | 7369 | MACT Fuel Choice Floor in lbs/MMBtu | FALSE | L | Annual | Emissions at Affected Plants MER | lbs | 11.3932 | 0 | 0 | 0 | 0 | 0 | 0 | 0
WI Large Coal Units Hg Rule v3.1, Unit 3840 and retrofits | 756 | 7369 | MACT Fuel Choice Floor in lbs/MMBtu | FALSE | L | Annual | Allowances Purchased MER | lbs | 0 | 0 | 0 | 0 | 0 | 0 | 0 | 0
WI Large Coal Units Hg Rule v3.1, Unit 3840 and retrofits | 756 | 7369 | MACT Fuel Choice Floor in lbs/MMBtu | FALSE | L | Annual | Allowances Sold MER | lbs | 0 | 0 | 0 | 0 | 0 | 0 | 0 | 0
WI Large Coal Units Hg Rule v3.1, Unit 3840 and retrofits | 756 | 7369 | MACT Fuel Choice Floor in lbs/MMBtu | FALSE | L | Annual | Allowances Banked | lbs | 0 | 0 | 0 | 0 | 0 | 0 | 0 | 0
WI Large Coal Units Hg Rule v3.1, Unit 3840 and retrofits | 756 | 7369 | MACT Fuel Choice Floor in lbs/MMBtu | FALSE | L | Annual | Allowances Withdrawn (1:1) | lbs | 0 | 0 | 0 | 0 | 0 | 0 | 0 | 0
WI Large Coal Units Hg Rule v3.1, Unit 3840 and retrofits | 756 | 7369 | MACT Fuel Choice Floor in lbs/MMBtu | FALSE | L | Annual | Allowances Withdrawn (n:1) | lbs | 0 | 0 | 0 | 0 | 0 | 0 | 0 | 0
WI Large Coal Units Hg Rule v3.1, Unit 3840 and retrofits | 756 | 7369 | MACT Fuel Choice Floor in lbs/MMBtu | FALSE | L | Annual | Net Emissions Allowance Position | lbs | 11.3932 | 0 | 0 | 0 | 0 | 0 | 0 | 0
WI Large Coal Units Hg Rule v3.1, Unit 3840 and retrofits | 756 | 7369 | MACT Fuel Choice Floor in lbs/MMBtu | FALSE | L | Annual | Fuel Consumed | TBtu | 20.3042 | 0 | 0 | 0 | 0 | 0 | 0 | 0
WI Large Coal Units Hg Rule v3.1, Unit 3840 and retrofits | 756 | 7369 | MACT Fuel Choice Floor in lbs/MMBtu | FALSE | L | Annual | Rate | lb/MMBtu | 5.6112e-07 | 0 | 0 | 0 | 0 | 0 | 0 | 0
WI Large Coal Units Hg Rule v3.1, Unit 3840 and retrofits | 756 | 7369 | MACT Fuel Choice Floor in lbs/MMBtu | FALSE | L | Annual | Generation | TWh | 1.9323 | 0 | 0 | 0 | 0 | 0 | 0 | 0
WI Large Coal Units Hg Rule v3.1, Unit 3840 and retrofits | 756 | 7369 | MACT Fuel Choice Floor in lbs/MMBtu | FALSE | L | Annual | Qualifying Generation | TWh | 1.9323 | 0 | 0 | 0 | 0 | 0 | 0 | 0
WI Large Coal Units Hg Rule v3.1, Unit 3840 and retrofits | 756 | 7369 | MACT Fuel Choice Floor in lbs/MMBtu | FALSE | L | Annual | Constraint Shadow Price | US2019$/Lb | 0 | 0 | 0 | 0 | 0 | 0 | 0 | 0
WI Large Coal Units Hg Rule v3.1, Unit 3841 and retrofits | 757 | 7369 | MACT Fuel Choice Floor in lbs/MMBtu | FALSE | L | Annual | Seasons Included | Seasons | Winter, WintShld, Summer | Winter, WintShld, Summer | Winter, WintShld, Summer | Winter, WintShld, Summer | Winter, WintShld, Summer | Winter, WintShld, Summer | Winter, WintShld, Summer | Winter, WintShld, Summer
WI Large Coal Units Hg Rule v3.1, Unit 3841 and retrofits | 757 | 7369 | MACT Fuel Choice Floor in lbs/MMBtu | FALSE | L | Annual | Emission Floor | lbs/MMBtu | 7.92e-07 | 7.92e-07 | 7.92e-07 | 7.92e-07 | 7.92e-07 | 7.92e-07 | 7.92e-07 | 7.92e-07
WI Large Coal Units Hg Rule v3.1, Unit 3841 and retrofits | 757 | 7369 | MACT Fuel Choice Floor in lbs/MMBtu | FALSE | L | Annual | Emissions at Affected Plants MER | lbs | 8.6672 | 0 | 0 | 0 | 0 | 0 | 0 | 0
WI Large Coal Units Hg Rule v3.1, Unit 3841 and retrofits | 757 | 7369 | MACT Fuel Choice Floor in lbs/MMBtu | FALSE | L | Annual | Allowances Purchased MER | lbs | 0 | 0 | 0 | 0 | 0 | 0 | 0 | 0
WI Large Coal Units Hg Rule v3.1, Unit 3841 and retrofits | 757 | 7369 | MACT Fuel Choice Floor in lbs/MMBtu | FALSE | L | Annual | Allowances Sold MER | lbs | 0 | 0 | 0 | 0 | 0 | 0 | 0 | 0
WI Large Coal Units Hg Rule v3.1, Unit 3841 and retrofits | 757 | 7369 | MACT Fuel Choice Floor in lbs/MMBtu | FALSE | L | Annual | Allowances Banked | lbs | 0 | 0 | 0 | 0 | 0 | 0 | 0 | 0
WI Large Coal Units Hg Rule v3.1, Unit 3841 and retrofits | 757 | 7369 | MACT Fuel Choice Floor in lbs/MMBtu | FALSE | L | Annual | Allowances Withdrawn (1:1) | lbs | 0 | 0 | 0 | 0 | 0 | 0 | 0 | 0
WI Large Coal Units Hg Rule v3.1, Unit 3841 and retrofits | 757 | 7369 | MACT Fuel Choice Floor in lbs/MMBtu | FALSE | L | Annual | Allowances Withdrawn (n:1) | lbs | 0 | 0 | 0 | 0 | 0 | 0 | 0 | 0
WI Large Coal Units Hg Rule v3.1, Unit 3841 and retrofits | 757 | 7369 | MACT Fuel Choice Floor in lbs/MMBtu | FALSE | L | Annual | Net Emissions Allowance Position | lbs | 8.6672 | 0 | 0 | 0 | 0 | 0 | 0 | 0
WI Large Coal Units Hg Rule v3.1, Unit 3841 and retrofits | 757 | 7369 | MACT Fuel Choice Floor in lbs/MMBtu | FALSE | L | Annual | Fuel Consumed | TBtu | 15.4461 | 0 | 0 | 0 | 0 | 0 | 0 | 0
WI Large Coal Units Hg Rule v3.1, Unit 3841 and retrofits | 757 | 7369 | MACT Fuel Choice Floor in lbs/MMBtu | FALSE | L | Annual | Rate | lb/MMBtu | 5.6112e-07 | 0 | 0 | 0 | 0 | 0 | 0 | 0
WI Large Coal Units Hg Rule v3.1, Unit 3841 and retrofits | 757 | 7369 | MACT Fuel Choice Floor in lbs/MMBtu | FALSE | L | Annual | Generation | TWh | 1.4973 | 0 | 0 | 0 | 0 | 0 | 0 | 0
WI Large Coal Units Hg Rule v3.1, Unit 3841 and retrofits | 757 | 7369 | MACT Fuel Choice Floor in lbs/MMBtu | FALSE | L | Annual | Qualifying Generation | TWh | 1.4973 | 0 | 0 | 0 | 0 | 0 | 0 | 0
WI Large Coal Units Hg Rule v3.1, Unit 3841 and retrofits | 757 | 7369 | MACT Fuel Choice Floor in lbs/MMBtu | FALSE | L | Annual | Constraint Shadow Price | US2019$/Lb | 0 | 0 | 0 | 0 | 0 | 0 | 0 | 0
WI Large Coal Units Hg Rule v3.1, Unit 3842 and retrofits | 758 | 7369 | MACT Fuel Choice Floor in lbs/MMBtu | FALSE | L | Annual | Seasons Included | Seasons | Winter, WintShld, Summer | Winter, WintShld, Summer | Winter, WintShld, Summer | Winter, WintShld, Summer | Winter, WintShld, Summer | Winter, WintShld, Summer | Winter, WintShld, Summer | Winter, WintShld, Summer
WI Large Coal Units Hg Rule v3.1, Unit 3842 and retrofits | 758 | 7369 | MACT Fuel Choice Floor in lbs/MMBtu | FALSE | L | Annual | Emission Floor | lbs/MMBtu | 7.92e-07 | 7.92e-07 | 7.92e-07 | 7.92e-07 | 7.92e-07 | 7.92e-07 | 7.92e-07 | 7.92e-07
WI Large Coal Units Hg Rule v3.1, Unit 3842 and retrofits | 758 | 7369 | MACT Fuel Choice Floor in lbs/MMBtu | FALSE | L | Annual | Emissions at Affected Plants MER | lbs | 8.5339 | 0 | 0 | 0 | 0 | 0 | 0 | 0
WI Large Coal Units Hg Rule v3.1, Unit 3842 and retrofits | 758 | 7369 | MACT Fuel Choice Floor in lbs/MMBtu | FALSE | L | Annual | Allowances Purchased MER | lbs | 0 | 0 | 0 | 0 | 0 | 0 | 0 | 0
WI Large Coal Units Hg Rule v3.1, Unit 3842 and retrofits | 758 | 7369 | MACT Fuel Choice Floor in lbs/MMBtu | FALSE | L | Annual | Allowances Sold MER | lbs | 0 | 0 | 0 | 0 | 0 | 0 | 0 | 0
WI Large Coal Units Hg Rule v3.1, Unit 3842 and retrofits | 758 | 7369 | MACT Fuel Choice Floor in lbs/MMBtu | FALSE | L | Annual | Allowances Banked | lbs | 0 | 0 | 0 | 0 | 0 | 0 | 0 | 0
WI Large Coal Units Hg Rule v3.1, Unit 3842 and retrofits | 758 | 7369 | MACT Fuel Choice Floor in lbs/MMBtu | FALSE | L | Annual | Allowances Withdrawn (1:1) | lbs | 0 | 0 | 0 | 0 | 0 | 0 | 0 | 0
WI Large Coal Units Hg Rule v3.1, Unit 3842 and retrofits | 758 | 7369 | MACT Fuel Choice Floor in lbs/MMBtu | FALSE | L | Annual | Allowances Withdrawn (n:1) | lbs | 0 | 0 | 0 | 0 | 0 | 0 | 0 | 0
WI Large Coal Units Hg Rule v3.1, Unit 3842 and retrofits | 758 | 7369 | MACT Fuel Choice Floor in lbs/MMBtu | FALSE | L | Annual | Net Emissions Allowance Position | lbs | 8.5339 | 0 | 0 | 0 | 0 | 0 | 0 | 0
WI Large Coal Units Hg Rule v3.1, Unit 3842 and retrofits | 758 | 7369 | MACT Fuel Choice Floor in lbs/MMBtu | FALSE | L | Annual | Fuel Consumed | TBtu | 15.2086 | 0 | 0 | 0 | 0 | 0 | 0 | 0
WI Large Coal Units Hg Rule v3.1, Unit 3842 and retrofits | 758 | 7369 | MACT Fuel Choice Floor in lbs/MMBtu | FALSE | L | Annual | Rate | lb/MMBtu | 5.6112e-07 | 0 | 0 | 0 | 0 | 0 | 0 | 0
WI Large Coal Units Hg Rule v3.1, Unit 3842 and retrofits | 758 | 7369 | MACT Fuel Choice Floor in lbs/MMBtu | FALSE | L | Annual | Generation | TWh | 1.4728 | 0 | 0 | 0 | 0 | 0 | 0 | 0
WI Large Coal Units Hg Rule v3.1, Unit 3842 and retrofits | 758 | 7369 | MACT Fuel Choice Floor in lbs/MMBtu | FALSE | L | Annual | Qualifying Generation | TWh | 1.4728 | 0 | 0 | 0 | 0 | 0 | 0 | 0
WI Large Coal Units Hg Rule v3.1, Unit 3842 and retrofits | 758 | 7369 | MACT Fuel Choice Floor in lbs/MMBtu | FALSE | L | Annual | Constraint Shadow Price | US2019$/Lb | 0 | 0 | 0 | 0 | 0 | 0 | 0 | 0
WI Large Coal Units Hg Rule v3.1, Unit 3843 and retrofits | 759 | 7369 | MACT Fuel Choice Floor in lbs/MMBtu | FALSE | L | Annual | Seasons Included | Seasons | Winter, WintShld, Summer | Winter, WintShld, Summer | Winter, WintShld, Summer | Winter, WintShld, Summer | Winter, WintShld, Summer | Winter, WintShld, Summer | Winter, WintShld, Summer | Winter, WintShld, Summer
WI Large Coal Units Hg Rule v3.1, Unit 3843 and retrofits | 759 | 7369 | MACT Fuel Choice Floor in lbs/MMBtu | FALSE | L | Annual | Emission Floor | lbs/MMBtu | 7.92e-07 | 7.92e-07 | 7.92e-07 | 7.92e-07 | 7.92e-07 | 7.92e-07 | 7.92e-07 | 7.92e-07
WI Large Coal Units Hg Rule v3.1, Unit 3843 and retrofits | 759 | 7369 | MACT Fuel Choice Floor in lbs/MMBtu | FALSE | L | Annual | Emissions at Affected Plants MER | lbs | 24.6452 | 24.6452 | 18.0794 | 19.647 | 0 | 0 | 0 | 0
WI Large Coal Units Hg Rule v3.1, Unit 3843 and retrofits | 759 | 7369 | MACT Fuel Choice Floor in lbs/MMBtu | FALSE | L | Annual | Allowances Purchased MER | lbs | 0 | 0 | 0 | 0 | 0 | 0 | 0 | 0
WI Large Coal Units Hg Rule v3.1, Unit 3843 and retrofits | 759 | 7369 | MACT Fuel Choice Floor in lbs/MMBtu | FALSE | L | Annual | Allowances Sold MER | lbs | 0 | 0 | 0 | 0 | 0 | 0 | 0 | 0
WI Large Coal Units Hg Rule v3.1, Unit 3843 and retrofits | 759 | 7369 | MACT Fuel Choice Floor in lbs/MMBtu | FALSE | L | Annual | Allowances Banked | lbs | 0 | 0 | 0 | 0 | 0 | 0 | 0 | 0
WI Large Coal Units Hg Rule v3.1, Unit 3843 and retrofits | 759 | 7369 | MACT Fuel Choice Floor in lbs/MMBtu | FALSE | L | Annual | Allowances Withdrawn (1:1) | lbs | 0 | 0 | 0 | 0 | 0 | 0 | 0 | 0
WI Large Coal Units Hg Rule v3.1, Unit 3843 and retrofits | 759 | 7369 | MACT Fuel Choice Floor in lbs/MMBtu | FALSE | L | Annual | Allowances Withdrawn (n:1) | lbs | 0 | 0 | 0 | 0 | 0 | 0 | 0 | 0
WI Large Coal Units Hg Rule v3.1, Unit 3843 and retrofits | 759 | 7369 | MACT Fuel Choice Floor in lbs/MMBtu | FALSE | L | Annual | Net Emissions Allowance Position | lbs | 24.6452 | 24.6452 | 18.0794 | 19.647 | 0 | 0 | 0 | 0
WI Large Coal Units Hg Rule v3.1, Unit 3843 and retrofits | 759 | 7369 | MACT Fuel Choice Floor in lbs/MMBtu | FALSE | L | Annual | Fuel Consumed | TBtu | 43.2619 | 43.2619 | 31.7364 | 34.4882 | 0 | 0 | 0 | 0
WI Large Coal Units Hg Rule v3.1, Unit 3843 and retrofits | 759 | 7369 | MACT Fuel Choice Floor in lbs/MMBtu | FALSE | L | Annual | Rate | lb/MMBtu | 5.6967e-07 | 5.6967e-07 | 5.6967e-07 | 5.6967e-07 | 0 | 0 | 0 | 0
WI Large Coal Units Hg Rule v3.1, Unit 3843 and retrofits | 759 | 7369 | MACT Fuel Choice Floor in lbs/MMBtu | FALSE | L | Annual | Generation | TWh | 4.4788 | 4.4788 | 3.2856 | 3.5705 | 0 | 0 | 0 | 0
WI Large Coal Units Hg Rule v3.1, Unit 3843 and retrofits | 759 | 7369 | MACT Fuel Choice Floor in lbs/MMBtu | FALSE | L | Annual | Qualifying Generation | TWh | 4.4788 | 4.4788 | 3.2856 | 3.5705 | 0 | 0 | 0 | 0
WI Large Coal Units Hg Rule v3.1, Unit 3843 and retrofits | 759 | 7369 | MACT Fuel Choice Floor in lbs/MMBtu | FALSE | L | Annual | Constraint Shadow Price | US2019$/Lb | 0 | 0 | 0 | 0 | 0 | 0 | 0 | 0
WI Large Coal Units Hg Rule v3.1, Unit 3844 and retrofits | 760 | 7369 | MACT Fuel Choice Floor in lbs/MMBtu | FALSE | L | Annual | Seasons Included | Seasons | Winter, WintShld, Summer | Winter, WintShld, Summer | Winter, WintShld, Summer | Winter, WintShld, Summer | Winter, WintShld, Summer | Winter, WintShld, Summer | Winter, WintShld, Summer | Winter, WintShld, Summer
WI Large Coal Units Hg Rule v3.1, Unit 3844 and retrofits | 760 | 7369 | MACT Fuel Choice Floor in lbs/MMBtu | FALSE | L | Annual | Emission Floor | lbs/MMBtu | 7.92e-07 | 7.92e-07 | 7.92e-07 | 7.92e-07 | 7.92e-07 | 7.92e-07 | 7.92e-07 | 7.92e-07
WI Large Coal Units Hg Rule v3.1, Unit 3844 and retrofits | 760 | 7369 | MACT Fuel Choice Floor in lbs/MMBtu | FALSE | L | Annual | Emissions at Affected Plants MER | lbs | 24.4465 | 24.4465 | 19.4924 | 20.1187 | 0 | 0 | 0 | 0
WI Large Coal Units Hg Rule v3.1, Unit 3844 and retrofits | 760 | 7369 | MACT Fuel Choice Floor in lbs/MMBtu | FALSE | L | Annual | Allowances Purchased MER | lbs | 0 | 0 | 0 | 0 | 0 | 0 | 0 | 0
WI Large Coal Units Hg Rule v3.1, Unit 3844 and retrofits | 760 | 7369 | MACT Fuel Choice Floor in lbs/MMBtu | FALSE | L | Annual | Allowances Sold MER | lbs | 0 | 0 | 0 | 0 | 0 | 0 | 0 | 0
WI Large Coal Units Hg Rule v3.1, Unit 3844 and retrofits | 760 | 7369 | MACT Fuel Choice Floor in lbs/MMBtu | FALSE | L | Annual | Allowances Banked | lbs | 0 | 0 | 0 | 0 | 0 | 0 | 0 | 0
WI Large Coal Units Hg Rule v3.1, Unit 3844 and retrofits | 760 | 7369 | MACT Fuel Choice Floor in lbs/MMBtu | FALSE | L | Annual | Allowances Withdrawn (1:1) | lbs | 0 | 0 | 0 | 0 | 0 | 0 | 0 | 0
WI Large Coal Units Hg Rule v3.1, Unit 3844 and retrofits | 760 | 7369 | MACT Fuel Choice Floor in lbs/MMBtu | FALSE | L | Annual | Allowances Withdrawn (n:1) | lbs | 0 | 0 | 0 | 0 | 0 | 0 | 0 | 0
WI Large Coal Units Hg Rule v3.1, Unit 3844 and retrofits | 760 | 7369 | MACT Fuel Choice Floor in lbs/MMBtu | FALSE | L | Annual | Net Emissions Allowance Position | lbs | 24.4465 | 24.4465 | 19.4924 | 20.1187 | 0 | 0 | 0 | 0
WI Large Coal Units Hg Rule v3.1, Unit 3844 and retrofits | 760 | 7369 | MACT Fuel Choice Floor in lbs/MMBtu | FALSE | L | Annual | Fuel Consumed | TBtu | 42.9131 | 42.9131 | 34.2167 | 35.3161 | 0 | 0 | 0 | 0
WI Large Coal Units Hg Rule v3.1, Unit 3844 and retrofits | 760 | 7369 | MACT Fuel Choice Floor in lbs/MMBtu | FALSE | L | Annual | Rate | lb/MMBtu | 5.6967e-07 | 5.6967e-07 | 5.6967e-07 | 5.6967e-07 | 0 | 0 | 0 | 0
WI Large Coal Units Hg Rule v3.1, Unit 3844 and retrofits | 760 | 7369 | MACT Fuel Choice Floor in lbs/MMBtu | FALSE | L | Annual | Generation | TWh | 4.4788 | 4.4788 | 3.5711 | 3.6859 | 0 | 0 | 0 | 0
WI Large Coal Units Hg Rule v3.1, Unit 3844 and retrofits | 760 | 7369 | MACT Fuel Choice Floor in lbs/MMBtu | FALSE | L | Annual | Qualifying Generation | TWh | 4.4788 | 4.4788 | 3.5711 | 3.6859 | 0 | 0 | 0 | 0
WI Large Coal Units Hg Rule v3.1, Unit 3844 and retrofits | 760 | 7369 | MACT Fuel Choice Floor in lbs/MMBtu | FALSE | L | Annual | Constraint Shadow Price | US2019$/Lb | 0 | 0 | 0 | 0 | 0 | 0 | 0 | 0
WI Small Coal Units Hg Rule v3.1, Unit 3610 and retrofits | 761 | 7370 | MACT Fuel Choice Floor in lbs/MMBtu | FALSE | L | Annual | Seasons Included | Seasons | Winter, WintShld, Summer | Winter, WintShld, Summer | Winter, WintShld, Summer | Winter, WintShld, Summer | Winter, WintShld, Summer | Winter, WintShld, Summer | Winter, WintShld, Summer | Winter, WintShld, Summer
WI Small Coal Units Hg Rule v3.1, Unit 3610 and retrofits | 761 | 7370 | MACT Fuel Choice Floor in lbs/MMBtu | FALSE | L | Annual | Emission Floor | lbs/MMBtu | 6.91e-07 | 6.91e-07 | 6.91e-07 | 6.91e-07 | 6.91e-07 | 6.91e-07 | 6.91e-07 | 6.91e-07
WI Small Coal Units Hg Rule v3.1, Unit 3610 and retrofits | 761 | 7370 | MACT Fuel Choice Floor in lbs/MMBtu | FALSE | L | Annual | Emissions at Affected Plants MER | lbs | 1.3745 | 0.45179 | 0 | 0 | 0 | 0 | 0 | 0
WI Small Coal Units Hg Rule v3.1, Unit 3610 and retrofits | 761 | 7370 | MACT Fuel Choice Floor in lbs/MMBtu | FALSE | L | Annual | Allowances Purchased MER | lbs | 0 | 0 | 0 | 0 | 0 | 0 | 0 | 0
WI Small Coal Units Hg Rule v3.1, Unit 3610 and retrofits | 761 | 7370 | MACT Fuel Choice Floor in lbs/MMBtu | FALSE | L | Annual | Allowances Sold MER | lbs | 0 | 0 | 0 | 0 | 0 | 0 | 0 | 0
WI Small Coal Units Hg Rule v3.1, Unit 3610 and retrofits | 761 | 7370 | MACT Fuel Choice Floor in lbs/MMBtu | FALSE | L | Annual | Allowances Banked | lbs | 0 | 0 | 0 | 0 | 0 | 0 | 0 | 0
WI Small Coal Units Hg Rule v3.1, Unit 3610 and retrofits | 761 | 7370 | MACT Fuel Choice Floor in lbs/MMBtu | FALSE | L | Annual | Allowances Withdrawn (1:1) | lbs | 0 | 0 | 0 | 0 | 0 | 0 | 0 | 0
WI Small Coal Units Hg Rule v3.1, Unit 3610 and retrofits | 761 | 7370 | MACT Fuel Choice Floor in lbs/MMBtu | FALSE | L | Annual | Allowances Withdrawn (n:1) | lbs | 0 | 0 | 0 | 0 | 0 | 0 | 0 | 0
WI Small Coal Units Hg Rule v3.1, Unit 3610 and retrofits | 761 | 7370 | MACT Fuel Choice Floor in lbs/MMBtu | FALSE | L | Annual | Net Emissions Allowance Position | lbs | 1.3745 | 0.45179 | 0 | 0 | 0 | 0 | 0 | 0
WI Small Coal Units Hg Rule v3.1, Unit 3610 and retrofits | 761 | 7370 | MACT Fuel Choice Floor in lbs/MMBtu | FALSE | L | Annual | Fuel Consumed | TBtu | 2.7655 | 0.80083 | 0 | 0 | 0 | 0 | 0 | 0
WI Small Coal Units Hg Rule v3.1, Unit 3610 and retrofits | 761 | 7370 | MACT Fuel Choice Floor in lbs/MMBtu | FALSE | L | Annual | Rate | lb/MMBtu | 4.97e-07 | 5.6415e-07 | 0 | 0 | 0 | 0 | 0 | 0
WI Small Coal Units Hg Rule v3.1, Unit 3610 and retrofits | 761 | 7370 | MACT Fuel Choice Floor in lbs/MMBtu | FALSE | L | Annual | Generation | TWh | 0.21828 | 0.063211 | 0 | 0 | 0 | 0 | 0 | 0
WI Small Coal Units Hg Rule v3.1, Unit 3610 and retrofits | 761 | 7370 | MACT Fuel Choice Floor in lbs/MMBtu | FALSE | L | Annual | Qualifying Generation | TWh | 0.21828 | 0.063211 | 0 | 0 | 0 | 0 | 0 | 0
WI Small Coal Units Hg Rule v3.1, Unit 3610 and retrofits | 761 | 7370 | MACT Fuel Choice Floor in lbs/MMBtu | FALSE | L | Annual | Constraint Shadow Price | US2019$/Lb | 0 | 0 | 0 | 0 | 0 | 0 | 0 | 0
Zero Reserve Margin Type 3 Constraints | 762 | 7658 | MACT Fuel Choice Floor in lbs/MMBtu | FALSE | L | Annual | Seasons Included | Seasons | Winter, WintShld, Summer | Winter, WintShld, Summer | Winter, WintShld, Summer | Winter, WintShld, Summer | Winter, WintShld, Summer | Winter, WintShld, Summer | Winter, WintShld, Summer | Winter, WintShld, Summer
Zero Reserve Margin Type 3 Constraints | 762 | 7658 | MACT Fuel Choice Floor in lbs/MMBtu | FALSE | L | Annual | Emission Floor | lb/MMBtu | 0 | 0 | 0 | 0 | 0 | 0 | 0 | 0
Zero Reserve Margin Type 3 Constraints | 762 | 7658 | MACT Fuel Choice Floor in lbs/MMBtu | FALSE | L | Annual | Emissions at Affected Plants NOX | Thousand Tons | 0.66756 | 0.58966 | 0.58966 | 0.56105 | 0.41715 | 0.18184 | 0 | 0
Zero Reserve Margin Type 3 Constraints | 762 | 7658 | MACT Fuel Choice Floor in lbs/MMBtu | FALSE | L | Annual | Allowances Purchased NOX | Thousand Tons | 0 | 0 | 0 | 0 | 0 | 0 | 0 | 0
Zero Reserve Margin Type 3 Constraints | 762 | 7658 | MACT Fuel Choice Floor in lbs/MMBtu | FALSE | L | Annual | Allowances Sold NOX | Thousand Tons | 0 | 0 | 0 | 0 | 0 | 0 | 0 | 0
Zero Reserve Margin Type 3 Constraints | 762 | 7658 | MACT Fuel Choice Floor in lbs/MMBtu | FALSE | L | Annual | Allowances Banked | Thousand Tons | 0 | 0 | 0 | 0 | 0 | 0 | 0 | 0
Zero Reserve Margin Type 3 Constraints | 762 | 7658 | MACT Fuel Choice Floor in lbs/MMBtu | FALSE | L | Annual | Allowances Withdrawn (1:1) | Thousand Tons | 0 | 0 | 0 | 0 | 0 | 0 | 0 | 0
Zero Reserve Margin Type 3 Constraints | 762 | 7658 | MACT Fuel Choice Floor in lbs/MMBtu | FALSE | L | Annual | Allowances Withdrawn (n:1) | Thousand Tons | 0 | 0 | 0 | 0 | 0 | 0 | 0 | 0
Zero Reserve Margin Type 3 Constraints | 762 | 7658 | MACT Fuel Choice Floor in lbs/MMBtu | FALSE | L | Annual | Net Emissions Allowance Position | Thousand Tons | 0.66756 | 0.58966 | 0.58966 | 0.56105 | 0.41715 | 0.18184 | 0 | 0
Zero Reserve Margin Type 3 Constraints | 762 | 7658 | MACT Fuel Choice Floor in lbs/MMBtu | FALSE | L | Annual | Fuel Consumed | TBtu | 18.1501 | 16.0321 | 16.0321 | 15.2541 | 11.3418 | 4.9441 | 0 | 0
Zero Reserve Margin Type 3 Constraints | 762 | 7658 | MACT Fuel Choice Floor in lbs/MMBtu | FALSE | L | Annual | Rate | lb/MMBtu | 0.07356 | 0.07356 | 0.07356 | 0.07356 | 0.07356 | 0.07356 | 0 | 0
Zero Reserve Margin Type 3 Constraints | 762 | 7658 | MACT Fuel Choice Floor in lbs/MMBtu | FALSE | L | Annual | Generation | TWh | 1.8254 | 1.6124 | 1.6124 | 1.5342 | 1.1407 | 0.49724 | 0 | 0
Zero Reserve Margin Type 3 Constraints | 762 | 7658 | MACT Fuel Choice Floor in lbs/MMBtu | FALSE | L | Annual | Qualifying Generation | TWh | 1.8254 | 1.6124 | 1.6124 | 1.5342 | 1.1407 | 0.49724 | 0 | 0
Zero Reserve Margin Type 3 Constraints | 762 | 7658 | MACT Fuel Choice Floor in lbs/MMBtu | FALSE | L | Annual | Constraint Shadow Price | US2019$/Ton | 0 | 0 | 0 | 0 | 0 | 0 | 0 | 0

## Table 1-16_US
Sensitivity - Air Quality Modeling Base Case + IRA
| 2023 | 2025 | 2028 | 2030 | 2035 | 2040 | 2045 | 2050
1. Reserve Margin Capacity Winter [MW] | 959035.2674 | 910127.988 | 922005.1868 | 942310.2901 | 991612.0354 | 1053693.5935 | 1127605.3074 | 1217162.9126
Plus Firm Contract Purchases Winter [MW] | 0 | 0 | 0 | 0 | 0 | 0 | 0 | 0
Plus Transmission In Winter [MW] | 9870.0837 | 12603.2571 | 14765.9818 | 17761.6971 | 22249.9836 | 21968.6193 | 36855.6695 | 57351.0533
Less Firm Contract Sales Winter [MW] | 0 | 0 | 0 | 0 | 0 | 0 | 0 | 0
Less Transmission Out Winter [MW] | 10383.1645 | 13870.6753 | 16828.177 | 22650.1042 | 28651.3973 | 28571.6318 | 42000.2354 | 62980.983
Total Reserve Margin Capacity Winter [MW] | 958522.1867 | 908860.5699 | 919942.9916 | 937421.8829 | 985210.6217 | 1047090.5809 | 1122460.7416 | 1211532.983
2. Peak Load Winter [MW] | 657662.7939 | 664411.9352 | 675658.3762 | 688334.2693 | 723324.4958 | 766868.201 | 817027.1079 | 875467.3199
Less DSM [MW] | 0 | 0 | 0 | 0 | 0 | 0 | 0 | 0
Net Demand Winter [MW] | 657662.7939 | 664411.9352 | 675658.3762 | 688334.2693 | 723324.4958 | 766868.201 | 817027.1079 | 875467.3199
3. Reserve Margin Winter [%] | 45.7468 | 36.7917 | 36.155 | 36.187 | 36.2059 | 36.5411 | 37.3835 | 38.387
1. Reserve Margin Capacity WintShld [MW] | 959035.2674 | 910127.988 | 922005.1868 | 942310.2901 | 991612.0354 | 1053693.5935 | 1127605.3074 | 1217162.9126
Plus Firm Contract Purchases WintShld [MW] | 0 | 0 | 0 | 0 | 0 | 0 | 0 | 0
Plus Transmission In WintShld [MW] | 2961.3345 | 3556.626 | 3736.5118 | 4873.9175 | 4208.1527 | 3329.6996 | 20081.417 | 31535.5307
Less Firm Contract Sales WintShld [MW] | 0 | 0 | 0 | 0 | 0 | 0 | 0 | 0
Less Transmission Out WintShld [MW] | 3044.8477 | 3655.6482 | 3837.9141 | 5004.1232 | 4320.1071 | 3412.2123 | 20577.2523 | 32317.4288
Total Reserve Margin Capacity WintShld [MW] | 958951.7542 | 910028.9658 | 921903.7845 | 942180.0844 | 991500.081 | 1053611.0808 | 1127109.472 | 1216381.0144
2. Peak Load WintShld [MW] | 597284.1547 | 603342.8941 | 613383.3031 | 624359.7315 | 655012.9036 | 692783.764 | 735983.2717 | 786318.7044
Less DSM [MW] | 0 | 0 | 0 | 0 | 0 | 0 | 0 | 0
Net Demand WintShld [MW] | 597284.1547 | 603342.8941 | 613383.3031 | 624359.7315 | 655012.9036 | 692783.764 | 735983.2717 | 786318.7044
3. Reserve Margin WintShld [%] | 60.552 | 50.8311 | 50.2982 | 50.9034 | 51.3711 | 52.0837 | 53.1434 | 54.6931
1. Reserve Margin Capacity Summer [MW] | 959035.2674 | 910127.988 | 922005.1868 | 942310.2901 | 991612.0354 | 1053693.5935 | 1127605.3074 | 1217162.9126
Plus Firm Contract Purchases Summer [MW] | 0 | 0 | 0 | 0 | 0 | 0 | 0 | 0
Plus Transmission In Summer [MW] | 48248.9385 | 75702.2504 | 83443.1547 | 81900.6209 | 90285.9974 | 92109.2074 | 122551.3819 | 132716.2126
Less Firm Contract Sales Summer [MW] | 0 | 0 | 0 | 0 | 0 | 0 | 0 | 0
Less Transmission Out Summer [MW] | 49426.1826 | 75539.4486 | 81311.4349 | 82167.6243 | 89326.1934 | 89239.6786 | 118702.0455 | 131152.5865
Total Reserve Margin Capacity Summer [MW] | 957858.0232 | 910290.7898 | 924136.9066 | 942043.2867 | 992571.8394 | 1056563.1222 | 1131454.6438 | 1218726.5387
2. Peak Load Summer [MW] | 782681.9523 | 790235.0926 | 802003.0866 | 817830.2889 | 861773.8208 | 917419.4998 | 982519.6712 | 1058366.7624
Less DSM [MW] | 0 | 0 | 0 | 0 | 0 | 0 | 0 | 0
Net Demand Summer [MW] | 782681.9523 | 790235.0926 | 802003.0866 | 817830.2889 | 861773.8208 | 917419.4998 | 982519.6712 | 1058366.7624
3. Reserve Margin Summer [%] | 22.3815 | 15.1924 | 15.2286 | 15.1881 | 15.1778 | 15.1668 | 15.1585 | 15.1516
1. Reserve Margin Capacity Annual [MW] | 959035.2674 | 910127.988 | 922005.1868 | 942310.2901 | 991612.0354 | 1053693.5935 | 1127605.3074 | 1217162.9126
Plus Firm Contract Purchases Annual [MW] | 0 | 0 | 0 | 0 | 0 | 0 | 0 | 0
Plus Transmission In Annual [MW] | 51698.8746 | 77891.8477 | 83653.8976 | 85389.4486 | 94690.9722 | 95107.0025 | 122665.785 | 139513.0403
Less Firm Contract Sales Annual [MW] | 0 | 0 | 0 | 0 | 0 | 0 | 0 | 0
Less Transmission Out Annual [MW] | 46729.039 | 68040.2926 | 70389.5929 | 73665.1959 | 80344.4574 | 77359.4506 | 102495.1346 | 120381.0551
Total Reserve Margin Capacity Annual [MW] | 964005.103 | 919979.5432 | 935269.4915 | 954034.5429 | 1005958.5502 | 1071441.1454 | 1147775.9578 | 1236294.8978
(for seasonal/annual regions combined)
2. Peak Load Annual [MW] | 787885.6428 | 795443.7069 | 807356.1136 | 823551.5129 | 868360.515 | 924967.0309 | 991090.2484 | 1068065.3655
Less DSM [MW] | 0 | 0 | 0 | 0 | 0 | 0 | 0 | 0
Net Demand Annual [MW] | 787885.6428 | 795443.7069 | 807356.1136 | 823551.5129 | 868360.515 | 924967.0309 | 991090.2484 | 1068065.3655
(for seasonal/annual regions combined)
3. Reserve Margin Annual [%] | 22.3534 | 15.6561 | 15.8435 | 15.8439 | 15.8457 | 15.8356 | 15.8094 | 15.7509
(for seasonal/annual regions combined)
3a.Local Reserves Annual [%] | 121.7226 | 114.4176 | 114.2006 | 114.4203 | 114.1936 | 113.9169 | 113.7742 | 113.9596
(for seasonal/annual regions combined)
4. Total Generation [GWh] | 4186554.9579 | 4251090.8098 | 4340495.5502 | 4433174.5479 | 4694441.7149 | 4959496.6401 | 5266150.2337 | 5640379.1782
Inter-Region Transmission [GWh] | 41233.8788 | 31003.1197 | 22508.9111 | 17085.4725 | -8710.3448 | -26029.6746 | -36045.2286 | -44344.4371
Pumping & Storage Losses [GWh] | 40381.3918 | 52131.1115 | 57733.399 | 77904.1653 | 128297.7972 | 152764.3913 | 176901.9312 | 193445.8281
Plus Purchases [GWh] | 0 | 0 | 0 | 0 | 0 | 0 | 0 | 0
Less Sales [GWh] | 0 | 0 | 0 | 0 | 0 | 0 | 0 | 0
5. Total Supply for Demand [GWh] | 4187407.4449 | 4229962.818 | 4305271.0623 | 4372355.8552 | 4557433.5729 | 4780702.5741 | 5053203.0739 | 5402588.913
6. Projected Demand [GWh] | 4185729.91 | 4228551.733 | 4301734.17 | 4366049.361 | 4542120.521 | 4757199.143 | 4999612.007 | 5283438.895
Energy Not Served [GWh] | 0 | 0 | 0 | 0 | 0 | 0 | 0 | 0
Less DSM [GWh] | 0 | 0 | 0 | 0 | 0 | 0 | 0 | 0
Energy Demand Response [GWh] | 0 | 0 | 0 | 0 | 0 | 0 | 0 | 0
Net Demand [GWh] | 4185729.91 | 4228551.733 | 4301734.17 | 4366049.361 | 4542120.521 | 4757199.143 | 4999612.007 | 5283438.895
7. Dumped Energy [GWh] | 1677.5349 | 1411.085 | 3536.8923 | 6306.4942 | 15313.0519 | 23503.4311 | 53591.0669 | 119150.018
8. Total Generation [GWh] | 4186554.9579 | 4251090.8098 | 4340495.5502 | 4433174.5479 | 4694441.7149 | 4959496.6401 | 5266150.2337 | 5640379.1782
Less T&D Losses [GWh] | 273818.6307 | 277804.2119 | 283328.5406 | 289361.3783 | 306556.1224 | 324278.0217 | 344647.0646 | 368710.6874
9. Total Sales [GWh] | 3912736.3272 | 3973286.5979 | 4057167.0095 | 4143813.1696 | 4387885.5924 | 4635218.6184 | 4921503.1691 | 5271668.4908
Capacity Avoided Costs [US$/kW]
ANNUAL | 97.7755 | 46.8359 | 59.6079 | 61.3684 | 51.397 | 59.7712 | 59.0315 | 57.1428
WINTER | 3.8977 | 2.0965 | 1.9884 | 1.9657 | 1.9112 | 2.0686 | 2.0386 | 2.0303
WINTSHLD | 0.00052285 | 0.0012074 | 0.0013611 | 0.0013215 | 0.0014913 | 0.00067599 | 0.00076697 | 0.0014898
SUMMER | 95.0713 | 45.1455 | 58.0427 | 59.8973 | 49.981 | 58.2055 | 57.5108 | 55.6469
10. Capacity by Capacity Reporting Type [MW]
00 New Combined Cycle | 14435.283 | 25535.0365 | 36644.7282 | 36644.7282 | 40271.3257 | 46792.364 | 53123.8422 | 61002.7392
00 New Combined Cycle with Carbon Capture | 0 | 0 | 0 | 0 | 670.2877 | 670.2877 | 670.2877 | 670.2877
00 New Combustion Turbine | 3710.55 | 4105.35 | 9587.6851 | 9587.6851 | 16749.5136 | 56410.9083 | 140132.2525 | 255398.9488
00 New Hydro | 1 | 1 | 1 | 1484.5 | 5797 | 8253.5122 | 8253.5122 | 8253.5122
00 New Nuclear | 0 | 0 | 0 | 0 | 0 | 0 | 0 | 0
00 New Biomass | 56.9 | 56.9 | 56.9 | 56.9 | 56.9 | 56.9 | 56.9 | 56.9
00 New Geothermal | 87.3 | 376.53 | 376.53 | 420.8771 | 420.8771 | 420.8771 | 420.8771 | 420.8771
00 New Landfill Gas | 798.1147 | 1208.6647 | 1824.4897 | 1824.4897 | 1824.4897 | 1824.4897 | 1824.4897 | 1824.4897
00 New Battery Storage | 13389.7 | 17748.027 | 18193.567 | 29228.2747 | 52402.3942 | 63297.7721 | 78273.3356 | 87669.5198
00 New Offshore Wind | 1130 | 2280 | 3880 | 6680 | 27980.015 | 37283.3175 | 42961.8967 | 53943.3986
00 New Onshore Wind | 33167.1186 | 59675.8455 | 64503.5756 | 90897.4103 | 192165.4586 | 241422.626 | 289559.0155 | 358396.9087
00 New Solar PV | 45130.4 | 54858.1203 | 65444.1912 | 98374.9242 | 180469.041 | 232115.378 | 299708.9997 | 383727.0803
00 New Solar Thermal | 0 | 0 | 0 | 0 | 828.1359 | 828.1359 | 828.1359 | 828.1359
00 New Fuel Cell | 109.1 | 109.1 | 109.1 | 109.1 | 109.1 | 109.1 | 109.1 | 109.1
00 New Ultrasupercritical Coal without CCS | 0 | 0 | 0 | 0 | 0 | 0 | 0 | 0
00 New Ultrasupercritical Coal with 30% CCS | 0 | 0 | 0 | 0 | 0 | 0 | 0 | 0
00 New Ultrasupercritical Coal with 90% CCS | 0 | 0 | 0 | 0 | 0 | 0 | 0 | 0
00 Exist & New Distributed Solar PV | 48537.9826 | 55160.9183 | 65774.1253 | 72865.9032 | 88157.5704 | 104236.1402 | 120678.3371 | 138183.9934
00 Exist Combined Cycle | 276563.2 | 268311.9289 | 267513.1876 | 264018.163 | 263467.2243 | 263467.2243 | 259897.0243 | 250930.6243
00 Exist Combustion Turbine | 146121.9 | 142250.2356 | 141977.9616 | 141089.0111 | 140364.6474 | 140252.7627 | 129711.9627 | 124468.0627
00 Exist Coal Steam_Uncontrolled | 554.6 | 554.6 | 554.6 | 531.1 | 488.1 | 289 | 135.8 | 19.2
00 Exist Coal Steam_ACI | 13775.6 | 11128 | 9226 | 6522 | 4364 | 3174 | 1992 | 1992
00 Exist Coal Steam_ACI_DSI | 4318.2 | 3374.2 | 2779.2 | 1509.2 | 1509.2 | 1509.2 | 1486 | 1486
00 Exist Coal Steam_DryFGD | 60 | 60 | 60 | 0 | 0 | 0 | 0 | 0
00 Exist Coal Steam_DryFGD_ACI | 8872 | 7680.3589 | 7371.7349 | 5031.4002 | 3787.9131 | 2346 | 1306 | 808
00 Exist Coal Steam_DryFGD_DSI | 268 | 0 | 0 | 0 | 0 | 0 | 0 | 0
00 Exist Coal Steam_DryFGD_SCR | 441 | 153.3495 | 0 | 0 | 0 | 0 | 0 | 0
00 Exist Coal Steam_DryFGD_SCR_ACI | 15623 | 10200 | 8579 | 8571 | 7121 | 6371 | 5807 | 1205
00 Exist Coal Steam_DryFGD_SCR_DSI | 268 | 268 | 268 | 268 | 0 | 0 | 0 | 0
00 Exist Coal Steam_DryFGD_SCR_ACI_DSI | 1400 | 1400 | 931 | 931 | 931 | 931 | 931 | 0
00 Exist Coal Steam_DryFGD_SNCR_ACI | 2178 | 2178 | 2178 | 1384.5411 | 1160 | 1160 | 1160 | 1160
00 Exist Coal Steam_DryFGD_SNCR_ACI_DSI | 584 | 584 | 584 | 584 | 4 | 4 | 4 | 4
00 Exist Coal Steam_DSI | 1209 | 955 | 955 | 938 | 0 | 0 | 0 | 0
00 Exist Coal Steam_SCR_ACI | 4781 | 4361 | 4361 | 4361 | 3876.7869 | 3876.7869 | 3876.7869 | 2772
00 Exist Coal Steam_SCR_ACI_DSI | 3398.9275 | 1690 | 1690 | 390 | 390 | 390 | 390 | 390
00 Exist Coal Steam_SNCR | 15.2 | 15.2 | 15.2 | 15.2 | 15.2 | 15.2 | 15.2 | 15.2
00 Exist Coal Steam_SCR | 0 | 0 | 0 | 0 | 0 | 0 | 0 | 0
00 Exist Coal Steam_SNCR_ACI | 580 | 580 | 0 | 0 | 0 | 0 | 0 | 0
00 Exist Coal Steam_SNCR_ACI_DSI | 2693 | 889 | 384 | 0 | 0 | 0 | 0 | 0
00 Exist Coal Steam_WetFGD | 5452 | 2940 | 2940 | 2456 | 2260 | 1351 | 0 | 0
00 Exist Coal Steam_WetFGD_ACI | 9501 | 7815.5661 | 7703 | 7186 | 6363.0722 | 6363.0722 | 6363.0722 | 1751.3561
00 Exist Coal Steam_WetFGD_ACI_DSI | 3086 | 1322 | 1029 | 499 | 499 | 468.2614 | 0 | 0
00 Exist Coal Steam_WetFGD_DSI | 0 | 0 | 0 | 0 | 0 | 0 | 0 | 0
00 Exist Coal Steam_WetFGD_SCR | 47310 | 37975.6978 | 31671.5213 | 28395.5213 | 15776.5273 | 9093.5273 | 8493.5273 | 5335.5273
00 Exist Coal Steam_WetFGD_SCR_DSI | 5900 | 2205 | 1239 | 4 | 0 | 0 | 0 | 0
00 Exist Coal Steam_WetFGD_SCR_ACI | 25854 | 16416 | 14295 | 12287 | 5946.6473 | 3262.6473 | 2967.6473 | 1887.6473
00 Exist Coal Steam_WetFGD_SCR_ACI_DSI | 9705 | 7042 | 7042 | 6012.8515 | 3856.8515 | 3194.8515 | 1564.8515 | 426.8515
00 Exist Coal Steam_WetFGD_SNCR | 2586.7 | 1674 | 1384 | 1384 | 507 | 54 | 54 | 54
00 Exist Coal Steam_WetFGD_SNCR_ACI | 9090.087 | 8058.0909 | 7868.3644 | 3926.7984 | 1705.2339 | 830.435 | 439.435 | 439.435
00 Exist Coal Steam_WetFGD_SNCR_ACI_DSI | 0 | 0 | 0 | 0 | 0 | 0 | 0 | 0
00 Exist FBC_ACI_DSI | 478 | 440 | 440 | 440 | 440 | 440 | 0 | 0
00 Exist FBC_DryFGD_ACI | 136 | 136 | 136 | 136 | 136 | 136 | 0 | 0
00 Exist FBC_DryFGD_DSI | 43 | 0 | 0 | 0 | 0 | 0 | 0 | 0
00 Exist FBC_DryFGD_SNCR | 1674 | 1674 | 1674 | 1674 | 1674 | 1674 | 1088 | 0
00 Exist FBC_DryFGD_SNCR_ACI | 610 | 610 | 610 | 610 | 610 | 610 | 610 | 0
00 Exist FBC_DryFGD_SNCR_ACI_DSI | 718 | 718 | 92 | 92 | 0 | 0 | 0 | 0
00 Exist FBC_DryFGD_SNCR_DSI | 86 | 0 | 0 | 0 | 0 | 0 | 0 | 0
00 Exist FBC_DSI | 822 | 402.6001 | 402.6001 | 402.6001 | 320 | 320 | 320 | 320
00 Exist FBC_SCR | 10.6 | 10.6 | 10.6 | 0 | 0 | 0 | 0 | 0
00 Exist FBC_SNCR | 53 | 0 | 0 | 0 | 0 | 0 | 0 | 0
00 Exist FBC_SNCR_ACI | 10.6 | 10.6 | 10.6 | 0 | 0 | 0 | 0 | 0
00 Exist FBC_SNCR_ACI_DSI | 305 | 305 | 305 | 0 | 0 | 0 | 0 | 0
00 Exist FBC_SNCR_DSI | 1114 | 824.276 | 824.276 | 704.276 | 688 | 688 | 688 | 180
00 Exist FBC_Uncontrolled | 0 | 0 | 0 | 0 | 0 | 0 | 0 | 0
00 Exist FBC_WetFGD_DSI | 51 | 51 | 51 | 51 | 51 | 51 | 51 | 0
00 Exist IGCC | 815 | 595 | 368.6811 | 0 | 0 | 0 | 0 | 0
00 Exist Fossil_Other | 1379.3 | 1379.3 | 1379.3 | 1379.3 | 1379.3 | 1379.3 | 1379.3 | 1379.3
00 Exist Fuel Cell | 174.8 | 174.8 | 174.8 | 174.8 | 174.8 | 174.8 | 174.8 | 174.8
00 Exist Hydro | 79354.2 | 79326 | 79310.2 | 79310.2 | 79310.2 | 79310.2 | 79310.2 | 79310.2
00 Exist Non Fossil_Other | 4323.1 | 4179.3 | 4179.3 | 4179.3 | 4179.3 | 4179.3 | 4179.3 | 4179.3
00 Exist Nuclear | 96925.2 | 93445.2 | 93445.2 | 90743.4 | 83573.5 | 78900.4 | 64704.6 | 45247.1
00 Exist Oil/Gas Steam | 52575.72 | 42139.32 | 41257.32 | 41031.32 | 40432.9855 | 40333.9855 | 38931.9855 | 35689.9465
00 Exist Oil/Gas Steam_SCR | 8749.7 | 5539.9 | 5539.9 | 5539.9 | 5485.0694 | 5485.0694 | 5485.0694 | 4014.6773
00 Exist Oil/Gas Steam_SNCR | 6273.9 | 4983.9 | 4983.9 | 4983.9 | 4983.9 | 4983.9 | 3532.9 | 2744.1
00 Exist Biomass | 3395 | 125.3 | 125.3 | 125.3 | 125.3 | 125.3 | 125.3 | 125.3
00 Exist Landfill Gas | 1738.4 | 1729.9 | 1729.9 | 1729.9 | 1729.9 | 1729.9 | 1729.9 | 1602.1
00 Exist Geothermal | 2401.6 | 2401.6 | 2401.6 | 2401.6 | 2393 | 2393 | 2393 | 2363.5
00 Exist Pump Storage | 22820 | 22820 | 22820 | 22820 | 22820 | 22820 | 22820 | 22820
00 Exist Energy Storage | 1036.7 | 1035.7 | 1035.7 | 1035.7 | 1035.7 | 1035.7 | 1035.7 | 1035.7
00 Exist Solar PV | 39772.8 | 39952 | 39944.8 | 39944.8 | 39942.8 | 39942.8 | 39942.8 | 39942.8
00 Exist Solar Thermal | 1486 | 1486 | 1486 | 1486 | 1486 | 1486 | 1486 | 1486
00 Exist Offshore Wind | 29.3 | 29.3 | 29.3 | 29.3 | 29.3 | 29.3 | 29.3 | 29.3
00 Exist Onshore Wind | 112303.1 | 113323.1 | 113323.1 | 113323.1 | 113323.1 | 113323.1 | 113323.1 | 113323.1
00 International Imports | 1000 | 1000 | 1000 | 1000 | 1000 | 1000 | 1000 | 1000
00 Ret.ACI | 0 | 0 | 0 | 0 | 0 | 0 | 0 | 0
00 Ret.ACI & DryFGD | 0 | 0 | 0 | 0 | 0 | 0 | 0 | 0
00 Ret.ACI & DryFGD & HRI | 0 | 0 | 0 | 0 | 0 | 0 | 0 | 0
00 Ret.ACI & DSI | 0 | 0 | 0 | 0 | 0 | 0 | 0 | 0
00 Ret.ACI & DSI & DryFGD | 0 | 0 | 0 | 0 | 0 | 0 | 0 | 0
00 Ret.ACI & DSI & DryFGD & HRI | 0 | 0 | 0 | 0 | 0 | 0 | 0 | 0
00 Ret.ACI & DSI & HRI | 0 | 0 | 0 | 0 | 0 | 0 | 0 | 0
00 Ret.ACI & DSI & WetFGD & HRI | 0 | 0 | 0 | 0 | 0 | 0 | 0 | 0
00 Ret.ACI & HRI | 0 | 0 | 0 | 0 | 0 | 0 | 0 | 0
00 Ret.ACI & SCR | 0 | 0 | 0 | 0 | 0 | 0 | 0 | 0
00 Ret.ACI & SCR & DryFGD & HRI | 0 | 0 | 0 | 0 | 0 | 0 | 0 | 0
00 Ret.ACI & SCR & DSI | 0 | 0 | 0 | 0 | 0 | 0 | 0 | 0
00 Ret.ACI & SCR & DSI & DryFGD | 0 | 0 | 0 | 0 | 0 | 0 | 0 | 0
00 Ret.ACI & SCR & DSI & DryFGD & HRI | 0 | 0 | 0 | 0 | 0 | 0 | 0 | 0
00 Ret.ACI & SCR & DSI & HRI | 0 | 0 | 0 | 0 | 0 | 0 | 0 | 0
00 Ret.ACI & SCR & DSI & WetFGD | 0 | 0 | 0 | 0 | 0 | 0 | 0 | 0
00 Ret.ACI & SCR & DSI & WetFGD & HRI | 0 | 0 | 0 | 0 | 0 | 0 | 0 | 0
00 Ret.ACI & SCR & HRI | 0 | 0 | 0 | 0 | 0 | 0 | 0 | 0
00 Ret.ACI & SCR & WetFGD & HRI | 0 | 0 | 0 | 0 | 0 | 0 | 0 | 0
00 Ret.ACI & SNCR | 0 | 0 | 0 | 0 | 0 | 0 | 0 | 0
00 Ret.ACI & SNCR & DSI | 0 | 0 | 0 | 0 | 0 | 0 | 0 | 0
00 Ret.ACI & SNCR & DSI & DryFGD | 0 | 0 | 0 | 0 | 0 | 0 | 0 | 0
00 Ret.ACI & SNCR & DSI & DryFGD & HRI | 0 | 0 | 0 | 0 | 0 | 0 | 0 | 0
00 Ret.ACI & SNCR & DSI & HRI | 0 | 0 | 0 | 0 | 0 | 0 | 0 | 0
00 Ret.ACI & SNCR & DSI & WetFGD | 0 | 0 | 0 | 0 | 0 | 0 | 0 | 0
00 Ret.ACI & SNCR & DSI & WetFGD & HRI | 0 | 0 | 0 | 0 | 0 | 0 | 0 | 0
00 Ret.ACI & SNCR & HRI | 0 | 0 | 0 | 0 | 0 | 0 | 0 | 0
00 Ret.ACI & WetFGD | 0 | 0 | 0 | 0 | 0 | 0 | 0 | 0
00 Ret.ACI & WetFGD & DSI | 0 | 0 | 0 | 0 | 0 | 0 | 0 | 0
00 Ret.ACI & WetFGD & HRI | 0 | 0 | 0 | 0 | 0 | 0 | 0 | 0
00 Ret.C2G | 5743.0725 | 6837.6656 | 10323.8421 | 9645.8421 | 11259.8421 | 9183.5765 | 8847.5765 | 8402.1765
00 Ret.C2G & SCR | 0 | 0 | 0 | 0 | 0 | 0 | 0 | 0
00 Ret.CCG | 0 | 0 | 0 | 2361.7937 | 2361.7937 | 2361.7937 | 2361.7937 | 2361.7937
00 Ret.DryFGD | 0 | 0 | 0 | 0 | 0 | 0 | 0 | 0
00 Ret.DryFGD & CCS | 0 | 0 | 0 | 0 | 0 | 0 | 0 | 0
00 Ret.DryFGD & HRI | 0 | 0 | 0 | 0 | 0 | 0 | 0 | 0
00 Ret.DSI | 0 | 0 | 0 | 0 | 0 | 0 | 0 | 0
00 Ret.DSI & DryFGD | 0 | 0 | 0 | 0 | 0 | 0 | 0 | 0
00 Ret.DSI & DryFGD & HRI | 0 | 0 | 0 | 0 | 0 | 0 | 0 | 0
00 Ret.DSI & HRI | 0 | 0 | 0 | 0 | 0 | 0 | 0 | 0
00 Ret.ExistACI & DryFGD | 0 | 0 | 0 | 0 | 0 | 0 | 0 | 0
00 Ret.ExistACI & DryFGD & CCS | 0 | 0 | 0 | 0 | 2.8461 | 2.8461 | 2.8461 | 2.8461
00 Ret.ExistACI & DryFGD & HRI | 0 | 0 | 0 | 0 | 0 | 0 | 0 | 0
00 Ret.ExistACI & DryFGD & HRI & CCS | 0 | 0 | 0 | 0 | 0 | 0 | 0 | 0
00 Ret.ExistACI & DSI | 0 | 0 | 0 | 0 | 0 | 0 | 0 | 0
00 Ret.ExistACI & DSI & DryFGD | 0 | 0 | 0 | 0 | 0 | 0 | 0 | 0
00 Ret.ExistACI & DSI & DryFGD & HRI | 0 | 0 | 0 | 0 | 0 | 0 | 0 | 0
00 Ret.ExistACI & DSI & HRI | 0 | 0 | 0 | 0 | 0 | 0 | 0 | 0
00 Ret.ExistACI & HRI | 0 | 0 | 0 | 0 | 0 | 0 | 0 | 0
00 Ret.ExistACI & HRI & WetFGD | 0 | 0 | 0 | 0 | 0 | 0 | 0 | 0
00 Ret.ExistACI & SCR | 0 | 0 | 0 | 0 | 0 | 0 | 0 | 0
00 Ret.ExistACI & SCR & DryFGD | 0 | 0 | 0 | 0 | 0 | 0 | 0 | 0
00 Ret.ExistACI & SCR & DryFGD & CCS | 0 | 0 | 0 | 0 | 0 | 0 | 0 | 0
00 Ret.ExistACI & SCR & DryFGD & HRI | 0 | 0 | 0 | 0 | 0 | 0 | 0 | 0
00 Ret.ExistACI & SCR & DryFGD & HRI & CCS | 0 | 0 | 0 | 0 | 0 | 0 | 0 | 0
00 Ret.ExistACI & SCR & DSI | 0 | 0 | 0 | 0 | 0 | 0 | 0 | 0
00 Ret.ExistACI & SCR & DSI & DryFGD | 0 | 0 | 0 | 0 | 0 | 0 | 0 | 0
00 Ret.ExistACI & SCR & DSI & DryFGD & HRI | 0 | 0 | 0 | 0 | 0 | 0 | 0 | 0
00 Ret.ExistACI & SCR & DSI & HRI | 0 | 0 | 0 | 0 | 0 | 0 | 0 | 0
00 Ret.ExistACI & SCR & HRI | 0 | 0 | 0 | 0 | 0 | 0 | 0 | 0
00 Ret.ExistACI & SCR & WetFGD | 0 | 0 | 0 | 0 | 0 | 0 | 0 | 0
00 Ret.ExistACI & SCR & WetFGD & CCS | 0 | 0 | 0 | 0 | 0 | 0 | 0 | 0
00 Ret.ExistACI & SCR & WetFGD & HRI | 0 | 0 | 0 | 0 | 0 | 0 | 0 | 0
00 Ret.ExistACI & SCR & WetFGD & HRI & CCS | 0 | 0 | 0 | 0 | 0 | 0 | 0 | 0
00 Ret.ExistACI & SNCR | 0 | 0 | 0 | 0 | 0 | 0 | 0 | 0
00 Ret.ExistACI & SNCR & DryFGD | 0 | 0 | 0 | 0 | 0 | 0 | 0 | 0
00 Ret.ExistACI & SNCR & DryFGD & CCS | 0 | 0 | 0 | 0 | 0 | 0 | 0 | 0
00 Ret.ExistACI & SNCR & DryFGD & HRI | 0 | 0 | 0 | 0 | 0 | 0 | 0 | 0
00 Ret.ExistACI & SNCR & DryFGD & HRI & CCS | 0 | 0 | 0 | 0 | 0 | 0 | 0 | 0
00 Ret.ExistACI & SNCR & DSI | 0 | 0 | 0 | 0 | 0 | 0 | 0 | 0
00 Ret.ExistACI & SNCR & DSI & HRI | 0 | 0 | 0 | 0 | 0 | 0 | 0 | 0
00 Ret.ExistACI & SNCR & HRI | 0 | 0 | 0 | 0 | 0 | 0 | 0 | 0
00 Ret.ExistACI & SNCR & WetFGD | 0 | 0 | 0 | 0 | 0 | 0 | 0 | 0
00 Ret.ExistACI & SNCR & WetFGD & CCS | 0 | 0 | 0 | 0 | 0 | 0 | 0 | 0
00 Ret.ExistACI & SNCR & WetFGD & HRI | 0 | 0 | 0 | 0 | 0 | 0 | 0 | 0
00 Ret.ExistACI & SNCR & WetFGD & HRI & CCS | 0 | 0 | 0 | 0 | 0 | 0 | 0 | 0
00 Ret.ExistACI & WetFGD | 0 | 0 | 0 | 0 | 0 | 0 | 0 | 0
00 Ret.ExistACI & WetFGD & CCS | 0 | 0 | 0 | 0 | 0 | 0 | 0 | 0
00 Ret.ExistACI & WetFGD & HRI & CCS | 0 | 0 | 0 | 0 | 0 | 0 | 0 | 0
00 Ret.ExistACI_DSI & DryFGD | 0 | 0 | 0 | 0 | 0 | 0 | 0 | 0
00 Ret.ExistACI_DSI & DryFGD & CCS | 0 | 0 | 0 | 0 | 0 | 0 | 0 | 0
00 Ret.ExistACI_DSI & DryFGD & HRI | 0 | 0 | 0 | 0 | 0 | 0 | 0 | 0
00 Ret.ExistACI_DSI & DryFGD & HRI & CCS | 0 | 0 | 0 | 0 | 0 | 0 | 0 | 0
00 Ret.ExistACI_DSI & HRI | 0 | 0 | 0 | 0 | 0 | 0 | 0 | 0
00 Ret.ExistACI_DSI & SCR | 0 | 0 | 0 | 0 | 0 | 0 | 0 | 0
00 Ret.ExistACI_DSI & SCR & DryFGD | 0 | 0 | 0 | 0 | 0 | 0 | 0 | 0
00 Ret.ExistACI_DSI & SCR & DryFGD & CCS | 0 | 0 | 0 | 0 | 0 | 0 | 0 | 0
00 Ret.ExistACI_DSI & SCR & DryFGD & HRI | 0 | 0 | 0 | 0 | 0 | 0 | 0 | 0
00 Ret.ExistACI_DSI & SCR & DryFGD & HRI & CCS | 0 | 0 | 0 | 0 | 0 | 0 | 0 | 0
00 Ret.ExistACI_DSI & SCR & HRI | 0 | 0 | 0 | 0 | 0 | 0 | 0 | 0
00 Ret.ExistACI_DSI & SCR & WetFGD | 0 | 0 | 0 | 0 | 0 | 0 | 0 | 0
00 Ret.ExistACI_DSI & SCR & WetFGD & CCS | 0 | 0 | 0 | 0 | 0 | 0 | 0 | 0
00 Ret.ExistACI_DSI & SCR & WetFGD & HRI | 0 | 0 | 0 | 0 | 0 | 0 | 0 | 0
00 Ret.ExistACI_DSI & SCR & WetFGD & HRI & CCS | 0 | 0 | 0 | 0 | 0 | 0 | 0 | 0
00 Ret.ExistACI_DSI & SNCR | 0 | 0 | 0 | 0 | 0 | 0 | 0 | 0
00 Ret.ExistACI_DSI & SNCR & DryFGD | 0 | 0 | 0 | 0 | 0 | 0 | 0 | 0
00 Ret.ExistACI_DSI & SNCR & DryFGD & HRI & CCS | 0 | 0 | 0 | 0 | 0 | 0 | 0 | 0
00 Ret.ExistACI_DSI & SNCR & DryFGD & HRI | 0 | 0 | 0 | 0 | 0 | 0 | 0 | 0
00 Ret.ExistACI_DSI & SNCR & WetFGD & HRI & CCS | 0 | 0 | 0 | 0 | 0 | 0 | 0 | 0
00 Ret.ExistACI_DSI & SNCR & HRI | 0 | 0 | 0 | 0 | 0 | 0 | 0 | 0
00 Ret.ExistACI_DSI & SNCR & WetFGD | 0 | 0 | 0 | 0 | 0 | 0 | 0 | 0
00 Ret.ExistACI_DSI & SNCR & WetFGD & HRI | 0 | 0 | 0 | 0 | 0 | 0 | 0 | 0
00 Ret.ExistACI_DSI & WetFGD | 0 | 0 | 0 | 0 | 0 | 0 | 0 | 0
00 Ret.ExistACI_DSI & WetFGD & CCS | 0 | 0 | 0 | 0 | 0 | 0 | 0 | 0
00 Ret.ExistACI_DSI & WetFGD & HRI | 0 | 0 | 0 | 0 | 0 | 0 | 0 | 0
00 Ret.ExistACI_DSI & WetFGD & HRI & CCS | 0 | 0 | 0 | 0 | 0 | 0 | 0 | 0
00 Ret.ExistDryFGD & CCS | 0 | 0 | 0 | 0 | 0 | 0 | 0 | 0
00 Ret.ExistDryFGD & HRI | 0 | 0 | 0 | 0 | 0 | 0 | 0 | 0
00 Ret.ExistDryFGD & SCR | 0 | 0 | 0 | 0 | 0 | 0 | 0 | 0
00 Ret.ExistDryFGD & SCR & CCS | 0 | 0 | 0 | 0 | 0 | 0 | 0 | 0
00 Ret.ExistDryFGD & SCR & HRI | 0 | 0 | 0 | 0 | 0 | 0 | 0 | 0
00 Ret.ExistDryFGD & SNCR | 0 | 0 | 0 | 0 | 0 | 0 | 0 | 0
00 Ret.ExistDryFGD & SNCR & CCS | 0 | 0 | 0 | 0 | 0 | 0 | 0 | 0
00 Ret.ExistDryFGD & SNCR & HRI | 0 | 0 | 0 | 0 | 0 | 0 | 0 | 0
00 Ret.ExistDryFGD_ACI & CCS | 0 | 0 | 0 | 82.7837 | 82.7837 | 82.7837 | 82.7837 | 82.7837
00 Ret.ExistDryFGD_ACI & HRI | 0 | 0 | 0 | 0 | 0 | 0 | 0 | 0
00 Ret.ExistDryFGD_ACI & HRI & CCS | 0 | 0 | 0 | 0 | 0 | 0 | 0 | 0
00 Ret.ExistDryFGD_ACI & SCR | 0 | 0 | 0 | 0 | 0 | 0 | 0 | 0
00 Ret.ExistDryFGD_ACI & SCR & CCS | 0 | 0 | 0 | 0 | 0 | 0 | 0 | 0
00 Ret.ExistDryFGD_ACI & SCR & HRI | 0 | 0 | 0 | 0 | 0 | 0 | 0 | 0
00 Ret.ExistDryFGD_ACI & SCR & HRI & CCS | 0 | 0 | 0 | 0 | 0 | 0 | 0 | 0
00 Ret.ExistDryFGD_ACI & SNCR | 0 | 0 | 0 | 0 | 0 | 0 | 0 | 0
00 Ret.ExistDryFGD_ACI & SNCR & CCS | 0 | 0 | 0 | 0 | 0 | 0 | 0 | 0
00 Ret.ExistDryFGD_ACI & SNCR & HRI | 0 | 0 | 0 | 0 | 0 | 0 | 0 | 0
00 Ret.ExistDryFGD_ACI & SNCR & HRI & CCS | 0 | 0 | 0 | 0 | 0 | 0 | 0 | 0
00 Ret.ExistDryFGD_ACI_DSI & SCR | 0 | 0 | 0 | 0 | 0 | 0 | 0 | 0
00 Ret.ExistDryFGD_ACI_DSI & SCR & CCS | 0 | 0 | 0 | 0 | 0 | 0 | 0 | 0
00 Ret.ExistDryFGD_ACI_DSI & SCR & HRI | 0 | 0 | 0 | 0 | 0 | 0 | 0 | 0
00 Ret.ExistDryFGD_ACI_DSI & SCR & HRI & CCS | 0 | 0 | 0 | 0 | 0 | 0 | 0 | 0
00 Ret.ExistDryFGD_DSI & HRI | 0 | 0 | 0 | 0 | 0 | 0 | 0 | 0
00 Ret.ExistDryFGD_SNCR_ACI_DSI & CCS | 0 | 0 | 0 | 0 | 0 | 0 | 0 | 0
00 Ret.ExistDryFGD_SNCR_ACI_DSI & HRI | 0 | 0 | 0 | 0 | 0 | 0 | 0 | 0
00 Ret.ExistDryFGD_SNCR_ACI_DSI & HRI & CCS | 0 | 0 | 0 | 0 | 0 | 0 | 0 | 0
00 Ret.ExistDSI & DryFGD | 0 | 0 | 0 | 0 | 0 | 0 | 0 | 0
00 Ret.ExistDSI & DryFGD & HRI | 0 | 0 | 0 | 0 | 0 | 0 | 0 | 0
00 Ret.ExistDSI & HRI | 0 | 0 | 0 | 0 | 0 | 0 | 0 | 0
00 Ret.ExistDSI & SCR | 0 | 0 | 0 | 0 | 0 | 0 | 0 | 0
00 Ret.ExistDSI & SCR & DryFGD | 0 | 0 | 0 | 0 | 0 | 0 | 0 | 0
00 Ret.ExistDSI & SCR & DryFGD & HRI | 0 | 0 | 0 | 0 | 0 | 0 | 0 | 0
00 Ret.ExistDSI & SCR & HRI | 0 | 0 | 0 | 0 | 0 | 0 | 0 | 0
00 Ret.ExistDSI & SCR & WetFGD | 0 | 0 | 0 | 0 | 0 | 0 | 0 | 0
00 Ret.ExistDSI & SCR & WetFGD & HRI | 0 | 0 | 0 | 0 | 0 | 0 | 0 | 0
00 Ret.ExistDSI & SNCR | 0 | 0 | 0 | 0 | 0 | 0 | 0 | 0
00 Ret.ExistSCR & ACI | 0 | 0 | 0 | 0 | 0 | 0 | 0 | 0
00 Ret.ExistDSI & SNCR & DryFGD | 0 | 0 | 0 | 0 | 0 | 0 | 0 | 0
00 Ret.ExistSCR & ACI & DSI | 0 | 0 | 0 | 0 | 0 | 0 | 0 | 0
00 Ret.ExistSCR & ACI & DSI & DryFGD | 0 | 0 | 0 | 0 | 0 | 0 | 0 | 0
00 Ret.ExistSCR & ACI & DSI & DryFGD & HRI | 0 | 0 | 0 | 0 | 0 | 0 | 0 | 0
00 Ret.ExistDSI & SNCR & DryFGD & HRI | 0 | 0 | 0 | 0 | 0 | 0 | 0 | 0
00 Ret.ExistDSI & SNCR & HRI | 0 | 0 | 0 | 0 | 0 | 0 | 0 | 0
00 Ret.ExistSCR & ACI & DSI & HRI | 0 | 0 | 0 | 0 | 0 | 0 | 0 | 0
00 Ret.ExistDSI & SNCR & WetFGD | 0 | 0 | 0 | 0 | 0 | 0 | 0 | 0
00 Ret.ExistSCR & ACI & DSI & WetFGD | 0 | 0 | 0 | 0 | 0 | 0 | 0 | 0
00 Ret.ExistSCR & ACI & DSI & WetFGD & HRI | 0 | 0 | 0 | 0 | 0 | 0 | 0 | 0
00 Ret.ExistSCR & ACI & HRI | 0 | 0 | 0 | 0 | 0 | 0 | 0 | 0
00 Ret.ExistDSI & SNCR & WetFGD & HRI | 0 | 0 | 0 | 0 | 0 | 0 | 0 | 0
00 Ret.ExistDSI & WetFGD | 0 | 0 | 0 | 0 | 0 | 0 | 0 | 0
00 Ret.ExistDSI & WetFGD & HRI | 0 | 0 | 0 | 0 | 0 | 0 | 0 | 0
00 Ret.ExistDSI_ACI & SNCR & DryFGD & CCS | 0 | 0 | 0 | 0 | 0 | 0 | 0 | 0
00 Ret.ExistDSI_ACI & SNCR & WetFGD & CCS | 0 | 0 | 0 | 0 | 0 | 0 | 0 | 0
00 Ret.ExistSCR_ACI & DryFGD | 0 | 0 | 0 | 0 | 0 | 0 | 0 | 0
00 Ret.ExistSCR & DSI | 0 | 0 | 0 | 0 | 0 | 0 | 0 | 0
00 Ret.ExistSCR_ACI & DryFGD & CCS | 0 | 0 | 0 | 0 | 0 | 0 | 0 | 0
00 Ret.ExistSCR_ACI & DryFGD & HRI | 0 | 0 | 0 | 0 | 0 | 0 | 0 | 0
00 Ret.ExistSCR & DSI & DryFGD | 0 | 0 | 0 | 0 | 0 | 0 | 0 | 0
00 Ret.ExistSCR_ACI & DryFGD & HRI & CCS | 0 | 0 | 0 | 0 | 0 | 0 | 0 | 0
00 Ret.ExistSCR & DSI & DryFGD & HRI | 0 | 0 | 0 | 0 | 0 | 0 | 0 | 0
00 Ret.ExistSCR & DSI & HRI | 0 | 0 | 0 | 0 | 0 | 0 | 0 | 0
00 Ret.ExistSCR_ACI & DSI & HRI | 0 | 0 | 0 | 0 | 0 | 0 | 0 | 0
00 Ret.ExistSCR_ACI & HRI | 0 | 0 | 0 | 0 | 0 | 0 | 0 | 0
00 Ret.ExistSCR_ACI & WetFGD | 0 | 0 | 0 | 0 | 0 | 0 | 0 | 0
00 Ret.ExistSCR & HRI | 0 | 0 | 0 | 0 | 0 | 0 | 0 | 0
00 Ret.ExistSCR_ACI & WetFGD & CCS | 0 | 0 | 0 | 0 | 0 | 0 | 0 | 0
00 Ret.ExistSCR_ACI & WetFGD & HRI | 0 | 0 | 0 | 0 | 0 | 0 | 0 | 0
00 Ret.ExistSCR_ACI & WetFGD & HRI & CCS | 0 | 0 | 0 | 0 | 0 | 0 | 0 | 0
00 Ret.ExistSCR_ACI_DSI & DryFGD | 0 | 0 | 0 | 0 | 0 | 0 | 0 | 0
00 Ret.ExistSCR_ACI_DSI & DryFGD & CCS | 0 | 0 | 0 | 0 | 0 | 0 | 0 | 0
00 Ret.ExistSCR_ACI_DSI & DryFGD & HRI | 0 | 0 | 0 | 0 | 0 | 0 | 0 | 0
00 Ret.ExistSCR_ACI_DSI & DryFGD & HRI & CCS | 0 | 0 | 0 | 0 | 0 | 0 | 0 | 0
00 Ret.ExistSCR_ACI_DSI & HRI | 0 | 0 | 0 | 0 | 0 | 0 | 0 | 0
00 Ret.ExistSCR_ACI_DSI & WetFGD | 0 | 0 | 0 | 0 | 0 | 0 | 0 | 0
00 Ret.ExistSCR_ACI_DSI & WetFGD & CCS | 0 | 0 | 0 | 0 | 0 | 0 | 0 | 0
00 Ret.ExistSCR_ACI_DSI & WetFGD & HRI | 0 | 0 | 0 | 0 | 0 | 0 | 0 | 0
00 Ret.ExistSCR_ACI_DSI & WetFGD & HRI & CCS | 0 | 0 | 0 | 0 | 0 | 0 | 0 | 0
00 Ret.ExistSCR_DryFGD & HRI | 0 | 0 | 0 | 0 | 0 | 0 | 0 | 0
00 Ret.ExistSCR_DryFGD_ACI & CCS | 0 | 0 | 0 | 2.6855 | 2.6855 | 2.6855 | 2.6855 | 2.6855
00 Ret.ExistSCR_DryFGD_ACI & HRI | 0 | 0 | 0 | 0 | 0 | 0 | 0 | 0
00 Ret.ExistSCR_DryFGD_ACI & HRI & CCS | 0 | 0 | 0 | 0 | 0 | 0 | 0 | 0
00 Ret.ExistSCR_DryFGD_ACI_DSI & CCS | 0 | 0 | 0 | 0 | 0 | 0 | 0 | 0
00 Ret.ExistSCR_DryFGD_ACI_DSI & HRI | 0 | 0 | 0 | 0 | 0 | 0 | 0 | 0
00 Ret.ExistSCR_DryFGD_ACI_DSI & HRI & CCS | 0 | 0 | 0 | 0 | 0 | 0 | 0 | 0
00 Ret.ExistSCR_WetFGD & HRI | 0 | 0 | 0 | 0 | 0 | 0 | 0 | 0
00 Ret.ExistSCR_WetFGD & HRI & CCS | 0 | 0 | 0 | 0 | 0 | 0 | 0 | 0
00 Ret.ExistSCR_WetFGD_ACI & CCS | 0 | 0 | 0 | 1329.0909 | 2082.3506 | 2082.3506 | 2082.3506 | 2082.3506
00 Ret.ExistSCR_WetFGD_ACI & HRI | 0 | 0 | 0 | 0 | 0 | 0 | 0 | 0
00 Ret.ExistSCR_WetFGD_ACI & HRI & CCS | 0 | 0 | 0 | 0 | 0 | 0 | 0 | 0
00 Ret.ExistSCR_WetFGD_ACI_DSI & CCS | 0 | 0 | 0 | 70.7886 | 89.1157 | 89.1157 | 89.1157 | 89.1157
00 Ret.ExistSCR_WetFGD_ACI_DSI & HRI | 0 | 0 | 0 | 0 | 0 | 0 | 0 | 0
00 Ret.ExistSCR_WetFGD_ACI_DSI & HRI & CCS | 0 | 0 | 0 | 0 | 0 | 0 | 0 | 0
00 Ret.ExistSCR_WetFGD_DSI & HRI | 0 | 0 | 0 | 0 | 0 | 0 | 0 | 0
00 Ret.ExistSCR_WetFGD_DSI & HRI & CCS | 0 | 0 | 0 | 0 | 0 | 0 | 0 | 0
00 Ret.ExistSNCR_ACI & DryFGD | 0 | 0 | 0 | 0 | 0 | 0 | 0 | 0
00 Ret.ExistSNCR_ACI & DryFGD & CCS | 0 | 0 | 0 | 0 | 0 | 0 | 0 | 0
00 Ret.ExistSNCR_ACI & DryFGD & HRI | 0 | 0 | 0 | 0 | 0 | 0 | 0 | 0
00 Ret.ExistSNCR_ACI & DryFGD & HRI & CCS | 0 | 0 | 0 | 0 | 0 | 0 | 0 | 0
00 Ret.ExistSNCR_ACI & DSI & HRI | 0 | 0 | 0 | 0 | 0 | 0 | 0 | 0
00 Ret.ExistSNCR_ACI & HRI | 0 | 0 | 0 | 0 | 0 | 0 | 0 | 0
00 Ret.ExistSNCR_ACI & WetFGD | 0 | 0 | 0 | 0 | 0 | 0 | 0 | 0
00 Ret.ExistSNCR_ACI & WetFGD & CCS | 0 | 0 | 0 | 0 | 0 | 0 | 0 | 0
00 Ret.ExistSNCR_ACI & WetFGD & HRI | 0 | 0 | 0 | 0 | 0 | 0 | 0 | 0
00 Ret.ExistSNCR_ACI & WetFGD & HRI & CCS | 0 | 0 | 0 | 0 | 0 | 0 | 0 | 0
00 Ret.ExistSNCR_ACI_DSI & DryFGD | 0 | 0 | 0 | 0 | 0 | 0 | 0 | 0
00 Ret.ExistSNCR_ACI_DSI & DryFGD & CCS | 0 | 0 | 0 | 0 | 0 | 0 | 0 | 0
00 Ret.ExistSNCR_ACI_DSI & DryFGD & HRI | 0 | 0 | 0 | 0 | 0 | 0 | 0 | 0
00 Ret.ExistSNCR_ACI_DSI & DryFGD & HRI & CCS | 0 | 0 | 0 | 0 | 0 | 0 | 0 | 0
00 Ret.ExistSNCR_ACI_DSI & HRI | 0 | 0 | 0 | 0 | 0 | 0 | 0 | 0
00 Ret.ExistSNCR_ACI_DSI & WetFGD | 0 | 0 | 0 | 0 | 0 | 0 | 0 | 0
00 Ret.ExistSNCR_ACI_DSI & WetFGD & CCS | 0 | 0 | 0 | 0 | 0 | 0 | 0 | 0
00 Ret.ExistSNCR_ACI_DSI & WetFGD & HRI | 0 | 0 | 0 | 0 | 0 | 0 | 0 | 0
00 Ret.ExistSNCR_ACI_DSI & WetFGD & HRI & CCS | 0 | 0 | 0 | 0 | 0 | 0 | 0 | 0
00 Ret.ExistSNCR_DryFGD & HRI | 0 | 0 | 0 | 0 | 0 | 0 | 0 | 0
00 Ret.ExistSNCR_DryFGD_ACI & CCS | 0 | 0 | 0 | 252.7 | 415.7169 | 415.7169 | 415.7169 | 415.7169
00 Ret.ExistSNCR_DryFGD_ACI & HRI | 0 | 0 | 0 | 0 | 0 | 0 | 0 | 0
00 Ret.ExistSNCR_DryFGD_ACI & HRI & CCS | 0 | 0 | 0 | 0 | 0 | 0 | 0 | 0
00 Ret.ExistSNCR_WetFGD & HRI | 0 | 0 | 0 | 0 | 0 | 0 | 0 | 0
00 Ret.ExistSNCR_WetFGD & HRI & CCS | 0 | 0 | 0 | 0 | 0 | 0 | 0 | 0
00 Ret.ExistSNCR_WetFGD_ACI & CCS | 0 | 0 | 0 | 358.5884 | 358.5884 | 358.5884 | 358.5884 | 358.5884
00 Ret.ExistSNCR_WetFGD_ACI & HRI | 0 | 0 | 0 | 0 | 0 | 0 | 0 | 0
00 Ret.ExistSNCR_WetFGD_ACI & HRI & CCS | 0 | 0 | 0 | 0 | 0 | 0 | 0 | 0
00 Ret.ExistSNCR_WetFGD_ACI_DSI & CCS | 0 | 0 | 0 | 0 | 0 | 0 | 0 | 0
00 Ret.ExistSNCR_WetFGD_ACI_DSI & HRI | 0 | 0 | 0 | 0 | 0 | 0 | 0 | 0
00 Ret.ExistSNCR_WetFGD_ACI_DSI & HRI & CCS | 0 | 0 | 0 | 0 | 0 | 0 | 0 | 0
00 Ret.ExistSNCR & DryFGD & HRI | 0 | 0 | 0 | 0 | 0 | 0 | 0 | 0
00 Ret.ExistSNCR & HRI | 0 | 0 | 0 | 0 | 0 | 0 | 0 | 0
00 Ret.ExistWetFGD & CCS | 0 | 0 | 0 | 23.6669 | 23.6669 | 23.6669 | 23.6669 | 23.6669
00 Ret.ExistWetFGD & HRI | 0 | 0 | 0 | 0 | 0 | 0 | 0 | 0
00 Ret.ExistWetFGD & HRI & CCS | 0 | 0 | 0 | 0 | 0 | 0 | 0 | 0
00 Ret.ExistWetFGD & SCR | 0 | 0 | 0 | 0 | 0 | 0 | 0 | 0
00 Ret.ExistWetFGD & SCR & CCS | 0 | 0 | 0 | 0 | 0 | 0 | 0 | 0
00 Ret.ExistWetFGD & SCR & HRI | 0 | 0 | 0 | 0 | 0 | 0 | 0 | 0
00 Ret.ExistWetFGD & SCR & HRI & CCS | 0 | 0 | 0 | 0 | 0 | 0 | 0 | 0
00 Ret.ExistWetFGD & SNCR | 0 | 0 | 0 | 0 | 0 | 0 | 0 | 0
00 Ret.ExistWetFGD & SNCR & CCS | 0 | 0 | 0 | 0 | 0 | 0 | 0 | 0
00 Ret.ExistWetFGD & SNCR & HRI | 0 | 0 | 0 | 0 | 0 | 0 | 0 | 0
00 Ret.ExistWetFGD & SNCR & HRI & CCS | 0 | 0 | 0 | 0 | 0 | 0 | 0 | 0
00 Ret.ExistWetFGD_ACI & CCS | 0 | 0 | 0 | 0 | 0 | 0 | 0 | 0
00 Ret.ExistWetFGD_ACI & HRI | 0 | 0 | 0 | 0 | 0 | 0 | 0 | 0
00 Ret.ExistWetFGD_ACI & HRI & CCS | 0 | 0 | 0 | 0 | 0 | 0 | 0 | 0
00 Ret.ExistWetFGD_ACI & SCR | 206.6669 | 206.6669 | 206.6669 | 116.4992 | 116.4992 | 0 | 0 | 0
00 Ret.ExistWetFGD_ACI & SCR & CCS | 0 | 0 | 0 | 0 | 0 | 0 | 0 | 0
00 Ret.ExistWetFGD_ACI & SCR & HRI | 0 | 0 | 0 | 0 | 0 | 0 | 0 | 0
00 Ret.ExistWetFGD_ACI & SCR & HRI & CCS | 0 | 0 | 0 | 0 | 0 | 0 | 0 | 0
00 Ret.ExistWetFGD_ACI & SNCR | 0 | 0 | 0 | 0 | 0 | 0 | 0 | 0
00 Ret.ExistWetFGD_ACI & SNCR & CCS | 0 | 0 | 0 | 0 | 0 | 0 | 0 | 0
00 Ret.ExistWetFGD_ACI & SNCR & HRI | 0 | 0 | 0 | 0 | 0 | 0 | 0 | 0
00 Ret.ExistWetFGD_ACI & SNCR & HRI & CCS | 0 | 0 | 0 | 0 | 0 | 0 | 0 | 0
00 Ret.ExistWetFGD_ACI_DSI & CCS | 0 | 0 | 0 | 0 | 0 | 0 | 0 | 0
00 Ret.ExistWetFGD_ACI_DSI & HRI | 0 | 0 | 0 | 0 | 0 | 0 | 0 | 0
00 Ret.ExistWetFGD_ACI_DSI & HRI & CCS | 0 | 0 | 0 | 0 | 0 | 0 | 0 | 0
00 Ret.ExistWetFGD_ACI_DSI & SCR | 0 | 0 | 0 | 0 | 0 | 0 | 0 | 0
00 Ret.ExistWetFGD_ACI_DSI & SCR & CCS | 0 | 0 | 0 | 0 | 0 | 0 | 0 | 0
00 Ret.ExistWetFGD_ACI_DSI & SCR & HRI | 0 | 0 | 0 | 0 | 0 | 0 | 0 | 0
00 Ret.ExistWetFGD_ACI_DSI & SCR & HRI & CCS | 0 | 0 | 0 | 0 | 0 | 0 | 0 | 0
00 Ret.ExistWetFGD_ACI_DSI & SNCR | 0 | 0 | 0 | 0 | 0 | 0 | 0 | 0
00 Ret.ExistWetFGD_ACI_DSI & SNCR & CCS | 0 | 0 | 0 | 0 | 0 | 0 | 0 | 0
00 Ret.ExistWetFGD_ACI_DSI & SNCR & HRI | 0 | 0 | 0 | 0 | 0 | 0 | 0 | 0
00 Ret.ExistWetFGD_ACI_DSI & SNCR & HRI & CCS | 0 | 0 | 0 | 0 | 0 | 0 | 0 | 0
00 Ret.ExistWetFGD_DSI & HRI | 0 | 0 | 0 | 0 | 0 | 0 | 0 | 0
00 Ret.ExistWetFGD_DSI & SCR | 0 | 0 | 0 | 0 | 0 | 0 | 0 | 0
00 Ret.ExistSNCR_DSI & DryFGD & HRI | 0 | 0 | 0 | 0 | 0 | 0 | 0 | 0
00 Ret.ExistWetFGD_DSI & SCR & HRI | 0 | 0 | 0 | 0 | 0 | 0 | 0 | 0
00 Ret.ExistSNCR_DSI & HRI | 0 | 0 | 0 | 0 | 0 | 0 | 0 | 0
00 Ret.ExistWetFGD_DSI & SNCR | 0 | 0 | 0 | 0 | 0 | 0 | 0 | 0
00 Ret.ExistWetFGD_DSI & SNCR & HRI | 0 | 0 | 0 | 0 | 0 | 0 | 0 | 0
00 Ret.ExistWetFGD_SCR & CCS | 0 | 0 | 0 | 22.2211 | 30.1988 | 30.1988 | 30.1988 | 30.1988
00 Ret.ExistWetFGD_SCR_DSI & CCS | 0 | 0 | 0 | 0 | 3.512 | 3.512 | 3.512 | 3.512
00 Ret.ExistWetFGD_SNCR & CCS | 0 | 0 | 0 | 0 | 0 | 0 | 0 | 0
00 Ret.HRI | 0 | 0 | 0 | 0 | 0 | 0 | 0 | 0
00 Ret.SCR | 0 | 0 | 0 | 0 | 0 | 0 | 0 | 0
00 Ret.SCR & DryFGD | 0 | 0 | 0 | 0 | 0 | 0 | 0 | 0
00 Ret.SCR & DryFGD & ACI | 0 | 0 | 0 | 0 | 0 | 0 | 0 | 0
00 Ret.SCR & DryFGD & CCS | 0 | 0 | 0 | 0 | 0 | 0 | 0 | 0
00 Ret.SCR & DryFGD & HRI | 0 | 0 | 0 | 0 | 0 | 0 | 0 | 0
00 Ret.SCR & DSI | 0 | 0 | 0 | 0 | 0 | 0 | 0 | 0
00 Ret.SCR & DSI & DryFGD | 0 | 0 | 0 | 0 | 0 | 0 | 0 | 0
00 Ret.SCR & DSI & DryFGD & HRI | 0 | 0 | 0 | 0 | 0 | 0 | 0 | 0
00 Ret.SCR & DSI & HRI | 0 | 0 | 0 | 0 | 0 | 0 | 0 | 0
00 Ret.SCR & DSI & WetFGD | 0 | 0 | 0 | 0 | 0 | 0 | 0 | 0
00 Ret.SCR & DSI & WetFGD & HRI | 0 | 0 | 0 | 0 | 0 | 0 | 0 | 0
00 Ret.SCR & HRI | 0 | 0 | 0 | 0 | 0 | 0 | 0 | 0
00 Ret.SCR & WetFGD | 0 | 0 | 0 | 0 | 0 | 0 | 0 | 0
00 Ret.SCR & WetFGD & ACI | 0 | 0 | 0 | 0 | 0 | 0 | 0 | 0
00 Ret.SCR & WetFGD & CCS | 0 | 0 | 0 | 0 | 0 | 0 | 0 | 0
00 Ret.SCR & WetFGD & HRI | 0 | 0 | 0 | 0 | 0 | 0 | 0 | 0
00 Ret.SNCR | 0 | 0 | 0 | 0 | 0 | 0 | 0 | 0
00 Ret.SNCR & DryFGD | 0 | 0 | 0 | 0 | 0 | 0 | 0 | 0
00 Ret.SNCR & DryFGD & ACI | 0 | 0 | 0 | 0 | 0 | 0 | 0 | 0
00 Ret.SNCR & DryFGD & ACI & HRI | 0 | 0 | 0 | 0 | 0 | 0 | 0 | 0
00 Ret.SNCR & DryFGD & CCS | 0 | 0 | 0 | 0 | 0 | 0 | 0 | 0
00 Ret.SNCR & DryFGD & HRI | 0 | 0 | 0 | 0 | 0 | 0 | 0 | 0
00 Ret.SNCR & DSI | 0 | 0 | 0 | 0 | 0 | 0 | 0 | 0
00 Ret.SNCR & DSI & HRI | 0 | 0 | 0 | 0 | 0 | 0 | 0 | 0
00 Ret.SNCR & HRI | 0 | 0 | 0 | 0 | 0 | 0 | 0 | 0
00 Ret.SNCR & WetFGD | 0 | 0 | 0 | 0 | 0 | 0 | 0 | 0
00 Ret.SNCR & WetFGD & ACI | 0 | 0 | 0 | 0 | 0 | 0 | 0 | 0
00 Ret.SNCR & WetFGD & ACI & HRI | 0 | 0 | 0 | 0 | 0 | 0 | 0 | 0
00 Ret.SNCR & WetFGD & CCS | 0 | 0 | 0 | 0 | 0 | 0 | 0 | 0
00 Ret.SNCR & WetFGD & HRI | 0 | 0 | 0 | 0 | 0 | 0 | 0 | 0
00 Ret.WetFGD | 0 | 0 | 0 | 0 | 0 | 0 | 0 | 0
00 Ret.WetFGD & CCS | 0 | 0 | 0 | 0 | 0 | 0 | 0 | 0
00 Ret.WetFGD & HRI | 0 | 0 | 0 | 0 | 0 | 0 | 0 | 0
00 Ret.FB & HRI | 0 | 0 | 0 | 0 | 0 | 0 | 0 | 0
00 Ret.FB DryFGD | 0 | 0 | 0 | 0 | 0 | 0 | 0 | 0
00 Ret.FB DryFGD & HRI | 0 | 0 | 0 | 0 | 0 | 0 | 0 | 0
00 Ret.FB DryFGD & SNCR | 0 | 0 | 0 | 0 | 0 | 0 | 0 | 0
00 Ret.FB-Exist ACI & DryFGD & HRI | 0 | 0 | 0 | 0 | 0 | 0 | 0 | 0
00 Ret.FB-Exist ACI_DSI & DryFGD & SNCR | 0 | 0 | 0 | 0 | 0 | 0 | 0 | 0
00 Ret.FB-Exist ACI_DSI & SNCR | 0 | 0 | 0 | 0 | 0 | 0 | 0 | 0
00 Ret.FB-ExistACI & HRI | 0 | 0 | 0 | 0 | 0 | 0 | 0 | 0
00 Ret.FB-ExistACI_DSI & DryFGD | 0 | 0 | 0 | 0 | 0 | 0 | 0 | 0
00 Ret.FB-ExistACI_DSI & DryFGD & HRI | 0 | 0 | 0 | 0 | 0 | 0 | 0 | 0
00 Ret.FB-ExistACI_DSI & DryFGD & SNCR | 0 | 0 | 0 | 0 | 0 | 0 | 0 | 0
00 Ret.FB-ExistACI_DSI & DryFGD & SNCR & HRI | 0 | 0 | 0 | 0 | 0 | 0 | 0 | 0
00 Ret.FB-ExistACI_DSI & HRI | 0 | 0 | 0 | 0 | 0 | 0 | 0 | 0
00 Ret.FB-ExistACI_DSI & SNCR & HRI | 0 | 0 | 0 | 0 | 0 | 0 | 0 | 0
00 Ret.FB-ExistDryFGD & HRI | 0 | 0 | 0 | 0 | 0 | 0 | 0 | 0
00 Ret.FB-ExistDryFGD_ACI & HRI | 0 | 0 | 0 | 0 | 0 | 0 | 0 | 0
00 Ret.FB-ExistDryFGD_ACI & HRI & CCS | 0 | 0 | 0 | 0 | 0 | 0 | 0 | 0
00 Ret.FB-ExistDryFGD_ACI & SNCR | 0 | 0 | 0 | 0 | 0 | 0 | 0 | 0
00 Ret.FB-ExistDryFGD_ACI & SNCR & HRI | 0 | 0 | 0 | 0 | 0 | 0 | 0 | 0
00 Ret.FB-ExistDryFGD_DSI & HRI | 0 | 0 | 0 | 0 | 0 | 0 | 0 | 0
00 Ret.FB-ExistDryFGD_DSI & SNCR | 0 | 0 | 0 | 0 | 0 | 0 | 0 | 0
00 Ret.FB-ExistDryFGD_DSI & SNCR & HRI | 0 | 0 | 0 | 0 | 0 | 0 | 0 | 0
00 Ret.FB-ExistDryFGD_SNCR & HRI | 0 | 0 | 0 | 0 | 0 | 0 | 0 | 0
00 Ret.FB-ExistDryFGD_SNCR_ACI & HRI | 0 | 0 | 0 | 0 | 0 | 0 | 0 | 0
00 Ret.FB-ExistDryFGD_SNCR_ACI & HRI & CCS | 0 | 0 | 0 | 0 | 0 | 0 | 0 | 0
00 Ret.FB-ExistDryFGD_SNCR_ACI_DSI & HRI | 0 | 0 | 0 | 0 | 0 | 0 | 0 | 0
00 Ret.FB-ExistDryFGD_SNCR_ACI_DSI & HRI & CCS | 0 | 0 | 0 | 0 | 0 | 0 | 0 | 0
00 Ret.FB-ExistWetFGD_SNCR_ACI & HRI | 0 | 0 | 0 | 0 | 0 | 0 | 0 | 0
00 Ret.FB-ExistWetFGD_SNCR_ACI & HRI & CCS | 0 | 0 | 0 | 0 | 0 | 0 | 0 | 0
00 Ret.FB-ExistDryFGD_SNCR_DSI & HRI | 0 | 0 | 0 | 0 | 0 | 0 | 0 | 0
00 Ret.FB-ExistDSI & DryFGD | 0 | 0 | 0 | 0 | 0 | 0 | 0 | 0
00 Ret.FB-ExistDSI & DryFGD & HRI | 0 | 0 | 0 | 0 | 0 | 0 | 0 | 0
00 Ret.FB-ExistDSI & DryFGD & SNCR | 0 | 0 | 0 | 0 | 0 | 0 | 0 | 0
00 Ret.FB-ExistDSI & DryFGD & SNCR & HRI | 0 | 0 | 0 | 0 | 0 | 0 | 0 | 0
00 Ret.FB-ExistDSI & HRI | 0 | 0 | 0 | 0 | 0 | 0 | 0 | 0
00 Ret.FB-ExistDSI & SNCR | 0 | 0 | 0 | 0 | 0 | 0 | 0 | 0
00 Ret.FB-ExistDSI & SNCR & HRI | 0 | 0 | 0 | 0 | 0 | 0 | 0 | 0
00 Ret.FB-ExistSNCR & DryFGD | 0 | 0 | 0 | 0 | 0 | 0 | 0 | 0
00 Ret.FB-ExistSNCR & DryFGD & HRI | 0 | 0 | 0 | 0 | 0 | 0 | 0 | 0
00 Ret.FB-ExistSNCR & HRI | 0 | 0 | 0 | 0 | 0 | 0 | 0 | 0
00 Ret.FB-ExistSNCR_ACI & HRI | 0 | 0 | 0 | 0 | 0 | 0 | 0 | 0
00 Ret.FB-ExistSNCR_ACI_DSI & DryFGD | 0 | 0 | 0 | 0 | 0 | 0 | 0 | 0
00 Ret.FB-ExistSNCR_ACI_DSI & DryFGD & HRI | 0 | 0 | 0 | 0 | 0 | 0 | 0 | 0
00 Ret.FB-ExistSNCR_ACI_DSI & HRI | 0 | 0 | 0 | 0 | 0 | 0 | 0 | 0
00 Ret.FB-ExistSNCR_DryFGD & HRI | 0 | 0 | 0 | 0 | 0 | 0 | 0 | 0
00 Ret.FB-ExistSNCR_DryFGD_ACI & HRI | 0 | 0 | 0 | 0 | 0 | 0 | 0 | 0
00 Ret.FB-ExistSNCR_DryFGD_ACI & HRI & CCS | 0 | 0 | 0 | 0 | 0 | 0 | 0 | 0
00 Ret.FB-ExistSNCR_DSI & DryFGD | 0 | 0 | 0 | 0 | 0 | 0 | 0 | 0
00 Ret.FB-ExistSNCR_DSI & DryFGD & HRI | 0 | 0 | 0 | 0 | 0 | 0 | 0 | 0
00 Ret.FB-ExistSNCR_DSI & HRI | 0 | 0 | 0 | 0 | 0 | 0 | 0 | 0
00 Ret.FB-ExistSNCR_WetFGD & HRI | 0 | 0 | 0 | 0 | 0 | 0 | 0 | 0
00 Ret.FB-ExistSNCR_WetFGD & HRI & CCS | 0 | 0 | 0 | 0 | 0 | 0 | 0 | 0
00 Ret.FB-ExistWetFGD_DSI & HRI | 0 | 0 | 0 | 0 | 0 | 0 | 0 | 0
00 Ret.FB-ExistWetFGD_DSI & SNCR | 0 | 0 | 0 | 0 | 0 | 0 | 0 | 0
00 Ret.FB-ExistWetFGD_DSI & SNCR & HRI | 0 | 0 | 0 | 0 | 0 | 0 | 0 | 0
00 Ret.FB-SNCR | 0 | 0 | 0 | 0 | 0 | 0 | 0 | 0
00 Ret.Oil/Gas Steam SCR | 0 | 0 | 0 | 0 | 0 | 0 | 0 | 0
00 CC Retirement | 808 | 9059.2711 | 9858.0124 | 10695.1051 | 11246.0438 | 11246.0438 | 14816.2438 | 23782.6438
00 CT Retirement | 2564.3 | 4819.2644 | 5091.5384 | 5980.4889 | 6704.8526 | 6816.7373 | 17357.5373 | 22601.4373
00 O/G Retirement | 3078 | 18160.2068 | 19042.2068 | 19946.2068 | 20831.3719 | 23006.6375 | 26195.6375 | 32142.2686
00 Coal Retirement | 12332.7 | 57484.6752 | 71034.9412 | 90610.764 | 120384.4955 | 136378.5454 | 145238.2067 | 164735.3098
00 IGCC Retirement | 0 | 220 | 446.3189 | 815 | 815 | 815 | 815 | 815
00 Nuke Retirement | 0 | 3480 | 3480 | 6181.8 | 13351.7 | 18024.8 | 32220.6 | 51678.1
00 Biomass Retirement | 40.9 | 3310.6 | 3310.6 | 3310.6 | 3310.6 | 3310.6 | 3310.6 | 3310.6
00 Fossil_Other Retirement | 0 | 0 | 0 | 0 | 0 | 0 | 0 | 0
00 Fuel Cell Retirement | 3 | 3 | 3 | 3 | 3 | 3 | 3 | 3
00 Geothermal Retirement | 18.3 | 18.3 | 18.3 | 18.3 | 26.9 | 26.9 | 26.9 | 56.4
00 Hydro Retirement | 5.5 | 10.7 | 10.7 | 10.7 | 10.7 | 10.7 | 10.7 | 10.7
00 Landfill Gas Retirement | 114.6 | 123.1 | 123.1 | 123.1 | 123.1 | 123.1 | 123.1 | 250.9
00 Non Fossil_Other Retirement | 97 | 239.8 | 239.8 | 239.8 | 239.8 | 239.8 | 239.8 | 239.8
Total | 1230419.9228 | 1288017.6662 | 1333275.0658 | 1414018.8002 | 1673495.8314 | 1859315.5312 | 2102194.7043 | 2416079.6139
11. Capacity Additions and Changes by Capacity Reporting Type [MW]
00 New Combined Cycle | 14435.283 | 11099.7535 | 11109.6917 | 0 | 3626.5975 | 6521.0384 | 6331.4782 | 7878.897
00 New Combined Cycle with Carbon Capture | 0 | 0 | 0 | 0 | 670.2877 | 0 | 0 | 0
00 New Combustion Turbine | 3710.55 | 394.8 | 5482.3351 | 0 | 7161.8285 | 39661.3947 | 83721.3442 | 115266.6963
00 New Hydro | 1 | 0 | 0 | 1483.5 | 4312.5 | 2456.5122 | 0 | 0
00 New Nuclear | 0 | 0 | 0 | 0 | 0 | 0 | 0 | 0
00 New Biomass | 56.9 | 0 | 0 | 0 | 0 | 0 | 0 | 0
00 New Geothermal | 87.3 | 289.23 | 0 | 44.3471 | 0 | 0 | 0 | 0
00 New Landfill Gas | 798.1147 | 410.55 | 615.825 | 0 | 0 | 0 | 0 | 0
00 New Battery Storage | 13389.7 | 4358.327 | 445.54 | 11034.7077 | 23174.1195 | 10895.3779 | 14975.5635 | 9396.1842
00 New Offshore Wind | 1130 | 1150 | 1600 | 2800 | 21300.015 | 9303.3025 | 5678.5792 | 10981.5019
00 New Onshore Wind | 33167.1186 | 26508.7268 | 4827.7301 | 26393.8347 | 101268.0484 | 49257.1674 | 48136.3895 | 68837.8933
00 New Solar PV | 45130.4 | 9727.7203 | 10586.0709 | 32930.733 | 82094.1169 | 51646.337 | 67593.6217 | 84018.0806
00 New Solar Thermal | 0 | 0 | 0 | 0 | 828.1359 | 0 | 0 | 0
00 New Fuel Cell | 109.1 | 0 | 0 | 0 | 0 | 0 | 0 | 0
00 New Ultrasupercritical Coal without CCS | 0 | 0 | 0 | 0 | 0 | 0 | 0 | 0
00 New Ultrasupercritical Coal with 30% CCS | 0 | 0 | 0 | 0 | 0 | 0 | 0 | 0
00 New Ultrasupercritical Coal with 90% CCS | 0 | 0 | 0 | 0 | 0 | 0 | 0 | 0
00 Exist & New Distributed Solar PV | 0 | 0 | 0 | 0 | 0 | 0 | 0 | 0
00 Exist Combined Cycle | 0 | 0 | 0 | 0 | 0 | 0 | 0 | 0
00 Exist Combustion Turbine | 0 | 0 | 0 | 0 | 0 | 0 | 0 | 0
00 Exist Coal Steam_Uncontrolled | 0 | 0 | 0 | 0 | 0 | 0 | 0 | 0
00 Exist Coal Steam_ACI | 0 | 0 | 0 | 0 | 0 | 0 | 0 | 0
00 Exist Coal Steam_ACI_DSI | 0 | 0 | 0 | 0 | 0 | 0 | 0 | 0
00 Exist Coal Steam_DryFGD | 0 | 0 | 0 | 0 | 0 | 0 | 0 | 0
00 Exist Coal Steam_DryFGD_ACI | 0 | 0 | 0 | 0 | 0 | 0 | 0 | 0
00 Exist Coal Steam_DryFGD_DSI | 0 | 0 | 0 | 0 | 0 | 0 | 0 | 0
00 Exist Coal Steam_DryFGD_SCR | 0 | 0 | 0 | 0 | 0 | 0 | 0 | 0
00 Exist Coal Steam_DryFGD_SCR_ACI | 0 | 0 | 0 | 0 | 0 | 0 | 0 | 0
00 Exist Coal Steam_DryFGD_SCR_DSI | 0 | 0 | 0 | 0 | 0 | 0 | 0 | 0
00 Exist Coal Steam_DryFGD_SCR_ACI_DSI | 0 | 0 | 0 | 0 | 0 | 0 | 0 | 0
00 Exist Coal Steam_DryFGD_SNCR_ACI | 0 | 0 | 0 | 0 | 0 | 0 | 0 | 0
00 Exist Coal Steam_DryFGD_SNCR_ACI_DSI | 0 | 0 | 0 | 0 | 0 | 0 | 0 | 0
00 Exist Coal Steam_DSI | 0 | 0 | 0 | 0 | 0 | 0 | 0 | 0
00 Exist Coal Steam_SCR_ACI | 0 | 0 | 0 | 0 | 0 | 0 | 0 | 0
00 Exist Coal Steam_SCR_ACI_DSI | 0 | 0 | 0 | 0 | 0 | 0 | 0 | 0
00 Exist Coal Steam_SNCR | 0 | 0 | 0 | 0 | 0 | 0 | 0 | 0
00 Exist Coal Steam_SCR | 0 | 0 | 0 | 0 | 0 | 0 | 0 | 0
00 Exist Coal Steam_SNCR_ACI | 0 | 0 | 0 | 0 | 0 | 0 | 0 | 0
00 Exist Coal Steam_SNCR_ACI_DSI | 0 | 0 | 0 | 0 | 0 | 0 | 0 | 0
00 Exist Coal Steam_WetFGD | 0 | 0 | 0 | 0 | 0 | 0 | 0 | 0
00 Exist Coal Steam_WetFGD_ACI | 0 | 0 | 0 | 0 | 0 | 0 | 0 | 0
00 Exist Coal Steam_WetFGD_ACI_DSI | 0 | 0 | 0 | 0 | 0 | 0 | 0 | 0
00 Exist Coal Steam_WetFGD_DSI | 0 | 0 | 0 | 0 | 0 | 0 | 0 | 0
00 Exist Coal Steam_WetFGD_SCR | 0 | 0 | 0 | 0 | 0 | 0 | 0 | 0
00 Exist Coal Steam_WetFGD_SCR_DSI | 0 | 0 | 0 | 0 | 0 | 0 | 0 | 0
00 Exist Coal Steam_WetFGD_SCR_ACI | 0 | 0 | 0 | 0 | 0 | 0 | 0 | 0
00 Exist Coal Steam_WetFGD_SCR_ACI_DSI | 0 | 0 | 0 | 0 | 0 | 0 | 0 | 0
00 Exist Coal Steam_WetFGD_SNCR | 0 | 0 | 0 | 0 | 0 | 0 | 0 | 0
00 Exist Coal Steam_WetFGD_SNCR_ACI | 0 | 0 | 0 | 0 | 0 | 0 | 0 | 0
00 Exist Coal Steam_WetFGD_SNCR_ACI_DSI | 0 | 0 | 0 | 0 | 0 | 0 | 0 | 0
00 Exist FBC_ACI_DSI | 0 | 0 | 0 | 0 | 0 | 0 | 0 | 0
00 Exist FBC_DryFGD_ACI | 0 | 0 | 0 | 0 | 0 | 0 | 0 | 0
00 Exist FBC_DryFGD_DSI | 0 | 0 | 0 | 0 | 0 | 0 | 0 | 0
00 Exist FBC_DryFGD_SNCR | 0 | 0 | 0 | 0 | 0 | 0 | 0 | 0
00 Exist FBC_DryFGD_SNCR_ACI | 0 | 0 | 0 | 0 | 0 | 0 | 0 | 0
00 Exist FBC_DryFGD_SNCR_ACI_DSI | 0 | 0 | 0 | 0 | 0 | 0 | 0 | 0
00 Exist FBC_DryFGD_SNCR_DSI | 0 | 0 | 0 | 0 | 0 | 0 | 0 | 0
00 Exist FBC_DSI | 0 | 0 | 0 | 0 | 0 | 0 | 0 | 0
00 Exist FBC_SCR | 0 | 0 | 0 | 0 | 0 | 0 | 0 | 0
00 Exist FBC_SNCR | 0 | 0 | 0 | 0 | 0 | 0 | 0 | 0
00 Exist FBC_SNCR_ACI | 0 | 0 | 0 | 0 | 0 | 0 | 0 | 0
00 Exist FBC_SNCR_ACI_DSI | 0 | 0 | 0 | 0 | 0 | 0 | 0 | 0
00 Exist FBC_SNCR_DSI | 0 | 0 | 0 | 0 | 0 | 0 | 0 | 0
00 Exist FBC_Uncontrolled | 0 | 0 | 0 | 0 | 0 | 0 | 0 | 0
00 Exist FBC_WetFGD_DSI | 0 | 0 | 0 | 0 | 0 | 0 | 0 | 0
00 Exist IGCC | 0 | 0 | 0 | 0 | 0 | 0 | 0 | 0
00 Exist Fossil_Other | 0 | 0 | 0 | 0 | 0 | 0 | 0 | 0
00 Exist Fuel Cell | 0 | 0 | 0 | 0 | 0 | 0 | 0 | 0
00 Exist Hydro | 0 | 0 | 0 | 0 | 0 | 0 | 0 | 0
00 Exist Non Fossil_Other | 0 | 0 | 0 | 0 | 0 | 0 | 0 | 0
00 Exist Nuclear | 0 | 0 | 0 | 0 | 0 | 0 | 0 | 0
00 Exist Oil/Gas Steam | 0 | 0 | 0 | 0 | 0 | 0 | 0 | 0
00 Exist Oil/Gas Steam_SCR | 0 | 0 | 0 | 0 | 0 | 0 | 0 | 0
00 Exist Oil/Gas Steam_SNCR | 0 | 0 | 0 | 0 | 0 | 0 | 0 | 0
00 Exist Biomass | 0 | 0 | 0 | 0 | 0 | 0 | 0 | 0
00 Exist Landfill Gas | 0 | 0 | 0 | 0 | 0 | 0 | 0 | 0
00 Exist Geothermal | 0 | 0 | 0 | 0 | 0 | 0 | 0 | 0
00 Exist Pump Storage | 0 | 0 | 0 | 0 | 0 | 0 | 0 | 0
00 Exist Energy Storage | 0 | 0 | 0 | 0 | 0 | 0 | 0 | 0
00 Exist Solar PV | 0 | 0 | 0 | 0 | 0 | 0 | 0 | 0
00 Exist Solar Thermal | 0 | 0 | 0 | 0 | 0 | 0 | 0 | 0
00 Exist Offshore Wind | 0 | 0 | 0 | 0 | 0 | 0 | 0 | 0
00 Exist Onshore Wind | 0 | 0 | 0 | 0 | 0 | 0 | 0 | 0
00 International Imports | 0 | 0 | 0 | 0 | 0 | 0 | 0 | 0
00 Ret.ACI | 0 | 0 | 0 | 0 | 0 | 0 | 0 | 0
00 Ret.ACI & DryFGD | 0 | 0 | 0 | 0 | 0 | 0 | 0 | 0
00 Ret.ACI & DryFGD & HRI | 0 | 0 | 0 | 0 | 0 | 0 | 0 | 0
00 Ret.ACI & DSI | 0 | 0 | 0 | 0 | 0 | 0 | 0 | 0
00 Ret.ACI & DSI & DryFGD | 0 | 0 | 0 | 0 | 0 | 0 | 0 | 0
00 Ret.ACI & DSI & DryFGD & HRI | 0 | 0 | 0 | 0 | 0 | 0 | 0 | 0
00 Ret.ACI & DSI & HRI | 0 | 0 | 0 | 0 | 0 | 0 | 0 | 0
00 Ret.ACI & DSI & WetFGD & HRI | 0 | 0 | 0 | 0 | 0 | 0 | 0 | 0
00 Ret.ACI & HRI | 0 | 0 | 0 | 0 | 0 | 0 | 0 | 0
00 Ret.ACI & SCR | 0 | 0 | 0 | 0 | 0 | 0 | 0 | 0
00 Ret.ACI & SCR & DryFGD & HRI | 0 | 0 | 0 | 0 | 0 | 0 | 0 | 0
00 Ret.ACI & SCR & DSI | 0 | 0 | 0 | 0 | 0 | 0 | 0 | 0
00 Ret.ACI & SCR & DSI & DryFGD | 0 | 0 | 0 | 0 | 0 | 0 | 0 | 0
00 Ret.ACI & SCR & DSI & DryFGD & HRI | 0 | 0 | 0 | 0 | 0 | 0 | 0 | 0
00 Ret.ACI & SCR & DSI & HRI | 0 | 0 | 0 | 0 | 0 | 0 | 0 | 0
00 Ret.ACI & SCR & DSI & WetFGD | 0 | 0 | 0 | 0 | 0 | 0 | 0 | 0
00 Ret.ACI & SCR & DSI & WetFGD & HRI | 0 | 0 | 0 | 0 | 0 | 0 | 0 | 0
00 Ret.ACI & SCR & HRI | 0 | 0 | 0 | 0 | 0 | 0 | 0 | 0
00 Ret.ACI & SCR & WetFGD & HRI | 0 | 0 | 0 | 0 | 0 | 0 | 0 | 0
00 Ret.ACI & SNCR | 0 | 0 | 0 | 0 | 0 | 0 | 0 | 0
00 Ret.ACI & SNCR & DSI | 0 | 0 | 0 | 0 | 0 | 0 | 0 | 0
00 Ret.ACI & SNCR & DSI & DryFGD | 0 | 0 | 0 | 0 | 0 | 0 | 0 | 0
00 Ret.ACI & SNCR & DSI & DryFGD & HRI | 0 | 0 | 0 | 0 | 0 | 0 | 0 | 0
00 Ret.ACI & SNCR & DSI & HRI | 0 | 0 | 0 | 0 | 0 | 0 | 0 | 0
00 Ret.ACI & SNCR & DSI & WetFGD | 0 | 0 | 0 | 0 | 0 | 0 | 0 | 0
00 Ret.ACI & SNCR & DSI & WetFGD & HRI | 0 | 0 | 0 | 0 | 0 | 0 | 0 | 0
00 Ret.ACI & SNCR & HRI | 0 | 0 | 0 | 0 | 0 | 0 | 0 | 0
00 Ret.ACI & WetFGD | 0 | 0 | 0 | 0 | 0 | 0 | 0 | 0
00 Ret.ACI & WetFGD & DSI | 0 | 0 | 0 | 0 | 0 | 0 | 0 | 0
00 Ret.ACI & WetFGD & HRI | 0 | 0 | 0 | 0 | 0 | 0 | 0 | 0
00 Ret.C2G | 5746.0725 | 3494.4 | 3486.1765 | 0 | 1846 | 0 | 0 | 0
00 Ret.C2G & SCR | 0 | 0 | 0 | 0 | 0 | 0 | 0 | 0
00 Ret.CCG | 0 | 0 | 0 | 2361.7937 | 0 | 0 | 0 | 0
00 Ret.DryFGD | 0 | 0 | 0 | 0 | 0 | 0 | 0 | 0
00 Ret.DryFGD & CCS | 0 | 0 | 0 | 0 | 0 | 0 | 0 | 0
00 Ret.DryFGD & HRI | 0 | 0 | 0 | 0 | 0 | 0 | 0 | 0
00 Ret.DSI | 0 | 0 | 0 | 0 | 0 | 0 | 0 | 0
00 Ret.DSI & DryFGD | 0 | 0 | 0 | 0 | 0 | 0 | 0 | 0
00 Ret.DSI & DryFGD & HRI | 0 | 0 | 0 | 0 | 0 | 0 | 0 | 0
00 Ret.DSI & HRI | 0 | 0 | 0 | 0 | 0 | 0 | 0 | 0
00 Ret.ExistACI & DryFGD | 0 | 0 | 0 | 0 | 3.9428 | 0 | 0 | 0
00 Ret.ExistACI & DryFGD & CCS | 0 | 0 | 0 | 0 | 2.8461 | 0 | 0 | 0
00 Ret.ExistACI & DryFGD & HRI | 0 | 0 | 0 | 0 | 0 | 0 | 0 | 0
00 Ret.ExistACI & DryFGD & HRI & CCS | 0 | 0 | 0 | 0 | 0 | 0 | 0 | 0
00 Ret.ExistACI & DSI | 0 | 0 | 0 | 0 | 0 | 0 | 0 | 0
00 Ret.ExistACI & DSI & DryFGD | 0 | 0 | 0 | 0 | 0 | 0 | 0 | 0
00 Ret.ExistACI & DSI & DryFGD & HRI | 0 | 0 | 0 | 0 | 0 | 0 | 0 | 0
00 Ret.ExistACI & DSI & HRI | 0 | 0 | 0 | 0 | 0 | 0 | 0 | 0
00 Ret.ExistACI & HRI | 0 | 0 | 0 | 0 | 0 | 0 | 0 | 0
00 Ret.ExistACI & HRI & WetFGD | 0 | 0 | 0 | 0 | 0 | 0 | 0 | 0
00 Ret.ExistACI & SCR | 0 | 0 | 0 | 0 | 0 | 0 | 0 | 0
00 Ret.ExistACI & SCR & DryFGD | 0 | 0 | 0 | 0 | 0 | 0 | 0 | 0
00 Ret.ExistACI & SCR & DryFGD & CCS | 0 | 0 | 0 | 0 | 0 | 0 | 0 | 0
00 Ret.ExistACI & SCR & DryFGD & HRI | 0 | 0 | 0 | 0 | 0 | 0 | 0 | 0
00 Ret.ExistACI & SCR & DryFGD & HRI & CCS | 0 | 0 | 0 | 0 | 0 | 0 | 0 | 0
00 Ret.ExistACI & SCR & DSI | 0 | 0 | 0 | 0 | 0 | 0 | 0 | 0
00 Ret.ExistACI & SCR & DSI & DryFGD | 0 | 0 | 0 | 0 | 0 | 0 | 0 | 0
00 Ret.ExistACI & SCR & DSI & DryFGD & HRI | 0 | 0 | 0 | 0 | 0 | 0 | 0 | 0
00 Ret.ExistACI & SCR & DSI & HRI | 0 | 0 | 0 | 0 | 0 | 0 | 0 | 0
00 Ret.ExistACI & SCR & HRI | 0 | 0 | 0 | 0 | 0 | 0 | 0 | 0
00 Ret.ExistACI & SCR & WetFGD | 0 | 0 | 0 | 0 | 0 | 0 | 0 | 0
00 Ret.ExistACI & SCR & WetFGD & CCS | 0 | 0 | 0 | 0 | 0 | 0 | 0 | 0
00 Ret.ExistACI & SCR & WetFGD & HRI | 0 | 0 | 0 | 0 | 0 | 0 | 0 | 0
00 Ret.ExistACI & SCR & WetFGD & HRI & CCS | 0 | 0 | 0 | 0 | 0 | 0 | 0 | 0
00 Ret.ExistACI & SNCR | 0 | 0 | 0 | 0 | 0 | 0 | 0 | 0
00 Ret.ExistACI & SNCR & DryFGD | 0 | 0 | 0 | 0 | 0 | 0 | 0 | 0
00 Ret.ExistACI & SNCR & DryFGD & CCS | 0 | 0 | 0 | 0 | 0 | 0 | 0 | 0
00 Ret.ExistACI & SNCR & DryFGD & HRI | 0 | 0 | 0 | 0 | 0 | 0 | 0 | 0
00 Ret.ExistACI & SNCR & DryFGD & HRI & CCS | 0 | 0 | 0 | 0 | 0 | 0 | 0 | 0
00 Ret.ExistACI & SNCR & DSI | 0 | 0 | 0 | 0 | 0 | 0 | 0 | 0
00 Ret.ExistACI & SNCR & DSI & HRI | 0 | 0 | 0 | 0 | 0 | 0 | 0 | 0
00 Ret.ExistACI & SNCR & HRI | 0 | 0 | 0 | 0 | 0 | 0 | 0 | 0
00 Ret.ExistACI & SNCR & WetFGD | 0 | 0 | 0 | 0 | 0 | 0 | 0 | 0
00 Ret.ExistACI & SNCR & WetFGD & CCS | 0 | 0 | 0 | 0 | 0 | 0 | 0 | 0
00 Ret.ExistACI & SNCR & WetFGD & HRI | 0 | 0 | 0 | 0 | 0 | 0 | 0 | 0
00 Ret.ExistACI & SNCR & WetFGD & HRI & CCS | 0 | 0 | 0 | 0 | 0 | 0 | 0 | 0
00 Ret.ExistACI & WetFGD | 0 | 0 | 0 | 0 | 0 | 0 | 0 | 0
00 Ret.ExistACI & WetFGD & CCS | 0 | 0 | 0 | 0 | 0 | 0 | 0 | 0
00 Ret.ExistACI & WetFGD & HRI & CCS | 0 | 0 | 0 | 0 | 0 | 0 | 0 | 0
00 Ret.ExistACI_DSI & DryFGD | 0 | 0 | 0 | 0 | 0 | 0 | 0 | 0
00 Ret.ExistACI_DSI & DryFGD & CCS | 0 | 0 | 0 | 0 | 0 | 0 | 0 | 0
00 Ret.ExistACI_DSI & DryFGD & HRI | 0 | 0 | 0 | 0 | 0 | 0 | 0 | 0
00 Ret.ExistACI_DSI & DryFGD & HRI & CCS | 0 | 0 | 0 | 0 | 0 | 0 | 0 | 0
00 Ret.ExistACI_DSI & HRI | 0 | 0 | 0 | 0 | 0 | 0 | 0 | 0
00 Ret.ExistACI_DSI & SCR | 0 | 0 | 0 | 0 | 0 | 0 | 0 | 0
00 Ret.ExistACI_DSI & SCR & DryFGD | 0 | 0 | 0 | 0 | 0 | 0 | 0 | 0
00 Ret.ExistACI_DSI & SCR & DryFGD & CCS | 0 | 0 | 0 | 0 | 0 | 0 | 0 | 0
00 Ret.ExistACI_DSI & SCR & DryFGD & HRI | 0 | 0 | 0 | 0 | 0 | 0 | 0 | 0
00 Ret.ExistACI_DSI & SCR & DryFGD & HRI & CCS | 0 | 0 | 0 | 0 | 0 | 0 | 0 | 0
00 Ret.ExistACI_DSI & SCR & HRI | 0 | 0 | 0 | 0 | 0 | 0 | 0 | 0
00 Ret.ExistACI_DSI & SCR & WetFGD | 0 | 0 | 0 | 0 | 0 | 0 | 0 | 0
00 Ret.ExistACI_DSI & SCR & WetFGD & CCS | 0 | 0 | 0 | 0 | 0 | 0 | 0 | 0
00 Ret.ExistACI_DSI & SCR & WetFGD & HRI | 0 | 0 | 0 | 0 | 0 | 0 | 0 | 0
00 Ret.ExistACI_DSI & SCR & WetFGD & HRI & CCS | 0 | 0 | 0 | 0 | 0 | 0 | 0 | 0
00 Ret.ExistACI_DSI & SNCR | 0 | 0 | 0 | 0 | 0 | 0 | 0 | 0
00 Ret.ExistACI_DSI & SNCR & DryFGD | 0 | 0 | 0 | 0 | 0 | 0 | 0 | 0
00 Ret.ExistACI_DSI & SNCR & DryFGD & HRI & CCS | 0 | 0 | 0 | 0 | 0 | 0 | 0 | 0
00 Ret.ExistACI_DSI & SNCR & DryFGD & HRI | 0 | 0 | 0 | 0 | 0 | 0 | 0 | 0
00 Ret.ExistACI_DSI & SNCR & WetFGD & HRI & CCS | 0 | 0 | 0 | 0 | 0 | 0 | 0 | 0
00 Ret.ExistACI_DSI & SNCR & HRI | 0 | 0 | 0 | 0 | 0 | 0 | 0 | 0
00 Ret.ExistACI_DSI & SNCR & WetFGD | 0 | 0 | 0 | 0 | 0 | 0 | 0 | 0
00 Ret.ExistACI_DSI & SNCR & WetFGD & HRI | 0 | 0 | 0 | 0 | 0 | 0 | 0 | 0
00 Ret.ExistACI_DSI & WetFGD | 0 | 0 | 0 | 0 | 0 | 0 | 0 | 0
00 Ret.ExistACI_DSI & WetFGD & CCS | 0 | 0 | 0 | 0 | 0 | 0 | 0 | 0
00 Ret.ExistACI_DSI & WetFGD & HRI | 0 | 0 | 0 | 0 | 0 | 0 | 0 | 0
00 Ret.ExistACI_DSI & WetFGD & HRI & CCS | 0 | 0 | 0 | 0 | 0 | 0 | 0 | 0
00 Ret.ExistDryFGD & CCS | 0 | 0 | 0 | 0 | 0 | 0 | 0 | 0
00 Ret.ExistDryFGD & HRI | 0 | 0 | 0 | 0 | 0 | 0 | 0 | 0
00 Ret.ExistDryFGD & SCR | 0 | 0 | 0 | 0 | 0 | 0 | 0 | 0
00 Ret.ExistDryFGD & SCR & CCS | 0 | 0 | 0 | 0 | 0 | 0 | 0 | 0
00 Ret.ExistDryFGD & SCR & HRI | 0 | 0 | 0 | 0 | 0 | 0 | 0 | 0
00 Ret.ExistDryFGD & SNCR | 0 | 0 | 0 | 0 | 0 | 0 | 0 | 0
00 Ret.ExistDryFGD & SNCR & CCS | 0 | 0 | 0 | 0 | 0 | 0 | 0 | 0
00 Ret.ExistDryFGD & SNCR & HRI | 0 | 0 | 0 | 0 | 0 | 0 | 0 | 0
00 Ret.ExistDryFGD_ACI & CCS | 0 | 0 | 0 | 82.7837 | 0 | 0 | 0 | 0
00 Ret.ExistDryFGD_ACI & HRI | 0 | 0 | 0 | 0 | 0 | 0 | 0 | 0
00 Ret.ExistDryFGD_ACI & HRI & CCS | 0 | 0 | 0 | 0 | 0 | 0 | 0 | 0
00 Ret.ExistDryFGD_ACI & SCR | 0 | 0 | 0 | 0 | 0 | 0 | 0 | 0
00 Ret.ExistDryFGD_ACI & SCR & CCS | 0 | 0 | 0 | 0 | 0 | 0 | 0 | 0
00 Ret.ExistDryFGD_ACI & SCR & HRI | 0 | 0 | 0 | 0 | 0 | 0 | 0 | 0
00 Ret.ExistDryFGD_ACI & SCR & HRI & CCS | 0 | 0 | 0 | 0 | 0 | 0 | 0 | 0
00 Ret.ExistDryFGD_ACI & SNCR | 0 | 0 | 0 | 0 | 0 | 0 | 0 | 0
00 Ret.ExistDryFGD_ACI & SNCR & CCS | 0 | 0 | 0 | 0 | 0 | 0 | 0 | 0
00 Ret.ExistDryFGD_ACI & SNCR & HRI | 0 | 0 | 0 | 0 | 0 | 0 | 0 | 0
00 Ret.ExistDryFGD_ACI & SNCR & HRI & CCS | 0 | 0 | 0 | 0 | 0 | 0 | 0 | 0
00 Ret.ExistDryFGD_ACI_DSI & SCR | 0 | 0 | 0 | 0 | 0 | 0 | 0 | 0
00 Ret.ExistDryFGD_ACI_DSI & SCR & CCS | 0 | 0 | 0 | 0 | 0 | 0 | 0 | 0
00 Ret.ExistDryFGD_ACI_DSI & SCR & HRI | 0 | 0 | 0 | 0 | 0 | 0 | 0 | 0
00 Ret.ExistDryFGD_ACI_DSI & SCR & HRI & CCS | 0 | 0 | 0 | 0 | 0 | 0 | 0 | 0
00 Ret.ExistDryFGD_DSI & HRI | 0 | 0 | 0 | 0 | 0 | 0 | 0 | 0
00 Ret.ExistDryFGD_SNCR_ACI_DSI & CCS | 0 | 0 | 0 | 0 | 0 | 0 | 0 | 0
00 Ret.ExistDryFGD_SNCR_ACI_DSI & HRI | 0 | 0 | 0 | 0 | 0 | 0 | 0 | 0
00 Ret.ExistDryFGD_SNCR_ACI_DSI & HRI & CCS | 0 | 0 | 0 | 0 | 0 | 0 | 0 | 0
00 Ret.ExistDSI & DryFGD | 0 | 0 | 0 | 0 | 0 | 0 | 0 | 0
00 Ret.ExistDSI & DryFGD & HRI | 0 | 0 | 0 | 0 | 0 | 0 | 0 | 0
00 Ret.ExistDSI & HRI | 0 | 0 | 0 | 0 | 0 | 0 | 0 | 0
00 Ret.ExistDSI & SCR | 0 | 0 | 0 | 0 | 0 | 0 | 0 | 0
00 Ret.ExistDSI & SCR & DryFGD | 0 | 0 | 0 | 0 | 0 | 0 | 0 | 0
00 Ret.ExistDSI & SCR & DryFGD & HRI | 0 | 0 | 0 | 0 | 0 | 0 | 0 | 0
00 Ret.ExistDSI & SCR & HRI | 0 | 0 | 0 | 0 | 0 | 0 | 0 | 0
00 Ret.ExistDSI & SCR & WetFGD | 0 | 0 | 0 | 0 | 0 | 0 | 0 | 0
00 Ret.ExistDSI & SCR & WetFGD & HRI | 0 | 0 | 0 | 0 | 0 | 0 | 0 | 0
00 Ret.ExistDSI & SNCR | 0 | 0 | 0 | 0 | 0 | 0 | 0 | 0
00 Ret.ExistSCR & ACI | 0 | 0 | 0 | 0 | 0 | 0 | 0 | 0
00 Ret.ExistDSI & SNCR & DryFGD | 0 | 0 | 0 | 0 | 0 | 0 | 0 | 0
00 Ret.ExistSCR & ACI & DSI | 0 | 0 | 0 | 0 | 0 | 0 | 0 | 0
00 Ret.ExistSCR & ACI & DSI & DryFGD | 0 | 0 | 0 | 0 | 0 | 0 | 0 | 0
00 Ret.ExistSCR & ACI & DSI & DryFGD & HRI | 0 | 0 | 0 | 0 | 0 | 0 | 0 | 0
00 Ret.ExistDSI & SNCR & DryFGD & HRI | 0 | 0 | 0 | 0 | 0 | 0 | 0 | 0
00 Ret.ExistDSI & SNCR & HRI | 0 | 0 | 0 | 0 | 0 | 0 | 0 | 0
00 Ret.ExistSCR & ACI & DSI & HRI | 0 | 0 | 0 | 0 | 0 | 0 | 0 | 0
00 Ret.ExistDSI & SNCR & WetFGD | 0 | 0 | 0 | 0 | 0 | 0 | 0 | 0
00 Ret.ExistSCR & ACI & DSI & WetFGD | 0 | 0 | 0 | 0 | 0 | 0 | 0 | 0
00 Ret.ExistSCR & ACI & DSI & WetFGD & HRI | 0 | 0 | 0 | 0 | 0 | 0 | 0 | 0
00 Ret.ExistSCR & ACI & HRI | 0 | 0 | 0 | 0 | 0 | 0 | 0 | 0
00 Ret.ExistDSI & SNCR & WetFGD & HRI | 0 | 0 | 0 | 0 | 0 | 0 | 0 | 0
00 Ret.ExistDSI & WetFGD | 0 | 0 | 0 | 0 | 0 | 0 | 0 | 0
00 Ret.ExistDSI & WetFGD & HRI | 0 | 0 | 0 | 0 | 0 | 0 | 0 | 0
00 Ret.ExistDSI_ACI & SNCR & DryFGD & CCS | 0 | 0 | 0 | 0 | 0 | 0 | 0 | 0
00 Ret.ExistDSI_ACI & SNCR & WetFGD & CCS | 0 | 0 | 0 | 0 | 0 | 0 | 0 | 0
00 Ret.ExistSCR_ACI & DryFGD | 0 | 0 | 0 | 0 | 0 | 0 | 0 | 0
00 Ret.ExistSCR & DSI | 0 | 0 | 0 | 0 | 0 | 0 | 0 | 0
00 Ret.ExistSCR_ACI & DryFGD & CCS | 0 | 0 | 0 | 0 | 0 | 0 | 0 | 0
00 Ret.ExistSCR_ACI & DryFGD & HRI | 0 | 0 | 0 | 0 | 0 | 0 | 0 | 0
00 Ret.ExistSCR & DSI & DryFGD | 0 | 0 | 0 | 0 | 0 | 0 | 0 | 0
00 Ret.ExistSCR_ACI & DryFGD & HRI & CCS | 0 | 0 | 0 | 0 | 0 | 0 | 0 | 0
00 Ret.ExistSCR & DSI & DryFGD & HRI | 0 | 0 | 0 | 0 | 0 | 0 | 0 | 0
00 Ret.ExistSCR & DSI & HRI | 0 | 0 | 0 | 0 | 0 | 0 | 0 | 0
00 Ret.ExistSCR_ACI & DSI & HRI | 0 | 0 | 0 | 0 | 0 | 0 | 0 | 0
00 Ret.ExistSCR_ACI & HRI | 0 | 0 | 0 | 0 | 0 | 0 | 0 | 0
00 Ret.ExistSCR_ACI & WetFGD | 0 | 0 | 0 | 0 | 0 | 0 | 0 | 0
00 Ret.ExistSCR & HRI | 0 | 0 | 0 | 0 | 0 | 0 | 0 | 0
00 Ret.ExistSCR_ACI & WetFGD & CCS | 0 | 0 | 0 | 0 | 0 | 0 | 0 | 0
00 Ret.ExistSCR_ACI & WetFGD & HRI | 0 | 0 | 0 | 0 | 0 | 0 | 0 | 0
00 Ret.ExistSCR_ACI & WetFGD & HRI & CCS | 0 | 0 | 0 | 0 | 0 | 0 | 0 | 0
00 Ret.ExistSCR_ACI_DSI & DryFGD | 0 | 0 | 0 | 0 | 0 | 0 | 0 | 0
00 Ret.ExistSCR_ACI_DSI & DryFGD & CCS | 0 | 0 | 0 | 0 | 0 | 0 | 0 | 0
00 Ret.ExistSCR_ACI_DSI & DryFGD & HRI | 0 | 0 | 0 | 0 | 0 | 0 | 0 | 0
00 Ret.ExistSCR_ACI_DSI & DryFGD & HRI & CCS | 0 | 0 | 0 | 0 | 0 | 0 | 0 | 0
00 Ret.ExistSCR_ACI_DSI & HRI | 0 | 0 | 0 | 0 | 0 | 0 | 0 | 0
00 Ret.ExistSCR_ACI_DSI & WetFGD | 0 | 0 | 0 | 0 | 0 | 0 | 0 | 0
00 Ret.ExistSCR_ACI_DSI & WetFGD & CCS | 0 | 0 | 0 | 0 | 0 | 0 | 0 | 0
00 Ret.ExistSCR_ACI_DSI & WetFGD & HRI | 0 | 0 | 0 | 0 | 0 | 0 | 0 | 0
00 Ret.ExistSCR_ACI_DSI & WetFGD & HRI & CCS | 0 | 0 | 0 | 0 | 0 | 0 | 0 | 0
00 Ret.ExistSCR_DryFGD & HRI | 0 | 0 | 0 | 0 | 0 | 0 | 0 | 0
00 Ret.ExistSCR_DryFGD_ACI & CCS | 0 | 0 | 0 | 2.6855 | 0 | 0 | 0 | 0
00 Ret.ExistSCR_DryFGD_ACI & HRI | 0 | 0 | 0 | 0 | 0 | 0 | 0 | 0
00 Ret.ExistSCR_DryFGD_ACI & HRI & CCS | 0 | 0 | 0 | 0 | 0 | 0 | 0 | 0
00 Ret.ExistSCR_DryFGD_ACI_DSI & CCS | 0 | 0 | 0 | 0 | 0 | 0 | 0 | 0
00 Ret.ExistSCR_DryFGD_ACI_DSI & HRI | 0 | 0 | 0 | 0 | 0 | 0 | 0 | 0
00 Ret.ExistSCR_DryFGD_ACI_DSI & HRI & CCS | 0 | 0 | 0 | 0 | 0 | 0 | 0 | 0
00 Ret.ExistSCR_WetFGD & HRI | 0 | 0 | 0 | 0 | 0 | 0 | 0 | 0
00 Ret.ExistSCR_WetFGD & HRI & CCS | 0 | 0 | 0 | 0 | 0 | 0 | 0 | 0
00 Ret.ExistSCR_WetFGD_ACI & CCS | 0 | 0 | 0 | 1329.0909 | 753.2597 | 0 | 0 | 0
00 Ret.ExistSCR_WetFGD_ACI & HRI | 0 | 0 | 0 | 0 | 0 | 0 | 0 | 0
00 Ret.ExistSCR_WetFGD_ACI & HRI & CCS | 0 | 0 | 0 | 0 | 0 | 0 | 0 | 0
00 Ret.ExistSCR_WetFGD_ACI_DSI & CCS | 0 | 0 | 0 | 70.7886 | 18.3272 | 0 | 0 | 0
00 Ret.ExistSCR_WetFGD_ACI_DSI & HRI | 0 | 0 | 0 | 0 | 0 | 0 | 0 | 0
00 Ret.ExistSCR_WetFGD_ACI_DSI & HRI & CCS | 0 | 0 | 0 | 0 | 0 | 0 | 0 | 0
00 Ret.ExistSCR_WetFGD_DSI & HRI | 0 | 0 | 0 | 0 | 0 | 0 | 0 | 0
00 Ret.ExistSCR_WetFGD_DSI & HRI & CCS | 0 | 0 | 0 | 0 | 0 | 0 | 0 | 0
00 Ret.ExistSNCR_ACI & DryFGD | 0 | 0 | 0 | 0 | 0 | 0 | 0 | 0
00 Ret.ExistSNCR_ACI & DryFGD & CCS | 0 | 0 | 0 | 0 | 0 | 0 | 0 | 0
00 Ret.ExistSNCR_ACI & DryFGD & HRI | 0 | 0 | 0 | 0 | 0 | 0 | 0 | 0
00 Ret.ExistSNCR_ACI & DryFGD & HRI & CCS | 0 | 0 | 0 | 0 | 0 | 0 | 0 | 0
00 Ret.ExistSNCR_ACI & DSI & HRI | 0 | 0 | 0 | 0 | 0 | 0 | 0 | 0
00 Ret.ExistSNCR_ACI & HRI | 0 | 0 | 0 | 0 | 0 | 0 | 0 | 0
00 Ret.ExistSNCR_ACI & WetFGD | 0 | 0 | 0 | 0 | 0 | 0 | 0 | 0
00 Ret.ExistSNCR_ACI & WetFGD & CCS | 0 | 0 | 0 | 0 | 0 | 0 | 0 | 0
00 Ret.ExistSNCR_ACI & WetFGD & HRI | 0 | 0 | 0 | 0 | 0 | 0 | 0 | 0
00 Ret.ExistSNCR_ACI & WetFGD & HRI & CCS | 0 | 0 | 0 | 0 | 0 | 0 | 0 | 0
00 Ret.ExistSNCR_ACI_DSI & DryFGD | 0 | 0 | 0 | 0 | 0 | 0 | 0 | 0
00 Ret.ExistSNCR_ACI_DSI & DryFGD & CCS | 0 | 0 | 0 | 0 | 0 | 0 | 0 | 0
00 Ret.ExistSNCR_ACI_DSI & DryFGD & HRI | 0 | 0 | 0 | 0 | 0 | 0 | 0 | 0
00 Ret.ExistSNCR_ACI_DSI & DryFGD & HRI & CCS | 0 | 0 | 0 | 0 | 0 | 0 | 0 | 0
00 Ret.ExistSNCR_ACI_DSI & HRI | 0 | 0 | 0 | 0 | 0 | 0 | 0 | 0
00 Ret.ExistSNCR_ACI_DSI & WetFGD | 0 | 0 | 0 | 0 | 0 | 0 | 0 | 0
00 Ret.ExistSNCR_ACI_DSI & WetFGD & CCS | 0 | 0 | 0 | 0 | 0 | 0 | 0 | 0
00 Ret.ExistSNCR_ACI_DSI & WetFGD & HRI | 0 | 0 | 0 | 0 | 0 | 0 | 0 | 0
00 Ret.ExistSNCR_ACI_DSI & WetFGD & HRI & CCS | 0 | 0 | 0 | 0 | 0 | 0 | 0 | 0
00 Ret.ExistSNCR_DryFGD & HRI | 0 | 0 | 0 | 0 | 0 | 0 | 0 | 0
00 Ret.ExistSNCR_DryFGD_ACI & CCS | 0 | 0 | 0 | 252.7 | 163.0169 | 0 | 0 | 0
00 Ret.ExistSNCR_DryFGD_ACI & HRI | 0 | 0 | 0 | 0 | 0 | 0 | 0 | 0
00 Ret.ExistSNCR_DryFGD_ACI & HRI & CCS | 0 | 0 | 0 | 0 | 0 | 0 | 0 | 0
00 Ret.ExistSNCR_WetFGD & HRI | 0 | 0 | 0 | 0 | 0 | 0 | 0 | 0
00 Ret.ExistSNCR_WetFGD & HRI & CCS | 0 | 0 | 0 | 0 | 0 | 0 | 0 | 0
00 Ret.ExistSNCR_WetFGD_ACI & CCS | 0 | 0 | 0 | 358.5884 | 0 | 0 | 0 | 0
00 Ret.ExistSNCR_WetFGD_ACI & HRI | 0 | 0 | 0 | 0 | 0 | 0 | 0 | 0
00 Ret.ExistSNCR_WetFGD_ACI & HRI & CCS | 0 | 0 | 0 | 0 | 0 | 0 | 0 | 0
00 Ret.ExistSNCR_WetFGD_ACI_DSI & CCS | 0 | 0 | 0 | 0 | 0 | 0 | 0 | 0
00 Ret.ExistSNCR_WetFGD_ACI_DSI & HRI | 0 | 0 | 0 | 0 | 0 | 0 | 0 | 0
00 Ret.ExistSNCR_WetFGD_ACI_DSI & HRI & CCS | 0 | 0 | 0 | 0 | 0 | 0 | 0 | 0
00 Ret.ExistSNCR & DryFGD & HRI | 0 | 0 | 0 | 0 | 0 | 0 | 0 | 0
00 Ret.ExistSNCR & HRI | 0 | 0 | 0 | 0 | 0 | 0 | 0 | 0
00 Ret.ExistWetFGD & CCS | 0 | 0 | 0 | 23.6669 | 0 | 0 | 0 | 0
00 Ret.ExistWetFGD & HRI | 0 | 0 | 0 | 0 | 0 | 0 | 0 | 0
00 Ret.ExistWetFGD & HRI & CCS | 0 | 0 | 0 | 0 | 0 | 0 | 0 | 0
00 Ret.ExistWetFGD & SCR | 0 | 0 | 0 | 0 | 0 | 0 | 0 | 0
00 Ret.ExistWetFGD & SCR & CCS | 0 | 0 | 0 | 0 | 0 | 0 | 0 | 0
00 Ret.ExistWetFGD & SCR & HRI | 0 | 0 | 0 | 0 | 0 | 0 | 0 | 0
00 Ret.ExistWetFGD & SCR & HRI & CCS | 0 | 0 | 0 | 0 | 0 | 0 | 0 | 0
00 Ret.ExistWetFGD & SNCR | 0 | 0 | 0 | 0 | 0 | 0 | 0 | 0
00 Ret.ExistWetFGD & SNCR & CCS | 0 | 0 | 0 | 0 | 0 | 0 | 0 | 0
00 Ret.ExistWetFGD & SNCR & HRI | 0 | 0 | 0 | 0 | 0 | 0 | 0 | 0
00 Ret.ExistWetFGD & SNCR & HRI & CCS | 0 | 0 | 0 | 0 | 0 | 0 | 0 | 0
00 Ret.ExistWetFGD_ACI & CCS | 0 | 0 | 0 | 0 | 0 | 0 | 0 | 0
00 Ret.ExistWetFGD_ACI & HRI | 0 | 0 | 0 | 0 | 0 | 0 | 0 | 0
00 Ret.ExistWetFGD_ACI & HRI & CCS | 0 | 0 | 0 | 0 | 0 | 0 | 0 | 0
00 Ret.ExistWetFGD_ACI & SCR | 206.6669 | 0 | 0 | 0 | 0 | 0 | 0 | 0
00 Ret.ExistWetFGD_ACI & SCR & CCS | 0 | 0 | 0 | 0 | 0 | 0 | 0 | 0
00 Ret.ExistWetFGD_ACI & SCR & HRI | 0 | 0 | 0 | 0 | 0 | 0 | 0 | 0
00 Ret.ExistWetFGD_ACI & SCR & HRI & CCS | 0 | 0 | 0 | 0 | 0 | 0 | 0 | 0
00 Ret.ExistWetFGD_ACI & SNCR | 0 | 0 | 0 | 0 | 0 | 0 | 0 | 0
00 Ret.ExistWetFGD_ACI & SNCR & CCS | 0 | 0 | 0 | 0 | 0 | 0 | 0 | 0
00 Ret.ExistWetFGD_ACI & SNCR & HRI | 0 | 0 | 0 | 0 | 0 | 0 | 0 | 0
00 Ret.ExistWetFGD_ACI & SNCR & HRI & CCS | 0 | 0 | 0 | 0 | 0 | 0 | 0 | 0
00 Ret.ExistWetFGD_ACI_DSI & CCS | 0 | 0 | 0 | 0 | 0 | 0 | 0 | 0
00 Ret.ExistWetFGD_ACI_DSI & HRI | 0 | 0 | 0 | 0 | 0 | 0 | 0 | 0
00 Ret.ExistWetFGD_ACI_DSI & HRI & CCS | 0 | 0 | 0 | 0 | 0 | 0 | 0 | 0
00 Ret.ExistWetFGD_ACI_DSI & SCR | 0 | 0 | 0 | 0 | 0 | 0 | 0 | 0
00 Ret.ExistWetFGD_ACI_DSI & SCR & CCS | 0 | 0 | 0 | 0 | 0 | 0 | 0 | 0
00 Ret.ExistWetFGD_ACI_DSI & SCR & HRI | 0 | 0 | 0 | 0 | 0 | 0 | 0 | 0
00 Ret.ExistWetFGD_ACI_DSI & SCR & HRI & CCS | 0 | 0 | 0 | 0 | 0 | 0 | 0 | 0
00 Ret.ExistWetFGD_ACI_DSI & SNCR | 0 | 0 | 0 | 0 | 0 | 0 | 0 | 0
00 Ret.ExistWetFGD_ACI_DSI & SNCR & CCS | 0 | 0 | 0 | 0 | 0 | 0 | 0 | 0
00 Ret.ExistWetFGD_ACI_DSI & SNCR & HRI | 0 | 0 | 0 | 0 | 0 | 0 | 0 | 0
00 Ret.ExistWetFGD_ACI_DSI & SNCR & HRI & CCS | 0 | 0 | 0 | 0 | 0 | 0 | 0 | 0
00 Ret.ExistWetFGD_DSI & HRI | 0 | 0 | 0 | 0 | 0 | 0 | 0 | 0
00 Ret.ExistWetFGD_DSI & SCR | 0 | 0 | 0 | 0 | 0 | 0 | 0 | 0
00 Ret.ExistSNCR_DSI & DryFGD & HRI | 0 | 0 | 0 | 0 | 0 | 0 | 0 | 0
00 Ret.ExistWetFGD_DSI & SCR & HRI | 0 | 0 | 0 | 0 | 0 | 0 | 0 | 0
00 Ret.ExistSNCR_DSI & HRI | 0 | 0 | 0 | 0 | 0 | 0 | 0 | 0
00 Ret.ExistWetFGD_DSI & SNCR | 0 | 0 | 0 | 0 | 0 | 0 | 0 | 0
00 Ret.ExistWetFGD_DSI & SNCR & HRI | 0 | 0 | 0 | 0 | 0 | 0 | 0 | 0
00 Ret.ExistWetFGD_SCR & CCS | 0 | 0 | 0 | 22.2211 | 7.9777 | 0 | 0 | 0
00 Ret.ExistWetFGD_SCR_DSI & CCS | 0 | 0 | 0 | 0 | 3.512 | 0 | 0 | 0
00 Ret.ExistWetFGD_SNCR & CCS | 0 | 0 | 0 | 0 | 0 | 0 | 0 | 0
00 Ret.HRI | 0 | 0 | 0 | 0 | 0 | 0 | 0 | 0
00 Ret.SCR | 0 | 0 | 0 | 0 | 0 | 0 | 0 | 0
00 Ret.SCR & DryFGD | 0 | 0 | 0 | 0 | 0 | 0 | 0 | 0
00 Ret.SCR & DryFGD & ACI | 0 | 0 | 0 | 0 | 0 | 0 | 0 | 0
00 Ret.SCR & DryFGD & CCS | 0 | 0 | 0 | 0 | 0 | 0 | 0 | 0
00 Ret.SCR & DryFGD & HRI | 0 | 0 | 0 | 0 | 0 | 0 | 0 | 0
00 Ret.SCR & DSI | 0 | 0 | 0 | 0 | 0 | 0 | 0 | 0
00 Ret.SCR & DSI & DryFGD | 0 | 0 | 0 | 0 | 0 | 0 | 0 | 0
00 Ret.SCR & DSI & DryFGD & HRI | 0 | 0 | 0 | 0 | 0 | 0 | 0 | 0
00 Ret.SCR & DSI & HRI | 0 | 0 | 0 | 0 | 0 | 0 | 0 | 0
00 Ret.SCR & DSI & WetFGD | 0 | 0 | 0 | 0 | 0 | 0 | 0 | 0
00 Ret.SCR & DSI & WetFGD & HRI | 0 | 0 | 0 | 0 | 0 | 0 | 0 | 0
00 Ret.SCR & HRI | 0 | 0 | 0 | 0 | 0 | 0 | 0 | 0
00 Ret.SCR & WetFGD | 0 | 0 | 0 | 0 | 0 | 0 | 0 | 0
00 Ret.SCR & WetFGD & ACI | 0 | 0 | 0 | 0 | 0 | 0 | 0 | 0
00 Ret.SCR & WetFGD & CCS | 0 | 0 | 0 | 0 | 0 | 0 | 0 | 0
00 Ret.SCR & WetFGD & HRI | 0 | 0 | 0 | 0 | 0 | 0 | 0 | 0
00 Ret.SNCR | 0 | 0 | 0 | 0 | 0 | 0 | 0 | 0
00 Ret.SNCR & DryFGD | 0 | 0 | 0 | 0 | 0 | 0 | 0 | 0
00 Ret.SNCR & DryFGD & ACI | 0 | 0 | 0 | 0 | 0 | 0 | 0 | 0
00 Ret.SNCR & DryFGD & ACI & HRI | 0 | 0 | 0 | 0 | 0 | 0 | 0 | 0
00 Ret.SNCR & DryFGD & CCS | 0 | 0 | 0 | 0 | 0 | 0 | 0 | 0
00 Ret.SNCR & DryFGD & HRI | 0 | 0 | 0 | 0 | 0 | 0 | 0 | 0
00 Ret.SNCR & DSI | 0 | 0 | 0 | 0 | 0 | 0 | 0 | 0
00 Ret.SNCR & DSI & HRI | 0 | 0 | 0 | 0 | 0 | 0 | 0 | 0
00 Ret.SNCR & HRI | 0 | 0 | 0 | 0 | 0 | 0 | 0 | 0
00 Ret.SNCR & WetFGD | 0 | 0 | 0 | 0 | 0 | 0 | 0 | 0
00 Ret.SNCR & WetFGD & ACI | 0 | 0 | 0 | 0 | 0 | 0 | 0 | 0
00 Ret.SNCR & WetFGD & ACI & HRI | 0 | 0 | 0 | 0 | 0 | 0 | 0 | 0
00 Ret.SNCR & WetFGD & CCS | 0 | 0 | 0 | 0 | 0 | 0 | 0 | 0
00 Ret.SNCR & WetFGD & HRI | 0 | 0 | 0 | 0 | 0 | 0 | 0 | 0
00 Ret.WetFGD | 0 | 0 | 0 | 0 | 0 | 0 | 0 | 0
00 Ret.WetFGD & CCS | 0 | 0 | 0 | 0 | 0 | 0 | 0 | 0
00 Ret.WetFGD & HRI | 0 | 0 | 0 | 0 | 0 | 0 | 0 | 0
00 Ret.FB & HRI | 0 | 0 | 0 | 0 | 0 | 0 | 0 | 0
00 Ret.FB DryFGD | 0 | 0 | 0 | 0 | 0 | 0 | 0 | 0
00 Ret.FB DryFGD & HRI | 0 | 0 | 0 | 0 | 0 | 0 | 0 | 0
00 Ret.FB DryFGD & SNCR | 0 | 0 | 0 | 0 | 0 | 0 | 0 | 0
00 Ret.FB-Exist ACI & DryFGD & HRI | 0 | 0 | 0 | 0 | 0 | 0 | 0 | 0
00 Ret.FB-Exist ACI_DSI & DryFGD & SNCR | 0 | 0 | 0 | 0 | 0 | 0 | 0 | 0
00 Ret.FB-Exist ACI_DSI & SNCR | 0 | 0 | 0 | 0 | 0 | 0 | 0 | 0
00 Ret.FB-ExistACI & HRI | 0 | 0 | 0 | 0 | 0 | 0 | 0 | 0
00 Ret.FB-ExistACI_DSI & DryFGD | 0 | 0 | 0 | 0 | 0 | 0 | 0 | 0
00 Ret.FB-ExistACI_DSI & DryFGD & HRI | 0 | 0 | 0 | 0 | 0 | 0 | 0 | 0
00 Ret.FB-ExistACI_DSI & DryFGD & SNCR | 0 | 0 | 0 | 0 | 0 | 0 | 0 | 0
00 Ret.FB-ExistACI_DSI & DryFGD & SNCR & HRI | 0 | 0 | 0 | 0 | 0 | 0 | 0 | 0
00 Ret.FB-ExistACI_DSI & HRI | 0 | 0 | 0 | 0 | 0 | 0 | 0 | 0
00 Ret.FB-ExistACI_DSI & SNCR & HRI | 0 | 0 | 0 | 0 | 0 | 0 | 0 | 0
00 Ret.FB-ExistDryFGD & HRI | 0 | 0 | 0 | 0 | 0 | 0 | 0 | 0
00 Ret.FB-ExistDryFGD_ACI & HRI | 0 | 0 | 0 | 0 | 0 | 0 | 0 | 0
00 Ret.FB-ExistDryFGD_ACI & HRI & CCS | 0 | 0 | 0 | 0 | 0 | 0 | 0 | 0
00 Ret.FB-ExistDryFGD_ACI & SNCR | 0 | 0 | 0 | 0 | 0 | 0 | 0 | 0
00 Ret.FB-ExistDryFGD_ACI & SNCR & HRI | 0 | 0 | 0 | 0 | 0 | 0 | 0 | 0
00 Ret.FB-ExistDryFGD_DSI & HRI | 0 | 0 | 0 | 0 | 0 | 0 | 0 | 0
00 Ret.FB-ExistDryFGD_DSI & SNCR | 0 | 0 | 0 | 0 | 0 | 0 | 0 | 0
00 Ret.FB-ExistDryFGD_DSI & SNCR & HRI | 0 | 0 | 0 | 0 | 0 | 0 | 0 | 0
00 Ret.FB-ExistDryFGD_SNCR & HRI | 0 | 0 | 0 | 0 | 0 | 0 | 0 | 0
00 Ret.FB-ExistDryFGD_SNCR_ACI & HRI | 0 | 0 | 0 | 0 | 0 | 0 | 0 | 0
00 Ret.FB-ExistDryFGD_SNCR_ACI & HRI & CCS | 0 | 0 | 0 | 0 | 0 | 0 | 0 | 0
00 Ret.FB-ExistDryFGD_SNCR_ACI_DSI & HRI | 0 | 0 | 0 | 0 | 0 | 0 | 0 | 0
00 Ret.FB-ExistDryFGD_SNCR_ACI_DSI & HRI & CCS | 0 | 0 | 0 | 0 | 0 | 0 | 0 | 0
00 Ret.FB-ExistWetFGD_SNCR_ACI & HRI | 0 | 0 | 0 | 0 | 0 | 0 | 0 | 0
00 Ret.FB-ExistWetFGD_SNCR_ACI & HRI & CCS | 0 | 0 | 0 | 0 | 0 | 0 | 0 | 0
00 Ret.FB-ExistDryFGD_SNCR_DSI & HRI | 0 | 0 | 0 | 0 | 0 | 0 | 0 | 0
00 Ret.FB-ExistDSI & DryFGD | 0 | 0 | 0 | 0 | 0 | 0 | 0 | 0
00 Ret.FB-ExistDSI & DryFGD & HRI | 0 | 0 | 0 | 0 | 0 | 0 | 0 | 0
00 Ret.FB-ExistDSI & DryFGD & SNCR | 0 | 0 | 0 | 0 | 0 | 0 | 0 | 0
00 Ret.FB-ExistDSI & DryFGD & SNCR & HRI | 0 | 0 | 0 | 0 | 0 | 0 | 0 | 0
00 Ret.FB-ExistDSI & HRI | 0 | 0 | 0 | 0 | 0 | 0 | 0 | 0
00 Ret.FB-ExistDSI & SNCR | 0 | 0 | 0 | 0 | 0 | 0 | 0 | 0
00 Ret.FB-ExistDSI & SNCR & HRI | 0 | 0 | 0 | 0 | 0 | 0 | 0 | 0
00 Ret.FB-ExistSNCR & DryFGD | 0 | 0 | 0 | 0 | 0 | 0 | 0 | 0
00 Ret.FB-ExistSNCR & DryFGD & HRI | 0 | 0 | 0 | 0 | 0 | 0 | 0 | 0
00 Ret.FB-ExistSNCR & HRI | 0 | 0 | 0 | 0 | 0 | 0 | 0 | 0
00 Ret.FB-ExistSNCR_ACI & HRI | 0 | 0 | 0 | 0 | 0 | 0 | 0 | 0
00 Ret.FB-ExistSNCR_ACI_DSI & DryFGD | 0 | 0 | 0 | 0 | 0 | 0 | 0 | 0
00 Ret.FB-ExistSNCR_ACI_DSI & DryFGD & HRI | 0 | 0 | 0 | 0 | 0 | 0 | 0 | 0
00 Ret.FB-ExistSNCR_ACI_DSI & HRI | 0 | 0 | 0 | 0 | 0 | 0 | 0 | 0
00 Ret.FB-ExistSNCR_DryFGD & HRI | 0 | 0 | 0 | 0 | 0 | 0 | 0 | 0
00 Ret.FB-ExistSNCR_DryFGD_ACI & HRI | 0 | 0 | 0 | 0 | 0 | 0 | 0 | 0
00 Ret.FB-ExistSNCR_DryFGD_ACI & HRI & CCS | 0 | 0 | 0 | 0 | 0 | 0 | 0 | 0
00 Ret.FB-ExistSNCR_DSI & DryFGD | 0 | 0 | 0 | 0 | 0 | 0 | 0 | 0
00 Ret.FB-ExistSNCR_DSI & DryFGD & HRI | 0 | 0 | 0 | 0 | 0 | 0 | 0 | 0
00 Ret.FB-ExistSNCR_DSI & HRI | 0 | 0 | 0 | 0 | 0 | 0 | 0 | 0
00 Ret.FB-ExistSNCR_WetFGD & HRI | 0 | 0 | 0 | 0 | 0 | 0 | 0 | 0
00 Ret.FB-ExistSNCR_WetFGD & HRI & CCS | 0 | 0 | 0 | 0 | 0 | 0 | 0 | 0
00 Ret.FB-ExistWetFGD_DSI & HRI | 0 | 0 | 0 | 0 | 0 | 0 | 0 | 0
00 Ret.FB-ExistWetFGD_DSI & SNCR | 0 | 0 | 0 | 0 | 0 | 0 | 0 | 0
00 Ret.FB-ExistWetFGD_DSI & SNCR & HRI | 0 | 0 | 0 | 0 | 0 | 0 | 0 | 0
00 Ret.FB-SNCR | 0 | 0 | 0 | 0 | 0 | 0 | 0 | 0
00 Ret.Oil/Gas Steam SCR | 0 | 0 | 0 | 0 | 0 | 0 | 0 | 0
00 CC Retirement | 808 | 8251.2711 | 798.7414 | 837.0927 | 550.9387 | 0 | 3570.2 | 8966.4
00 CT Retirement | 2564.3 | 2277.3 | 272.274 | 888.9505 | 724.3637 | 111.8847 | 10540.8 | 5243.9
00 O/G Retirement | 3078 | 15082.2068 | 882 | 904 | 885.1651 | 2175.2656 | 3189 | 5946.6311
00 Coal Retirement | 12332.7 | 45151.9752 | 13550.266 | 19575.8228 | 29773.7315 | 15994.0498 | 8859.6614 | 19497.103
00 IGCC Retirement | 0 | 220 | 226.3189 | 368.6811 | 0 | 0 | 0 | 0
00 Nuke Retirement | 0 | 3480 | 0 | 2701.8 | 7169.9 | 4673.1 | 14195.8 | 19457.5
00 Biomass Retirement | 40.9 | 3269.7 | 0 | 0 | 0 | 0 | 0 | 0
00 Fossil_Other Retirement | 0 | 0 | 0 | 0 | 0 | 0 | 0 | 0
00 Fuel Cell Retirement | 3 | 0 | 0 | 0 | 0 | 0 | 0 | 0
00 Geothermal Retirement | 18.3 | 0 | 0 | 0 | 8.6 | 0 | 0 | 29.5
00 Hydro Retirement | 5.5 | 5.2 | 0 | 0 | 0 | 0 | 0 | 0
00 Landfill Gas Retirement | 114.6 | 8.5 | 0 | 0 | 0 | 0 | 0 | 127.8
00 Non Fossil_Other Retirement | 97 | 142.8 | 0 | 0 | 0 | 0 | 0 | 0
Total | 137030.5057 | 135322.4608 | 53882.9694 | 104467.7884 | 286347.2307 | 192695.4302 | 266792.4376 | 355648.0874
12. Generation by Capacity Reporting Type [GWh]
00 New Combined Cycle | 103015.202 | 185962.1379 | 273115.9624 | 273768.2218 | 290474.2489 | 320141.4882 | 351403.7231 | 374047.0956
00 New Combined Cycle with Carbon Capture | 0 | 0 | 0 | 0 | 5108.4609 | 5108.4609 | 5108.4609 | 5019.2779
00 New Combustion Turbine | 861.7508 | 1983.3681 | 5929.7276 | 6216.8072 | 5864.1014 | 37891.5507 | 105592.8789 | 161817.788
00 New Hydro | 6.1997 | 6.1997 | 6.1997 | 8325.1445 | 31486.4334 | 44788.5521 | 44746.7879 | 44746.7879
00 New Nuclear | 0 | 0 | 0 | 0 | 0 | 0 | 0 | 0
00 New Biomass | 73.3448 | 16.3742 | 15.2388 | 0 | 0 | 0 | 0 | 0
00 New Geothermal | 688.2732 | 2968.5625 | 2968.5625 | 3318.1952 | 3318.1952 | 3318.1952 | 3282.2729 | 3282.2729
00 New Landfill Gas | 6283.5097 | 9493.8153 | 14295.6803 | 13240.6815 | 12976.7941 | 12204.0888 | 11924.3906 | 11219.9909
00 New Battery Storage | 18923.7248 | 24561.8543 | 25994.7491 | 41359.4223 | 75419.7649 | 91751.7201 | 112092.7727 | 125750.3279
00 New Offshore Wind | 5031.4608 | 9797.3901 | 16786.0413 | 28580.586 | 124144.8561 | 167980.4269 | 194749.7879 | 242899.7706
00 New Onshore Wind | 159859.0472 | 286326.3394 | 309743.9914 | 427853.0245 | 907792.5934 | 1140556.9966 | 1369591.2137 | 1677793.5652
00 New Solar PV | 120486.3675 | 145132.0441 | 172666.5565 | 262743.8177 | 479123.4193 | 616535.801 | 801520.7433 | 1024593.7879
00 New Solar Thermal | 0 | 0 | 0 | 0 | 3859.6476 | 3859.6476 | 3636.051 | 3495.9304
00 New Fuel Cell | 700.1889 | 684.2096 | 694.1373 | 670.649 | 466.5759 | 438.4847 | 467.9945 | 404.3875
00 New Ultrasupercritical Coal without CCS | 0 | 0 | 0 | 0 | 0 | 0 | 0 | 0
00 New Ultrasupercritical Coal with 30% CCS | 0 | 0 | 0 | 0 | 0 | 0 | 0 | 0
00 New Ultrasupercritical Coal with 90% CCS | 0 | 0 | 0 | 0 | 0 | 0 | 0 | 0
00 Exist & New Distributed Solar PV | 63905.0331 | 72403.3198 | 86047.3683 | 95287.3568 | 115335.6927 | 136491.7844 | 158305.8927 | 181841.9712
00 Exist Combined Cycle | 969299.7597 | 1161642.8099 | 1377669.6707 | 1297300.6973 | 997491.4222 | 838509.9429 | 741633.6844 | 601056.5511
00 Exist Combustion Turbine | 18243.6382 | 26892.3818 | 41490.2402 | 39702.4584 | 31243.1846 | 22547.1952 | 18113.1976 | 15807.0978
00 Exist Coal Steam_Uncontrolled | 3114.7254 | 3067.9357 | 2764.465 | 2746.7242 | 477.6081 | 255.1427 | 97.7616 | 6.6576
00 Exist Coal Steam_ACI | 93207.07 | 67750.1705 | 41636.9815 | 31831.3619 | 15170.1855 | 8430.5046 | 2611.8564 | 2188.9476
00 Exist Coal Steam_ACI_DSI | 28476.0862 | 19502.0572 | 11829.8812 | 5012.7856 | 1850.6916 | 958.344 | 958.344 | 958.344
00 Exist Coal Steam_DryFGD | 0 | 0 | 0 | 0 | 0 | 0 | 0 | 0
00 Exist Coal Steam_DryFGD_ACI | 58340.5002 | 44456.8833 | 28792.622 | 17009.7872 | 5982.5214 | 3916.6934 | 1952.3464 | 87.6
00 Exist Coal Steam_DryFGD_DSI | 1814.7566 | 0 | 0 | 0 | 0 | 0 | 0 | 0
00 Exist Coal Steam_DryFGD_SCR | 2838.8877 | 997.1583 | 0 | 0 | 0 | 0 | 0 | 0
00 Exist Coal Steam_DryFGD_SCR_ACI | 94741.1004 | 58223.4668 | 32052.8262 | 31940.8203 | 9053.8481 | 6130.0776 | 2749.8531 | 420.48
00 Exist Coal Steam_DryFGD_SCR_DSI | 1918.9936 | 1918.9936 | 1134.6316 | 931.3187 | 0 | 0 | 0 | 0
00 Exist Coal Steam_DryFGD_SCR_ACI_DSI | 9580.8329 | 9036.6117 | 5180.2922 | 5160.6528 | 815.556 | 815.556 | 815.556 | 0
00 Exist Coal Steam_DryFGD_SNCR_ACI | 15190.0975 | 15190.0975 | 12692.3858 | 7584.3567 | 689.0127 | 0 | 0 | 0
00 Exist Coal Steam_DryFGD_SNCR_ACI_DSI | 4048.1642 | 3471.1421 | 3199.7865 | 2191.3221 | 0 | 0 | 0 | 0
00 Exist Coal Steam_DSI | 8466.4198 | 6731.3697 | 4551.2566 | 3487.704 | 0 | 0 | 0 | 0
00 Exist Coal Steam_SCR_ACI | 33369.4496 | 30327.4877 | 16967.3447 | 16694.7056 | 7803.9392 | 3558.0049 | 3396.0653 | 2428.272
00 Exist Coal Steam_SCR_ACI_DSI | 15683.4763 | 3864.7357 | 465.1287 | 527.7291 | 0 | 0 | 0 | 0
00 Exist Coal Steam_SNCR | 111.8077 | 111.8077 | 111.8077 | 111.8077 | 87.0839 | 52.8927 | 52.8927 | 0
00 Exist Coal Steam_SCR | 0 | 0 | 0 | 0 | 0 | 0 | 0 | 0
00 Exist Coal Steam_SNCR_ACI | 4020.437 | 2857.6564 | 0 | 0 | 0 | 0 | 0 | 0
00 Exist Coal Steam_SNCR_ACI_DSI | 6594.8285 | 1321.0229 | 0 | 0 | 0 | 0 | 0 | 0
00 Exist Coal Steam_WetFGD | 36537.4833 | 20424.3044 | 17756.2253 | 15292.9288 | 4825.2808 | 4094.1774 | 0 | 0
00 Exist Coal Steam_WetFGD_ACI | 65891.006 | 44724.0116 | 28172.0791 | 33885.3313 | 13319.9631 | 8832.8408 | 5680.5445 | 1013.9505
00 Exist Coal Steam_WetFGD_ACI_DSI | 13214.4859 | 5307.5642 | 2497.5937 | 1597.8271 | 437.124 | 410.197 | 0 | 0
00 Exist Coal Steam_WetFGD_DSI | 0 | 0 | 0 | 0 | 0 | 0 | 0 | 0
00 Exist Coal Steam_WetFGD_SCR | 301487.7249 | 222869.8221 | 123771.7845 | 108506.4021 | 23967.7269 | 6820.7492 | 4191.0072 | 8.76
00 Exist Coal Steam_WetFGD_SCR_DSI | 27841.9876 | 6459.8985 | 1085.364 | 3.504 | 0 | 0 | 0 | 0
00 Exist Coal Steam_WetFGD_SCR_ACI | 159461.3284 | 96440.1387 | 56072.0983 | 49762.3216 | 7609.149 | 4319.9071 | 2417.451 | 1644.819
00 Exist Coal Steam_WetFGD_SCR_ACI_DSI | 45370.3784 | 39014.5008 | 27201.6966 | 23551.9242 | 8749.5341 | 7446.0743 | 760.368 | 0
00 Exist Coal Steam_WetFGD_SNCR | 14827.845 | 6311.7386 | 3612.728 | 3613.8922 | 1794.5839 | 393.639 | 95.2501 | 95.2501
00 Exist Coal Steam_WetFGD_SNCR_ACI | 54065.8107 | 42689.3376 | 27620.6285 | 9327.9232 | 1493.7849 | 727.4611 | 384.9451 | 384.9451
00 Exist Coal Steam_WetFGD_SNCR_ACI_DSI | 0 | 0 | 0 | 0 | 0 | 0 | 0 | 0
00 Exist FBC_ACI_DSI | 3234.7526 | 1326.4459 | 385.44 | 385.44 | 385.44 | 385.44 | 0 | 0
00 Exist FBC_DryFGD_ACI | 973.8177 | 502.7424 | 165.0483 | 136.197 | 0 | 0 | 0 | 0
00 Exist FBC_DryFGD_DSI | 0 | 0 | 0 | 0 | 0 | 0 | 0 | 0
00 Exist FBC_DryFGD_SNCR | 2740.6858 | 2668.308 | 2702.7127 | 2791.4338 | 1432.966 | 1432.966 | 490.0331 | 0
00 Exist FBC_DryFGD_SNCR_ACI | 3650.8346 | 3223.5033 | 3224.8024 | 3068.3185 | 2281.3707 | 994.4849 | 0 | 0
00 Exist FBC_DryFGD_SNCR_ACI_DSI | 4991.6968 | 4991.6968 | 669.3972 | 669.3972 | 0 | 0 | 0 | 0
00 Exist FBC_DryFGD_SNCR_DSI | 0 | 0 | 0 | 0 | 0 | 0 | 0 | 0
00 Exist FBC_DSI | 2955.177 | 543.3297 | 325.872 | 325.872 | 280.32 | 280.32 | 280.32 | 280.32
00 Exist FBC_SCR | 14.2553 | 18.6972 | 10.3895 | 0 | 0 | 0 | 0 | 0
00 Exist FBC_SNCR | 0 | 0 | 0 | 0 | 0 | 0 | 0 | 0
00 Exist FBC_SNCR_ACI | 16.9358 | 18.6972 | 13.3232 | 0 | 0 | 0 | 0 | 0
00 Exist FBC_SNCR_ACI_DSI | 2102.9245 | 267.18 | 267.18 | 0 | 0 | 0 | 0 | 0
00 Exist FBC_SNCR_DSI | 4692.1502 | 4193.207 | 2837.6177 | 2126.148 | 303.1892 | 52.56 | 52.56 | 0
00 Exist FBC_Uncontrolled | 0 | 0 | 0 | 0 | 0 | 0 | 0 | 0
00 Exist FBC_WetFGD_DSI | 89.9584 | 211.902 | 375.1444 | 375.1444 | 375.1444 | 375.1444 | 253.2008 | 0
00 Exist IGCC | 4208.5058 | 4165.0832 | 2305.5716 | 0 | 0 | 0 | 0 | 0
00 Exist Fossil_Other | 3892.453 | 3892.453 | 3695.8109 | 3569.1775 | 3569.1775 | 3527.9585 | 3516.4327 | 3516.3141
00 Exist Fuel Cell | 0.17678 | 0.20741 | 0.21646 | 61.4242 | 121.7931 | 12.0121 | 39.1541 | 14.9775
00 Exist Hydro | 275579.6269 | 275424.1973 | 275333.6589 | 275333.6588 | 275333.6588 | 275333.6589 | 275308.6209 | 272007.4585
00 Exist Non Fossil_Other | 22705.046 | 22115.0482 | 22115.0482 | 21816.1858 | 21794.0721 | 21511.1682 | 21464.7516 | 19701.6073
00 Exist Nuclear | 775361.9644 | 747158.391 | 747158.391 | 724660.6703 | 665796.4346 | 621649.0366 | 498830.17 | 354725.1205
00 Exist Oil/Gas Steam | 22676.462 | 14743.4613 | 14926.4071 | 9676.0936 | 3445.4513 | 1032.1902 | 1714.183 | 1306.6314
00 Exist Oil/Gas Steam_SCR | 2769.1156 | 2775.6014 | 2778.8205 | 1622.335 | 32.8765 | 24.2187 | 13.6293 | 32.8936
00 Exist Oil/Gas Steam_SNCR | 777.8858 | 744.4183 | 511.3576 | 258.43 | 156.0837 | 168.0479 | 254.5684 | 253.4031
00 Exist Biomass | 10674.4393 | 123.8234 | 128.7069 | 101.552 | 101.1139 | 23.9677 | 23.9677 | 23.9677
00 Exist Landfill Gas | 10456.2404 | 10364.8394 | 10339.3772 | 9628.8134 | 9291.2757 | 8522.0921 | 8270.8387 | 7292.4738
00 Exist Geothermal | 16633.8345 | 16633.8345 | 16633.8345 | 16633.8345 | 16577.7892 | 16577.7892 | 16577.7892 | 16357.3912
00 Exist Pump Storage | 13316.4686 | 17241.6722 | 20302.6491 | 21694.7096 | 29545.2946 | 33252.7955 | 33493.58 | 33849.4455
00 Exist Energy Storage | 487.4198 | 445.7892 | 448.3296 | 575.4157 | 642.7019 | 847.9991 | 791.3767 | 814.9463
00 Exist Solar PV | 85539.8234 | 85783.9182 | 85773.683 | 85773.683 | 85768.6221 | 85768.6221 | 85768.6221 | 85768.6221
00 Exist Solar Thermal | 2732.8535 | 2732.8535 | 2732.8535 | 2732.8535 | 2732.8535 | 2732.8535 | 2732.8535 | 2732.8535
00 Exist Offshore Wind | 110.8785 | 110.8785 | 110.8785 | 110.8785 | 110.8785 | 110.8785 | 110.8785 | 110.8785
00 Exist Onshore Wind | 338206.8663 | 340858.9766 | 340858.9766 | 340858.9766 | 340858.9766 | 340858.9766 | 340858.9766 | 340858.9766
00 International Imports | 5406.672 | 5406.672 | 5406.672 | 5406.672 | 5406.672 | 5127.228 | 5127.228 | 5127.228
00 Ret.ACI | 0 | 0 | 0 | 0 | 0 | 0 | 0 | 0
00 Ret.ACI & DryFGD | 0 | 0 | 0 | 0 | 0 | 0 | 0 | 0
00 Ret.ACI & DryFGD & HRI | 0 | 0 | 0 | 0 | 0 | 0 | 0 | 0
00 Ret.ACI & DSI | 0 | 0 | 0 | 0 | 0 | 0 | 0 | 0
00 Ret.ACI & DSI & DryFGD | 0 | 0 | 0 | 0 | 0 | 0 | 0 | 0
00 Ret.ACI & DSI & DryFGD & HRI | 0 | 0 | 0 | 0 | 0 | 0 | 0 | 0
00 Ret.ACI & DSI & HRI | 0 | 0 | 0 | 0 | 0 | 0 | 0 | 0
00 Ret.ACI & DSI & WetFGD & HRI | 0 | 0 | 0 | 0 | 0 | 0 | 0 | 0
00 Ret.ACI & HRI | 0 | 0 | 0 | 0 | 0 | 0 | 0 | 0
00 Ret.ACI & SCR | 0 | 0 | 0 | 0 | 0 | 0 | 0 | 0
00 Ret.ACI & SCR & DryFGD & HRI | 0 | 0 | 0 | 0 | 0 | 0 | 0 | 0
00 Ret.ACI & SCR & DSI | 0 | 0 | 0 | 0 | 0 | 0 | 0 | 0
00 Ret.ACI & SCR & DSI & DryFGD | 0 | 0 | 0 | 0 | 0 | 0 | 0 | 0
00 Ret.ACI & SCR & DSI & DryFGD & HRI | 0 | 0 | 0 | 0 | 0 | 0 | 0 | 0
00 Ret.ACI & SCR & DSI & HRI | 0 | 0 | 0 | 0 | 0 | 0 | 0 | 0
00 Ret.ACI & SCR & DSI & WetFGD | 0 | 0 | 0 | 0 | 0 | 0 | 0 | 0
00 Ret.ACI & SCR & DSI & WetFGD & HRI | 0 | 0 | 0 | 0 | 0 | 0 | 0 | 0
00 Ret.ACI & SCR & HRI | 0 | 0 | 0 | 0 | 0 | 0 | 0 | 0
00 Ret.ACI & SCR & WetFGD & HRI | 0 | 0 | 0 | 0 | 0 | 0 | 0 | 0
00 Ret.ACI & SNCR | 0 | 0 | 0 | 0 | 0 | 0 | 0 | 0
00 Ret.ACI & SNCR & DSI | 0 | 0 | 0 | 0 | 0 | 0 | 0 | 0
00 Ret.ACI & SNCR & DSI & DryFGD | 0 | 0 | 0 | 0 | 0 | 0 | 0 | 0
00 Ret.ACI & SNCR & DSI & DryFGD & HRI | 0 | 0 | 0 | 0 | 0 | 0 | 0 | 0
00 Ret.ACI & SNCR & DSI & HRI | 0 | 0 | 0 | 0 | 0 | 0 | 0 | 0
00 Ret.ACI & SNCR & DSI & WetFGD | 0 | 0 | 0 | 0 | 0 | 0 | 0 | 0
00 Ret.ACI & SNCR & DSI & WetFGD & HRI | 0 | 0 | 0 | 0 | 0 | 0 | 0 | 0
00 Ret.ACI & SNCR & HRI | 0 | 0 | 0 | 0 | 0 | 0 | 0 | 0
00 Ret.ACI & WetFGD | 0 | 0 | 0 | 0 | 0 | 0 | 0 | 0
00 Ret.ACI & WetFGD & DSI | 0 | 0 | 0 | 0 | 0 | 0 | 0 | 0
00 Ret.ACI & WetFGD & HRI | 0 | 0 | 0 | 0 | 0 | 0 | 0 | 0
00 Ret.C2G | 499.5911 | 0 | 153.7227 | 153.7227 | 153.7227 | 110.7297 | 14.0133 | 14.0133
00 Ret.C2G & SCR | 0 | 0 | 0 | 0 | 0 | 0 | 0 | 0
00 Ret.CCG | 0 | 0 | 0 | 17565.2262 | 17458.2504 | 17458.2504 | 9409.6659 | 6169.9949
00 Ret.DryFGD | 0 | 0 | 0 | 0 | 0 | 0 | 0 | 0
00 Ret.DryFGD & CCS | 0 | 0 | 0 | 0 | 0 | 0 | 0 | 0
00 Ret.DryFGD & HRI | 0 | 0 | 0 | 0 | 0 | 0 | 0 | 0
00 Ret.DSI | 0 | 0 | 0 | 0 | 0 | 0 | 0 | 0
00 Ret.DSI & DryFGD | 0 | 0 | 0 | 0 | 0 | 0 | 0 | 0
00 Ret.DSI & DryFGD & HRI | 0 | 0 | 0 | 0 | 0 | 0 | 0 | 0
00 Ret.DSI & HRI | 0 | 0 | 0 | 0 | 0 | 0 | 0 | 0
00 Ret.ExistACI & DryFGD | 0 | 0 | 0 | 0 | 0 | 0 | 0 | 0
00 Ret.ExistACI & DryFGD & CCS | 0 | 0 | 0 | 0 | 19.7286 | 19.7286 | 19.7286 | 19.7286
00 Ret.ExistACI & DryFGD & HRI | 0 | 0 | 0 | 0 | 0 | 0 | 0 | 0
00 Ret.ExistACI & DryFGD & HRI & CCS | 0 | 0 | 0 | 0 | 0 | 0 | 0 | 0
00 Ret.ExistACI & DSI | 0 | 0 | 0 | 0 | 0 | 0 | 0 | 0
00 Ret.ExistACI & DSI & DryFGD | 0 | 0 | 0 | 0 | 0 | 0 | 0 | 0
00 Ret.ExistACI & DSI & DryFGD & HRI | 0 | 0 | 0 | 0 | 0 | 0 | 0 | 0
00 Ret.ExistACI & DSI & HRI | 0 | 0 | 0 | 0 | 0 | 0 | 0 | 0
00 Ret.ExistACI & HRI | 0 | 0 | 0 | 0 | 0 | 0 | 0 | 0
00 Ret.ExistACI & HRI & WetFGD | 0 | 0 | 0 | 0 | 0 | 0 | 0 | 0
00 Ret.ExistACI & SCR | 0 | 0 | 0 | 0 | 0 | 0 | 0 | 0
00 Ret.ExistACI & SCR & DryFGD | 0 | 0 | 0 | 0 | 0 | 0 | 0 | 0
00 Ret.ExistACI & SCR & DryFGD & CCS | 0 | 0 | 0 | 0 | 0 | 0 | 0 | 0
00 Ret.ExistACI & SCR & DryFGD & HRI | 0 | 0 | 0 | 0 | 0 | 0 | 0 | 0
00 Ret.ExistACI & SCR & DryFGD & HRI & CCS | 0 | 0 | 0 | 0 | 0 | 0 | 0 | 0
00 Ret.ExistACI & SCR & DSI | 0 | 0 | 0 | 0 | 0 | 0 | 0 | 0
00 Ret.ExistACI & SCR & DSI & DryFGD | 0 | 0 | 0 | 0 | 0 | 0 | 0 | 0
00 Ret.ExistACI & SCR & DSI & DryFGD & HRI | 0 | 0 | 0 | 0 | 0 | 0 | 0 | 0
00 Ret.ExistACI & SCR & DSI & HRI | 0 | 0 | 0 | 0 | 0 | 0 | 0 | 0
00 Ret.ExistACI & SCR & HRI | 0 | 0 | 0 | 0 | 0 | 0 | 0 | 0
00 Ret.ExistACI & SCR & WetFGD | 0 | 0 | 0 | 0 | 0 | 0 | 0 | 0
00 Ret.ExistACI & SCR & WetFGD & CCS | 0 | 0 | 0 | 0 | 0 | 0 | 0 | 0
00 Ret.ExistACI & SCR & WetFGD & HRI | 0 | 0 | 0 | 0 | 0 | 0 | 0 | 0
00 Ret.ExistACI & SCR & WetFGD & HRI & CCS | 0 | 0 | 0 | 0 | 0 | 0 | 0 | 0
00 Ret.ExistACI & SNCR | 0 | 0 | 0 | 0 | 0 | 0 | 0 | 0
00 Ret.ExistACI & SNCR & DryFGD | 0 | 0 | 0 | 0 | 0 | 0 | 0 | 0
00 Ret.ExistACI & SNCR & DryFGD & CCS | 0 | 0 | 0 | 0 | 0 | 0 | 0 | 0
00 Ret.ExistACI & SNCR & DryFGD & HRI | 0 | 0 | 0 | 0 | 0 | 0 | 0 | 0
00 Ret.ExistACI & SNCR & DryFGD & HRI & CCS | 0 | 0 | 0 | 0 | 0 | 0 | 0 | 0
00 Ret.ExistACI & SNCR & DSI | 0 | 0 | 0 | 0 | 0 | 0 | 0 | 0
00 Ret.ExistACI & SNCR & DSI & HRI | 0 | 0 | 0 | 0 | 0 | 0 | 0 | 0
00 Ret.ExistACI & SNCR & HRI | 0 | 0 | 0 | 0 | 0 | 0 | 0 | 0
00 Ret.ExistACI & SNCR & WetFGD | 0 | 0 | 0 | 0 | 0 | 0 | 0 | 0
00 Ret.ExistACI & SNCR & WetFGD & CCS | 0 | 0 | 0 | 0 | 0 | 0 | 0 | 0
00 Ret.ExistACI & SNCR & WetFGD & HRI | 0 | 0 | 0 | 0 | 0 | 0 | 0 | 0
00 Ret.ExistACI & SNCR & WetFGD & HRI & CCS | 0 | 0 | 0 | 0 | 0 | 0 | 0 | 0
00 Ret.ExistACI & WetFGD | 0 | 0 | 0 | 0 | 0 | 0 | 0 | 0
00 Ret.ExistACI & WetFGD & CCS | 0 | 0 | 0 | 0 | 0 | 0 | 0 | 0
00 Ret.ExistACI & WetFGD & HRI & CCS | 0 | 0 | 0 | 0 | 0 | 0 | 0 | 0
00 Ret.ExistACI_DSI & DryFGD | 0 | 0 | 0 | 0 | 0 | 0 | 0 | 0
00 Ret.ExistACI_DSI & DryFGD & CCS | 0 | 0 | 0 | 0 | 0 | 0 | 0 | 0
00 Ret.ExistACI_DSI & DryFGD & HRI | 0 | 0 | 0 | 0 | 0 | 0 | 0 | 0
00 Ret.ExistACI_DSI & DryFGD & HRI & CCS | 0 | 0 | 0 | 0 | 0 | 0 | 0 | 0
00 Ret.ExistACI_DSI & HRI | 0 | 0 | 0 | 0 | 0 | 0 | 0 | 0
00 Ret.ExistACI_DSI & SCR | 0 | 0 | 0 | 0 | 0 | 0 | 0 | 0
00 Ret.ExistACI_DSI & SCR & DryFGD | 0 | 0 | 0 | 0 | 0 | 0 | 0 | 0
00 Ret.ExistACI_DSI & SCR & DryFGD & CCS | 0 | 0 | 0 | 0 | 0 | 0 | 0 | 0
00 Ret.ExistACI_DSI & SCR & DryFGD & HRI | 0 | 0 | 0 | 0 | 0 | 0 | 0 | 0
00 Ret.ExistACI_DSI & SCR & DryFGD & HRI & CCS | 0 | 0 | 0 | 0 | 0 | 0 | 0 | 0
00 Ret.ExistACI_DSI & SCR & HRI | 0 | 0 | 0 | 0 | 0 | 0 | 0 | 0
00 Ret.ExistACI_DSI & SCR & WetFGD | 0 | 0 | 0 | 0 | 0 | 0 | 0 | 0
00 Ret.ExistACI_DSI & SCR & WetFGD & CCS | 0 | 0 | 0 | 0 | 0 | 0 | 0 | 0
00 Ret.ExistACI_DSI & SCR & WetFGD & HRI | 0 | 0 | 0 | 0 | 0 | 0 | 0 | 0
00 Ret.ExistACI_DSI & SCR & WetFGD & HRI & CCS | 0 | 0 | 0 | 0 | 0 | 0 | 0 | 0
00 Ret.ExistACI_DSI & SNCR | 0 | 0 | 0 | 0 | 0 | 0 | 0 | 0
00 Ret.ExistACI_DSI & SNCR & DryFGD | 0 | 0 | 0 | 0 | 0 | 0 | 0 | 0
00 Ret.ExistACI_DSI & SNCR & DryFGD & HRI & CCS | 0 | 0 | 0 | 0 | 0 | 0 | 0 | 0
00 Ret.ExistACI_DSI & SNCR & DryFGD & HRI | 0 | 0 | 0 | 0 | 0 | 0 | 0 | 0
00 Ret.ExistACI_DSI & SNCR & WetFGD & HRI & CCS | 0 | 0 | 0 | 0 | 0 | 0 | 0 | 0
00 Ret.ExistACI_DSI & SNCR & HRI | 0 | 0 | 0 | 0 | 0 | 0 | 0 | 0
00 Ret.ExistACI_DSI & SNCR & WetFGD | 0 | 0 | 0 | 0 | 0 | 0 | 0 | 0
00 Ret.ExistACI_DSI & SNCR & WetFGD & HRI | 0 | 0 | 0 | 0 | 0 | 0 | 0 | 0
00 Ret.ExistACI_DSI & WetFGD | 0 | 0 | 0 | 0 | 0 | 0 | 0 | 0
00 Ret.ExistACI_DSI & WetFGD & CCS | 0 | 0 | 0 | 0 | 0 | 0 | 0 | 0
00 Ret.ExistACI_DSI & WetFGD & HRI | 0 | 0 | 0 | 0 | 0 | 0 | 0 | 0
00 Ret.ExistACI_DSI & WetFGD & HRI & CCS | 0 | 0 | 0 | 0 | 0 | 0 | 0 | 0
00 Ret.ExistDryFGD & CCS | 0 | 0 | 0 | 0 | 0 | 0 | 0 | 0
00 Ret.ExistDryFGD & HRI | 0 | 0 | 0 | 0 | 0 | 0 | 0 | 0
00 Ret.ExistDryFGD & SCR | 0 | 0 | 0 | 0 | 0 | 0 | 0 | 0
00 Ret.ExistDryFGD & SCR & CCS | 0 | 0 | 0 | 0 | 0 | 0 | 0 | 0
00 Ret.ExistDryFGD & SCR & HRI | 0 | 0 | 0 | 0 | 0 | 0 | 0 | 0
00 Ret.ExistDryFGD & SNCR | 0 | 0 | 0 | 0 | 0 | 0 | 0 | 0
00 Ret.ExistDryFGD & SNCR & CCS | 0 | 0 | 0 | 0 | 0 | 0 | 0 | 0
00 Ret.ExistDryFGD & SNCR & HRI | 0 | 0 | 0 | 0 | 0 | 0 | 0 | 0
00 Ret.ExistDryFGD_ACI & CCS | 0 | 0 | 0 | 602.3388 | 602.3388 | 602.3388 | 407.5275 | 263.8143
00 Ret.ExistDryFGD_ACI & HRI | 0 | 0 | 0 | 0 | 0 | 0 | 0 | 0
00 Ret.ExistDryFGD_ACI & HRI & CCS | 0 | 0 | 0 | 0 | 0 | 0 | 0 | 0
00 Ret.ExistDryFGD_ACI & SCR | 0 | 0 | 0 | 0 | 0 | 0 | 0 | 0
00 Ret.ExistDryFGD_ACI & SCR & CCS | 0 | 0 | 0 | 0 | 0 | 0 | 0 | 0
00 Ret.ExistDryFGD_ACI & SCR & HRI | 0 | 0 | 0 | 0 | 0 | 0 | 0 | 0
00 Ret.ExistDryFGD_ACI & SCR & HRI & CCS | 0 | 0 | 0 | 0 | 0 | 0 | 0 | 0
00 Ret.ExistDryFGD_ACI & SNCR | 0 | 0 | 0 | 0 | 0 | 0 | 0 | 0
00 Ret.ExistDryFGD_ACI & SNCR & CCS | 0 | 0 | 0 | 0 | 0 | 0 | 0 | 0
00 Ret.ExistDryFGD_ACI & SNCR & HRI | 0 | 0 | 0 | 0 | 0 | 0 | 0 | 0
00 Ret.ExistDryFGD_ACI & SNCR & HRI & CCS | 0 | 0 | 0 | 0 | 0 | 0 | 0 | 0
00 Ret.ExistDryFGD_ACI_DSI & SCR | 0 | 0 | 0 | 0 | 0 | 0 | 0 | 0
00 Ret.ExistDryFGD_ACI_DSI & SCR & CCS | 0 | 0 | 0 | 0 | 0 | 0 | 0 | 0
00 Ret.ExistDryFGD_ACI_DSI & SCR & HRI | 0 | 0 | 0 | 0 | 0 | 0 | 0 | 0
00 Ret.ExistDryFGD_ACI_DSI & SCR & HRI & CCS | 0 | 0 | 0 | 0 | 0 | 0 | 0 | 0
00 Ret.ExistDryFGD_DSI & HRI | 0 | 0 | 0 | 0 | 0 | 0 | 0 | 0
00 Ret.ExistDryFGD_SNCR_ACI_DSI & CCS | 0 | 0 | 0 | 0 | 0 | 0 | 0 | 0
00 Ret.ExistDryFGD_SNCR_ACI_DSI & HRI | 0 | 0 | 0 | 0 | 0 | 0 | 0 | 0
00 Ret.ExistDryFGD_SNCR_ACI_DSI & HRI & CCS | 0 | 0 | 0 | 0 | 0 | 0 | 0 | 0
00 Ret.ExistDSI & DryFGD | 0 | 0 | 0 | 0 | 0 | 0 | 0 | 0
00 Ret.ExistDSI & DryFGD & HRI | 0 | 0 | 0 | 0 | 0 | 0 | 0 | 0
00 Ret.ExistDSI & HRI | 0 | 0 | 0 | 0 | 0 | 0 | 0 | 0
00 Ret.ExistDSI & SCR | 0 | 0 | 0 | 0 | 0 | 0 | 0 | 0
00 Ret.ExistDSI & SCR & DryFGD | 0 | 0 | 0 | 0 | 0 | 0 | 0 | 0
00 Ret.ExistDSI & SCR & DryFGD & HRI | 0 | 0 | 0 | 0 | 0 | 0 | 0 | 0
00 Ret.ExistDSI & SCR & HRI | 0 | 0 | 0 | 0 | 0 | 0 | 0 | 0
00 Ret.ExistDSI & SCR & WetFGD | 0 | 0 | 0 | 0 | 0 | 0 | 0 | 0
00 Ret.ExistDSI & SCR & WetFGD & HRI | 0 | 0 | 0 | 0 | 0 | 0 | 0 | 0
00 Ret.ExistDSI & SNCR | 0 | 0 | 0 | 0 | 0 | 0 | 0 | 0
00 Ret.ExistSCR & ACI | 0 | 0 | 0 | 0 | 0 | 0 | 0 | 0
00 Ret.ExistDSI & SNCR & DryFGD | 0 | 0 | 0 | 0 | 0 | 0 | 0 | 0
00 Ret.ExistSCR & ACI & DSI | 0 | 0 | 0 | 0 | 0 | 0 | 0 | 0
00 Ret.ExistSCR & ACI & DSI & DryFGD | 0 | 0 | 0 | 0 | 0 | 0 | 0 | 0
00 Ret.ExistSCR & ACI & DSI & DryFGD & HRI | 0 | 0 | 0 | 0 | 0 | 0 | 0 | 0
00 Ret.ExistDSI & SNCR & DryFGD & HRI | 0 | 0 | 0 | 0 | 0 | 0 | 0 | 0
00 Ret.ExistDSI & SNCR & HRI | 0 | 0 | 0 | 0 | 0 | 0 | 0 | 0
00 Ret.ExistSCR & ACI & DSI & HRI | 0 | 0 | 0 | 0 | 0 | 0 | 0 | 0
00 Ret.ExistDSI & SNCR & WetFGD | 0 | 0 | 0 | 0 | 0 | 0 | 0 | 0
00 Ret.ExistSCR & ACI & DSI & WetFGD | 0 | 0 | 0 | 0 | 0 | 0 | 0 | 0
00 Ret.ExistSCR & ACI & DSI & WetFGD & HRI | 0 | 0 | 0 | 0 | 0 | 0 | 0 | 0
00 Ret.ExistSCR & ACI & HRI | 0 | 0 | 0 | 0 | 0 | 0 | 0 | 0
00 Ret.ExistDSI & SNCR & WetFGD & HRI | 0 | 0 | 0 | 0 | 0 | 0 | 0 | 0
00 Ret.ExistDSI & WetFGD | 0 | 0 | 0 | 0 | 0 | 0 | 0 | 0
00 Ret.ExistDSI & WetFGD & HRI | 0 | 0 | 0 | 0 | 0 | 0 | 0 | 0
00 Ret.ExistDSI_ACI & SNCR & DryFGD & CCS | 0 | 0 | 0 | 0 | 0 | 0 | 0 | 0
00 Ret.ExistDSI_ACI & SNCR & WetFGD & CCS | 0 | 0 | 0 | 0 | 0 | 0 | 0 | 0
00 Ret.ExistSCR_ACI & DryFGD | 0 | 0 | 0 | 0 | 0 | 0 | 0 | 0
00 Ret.ExistSCR & DSI | 0 | 0 | 0 | 0 | 0 | 0 | 0 | 0
00 Ret.ExistSCR_ACI & DryFGD & CCS | 0 | 0 | 0 | 0 | 0 | 0 | 0 | 0
00 Ret.ExistSCR_ACI & DryFGD & HRI | 0 | 0 | 0 | 0 | 0 | 0 | 0 | 0
00 Ret.ExistSCR & DSI & DryFGD | 0 | 0 | 0 | 0 | 0 | 0 | 0 | 0
00 Ret.ExistSCR_ACI & DryFGD & HRI & CCS | 0 | 0 | 0 | 0 | 0 | 0 | 0 | 0
00 Ret.ExistSCR & DSI & DryFGD & HRI | 0 | 0 | 0 | 0 | 0 | 0 | 0 | 0
00 Ret.ExistSCR & DSI & HRI | 0 | 0 | 0 | 0 | 0 | 0 | 0 | 0
00 Ret.ExistSCR_ACI & DSI & HRI | 0 | 0 | 0 | 0 | 0 | 0 | 0 | 0
00 Ret.ExistSCR_ACI & HRI | 0 | 0 | 0 | 0 | 0 | 0 | 0 | 0
00 Ret.ExistSCR_ACI & WetFGD | 0 | 0 | 0 | 0 | 0 | 0 | 0 | 0
00 Ret.ExistSCR & HRI | 0 | 0 | 0 | 0 | 0 | 0 | 0 | 0
00 Ret.ExistSCR_ACI & WetFGD & CCS | 0 | 0 | 0 | 0 | 0 | 0 | 0 | 0
00 Ret.ExistSCR_ACI & WetFGD & HRI | 0 | 0 | 0 | 0 | 0 | 0 | 0 | 0
00 Ret.ExistSCR_ACI & WetFGD & HRI & CCS | 0 | 0 | 0 | 0 | 0 | 0 | 0 | 0
00 Ret.ExistSCR_ACI_DSI & DryFGD | 0 | 0 | 0 | 0 | 0 | 0 | 0 | 0
00 Ret.ExistSCR_ACI_DSI & DryFGD & CCS | 0 | 0 | 0 | 0 | 0 | 0 | 0 | 0
00 Ret.ExistSCR_ACI_DSI & DryFGD & HRI | 0 | 0 | 0 | 0 | 0 | 0 | 0 | 0
00 Ret.ExistSCR_ACI_DSI & DryFGD & HRI & CCS | 0 | 0 | 0 | 0 | 0 | 0 | 0 | 0
00 Ret.ExistSCR_ACI_DSI & HRI | 0 | 0 | 0 | 0 | 0 | 0 | 0 | 0
00 Ret.ExistSCR_ACI_DSI & WetFGD | 0 | 0 | 0 | 0 | 0 | 0 | 0 | 0
00 Ret.ExistSCR_ACI_DSI & WetFGD & CCS | 0 | 0 | 0 | 0 | 0 | 0 | 0 | 0
00 Ret.ExistSCR_ACI_DSI & WetFGD & HRI | 0 | 0 | 0 | 0 | 0 | 0 | 0 | 0
00 Ret.ExistSCR_ACI_DSI & WetFGD & HRI & CCS | 0 | 0 | 0 | 0 | 0 | 0 | 0 | 0
00 Ret.ExistSCR_DryFGD & HRI | 0 | 0 | 0 | 0 | 0 | 0 | 0 | 0
00 Ret.ExistSCR_DryFGD_ACI & CCS | 0 | 0 | 0 | 18.6156 | 18.6156 | 18.6156 | 18.6156 | 12.6518
00 Ret.ExistSCR_DryFGD_ACI & HRI | 0 | 0 | 0 | 0 | 0 | 0 | 0 | 0
00 Ret.ExistSCR_DryFGD_ACI & HRI & CCS | 0 | 0 | 0 | 0 | 0 | 0 | 0 | 0
00 Ret.ExistSCR_DryFGD_ACI_DSI & CCS | 0 | 0 | 0 | 0 | 0 | 0 | 0 | 0
00 Ret.ExistSCR_DryFGD_ACI_DSI & HRI | 0 | 0 | 0 | 0 | 0 | 0 | 0 | 0
00 Ret.ExistSCR_DryFGD_ACI_DSI & HRI & CCS | 0 | 0 | 0 | 0 | 0 | 0 | 0 | 0
00 Ret.ExistSCR_WetFGD & HRI | 0 | 0 | 0 | 0 | 0 | 0 | 0 | 0
00 Ret.ExistSCR_WetFGD & HRI & CCS | 0 | 0 | 0 | 0 | 0 | 0 | 0 | 0
00 Ret.ExistSCR_WetFGD_ACI & CCS | 0 | 0 | 0 | 9543.106 | 15012.1496 | 15012.1496 | 7440.6086 | 2033.5404
00 Ret.ExistSCR_WetFGD_ACI & HRI | 0 | 0 | 0 | 0 | 0 | 0 | 0 | 0
00 Ret.ExistSCR_WetFGD_ACI & HRI & CCS | 0 | 0 | 0 | 0 | 0 | 0 | 0 | 0
00 Ret.ExistSCR_WetFGD_ACI_DSI & CCS | 0 | 0 | 0 | 490.6914 | 620.3644 | 620.3644 | 406.9193 | 112.4446
00 Ret.ExistSCR_WetFGD_ACI_DSI & HRI | 0 | 0 | 0 | 0 | 0 | 0 | 0 | 0
00 Ret.ExistSCR_WetFGD_ACI_DSI & HRI & CCS | 0 | 0 | 0 | 0 | 0 | 0 | 0 | 0
00 Ret.ExistSCR_WetFGD_DSI & HRI | 0 | 0 | 0 | 0 | 0 | 0 | 0 | 0
00 Ret.ExistSCR_WetFGD_DSI & HRI & CCS | 0 | 0 | 0 | 0 | 0 | 0 | 0 | 0
00 Ret.ExistSNCR_ACI & DryFGD | 0 | 0 | 0 | 0 | 0 | 0 | 0 | 0
00 Ret.ExistSNCR_ACI & DryFGD & CCS | 0 | 0 | 0 | 0 | 0 | 0 | 0 | 0
00 Ret.ExistSNCR_ACI & DryFGD & HRI | 0 | 0 | 0 | 0 | 0 | 0 | 0 | 0
00 Ret.ExistSNCR_ACI & DryFGD & HRI & CCS | 0 | 0 | 0 | 0 | 0 | 0 | 0 | 0
00 Ret.ExistSNCR_ACI & DSI & HRI | 0 | 0 | 0 | 0 | 0 | 0 | 0 | 0
00 Ret.ExistSNCR_ACI & HRI | 0 | 0 | 0 | 0 | 0 | 0 | 0 | 0
00 Ret.ExistSNCR_ACI & WetFGD | 0 | 0 | 0 | 0 | 0 | 0 | 0 | 0
00 Ret.ExistSNCR_ACI & WetFGD & CCS | 0 | 0 | 0 | 0 | 0 | 0 | 0 | 0
00 Ret.ExistSNCR_ACI & WetFGD & HRI | 0 | 0 | 0 | 0 | 0 | 0 | 0 | 0
00 Ret.ExistSNCR_ACI & WetFGD & HRI & CCS | 0 | 0 | 0 | 0 | 0 | 0 | 0 | 0
00 Ret.ExistSNCR_ACI_DSI & DryFGD | 0 | 0 | 0 | 0 | 0 | 0 | 0 | 0
00 Ret.ExistSNCR_ACI_DSI & DryFGD & CCS | 0 | 0 | 0 | 0 | 0 | 0 | 0 | 0
00 Ret.ExistSNCR_ACI_DSI & DryFGD & HRI | 0 | 0 | 0 | 0 | 0 | 0 | 0 | 0
00 Ret.ExistSNCR_ACI_DSI & DryFGD & HRI & CCS | 0 | 0 | 0 | 0 | 0 | 0 | 0 | 0
00 Ret.ExistSNCR_ACI_DSI & HRI | 0 | 0 | 0 | 0 | 0 | 0 | 0 | 0
00 Ret.ExistSNCR_ACI_DSI & WetFGD | 0 | 0 | 0 | 0 | 0 | 0 | 0 | 0
00 Ret.ExistSNCR_ACI_DSI & WetFGD & CCS | 0 | 0 | 0 | 0 | 0 | 0 | 0 | 0
00 Ret.ExistSNCR_ACI_DSI & WetFGD & HRI | 0 | 0 | 0 | 0 | 0 | 0 | 0 | 0
00 Ret.ExistSNCR_ACI_DSI & WetFGD & HRI & CCS | 0 | 0 | 0 | 0 | 0 | 0 | 0 | 0
00 Ret.ExistSNCR_DryFGD & HRI | 0 | 0 | 0 | 0 | 0 | 0 | 0 | 0
00 Ret.ExistSNCR_DryFGD_ACI & CCS | 0 | 0 | 0 | 1751.6627 | 2881.6617 | 2881.6617 | 2208.5659 | 1958.4705
00 Ret.ExistSNCR_DryFGD_ACI & HRI | 0 | 0 | 0 | 0 | 0 | 0 | 0 | 0
00 Ret.ExistSNCR_DryFGD_ACI & HRI & CCS | 0 | 0 | 0 | 0 | 0 | 0 | 0 | 0
00 Ret.ExistSNCR_WetFGD & HRI | 0 | 0 | 0 | 0 | 0 | 0 | 0 | 0
00 Ret.ExistSNCR_WetFGD & HRI & CCS | 0 | 0 | 0 | 0 | 0 | 0 | 0 | 0
00 Ret.ExistSNCR_WetFGD_ACI & CCS | 0 | 0 | 0 | 2485.659 | 2485.659 | 2485.659 | 1544.1521 | 1689.3343
00 Ret.ExistSNCR_WetFGD_ACI & HRI | 0 | 0 | 0 | 0 | 0 | 0 | 0 | 0
00 Ret.ExistSNCR_WetFGD_ACI & HRI & CCS | 0 | 0 | 0 | 0 | 0 | 0 | 0 | 0
00 Ret.ExistSNCR_WetFGD_ACI_DSI & CCS | 0 | 0 | 0 | 0 | 0 | 0 | 0 | 0
00 Ret.ExistSNCR_WetFGD_ACI_DSI & HRI | 0 | 0 | 0 | 0 | 0 | 0 | 0 | 0
00 Ret.ExistSNCR_WetFGD_ACI_DSI & HRI & CCS | 0 | 0 | 0 | 0 | 0 | 0 | 0 | 0
00 Ret.ExistSNCR & DryFGD & HRI | 0 | 0 | 0 | 0 | 0 | 0 | 0 | 0
00 Ret.ExistSNCR & HRI | 0 | 0 | 0 | 0 | 0 | 0 | 0 | 0
00 Ret.ExistWetFGD & CCS | 0 | 0 | 0 | 164.0829 | 164.0829 | 164.0829 | 164.0829 | 134.058
00 Ret.ExistWetFGD & HRI | 0 | 0 | 0 | 0 | 0 | 0 | 0 | 0
00 Ret.ExistWetFGD & HRI & CCS | 0 | 0 | 0 | 0 | 0 | 0 | 0 | 0
00 Ret.ExistWetFGD & SCR | 0 | 0 | 0 | 0 | 0 | 0 | 0 | 0
00 Ret.ExistWetFGD & SCR & CCS | 0 | 0 | 0 | 0 | 0 | 0 | 0 | 0
00 Ret.ExistWetFGD & SCR & HRI | 0 | 0 | 0 | 0 | 0 | 0 | 0 | 0
00 Ret.ExistWetFGD & SCR & HRI & CCS | 0 | 0 | 0 | 0 | 0 | 0 | 0 | 0
00 Ret.ExistWetFGD & SNCR | 0 | 0 | 0 | 0 | 0 | 0 | 0 | 0
00 Ret.ExistWetFGD & SNCR & CCS | 0 | 0 | 0 | 0 | 0 | 0 | 0 | 0
00 Ret.ExistWetFGD & SNCR & HRI | 0 | 0 | 0 | 0 | 0 | 0 | 0 | 0
00 Ret.ExistWetFGD & SNCR & HRI & CCS | 0 | 0 | 0 | 0 | 0 | 0 | 0 | 0
00 Ret.ExistWetFGD_ACI & CCS | 0 | 0 | 0 | 0 | 0 | 0 | 0 | 0
00 Ret.ExistWetFGD_ACI & HRI | 0 | 0 | 0 | 0 | 0 | 0 | 0 | 0
00 Ret.ExistWetFGD_ACI & HRI & CCS | 0 | 0 | 0 | 0 | 0 | 0 | 0 | 0
00 Ret.ExistWetFGD_ACI & SCR | 1462.2614 | 1462.2614 | 1209.9229 | 709.5937 | 213.9475 | 0 | 0 | 0
00 Ret.ExistWetFGD_ACI & SCR & CCS | 0 | 0 | 0 | 0 | 0 | 0 | 0 | 0
00 Ret.ExistWetFGD_ACI & SCR & HRI | 0 | 0 | 0 | 0 | 0 | 0 | 0 | 0
00 Ret.ExistWetFGD_ACI & SCR & HRI & CCS | 0 | 0 | 0 | 0 | 0 | 0 | 0 | 0
00 Ret.ExistWetFGD_ACI & SNCR | 0 | 0 | 0 | 0 | 0 | 0 | 0 | 0
00 Ret.ExistWetFGD_ACI & SNCR & CCS | 0 | 0 | 0 | 0 | 0 | 0 | 0 | 0
00 Ret.ExistWetFGD_ACI & SNCR & HRI | 0 | 0 | 0 | 0 | 0 | 0 | 0 | 0
00 Ret.ExistWetFGD_ACI & SNCR & HRI & CCS | 0 | 0 | 0 | 0 | 0 | 0 | 0 | 0
00 Ret.ExistWetFGD_ACI_DSI & CCS | 0 | 0 | 0 | 0 | 0 | 0 | 0 | 0
00 Ret.ExistWetFGD_ACI_DSI & HRI | 0 | 0 | 0 | 0 | 0 | 0 | 0 | 0
00 Ret.ExistWetFGD_ACI_DSI & HRI & CCS | 0 | 0 | 0 | 0 | 0 | 0 | 0 | 0
00 Ret.ExistWetFGD_ACI_DSI & SCR | 0 | 0 | 0 | 0 | 0 | 0 | 0 | 0
00 Ret.ExistWetFGD_ACI_DSI & SCR & CCS | 0 | 0 | 0 | 0 | 0 | 0 | 0 | 0
00 Ret.ExistWetFGD_ACI_DSI & SCR & HRI | 0 | 0 | 0 | 0 | 0 | 0 | 0 | 0
00 Ret.ExistWetFGD_ACI_DSI & SCR & HRI & CCS | 0 | 0 | 0 | 0 | 0 | 0 | 0 | 0
00 Ret.ExistWetFGD_ACI_DSI & SNCR | 0 | 0 | 0 | 0 | 0 | 0 | 0 | 0
00 Ret.ExistWetFGD_ACI_DSI & SNCR & CCS | 0 | 0 | 0 | 0 | 0 | 0 | 0 | 0
00 Ret.ExistWetFGD_ACI_DSI & SNCR & HRI | 0 | 0 | 0 | 0 | 0 | 0 | 0 | 0
00 Ret.ExistWetFGD_ACI_DSI & SNCR & HRI & CCS | 0 | 0 | 0 | 0 | 0 | 0 | 0 | 0
00 Ret.ExistWetFGD_DSI & HRI | 0 | 0 | 0 | 0 | 0 | 0 | 0 | 0
00 Ret.ExistWetFGD_DSI & SCR | 0 | 0 | 0 | 0 | 0 | 0 | 0 | 0
00 Ret.ExistSNCR_DSI & DryFGD & HRI | 0 | 0 | 0 | 0 | 0 | 0 | 0 | 0
00 Ret.ExistWetFGD_DSI & SCR & HRI | 0 | 0 | 0 | 0 | 0 | 0 | 0 | 0
00 Ret.ExistSNCR_DSI & HRI | 0 | 0 | 0 | 0 | 0 | 0 | 0 | 0
00 Ret.ExistWetFGD_DSI & SNCR | 0 | 0 | 0 | 0 | 0 | 0 | 0 | 0
00 Ret.ExistWetFGD_DSI & SNCR & HRI | 0 | 0 | 0 | 0 | 0 | 0 | 0 | 0
00 Ret.ExistWetFGD_SCR & CCS | 0 | 0 | 0 | 156.3411 | 211.641 | 211.641 | 186.1132 | 177.9133
00 Ret.ExistWetFGD_SCR_DSI & CCS | 0 | 0 | 0 | 0 | 22.4127 | 22.4127 | 22.4127 | 3.0765
00 Ret.ExistWetFGD_SNCR & CCS | 0 | 0 | 0 | 0 | 0 | 0 | 0 | 0
00 Ret.HRI | 0 | 0 | 0 | 0 | 0 | 0 | 0 | 0
00 Ret.SCR | 0 | 0 | 0 | 0 | 0 | 0 | 0 | 0
00 Ret.SCR & DryFGD | 0 | 0 | 0 | 0 | 0 | 0 | 0 | 0
00 Ret.SCR & DryFGD & ACI | 0 | 0 | 0 | 0 | 0 | 0 | 0 | 0
00 Ret.SCR & DryFGD & CCS | 0 | 0 | 0 | 0 | 0 | 0 | 0 | 0
00 Ret.SCR & DryFGD & HRI | 0 | 0 | 0 | 0 | 0 | 0 | 0 | 0
00 Ret.SCR & DSI | 0 | 0 | 0 | 0 | 0 | 0 | 0 | 0
00 Ret.SCR & DSI & DryFGD | 0 | 0 | 0 | 0 | 0 | 0 | 0 | 0
00 Ret.SCR & DSI & DryFGD & HRI | 0 | 0 | 0 | 0 | 0 | 0 | 0 | 0
00 Ret.SCR & DSI & HRI | 0 | 0 | 0 | 0 | 0 | 0 | 0 | 0
00 Ret.SCR & DSI & WetFGD | 0 | 0 | 0 | 0 | 0 | 0 | 0 | 0
00 Ret.SCR & DSI & WetFGD & HRI | 0 | 0 | 0 | 0 | 0 | 0 | 0 | 0
00 Ret.SCR & HRI | 0 | 0 | 0 | 0 | 0 | 0 | 0 | 0
00 Ret.SCR & WetFGD | 0 | 0 | 0 | 0 | 0 | 0 | 0 | 0
00 Ret.SCR & WetFGD & ACI | 0 | 0 | 0 | 0 | 0 | 0 | 0 | 0
00 Ret.SCR & WetFGD & CCS | 0 | 0 | 0 | 0 | 0 | 0 | 0 | 0
00 Ret.SCR & WetFGD & HRI | 0 | 0 | 0 | 0 | 0 | 0 | 0 | 0
00 Ret.SNCR | 0 | 0 | 0 | 0 | 0 | 0 | 0 | 0
00 Ret.SNCR & DryFGD | 0 | 0 | 0 | 0 | 0 | 0 | 0 | 0
00 Ret.SNCR & DryFGD & ACI | 0 | 0 | 0 | 0 | 0 | 0 | 0 | 0
00 Ret.SNCR & DryFGD & ACI & HRI | 0 | 0 | 0 | 0 | 0 | 0 | 0 | 0
00 Ret.SNCR & DryFGD & CCS | 0 | 0 | 0 | 0 | 0 | 0 | 0 | 0
00 Ret.SNCR & DryFGD & HRI | 0 | 0 | 0 | 0 | 0 | 0 | 0 | 0
00 Ret.SNCR & DSI | 0 | 0 | 0 | 0 | 0 | 0 | 0 | 0
00 Ret.SNCR & DSI & HRI | 0 | 0 | 0 | 0 | 0 | 0 | 0 | 0
00 Ret.SNCR & HRI | 0 | 0 | 0 | 0 | 0 | 0 | 0 | 0
00 Ret.SNCR & WetFGD | 0 | 0 | 0 | 0 | 0 | 0 | 0 | 0
00 Ret.SNCR & WetFGD & ACI | 0 | 0 | 0 | 0 | 0 | 0 | 0 | 0
00 Ret.SNCR & WetFGD & ACI & HRI | 0 | 0 | 0 | 0 | 0 | 0 | 0 | 0
00 Ret.SNCR & WetFGD & CCS | 0 | 0 | 0 | 0 | 0 | 0 | 0 | 0
00 Ret.SNCR & WetFGD & HRI | 0 | 0 | 0 | 0 | 0 | 0 | 0 | 0
00 Ret.WetFGD | 0 | 0 | 0 | 0 | 0 | 0 | 0 | 0
00 Ret.WetFGD & CCS | 0 | 0 | 0 | 0 | 0 | 0 | 0 | 0
00 Ret.WetFGD & HRI | 0 | 0 | 0 | 0 | 0 | 0 | 0 | 0
00 Ret.FB & HRI | 0 | 0 | 0 | 0 | 0 | 0 | 0 | 0
00 Ret.FB DryFGD | 0 | 0 | 0 | 0 | 0 | 0 | 0 | 0
00 Ret.FB DryFGD & HRI | 0 | 0 | 0 | 0 | 0 | 0 | 0 | 0
00 Ret.FB DryFGD & SNCR | 0 | 0 | 0 | 0 | 0 | 0 | 0 | 0
00 Ret.FB-Exist ACI & DryFGD & HRI | 0 | 0 | 0 | 0 | 0 | 0 | 0 | 0
00 Ret.FB-Exist ACI_DSI & DryFGD & SNCR | 0 | 0 | 0 | 0 | 0 | 0 | 0 | 0
00 Ret.FB-Exist ACI_DSI & SNCR | 0 | 0 | 0 | 0 | 0 | 0 | 0 | 0
00 Ret.FB-ExistACI & HRI | 0 | 0 | 0 | 0 | 0 | 0 | 0 | 0
00 Ret.FB-ExistACI_DSI & DryFGD | 0 | 0 | 0 | 0 | 0 | 0 | 0 | 0
00 Ret.FB-ExistACI_DSI & DryFGD & HRI | 0 | 0 | 0 | 0 | 0 | 0 | 0 | 0
00 Ret.FB-ExistACI_DSI & DryFGD & SNCR | 0 | 0 | 0 | 0 | 0 | 0 | 0 | 0
00 Ret.FB-ExistACI_DSI & DryFGD & SNCR & HRI | 0 | 0 | 0 | 0 | 0 | 0 | 0 | 0
00 Ret.FB-ExistACI_DSI & HRI | 0 | 0 | 0 | 0 | 0 | 0 | 0 | 0
00 Ret.FB-ExistACI_DSI & SNCR & HRI | 0 | 0 | 0 | 0 | 0 | 0 | 0 | 0
00 Ret.FB-ExistDryFGD & HRI | 0 | 0 | 0 | 0 | 0 | 0 | 0 | 0
00 Ret.FB-ExistDryFGD_ACI & HRI | 0 | 0 | 0 | 0 | 0 | 0 | 0 | 0
00 Ret.FB-ExistDryFGD_ACI & HRI & CCS | 0 | 0 | 0 | 0 | 0 | 0 | 0 | 0
00 Ret.FB-ExistDryFGD_ACI & SNCR | 0 | 0 | 0 | 0 | 0 | 0 | 0 | 0
00 Ret.FB-ExistDryFGD_ACI & SNCR & HRI | 0 | 0 | 0 | 0 | 0 | 0 | 0 | 0
00 Ret.FB-ExistDryFGD_DSI & HRI | 0 | 0 | 0 | 0 | 0 | 0 | 0 | 0
00 Ret.FB-ExistDryFGD_DSI & SNCR | 0 | 0 | 0 | 0 | 0 | 0 | 0 | 0
00 Ret.FB-ExistDryFGD_DSI & SNCR & HRI | 0 | 0 | 0 | 0 | 0 | 0 | 0 | 0
00 Ret.FB-ExistDryFGD_SNCR & HRI | 0 | 0 | 0 | 0 | 0 | 0 | 0 | 0
00 Ret.FB-ExistDryFGD_SNCR_ACI & HRI | 0 | 0 | 0 | 0 | 0 | 0 | 0 | 0
00 Ret.FB-ExistDryFGD_SNCR_ACI & HRI & CCS | 0 | 0 | 0 | 0 | 0 | 0 | 0 | 0
00 Ret.FB-ExistDryFGD_SNCR_ACI_DSI & HRI | 0 | 0 | 0 | 0 | 0 | 0 | 0 | 0
00 Ret.FB-ExistDryFGD_SNCR_ACI_DSI & HRI & CCS | 0 | 0 | 0 | 0 | 0 | 0 | 0 | 0
00 Ret.FB-ExistWetFGD_SNCR_ACI & HRI | 0 | 0 | 0 | 0 | 0 | 0 | 0 | 0
00 Ret.FB-ExistWetFGD_SNCR_ACI & HRI & CCS | 0 | 0 | 0 | 0 | 0 | 0 | 0 | 0
00 Ret.FB-ExistDryFGD_SNCR_DSI & HRI | 0 | 0 | 0 | 0 | 0 | 0 | 0 | 0
00 Ret.FB-ExistDSI & DryFGD | 0 | 0 | 0 | 0 | 0 | 0 | 0 | 0
00 Ret.FB-ExistDSI & DryFGD & HRI | 0 | 0 | 0 | 0 | 0 | 0 | 0 | 0
00 Ret.FB-ExistDSI & DryFGD & SNCR | 0 | 0 | 0 | 0 | 0 | 0 | 0 | 0
00 Ret.FB-ExistDSI & DryFGD & SNCR & HRI | 0 | 0 | 0 | 0 | 0 | 0 | 0 | 0
00 Ret.FB-ExistDSI & HRI | 0 | 0 | 0 | 0 | 0 | 0 | 0 | 0
00 Ret.FB-ExistDSI & SNCR | 0 | 0 | 0 | 0 | 0 | 0 | 0 | 0
00 Ret.FB-ExistDSI & SNCR & HRI | 0 | 0 | 0 | 0 | 0 | 0 | 0 | 0
00 Ret.FB-ExistSNCR & DryFGD | 0 | 0 | 0 | 0 | 0 | 0 | 0 | 0
00 Ret.FB-ExistSNCR & DryFGD & HRI | 0 | 0 | 0 | 0 | 0 | 0 | 0 | 0
00 Ret.FB-ExistSNCR & HRI | 0 | 0 | 0 | 0 | 0 | 0 | 0 | 0
00 Ret.FB-ExistSNCR_ACI & HRI | 0 | 0 | 0 | 0 | 0 | 0 | 0 | 0
00 Ret.FB-ExistSNCR_ACI_DSI & DryFGD | 0 | 0 | 0 | 0 | 0 | 0 | 0 | 0
00 Ret.FB-ExistSNCR_ACI_DSI & DryFGD & HRI | 0 | 0 | 0 | 0 | 0 | 0 | 0 | 0
00 Ret.FB-ExistSNCR_ACI_DSI & HRI | 0 | 0 | 0 | 0 | 0 | 0 | 0 | 0
00 Ret.FB-ExistSNCR_DryFGD & HRI | 0 | 0 | 0 | 0 | 0 | 0 | 0 | 0
00 Ret.FB-ExistSNCR_DryFGD_ACI & HRI | 0 | 0 | 0 | 0 | 0 | 0 | 0 | 0
00 Ret.FB-ExistSNCR_DryFGD_ACI & HRI & CCS | 0 | 0 | 0 | 0 | 0 | 0 | 0 | 0
00 Ret.FB-ExistSNCR_DSI & DryFGD | 0 | 0 | 0 | 0 | 0 | 0 | 0 | 0
00 Ret.FB-ExistSNCR_DSI & DryFGD & HRI | 0 | 0 | 0 | 0 | 0 | 0 | 0 | 0
00 Ret.FB-ExistSNCR_DSI & HRI | 0 | 0 | 0 | 0 | 0 | 0 | 0 | 0
00 Ret.FB-ExistSNCR_WetFGD & HRI | 0 | 0 | 0 | 0 | 0 | 0 | 0 | 0
00 Ret.FB-ExistSNCR_WetFGD & HRI & CCS | 0 | 0 | 0 | 0 | 0 | 0 | 0 | 0
00 Ret.FB-ExistWetFGD_DSI & HRI | 0 | 0 | 0 | 0 | 0 | 0 | 0 | 0
00 Ret.FB-ExistWetFGD_DSI & SNCR | 0 | 0 | 0 | 0 | 0 | 0 | 0 | 0
00 Ret.FB-ExistWetFGD_DSI & SNCR & HRI | 0 | 0 | 0 | 0 | 0 | 0 | 0 | 0
00 Ret.FB-SNCR | 0 | 0 | 0 | 0 | 0 | 0 | 0 | 0
00 Ret.Oil/Gas Steam SCR | 0 | 0 | 0 | 0 | 0 | 0 | 0 | 0
00 CC Retirement | 0 | 0 | 0 | 0 | 0 | 0 | 0 | 0
00 CT Retirement | 0 | 0 | 0 | 0 | 0 | 0 | 0 | 0
00 O/G Retirement | 0 | 0 | 0 | 0 | 0 | 0 | 0 | 0
00 Coal Retirement | 0 | 0 | 0 | 0 | 0 | 0 | 0 | 0
00 IGCC Retirement | 0 | 0 | 0 | 0 | 0 | 0 | 0 | 0
00 Nuke Retirement | 0 | 0 | 0 | 0 | 0 | 0 | 0 | 0
00 Biomass Retirement | 0 | 0 | 0 | 0 | 0 | 0 | 0 | 0
00 Fossil_Other Retirement | 0 | 0 | 0 | 0 | 0 | 0 | 0 | 0
00 Fuel Cell Retirement | 0 | 0 | 0 | 0 | 0 | 0 | 0 | 0
00 Geothermal Retirement | 0 | 0 | 0 | 0 | 0 | 0 | 0 | 0
00 Hydro Retirement | 0 | 0 | 0 | 0 | 0 | 0 | 0 | 0
00 Landfill Gas Retirement | 0 | 0 | 0 | 0 | 0 | 0 | 0 | 0
00 Non Fossil_Other Retirement | 0 | 0 | 0 | 0 | 0 | 0 | 0 | 0
Total | 4186554.9579 | 4251090.8098 | 4340495.5502 | 4433174.5479 | 4694441.7149 | 4959496.6401 | 5266150.2337 | 5640379.1782
12a. Generation by Fuel Type [GWh]
Biomass | 10747.784 | 140.1976 | 143.9457 | 101.552 | 101.1139 | 23.9677 | 23.9677 | 23.9677
Coal | 1106845.1159 | 754853.3283 | 447584.5197 | 381038.7616 | 127285.6901 | 79855.7817 | 38852.3933 | 15859.9239
EnerStor | 24817.8166 | 30414.3155 | 31849.7508 | 47341.5101 | 81469.1387 | 97726.9473 | 118011.3774 | 131692.5023
Fwaste | 3892.453 | 3892.453 | 3695.8109 | 3569.1775 | 3569.1775 | 3527.9585 | 3516.4327 | 3516.3141
Geothermal | 17322.1077 | 19602.3971 | 19602.3971 | 19952.0298 | 19895.9844 | 19895.9844 | 19860.0621 | 19639.6641
Hydro | 275585.8267 | 275430.3971 | 275339.8586 | 283658.8033 | 306820.0922 | 320122.211 | 320055.4088 | 316754.2464
LF Gas | 16739.7501 | 19858.6547 | 24635.0575 | 22869.4949 | 22268.0698 | 20726.1809 | 20195.2292 | 18512.4647
MSW | 12769.9387 | 12570.2355 | 12570.2355 | 12271.3731 | 12249.2594 | 12191.8925 | 12190.7208 | 10828.822
NaturalGas | 1118814.2269 | 1395422.6291 | 1717270.1824 | 1646995.5827 | 1352015.5308 | 1243442.4491 | 1233765.1449 | 1165943.7159
Non-Fossil | 9799.9689 | 9409.6743 | 9409.6743 | 9409.6743 | 9409.6743 | 9184.1373 | 9138.8924 | 8737.6469
Nuclear | 775361.9644 | 747158.391 | 747158.391 | 724660.6703 | 665796.4346 | 621649.0366 | 498830.17 | 354725.1205
Oil | 29.544 | 5.9666 | 0.080187 | 0.48253 | 0.64072 | 0.1225 | 0.0084747 | 0.39566
Pet. Coke | 18686.7819 | 16589.6194 | 10523.7398 | 10003.7121 | 664.1835 | 664.1835 | 63.4543 | 63.4543
Pumps | 13316.4686 | 17241.6722 | 20302.6491 | 21694.7096 | 29545.2946 | 33252.7955 | 33493.58 | 33849.4455
Solar | 208759.0444 | 233648.8157 | 261173.0931 | 351250.3542 | 571484.5426 | 708896.9242 | 893658.2699 | 1116591.1939
Tires | 135.1384 | 135.1384 | 135.1384 | 135.1384 | 135.1384 | 135.1384 | 135.1384 | 135.1384
Waste Coal | 5817.7416 | 5220.0199 | 5553.7703 | 5530.6991 | 3488.752 | 2201.8662 | 743.2339 | 0
Wind | 503208.2529 | 637093.5846 | 667499.8878 | 797403.4656 | 1372907.3046 | 1649507.2786 | 1905310.8567 | 2261663.1909
None | 0 | 0 | 0 | 0 | 0 | 0 | 0 | 0
Solar-DER | 63905.0331 | 72403.3198 | 86047.3683 | 95287.3568 | 115335.6927 | 136491.7844 | 158305.8927 | 181841.9712
Total | 4186554.9579 | 4251090.8098 | 4340495.5502 | 4433174.5479 | 4694441.7149 | 4959496.6401 | 5266150.2337 | 5640379.1782
13. Generation by Capacity Reporting Type [TBtu]
00 New Combined Cycle | 351.4879 | 634.5028 | 931.8717 | 934.0972 | 991.0981 | 1092.3228 | 1198.9895 | 1276.2487
00 New Combined Cycle with Carbon Capture | 0 | 0 | 0 | 0 | 17.4301 | 17.4301 | 17.4301 | 17.1258
00 New Combustion Turbine | 2.9403 | 6.7673 | 20.2322 | 21.2117 | 20.0083 | 129.286 | 360.2829 | 552.1223
00 New Hydro | 0.021154 | 0.021154 | 0.021154 | 28.4054 | 107.4317 | 152.8185 | 152.676 | 152.676
00 New Nuclear | 0 | 0 | 0 | 0 | 0 | 0 | 0 | 0
00 New Biomass | 0.25025 | 0.055869 | 0.051995 | 0 | 0 | 0 | 0 | 0
00 New Geothermal | 2.3484 | 10.1287 | 10.1287 | 11.3217 | 11.3217 | 11.3217 | 11.1991 | 11.1991
00 New Landfill Gas | 21.4393 | 32.3929 | 48.7769 | 45.1772 | 44.2768 | 41.6404 | 40.686 | 38.2826
00 New Battery Storage | 64.5677 | 83.805 | 88.6941 | 141.1183 | 257.3322 | 313.0569 | 382.4605 | 429.0601
00 New Offshore Wind | 17.1673 | 33.4287 | 57.274 | 97.517 | 423.5822 | 573.1492 | 664.4863 | 828.774
00 New Onshore Wind | 545.4391 | 976.9455 | 1056.8465 | 1459.8345 | 3097.3883 | 3891.5805 | 4673.0452 | 5724.6316
00 New Solar PV | 411.0995 | 495.1905 | 589.1383 | 896.4819 | 1634.7691 | 2103.6202 | 2734.7888 | 3495.914
00 New Solar Thermal | 0 | 0 | 0 | 0 | 13.1691 | 13.1691 | 12.4062 | 11.9281
00 New Fuel Cell | 2.389 | 2.3345 | 2.3684 | 2.2883 | 1.592 | 1.4961 | 1.5968 | 1.3798
00 New Ultrasupercritical Coal without CCS | 0 | 0 | 0 | 0 | 0 | 0 | 0 | 0
00 New Ultrasupercritical Coal with 30% CCS | 0 | 0 | 0 | 0 | 0 | 0 | 0 | 0
00 New Ultrasupercritical Coal with 90% CCS | 0 | 0 | 0 | 0 | 0 | 0 | 0 | 0
00 Exist & New Distributed Solar PV | 218.044 | 247.0401 | 293.5936 | 325.1205 | 393.5254 | 465.71 | 540.1397 | 620.4448
00 Exist Combined Cycle | 3307.2508 | 3963.5253 | 4700.6089 | 4426.39 | 3403.4407 | 2860.9959 | 2530.4541 | 2050.805
00 Exist Combustion Turbine | 62.2473 | 91.7568 | 141.5647 | 135.4648 | 106.6017 | 76.931 | 61.8022 | 53.9338
00 Exist Coal Steam_Uncontrolled | 10.6274 | 10.4678 | 9.4324 | 9.3718 | 1.6296 | 0.87055 | 0.33356 | 0.022716
00 Exist Coal Steam_ACI | 318.0225 | 231.1636 | 142.0654 | 108.6086 | 51.7607 | 28.7649 | 8.9117 | 7.4687
00 Exist Coal Steam_ACI_DSI | 97.1604 | 66.541 | 40.3636 | 17.1036 | 6.3146 | 3.2699 | 3.2699 | 3.2699
00 Exist Coal Steam_DryFGD | 0 | 0 | 0 | 0 | 0 | 0 | 0 | 0
00 Exist Coal Steam_DryFGD_ACI | 199.0578 | 151.6869 | 98.2404 | 58.0374 | 20.4124 | 13.3638 | 6.6614 | 0.29889
00 Exist Coal Steam_DryFGD_DSI | 6.1919 | 0 | 0 | 0 | 0 | 0 | 0 | 0
00 Exist Coal Steam_DryFGD_SCR | 9.6863 | 3.4023 | 0 | 0 | 0 | 0 | 0 | 0
00 Exist Coal Steam_DryFGD_SCR_ACI | 323.2566 | 198.6585 | 109.3642 | 108.9821 | 30.8917 | 20.9158 | 9.3825 | 1.4347
00 Exist Coal Steam_DryFGD_SCR_DSI | 6.5476 | 6.5476 | 3.8714 | 3.1777 | 0 | 0 | 0 | 0
00 Exist Coal Steam_DryFGD_SCR_ACI_DSI | 32.6898 | 30.8329 | 17.6752 | 17.6081 | 2.7827 | 2.7827 | 2.7827 | 0
00 Exist Coal Steam_DryFGD_SNCR_ACI | 51.8286 | 51.8286 | 43.3064 | 25.8778 | 2.3509 | 0 | 0 | 0
00 Exist Coal Steam_DryFGD_SNCR_ACI_DSI | 13.8123 | 11.8435 | 10.9177 | 7.4768 | 0 | 0 | 0 | 0
00 Exist Coal Steam_DSI | 28.8874 | 22.9674 | 15.5289 | 11.9 | 0 | 0 | 0 | 0
00 Exist Coal Steam_SCR_ACI | 113.8566 | 103.4774 | 57.8926 | 56.9623 | 26.627 | 12.1399 | 11.5874 | 8.2853
00 Exist Coal Steam_SCR_ACI_DSI | 53.512 | 13.1865 | 1.587 | 1.8006 | 0 | 0 | 0 | 0
00 Exist Coal Steam_SNCR | 0.38149 | 0.38149 | 0.38149 | 0.38149 | 0.29713 | 0.18047 | 0.18047 | 0
00 Exist Coal Steam_SCR | 0 | 0 | 0 | 0 | 0 | 0 | 0 | 0
00 Exist Coal Steam_SNCR_ACI | 13.7177 | 9.7503 | 0 | 0 | 0 | 0 | 0 | 0
00 Exist Coal Steam_SNCR_ACI_DSI | 22.5016 | 4.5073 | 0 | 0 | 0 | 0 | 0 | 0
00 Exist Coal Steam_WetFGD | 124.6659 | 69.6877 | 60.5842 | 52.1795 | 16.4639 | 13.9693 | 0 | 0
00 Exist Coal Steam_WetFGD_ACI | 224.8201 | 152.5983 | 96.1231 | 115.6168 | 45.4477 | 30.1377 | 19.382 | 3.4596
00 Exist Coal Steam_WetFGD_ACI_DSI | 45.0878 | 18.1094 | 8.5218 | 5.4518 | 1.4915 | 1.3996 | 0 | 0
00 Exist Coal Steam_WetFGD_DSI | 0 | 0 | 0 | 0 | 0 | 0 | 0 | 0
00 Exist Coal Steam_WetFGD_SCR | 1028.6761 | 760.4318 | 422.3093 | 370.2238 | 81.7779 | 23.2724 | 14.2997 | 0.029889
00 Exist Coal Steam_WetFGD_SCR_DSI | 94.9969 | 22.0412 | 3.7033 | 0.011956 | 0 | 0 | 0 | 0
00 Exist Coal Steam_WetFGD_SCR_ACI | 544.0821 | 329.0538 | 191.318 | 169.789 | 25.9624 | 14.7395 | 8.2483 | 5.6121
00 Exist Coal Steam_WetFGD_SCR_ACI_DSI | 154.8037 | 133.1175 | 92.8122 | 80.3592 | 29.8534 | 25.406 | 2.5944 | 0
00 Exist Coal Steam_WetFGD_SNCR | 50.5926 | 21.5357 | 12.3266 | 12.3306 | 6.1231 | 1.3431 | 0.32499 | 0.32499
00 Exist Coal Steam_WetFGD_SNCR_ACI | 184.4725 | 145.656 | 94.2416 | 31.8269 | 5.0968 | 2.4821 | 1.3134 | 1.3134
00 Exist Coal Steam_WetFGD_SNCR_ACI_DSI | 0 | 0 | 0 | 0 | 0 | 0 | 0 | 0
00 Exist FBC_ACI_DSI | 11.037 | 4.5258 | 1.3151 | 1.3151 | 1.3151 | 1.3151 | 0 | 0
00 Exist FBC_DryFGD_ACI | 3.3227 | 1.7154 | 0.56314 | 0.4647 | 0 | 0 | 0 | 0
00 Exist FBC_DryFGD_DSI | 0 | 0 | 0 | 0 | 0 | 0 | 0 | 0
00 Exist FBC_DryFGD_SNCR | 9.3512 | 9.1043 | 9.2217 | 9.5244 | 4.8893 | 4.8893 | 1.672 | 0
00 Exist FBC_DryFGD_SNCR_ACI | 12.4566 | 10.9986 | 11.003 | 10.4691 | 7.784 | 3.3932 | 0 | 0
00 Exist FBC_DryFGD_SNCR_ACI_DSI | 17.0317 | 17.0317 | 2.284 | 2.284 | 0 | 0 | 0 | 0
00 Exist FBC_DryFGD_SNCR_DSI | 0 | 0 | 0 | 0 | 0 | 0 | 0 | 0
00 Exist FBC_DSI | 10.0831 | 1.8538 | 1.1119 | 1.1119 | 0.95645 | 0.95645 | 0.95645 | 0.95645
00 Exist FBC_SCR | 0.048639 | 0.063795 | 0.035449 | 0 | 0 | 0 | 0 | 0
00 Exist FBC_SNCR | 0 | 0 | 0 | 0 | 0 | 0 | 0 | 0
00 Exist FBC_SNCR_ACI | 0.057785 | 0.063795 | 0.045459 | 0 | 0 | 0 | 0 | 0
00 Exist FBC_SNCR_ACI_DSI | 7.1752 | 0.91162 | 0.91162 | 0 | 0 | 0 | 0 | 0
00 Exist FBC_SNCR_DSI | 16.0096 | 14.3072 | 9.682 | 7.2544 | 1.0345 | 0.17933 | 0.17933 | 0
00 Exist FBC_Uncontrolled | 0 | 0 | 0 | 0 | 0 | 0 | 0 | 0
00 Exist FBC_WetFGD_DSI | 0.30694 | 0.72301 | 1.28 | 1.28 | 1.28 | 1.28 | 0.86392 | 0
00 Exist IGCC | 14.3594 | 14.2113 | 7.8666 | 0 | 0 | 0 | 0 | 0
00 Exist Fossil_Other | 13.281 | 13.281 | 12.6101 | 12.178 | 12.178 | 12.0374 | 11.9981 | 11.9977
00 Exist Fuel Cell | 0.00060319 | 0.00070768 | 0.00073855 | 0.20958 | 0.41556 | 0.040985 | 0.13359 | 0.051103
00 Exist Hydro | 940.2777 | 939.7474 | 939.4384 | 939.4384 | 939.4384 | 939.4384 | 939.353 | 928.0894
00 Exist Non Fossil_Other | 77.4696 | 75.4565 | 75.4565 | 74.4368 | 74.3614 | 73.3961 | 73.2377 | 67.2219
00 Exist Nuclear | 2645.535 | 2549.3044 | 2549.3044 | 2472.5422 | 2271.6974 | 2121.0665 | 1702.0085 | 1210.3221
00 Exist Oil/Gas Steam | 77.3721 | 50.3047 | 50.9289 | 33.0148 | 11.7559 | 3.5218 | 5.8488 | 4.4582
00 Exist Oil/Gas Steam_SCR | 9.4482 | 9.4704 | 9.4813 | 5.5354 | 0.11217 | 0.082634 | 0.046503 | 0.11223
00 Exist Oil/Gas Steam_SNCR | 2.6541 | 2.54 | 1.7448 | 0.88176 | 0.53256 | 0.57338 | 0.86859 | 0.86461
00 Exist Biomass | 36.4212 | 0.42249 | 0.43915 | 0.3465 | 0.345 | 0.081778 | 0.081778 | 0.081778
00 Exist Landfill Gas | 35.6767 | 35.3648 | 35.278 | 32.8535 | 31.7018 | 29.0774 | 28.2201 | 24.8819
00 Exist Geothermal | 56.7546 | 56.7546 | 56.7546 | 56.7546 | 56.5634 | 56.5634 | 56.5634 | 55.8114
00 Exist Pump Storage | 45.4358 | 58.8286 | 69.2726 | 74.0223 | 100.8085 | 113.4585 | 114.2801 | 115.4943
00 Exist Energy Storage | 1.6631 | 1.521 | 1.5297 | 1.9633 | 2.1929 | 2.8934 | 2.7002 | 2.7806
00 Exist Solar PV | 291.8619 | 292.6947 | 292.6598 | 292.6598 | 292.6425 | 292.6425 | 292.6425 | 292.6425
00 Exist Solar Thermal | 9.3245 | 9.3245 | 9.3245 | 9.3245 | 9.3245 | 9.3245 | 9.3245 | 9.3245
00 Exist Offshore Wind | 0.37832 | 0.37832 | 0.37832 | 0.37832 | 0.37832 | 0.37832 | 0.37832 | 0.37832
00 Exist Onshore Wind | 1153.9618 | 1163.0108 | 1163.0108 | 1163.0108 | 1163.0108 | 1163.0108 | 1163.0108 | 1163.0108
00 International Imports | 18.4476 | 18.4476 | 18.4476 | 18.4476 | 18.4476 | 17.4941 | 17.4941 | 17.4941
00 Ret.ACI | 0 | 0 | 0 | 0 | 0 | 0 | 0 | 0
00 Ret.ACI & DryFGD | 0 | 0 | 0 | 0 | 0 | 0 | 0 | 0
00 Ret.ACI & DryFGD & HRI | 0 | 0 | 0 | 0 | 0 | 0 | 0 | 0
00 Ret.ACI & DSI | 0 | 0 | 0 | 0 | 0 | 0 | 0 | 0
00 Ret.ACI & DSI & DryFGD | 0 | 0 | 0 | 0 | 0 | 0 | 0 | 0
00 Ret.ACI & DSI & DryFGD & HRI | 0 | 0 | 0 | 0 | 0 | 0 | 0 | 0
00 Ret.ACI & DSI & HRI | 0 | 0 | 0 | 0 | 0 | 0 | 0 | 0
00 Ret.ACI & DSI & WetFGD & HRI | 0 | 0 | 0 | 0 | 0 | 0 | 0 | 0
00 Ret.ACI & HRI | 0 | 0 | 0 | 0 | 0 | 0 | 0 | 0
00 Ret.ACI & SCR | 0 | 0 | 0 | 0 | 0 | 0 | 0 | 0
00 Ret.ACI & SCR & DryFGD & HRI | 0 | 0 | 0 | 0 | 0 | 0 | 0 | 0
00 Ret.ACI & SCR & DSI | 0 | 0 | 0 | 0 | 0 | 0 | 0 | 0
00 Ret.ACI & SCR & DSI & DryFGD | 0 | 0 | 0 | 0 | 0 | 0 | 0 | 0
00 Ret.ACI & SCR & DSI & DryFGD & HRI | 0 | 0 | 0 | 0 | 0 | 0 | 0 | 0
00 Ret.ACI & SCR & DSI & HRI | 0 | 0 | 0 | 0 | 0 | 0 | 0 | 0
00 Ret.ACI & SCR & DSI & WetFGD | 0 | 0 | 0 | 0 | 0 | 0 | 0 | 0
00 Ret.ACI & SCR & DSI & WetFGD & HRI | 0 | 0 | 0 | 0 | 0 | 0 | 0 | 0
00 Ret.ACI & SCR & HRI | 0 | 0 | 0 | 0 | 0 | 0 | 0 | 0
00 Ret.ACI & SCR & WetFGD & HRI | 0 | 0 | 0 | 0 | 0 | 0 | 0 | 0
00 Ret.ACI & SNCR | 0 | 0 | 0 | 0 | 0 | 0 | 0 | 0
00 Ret.ACI & SNCR & DSI | 0 | 0 | 0 | 0 | 0 | 0 | 0 | 0
00 Ret.ACI & SNCR & DSI & DryFGD | 0 | 0 | 0 | 0 | 0 | 0 | 0 | 0
00 Ret.ACI & SNCR & DSI & DryFGD & HRI | 0 | 0 | 0 | 0 | 0 | 0 | 0 | 0
00 Ret.ACI & SNCR & DSI & HRI | 0 | 0 | 0 | 0 | 0 | 0 | 0 | 0
00 Ret.ACI & SNCR & DSI & WetFGD | 0 | 0 | 0 | 0 | 0 | 0 | 0 | 0
00 Ret.ACI & SNCR & DSI & WetFGD & HRI | 0 | 0 | 0 | 0 | 0 | 0 | 0 | 0
00 Ret.ACI & SNCR & HRI | 0 | 0 | 0 | 0 | 0 | 0 | 0 | 0
00 Ret.ACI & WetFGD | 0 | 0 | 0 | 0 | 0 | 0 | 0 | 0
00 Ret.ACI & WetFGD & DSI | 0 | 0 | 0 | 0 | 0 | 0 | 0 | 0
00 Ret.ACI & WetFGD & HRI | 0 | 0 | 0 | 0 | 0 | 0 | 0 | 0
00 Ret.C2G | 1.7046 | 0 | 0.5245 | 0.5245 | 0.5245 | 0.37781 | 0.047813 | 0.047813
00 Ret.C2G & SCR | 0 | 0 | 0 | 0 | 0 | 0 | 0 | 0
00 Ret.CCG | 0 | 0 | 0 | 59.9326 | 59.5676 | 59.5676 | 32.1058 | 21.052
00 Ret.DryFGD | 0 | 0 | 0 | 0 | 0 | 0 | 0 | 0
00 Ret.DryFGD & CCS | 0 | 0 | 0 | 0 | 0 | 0 | 0 | 0
00 Ret.DryFGD & HRI | 0 | 0 | 0 | 0 | 0 | 0 | 0 | 0
00 Ret.DSI | 0 | 0 | 0 | 0 | 0 | 0 | 0 | 0
00 Ret.DSI & DryFGD | 0 | 0 | 0 | 0 | 0 | 0 | 0 | 0
00 Ret.DSI & DryFGD & HRI | 0 | 0 | 0 | 0 | 0 | 0 | 0 | 0
00 Ret.DSI & HRI | 0 | 0 | 0 | 0 | 0 | 0 | 0 | 0
00 Ret.ExistACI & DryFGD | 0 | 0 | 0 | 0 | 0 | 0 | 0 | 0
00 Ret.ExistACI & DryFGD & CCS | 0 | 0 | 0 | 0 | 0.067314 | 0.067314 | 0.067314 | 0.067314
00 Ret.ExistACI & DryFGD & HRI | 0 | 0 | 0 | 0 | 0 | 0 | 0 | 0
00 Ret.ExistACI & DryFGD & HRI & CCS | 0 | 0 | 0 | 0 | 0 | 0 | 0 | 0
00 Ret.ExistACI & DSI | 0 | 0 | 0 | 0 | 0 | 0 | 0 | 0
00 Ret.ExistACI & DSI & DryFGD | 0 | 0 | 0 | 0 | 0 | 0 | 0 | 0
00 Ret.ExistACI & DSI & DryFGD & HRI | 0 | 0 | 0 | 0 | 0 | 0 | 0 | 0
00 Ret.ExistACI & DSI & HRI | 0 | 0 | 0 | 0 | 0 | 0 | 0 | 0
00 Ret.ExistACI & HRI | 0 | 0 | 0 | 0 | 0 | 0 | 0 | 0
00 Ret.ExistACI & HRI & WetFGD | 0 | 0 | 0 | 0 | 0 | 0 | 0 | 0
00 Ret.ExistACI & SCR | 0 | 0 | 0 | 0 | 0 | 0 | 0 | 0
00 Ret.ExistACI & SCR & DryFGD | 0 | 0 | 0 | 0 | 0 | 0 | 0 | 0
00 Ret.ExistACI & SCR & DryFGD & CCS | 0 | 0 | 0 | 0 | 0 | 0 | 0 | 0
00 Ret.ExistACI & SCR & DryFGD & HRI | 0 | 0 | 0 | 0 | 0 | 0 | 0 | 0
00 Ret.ExistACI & SCR & DryFGD & HRI & CCS | 0 | 0 | 0 | 0 | 0 | 0 | 0 | 0
00 Ret.ExistACI & SCR & DSI | 0 | 0 | 0 | 0 | 0 | 0 | 0 | 0
00 Ret.ExistACI & SCR & DSI & DryFGD | 0 | 0 | 0 | 0 | 0 | 0 | 0 | 0
00 Ret.ExistACI & SCR & DSI & DryFGD & HRI | 0 | 0 | 0 | 0 | 0 | 0 | 0 | 0
00 Ret.ExistACI & SCR & DSI & HRI | 0 | 0 | 0 | 0 | 0 | 0 | 0 | 0
00 Ret.ExistACI & SCR & HRI | 0 | 0 | 0 | 0 | 0 | 0 | 0 | 0
00 Ret.ExistACI & SCR & WetFGD | 0 | 0 | 0 | 0 | 0 | 0 | 0 | 0
00 Ret.ExistACI & SCR & WetFGD & CCS | 0 | 0 | 0 | 0 | 0 | 0 | 0 | 0
00 Ret.ExistACI & SCR & WetFGD & HRI | 0 | 0 | 0 | 0 | 0 | 0 | 0 | 0
00 Ret.ExistACI & SCR & WetFGD & HRI & CCS | 0 | 0 | 0 | 0 | 0 | 0 | 0 | 0
00 Ret.ExistACI & SNCR | 0 | 0 | 0 | 0 | 0 | 0 | 0 | 0
00 Ret.ExistACI & SNCR & DryFGD | 0 | 0 | 0 | 0 | 0 | 0 | 0 | 0
00 Ret.ExistACI & SNCR & DryFGD & CCS | 0 | 0 | 0 | 0 | 0 | 0 | 0 | 0
00 Ret.ExistACI & SNCR & DryFGD & HRI | 0 | 0 | 0 | 0 | 0 | 0 | 0 | 0
00 Ret.ExistACI & SNCR & DryFGD & HRI & CCS | 0 | 0 | 0 | 0 | 0 | 0 | 0 | 0
00 Ret.ExistACI & SNCR & DSI | 0 | 0 | 0 | 0 | 0 | 0 | 0 | 0
00 Ret.ExistACI & SNCR & DSI & HRI | 0 | 0 | 0 | 0 | 0 | 0 | 0 | 0
00 Ret.ExistACI & SNCR & HRI | 0 | 0 | 0 | 0 | 0 | 0 | 0 | 0
00 Ret.ExistACI & SNCR & WetFGD | 0 | 0 | 0 | 0 | 0 | 0 | 0 | 0
00 Ret.ExistACI & SNCR & WetFGD & CCS | 0 | 0 | 0 | 0 | 0 | 0 | 0 | 0
00 Ret.ExistACI & SNCR & WetFGD & HRI | 0 | 0 | 0 | 0 | 0 | 0 | 0 | 0
00 Ret.ExistACI & SNCR & WetFGD & HRI & CCS | 0 | 0 | 0 | 0 | 0 | 0 | 0 | 0
00 Ret.ExistACI & WetFGD | 0 | 0 | 0 | 0 | 0 | 0 | 0 | 0
00 Ret.ExistACI & WetFGD & CCS | 0 | 0 | 0 | 0 | 0 | 0 | 0 | 0
00 Ret.ExistACI & WetFGD & HRI & CCS | 0 | 0 | 0 | 0 | 0 | 0 | 0 | 0
00 Ret.ExistACI_DSI & DryFGD | 0 | 0 | 0 | 0 | 0 | 0 | 0 | 0
00 Ret.ExistACI_DSI & DryFGD & CCS | 0 | 0 | 0 | 0 | 0 | 0 | 0 | 0
00 Ret.ExistACI_DSI & DryFGD & HRI | 0 | 0 | 0 | 0 | 0 | 0 | 0 | 0
00 Ret.ExistACI_DSI & DryFGD & HRI & CCS | 0 | 0 | 0 | 0 | 0 | 0 | 0 | 0
00 Ret.ExistACI_DSI & HRI | 0 | 0 | 0 | 0 | 0 | 0 | 0 | 0
00 Ret.ExistACI_DSI & SCR | 0 | 0 | 0 | 0 | 0 | 0 | 0 | 0
00 Ret.ExistACI_DSI & SCR & DryFGD | 0 | 0 | 0 | 0 | 0 | 0 | 0 | 0
00 Ret.ExistACI_DSI & SCR & DryFGD & CCS | 0 | 0 | 0 | 0 | 0 | 0 | 0 | 0
00 Ret.ExistACI_DSI & SCR & DryFGD & HRI | 0 | 0 | 0 | 0 | 0 | 0 | 0 | 0
00 Ret.ExistACI_DSI & SCR & DryFGD & HRI & CCS | 0 | 0 | 0 | 0 | 0 | 0 | 0 | 0
00 Ret.ExistACI_DSI & SCR & HRI | 0 | 0 | 0 | 0 | 0 | 0 | 0 | 0
00 Ret.ExistACI_DSI & SCR & WetFGD | 0 | 0 | 0 | 0 | 0 | 0 | 0 | 0
00 Ret.ExistACI_DSI & SCR & WetFGD & CCS | 0 | 0 | 0 | 0 | 0 | 0 | 0 | 0
00 Ret.ExistACI_DSI & SCR & WetFGD & HRI | 0 | 0 | 0 | 0 | 0 | 0 | 0 | 0
00 Ret.ExistACI_DSI & SCR & WetFGD & HRI & CCS | 0 | 0 | 0 | 0 | 0 | 0 | 0 | 0
00 Ret.ExistACI_DSI & SNCR | 0 | 0 | 0 | 0 | 0 | 0 | 0 | 0
00 Ret.ExistACI_DSI & SNCR & DryFGD | 0 | 0 | 0 | 0 | 0 | 0 | 0 | 0
00 Ret.ExistACI_DSI & SNCR & DryFGD & HRI & CCS | 0 | 0 | 0 | 0 | 0 | 0 | 0 | 0
00 Ret.ExistACI_DSI & SNCR & DryFGD & HRI | 0 | 0 | 0 | 0 | 0 | 0 | 0 | 0
00 Ret.ExistACI_DSI & SNCR & WetFGD & HRI & CCS | 0 | 0 | 0 | 0 | 0 | 0 | 0 | 0
00 Ret.ExistACI_DSI & SNCR & HRI | 0 | 0 | 0 | 0 | 0 | 0 | 0 | 0
00 Ret.ExistACI_DSI & SNCR & WetFGD | 0 | 0 | 0 | 0 | 0 | 0 | 0 | 0
00 Ret.ExistACI_DSI & SNCR & WetFGD & HRI | 0 | 0 | 0 | 0 | 0 | 0 | 0 | 0
00 Ret.ExistACI_DSI & WetFGD | 0 | 0 | 0 | 0 | 0 | 0 | 0 | 0
00 Ret.ExistACI_DSI & WetFGD & CCS | 0 | 0 | 0 | 0 | 0 | 0 | 0 | 0
00 Ret.ExistACI_DSI & WetFGD & HRI | 0 | 0 | 0 | 0 | 0 | 0 | 0 | 0
00 Ret.ExistACI_DSI & WetFGD & HRI & CCS | 0 | 0 | 0 | 0 | 0 | 0 | 0 | 0
00 Ret.ExistDryFGD & CCS | 0 | 0 | 0 | 0 | 0 | 0 | 0 | 0
00 Ret.ExistDryFGD & HRI | 0 | 0 | 0 | 0 | 0 | 0 | 0 | 0
00 Ret.ExistDryFGD & SCR | 0 | 0 | 0 | 0 | 0 | 0 | 0 | 0
00 Ret.ExistDryFGD & SCR & CCS | 0 | 0 | 0 | 0 | 0 | 0 | 0 | 0
00 Ret.ExistDryFGD & SCR & HRI | 0 | 0 | 0 | 0 | 0 | 0 | 0 | 0
00 Ret.ExistDryFGD & SNCR | 0 | 0 | 0 | 0 | 0 | 0 | 0 | 0
00 Ret.ExistDryFGD & SNCR & CCS | 0 | 0 | 0 | 0 | 0 | 0 | 0 | 0
00 Ret.ExistDryFGD & SNCR & HRI | 0 | 0 | 0 | 0 | 0 | 0 | 0 | 0
00 Ret.ExistDryFGD_ACI & CCS | 0 | 0 | 0 | 2.0552 | 2.0552 | 2.0552 | 1.3905 | 0.90013
00 Ret.ExistDryFGD_ACI & HRI | 0 | 0 | 0 | 0 | 0 | 0 | 0 | 0
00 Ret.ExistDryFGD_ACI & HRI & CCS | 0 | 0 | 0 | 0 | 0 | 0 | 0 | 0
00 Ret.ExistDryFGD_ACI & SCR | 0 | 0 | 0 | 0 | 0 | 0 | 0 | 0
00 Ret.ExistDryFGD_ACI & SCR & CCS | 0 | 0 | 0 | 0 | 0 | 0 | 0 | 0
00 Ret.ExistDryFGD_ACI & SCR & HRI | 0 | 0 | 0 | 0 | 0 | 0 | 0 | 0
00 Ret.ExistDryFGD_ACI & SCR & HRI & CCS | 0 | 0 | 0 | 0 | 0 | 0 | 0 | 0
00 Ret.ExistDryFGD_ACI & SNCR | 0 | 0 | 0 | 0 | 0 | 0 | 0 | 0
00 Ret.ExistDryFGD_ACI & SNCR & CCS | 0 | 0 | 0 | 0 | 0 | 0 | 0 | 0
00 Ret.ExistDryFGD_ACI & SNCR & HRI | 0 | 0 | 0 | 0 | 0 | 0 | 0 | 0
00 Ret.ExistDryFGD_ACI & SNCR & HRI & CCS | 0 | 0 | 0 | 0 | 0 | 0 | 0 | 0
00 Ret.ExistDryFGD_ACI_DSI & SCR | 0 | 0 | 0 | 0 | 0 | 0 | 0 | 0
00 Ret.ExistDryFGD_ACI_DSI & SCR & CCS | 0 | 0 | 0 | 0 | 0 | 0 | 0 | 0
00 Ret.ExistDryFGD_ACI_DSI & SCR & HRI | 0 | 0 | 0 | 0 | 0 | 0 | 0 | 0
00 Ret.ExistDryFGD_ACI_DSI & SCR & HRI & CCS | 0 | 0 | 0 | 0 | 0 | 0 | 0 | 0
00 Ret.ExistDryFGD_DSI & HRI | 0 | 0 | 0 | 0 | 0 | 0 | 0 | 0
00 Ret.ExistDryFGD_SNCR_ACI_DSI & CCS | 0 | 0 | 0 | 0 | 0 | 0 | 0 | 0
00 Ret.ExistDryFGD_SNCR_ACI_DSI & HRI | 0 | 0 | 0 | 0 | 0 | 0 | 0 | 0
00 Ret.ExistDryFGD_SNCR_ACI_DSI & HRI & CCS | 0 | 0 | 0 | 0 | 0 | 0 | 0 | 0
00 Ret.ExistDSI & DryFGD | 0 | 0 | 0 | 0 | 0 | 0 | 0 | 0
00 Ret.ExistDSI & DryFGD & HRI | 0 | 0 | 0 | 0 | 0 | 0 | 0 | 0
00 Ret.ExistDSI & HRI | 0 | 0 | 0 | 0 | 0 | 0 | 0 | 0
00 Ret.ExistDSI & SCR | 0 | 0 | 0 | 0 | 0 | 0 | 0 | 0
00 Ret.ExistDSI & SCR & DryFGD | 0 | 0 | 0 | 0 | 0 | 0 | 0 | 0
00 Ret.ExistDSI & SCR & DryFGD & HRI | 0 | 0 | 0 | 0 | 0 | 0 | 0 | 0
00 Ret.ExistDSI & SCR & HRI | 0 | 0 | 0 | 0 | 0 | 0 | 0 | 0
00 Ret.ExistDSI & SCR & WetFGD | 0 | 0 | 0 | 0 | 0 | 0 | 0 | 0
00 Ret.ExistDSI & SCR & WetFGD & HRI | 0 | 0 | 0 | 0 | 0 | 0 | 0 | 0
00 Ret.ExistDSI & SNCR | 0 | 0 | 0 | 0 | 0 | 0 | 0 | 0
00 Ret.ExistSCR & ACI | 0 | 0 | 0 | 0 | 0 | 0 | 0 | 0
00 Ret.ExistDSI & SNCR & DryFGD | 0 | 0 | 0 | 0 | 0 | 0 | 0 | 0
00 Ret.ExistSCR & ACI & DSI | 0 | 0 | 0 | 0 | 0 | 0 | 0 | 0
00 Ret.ExistSCR & ACI & DSI & DryFGD | 0 | 0 | 0 | 0 | 0 | 0 | 0 | 0
00 Ret.ExistSCR & ACI & DSI & DryFGD & HRI | 0 | 0 | 0 | 0 | 0 | 0 | 0 | 0
00 Ret.ExistDSI & SNCR & DryFGD & HRI | 0 | 0 | 0 | 0 | 0 | 0 | 0 | 0
00 Ret.ExistDSI & SNCR & HRI | 0 | 0 | 0 | 0 | 0 | 0 | 0 | 0
00 Ret.ExistSCR & ACI & DSI & HRI | 0 | 0 | 0 | 0 | 0 | 0 | 0 | 0
00 Ret.ExistDSI & SNCR & WetFGD | 0 | 0 | 0 | 0 | 0 | 0 | 0 | 0
00 Ret.ExistSCR & ACI & DSI & WetFGD | 0 | 0 | 0 | 0 | 0 | 0 | 0 | 0
00 Ret.ExistSCR & ACI & DSI & WetFGD & HRI | 0 | 0 | 0 | 0 | 0 | 0 | 0 | 0
00 Ret.ExistSCR & ACI & HRI | 0 | 0 | 0 | 0 | 0 | 0 | 0 | 0
00 Ret.ExistDSI & SNCR & WetFGD & HRI | 0 | 0 | 0 | 0 | 0 | 0 | 0 | 0
00 Ret.ExistDSI & WetFGD | 0 | 0 | 0 | 0 | 0 | 0 | 0 | 0
00 Ret.ExistDSI & WetFGD & HRI | 0 | 0 | 0 | 0 | 0 | 0 | 0 | 0
00 Ret.ExistDSI_ACI & SNCR & DryFGD & CCS | 0 | 0 | 0 | 0 | 0 | 0 | 0 | 0
00 Ret.ExistDSI_ACI & SNCR & WetFGD & CCS | 0 | 0 | 0 | 0 | 0 | 0 | 0 | 0
00 Ret.ExistSCR_ACI & DryFGD | 0 | 0 | 0 | 0 | 0 | 0 | 0 | 0
00 Ret.ExistSCR & DSI | 0 | 0 | 0 | 0 | 0 | 0 | 0 | 0
00 Ret.ExistSCR_ACI & DryFGD & CCS | 0 | 0 | 0 | 0 | 0 | 0 | 0 | 0
00 Ret.ExistSCR_ACI & DryFGD & HRI | 0 | 0 | 0 | 0 | 0 | 0 | 0 | 0
00 Ret.ExistSCR & DSI & DryFGD | 0 | 0 | 0 | 0 | 0 | 0 | 0 | 0
00 Ret.ExistSCR_ACI & DryFGD & HRI & CCS | 0 | 0 | 0 | 0 | 0 | 0 | 0 | 0
00 Ret.ExistSCR & DSI & DryFGD & HRI | 0 | 0 | 0 | 0 | 0 | 0 | 0 | 0
00 Ret.ExistSCR & DSI & HRI | 0 | 0 | 0 | 0 | 0 | 0 | 0 | 0
00 Ret.ExistSCR_ACI & DSI & HRI | 0 | 0 | 0 | 0 | 0 | 0 | 0 | 0
00 Ret.ExistSCR_ACI & HRI | 0 | 0 | 0 | 0 | 0 | 0 | 0 | 0
00 Ret.ExistSCR_ACI & WetFGD | 0 | 0 | 0 | 0 | 0 | 0 | 0 | 0
00 Ret.ExistSCR & HRI | 0 | 0 | 0 | 0 | 0 | 0 | 0 | 0
00 Ret.ExistSCR_ACI & WetFGD & CCS | 0 | 0 | 0 | 0 | 0 | 0 | 0 | 0
00 Ret.ExistSCR_ACI & WetFGD & HRI | 0 | 0 | 0 | 0 | 0 | 0 | 0 | 0
00 Ret.ExistSCR_ACI & WetFGD & HRI & CCS | 0 | 0 | 0 | 0 | 0 | 0 | 0 | 0
00 Ret.ExistSCR_ACI_DSI & DryFGD | 0 | 0 | 0 | 0 | 0 | 0 | 0 | 0
00 Ret.ExistSCR_ACI_DSI & DryFGD & CCS | 0 | 0 | 0 | 0 | 0 | 0 | 0 | 0
00 Ret.ExistSCR_ACI_DSI & DryFGD & HRI | 0 | 0 | 0 | 0 | 0 | 0 | 0 | 0
00 Ret.ExistSCR_ACI_DSI & DryFGD & HRI & CCS | 0 | 0 | 0 | 0 | 0 | 0 | 0 | 0
00 Ret.ExistSCR_ACI_DSI & HRI | 0 | 0 | 0 | 0 | 0 | 0 | 0 | 0
00 Ret.ExistSCR_ACI_DSI & WetFGD | 0 | 0 | 0 | 0 | 0 | 0 | 0 | 0
00 Ret.ExistSCR_ACI_DSI & WetFGD & CCS | 0 | 0 | 0 | 0 | 0 | 0 | 0 | 0
00 Ret.ExistSCR_ACI_DSI & WetFGD & HRI | 0 | 0 | 0 | 0 | 0 | 0 | 0 | 0
00 Ret.ExistSCR_ACI_DSI & WetFGD & HRI & CCS | 0 | 0 | 0 | 0 | 0 | 0 | 0 | 0
00 Ret.ExistSCR_DryFGD & HRI | 0 | 0 | 0 | 0 | 0 | 0 | 0 | 0
00 Ret.ExistSCR_DryFGD_ACI & CCS | 0 | 0 | 0 | 0.063517 | 0.063517 | 0.063517 | 0.063517 | 0.043168
00 Ret.ExistSCR_DryFGD_ACI & HRI | 0 | 0 | 0 | 0 | 0 | 0 | 0 | 0
00 Ret.ExistSCR_DryFGD_ACI & HRI & CCS | 0 | 0 | 0 | 0 | 0 | 0 | 0 | 0
00 Ret.ExistSCR_DryFGD_ACI_DSI & CCS | 0 | 0 | 0 | 0 | 0 | 0 | 0 | 0
00 Ret.ExistSCR_DryFGD_ACI_DSI & HRI | 0 | 0 | 0 | 0 | 0 | 0 | 0 | 0
00 Ret.ExistSCR_DryFGD_ACI_DSI & HRI & CCS | 0 | 0 | 0 | 0 | 0 | 0 | 0 | 0
00 Ret.ExistSCR_WetFGD & HRI | 0 | 0 | 0 | 0 | 0 | 0 | 0 | 0
00 Ret.ExistSCR_WetFGD & HRI & CCS | 0 | 0 | 0 | 0 | 0 | 0 | 0 | 0
00 Ret.ExistSCR_WetFGD_ACI & CCS | 0 | 0 | 0 | 32.5611 | 51.2215 | 51.2215 | 25.3874 | 6.9384
00 Ret.ExistSCR_WetFGD_ACI & HRI | 0 | 0 | 0 | 0 | 0 | 0 | 0 | 0
00 Ret.ExistSCR_WetFGD_ACI & HRI & CCS | 0 | 0 | 0 | 0 | 0 | 0 | 0 | 0
00 Ret.ExistSCR_WetFGD_ACI_DSI & CCS | 0 | 0 | 0 | 1.6742 | 2.1167 | 2.1167 | 1.3884 | 0.38366
00 Ret.ExistSCR_WetFGD_ACI_DSI & HRI | 0 | 0 | 0 | 0 | 0 | 0 | 0 | 0
00 Ret.ExistSCR_WetFGD_ACI_DSI & HRI & CCS | 0 | 0 | 0 | 0 | 0 | 0 | 0 | 0
00 Ret.ExistSCR_WetFGD_DSI & HRI | 0 | 0 | 0 | 0 | 0 | 0 | 0 | 0
00 Ret.ExistSCR_WetFGD_DSI & HRI & CCS | 0 | 0 | 0 | 0 | 0 | 0 | 0 | 0
00 Ret.ExistSNCR_ACI & DryFGD | 0 | 0 | 0 | 0 | 0 | 0 | 0 | 0
00 Ret.ExistSNCR_ACI & DryFGD & CCS | 0 | 0 | 0 | 0 | 0 | 0 | 0 | 0
00 Ret.ExistSNCR_ACI & DryFGD & HRI | 0 | 0 | 0 | 0 | 0 | 0 | 0 | 0
00 Ret.ExistSNCR_ACI & DryFGD & HRI & CCS | 0 | 0 | 0 | 0 | 0 | 0 | 0 | 0
00 Ret.ExistSNCR_ACI & DSI & HRI | 0 | 0 | 0 | 0 | 0 | 0 | 0 | 0
00 Ret.ExistSNCR_ACI & HRI | 0 | 0 | 0 | 0 | 0 | 0 | 0 | 0
00 Ret.ExistSNCR_ACI & WetFGD | 0 | 0 | 0 | 0 | 0 | 0 | 0 | 0
00 Ret.ExistSNCR_ACI & WetFGD & CCS | 0 | 0 | 0 | 0 | 0 | 0 | 0 | 0
00 Ret.ExistSNCR_ACI & WetFGD & HRI | 0 | 0 | 0 | 0 | 0 | 0 | 0 | 0
00 Ret.ExistSNCR_ACI & WetFGD & HRI & CCS | 0 | 0 | 0 | 0 | 0 | 0 | 0 | 0
00 Ret.ExistSNCR_ACI_DSI & DryFGD | 0 | 0 | 0 | 0 | 0 | 0 | 0 | 0
00 Ret.ExistSNCR_ACI_DSI & DryFGD & CCS | 0 | 0 | 0 | 0 | 0 | 0 | 0 | 0
00 Ret.ExistSNCR_ACI_DSI & DryFGD & HRI | 0 | 0 | 0 | 0 | 0 | 0 | 0 | 0
00 Ret.ExistSNCR_ACI_DSI & DryFGD & HRI & CCS | 0 | 0 | 0 | 0 | 0 | 0 | 0 | 0
00 Ret.ExistSNCR_ACI_DSI & HRI | 0 | 0 | 0 | 0 | 0 | 0 | 0 | 0
00 Ret.ExistSNCR_ACI_DSI & WetFGD | 0 | 0 | 0 | 0 | 0 | 0 | 0 | 0
00 Ret.ExistSNCR_ACI_DSI & WetFGD & CCS | 0 | 0 | 0 | 0 | 0 | 0 | 0 | 0
00 Ret.ExistSNCR_ACI_DSI & WetFGD & HRI | 0 | 0 | 0 | 0 | 0 | 0 | 0 | 0
00 Ret.ExistSNCR_ACI_DSI & WetFGD & HRI & CCS | 0 | 0 | 0 | 0 | 0 | 0 | 0 | 0
00 Ret.ExistSNCR_DryFGD & HRI | 0 | 0 | 0 | 0 | 0 | 0 | 0 | 0
00 Ret.ExistSNCR_DryFGD_ACI & CCS | 0 | 0 | 0 | 5.9767 | 9.8322 | 9.8322 | 7.5356 | 6.6823
00 Ret.ExistSNCR_DryFGD_ACI & HRI | 0 | 0 | 0 | 0 | 0 | 0 | 0 | 0
00 Ret.ExistSNCR_DryFGD_ACI & HRI & CCS | 0 | 0 | 0 | 0 | 0 | 0 | 0 | 0
00 Ret.ExistSNCR_WetFGD & HRI | 0 | 0 | 0 | 0 | 0 | 0 | 0 | 0
00 Ret.ExistSNCR_WetFGD & HRI & CCS | 0 | 0 | 0 | 0 | 0 | 0 | 0 | 0
00 Ret.ExistSNCR_WetFGD_ACI & CCS | 0 | 0 | 0 | 8.4811 | 8.4811 | 8.4811 | 5.2686 | 5.764
00 Ret.ExistSNCR_WetFGD_ACI & HRI | 0 | 0 | 0 | 0 | 0 | 0 | 0 | 0
00 Ret.ExistSNCR_WetFGD_ACI & HRI & CCS | 0 | 0 | 0 | 0 | 0 | 0 | 0 | 0
00 Ret.ExistSNCR_WetFGD_ACI_DSI & CCS | 0 | 0 | 0 | 0 | 0 | 0 | 0 | 0
00 Ret.ExistSNCR_WetFGD_ACI_DSI & HRI | 0 | 0 | 0 | 0 | 0 | 0 | 0 | 0
00 Ret.ExistSNCR_WetFGD_ACI_DSI & HRI & CCS | 0 | 0 | 0 | 0 | 0 | 0 | 0 | 0
00 Ret.ExistSNCR & DryFGD & HRI | 0 | 0 | 0 | 0 | 0 | 0 | 0 | 0
00 Ret.ExistSNCR & HRI | 0 | 0 | 0 | 0 | 0 | 0 | 0 | 0
00 Ret.ExistWetFGD & CCS | 0 | 0 | 0 | 0.55985 | 0.55985 | 0.55985 | 0.55985 | 0.45741
00 Ret.ExistWetFGD & HRI | 0 | 0 | 0 | 0 | 0 | 0 | 0 | 0
00 Ret.ExistWetFGD & HRI & CCS | 0 | 0 | 0 | 0 | 0 | 0 | 0 | 0
00 Ret.ExistWetFGD & SCR | 0 | 0 | 0 | 0 | 0 | 0 | 0 | 0
00 Ret.ExistWetFGD & SCR & CCS | 0 | 0 | 0 | 0 | 0 | 0 | 0 | 0
00 Ret.ExistWetFGD & SCR & HRI | 0 | 0 | 0 | 0 | 0 | 0 | 0 | 0
00 Ret.ExistWetFGD & SCR & HRI & CCS | 0 | 0 | 0 | 0 | 0 | 0 | 0 | 0
00 Ret.ExistWetFGD & SNCR | 0 | 0 | 0 | 0 | 0 | 0 | 0 | 0
00 Ret.ExistWetFGD & SNCR & CCS | 0 | 0 | 0 | 0 | 0 | 0 | 0 | 0
00 Ret.ExistWetFGD & SNCR & HRI | 0 | 0 | 0 | 0 | 0 | 0 | 0 | 0
00 Ret.ExistWetFGD & SNCR & HRI & CCS | 0 | 0 | 0 | 0 | 0 | 0 | 0 | 0
00 Ret.ExistWetFGD_ACI & CCS | 0 | 0 | 0 | 0 | 0 | 0 | 0 | 0
00 Ret.ExistWetFGD_ACI & HRI | 0 | 0 | 0 | 0 | 0 | 0 | 0 | 0
00 Ret.ExistWetFGD_ACI & HRI & CCS | 0 | 0 | 0 | 0 | 0 | 0 | 0 | 0
00 Ret.ExistWetFGD_ACI & SCR | 4.9892 | 4.9892 | 4.1283 | 2.4211 | 0.72999 | 0 | 0 | 0
00 Ret.ExistWetFGD_ACI & SCR & CCS | 0 | 0 | 0 | 0 | 0 | 0 | 0 | 0
00 Ret.ExistWetFGD_ACI & SCR & HRI | 0 | 0 | 0 | 0 | 0 | 0 | 0 | 0
00 Ret.ExistWetFGD_ACI & SCR & HRI & CCS | 0 | 0 | 0 | 0 | 0 | 0 | 0 | 0
00 Ret.ExistWetFGD_ACI & SNCR | 0 | 0 | 0 | 0 | 0 | 0 | 0 | 0
00 Ret.ExistWetFGD_ACI & SNCR & CCS | 0 | 0 | 0 | 0 | 0 | 0 | 0 | 0
00 Ret.ExistWetFGD_ACI & SNCR & HRI | 0 | 0 | 0 | 0 | 0 | 0 | 0 | 0
00 Ret.ExistWetFGD_ACI & SNCR & HRI & CCS | 0 | 0 | 0 | 0 | 0 | 0 | 0 | 0
00 Ret.ExistWetFGD_ACI_DSI & CCS | 0 | 0 | 0 | 0 | 0 | 0 | 0 | 0
00 Ret.ExistWetFGD_ACI_DSI & HRI | 0 | 0 | 0 | 0 | 0 | 0 | 0 | 0
00 Ret.ExistWetFGD_ACI_DSI & HRI & CCS | 0 | 0 | 0 | 0 | 0 | 0 | 0 | 0
00 Ret.ExistWetFGD_ACI_DSI & SCR | 0 | 0 | 0 | 0 | 0 | 0 | 0 | 0
00 Ret.ExistWetFGD_ACI_DSI & SCR & CCS | 0 | 0 | 0 | 0 | 0 | 0 | 0 | 0
00 Ret.ExistWetFGD_ACI_DSI & SCR & HRI | 0 | 0 | 0 | 0 | 0 | 0 | 0 | 0
00 Ret.ExistWetFGD_ACI_DSI & SCR & HRI & CCS | 0 | 0 | 0 | 0 | 0 | 0 | 0 | 0
00 Ret.ExistWetFGD_ACI_DSI & SNCR | 0 | 0 | 0 | 0 | 0 | 0 | 0 | 0
00 Ret.ExistWetFGD_ACI_DSI & SNCR & CCS | 0 | 0 | 0 | 0 | 0 | 0 | 0 | 0
00 Ret.ExistWetFGD_ACI_DSI & SNCR & HRI | 0 | 0 | 0 | 0 | 0 | 0 | 0 | 0
00 Ret.ExistWetFGD_ACI_DSI & SNCR & HRI & CCS | 0 | 0 | 0 | 0 | 0 | 0 | 0 | 0
00 Ret.ExistWetFGD_DSI & HRI | 0 | 0 | 0 | 0 | 0 | 0 | 0 | 0
00 Ret.ExistWetFGD_DSI & SCR | 0 | 0 | 0 | 0 | 0 | 0 | 0 | 0
00 Ret.ExistSNCR_DSI & DryFGD & HRI | 0 | 0 | 0 | 0 | 0 | 0 | 0 | 0
00 Ret.ExistWetFGD_DSI & SCR & HRI | 0 | 0 | 0 | 0 | 0 | 0 | 0 | 0
00 Ret.ExistSNCR_DSI & HRI | 0 | 0 | 0 | 0 | 0 | 0 | 0 | 0
00 Ret.ExistWetFGD_DSI & SNCR | 0 | 0 | 0 | 0 | 0 | 0 | 0 | 0
00 Ret.ExistWetFGD_DSI & SNCR & HRI | 0 | 0 | 0 | 0 | 0 | 0 | 0 | 0
00 Ret.ExistWetFGD_SCR & CCS | 0 | 0 | 0 | 0.53344 | 0.72212 | 0.72212 | 0.63502 | 0.60704
00 Ret.ExistWetFGD_SCR_DSI & CCS | 0 | 0 | 0 | 0 | 0.076472 | 0.076472 | 0.076472 | 0.010497
00 Ret.ExistWetFGD_SNCR & CCS | 0 | 0 | 0 | 0 | 0 | 0 | 0 | 0
00 Ret.HRI | 0 | 0 | 0 | 0 | 0 | 0 | 0 | 0
00 Ret.SCR | 0 | 0 | 0 | 0 | 0 | 0 | 0 | 0
00 Ret.SCR & DryFGD | 0 | 0 | 0 | 0 | 0 | 0 | 0 | 0
00 Ret.SCR & DryFGD & ACI | 0 | 0 | 0 | 0 | 0 | 0 | 0 | 0
00 Ret.SCR & DryFGD & CCS | 0 | 0 | 0 | 0 | 0 | 0 | 0 | 0
00 Ret.SCR & DryFGD & HRI | 0 | 0 | 0 | 0 | 0 | 0 | 0 | 0
00 Ret.SCR & DSI | 0 | 0 | 0 | 0 | 0 | 0 | 0 | 0
00 Ret.SCR & DSI & DryFGD | 0 | 0 | 0 | 0 | 0 | 0 | 0 | 0
00 Ret.SCR & DSI & DryFGD & HRI | 0 | 0 | 0 | 0 | 0 | 0 | 0 | 0
00 Ret.SCR & DSI & HRI | 0 | 0 | 0 | 0 | 0 | 0 | 0 | 0
00 Ret.SCR & DSI & WetFGD | 0 | 0 | 0 | 0 | 0 | 0 | 0 | 0
00 Ret.SCR & DSI & WetFGD & HRI | 0 | 0 | 0 | 0 | 0 | 0 | 0 | 0
00 Ret.SCR & HRI | 0 | 0 | 0 | 0 | 0 | 0 | 0 | 0
00 Ret.SCR & WetFGD | 0 | 0 | 0 | 0 | 0 | 0 | 0 | 0
00 Ret.SCR & WetFGD & ACI | 0 | 0 | 0 | 0 | 0 | 0 | 0 | 0
00 Ret.SCR & WetFGD & CCS | 0 | 0 | 0 | 0 | 0 | 0 | 0 | 0
00 Ret.SCR & WetFGD & HRI | 0 | 0 | 0 | 0 | 0 | 0 | 0 | 0
00 Ret.SNCR | 0 | 0 | 0 | 0 | 0 | 0 | 0 | 0
00 Ret.SNCR & DryFGD | 0 | 0 | 0 | 0 | 0 | 0 | 0 | 0
00 Ret.SNCR & DryFGD & ACI | 0 | 0 | 0 | 0 | 0 | 0 | 0 | 0
00 Ret.SNCR & DryFGD & ACI & HRI | 0 | 0 | 0 | 0 | 0 | 0 | 0 | 0
00 Ret.SNCR & DryFGD & CCS | 0 | 0 | 0 | 0 | 0 | 0 | 0 | 0
00 Ret.SNCR & DryFGD & HRI | 0 | 0 | 0 | 0 | 0 | 0 | 0 | 0
00 Ret.SNCR & DSI | 0 | 0 | 0 | 0 | 0 | 0 | 0 | 0
00 Ret.SNCR & DSI & HRI | 0 | 0 | 0 | 0 | 0 | 0 | 0 | 0
00 Ret.SNCR & HRI | 0 | 0 | 0 | 0 | 0 | 0 | 0 | 0
00 Ret.SNCR & WetFGD | 0 | 0 | 0 | 0 | 0 | 0 | 0 | 0
00 Ret.SNCR & WetFGD & ACI | 0 | 0 | 0 | 0 | 0 | 0 | 0 | 0
00 Ret.SNCR & WetFGD & ACI & HRI | 0 | 0 | 0 | 0 | 0 | 0 | 0 | 0
00 Ret.SNCR & WetFGD & CCS | 0 | 0 | 0 | 0 | 0 | 0 | 0 | 0
00 Ret.SNCR & WetFGD & HRI | 0 | 0 | 0 | 0 | 0 | 0 | 0 | 0
00 Ret.WetFGD | 0 | 0 | 0 | 0 | 0 | 0 | 0 | 0
00 Ret.WetFGD & CCS | 0 | 0 | 0 | 0 | 0 | 0 | 0 | 0
00 Ret.WetFGD & HRI | 0 | 0 | 0 | 0 | 0 | 0 | 0 | 0
00 Ret.FB & HRI | 0 | 0 | 0 | 0 | 0 | 0 | 0 | 0
00 Ret.FB DryFGD | 0 | 0 | 0 | 0 | 0 | 0 | 0 | 0
00 Ret.FB DryFGD & HRI | 0 | 0 | 0 | 0 | 0 | 0 | 0 | 0
00 Ret.FB DryFGD & SNCR | 0 | 0 | 0 | 0 | 0 | 0 | 0 | 0
00 Ret.FB-Exist ACI & DryFGD & HRI | 0 | 0 | 0 | 0 | 0 | 0 | 0 | 0
00 Ret.FB-Exist ACI_DSI & DryFGD & SNCR | 0 | 0 | 0 | 0 | 0 | 0 | 0 | 0
00 Ret.FB-Exist ACI_DSI & SNCR | 0 | 0 | 0 | 0 | 0 | 0 | 0 | 0
00 Ret.FB-ExistACI & HRI | 0 | 0 | 0 | 0 | 0 | 0 | 0 | 0
00 Ret.FB-ExistACI_DSI & DryFGD | 0 | 0 | 0 | 0 | 0 | 0 | 0 | 0
00 Ret.FB-ExistACI_DSI & DryFGD & HRI | 0 | 0 | 0 | 0 | 0 | 0 | 0 | 0
00 Ret.FB-ExistACI_DSI & DryFGD & SNCR | 0 | 0 | 0 | 0 | 0 | 0 | 0 | 0
00 Ret.FB-ExistACI_DSI & DryFGD & SNCR & HRI | 0 | 0 | 0 | 0 | 0 | 0 | 0 | 0
00 Ret.FB-ExistACI_DSI & HRI | 0 | 0 | 0 | 0 | 0 | 0 | 0 | 0
00 Ret.FB-ExistACI_DSI & SNCR & HRI | 0 | 0 | 0 | 0 | 0 | 0 | 0 | 0
00 Ret.FB-ExistDryFGD & HRI | 0 | 0 | 0 | 0 | 0 | 0 | 0 | 0
00 Ret.FB-ExistDryFGD_ACI & HRI | 0 | 0 | 0 | 0 | 0 | 0 | 0 | 0
00 Ret.FB-ExistDryFGD_ACI & HRI & CCS | 0 | 0 | 0 | 0 | 0 | 0 | 0 | 0
00 Ret.FB-ExistDryFGD_ACI & SNCR | 0 | 0 | 0 | 0 | 0 | 0 | 0 | 0
00 Ret.FB-ExistDryFGD_ACI & SNCR & HRI | 0 | 0 | 0 | 0 | 0 | 0 | 0 | 0
00 Ret.FB-ExistDryFGD_DSI & HRI | 0 | 0 | 0 | 0 | 0 | 0 | 0 | 0
00 Ret.FB-ExistDryFGD_DSI & SNCR | 0 | 0 | 0 | 0 | 0 | 0 | 0 | 0
00 Ret.FB-ExistDryFGD_DSI & SNCR & HRI | 0 | 0 | 0 | 0 | 0 | 0 | 0 | 0
00 Ret.FB-ExistDryFGD_SNCR & HRI | 0 | 0 | 0 | 0 | 0 | 0 | 0 | 0
00 Ret.FB-ExistDryFGD_SNCR_ACI & HRI | 0 | 0 | 0 | 0 | 0 | 0 | 0 | 0
00 Ret.FB-ExistDryFGD_SNCR_ACI & HRI & CCS | 0 | 0 | 0 | 0 | 0 | 0 | 0 | 0
00 Ret.FB-ExistDryFGD_SNCR_ACI_DSI & HRI | 0 | 0 | 0 | 0 | 0 | 0 | 0 | 0
00 Ret.FB-ExistDryFGD_SNCR_ACI_DSI & HRI & CCS | 0 | 0 | 0 | 0 | 0 | 0 | 0 | 0
00 Ret.FB-ExistWetFGD_SNCR_ACI & HRI | 0 | 0 | 0 | 0 | 0 | 0 | 0 | 0
00 Ret.FB-ExistWetFGD_SNCR_ACI & HRI & CCS | 0 | 0 | 0 | 0 | 0 | 0 | 0 | 0
00 Ret.FB-ExistDryFGD_SNCR_DSI & HRI | 0 | 0 | 0 | 0 | 0 | 0 | 0 | 0
00 Ret.FB-ExistDSI & DryFGD | 0 | 0 | 0 | 0 | 0 | 0 | 0 | 0
00 Ret.FB-ExistDSI & DryFGD & HRI | 0 | 0 | 0 | 0 | 0 | 0 | 0 | 0
00 Ret.FB-ExistDSI & DryFGD & SNCR | 0 | 0 | 0 | 0 | 0 | 0 | 0 | 0
00 Ret.FB-ExistDSI & DryFGD & SNCR & HRI | 0 | 0 | 0 | 0 | 0 | 0 | 0 | 0
00 Ret.FB-ExistDSI & HRI | 0 | 0 | 0 | 0 | 0 | 0 | 0 | 0
00 Ret.FB-ExistDSI & SNCR | 0 | 0 | 0 | 0 | 0 | 0 | 0 | 0
00 Ret.FB-ExistDSI & SNCR & HRI | 0 | 0 | 0 | 0 | 0 | 0 | 0 | 0
00 Ret.FB-ExistSNCR & DryFGD | 0 | 0 | 0 | 0 | 0 | 0 | 0 | 0
00 Ret.FB-ExistSNCR & DryFGD & HRI | 0 | 0 | 0 | 0 | 0 | 0 | 0 | 0
00 Ret.FB-ExistSNCR & HRI | 0 | 0 | 0 | 0 | 0 | 0 | 0 | 0
00 Ret.FB-ExistSNCR_ACI & HRI | 0 | 0 | 0 | 0 | 0 | 0 | 0 | 0
00 Ret.FB-ExistSNCR_ACI_DSI & DryFGD | 0 | 0 | 0 | 0 | 0 | 0 | 0 | 0
00 Ret.FB-ExistSNCR_ACI_DSI & DryFGD & HRI | 0 | 0 | 0 | 0 | 0 | 0 | 0 | 0
00 Ret.FB-ExistSNCR_ACI_DSI & HRI | 0 | 0 | 0 | 0 | 0 | 0 | 0 | 0
00 Ret.FB-ExistSNCR_DryFGD & HRI | 0 | 0 | 0 | 0 | 0 | 0 | 0 | 0
00 Ret.FB-ExistSNCR_DryFGD_ACI & HRI | 0 | 0 | 0 | 0 | 0 | 0 | 0 | 0
00 Ret.FB-ExistSNCR_DryFGD_ACI & HRI & CCS | 0 | 0 | 0 | 0 | 0 | 0 | 0 | 0
00 Ret.FB-ExistSNCR_DSI & DryFGD | 0 | 0 | 0 | 0 | 0 | 0 | 0 | 0
00 Ret.FB-ExistSNCR_DSI & DryFGD & HRI | 0 | 0 | 0 | 0 | 0 | 0 | 0 | 0
00 Ret.FB-ExistSNCR_DSI & HRI | 0 | 0 | 0 | 0 | 0 | 0 | 0 | 0
00 Ret.FB-ExistSNCR_WetFGD & HRI | 0 | 0 | 0 | 0 | 0 | 0 | 0 | 0
00 Ret.FB-ExistSNCR_WetFGD & HRI & CCS | 0 | 0 | 0 | 0 | 0 | 0 | 0 | 0
00 Ret.FB-ExistWetFGD_DSI & HRI | 0 | 0 | 0 | 0 | 0 | 0 | 0 | 0
00 Ret.FB-ExistWetFGD_DSI & SNCR | 0 | 0 | 0 | 0 | 0 | 0 | 0 | 0
00 Ret.FB-ExistWetFGD_DSI & SNCR & HRI | 0 | 0 | 0 | 0 | 0 | 0 | 0 | 0
00 Ret.FB-SNCR | 0 | 0 | 0 | 0 | 0 | 0 | 0 | 0
00 Ret.Oil/Gas Steam SCR | 0 | 0 | 0 | 0 | 0 | 0 | 0 | 0
00 CC Retirement | 0 | 0 | 0 | 0 | 0 | 0 | 0 | 0
00 CT Retirement | 0 | 0 | 0 | 0 | 0 | 0 | 0 | 0
00 O/G Retirement | 0 | 0 | 0 | 0 | 0 | 0 | 0 | 0
00 Coal Retirement | 0 | 0 | 0 | 0 | 0 | 0 | 0 | 0
00 IGCC Retirement | 0 | 0 | 0 | 0 | 0 | 0 | 0 | 0
00 Nuke Retirement | 0 | 0 | 0 | 0 | 0 | 0 | 0 | 0
00 Biomass Retirement | 0 | 0 | 0 | 0 | 0 | 0 | 0 | 0
00 Fossil_Other Retirement | 0 | 0 | 0 | 0 | 0 | 0 | 0 | 0
00 Fuel Cell Retirement | 0 | 0 | 0 | 0 | 0 | 0 | 0 | 0
00 Geothermal Retirement | 0 | 0 | 0 | 0 | 0 | 0 | 0 | 0
00 Hydro Retirement | 0 | 0 | 0 | 0 | 0 | 0 | 0 | 0
00 Landfill Gas Retirement | 0 | 0 | 0 | 0 | 0 | 0 | 0 | 0
00 Non Fossil_Other Retirement | 0 | 0 | 0 | 0 | 0 | 0 | 0 | 0
Total | 14284.5255 | 14504.7218 | 14809.7708 | 15125.9916 | 16017.4351 | 16921.8025 | 17968.1046 | 19244.9738
14. Capacity Factor by Capacity Reporting Type [%]
00 New Combined Cycle | 81.4652 | 83.135 | 85.0808 | 85.284 | 82.3394 | 78.1021 | 75.5114 | 69.9959
00 New Combined Cycle with Carbon Capture | N/A | N/A | N/A | N/A | 87.0011 | 87.0011 | 87.0011 | 85.4822
00 New Combustion Turbine | 2.6512 | 5.515 | 7.0602 | 7.402 | 3.9966 | 7.6679 | 8.6019 | 7.2327
00 New Hydro | 70.7733 | 70.7733 | 70.7733 | 64.0188 | 62.0035 | 61.9475 | 61.8898 | 61.8898
00 New Nuclear | N/A | N/A | N/A | N/A | N/A | N/A | N/A | N/A
00 New Biomass | 14.7147 | 3.2851 | 3.0573 | 0 | 0 | 0 | 0 | 0
00 New Geothermal | 90 | 90 | 90 | 90 | 90 | 90 | 89.0257 | 89.0257
00 New Landfill Gas | 89.8738 | 89.6666 | 89.4457 | 82.8447 | 81.1936 | 76.3589 | 74.6089 | 70.2016
00 New Battery Storage | 16.1336 | 15.7982 | 16.3104 | 16.1535 | 16.4297 | 16.5471 | 16.3478 | 16.3741
00 New Offshore Wind | 50.829 | 49.0537 | 49.387 | 48.8417 | 50.6497 | 51.4328 | 51.7475 | 51.4026
00 New Onshore Wind | 55.0206 | 54.772 | 54.817 | 53.7327 | 53.9271 | 53.9306 | 53.9945 | 53.4405
00 New Solar PV | 30.4765 | 30.2008 | 30.1185 | 30.4891 | 30.3068 | 30.3215 | 30.5289 | 30.4807
00 New Solar Thermal | N/A | N/A | N/A | N/A | 53.2037 | 53.2037 | 50.1215 | 48.19
00 New Fuel Cell | 73.2633 | 71.5913 | 72.6301 | 70.1724 | 48.8195 | 45.8802 | 48.9679 | 42.3125
00 New Ultrasupercritical Coal without CCS | N/A | N/A | N/A | N/A | N/A | N/A | N/A | N/A
00 New Ultrasupercritical Coal with 30% CCS | N/A | N/A | N/A | N/A | N/A | N/A | N/A | N/A
00 New Ultrasupercritical Coal with 90% CCS | N/A | N/A | N/A | N/A | N/A | N/A | N/A | N/A
00 Exist & New Distributed Solar PV | 15.0297 | 14.9838 | 14.9341 | 14.9282 | 14.9348 | 14.948 | 14.9749 | 15.0222
00 Exist Combined Cycle | 40.0092 | 49.4229 | 58.789 | 56.0922 | 43.2194 | 36.331 | 32.575 | 27.3437
00 Exist Combustion Turbine | 1.4253 | 2.1581 | 3.336 | 3.2123 | 2.5409 | 1.8352 | 1.5941 | 1.4497
00 Exist Coal Steam_Uncontrolled | 64.1115 | 63.1484 | 56.9019 | 59.0384 | 11.1701 | 10.0782 | 8.218 | 3.9583
00 Exist Coal Steam_ACI | 77.2386 | 69.5007 | 51.5183 | 55.7148 | 39.6828 | 30.3209 | 14.9677 | 12.5442
00 Exist Coal Steam_ACI_DSI | 75.2789 | 65.979 | 48.5911 | 37.9165 | 13.9986 | 7.2489 | 7.362 | 7.362
00 Exist Coal Steam_DryFGD | 0 | 0 | 0 | N/A | N/A | N/A | N/A | N/A
00 Exist Coal Steam_DryFGD_ACI | 75.0662 | 66.0775 | 44.5869 | 38.5928 | 18.0294 | 19.0584 | 17.0651 | 1.2376
00 Exist Coal Steam_DryFGD_DSI | 77.3 | N/A | N/A | N/A | N/A | N/A | N/A | N/A
00 Exist Coal Steam_DryFGD_SCR | 73.4862 | 74.2297 | N/A | N/A | N/A | N/A | N/A | N/A
00 Exist Coal Steam_DryFGD_SCR_ACI | 69.2261 | 65.1619 | 42.6506 | 42.5413 | 14.514 | 10.9838 | 5.4057 | 3.9834
00 Exist Coal Steam_DryFGD_SCR_DSI | 81.74 | 81.74 | 48.3299 | 39.6697 | N/A | N/A | N/A | N/A
00 Exist Coal Steam_DryFGD_SCR_ACI_DSI | 78.1216 | 73.684 | 63.5185 | 63.2777 | 10 | 10 | 10 | N/A
00 Exist Coal Steam_DryFGD_SNCR_ACI | 79.6157 | 79.6157 | 66.5244 | 62.5329 | 6.7806 | 0 | 0 | 0
00 Exist Coal Steam_DryFGD_SNCR_ACI_DSI | 79.13 | 67.8509 | 62.5466 | 42.8341 | 0 | 0 | 0 | 0
00 Exist Coal Steam_DSI | 79.941 | 80.463 | 54.4031 | 42.4456 | N/A | N/A | N/A | N/A
00 Exist Coal Steam_SCR_ACI | 79.6758 | 79.3864 | 44.4144 | 43.7007 | 22.9794 | 10.4768 | 10 | 10
00 Exist Coal Steam_SCR_ACI_DSI | 52.674 | 26.1053 | 3.1418 | 15.4469 | 0 | 0 | 0 | 0
00 Exist Coal Steam_SNCR | 83.97 | 83.97 | 83.97 | 83.97 | 65.4019 | 39.7236 | 39.7236 | 0
00 Exist Coal Steam_SCR | N/A | N/A | N/A | N/A | N/A | N/A | N/A | N/A
00 Exist Coal Steam_SNCR_ACI | 79.13 | 56.2442 | N/A | N/A | N/A | N/A | N/A | N/A
00 Exist Coal Steam_SNCR_ACI_DSI | 27.9552 | 16.9631 | 0 | N/A | N/A | N/A | N/A | N/A
00 Exist Coal Steam_WetFGD | 76.503 | 79.3041 | 68.9444 | 71.0818 | 24.3731 | 34.5945 | N/A | N/A
00 Exist Coal Steam_WetFGD_ACI | 79.1686 | 65.3245 | 41.7498 | 53.8295 | 23.8964 | 15.8464 | 10.1911 | 6.609
00 Exist Coal Steam_WetFGD_ACI_DSI | 48.8821 | 45.831 | 27.7078 | 36.5532 | 10 | 10 | N/A | N/A
00 Exist Coal Steam_WetFGD_DSI | N/A | N/A | N/A | N/A | N/A | N/A | N/A | N/A
00 Exist Coal Steam_WetFGD_SCR | 72.7466 | 66.9948 | 44.6117 | 43.6216 | 17.3425 | 8.5624 | 5.6328 | 0.018742
00 Exist Coal Steam_WetFGD_SCR_DSI | 53.8696 | 33.4436 | 10 | 10 | N/A | N/A | N/A | N/A
00 Exist Coal Steam_WetFGD_SCR_ACI | 70.4082 | 67.0635 | 44.7774 | 46.2329 | 14.607 | 15.1147 | 9.2991 | 9.947
00 Exist Coal Steam_WetFGD_SCR_ACI_DSI | 53.367 | 63.245 | 44.0957 | 44.7138 | 25.8969 | 26.6056 | 5.5469 | 0
00 Exist Coal Steam_WetFGD_SNCR | 65.4377 | 43.0417 | 29.7985 | 29.8081 | 40.4065 | 83.2147 | 20.1357 | 20.1357
00 Exist Coal Steam_WetFGD_SNCR_ACI | 67.897 | 60.476 | 40.0724 | 27.117 | 10 | 10 | 10 | 10
00 Exist Coal Steam_WetFGD_SNCR_ACI_DSI | N/A | N/A | N/A | N/A | N/A | N/A | N/A | N/A
00 Exist FBC_ACI_DSI | 77.2519 | 34.4138 | 10 | 10 | 10 | 10 | N/A | N/A
00 Exist FBC_DryFGD_ACI | 81.74 | 42.199 | 13.8538 | 11.4321 | 0 | 0 | N/A | N/A
00 Exist FBC_DryFGD_DSI | 0 | N/A | N/A | N/A | N/A | N/A | N/A | N/A
00 Exist FBC_DryFGD_SNCR | 18.6896 | 18.196 | 18.4306 | 19.0357 | 9.7718 | 9.7718 | 5.1415 | N/A
00 Exist FBC_DryFGD_SNCR_ACI | 68.3216 | 60.3246 | 60.3489 | 57.4204 | 42.6935 | 18.6108 | 0 | N/A
00 Exist FBC_DryFGD_SNCR_ACI_DSI | 79.3633 | 79.3633 | 83.06 | 83.06 | N/A | N/A | N/A | N/A
00 Exist FBC_DryFGD_SNCR_DSI | 0 | N/A | N/A | N/A | N/A | N/A | N/A | N/A
00 Exist FBC_DSI | 41.04 | 15.4058 | 9.2399 | 9.2399 | 10 | 10 | 10 | 10
00 Exist FBC_SCR | 15.3521 | 20.1357 | 11.1888 | N/A | N/A | N/A | N/A | N/A
00 Exist FBC_SNCR | 0 | N/A | N/A | N/A | N/A | N/A | N/A | N/A
00 Exist FBC_SNCR_ACI | 18.2388 | 20.1357 | 14.3482 | N/A | N/A | N/A | N/A | N/A
00 Exist FBC_SNCR_ACI_DSI | 78.7082 | 10 | 10 | N/A | N/A | N/A | N/A | N/A
00 Exist FBC_SNCR_DSI | 48.082 | 58.0724 | 39.2986 | 34.4625 | 5.0306 | 0.87209 | 0.87209 | 0
00 Exist FBC_Uncontrolled | N/A | N/A | N/A | N/A | N/A | N/A | N/A | N/A
00 Exist FBC_WetFGD_DSI | 20.1357 | 47.4308 | 83.97 | 83.97 | 83.97 | 83.97 | 56.6749 | N/A
00 Exist IGCC | 58.9476 | 79.9103 | 71.3877 | N/A | N/A | N/A | N/A | N/A
00 Exist Fossil_Other | 32.2152 | 32.2152 | 30.5877 | 29.5396 | 29.5396 | 29.1985 | 29.1031 | 29.1021
00 Exist Fuel Cell | 0.011545 | 0.013545 | 0.014136 | 4.0114 | 7.9538 | 0.78446 | 2.557 | 0.97812
00 Exist Hydro | 39.6436 | 39.6353 | 39.6302 | 39.6302 | 39.6302 | 39.6302 | 39.6266 | 39.1514
00 Exist Non Fossil_Other | 59.9547 | 60.406 | 60.406 | 59.5897 | 59.5293 | 58.7566 | 58.6298 | 53.8138
00 Exist Nuclear | 91.3195 | 91.2749 | 91.2749 | 91.1624 | 90.9429 | 89.9419 | 88.0062 | 89.4947
00 Exist Oil/Gas Steam | 4.9236 | 3.994 | 4.13 | 2.692 | 0.97276 | 0.29214 | 0.50263 | 0.41793
00 Exist Oil/Gas Steam_SCR | 3.6128 | 5.7194 | 5.726 | 3.343 | 0.068423 | 0.050404 | 0.028365 | 0.093531
00 Exist Oil/Gas Steam_SNCR | 1.4154 | 1.7051 | 1.1713 | 0.59193 | 0.35751 | 0.38491 | 0.82256 | 1.0542
00 Exist Biomass | 35.8923 | 11.281 | 11.7259 | 9.252 | 9.212 | 2.1836 | 2.1836 | 2.1836
00 Exist Landfill Gas | 68.6628 | 68.3971 | 68.229 | 63.5401 | 61.3127 | 56.2369 | 54.5789 | 51.9614
00 Exist Geothermal | 79.0656 | 79.0656 | 79.0656 | 79.0656 | 79.0824 | 79.0824 | 79.0824 | 79.005
00 Exist Pump Storage | 6.6615 | 8.625 | 10.1562 | 10.8526 | 14.7798 | 16.6344 | 16.7549 | 16.9329
00 Exist Energy Storage | 5.3672 | 4.9135 | 4.9415 | 6.3423 | 7.0839 | 9.3467 | 8.7226 | 8.9824
00 Exist Solar PV | 24.5515 | 24.5111 | 24.5126 | 24.5126 | 24.5124 | 24.5124 | 24.5124 | 24.5124
00 Exist Solar Thermal | 20.9939 | 20.9939 | 20.9939 | 20.9939 | 20.9939 | 20.9939 | 20.9939 | 20.9939
00 Exist Offshore Wind | 43.1992 | 43.1992 | 43.1992 | 43.1992 | 43.1992 | 43.1992 | 43.1992 | 43.1992
00 Exist Onshore Wind | 34.3785 | 34.3362 | 34.3362 | 34.3362 | 34.3362 | 34.3362 | 34.3362 | 34.3362
00 International Imports | 61.72 | 61.72 | 61.72 | 61.72 | 61.72 | 58.53 | 58.53 | 58.53
00 Ret.ACI | N/A | N/A | N/A | N/A | N/A | N/A | N/A | N/A
00 Ret.ACI & DryFGD | N/A | N/A | N/A | N/A | N/A | N/A | N/A | N/A
00 Ret.ACI & DryFGD & HRI | N/A | N/A | N/A | N/A | N/A | N/A | N/A | N/A
00 Ret.ACI & DSI | N/A | N/A | N/A | N/A | N/A | N/A | N/A | N/A
00 Ret.ACI & DSI & DryFGD | N/A | N/A | N/A | N/A | N/A | N/A | N/A | N/A
00 Ret.ACI & DSI & DryFGD & HRI | N/A | N/A | N/A | N/A | N/A | N/A | N/A | N/A
00 Ret.ACI & DSI & HRI | N/A | N/A | N/A | N/A | N/A | N/A | N/A | N/A
00 Ret.ACI & DSI & WetFGD & HRI | N/A | N/A | N/A | N/A | N/A | N/A | N/A | N/A
00 Ret.ACI & HRI | N/A | N/A | N/A | N/A | N/A | N/A | N/A | N/A
00 Ret.ACI & SCR | N/A | N/A | N/A | N/A | N/A | N/A | N/A | N/A
00 Ret.ACI & SCR & DryFGD & HRI | N/A | N/A | N/A | N/A | N/A | N/A | N/A | N/A
00 Ret.ACI & SCR & DSI | N/A | N/A | N/A | N/A | N/A | N/A | N/A | N/A
00 Ret.ACI & SCR & DSI & DryFGD | N/A | N/A | N/A | N/A | N/A | N/A | N/A | N/A
00 Ret.ACI & SCR & DSI & DryFGD & HRI | N/A | N/A | N/A | N/A | N/A | N/A | N/A | N/A
00 Ret.ACI & SCR & DSI & HRI | N/A | N/A | N/A | N/A | N/A | N/A | N/A | N/A
00 Ret.ACI & SCR & DSI & WetFGD | N/A | N/A | N/A | N/A | N/A | N/A | N/A | N/A
00 Ret.ACI & SCR & DSI & WetFGD & HRI | N/A | N/A | N/A | N/A | N/A | N/A | N/A | N/A
00 Ret.ACI & SCR & HRI | N/A | N/A | N/A | N/A | N/A | N/A | N/A | N/A
00 Ret.ACI & SCR & WetFGD & HRI | N/A | N/A | N/A | N/A | N/A | N/A | N/A | N/A
00 Ret.ACI & SNCR | N/A | N/A | N/A | N/A | N/A | N/A | N/A | N/A
00 Ret.ACI & SNCR & DSI | N/A | N/A | N/A | N/A | N/A | N/A | N/A | N/A
00 Ret.ACI & SNCR & DSI & DryFGD | N/A | N/A | N/A | N/A | N/A | N/A | N/A | N/A
00 Ret.ACI & SNCR & DSI & DryFGD & HRI | N/A | N/A | N/A | N/A | N/A | N/A | N/A | N/A
00 Ret.ACI & SNCR & DSI & HRI | N/A | N/A | N/A | N/A | N/A | N/A | N/A | N/A
00 Ret.ACI & SNCR & DSI & WetFGD | N/A | N/A | N/A | N/A | N/A | N/A | N/A | N/A
00 Ret.ACI & SNCR & DSI & WetFGD & HRI | N/A | N/A | N/A | N/A | N/A | N/A | N/A | N/A
00 Ret.ACI & SNCR & HRI | N/A | N/A | N/A | N/A | N/A | N/A | N/A | N/A
00 Ret.ACI & WetFGD | N/A | N/A | N/A | N/A | N/A | N/A | N/A | N/A
00 Ret.ACI & WetFGD & DSI | N/A | N/A | N/A | N/A | N/A | N/A | N/A | N/A
00 Ret.ACI & WetFGD & HRI | N/A | N/A | N/A | N/A | N/A | N/A | N/A | N/A
00 Ret.C2G | 0.99304 | 0 | 0.16998 | 0.18193 | 0.15585 | 0.13764 | 0.018081 | 0.019039
00 Ret.C2G & SCR | N/A | N/A | N/A | N/A | N/A | N/A | N/A | N/A
00 Ret.CCG | N/A | N/A | N/A | 84.9 | 84.3829 | 84.3829 | 45.4808 | 29.8221
00 Ret.DryFGD | N/A | N/A | N/A | N/A | N/A | N/A | N/A | N/A
00 Ret.DryFGD & CCS | N/A | N/A | N/A | N/A | N/A | N/A | N/A | N/A
00 Ret.DryFGD & HRI | N/A | N/A | N/A | N/A | N/A | N/A | N/A | N/A
00 Ret.DSI | N/A | N/A | N/A | N/A | N/A | N/A | N/A | N/A
00 Ret.DSI & DryFGD | N/A | N/A | N/A | N/A | N/A | N/A | N/A | N/A
00 Ret.DSI & DryFGD & HRI | N/A | N/A | N/A | N/A | N/A | N/A | N/A | N/A
00 Ret.DSI & HRI | N/A | N/A | N/A | N/A | N/A | N/A | N/A | N/A
00 Ret.ExistACI & DryFGD | N/A | N/A | N/A | N/A | N/A | N/A | N/A | N/A
00 Ret.ExistACI & DryFGD & CCS | N/A | N/A | N/A | N/A | 79.13 | 79.13 | 79.13 | 79.13
00 Ret.ExistACI & DryFGD & HRI | N/A | N/A | N/A | N/A | N/A | N/A | N/A | N/A
00 Ret.ExistACI & DryFGD & HRI & CCS | N/A | N/A | N/A | N/A | N/A | N/A | N/A | N/A
00 Ret.ExistACI & DSI | N/A | N/A | N/A | N/A | N/A | N/A | N/A | N/A
00 Ret.ExistACI & DSI & DryFGD | N/A | N/A | N/A | N/A | N/A | N/A | N/A | N/A
00 Ret.ExistACI & DSI & DryFGD & HRI | N/A | N/A | N/A | N/A | N/A | N/A | N/A | N/A
00 Ret.ExistACI & DSI & HRI | N/A | N/A | N/A | N/A | N/A | N/A | N/A | N/A
00 Ret.ExistACI & HRI | N/A | N/A | N/A | N/A | N/A | N/A | N/A | N/A
00 Ret.ExistACI & HRI & WetFGD | N/A | N/A | N/A | N/A | N/A | N/A | N/A | N/A
00 Ret.ExistACI & SCR | N/A | N/A | N/A | N/A | N/A | N/A | N/A | N/A
00 Ret.ExistACI & SCR & DryFGD | N/A | N/A | N/A | N/A | N/A | N/A | N/A | N/A
00 Ret.ExistACI & SCR & DryFGD & CCS | N/A | N/A | N/A | N/A | N/A | N/A | N/A | N/A
00 Ret.ExistACI & SCR & DryFGD & HRI | N/A | N/A | N/A | N/A | N/A | N/A | N/A | N/A
00 Ret.ExistACI & SCR & DryFGD & HRI & CCS | N/A | N/A | N/A | N/A | N/A | N/A | N/A | N/A
00 Ret.ExistACI & SCR & DSI | N/A | N/A | N/A | N/A | N/A | N/A | N/A | N/A
00 Ret.ExistACI & SCR & DSI & DryFGD | N/A | N/A | N/A | N/A | N/A | N/A | N/A | N/A
00 Ret.ExistACI & SCR & DSI & DryFGD & HRI | N/A | N/A | N/A | N/A | N/A | N/A | N/A | N/A
00 Ret.ExistACI & SCR & DSI & HRI | N/A | N/A | N/A | N/A | N/A | N/A | N/A | N/A
00 Ret.ExistACI & SCR & HRI | N/A | N/A | N/A | N/A | N/A | N/A | N/A | N/A
00 Ret.ExistACI & SCR & WetFGD | N/A | N/A | N/A | N/A | N/A | N/A | N/A | N/A
00 Ret.ExistACI & SCR & WetFGD & CCS | N/A | N/A | N/A | N/A | N/A | N/A | N/A | N/A
00 Ret.ExistACI & SCR & WetFGD & HRI | N/A | N/A | N/A | N/A | N/A | N/A | N/A | N/A
00 Ret.ExistACI & SCR & WetFGD & HRI & CCS | N/A | N/A | N/A | N/A | N/A | N/A | N/A | N/A
00 Ret.ExistACI & SNCR | N/A | N/A | N/A | N/A | N/A | N/A | N/A | N/A
00 Ret.ExistACI & SNCR & DryFGD | N/A | N/A | N/A | N/A | N/A | N/A | N/A | N/A
00 Ret.ExistACI & SNCR & DryFGD & CCS | N/A | N/A | N/A | N/A | N/A | N/A | N/A | N/A
00 Ret.ExistACI & SNCR & DryFGD & HRI | N/A | N/A | N/A | N/A | N/A | N/A | N/A | N/A
00 Ret.ExistACI & SNCR & DryFGD & HRI & CCS | N/A | N/A | N/A | N/A | N/A | N/A | N/A | N/A
00 Ret.ExistACI & SNCR & DSI | N/A | N/A | N/A | N/A | N/A | N/A | N/A | N/A
00 Ret.ExistACI & SNCR & DSI & HRI | N/A | N/A | N/A | N/A | N/A | N/A | N/A | N/A
00 Ret.ExistACI & SNCR & HRI | N/A | N/A | N/A | N/A | N/A | N/A | N/A | N/A
00 Ret.ExistACI & SNCR & WetFGD | N/A | N/A | N/A | N/A | N/A | N/A | N/A | N/A
00 Ret.ExistACI & SNCR & WetFGD & CCS | N/A | N/A | N/A | N/A | N/A | N/A | N/A | N/A
00 Ret.ExistACI & SNCR & WetFGD & HRI | N/A | N/A | N/A | N/A | N/A | N/A | N/A | N/A
00 Ret.ExistACI & SNCR & WetFGD & HRI & CCS | N/A | N/A | N/A | N/A | N/A | N/A | N/A | N/A
00 Ret.ExistACI & WetFGD | N/A | N/A | N/A | N/A | N/A | N/A | N/A | N/A
00 Ret.ExistACI & WetFGD & CCS | N/A | N/A | N/A | N/A | N/A | N/A | N/A | N/A
00 Ret.ExistACI & WetFGD & HRI & CCS | N/A | N/A | N/A | N/A | N/A | N/A | N/A | N/A
00 Ret.ExistACI_DSI & DryFGD | N/A | N/A | N/A | N/A | N/A | N/A | N/A | N/A
00 Ret.ExistACI_DSI & DryFGD & CCS | N/A | N/A | N/A | N/A | N/A | N/A | N/A | N/A
00 Ret.ExistACI_DSI & DryFGD & HRI | N/A | N/A | N/A | N/A | N/A | N/A | N/A | N/A
00 Ret.ExistACI_DSI & DryFGD & HRI & CCS | N/A | N/A | N/A | N/A | N/A | N/A | N/A | N/A
00 Ret.ExistACI_DSI & HRI | N/A | N/A | N/A | N/A | N/A | N/A | N/A | N/A
00 Ret.ExistACI_DSI & SCR | N/A | N/A | N/A | N/A | N/A | N/A | N/A | N/A
00 Ret.ExistACI_DSI & SCR & DryFGD | N/A | N/A | N/A | N/A | N/A | N/A | N/A | N/A
00 Ret.ExistACI_DSI & SCR & DryFGD & CCS | N/A | N/A | N/A | N/A | N/A | N/A | N/A | N/A
00 Ret.ExistACI_DSI & SCR & DryFGD & HRI | N/A | N/A | N/A | N/A | N/A | N/A | N/A | N/A
00 Ret.ExistACI_DSI & SCR & DryFGD & HRI & CCS | N/A | N/A | N/A | N/A | N/A | N/A | N/A | N/A
00 Ret.ExistACI_DSI & SCR & HRI | N/A | N/A | N/A | N/A | N/A | N/A | N/A | N/A
00 Ret.ExistACI_DSI & SCR & WetFGD | N/A | N/A | N/A | N/A | N/A | N/A | N/A | N/A
00 Ret.ExistACI_DSI & SCR & WetFGD & CCS | N/A | N/A | N/A | N/A | N/A | N/A | N/A | N/A
00 Ret.ExistACI_DSI & SCR & WetFGD & HRI | N/A | N/A | N/A | N/A | N/A | N/A | N/A | N/A
00 Ret.ExistACI_DSI & SCR & WetFGD & HRI & CCS | N/A | N/A | N/A | N/A | N/A | N/A | N/A | N/A
00 Ret.ExistACI_DSI & SNCR | N/A | N/A | N/A | N/A | N/A | N/A | N/A | N/A
00 Ret.ExistACI_DSI & SNCR & DryFGD | N/A | N/A | N/A | N/A | N/A | N/A | N/A | N/A
00 Ret.ExistACI_DSI & SNCR & DryFGD & HRI & CCS | N/A | N/A | N/A | N/A | N/A | N/A | N/A | N/A
00 Ret.ExistACI_DSI & SNCR & DryFGD & HRI | N/A | N/A | N/A | N/A | N/A | N/A | N/A | N/A
00 Ret.ExistACI_DSI & SNCR & WetFGD & HRI & CCS | N/A | N/A | N/A | N/A | N/A | N/A | N/A | N/A
00 Ret.ExistACI_DSI & SNCR & HRI | N/A | N/A | N/A | N/A | N/A | N/A | N/A | N/A
00 Ret.ExistACI_DSI & SNCR & WetFGD | N/A | N/A | N/A | N/A | N/A | N/A | N/A | N/A
00 Ret.ExistACI_DSI & SNCR & WetFGD & HRI | N/A | N/A | N/A | N/A | N/A | N/A | N/A | N/A
00 Ret.ExistACI_DSI & WetFGD | N/A | N/A | N/A | N/A | N/A | N/A | N/A | N/A
00 Ret.ExistACI_DSI & WetFGD & CCS | N/A | N/A | N/A | N/A | N/A | N/A | N/A | N/A
00 Ret.ExistACI_DSI & WetFGD & HRI | N/A | N/A | N/A | N/A | N/A | N/A | N/A | N/A
00 Ret.ExistACI_DSI & WetFGD & HRI & CCS | N/A | N/A | N/A | N/A | N/A | N/A | N/A | N/A
00 Ret.ExistDryFGD & CCS | N/A | N/A | N/A | N/A | N/A | N/A | N/A | N/A
00 Ret.ExistDryFGD & HRI | N/A | N/A | N/A | N/A | N/A | N/A | N/A | N/A
00 Ret.ExistDryFGD & SCR | N/A | N/A | N/A | N/A | N/A | N/A | N/A | N/A
00 Ret.ExistDryFGD & SCR & CCS | N/A | N/A | N/A | N/A | N/A | N/A | N/A | N/A
00 Ret.ExistDryFGD & SCR & HRI | N/A | N/A | N/A | N/A | N/A | N/A | N/A | N/A
00 Ret.ExistDryFGD & SNCR | N/A | N/A | N/A | N/A | N/A | N/A | N/A | N/A
00 Ret.ExistDryFGD & SNCR & CCS | N/A | N/A | N/A | N/A | N/A | N/A | N/A | N/A
00 Ret.ExistDryFGD & SNCR & HRI | N/A | N/A | N/A | N/A | N/A | N/A | N/A | N/A
00 Ret.ExistDryFGD_ACI & CCS | N/A | N/A | N/A | 83.06 | 83.06 | 83.06 | 56.1963 | 36.3789
00 Ret.ExistDryFGD_ACI & HRI | N/A | N/A | N/A | N/A | N/A | N/A | N/A | N/A
00 Ret.ExistDryFGD_ACI & HRI & CCS | N/A | N/A | N/A | N/A | N/A | N/A | N/A | N/A
00 Ret.ExistDryFGD_ACI & SCR | N/A | N/A | N/A | N/A | N/A | N/A | N/A | N/A
00 Ret.ExistDryFGD_ACI & SCR & CCS | N/A | N/A | N/A | N/A | N/A | N/A | N/A | N/A
00 Ret.ExistDryFGD_ACI & SCR & HRI | N/A | N/A | N/A | N/A | N/A | N/A | N/A | N/A
00 Ret.ExistDryFGD_ACI & SCR & HRI & CCS | N/A | N/A | N/A | N/A | N/A | N/A | N/A | N/A
00 Ret.ExistDryFGD_ACI & SNCR | N/A | N/A | N/A | N/A | N/A | N/A | N/A | N/A
00 Ret.ExistDryFGD_ACI & SNCR & CCS | N/A | N/A | N/A | N/A | N/A | N/A | N/A | N/A
00 Ret.ExistDryFGD_ACI & SNCR & HRI | N/A | N/A | N/A | N/A | N/A | N/A | N/A | N/A
00 Ret.ExistDryFGD_ACI & SNCR & HRI & CCS | N/A | N/A | N/A | N/A | N/A | N/A | N/A | N/A
00 Ret.ExistDryFGD_ACI_DSI & SCR | N/A | N/A | N/A | N/A | N/A | N/A | N/A | N/A
00 Ret.ExistDryFGD_ACI_DSI & SCR & CCS | N/A | N/A | N/A | N/A | N/A | N/A | N/A | N/A
00 Ret.ExistDryFGD_ACI_DSI & SCR & HRI | N/A | N/A | N/A | N/A | N/A | N/A | N/A | N/A
00 Ret.ExistDryFGD_ACI_DSI & SCR & HRI & CCS | N/A | N/A | N/A | N/A | N/A | N/A | N/A | N/A
00 Ret.ExistDryFGD_DSI & HRI | N/A | N/A | N/A | N/A | N/A | N/A | N/A | N/A
00 Ret.ExistDryFGD_SNCR_ACI_DSI & CCS | N/A | N/A | N/A | N/A | N/A | N/A | N/A | N/A
00 Ret.ExistDryFGD_SNCR_ACI_DSI & HRI | N/A | N/A | N/A | N/A | N/A | N/A | N/A | N/A
00 Ret.ExistDryFGD_SNCR_ACI_DSI & HRI & CCS | N/A | N/A | N/A | N/A | N/A | N/A | N/A | N/A
00 Ret.ExistDSI & DryFGD | N/A | N/A | N/A | N/A | N/A | N/A | N/A | N/A
00 Ret.ExistDSI & DryFGD & HRI | N/A | N/A | N/A | N/A | N/A | N/A | N/A | N/A
00 Ret.ExistDSI & HRI | N/A | N/A | N/A | N/A | N/A | N/A | N/A | N/A
00 Ret.ExistDSI & SCR | N/A | N/A | N/A | N/A | N/A | N/A | N/A | N/A
00 Ret.ExistDSI & SCR & DryFGD | N/A | N/A | N/A | N/A | N/A | N/A | N/A | N/A
00 Ret.ExistDSI & SCR & DryFGD & HRI | N/A | N/A | N/A | N/A | N/A | N/A | N/A | N/A
00 Ret.ExistDSI & SCR & HRI | N/A | N/A | N/A | N/A | N/A | N/A | N/A | N/A
00 Ret.ExistDSI & SCR & WetFGD | N/A | N/A | N/A | N/A | N/A | N/A | N/A | N/A
00 Ret.ExistDSI & SCR & WetFGD & HRI | N/A | N/A | N/A | N/A | N/A | N/A | N/A | N/A
00 Ret.ExistDSI & SNCR | N/A | N/A | N/A | N/A | N/A | N/A | N/A | N/A
00 Ret.ExistSCR & ACI | N/A | N/A | N/A | N/A | N/A | N/A | N/A | N/A
00 Ret.ExistDSI & SNCR & DryFGD | N/A | N/A | N/A | N/A | N/A | N/A | N/A | N/A
00 Ret.ExistSCR & ACI & DSI | N/A | N/A | N/A | N/A | N/A | N/A | N/A | N/A
00 Ret.ExistSCR & ACI & DSI & DryFGD | N/A | N/A | N/A | N/A | N/A | N/A | N/A | N/A
00 Ret.ExistSCR & ACI & DSI & DryFGD & HRI | N/A | N/A | N/A | N/A | N/A | N/A | N/A | N/A
00 Ret.ExistDSI & SNCR & DryFGD & HRI | N/A | N/A | N/A | N/A | N/A | N/A | N/A | N/A
00 Ret.ExistDSI & SNCR & HRI | N/A | N/A | N/A | N/A | N/A | N/A | N/A | N/A
00 Ret.ExistSCR & ACI & DSI & HRI | N/A | N/A | N/A | N/A | N/A | N/A | N/A | N/A
00 Ret.ExistDSI & SNCR & WetFGD | N/A | N/A | N/A | N/A | N/A | N/A | N/A | N/A
00 Ret.ExistSCR & ACI & DSI & WetFGD | N/A | N/A | N/A | N/A | N/A | N/A | N/A | N/A
00 Ret.ExistSCR & ACI & DSI & WetFGD & HRI | N/A | N/A | N/A | N/A | N/A | N/A | N/A | N/A
00 Ret.ExistSCR & ACI & HRI | N/A | N/A | N/A | N/A | N/A | N/A | N/A | N/A
00 Ret.ExistDSI & SNCR & WetFGD & HRI | N/A | N/A | N/A | N/A | N/A | N/A | N/A | N/A
00 Ret.ExistDSI & WetFGD | N/A | N/A | N/A | N/A | N/A | N/A | N/A | N/A
00 Ret.ExistDSI & WetFGD & HRI | N/A | N/A | N/A | N/A | N/A | N/A | N/A | N/A
00 Ret.ExistDSI_ACI & SNCR & DryFGD & CCS | N/A | N/A | N/A | N/A | N/A | N/A | N/A | N/A
00 Ret.ExistDSI_ACI & SNCR & WetFGD & CCS | N/A | N/A | N/A | N/A | N/A | N/A | N/A | N/A
00 Ret.ExistSCR_ACI & DryFGD | N/A | N/A | N/A | N/A | N/A | N/A | N/A | N/A
00 Ret.ExistSCR & DSI | N/A | N/A | N/A | N/A | N/A | N/A | N/A | N/A
00 Ret.ExistSCR_ACI & DryFGD & CCS | N/A | N/A | N/A | N/A | N/A | N/A | N/A | N/A
00 Ret.ExistSCR_ACI & DryFGD & HRI | N/A | N/A | N/A | N/A | N/A | N/A | N/A | N/A
00 Ret.ExistSCR & DSI & DryFGD | N/A | N/A | N/A | N/A | N/A | N/A | N/A | N/A
00 Ret.ExistSCR_ACI & DryFGD & HRI & CCS | N/A | N/A | N/A | N/A | N/A | N/A | N/A | N/A
00 Ret.ExistSCR & DSI & DryFGD & HRI | N/A | N/A | N/A | N/A | N/A | N/A | N/A | N/A
00 Ret.ExistSCR & DSI & HRI | N/A | N/A | N/A | N/A | N/A | N/A | N/A | N/A
00 Ret.ExistSCR_ACI & DSI & HRI | N/A | N/A | N/A | N/A | N/A | N/A | N/A | N/A
00 Ret.ExistSCR_ACI & HRI | N/A | N/A | N/A | N/A | N/A | N/A | N/A | N/A
00 Ret.ExistSCR_ACI & WetFGD | N/A | N/A | N/A | N/A | N/A | N/A | N/A | N/A
00 Ret.ExistSCR & HRI | N/A | N/A | N/A | N/A | N/A | N/A | N/A | N/A
00 Ret.ExistSCR_ACI & WetFGD & CCS | N/A | N/A | N/A | N/A | N/A | N/A | N/A | N/A
00 Ret.ExistSCR_ACI & WetFGD & HRI | N/A | N/A | N/A | N/A | N/A | N/A | N/A | N/A
00 Ret.ExistSCR_ACI & WetFGD & HRI & CCS | N/A | N/A | N/A | N/A | N/A | N/A | N/A | N/A
00 Ret.ExistSCR_ACI_DSI & DryFGD | N/A | N/A | N/A | N/A | N/A | N/A | N/A | N/A
00 Ret.ExistSCR_ACI_DSI & DryFGD & CCS | N/A | N/A | N/A | N/A | N/A | N/A | N/A | N/A
00 Ret.ExistSCR_ACI_DSI & DryFGD & HRI | N/A | N/A | N/A | N/A | N/A | N/A | N/A | N/A
00 Ret.ExistSCR_ACI_DSI & DryFGD & HRI & CCS | N/A | N/A | N/A | N/A | N/A | N/A | N/A | N/A
00 Ret.ExistSCR_ACI_DSI & HRI | N/A | N/A | N/A | N/A | N/A | N/A | N/A | N/A
00 Ret.ExistSCR_ACI_DSI & WetFGD | N/A | N/A | N/A | N/A | N/A | N/A | N/A | N/A
00 Ret.ExistSCR_ACI_DSI & WetFGD & CCS | N/A | N/A | N/A | N/A | N/A | N/A | N/A | N/A
00 Ret.ExistSCR_ACI_DSI & WetFGD & HRI | N/A | N/A | N/A | N/A | N/A | N/A | N/A | N/A
00 Ret.ExistSCR_ACI_DSI & WetFGD & HRI & CCS | N/A | N/A | N/A | N/A | N/A | N/A | N/A | N/A
00 Ret.ExistSCR_DryFGD & HRI | N/A | N/A | N/A | N/A | N/A | N/A | N/A | N/A
00 Ret.ExistSCR_DryFGD_ACI & CCS | N/A | N/A | N/A | 79.13 | 79.13 | 79.13 | 79.13 | 53.7793
00 Ret.ExistSCR_DryFGD_ACI & HRI | N/A | N/A | N/A | N/A | N/A | N/A | N/A | N/A
00 Ret.ExistSCR_DryFGD_ACI & HRI & CCS | N/A | N/A | N/A | N/A | N/A | N/A | N/A | N/A
00 Ret.ExistSCR_DryFGD_ACI_DSI & CCS | N/A | N/A | N/A | N/A | N/A | N/A | N/A | N/A
00 Ret.ExistSCR_DryFGD_ACI_DSI & HRI | N/A | N/A | N/A | N/A | N/A | N/A | N/A | N/A
00 Ret.ExistSCR_DryFGD_ACI_DSI & HRI & CCS | N/A | N/A | N/A | N/A | N/A | N/A | N/A | N/A
00 Ret.ExistSCR_WetFGD & HRI | N/A | N/A | N/A | N/A | N/A | N/A | N/A | N/A
00 Ret.ExistSCR_WetFGD & HRI & CCS | N/A | N/A | N/A | N/A | N/A | N/A | N/A | N/A
00 Ret.ExistSCR_WetFGD_ACI & CCS | N/A | N/A | N/A | 81.9655 | 82.2972 | 82.2972 | 40.7897 | 11.1479
00 Ret.ExistSCR_WetFGD_ACI & HRI | N/A | N/A | N/A | N/A | N/A | N/A | N/A | N/A
00 Ret.ExistSCR_WetFGD_ACI & HRI & CCS | N/A | N/A | N/A | N/A | N/A | N/A | N/A | N/A
00 Ret.ExistSCR_WetFGD_ACI_DSI & CCS | N/A | N/A | N/A | 79.13 | 79.4673 | 79.4673 | 52.1254 | 14.4039
00 Ret.ExistSCR_WetFGD_ACI_DSI & HRI | N/A | N/A | N/A | N/A | N/A | N/A | N/A | N/A
00 Ret.ExistSCR_WetFGD_ACI_DSI & HRI & CCS | N/A | N/A | N/A | N/A | N/A | N/A | N/A | N/A
00 Ret.ExistSCR_WetFGD_DSI & HRI | N/A | N/A | N/A | N/A | N/A | N/A | N/A | N/A
00 Ret.ExistSCR_WetFGD_DSI & HRI & CCS | N/A | N/A | N/A | N/A | N/A | N/A | N/A | N/A
00 Ret.ExistSNCR_ACI & DryFGD | N/A | N/A | N/A | N/A | N/A | N/A | N/A | N/A
00 Ret.ExistSNCR_ACI & DryFGD & CCS | N/A | N/A | N/A | N/A | N/A | N/A | N/A | N/A
00 Ret.ExistSNCR_ACI & DryFGD & HRI | N/A | N/A | N/A | N/A | N/A | N/A | N/A | N/A
00 Ret.ExistSNCR_ACI & DryFGD & HRI & CCS | N/A | N/A | N/A | N/A | N/A | N/A | N/A | N/A
00 Ret.ExistSNCR_ACI & DSI & HRI | N/A | N/A | N/A | N/A | N/A | N/A | N/A | N/A
00 Ret.ExistSNCR_ACI & HRI | N/A | N/A | N/A | N/A | N/A | N/A | N/A | N/A
00 Ret.ExistSNCR_ACI & WetFGD | N/A | N/A | N/A | N/A | N/A | N/A | N/A | N/A
00 Ret.ExistSNCR_ACI & WetFGD & CCS | N/A | N/A | N/A | N/A | N/A | N/A | N/A | N/A
00 Ret.ExistSNCR_ACI & WetFGD & HRI | N/A | N/A | N/A | N/A | N/A | N/A | N/A | N/A
00 Ret.ExistSNCR_ACI & WetFGD & HRI & CCS | N/A | N/A | N/A | N/A | N/A | N/A | N/A | N/A
00 Ret.ExistSNCR_ACI_DSI & DryFGD | N/A | N/A | N/A | N/A | N/A | N/A | N/A | N/A
00 Ret.ExistSNCR_ACI_DSI & DryFGD & CCS | N/A | N/A | N/A | N/A | N/A | N/A | N/A | N/A
00 Ret.ExistSNCR_ACI_DSI & DryFGD & HRI | N/A | N/A | N/A | N/A | N/A | N/A | N/A | N/A
00 Ret.ExistSNCR_ACI_DSI & DryFGD & HRI & CCS | N/A | N/A | N/A | N/A | N/A | N/A | N/A | N/A
00 Ret.ExistSNCR_ACI_DSI & HRI | N/A | N/A | N/A | N/A | N/A | N/A | N/A | N/A
00 Ret.ExistSNCR_ACI_DSI & WetFGD | N/A | N/A | N/A | N/A | N/A | N/A | N/A | N/A
00 Ret.ExistSNCR_ACI_DSI & WetFGD & CCS | N/A | N/A | N/A | N/A | N/A | N/A | N/A | N/A
00 Ret.ExistSNCR_ACI_DSI & WetFGD & HRI | N/A | N/A | N/A | N/A | N/A | N/A | N/A | N/A
00 Ret.ExistSNCR_ACI_DSI & WetFGD & HRI & CCS | N/A | N/A | N/A | N/A | N/A | N/A | N/A | N/A
00 Ret.ExistSNCR_DryFGD & HRI | N/A | N/A | N/A | N/A | N/A | N/A | N/A | N/A
00 Ret.ExistSNCR_DryFGD_ACI & CCS | N/A | N/A | N/A | 79.13 | 79.13 | 79.13 | 60.6469 | 53.7793
00 Ret.ExistSNCR_DryFGD_ACI & HRI | N/A | N/A | N/A | N/A | N/A | N/A | N/A | N/A
00 Ret.ExistSNCR_DryFGD_ACI & HRI & CCS | N/A | N/A | N/A | N/A | N/A | N/A | N/A | N/A
00 Ret.ExistSNCR_WetFGD & HRI | N/A | N/A | N/A | N/A | N/A | N/A | N/A | N/A
00 Ret.ExistSNCR_WetFGD & HRI & CCS | N/A | N/A | N/A | N/A | N/A | N/A | N/A | N/A
00 Ret.ExistSNCR_WetFGD_ACI & CCS | N/A | N/A | N/A | 79.13 | 79.13 | 79.13 | 49.1575 | 53.7793
00 Ret.ExistSNCR_WetFGD_ACI & HRI | N/A | N/A | N/A | N/A | N/A | N/A | N/A | N/A
00 Ret.ExistSNCR_WetFGD_ACI & HRI & CCS | N/A | N/A | N/A | N/A | N/A | N/A | N/A | N/A
00 Ret.ExistSNCR_WetFGD_ACI_DSI & CCS | N/A | N/A | N/A | N/A | N/A | N/A | N/A | N/A
00 Ret.ExistSNCR_WetFGD_ACI_DSI & HRI | N/A | N/A | N/A | N/A | N/A | N/A | N/A | N/A
00 Ret.ExistSNCR_WetFGD_ACI_DSI & HRI & CCS | N/A | N/A | N/A | N/A | N/A | N/A | N/A | N/A
00 Ret.ExistSNCR & DryFGD & HRI | N/A | N/A | N/A | N/A | N/A | N/A | N/A | N/A
00 Ret.ExistSNCR & HRI | N/A | N/A | N/A | N/A | N/A | N/A | N/A | N/A
00 Ret.ExistWetFGD & CCS | N/A | N/A | N/A | 79.1441 | 79.1441 | 79.1441 | 79.1441 | 64.6619
00 Ret.ExistWetFGD & HRI | N/A | N/A | N/A | N/A | N/A | N/A | N/A | N/A
00 Ret.ExistWetFGD & HRI & CCS | N/A | N/A | N/A | N/A | N/A | N/A | N/A | N/A
00 Ret.ExistWetFGD & SCR | N/A | N/A | N/A | N/A | N/A | N/A | N/A | N/A
00 Ret.ExistWetFGD & SCR & CCS | N/A | N/A | N/A | N/A | N/A | N/A | N/A | N/A
00 Ret.ExistWetFGD & SCR & HRI | N/A | N/A | N/A | N/A | N/A | N/A | N/A | N/A
00 Ret.ExistWetFGD & SCR & HRI & CCS | N/A | N/A | N/A | N/A | N/A | N/A | N/A | N/A
00 Ret.ExistWetFGD & SNCR | N/A | N/A | N/A | N/A | N/A | N/A | N/A | N/A
00 Ret.ExistWetFGD & SNCR & CCS | N/A | N/A | N/A | N/A | N/A | N/A | N/A | N/A
00 Ret.ExistWetFGD & SNCR & HRI | N/A | N/A | N/A | N/A | N/A | N/A | N/A | N/A
00 Ret.ExistWetFGD & SNCR & HRI & CCS | N/A | N/A | N/A | N/A | N/A | N/A | N/A | N/A
00 Ret.ExistWetFGD_ACI & CCS | N/A | N/A | N/A | N/A | N/A | N/A | N/A | N/A
00 Ret.ExistWetFGD_ACI & HRI | N/A | N/A | N/A | N/A | N/A | N/A | N/A | N/A
00 Ret.ExistWetFGD_ACI & HRI & CCS | N/A | N/A | N/A | N/A | N/A | N/A | N/A | N/A
00 Ret.ExistWetFGD_ACI & SCR | 80.77 | 80.77 | 66.8317 | 69.5317 | 20.9643 | N/A | N/A | N/A
00 Ret.ExistWetFGD_ACI & SCR & CCS | N/A | N/A | N/A | N/A | N/A | N/A | N/A | N/A
00 Ret.ExistWetFGD_ACI & SCR & HRI | N/A | N/A | N/A | N/A | N/A | N/A | N/A | N/A
00 Ret.ExistWetFGD_ACI & SCR & HRI & CCS | N/A | N/A | N/A | N/A | N/A | N/A | N/A | N/A
00 Ret.ExistWetFGD_ACI & SNCR | N/A | N/A | N/A | N/A | N/A | N/A | N/A | N/A
00 Ret.ExistWetFGD_ACI & SNCR & CCS | N/A | N/A | N/A | N/A | N/A | N/A | N/A | N/A
00 Ret.ExistWetFGD_ACI & SNCR & HRI | N/A | N/A | N/A | N/A | N/A | N/A | N/A | N/A
00 Ret.ExistWetFGD_ACI & SNCR & HRI & CCS | N/A | N/A | N/A | N/A | N/A | N/A | N/A | N/A
00 Ret.ExistWetFGD_ACI_DSI & CCS | N/A | N/A | N/A | N/A | N/A | N/A | N/A | N/A
00 Ret.ExistWetFGD_ACI_DSI & HRI | N/A | N/A | N/A | N/A | N/A | N/A | N/A | N/A
00 Ret.ExistWetFGD_ACI_DSI & HRI & CCS | N/A | N/A | N/A | N/A | N/A | N/A | N/A | N/A
00 Ret.ExistWetFGD_ACI_DSI & SCR | N/A | N/A | N/A | N/A | N/A | N/A | N/A | N/A
00 Ret.ExistWetFGD_ACI_DSI & SCR & CCS | N/A | N/A | N/A | N/A | N/A | N/A | N/A | N/A
00 Ret.ExistWetFGD_ACI_DSI & SCR & HRI | N/A | N/A | N/A | N/A | N/A | N/A | N/A | N/A
00 Ret.ExistWetFGD_ACI_DSI & SCR & HRI & CCS | N/A | N/A | N/A | N/A | N/A | N/A | N/A | N/A
00 Ret.ExistWetFGD_ACI_DSI & SNCR | N/A | N/A | N/A | N/A | N/A | N/A | N/A | N/A
00 Ret.ExistWetFGD_ACI_DSI & SNCR & CCS | N/A | N/A | N/A | N/A | N/A | N/A | N/A | N/A
00 Ret.ExistWetFGD_ACI_DSI & SNCR & HRI | N/A | N/A | N/A | N/A | N/A | N/A | N/A | N/A
00 Ret.ExistWetFGD_ACI_DSI & SNCR & HRI & CCS | N/A | N/A | N/A | N/A | N/A | N/A | N/A | N/A
00 Ret.ExistWetFGD_DSI & HRI | N/A | N/A | N/A | N/A | N/A | N/A | N/A | N/A
00 Ret.ExistWetFGD_DSI & SCR | N/A | N/A | N/A | N/A | N/A | N/A | N/A | N/A
00 Ret.ExistSNCR_DSI & DryFGD & HRI | N/A | N/A | N/A | N/A | N/A | N/A | N/A | N/A
00 Ret.ExistWetFGD_DSI & SCR & HRI | N/A | N/A | N/A | N/A | N/A | N/A | N/A | N/A
00 Ret.ExistSNCR_DSI & HRI | N/A | N/A | N/A | N/A | N/A | N/A | N/A | N/A
00 Ret.ExistWetFGD_DSI & SNCR | N/A | N/A | N/A | N/A | N/A | N/A | N/A | N/A
00 Ret.ExistWetFGD_DSI & SNCR & HRI | N/A | N/A | N/A | N/A | N/A | N/A | N/A | N/A
00 Ret.ExistWetFGD_SCR & CCS | N/A | N/A | N/A | 80.3163 | 80.0029 | 80.0029 | 70.3531 | 67.2534
00 Ret.ExistWetFGD_SCR_DSI & CCS | N/A | N/A | N/A | N/A | 72.85 | 72.85 | 72.85 | 10
00 Ret.ExistWetFGD_SNCR & CCS | N/A | N/A | N/A | N/A | N/A | N/A | N/A | N/A
00 Ret.HRI | N/A | N/A | N/A | N/A | N/A | N/A | N/A | N/A
00 Ret.SCR | N/A | N/A | N/A | N/A | N/A | N/A | N/A | N/A
00 Ret.SCR & DryFGD | N/A | N/A | N/A | N/A | N/A | N/A | N/A | N/A
00 Ret.SCR & DryFGD & ACI | N/A | N/A | N/A | N/A | N/A | N/A | N/A | N/A
00 Ret.SCR & DryFGD & CCS | N/A | N/A | N/A | N/A | N/A | N/A | N/A | N/A
00 Ret.SCR & DryFGD & HRI | N/A | N/A | N/A | N/A | N/A | N/A | N/A | N/A
00 Ret.SCR & DSI | N/A | N/A | N/A | N/A | N/A | N/A | N/A | N/A
00 Ret.SCR & DSI & DryFGD | N/A | N/A | N/A | N/A | N/A | N/A | N/A | N/A
00 Ret.SCR & DSI & DryFGD & HRI | N/A | N/A | N/A | N/A | N/A | N/A | N/A | N/A
00 Ret.SCR & DSI & HRI | N/A | N/A | N/A | N/A | N/A | N/A | N/A | N/A
00 Ret.SCR & DSI & WetFGD | N/A | N/A | N/A | N/A | N/A | N/A | N/A | N/A
00 Ret.SCR & DSI & WetFGD & HRI | N/A | N/A | N/A | N/A | N/A | N/A | N/A | N/A
00 Ret.SCR & HRI | N/A | N/A | N/A | N/A | N/A | N/A | N/A | N/A
00 Ret.SCR & WetFGD | N/A | N/A | N/A | N/A | N/A | N/A | N/A | N/A
00 Ret.SCR & WetFGD & ACI | N/A | N/A | N/A | N/A | N/A | N/A | N/A | N/A
00 Ret.SCR & WetFGD & CCS | N/A | N/A | N/A | N/A | N/A | N/A | N/A | N/A
00 Ret.SCR & WetFGD & HRI | N/A | N/A | N/A | N/A | N/A | N/A | N/A | N/A
00 Ret.SNCR | N/A | N/A | N/A | N/A | N/A | N/A | N/A | N/A
00 Ret.SNCR & DryFGD | N/A | N/A | N/A | N/A | N/A | N/A | N/A | N/A
00 Ret.SNCR & DryFGD & ACI | N/A | N/A | N/A | N/A | N/A | N/A | N/A | N/A
00 Ret.SNCR & DryFGD & ACI & HRI | N/A | N/A | N/A | N/A | N/A | N/A | N/A | N/A
00 Ret.SNCR & DryFGD & CCS | N/A | N/A | N/A | N/A | N/A | N/A | N/A | N/A
00 Ret.SNCR & DryFGD & HRI | N/A | N/A | N/A | N/A | N/A | N/A | N/A | N/A
00 Ret.SNCR & DSI | N/A | N/A | N/A | N/A | N/A | N/A | N/A | N/A
00 Ret.SNCR & DSI & HRI | N/A | N/A | N/A | N/A | N/A | N/A | N/A | N/A
00 Ret.SNCR & HRI | N/A | N/A | N/A | N/A | N/A | N/A | N/A | N/A
00 Ret.SNCR & WetFGD | N/A | N/A | N/A | N/A | N/A | N/A | N/A | N/A
00 Ret.SNCR & WetFGD & ACI | N/A | N/A | N/A | N/A | N/A | N/A | N/A | N/A
00 Ret.SNCR & WetFGD & ACI & HRI | N/A | N/A | N/A | N/A | N/A | N/A | N/A | N/A
00 Ret.SNCR & WetFGD & CCS | N/A | N/A | N/A | N/A | N/A | N/A | N/A | N/A
00 Ret.SNCR & WetFGD & HRI | N/A | N/A | N/A | N/A | N/A | N/A | N/A | N/A
00 Ret.WetFGD | N/A | N/A | N/A | N/A | N/A | N/A | N/A | N/A
00 Ret.WetFGD & CCS | N/A | N/A | N/A | N/A | N/A | N/A | N/A | N/A
00 Ret.WetFGD & HRI | N/A | N/A | N/A | N/A | N/A | N/A | N/A | N/A
00 Ret.FB & HRI | N/A | N/A | N/A | N/A | N/A | N/A | N/A | N/A
00 Ret.FB DryFGD | N/A | N/A | N/A | N/A | N/A | N/A | N/A | N/A
00 Ret.FB DryFGD & HRI | N/A | N/A | N/A | N/A | N/A | N/A | N/A | N/A
00 Ret.FB DryFGD & SNCR | N/A | N/A | N/A | N/A | N/A | N/A | N/A | N/A
00 Ret.FB-Exist ACI & DryFGD & HRI | N/A | N/A | N/A | N/A | N/A | N/A | N/A | N/A
00 Ret.FB-Exist ACI_DSI & DryFGD & SNCR | N/A | N/A | N/A | N/A | N/A | N/A | N/A | N/A
00 Ret.FB-Exist ACI_DSI & SNCR | N/A | N/A | N/A | N/A | N/A | N/A | N/A | N/A
00 Ret.FB-ExistACI & HRI | N/A | N/A | N/A | N/A | N/A | N/A | N/A | N/A
00 Ret.FB-ExistACI_DSI & DryFGD | N/A | N/A | N/A | N/A | N/A | N/A | N/A | N/A
00 Ret.FB-ExistACI_DSI & DryFGD & HRI | N/A | N/A | N/A | N/A | N/A | N/A | N/A | N/A
00 Ret.FB-ExistACI_DSI & DryFGD & SNCR | N/A | N/A | N/A | N/A | N/A | N/A | N/A | N/A
00 Ret.FB-ExistACI_DSI & DryFGD & SNCR & HRI | N/A | N/A | N/A | N/A | N/A | N/A | N/A | N/A
00 Ret.FB-ExistACI_DSI & HRI | N/A | N/A | N/A | N/A | N/A | N/A | N/A | N/A
00 Ret.FB-ExistACI_DSI & SNCR & HRI | N/A | N/A | N/A | N/A | N/A | N/A | N/A | N/A
00 Ret.FB-ExistDryFGD & HRI | N/A | N/A | N/A | N/A | N/A | N/A | N/A | N/A
00 Ret.FB-ExistDryFGD_ACI & HRI | N/A | N/A | N/A | N/A | N/A | N/A | N/A | N/A
00 Ret.FB-ExistDryFGD_ACI & HRI & CCS | N/A | N/A | N/A | N/A | N/A | N/A | N/A | N/A
00 Ret.FB-ExistDryFGD_ACI & SNCR | N/A | N/A | N/A | N/A | N/A | N/A | N/A | N/A
00 Ret.FB-ExistDryFGD_ACI & SNCR & HRI | N/A | N/A | N/A | N/A | N/A | N/A | N/A | N/A
00 Ret.FB-ExistDryFGD_DSI & HRI | N/A | N/A | N/A | N/A | N/A | N/A | N/A | N/A
00 Ret.FB-ExistDryFGD_DSI & SNCR | N/A | N/A | N/A | N/A | N/A | N/A | N/A | N/A
00 Ret.FB-ExistDryFGD_DSI & SNCR & HRI | N/A | N/A | N/A | N/A | N/A | N/A | N/A | N/A
00 Ret.FB-ExistDryFGD_SNCR & HRI | N/A | N/A | N/A | N/A | N/A | N/A | N/A | N/A
00 Ret.FB-ExistDryFGD_SNCR_ACI & HRI | N/A | N/A | N/A | N/A | N/A | N/A | N/A | N/A
00 Ret.FB-ExistDryFGD_SNCR_ACI & HRI & CCS | N/A | N/A | N/A | N/A | N/A | N/A | N/A | N/A
00 Ret.FB-ExistDryFGD_SNCR_ACI_DSI & HRI | N/A | N/A | N/A | N/A | N/A | N/A | N/A | N/A
00 Ret.FB-ExistDryFGD_SNCR_ACI_DSI & HRI & CCS | N/A | N/A | N/A | N/A | N/A | N/A | N/A | N/A
00 Ret.FB-ExistWetFGD_SNCR_ACI & HRI | N/A | N/A | N/A | N/A | N/A | N/A | N/A | N/A
00 Ret.FB-ExistWetFGD_SNCR_ACI & HRI & CCS | N/A | N/A | N/A | N/A | N/A | N/A | N/A | N/A
00 Ret.FB-ExistDryFGD_SNCR_DSI & HRI | N/A | N/A | N/A | N/A | N/A | N/A | N/A | N/A
00 Ret.FB-ExistDSI & DryFGD | N/A | N/A | N/A | N/A | N/A | N/A | N/A | N/A
00 Ret.FB-ExistDSI & DryFGD & HRI | N/A | N/A | N/A | N/A | N/A | N/A | N/A | N/A
00 Ret.FB-ExistDSI & DryFGD & SNCR | N/A | N/A | N/A | N/A | N/A | N/A | N/A | N/A
00 Ret.FB-ExistDSI & DryFGD & SNCR & HRI | N/A | N/A | N/A | N/A | N/A | N/A | N/A | N/A
00 Ret.FB-ExistDSI & HRI | N/A | N/A | N/A | N/A | N/A | N/A | N/A | N/A
00 Ret.FB-ExistDSI & SNCR | N/A | N/A | N/A | N/A | N/A | N/A | N/A | N/A
00 Ret.FB-ExistDSI & SNCR & HRI | N/A | N/A | N/A | N/A | N/A | N/A | N/A | N/A
00 Ret.FB-ExistSNCR & DryFGD | N/A | N/A | N/A | N/A | N/A | N/A | N/A | N/A
00 Ret.FB-ExistSNCR & DryFGD & HRI | N/A | N/A | N/A | N/A | N/A | N/A | N/A | N/A
00 Ret.FB-ExistSNCR & HRI | N/A | N/A | N/A | N/A | N/A | N/A | N/A | N/A
00 Ret.FB-ExistSNCR_ACI & HRI | N/A | N/A | N/A | N/A | N/A | N/A | N/A | N/A
00 Ret.FB-ExistSNCR_ACI_DSI & DryFGD | N/A | N/A | N/A | N/A | N/A | N/A | N/A | N/A
00 Ret.FB-ExistSNCR_ACI_DSI & DryFGD & HRI | N/A | N/A | N/A | N/A | N/A | N/A | N/A | N/A
00 Ret.FB-ExistSNCR_ACI_DSI & HRI | N/A | N/A | N/A | N/A | N/A | N/A | N/A | N/A
00 Ret.FB-ExistSNCR_DryFGD & HRI | N/A | N/A | N/A | N/A | N/A | N/A | N/A | N/A
00 Ret.FB-ExistSNCR_DryFGD_ACI & HRI | N/A | N/A | N/A | N/A | N/A | N/A | N/A | N/A
00 Ret.FB-ExistSNCR_DryFGD_ACI & HRI & CCS | N/A | N/A | N/A | N/A | N/A | N/A | N/A | N/A
00 Ret.FB-ExistSNCR_DSI & DryFGD | N/A | N/A | N/A | N/A | N/A | N/A | N/A | N/A
00 Ret.FB-ExistSNCR_DSI & DryFGD & HRI | N/A | N/A | N/A | N/A | N/A | N/A | N/A | N/A
00 Ret.FB-ExistSNCR_DSI & HRI | N/A | N/A | N/A | N/A | N/A | N/A | N/A | N/A
00 Ret.FB-ExistSNCR_WetFGD & HRI | N/A | N/A | N/A | N/A | N/A | N/A | N/A | N/A
00 Ret.FB-ExistSNCR_WetFGD & HRI & CCS | N/A | N/A | N/A | N/A | N/A | N/A | N/A | N/A
00 Ret.FB-ExistWetFGD_DSI & HRI | N/A | N/A | N/A | N/A | N/A | N/A | N/A | N/A
00 Ret.FB-ExistWetFGD_DSI & SNCR | N/A | N/A | N/A | N/A | N/A | N/A | N/A | N/A
00 Ret.FB-ExistWetFGD_DSI & SNCR & HRI | N/A | N/A | N/A | N/A | N/A | N/A | N/A | N/A
00 Ret.FB-SNCR | N/A | N/A | N/A | N/A | N/A | N/A | N/A | N/A
00 Ret.Oil/Gas Steam SCR | N/A | N/A | N/A | N/A | N/A | N/A | N/A | N/A
00 CC Retirement | 0 | 0 | 0 | 0 | 0 | 0 | 0 | 0
00 CT Retirement | 0 | 0 | 0 | 0 | 0 | 0 | 0 | 0
00 O/G Retirement | 0 | 0 | 0 | 0 | 0 | 0 | 0 | 0
00 Coal Retirement | 0 | 0 | 0 | 0 | 0 | 0 | 0 | 0
00 IGCC Retirement | N/A | 0 | 0 | 0 | 0 | 0 | 0 | 0
00 Nuke Retirement | N/A | 0 | 0 | 0 | 0 | 0 | 0 | 0
00 Biomass Retirement | 0 | 0 | 0 | 0 | 0 | 0 | 0 | 0
00 Fossil_Other Retirement | N/A | N/A | N/A | N/A | N/A | N/A | N/A | N/A
00 Fuel Cell Retirement | 0 | 0 | 0 | 0 | 0 | 0 | 0 | 0
00 Geothermal Retirement | 0 | 0 | 0 | 0 | 0 | 0 | 0 | 0
00 Hydro Retirement | 0 | 0 | 0 | 0 | 0 | 0 | 0 | 0
00 Landfill Gas Retirement | 0 | 0 | 0 | 0 | 0 | 0 | 0 | 0
00 Non Fossil_Other Retirement | 0 | 0 | 0 | 0 | 0 | 0 | 0 | 0
Average | 38.8418 | 37.6768 | 37.1634 | 35.7895 | 32.0225 | 30.4495 | 28.5967 | 26.6497
15. Total Annual Production Cost [Million US2019$](*)
Variable O&M | 9766.0746 | 8317.7128 | 7356.1739 | 6983.2931 | 4923.3936 | 4752.4568 | 4112.1544 | 3973.2033
Fixed O&M | 54376.0343 | 51368.0345 | 51559.9441 | 52088.7135 | 59559.2885 | 61136.0356 | 61248.175 | 60339.6693
Fuel | 75378.7676 | 56568.7645 | 46329.9976 | 43681.6733 | 29572.4774 | 26153.8345 | 24014.3714 | 20128.4036
Capital | 9897.0362 | 14057.6082 | 16470.3516 | 21561.4556 | 33841.0626 | 37878.2605 | 44200.3578 | 52843.9157
Pollutant Transport & Storage | 0 | 0 | 0 | -1598.9159 | -2030.7903 | -1983.4122 | -241.1002 | -167.689
Total | 149417.9127 | 130312.1201 | 121716.4671 | 122716.2195 | 125865.4318 | 127937.1751 | 133333.9584 | 137117.5027
Sales Revenue | 0 | 0 | 0 | 0 | 0 | 0 | 0 | 0
(*) Costs include only those items that are important for determining incremental cost of pollution control
16. Emissions
CO2 Thousand Tonnes | 1621771.2294 | 1353574.6071 | 1169051.5244 | 1050252.5575 | 655926.8299 | 563452.7004 | 534876.6473 | 496256.4132
CO2 Thousand Tons | 1787696.2656 | 1492060.1787 | 1288658.3549 | 1157704.9469 | 723035.3598 | 621100.1097 | 589600.412 | 547028.9031
Carbon Million Tonnes | 442.257 | 369.1198 | 318.8004 | 286.4039 | 178.8712 | 153.6536 | 145.8609 | 135.3291
Carbon Million Tons | 487.5048 | 406.8848 | 351.4171 | 315.7061 | 197.1717 | 169.374 | 160.784 | 149.1748
HCL Thousand Tons | 5.7127 | 3.9466 | 2.3457 | 2.0535 | 0.77607 | 0.55164 | 0.32251 | 0.19542
MER lbs | 8855.764 | 6740.7294 | 4993.5225 | 4662.4338 | 3207.7344 | 2952.9355 | 2668.8192 | 2281.2693
NOX Thousand Tons | 888.8628 | 658.6088 | 500.4881 | 447.2292 | 233.0733 | 179.91 | 150.6714 | 126.515
SO2 Thousand Tons | 1187.504 | 836.5524 | 456.2103 | 372.8426 | 157.4316 | 97.8017 | 57.8962 | 37.4197

## FuelReport_ToEPA
Fuel Consumption by Fuel and Fuel Type [Tbtu]
Fuel Type | 2023 | 2025 | 2028 | 2030 | 2035 | 2040 | 2045 | 2050
Biomass | 108.2738 | 1.1874 | 1.2112 | 0.78765 | 0.78414 | 0.18587 | 0.18587 | 0.18587
EPA v6 Biomass | 108.2738 | 1.1874 | 1.2112 | 0.78765 | 0.78414 | 0.18587 | 0.18587 | 0.18587
Coal | 11483.5408 | 7795.8423 | 4599.1801 | 3961.9803 | 1377.1192 | 891.8239 | 446.1343 | 192.9119
EPA v6 Coal BA | 116.1764 | 128.7177 | 112.8029 | 112.8029 | 50.1586 | 42.5266 | 0.71252 | 0.48425
EPA v6 Coal BB | 118.3261 | 63.7045 | 41.3161 | 19.429 | 0.49171 | 0.49171 | 0.49171 | 0.33419
EPA v6 Coal BD | 246.7679 | 91.2782 | 52.3327 | 49.0954 | 5.6152 | 3.2672 | 0.79058 | 0.79058
EPA v6 Coal BE | 1000.1034 | 460.1829 | 385.3085 | 359.6742 | 190.6449 | 72.4737 | 30.4597 | 2.1868
EPA v6 Coal BG | 663.349 | 852.8412 | 361.8617 | 273.9088 | 85.897 | 74.9385 | 24.36 | 0.35719
EPA v6 Coal BH | 2389.061 | 1563.9799 | 789.3108 | 699.5736 | 84.3327 | 3.6336 | 0 | 0
EPA v6 Coal LA
EPA v6 Coal LD | 0 | 0 | 0 | 0 | 0 | 0 | 0 | 0
EPA v6 Coal LE | 699.879 | 551.7546 | 396.0465 | 380.5362 | 110.9621 | 86.3073 | 27.0772 | 4.8377
EPA v6 Coal LG | 87.262 | 87.262 | 87.262 | 87.262 | 87.262 | 87.262 | 87.262 | 15.6372
EPA v6 Coal LH | 42.704 | 0 | 0 | 0 | 0 | 0 | 0 | 0
EPA v6 Coal SA | 4016.2657 | 2781.5106 | 1900.7728 | 1536.6104 | 507.2241 | 277.5994 | 137.1755 | 105.8798
EPA v6 Coal SB | 1708.1511 | 1006.9654 | 353.9532 | 339.3882 | 246.3868 | 235.1798 | 129.9049 | 61.9567
EPA v6 Coal SD | 149.4179 | 43.6331 | 0 | 0 | 0 | 0 | 0 | 0
EPA v6 Coal SE | 246.0772 | 164.0123 | 118.2127 | 103.6996 | 8.144 | 8.144 | 7.9002 | 0.44755
LF Gas | 197.8604 | 223.9422 | 264.4702 | 245.5775 | 238.3306 | 220.9835 | 215.2153 | 195.8148
EPA v6 LFG | 197.8604 | 223.9422 | 264.4702 | 245.5775 | 238.3306 | 220.9835 | 215.2153 | 195.8148
MSW | 239.4178 | 235.219 | 235.219 | 229.583 | 229.1705 | 228.0363 | 228.0195 | 203.4855
EPA v6 MSW | 239.4178 | 235.219 | 235.219 | 229.583 | 229.1705 | 228.0363 | 228.0195 | 203.4855
NaturalGas | 7949.1286 | 9889.8092 | 12230.8131 | 11719.9872 | 9514.7307 | 8768.1881 | 8841.8615 | 8477.6413
EPA v6 Gas | 7949.1286 | 9889.8092 | 12230.8131 | 11719.9872 | 9514.7307 | 8768.1881 | 8841.8615 | 8477.6413
Nuclear | 8107.1847 | 7812.2881 | 7812.2881 | 7577.052 | 6961.5675 | 6499.9623 | 5215.7683 | 3709.0059
EPA v6 Nuclear | 8107.1847 | 7812.2881 | 7812.2881 | 7577.052 | 6961.5675 | 6499.9623 | 5215.7683 | 3709.0059
Oil | 0.39989 | 0.053831 | 0.00084215 | 0.0065965 | 0.0083637 | 0.0016262 | 7.9998e-05 | 0.0063305
EPA v6 DFO | 0.36199 | 0.01593 | 0.00084215 | 0.0065965 | 0.0083637 | 0.0016262 | 7.9998e-05 | 0.0063305
EPA v6 RFO | 0.037901 | 0.037901 | 0 | 0 | 0 | 0 | 0 | 0
Pet. Coke | 191.655 | 166.399 | 103.9398 | 98.9056 | 6.9999 | 6.9999 | 0.76613 | 0.76613
EPA v6 Pet Coke | 191.655 | 166.399 | 103.9398 | 98.9056 | 6.9999 | 6.9999 | 0.76613 | 0.76613
Waste Coal | 60.2944 | 54.2312 | 58.1055 | 58.013 | 36.4207 | 23.6252 | 8.4855 | 0
EPA v6 Waste Coal | 60.2944 | 54.2312 | 58.1055 | 58.013 | 36.4207 | 23.6252 | 8.4855 | 0
Grand Total | 28337.7554 | 26178.9722 | 25305.228 | 23891.8929 | 18365.1316 | 16639.8068 | 14956.4365 | 12779.8177
Fuel Costs by Fuel and Fuel Type[MMUS$]
Fuel Type | 2023 | 2025 | 2028 | 2030 | 2035 | 2040 | 2045 | 2050
Biomass | 434.6061 | 4.1762 | 4.2601 | 2.7703 | 2.758 | 0.65374 | 0.65374 | 0.65374
EPA v6 Biomass | 434.6061 | 4.1762 | 4.2601 | 2.7703 | 2.758 | 0.65374 | 0.65374 | 0.65374
Coal | 27262.5236 | 13899.0041 | 7039.6152 | 5969.7895 | 1913.796 | 1247.3475 | 642.7476 | 256.0424
EPA v6 Coal BA | 249.9461 | 250.9892 | 169.031 | 163.9877 | 74.0942 | 66.7658 | 1.1962 | 0.87451
EPA v6 Coal BB | 352.1518 | 194.4906 | 134.5164 | 102.4227 | 0.76909 | 0.81138 | 0.85351 | 0.6089
EPA v6 Coal BD | 790.7922 | 209.5954 | 100.4697 | 94.0769 | 15.7694 | 7.995 | 1.9681 | 2.0029
EPA v6 Coal BE | 3084.011 | 1003.9975 | 664.8929 | 612.6608 | 301.4817 | 125.6585 | 63.4061 | 3.8225
EPA v6 Coal BG | 1958.6328 | 1673.1949 | 579.0311 | 453.1839 | 126.7253 | 107.1692 | 51.3051 | 0.57899
EPA v6 Coal BH | 6508.9652 | 2861.7651 | 1302.2403 | 1148.331 | 132.1689 | 8.1241 | 0 | 0
EPA v6 Coal LA
EPA v6 Coal LD | 0 | 0 | 0 | 0 | 0 | 0 | 0 | 0
EPA v6 Coal LE | 1185.2967 | 909.875 | 545.2098 | 499.0059 | 147.1914 | 119.2262 | 38.4774 | 7.1484
EPA v6 Coal LG | 154.9342 | 150.1619 | 113.9338 | 104.8465 | 107.723 | 112.1684 | 116.6446 | 21.5374
EPA v6 Coal LH | 75.8212 | 0 | 0 | 0 | 0 | 0 | 0 | 0
EPA v6 Coal SA | 8928.6005 | 4829.55 | 2853.9246 | 2267.6686 | 664.374 | 326.2465 | 147.9551 | 113.1542
EPA v6 Coal SB | 3314.9347 | 1463.2336 | 425.7962 | 395.2682 | 329.2254 | 358.4799 | 206.4357 | 105.7168
EPA v6 Coal SD | 175.579 | 37.9339 | 0 | 0 | 0 | 0 | 0 | 0
EPA v6 Coal SE | 482.8584 | 314.2169 | 150.5692 | 128.3371 | 14.2736 | 14.7027 | 14.5058 | 0.59779
LF Gas | 0 | 0 | 0 | 0 | 0 | 0 | 0 | 0
EPA v6 LFG | 0 | 0 | 0 | 0 | 0 | 0 | 0 | 0
MSW | 0 | 0 | 0 | 0 | 0 | 0 | 0 | 0
EPA v6 MSW | 0 | 0 | 0 | 0 | 0 | 0 | 0 | 0
NaturalGas | 41623.2994 | 36906.5882 | 33632.6772 | 32195.6665 | 22722.8743 | 20248.2884 | 19606.0772 | 17156.029
EPA v6 Gas | 41623.2994 | 36906.5882 | 33632.6772 | 32195.6665 | 22722.8743 | 20248.2884 | 19606.0772 | 17156.029
Nuclear | 5533.1617 | 5353.2652 | 5383.0703 | 5254.0446 | 4874.3411 | 4615.263 | 3754.3177 | 2714.2046
EPA v6 Nuclear | 5533.1617 | 5353.2652 | 5383.0703 | 5254.0446 | 4874.3411 | 4615.263 | 3754.3177 | 2714.2046
Oil | 7.6417 | 0.68585 | 0.016496 | 0.1349 | 0.171 | 0.032983 | 0.0017133 | 0.13444
EPA v6 DFO | 7.2464 | 0.30792 | 0.016496 | 0.1349 | 0.171 | 0.032983 | 0.0017133 | 0.13444
EPA v6 RFO | 0.39539 | 0.37794 | 0 | 0 | 0 | 0 | 0 | 0
Pet. Coke | 336.38 | 292.079 | 183.2771 | 174.4748 | 14.2278 | 14.1976 | 1.3393 | 1.3394
EPA v6 Pet Coke | 336.38 | 292.079 | 183.2771 | 174.4748 | 14.2278 | 14.1976 | 1.3393 | 1.3394
Waste Coal | 181.1551 | 112.9661 | 87.0812 | 84.7927 | 44.3093 | 28.0513 | 9.2342 | 0
EPA v6 Waste Coal | 181.1551 | 112.9661 | 87.0812 | 84.7927 | 44.3093 | 28.0513 | 9.2342 | 0
Grand Total | 75378.7676 | 56568.7645 | 46329.9976 | 43681.6733 | 29572.4774 | 26153.8345 | 24014.3714 | 20128.4036
Fuel Costs by Fuel and Fuel Type[US$/MMBtu]
Fuel Type | 2023 | 2025 | 2028 | 2030 | 2035 | 2040 | 2045 | 2050
Biomass | 4.014 | 3.5172 | 3.5172 | 3.5172 | 3.5172 | 3.5172 | 3.5172 | 3.5172
EPA v6 Biomass | 4.014 | 3.5172 | 3.5172 | 3.5172 | 3.5172 | 3.5172 | 3.5172 | 3.5172
Coal | 2.3741 | 1.7829 | 1.5306 | 1.5068 | 1.3897 | 1.3986 | 1.4407 | 1.3273
EPA v6 Coal BA | 2.1514 | 1.9499 | 1.4985 | 1.4538 | 1.4772 | 1.57 | 1.6789 | 1.8059
EPA v6 Coal BB | 2.9761 | 3.053 | 3.2558 | 5.2716 | 1.5641 | 1.6501 | 1.7358 | 1.822
EPA v6 Coal BD | 3.2046 | 2.2962 | 1.9198 | 1.9162 | 2.8083 | 2.447 | 2.4895 | 2.5334
EPA v6 Coal BE | 3.0837 | 2.1817 | 1.7256 | 1.7034 | 1.5814 | 1.7338 | 2.0816 | 1.748
EPA v6 Coal BG | 2.9526 | 1.9619 | 1.6001 | 1.6545 | 1.4753 | 1.4301 | 2.1061 | 1.621
EPA v6 Coal BH | 2.7245 | 1.8298 | 1.6498 | 1.6415 | 1.5672 | 2.2359 | 0 | 0
EPA v6 Coal LA | 0 | 0 | 0 | 0 | 0 | 0 | 0 | 0
EPA v6 Coal LD | 0 | 0 | 0 | 0 | 0 | 0 | 0 | 0
EPA v6 Coal LE | 1.6936 | 1.6491 | 1.3766 | 1.3113 | 1.3265 | 1.3814 | 1.421 | 1.4777
EPA v6 Coal LG | 1.7755 | 1.7208 | 1.3057 | 1.2015 | 1.2345 | 1.2854 | 1.3367 | 1.3773
EPA v6 Coal LH | 1.7755 | 0 | 0 | 0 | 0 | 0 | 0 | 0
EPA v6 Coal SA | 2.2231 | 1.7363 | 1.5015 | 1.4758 | 1.3098 | 1.1752 | 1.0786 | 1.0687
EPA v6 Coal SB | 1.9407 | 1.4531 | 1.203 | 1.1646 | 1.3362 | 1.5243 | 1.5891 | 1.7063
EPA v6 Coal SD | 1.1751 | 0.86938 | 0 | 0 | 0 | 0 | 0 | 0
EPA v6 Coal SE | 1.9622 | 1.9158 | 1.2737 | 1.2376 | 1.7527 | 1.8054 | 1.8361 | 1.3357
LF Gas | 0 | 0 | 0 | 0 | 0 | 0 | 0 | 0
EPA v6 LFG | 0 | 0 | 0 | 0 | 0 | 0 | 0 | 0
MSW | 0 | 0 | 0 | 0 | 0 | 0 | 0 | 0
EPA v6 MSW | 0 | 0 | 0 | 0 | 0 | 0 | 0 | 0
NaturalGas | 5.2362 | 3.7318 | 2.7498 | 2.7471 | 2.3882 | 2.3093 | 2.2174 | 2.0237
EPA v6 Gas | 5.2362 | 3.7318 | 2.7498 | 2.7471 | 2.3882 | 2.3093 | 2.2174 | 2.0237
Nuclear | 0.6825 | 0.68524 | 0.68905 | 0.69342 | 0.70018 | 0.71004 | 0.7198 | 0.73179
EPA v6 Nuclear | 0.6825 | 0.68524 | 0.68905 | 0.69342 | 0.70018 | 0.71004 | 0.7198 | 0.73179
Oil | 19.1094 | 12.7409 | 19.5877 | 20.4503 | 20.4451 | 20.283 | 21.4162 | 21.2366
EPA v6 DFO | 20.0179 | 19.3291 | 19.5877 | 20.4503 | 20.4451 | 20.283 | 21.4162 | 21.2366
EPA v6 RFO | 10.4322 | 9.9718 | 0 | 0 | 0 | 0 | 0 | 0
Pet. Coke | 1.7551 | 1.7553 | 1.7633 | 1.7641 | 2.0326 | 2.0283 | 1.7482 | 1.7482
EPA v6 Pet Coke | 1.7551 | 1.7553 | 1.7633 | 1.7641 | 2.0326 | 2.0283 | 1.7482 | 1.7482
Waste Coal | 3.0045 | 2.083 | 1.4987 | 1.4616 | 1.2166 | 1.1873 | 1.0882 | 0
EPA v6 Waste Coal | 3.0045 | 2.083 | 1.4987 | 1.4616 | 1.2166 | 1.1873 | 1.0882 | 0
Grand Total | 2.66 | 2.1608 | 1.8308 | 1.8283 | 1.6103 | 1.5718 | 1.6056 | 1.575

## Coal Pivot Tables
Coal Prices (2019$/MMBtu) | [8 empty] | Total TBtu
Coal Region | 2023 | 2025 | 2028 | 2030 | 2035 | 2040 | 2045 | 2050 | 2023 | 2025 | 2028 | 2030 | 2035 | 2040 | 2045 | 2050
Appalachia | 2.4923 | 1.7662 | 1.7999 | 1.8713 | 2.1529 | 2.5268 | 2.6512 | 2.8306 | 3566.6834 | 2460.0317 | 1521.3373 | 1391.2223 | 830.7151 | 660.4269 | 680.4692 | 654.6484
Imports | 7.3985 | 2.4862 | 2.3674 | 3.5819 |  |  |  |  | 15.3476 | 8.7315 | 2.9346 | 0.29036
Interior | 2.1378 | 1.5117 | 1.2896 | 1.289 | 1.4724 | 1.2953 | 1.3215 | 1.4269 | 2034.1121 | 1767.383 | 1141.1148 | 1049.4758 | 503.2999 | 355.7252 | 241.3213 | 120.6698
Waste Coal | 2.4744 | 1.5493 | 0.96219 | 0.91825 | 0.65688 | 0.64492 | 0.63294 |  | 60.2944 | 54.2312 | 58.1055 | 58.013 | 36.4207 | 23.6252 | 8.4855
West | 1.103 | 0.82324 | 0.76048 | 0.78329 | 0.84674 | 0.9191 | 1.0192 | 1.125 | 7287.1081 | 5062.9076 | 3364.9817 | 2949.1487 | 1461.9049 | 1180.8512 | 883.7919 | 770.0705
National | 1.6614 | 1.2071 | 1.1221 | 1.1601 | 1.3386 | 1.4546 | 1.6698 | 1.8711 | 12963.5456 | 9353.2851 | 6088.4739 | 5448.1502 | 2832.3406 | 2220.6285 | 1814.0679 | 1545.3887
Coal Prices (2019$/Ton) | [8 empty] | Total Million Tons
Coal Region | 2023 | 2025 | 2028 | 2030 | 2035 | 2040 | 2045 | 2050 | 2023 | 2025 | 2028 | 2030 | 2035 | 2040 | 2045 | 2050
Appalachia | 62.0097 | 44.1135 | 45.2152 | 47.0984 | 54.258 | 63.481 | 65.5254 | 69.8633 | 143.3528 | 98.4964 | 60.5597 | 55.2756 | 32.962 | 26.2876 | 27.5323 | 26.5243
Imports | 153.4444 | 51.5637 | 49.1 | 74.2876 |  |  |  |  | 0.74 | 0.421 | 0.14149 | 0.014
Interior | 40.752 | 29.6401 | 24.7689 | 24.6135 | 26.7078 | 21.5331 | 21.994 | 28.8889 | 106.7075 | 90.141 | 59.4128 | 54.9611 | 27.7462 | 21.398 | 14.4998 | 5.9601
Waste Coal | 33.1573 | 20.7613 | 12.8933 | 12.3045 | 8.8022 | 8.642 | 8.4813 |  | 4.4996 | 4.0471 | 4.3362 | 4.3293 | 2.718 | 1.7631 | 0.63325
West | 19.4027 | 14.4736 | 13.5274 | 13.8758 | 15.2107 | 16.6684 | 18.5237 | 20.4976 | 414.2473 | 287.9734 | 189.1731 | 166.4808 | 81.3806 | 65.1129 | 48.6267 | 42.2666
National | 32.1681 | 23.4692 | 21.7831 | 22.4881 | 26.1816 | 28.1952 | 33.1802 | 38.6834 | 669.5471 | 481.079 | 313.6233 | 281.0609 | 144.8068 | 114.5616 | 91.2921 | 74.7511

## Final Wholesale Price
Wholesale Electricity Price (2019$/MWh)
Region Group | 2023 | 2025 | 2028 | 2030 | 2035 | 2040 | 2045 | 2050
ERCOT_Tenaska Frontier Generating Station | 36.5167 | 33.9149 | 29.1381 | 27.7993 | 0 | 0 | 0 | 0
ERCOT_Tenaska Gateway Generating Station | 0 | 0 | 29.1381 | 27.7993 | 0 | 0 | 0 | 0
ERCOT_Panhandle | 34.0266 | 32.6554 | 26.3562 | 24.3725 | 18.8407 | 16.4627 | 14.0729 | 11.6596
ERCOT_Rest | 36.3189 | 34.0247 | 28.6569 | 27.4821 | 23.6943 | 20.5972 | 17.7919 | 14.5424
ERCOT_West | 35.0349 | 33.5015 | 27.0717 | 25.0357 | 19.4346 | 17.3178 | 15.0127 | 12.6318
FRCC | 42.5611 | 33.0296 | 34.5229 | 36.1201 | 30.5407 | 29.1574 | 28.4465 | 26.4365
MISO_Amite South (including DSG) | 40.4731 | 37.7179 | 31.6685 | 33.9112 | 27.7145 | 26.2037 | 25.5707 | 23.0982
MISO_Arkansas | 38.0184 | 36.2799 | 31.2458 | 33.5519 | 27.6802 | 25.9507 | 23.5743 | 20.453
MISO_Iowa | 39.1237 | 36.0875 | 34.0466 | 33.5562 | 24.3316 | 21.9099 | 19.1421 | 15.8457
MISO_Illinois | 41.1152 | 37.315 | 35.1538 | 34.0252 | 26.7885 | 25.2314 | 25.4702 | 21.473
MISO_Indiana (including parts of Kentucky) | 44.108 | 37.452 | 35.4794 | 31.6481 | 26.8633 | 25.7019 | 24.1009 | 19.9423
MISO_Louisiana | 39.533 | 37.1387 | 31.3865 | 33.5354 | 27.4925 | 25.867 | 24.5704 | 22.0749
MISO_Lower Michigan | 41.575 | 38.5703 | 36.6896 | 30.6825 | 23.5307 | 23.3434 | 22.026 | 22.1415
MISO_MT, SD, ND | 38.666 | 36.0492 | 32.8182 | 28.5531 | 19.454 | 17.0807 | 14.814 | 11.796
MISO_Iowa-MidAmerican | 38.7614 | 35.4464 | 33.4788 | 32.9656 | 24.5502 | 22.0276 | 19.387 | 15.9269
MISO_Minnesota and Western Wisconsin | 39.618 | 36.9392 | 34.827 | 34.3062 | 23.9552 | 21.1533 | 18.8509 | 15.7684
MISO_Missouri | 40.1586 | 36.6778 | 34.4873 | 33.4097 | 26.1513 | 24.5945 | 22.6548 | 18.7563
MISO_Mississippi | 40.4581 | 38.022 | 32.1594 | 34.3239 | 28.3121 | 26.6283 | 25.89 | 23.1515
MISO_WOTAB (including Western) | 39.3775 | 31.0754 | 29.74 | 30.0553 | 23.0466 | 25.2725 | 24.0415 | 20.2382
MISO_Wisconsin- Upper Michigan (WUMS) | 40.1649 | 38.0839 | 35.2685 | 35.3422 | 26.5294 | 23.197 | 21.5817 | 18.5648
ISONE_Connecticut | 47.7221 | 35.4767 | 26.8654 | 29.0352 | 24.9514 | 24.6188 | 25.4204 | 23.5217
ISONE_Maine | 46.7425 | 33.4406 | 25.6913 | 28.3927 | 23.9992 | 20.1289 | 20.4404 | 18.9719
ISONE_MA, VT, NH, RI (Rest of ISO New England) | 48.2533 | 35.3531 | 26.6992 | 29.2773 | 24.8647 | 24.1736 | 24.9379 | 23.352
NY_Zone A (West) | 45.6715 | 33.0469 | 25.1851 | 28.084 | 21.2364 | 20.0469 | 22.258 | 18.8341
NY_Zone B (Genesee) | 46.4992 | 33.6301 | 25.6974 | 28.533 | 21.7553 | 20.2888 | 22.4175 | 19.1593
NY_Zone C&E | 48.3912 | 34.1793 | 26.1721 | 28.7379 | 21.9239 | 20.1541 | 19.7323 | 20.7052
NY_Zone D (North) | 47.2223 | 33.33 | 25.529 | 28.0444 | 21.3964 | 19.7681 | 19.1116 | 17.2824
NY_Zone F (Capital) | 50.0088 | 35.602 | 26.9428 | 29.3806 | 22.4633 | 20.964 | 20.753 | 21.3157
NY_Zone G-I (Downstate NY) | 52.5624 | 37.1557 | 28.1243 | 30.4816 | 23.0171 | 21.7613 | 21.6415 | 22.4273
NY_Zone J (NYC) | 272.162 | 40.3519 | 31.3387 | 33.8592 | 23.6315 | 22.5634 | 24.7966 | 25.4196
NY_Zone K (LI) | 56.5064 | 42.7858 | 34.2676 | 34.7793 | 24.005 | 22.4608 | 22.3911 | 25.7975
PJM_AP | 38.7606 | 31.6692 | 29.429 | 29.8075 | 24.569 | 23.7608 | 22.5079 | 19.9618
PJM_ATSI | 38.9417 | 32.4438 | 30.4414 | 31.4445 | 25.7747 | 24.4531 | 22.9961 | 19.9863
PJM_ComEd | 37.2546 | 31.6952 | 28.7754 | 30.8193 | 30.3675 | 28.3643 | 28.9502 | 25.1918
PJM_Dominion | 39.6247 | 32.3485 | 29.6893 | 29.9661 | 24.2553 | 23.9 | 22.882 | 23.5155
PJM_EMAAC | 39.8874 | 28.7373 | 26.9388 | 27.1503 | 20.6931 | 23.7229 | 23.2083 | 20.8628
PJM_PENELEC | 37.9002 | 27.8125 | 27.1963 | 27.5436 | 20.609 | 23.1827 | 22.1065 | 19.6591
PJM_SWMAAC | 122.4269 | 64.3972 | 29.459 | 29.7443 | 24.505 | 24.2926 | 25.548 | 23.0602
PJM West | 38.7484 | 32.062 | 30.0767 | 31.1078 | 25.5353 | 24.5829 | 23.2015 | 19.936
PJM_Western MAAC | 38.8934 | 28.1677 | 26.5928 | 26.9249 | 20.4006 | 23.2283 | 22.6805 | 20.2263
SERC_Central_Kentucky | 40.2916 | 37.2327 | 31.3956 | 32.9747 | 27.095 | 25.6928 | 24.3483 | 21.6803
SERC_Central_TVA | 39.859 | 37.4279 | 32.4538 | 32.0403 | 28.0359 | 26.7407 | 25.1354 | 22.0094
SERC_Delta_AECI | 36.4439 | 32.2814 | 29.394 | 28.6281 | 23.0534 | 22.1164 | 21.7998 | 18.6176
SERC_Southeastern | 40.0958 | 35.0754 | 31.2206 | 32.7598 | 29.4363 | 28.3545 | 27.1629 | 24.3576
SERC_VACAR | 128.3906 | 39.9922 | 35.3537 | 36.4696 | 30.1998 | 28.7723 | 28.2908 | 25.6477
SPP_Kiamichi Energy Facility | 0 | 35.3433 | 29.2394 | 27.7993 | 22.7486 | 0 | 0 | 15.2098
SPP North- (Kansas, Missouri) | 31.7705 | 32.1825 | 28.7193 | 27.8808 | 20.4648 | 18.6384 | 16.3408 | 13.2555
SPP Nebraska | 30.9628 | 29.327 | 27.9843 | 27.2293 | 20.6484 | 18.6399 | 16.3951 | 13.4384
SPP SPS (Texas Panhandle) | 31.5725 | 31.5151 | 24.3173 | 23.1816 | 14.8749 | 13.5271 | 12.4429 | 9.4058
SPP_WAUE | 30.472 | 28.696 | 27.3228 | 26.8629 | 20.312 | 17.9356 | 15.9955 | 13.037
SPP West (Oklahoma, Arkansas, Louisiana) | 32.2809 | 32.2707 | 28.7447 | 27.9045 | 20.3392 | 18.4494 | 16.2697 | 13.1881
WECC_BANC | 65.7121 | 59.7088 | 50.8055 | 68.7323 | 51.7 | 49.3634 | 46.9067 | 46.028
WECC_Northern California (not including BANC) | 53.5701 | 48.6998 | 41.1619 | 60.4966 | 49.3892 | 45.447 | 43.2834 | 35.951
WECC_LADWP | 50.7384 | 48.998 | 41.2454 | 58.96 | 50.6055 | 46.7576 | 44.6627 | 39.215
WECC_San Diego Gas and Electric | 55.1269 | 49.4588 | 41.4453 | 59.2571 | 51.3258 | 49.1553 | 45.8805 | 41.673
WECC_Arizona | 39.7049 | 33.7361 | 27.6209 | 28.6894 | 23.629 | 25.8312 | 22.8405 | 19.3815
WECC_Colorado | 35.7806 | 31.9807 | 32.4165 | 30.8138 | 22.3883 | 23.8736 | 20.8245 | 17.9738
WECC_Idaho | 42.8409 | 38.5587 | 30.0368 | 28.5716 | 24.5679 | 24.126 | 22.7092 | 19.0892
WECC_Imperial Irrigation District (IID) | 31.9483 | 31.1674 | 27.6663 | 40.5147 | 38.789 | 37.4651 | 33.5205 | 29.8776
WECC_Montana | 37.3167 | 31.0661 | 26.8541 | 24.6192 | 21.003 | 20.3144 | 19.2488 | 15.7685
WECC_New Mexico | 38.5881 | 33.0043 | 27.1527 | 28.2249 | 19.0855 | 20.1721 | 17.2278 | 14.3821
WECC_Northern Nevada | 38.6699 | 37.5352 | 31.0449 | 29.9554 | 23.862 | 25.0406 | 23.5152 | 19.046
WECC_Pacific Northwest | 38.5814 | 34.3039 | 28.0851 | 27.2634 | 22.7875 | 20.8878 | 19.8349 | 15.6149
WECC_Southern California Edison | 55.2047 | 49.8217 | 41.848 | 60.0383 | 51.3136 | 48.1682 | 44.8162 | 38.7862
WECC_Southern Nevada | 40.056 | 34.047 | 27.5666 | 26.6848 | 22.337 | 23.1494 | 22.5798 | 20.8191
WECC_Utah | 35.562 | 38.4956 | 30.3974 | 29.0901 | 25.0152 | 26.5284 | 24.165 | 20.812
WECC_Wyoming | 26.7971 | 23.3043 | 18.0769 | 22.2667 | 18.6905 | 19.2508 | 16.9273 | 13.1242
National | 50.1576 | 36.023 | 31.453 | 32.8239 | 26.8868 | 25.6856 | 24.3486 | 21.4293

## Natural Gas
Sensitivity - Air Quality Modeling Base Case + IRA - Natural Gas Results
| Delivered Natural Gas Price (2019$/MMBtu) | [24 empty] | Natural Gas Consumption in the Power Sector (Tcf)
| Winter | [7 empty] | Winter-Shoulder | [7 empty] | Summer | [8 empty] | Winter | [7 empty] | Winter-Shoulder | [7 empty] | Summer
| 2023 | 2025 | 2028 | 2030 | 2035 | 2040 | 2045 | 2050 | 2023 | 2025 | 2028 | 2030 | 2035 | 2040 | 2045 | 2050 | 2023 | 2025 | 2028 | 2030 | 2035 | 2040 | 2045 | 2050 |  | 2023 | 2025 | 2028 | 2030 | 2035 | 2040 | 2045 | 2050 | 2023 | 2025 | 2028 | 2030 | 2035 | 2040 | 2045 | 2050 | 2023 | 2025 | 2028 | 2030 | 2035 | 2040 | 2045 | 2050
ERC_FRNT | 5.3558 | 3.9056 | 2.9958 | 2.9073 | 2.5661 | 2.1766 | 1.8548 | 1.6313 | 5.1125 | 3.5833 | 2.6548 | 2.6034 | 2.219 | 2.0955 | 1.9513 | 1.7279 | 4.9244 | 3.4572 | 2.5124 | 2.5405 | 2.1217 | 2.2277 | 2.1866 | 1.9631 | ERC_FRNT | 0 | 0 | 0.01053 | 0 | 0 | 0 | 0 | 0 | 0 | 0 | 0.014274 | 0.0087507 | 0 | 0 | 0 | 0 | 0.0092319 | 0.016879 | 0.019738 | 0.016879 | 0 | 0 | 0 | 0
ERC_GWAY | 5.3558 | 3.9056 | 2.9958 | 2.9073 | 2.5661 | 2.1766 | 1.8548 | 1.6313 | 5.1125 | 3.5833 | 2.6548 | 2.6034 | 2.219 | 2.0955 | 1.9513 | 1.7279 | 4.9244 | 3.4572 | 2.5124 | 2.5405 | 2.1217 | 2.2277 | 2.1866 | 1.9631 | ERC_GWAY | 0 | 0 | 0 | 0 | 0 | 0 | 0 | 0 | 0 | 0 | 0 | 0.0030489 | 0 | 0 | 0 | 0 | 0 | 0 | 0.02004 | 0.017137 | 0 | 0 | 0 | 0
ERC_PHDL | - | - | - | - | - | - | - | - | - | - | - | - | - | - | - | - | - | - | - | - | - | - | - | - | ERC_PHDL | - | - | - | - | - | - | - | - | - | - | - | - | - | - | - | - | - | - | - | - | - | - | - | -
ERC_REST | 5.3558 | 3.9056 | 2.9958 | 2.9073 | 2.5661 | 2.1766 | 1.8548 | 1.6313 | 5.1125 | 3.5833 | 2.6548 | 2.6034 | 2.219 | 2.0955 | 1.9513 | 1.7279 | 4.9244 | 3.4572 | 2.5124 | 2.5405 | 2.1217 | 2.2277 | 2.1866 | 1.9631 | ERC_REST | 0.090536 | 0.082871 | 0.11191 | 0.093857 | 0.043892 | 0.0272 | 0.015656 | 0.022094 | 0.095157 | 0.12293 | 0.21168 | 0.14497 | 0.072845 | 0.011244 | 0.0029398 | 0.004711 | 0.32878 | 0.34135 | 0.47238 | 0.39882 | 0.31925 | 0.21706 | 0.15886 | 0.21349
ERC_WEST | 5.2584 | 3.804 | 2.9489 | 2.875 | 2.5449 | 2.1333 | 1.8056 | 1.5822 | 4.9771 | 3.4621 | 2.5851 | 2.5407 | 2.1634 | 2.0278 | 1.8625 | 1.6391 | 4.7555 | 3.3311 | 2.4041 | 2.3991 | 2.0077 | 2.0928 | 2.0414 | 1.818 | ERC_WEST | 0.00037425 | 0.00037425 | 0.00051682 | 0 | 0 | 0.00033266 | 0 | 0.00033266 | 0.00049363 | 0.0038414 | 0.000135 | 2.1209e-06 | 0 | 0 | 0 | 0 | 0.011011 | 0.018662 | 0.019902 | 0.020895 | 0.017988 | 0.016347 | 0.0026874 | 0.003082
FRCC | 5.6103 | 4.2228 | 3.3077 | 3.2657 | 3.0016 | 2.5766 | 2.3277 | 2.1043 | 5.3702 | 3.8722 | 2.9543 | 2.9514 | 2.6021 | 2.4255 | 2.2319 | 2.0085 | 5.4308 | 3.9917 | 3.1764 | 3.3808 | 3.0356 | 3.1086 | 3.3762 | 3.1528 | FRCC | 0.26463 | 0.29034 | 0.29752 | 0.29314 | 0.27414 | 0.28375 | 0.29375 | 0.3116 | 0.37622 | 0.41236 | 0.41878 | 0.41687 | 0.38217 | 0.3884 | 0.39815 | 0.42099 | 0.61145 | 0.68063 | 0.70319 | 0.70064 | 0.6669 | 0.68888 | 0.7145 | 0.75871
MIS_AMSO | 5.4006 | 4.0093 | 3.1057 | 3.0478 | 2.7414 | 2.3226 | 2.0004 | 1.777 | 5.1762 | 3.6699 | 2.7499 | 2.7444 | 2.3837 | 2.2334 | 2.0504 | 1.827 | 5.001 | 3.5508 | 2.6153 | 2.6979 | 2.3664 | 2.4996 | 2.6365 | 2.4131 | MIS_AMSO | 0.031482 | 0.033512 | 0.033305 | 0.034614 | 0.030395 | 0.030847 | 0.032494 | 0.032363 | 0.03422 | 0.048214 | 0.049509 | 0.040698 | 0.037428 | 0.015904 | 0.026684 | 0.026633 | 0.071994 | 0.080669 | 0.084475 | 0.085005 | 0.059835 | 0.04565 | 0.062444 | 0.070115
MIS_AR | 5.3816 | 3.9848 | 3.088 | 3.0205 | 2.688 | 2.2759 | 1.9498 | 1.7264 | 5.1816 | 3.6708 | 2.7476 | 2.7325 | 2.3548 | 2.2132 | 2.0251 | 1.8017 | 4.9399 | 3.4664 | 2.5319 | 2.5939 | 2.1897 | 2.2956 | 2.2572 | 2.0338 | MIS_AR | 0.013037 | 0.025959 | 0.035532 | 0.04451 | 0.025079 | 0.03062 | 0.031903 | 0.022968 | 0.0026414 | 0.012855 | 0.047302 | 0.052109 | 0.0046786 | 0.0030755 | 0.00059467 | 0.00016052 | 0.044534 | 0.056573 | 0.079565 | 0.083288 | 0.076692 | 0.067636 | 0.05547 | 0.044387
MIS_IA | 5.6379 | 4.2774 | 3.3447 | 3.2736 | 2.8759 | 2.3975 | 2.0037 | 1.7803 | 5.351 | 3.845 | 2.9341 | 2.9324 | 2.4424 | 2.2448 | 1.987 | 1.7636 | 4.7923 | 3.3651 | 2.3985 | 2.4098 | 1.9726 | 2.0318 | 1.9455 | 1.7221 | MIS_IA | 0.004149 | 0.0054095 | 0.010696 | 0.010683 | 0.00022215 | 0.00022215 | 0.0067887 | 0.00022215 | 6.5338e-06 | 0.00032016 | 0.014481 | 0.0022907 | 0.00048699 | 0 | 0 | 0 | 0.010481 | 0.017552 | 0.028168 | 0.027661 | 0.013847 | 0.0079163 | 0.0079163 | 0.0083911
MIS_IL | 5.4882 | 4.1146 | 3.2065 | 3.1375 | 2.7746 | 2.3219 | 1.9569 | 1.7335 | 5.2557 | 3.7526 | 2.8475 | 2.8437 | 2.4094 | 2.2402 | 2.004 | 1.7806 | 4.7996 | 3.3643 | 2.4173 | 2.4391 | 2.0199 | 2.0862 | 2.0063 | 1.7829 | MIS_IL | 0.0011776 | 0.0045706 | 0.0062859 | 0.0064655 | 0.00027675 | 0.00027675 | 0 | 0 | 0 | 0.00013777 | 0.0031655 | 0.0031655 | 8.3403e-05 | 0 | 0 | 0 | 0.0045634 | 0.010784 | 0.017647 | 0.01639 | 0.0077799 | 0.0060868 | 0 | 0
MIS_INKY | 5.3985 | 4.0109 | 3.1114 | 3.0519 | 2.7188 | 2.2896 | 1.9548 | 1.7314 | 5.1849 | 3.6748 | 2.7589 | 2.7527 | 2.3683 | 2.2205 | 2.0147 | 1.7913 | 4.8486 | 3.3951 | 2.4548 | 2.5004 | 2.0943 | 2.1796 | 2.1262 | 1.9028 | MIS_INKY | 0.012218 | 0.051311 | 0.06444 | 0.065145 | 0.052603 | 0.061398 | 0.062736 | 0.047926 | 0.014967 | 0.06665 | 0.086366 | 0.08014 | 0.043391 | 0.02434 | 0.020086 | 0.0030736 | 0.02653 | 0.098907 | 0.12658 | 0.12423 | 0.11634 | 0.12556 | 0.13998 | 0.099459
MIS_LA | 5.334 | 3.9373 | 3.0391 | 2.9751 | 2.6494 | 2.236 | 1.9099 | 1.6864 | 5.124 | 3.6138 | 2.6929 | 2.6813 | 2.3077 | 2.1637 | 1.9789 | 1.7555 | 4.9082 | 3.4367 | 2.5054 | 2.5761 | 2.188 | 2.3015 | 2.3046 | 2.0812 | MIS_LA | 0.031306 | 0.048459 | 0.082788 | 0.084358 | 0.076634 | 0.078469 | 0.084283 | 0.08246 | 0.013295 | 0.051745 | 0.1095 | 0.10945 | 0.08367 | 0.073026 | 0.082833 | 0.08684 | 0.059146 | 0.090061 | 0.16121 | 0.16165 | 0.16799 | 0.1462 | 0.18754 | 0.19711
MIS_LMI | 5.5683 | 4.1879 | 3.3025 | 3.2356 | 2.8437 | 2.3803 | 1.981 | 1.7575 | 5.3596 | 3.8565 | 2.9828 | 2.9905 | 2.5404 | 2.3559 | 2.0747 | 1.8512 | 4.843 | 3.4077 | 2.4793 | 2.5064 | 2.0827 | 2.1424 | 2.0473 | 1.8239 | MIS_LMI | 0.054093 | 0.06052 | 0.065954 | 0.066407 | 0.043697 | 0.052021 | 0.06092 | 0.071487 | 0.035211 | 0.035548 | 0.071183 | 0.044283 | 0.029336 | 0.023496 | 0.027214 | 0.024581 | 0.091452 | 0.11279 | 0.14288 | 0.12672 | 0.12612 | 0.11796 | 0.12656 | 0.14705
MIS_MAPP | 5.6698 | 4.2971 | 3.3928 | 3.2992 | 2.9317 | 2.4644 | 2.0128 | 1.7894 | 5.4675 | 3.9717 | 3.0332 | 3.0363 | 2.5565 | 2.3651 | 2.0996 | 1.8762 | 4.923 | 3.5073 | 2.516 | 2.5271 | 2.0948 | 2.1405 | 2.0379 | 1.8145 | MIS_MAPP | 0 | 0 | 2.7816e-06 | 0 | 0 | 0 | 0 | 0 | 0 | 0 | 6.9539e-06 | 1.1704e-05 | 1.0804e-05 | 0 | 0 | 0 | 5.9912e-05 | 0.00013908 | 0.00024632 | 0.00015331 | 6.8184e-05 | 0 | 0 | 0
MIS_MIDA | 5.5449 | 4.1766 | 3.2665 | 3.1864 | 2.8015 | 2.3364 | 1.9528 | 1.7294 | 5.2862 | 3.785 | 2.8793 | 2.8781 | 2.4016 | 2.2103 | 1.9588 | 1.7354 | 4.7544 | 3.3289 | 2.3646 | 2.3746 | 1.9452 | 2.0067 | 1.9219 | 1.6985 | MIS_MIDA | 2.7197e-05 | 0.00014807 | 0.00048049 | 0.00067087 | 0 | 0 | 0.0019137 | 0 | 0 | 1.051e-06 | 0.00020426 | 0.00026042 | 4.0062e-05 | 0 | 0 | 0 | 0.0015568 | 0.0028478 | 0.011978 | 0.012464 | 0.0052991 | 0.0053585 | 0.0068114 | 0.0077805
MIS_MNWI | 5.9299 | 4.5723 | 3.6243 | 3.554 | 3.1542 | 2.6769 | 2.2723 | 2.0489 | 5.6482 | 4.1439 | 3.2488 | 3.253 | 2.758 | 2.5453 | 2.2675 | 2.0441 | 5.0973 | 3.664 | 2.7123 | 2.7322 | 2.2694 | 2.317 | 2.2275 | 2.0041 | MIS_MNWI | 0.00070599 | 0.0032528 | 0.0094644 | 0.010083 | 0 | 0 | 0 | 0 | 0.00015963 | 0.00016504 | 0.0021414 | 0.0013824 | 8.6742e-05 | 0 | 0 | 0 | 0.0084214 | 0.011885 | 0.042967 | 0.029961 | 0.014209 | 0.011623 | 0.012367 | 0.0094871
MIS_MO | 5.4769 | 4.0884 | 3.1746 | 3.1103 | 2.75 | 2.3002 | 1.9448 | 1.7214 | 5.2141 | 3.713 | 2.7928 | 2.7884 | 2.37 | 2.2037 | 1.9801 | 1.7566 | 4.8012 | 3.3649 | 2.4143 | 2.4473 | 2.0331 | 2.11 | 2.045 | 1.8216 | MIS_MO | 0.00062224 | 0.00064297 | 0.0011308 | 0.0013627 | 0.00062401 | 0.00064093 | 0.00066604 | 0.00064093 | 0.00083996 | 0.00084277 | 0.00085954 | 0.00096547 | 0.00084544 | 0.00020425 | 1.8933e-05 | 0 | 0.0016661 | 0.0028093 | 0.0098602 | 0.0096383 | 0.008499 | 0.015451 | 0.026807 | 0.022375
MIS_MS | 5.4664 | 4.0784 | 3.1664 | 3.1124 | 2.8289 | 2.4069 | 2.1126 | 1.8891 | 5.2237 | 3.723 | 2.8009 | 2.7943 | 2.4442 | 2.282 | 2.0949 | 1.8714 | 5.1905 | 3.75 | 2.8594 | 2.9724 | 2.6498 | 2.7475 | 2.9343 | 2.7108 | MIS_MS | 0.0085883 | 0.0099202 | 0.011787 | 0.012901 | 0.0072963 | 0.00715 | 0.0077111 | 0.0073652 | 0.0018094 | 0.0093034 | 0.01518 | 0.015279 | 0.0021408 | 0.0023739 | 0.00074872 | 0.00054023 | 0.011113 | 0.013909 | 0.019442 | 0.014928 | 0.006237 | 0.0044663 | 0.0070864 | 0.0033005
MIS_WOTA | 5.5081 | 4.1001 | 3.1588 | 3.0733 | 2.7302 | 2.3312 | 2.0045 | 1.7811 | 5.2993 | 3.7783 | 2.8149 | 2.7832 | 2.3996 | 2.2652 | 2.1053 | 1.8819 | 5.0757 | 3.5919 | 2.6384 | 2.7004 | 2.2764 | 2.3867 | 2.3436 | 2.1202 | MIS_WOTA | 0.040145 | 0.048117 | 0.051847 | 0.050142 | 0.041198 | 0.039079 | 0.039304 | 0.030476 | 0.039826 | 0.052166 | 0.069839 | 0.067753 | 0.033354 | 0.029862 | 0.03297 | 0.011476 | 0.096515 | 0.10388 | 0.10926 | 0.11151 | 0.090087 | 0.069544 | 0.075134 | 0.062881
MIS_WUMS | 5.7227 | 4.3679 | 3.4045 | 3.3351 | 2.9333 | 2.4571 | 2.0415 | 1.8181 | 5.4461 | 3.9435 | 3.0643 | 3.0743 | 2.5744 | 2.3466 | 2.0488 | 1.8254 | 4.9029 | 3.4637 | 2.5267 | 2.5554 | 2.0671 | 2.1029 | 2.0103 | 1.7868 | MIS_WUMS | 0.017236 | 0.02605 | 0.035441 | 0.037482 | 0.018354 | 0.017552 | 0.024091 | 0.016531 | 0.00032259 | 0.010989 | 0.040573 | 0.031895 | 0.011805 | 0.00028321 | 6.8744e-05 | 9.5861e-05 | 0.026459 | 0.056611 | 0.089964 | 0.085803 | 0.056293 | 0.03716 | 0.040296 | 0.04359
NENG_CT | 9.3676 | 7.4113 | 6.3638 | 6.417 | 5.9271 | 5.2354 | 4.7214 | 4.498 | 5.9492 | 4.1249 | 3.0631 | 3.0224 | 2.6271 | 2.4501 | 2.1824 | 1.959 | 4.8142 | 3.2007 | 2.124 | 2.1325 | 1.7697 | 1.702 | 1.7268 | 1.5034 | NENG_CT | 0.026343 | 0.015186 | 0.01526 | 0.0062482 | 0.010142 | 0.0053923 | 0.010689 | 0.029533 | 0.022961 | 0.01132 | 0.0068713 | 0.0016962 | 0.00073093 | 0.00055524 | 7.9536e-05 | 0.00013599 | 0.063972 | 0.05952 | 0.058591 | 0.053473 | 0.051287 | 0.063435 | 0.062953 | 0.083263
NENG_ME | 9.3464 | 7.39 | 6.3425 | 6.3957 | 5.9058 | 5.2142 | 4.7002 | 4.4768 | 5.9279 | 4.1037 | 3.0419 | 3.0011 | 2.6059 | 2.4288 | 2.1612 | 1.9377 | 4.7929 | 3.1794 | 2.1027 | 2.1113 | 1.7484 | 1.6808 | 1.7055 | 1.4821 | NENG_ME | 0.0033806 | 0.0012302 | 0.0012022 | 0.00072149 | 0.00069758 | 0.00063251 | 0 | 0 | 0.0017221 | 5.436e-05 | 7.7352e-05 | 6.3343e-05 | 0 | 0 | 0 | 0 | 0.015593 | 0.0027648 | 0.0013708 | 0.0012689 | 0.00087491 | 0.00096688 | 0 | 0
NENGREST | 9.3464 | 7.39 | 6.3425 | 6.3957 | 5.9058 | 5.2142 | 4.7002 | 4.4768 | 5.9279 | 4.1037 | 3.0419 | 3.0011 | 2.6059 | 2.4288 | 2.1612 | 1.9377 | 4.7929 | 3.1794 | 2.1027 | 2.1113 | 1.7484 | 1.6808 | 1.7055 | 1.4821 | NENGREST | 0.032112 | 0.011205 | 0.009683 | 0.012355 | 0.0096734 | 0.0056293 | 0.0066497 | 0.021947 | 0.014751 | 0.0042426 | 0.0030479 | 0.0014054 | 9.8527e-05 | 0.00010014 | 1.7485e-07 | 8.4355e-05 | 0.10109 | 0.085315 | 0.087017 | 0.086331 | 0.069612 | 0.052711 | 0.044845 | 0.069236
NY_Z_A | 5.2497 | 3.7414 | 2.8039 | 2.8152 | 2.5696 | 2.0787 | 1.7935 | 1.57 | 4.973 | 3.303 | 2.3072 | 2.247 | 1.9735 | 1.8842 | 1.766 | 1.5426 | 4.5633 | 3.0196 | 1.9633 | 1.9346 | 1.6423 | 1.6963 | 1.732 | 1.5086 | NY_Z_A | 0.005066 | 0.005284 | 0.0061515 | 0.0061236 | 0.0052616 | 0.00062821 | 0.00084926 | 1.2641e-05 | 0.0010414 | 0.0010919 | 0.0013206 | 0.0050576 | 0 | 0 | 0 | 0 | 0.0021951 | 0.0020902 | 0.0062277 | 0.0097857 | 0.0018081 | 0 | 0 | 0
NY_Z_B | 5.1492 | 3.6349 | 2.6935 | 2.6717 | 2.452 | 2.0041 | 1.7263 | 1.5029 | 4.9177 | 3.2426 | 2.2497 | 2.1891 | 1.9282 | 1.8439 | 1.7247 | 1.5013 | 4.524 | 2.9699 | 1.912 | 1.8794 | 1.5992 | 1.6564 | 1.6953 | 1.4718 | NY_Z_B | 0.0031014 | 0.0032589 | 0.0032877 | 0.0032877 | 0.0032488 | 0.0017346 | 0.0023467 | 0.00018265 | 0.00094244 | 0.0022233 | 0.0033852 | 0.003399 | 1.9984e-06 | 0 | 0 | 0 | 0.0028597 | 0.0042715 | 0.0056788 | 0.0060276 | 0.004162 | 0 | 0 | 0
NY_Z_C&E | 5.832 | 4.3096 | 3.2902 | 3.265 | 2.9203 | 2.4361 | 2.099 | 1.8755 | 5.1869 | 3.4884 | 2.4733 | 2.4121 | 2.1044 | 2.0019 | 1.847 | 1.6236 | 4.6566 | 3.0838 | 2.0227 | 2.0039 | 1.6971 | 1.711 | 1.7461 | 1.5227 | NY_Z_C&E | 0.015709 | 0.012406 | 0.014809 | 0.015506 | 0.012392 | 0.011533 | 0.012223 | 0.012226 | 0.01657 | 0.01657 | 0.01657 | 0.01657 | 0.00034113 | 0 | 0 | 0 | 0.023538 | 0.02295 | 0.023506 | 0.025922 | 0.022913 | 0.0057295 | 0.0018467 | 0.0018463
NY_Z_D | 7.1977 | 5.6592 | 4.4836 | 4.4516 | 3.8569 | 3.3 | 2.8443 | 2.6209 | 5.7254 | 3.9799 | 2.9205 | 2.8582 | 2.4569 | 2.3177 | 2.0915 | 1.8681 | 4.9219 | 3.3117 | 2.2441 | 2.2529 | 1.8929 | 1.8201 | 1.8479 | 1.6245 | NY_Z_D | 0 | 0 | 0 | 0 | 0 | 0 | 0 | 0 | 0 | 0 | 0 | 0 | 0 | 0 | 0 | 0 | 0 | 0 | 0 | 0 | 0 | 0 | 0 | 0
NY_Z_F | 7.1977 | 5.6592 | 4.4836 | 4.4516 | 3.8569 | 3.3 | 2.8443 | 2.6209 | 5.7254 | 3.9799 | 2.9205 | 2.8582 | 2.4569 | 2.3177 | 2.0915 | 1.8681 | 4.9219 | 3.3117 | 2.2441 | 2.2529 | 1.8929 | 1.8201 | 1.8479 | 1.6245 | NY_Z_F | 0.033597 | 0.016711 | 0.018425 | 0.018199 | 0.0074405 | 0 | 0.00016997 | 0.00019081 | 0.021692 | 0.0020739 | 0.0031491 | 0.01082 | 0 | 0 | 0 | 0 | 0.057273 | 0.042726 | 0.042873 | 0.042991 | 0.023239 | 0 | 0 | 0
NY_Z_G-I | 7.1977 | 5.6592 | 4.4836 | 4.4516 | 3.8569 | 3.3 | 2.8443 | 2.6209 | 5.7254 | 3.9799 | 2.9205 | 2.8582 | 2.4569 | 2.3177 | 2.0915 | 1.8681 | 4.9219 | 3.3117 | 2.2441 | 2.2529 | 1.8929 | 1.8201 | 1.8479 | 1.6245 | NY_Z_G-I | 0.020938 | 0.02093 | 0.02093 | 0.02093 | 0.016125 | 0.0018881 | 0.0048837 | 0.0050056 | 0.028371 | 0.021687 | 0.022623 | 0.025633 | 1.2502e-05 | 1.6002e-06 | 3.6019e-05 | 6.8409e-06 | 0.039334 | 0.039278 | 0.039279 | 0.039277 | 0.039231 | 0.019243 | 0.015455 | 0.008873
NY_Z_J | 9.5079 | 7.5118 | 6.3576 | 6.373 | 5.7157 | 4.9282 | 4.3624 | 4.139 | 6.0291 | 4.1934 | 3.0828 | 3.0194 | 2.6083 | 2.4567 | 2.2312 | 2.0078 | 4.9471 | 3.3341 | 2.2499 | 2.256 | 1.8917 | 1.8381 | 1.8643 | 1.6409 | NY_Z_J | 0.020468 | 0.019206 | 0.01883 | 0.019532 | 2.2758e-05 | 0.00033033 | 0.00062788 | 0.00045584 | 0.03145 | 0.033409 | 0.03405 | 0.032763 | 0.00049455 | 4.8132e-05 | 4.8132e-05 | 5.6844e-05 | 0.094302 | 0.088958 | 0.084948 | 0.088733 | 0.066528 | 0.046037 | 0.053176 | 0.066268
NY_Z_K | 9.5079 | 7.5118 | 6.3576 | 6.373 | 5.7157 | 4.9282 | 4.3624 | 4.139 | 6.0291 | 4.1934 | 3.0828 | 3.0194 | 2.6083 | 2.4567 | 2.2312 | 2.0078 | 4.9471 | 3.3341 | 2.2499 | 2.256 | 1.8917 | 1.8381 | 1.8643 | 1.6409 | NY_Z_K | 0.0069576 | 0.0060605 | 0.0039437 | 0.0041795 | 8.9555e-05 | 2.971e-05 | 5.2281e-05 | 0.00018659 | 0.0087789 | 0.0059105 | 0.0059087 | 0.0056664 | 4.6909e-05 | 1.1739e-05 | 1.1739e-05 | 4.44e-05 | 0.025791 | 0.026205 | 0.02971 | 0.029047 | 0.0099679 | 0.0053565 | 0.0049309 | 0.005341
PJM_AP | 5.1309 | 3.6653 | 2.7201 | 2.6614 | 2.3978 | 1.9781 | 1.7066 | 1.4832 | 4.8235 | 3.1564 | 2.1656 | 2.1134 | 1.8367 | 1.7454 | 1.6185 | 1.3951 | 4.4389 | 2.8824 | 1.8273 | 1.7979 | 1.5085 | 1.5657 | 1.605 | 1.3815 | PJM_AP | 0.045702 | 0.045795 | 0.046028 | 0.046215 | 0.045708 | 0.094246 | 0.10333 | 0.13242 | 0.052982 | 0.052984 | 0.053066 | 0.053066 | 0.052987 | 0.10932 | 0.082612 | 0.084544 | 0.067086 | 0.069545 | 0.073041 | 0.074231 | 0.073082 | 0.14255 | 0.15542 | 0.23095
PJM_ATSI | 5.1687 | 3.73 | 2.8087 | 2.7599 | 2.4711 | 2.0302 | 1.7214 | 1.4979 | 4.9357 | 3.3445 | 2.3887 | 2.3551 | 2.0286 | 1.9079 | 1.7457 | 1.5223 | 4.5433 | 3.0503 | 2.0409 | 2.0348 | 1.6903 | 1.7525 | 1.7421 | 1.5187 | PJM_ATSI | 0.057116 | 0.057371 | 0.067411 | 0.067212 | 0.067363 | 0.091632 | 0.091723 | 0.091493 | 0.070384 | 0.068212 | 0.090716 | 0.090521 | 0.090574 | 0.078885 | 0.053389 | 0.047733 | 0.088936 | 0.10919 | 0.12959 | 0.1294 | 0.13004 | 0.1712 | 0.17871 | 0.18832
PJM_COMD | 5.5706 | 4.2002 | 3.2932 | 3.2171 | 2.8319 | 2.3672 | 1.9858 | 1.7624 | 5.3208 | 3.8196 | 2.927 | 2.9281 | 2.4632 | 2.2744 | 2.0188 | 1.7954 | 4.8087 | 3.375 | 2.4297 | 2.4517 | 2.0289 | 2.0914 | 2.0065 | 1.7831 | PJM_COMD | 0.023841 | 0.032811 | 0.034528 | 0.042195 | 0.033622 | 0.03974 | 0.00012619 | 0.00012435 | 0.015993 | 0.0055432 | 0.01267 | 0.019233 | 0.019305 | 0.0019376 | 5.0938e-06 | 0 | 0.052482 | 0.043956 | 0.071139 | 0.06768 | 0.083312 | 0.054096 | 0.00018509 | 0.00017945
PJM_Dom | 5.5774 | 4.1605 | 3.2043 | 3.1407 | 2.7972 | 2.3653 | 2.1062 | 1.8828 | 5.0545 | 3.3654 | 2.3657 | 2.3197 | 2.0123 | 1.9117 | 1.7711 | 1.5477 | 4.6515 | 3.0677 | 2.008 | 1.9854 | 1.6718 | 1.7211 | 1.7596 | 1.5362 | PJM_Dom | 0.052804 | 0.059063 | 0.066358 | 0.065983 | 0.053663 | 0.052325 | 0.048953 | 0 | 0.060307 | 0.082017 | 0.10076 | 0.098028 | 0.077861 | 0.029281 | 0 | 0 | 0.11159 | 0.14071 | 0.1736 | 0.16984 | 0.16876 | 0.14698 | 0.1317 | 0
PJM_EMAC | 5.7875 | 4.3798 | 3.4125 | 3.3482 | 2.9994 | 2.5596 | 2.2893 | 2.0659 | 5.2065 | 3.5294 | 2.5202 | 2.4686 | 2.1583 | 2.0546 | 1.9123 | 1.6889 | 4.7527 | 3.1916 | 2.124 | 2.0987 | 1.7837 | 1.8182 | 1.8537 | 1.6303 | PJM_EMAC | 0.061896 | 0.063667 | 0.066155 | 0.054206 | 0.03209 | 0.040791 | 0.05202 | 0.023233 | 0.030027 | 0.046077 | 0.073815 | 0.062632 | 0.015545 | 0.0067505 | 0.0062608 | 0.0036971 | 0.16029 | 0.16277 | 0.22834 | 0.23162 | 0.20455 | 0.18303 | 0.18495 | 0.16944
PJM_PENE | 4.9612 | 3.4578 | 2.5181 | 2.4788 | 2.2604 | 1.8331 | 1.5596 | 1.3362 | 4.7427 | 3.0768 | 2.0874 | 2.0298 | 1.7686 | 1.6843 | 1.5655 | 1.3421 | 4.3597 | 2.8123 | 1.7568 | 1.7244 | 1.4439 | 1.5036 | 1.5427 | 1.3193 | PJM_PENE | 0.033737 | 0.033767 | 0.033906 | 0.033872 | 0.03378 | 0.033868 | 0.057333 | 0.057336 | 0.045682 | 0.045683 | 0.045746 | 0.045741 | 0.045689 | 0.045677 | 0.077488 | 0.033242 | 0.063396 | 0.063596 | 0.065382 | 0.065632 | 0.065263 | 0.064851 | 0.10791 | 0.10768
PJM_SMAC | 5.6549 | 4.2315 | 3.2746 | 3.2123 | 2.8705 | 2.4302 | 2.1551 | 1.9317 | 5.1275 | 3.4424 | 2.4418 | 2.3943 | 2.0896 | 1.9884 | 1.85 | 1.6266 | 4.6963 | 3.1329 | 2.072 | 2.046 | 1.7384 | 1.781 | 1.819 | 1.5956 | PJM_SMAC | 0.033606 | 0.048417 | 0.04894 | 0.0476 | 0.046733 | 0.049044 | 0.051376 | 0.042097 | 0.042306 | 0.063306 | 0.069203 | 0.069187 | 0.060247 | 0.021249 | 0.01362 | 0.011111 | 0.06513 | 0.092312 | 0.10118 | 0.101 | 0.10093 | 0.097316 | 0.097181 | 0.096318
PJM_West | 5.3153 | 3.9101 | 2.9913 | 2.9284 | 2.5998 | 2.1676 | 1.8561 | 1.6327 | 5.0371 | 3.4618 | 2.5176 | 2.4946 | 2.1408 | 2.0074 | 1.8251 | 1.6017 | 4.6535 | 3.1595 | 2.1683 | 2.1783 | 1.8117 | 1.8795 | 1.8579 | 1.6345 | PJM_West | 0.097287 | 0.10385 | 0.11027 | 0.11064 | 0.10964 | 0.11109 | 0.11275 | 0.10951 | 0.06768 | 0.088514 | 0.14031 | 0.14031 | 0.11364 | 0.058262 | 0.054331 | 0.0051113 | 0.15617 | 0.17532 | 0.21129 | 0.20628 | 0.21978 | 0.23878 | 0.28577 | 0.23476
PJM_WMAC | 5.0686 | 3.5876 | 2.6426 | 2.584 | 2.3411 | 1.9262 | 1.6546 | 1.4312 | 4.7861 | 3.1193 | 2.127 | 2.0712 | 1.8023 | 1.7151 | 1.5918 | 1.3684 | 4.3926 | 2.8448 | 1.7859 | 1.7534 | 1.4685 | 1.5218 | 1.5603 | 1.3368 | PJM_WMAC | 0.10909 | 0.12481 | 0.12481 | 0.12481 | 0.12481 | 0.12481 | 0.17008 | 0.18125 | 0.11649 | 0.12169 | 0.14451 | 0.14471 | 0.12174 | 0.12155 | 0.1414 | 0.073542 | 0.15017 | 0.17322 | 0.19317 | 0.19307 | 0.19318 | 0.18167 | 0.23638 | 0.25934
S_C_KY | 5.4775 | 4.066 | 3.1434 | 3.079 | 2.755 | 2.3281 | 2.0291 | 1.8057 | 5.165 | 3.5747 | 2.6173 | 2.5885 | 2.2533 | 2.1274 | 1.9647 | 1.7412 | 4.8364 | 3.319 | 2.3257 | 2.3465 | 1.9885 | 2.0671 | 2.0648 | 1.8414 | S_C_KY | 0.0048522 | 0.013409 | 0.027616 | 0.028008 | 0.055861 | 0.055962 | 0.061222 | 0.063187 | 0.009502 | 0.019413 | 0.037088 | 0.037143 | 0.073223 | 0.077618 | 0.072676 | 0.066779 | 0.015782 | 0.030775 | 0.057977 | 0.055992 | 0.10831 | 0.11054 | 0.11739 | 0.12525
S_C_TVA | 5.4234 | 4.03 | 3.1127 | 3.0547 | 2.7594 | 2.3325 | 2.0441 | 1.8207 | 5.1451 | 3.6146 | 2.6816 | 2.6706 | 2.322 | 2.175 | 1.9934 | 1.77 | 4.9454 | 3.4788 | 2.5311 | 2.597 | 2.2664 | 2.3688 | 2.5277 | 2.3042 | S_C_TVA | 0.070151 | 0.11023 | 0.12766 | 0.12353 | 0.13155 | 0.13695 | 0.13741 | 0.1109 | 0.052444 | 0.14631 | 0.17857 | 0.15895 | 0.11282 | 0.098819 | 0.060259 | 0.014461 | 0.14322 | 0.21652 | 0.26323 | 0.24945 | 0.22895 | 0.22237 | 0.16755 | 0.12608
S_D_AECI | 5.4535 | 4.0549 | 3.1393 | 3.0829 | 2.7349 | 2.2927 | 1.9515 | 1.7281 | 5.1886 | 3.6876 | 2.7602 | 2.7541 | 2.3648 | 2.211 | 2.0013 | 1.7779 | 4.8352 | 3.3935 | 2.4498 | 2.4942 | 2.0877 | 2.1723 | 2.1172 | 1.8938 | S_D_AECI | 0.0017827 | 0.0030031 | 0.014003 | 0.014913 | 0.0025319 | 0.015671 | 0.017591 | 0.012581 | 0 | 3.3231e-05 | 0.0017679 | 0.0037954 | 0.0014347 | 0 | 0 | 7.2913e-05 | 0.010536 | 0.017791 | 0.031892 | 0.028147 | 0.026099 | 0.026194 | 0.025125 | 0.027711
S_SOU | 5.4748 | 4.0886 | 3.1722 | 3.1179 | 2.8464 | 2.422 | 2.1514 | 1.9279 | 5.2182 | 3.7174 | 2.7949 | 2.7905 | 2.4415 | 2.2783 | 2.0903 | 1.8669 | 5.1717 | 3.7306 | 2.8322 | 2.9525 | 2.6415 | 2.7501 | 3.0287 | 2.8053 | S_SOU | 0.1256 | 0.20476 | 0.23277 | 0.24527 | 0.23799 | 0.25443 | 0.28271 | 0.28681 | 0.13978 | 0.22493 | 0.30645 | 0.31055 | 0.27248 | 0.28616 | 0.28754 | 0.28615 | 0.30572 | 0.41035 | 0.47572 | 0.47451 | 0.47796 | 0.48358 | 0.45875 | 0.44668
S_VACA | 5.8265 | 4.4367 | 3.5103 | 3.4579 | 3.18 | 2.7576 | 2.5128 | 2.2893 | 5.4733 | 3.9268 | 2.9881 | 2.9827 | 2.6493 | 2.5066 | 2.3324 | 2.1089 | 5.2892 | 3.8096 | 2.842 | 2.9112 | 2.6222 | 2.7417 | 3.0384 | 2.815 | S_VACA | 0.076167 | 0.11102 | 0.16958 | 0.18105 | 0.17286 | 0.15201 | 0.18303 | 0.21027 | 0.065086 | 0.13771 | 0.20506 | 0.2111 | 0.12366 | 0.085814 | 0.10354 | 0.099026 | 0.17034 | 0.25592 | 0.37126 | 0.37729 | 0.32883 | 0.27364 | 0.28306 | 0.31569
SPP_KIAM | 5.2384 | 3.8471 | 2.9385 | 2.8608 | 2.5321 | 2.109 | 1.7725 | 1.5491 | 5.0118 | 3.5075 | 2.5765 | 2.5553 | 2.1761 | 2.0307 | 1.8326 | 1.6092 | 4.7075 | 3.2617 | 2.3108 | 2.344 | 1.9514 | 2.0467 | 1.9946 | 1.7712 | SPP_KIAM | 0 | 0 | 0 | 0 | 0 | 0 | 0 | 0 | 0 | 0 | 0.0070884 | 0.00012753 | 0 | 0 | 0 | 0 | 0 | 0.023341 | 0.028686 | 0.027393 | 0.02453 | 0 | 0 | 0.016369
SPP_N | 5.4008 | 4.0182 | 3.1025 | 3.0367 | 2.6913 | 2.2498 | 1.9027 | 1.6793 | 5.1525 | 3.6535 | 2.7239 | 2.7093 | 2.3141 | 2.1609 | 1.9487 | 1.7253 | 4.7789 | 3.3544 | 2.3956 | 2.4147 | 2.014 | 2.0949 | 2.0283 | 1.8049 | SPP_N | 1.9746e-05 | 0.00021155 | 0.00064004 | 0.0016991 | 0.00019777 | 7.3989e-07 | 7.3989e-07 | 7.3989e-07 | 6.8801e-06 | 0 | 6.8656e-05 | 8.6918e-05 | 0 | 0 | 0 | 0 | 0.0055859 | 0.0091637 | 0.023522 | 0.021743 | 0.0083243 | 0.0041789 | 0.0064005 | 0.0038951
SPP_NEBR | 5.7298 | 4.3607 | 3.4471 | 3.3747 | 3.0323 | 2.591 | 2.238 | 2.0146 | 5.4946 | 3.9962 | 3.0668 | 3.0462 | 2.6445 | 2.4914 | 2.2743 | 2.0508 | 5.0866 | 3.6716 | 2.7049 | 2.7032 | 2.3018 | 2.3738 | 2.2937 | 2.0703 | SPP_NEBR | 0 | 0 | 0 | 0 | 0 | 0 | 0 | 0 | 0 | 0 | 0 | 0 | 0 | 0 | 0 | 0 | 0.00035068 | 0.00055396 | 0.0012336 | 0.00067523 | 0.00046908 | 6.3827e-05 | 8.0808e-05 | 0
SPP_SPS | 5.285 | 3.9079 | 3.0264 | 2.9639 | 2.6422 | 2.1739 | 1.8332 | 1.6098 | 5.0134 | 3.5123 | 2.6153 | 2.5863 | 2.2051 | 2.0568 | 1.8717 | 1.6483 | 4.6883 | 3.2906 | 2.3421 | 2.3158 | 1.99 | 2.1623 | 2.0447 | 1.8213 | SPP_SPS | 0.0031327 | 0.0011417 | 0.00019425 | 7.9904e-05 | 0 | 0 | 0 | 0 | 0.0038886 | 0.00048379 | 3.785e-05 | 7.6434e-06 | 0 | 0 | 0 | 0 | 0.014563 | 0.010651 | 0.016213 | 0.00453 | 0.00044868 | 4.1633e-06 | 0 | 0
SPP_WAUE | 5.3857 | 4.0196 | 3.0984 | 3.0152 | 2.6334 | 2.1579 | 1.7223 | 1.4988 | 5.1457 | 3.645 | 2.7139 | 2.7153 | 2.2275 | 2.0319 | 1.767 | 1.5436 | 4.5876 | 3.1674 | 2.1836 | 2.1952 | 1.7587 | 1.8081 | 1.7104 | 1.487 | SPP_WAUE | 0 | 0 | 0 | 8.639e-05 | 0 | 0 | 0 | 0 | 0 | 0 | 0 | 0 | 0 | 0 | 0 | 0 | 0.001076 | 0.0012486 | 0.0068957 | 0.0081707 | 0.0030013 | 0.0015913 | 0.0026397 | 0.0016369
SPP_WEST | 5.2384 | 3.8471 | 2.9385 | 2.8608 | 2.5321 | 2.109 | 1.7725 | 1.5491 | 5.0118 | 3.5075 | 2.5765 | 2.5553 | 2.1761 | 2.0307 | 1.8326 | 1.6092 | 4.7075 | 3.2617 | 2.3108 | 2.344 | 1.9514 | 2.0467 | 1.9946 | 1.7712 | SPP_WEST | 0.0055451 | 0.0078736 | 0.025833 | 0.033303 | 0.0013444 | 0.001108 | 0.0024462 | 0.00011079 | 0.0019211 | 0.0041787 | 0.046672 | 0.032097 | 0 | 0 | 0 | 0 | 0.042211 | 0.062522 | 0.11747 | 0.11117 | 0.046417 | 0.023138 | 0.026264 | 0.025751
WEC_BANC | 5.974 | 4.7509 | 3.541 | 3.5206 | 3.0475 | 2.3617 | 2.0133 | 1.7899 | 5.5169 | 4.0299 | 3.1137 | 3.1381 | 2.595 | 2.3531 | 2.1211 | 1.8977 | 5.4936 | 4.1485 | 3.1069 | 2.9914 | 2.2899 | 1.9676 | 1.9387 | 1.7153 | WEC_BANC | 0.016735 | 0.017192 | 0.01948 | 0.016697 | 0.021442 | 0.023119 | 0.023385 | 0.023409 | 0.023888 | 0.025882 | 0.025834 | 0.023772 | 0.023057 | 0.021055 | 0.02022 | 0.02022 | 0.030712 | 0.03351 | 0.033461 | 0.030251 | 0.030796 | 0.029783 | 0.028076 | 0.016089
WEC_CALN | 5.8758 | 4.6788 | 3.5291 | 3.5149 | 3.0896 | 2.4151 | 2.0661 | 1.8427 | 5.3854 | 3.8921 | 2.9748 | 2.9917 | 2.514 | 2.3095 | 2.1149 | 1.8915 | 5.4969 | 4.1418 | 3.0228 | 2.8886 | 2.4478 | 3.3541 | 3.4964 | 3.273 | WEC_CALN | 0.10668 | 0.11655 | 0.11932 | 0.10414 | 0.050558 | 0.039442 | 0.023354 | 0.015265 | 0.11066 | 0.15074 | 0.13808 | 0.07858 | 0.010619 | 0.0057687 | 0.0015249 | 0.00084138 | 0.08057 | 0.13898 | 0.13582 | 0.086531 | 0.0079364 | 0.0048354 | 0.00098595 | 0.00059026
WEC_LADW | 5.9807 | 4.7703 | 3.5685 | 3.5322 | 3.0925 | 2.4052 | 2.0565 | 1.8331 | 5.4461 | 3.9445 | 3.0268 | 3.0383 | 2.5445 | 2.331 | 2.128 | 1.9046 | 5.6237 | 4.2509 | 3.0985 | 2.9394 | 2.4459 | 3.7151 | 3.9771 | 3.7537 | WEC_LADW | 0.029317 | 0.036572 | 0.037284 | 0.031922 | 0.03117 | 0.030878 | 0.029632 | 0.024214 | 0.032667 | 0.040281 | 0.040913 | 0.036901 | 0.031703 | 0.031373 | 0.02868 | 0.014607 | 0.034626 | 0.047251 | 0.047222 | 0.046346 | 0.0443 | 0.039789 | 0.00011572 | 4.2659e-06
WEC_SDGE | 5.9964 | 4.7994 | 3.6058 | 3.5545 | 3.1481 | 2.4601 | 2.1135 | 1.8901 | 5.3838 | 3.868 | 2.9492 | 2.9486 | 2.5038 | 2.32 | 2.1476 | 1.9242 | 5.7617 | 4.3612 | 3.0993 | 2.8977 | 2.6118 | 5.4745 | 6.0272 | 5.8038 | WEC_SDGE | 0.014907 | 0.01491 | 0.02041 | 0.024541 | 0.018593 | 0.018812 | 0.013224 | 0.009841 | 0.026728 | 0.027232 | 0.027299 | 0.017313 | 0.011501 | 0.0097708 | 0.0075096 | 0.0073918 | 0.021031 | 0.021859 | 0.024548 | 0.012783 | 0.010054 | 0.0056993 | 8.3992e-05 | 0.00010248
WECC_AZ | 5.4507 | 4.2783 | 3.2296 | 3.2536 | 2.8568 | 2.2064 | 1.856 | 1.6325 | 5.0259 | 3.5524 | 2.6473 | 2.6708 | 2.2308 | 2.043 | 1.8705 | 1.647 | 5.0468 | 3.7293 | 2.6785 | 2.6107 | 2.2858 | 2.7207 | 2.3644 | 2.141 | WECC_AZ | 0.037028 | 0.065083 | 0.067251 | 0.057764 | 0.031296 | 0.029595 | 0.048295 | 0.042487 | 0.008245 | 0.043416 | 0.051678 | 0.058209 | 0.022035 | 0.0069402 | 0.0090645 | 0.0080349 | 0.082101 | 0.11508 | 0.15025 | 0.17113 | 0.14052 | 0.11781 | 0.13585 | 0.12281
WECC_CO | 5.3041 | 4.0573 | 3.1506 | 3.1396 | 2.775 | 2.2012 | 1.8461 | 1.6227 | 4.9878 | 3.5013 | 2.6059 | 2.4038 | 2.2209 | 2.0687 | 1.8922 | 1.6688 | 4.3557 | 3.1008 | 2.2575 | 2.1382 | 2.0466 | 2.4415 | 2.2072 | 1.9838 | WECC_CO | 0.015043 | 0.025553 | 0.041001 | 0.046955 | 0.011299 | 0.012165 | 0.021214 | 0.024301 | 0.0033861 | 0.013183 | 0.035712 | 0.046148 | 0.00094592 | 0 | 0.00047834 | 0.0011493 | 0.024162 | 0.043529 | 0.074247 | 0.092828 | 0.037201 | 0.018186 | 0.023505 | 0.028646
WECC_ID | 5.2249 | 4.0302 | 3.1386 | 3.188 | 2.7742 | 2.1396 | 1.8005 | 1.577 | 4.9654 | 3.4956 | 2.5705 | 2.5965 | 2.1611 | 1.9648 | 1.7941 | 1.5706 | 4.5068 | 3.1244 | 2.1461 | 2.1577 | 1.929 | 1.9921 | 1.8264 | 1.603 | WECC_ID | 0.003609 | 0.0036875 | 0.0036152 | 0.0036236 | 0.0036067 | 0.0036067 | 0.013966 | 0.04102 | 0.00045259 | 0.0056652 | 0.0057297 | 0.0070972 | 0.0049318 | 0.00041232 | 0 | 0 | 0.0055827 | 0.0098017 | 0.012597 | 0.012815 | 0.010427 | 0.0049683 | 0.0072174 | 0.0029647
WECC_IID | 5.9874 | 4.7898 | 3.596 | 3.5437 | 3.1376 | 2.4487 | 2.0996 | 1.8762 | 5.3754 | 3.8591 | 2.94 | 2.9385 | 2.4939 | 2.3089 | 2.1348 | 1.9114 | 5.7538 | 4.3533 | 3.0901 | 2.8873 | 2.6018 | 5.4626 | 6.0154 | 5.792 | WECC_IID | 0 | 0 | 0 | 0 | 0 | 0 | 0 | 0 | 0 | 0 | 0 | 0 | 0 | 0 | 0 | 0 | 0 | 0 | 1.6972e-05 | 0 | 1.6972e-05 | 0 | 0 | 0
WECC_MT | 5.5717 | 4.1944 | 3.2961 | 3.1888 | 2.8389 | 2.3693 | 1.8498 | 1.6264 | 5.4257 | 3.9354 | 2.964 | 2.9715 | 2.4883 | 2.2968 | 2.0174 | 1.7939 | 4.8686 | 3.4626 | 2.4444 | 2.4565 | 2.0214 | 2.0513 | 1.9308 | 1.7074 | WECC_MT | 0 | 0 | 0 | 0 | 0 | 0 | 0 | 0.0017491 | 0 | 0 | 0 | 0 | 0 | 0 | 0 | 0 | 0 | 9.3774e-05 | 0.00034757 | 0.00036685 | 0.00036685 | 0 | 0 | 0
WECC_NM | 5.0558 | 3.7397 | 2.8844 | 2.8852 | 2.5434 | 1.9854 | 1.6544 | 1.431 | 4.732 | 3.239 | 2.377 | 2.3702 | 1.9833 | 1.8349 | 1.6869 | 1.4635 | 4.4643 | 3.0868 | 2.1697 | 2.1474 | 1.9199 | 2.3068 | 2.0825 | 1.8591 | WECC_NM | 0.0027918 | 0.0095278 | 0.0095715 | 0.0097059 | 0.00094418 | 0.00048192 | 0.0010328 | 0.0013025 | 0.0036013 | 0.0096674 | 0.014852 | 0.021185 | 0.0024878 | 0.0002128 | 0.00016047 | 0.00017868 | 0.029296 | 0.032707 | 0.035068 | 0.039997 | 0.025164 | 0.008612 | 0.0086393 | 0.0092759
WECC_NNV | 5.4036 | 4.2206 | 3.2554 | 3.2891 | 2.8978 | 2.2582 | 1.9129 | 1.6895 | 5.0723 | 3.5976 | 2.683 | 2.71 | 2.273 | 2.0942 | 1.9238 | 1.7004 | 4.8436 | 3.4898 | 2.4846 | 2.4516 | 2.1654 | 2.2752 | 2.146 | 1.9226 | WECC_NNV | 0.0014415 | 0.0035102 | 0.0026284 | 0.0031864 | 0.001437 | 0.00087304 | 0.0086053 | 0.0078776 | 0.0020637 | 0.0013071 | 0.0022612 | 0.0024961 | 0.0013067 | 0.0004701 | 0.00012797 | 0 | 0.0028489 | 0.0039365 | 0.0043586 | 0.0039765 | 0.004015 | 0.0032645 | 0.0075646 | 0.0011554
WECC_PNW | 5.3019 | 4.1009 | 3.1294 | 3.1678 | 2.7286 | 2.081 | 2.8809 | 2.6575 | 5.0085 | 3.5485 | 2.6075 | 2.6352 | 2.1424 | 1.9385 | 1.7234 | 1.5 | 4.5858 | 3.225 | 2.1979 | 2.1865 | 1.7037 | 1.6115 | 1.4644 | 1.2409 | WECC_PNW | 0.049754 | 0.080628 | 0.080913 | 0.065586 | 0.053161 | 0.070821 | 0.011033 | 0.0084334 | 0.0019106 | 0.0097111 | 0.026956 | 0.039384 | 0.016905 | 0.0035342 | 1.1659e-06 | 0 | 0.0028837 | 0.010984 | 0.014471 | 0.022163 | 0.013788 | 0.0026874 | 0.00070656 | 0.00029332
WECC_SCE | 5.8267 | 4.6428 | 3.5231 | 3.5121 | 3.1107 | 2.4419 | 2.0925 | 1.869 | 5.3196 | 3.8232 | 2.9054 | 2.9184 | 2.4735 | 2.2877 | 2.1118 | 1.8884 | 5.4985 | 4.1385 | 2.9808 | 2.8372 | 2.5267 | 4.0473 | 4.2752 | 4.0518 | WECC_SCE | 0.052958 | 0.053393 | 0.055932 | 0.055498 | 0.040952 | 0.040861 | 0.026688 | 0.026049 | 0.080619 | 0.08325 | 0.094589 | 0.05386 | 0.030395 | 0.030234 | 0.013988 | 0.013891 | 0.095887 | 0.096135 | 0.11654 | 0.063569 | 0.039963 | 0.040602 | 0.0029611 | 0.00061751
WECC_SNV | 5.4705 | 4.3007 | 3.2562 | 3.2811 | 2.8917 | 2.2492 | 1.903 | 1.6796 | 5.0726 | 3.5965 | 2.6796 | 2.7034 | 2.2648 | 2.0847 | 1.9138 | 1.6904 | 5.0541 | 3.7368 | 2.6798 | 2.5897 | 2.2622 | 2.4456 | 2.3523 | 2.1289 | WECC_SNV | 0.036594 | 0.034513 | 0.035039 | 0.033858 | 0.028781 | 0.030369 | 0.033009 | 0.017513 | 0.034418 | 0.041359 | 0.041852 | 0.039633 | 0.035966 | 0.027788 | 0.023843 | 0.00031343 | 0.052631 | 0.056671 | 0.059573 | 0.059955 | 0.055783 | 0.055594 | 0.045586 | 0.01388
WECC_UT | 5.2458 | 4.0543 | 3.1549 | 3.1816 | 2.7976 | 2.164 | 1.8207 | 1.5972 | 4.9734 | 3.4986 | 2.581 | 2.6 | 2.1716 | 2.0101 | 1.8484 | 1.625 | 4.5577 | 3.176 | 2.2163 | 2.2184 | 2.0528 | 2.5283 | 2.3014 | 2.078 | WECC_UT | 0.014782 | 0.021687 | 0.02135 | 0.021542 | 0.014009 | 0.021676 | 0.052868 | 0.054981 | 0.00020383 | 0.0076104 | 0.019102 | 0.021995 | 0.020911 | 0.0018011 | 0.00039086 | 0.00047034 | 0.00098004 | 0.030636 | 0.043018 | 0.046047 | 0.046303 | 0.010707 | 0.01918 | 0.023958
WECC_WY | 5.2803 | 3.9466 | 3.0374 | 2.9748 | 2.6137 | 2.1263 | 1.7456 | 1.5222 | 5.0408 | 3.5549 | 2.6233 | 2.6187 | 2.1854 | 2.0164 | 1.7984 | 1.5749 | 4.5896 | 3.183 | 2.206 | 2.2107 | 1.8344 | 1.947 | 1.9033 | 1.6799 | WECC_WY | 0 | 5.671e-05 | 4.0664e-06 | 5.3455e-06 | 5.6686e-05 | 0 | 0 | 0 | 0 | 0 | 1.5029e-05 | 1.8001e-05 | 0 | 0 | 0 | 0 | 7.8354e-06 | 8.2593e-05 | 0.00020114 | 0.00053446 | 0.0010626 | 0.00074964 | 2.688e-05 | 0.00027724