## Results - config#7046
Activity ID | Activity ID User Supplied | Location ID | Date Sampled | Characteristic Name | Result Detection Condition | Result Value | Result Unit | Result Sample Fraction | Result Analytical Method ID | Result Analytical Method Context | Analysis Start Date | Result Detection/Quantitation Limit Type | Result Detection/Quantitation Limit Measure | Result Detection/Quantitation Limit Unit | Result Comment
a |  | S-1 | 2014/05/21 | Phosphorus as P | Not Detected | 0.022 | mg/l | Total | 4500-P-F | APHA | 2014/06/02 | Lower Quantitation Limit | 0.002 | mg/l
a |  | S-1 | 2014/05/21 | Nitrogen as N |  | 0.833 | mg/l | Total | 4500-N-C | APHA | 2014/06/04 | Lower Quantitation Limit | 0.050 | mg/l
b |  | P-3 | 2014/05/21 | Nitrogen as N | Present Below Quantification Limit |  |  | Total | 4500-N-C | APHA | 2014/06/04 | Lower Quantitation Limit | 0.050 | mg/l
Note on A1: U.S. EPA User or Contractor: Do not populate. Please Leave blank
Note on F1: U.S. EPA User or Contractor: If you have a < or > sign, please populate this cell with reasoning. DO NOT populate the result value if you use this field!

## ALL SiteElements -config#7004
Contributing Drainage Area Measure Unit | Contributing Drainage Area Measure Value | Drainage Area Measure Unit | Drainage Area Measure Value | HUC 12 | HUC 8 | County Name | Monitoring Location County Code (Auto-Generated) | Monitoring Location Description | Monitoring Location Horizontal Accuracy Measure Value | Monitoring Location Horizontal Accuracy Unit | Monitoring Location Horizontal Collection Method | Monitoring Location Horizontal Reference Datum | Monitoring Location ID | Monitoring Location Latitude (DD.DDDD) | Monitoring Location Longitude (-DDD.DDDD) | Monitoring Location Name | Monitoring Location Source Map Scale | Monitoring Location State | Monitoring Location Type | Tribal Land Indicator | Tribal Land Name | Vertical Accuracy Measure Unit | Vertical Accuracy Measure Value | Vertical Collection Method | Vertical Measure | Vertical Reference Datum | Vertical Unit | Alternate Monitoring Location Context | Alternate Monitoring Location ID | Monitoring Location Attachment File Name | Monitoring Location Attachment Type | Aquifer Type Name | Construction Date | Local Aquifer Code | Local Aquifer Code Context | National Aquifer Code | Well Depth Measure Unit | Well Depth Measure Value | Well Formation Type | Well Hole Depth Measure Value | Well Hole Depth Unit | Well Type | All - The Entire Domain Lists (ZIP) | GetDomainValues
[6 empty] | Salt Lake | 035 |  |  |  | Interpolation-Map | NAD27 | S-1 | 40.594 | -111.72 | Template ML 1 | 24000 | UT | Spring | No
[6 empty] | Berkeley | 015 |  |  |  | GPS-Unspecified | NAD83 | P-1 | 40.594 | -111.72 | Template ML 2 |  | SC | River/Stream | No
[6 empty] | Berkeley | 003 |  |  |  | GPS-Unspecified | NAD83 | P-3 | 40.527 | -111.755 | Template ML 3 |  | WV | River/Stream | No
[6 empty] | Custer | 027 |  |  |  | Interpolation-Map | NAD27 | ML-04 | 40.657 | -111.77 | Template ML 4 | 12000 | CO | Spring | No
[6 empty] | Custer | 037 |  |  |  | GPS-Unspecified | NAD83 | ML-05 | 40.522 | -112.149 | Template ML 5 |  | ID | River/Stream | No
[6 empty] | Salt Lake | 035 |  |  |  | GPS-Unspecified | NAD83 | ML-06 | 40.765 | -111.848 | Template ML 6 |  | UT | River/Stream | No
[6 empty] | Salt Lake | 035 |  |  |  | GPS-Unspecified | NAD83 | ML-07 | 40.771 | -111.892 | Template ML 7 |  | UT | River/Stream | No
[6 empty] | Salt Lake | 035 |  |  |  | GPS-Unspecified | NAD83 | ML-08 | 40.779 | -112.099 | Template ML 8 |  | UT | River/Stream | No
[6 empty] | Salt Lake | 035 |  |  |  | GPS-Unspecified | NAD83 | ML-09 | 40.598 | -111.685 | Template ML 9 |  | UT | River/Stream | No

## ALL ResultElements -config#5838
Activity Bottom Depth/Height Measure | Activity Bottom Depth/Height Unit | Activity Comment | Activity Depth Altitude Reference Point | Activity Depth/Height Measure | Activity Depth/Height Unit | Activity End Date (MM/DD/YYYY) | Activity End Time (HH24:MI) | Activity End Time Zone | Activity Horizontal Accuracy Measure | Activity Horizontal Accuracy Unit | Activity Horizontal Collection Method | Activity Horizontal Reference Datum | Activity ID (CHILD-subset) | Activity ID User Supplied (PARENTs) | Activity Latitude (DD.DDDD) | Activity Location Description Text | Activity Longitude (-DDD.DDDD) | Activity Media Name | Activity Media Subdivision Name | Activity Relative Depth Name | Activity Source Map Scale | Activity Start Date (MM/DD/YYYY) | Activity Start Time (HH24:MI) | Activity Start Time Zone | Activity Top Depth/Height Measure | Activity Top Depth/Height Unit | Activity Type | Assemblage Sampled Name | Boat Speed Measure | Boat Speed Unit | Chemical Preservative Used | Collection Area Measure | Collection Area Unit | Collection Description Text | Collection Duration Measure | Collection Duration Unit | Collection Effort Gear Procedure Unit | Collection Effort Measure | Current Speed Measure | Current Speed Unit | Habitat Selection Method | Hydrologic Condition | Hydrologic Event | Monitoring Location ID | Net Mesh Size Measure | Net Mesh Size Unit | Net Surface Area Measure | Net Surface Area Unit | Net Type | Pass Count | Reach Length Measure | Reach Length Unit | Reach Width Measure | Reach Width Unit | Sample Collection Equipment Comment | Sample Collection Equipment Name | Sample Collection Method Context | Sample Collection Method ID | Sample Container Color | Sample Container Label Name | Sample Container Type | Sample Preparation Method ID | Sample Transport Storage Description | Sampling Component Name | Thermal Preservative Used | Toxicity Test Type | Activity Attachment File Name | Activity Attachment Type | Activity Conducting Organization(s) | Activity Group ID | Activity Group Name | Activity Group Type | Project ID | Analysis End Date (MM/DD/YYYY) | Analysis End Time (HH24:MI:SS) | Analysis End Time Zone | Analysis Start Date (MM/DD/YYYY) | Analysis Start Time (HH24:MI:SS) | Analysis Start Time Zone | Bias | Biological Individual ID | Biological Intent | Characteristic Name | Characteristic Name User Supplied | Confidence Interval | Data Logger Line | Group Summary Count | Group Summary Weight Measure | Group Summary Weight Unit | Laboratory Accreditation Authority | Laboratory Accreditation Indicator (Yes/No) | Laboratory Comment Text | Laboratory Name | Laboratory Sample Split Ratio | Lower Confidence Limit | Method Speciation | Precision | Proportion Sample Processed Numeric | Record Identifier User Supplied | Result Analytical Comparable Method Context | Result Analytical Comparable Method ID | Result Analytical Comparable Method Modification Text | Result Analytical Method Context | Result Analytical Method ID | Result Comment | Result Depth/Altitude Reference Point | Result Depth/Height Measure | Result Depth/Height Unit | Result Detection Condition | Result Particle Size Basis | Result Sample Fraction | Result Sampling Point Comment Text | Result Sampling Point Name | Result Sampling Point Place In Series | Result Sampling Point Type | Result Status ID | Result Temperature Basis | Result Time Basis | Result Unit | Result Value | Result Value Type | Result Weight Basis | Sample Tissue Anatomy | Statistical Base Code | Statistical N Value Numeric | Subject Taxonomic Name | Subject Taxonomic Name User Supplied | Subject Taxonomic Name User Supplied Reference Text | Target Count | Taxonomist Accreditation Authority | Taxonomist Accreditation Indicator (Yes/No) | Unidentified Species ID | Upper Confidence Limit | Result Attachment File Name | Result Attachment Type | Result Detection Limit Comment | Result Detection Limit Type | Result Detection Limit Unit | Result Detection Limit Value | Frequency Class Descriptor | Frequency Class Lower Bound | Frequency Class Unit | Frequency Class Upper Bound | Lab Sample Preparation End Date (MM/DD/YYYY) | Lab Sample Preparation End Time (HH24:MI) | Lab Sample Preparation End Time Zone | Lab Sample Preparation Method ID | Lab Sample Preparation Start Date (MM/DD/YYYY) | Lab Sample Preparation Start Time (HH24:MI) | Lab Sample Preparation Start Time Zone | Substance Dilution Factor | Result Qualifier | Taxon Cell Form | Taxon Cell Shape | Taxon Citation ID | Taxon Pollution Tolerance | Taxon Pollution Tolerance Scale | Taxon Trophic Level | Taxon Voltinism | Taxon Functional Feeding Group | Taxon Habit | All - The Entire Domain Lists (ZIP) | GetDomainValues
[13 empty] | a |  |  |  |  | Water |  |  |  | 2014-05-21 |  |  |  |  | Sample-Routine | [16 empty] | S-1 | [11 empty] | Bucket | [16 empty] | TEMPLATE_PCHEM |  |  |  | 2014-06-02 | [5 empty] | Phosphorus | [12 empty] | as P | [6 empty] | APHA | 4500-P-F |  |  |  |  | Not Detected |  | Total |  |  |  |  | Final |  |  | mg/l | 0.022 | Actual | [15 empty] | Lower Quantitation Limit | mg/l | 0.002
[13 empty] | a |  |  |  |  | Water |  |  |  | 2014-05-21 |  |  |  |  | Sample-Routine | [16 empty] | S-1 | [11 empty] | Bucket | [16 empty] | TEMPLATE_PCHEM |  |  |  | 2014-06-04 | [5 empty] | Nitrogen | [12 empty] | as N | [6 empty] | APHA | 4500-N-C | [6 empty] | Total |  |  |  |  | Final |  |  | mg/l | 0.833 | Actual | [15 empty] | Lower Quantitation Limit | mg/l | 0.050
[13 empty] | b |  |  |  |  | Water |  |  |  | 2014-05-21 |  |  |  |  | Sample-Routine | [16 empty] | P-3 | [11 empty] | Bucket | [16 empty] | TEMPLATE_PCHEM |  |  |  | 2014-06-04 | [5 empty] | Nitrogen | [12 empty] | as N | [6 empty] | APHA | 4500-N-C |  |  |  |  | Present Below Quantification Limit |  | Total |  |  |  |  | Final |  |  |  |  | Actual | [15 empty] | Lower Quantitation Limit | mg/l | 0.050

## Instructions
USEPA WQXWeb Physical Chemistry Template |  | Domain values last updated: 05/04/2019 11:00 AM
Version 3.0
• This template is a data entry spreadsheet that guides data owners through organizing water quality data into a format that meets WQX data validation requirements.
• This template is intended to be paired with the WQXWeb Import Configuration - The WQX Web Phycial Chemical Template changes to the order of columns or the data format in this WQX Web template spreadsheet also need to be applied to the WQXWeb Import Configuration.
• Please refer to the 'Definitions' tab for a detailed explanation of the contents within each data entry worksheet, in addition to a complete list of WQX Allowable Values.
Worksheets are color coded by function. The three blue tabs are used to enter data, and the green tabs are reference lists.
Group Name | Use | Worksheet Name | Description
Data Entry Worksheets | A template for submission of water quality monitoring data. Projects, Monitoring Locations and Results templates are provided for users | Results | The Results tab contains the field and laboratory water quality data collected. Import Configuration# 7046
|  | ALL Monitoring Locations elements | The Monitoring Locations tab contains information about the sites were water quality data is being collected. (alphabetical elements). Import Configuration# 7004
|  | ALL Results elelments | The Results tab contains the field and laboratory water quality data collected. (alphabetical elements) Import Configuration# 5838
Allowable Values/ Look-up Lists/ Domain Values | Tables of allowable values for specific columns in the Data Entry worksheets. All green-colored cells contain the values that should be used in the worksheets. Others cells are included for additional reference. **Please note that these tables are hidden from view.** | Allowed Values - Monitoring Locs | This tab contains multiple tables of listing the values that can be entered in particular columns in the Monitoring Locations tab.
|  | Allowed Values - Results | This tab contains multiple tables of listing the values that can be entered in particular columns in the Results tab.
|  | Characteristics | This tab contains a table of all Characteristics in STORET that can be used in the Characteristic Name field in the Results tab. The table also has fields to indicate if a particular Characteristic requires a Sample Fraction or Field/Lab Analytical Procedure (or both) for a particular characteristic.
|  | Analytical Methods | This tab contains a list of all nationally available result analytical methods. Additional methods can be defined by an organization in the "Analytical & Collection Methods" tab.
|  | Units of Measure | This tab contains a single table listing all result units of measure available in WQX.
|  | Analytical & Collection Methods | This tab can be used to record organization specific Result Analytical Methods and Sample Collection Methods. Data entered in this tab is not exported to WQXWeb.
For assistance with using this template, please refer to the US EPA STORET/WQX online resources at http://www.epa.gov/storet/
The most recent copy of this template and corresponding dictionary can be downloaded from http://www.epa.gov/storet/wqx/wqxweb_downloads.html
For WQX Web Tutorial Videos, please refer to the OW STORET YouTube Channel:https://www.youtube.com/channel/UCwEsZ21OS2aCIfSRwQfJNTA
If you have questions or comments about this template, please send email to the STORET Help Desk at STORET@epa.gov
How do I prepare my data for submission?
Data owners may find the template and domain value services helpful when preparing their data sets.
Download the Data Exchange Template (excel file) - data directory and element definition.
Download the WQX Flow Configuration document - data validation rules, services and schema. The principle document which captures the detailed data exchange processing rules governing WQX using narrative text, diagrams and examples.
WQX Domain Values tables provide data elements to assist data owners and users in conforming to a consistent nomenclature and can be queried to determine the EPA-supplied values.
Glossary of Terms
The following is a glossary of some of the acronyms or terms used in the WQX Web Application or User Guide.
If a definition includes a term that is also in the glossary, it is displayed like this.
How do I prepare my data for submission to WQX Web
The interface allows you to create Import Configurations that WQX web uses to translate your data files into WQX format and enables you to upload your file. Data is formatted into rows and columns that contain the information or metadata supporting the data result, including: where was it collected, when was it collected, how was it analyzed, and other description fields.
Quick WQX Web User guide
Full WQX Web 3.0 User Guide
WQX Web Template – Contains the Excel spreadsheets only

## Definitions
WQX / WQX Web Data Element Descriptions
Tab in Spreadsheet | Data Element (mandatory) | WQX Definition | Required for submission? | Data Type | Header Row | sortKEY
PROJECT | Project ID (ProjectIdentifier) | A designator used to uniquely identify a data collection project within a context of an organization. | Mandatory | string min 1 string max 55 | Project ID
PROJECT | Project Name (ProjectName) | The name assigned by the Organization (project leader or principal investigator) to the project. | Mandatory | string min 1 string max 512 | Project Name
PROJECT | Project Description (ProjectDescriptionText) | Project description, which may include a description of the project purpose, summary of the objectives, or brief summary of the results of the project. | Conditional (see business rule) | string max 4000 | Project Description
PROJECT | QAPP Approval Agency Name (QAPPApprovalAgencyName) | An outside approval authority identifier for the QAPP (e.g. EPA or State Organization). | Optional | string max 50 | QAPP Approval Agency Name
PROJECT | QAPP Approved Indicator (QAPPApprovedIndicator) | Indicates whether a Quality Assurance Project Plan (QAPP) has been approved for the submitted project. | Optional | boolean | QAPP Approved Indicator
PROJECT | Sampling Design Type (SamplingDesignTypeCode) | A code used to identify the type of sampling design employed for this project to ensure that sampling activities can support project objectives. | Optional | From domain values string min 1 string max 20 | Sampling Design Type
PROJECT | Project Attachment File Name (ProjectBinaryObjectFileName) | The text describing the descriptive name used to represent the file, including file extension. | Conditional (see business rule) | string min 1 string max 255 | Project Attachment File Name
PROJECT | Project Attachment Type (ProjectBinaryObjectFileTypeCode) | The text or acronym describing the binary content type of a file. | Conditional (see business rule) | string min 1 string max 6 | Project Attachment Type
MONITORING LOCATION | Contributing Drainage Area Measure Unit (MeasureUnitCode) | The code that represents the unit for measuring the item. | Optional | From domain values string max 12 | Contributing Drainage Area Measure Unit
MONITORING LOCATION | Contributing Drainage Area Measure Value (MeasureValue) | The recorded dimension, capacity, quality, or amount of something ascertained by measuring or observing. | Optional | string max 60 | Contributing Drainage Area Measure Value
MONITORING LOCATION | Drainage Area Measure Unit (MeasureUnitCode) | The code that represents the unit for measuring the item. | Optional | From domain values string max 12 | Drainage Area Measure Unit
MONITORING LOCATION | Drainage Area Measure Value (MeasureValue) | The recorded dimension, capacity, quality, or amount of something ascertained by measuring or observing. | Optional | string max 60 | Drainage Area Measure Value
MONITORING LOCATION | HUC 12 (HUCTwelveDigitCode) | The 12 digit federal code used to identify the hydrologic unit of the monitoring location to the subwatershed level of precision. | Optional | string max 12 | HUC 12
MONITORING LOCATION | HUC 8 (HUCEightDigitCode) | The 8 digit federal code used to identify the hydrologic unit of the monitoring location to the cataloging unit level of precision. | Optional | string max 8 | HUC 8
MONITORING LOCATION | County Name (CountyCode) | A code designator used to identify a U.S. county or county equivalent. | Optional | From domain values string max 3 | County Name
MONITORING LOCATION | Monitoring Location Description (MonitoringLocationDescriptionText) | Text description of the monitoring location. | Optional | string max 4000 | Monitoring Location Description
MONITORING LOCATION | Monitoring Location Horizontal Accuracy Measure Value (MeasureValue) | The recorded dimension, capacity, quality, or amount of something ascertained by measuring or observing. | Optional | string max 60 | Monitoring Location Horizontal Accuracy Measure Value
MONITORING LOCATION | Monitoring Location Horizontal Accuracy Unit (MeasureUnitCode) | The code that represents the unit for measuring the item. | Conditional (see business rule) | From domain values string max 12 | Monitoring Location Horizontal Accuracy Unit
MONITORING LOCATION | Monitoring Location Horizontal Collection Method (HorizontalCollectionMethodName) | The name that identifies the method used to determine the latitude and longitude coordinates for a point on the earth. | Mandatory | From domain values string min 1 string max 70 | Monitoring Location Horizontal Collection Method
MONITORING LOCATION | Monitoring Location Horizontal Reference Datum (HorizontalCoordinateReferenceSystemDatumName) | The name that describes the reference datum used in determining latitude and longitude coordinates. | Mandatory | From domain values string min 1 string max 6 | Monitoring Location Horizontal Reference Datum
MONITORING LOCATION | Monitoring Location ID (MonitoringLocationIdentifier) | A designator used to describe the unique name, number, or code assigned to identify the monitoring location. | Mandatory | string min 1 string max 55 | Monitoring Location ID
MONITORING LOCATION | Monitoring Location Latitude (LatitudeMeasure) | The measure of the angular distance on a meridian north or south of the equator. | Mandatory | Decimal; up to 12 digits | Monitoring Location Latitude (DD.DDDD)
MONITORING LOCATION | Monitoring Location Longitude (LongitudeMeasure) | The measure of the angular distance on a meridian east or west of the prime meridian. | Mandatory | Decimal; up to 14 digits | Monitoring Location Longitude (-DDD.DDDD)
MONITORING LOCATION | Monitoring Location Name (MonitoringLocationName) | The designator specified by the sampling organization for the site at which sampling or other activities are conducted. | Mandatory | string min 1 string max 255 | Monitoring Location Name
MONITORING LOCATION | Monitoring Location Source Map Scale (SourceMapScale) | The relationship or ratio between distance on a map and corresponding distance on the ground. Example 1:100,000 where 1 cm = 1 km | Conditional (see business rule) | String max 60 | Monitoring Location Source Map Scale
MONITORING LOCATION | Monitoring Location State (StateCode) | A code designator used to identify a principal administrative subdivision of the United States, Canada, or Mexico. | Conditional (see business rule) | From domain values string max 2 | Monitoring Location State
MONITORING LOCATION | Monitoring Location Type (MonitoringLocationTypeName) | The descriptive name for a type of monitoring location. | Mandatory | From domain values string min 1 string max 45 | Monitoring Location Type
MONITORING LOCATION | Tribal Land Indicator (TribalLandIndicator) | An indicator denoting whether the location is on a tribal land. | Optional | boolean | Tribal Land Indicator
MONITORING LOCATION | Tribal Land Name (TribalLandName) | The name of an American Indian or Alaskan native area where the location exists. | Optional | string max 512 | Tribal Land Name
MONITORING LOCATION | Vertical Accuracy Measure Unit (VerticalAccuracyMeasureUnitCode) | The code that represents the unit for measuring the item. | Optional | From domain values string max 12 | Vertical Accuracy Measure Unit
MONITORING LOCATION | Vertical Accuracy Measure Value (VerticalAccuracyMeasureValue) | The recorded dimension, capacity, quality, or amount of something ascertained by measuring or observing. | Optional | string max 60 | Vertical Accuracy Measure Value
MONITORING LOCATION | Vertical Collection Method (VerticalCollectionMethodName) | The name that identifies the method used to collect the vertical measure (i.e. the altitude) of a reference point. | Conditional (see business rule) | From domain values string max 50 | Vertical Collection Method
MONITORING LOCATION | Vertical Measure (VerticalMeasureValue) | The recorded dimension, capacity, quality, or amount of something ascertained by measuring or observing. | Optional | string max 60 | Vertical Measure
MONITORING LOCATION | Vertical Reference Datum (VerticalCoordinateReferenceSystemDatumName) | The name of the reference datum used to determine the vertical measure (i.e., the altitude). | Conditional (see business rule) | From domain values string max 10 | Vertical Reference Datum
MONITORING LOCATION | Vertical Unit (VerticalMeasureUnitCode) | The code that represents the unit for measuring the item. | Conditional (see business rule) | From domain values string max 12 | Vertical Unit
MONITORING LOCATION | Alternate Monitoring Location Context (MonitoringLocationIdentifierContext) | Identifies the source or data system that created or defined the monitoring location identifier | Conditional (see business rule) | string min 1 string max 120 | Alternate Monitoring Location Context
MONITORING LOCATION | Alternate Monitoring Location ID (MonitoringLocationIdentifier) | A designator used to describe the unique name, number, or code assigned to identify the monitoring location. | Conditional (see business rule) | string min 1 string max 55 | Alternate Monitoring Location ID
MONITORING LOCATION | Monitoring Location Attachment File Name (MonitoringLocationBinaryObjectFileName) | The text describing the descriptive name used to represent the file, including file extension. | Conditional (see business rule) | string min 1 string max 255 | Monitoring Location Attachment File Name
MONITORING LOCATION | Monitoring Location Attachment Type (MonitoringLocationBinaryObjectFileTypeCode) | The text or acronym describing the binary content type of a file. | Conditional (see business rule) | string min 1 string max 6 | Monitoring Location Attachment Type
MONITORING LOCATION | Aquifer Type Name (AquiferTypeName) | The type of aquifer, such as confined or unconfined. | Optional | From domain values string max 255 | Aquifer Type Name
MONITORING LOCATION | Construction Date (ConstructionDate) | The date of construction when well was completed. | Optional | Date | Construction Date
MONITORING LOCATION | Local Aquifer Code (LocalAquiferCode) | A code that designates the local aquifer associated with groundwater. | Conditional (see business rule) | string max 120 | Local Aquifer Code
MONITORING LOCATION | Local Aquifer Code Context (LocalAquiferCodeContext) | The code that Identifies the source or data system that created or defined the identifier | Conditional (see business rule) | From domain values string max 35 | Local Aquifer Code Context
MONITORING LOCATION | National Aquifer Code (NationalAquiferCode) | A code that designates the principal aquifer associated with groundwater. | Optional | From domain values string max 120 | National Aquifer Code
MONITORING LOCATION | Well Depth Measure Unit (MeasureUnitCode) | The code that represents the unit for measuring the item. | Optional | From domain values string max 12 | Well Depth Measure Unit
MONITORING LOCATION | Well Depth Measure Value (MeasureValue) | The recorded dimension, capacity, quality, or amount of something ascertained by measuring or observing. | Optional | string max 60 | Well Depth Measure Value
MONITORING LOCATION | Well Formation Type (FormationTypeText) | Name of the primary formation or soils unit, in which the well is completed. | Optional | From domain values string max 50 | Well Formation Type
MONITORING LOCATION | Well Hole Depth Measure Value (MeasureValue) | The recorded dimension, capacity, quality, or amount of something ascertained by measuring or observing. | Optional | string max 60 | Well Hole Depth Measure Value
MONITORING LOCATION | Well Hole Depth Unit (MeasureUnitCode) | The code that represents the unit for measuring the item. | Optional | From domain values string max 12 | Well Hole Depth Unit
MONITORING LOCATION | Well Type (WellTypeText) | Identifies the primary well type. | Conditional (see business rule) | From domain values string max 255 | Well Type
RESULT (activity elements same) - desc | Activity Bottom Depth Height Measure (ActivityBottomDepthHeightMeasureValue) | The recorded dimension, capacity, quality, or amount of something ascertained by measuring or observing. | Optional | string max 60 | Activity Bottom Depth/Height Measure | 203
RESULT (activity elements same) - desc | Activity Bottom Depth Height Unit (ActivityBottomDepthHeightMeasureUnitCode) | The code that represents the unit for measuring the item. | Optional | From domain values string max 12 | Activity Bottom Depth/Height Unit | 204
RESULT (activity elements same) | Activity Comment (ActivityCommentText) | General comments concerning the activity. | Optional | String max 4000 | Activity Comment | 157
RESULT (activity elements same) | Activity Depth Altitude Reference Point (ActivityDepthAltitudeReferencePointText) | The reference used to indicate the datum or reference used to establish the depth/altitude of an activity. | Optional | string max 125 | Activity Depth Altitude Reference Point | 159
RESULT (activity elements same) - desc | Activity Depth Height Measure (ActivityDepthHeightMeasureValue) | The recorded dimension, capacity, quality, or amount of something ascertained by measuring or observing. | Optional | string max 60 | Activity Depth/Height Measure | 205
RESULT (activity elements same) - desc | Activity Depth Height Unit (ActivityDepthHeightMeasureUnitCode) | The code that represents the unit for measuring the item. | Optional | From domain values string max 12 | Activity Depth/Height Unit | 206
RESULT (activity elements same) - desc | Activity End Date(ActivityEndDate) | The calendar date when the field activity was completed. | Optional | Date (YYYY-MM-DD) | Activity End Date (MM/DD/YYYY) | 207
RESULT (activity elements same) - desc | Activity End Time (ActivityEndTime) | The time of day that is reported. | Conditional (see business rules) | Time - (hh:mm:ss) | Activity End Time (HH24:MI) | 208
RESULT (activity elements same) - desc | Activity End Time Zone (ActivityEndTimeZoneCode) | The time zone for which the time of day is reported. Any of the longitudinal divisions of the earth's surface in which a standard time is kept. | Conditional (see business rules) | From domain values string min 1 string max 4 | Activity End Time Zone | 209
RESULT (activity elements same) - location | Activity Horizontal Accuracy Measure (HorizontalAccuracyMeasureValue) | The recorded dimension, capacity, quality, or amount of something ascertained by measuring or observing. | Optional | string max 60 | Activity Horizontal Accuracy Measure | 214
RESULT (activity elements same) - location | Activity Horizontal Accuracy Unit (HorizontalAccuracyMeasureUnitCode) | Activity Horizontal Accuracy Unit+C60:E60 (HorizontalAccuracyMeasureUnitCode) | Conditional (see business rule) | From domain values string max 12 | Activity Horizontal Accuracy Unit | 215
RESULT (activity elements same) | Activity Horizontal Collection Method (HorizontalCollectionMethodName) | The name that identifies the method used to determine the latitude and longitude coordinates for a point on the earth. | Conditional (see business rule) | From domain values string min 1 string max 70 | Activity Horizontal Collection Method | 170
RESULT (activity elements same) | Activity Horizontal Reference Datum (HorizontalCoordinateReferenceSystemDatumName) | The name that describes the reference datum used in determining latitude and longitude coordinates. | Conditional (see business rule) | From domain values string min 1 string max 6 | Activity Horizontal Reference Datum | 171
RESULT (activity elements same) | Activity ID (ActivityIdentifier) | Designator that uniquely identifies an activity within an organization. | Mandatory | string min 1 string max 55 | Activity ID (CHILD-subset) | 160
RESULT (activity elements same) | Activity ID User Supplied (ActivityIdentifierUserSupplied) | User Supplied designator that uniquely identifies an activity within an organization.. | Optional | string max 55 | Activity ID User Supplied (PARENTs) | 161
RESULT (activity elements same) - location | Activity Latitude (LatitudeMeasure) | The measure of the angular distance on a meridian north or south of the equator. | Conditional (see business rule) | Decimal; up to 12 digits | Activity Latitude (DD.DDDD) | 216
RESULT (activity elements same) | Activity Location Description Text (ActivityLocationDescriptionText) | Text description of the activity location. | Optional | string max 4000 | Activity Location Description Text | 162
RESULT (activity elements same) - location | Activity Longitude (LongitudeMeasure) | The measure of the angular distance on a meridian east or west of the prime meridian. | Conditional (see business rule) | Decimal; up to 14 digits | Activity Longitude (-DDD.DDDD) | 217
RESULT (activity elements same) | Activity Media Name (ActivityMediaName) | Name or code indicating the environmental medium where the sample was taken. | Mandatory | From domain values string min 1 string max 20 | Activity Media Name | 163
RESULT (activity elements same) | Activity Media Subdivision Name (ActivityMediaSubDivisionName) | Name or code indicating the environmental matrix as a subdivision of the sample media. | Optional | From domain values string max 60 | Activity Media Subdivision Name | 164
RESULT (activity elements same) | Activity Relative Depth Name (ActivityRelativeDepthName) | The name that indicates the approximate location within the water column at which the activity occurred. | Optional | From domain values string max 30 | Activity Relative Depth Name | 165
RESULT (activity elements same) - location | Source Map Scale (SourceMapScale) | The relationship or ratio between distance on a map and corresponding distance on the ground. Example 1:100,000 where 1 cm = 1 km | Conditional (see business rule) | string max 60 | Activity Source Map Scale | 218
RESULT (activity elements same) | Activity Start Date (ActivityStartDate) | The calendar date on which the field activity was started. | Mandatory | Date (YYYY-MM-DD) | Activity Start Date (MM/DD/YYYY) | 166
RESULT (activity elements same) - desc | Activity Start Time Zone (ActivityStartTimeZoneCode) | The time zone for which the time of day is reported. Any of the longitudinal divisions of the earth's surface in which a standard time is kept. | Conditional (see business rules) | From domain values string min 1 string max 4 | Activity Start Time (HH24:MI) | 210
RESULT (activity elements same) - desc | Activity Start Time (ActivityStartTime) | The time of day that is reported. | Conditional (see business rules) | Time - (hh:mm:ss) | Activity Start Time Zone | 211
RESULT (activity elements same) - desc | Activity Top Depth Height Measure (ActivityTopDepthHeightMeasureValue) | The recorded dimension, capacity, quality, or amount of something ascertained by measuring or observing. | Optional | string max 60 | Activity Top Depth/Height Measure | 212
RESULT (activity elements same) - desc | Activity Top Depth Height Unit (ActivityTopDepthHeightMeasureUnitCode) | The code that represents the unit for measuring the item. | Optional | From domain values string max 12 | Activity Top Depth/Height Unit | 213
RESULT (activity elements same) | Activity Type(ActivityTypeCode) (Activity Type(ActivityTypeCode) | The text describing the type of activity. | Mandatory | From domain values string min 1 string max 70 | Activity Type | 167
RESULT (activity elements same) | Assemblage Sampled Name (AssemblageSampledName) | An association of interacting populations of organisms in a given waterbody. | Optional | From domain values string max 50 | Assemblage Sampled Name | 168
RESULT (activity elements same) - bio net | Boat Speed Measure (BoatSpeedMeasureValue) | The recorded dimension, capacity, quality, or amount of something ascertained by measuring or observing. | Optional | string max 60 | Boat Speed Measure | 195
RESULT (activity elements same) - bio net | Boat Speed Unit (BoatSpeedMeasureUnitCode) | The code that represents the unit for measuring the item. | Optional | From domain values string max 12 | Boat Speed Unit | 196
RESULT (activity elements same) prep | Chemical Preservative Used (ChemicalPreservativeUsedName) | Information describing the chemical means to preserve the sample. | Optional | string max 250 | Chemical Preservative Used | 226
RESULT (activity elements same) - bio hab | Collection Area Measure (CollectionAreaMeasureValue) | The recorded dimension, capacity, quality, or amount of something ascertained by measuring or observing. | Optional | string max 60 | Collection Area Measure | 186
RESULT (activity elements same) - bio hab | Collection Area Unit (CollectionAreaMeasureUnitCode) | The code that represents the unit for measuring the item. | Optional | From domain values string max 12 | Collection Area Unit | 187
RESULT (activity elements same) | Collection Description Text (CollectionDescriptionText) | Free text with general comments concerning the collection. | Optional | string max 4000 | Collection Description Text | 169
RESULT (activity elements same) | Collection Duration Measure (CollectionDurationMeasureValue) | The recorded dimension, capacity, quality, or amount of something ascertained by measuring or observing. | Optional | string max 60 | Collection Duration Measure | 181
RESULT (activity elements same) - bio hab | Collection Duration Unit (CollectionDurationMeasureUnitCode) | The code that represents the unit for measuring the item. | Optional | From domain values string max 12 | Collection Duration Unit | 188
RESULT (activity elements same) - bio hab | Collection Effort Gear Procedure Unit (CollectionEffortGearProcedureUnitCode) | The procedural code or equipment that represents the unit for measuring the effort. | Optional | From domain values string max 35 | Collection Effort Gear Procedure Unit | 189
RESULT (activity elements same) - bio hab | Collection Effort Measure (CollectionEffortMeasureValue) | The recorded dimension, capacity, quality, or amount of something ascertained by measuring or observing. | Optional | string max 60 | Collection Effort Measure | 190
RESULT (activity elements same) - bio net | Current Speed Measure (CurrentSpeedMeasureValue) | The recorded dimension, capacity, quality, or amount of something ascertained by measuring or observing. | Optional | string max 60 | Current Speed Measure | 197
RESULT (activity elements same) - bio net | Current Speed Unit (CurrentSpeedMeasureUnitCode) | The code that represents the unit for measuring the item. | Optional | From domain values string max 12 | Current Speed Unit | 198
RESULT (activity elements same) - bio | Habitat Selection Method (HabitatSelectionMethod) | The monitoring approach by which each habitat was chosen to sample. (e.g. random) | Conditional (see business rule) | From domain values string max 35 | Habitat Selection Method | 184
RESULT (activity elements same) | Hydrologic Condition (HydrologicCondition) | Hydrologic condition is the hydrologic condition that is represented by the sample collected (i.e. ? normal, falling, rising, peak stage). | Optional | From domain values string max 60 | Hydrologic Condition | 172
RESULT (activity elements same) | Hydrologic Event (HydrologicEvent) | A hydrologic event that is represented by the sample collected (i.e. - storm, drought, snowmelt). | Optional | From domain values string max 60 | Hydrologic Event | 173
RESULT (activity elements same) | Monitoring Location ID (MonitoringLocationIdentifier) | A designator used to describe the unique name, number, or code assigned to identify the monitoring location. | Conditional (see business rules) | string min 1 string max 55 | Monitoring Location ID | 174
RESULT (activity elements same) - bio net | Net Mesh Size Measure (NetMeshSizeMeasureValue) | The recorded dimension, capacity, quality, or amount of something ascertained by measuring or observing. | Optional | string max 60 | Net Mesh Size Measure | 199
RESULT (activity elements same) - bio net | Net Mesh Size Unit (NetMeshSizeMeasureUnitCode) | The code that represents the unit for measuring the item. | Optional | From domain values string max 12 | Net Mesh Size Unit | 200
RESULT (activity elements same) - bio net | Net Surface Area Measure (NetSurfaceAreaMeasureValue) | The recorded dimension, capacity, quality, or amount of something ascertained by measuring or observing. | Optional | string max 60 | Net Surface Area Measure | 201
RESULT (activity elements same) - bio net | Net Surface Area Unit (NetSurfaceAreaMeasureUnitCode) | The code that represents the unit for measuring the item. | Optional | From domain values string max 12 | Net Surface Area Unit | 202
RESULT (activity elements same) | Net Type (NetTypeName) | The text describing the type of net. | Conditional (see business rule) | From domain values string min 1 string max 60 | Net Type | 175
RESULT (activity elements same) | Pass Count (PassCount) | The number of passes through the water from which the sample was collected. | Optional | string max 60 | Pass Count | 176
RESULT (activity elements same) - bio hab | Reach Length Measure (ReachLengthMeasureValue) | The recorded dimension, capacity, quality, or amount of something ascertained by measuring or observing. | Optional | string max 60 | Reach Length Measure | 191
RESULT (activity elements same) - bio hab | Reach Length Unit (ReachLengthMeasureUnitCode) | The code that represents the unit for measuring the item. | Optional | From domain values string max 12 | Reach Length Unit | 192
RESULT (activity elements same) - bio hab | Reach Width Measure (ReachWidthMeasureValue) | The recorded dimension, capacity, quality, or amount of something ascertained by measuring or observing. | Optional | string max 60 | Reach Width Measure | 193
RESULT (activity elements same) - bio hab | Reach Width Unit (ReachWidthMeasureUnitCode) | The code that represents the unit for measuring the item. | Optional | From domain values string max 12 | Reach Width Unit | 194
RESULT (activity elements same) | Sample Collection Equipment Comment (SampleCollectionEquipmentCommentText) | Free text with general comments further describing the sample collection equipment. | Optional | String max 4000 | Sample Collection Equipment Comment | 178
RESULT (activity elements same) | Sample Collection Equipment Name (SampleCollectionEquipmentName) | The name that represents equipment used in collecting the sample. | Conditional (see business rule) | From domain values string min 1 string max 60 | Sample Collection Equipment Name | 179
RESULT (activity elements same) coll | Sample Collection Method Context (SampleCollectionMethodIdentifierContext) | Identifies the source or data system that created or defined the identifier. | Conditional (see business rule) | string min 1 string max 120 | Sample Collection Method Context | 221
RESULT (activity elements same) coll | Sample Collection Method ID (SampleCollectionMethodIdentifier) | The identification number or code assigned by the method publisher. | Conditional (see business rule) | string min 1 string max 35 | Sample Collection Method ID | 220
RESULT (activity elements same) coll | (SampleCollectionMethodName) | The title that appears on the method from the method publisher. | Conditional (see business rule) | string min 1 string max 250 |  | 222
RESULT (activity elements same) coll | (SampleCollectionMethodQualifierTypeName) | Identifier of type of method that identifies it as reference, equivalent, or other. | Optional | string max 25 |  | 223
RESULT (activity elements same) coll | (SampleCollectionMethodDescriptionText) | A brief summary that provides general information about the method. | Optional | string max 4000 |  | 219
RESULT (activity elements same) prep | Sample Container Color (SampleContainerColorName) | The text describing the sample container color. | Optional | From domain values string max 60 | Sample Container Color | 232
RESULT (activity elements same) prep | Sample Container Label Name (SampleContainerLabelName) | The identification number or code assigned by the LAB or data collector.. Sample Identification Codes and Labeling | Optional | string max 60 | Sample Container Label Name | 233
RESULT (activity elements same) prep | Sample Container Type (SampleContainerTypeName) | The text describing the sample container type. | Optional | From domain values string max 60 | Sample Container Type | 234
RESULT (activity elements same) prep | Sample Preparation Method ID (SamplePreparationMethodIdentifier) | The identification number or code assigned by the method publisher. | Conditional (see business rule) | string min 1 string max 35 | Sample Preparation Method ID | 228
RESULT (activity elements same) prep | (SamplePreparationMethodIdentifierContext) | Identifies the source or data system that created or defined the identifier. | Conditional (see business rule) | string min 1 string max 120 |  | 229
RESULT (activity elements same) prep | (SamplePreparationMethodName) | The title that appears on the method from the method publisher. | Conditional (see business rule) | string min 1 string max 250 |  | 230
RESULT (activity elements same) prep | (SamplePreparationMethodQualifierTypeName) | Identifier of type of method that identifies it as reference, equivalent, or other. | Optional | string max 25 |  | 231
RESULT (activity elements same) prep | (SamplePreparationMethodDescriptionText) | A brief summary that provides general information about the method. | Optional | string max 4000 |  | 227
RESULT (activity elements same) prep | Sample Transport Storage Description (SampleTransportStorageDescription) | The text describing sample handling and transport procedures used. | Optional | string max 1999 | Sample Transport Storage Description | 235
RESULT (activity elements same) | Sampling Component Name (SamplingComponentName) | Single entity within a sampling frame at which a collection procedure or protocol was performed. | Optional | string max 120 | Sampling Component Name
RESULT (activity elements same) prep | Thermal Preservative Used Name (ThermalPreservativeUsedName) | Information describing the temperature means used to preserve the sample. | Optional | From domain values string max 250 | Thermal Preservative Used | 236
RESULT (activity elements same) | Toxicity Test Type (ToxicityTestType) | Identifies the type of toxicity as either Acute or Chronic. | Optional | From domain values string max 30 | Toxicity Test Type
RESULT (activity elements same) file | Activity Attachment File Name (ActivityAttachedBinaryObjectFileName) | The text describing the descriptive name used to represent the file, including file extension. | Conditional (see business rule) | string min 1 string max 255 | Activity Attachment File Name | 224
RESULT (activity elements same) file | Activity Attachment Type (ActivityAttachedBinaryObjectFileTypeCode) | The text or acronym describing the binary content type of a file. | Conditional (see business rule) | string min 1 string max 6 | Activity Attachment Type | 225
RESULT (activity elements same) | Activity Conducting Organization(s)(ActivityConductingOrganizationText) | A name of the Organization conducting an activity. | Optional | string max 120 | Activity Conducting Organization(s) | 158
RESULT (activity elements same) | Activity Group ID (ActivityGroupIdentifier) | Designator that uniquely identifies a grouping of activities within an organization. | Mandatory | string min 1 string max 55 | Activity Group ID
RESULT (activity elements same) | Activity Group Name (ActivityGroupName) | A name of an activity group. | Optional | string max 120 | Activity Group Name | WQX Web bugfix BOLD picklist
RESULT (activity elements same) | Activity Group Type (ActivityGroupTypeCode) | Identifies the type of grouping of a set of activities | Mandatory | From domain values string min 1 string max 50 | Activity Group Type
RESULT (activity elements same) | Project ID (ProjectIdentifier) | A designator used to uniquely identify a data collection project within a context of an organization. | Mandatory | string min 1 string max 55 | Project ID | 177
RESULT lab | Analysis End Date (AnalysisEndDate) | The calendar date on which the analysis was finished. | Optional | date (YYYY-MM-DD) | Analysis End Date (MM/DD/YYYY) | 243
RESULT lab | Analysis End Time (AnalysisEndTime) | The time of day that is reported. | Conditional (see business rules) | Time - (hh:mm:ss) | Analysis End Time (HH24:MI:SS) | 244
RESULT lab | Analysis End Time Zone (AnalysisEndTimeZoneCode) | The time zone for which the time of day is reported. Any of the longitudinal divisions of the earth's surface in which a standard time is kept. | Conditional (see business rules) | From domain values string min 1 string max 4 | Analysis End Time Zone | 245
RESULT lab | Analysis Start Date (AnalysisStartDate) | The calendar date on which the analysis began. | Optional | date (YYYY-MM-DD) | Analysis Start Date (MM/DD/YYYY) | 246
RESULT lab | Analysis Start Time (AnalysisStartTime) | The time of day that is reported. | Conditional (see business rules) | Time - (hh:mm:ss) | Analysis Start Time (HH24:MI:SS) | 247
RESULT lab | Analysis Start Time Zone (AnalysisStartTimeZoneCode) | The time zone for which the time of day is reported. Any of the longitudinal divisions of the earth's surface in which a standard time is kept. | Conditional (see business rules) | From domain values string min 1 string max 4 | Analysis Start Time Zone | 248
RESULT | Bias (Bias) | The systematic or persistent distortion of a measurement process which causes error in one direction. | Optional | String max 60 | Bias | 108
RESULT | Biological Individual ID (BiologicalIndividualIdentifier) | A number uniquely identifying the individual in accordance with the total number of individuals reported by the user. | Optional | string max 60 | Biological Individual ID | 109
RESULT | Biological Intent (BiologicalIntentName) | The primary reason the biological monitoring has occurred. | Conditional | From domain values string max 35 | Biological Intent | 110
RESULT | Characteristic Name (CharacteristicName) | The object, property, or substance which is evaluated or enumerated by either a direct field measurement, a direct field observation, or by laboratory analysis of material collected in the field. | Conditional: (see business rule) | From domain values string max 255 | Characteristic Name | 111
RESULT | Characteristic Name User Supplied (CharacteristicNameUserSupplied) | The user supplied object, property, or substance which is evaluated or enumerated by either a direct field measurement, a direct field observation, or by laboratory analysis of material collected in the field. | Optional | String max 255 | Characteristic Name User Supplied | 112
RESULT | Confidence Interval (ConfidenceIntervalValue) | A range of values constructed so that this range has a specified probability of including the true population mean. | Optional | String max 60 | Confidence Interval | 113
RESULT | Data Logger Line (DataLoggerLineName) | The unique line identifier from a data logger result text file, normally a date/time format but could be any user defined name, e.g. "surface", "midwinter", and or "bottom".) | Conditional (see business rule) | string max 60 | Data Logger Line | 114
RESULT | Group Summary Count (GroupSummaryCount) | Captures the total count for a Group Summary | Conditional (see business rules) | string max 60 | Group Summary Count | 115
RESULT | Group Summary Weight Measure (GroupSummaryWeightMeasureValue) | The recorded dimension, capacity, quality, or amount of something ascertained by measuring or observing. | Conditional (see business rules) | string max 60 | Group Summary Weight Measure
RESULT | Group Summary Weight Unit (GroupSummaryWeightMeasureUnitCode) | The code that represents the unit for measuring the item. | Conditional (see business rules) | From domain values string max 12 | Group Summary Weight Unit
RESULT lab | Laboratory Accreditation Authority (LaboratoryAccreditationAuthorityName) | An outside accreditation authority identifier. | Optional | string max 20 | Laboratory Accreditation Authority | 249
RESULT lab | Laboratory Accreditation Indicator (LaboratoryAccreditationIndicator) | Indicates whether the laboratory is accredited. | Optional | boolean | Laboratory Accreditation Indicator (Yes/No) | 250
RESULT lab | Laboratory Comment Text (LaboratoryCommentText) | Remarks which further describe the laboratory procedures which produced the result. | Optional | string max 4000 | Laboratory Comment Text | 251
RESULT lab | Laboratory Name (LaboratoryName) | The name of the Lab responsible for the result | Optional | string max 60 | Laboratory Name | 252
RESULT lab | Laboratory Sample Split Ratio (LaboratorySampleSplitRatio) | The proportion of all of the material collected that was sent to lab for analysis. | Optional | string max 60 | Laboratory Sample Split Ratio | 253
RESULT | Lower Confidence Limit (LowerConfidenceLimitValue) | Value of the lower end of the confidence interval. | Optional | String max 60 | Lower Confidence Limit | 116
RESULT | Method Speciation (MethodSpeciationName) | Identifies the chemical speciation in which the measured result is expressed. | Optional | From domain values string max 20 | Method Speciation | 117
RESULT | Precision Value (PrecisionValue) | A measure of mutual agreement among individual measurements of the same property usually under prescribed similar conditions. | Optional | string max 60 | Precision | 118
RESULT | Proportion Sample Processed Numeric (ProportionSampleProcessedNumeric) | This field captures the proportion of the sample processed. Proportion is stored as a number between 0 and 1. Large/rare count would be documented as 1 (100%). | Conditionally required for benthic assemblages (see business rule). | decimal | Proportion Sample Processed Numeric | 119
RESULT | Record Identifier User Supplied (RecordIdentifierUserSupplied) | The user supplied record identifier that is unquely associated with data entered. | Optional | String max 60 | Record Identifier User Supplied | 120
RESULT CompM | Result Analytical Comparable Method Context (ComparableAnalyticalMethodIdentifier) | The identification number or code assigned by the method publisher. | Conditional (see business rule) | string min 1 string max 35 | Result Analytical Comparable Method Context | 148
RESULT CompM | Result Analytical Comparable Method ID (ComparableAnalyticalMethodIdentifierContext) | Identifies the source or data system that created or defined the identifier. | Conditional (see business rule) | string min 1 string max 120 | Result Analytical Comparable Method ID | 149
RESULT CompM | Result Analytical Comparable Method Modification Text (ComparableAnalyticalMethodModificationText) | A brief summary that provides general information about the modification of the method. | Optional | string max 4000 | Result Analytical Comparable Method Modification Text | 150
RESULT M | Result Analytical Method Context (ResultAnalyticalMethodContext) | The identification number or code assigned by the method publisher. | Conditional (see business rule) | string min 1 string max 35 | Result Analytical Method Context | 153
RESULT M | Result Analytical Method ID (ResultAnalyticalMethodIdentifier) | Identifies the source or data system that created or defined the identifier. | Conditional (see business rule) | string min 1 string max 120 | Result Analytical Method ID | 152
RESULT M | (ResultAnalyticalMethodName) | The title that appears on the method from the method publisher. | Conditional (see business rule) | string min 1 string max 250 |  | 154
RESULT M | (ResultAnalyticalMethodQualifierTypeName) | Identifier of type of method that identifies it as reference, equivalent, or other. | Optional | string max 25 |  | 155
RESULT M | (ResultAnalyticalMethodDescriptionText) | A brief summary that provides general information about the method. | Optional | string max 4000 |  | 151
RESULT | Result Comment (ResultCommentText) | Free text with general comments concerning the result. | Optional | string max 4000 | Result Comment | 121
RESULT | Result Depth Altitude Reference Point (ResultDepthAltitudeReferencePointText) | The reference used to indicate the datum or reference used to establish the depth/altitude of a result. | Optional | string max 125 | Result Depth/Altitude Reference Point | 122
RESULT | Result Depth Height Measure (ResultDepthHeightMeasureValue) | The recorded dimension, capacity, quality, or amount of something ascertained by measuring or observing. | Optional | string max 60 | Result Depth/Height Measure | 123
RESULT | Result Depth Height Unit (ResultDepthHeightMeasureUnitCode) | The code that represents the unit for measuring the item. | Optional | From domain values string max 12 | Result Depth/Height Unit | 124
RESULT | Result Detection Condition (ResultDetectionConditionText) | The textual descriptor of a result. | Conditional: (see business rule) | From domain values string max 35 | Result Detection Condition | 125
RESULT | Result Particle Size Basis (ResultParticleSizeBasisText) | User defined free text describing the particle size class for which the associated result is defined. | Optional | string max 40 | Result Particle Size Basis | 127
RESULT | Result Sample Fraction (ResultSampleFractionText) | The text name of the portion of the sample associated with results obtained from a physically-partitioned sample. | Conditional (see business rule) | From domain values string max 25 | Result Sample Fraction | 129
RESULT | Result Sampling Point Comment Text (ResultSamplingPointCommentText) | Text description of a single point within a sampling frame for the result. | Optional | String max 4000 | Result Sampling Point Comment Text | 130
RESULT | Result Sampling Point Name (ResultSamplingPointName) | Single point name within a sampling frame or protocol that is associated with the reported result. | Optional | String max 120 | Result Sampling Point Name | 131
RESULT | Result Sampling Point Place In Series (ResultSamplingPointPlaceInSeries) | The order in which a single point within a sampling frame was visited in relation to other components. | Optional | String max 60 | Result Sampling Point Place In Series | 132
RESULT | Result Sampling Point Type (ResultSamplingPointType) | Location of a Single point within a sampling frame or position that is associated with the reported result. | Optional | From domain values string max 60 | Result Sampling Point Type | 133
RESULT | Result Status ID (ResultStatusIdentifier) | Indicates acceptability of the result with respect to QA/QC criteria. | Conditional (see business rule) | From domain values string max 12 | Result Status ID | 134
RESULT | Result Temperature Basis (ResultTemperatureBasisText) | The name that represents the controlled temperature at which the sample was maintained during analysis, e.g. 25 deg BOD analysis. | Optional | From domain values string max 12 | Result Temperature Basis | 135
RESULT | Result Time Basis (ResultTimeBasisText) | The period of time (in days) over which a measurement was made. For example, BOD can be measured as 5 day or 20 day BOD. | Optional | From domain values string max 12 | Result Time Basis | 136
RESULT | Result Unit (ResultMeasureUnitCode) | The code that represents the unit for measuring the chemical substance, microbiological substance or other characteristic. | Conditional (see business rule) | From domain values string max 12 (Measure Unit Code) | Result Unit | 137
RESULT | Result Value (ResultMeasureValue) | The reportable measure of the result for the chemical, microbiological or other characteristic being analyzed. | Conditional (see business rule) | String max 60 | Result Value | 126
RESULT | Result Value Type (ResultValueTypeName) | A name that qualifies the process which was used in the determination of the result value (e.g., actual, estimated, calculated). | Conditional (see business rule) | From domain values string max 20 | Result Value Type
RESULT | Result Weight Basis (ResultWeightBasisText) | The name that represents the form of the sample or portion of the sample which is associated with the result value (e.g., wet weight, dry weight, ash-free dry weight). | Optional | From domain values string max 60 | Result Weight Basis | 138
RESULT | Sample Tissue Anatomy (SampleTissueAnatomyName) | The name of the anatomy from which a tissue sample was taken. | Conditional | From domain values string max 50 | Sample Tissue Anatomy | 139
RESULT | Statistical Base Code (StatisticalBaseCode) | The code for the method used to calculate derived results. | Optional | From domain values string max 25 | Statistical Base Code | 140
RESULT | Statistical N Value Numeric (StatisticalNValueNumeric) | The number of repeated measurements taken to calculate the result value as an average. | Optional | nonNegativeInteger | Statistical N Value Numeric | 141
RESULT | Subject Taxonomic Name (SubjectTaxonomicName) | The name of the organism sampled as part of a biological sample. | Conditional | From domain values string max 255 | Subject Taxonomic Name | 142
RESULT | Subject Taxonomic Name User Supplied (SubjectTaxonomicNameUserSupplied) | The user supplied name of the organism sampled as part of a biological sample. | Optional | string max 255 | Subject Taxonomic Name User Supplied | 143
RESULT | Subject Taxonomic Name User Supplied Reference Text (SubjectTaxonomicNameUserSuppliedReferenceText) | Identifies the source or data system that created or defined the identifier. | Optional | string max 255 | Subject Taxonomic Name User Supplied Reference Text | 144
RESULT | Target Count (TargetCount) | A code used to identify the intended count that the sorter was aiming for. | Conditionally required for benthic assemblages (see business rule) | From domain values string max 35 | Target Count | 145
RESULT lab | Taxonomist Accreditation Authority (TaxonomistAccreditationAuthorityName) | An outside accreditation authority identifier for the taxonomist. | Optional | string max 20 | Taxonomist Accreditation Authority | 254
RESULT lab | Taxonomist Accreditation Indicator (TaxonomistAccreditationIndicator) | Indicates whether the taxonomist is accredited. | Optional | boolean | Taxonomist Accreditation Indicator (Yes/No) | 255
RESULT | Unidentified Species ID (UnidentifiedSpeciesIdentifier) | A number or name assigned as a part of a taxonomic identification. Used with a valid genus name to indicate a unique species has been observed but not taxonomically identified. | Optional | string max 255 | Unidentified Species ID | 146
RESULT | Upper Confidence Limit (UpperConfidenceLimitValue) | Value of the upper end of the confidence interval. | Optional | String max 60 | Upper Confidence Limit | 147
RESULT file | Result Attachment File Name (ResultAttachedBinaryObjectFileName) | The text describing the descriptive name used to represent the file, including file extension. | Conditional (see business rule) | string min 1 string max 255 | Result Attachment File Name | 240
RESULT file | Result Attachment Type (ResultAttachedBinaryObjectFileTypeCode) | The text or acronym describing the binary content type of a file. | Conditional (see business rule) | string min 1 string max 6 | Result Attachment Type | 241
RESULT Limit | Result Detection Limit Comment (DetectionQuantitationLimitCommentText) | Text providing further description and comment on the detection and/or quantitation limits. | Optional | string max 4000 | Result Detection Limit Comment | 268
RESULT Limit | Result Detection Limit Type (DetectionQuantitationLimitTypeName) | Text describing the type of detection or quantitation limit used in the analysis of a characteristic. | Mandatory | From domain values string max 35 | Result Detection Limit Type | 269
RESULT Limit | Result Detection Limit Unit (DetectionQuantitationLimitMeasureUnitCode) | The code that represents the unit for measuring the chemical substance, microbiological substance or other characteristic. | Conditional (see business rule) | From domain values string max 12 | Result Detection Limit Unit | 270
RESULT Limit | Result Detection Limit Value (DetectionQuantitationLimitMeasureValue) | The reportable measure of the result for the chemical, microbiological or other characteristic being analyzed. | Conditional (see business rule) | string max 60 | Result Detection Limit Value | 271
RESULT class | Frequency Class Descriptor (FrequencyClassDescriptorCode) | A code that describes the frequency class, either as a life stage, abnormality, gender, or measurable characteristic (i.e. length, weight) used to categorize a biological population count. | Conditional (see business rule) | domain list string max 50 | Frequency Class Descriptor | 156
RESULT class | Frequency Class Lower Bound (LowerClassBoundValue) | This described the lower bound for a frequency class descriptor. | Conditional (see business rule) | string max 60 | Frequency Class Lower Bound | 238
RESULT class | Frequency Class Unit (FrequencyClassDescriptorUnitCode) | The code that represents the unit for measuring the item. | Conditional (see business rule) | From domain values string max 12 | Frequency Class Unit | 237
RESULT class | Frequency Class Upper Bound (UpperClassBoundValue) | This described the upper bound for a frequency class descriptor. | Conditional (see business rule) | string max 60 | Frequency Class Upper Bound | 239
RESULT lab prep | Lab Sample Preparation End Time (PreparationEndDate) | The calendar date when on which the preparation/extraction of the sample for analysis was finished. | Optional | date (YYYY-MM-DD) | Lab Sample Preparation End Date (MM/DD/YYYY) | 261
RESULT lab prep | Lab Sample Preparation End Time (PreparationEndTime) | The time of day that is reported. | Conditional (see business rules) | Time - (hh:mm:ss) | Lab Sample Preparation End Time (HH24:MI) | 262
RESULT lab prep | Lab Sample Preparation End Time Zone (PreparationEndTimeZoneCode) | The time zone for which the time of day is reported. Any of the longitudinal divisions of the earth's surface in which a standard time is kept. | Conditional (see business rules) | From domain values string min 1 string max 4 | Lab Sample Preparation End Time Zone | 263
RESULT lab prep | Lab Sample Preparation Method ID (MethodIdentifier) | The identification number or code assigned by the method publisher. | Conditional (see business rule) | string min 1 string max 35 | Lab Sample Preparation Method ID | 257
RESULT lab prep | (LabSamplePreparationMethodIdentifierContext) | Identifies the source or data system that created or defined the identifier. | Conditional (see business rule) | string min 1 string max 120 |  | 258
RESULT lab prep | (LabSamplePreparationMethodName) | The title that appears on the method from the method publisher. | Conditional (see business rule) | string min 1 string max 250 |  | 259
RESULT lab prep | (LabSamplePreparationMethodQualifierTypeName) | Identifier of type of method that identifies it as reference, equivalent, or other. | Optional | string max 25 |  | 260
RESULT lab prep | (LabSamplePreparationMethodDescriptionText) | A brief summary that provides general information about the method. | Optional | string max 4000 |  | 256
RESULT lab prep | Lab Sample Preparation Start Date (PreparationStartDate) | The calendar date when on which the preparation/extraction of the sample for analysis began. | Optional | date (YYYY-MM-DD) | Lab Sample Preparation Start Date (MM/DD/YYYY) | 264
RESULT lab prep | Lab Sample Preparation Start Time (PreparationStartTime) | The time of day that is reported. | Conditional (see business rules) | Time - (hh:mm:ss) | Lab Sample Preparation Start Time (HH24:MI) | 265
RESULT lab prep | Lab Sample Preparation Start Time Zone (PreparationStartTimeZoneCode) | The time zone for which the time of day is reported. Any of the longitudinal divisions of the earth's surface in which a standard time is kept. | Conditional (see business rules) | From domain values string min 1 string max 4 | Lab Sample Preparation Start Time Zone | 266
RESULT lab prep | Substance Dilution Factor (SubstanceDilutionFactor) | The overall dilution of the substance subjected to this analysis. | Optional | string max 60 | Substance Dilution Factor | 267
RESULT | Result Qualifier (ResultMeasureQualifierCode) | A code used to identify any qualifying issues that affect the results. | Optional; may have 0 to 6. | From domain values string max 35 | Result Qualifier | 128
RESULT tax | Taxon Cell Form (CellFormName) | The name of the cell form for phytoplankton organisms expressed as a result. A single phytoplankton species may have a result value for any or all of these cell forms. | Optional | From domain values string max 11 | Taxon Cell Form | 280
RESULT tax | Taxon Cell Shape (CellShapeName) | The cell shape of the phytoplankton organism. | Optional | From domain values string max 18 | Taxon Cell Shape | 281
RESULT tax | Taxon Citation ID (TaxonCitationResourceIdentifier) | An unambiguous reference to the resource within a given context. | Conditional (see business rule) | string min 1 string max 255 | Taxon Citation ID | 276
RESULT tax | Taxon Citation Resource Creator Name (TaxonCitationResourceCreatorName) | An entity primarily responible for making the content of the resource. | Optional | string max 120 |  | 274
RESULT tax | Taxon Citation Resource Date (TaxonCitationResourceDate) | A date of an event in the lifecycle of the resource. | Conditional (see business rule) | date (YYYY-MM-DD) |  | 275
RESULT tax | Taxon Citation Resource Publisher Name (TaxonCitationResourcePublisherName) | An entity responsible for making the resource available. | Optional | string max 60 |  | 277
RESULT tax | Taxon Citation Resource Subject Text (TaxonCitationResourceSubjectText) | A topic of the content of the resource. | Optional | string max 4000 |  | 278
RESULT tax | Taxon Citation Resource Title Name (TaxonCitationResourceTitleName) | A name given to the resource | Conditional (see business rule) | string min 1 string max 120 |  | 279
RESULT tax | Taxon Pollution Tolerance (TaxonomicPollutionTolerance) | For entries representing taxa, a code representing the ability of the reported taxon to tolerate pollution. | Optional | string max 30 | Taxon Pollution Tolerance | 282
RESULT tax | Taxon Pollution Tolerance Scale (TaxonomicPollutionToleranceScaleText) | Provides a description of the scale used for the taxonomic pollution tolerance value. | Optional | string max 50 | Taxon Pollution Tolerance Scale | 283
RESULT tax | Taxon Trophic Level (TrophicLevelName) | For entries representing taxa, a code representing the trophic level with which the reported taxon is typically assigned. | Optional | string max 30 | Taxon Trophic Level | 284
RESULT tax | Taxon Voltinism (VoltinismName) | The number of broods or generations of the characteristic in a year | Optional | From domain values string max 25 | Taxon Voltinism | 285
RESULT tax | Taxon Functional Feeding Group (FunctionalFeedingGroupName) | For entries representing taxa, a code representing the functional feeding group with which the reported taxon is typically associated. | Optional May have 0 to 3 instances for each TaxonomicDetails | string max 30 | Taxon Functional Feeding Group | 272
RESULT tax | Taxon Habit (HabitName) | The position that the characteristic occupies in a food chain | Optional May have 0 to 3 instances for each TaxonomicDetails | From domain values string max 15 | Taxon Habit | 273
INDEX | Index ID (IndexIdentifier) | A designator used to describe the unique name, number, or code assigned to identify the index record. | Conditional (see business rule) | string min 1 string max 55 | Index ID
INDEX | Index Type ID (IndexTypeIdentifier) | A designator used to describe the unique name, number, or code assigned to identify the index (Organization specific). | Conditional (see business rule) | string min 1 string max 50 | Index Type ID
INDEX | IndexTypeIdentifierContext | Identifies the source or data system that created or defined the index. | Conditional (see business rule) | string max 50
INDEX | IndexTypeName | Name of the habitat or biotic integrity index. | Conditional (see business rule) | string max 100
INDEX | IndexTypeCitationResourceTitleName | A name given to the resource | Conditional (see business rule) | string min 1 string max 120
INDEX | IndexTypeCitationResourceCreatorName | An entity primarily responible for making the content of the resource. | Optional | string max 120
INDEX | IndexTypeCitationResourceSubjectText | A topic of the content of the resource. | Optional | string max 4000
INDEX | IndexTypeCitationResourcePublisherName | An entity responsible for making the resource available. | Optional | string max 60
INDEX | IndexTypeCitationResourceDate | A date of an event in the lifecycle of the resource. | Conditional (see business rule) | date (YYYY-MM-DD)
INDEX | IndexTypeCitationResourceIdentifier | An unambiguous reference to the resource within a given context. | Conditional (see business rule) | string min 1 string max 255
INDEX | IndexTypeScaleText | Provides a description of the scale used for the index. | Optional | string max 50
INDEX | Index Score (IndexScore) | Provides the score for the index. | Conditional (see business rule) | string max 60 | Index Score
INDEX | Index Qualifier Code (IndexQualifierCode) | A code used to identify any qualifying issues that affect the index. | Optional | string max 35 | Index Qualifier Code
INDEX | Index Commment (IndexCommentText) | Free text with general comments concerning the index. | Optional | string max 4000 | Index Commment
INDEX | Index Date (IndexCalculatedDate) | Date on which the index was calculated. | Optional | date (YYYY-MM-DD) | Index Date
METRICs | Metric Type ID (MetricTypeIdentifier) | A designator used to describe the unique name, number, or code assigned to identify the metric (Organization specific). | Conditional (see business rule) | string max 50 | Metric Type ID
METRICs | MetricTypeIdentifierContext | Identifies the source or data system that created or defined the metric. | Conditional (see business rule) | string max 50
METRICs | MetricTypeName | Name of the activity metric. | Conditional (see business rule) | string max 100
METRICs | MetricTypeCitationResourceTitleName | A name given to the resource | Conditional (see business rule) | string min 1 string max 120
METRICs | MetricTypeCitationResourceCreatorName | An entity primarily responible for making the content of the resource. | Optional | string max 120
METRICs | MetricTypeCitationResourceSubjectText | A topic of the content of the resource. | Optional | string max 4000
METRICs | MetricTypeCitationResourcePublisherName | An entity responsible for making the resource available. | Optional | string max 60
METRICs | MetricTypeCitationResourceDate | A date of an event in the lifecycle of the resource. | Conditional (see business rule) | date (YYYY-MM-DD)
METRICs | MetricTypeCitationResourceIdentifier | An unambiguous reference to the resource within a given context. | Conditional (see business rule) | string min 1 string max 255
METRICs | MetricTypeScaleText | Provides a description of the scale used for the activity metric. | Optional | string max 50
METRICs | FormulaDescriptionText | Provides a description of the formula used to calculate the activity metric score. | Optional | string max 4000
METRICs | Activity Metric Value (MetricMeasureValue) | The recorded dimension, capacity, quality, or amount of something ascertained by measuring or observing. | Optional | string max 60 | Activity Metric Value
METRICs | Activity Metric Value Unit (MetricMeasureUnitCode) | The code that represents the unit for measuring the item. | Optional | From domain values string max 12 | Activity Metric Value Unit
METRICs | Activity Metric Score (MetricScore) | Provides the scaled or calculated score for the activity metric. | Conditional (see business rule) | string max 60 | Activity Metric Score
METRICs | Activity Metric Sampling Point Place In Series (MetricSamplingPointPlaceInSeries) | The order in which a single point within a sampling frame was visited in relation to other components. | Optional | String max 60 | Activity Metric Sampling Point Place In Series
METRICs | Activity Metric Comment (MetricCommentText) | Free text with general comments concerning the metric. | Optional | string max 4000 | Activity Metric Comment
METRICs | Index ID (IndexIdentifier) | A unique designator used to identify a unique index record that the activity metric is associated with. | Optional | string min 1 string max 55 | Index ID
MONITORING LOCATION WEIGHTs | Monitoring Location ID (MonitoringLocationIdentifier) | A designator used to describe the unique name, number, or code assigned to identify the monitoring location. | Conditional (see business rules) | string min 1 string max 55 | Monitoring Location ID
MONITORING LOCATION WEIGHTs | Weighting Factor Measure (LocationWeightingFactorMeasureValue) | The recorded dimension, capacity, quality, or amount of something ascertained by measuring or observing. | Conditional (see business rules) | string max 60 | Weighting Factor Measure
MONITORING LOCATION WEIGHTs | Weighting Factor Unit (LocationWeightingFactorMeasureUnitCode) | The code that represents the unit for measuring the item. | Conditional (see business rules) | From domain values string max 12 | Weighting Factor Unit
MONITORING LOCATION WEIGHTs | StatisticalStratumText | Identifies the statistical stratum applied to this site. | Optional | string max 15
MONITORING LOCATION WEIGHTs | Category Name (LocationCategoryName) | Free text describing a category of naturally similar site types, such as high-gradient. | Optional | String max 50 | Category Name
MONITORING LOCATION WEIGHTs | Status Name (LocationStatusName) | Indicates whether this site is active and available for sampling. | Optional | string max 15 | Status Name
MONITORING LOCATION WEIGHTs | Reference Location Type (ReferenceLocationTypeCode) | Identifies whether this site is a reference or control site by specifying the reference location type | Optional | From domain values string max 20 | Reference Location Type
MONITORING LOCATION WEIGHTs | Reference Location Start Date (ReferenceLocationStartDate) | The calendar date on which the monitoring location started being used as a reference site. | Optional | date (YYYY-MM-DD) | Reference Location Start Date
MONITORING LOCATION WEIGHTs | Reference Location End Date (ReferenceLocationEndDate) | The calendar date on which the monitoring location stopped being used as a reference site. | Optional | date (YYYY-MM-DD) | Reference Location End Date
MONITORING LOCATION WEIGHTs | ReferenceLocationCitationResourceTitleName | A name given to the resource | Conditional (see business rule) | string min 1 string max 120
MONITORING LOCATION WEIGHTs | ReferenceLocationCitationResourceCreatorName | An entity primarily responible for making the content of the resource. | Optional | string max 120
MONITORING LOCATION WEIGHTs | ReferenceLocationCitationResourceSubjectText | A topic of the content of the resource. | Optional | string max 4000
MONITORING LOCATION WEIGHTs | ReferenceLocationCitationResourcePublisherName | An entity responsible for making the resource available. | Optional | string max 60
MONITORING LOCATION WEIGHTs | ReferenceLocationCitationResourceDate | A date of an event in the lifecycle of the resource. | Conditional (see business rule) | date (YYYY-MM-DD)
MONITORING LOCATION WEIGHTs | ReferenceLocationCitationResourceIdentifier | An unambiguous reference to the resource within a given context. | Conditional (see business rule) | string min 1 string max 255
MONITORING LOCATION WEIGHTs | Weighting Factor Comment (CommentText) | General comments about the project monitoring location weighting. | Optional | String max 4000 | Weighting Factor Comment
All - The Entire Domain Lists (ZIP)
GetDomainValues

## Allowed Values - Results
Please Consult the WQXWeb Template Data Dictionary for Explanations of Data Elements
The green colored cells contain the values that should be used in the Data Input worksheets
Activity Type Code |  |  |  | Activity Media Name | Sample Collection Equipment Name | Result Measure Qualifier
Activity Type | Activity Type Code | Monitoring Location Required | Analytical Method Required | Name | Name | Code | Description
Field Msr/Obs | Field Msr/Obs | Yes | No | Air | A-Frame Net | B | Detection in blank:
Field Msr/Obs | Field Msr/Obs-Habitat Assessment | Yes | No | Biological | Activity Trap | BH | Detection in blank. Holding time exceeded.
Field Msr/Obs | Field Msr/Obs-Portable Data Logger | Yes | No | Habitat | Anchor Box Dredge | BU | Detection in blank. Not Detected: The analyte was analyzed for, but was not detected at a level greater than or equal to the level of the adjusted Contract Required Quantitation Limit (CRQL) for sample and method.
QC | Quality Control Alternative Measurement Sensitivity | No | Yes | Other | Artificial Substrate | D | Contract Required Quantitation Limit (CRQL) not met due to sample matrix interference, dilution required.
QC | Quality Control Alternative Measurement Sensitivity Plus | No | Yes | Sediment | Backpack Electroshock | DB | Contract Required Quantitation Limit (CRQL) not met due to sample matrix interference, dilution required. Detection in blank.
QC | Quality Control Field Calibration Check | No | No | Soil | Beach Seine Net | DH | Contract Required Quantitation Limit (CRQL) not met due to sample matrix interference, dilution required. Holding time exceeded
QC | Quality Control Field Replicate Habitat Assessment | Yes | No | Tissue | Beam Trawl | DJ | Contract Required Quantitation Limit (CRQL) not met due to sample matrix interference, dilution required. Estimated:The analyte was positively identified and the associated numerical value is the approximate concentration of the analyte in the sample.
QC | Quality Control Field Replicate Msr/Obs | Yes | No | Water | Benthic Corer (Other) | DR | Contract Required Quantitation Limit (CRQL) not met due to sample matrix interference, dilution required. Rejected: The sample results are unusable due to the quality of the data generated because certain criteria were not met. The analyte may or may not be present in the sample.
QC | Quality Control Field Replicate Portable Data Logger | Yes | No |  | Benthic Dredge (Other) | DU | Contract Required Quantitation Limit (CRQL) ... Not Detected: The analyte was analyzed for, but was not detected at a level greater than or equal to the level of the adjusted Contract Required Quantitation Limit (CRQL) for sample and method.
QC | Quality Control Field Sample Equipment Rinsate Blank | Yes | No |  | Benthic Grab (Other) | EE | Identifies compounds whose concentration exceed the calibration range addition of the instrument for that specific analysis.
QC | Quality Control Sample-Blind Duplicate | Yes | Yes | Activity Depth/Height Units | Birge Closing Net | H | Holding time exceeded:
QC | Quality Control Sample-Equipment Blank | No | Yes | Name | Black Light Trap | HBJ | Holding time exceeded. Detection in blank. Estimated: The analyte was positively identified and the associated numerical value is the approximate concentration of the analyte in the sample.
QC | Quality Control Sample-Field Ambient Conditions Blank | Yes | Yes | ft | Block Net | HL | Holding time exceeded. Lowest available reporting limit for the analytical method used.
QC | Quality Control Sample-Field Blank | No | Yes | m | Boat-Mounted Electroshock | HLBL | high labeled compound recovery in sample, estimated value, estimated value
QC | Quality Control Sample-Field Replicate | Yes | Yes |  | Bod Dredge | HMSR | high matrix spike recovery, potential high bias
QC | Quality Control Sample-Field Spike | Yes | Yes |  | Bongo Net | HNRO | high native analyte recovery in OPR (or LCS), potential high bias
QC | Quality Control Sample-Field Surrogate Spike | Yes | Yes | Sample Fraction | Boomerang Corer | HSSR | high surrogate spike recovery, potential high bias
QC | Quality Control Sample-Inter-lab Split | Yes | Yes | Name | Boomerang Grab | HVER | high calibration verification standard recovery, estimated value
QC | Quality Control Sample-Lab Blank | No | Yes | Acid Soluble | Box Corer | ITNA | Incubation time not attained
QC | Quality Control Sample-Lab Duplicate | No | Yes | Bioavailable | Box Sampler | ITNM | Incubation temperature not maintained
QC | Quality Control Sample-Lab Matrix Spike | No | Yes | Comb Available | Brail | J | Estimated: The analyte was positively identified and the associated numerical value is the approximate concentration of the analyte in the sample.
QC | Quality Control Sample-Lab Re-Analysis | No | Yes | Dissolved | Bucket | J+ | Estimated: The analyte was positively identified and the associated numerical value... +++.
QC | Quality Control Sample-Lab Spike | No | Yes | Extractable | Burrell Epibenthic Sled | JB | Estimated: The analyte was positively identified and the associated numerical value is the approximate concentration of the analyte in the sample. Detection in blank.
QC | Quality Control Sample-Lab Split | No | Yes | Filterable | Campbell Grab | JH | Estimated: The analyte was positively identified and the associated numerical value is the approximate concentration of the analyte in the sample. Holding time exceeded.
QC | Quality Control Sample-Measurement Precision Sample | No | Yes | Fixed | Center Bag | JL | Estimated: The analyte was positively identified and the associated numerical value is the approximate concentration of the analyte in the sample. Lowest available reporting limit for the analytical method used.
QC | Quality Control Sample-Other | No | Yes | Free Available | Chain Dredge | KK | True bacterial concentration is assumed to be less than the reported value.
QC | Quality Control Sample-Post-preservative Blank | No | Yes | Inorganic | Clam-Shell Grab | L | Lowest available reporting limit for the analytical method used.
QC | Quality Control Sample-Pre-preservative Blank | No | Yes | Non-filterable | Clarke-Bumpus Net | LL | True bacterial concentration is assumed to be greater than the reported value.
QC | Quality Control Sample-Reagent Blank | No | Yes | Non-settleable | Concussion | LLBL | low labeled compound recovery in sample, estimated value
QC | Quality Control Sample-Reference Sample | No | Yes | Non-volatile | Creel Survey | LLRO | low labeled compound recovery in the OPR (or LCS), estimated value
QC | Quality Control Sample-Trip Blank | No | Yes | Organic | D-Frame Net | LMSR | low matrix spike recovery, potential low bias
QC | Quality Control-Negative Control | No | Yes | Pot. Dissolved | Danish Seine Net | LNRO | low native analyte recovery in OPR (or LCS), potential low bias
Sample | Sample-Composite With Parents | No | Yes | Settleable | Dart Corer (Gravity) | LOPR | low OPR (or LCS) recovery, potential low bias
Sample | Sample-Composite Without Parents | Yes | Yes | Supernate | DH-81 | LVER | low calibration verification standard recovery, potential low bias
Sample | Sample-Depletion Replicate | Yes | No | Suspended | DH-95 | MTRX | possible matrix interference, estimated value
Sample | Sample-Field Subsample | No | Yes | Total | Dietz-Lafond Grab | NCNF | not confirmed or not found, estimated value
Sample | Sample-Integrated Cross-Sectional Profile | Yes | Yes | Total Recoverable | Dip Net | NLBL | no labeled compound recovery in sample, rejected
Sample | Sample-Integrated Flow Proportioned | Yes | Yes | Total Residual | Draw Down | NLRO | no labeled compound recovery in OPR (or LCS), rejected
Sample | Sample-Integrated Horizontal Profile | Yes | Yes | Vapor | Drift Gill Net | NMSR | no matrix spike recovery, rejected
Sample | Sample-Integrated Time Series | Yes | Yes | Volatile | Drilled Sampler | NNRO | no native analyte recovery in OPR (or LCS), rejected
Sample | Sample-Integrated Vertical Profile | Yes | Yes |  | Drive Sampler (Generic) | NOPR | no OPR (or LCS) recovery, rejected
Sample | Sample-Negative Control | Yes | Yes |  | Drop Net | NVER | no calibration verification standard recovery, rejected
Sample | Sample-Positive Control | Yes | Yes | Result Detection Condition Text | Ekman Grab | R | Rejected: The sample results are unusable due to the quality of the data generated because certain criteria were not met. The analyte may or may not be present in the sample.
Sample | Sample-Routine | Yes | Yes | Name | Electric Seine | RMAX | result is a maximum value
Other | Sample-Other | Yes | Yes | Detected Not Quantified | Electroshock (Other) | RNAF | result no affected by noted QC issue
Other | Sample-Field Split | Yes | Yes | Not Reported | Emergence Trap | RNF2 | results of 2 columns not within factor of 2, estimated value
|  |  |  | Present Above Quantification Limit | English Umbrella Net | RNON | result reported as non-detect due to blank contamination
Time Zone Code |  |  |  | Not Detected | Erwin Piston Corer | RPDX | RPD is MS/MSD pair exceeds criterion, estimated value
Code | Description |  |  | Present Below Quantification Limit | Ewing Gravity Corer | U | Not Detected: The analyte was analyzed for, but was not detected at a level greater than or equal to the level of the adjusted Contract Required Quantitation Limit (CRQL) for sample and method.
ADT | Atlantic Daylight Time |  |  |  | Experimental Brail | UH | Not Detected: The analyte was analyzed for, but was not detected at a level greater than or equal to the level of the adjusted Contract Required Quantitation Limit (CRQL) for sample and method. Holding time exceeded.
AHST | Alaska-Hawaii Standard Time (*retired: >1983 use AKST) |  |  |  | Experimental Gill Net | UJ | Not Detected/Estimated: The analyte was not detected at a level greater than or equal to the adjusted CRQL or the reported adjusted CRQL is approximate and may be inaccurate or imprecise.
AKDT | Alaska Daylight Time |  |  | Detection Quantitation Limit Type Name | Fish Weir
AKST | Alaska Standard Time |  |  |  | Free Fall Grab
AST | Atlantic Standard Time |  |  | Name | Fry Trap
BST | Bering Standard Time (*retired: >1983 use HAST) |  |  | Drinking Water Maximum | Funnel Trap
CDT | Central Daylight Time |  |  | Estimated Detection Level | Fyke Net
CST | Central Standard Time |  |  | Instrument Detection Level | Glass Slide
EDT | Eastern Daylight Time |  |  | Long Term Method Detection Level | Glass Slide Device
EST | Eastern Standard Time |  |  | Lower Quantitation Limit | Gravity Corer (Generic)
GST | Guam Standard Time Zone (also Chamorro Standard Time) |  |  | Lower Reporting Limit | Hand Corer
HADT | Hawaii-Aleutian Daylight Time |  |  | Method Detection Level | Herring Trawl
HAST | Hawaii-Aleutian Standard Time |  |  | Practical Quantitation Limit | Hess Sampler
MDT | Mountain Daylight Time |  |  | Sample-specific min detect conc | Hester-Dendy
MST | Mountain Standard Time |  |  | Upper Quantitation Limit | Hook And Line
NDT | Newfoundland Daylight Time |  |  | Upper Reporting Limit | Hydraulic Grab
NST | Newfoundland Standard Time |  |  | Water Quality Standard or Criteria | Hydroacoustics
PDT | Pacific Daylight Time |  |  |  | Hydroplastic (PVC) Corer
PST | Pacific Standard Time |  |  |  | Insect Trap
SST | American Samoa Standard Time |  |  | Result Value Type Name | Isaacs-Kidd Trawl
YST | Yukon Standard Time: U.S.-Yukatat (*retired: >1983 use AKST) |  |  | Name | Juday Trap
|  |  |  | Actual | Kemmerer Bottle
|  |  |  | Blank Corrected Calc | Kick Net
|  |  |  | Calculated | Kullenberg Gravity Corer
|  |  |  | Control Adjusted | Larval Light Fish Trap
|  |  |  | Estimated | Long Line
Marmap Neuston Net
Minnow Seine Net
|  |  |  | Result Status ID | Miscellaneous (Other)
|  |  |  | Name | Mochness Net
|  |  |  | Accepted | Modified Surber Sampler
|  |  |  | Final | MTD Net
|  |  |  | Preliminary | Nansen Bottle
|  |  |  | Rejected | Natural Substrate
|  |  |  | Validated | Net Vertical Tow (Other)
Net/Horizontal Tow (Other)
|  |  |  | Result Statistical Base Code | Net/Non Tow (Other)
|  |  |  | Name | Niskin Bottle
|  |  |  | Maximum | Norpac Net
|  |  |  | Mean | Orange-Peel Grab
|  |  |  | Median | Original Surber Sampler
|  |  |  | Minimum | Other Toxicant
|  |  |  | Mode | Otter Trawl
|  |  |  | 05 Pctl | Pair Trawl
|  |  |  | 10 Pctl | Pamatmat Multiple Quartz Corer
|  |  |  | 15 Pctl | Peterson Grab
|  |  |  | 20 Pctl | Petite Ponar Grab
|  |  |  | 25 Pctl | Phleger Corer (Gravity)
|  |  |  | 75 Pctl | Pipe Dredge
|  |  |  | 80 Pctl | Piston Corer (Generic)
|  |  |  | 85 Pctl | Plankton Net
|  |  |  | 90 Pctl | Plexiglass Slide Device
|  |  |  | 95 Pctl | Plexiglass Trap
|  |  |  | AMS | Plummet Net
|  |  |  | AMS+ | Polar Orga. Chem. Integrative Sampler
|  |  |  | 7DADM | Ponar Grab
|  |  |  | Daily Geometric Mean | Pound Net
|  |  |  | Geometric Mean | Pram Electroshock
|  |  |  | 30-day Geometric Mean | Probe/Sensor
|  |  |  | MPN | Pull Sled
|  |  |  | Single Sample Maximum | Pump/Air Lift
|  |  |  | Standard Deviation | Pump/Bailer
Pump/Centrifugal
Pump/Jet
|  |  |  | Method Speciation Name | Pump/Non-Submersible
|  |  |  | Name | Pump/Piston
|  |  |  | as CaCO3 | Pump/Rotary
|  |  |  | as CO3 | Pump/Submersible
|  |  |  | as HCO3 | Pump/Turbine
|  |  |  | as N | Purse Seine Net
|  |  |  | as NH3 | Push Net
|  |  |  | as NH4 | Rectangular Net
|  |  |  | as NO2 | Remotely Operated Vehicle
|  |  |  | as NO3 | Rock Basket
|  |  |  | as P | Roller Frame Trawl
|  |  |  | as PO4 | Rotenone
|  |  |  | as S | Roving Drop Net
|  |  |  | as Si | Scoop Fish Grab
|  |  |  | as SiO2 | Sediment Trap
|  |  |  | as SO3 | Seine Net
|  |  |  | as SO4 | Semipermeable Membrane Device
Set (Passive) Gill Net
Ship Sea Chest
Shipek Grab
SHOVEL
Shrimp Trawl
Simple Conical Net
Single-Vessel Operated Tow Net
Smith-McIntire Grab
Sodium Cyanide
Spear/Gun
Spear/Hand
Spear/Hawaiian Sling
Square-Mouth Net
Stationary Drop Net
Still Camera
Stop Net
Stovepipe Sampler
Stream-Side Electroshock
Suction Dredge
Surber Sampler
Syringe
T-Sampler
Terminal Bag
Tile Plate
Tow Net
Towed Dredge
Trammel Net
Trap Net
Trap Substrate (Other)
Traveling Screen
Trot Line
Tucker Net
Two-Vessel Operated Tow Net
Van Dorn Bottle
Van Veen Grab
Variable Mesh Gill Net
Vibrating Corer
Video Camera
Vinyl Tube
Visual Sighting
Water Bottle
Water Sampler (Other)
WBH-96
Whirl-pak bag
Wisconsin-Style Net
Yankee Trawl
Young Grab

## Characteristics
Characteristics |  |  | Please Consult the WQXWeb Template Dictionary for Explanations of Data Elements
Name | Sample Fraction Required | Pick List | USEPA makes changes to the characteristics and other allowed values based on users' requests and changes in the USEPA's Substance Registry System. The list of Characteristics available in WQXWeb might contain new items added after this template was created. Consult WQXWeb for the complete list.
Temperature, water | No | No
pH | No | No | The green colored cells contain the values that should be used in the Data Input worksheets
Turbidity | No | No
Dissolved oxygen (DO) | No | No
Phosphorus | No | No
Nitrogen | Yes | No
Escherichia coli | No | No
Enterococcus | No | No
Phosphate-phosphorus | No | No
Kjeldahl nitrogen | No | No
Ammonia | No | No
Ammonia-nitrogen | Yes | No
Inorganic nitrogen (nitrate and nitrite) | No | No
% undercut bank | No | No
(+)-cis-Permethrin | Yes | No
(-)-cis-Permethrin | Yes | No
(-)-trans-Permethrin | Yes | No
(1R,2S,5R)-Menthol | No | No
(2-Methyl-1-propenyl)benzene | Yes | No
(3-Bromopropyl)benzene | No | No
(E)-6-Methyl-3-undecene | Yes | No
(E,E)-Farnesol | Yes | No
(Z)-Chloro-1-propene | No | No
(Z,Z)-11,13-Hexadecadienal | Yes | No
.alpha.,.alpha.-Dimethylphenethylamine | Yes | No
.alpha.-Amino-2,3-dihydro-5-methyl-3-oxo-4-isoxazolepropanoic acid | Yes | No
.alpha.-Chlordene | Yes | No
.alpha.-Endosulfan | Yes | No
.alpha.-Hexachlorocyclohexane | Yes | No
.alpha.-Methylstyrene | Yes | No
.alpha.-Naphthylthiourea | Yes | No
.alpha.-Nitrotoluene | Yes | No
.Alpha.-Pinene | No | No
.alpha.-Terpineol | Yes | No
.beta.-Chlordene | Yes | No
.beta.-Endosulfan | Yes | No
.beta.-Hexachlorocyclohexane | Yes | No
.beta.-Sitosterol | No | No
.delta.-Hexachlorocyclohexane | Yes | No
.gamma.-Butyrolactone | Yes | No
.gamma.-Chlordene | Yes | No
.lambda.-Cyhalothrin | No | No
1,1'-Binaphthalene | Yes | No
1,1'-Oxybis[3-chloropropane] | Yes | No
1,1,1,2-Tetrachloroethane | Yes | No
1,1,1-Trichloro-2-propanone | Yes | No
1,1,1-Trichloroethane | Yes | No
1,1,1-trichloropentane | Yes | No
1,1,1-Trichloropropane | Yes | No
1,1,2,2-Tetrabromoethane | Yes | No
1,1,2,2-Tetrachloroethane | Yes | No
1,1,2-Trichloroethane | Yes | No
1,1,3-Trimethyl-3-(2-methallyl)cyclopentane | Yes | No
1,1,4,6-Tetramethylindan | Yes | No
1,1,4,7-Tetramethylindan | Yes | No
1,1-Dichloroethane | Yes | No
1,1-Dichloroethylene | Yes | No
1,1-Dichloropropane | Yes | No
1,1-Dichloropropanone | Yes | No
1,1-Dichloropropene | Yes | No
1,1-Dimethoxyethane | Yes | No
1,1-Dimethyl-2-octylcyclobutane | Yes | No
1,1-Dimethylcyclopropane | Yes | No
1,1-Dimethylindan | Yes | No
1,2,3,4,5,6-Hexachlorocyclohexane | Yes | No
1,2,3,4,5,7,7-Heptachloro-2-norbornene | Yes | No
1,2,3,4,6,7,8,9-Octachlorodibenzo-p-dioxin | Yes | No
1,2,3,4,6,7,8,9-Octachlorodibenzofuran | Yes | No
1,2,3,4,6,7,8-Heptachlorodibenzo-p-dioxin | Yes | No
1,2,3,4,6,7,8-Heptachlorodibenzofuran | Yes | No
1,2,3,4,7,7-Hexachloronorbornadiene | Yes | No
1,2,3,4,7,8,9-Heptachlorodibenzofuran | Yes | No
1,2,3,4,7,8-Hexachlorodibenzo-p-dioxin | Yes | No
1,2,3,4,7,8-Hexachlorodibenzofuran | Yes | No
1,2,3,4-Tetrachlorobenzene | Yes | No
1,2,3,4-Tetrahydronaphthalene | No | No
1,2,3,4-Tetramethylbenzene | Yes | No
1,2,3,4-Tetramethylphenanthrene | Yes | No
1,2,3,5-Tetrachlorobenzene | Yes | No
1,2,3,5-Tetramethylbenzene | Yes | No
1,2,3,6,7,8-Hexachlorodibenzo-p-dioxin | Yes | No
1,2,3,6,7,8-Hexachlorodibenzofuran | Yes | No
1,2,3,7,8,9-Hexachlorodibenzo-p-dioxin | Yes | No
1,2,3,7,8,9-Hexachlorodibenzofuran | Yes | No
1,2,3,7,8-Pentachlorodibenzo-p-dioxin | Yes | No
1,2,3,7,8-Pentachlorodibenzofuran | Yes | No
1,2,3-Trichlorobenzene | Yes | No
1,2,3-Trichloropropane | Yes | No
1,2,3-Trimethylbenzene | Yes | No
1,2,4,5-Tetrachlorobenzene | Yes | No
1,2,4,5-Tetramethylbenzene | Yes | No
1,2,4-Trichlorobenzene | Yes | No
1,2,4-Trimethylbenzene | Yes | No
1,2-Benzisothiazole | Yes | No
1,2-Benzisothiazolin-3-one | Yes | No
1,2-Bis(2-chloroethoxy)ethane | No | No
1,2-Butylene oxide | Yes | No
1,2-Dibromo-3-chloropropane | Yes | No
1,2-Dichlorobenzene-d4 | Yes | No
1,2-Dichlorobutane | Yes | No
1,2-Dichloroethane | Yes | No
1,2-Dichloroethane-d4 | No | No
1,2-Dichloroethylene | Yes | No
1,2-Dichloropropane | Yes | No
1,2-Dichloropropene | Yes | No
1,2-Dimethyl-3-ethylbenzene | No | No
1,2-Dimethyl-4-ethylbenzene | Yes | No
1,2-Dimethylhydrazine | Yes | No
1,2-Dimethylnaphthalene | Yes | No
1,2-Diphenylhydrazine | Yes | No
1,2-Epithiocyclohexane | Yes | No
1,2-Propadienylbenzene | Yes | No
1,3,4,6,7,8-Hexahydro-4,6,6,7,8,8-hexamethylcyclopenta[g]-2-benzopyran | Yes | No
1,3,5-Triazine-2,4-diamine | Yes | No
1,3,5-Trichlorobenzene | Yes | No
1,3,5-Trimethylbenzene | Yes | No
1,3,5-Trinitrobenzene | No | No
1,3-Butadiene | Yes | No
1,3-Dibromo-5,5-dimethylhydantoin | Yes | No
1,3-Dichloro-2-propanol | Yes | No
1,3-Dichloropropane | Yes | No
1,3-Dichloropropene | Yes | No
1,3-Dimethyl-4-ethylbenzene | Yes | No
1,3-Dimethyl-5-ethylbenzene | Yes | No
1,3-Dimethylindan | Yes | No
1,3-Dinitropyrene | Yes | No
1,3-Dioxolane | Yes | No
1,4-Cyclohexanedione | Yes | No
1,4-Dichloro-2-butene | Yes | No
1,4-Dichloro-2-butyne | Yes | No
1,4-Dichlorobenzene-d4 | No | No
1,4-Dichlorobutane | Yes | No
1,4-Difluorobenzene | No | No
1,4-Dimethoxyanthracene | Yes | No
1,4-Dimethylnaphthalene | Yes | No
1,4-Dioxane | Yes | No
1,4-Naphthoquinone | Yes | No
1,6,7-Trimethylnaphthalene | No | No
1,6-Dimethylindan | Yes | No
1,6-Dimethylnaphthalene | Yes | No
1,7-Dimethylxanthine | No | No
1,8-Naphthalic anhydride | Yes | No
1,9-Nonanediol | Yes | No
1-(2-Butoxyethoxy)ethanol | Yes | No
1-Bromo-2-chloroethane | Yes | No
1-Bromo-3-chloro-5,5-dimethyl-2,4-imidazolidinedione | Yes | No
1-Bromobutane | Yes | No
1-Butanesulfonic acid, 1,1,2,2,3,3,4,4,4-nonafluoro- | No | No
1-Butanol | Yes | No
1-Butene | No | No
1-Butoxy-2-propanol | No | No
1-Chloro-2,2-dimethylpropane | No | No
1-Chloroanthraquinone | Yes | No
1-Chlorobutane | Yes | No
1-Chlorocyclohexene | Yes | No
1-Chlorohexane | Yes | No
1-Chloronaphthalene | Yes | No
1-Chloropropane | Yes | No
1-Decanesulfonic acid, 1,1,2,2,3,3,4,4,5,5,6,6,7,7,8,8,9,9,10,10,10-heneicosafluoro- | No | No
1-Decanol | Yes | No
1-Dodecanol | Yes | No
1-Eicosanol | Yes | No
1-Heptadecanol | Yes | No
1-Heptanesulfonic acid, 1,1,2,2,3,3,4,4,5,5,6,6,7,7,7-pentadecafluoro- | No | No
1-Hexadecanol | Yes | No
1-Hexanesulfonic acid, 1,1,2,2,3,3,4,4,5,5,6,6,6-tridecafluoro- | No | No
1-Hexanol | Yes | No
1-Hydroxychlordene | Yes | No
1-Methoxy-2-butanol | Yes | No
1-Methylfluorene | Yes | No
1-Methylindan | Yes | No
1-Methylnaphthalene | Yes | No
1-Methylphenanthrene | Yes | No
1-Methylpyrene | Yes | No
1-Naphthalenamine | Yes | No
1-Naphthol | Yes | No
1-Nitropyrene | Yes | No
1-Octadecene | Yes | No
1-Pentene | Yes | No
1-Phenylnaphthalene | Yes | No
1-Propanol | Yes | No
1-Tailed Critical (H) | No | No
1-Tailed Critical (W) | No | No
1-Tetradecanol | Yes | No
1-Tetradecene | Yes | No
11-KETOTESTOSTERONE | No | No
11-Tricosene | Yes | No
17.alpha.-Estradiol | No | No
1H-Inden-1-one, 2,3-dihydro-3,3-dimethyl- | Yes | No
1rs Cis-Permethrin | No | No
2,2',3,3',4,4',5,5',6-NOBDE | No | No
2,2',3,3',4,4',5,5',6-Nonachlorobiphenyl | Yes | No
2,2',3,3',4,4',5,5'-Octachlorobiphenyl | Yes | No
2,2',3,3',4,4',5,6'-Octachlorobiphenyl | Yes | No
2,2',3,3',4,4',5,6,6'-NOBDE | No | No
2,2',3,3',4,4',5,6,6'-Nonachlorobiphenyl | Yes | No
2,2',3,3',4,4',5,6-Octachlorobiphenyl | Yes | No
2,2',3,3',4,4',5-Heptachlorobiphenyl | No | No
2,2',3,3',4,4',6,6'-Octachlorobiphenyl | Yes | No
2,2',3,3',4,4',6-Heptachlorobiphenyl | Yes | No
2,2',3,3',4,4'-Hexachlorobiphenyl | Yes | No
2,2',3,3',4,4'-HXBDE | No | No
2,2',3,3',4,5',6'-Heptachlorobiphenyl | Yes | No
2,2',3,3',4,5',6,6'-Octachlorobiphenyl | Yes | No
2,2',3,3',4,5',6-Heptachlorobiphenyl | Yes | No
2,2',3,3',4,5'-Hexachlorobiphenyl | Yes | No
2,2',3,3',4,5,5',6'-Octachlorobiphenyl | Yes | No
2,2',3,3',4,5,5',6,6'-NOBDE | No | No
2,2',3,3',4,5,5',6,6'-Nonachlorobiphenyl | Yes | No
2,2',3,3',4,5,5',6-Octachlorobiphenyl | Yes | No
2,2',3,3',4,5,5'-Heptachlorobiphenyl | Yes | No
2,2',3,3',4,5,6'-Heptachlorobiphenyl | Yes | No
2,2',3,3',4,5,6,6'-Octachlorobiphenyl | Yes | No
2,2',3,3',4,5,6-Heptachlorobiphenyl | Yes | No
2,2',3,3',4,5-Hexachlorobiphenyl | Yes | No
2,2',3,3',4,6'-Hexachlorobiphenyl | Yes | No
2,2',3,3',4,6,6'-Heptachlorobiphenyl | Yes | No
2,2',3,3',4,6-Hexachlorobiphenyl | Yes | No
2,2',3,3',4-Pentachlorobiphenyl | Yes | No
2,2',3,3',5,5',6,6'-Octachlorobiphenyl | Yes | No
2,2',3,3',5,5',6-Heptachlorobiphenyl | Yes | No
2,2',3,3',5,5'-Hexachlorobiphenyl | Yes | No
2,2',3,3',5,6'-Hexachlorobiphenyl | Yes | No
2,2',3,3',5,6,6'-Heptachlorobiphenyl | Yes | No
2,2',3,3',5,6-Hexachlorobiphenyl | Yes | No
2,2',3,3',5-Pentachlorobiphenyl | Yes | No
2,2',3,3',6,6'-Hexachlorobiphenyl | Yes | No
2,2',3,3',6-Pentachlorobiphenyl | Yes | No
2,2',3,3'-Tetrachlorobiphenyl | Yes | No
2,2',3,4',5',6-Hexachlorobiphenyl | Yes | No
2,2',3,4',5'-Pentachlorobiphenyl | Yes | No
2,2',3,4',5,5',6-Heptachlorobiphenyl | Yes | No
2,2',3,4',5,5'-Hexachlorobiphenyl | Yes | No
2,2',3,4',5,6'-Hexachlorobiphenyl | Yes | No
2,2',3,4',5,6,6'-Heptachlorobiphenyl | Yes | No
2,2',3,4',5,6-Hexachlorobiphenyl | Yes | No
2,2',3,4',5-Pentachlorobiphenyl | Yes | No
2,2',3,4',6'-Pentachlorobiphenyl | Yes | No
2,2',3,4',6,6'-Hexachlorobiphenyl | Yes | No
2,2',3,4',6-Pentachlorobiphenyl | Yes | No
2,2',3,4'-Tetrachlorobiphenyl | Yes | No
2,2',3,4,4',5',6-Heptachlorobiphenyl | Yes | No
2,2',3,4,4',5',6-HPBDE | No | No
2,2',3,4,4',5'-Hexachlorobiphenyl | No | No
2,2',3,4,4',5'-HXBDE/2,3,4,4',5,6-HxBDE | Yes | No
2,2',3,4,4',5,5',6-OCBDE | No | No
2,2',3,4,4',5,5',6-Octachlorobiphenyl | Yes | No
2,2',3,4,4',5,5'-Heptachlorobiphenyl | Yes | No
2,2',3,4,4',5,6'-Heptachlorobiphenyl | Yes | No
2,2',3,4,4',5,6,6'-Octachlorobiphenyl | Yes | No
2,2',3,4,4',5,6-Heptachlorobiphenyl | Yes | No
2,2',3,4,4',5,6-HPBDE | No | No
2,2',3,4,4',5-Hexachlorobiphenyl | Yes | No
2,2',3,4,4',6'-Hexachlorobiphenyl | Yes | No
2,2',3,4,4',6,6'-Heptachlorobiphenyl | Yes | No
2,2',3,4,4',6-Hexachlorobiphenyl | Yes | No
2,2',3,4,4'-Pentachlorobiphenyl | Yes | No
2,2',3,4,5',6-Hexachlorobiphenyl | Yes | No
2,2',3,4,5'-Pentachlorobiphenyl | Yes | No
2,2',3,4,5,5',6-Heptachlorobiphenyl | Yes | No
2,2',3,4,5,5'-Hexachlorobiphenyl | Yes | No
2,2',3,4,5,6'-Hexachlorobiphenyl | Yes | No
2,2',3,4,5,6,6'-Heptachlorobiphenyl | Yes | No
2,2',3,4,5,6-Hexachlorobiphenyl | Yes | No
2,2',3,4,5-Pentachlorobiphenyl | Yes | No
2,2',3,4,6'-Pentachlorobiphenyl | Yes | No
2,2',3,4,6,6'-Hexachlorobiphenyl | Yes | No
2,2',3,4,6-Pentachlorobiphenyl | Yes | No
2,2',3,4-Tetrachlorobiphenyl | Yes | No
2,2',3,5',6-Pentachlorobiphenyl | Yes | No
2,2',3,5'-Tetrachlorobiphenyl | Yes | No
2,2',3,5,5',6-Hexachlorobiphenyl | Yes | No
2,2',3,5,5'-Pentachlorobiphenyl | Yes | No
2,2',3,5,6'-Pentachlorobiphenyl | Yes | No
2,2',3,5,6,6'-Hexachlorobiphenyl | Yes | No
2,2',3,5,6-Pentachlorobiphenyl | Yes | No
2,2',3,5-Tetrachlorobiphenyl | Yes | No
2,2',3,6'-Tetrachlorobiphenyl | Yes | No
2,2',3,6,6'-Pentachlorobiphenyl | Yes | No
2,2',3,6-Tetrachlorobiphenyl | Yes | No
2,2',3-Trichlorobiphenyl | Yes | No
2,2',4,4',5',6-HXBDE | No | No
2,2',4,4',5,5'-Hexachlorobiphenyl | No | No
2,2',4,4',5,6'-Hexachlorobiphenyl | Yes | No
2,2',4,4',5-Pentachlorobiphenyl | Yes | No
2,2',4,4',6,6'-Hexachlorobiphenyl | Yes | No
2,2',4,4',6,6'-HXBDE | No | No
2,2',4,4',6-Pentachlorobiphenyl | Yes | No
2,2',4,4'-Tetrachlorobiphenyl | Yes | No
2,2',4,5',6-Pentachlorobiphenyl | Yes | No
2,2',4,5'-TEBDE | No | No
2,2',4,5'-Tetrachlorobiphenyl | Yes | No
2,2',4,5,5'-Pentachlorobiphenyl | Yes | No
2,2',4,5,6'-Pentachlorobiphenyl | Yes | No
2,2',4,5-Tetrachlorobiphenyl | Yes | No
2,2',4,6'-TEBDE | No | No
2,2',4,6'-Tetrachlorobiphenyl | Yes | No
2,2',4,6,6'-Pentachlorobiphenyl | Yes | No
2,2',4,6-Tetrachlorobiphenyl | Yes | No
2,2',4-TRBDE | No | No
2,2',4-Trichlorobiphenyl | Yes | No
2,2',5,5'-Tetrachlorobiphenyl | Yes | No
2,2',5,6'-Tetrachlorobiphenyl | Yes | No
2,2',5-Trichlorobiphenyl | Yes | No
2,2',6,6'-Tetrachlorobiphenyl | Yes | No
2,2',6-Trichlorobiphenyl | Yes | No
2,2'-Biquinoline | Yes | No
2,2'-Dichlorobenzophenone | Yes | No
2,2'-Dichlorobiphenyl | Yes | No
2,2,4,5,6,7,8,8-Octachloro-2,3,3a,4,7,7a-hexahydro-4,7-methano-1H-indene | Yes | No
2,2,4-Trimethylpentane | No | No
2,2,6-Trimethylcyclohexanone | Yes | No
2,2-Dibromo-3-nitrilopropionamide | Yes | No
2,2-Dichloropropane | Yes | No
2,2-Dimethylpropane | Yes | No
2,3 Dimethyloctane | Yes | No
2,3',4',5',6-Pentachlorobiphenyl | Yes | No
2,3',4',5'-Tetrachlorobiphenyl | Yes | No
2,3',4',5,5'-Pentachlorobiphenyl | Yes | No
2,3',4',5-Tetrachlorobiphenyl | Yes | No
2,3',4',6-TEBDE | No | No
2,3',4',6-Tetrachlorobiphenyl | Yes | No
2,3',4'-Trichlorobiphenyl | Yes | No
2,3',4,4',5',6-Hexachlorobiphenyl | Yes | No
2,3',4,4',5'-Pentachlorobiphenyl | Yes | No
2,3',4,4',5,5'-Hexachlorobiphenyl | Yes | No
2,3',4,4',5-PEBDE | No | No
2,3',4,4',5-Pentachlorobiphenyl | Yes | No
2,3',4,4',6-PEBDE | No | No
2,3',4,4',6-PEBDE/2,3',4,5,5'-PEBDE | Yes | No
2,3',4,4',6-Pentachlorobiphenyl | Yes | No
2,3',4,4'-Tetrachlorobiphenyl | Yes | No
2,3',4,5',6-Pentachlorobiphenyl | Yes | No
2,3',4,5'-Tetrachlorobiphenyl | Yes | No
2,3',4,5,5'-PEBDE | No | No
2,3',4,5,5'-Pentachlorobiphenyl | Yes | No
2,3',4,5-Tetrachlorobiphenyl | Yes | No
2,3',4,6-Tetrachlorobiphenyl | Yes | No
2,3',4-TRBDE | No | No
2,3',4-Trichlorobiphenyl | Yes | No
2,3',5',6-Tetrachlorobiphenyl | Yes | No
2,3',5'-Trichlorobiphenyl | Yes | No
2,3',5,5'-Tetrachlorobiphenyl | Yes | No
2,3',5-Trichlorobiphenyl | Yes | No
2,3',6-Trichlorobiphenyl | Yes | No
2,3'-Dichlorobiphenyl | Yes | No
2,3,3',4',5',6-Hexachlorobiphenyl | Yes | No
2,3,3',4',5'-Pentachlorobiphenyl | Yes | No
2,3,3',4',5,5',6-Heptachlorobiphenyl | Yes | No
2,3,3',4',5,5'-Hexachlorobiphenyl | Yes | No
2,3,3',4',5,6-Hexachlorobiphenyl | Yes | No
2,3,3',4',5-Pentachlorobiphenyl | Yes | No
2,3,3',4',6-Pentachlorobiphenyl | No | No
2,3,3',4'-Tetrachlorobiphenyl | Yes | No
2,3,3',4,4',5',6-Heptachlorobiphenyl | Yes | No
2,3,3',4,4',5'-Hexachlorobiphenyl | Yes | No
2,3,3',4,4',5,5',6-OCBDE | No | No
2,3,3',4,4',5,5',6-Octachlorobiphenyl | Yes | No
2,3,3',4,4',5,5'-Heptachlorobiphenyl | Yes | No
2,3,3',4,4',5,6-Heptachlorobiphenyl | Yes | No
2,3,3',4,4',5,6-HPBDE | No | No
2,3,3',4,4',5-Hexachlorobiphenyl | Yes | No
2,3,3',4,4',6-Hexachlorobiphenyl | Yes | No
2,3,3',4,4'-PEBDE | No | No
2,3,3',4,4'-Pentachlorobiphenyl | Yes | No
2,3,3',4,5',6-Hexachlorobiphenyl | Yes | No
2,3,3',4,5'-Pentachlorobiphenyl | Yes | No
2,3,3',4,5,5',6-Heptachlorobiphenyl | Yes | No
2,3,3',4,5,5'-Hexachlorobiphenyl | Yes | No
2,3,3',4,5,6-Hexachlorobiphenyl | Yes | No
2,3,3',4,5-Pentachlorobiphenyl | Yes | No
2,3,3',4,6-Pentachlorobiphenyl | Yes | No
2,3,3',4-Tetrachlorobiphenyl | Yes | No
2,3,3',5',6-Pentachlorobiphenyl | Yes | No
2,3,3',5'-Tetrachlorobiphenyl | Yes | No
2,3,3',5,5',6-Hexachlorobiphenyl | Yes | No
2,3,3',5,5'-Pentachlorobiphenyl | Yes | No
2,3,3',5,6-Pentachlorobiphenyl | Yes | No
2,3,3',5-Tetrachlorobiphenyl | Yes | No
2,3,3',6-Tetrachlorobiphenyl | Yes | No
2,3,3'-Trichlorobiphenyl | Yes | No
2,3,4',5,6-Pentachlorobiphenyl | Yes | No
2,3,4',5-Tetrachlorobiphenyl | Yes | No
2,3,4',6-Tetrachlorobiphenyl | Yes | No
2,3,4'-Trichlorobiphenyl | Yes | No
2,3,4,4',5,6-Hexachlorobiphenyl | Yes | No
2,3,4,4',5-Pentachlorobiphenyl | Yes | No
2,3,4,4',6-Pentachlorobiphenyl | Yes | No
2,3,4,4'-Tetrachlorobiphenyl | Yes | No
2,3,4,5,6-PEBDE | No | No
2,3,4,5,6-Pentachlorobiphenyl | Yes | No
2,3,4,5-Tetrachlorobiphenyl | Yes | No
2,3,4,5-Tetrachlorophenol | Yes | No
2,3,4,6,7,8-Hexachlorodibenzofuran | Yes | No
2,3,4,6,7-Pentachlorodibenzofuran | Yes | No
2,3,4,6-Tetrachlorobiphenyl | Yes | No
2,3,4,6-Tetrachlorophenol | Yes | No
2,3,4,6-Tetrachlorophenol/2,3,5,6-Tetrachlorophenol | Yes | No
2,3,4,7,8-Pentachlorodibenzofuran | Yes | No
2,3,4-Trichlorobiphenyl | Yes | No
2,3,4-Trichlorophenol | Yes | No
2,3,5,6-Tetrachlorobiphenyl | Yes | No
2,3,5,6-Tetrachlorophenol | Yes | No
2,3,5-Trichlorobiphenyl | Yes | No
2,3,6-Trichlorobiphenyl | Yes | No
2,3,6-Trichlorophenol | No | No
2,3,6-Trimethylnaphthalene | Yes | No
2,3,7,8-Tetrachlorodibenzo-p-dioxin | Yes | No
2,3,7,8-Tetrachlorodibenzo-p-dioxin, TEQ | No | No
2,3,7,8-Tetrachlorodibenzofuran | Yes | No
2,3-Dibromopropionic acid | Yes | No
2,3-Dichlorobiphenyl | Yes | No
2,3-Dichlorophenol | No | No
2,3-Dichloropropene | Yes | No
2,3-Dimethyl-3-hexanol | Yes | No
2,4',5-Trichlorobiphenyl | Yes | No
2,4',6-TRBDE | No | No
2,4',6-Trichlorobiphenyl | Yes | No
2,4'-DIBDE | No | No
2,4'-Dichlorobiphenyl | Yes | No
2,4,4',5-Tetrachlorobiphenyl | Yes | No
2,4,4',6-TEBDE | No | No
2,4,4',6-Tetrachlorobiphenyl | Yes | No
2,4,4'-TRBDE/2',3,4-TRBDE | Yes | No
2,4,4'-Trichlorobiphenyl | No | No
2,4,5-T | Yes | No
2,4,5-T + Silvex | Yes | No
2,4,5-T isooctyl ester | Yes | No
2,4,5-T isopropyl ester | No | No
2,4,5-TB | No | No
2,4,5-Trichlorobiphenyl | Yes | No
2,4,5-Trichlorophenol | No | No
2,4,5-Trichlorophenoxypropanoic acid | No | No
2,4,5-Trimethylbenzoic acid | Yes | No
2,4,6-TRBDE | No | No
2,4,6-Tribromophenol | Yes | No
2,4,6-Trichlorobiphenyl | Yes | No
2,4,6-Trichloronitrobenzene | Yes | No
2,4,6-Trichlorophenol | Yes | No
2,4,6-Trimethylbenzoic acid | Yes | No
2,4,6-Trimethylphenol | Yes | No
2,4,6-Tris(tert-butyl)phenol | Yes | No
2,4-D | Yes | No
2,4-D 2-butoxyethyl ester | No | No
2,4-D 2-ethylhexyl ester | No | No
2,4-D dimethylamine salt | No | No
2,4-D isobutyl ester | Yes | No
2,4-D isopropyl ester | No | No
2,4-D sec-butyl ester | No | No
2,4-DB | Yes | No
2,4-DIBDE | No | No
2,4-Dibromophenol | Yes | No
2,4-Dichlorobiphenyl | Yes | No
2,4-Dichloronitrobenzene | Yes | No
2,4-Dichlorophenol | No | No
2,4-Dichlorophenylacetic acid | No | No
2,4-Dimethylphenol | No | No
2,4-Dinitrophenol | Yes | No
2,4-Dinitrotoluene | No | No
2,4-Toluenediamine | Yes | No
2,5-Dichlorobiphenyl | Yes | No
2,5-Dichlorophenol | Yes | No
2,5-Diethyltetrahydrofuran | Yes | No
2,5-Dimethylfuran | Yes | No
2,5-Dimethylthiophene | Yes | No
2,6,10,15,19,23-Hexamethyl-2,6,10,14,18,22-tetracosahexaene | Yes | No
2,6-Di-tert-butyl-p-cresol | Yes | No
2,6-DIBDE | No | No
2,6-Dichloro-4-methylphenol | No | No
2,6-Dichlorobiphenyl | Yes | No
2,6-Dichlorophenol | Yes | No
2,6-Dichlorotoluene | Yes | No
2,6-Diethylaniline | Yes | No
2,6-Dimethylnaphthalene | Yes | No
2,6-Dinitro-p-cresol | Yes | No
2,6-Dinitrotoluene | No | No
2,7-Dimethylnaphthalene | Yes | No
2-(Methylthio)benzothiazole | No | No
2-(Nonylphenoxy)ethanol | No | No
2-(p-iodophenyl)-3-(p-nitrophenyl)-5-phenyltetrazolium chloride | No | No
2-Acetylaminofluorene | No | No
2-Amino-4,6-dinitrotoluene | Yes | No
2-Bromo-1-chloropropane | Yes | No
2-Butanol | Yes | No
2-Butoxy-2-oxoethyl butyl phthalate | No | No
2-Butyloctanol | Yes | No
2-Chloro-1-phenylethanol | Yes | No
2-Chloro-4,6-diamino-s-triazine | No | No
2-Chloro-4-isopropylamino-6-amino-s-triazine | Yes | No
2-Chlorobenzothiazole | Yes | No
2-Chlorobiphenyl | Yes | No
2-Chlorocyclohexanol | Yes | No
2-Chloroethanol | Yes | No
2-Chloroethyl vinyl ether | Yes | No
2-Chloronaphthalene | Yes | No
2-Chlorophenol-d4 | Yes | No
2-Chloropropane | Yes | No
2-Chlorosyringaldehyde | No | No
2-Choro-6-ethylamino-4-amino-s-triazine | Yes | No
2-Cyclohexen-1-ol | Yes | No
2-Cyclohexen-1-one | Yes | No
2-Cyclohexylidenecyclohexanone | Yes | No
2-Decanone | Yes | No
2-Ethoxyethanol | Yes | No
2-Ethyl-1,3-hexanediol | No | No
2-Ethyl-2-methyl-1,3-dioxolane | No | No
2-Ethyl-4-methyl-1,3-dioxolane | No | No
2-Ethyl-m-xylene | Yes | No
2-Ethyl-p-xylene | Yes | No
2-Ethylhexanoic acid | Yes | No
2-Ethylhexanol | Yes | No
2-Ethylhexyl diphenyl phosphate | Yes | No
2-Ethylnaphthalene | Yes | No
2-Fluoro-4-nitrophenol potassium salt | Yes | No
2-Fluoro-6-nitrophenol | Yes | No
2-Fluorobiphenyl | Yes | No
2-Hexanone | Yes | No
2-Hydroxy-4-methoxybenzophenone | Yes | No
2-Methoxyethanol | No | No
2-Methyl-1,3-dioxolane | No | No
2-Methyl-1-phenyl-1-butene | Yes | No
2-Methyl-2-butanol | Yes | No
2-Methyl-3-butyn-2-ol | Yes | No
2-Methyl-3-pentanol | No | No
2-Methyl-3-pentanone | No | No
2-Methyl-4-octanone | Yes | No
2-Methyl-5-nitroaniline | Yes | No
2-Methylanthracene | Yes | No
2-Methylbutanal | Yes | No
2-Methylbutane | Yes | No
2-Methylcyclohexanone | Yes | No
2-Methylcyclopentanone | Yes | No
2-Methylfuran | No | No
2-Methylhexane | Yes | No
2-Methylnaphthalene | Yes | No
2-Methylpentane | Yes | No
2-Methylphenanthrene | Yes | No
2-Methylpyridine | Yes | No
2-MOBDE | No | No
2-Naphthalenamine | Yes | No
2-Nitro-1,1-bis(p-chlorophenyl)propane | No | No
2-Nitro-M-Xylene | No | No
2-Nitropropane | No | No
2-Pentanone | Yes | No
2-Phenyl-2-propanol | No | No
2-Phenyldecane | Yes | No
2-Phenyldodecane | Yes | No
2-Phenylphenol | Yes | No
2-Phenyltetradecane | Yes | No
2-Phenyltridecane | Yes | No
2-Phenylundecane | Yes | No
2-Piperidinecarboxylic acid | Yes | No
2-Piperidone | Yes | No
2-Propen-1-ol | No | No
2-tert-Butylthiophene | Yes | No
2-Thiophenecarboxylic acid | Yes | No
2-Thiophenemethylamine | Yes | No
2-[2-[4-(1,1,3,3-Tetramethylbutyl)phenoxy]ethoxy]ethanol | Yes | No
2-[4-(1,1,3,3-Tetramethylbutyl)phenoxy]ethanol | Yes | No
3,3',4,4',5,5'-Hexachlorobiphenyl | Yes | No
3,3',4,4',5-PEBDE | No | No
3,3',4,4',5-Pentachlorobiphenyl | Yes | No
3,3',4,4'-TEBDE | No | No
3,3',4,4'-Tetrachlorobiphenyl | Yes | No
3,3',4,5'-TEBDE | No | No
3,3',4,5'-Tetrachlorobiphenyl | Yes | No
3,3',4,5,5'-Pentachlorobiphenyl | Yes | No
3,3',4,5-Tetrachlorobiphenyl | Yes | No
3,3',4-TRBDE | No | No
3,3',4-Trichlorobiphenyl | Yes | No
3,3',5,5'-Tetrachlorobiphenyl | Yes | No
3,3',5-Trichlorobiphenyl | Yes | No
3,3'-DIBDE | No | No
3,3'-Dichlorobenzidine | Yes | No
3,3'-Dichlorobenzophenone | Yes | No
3,3'-Dichlorobiphenyl | Yes | No
3,3'-Dimethoxybenzidine | Yes | No
3,3'-Dimethylbenzidine | Yes | No
3,3-Dimethyl-1-butanol | No | No
3,3-Dimethylhexane | Yes | No
3,4',5-Trichlorobiphenyl | Yes | No
3,4'-DIBDE | No | No
3,4'-Dichlorobiphenyl | Yes | No
3,4,4',5-Tetrachlorobiphenyl | Yes | No
3,4,4'-TRBDE | No | No
3,4,4'-Trichlorobiphenyl | Yes | No
3,4,5-Trichlorobiphenyl | Yes | No
3,4,5-Trichlorocatechol | Yes | No
3,4-DIBDE | No | No
3,4-Dichloroaniline | Yes | No
3,4-Dichlorobiphenyl | Yes | No
3,4-Dichlorophenol | Yes | No
3,4-Dimethylbenzoic acid | Yes | No
3,4-Dimethylhexane | Yes | No
3,4-Dimethylphenol | Yes | No
3,5-Dichlorobenzoic acid | Yes | No
3,5-Dichlorobiphenyl | Yes | No
3,5-Dichlorophenol | No | No
3,5-Dimethylphenol | Yes | No
3,5-Dinitroaniline | Yes | No
3-Chloro-4-methylaniline | Yes | No
3-Chlorobicyclo[3.2.1]oct-2-ene | Yes | No
3-Chlorobiphenyl | Yes | No
3-Cyclohexene-1-carboxylic acid | Yes | No
3-Fluoro-4-nitrophenol | Yes | No
3-Hydroxycarbofuran | Yes | No
3-Methyl-1-indanone | Yes | No
3-Methyl-2-pentanone | Yes | No
3-Methylbiphenyl | No | No
3-Methylcholanthrene | Yes | No
3-Methylhexane | Yes | No
3-Methylindole | Yes | No
3-Methylpentane | Yes | No
3-Methylphenol/4-Methylphenol coelution | Yes | No
3-Methylsalicylic acid | Yes | No
3-MOBDE | No | No
3-Nitrofluoranthene | Yes | No
3-Pentanol, 3-ethyl- | Yes | No
3-Phenyldecane | Yes | No
3-Phenyltetradecane | Yes | No
3-Phenyltridecane | Yes | No
3-Phenylundecane | Yes | No
3-Trifluoromethyl-4-nitrophenol | Yes | No
4,4'-Dichlorobenzil | Yes | No
4,4'-Dichlorobiphenyl | Yes | No
4,4'-Isopropylidenediphenol | Yes | No
4,4'-Methylenebis(2-chloroaniline) | Yes | No
4,4-Dimethyl-1,3-dioxane | Yes | No
4,5,6-Trichloroguaiacol | Yes | No
4,5-Dichlorocatechol | Yes | No
4,5-Dimethyl-1,2-dithiol-3-one | Yes | No
4,6-Dichloro-o-cresol | Yes | No
4,6-Dimethylindan | Yes | No
4,6-Dinitro-o-cresol | No | No
4,7-Dimethylindan | Yes | No
4-Amino-2,6-dinitrotoluene | Yes | No
4-Aminobiphenyl | Yes | No
4-Androstenedione | No | No
4-Chloro-2-methylphenol | Yes | No
4-Chloro-3,5-dimethylphenol | No | No
4-Chlorobiphenyl | Yes | No
4-Dimethylaminoazobenzene | Yes | No
4-Ethyl-4H-1,2,4-triazole-3-amine | Yes | No
4-Ethylresorcinol | Yes | No
4-Fluoro-2-nitrophenol | Yes | No
4-Hydroxy-4-methyl-2-pentanone | Yes | No
4-Methyl-1,3-dioxolane | Yes | No
4-Methyl-2-pentanol | Yes | No
4-Methyl-2-pentene | No | No
4-Methyl-3-nitroaniline | Yes | No
4-Methyldecane | Yes | No
4-Methylindan | Yes | No
4-MUB-a-D-galactoside | No | No
4-MUB-a-D-glucoside | No | No
4-MUB-b-D-galactoside | No | No
4-MUB-b-D-glucoside | No | No
4-MUB-b-D-xylopyranoside | No | No
4-MUB-N-acetyl-b-glucosaminide | No | No
4-MUB-phosphate | No | No
4-MUB-sulfate | No | No
4-Nitrobiphenyl | Yes | No
4-Penten-2-ol | Yes | No
4-Phenylbutyric acid | Yes | No
4-Phenyldecane | Yes | No
4-Phenyldodecane | Yes | No
4-Phenylpyridine | Yes | No
4-Phenyltetradecane | Yes | No
4-Phenyltridecane | Yes | No
4-Phenylundecane | Yes | No
4-Terphenyl-d14 | Yes | No
4H-Cyclopenta[def]phenanthrene | Yes | No
5,6-Dibutyl-5,6-bis(4-tert-butylphenyl)decane | Yes | No
5-Hydroxydicamba | Yes | No
5-Methylindan | Yes | No
5-Nitroacenaphthene | Yes | No
5-Nitrovanillin | Yes | No
5-Phenyldecane | Yes | No
5-Phenyldodecane | Yes | No
5-Phenyltetradecane | Yes | No
5-Phenyltridecane | Yes | No
5-Phenylundecane | Yes | No
5-Tolyltriazole | Yes | No
6-Acetyl-1,1,2,4,4,7-hexamethyltetralin | Yes | No
6-Phenyldodecane | Yes | No
6-Phenyltetradecane | Yes | No
6-Phenyltridecane | Yes | No
6-Phenylundecane | Yes | No
7,12-Dimethylbenz[a]anthracene | Yes | No
7-Phenyltetradecane | Yes | No
7-Phenyltetradecane + 6-phenyltridecane mix | Yes | No
9-Hexadecenoic acid | Yes | No
9-Methylanthracene | Yes | No
9-Nitroso-9H-carbazole | Yes | No
9-Octadecenal | Yes | No
9-Octadecene | Yes | No
a-D-galactosidase (corrected for carbon content) | No | No
a-D-glucosidase (corrected for carbon content) | No | No
Abietylamine | Yes | No
Acanthamoeba | No | No
Acanthamoeba astronyxis | No | No
Acanthamoeba castellanii | No | No
Acanthamoeba comandoni | No | No
Acanthamoeba culbertsoni | No | No
Acanthamoeba griffini | No | No
Acanthamoeba hatchetti | No | No
Acanthamoeba hyalina | No | No
Acanthamoeba lenticulata | No | No
Acanthamoeba palestinensis | No | No
Acanthamoeba polyphaga | No | No
Acanthamoeba rhysodes | No | No
Acanthamoeba royreba | No | No
Acanthamoeba terricola | No | No
Acanthamoeba tubiashi | No | No
Acenaphthene | Yes | No
Acenaphthylene | Yes | No
Acephate | No | No
Acequincyl | Yes | No
Acetaldehyde | No | No
Acetaldol | Yes | No
Acetamide | No | No
Acetaminophen | Yes | No
Acetamiprid | Yes | No
Acetic acid | No | No
Acetic acid, octadecyl ester | Yes | No
Acetochlor | No | No
Acetone | Yes | No
Acetonitrile | No | No
Acetophenone | No | No
Acetovanillone | Yes | No
Acetylene | No | No
Acibenzolar-S-methyl | Yes | No
Acid - Base Potential | No | No
Acid Generation Potential | No | No
Acid Neutralization Potential Acidity (ANPA) | No | No
Acid Neutralization Potential As %CaCO3 | No | No
Acid Volatile Sulfides | Yes | No
Acidity, hydrogen ion (H+) | No | No
Acifluorfen | Yes | No
Acifluorfen, sodium salt | Yes | No
Acinetobacter | No | No
Acridine | No | No
Acrolein | Yes | No
Acrylamide | No | No
Acrylonitrile | Yes | No
Actinium-228 | No | No
Active channel height | No | No
Active channel width | No | No
Actual Number of Individuals Examined | No | No
Actual Number of Individuals Measured | No | No
Actual Number of Individuals Weighed | No | No
Adenosine triphosphate | No | No
Aeromonas hydrophila | No | No
Aflatoxins | No | No
Age | No | No
Age, Otoliths (Fish) | No | No
Age, Scales (Fish) | No | No
Age, Spines (Fish) | No | No
Age, Vertebra (Fish) | No | No
Aggressive index | No | No
Air entrained | No | No
Alachlor | Yes | No
Albuterol | No | No
Aldicarb | Yes | No
Aldicarb sulfone | Yes | No
Aldicarb sulfoxide | Yes | No
Aldrin | Yes | No
Aldrin + dieldrin mix, unspecified | Yes | No
Algae, all groups, density | No | No
Algae, blue-green (phylum cyanophyta) density | No | No
Algae, brown (phylum phaeophyta) density | No | No
Algae, golden-brown (phylum chrysophyta) density | No | No
Algae, green (phylum chlorophyta) density | No | No
Algae, red (phylum rhodophyta) density | No | No
Algae, substrate rock/bank cover (choice list) | No | Yes
Algae, yellow-green (phylum xanthophyta) density | No | No
algal entity density | No | No
Algal growth potential | No | No
Aliphatics fraction | Yes | No
Alkaline phosphatase | No | No
Alkalinity, Phenolphthalein (total hydroxide+1/2 carbonate) | Yes | No
Alkalinity, total | No | No
Alkane mix C10-C34 | Yes | No
Alkanes, total | Yes | No
Allethrin | No | No
Allyl chloride | Yes | No
Allyl isothiocyanate | Yes | No
Alpha particle | No | No
Alprazolam | No | No
Altitude | No | No
Aluminum | Yes | No
Aluminum sulfate | Yes | No
Aluminum, Organic + Inorganic Monomeric (reactive aluminum) | Yes | No
Aluminum, Organic Monomeric (reactive aluminum) | Yes | No
Americium-241 | No | No
Ametryn | Yes | No
Amikacin | Yes | No
Aminocarb | No | No
Aminomethylphosphonic acid | Yes | No
Amitriptyline | Yes | No
Amitrole | Yes | No
Ammonia | No | No
Ammonia uptake | No | No
Ammonia-nitrogen | Yes | No
Ammonium | Yes | No
Ammonium bromide | Yes | No
Ammonium hydroxide | Yes | No
Ammonium perchlorate | Yes | No
Ammonium picrate | Yes | No
Ammonium sulfamate | Yes | No
Amobam oxidation products | Yes | No
Amoeba | No | No
Amoebidae | No | No
Amosite Asbestos | No | No
Amount of Refuse on Banks (choice list) | No | Yes
Amoxicillin trihydrate | Yes | No
Amphetamine | No | No
Ampicillin | Yes | No
Amylbenzene | Yes | No
Anabasine | Yes | No
Anatoxin | Yes | No
Androsterone | No | No
Anilazine | No | No
Aniline | Yes | No
Anion deficit | Yes | No
Anion/cation ratio | Yes | No
Anise oil | Yes | No
Anisole | No | No
Anthracene | Yes | No
Anthraquinone | Yes | No
Antimony | Yes | No
Antimony potassium tartrate | Yes | No
Antimony-124 | Yes | No
Antimony-125 | No | No
Antimycin A | Yes | No
Apparent color | No | No
Apramycin | Yes | No
ar,ar'-Dimethylbiphenyl | No | No
Argon | No | No
Aroclor (unspecified) | Yes | No
Aroclor 1016 | Yes | No
Aroclor 1016 mixt. with Aroclor 1221 | Yes | No
Aroclor 1016 mixt. with Aroclor 1242 | Yes | No
Aroclor 1210 | Yes | No
Aroclor 1216 | Yes | No
Aroclor 1221 | Yes | No
Aroclor 1231 | Yes | No
Aroclor 1232 | Yes | No
Aroclor 1240 | Yes | No
Aroclor 1242 | Yes | No
Aroclor 1242 mixt. with Aroclor 1248 | Yes | No
Aroclor 1242 mixt. with Aroclor 1248 and Aroclor 1260 | Yes | No
Aroclor 1242 mixt. with Aroclor 1254 | Yes | No
Aroclor 1242 mixt. with Aroclor 1254 and Aroclor 1260 | Yes | No
Aroclor 1242 mixt. with Aroclor 1260 | Yes | No
Aroclor 1248 | Yes | No
Aroclor 1248 mixt. with Aroclor 1254 | Yes | No
Aroclor 1248 mixt. with Aroclor 1254 and Aroclor 1260 | Yes | No
Aroclor 1248 mixt. with Aroclor 1260 | Yes | No
Aroclor 1250 | Yes | No
Aroclor 1252 | Yes | No
Aroclor 1254 | Yes | No
Aroclor 1254 mixt. with Aroclor 1260 | Yes | No
Aroclor 1260 | Yes | No
Aroclor 1262 | Yes | No
Aroclor 1268 | Yes | No
Aroclor 5442 | Yes | No
Aromatics fraction | Yes | No
Arsenic | Yes | No
Arsenic ion (3+) | Yes | No
Arsenic ion (5+) | Yes | No
Arsenic pentafluoride | Yes | No
Arsenic(V) pentoxide | Yes | No
Arsenide | Yes | No
Asbestos | No | No
ashes | No | No
Aspect | No | No
Atmospheric deposition, dry fall | No | No
Atmospheric deposition, wet fall | No | No
Atraton | Yes | No
Atrazine | Yes | No
Azide | Yes | No
Azinphos-ethyl | No | No
Azinphos-methyl | No | No
Azithromycin | Yes | No
Azobenzene | No | No
Azoxystrobin | No | No
Azulene | Yes | No
b-D-galactosidase (corrected for carbon content) | No | No
b-D-glucosidase (corrected for carbon content) | No | No
b-D-xylosidase (corrected for carbon content) | No | No
b-N-acetylglucosaminidase (corrected for carbon content) | No | No
Bacillus thuringiensis (Berliner) | Yes | No
Bacillus thuringiensis aizawai | Yes | No
Bacillus thuringiensis aizawai GC-91 | Yes | No
Bacillus thuringiensis israelensis | Yes | No
Bacillus thuringiensis kurstaki | Yes | No
Bacillus thuringiensis kurstaki BMP123 | Yes | No
Bacillus thuringiensis kurstaki EG2348 | Yes | No
Bacillus thuringiensis kurstaki EG2371 | Yes | No
Bacillus thuringiensis kurstaki EG2424 | Yes | No
Bacillus thuringiensis kurstaki HD1, D-endotoxin, cry1A(b) | Yes | No
Bacillus thuringiensis morrisoni, lepidopteran active | Yes | No
Bacillus thuringiensis NB357M | Yes | No
Bacillus thuringiensis tenebrionis | Yes | No
Bacitracin | Yes | No
Bacteria mix, unspecified | No | No
Bacteria, denitrifiers | No | No
Bacteria, iron+sulfur fixers | No | No
Bacteria, nitrifiers | No | No
Bacteria,Sulfate reducing | Yes | No
Bank class (choice list) | No | Yes
Bank class, Left (choice list) | No | Yes
Bank class, Right (choice list) | No | Yes
Bank erosion stability (choice list) | No | Yes
Bank Stability, Left | No | Yes
Bank Stability, Right | No | Yes
Bank vegetative stability (choice list) | No | Yes
Barban | No | No
Barite | No | No
Barium | Yes | No
Barium-133 | Yes | No
Barium-140 | No | No
Barium-lanthanum | Yes | No
Barometric pressure | No | No
Bases | Yes | No
BDE-119/120 | No | No
BDE-12/13 | No | No
BDE-208 | No | No
BDE-28/33 | No | No
BDE-8/11 | No | No
Beck Biotic Index | No | No
Bendiocarb | No | No
Bendiocarb phenol | No | No
Benfluralin | No | No
Benomyl | No | No
Bensulfuron-methyl | No | No
Bensulide | No | No
Bentazon | No | No
Bentonite | No | No
Benzal chloride | Yes | No
Benzaldehyde | No | No
Benzaldehyde, 2,3-dichloro-4-hydroxy-5-methoxy- | Yes | No
Benzaldehyde, 2-chloro-4-hydroxy-5-methoxy- | Yes | No
Benzaldehyde, 3-methyl- | Yes | No
Benzene | No | No
Benzene, (1-ethyldecyl)- | Yes | No
Benzene, 1,1'-oxybis[2,3,4,5,6-pentabromo- | No | No
Benzene, 1,1'-oxybis[2,4,5-tribromo- | No | No
Benzene, 1,1'-oxybis[2,4-dibromo- | No | No
Benzene, 1,1'-oxybis[4-bromo- | No | No
Benzene, 1,2,3-tribromo-4-(2,4,5-tribromophenoxy)- | No | No
Benzene, 1,2,3-tribromo-4-(2,4,6-tribromophenoxy)- | No | No
Benzene, 1,2,3-tribromo-4-(2,4-dibromophenoxy)- | No | No
Benzene, 1,2,4-tribromo-5-(2,4-dibromophenoxy)- | No | No
Benzene, 1,2-dibromo-4-(2,4-dibromophenoxy)- | No | No
Benzene, 1,3,5-tribromo-2-(2,4,5-tribromophenoxy)- | No | No
Benzene, 1,3,5-tribromo-2-(2,4-dibromophenoxy)- | No | No
Benzene, 1-bromo-4-phenoxy- | No | No
Benzene, 2,4-dibromo-1-(4-bromophenoxy)- | No | No
Benzene, C6-12-alkyl derivs. | No | No
Benzene, nonyl- | Yes | No
Benzene, pentabromo(4-bromophenoxy)- | No | No
Benzene, toluene, ethyl benzene, xylenes mix | Yes | No
Benzene,1,1'-(chloroethenylidene)bis(4-chloro- | Yes | No
Benzeneacetic acid, .alpha.-methyl-4-(2-methylpropyl)- | No | No
Benzeneacetonitrile | No | No
Benzeneethanol | No | No
Benzenepropanenitrile, .alpha.-(cyclopropylcarbonyl)- 2-(methylsulfonyl)-.beta.- oxo-4-(trifluoromethyl)- | No | No
Benzenesulfonic acid, C10-13-alkyl derivs., sodium salts | No | No
Benzidine | No | No
Benzo(b)fluoranthene | Yes | No
Benzofluoranthene | Yes | No
Benzofluorene | Yes | No
Benzofuran | Yes | No
Benzoic acid | Yes | No
Benzonitrile | No | No
Benzophenone | No | No
Benzothiazole | No | No
Benzotrifluoride | Yes | No
Benzoyl chloride | Yes | No
Benzo[a]pyrene | No | No
Benzo[b]naphtho[2,3-d]thiophene | Yes | No
Benzo[b]thiophene | Yes | No
Benzo[c]cinnoline | No | No
Benzo[e]pyrene | Yes | No
Benzo[ghi]perylene | Yes | No
Benzo[j]fluoranthene | Yes | No
Benzo[k]fluoranthene | Yes | No
Benzyl alcohol | No | No
Benzyl chloride | Yes | No
Benzyl ethyl ether | Yes | No
Benz[a]anthracene | No | No
Beryllium | Yes | No
Beryllium-7 | No | No
Beta particle | No | No
BHC, .beta.-BHC & .gamma.-BHC mix, unspecified | Yes | No
Bi-2-cyclohexen-1-yl | Yes | No
Bibenzyl | Yes | No
Bicarbonate | No | No
Bifenazate | Yes | No
Bifenthrin | Yes | No
Bio-toxin | Yes | No
Biochemical oxygen demand, non-standard conditions | No | No
Biochemical oxygen demand, standard conditions | No | No
Bioluminescence (%) | No | Yes
Biomass | No | No
Biomass, benthic | No | No
Biomass, chlorophycota | No | No
Biomass, chrysophyta | No | No
Biomass, cryptophycophyta | No | No
Biomass, cyanophycota | No | No
Biomass, drift macroinvertebrates | No | No
Biomass, euglenophycota | No | No
Biomass, periphyton | No | No
Biomass, phytoplankton | No | No
Biomass, plankton | No | No
Biomass, pyrrophycophyta | No | No
Biomass, zooplankton | No | No
Biomass/chlorophyll ratio | No | No
Biphenyl | Yes | No
Bis(2-chloro-1-methylethyl) ether | Yes | No
Bis(2-chloroethoxy)methane | Yes | No
Bis(2-chloroethyl) ether | No | No
Bis(2-chloroisopropyl) ether | Yes | No
Bis(2-hydroxypropyl) ether | No | No
bis(3-Methylcyclohexyl) peroxide | Yes | No
Bis(4-chlorophenyl)methane | No | No
Bis(chloromethyl) ether | No | No
Bismuth | Yes | No
Bismuth-211 | Yes | No
Bismuth-212 | Yes | No
Bismuth-214 | No | No
Blasticidin S | Yes | No
BOD, Sediment Load | Yes | No
Boric acid | Yes | No
Boric acid esters mixture, unspecified | Yes | No
Boron | Yes | No
Branched p-nonylphenol | No | No
Brillouin Taxonomic Diversity Index | No | No
Bromacil | No | No
Bromate | Yes | No
Bromide | No | No
Bromine | Yes | No
Bromine chloride | Yes | No
Bromoacetic acid | Yes | No
Bromobenzene | No | No
Bromochloroacetic acid | Yes | No
Bromochloroacetonitrile | Yes | No
Bromochloroiodomethane | Yes | No
Bromodichloroacetic acid | Yes | No
Bromoethane | No | No
Bromoxynil | Yes | No
Bulan | Yes | No
Bulan mixt. with 2-nitro-1,1-bis(p-chlorophenyl)propane | No | No
Butachlor | Yes | No
Butane | Yes | No
Butanedinitrile | Yes | No
Butene | No | No
Butyl 2-ethylhexyl phthalate | No | No
Butyl benzoate | Yes | No
Butyl benzyl phthalate | Yes | No
Butyl stearate | No | No
Butylamine | Yes | No
Butylate | No | No
Butylated hydroxyanisole | Yes | No
Butylbenzene | No | No
Butyltin | No | No
Butyltin trichloride | Yes | No
Butyraldehyde | No | No
Butyric acid | Yes | No
C1-C3 Fluorenes | Yes | No
C1-C4 Chrysenes | Yes | No
C1-C4 Fluoranthenes | Yes | No
C1-C4 Phenanthrenes | Yes | No
C1-Fluoranthenes/pyrenes | Yes | No
C1-Fluorenes | Yes | No
C1-Phenanthrenes/anthracenes | Yes | No
C10 Hydrocarbons | No | No
C10-16-Alkyldimethylamines oxides | Yes | No
C10-C12 Aliphatics | Yes | No
C10-C12 Aromatics | Yes | No
C12 Hydrocarbons | No | No
C12-C13 Aromatics | Yes | No
C12-C16 Aliphatics | Yes | No
C12-C16 Aromatics | Yes | No
C14 Hydrocarbons | No | No
C16 Hydrocarbons | No | No
C16-C21 Aliphatics | Yes | No
C16-C21 Aromatics | Yes | No
C18 Hydrocarbons | No | No
C2-Chrysenes | Yes | No
C2-Dibenzothiophenes | Yes | No
C2-Fluoranthenes/pyrenes | Yes | No
C2-Fluorenes | Yes | No
C2-Naphthalenes | Yes | No
C2-Phenanthrenes/anthracenes | Yes | No
C20 Hydrocarbons | No | No
C21-C34 Aliphatics | Yes | No
C21-C34 Aromatics | Yes | No
C22 Hydrocarbons | No | No
C24 Hydrocarbons | Yes | No
C26 Hydrocarbons | Yes | No
C28 Hydrocarbons | Yes | No
C29 Hydrocarbons | Yes | No
C3-Chrysenes | Yes | No
C3-Dibenzothiophenes | Yes | No
C3-Fluoranthenes/pyrenes | Yes | No
C3-Fluorenes | Yes | No
C3-Naphthalenes | Yes | No
C3-Phenanthrenes/anthracenes | Yes | No
C30 Hydrocarbons | Yes | No
C31 Hydrocarbons | Yes | No
C32 Hydrocarbons | Yes | No
C33 Hydrocarbons | Yes | No
C34 Hydrocarbons | Yes | No
C35 Hydrocarbons | Yes | No
C4-C6 Aliphatics | Yes | No
C4-Chrysenes | Yes | No
C4-Dibenzothiophenes | Yes | No
C4-Naphthalenes | Yes | No
C4-Phenanthrenes/anthracenes | Yes | No
C5-C6 Aliphatics | Yes | No
C6-C8 Aliphatics | Yes | No
C8 Hydrocarbons | Yes | No
C8-C10 Aliphatics | Yes | No
C8-C10 Aromatics | Yes | No
Cacodylic acid | No | No
Cadmium | Yes | No
Caffeine | No | No
Calcium | Yes | No
Calcium carbonate | No | No
Calcium hydroxide | No | No
Calcium oxide | No | No
Calcium sulfate | Yes | No
Calcium sulfate dihydrate | Yes | No
Calcium-45 | No | No
Camphor | No | No
Candida | No | No
Candida albicans | No | No
Canopy Measure Center Down | No | No
Canopy Measure Center Upstream | No | No
Canopy Measure Left Bank | No | No
Canopy Measure Right Bank | No | No
Caprolactam | No | No
Captafol | No | No
Captan | No | No
Carbamazepine | No | No
Carbamazepine-d10 | No | No
Carbaryl | No | No
Carbazole | No | No
Carbendazim | No | No
Carbofuran | No | No
Carbon | Yes | No
Carbon dioxide | Yes | No
Carbon disulfide | No | No
Carbon monoxide | No | No
Carbon tetrachloride | Yes | No
Carbon, isotope of mass 13 | Yes | No
Carbon-13/Carbon-12 ratio | Yes | No
Carbon-14 | No | No
Carbonaceous biochemical oxygen demand, non-standard conditions | No | No
Carbonaceous biochemical oxygen demand, standard conditions | No | No
Carbonate | Yes | No
Carbophenothion | No | No
Carbophenothion-methyl | No | No
Carboxin | No | No
Carcinogenic polycyclic aromatic hydrocarbons | No | No
Carfentrazone-ethyl | Yes | No
Catechol | Yes | No
Cation exchange capacity | No | No
Cations-Anions | Yes | No
Cefoxitin | Yes | No
Ceftriaxone | Yes | No
Cell Volume | No | No
Cephalothin | Yes | No
Cerium | No | No
Cerium-141 | Yes | No
Cerium-144 | No | No
Cesium | No | No
Cesium-134 | No | No
Cesium-136 | Yes | No
Cesium-137 | No | No
CFC-11 | No | No
CFC-113 | No | No
CFC-113a | Yes | No
CFC-114 | No | No
CFC-12 | No | No
Channel alteration (text) | No | No
Channel form (choice list) | No | Yes
Channel Type (choice list) | No | Yes
Channel vegetative cover | No | No
Chemical oxygen demand | No | No
Chloral | Yes | No
Chloral hydrate | Yes | No
Chloramben | No | No
Chloramben-methyl | Yes | No
Chloramine | Yes | No
Chloramines mixture, unspecified | Yes | No
Chloramphenicol | Yes | No
Chlorate | Yes | No
Chlorbenside | No | No
Chlordane | Yes | No
Chlordane, technical | Yes | No
Chlordane, technical, and/or chlordane metabolites | Yes | No
Chlordecone | No | No
Chlordene | No | No
Chlordiazepoxide | No | No
Chlordimeform | No | No
Chlorfenson | No | No
Chlorfenvinphos | Yes | No
Chloride | Yes | No
Chlorimuron-ethyl | Yes | No
Chlorinated dioxins and furans -- 2,3,7,8 congeners only | No | No
Chlorinated naphthalenes | Yes | No
Chlorine | No | No
Chlorine demand | No | No
Chlorine dioxide | Yes | No
Chlorite | Yes | No
Chloroacetaldehyde | No | No
Chloroacetic acid | Yes | No
Chloroacetonitrile | No | No
Chloroaniline | Yes | No
Chlorobenzene | No | No
Chlorobenzene-d5 | No | No
Chlorobenzilate | No | No
Chlorodibromomethane | No | No
Chloroethane | No | No
Chloroform | No | No
Chloromethane | No | No
Chloromethyl methyl ether | No | No
Chloronaphthalene | Yes | No
Chloroneb | No | No
Chloronitrobenzene | No | No
Chlorophenol | No | No
Chlorophyll | No | No
Chlorophyll a | No | No
Chlorophyll a (probe relative fluorescence) | No | No
Chlorophyll a (probe) | No | No
Chlorophyll a, corrected for pheophytin | No | No
Chlorophyll a, free of pheophytin | No | No
Chlorophyll a, uncorrected for pheophytin | No | No
Chlorophyll b | Yes | No
Chlorophyll c | Yes | No
Chlorophyll/Pheophytin ratio | No | No
Chloropicrin | No | No
Chloroprene | No | No
Chloropropylate | No | No
Chlorothalonil | No | No
Chlorotoluene | No | No
Chlorotrifluoroethylene | No | No
Chloroxuron | No | No
Chlorpropham | No | No
Chlorpyrifos | No | No
Chlorpyrifos-methyl | No | No
Chlorsulfuron | Yes | No
Chlortetracycline | Yes | No
Chlorthal | No | No
Chlorthal monoacid and diacid degradates | Yes | No
Chlorthal-dimethyl | No | No
Chlorthal-Monomethyl | No | No
Chlorthion | No | No
Cholesterol | No | No
Chromium | Yes | No
Chromium(III) | Yes | No
Chromium(VI) | Yes | No
Chromium-51 | No | No
Chrysene | Yes | No
Chrysotile | No | No
Chrysotile asbestos | Yes | No
Cimetidine | No | No
Cinerin I | No | No
Cinnamic acid | Yes | No
Ciprofloxacin | Yes | No
cis-1,2-Dichloroethylene | Yes | No
cis-1,3-Dichloropropene | Yes | No
cis-1,3-Dimethylcyclopentane | Yes | No
cis-1-Bromo-2-chlorocyclohexane | Yes | No
cis-2-Bromocyclohexanol | Yes | No
Cis-2-Butene | No | No
Cis-2-Pentene | No | No
cis-2-Phenyl-2-butene | Yes | No
cis-Captafol | No | No
cis-Chlordane | Yes | No
cis-Nonachlor | Yes | No
Citrobacter | No | No
Clavibacter xyli cynodontis, producing BTK D-Endotoxin | Yes | No
Clomazone | Yes | No
Clonitralid | No | No
Clopyralid | No | No
Clostridium | No | No
Clostridium perfringens | No | No
Cloud cover | No | No
Cloud cover (choice list) | No | Yes
Cloud type (choice list) | No | Yes
Coal | No | No
Cobalt | No | No
Cobalt-57 | Yes | No
Cobalt-58 | No | No
Cobalt-60 | No | No
Cocaine | No | No
Codeine | No | No
Coliform/Streptococcus ratio, fecal | No | No
Coliphage, Male Specific (F+) all Groups | No | No
Coliphage, Male Specific (F+) Group I | No | No
Coliphage, Male Specific (F+) Group II + Group III | No | No
Coliphage, Male Specific (F+) Group IV | No | No
Coliphage, Somatic | No | No
Colored dissolved organic matter (CDOM) | Yes | No
Compass / Tilt (probe) | No | No
Conductivity | No | No
Copper | Yes | No
Copper Sulfate Pentahydrate | No | No
Coprosterol | Yes | No
Corrosion & scaling control, Langelier Saturation Index | No | No
Corrosion & scaling control, Ryznar Stability Index | No | No
Cotinine | Yes | No
Coumaphos | No | No
Count | No | No
Crayfish presence (choice list) | No | Yes
Creosote | Yes | No
Cresol | No | No
Crocidolite Asbestos | No | No
Cross-section Depth | No | No
Crotoxyphos | Yes | No
Cryptomonas | No | No
Cryptomonas acuta | No | No
Cryptomonas erosa | No | No
Cryptomonas irregularis | No | No
Cryptomonas ovata | No | No
Cryptomonas pusilla | No | No
Cryptomonas stigmatica | No | No
Cryptosporidiidae | No | No
Cryptosporidium | No | No
Cryptosporidium parvum | No | No
Cumene | Yes | No
Curium-243 | Yes | No
Curium-244 | No | No
Curium-245 | Yes | No
Current direction | No | No
Current speed | No | No
Cyanazine | No | No
Cyanic acid | Yes | No
Cyanide | No | No
Cyanides amenable to chlorination (HCN & CN) | Yes | No
Cyanogen chloride | No | No
Cyclethrin | Yes | No
Cycloate | No | No
Cyclododecane | Yes | No
Cyclohexane | No | No
Cyclohexanecarboxylic acid | No | No
Cyclohexanol | No | No
Cyclohexanone | No | No
Cyclohexene | Yes | No
Cyclohexylamine | No | No
Cyclonite | Yes | No
Cyclopentane | No | No
Cyclopropylbenzene | Yes | No
Cyclotetramethylenetetranitramine | Yes | No
Cymene | Yes | No
Cypermethrin | Yes | No
Cyprazine | No | No
d-cis-trans-Allethrin | Yes | No
D-Gluconic acid | Yes | No
D-gluconic acid sodium salt | Yes | No
D-Limonene | Yes | No
d-trans-Allethrin | Yes | No
Dalapon | Yes | No
Data-logger operating voltage | No | No
DDD, o,o'-, o,p'-, and p,p'- isomers | No | No
DDD, o,p'- and p,p'- isomers | No | No
DDE, o,o'-, o,p'-, and p,p'- isomers | No | No
DDE, o,p'- and p,p'- isomers | No | No
DDT, o,p'- and p,p'- isomers | No | No
DDT/DDD/DDE, sum of p,p' & o,p' isomers | No | No
DDT/DDD/DDE, sum of p,p' isomers | Yes | No
Decachlorobiphenyl | Yes | No
Decafluorobiphenyl | Yes | No
Decahydronaphthalene | No | No
Decamethylcyclopentasiloxane | No | No
Decane | Yes | No
Decanoic acid | Yes | No
Decylbenzene | Yes | No
Decyne | Yes | No
Dehydroabietic acid | No | No
Dehydroabietylamine | Yes | No
Dehydroabietylamine acetate | Yes | No
Dehydrogenase | No | No
Dehydrogenase (corrected for carbon content) | No | No
Dehydronifedipine | No | No
Deltamethrin | No | No
Demeton | No | No
Demeton-methyl | No | No
Demeton-O | Yes | No
Demeton-S | Yes | No
Density | No | No
Density as sigma-t | No | No
Deoxygenation constant | No | No
Deoxygenation constant-carbon | No | No
Deoxygenation constant-nitrogen | No | No
Depth | No | No
Depth, below bottom surface | No | No
Depth, bottom | No | No
Depth, data-logger (non-ported) | No | No
Depth, data-logger (ported) | No | No
Depth, from ground surface to well water level | No | No
Depth, Secchi disk depth | No | No
Depth, Secchi disk depth (choice list) | No | Yes
Depth, snow cover | No | No
Desipramine | Yes | No
DESMEDIPHAM | Yes | No
Detergent, severity (choice list) | No | Yes
Deuterium/Hydrogen ratio | No | No
Dexamethasone | No | No
Dextronorgestrel (choice list) | Yes | Yes
Di(2-ethylhexyl) adipate | Yes | No
Di(2-ethylhexyl) phthalate | Yes | No
Di(dehydroabietyl)amine acetate | Yes | No
Di-n-octyl phthalate | Yes | No
Di-tert-butyl ketone | Yes | No
Diallate | No | No
Diallyl phthalate | Yes | No
Diameter | No | No
Diatoms | No | No
Diazepam | No | No
Diazinon | No | No
Dibenzofuran | No | No
Dibenzothiophene | Yes | No
Dibenzothiophene (C1-C3) | Yes | No
Dibenzo[a,h]pyrene | Yes | No
Dibenzo[b,k]fluoranthene | Yes | No
Dibenzylamine | No | No
Dibenz[a,h]anthracene | No | No
Dibenz[a,j]acridine | No | No
Dibromoacetic acid | Yes | No
Dibromoacetonitrile | Yes | No
Dibromochloroacetic acid | Yes | No
Dibromochloroethane | No | No
Dibromodichloromethane | No | No
Dibromofluoromethane | No | No
Dibromomethane | No | No
Dibutyl azelate | No | No
Dibutyl chlorendate | Yes | No
Dibutyl phthalate | Yes | No
Dibutyl terephthalate | Yes | No
Dibutylstannanediylium | No | No
Dibutyltin | No | No
Dibutyltin dichloride | Yes | No
Dicamba | No | No
Dicapthon | No | No
Dichlobenil | No | No
Dichlofenthion | No | No
Dichlone | No | No
Dichloran | No | No
Dichloroacetic acid | No | No
Dichloroacetonitrile | No | No
Dichloroacetylene | No | No
Dichloroanisole | No | No
Dichlorobenzene | Yes | No
Dichlorobiphenyl | No | No
Dichlorobromofluoromethane | No | No
Dichlorobromomethane | No | No
Dichlorobutane | Yes | No
Dichlorobutene | No | No
Dichloroethane | No | No
Dichloroethylene | Yes | No
Dichloroiodomethane | No | No
Dichloropentane | No | No
Dichlorophenol | No | No
Dichloropropane | Yes | No
Dichloropropene | Yes | No
Dichlorotoluene | No | No
Dichlorotrifluoroethane | Yes | No
Dichlorprop | No | No
Dichlorvos | Yes | No
Diclofop methyl | No | No
Dicofol | No | No
Dicrotophos | No | No
Dicyclohexyl phthalate | No | No
Dicyclopentadiene | No | No
Dieldrin | No | No
Diesel and residual range hydrocarbons | Yes | No
Diesel fuel | Yes | No
Diesel fuels no. 2 | No | No
Diesel range organics | Yes | No
Diethatyl ethyl | Yes | No
Diethyl disulfide | No | No
Diethyl phthalate | Yes | No
Diethyl sulfide | No | No
Diethyl terephthalate | No | No
Diethylbenzene | No | No
Diethylene glycol monobutyl ether | Yes | No
Diethylene glycol monobutyl ether acetate | Yes | No
Diethylene glycol monoethyl ether | Yes | No
Diethylene glycol monomethyl ether | Yes | No
Diethylene glycol nonylphenol ether | No | No
Diethylstilbestrol | Yes | No
Diflufenzopyr | Yes | No
Diflufenzopyr-sodium | Yes | No
Diheptyl phthalate | Yes | No
Dihydroabietylamine acetate | Yes | No
Dihydrocholesterol | No | No
Dihydrotestosterone | No | No
Diisobutyl phthalate | No | No
Diisobutylphenoxyethanol | Yes | No
Diisooctyl phthalate | No | No
Diisopropyl adipate | Yes | No
Diltiazem | No | No
Dimethenamid | Yes | No
Dimethoate | No | No
Dimethomorph | Yes | No
Dimethoxane | Yes | No
Dimethoxymethane | No | No
Dimethyl ether | No | No
Dimethyl L-malate | Yes | No
Dimethyl phthalate | Yes | No
Dimethyl sulfate | No | No
Dimethyl sulfide | No | No
Dimethyl sulfoxide | Yes | No
Dimethyl terephthalate | Yes | No
Dimethylacetamide | Yes | No
Dimethylamine | No | No
Dimethylmercury | No | No
Dimethylnaphthalene | No | No
Dimethylphenanthrene | Yes | No
Dimethylstyrene | No | No
Dimethylvinyl chloride | Yes | No
Dinex | No | No
Dinitrophenol | No | No
Dinitrotoluene | No | No
Dinoseb | Yes | No
DINOTEFURAN | Yes | No
Dioctyl adipate | No | No
Dioxathion | No | No
Dioxin + furan mix, unspecified | Yes | No
Diphenamid | No | No
Diphenyl disulfide | No | No
Diphenylamine | No | No
Diphenylhydrazine | Yes | No
Diphenylstibene 2-ethylhexanoate | Yes | No
Diphenylsulfone | No | No
Dipropyl sulfide | Yes | No
Diquat | Yes | No
Diquat dibromide | Yes | No
Disruptive Pressures | No | No
Dissolved gases | No | No
Dissolved inorganic nitrogen/soluble reactive phosphorus ratio | No | No
Dissolved oxygen (DO) | No | No
Dissolved oxygen saturation | No | No
Dissolved oxygen uptake | No | No
Distance from/to | No | No
Distillates (petroleum), hydrofined lubricating-oil | No | No
Disulfoton | No | No
Disulfoton sulfone | Yes | No
Diuron | No | No
Divinylbenzene | Yes | No
Docosane | Yes | No
Docosanoic acid | No | No
Docosanoic acid, methyl ester | No | No
Dodecane | Yes | No
Dodecyl mercaptan | Yes | No
Dodecylbenzene | Yes | No
Dominant Habitat Type | No | No
Dotriacontane | Yes | No
Doxepin | Yes | No
Doxycycline | No | No
Dried blood, glyoxal-denatured | Yes | No
Dry period preceding precipitation | No | No
Durenol | No | No
Dyphylline | No | No
Dysprosium | No | No
Edifenphos | No | No
Eicosane | Yes | No
Elevation, aquifer top, MSL | No | No
Elevation, groundwater surface, MSL | No | No
Elevation, land surface, MSL | No | No
Elevation, MSL | No | No
Elevation, tailwater surface, MSL | No | No
Elevation, water surface, MSL | No | No
Emamectin benzoate | Yes | No
Embeddedness | No | No
Embeddedness, riffle (%) | No | No
Endosulfan | No | No
Endosulfan sulfate | No | No
Endothall | No | No
Endrin | No | No
Endrin aldehyde | No | No
Endrin ketone | No | No
Enflurane | Yes | No
Enrofloxacin | No | No
Enterobacter | No | No
Enterobacter aerogenes | No | No
Enterobacter cloacae | No | No
Enterococcus | No | No
Epi-chlorotetracycline | No | No
Epi-iso-chlorotetracycline | No | No
Epi-oxytetracycline | No | No
Epi-tetracycline | No | No
Epichlorohydrin | No | No
Epitestosterone | No | No
Equilenin | Yes | No
Equilin | Yes | No
Erbium | No | No
Erythromycin | Yes | No
Erythromycin-H20 | No | No
Escherichia | No | No
Escherichia coli | No | No
Esfenvalerate | No | No
Estradiol | No | No
Estriol | No | No
Estrone | Yes | No
Ethalfluralin | No | No
Ethanamine, 2-(diphenylmethoxy)-N,N-dimethyl- | No | No
Ethane | No | No
Ethane, isothiocyanato- | Yes | No
Ethanol | Yes | No
Ethanol-d | Yes | No
Ethanone, 1-(2,5-dichlorophenyl)- | Yes | No
Ethinyl estradiol | No | No
Ethion | No | No
Ethofumesate | No | No
Ethoprop | No | No
Ethoxylated abietylamine | Yes | No
Ethoxylated dehydroabietylamine | Yes | No
Ethoxylated rosin acids | Yes | No
Ethyl acetate | No | No
Ethyl cinnamate | No | No
Ethyl ether | No | No
Ethyl isobutyrate | No | No
Ethyl mercaptan | Yes | No
Ethyl methacrylate | No | No
Ethyl methanesulfonate | No | No
Ethyl methyl sulfide | No | No
Ethyl nicotinate-d4 | No | No
Ethyl oleate | No | No
Ethyl tert-butyl ether | Yes | No
Ethyl ziram | Yes | No
Ethylan | Yes | No
Ethylbenzene | No | No
Ethylene | No | No
Ethylene dibromide | Yes | No
Ethylene glycol | No | No
Ethylene glycol diethyl ether | Yes | No
Ethylene glycol dinitrate | No | No
Ethylene glycol monobutyl ether | Yes | No
Ethylene glycol monoethyl ether acetate | Yes | No
Ethylene oxide | No | No
Ethylene thiourea | No | No
Ethylenediamine | Yes | No
Ethylenediaminetetraacetic acid | Yes | No
Ethyltoluene | No | No
Etridiazole | No | No
Euamoebida | No | No
Eucalyptol | Yes | No
Eugenol | Yes | No
Europium | No | No
Europium-152 | No | No
Europium-154 | No | No
Europium-155 | Yes | No
Evaporation | No | No
Famphur | No | No
Farnesol | Yes | No
Fast Riffle | No | No
Fecal Coliform | No | No
Fecal Streptococcus Group Bacteria | No | No
Fenamiphos | No | No
Fenarimol | No | No
Fenchone | No | No
Fenitrothion | Yes | No
Fenoxaprop-ethyl | Yes | No
Fensulfothion | No | No
Fenthion | No | No
Fenuron | No | No
Fenvalerate | No | No
Ferbam | No | No
Ferric ion | Yes | No
Ferrous ion | Yes | No
Fertilization | No | No
Filamentous Algae covering streambed (choice list) | No | Yes
Fines < 2 mm, reach pebble count (%) | No | No
Fines < 2 mm, riffle pebble count (%) | No | No
Fipronil | Yes | No
FireMaster BP 6 | Yes | No
Fish Anomalies - Deformities | No | No
Fish Anomalies - Erosions | No | No
Fish Anomalies - Lesions | No | No
Fish Anomalies - Multiples | No | No
Fish Anomalies - Tumors | No | No
Fish condition factor | No | No
Fish fork length | No | No
Fish kill observation | No | No
Fish Kill, Severity (choice list) | No | Yes
Fish presence (choice list) | No | Yes
Fish standard length | No | No
Fixed dissolved solids | No | No
Fixed suspended solids | No | No
Flash point | No | No
Flavobacterium | No | No
Floating algae mat - severity (choice list) | No | Yes
Floating debris - severity (choice list) | No | Yes
Floating Detergent/Soap - Severity (choice list) | No | Yes
Floating foam/suds - severity (choice list) | No | Yes
Floating Garbage Severity (choice List) | No | Yes
Floating sewage - severity (choice list) | No | Yes
Floating sludge - severity (choice list) | No | Yes
Floating solids or foam | No | No
Floating solids, unspecified mix (choice list) | No | Yes
Flow | No | No
Flow, runoff | No | No
Flow, severity (choice list) | No | Yes
Flow, stream class (choice list) | No | Yes
Flow, stream stage (choice list) | No | Yes
Fluazifop-P-butyl | Yes | No
Fluchloralin | No | No
Flucythrinate | Yes | No
Flufenacet | Yes | No
Flufenacet OA | No | No
Fluometuron | No | No
Fluoranthene | Yes | No
Fluoranthenes + pyrenes mix, unspecified | Yes | No
Fluorene | Yes | No
Fluorescein | Yes | No
Fluoride | Yes | No
Fluorine | No | No
Fluorobenzene | No | No
Fluoroboric acid | No | No
Fluorotrimethylsilane | Yes | No
Fluoxetine hydrochloride | Yes | No
Fluridone | No | No
Flutolanil | Yes | No
Fluvalinate | Yes | No
Folpet | No | No
Fonofos | Yes | No
Formaldehyde | Yes | No
Formetanate hydrochloride | Yes | No
Formic acid | No | No
Fosamine-ammonium | No | No
Free mineral acidity (FMA) | No | No
Fuel oil no. 1 | No | No
Fuel oil no. 2 | No | No
Fungi | No | No
Furan | No | No
Furancarboxylic acid | No | No
Furfural | No | No
Furosemide | No | No
Gadolinium | No | No
Gage height | No | No
Gallium | No | No
Gas bubble severity (choice list) | No | Yes
Gasoline | Yes | No
Gasoline range organics | Yes | No
General observation (text) | No | No
General pathology (text) | No | No
Gentamicin | Yes | No
Germanium | No | No
Giardia | No | No
Giardia lamblia | No | No
Girth | No | No
Glycine | Yes | No
Glycine, N-(aminoiminomethyl)-N-methyl- | Yes | No
Glycine-7-amido-4-methylcoumarin | No | No
Glycolic acid | Yes | No
Glyphosate | Yes | No
Gold | Yes | No
Gran acid neutralizing capacity | Yes | No
Gravimetric water content | Yes | No
Grid count | No | No
Gross alpha radioactivity, (Americium-241 ref std) | Yes | No
Gross alpha radioactivity, (nat-Uranium ref std) | Yes | No
Gross alpha radioactivity, (Plutonium-239 ref std) | Yes | No
Gross alpha radioactivity, (Thorium-230 ref std) | No | No
Gross beta radioactivity, (Cesium-137 ref std) | No | No
Gross beta radioactivity, (Strontium-Yttrium-90 ref std) | No | No
Growth | No | No
Guaiacol | Yes | No
Habitat rating (choice list) | No | Yes
Habitat rating, % of ideal | No | No
Habitat Type | No | Yes
Hafnium | Yes | No
Halides | Yes | No
Haloacetic acids | Yes | No
Halofenozide | No | No
Halogen | Yes | No
Halogenated organics | Yes | No
Halon 1011 | No | No
Halosulfuron-methyl | Yes | No
Hardness, Ca, Mg | No | No
Hardness, carbonate | No | No
Hardness, magnesium | Yes | No
Hardness, non-carbonate | No | No
Hartmannella | No | No
Hartmannella limax | No | No
Hartmannella vermiformis | No | No
HCFC-123 | Yes | No
HCFC-123A | No | No
HCFC-21 | Yes | No
HCFC-22 | No | No
HCFC-31 | No | No
Height | No | No
Helium | Yes | No
Helleborein | Yes | No
Heneicosane | Yes | No
Hentriacontane | Yes | No
Heptachlor | No | No
Heptachlor epoxide | No | No
Heptachloro-2-norbornene | Yes | No
Heptachlorobiphenyl | Yes | No
Heptachlorodibenzo-p-dioxin | No | No
Heptachlorodibenzofuran | No | No
Heptacosane | Yes | No
Heptadecane | Yes | No
Heptafluorobutyric acid | No | No
Heptanal | Yes | No
Heptane | Yes | No
Heptanoic acid | Yes | No
Heptanol | Yes | No
Heptene | Yes | No
Herbicide mix, unspecified | Yes | No
Heterotrophic bacteria | No | No
Hexabromobenzene | Yes | No
Hexabromodiphenyl ether | Yes | No
Hexachlorobenzene | Yes | No
Hexachlorobenzine | No | No
Hexachlorobiphenyl | Yes | No
Hexachlorobutadiene | Yes | No
Hexachlorobutene | Yes | No
Hexachlorocyclohexane | Yes | No
Hexachlorocyclopentadiene | No | No
Hexachlorodibenzo-p-dioxin | Yes | No
Hexachlorodibenzofuran | No | No
Hexachloroethane | No | No
Hexachlorophene | No | No
Hexachloropropene | No | No
Hexacosane | Yes | No
Hexadecane | Yes | No
Hexafluoropropene | No | No
Hexaldehyde | Yes | No
Hexamethylbenzene | No | No
Hexamethylcyclotrisiloxane | Yes | No
Hexamethylphosphoramide | No | No
Hexane | No | No
Hexanoic acid | No | No
Hexanol | No | No
Hexanone | No | No
Hexasulfur | Yes | No
Hexatriacontane | No | No
Hexazinone | No | No
Hexene | No | No
HFC-134a | No | No
HFC-152a | Yes | No
HFC-365mfc | No | No
High-temperature coal tar pitch | No | No
Hilsenhoff Biotic Index | No | No
Holmium | No | No
Horiz.Dist.Undercut Banks | No | No
Hydrazine | No | No
Hydrocarbons | Yes | No
Hydrocarbons, Chlorinated (Unspecified Mix) | Yes | No
Hydrocarbons, petroleum | Yes | No
Hydrocarbons, Petroleum (Unspecified Mix) | Yes | No
Hydrochloric acid | No | No
Hydrochlorothiazide | No | No
Hydrocinnamic acid | Yes | No
Hydrocortisone | Yes | No
Hydrogen | No | No
Hydrogen cyanide | No | No
Hydrogen peroxide | No | No
Hydrogen sulfide | No | No
Hydrograph limb (choice list) | No | Yes
Hydroquinone | No | No
Hydroxide | Yes | No
Ice cover, floating or solid - severity (choice list) | No | Yes
Ice thickness | No | No
Imazalil | Yes | No
Imazamethabenz acid | No | No
Imazamethabenz-methyl | No | No
Imazamox | Yes | No
Imazapic | Yes | No
Imazapyr | No | No
Imazaquin | No | No
Imazethapyr | No | No
Imidacloprid | No | No
Imipenem | Yes | No
Imipramine | Yes | No
Indan | Yes | No
Indene | No | No
Indeno[1,2,3-cd]pyrene | Yes | No
Indium | Yes | No
Indole | No | No
Inert gases | No | No
Inorganic carbon | Yes | No
Inorganic monomeric aluminum | Yes | No
Inorganic nitrogen (nitrate and nitrite) | No | No
Instream feature, stream substrate (choice list) | No | Yes
Iodide | No | No
Iodine | No | No
Iodine-129 | Yes | No
Iodine-131 | No | No
Ionic strength | Yes | No
Ioxynil | No | No
Iprodione | No | No
Iridium | No | No
Iron | Yes | No
Iron + aluminum mix | Yes | No
Iron + manganese mix | Yes | No
Iron sulfide (FeS) | No | No
Iron-59 | No | No
Isazofos | Yes | No
Iso-chlorotetracycline | No | No
Isobenzan | No | No
Isoborneol | Yes | No
Isobutane | Yes | No
Isobutanol | Yes | No
Isobutene | No | No
Isobutyl acetate | No | No
Isobutyl benzoate | Yes | No
Isobutyraldehyde | No | No
Isodrin | No | No
Isoeugenol | Yes | No
Isofenphos | No | No
Isophorone | No | No
Isoprene | No | No
Isopropalin | No | No
Isopropanol | Yes | No
Isopropenyl acetate | No | No
Isopropyl acetate | Yes | No
Isopropyl ether | No | No
Isopropyl myristate | Yes | No
Isopropyl palmitate | Yes | No
Isopropyl stearate | Yes | No
Isoquinoline | No | No
Isosafrole | No | No
Isothiocyanate | No | No
Isovaleraldehyde | Yes | No
Isoxaflutole | No | No
Kerosene | No | No
Kick Depth | No | No
Kick Time | No | No
Kjeldahl nitrogen | No | No
Klebsiella | No | No
Kojic acid | No | No
Kresoxim-methyl | Yes | No
L-alanine (corrected for carbon content) | No | No
L-Alanine-7-amido-4-methylcoumarin | No | No
L-arginine aminopeptidase (corrected for carbon content) | No | No
L-Arginine-7-amido-4-methylcoumarin | No | No
L-glycine aminopeptidase (corrected for carbon content) | No | No
L-Leucine 7-amido-4-methylcoumarin | No | No
L-leucine aminopeptidase (corrected for carbon content) | No | No
L-Proline | Yes | No
Lactic Acid | No | No
Lake condition (choice list) | No | Yes
Lake physical appearance (choice list) | No | Yes
Lake recreational suitability (choice list) | No | Yes
Lake suitability for recreation (choice list) | No | Yes
Land form (choice list) | No | Yes
Land form, Left (choice list) | No | Yes
Land Form, Right (choice list) | No | Yes
Langelier Saturation Index | No | No
Lanthanum | No | No
Lanthanum-140 | Yes | No
Larkspur alkaloid | Yes | No
Lauric acid | No | No
Lead | Yes | No
Lead monoxide | No | No
Lead(II) chromate | No | No
Lead-210 | No | No
Lead-212 | No | No
Lead-214 | No | No
Length | No | No
Length, total | No | No
Length, Total (Fish) | No | No
Leptophos | Yes | No
Life stage (choice list) | No | Yes
Light attenuation at measurement depth | No | No
Light attenuation coefficient | No | No
Light attenuation, depth at 10% | No | No
Light attenuation, depth at 50% | No | No
Light attenuation, depth at 99% | No | No
Light, (PAR at depth/PAR at surface) x 100 | No | No
Light, incident | No | No
Light, incident + reflected (ambient) | No | No
Light, photosynthetic active radiation (PAR) | No | No
Light, photosynthetic active radiation at depth (PAR) | No | No
Light, reflected | No | No
Light, transmissivity | No | No
Light, underwater extinction coefficient (K) | No | No
Light, underwater incident | No | No
Light, underwater incident + reflected | No | No
Light, underwater reflected | No | No
Lignin | Yes | No
Lignosulfonic acid | No | No
Lime (chemical), dolomitic | No | No
Limonene | Yes | No
Lincomycin | Yes | No
Lindane | Yes | No
Linoleic acid | No | No
Linuron | No | No
Lipids | No | No
Lithium | Yes | No
Lithium-6 | Yes | No
Lithium-7 | Yes | No
Lithium-7/Lithium-6 ratio | Yes | No
Lloyd - Zar - Karr Species Diversity Index | No | No
Lomefloxacin | No | No
Longitudinal Distribution (choice list) | No | Yes
Lorazepam | Yes | No
Lutetium | Yes | No
m,p-Xylene | No | No
m-Chloroaniline | Yes | No
m-Chlorofluorobenzene | Yes | No
m-Chloronitrobenzene | Yes | No
m-Chlorophenol | Yes | No
m-Chlorotoluene | Yes | No
m-Cresol | Yes | No
m-Cymene | Yes | No
m-Dichlorobenzene | Yes | No
M-Diethylbenzene | No | No
m-Dinitrobenzene | Yes | No
m-Ethyltoluene | Yes | No
m-Hydroxybenzoic acid | Yes | No
m-Nitroaniline | Yes | No
m-Nitrotoluene | Yes | No
m-Terphenyl | No | No
m-Xylene | Yes | No
Macroinvertebrates | No | No
Macrophytes covering streambed (emergent and submerged) (choice list) | No | Yes
Magnesium | Yes | No
Magnetite (Fe3O4) | No | No
Malaoxon | Yes | No
Malathion | No | No
Maleic anhydride | Yes | No
Mancozeb | No | No
Maneb | No | No
Manganese | Yes | No
Manganese dimethyldithiocarbamate | No | No
Manganese-54 | No | No
Maple lactone | Yes | No
Margalef Taxonomic Diversity Index | No | No
Max Pool Width | No | No
MBAS | Yes | No
MCPA | Yes | No
MCPB | Yes | No
Measured reach length | No | No
Mecoprop | Yes | No
Medroxyprogesterone | Yes | No
Megestrol acetate | Yes | No
Menadione | Yes | No
Mercury | Yes | No
Meropenem | Yes | No
Merphos | No | No
Mesityl oxide | Yes | No
Mesosulfuron-methyl | Yes | No
Mesotrione | No | No
Mestranol | Yes | No
meta & para Xylene mix | Yes | No
Metalaxyl | No | No
Metalaxyl-M | Yes | No
Metaldehyde | Yes | No
Methacrylic acid | No | No
Methacrylonitrile | No | No
Methamidophos | No | No
Methane | No | No
Methanol | Yes | No
Methanone, bis(4-chlorophenyl)- | Yes | No
Methapyrilene | No | No
Methidathion | No | No
Methiocarb | No | No
Methomyl | No | No
Methoxychlor | No | No
Methoxyfenozide | Yes | No
Methyl acetate | No | No
Methyl Acrylate | No | No
Methyl arachidate | No | No
Methyl benzoate | No | No
Methyl bromide | No | No
Methyl cyclohexanecarboxylate | Yes | No
Methyl decanoate | No | No
Methyl dehydroabietate | Yes | No
Methyl disulfide | No | No
Methyl ethyl ketone | No | No
Methyl ethyl ketone peroxide | No | No
Methyl heptadecanoate | No | No
Methyl heptanoate | No | No
Methyl heptenone | No | No
Methyl hexanoate | Yes | No
Methyl hydrazine | No | No
Methyl iodide | No | No
Methyl isobutyl ketone | No | No
Methyl isopropyl ketone | No | No
Methyl isothiocyanate | No | No
Methyl laurate | No | No
Methyl linoleate | No | No
Methyl m-chlorobenzoate | No | No
Methyl mercaptan | Yes | No
Methyl methacrylate | No | No
Methyl methanesulfonate | No | No
Methyl myristate | No | No
Methyl nonyl ketone | Yes | No
Methyl o-benzoylbenzoate | Yes | No
Methyl octanoate | No | No
Methyl oleate | Yes | No
Methyl palmitate | No | No
Methyl paraoxon | Yes | No
Methyl parathion | Yes | No
Methyl propyl disulfide | No | No
Methyl salicylate | Yes | No
Methyl stearate | No | No
Methyl tert-butyl ether | Yes | No
Methyl toluate | No | No
Methyl trans-crotonate | Yes | No
Methyl tridecanoate | No | No
Methylamine | No | No
Methylanthracene | Yes | No
Methylarsonic acid | Yes | No
Methylbiphenyl | No | No
Methylchrysene | Yes | No
Methylcyclohexane | No | No
Methylcyclohexane-d14 | Yes | No
Methylcyclohexanol | Yes | No
Methylcyclopentane | No | No
Methyldibenzothiophene | Yes | No
Methylene chloride | Yes | No
Methylene dithiocyanate | No | No
Methylfluorene | Yes | No
Methylindan | Yes | No
Methylindene | No | No
Methylmercury(1+) | Yes | No
Methylnaphthalene | No | No
Methylparaben | No | No
Methylphenanthrene | Yes | No
Methylpyridine | No | No
Metiram | No | No
Metolachlor | No | No
Metribuzin | No | No
Metsulfuron | Yes | No
Metsulfuron-methyl | No | No
Mevinphos | Yes | No
Mexacarbate | No | No
Mica group minerals | No | No
Microcystin | No | No
Microcystin LR | Yes | No
Mine discharge | No | No
Minocycline | Yes | No
MIOX micaceous iron oxide | Yes | No
Mirex | No | No
Moisture content | No | No
Molinate | Yes | No
Molybdenum | Yes | No
Molybdenum-99 | Yes | No
Monensin | No | No
Monochlorobiphenyl | No | No
Monocrotophos | No | No
Monuron | No | No
Mortality | No | No
Motor oil | Yes | No
Moxifloxacin | Yes | No
Musk moskine | Yes | No
Myclobutanil | Yes | No
Mycobacterium | No | No
Myristic acid | Yes | No
N,N-Diethyl-m-toluamide | Yes | No
N,N-Diethylaniline | Yes | No
N,N-Dimethylformamide | No | No
N,N-Dimethylstearamide | Yes | No
N-2-Ethylhexylbicycloheptenedicarboximide | Yes | No
n-Amyl acetate | Yes | No
n-Butyl acetate | No | No
n-Butyl lactate | Yes | No
N-Butylacetanilide | Yes | No
n-Butylbenzene | No | No
N-Methyl-2-pyrrolidone | No | No
N-Nitroso-N-ethylurea | No | No
N-Nitroso-N-methylurea | No | No
N-Nitrosodi-n-butylamine | Yes | No
N-Nitrosodi-n-propylamine | Yes | No
N-Nitrosodiethylamine | Yes | No
N-Nitrosodimethylamine | Yes | No
N-Nitrosodiphenylamine | No | No
N-Nitrosomethylethylamine | Yes | No
N-Nitrosomorpholine | Yes | No
N-Nitrosonornicotine | Yes | No
N-Nitrosopiperidine | Yes | No
N-Nitrosopyrrolidine | Yes | No
n-Propylbenzene | Yes | No
Nabam | No | No
Naegleria | No | No
Naled | No | No
Nalidixic acid | Yes | No
Naphtha | No | No
Naphthalene | Yes | No
Naphthalene (C1-C4) | Yes | No
Naphthol | No | No
Napropamide | No | No
Neburon | No | No
Neodymium | No | No
Neomycin | Yes | No
Neomycin sulfate | Yes | No
Neosaxitoxin | No | No
Neptunium-237 | No | No
Neutrals | No | No
Nickel | Yes | No
Nickel-63 | Yes | No
Nicosulfuron | Yes | No
Nicotinamide | No | No
Nicotine | Yes | No
Nicotinic acid | No | No
Nifedipine | No | No
Niobium | No | No
Niobium-94 | Yes | No
Niobium-95 | No | No
Nitrate | No | No
Nitrilotriacetic acid | No | No
Nitrite | No | No
Nitrobenzene | Yes | No
Nitrobenzene-D5 | No | No
Nitrocyclohexane | Yes | No
Nitrofen | No | No
Nitrofurantoin | Yes | No
Nitrogen | Yes | No
Nitrogen dioxide | No | No
Nitrogen ion | No | No
Nitrogen plus argon | Yes | No
Nitrogen, ammonium/ammonia ratio | No | No
Nitrogen, mixed forms (NH3), (NH4), organic, (NO2) and (NO3) | Yes | No
Nitrogen-15 | Yes | No
Nitrogen-15/14 ratio | No | No
Nitrogenous biochemical oxygen demand | No | No
Nitroglycerin | No | No
Nitrophenol | Yes | No
Nitrosamine | Yes | No
Nitrous oxide | Yes | No
Nodularin | No | No
Non-lipid organic matter | Yes | No
Non-plankton algae severity (choice list) | No | Yes
Nonachlor | No | No
Nonachlorobiphenyl | No | No
Nonacosane | Yes | No
Nonadecane | Yes | No
Nonane | No | No
Nonanoic acid | Yes | No
Nonanoic acid, heptadecafluoro- | No | No
Nonene | No | No
Nonmethane organic compounds | No | No
Nonylphenol | No | No
Nonylphenol diethoxylate | No | No
Nordoxepin | Yes | No
Norethisterone | Yes | No
Norethynodrel | Yes | No
Norfloxacin | No | No
Norflurazon | No | No
Norgestrel | No | No
North Carolina Biotic Index | No | No
Nortriptyline | Yes | No
Nutrient-nitrogen | Yes | No
O,O,O-Triethyl phosphorothioate | Yes | No
O,O-Diethyl dithiophosphate | No | No
O,O-Dimethyl dithiophosphate | No | No
o,p'-DDD | Yes | No
o,p'-DDE | Yes | No
o,p'-DDT | Yes | No
o,p'-Methoxychlor | Yes | No
O-(2,4-Dichlorophenyl) O-methyl isopropylphosphoramidothioate | Yes | No
o-Chloroaniline | Yes | No
o-Chloronitrobenzene | No | No
o-Chlorophenol | Yes | No
o-Chlorotoluene | Yes | No
o-Cresol | Yes | No
o-Cymene | Yes | No
o-Dichlorobenzene | No | No
O-Dinitrobenzene | No | No
O-Ethyl O-(p-nitrophenyl) phenylphosphonothioate | Yes | No
o-Ethyltoluene | Yes | No
o-Fluorophenatole | Yes | No
o-Fluorophenol | Yes | No
o-Nitroaniline | Yes | No
o-Nitroanisole | Yes | No
o-Nitrophenol | Yes | No
o-Nitrotoluene | Yes | No
o-Terphenyl | Yes | No
o-Toluidine | Yes | No
o-Toluidine hydrochloride | Yes | No
o-Vinyltoluene | Yes | No
o-Xylene | Yes | No
Octachlorobiphenyl | No | No
Octachlorocyclopentene | No | No
Octachloronaphthalene | No | No
Octachlorostyrene | No | No
Octacosane | Yes | No
Octadecane | Yes | No
Octadecane, 1-chloro- | Yes | No
Octadecenoic acid | No | No
Octamethylcyclotetrasiloxane | No | No
Octane | Yes | No
Octanoic acid | No | No
Octasulfur | Yes | No
Octyl decyl phthalate | Yes | No
Octyl diphenyl phosphate | No | No
Octylphenol diethoxylate | No | No
Octylphenol monoethoxylate | No | No
Odor severity (choice list) | No | Yes
Odor threshold number | No | No
Ofloxacin | Yes | No
Oil and Grease | Yes | No
Oil and Grease, surface slick/sheen - severity (choice list) | No | Yes
Oil Range Organics | Yes | No
Oleamide | Yes | No
Oleandomycin phosphate | Yes | No
Oleic acid | No | No
Omethoate | No | No
Organic anions | Yes | No
Organic carbon | Yes | No
Organic Nitrogen | No | No
Organic phosphorus | No | No
Organics mix, unspecified | Yes | No
Organics semivolatile mix, unspecified | Yes | No
Organics volatile mix, unspecified | Yes | No
Ormetoprim | No | No
ortho & para Xylene mix | Yes | No
Orthophosphate | No | No
Oryzalin | No | No
Osmium | No | No
Osmotic pressure | No | No
Overhead Cover | No | No
Oxadiazon | Yes | No
Oxamyl | Yes | No
Oxazepam | No | No
Oxetane | No | No
Oxidation reduction potential (ORP) | No | No
Oxychlordane | Yes | No
Oxydisulfoton | No | No
Oxyfluorfen | No | No
Oxygen | Yes | No
Oxygen 18/oxygen 16 ratio in sulfate | Yes | No
Oxygen uptake, day | Yes | No
Oxygen uptake, night | Yes | No
Oxygen-18 | Yes | No
Oxygen-18/Oxygen-16 ratio | Yes | No
Oxytetracycline | Yes | No
Oxytetracycline calcium | Yes | No
Oxytetracycline hydrochloride | Yes | No
Ozone | Yes | No
p,p'-DDD | Yes | No
p,p'-DDE | Yes | No
p,p'-DDT | Yes | No
p-(1,1,3,3-Tetramethylbutyl)phenol | Yes | No
P-Aminohippuric acid | Yes | No
p-Bromofluorobenzene | Yes | No
p-Bromophenyl phenyl ether | Yes | No
p-Chloro-m-cresol | No | No
p-Chloroaniline | Yes | No
p-Chlorobenzotrifluoride | Yes | No
P-Chlorophenol | No | No
p-Chlorophenyl methyl sulfide | Yes | No
p-Chlorophenyl phenyl ether | No | No
p-Chlorophenylacetic acid | Yes | No
p-Chlorotoluene | Yes | No
p-Cresol | Yes | No
p-Cumylphenol | Yes | No
p-Cymene | Yes | No
p-Dichlorobenzene | Yes | No
P-Diethylbenzene | No | No
p-Dinitrobenzene | No | No
p-Ethylacetophenone | Yes | No
p-Ethyltoluene | Yes | No
p-Hydroxybenzoic acid | Yes | No
p-Hydroxycinnamic acid | Yes | No
p-Isopropenylacetophenone | Yes | No
p-Methoxyphenol | Yes | No
p-Nitroaniline | Yes | No
p-Nitroanisole | Yes | No
p-Nitrophenol | No | No
p-Nitrotoluene | Yes | No
p-Nonylphenol | Yes | No
p-Octylphenol | Yes | No
p-Phenylenediamine | Yes | No
p-Quaterphenyl | Yes | No
p-Terphenyl | Yes | No
p-tert-Butylbenzoic acid | Yes | No
p-tert-Butylphenol | Yes | No
p-Toluidine | Yes | No
p-Xylene | Yes | No
Paclobutrazol | No | No
Palladium | No | No
Palmitic acid | No | No
Palmitonitrile | No | No
Paraffin oils | Yes | No
Paraldehyde | No | No
Paraoxon | No | No
Paraquat | No | No
Parathion | Yes | No
Paroxetine | Yes | No
Partial pressure of dissolved gases | No | No
Particle distribution | No | No
Particle size | No | No
Particle size (size/range in result Particle Size Basis) | No | No
Particle size, Sieve No. 04, 4 mesh, (4.75mm) | No | No
Particle size, Sieve No. 05, 5 mesh, (4.00mm) | No | No
Particle size, Sieve No. 06, 6 mesh, (3.35mm) | No | No
Particle size, Sieve No. 07, 7 mesh, (2.80mm) | No | No
Particle size, Sieve No. 08, 8 mesh, (2.36mm) | No | No
Particle size, Sieve No. 10, 9 mesh, (2.00mm) | No | No
Particle size, Sieve No. 100, 100 mesh, (0.150mm) | No | No
Particle size, Sieve No. 12, 10 mesh, (1.70mm) | No | No
Particle size, Sieve No. 120, 115 mesh, (0.125mm) | No | No
Particle size, Sieve No. 14, 12 mesh, (1.40mm) | No | No
Particle size, Sieve No. 140, 150 mesh, (0.106mm) | No | No
Particle size, Sieve No. 16, 14 mesh, (1.18mm) | No | No
Particle size, Sieve No. 170, 170 mesh, (0.090mm) | No | No
Particle size, Sieve No. 18, 16 mesh, (1.00mm) | No | No
Particle size, Sieve No. 20, 20 mesh, (0.850mm) | No | No
Particle size, Sieve No. 200, 200 mesh, (0.075mm) | No | No
Particle size, Sieve No. 230, 250 mesh, (0.063mm) | No | No
Particle size, Sieve No. 25, 24 mesh, (0.710mm) | No | No
Particle size, Sieve No. 270, 270 mesh, (0.053mm) | No | No
Particle size, Sieve No. 30, 28 mesh, (0.600mm) | No | No
Particle size, Sieve No. 325, 325 mesh, (0.045mm) | No | No
Particle Size, Sieve NO. 35, 32 Mesh, (0.425mm) | No | No
Particle size, Sieve No. 40, 35 mesh, (0.425mm) | No | No
Particle size, Sieve No. 400, 400 mesh, (0.038mm) | No | No
Particle size, Sieve No. 45, 42 mesh, (0.355mm) | No | No
Particle size, Sieve No. 450, 450 mesh, (0.032mm) | No | No
Particle size, Sieve No. 50, 48 mesh, (0.300mm) | No | No
Particle size, Sieve No. 500, 500 mesh, (0.025mm) | No | No
Particle size, Sieve No. 60, 60 mesh, (0.250mm) | No | No
Particle size, Sieve No. 70, 65 mesh, (0.212mm) | No | No
Particle size, Sieve No. 80, 80 mesh, (0.180mm) | No | No
Particulate Matter - Pm10 | No | No
Particulate Matter - Pm2.5 | No | No
PCB-105/132/153 | Yes | No
PCB-106/118 | Yes | No
PCB-107+PCB-124 | No | No
PCB-107/109 | Yes | No
PCB-107/124 | Yes | No
PCB-108/112 | Yes | No
PCB-110+PCB-115 | No | No
PCB-110/115 | Yes | No
PCB-111/115 | Yes | No
PCB-12+PCB-13 | No | No
PCB-12/13 | Yes | No
PCB-123/149 | Yes | No
PCB-123/153 | Yes | No
PCB-128+PCB-166 | No | No
PCB-128/162 | Yes | No
PCB-128/166 | Yes | No
PCB-129+PCB-138+PCB-160+PCB-163 | No | No
PCB-129/138/160/163 | Yes | No
PCB-129/138/163 | No | No
PCB-132/153 | Yes | No
PCB-132/161 | Yes | No
PCB-133/142 | Yes | No
PCB-134+PCB-143 | No | No
PCB-134/143 | Yes | No
PCB-135+PCB-151+PCB-154 | No | No
PCB-135/144 | Yes | No
PCB-135/151 | No | No
PCB-135/151/154 | Yes | No
PCB-137/176 | Yes | No
PCB-138/160 | Yes | No
PCB-138/163 | Yes | No
PCB-138/163/164 | Yes | No
PCB-139+PCB-140 | No | No
PCB-139/140 | Yes | No
PCB-139/149 | Yes | No
PCB-141/179 | Yes | No
PCB-146/165 | Yes | No
PCB-147+PCB-149 | No | No
PCB-147/149 | Yes | No
PCB-15/17 | Yes | No
PCB-153+PCB-168 | No | No
PCB-153/168 | Yes | No
PCB-153/173/201 | Yes | No
PCB-156+PCB-157 | No | No
PCB-156/157 | Yes | No
PCB-158/160 | Yes | No
PCB-16/32 | Yes | No
PCB-17/18 | Yes | No
PCB-170/190 | Yes | No
PCB-171+PCB-173 | No | No
PCB-171/173 | Yes | No
PCB-171/202 | Yes | No
PCB-172/197 | Yes | No
PCB-18+PCB-30 | No | No
PCB-18/30 | Yes | No
PCB-180+PCB-193 | No | No
PCB-180/193 | Yes | No
PCB-182/187 | Yes | No
PCB-183+PCB-185 | No | No
PCB-183/185 | Yes | No
PCB-195/208 | Yes | No
PCB-196/203 | Yes | No
PCB-197+PCB-200 | No | No
PCB-197/200 | Yes | No
PCB-198+PCB-199 | No | No
PCB-198/199 | Yes | No
PCB-20+PCB-28 | No | No
PCB-20/28 | Yes | No
PCB-20/33 | Yes | No
PCB-21+PCB-33 | No | No
PCB-21/33 | Yes | No
PCB-22/51 | Yes | No
PCB-24/27 | Yes | No
PCB-26+PCB-29 | No | No
PCB-26/29 | Yes | No
PCB-28/31 | Yes | No
PCB-37/42 | Yes | No
PCB-37/42/59 | Yes | No
PCB-4/10 | Yes | No
PCB-40+PCB-41+PCB-71 | No | No
PCB-40/41/71 | Yes | No
PCB-40/71 | Yes | No
PCB-41/64 | Yes | No
PCB-41/64/71 | Yes | No
PCB-41/64/71/72 | Yes | No
PCB-41/64/72 | No | No
PCB-42/59 | Yes | No
PCB-43/49 | Yes | No
PCB-44+PCB-47+PCB-65 | No | No
PCB-44/47/65 | Yes | No
PCB-45+PCB-51 | No | No
PCB-45/51 | Yes | No
PCB-47/48 | Yes | No
PCB-47/75 | Yes | No
PCB-48/75 | Yes | No
PCB-49+PCB-69 | No | No
PCB-49/69 | Yes | No
PCB-5/8 | Yes | No
PCB-50+PCB-53 | No | No
PCB-50/53 | Yes | No
PCB-52/69 | Yes | No
PCB-55/91 | Yes | No
PCB-56/60 | Yes | No
PCB-59+PCB-62+PCB-75 | No | No
PCB-59/62/75 | Yes | No
PCB-61+PCB-70+PCB-74+PCB-76 | No | No
PCB-61/70/74/76 | Yes | No
PCB-61/74 | Yes | No
PCB-66/76 | Yes | No
PCB-66/95 | Yes | No
PCB-7/9 | Yes | No
PCB-70/76 | Yes | No
PCB-77/110 | Yes | No
PCB-80/95 | Yes | No
PCB-83+PCB-99 | No | No
PCB-83/99 | Yes | No
PCB-84/92 | Yes | No
PCB-85+PCB-116+PCB-117 | No | No
PCB-85/116/117 | Yes | No
PCB-86+PCB-87+PCB-97+PCB-108+PCB-119+PCB-125 | No | No
PCB-86/87/97/108/119/125 | Yes | No
PCB-87/115 | Yes | No
PCB-87/117/125 | Yes | No
PCB-88+PCB-91 | No | No
PCB-88/91 | Yes | No
PCB-90+PCB-101+PCB-113 | No | No
PCB-90/101 | Yes | No
PCB-90/101/113 | Yes | No
PCB-93+PCB-95+PCB-98+PCB-100+PCB-102 | No | No
PCB-93/100 | Yes | No
PCB-93/95/98/100/102 | Yes | No
PCB-93/98/100/102 | No | No
PCB-95/98/102 | Yes | No
PCB-98/102 | Yes | No
PCB-aroclor 1242/1248/1254 | Yes | No
Pebulate | No | No
Pendimethalin | Yes | No
Penicillin G sodium | Yes | No
Pentabromodiphenyl ether | Yes | No
Pentachloro-1,3-butadiene | No | No
Pentachloroanisole | Yes | No
Pentachlorobenzene | No | No
Pentachlorobiphenyl | No | No
Pentachlorodibenzo-p-dioxin | No | No
Pentachlorodibenzofuran | No | No
Pentachloroethane | No | No
Pentachloronaphthalene | No | No
Pentachloronitrobenzene | Yes | No
Pentachlorophenol | Yes | No
Pentachlorophenol dehydroabietylamine salt | Yes | No
Pentacosane | Yes | No
Pentadecane | Yes | No
Pentadecanoic acid | Yes | No
Pentadecanoic acid, methyl ester | No | No
Pentadecylbenzene | Yes | No
Pentafluorobenzene | Yes | No
Pentafluorophenol | Yes | No
Pentanal | Yes | No
Pentane | No | No
Pentene | No | No
Perchlorate | Yes | No
Perchloric acid | Yes | No
Perfluorobutanesulfonate | No | No
Perfluorobutanoate | No | No
Perfluorodecanoate | No | No
Perfluorodecanoic acid | No | No
Perfluorododecanoate | No | No
Perfluoroheptanoate | No | No
Perfluorohexane | No | No
Perfluorohexanesulfonate | No | No
Perfluorohexanoate | No | No
Perfluorolauric acid | No | No
Perfluoromyristic acid | No | No
Perfluorononanoate | No | No
Perfluorooctane sulfonic acid | No | No
Perfluorooctanesulfonamide | No | No
Perfluorooctanesulfonate | No | No
Perfluorooctanoate | No | No
Perfluorooctanoic acid | No | No
Perfluoropentanoate | No | No
Perfluorotridecanoic acid | No | No
Perfluoroundecanoate | No | No
Periphyton | No | No
Periphyton biovolume | No | No
Periphyton productivity | No | No
Periphyton, substrate rock/bank encrustation (choice list) | No | Yes
Permethrin | No | No
Perylene | Yes | No
Perylene-d12 | Yes | No
Pesticide mix, unspecified | Yes | No
Petroleum phenols | Yes | No
Petroleum spirits | Yes | No
Pfiesteria | No | No
Pfiesteria piscicida | No | No
pH | No | No
pH Saturated Paste | No | No
Phenacetin | No | No
Phenanthrene | Yes | No
Phenanthrene + anthracene(C1-C4) mix, unspecified | Yes | No
Phenanthridine | No | No
Phenkapton | No | No
Phenol | Yes | No
Phenol dehydroabietylamine salt | Yes | No
Phenol, 2,6-dibromo- | Yes | No
Phenol, 2-(methylthio)- | Yes | No
Phenol, 2-Chloro-5-Methyl- | No | No
Phenol, 4,5-dichloro-2-methoxy- | Yes | No
Phenol, 4-chloro-2-methoxy- | Yes | No
Phenol-d5 | No | No
Phenol-D6 | No | No
Phenols | No | No
Phenothrin | No | No
Phenyl ether | No | No
Phenyl isocyanate | No | No
Phenylacetaldehyde | No | No
Phenylacetic acid | Yes | No
Phenylpropanolamine | No | No
Phenytoin | Yes | No
Pheophytin a | Yes | No
Pheophytin ratio | Yes | No
Pheophytin/Chlorophyll ratio | No | No
Phorate | Yes | No
Phorate sulfone | Yes | No
Phosalone | No | No
Phosmet | No | No
Phosmetoxon | No | No
Phosphamidon | No | No
phosphatase (corrected for carbon content) | No | No
Phosphate-phosphorus | No | No
Phosphated pesticides | Yes | No
Phosphoric acid, diethyl ester | No | No
Phosphorus | No | No
Phosphorus, Particulate Organic | Yes | No
Phosphorus-32 | No | No
Photomirex | No | No
Phthalic acid | No | No
Phthalic anhydride | No | No
Phthalide | Yes | No
Phytane | Yes | No
Phytoactin | Yes | No
Phytoplankton | No | No
Phytoplankton biovolume | No | No
Phytoplankton productivity | No | No
Phytoplankton, settling volume | No | No
Picloram | Yes | No
Picloram triethylamine salt | Yes | No
Picloram triisopropanolamine salt | Yes | No
Picloram-isooctyl | Yes | No
Picloram-potassium | Yes | No
Picric acid | No | No
Picrotoxin | Yes | No
Pinacolone | No | No
Piperonyl butoxide | Yes | No
Plankton | No | No
Platinum | No | No
Plutonium | Yes | No
Plutonium-238 | No | No
Plutonium-239 | No | No
Plutonium-239/240 mix, unspecified | Yes | No
Polonium-210 | No | No
Polybrominated biphenyls | Yes | No
Polychlorinated biphenyls | Yes | No
Polychlorinated terphenyls | No | No
Polycyclic aromatic hydrocarbons | Yes | No
Polycyclic aromatic hydrocarbons as benzo[a]pyrene TEQ | No | No
Polycyclic aromatic hydrocarbons, high molecular weight | No | No
Polycyclic aromatic hydrocarbons, low molecular weight | No | No
Polyethylene | Yes | No
Polyethylene glycol mono-tert-butylphenyl ether | Yes | No
Polymyxin | Yes | No
Polyphosphate | No | No
Polypropylene | Yes | No
Pool Count | No | No
Pool Length | No | No
Pool Substrate | No | No
Population diversity, fish, # of species | No | No
Population diversity, macroinvertebrates, # of species | No | No
Population diversity, phytoplankton, # of species | No | No
Population diversity, zooplankton, # of species | No | No
Potassium | No | No
Potassium bisulfate | Yes | No
Potassium bitartrate | Yes | No
Potassium glycolate | Yes | No
Potassium permanganate | Yes | No
Potassium sulfate | Yes | No
Potassium-40 | No | No
Power plant load | No | No
Power plant production | No | No
Praseodymium | No | No
Precipitation | No | No
Precipitation 24hr prior to monitoring event (choice list) | No | Yes
Precipitation 24hr prior to monitoring event amount | No | No
Precipitation 48hr prior to monitoring event (choice list) | No | Yes
Precipitation 48hr prior to monitoring event amount | No | No
Precipitation during activity (choice list) | No | Yes
Precipitation event duration | No | No
Precipitation, time since event | No | No
Prednisolone | No | No
Prednisone | Yes | No
Pregna-1,4-diene-3,20-dione, 11,17,21-trihydroxy-6-methyl-, (6.alpha.,11.beta.)- | Yes | No
Primary productivity | No | No
Primary/ Secondary surrounding landuse (choice list) | No | Yes
Pristane | Yes | No
Productivity, photosynthetic rate, carbon production | No | No
Profenofos | Yes | No
Profluralin | No | No
Progesterone | Yes | No
Promethazine | No | No
Prometon | No | No
Prometryn | No | No
Pronamide | No | No
Propachlor | No | No
Propachlor ESA | No | No
Propachlor OA | No | No
Propane | No | No
Propanenitrile | Yes | No
Propanil | No | No
Propanoic Acid, 2-Oxo- | No | No
Propargite | No | No
Propargyl alcohol | No | No
Propazine | No | No
Propetamphos | Yes | No
Propham | No | No
Propiconazole | Yes | No
Propionaldehyde | No | No
Propionic acid | Yes | No
Propoxur | No | No
Propoxyphene | Yes | No
Propyl acetate | Yes | No
Propyl ether | Yes | No
Propylamine | Yes | No
Propylene | No | No
Propylene glycol | Yes | No
Propylene glycol allyl ether | Yes | No
Propylene oxide | No | No
Propylthiouracil | Yes | No
Protactinium-231 | No | No
Protactinium-233 | No | No
Protactinium-234 | No | No
Prothiofos | Yes | No
Protriptyline | Yes | No
Pseudomonas | No | No
Pseudomonas cepacia type Wisconsin | Yes | No
Pseudomonas fluorescens | No | No
Pseudomonas fluorescens 112-12, (MON 11740) | Yes | No
Pseudomonas fluorescens 112-12, (MON 11750) | Yes | No
Pseudomonas fluorescens 112-12, (MON 11760) | Yes | No
Pseudomonas fluorescens NCIB 12089 | Yes | No
Pseudomonas fluorescens PS 3732-3-7, (MON 11710) | Yes | No
Pseudomonas fluorescens PS 3732-3-7, (MON 11720) | Yes | No
Pseudomonas fluorescens PS 3732-3-7, (MON 11730) | Yes | No
Pseudomonas syringae 742RS | Yes | No
Pump efficiency | No | No
Pump pressure head | No | No
Pumping rate | No | No
Pymetrozine | Yes | No
Pyraflufen-ethyl | Yes | No
Pyrazine, 2-methoxy-5-methyl- | Yes | No
Pyrazon | Yes | No
Pyrene | Yes | No
Pyrene-d10 | No | No
Pyrethrins | No | No
Pyridine | No | No
Pyriproxyfen | No | No
Pyrite | Yes | No
Pyrogallol | Yes | No
Quinoline | No | No
Quinone | No | No
Radioactivity, gross | Yes | No
Radium | No | No
Radium-223 | No | No
Radium-224 | No | No
Radium-226 | No | No
Radium-226/228 | Yes | No
Radium-228 | No | No
Radon-222 | No | No
Rank Sum | No | No
RBP Bank Stability, Left (choice list) | No | Yes
RBP Bank Stability, Right (choice list) | No | Yes
RBP Bank Vegetative Protection, Left (choice list) | No | Yes
RBP Bank Vegetative Protection, Right (choice list) | No | Yes
RBP Bank Vegetative Stability, Left (choice list) | No | Yes
RBP Bank Vegetative Stability, Right (choice list) | No | Yes
RBP Bottom Substrate (choice list) | No | Yes
RBP Canopy Cover (choice list) | No | Yes
RBP Channel Alteration (choice list) | No | Yes
RBP Channel Flow Status (choice list) | No | Yes
RBP Channel Sinuosity (choice list) | No | Yes
RBP Channelized Y/N (choice list) | No | Yes
RBP Embeddedness (choice list) | No | Yes
RBP Epifaunal Substrate (choice list) | No | Yes
RBP Frequency of Riffles (choice list) | No | Yes
RBP High water mark | No | No
RBP Instream Cover (choice list) | No | Yes
RBP Local Watershed Erosion (choice list) | No | Yes
RBP Local Watershed NPS Pollution (choice list) | No | Yes
RBP Pool Substrate (choice list) | No | Yes
RBP Pool Variability (choice list) | No | Yes
RBP Predominant Surrounding Land Use (choice list) | No | Yes
RBP Sediment Deposition (choice list) | No | Yes
RBP Sediment Odors (choice list) | No | Yes
RBP Sediment Oils (choice list) | No | Yes
RBP Stream depth - pool | No | No
RBP Stream Depth - Riffle | No | No
RBP Stream Depth - Run | No | No
RBP Stream Type (choice list) | No | Yes
RBP Stream Velocity | No | No
RBP Stream width | No | No
RBP Substrate - Bedrock | No | No
RBP Substrate - Boulders >256 mm | No | No
RBP Substrate - Cobbles 64-256 mm | No | No
RBP Substrate - Detritus - Coarse Particulate | No | No
RBP Substrate - Gravel 2-64 mm | No | No
RBP Substrate - Marl - Gray, Shell Fragments | No | No
RBP Substrate - Muck/Mud - Very Fine Particles | No | No
RBP Substrate - Sand 0.06-2.0 mm | No | No
RBP Substrate - Silt 0.004-0.06 mm | No | No
RBP Turbidity Code (choice list) | No | Yes
RBP Undersides of Loose Stones Black Y/N (choice list) | No | Yes
RBP Water Odors (choice list) | No | Yes
RBP Water Surface Oils (choice list) | No | Yes
RBP2, Aquatic Vegetation, Dominant Type & Species (choice list) | No | Yes
RBP2, Aquatic vegetation, portion of reach with AV (%) | No | No
RBP2, Habitat type, bedrock (%) | No | No
RBP2, Habitat type, canopy (%) | No | No
RBP2, Habitat type, general comments | No | No
RBP2, Habitat type, gravel-cobble (%) | No | No
RBP2, Habitat type, large woody debris (%) | No | No
RBP2, Habitat type, other (%) | Yes | No
RBP2, Habitat type, plants, roots (%) | No | No
RBP2, Habitat type, pools (%) | No | No
RBP2, Habitat type, riffle (%) | No | No
RBP2, Habitat type, run (%) | No | No
RBP2, Habitat type, sand (%) | No | No
RBP2, Habitat type, sand-silt-mud-muck (%) | No | No
RBP2, Habitat type, small woody debris (%) | No | No
RBP2, Habitat type, snags (%) | No | No
RBP2, Habitat type, submerged macrophytes (%) | No | No
RBP2, Habitat type, vegetated banks (%) | No | No
RBP2, High G, Bank Stability, Left Bank (choice list) | No | Yes
RBP2, High G, Bank Stability, Right Bank (choice list) | No | Yes
RBP2, High G, Channel Alteration (choice list) | No | Yes
RBP2, High G, Channel Flow Status (choice list) | No | Yes
RBP2, High G, Embeddedness (choice list) | No | Yes
RBP2, High G, Epifaunal Substrate/Available Cover (choice list) | No | Yes
RBP2, High G, Frequency of Riffles (or bends) (choice list) | No | Yes
RBP2, High G, habitat assessment total score | No | No
RBP2, High G, Riparian Vegetative Zone Width, Left Bank (choice list) | No | Yes
RBP2, High G, Riparian Vegetative Zone Width, Right Bank (choice list) | No | Yes
RBP2, High G, Sediment Deposition (choice list) | No | Yes
RBP2, High G, Vegetative Protection, Left Bank (choice list) | No | Yes
RBP2, High G, Vegetative Protection, Right Bank (choice list) | No | Yes
RBP2, High G, Velocity/Depth Regime (choice list) | No | Yes
RBP2, Instream Features, Canopy Cover (choice list) | No | Yes
RBP2, Instream Features, Channelized (Y/N) (choice list) | No | Yes
RBP2, Instream Features, Dam Present (Y/N) (choice list) | No | Yes
RBP2, Instream features, est. reach length | No | No
RBP2, Instream features, est. stream depth | No | No
RBP2, Instream features, est. stream width | No | No
RBP2, Instream features, high water mark | No | No
RBP2, Instream features, morphology, pools (%) | No | No
RBP2, Instream features, morphology, riffles (%) | No | No
RBP2, Instream features, morphology, run (%) | No | No
RBP2, Instream features, sampling reach area | No | No
RBP2, Instream features, surface velocity (at thalweg) | No | No
RBP2, Instream features, total reach area | No | No
RBP2, Large woody debris, density of LWD (LWD/reach area) | No | No
RBP2, Large woody debris, LWD (m2) | No | No
RBP2, Low G, Bank Stability, Left Bank (choice list) | No | Yes
RBP2, Low G, Bank Stability, Right Bank (choice list) | No | Yes
RBP2, Low G, Channel Alteration (choice list) | No | Yes
RBP2, Low G, Channel Flow Status (choice list) | No | Yes
RBP2, Low G, Channel Sinuosity (choice list) | No | Yes
RBP2, Low G, Epifaunal Substrate/Available Cover (choice list) | No | Yes
RBP2, Low G, habitat assessment total score | No | No
RBP2, Low G, Pool Substrate Characterization (choice list) | No | Yes
RBP2, Low G, Pool Variability (choice list) | No | Yes
RBP2, Low G, Riparian Vegetative Zone Width, Left Bank (choice list) | No | Yes
RBP2, Low G, Riparian Vegetative Zone Width, Right Bank (choice list) | No | Yes
RBP2, Low G, Sediment Deposition (choice list) | No | Yes
RBP2, Low G, Vegetative Protection, Left Bank (choice list) | No | Yes
RBP2, Low G, Vegetative Protection, Right Bank (choice list) | No | Yes
RBP2, Riparian Vegetation, Dominant Species Present (choice list) | No | Yes
RBP2, Sediment/Substrate, Deposits (choice list) | No | Yes
RBP2, Sediment/Substrate, Embedded Stone Undersides Black (choice list) | No | Yes
RBP2, Sediment/Substrate, Odors (choice list) | No | Yes
RBP2, Sediment/Substrate, Oils (choice list) | No | Yes
RBP2, Stream character, catchment area | No | No
RBP2, Stream Character, Stream Origin (choice list) | No | Yes
RBP2, Stream Character, Stream Subsystem (choice list) | No | Yes
RBP2, Stream Character, Stream Type (choice list) | No | Yes
RBP2, Substrate, inorganic, bedrock | No | No
RBP2, Substrate, Inorganic, boulder, >256 mm | No | No
RBP2, Substrate, inorganic, clay, <0.004 mm | No | No
RBP2, Substrate, inorganic, cobble, 64-256 mm | No | No
RBP2, Substrate, inorganic, gravel, 2-64 mm | No | No
RBP2, Substrate, inorganic, sand, 0.06-2.0 mm | No | No
RBP2, Substrate, Inorganic, Silt, 0.004-0.06 mm | No | No
RBP2, Substrate, organic, detritus, sticks, wood, etc. (CPOM) | No | No
RBP2, Substrate, organic, marl, grey shell fragments | No | No
RBP2, Substrate, organic, muck-mud, black-fine (FPOM) | No | No
RBP2, Water Quality, Turbidity (choice list) | No | Yes
RBP2, Water Quality, Water Odors (choice list) | No | Yes
RBP2, Water Quality, Water Surface Oils (choice list) | No | Yes
RBP2, Watershed, Local Erosion (choice list) | No | Yes
RBP2, Watershed, Local NPS Pollution (choice list) | No | Yes
RBP2, Watershed, Predominant Surrounding Landuse (choice list) | No | Yes
RBP2, weather condition, general observation (text) | No | No
RBP2, Weather Condition, Heavy Rain in Last 7 Days, Y/N (choice list) | No | Yes
RBP2, Weather Condition, Now (choice list) | No | Yes
RBP2, Weather Condition, Past 24 Hours (choice list) | No | Yes
RBP3, Glide/Pool, Epifaunal Substrate (choice list) | No | No
RBP3, Glide/Pool, Instream Cover (choice list) | No | No
RBP3, Glide/Pool, Pool Substrate Characterization (choice list) | No | No
RBP3, Glide/Pool, Pool Variability (choice list) | No | No
RBP3, Glide/Pool, Sediment Deposition (choice list) | No | No
RBP3, Riffle/Run, Embeddedness (choice list) | No | No
RBP3, Riffle/Run, Epifaunal Substrate (choice list) | No | No
RBP3, Riffle/Run, Instream Cover (choice list) | No | No
RBP3, Riffle/Run, Sediment Deposition (choice list) | No | No
RBP3, Riffle/Run, Velocity/ Depth Regimes (choice list) | No | No
Refined used lubricating oils | No | No
relative biovolume | No | No
relative entity density | No | No
Relative humidity | No | No
Reoxygenation constant | No | No
Reproduction | No | No
Reservoir volume | No | No
Residence/flushing time, waterbody | No | No
Residual Depth | No | No
Resmethrin | No | No
Resorcinol | No | No
Respiration | No | No
Respiration, planktonic | No | No
Retene | No | No
Rhenium | No | No
Rhodamine B | No | No
Rhodamine WT | No | No
Rhodamine WT (probe) | No | No
Rhodium | No | No
Rhodium-106 | Yes | No
Riparian vegetation composition (choice list) | No | Yes
River/stream channel slope | No | No
Rocky Substrate (Choice List) | No | Yes
Ronnel | No | No
Rosgen Stream Type | No | No
Rotenone | No | No
Roxithromycin | No | No
Rubidium | Yes | No
Ruthenium | No | No
Ruthenium-103 | Yes | No
Ruthenium-103/106 | Yes | No
Ruthenium-106 | No | No
Ruthenium-106/Rhodium-106 | Yes | No
S-Ethyl dipropylthiocarbamate | Yes | No
Saflufenacil | No | No
Safrole | No | No
Salicylaldehyde | No | No
Salinity | No | No
Salmonella | No | No
Salt Appearance at Waters Edge (choice list) | No | Yes
Samarium | No | No
Sand | No | No
Sand/Substrate Habitat Type (%) | No | No
Sandy Substrate (Choice List) | No | Yes
Sarafloxacin | No | No
Saxitoxin | No | No
Scandium | No | No
Scandium-46 | Yes | No
Sea waves severity (choice list) | No | Yes
sec-Butylamine | Yes | No
sec-Butylbenzene | Yes | No
Secbumeton | No | No
Secondary productivity | Yes | No
Sediment, inorganic, classification (choice list) | No | Yes
Sediment, organic, classification (choice list) | No | Yes
Sediment/ Substrate Odors (choice list) | No | Yes
Selenium | Yes | No
Selenium-75 | No | No
Serratia | No | No
Sertraline | Yes | No
Seston | No | No
Sethoxydim | Yes | No
Settleable solids | No | No
Sex (choice list) | No | Yes
Shade, Left | No | No
Shade, Right | No | No
Shannon & Wiener Macroinvert Taxonomic Diversity Index | No | No
Siduron | No | No
Significant(choice list) | No | Yes
Silanol, trimethyl- | Yes | No
Silica | No | No
Silicate | No | No
Silicate/dissolved inorganic nitrogen ratio | No | No
Silicon | No | No
Silt | No | No
Silver | Yes | No
Silver-108 | Yes | No
Silver-110 | No | No
Silvex | No | No
Silvex isooctyl ester | No | No
Simazine | No | No
Simetone | No | No
Simetryn | Yes | No
Simpson Taxonomic Diversity Index | No | No
Simultaneously extracted metals | Yes | No
Simultaneously extracted metals/acid volatile sulfides | No | No
Slow Riffle | No | No
Sludge, substrate rock/bank cover - severity (choice list) | No | Yes
Sodium | Yes | No
Sodium adsorption ratio [(Na)/(sq root of 1/2 Ca + Mg)] | No | No
Sodium C14-16-alkane hydroxy and C14-16-olefin sulfonates | Yes | No
Sodium cacodylate | Yes | No
Sodium carbonate | No | No
Sodium chlorate | No | No
Sodium chloride | No | No
Sodium chromate(VI) | No | No
Sodium dichromate | No | No
Sodium dimethyldithiocarbamate | No | No
Sodium glycolate | Yes | No
Sodium methyldithiocarbamate | No | No
Sodium N-lauroylsarcosinate | Yes | No
Sodium nitrite | No | No
Sodium pentachlorophenate | No | No
Sodium plus potassium | Yes | No
Sodium sulfate | Yes | No
Sodium-22 | No | No
Sodium-24 | Yes | No
Solar irradiation, global | No | No
Solar irradiation, local | No | No
Soluble Reactive Phosphorus (SRP) | No | No
Sorbitol | Yes | No
Species Rank | No | No
Species Relative Density | No | No
Specific conductance | No | No
Specific drawdown capacity | No | No
Specific gravity | No | No
Spirillum | No | No
Stannanetriylium, butyl- | Yes | No
Staphylococcus | No | No
Staphylococcus aureus | No | No
Stearic acid | No | No
Stearonitrile | No | No
Stendomycin salicylate | Yes | No
Stigmastan-3.beta.-ol | Yes | No
Straight run wide cut kerosene (petroleum) | Yes | No
Stream Bed Color (choice list) | No | Yes
Stream condition (text) | No | No
Stream Cross-Sectional Area | Yes | No
Stream Order | No | No
Stream physical appearance (choice list) | No | Yes
Stream Physical Appearance, Minnesota (choice list) | No | Yes
Stream recreational suitability (choice list) | No | Yes
Stream stage | No | No
Stream Unit Type (choice list) | No | Yes
Stream width measure | No | No
Streptococcus | No | No
Streptomycin | Yes | No
Streptomycin nitrate | Yes | No
Streptomycin sulfate | Yes | No
Streptozotocin | No | No
Strobane | No | No
Strong acids | No | No
Strontium | No | No
Strontium-85 | Yes | No
Strontium-87/Strontium-86, ratio | Yes | No
Strontium-89 | No | No
Strontium-90 | Yes | No
Strontium-Yttrium-90, beta | Yes | No
Styrene | No | No
Styrene oxide | No | No
Submerged Cover (%) | No | No
Submerged Vegetation Habitat Type (%) | No | No
Substrate - boulders | No | No
Substrate - boulders, large | No | No
Substrate - boulders, medium | No | No
Substrate - boulders, small | No | No
Substrate - clay | No | No
Substrate - clay, medium | No | No
Substrate - clay/fine partic. org. matt. | No | No
Substrate - claypan soil | No | No
Substrate - cobbles | No | No
Substrate - cobbles, large | No | No
Substrate - cobbles, medium | No | No
Substrate - cobbles, small | No | No
Substrate - detritus - coarse particulate | No | No
Substrate - grain size | No | No
Substrate - gravel | No | No
Substrate - gravel, coarse | No | No
Substrate - gravel, fine | No | No
Substrate - gravel, medium | No | No
Substrate - gravel, very coarse | No | No
Substrate - gravel, very fine | No | No
Substrate - miscellaneous other | No | No
Substrate - sand | No | No
Substrate - sand, coarse | No | No
Substrate - sand, fine | No | No
Substrate - sand, medium | No | No
Substrate - sand, very coarse | No | No
Substrate - sand, very fine | No | No
Substrate - sediment thickness | No | No
Substrate - silt | No | No
Substrate - silt, coarse | No | No
Substrate - silt, fine | No | No
Substrate - silt, medium | No | No
Substrate - silt, very fine | No | No
Substrate - silt/clay mix | No | No
Substrate - submerged logs | No | No
Substrate - submerged vegetation | No | No
Substrate-bedrock | No | No
Subsystem classification stream type (choice list) | No | Yes
Sucrose | No | No
Sulfachloropyridazine | No | No
Sulfadimethoxine | No | No
Sulfamerazine | No | No
Sulfamethazine | No | No
Sulfamethoxazole | Yes | No
Sulfaquinoxaline | No | No
sulfatase (corrected for carbon content) | No | No
Sulfate | Yes | No
Sulfathiazole | Yes | No
Sulfide | No | No
Sulfite | No | No
Sulfometuron methyl | No | No
Sulfotep | Yes | No
Sulfur | No | No
Sulfur dioxide | No | No
Sulfur HCl Residue | No | No
Sulfur HNO3 Residue | No | No
Sulfur Organic Residual Mod | No | No
Sulfur Sulfate | No | No
Sulfur Total | No | No
Sulfur, pyritic | Yes | No
Sulfur-32 | Yes | No
Sulfur-34 | Yes | No
Sulfur-34/Sulfur-32 ratio | No | No
Sulprofos | Yes | No
Sum of anions | Yes | No
Sum of cations | Yes | No
Surface area | No | No
Surface tension | No | No
Surfactants, anionic | Yes | No
Surfactants, cationic | Yes | No
Surfactants, ionic mix (anionic + cationic) | Yes | No
Surfactants, nonionic mix | Yes | No
Surfactants, unspecified mix | Yes | No
Survival | No | No
Suspended Sediment Concentration (SSC) | No | No
Suspended Sediment Discharge | No | No
Swep | No | No
Syringaldehyde | No | No
t-Stat | No | No
Tail Out Depth | No | No
Tamoxifen | Yes | No
Tannic acid | Yes | No
Tannin and Lignin | Yes | No
Tantalum | No | No
Tau-fluvalinate | Yes | No
Taxonomic Diversity, Lloyd, Zar, And Karr Diversity Index | No | No
Taxonomic Diversity, Shannon-Weaver Index | No | No
Taxonomic Equitability | No | No
Taxonomic Evenness | No | No
Taxonomic Redundancy | No | No
Taxonomic Richness | No | No
Taxonomic Richness, Ephemeroptera, Plecoptera, Tricoptera | No | No
Tebuconazole | No | No
Tebufenozide | Yes | No
Tebuthiuron | No | No
Technetium | No | No
Technetium-99 | No | No
Tecnazene | No | No
Tefluthrin | Yes | No
Tellurium | No | No
Temazepam | No | No
Tembotrione | No | No
Temephos | No | No
Temperature difference | Yes | No
Temperature, air | No | No
Temperature, sample | No | No
Temperature, sediment | No | No
Temperature, soil | No | No
Temperature, tissue | No | No
Temperature, water | No | No
Temperature, wet bulb | No | No
Terbacil | No | No
Terbium | No | No
Terbufos | No | No
Terbufos sulfone | Yes | No
Terbumeton | No | No
Terbuthylazine | No | No
Terbutryn | No | No
Terphenyl | No | No
Terpineol | Yes | No
Terrace height | No | No
Terrace width | No | No
tert-Amyl methyl ether | Yes | No
tert-Amylbenzene | Yes | No
tert-Butanol | Yes | No
tert-Butyl acetate | Yes | No
tert-Butyl formate | No | No
tert-Butylbenzene | Yes | No
Testosterone | No | No
Tetraacetylethylenediamine | Yes | No
Tetrabromobisphenol A | Yes | No
Tetrabromodiphenyl ether | Yes | No
Tetrabutyltin | Yes | No
Tetrachloro-1,3-butadiene | No | No
Tetrachlorobenzene | No | Yes
Tetrachlorobiphenyl | No | No
Tetrachlorocatechol | No | No
Tetrachlorodibenzo-p-dioxin | No | No
Tetrachlorodibenzofuran | No | No
Tetrachloroethane | No | No
Tetrachloroethylene | No | No
Tetrachloroguaiacol | Yes | No
Tetrachlorophenol | No | No
Tetrachlorvinphos | No | No
Tetrachlorvinphos (mixed isomers) | Yes | No
Tetracosane | Yes | No
Tetracycline | Yes | No
Tetracycline hydrochloride | Yes | No
Tetradecane | Yes | No
Tetradecanenitrile | No | No
Tetradecanol | No | No
Tetradecylbenzene | Yes | No
Tetradifon | No | No
Tetraethyl ammonium hydroxide | Yes | No
Tetraethyl pyrophosphate | Yes | No
Tetrahydroabietylamine acetate | Yes | No
Tetrahydrofuran | No | No
Tetrahydropyran | Yes | No
Tetramethylpyrazine | No | No
Tetrapropyl dithiopyrophosphate | Yes | No
Tetratetracontane | Yes | No
Tetrodotoxin | No | No
Thallium | Yes | No
Thallium-208 | Yes | No
Thecamoeba | No | No
Thecamoeba munda | No | No
Thecamoeba orbis | No | No
Thecamoebidae | No | No
Theophylline | No | No
Thermal discharge | No | No
Thiabendazole | No | No
Thiacloprid | Yes | No
THIAMETHOXAM | Yes | No
THIAZOPYR | Yes | No
Thickness, supernatant layer | No | No
Thidiazuron | Yes | No
Thifensulfuron-methyl | Yes | No
Thiobencarb | No | No
Thiocyanic acid | Yes | No
Thiodicarb | Yes | No
Thionazin | Yes | No
Thiophanate ethyl | Yes | No
Thiophene | No | No
Thiophenol | No | No
Thiosulfate | No | No
Thiourea | No | No
Thorium-227 | Yes | No
Thorium-228 | No | No
Thorium-230 | No | No
Thorium-232 | No | No
Thorium-234 | No | No
Thulium | No | No
Thuringiensin | Yes | No
Thuringiensin, calcium salt | Yes | No
Tiamulin | Yes | No
Tide cycle duration | No | No
Tide cycle time | No | No
Tide range | No | No
Tide rate | No | No
Tide stage | No | No
Tide stage (choice list) | No | Yes
Tilmicosin | Yes | No
Tin | Yes | No
Tin-113 | Yes | No
Tin-San | Yes | No
Titanium | Yes | No
Toluene | No | No
Toluene diisocyanate | No | No
Toluene-d8 | Yes | No
Toluenediamine | Yes | No
Toluic acid | No | No
Toluidine | No | No
Total carbon | No | No
Total Coliform | No | No
Total Dichloro Biphenyls | No | No
Total dissolved solids | No | No
Total fixed solids | No | No
Total Heptachloro Biphenyls | No | No
Total Hexachloro Biphenyls | No | No
Total Monochloro Biphenyls | No | No
Total Nitrogen/Total Phosphorus Ratio (TN:TP) | No | No
Total Nonachloro Biphenyls | No | No
Total nonfecal coliform | No | No
Total Octachloro Biphenyls | No | No
Total PCBs | No | No
Total PCBs + PCTs | No | No
Total Pentachloro Biphenyls | No | No
Total Sample Volume | No | No
Total Sample Weight | No | No
Total solids | No | No
Total Sulfur minus Sulfate | No | No
Total suspended solids | No | No
Total Tetrachloro Biphenyls | No | No
Total Trichloro Biphenyls | No | No
Total volatile solids | No | No
Tox | Yes | No
Toxaphene | No | No
Toxicity, A. abdita, coefficient of variation | No | No
Toxicity, A. verrilli, coefficient of variation | No | No
Toxicity, E. estuarius, coefficient of variation | No | No
Toxicity, L. plumulosus, coefficient of variation | No | No
Toxicity, R. abronius, coefficient of variation | No | No
Toxicity, sediment, Ampelisca abdita, control survival | No | No
Toxicity, sediment, Ampelisca abdita, significant (choice list) | No | Yes
Toxicity, sediment, Ampelisca abdita, survival | No | No
Toxicity, sediment, Ampelisca verrilli, control survival | No | No
Toxicity, sediment, Ampelisca verrilli, significant (choice list) | No | Yes
Toxicity, sediment, Ampelisca verrilli, survival | No | No
Toxicity, sediment, Eohaustorius estuarius, control survival | No | No
Toxicity, sediment, Eohaustorius estuarius, significant (choice list) | No | Yes
Toxicity, sediment, Eohaustorius estuarius, survival | No | No
Toxicity, sediment, L.plumulosus, control survival | No | No
Toxicity, sediment, Leptocheirus plumulosus, significant (choice list) | No | Yes
Toxicity, sediment, Leptocheirus plumulosus, survival | No | No
Toxicity, sediment, microtox, Vibrio fischeri, EC50 | No | No
Toxicity, sediment, microtox, Vibrio fischeri, significant (choice list) | No | Yes
Toxicity, sediment, Rhepoxynius abronius, significant (choice list) | No | Yes
Toxicity, sediment, Rhepoxynius abronius, survival | No | No
Toxicity, water, 100%/ LC50 (% effluent) for Ceriodaphnia | No | No
Toxicity, water, Ceriodaphnia dubia, LC50 | No | No
Tralomethrin | No | No
trans-1,2-Cyclohexanediol | Yes | No
trans-1,2-Dichlorocyclohexane | Yes | No
trans-1,2-Dichloroethylene | Yes | No
trans-1,2-Dichloropropene | No | No
trans-1,3-Dichloropropene | Yes | No
trans-1,4-Dichloro-2-butene | Yes | No
trans-1,4-Dichlorocyclohexane | Yes | No
Trans-2-Butene | No | No
trans-2-Methylcrotonaldehyde | No | No
Trans-2-Pentene | No | No
trans-2-Phenyl-2-butene | Yes | No
trans-Chlordane | Yes | No
trans-Nonachlor | Yes | No
Transparency, Secchi tube with disk | No | No
Transparency, tube with disk | No | No
Transpermethrin | No | No
Triacontane | Yes | No
Triadimefon | Yes | No
Triallate | No | No
Triamterene | No | No
Triazines mixture, unspecified | Yes | No
Triazolam | No | No
Triazophos | No | No
Tribromoacetic acid | No | No
Tribromomethane | No | No
Tribufos | Yes | No
Tributlytin | Yes | No
Tributyl phosphate | No | No
Tributylphosphine oxide | No | No
Tributylstannylium | No | No
Tributyltin chloride | Yes | No
Tricalcium phosphate | Yes | No
Tricamba | Yes | No
Trichlorfon | No | No
Trichloro-1,3-butadiene | Yes | No
Trichloroacetic acid | Yes | No
Trichloroacetonitrile | Yes | No
Trichlorobenzene | No | No
Trichlorobiphenyl | No | No
Trichloroethane | No | No
Trichloroethylene | No | No
Trichloronaphthalene | No | No
Trichloronate | No | No
Trichlorophenol | No | No
Trichloropropane | No | No
Trichlorosyringol | Yes | No
Trichlorotrifluoroethane | No | No
Triclocarban | No | No
Triclopyr | No | No
Triclosan | Yes | No
Tricosane | Yes | No
Tricyclazole | No | No
Tridecafluoroheptanoic acid | No | No
Tridecane | Yes | No
Tridecanoic acid | No | No
Triethanolamine | Yes | No
Triethyl citrate | Yes | No
Triethylene glycol dimethyl ether | No | No
Triethylene glycol monobutyl ether | Yes | No
Trifloxysulfuron-sodium | Yes | No
Trifluralin | Yes | No
Trihalomethanes | Yes | No
Triisopropanolamine | Yes | No
Triisopropyl orthoborate | Yes | No
Triisopropylamine | Yes | No
Trimethoprim | Yes | No
Trimethoprim/Sulfamethoxazole (unspecified mix) | Yes | No
Trimethylbenzene | No | No
Trimethylcyclohexene | Yes | No
Trimethylnaphthalene | Yes | No
Trimethylpyrazine | No | No
Trimipramine maleate | Yes | No
Trinexapac-Ethyl | No | No
Trinitrotoluene | Yes | No
Triphenyl phosphate | No | No
Tris(1,3-dichloro-2-propyl)phosphate | Yes | No
Tris(2-butoxyethyl) phosphate | No | No
Tris(2-chloroethyl) phosphate | Yes | No
Tritium | No | No
Tritriacontane | Yes | No
True color | Yes | No
Tungsten | No | No
Turbidity | No | No
Turbidity severity (choice list) | No | Yes
Tylosin | Yes | No
Tyrothricin | Yes | No
Undecane | Yes | No
Undecanoic acid | Yes | No
Undercut Banks (%) | No | No
Uranium | No | No
Uranium 238/234 ratio | Yes | No
Uranium-234 | No | No
Uranium-234/235/238 | Yes | No
Uranium-235 | No | No
Uranium-236 | No | No
Uranium-238 | No | No
Urea | No | No
USDA Soil Texture Classification | No | Yes
UV 254 | No | No
UV Absorption, relative conc. of organic constituents | No | No
Vahlkampfia | No | No
Vahlkampfia limax | No | No
Valeric acid | Yes | No
Valley Width Index | No | No
Vanadium | No | No
Vannella | No | No
Vannellidae | No | No
Velocity - stream | No | No
Velocity-discharge | No | No
Verapamil | No | No
Vermicasts | Yes | No
Vernolate | No | No
Verticillium lecanii | Yes | No
Vibrio | No | No
Vinclozolin | No | No
Vinyl acetate | No | No
Vinyl bromide | Yes | No
Vinyl chloride | No | No
Vinyltoluene | Yes | No
Virginiamycin | No | No
Virus | No | No
Volatile suspended solids | No | No
Volume Storage | No | No
Warfarin | No | No
Waste well annulus pressure | No | No
Waste well injection pressure | No | No
Water | No | No
Water appearance (text) | No | No
Water Column Habitat Type (%) | No | No
Water content of snow | No | No
Water level (probe) | No | No
Water level in well during pumping, MSL | No | No
Water level in well, depth from a reference point | No | No
Water level in well, MSL | No | No
Water level reference point elevation | No | No
Wave height | No | No
Wave height (WMO code 1555) (choice list) | No | Yes
Weak acids | No | No
Weather comments (text) | No | No
Weather condition (WMO code 4501) (choice list) | No | Yes
Weather condition (WMO code 4677) (choice list) | No | Yes
Weight | No | No
Weight, volatile portion | No | No
Width | No | No
Wind direction (direction from, expressed 0-360 deg) | No | No
Wind force, Beaufort scale | No | No
Wind velocity | No | No
Withdrawal rate of ground water | No | No
Wood class (choice list) | No | Yes
Wood creosote | No | No
Xanthacridinum | Yes | No
Xylene | Yes | No
Yersinia | No | No
Ytterbium | No | No
Yttrium | No | No
Yttrium-90 | Yes | No
Zinc | No | No
Zinc bacitracin | Yes | No
Zinc dehydroabietylammonium 2-ethylhexanoate | Yes | No
Zinc phosphide | No | No
Zinc-65 | No | No
Zineb | No | No
Ziram | No | No
Zircon (Zr(SiO4)) | No | No
Zirconium | No | No
Zirconium-95 | No | No
Zirconium/Niobium-95 | Yes | No
Zone of Influence | No | No
Zooplankton | No | No

## Analytical Methods
Result Analytical Method |  |  | Please Consult the WQXWeb Template Dictionary for Explanations of Data Elements
Method ID | Method Name | Method Context | This is a list of all 'National' Result Analytical Methods. Users can use these by entering the 'Method ID' and 'Method Context' in the appropriate column in the Results data entry worksheet. Users who need to create result analytical methods for their own organization should enter the information in the 'Analytical & Collection Methods' worksheet
2003 | 1,1,2,2-Tetrabromoethane by GC/FID | NIOSH
1019 | 1,1,2,2-Tetrachloroethane by GC/FID | NIOSH | The green colored cells contain the values that should be used in the Data Input worksheets
1016 | 1,1,2-Tetrachloro-2,2-Difluoroethane | NIOSH
1020 | 1,1,2-Trichloro-1,2,2-Trifluoroethane | NIOSH
1601 | 1,1-Dichloro-1-Nitroethane by GC/FID | NIOSH
3515 | 1,1-Dimethylhydrazine by Visible Spec. | NIOSH
993.15 | 1,2-Dibromoethane and DBCP in Water | AOAC
1024 | 1,3 Butadiene by GC/FID | NIOSH
2523 | 1,3-Cyclopentadiene by GC/FID | NIOSH
HERL_014 | 1-Naphthol in Urine | USEPA
2510 | 1-Octanethiol by GC/FPD | NIOSH
5516 | 2,4- and 2,6-Toluenediamine by HPLC/UV | NIOSH
5018 | 2,4,7-Trinitrofluoren-9-one HPLC/UV | NIOSH
PMD-DCA(GC1) | 2,4-D and 2,4,5-T Esters by GC | USEPA
HERL_008 | 2,4-D and 2,4,5-T in Urine | USEPA
PMD-DCA(GC2) | 2,4-D and Silvex by Derivatization GC | USEPA
5001 | 2,4-D by HPLC/UV | NIOSH
PMD-MBT(TITR) | 2-Mercaptobenzothiazole by Titration | USEPA
PMD-MBT(UV) | 2-Mercaptobenzothiazole by UV Spectroscopy | USEPA
2528 | 2-Nitropropane GC/FID | NIOSH
5509 | 3,3-Dichlorobenzidine and Benzidine HPLC | NIOSH
5029 | 4,4'-Methylenedianiline by HPLC | NIOSH
PMD-AMN | 4-Aminopyridine by UV Spectroscopy | USEPA
405.1 | 5 Day Biochemical Oxygen Demand | USEPA
5210-B | 5-Day Biochemical Oxygen Demand | APHA
PMD-ACG(GC) | Acephate, Dicofol and Triforine by GC | USEPA
2538 | Acetaldehyde by GC | NIOSH
3507 | Acetaldehyde by HPLC | NIOSH
1603 | Acetic acid by GC/FID | NIOSH
3506 | Acetic Anhydride | NIOSH
2506 | Acetone Cyanohydrin | NIOSH
1606 | Acetonitrile | NIOSH
8033 | Acetonitrile by GC/NPD | USEPA
3050B | Acid Digestion of Sediments, Sludges, and Soils | USEPA
O3117 | Acid Extractable Compounds in Water | USDOI/USGS
9030A | Acid Soluble and Acid Insoluble Sulfides | USEPA
200.1(ICP) | Acid Soluble Metals - ICP | USEPA
200.1(FLAA) | Acid Soluble Metals in Water by FLAA | USEPA
200.1(GFAA) | Acid Soluble Metals in Water by GFAA | USEPA
8010 | Acidity by Titration | HACH
305.2 | Acidity by Titration Using a pH Meter | USEPA
305.1 | Acidity by Titration with a pH Meter | USEPA
8219 | Acidity in Water | HACH
2310 | Acidity in Water by Titration | APHA
I1020 | Acidity in Water by Titration | USDOI/USGS
973.42 | Acidity of Water | AOAC
D1067(A) | Acidity or Alkalinity of Water | ASTM
D1067(B) | Acidity or Alkalinity of Water | ASTM
D1067(C) | Acidity or Alkalinity of Water | ASTM
7903 | Acids, inorganic | NIOSH
PMD-ACA | Acifluorfen by HPLC | USEPA
2501 | Acrolein | NIOSH
626 | Acrolein and Acrylonitrile by GC | USEPA
8030A | Acrolein and Acrylonitrile by GC | USEPA
603 | Acrolein and Acrylonitrile in Wastewater | USEPA
8032 | Acrylamide by Gas Chromatography | USEPA
8032A | Acrylamide by Gas Chromatography | USEPA
8316 | Acrylamide, Acetonitrile and Acrolein | USEPA
8031 | Acrylonitrile by Gas Chromatography | USEPA
1604 | Acrylonitrile by GC/FID | NIOSH
907 | Actinides in Drinking Water | USEPA
9250-B | Actinomycete Plate Count | APHA
2000 | ACUTE TOXICITY TESTS FOR WATERS USING FATHEAD MINNOWS | USEPA
2002 | ACUTE TOXICITY TESTS WITH EFFLUENTS AND RECIEVING WATERS USING CERIODAPHNIA DUBIA | USEPA
B6700 | Adenosine triphosphate (ATP) Determination in Water Sample | USDOI/USGS
9562 | Adsorbable Organic Halogens | ISO
990.12 | Aerobic Plate Count in Foods | AOAC
1605 | Aeromonas in Finished Water Membrane Filtration Using Ampicillin-Dextrin Agar with Vancomycin (ADA-V) | USEPA
PMD-AKY(GC1) | Alachlor by GC | USEPA
PMD-AKY(GC2) | Alachlor by GC | USEPA
1400 | Alcohols I by GC/FID | NIOSH
1401 | Alcohols II by GC/FID | NIOSH
1402 | Alcohols III by GC/FID | NIOSH
1403 | Alcohols IV by GC/FID | NIOSH
TO-5 | Aldehydes and Ketones in Air | USEPA
1667 | Aldehydes by Derivatization and HPLC | USEPA
2539 | Aldehydes, Screening | NIOSH
5502 | Aldrin by GC/ECD | NIOSH
B8502 | Algal Growth Potential (AGP) Spikes for Nutrient Limitation | USDOI/USGS
7401 | Alkaline Dusts by Titration | NIOSH
8221 | Alkalinity by Buret Titration | HACH
310.2 | Alkalinity by Colorimetric Analysis | USEPA
2320-B | Alkalinity by Gran Titration | APHA
310.1 | Alkalinity by Titration | USEPA
D3875 | Alkalinity in Water | ASTM
2320 | Alkalinity in Water by Titration | APHA
310.1_M | Alkalinity in Water by Titration | USEPA
I1030 | Alkalinity in Water by Titration | USDOI/USGS
I2030 | Alkalinity in Water by Titration | USDOI/USGS
973.43 | Alkalinity of Water | AOAC
C-001-1 | Alkalinity of Water by Titration | USEPA
1000 | Allyl Chlorine by GC/FID | NIOSH
2545 | Allyl Glycidyl Ether by GC/FID | NIOSH
5518 | alpha and beta Naphthylamines by GC/FID | NIOSH
9315 | Alpha Emitting Radium Isotopes in Water | USEPA
D1943 | Alpha Particle Radioactivity of Water | ASTM
D3084 | Alpha Spectrometry of Water | ASTM
RA020 | Alpha Track Detectors for Alpha Emission | USDOE/ASD
7013 | Aluminum and Compounds | NIOSH
920.196 | Aluminum and Iron in Water | AOAC
I1054 | Aluminum by D-C Plasma Spectrometry | USDOI/USGS
I3054 | Aluminum by D-C Plasma Spectrometry | USDOI/USGS
I7054 | Aluminum by D-C Plasma Spectrometry | USDOI/USGS
202.1 | Aluminum by FLAA | USEPA
202.1_M | Aluminum by FLAA | USEPA
7020 | Aluminum by FLAA | USEPA
202.2 | Aluminum by GFAA | USEPA
202.2_M | Aluminum by GFAA | USEPA
10215 | Aluminum Chromazurol S Method | HACH
I5051 | Aluminum in Bottom Material by FLAA | USDOI/USGS
920.198 | Aluminum in Water | AOAC
I1052 | Aluminum in Water by Chelation and FLAA | USDOI/USGS
I3052 | Aluminum in Water by Chelation and FLAA | USDOI/USGS
I7052 | Aluminum in Water by Chelation and FLAA | USDOI/USGS
D857(B) | Aluminum in Water by Chelation and FLAA (discontinued 1988) | ASTM
3500-AL(D) | Aluminum in Water by Colorimetry | APHA
D857 | Aluminum in Water by FLAA | ASTM
I1051 | Aluminum in Water by FLAA | USDOI/USGS
I3051 | Aluminum in Water by FLAA | USDOI/USGS
I7051 | Aluminum in Water by FLAA | USDOI/USGS
D857(A) | Aluminum in Water by FLAA (discontinued 1988) | ASTM
D857(C) | Aluminum in Water by FLAA (discontinued 1988) | ASTM
3500-AL(B) | Aluminum in Water by FLAA or GFAA | APHA
3500-AL(C) | Aluminum in Water by ICP | APHA
3500-AL(E) | Aluminum in Water with an AutoAnalyzer | APHA
D3824(A) | Ambient NOx by Chemiluminescence | ASTM
AM-01 | Americium in Soil | USDOE/EML
AM-03(A) | Americium-241 in Air Filters | USDOE/EML
AM-01 | Americium-241 in Ashed Samples | USEPA
AM-02 | Americium-241 in Soil | USDOE/EML
AM-03(T) | Americium-241 in Tissue | USDOE/EML
AM-03(W) | Americium-241 in Water | USDOE/EML
2004 | Amides by GC/FID | NIOSH
645 | Amine Pesticides and Lethane in Water | USEPA
2010 | Amines, Aliphatic by GC/FID | NIOSH
2002 | Amines, Aromatics by GC/FID | NIOSH
2007 | Amioethanol compound I | NIOSH
3509 | Amioethanol compound II | NIOSH
PMD-AMT | Amitrole by Visible Spectroscopy | USEPA
6015 | Ammonia | NIOSH
NITRO-3 | Ammonia - AutoAnalyzer | USDOC/NOAA
NITRO-4 | Ammonia - Colorimetric | USDOC/NOAA
NITRO-17 | Ammonia in Saline Water | USDOC/NOAA
NITRO-1 | Ammonia in Water - AutoAnalyzer | USDOC/NOAA
NITRO-23 | Ammonia in Water - Distillation | USDOC/NOAA
4500-NH3(H) | Ammonia in Water - Flow Injection Analysis | APHA
NITRO-24 | Ammonia in Water - Ion Selective | USDOC/NOAA
NITRO-2 | Ammonia in Water - Phenate | USDOC/NOAA
4500-NH3(D) | Ammonia in Water by Selective Electrode Method | APHA
4500-NH3(E) | Ammonia in Water by Selective Electrode Method (Known Addition) | APHA
4500-NH3(C) | Ammonia in Water by Titrimetric Method | APHA
4500-NH3(G) | Ammonia in Water Using Automated Phenate Method | APHA
4500-NH3(F) | Ammonia in Water Using Phenate Method | APHA
350.1 | Ammonia Nitrogen by Colorimetry | USEPA
350.2(B) | Ammonia Nitrogen by Colorimetry | USEPA
I6522 | Ammonia Nitrogen by Colorimetry in Solid | USDOI/USGS
I6523 | Ammonia Nitrogen by Colorimetry in Solid | USDOI/USGS
I1520 | Ammonia Nitrogen by Nesslerization | USDOI/USGS
350.2(C) | Ammonia Nitrogen by Titration | USEPA
350_M(C) | Ammonia Nitrogen in Water | USEPA
8038 | Ammonia Nitrogen in Water | HACH
350_M(A) | Ammonia Nitrogen in Water by Colorimetry | USEPA
I2521 | Ammonia Nitrogen in Water by Colorimetry | USDOI/USGS
I2522 | Ammonia Nitrogen in Water by Colorimetry | USDOI/USGS
I2523 | Ammonia Nitrogen in Water by Colorimetry | USDOI/USGS
I4521 | Ammonia Nitrogen in Water by Colorimetry | USDOI/USGS
I4522 | Ammonia Nitrogen in Water by Colorimetry | USDOI/USGS
I4523 | Ammonia Nitrogen in Water by Colorimetry | USDOI/USGS
D1426(B) | Ammonia Nitrogen in Water by Ion Electrode | ASTM
D1426(A) | Ammonia Nitrogen in Water by NESSLR | ASTM
350_M(B) | Ammonia Nitrogen in Water by Titration | USEPA
I1524 | Ammonia Nitrogen in Water Using an ISE | USDOI/USGS
I3524 | Ammonia Nitrogen in Water Using an ISE | USDOI/USGS
350.2(A) | Ammonia Nitrogen Using an ISE | USEPA
350.3 | Ammonia Nitrogen Using an ISE | USEPA
NITRO-18 | Ammonia Plus Amino Acids | USDOC/NOAA
I5553 | Ammonia plus Organic Nitrogen in Solids | USDOI/USGS
I6552 | Ammonia Plus Organic Nitrogen in Solids | USDOI/USGS
I1550 | Ammonia plus Organic Nitrogen in Water | USDOI/USGS
I2552 | Ammonia plus Organic Nitrogen in Water | USDOI/USGS
I2558 | Ammonia plus Organic Nitrogen in Water | USDOI/USGS
I4552 | Ammonia Plus Organic Nitrogen in Water | USDOI/USGS
I7552 | Ammonia Plus Organic Nitrogen in Water | USDOI/USGS
10205 | Ammonia Salicylate Method | HACH
NH3-01 | Ammonium in Water | USDOE/EML
7501 | Amorphous silica by X-Ray Diffraction | NIOSH
PMD-AM-S | AMS by Sodium Nitrate Titration | USEPA
0011A | Analysis of Aldehydes/Ketones by HPLC | USEPA
PAH-009 | Analysis of PAHs by GC/FID and GC/PID | USEPA
PAH-011 | Analysis of PAHs in Soil by GC/FID | USEPA
PAH-012 | Analysis of PAHs in Soil by HPLC | USEPA
5041 | Analysis of Sorbent Cartridges | USEPA
5040A | Analysis of VOST Sorbent Cartridges | USEPA
HERL_023 | Analysis of Water for Herbicides | USEPA
HERL_022 | Analysis of Water for Pesticides | USEPA
100.1 | Analytical Method For Determination Of Asbestos Fibers In Water | USEPA
PMD-ANF(GC) | Anilazine by GC | USEPA
PMD-ANF(IR) | Anilazine by IR Spectroscopy | USEPA
8131 | Aniline by GC: Capillary Column | USEPA
9056 | Anion Chromatography Method | USEPA
1030-E | Anion-Cation Balance | APHA_SM20ED
5540-C | Anionic Surfactants in Water as MBAS | APHA
ANION-01 | Anions - Ion Chromatography | USDOE/EML
C-003-1 | Anions by Ion Chromatography | USEPA
4110-B | Anions in Water by Ion Chromatography | APHA
D4327 | Anions in Water by Ion Chromatography | ASTM
I2057 | Anions in Water by Ion Chromatography | USDOI/USGS
I2058 | Anions in Water by Ion Chromatography | USDOI/USGS
2514 | Anisidine | NIOSH
7062 | Antimony and Arsenic by GBAA | USEPA
204.1 | Antimony by FLAA | USEPA
204.1_M | Antimony by FLAA | USEPA
7040 | Antimony by FLAA | USEPA
204.2 | Antimony by GFAA | USEPA
204.2_M | Antimony by GFAA | USEPA
7041 | Antimony by GFAA | USEPA
I5055 | Antimony in Bottom Material by HYDAA | USDOI/USGS
3500-SB(C) | Antimony in Water - ICP | APHA
D3697 | Antimony in Water by FLAA | ASTM
3500-SB(B) | Antimony in Water by FLAA or GFAA | APHA
I1055 | Antimony in Water by Hydride AA | USDOI/USGS
I3055 | Antimony in Water by Hydride AA | USDOI/USGS
I7055 | Antimony in Water by Hydride AA | USDOI/USGS
PMD-ANT | Antimycin A by UV Spectroscopy | USEPA
PMD-ANY | ANTU by UV Spectroscopy | USEPA
D4455 | Aquatic Bacteria by Epifluorescence | ASTM
5510-B | Aquatic Humic Substances in Water | APHA
5510-C | Aquatic Humic Substances in Water | APHA
B6020 | Aquatic Vertebrates- Life History (quantitative method) | USDOI/USGS
8021B | Aromatic and Halogenated Volatiles by Gas Chromatography | USEPA
1501 | Aromatic Hydrocarbons by GC/FID | NIOSH
8020A | Aromatic Volatile Organics by GC | USEPA
PMD-AS(ATE) | Arsenate by Titration | USEPA
7900 | Arsenic | NIOSH
SFSAS_15 | Arsenic and Selenium in Sediment | USEPA
7063 | Arsenic by ASV | USEPA
7061A | Arsenic by Gaseous Hydride AA | USEPA
206.2 | Arsenic by GFAA | USEPA
206.2_M | Arsenic by GFAA | USEPA
7060A | Arsenic by GFAA | USEPA
206.3 | Arsenic by HYDAA | USEPA
206.4 | Arsenic by Spectrophotometric Analysis | USEPA
206.5 | Arsenic Digestion for HYDAA | USEPA
I5060 | Arsenic in Bottom Material by Colorimetry | USDOI/USGS
I5062 | Arsenic in Bottom Material by HYDAA | USDOI/USGS
I6062 | Arsenic in Bottom Material by HYDAA | USDOI/USGS
PMD-AS(TIT5) | Arsenic in Organic Compounds by Titration | USEPA
8013 | Arsenic in Water | HACH
920.205 | Arsenic in Water | AOAC
I1060 | Arsenic in Water by Colorimetry | USDOI/USGS
I3060 | Arsenic in Water by Colorimetry | USDOI/USGS
I7060 | Arsenic in Water by Colorimetry | USDOI/USGS
D2972(C) | Arsenic in Water by GFAA | ASTM
3500-AS(B) | Arsenic in Water by GFAA or HYDAA | APHA
I1062 | Arsenic in Water by HYDAA | USDOI/USGS
I2062 | Arsenic in Water by HYDAA | USDOI/USGS
I3062 | Arsenic in Water by HYDAA | USDOI/USGS
I4062 | Arsenic in Water by HYDAA | USDOI/USGS
I7062 | Arsenic in Water by HYDAA | USDOI/USGS
3500-AS(D) | Arsenic in Water by ICP | APHA
3500-AS(C) | Arsenic in Water by Spectrophotometry | APHA
D2972(B) | Arsenic in Water Using HYDAA | ASTM
D2972(A) | Arsenic in Water Using Spectrophotometry | ASTM
7901 | Arsenic Trioxide | NIOSH
5022 | Arsenic, organo- | NIOSH
6001 | Arsine | NIOSH
9002 | Asbestos by KLP | NIOSH
7400 | Asbestos by PCM | NIOSH
7402 | Asbestos by TEM | NIOSH
D4240 | Asbestos in Atmosphere | ASTM
2570-B | Asbestos in Water by TEM | APHA
9000 | Asbestos, Chrysotile by XRD | NIOSH
5031 | Aspartamine by HPLC/UV | NIOSH
9510-G | Assay and Identification of Viruses in Sample Concentrates | APHA
PMD-ASU | Asulam by UV Spectroscopy | USEPA
7000A(FLAA) | Atomic Absorption - FLAA | USEPA
7000A(GFAA) | Atomic Absorption - GFAA | USEPA
D4012 | ATP Content of Microorganisms in Water | ASTM
PMD-ATR(GC2) | Atrazine and Metolachlor by GC | USEPA
PMD-FLM | Atrazine and Metolachlor by GC | USEPA
PMD-ATR | Atrazine and Metolachlor by GC/FID | USEPA
PMD-ATR(GC1) | Atrazine by GC | USEPA
PMD-ATR(LC) | Atrazine by HPLC | USEPA
PMD-ATR(IR) | Atrazine by IR Spectroscopy | USEPA
OIA-1677 | Available Cyanide by Flow Injection, Ligand Exchange, and Amperometry | USEPA
5019 | Azelaic Acid by GC/FID | NIOSH
PMD-AZN | Azinphos-Methyl by IR Spectroscopy | USEPA
IP-7-B | B(a)P and PAHs in Air by HPLC | USEPA
IP-7-A | B(a)P in Air by GC/FID and GC/MS | USEPA
980.31 | Bacillus cereus in Foods | AOAC
986.33 | Bacterial and Coliform Counts in Milk | AOAC
989.1 | Bacterial and Coliforms in Dairy Products | AOAC
F488 | Bacterial Count in Water | ASTM
993.11 | Bacterial Counts in Raw/Pasteurized Milk | AOAC
208.1 | Barium by FLAA | USEPA
208.1_M | Barium by FLAA | USEPA
7080A | Barium by FLAA | USEPA
208.2 | Barium by GFAA | USEPA
208.2_M | Barium by GFAA | USEPA
7081 | Barium by GFAA | USEPA
I5084 | Barium in Bottom Material by FLAA | USDOI/USGS
920.201 | Barium in Water | AOAC
D3986 | Barium in Water by DCAPS | ASTM
D3651 | Barium in Water by FLAA | ASTM
I1084 | Barium in Water by FLAA | USDOI/USGS
I3084 | Barium in Water by FLAA | USDOI/USGS
I7084 | Barium in Water by FLAA | USDOI/USGS
3500-BA(B) | Barium in Water by FLAA or GFAA | APHA
D4382 | Barium in Water by GFAA | ASTM
3500-BA(C) | Barium in Water by ICP | APHA
7056 | Barium, soluble compounds | NIOSH
625 | Base/Neutral and Acid Organics in Wastewater | USEPA
O3118 | Base/Neutral Extractable Compounds | USDOI/USGS
PMD-BDX | Benalaxyl by GC | USEPA
PMD-BEB(LC) | Bendiocarb by HPLC | USEPA
PMD-BEB(IR) | Bendiocarb by IR Spectroscopy | USEPA
PMD-BEB(UV) | Bendiocarb by UV Spectroscopy | USEPA
PMD-BEE(GC) | Benefin by GC | USEPA
PMD-BEE(IR) | Benefin by IR Spectroscopy | USEPA
631 | Benomyl and Carbendazim in Wastewater | USEPA
PMD-BEH(IR) | Benomyl by IR Spectroscopy | USEPA
PMD-BEH(UV) | Benomyl by UV Spectroscopy | USEPA
PMD-BEL(LC) | Bensulide by HPLC | USEPA
PMD-BEL(IR) | Bensulide by IR Spectroscopy | USEPA
636 | Bensulide in Wastewater by HPLC/UV | USEPA
PMD-BEN(LC) | Bentazon by HPLC | USEPA
PMD-BEN(UV) | Bentazon by UV Spectroscopy | USEPA
B5050 | Benthic Invertebrate Drift Determination | USDOI/USGS
B5040 | Benthic Invertebrates- Distribution and Abundance (quantitative m | USDOI/USGS
B5001 | Benthic Invertebrates- Faunal Survey (qualitative method) | USDOI/USGS
B5020 | Benthic Invertebrates- Numerical Assessment | USDOI/USGS
10500-C | Benthic Macroinvertebrate Sample Processing and Analysis | APHA
3700 | Benzene by portable GC | NIOSH
8306 | Benzidine in Urine by GC/ECD | NIOSH
553(LLE) | Benzidines and Pesticides in Water | USEPA
553(LSE) | Benzidines and Pesticides in Water | USEPA
605 | Benzidines in Wastewater by HPLC | USEPA
TO-13 | Benzo(a)Pyrene and PAHs - Ambient Air | USEPA
5009 | Benzoyl Peroxide by HPLC/UV | NIOSH
7102 | Beryllium and compounds | NIOSH
210.1 | Beryllium by FLAA | USEPA
210.1_M | Beryllium by FLAA | USEPA
7090 | Beryllium by FLAA | USEPA
210.2 | Beryllium by GFAA | USEPA
210.2_M | Beryllium by GFAA | USEPA
7091 | Beryllium by GFAA | USEPA
104 | Beryllium in Air | USEPA
I5095 | Beryllium in Bottom Material by FLAA | USDOI/USGS
D3645(A) | Beryllium in Water by FLAA | ASTM
I1095 | Beryllium in Water by FLAA | USDOI/USGS
I3095 | Beryllium in Water by FLAA | USDOI/USGS
I7095 | Beryllium in Water by FLAA | USDOI/USGS
3500-BE(B) | Beryllium in Water by FLAA or GFAA | APHA
D3645(B) | Beryllium in Water by GFAA | ASTM
3500-BE(C) | Beryllium in Water by ICP | APHA
3500-BE(D) | Beryllium in Water by Spectrophotometry | APHA
103 | Beryllium Screening in Air | USEPA
1 | Beta Activity in Airborne Particulates | USEPA
D1890 | Beta Particle Radioactivity of Water | ASTM
1002 | beta-Chloroprene by GC/FID | NIOSH
PMD-BIN | Binapacryl by IR Spectroscopy | USEPA
973.44 | Biochemical Oxygen Demand of Water | AOAC
304B | Biodegredation Rates (Scrubber Option) | USEPA
304A | Biodegredation Rates (Vent Option) | USEPA
8043 | Biological Oxygen Demand in Water | HACH
B6560 | Biomass/Chlorophyll Ratio for Phytoplankton | USDOI/USGS
B6660 | Biomass/Chlorophyll Ratio in Periphyton | USDOI/USGS
642 | Biphenyl and Ortho Phenylphenol in Water | USEPA
968.25 | Biphenyl Pesticide Residues in Citrus | AOAC
8430 | Bis(2-Chloroethyl)Ether Products by GC/FTIR | USEPA
HERL_007 | Bis(p-Chlorophenyl) Acetic Acid in Urine | USEPA
PMD-TQO | bis(Tri-n-butyltin) Oxide by GC | USEPA
3500-BI | Bismuth in Water by FLAA | APHA
PMD-BIL | Bitertanol by GC | USEPA
212.3 | Boron by Colorimetric Analysis | USEPA
7506 | Boron Carbide | NIOSH
PMD-BOR | Boron Compounds by Ignition and Titration | USEPA
I5110 | Boron in Bottom Material by Colorimetry | USDOI/USGS
I2115 | Boron in Water by Automated Colorimetry | USDOI/USGS
I1110 | Boron in Water by Colorimetry | USDOI/USGS
I1112 | Boron in Water by Colorimetry | USDOI/USGS
I3110 | Boron in Water by Colorimetry | USDOI/USGS
I3112 | Boron in Water by Colorimetry | USDOI/USGS
I7110 | Boron in Water by Colorimetry | USDOI/USGS
I7112 | Boron in Water by Colorimetry | USDOI/USGS
I1114 | Boron in Water by DC Plasma Spectrometry | USDOI/USGS
4500-B-D | Boron in Water by ICP | APHA
4500-B-C | Boron in Water by Spectrophotometry- Carmine Method | APHA
4500-B-B | Boron in Water by Spectrophotometry- Curcumin Method | APHA
D3082 | Boron in Water Using Spectrometry | ASTM
PMD-BRO | Bromacil by GC | USEPA
PMD-BRA | Bromadiolone by HPLC | USEPA
920.204 | Bromide and Iodide in Water | AOAC
320.1 | Bromide by Titration with Iodine | USEPA
D3869(D) | Bromide in Saline Water by Colorimetry | ASTM
I2129 | Bromide in Water by Colorimetry | USDOI/USGS
4500-BR(C) | Bromide in Water by Ion Chromatography | APHA
I2128 | Bromide in Water by Ion Chromatography | USDOI/USGS
9211 | Bromide in Water by ISE | USEPA
4500-BR(B) | Bromide in Water by Spectrophotometry | APHA
I1125 | Bromide in Water by Titration | USDOI/USGS
D1246 | Bromide Ion in Water | ASTM
5010 | Bromoxynil and Bromoxynil Octanoate | NIOSH
1661 | Bromoxynil in Wastewater by HPLC/UV | USEPA
PMD-BYA(GC1) | Butylate by GC | USEPA
PMD-BYA(GC2) | Butylate by GC | USEPA
PMD-BYA(LC1) | Butylate by HPLC | USEPA
PMD-BYA(LC2) | Butylate by HPLC | USEPA
616 | C, H, O Containing Pesticides in Water | USEPA
D2820 | C1 - C5 Hydrocarbons by GC | ASTM
D5086 | Ca, Mg, K and Na in Atmospheric Wet Dep. | ASTM
200.6 | Ca, Mg, K and Na in Wet Deposition | IL/SWSD
M-01 | Cadmium and Lead by GFAA | USDOE/EML
PMD-CD | Cadmium by AAS | USEPA
7048 | Cadmium by Atomic Absorption | NIOSH
213.1 | Cadmium by FLAA | USEPA
213.1_M | Cadmium by FLAA | USEPA
7130 | Cadmium by FLAA | USEPA
213.2 | Cadmium by GFAA | USEPA
213.2_M | Cadmium by GFAA | USEPA
7131A | Cadmium by GFAA | USEPA
I5135 | Cadmium in Bottom Material by FLAA | USDOI/USGS
D3557(B) | Cadmium in Water by Chelation and FLAA | ASTM
I1136 | Cadmium in Water by Chelation and FLAA | USDOI/USGS
I3136 | Cadmium in Water by Chelation and FLAA | USDOI/USGS
I7136 | Cadmium in Water by Chelation and FLAA | USDOI/USGS
D3557(A) | Cadmium in Water by FLAA | ASTM
I1135 | Cadmium in Water by FLAA | USDOI/USGS
I3135 | Cadmium in Water by FLAA | USDOI/USGS
I7135 | Cadmium in Water by FLAA | USDOI/USGS
3500-CD(B) | Cadmium in Water by FLAA/GFAA | APHA
D3557(D) | Cadmium in Water by GFAA | ASTM
I1137 | Cadmium in Water by GFAA | USDOI/USGS
3500-CD(C) | Cadmium in Water by ICP | APHA
D3557(C) | Cadmium in Water by Polarography | ASTM
3500-CD(D) | Cadmium in Water by Spectrophotometry | APHA
10217 | Cadmium, Cadion Method | HACH
CA-01 | Calcium - AA Spectrometry | USDOE/EML
CA-02 | Calcium - Titration | USDOE/EML
D511(B) | Calcium and Magnesium in Water by FLAA | ASTM
D511(A) | Calcium and Magnesium in Water by Titration | ASTM
7020 | Calcium by Atomic Absorption | NIOSH
215.2 | Calcium by EDTA Titrimetric Analysis | USEPA
215.1 | Calcium by FLAA | USEPA
215.1_M | Calcium by FLAA | USEPA
7140 | Calcium by FLAA | USEPA
8222 | Calcium Hardness in Water | HACH
I5152 | Calcium in Bottom Material by FLAA | USDOI/USGS
920.199 | Calcium in Water | AOAC
3500-CA(B) | Calcium in Water by FLAA | APHA
I1152 | Calcium in Water by FLAA | USDOI/USGS
I3152 | Calcium in Water by FLAA | USDOI/USGS
I3153 | Calcium in Water by FLAA | USDOI/USGS
I7152 | Calcium in Water by FLAA | USDOI/USGS
3500-CA(C) | Calcium in Water by ICP | APHA
3500-CA(D) | Calcium in Water by Titration Using EDTA | APHA
PMD-CAO | Captafol by IR Spectroscopy | USEPA
PMD-CAP(GC1) | Captan by GC | USEPA
PMD-CAP(LC) | Captan by HPLC | USEPA
PMD-CAP(IR) | Captan by IR Spectroscopy | USEPA
957.14 | Captan Pesticide Residues | AOAC
PMD-CAP(GC2) | Captan, Carbaryl and Naled by GC | USEPA
621 | Carbamate Pesticides - TLC | USEPA
632 | Carbamate Pesticides by HPLC/UV | USEPA
632.1 | Carbamate Pesticides by HPLC/UV | USEPA
O3107 | Carbamate Pesticides in Water | USDOI/USGS
6610-B | Carbamate Pesticides in Water by HPLC | APHA
D5315 | Carbamate Pesticides in Water by HPLC | ASTM
PMD-CAV(LC) | Carbaryl by HPLC | USEPA
PMD-CAV(UV) | Carbaryl by UV Spectroscopy | USEPA
5006 | Carbaryl by Visible Absorption Spec. | NIOSH
964.18 | Carbaryl Pesticide Residue - Colorimetric | AOAC
968.26 | Carbaryl Pesticide Residue - Qualitative | AOAC
PMD-CBF | Carbofuran by IR Spectroscopy | USEPA
5000 | Carbon Black by Gravimetric Technique | NIOSH
D5173 | Carbon Compounds in Water | ASTM
6603 | Carbon Dioxide by GC/TCD | NIOSH
4500-CO2(B) | Carbon Dioxide in Water by Nomography | APHA
4500-CO2(C) | Carbon Dioxide in Water by Titration | APHA
1600 | Carbon Disulfide by GC/FPD | NIOSH
10 | Carbon Monoxide Emissions in Air | USEPA
10A | Carbon Monoxide Emissions in Air | USEPA
10B | Carbon Monoxide Emissions in Air | USEPA
IP-3C | Carbon Monoxide in Air - ECO | USEPA
IP-3B | Carbon Monoxide in Air - GFC | USEPA
IP-3A | Carbon Monoxide in Air - NDIR | USEPA
D3416 | Carbon Monoxide in Atmosphere - GC/FID | ASTM
50APP-C | Carbon Monoxide in Atmosphere - NDIR | USEPA
D3162 | Carbon Monoxide in Atmosphere - NDIR | ASTM
2.6 | Carbon Monoxide in the Atmosphere | USEPA
C-01 | Carbon-14 in Aqueous Samples | USEPA
920.194 | Carbonate and Bicarbonate in Water | AOAC
8315 | Carbonyl Compounds by HPLC | USEPA
8315A(LLE) | Carbonyl Compounds by HPLC | USEPA
8315A(LSE) | Carbonyl Compounds by HPLC | USEPA
554 | Carbonyl Compounds in Water by HPLC | USEPA
PMD-CBX(IR) | Carboxin by IR Spectroscopy | USEPA
PMD-CBX(UV) | Carboxin by UV Spectroscopy | USEPA
9080 | Cation-Exchange Capacity of Soils | USEPA
9081 | Cation-Exchange Capacity of Soils | USEPA
974.27 | Cd, Cr, Cu, Fe, Pb, Mg, Mn, Ag, Zn in Water | AOAC
3500-CS | Cesium in Water by FLAA | APHA
R1110 | Cesium-137 and 134, Dissolved | USDOI/USGS
D3686 | Charcoal Tube Adsorption of Organic Vapors | ASTM
OM510R | Chelators in Mixed Hazardous Waste by GC/MS | USDOE/ASD
8000 | Chemical Oxygen Demand | HACH
8000(A1) | Chemical Oxygen Demand | HACH
8000(A2) | Chemical Oxygen Demand | HACH
410.4 | Chemical Oxygen Demand by Colorimetry | USEPA
410_M(A) | Chemical Oxygen Demand by Colorimetry | USEPA
I3561 | Chemical Oxygen Demand by Colorimetry | USDOI/USGS
5220-D | Chemical Oxygen Demand by Colorimetry- Closed Reflux | APHA
410_M(B) | Chemical Oxygen Demand by Titration | USEPA
D1252(A) | Chemical Oxygen Demand by Titration | ASTM
I3562(S) | Chemical Oxygen Demand by Titration | USDOI/USGS
I3562(W) | Chemical Oxygen Demand by Titration | USDOI/USGS
5220-C | Chemical Oxygen Demand by Titration- Closed Reflux Method | APHA
5220-B | Chemical Oxygen Demand by Titration- Open Reflux Method | APHA
410.3 | Chemical Oxygen Demand in Saline Waters | USEPA
8116 | Chemical Oxygen Demand in Water | HACH
8230 | Chemical Oxygen Demand in Water | HACH
973.46(E) | Chemical Oxygen Demand of Water | AOAC
973.46(F) | Chemical Oxygen Demand of Water | AOAC
973.46(G) | Chemical Oxygen Demand of Water | AOAC
PMD-CGV | Chlorbromuron by GC | USEPA
D4947 | Chlordane and Heptachlor Residues | ASTM
5510 | Chlordane by GC/ECD | NIOSH
PMD-CHP | Chlorflurecol-Methyl Ester by UV Spec. | USEPA
9250 | Chloride by Automated Colorimetry | USEPA
9251 | Chloride by Automated Colorimetry | USEPA
8224 | Chloride by Buret Titration | HACH
325.1 | Chloride by Colorimetric Analysis I | USEPA
325.2 | Chloride by Colorimetric Analysis II | USEPA
325.3 | Chloride by Mercuric Nitrate Titration | USEPA
4500-CL-(G) | Chloride by Mercuric Thiocyanate Flow Injection Analysis | APHA
8225 | Chloride by Titration | HACH
973.51 | Chloride in Water | AOAC
9252A | Chloride in Water and Waste by Titration | USEPA
9253 | Chloride in Water and Waste by Titration | USEPA
I2187 | Chloride in Water by Automated Colorimetry | USDOI/USGS
325_M(A) | Chloride in Water by Colorimetry | USEPA
I1187 | Chloride in Water by Colorimetry | USDOI/USGS
I2188 | Chloride in Water by Colorimetry | USDOI/USGS
4500-CL-(E) | Chloride in Water by Colorimetry- Automated Ferricyanide Method | APHA
4500-CL-(F) | Chloride in Water by Ion Chromatography | APHA
9212 | Chloride in Water by ISE | USEPA
D512(C) | Chloride in Water by ISE-Cl | ASTM
D512(A) | Chloride in Water by Mercurimetric Titration | ASTM
4500-CL-(D) | Chloride in Water by Potentiometry | APHA
D512(B) | Chloride in Water by Silver Nitrate Titration | ASTM
325_M(B) | Chloride in Water by Titration | USEPA
I1183 | Chloride in Water by Titration | USDOI/USGS
I1184 | Chloride in Water by Titration | USDOI/USGS
4500-CL-(B) | Chloride in Water by Titration- Argentometric Method | APHA
4500-CL-(C) | Chloride in Water by Titration- Mercuric Nitrate Method | APHA
325.6 | Chloride in Wet Deposition | IL/SWSD
D4458 | Chloride Ions in Saline Waters | ASTM
D5085 | Chloride, Nitrate and Sulfate | ASTM
992.32 | Chlorinated Acidic Residues in Water | AOAC
515.3 | Chlorinated Acids by GC/ECD | USEPA
515.1 | Chlorinated Acids in Water by CGC/ECD | USEPA
515.2 | Chlorinated Acids in Water by GC | USEPA
555 | Chlorinated Acids in Water by HPLC | USEPA
1668A | Chlorinated Biphenyl Congeners in Water, Soil, Sediment, and Tissue by HRGC/HRMS single-lab QC | USEPA
1668B | Chlorinated Biphenyl Congeners in Water, Soil, Sediment, Biosolids, and Tissue by HRGC/HRMS inter-lab QC | USEPA
5039 | Chlorinated Camphene by GC/ECD | NIOSH
551.1 | Chlorinated Compounds in Water Using GC-ECD | USEPA
5025 | Chlorinated Diphenyl Oxide by GC/ECD | NIOSH
8150B | Chlorinated Herbicides by GC | USEPA
8151A | Chlorinated Herbicides by GC using Methylation or Pentafluorobenzylation Derivatization | USEPA
X_89_176(N) | Chlorinated Herbicides by LC/MS | USEPA
X_89_176(P) | Chlorinated Herbicides by LC/MS | USEPA
8151(S) | Chlorinated Herbicides in Soils by GC | USEPA
615 | Chlorinated Herbicides in Wastewater | USEPA
8151(W) | Chlorinated Herbicides in Water by GC | USEPA
612 | Chlorinated Hydrocarbons by GC | USEPA
8120A | Chlorinated Hydrocarbons by GC | USEPA
8121 | Chlorinated Hydrocarbons by GC | USEPA
D5317 | Chlorinated Organic Acid Compounds by GC | ASTM
508.1 | Chlorinated Pest., Herb. and Organohalide | USEPA
SFSAS_4 | Chlorinated Pesticides in Fish | USEPA
SFSAS_3 | Chlorinated Pesticides in Sediments | USEPA
P-001-1 | Chlorinated Pesticides in Soil | USEPA
P-011-1 | Chlorinated Pesticides in Soil by GC/ECD | USEPA
P-003-1 | Chlorinated Pesticides in Water | USEPA
508 | Chlorinated Pesticides in Water by GC | USEPA
1653 | Chlorinated Phenolics by GC/MS | USEPA
CP-85.01 | Chlorinated Phenolics in Water | NCASI
CP-86.01 | Chlorinated Phenolics in Water | NCASI
6640-B | Chlorinated Phenoxy Herbicides in Water | APHA
D3478 | Chlorinated Phenoxy-Acid Herbicides | ASTM
551 | Chlorinated Solvents in Water by GC | USEPA
5014 | Chlorinated Terphenyl by GC/ECD | NIOSH
OS030 | Chlorinated VOCs in Water and Air | USDOE/ASD
6011 | Chlorine and Bromine by IC | NIOSH
330.5 | Chlorine by Spectrophotometry with DPD | USEPA
2350-B | Chlorine Demand/Requirement of Water | APHA
2350-C | Chlorine Dioxide Demand/Requirement of Water | APHA
4500-CLO(D) | Chlorine Dioxide in Water by Colorimetry- DPD Method | APHA
4500-CLO(C) | Chlorine Dioxide in Water by Titration- Amperometric Method I | APHA
4500-CLO(E) | Chlorine Dioxide in Water by Titration- Amperometric Method II | APHA
4500-CLO(B) | Chlorine Dioxide in Water by Titration- Iodometric Method | APHA
D1291 | Chlorine Requirement or Demand of Water | ASTM
2015 | Chloroacetaldehyde by GC/ECD | NIOSH
2008 | Chloroacetic Acid by Ion Chromatography | NIOSH
PMD-CIB | Chlorobenzilate by GC | USEPA
PMD-CJL | Chloroneb by UV Spectroscopy | USEPA
PMD-CJO(LC) | Chlorophacinone by HPLC | USEPA
PMD-CJO(UV1) | Chlorophacinone by UV Spectroscopy | USEPA
PMD-CJO(UV2) | Chlorophacinone by UV Spectroscopy | USEPA
221.1 | Chlorophenoxy Acid and Pentachlorophenol | USFDA
O5105 | Chlorophenoxy Acids in Bottom Material | USDOI/USGS
O7105 | Chlorophenoxy Acids in Sediment | USDOI/USGS
PMD-CPH | Chlorophenoxy Herbicide Technical Data | USEPA
447 | Chlorophyll a and b in phytoplankton by HPLC/UV | USEPA
B6640 | Chlorophyll a-b in Periphyton by Chromatography/Fluorometry | USDOI/USGS
B6620 | Chlorophyll a-b in Periphyton by Chromatography/Spectroscopy | USDOI/USGS
B6630 | Chlorophyll a-b in Periphyton by HP Liquid Chromatography | USDOI/USGS
B6540 | Chlorophyll a-b in Phytoplankton by Chromatography/Fluorometry | USDOI/USGS
B6520 | Chlorophyll a-b in Phytoplankton by Chromatography/Spectroscopy | USDOI/USGS
B6530 | Chlorophyll a-b in Phytoplankton by HP Liquid Chromatography | USDOI/USGS
10200-H | Chlorophyll a-b-c Determination | APHA
10200H(3) | Chlorophyll a-b-c Determination by fluorometer | APHA
10200H(2) | Chlorophyll a-b-c Determination by spectrophotometer | APHA
B6601 | Chlorophyll a-b-c in Periphyton by Spectroscopy | USDOI/USGS
B6501 | Chlorophyll a-b-c in Phytoplankton by Spectroscopy | USDOI/USGS
446 | Chlorophylls and Pheopigments in Phytoplankton by Spectrophotometry | USEPA
PMD-CKA | Chloropicrin and 1,3-DCPs by GC | USEPA
PMD-CKL(GC) | Chlorothalonil by GC | USEPA
PMD-CKL(IR) | Chlorothalonil by IR Spectroscopy | USEPA
977.06 | Chlorotoluron, Chloroxuron, or Metoxuron | AOAC
PMD-CKR(GC) | Chloroxuron by GC | USEPA
PMD-CKR(IR) | Chloroxuron in Dust by IR Spectroscopy | USEPA
PMD-CLD(GC) | Chlorpyrifos by GC | USEPA
PMD-CLD(IR) | Chlorpyrifos by IR Spectroscopy | USEPA
PMD-CLD(UV) | Chlorpyrifos by UV Spectroscopy | USEPA
PMD-CLV | Chlorsulfuron by HPLC | USEPA
HERL_013 | Cholinesterase Activity in Blood | USEPA
218.3 | Chromium by Chelation Extraction FLAA | USEPA
218.1 | Chromium by FLAA | USEPA
218.1_M | Chromium by FLAA | USEPA
7190 | Chromium by FLAA | USEPA
7024 | Chromium by Flame Atomic Absorption | NIOSH
218.2 | Chromium by GFAA | USEPA
218.2_M | Chromium by GFAA | USEPA
7191 | Chromium by GFAA | USEPA
3500-CR(B) | Chromium Colormetric Method | 21CABCH_WQX
3500-CR(B) | Chromium Colormetric Method | TCEQMAIN
CTM-006 | Chromium Emissions from Electroplaters | USEPA
306 | Chromium Emissions from Electroplating | USEPA
306A | Chromium Emissions from Electroplating | USEPA
I5236 | Chromium in Bottom Material by FLAA | USDOI/USGS
I1238 | Chromium in Water by Chelation and FLAA | USDOI/USGS
I3238 | Chromium in Water by Chelation and FLAA | USDOI/USGS
I7238 | Chromium in Water by Chelation and FLAA | USDOI/USGS
D1687(B) | Chromium in Water By FLAA | ASTM
I1236 | Chromium in Water by FLAA | USDOI/USGS
I3236 | Chromium in Water by FLAA | USDOI/USGS
I7236 | Chromium in Water by FLAA | USDOI/USGS
3500-CR(B) | Chromium in Water by FLAA or GFAA | APHA
D1687(C) | Chromium in Water By GFAA | ASTM
I1235 | Chromium in Water by GFAA | USDOI/USGS
3500-CR(C) | Chromium in Water by ICP | APHA
3500-CR(E) | Chromium in Water by Ion Chromatography | APHA
D5257 | Chromium in Water by Ion Chromatography | ASTM
D1687(A) | Chromium VI in Water | ASTM
10218 | Chromium, Hexavalent, 1,5-Diphenylcarbohydrazide Method | HACH
10219 | Chromium, Total, 1,5-Diphenylcarbohydrazide Method | HACH
CR-01 | Chromium-51 in Water Samples | USEPA
PMD-CMN | Cinmethalin by GC | USEPA
300.6 | Cl, PO4, NO3 and SO4 - IONCHR | IL/SWSD
977.26 | Clostridium botulinum and Toxins in Food | AOAC
993.1 | Clostridium perfringens from Shellfish | AOAC
974.38 | Clostridium perfringens in Foods | AOAC
976.3 | Clostridium perfringens in Foods | AOAC
P-009-1 | CLP Pesticide/PCB in Water/Soil by GC/EC | USEPA
I5300 | CN in Bottom Material by Colorimetry | USDOI/USGS
I6302 | CN in Bottom Material by Colorimetry | USDOI/USGS
D2035 | Coagulation-Flocculation Test of Water | ASTM
219.1 | Cobalt by FLAA | USEPA
219.1_M | Cobalt by FLAA | USEPA
7200 | Cobalt by FLAA | USEPA
7027 | Cobalt by Flame Atomic Absorption | NIOSH
219.2 | Cobalt by GFAA | USEPA
219.2_M | Cobalt by GFAA | USEPA
7201 | Cobalt by GFAA | USEPA
I5239 | Cobalt in Bottom Material by FLAA | USDOI/USGS
D3558(B) | Cobalt in Water by Chelation and FLAA | ASTM
I1240 | Cobalt in Water by Chelation and FLAA | USDOI/USGS
I3240 | Cobalt in Water by Chelation and FLAA | USDOI/USGS
I7240 | Cobalt in Water by Chelation and FLAA | USDOI/USGS
D3558(A) | Cobalt in Water by FLAA | ASTM
I1239 | Cobalt in Water by FLAA | USDOI/USGS
I3239 | Cobalt in Water by FLAA | USDOI/USGS
I7239 | Cobalt in Water by FLAA | USDOI/USGS
3500-CO(B) | Cobalt in Water by FLAA or GFAA | APHA
D3558(C) | Cobalt in Water by GFAA | ASTM
I1241 | Cobalt in Water by GFAA | USDOI/USGS
3500-CO(C) | Cobalt in Water by ICP | APHA
C-002-1 | COD by Open Reflux | USEPA
D1252(B) | COD by Spectrophotometry | ASTM
991.14 | Coliform and E. coli Counts in Foods | AOAC
8368 | Coliform Bacteria, Fecal MPN | HACH
Colilert | Coliform/E. coli Enzyme substrate test; ONPG-MUG test | IDEXX
Colilert | Coliform/E. coli Enzyme substrate test; ONPG-MUG test | WQXTEST
Colilert-18 | Coliform/E. coli Enzyme substrate test; ONPG-MUG test | IDEXX
Colilert-18 | Coliform/E. coli Enzyme substrate test; ONPG-MUG test | WQXTEST
Colilert-182000 | Coliform/E. coli Enzyme substrate test; ONPG-MUG test | IDEXX
Colilert-182000 | Coliform/E. coli Enzyme substrate test; ONPG-MUG test | WQXTEST
Colilert/2000 | Coliform/E. coli Enzyme substrate test; ONPG-MUG test | IDEXX
Colilert/2000 | Coliform/E. coli Enzyme substrate test; ONPG-MUG test | WQXTEST
Colisure | Coliform/E. coli Results in 24 Hours | IDEXX
3.3-B | Coliforms - Cytochrome Oxidase | APHA
3.3-C | Coliforms - IMViC | APHA
989.11 | Coliforms in Dairy Products | AOAC
3.2-B | Coliforms in Seawater and Shellfish | APHA
3.2-C | Coliforms in Seawater and Shellfish | APHA
3.2-D | Coliforms in Shellfish | APHA
3.4 | Coliforms- Membrane Filter | APHA
3.5 | Coliforms- Plate Count | APHA
D4201 | Coliphages in Water by Counting | ASTM
110.2 | Color Analysis Using Platinum/Cobalt | USEPA
110.1 | Color by Calculating ADMI Values | USEPA
110.3 | Color by Spectrophotometric Analysis | USEPA
2120-C | Color in Water by Spectrophotometry | APHA
2120-B | Color in Water by Visual Comparison | APHA
I1250 | Color in Water by Visual Comparison | USDOI/USGS
2120-E | Color in Water Using the ADMI Method | APHA
2120-D | Color in Water Using Tristimulus Filters | APHA
8025 | Color, APHA Platinum-Cobalt | HACH
8515 | Colorimetric Method for TNT in Soil | USEPA
MS110 | Colorimetric Test for CrO4+ | USDOE/ASD
MS210 | Colorimetric Test for Lead in Water | USDOE/ASD
MS410(W) | Colorimetric Test for Nickel in Water | USDOE/ASD
MS310(S) | Colorimetric Test for NO3+ in Soil | USDOE/ASD
MS310(W) | Colorimetric Test for NO3+ in Water | USDOE/ASD
D698 | Compaction Characteristics of Soil | ASTM
120.1 | Conductance | USEPA
E1924 | Conducting toxicity test with bioluminescent dinoflagellates | ASTM
2510B | Conductivity - Laboratory Method | APHA
D1125(A) | Conductivity and Resistivity in Water | ASTM
D1125(B) | Conductivity and Resistivity in Water | ASTM
120.1_M | Conductivity in Industrial Waste | USEPA
2510 | Conductivity in Water | APHA
8160 | Conductivity in Water by Direct Measurement | HACH
M-02-CON | Conductivity Measurements | USDOE/EML
992.3 | Confirmed Total Coliform/E. coli in Food | AOAC
C-018-1 | Controlled Pumping Test in Wells | USEPA
220.1 | Copper by FLAA | USEPA
220.1_M | Copper by FLAA | USEPA
7210 | Copper by FLAA | USEPA
7029 | Copper by Flame Atomic Absorption | NIOSH
220.2 | Copper by GFAA | USEPA
220.2_M | Copper by GFAA | USEPA
7211 | Copper by GFAA | USEPA
I5270 | Copper in Bottom Material by FLAA | USDOI/USGS
8506 | Copper in Water | HACH
D1688(B) | Copper in Water By Chelation and FLAA | ASTM
I1271 | Copper in Water by Chelation and FLAA | USDOI/USGS
I3271 | Copper in Water by Chelation and FLAA | USDOI/USGS
I7271 | Copper in Water by Chelation and FLAA | USDOI/USGS
D1688(A) | Copper in Water By FLAA | ASTM
I1270 | Copper in Water by FLAA | USDOI/USGS
I3270 | Copper in Water by FLAA | USDOI/USGS
I7270 | Copper in Water by FLAA | USDOI/USGS
3500-CU(B) | Copper in Water by FLAA or GFAA | APHA
D1688(C) | Copper in Water By GFAA | ASTM
I1272 | Copper in Water by GFAA | USDOI/USGS
3500-CU(C) | Copper in Water by ICP | APHA
3500-CU(E) | Copper in Water by Spectrophotometry- Bathocuproine Method | APHA
3500-CU(D) | Copper in Water by Spectrophotometry- Neocuproine Method | APHA
D2776 | Corrosivity | ASTM
D2688(A) | Corrosivity of Water Using Metal Coupons | ASTM
D2688(B) | Corrosivity of Water Using Pipe Inserts | ASTM
PMD-COQ | Coumafuryl by UV Spectroscopy | USEPA
PMD-COR(GC) | Coumaphos by GC | USEPA
PMD-COR(LC) | Coumaphos by HPLC | USEPA
PMD-COR(IR) | Coumaphos by IR Spectroscopy | USEPA
2546 | Cresol and Phenol by GC/FID | NIOSH
TO-8 | Cresols and Phenols in Air by HPLC | USEPA
3516 | Crotonaldehyde by Differential Pulse Polar. | NIOSH
PMD-CRO | Crotoxyphos by GC | USEPA
1623 | Cryptosporidium and Giardia in Water by Filtration/IMS/FA - April 2001 Update | USEPA
D934(A) | Crystalline Compounds in Water Deposits | ASTM
D934(B) | Crystalline Compounds in Water Deposits | ASTM
7602 | Crystalline Silica by Infra-Red Absorption | NIOSH
7601 | Crystalline Silica by VIS | NIOSH
7500 | Crystalline Silica by X-Ray Diffraction | NIOSH
7603 | Crystalline Silica in Coal Mine Dust | NIOSH
1622 | Crytosporidium in Water by Filtration/IMS/FA - April 2001 Update | USEPA
PMD-CU-S | Cupric Ion by Ion Chromatography | USEPA
4500-CN(L) | Cyanates in Waste Using an ISE | APHA
PMD-CUC | Cyanazine by IR Spectroscopy | USEPA
629 | Cyanazine in Wastewater by HPLC | USEPA
335.2(MIDI) | Cyanide Analysis by MIDI Distillation | USEPA
7904 | Cyanide by Ion Specific Electrode | NIOSH
MU012R | Cyanide by Microdistillation and Argento | USDOE/ASD
335.4 | Cyanide by Semi-Automated Colorimetry | USEPA
9013 | Cyanide Extraction for Solids and Oils | USEPA
ME355.01 | Cyanide in Drinking Water by GC/MS | Leck Mitchell
SFSAS_9 | Cyanide in Fish | USEPA
SFSAS_8 | Cyanide in Sediment | USEPA
335.63 | Cyanide in Waste by Colorimetry | USEPA
8027 | Cyanide in Water | HACH
4500-CN(C) | Cyanide in Water after Distillation | APHA
D4374 | Cyanide in Water by Automated Methods | ASTM
4500-CN(E) | Cyanide in Water by Colorimetry | APHA
I1300 | Cyanide in Water by Colorimetry | USDOI/USGS
I2302 | Cyanide in Water by Colorimetry | USDOI/USGS
I3300 | Cyanide in Water by Colorimetry | USDOI/USGS
I4302 | Cyanide in Water by Colorimetry | USDOI/USGS
9213 | Cyanide in Water by ISE | USEPA
4500-CN(D) | Cyanide in Water by Titration | APHA
4500-CN(F) | Cyanide in Water Using ISE | APHA
335.1 | Cyanides Amenable to Chlorination | USEPA
4500-CN(G) | Cyanides Amenable to Chlorination after Distillation | APHA
4500-CN(H) | Cyanides Amenable to Chlorination without Distallation | APHA
D5049(A) | Cyanides in Waste - Chloramine T | ASTM
D5049(C) | Cyanides in Waste - Cyantesmo Paper | ASTM
D5049(D) | Cyanides in Waste - Gas Detector Tube | ASTM
D5049(B) | Cyanides in Waste - Prussian Blue | ASTM
D2036(A) | Cyanides in Water After Distillation | ASTM
D2036(B) | Cyanides in Water by Colorimetry | ASTM
D2036(C) | Cyanides in Water by Colorimetry | ASTM
D2036(D) | Cyanides without Distillation | ASTM
4500-CN(J) | Cyanogen Chloride in Water | APHA
D4165 | Cyanogen Chloride in Water | ASTM
5030 | Cyanuric Acid by HPLC/UV | NIOSH
PMD-CYZ(GC2) | Cyromazine in Armor by GC | USEPA
PMD-CYZ(GC3) | Cyromazine in Armor Premix by GC | USEPA
PMD-CYZ(GC1) | Cyromazine in Trigard 75W by GC | USEPA
PMD-DAL | Dalapon by IR Spectroscopy | USEPA
1002 | DAPHNID, CERIODAPHNIA DUBIA, SURVIVAL AND REPRODUCTION TEST | USEPA
1659 | Dazomet in Wastewater | USEPA
PMD-DEE(GC) | DEET by GC | USEPA
PMD-DEE(LC) | DEET by HPLC | USEPA
9222C | Delayed Incubation Total Coliform Procedure | APHA
5514 | Demeton by GC/FPD | NIOSH
B0430 | Denitrifying and Nitrate-reducing Bacteria- MPN Method | USDOI/USGS
D2186(A) | Deposit-Forming Impurities in Steam | ASTM
D2186(B) | Deposit-Forming Impurities in Steam | ASTM
D2186(C) | Deposit-Forming Impurities in Steam | ASTM
D2186(D) | Deposit-Forming Impurities in Steam | ASTM
5041A | Desorption of Sorbent Cartridge by GC/MS | USEPA
F60 | Detection of Microbiological Contaminant | ASTM
522 | DETERM. OF 1,4-DIOXANE BY SOLID PHASE EXTRACTION AND GAS CHROMATOGRAPHY/MASS SPECTROMETRY WITH SELECTED ION MONITORING | USEPA
NITRO-13 | Determination of Ammonium Nitrogen | USDOC/NOAA
300_M | Determination of Anions by IC | USEPA
639 | Determination of Bendiocarb in Water | USEPA
643 | Determination of Bentazon in Wastewater | USEPA
10200-I | Determination of Biomass (Standing Crop) | APHA
CTM-001 | Determination of Butadiene Emissions | USEPA
440(S) | Determination of Carbon and Nitrogen | USEPA
440(W) | Determination of Carbon and Nitrogen | USEPA
CTM-005 | Determination of Condensable Emissions | USEPA
CTM-011 | Determination of Halogenated Organics | USEPA
CTM-004 | Determination of HCl Emissions | USEPA
300 | Determination of Inorganic Anions by Ion Chromatography | USEPA
300.1 | Determination of Inorganic Anions in Drinking Water by Ion Chromatography | USEPA
1001 | Determination of Lead, for use in Lead and Copper Rule compliance monitoring | HACH
909 | Determination of Lead-210 in Drinking Water | USEPA
RP280 | Determination of Lead-210 in Water | USDOE/ASD
353.4 | Determination of Nitrite and Nitrate | USEPA
203 | Determination of Opacity of Emissions | USEPA
638 | Determination of Oryzalin in Wastewater | USEPA
202 | Determination of Particulate Emission | USEPA
CTM-002 | Determination of Particulate Matter | USEPA
3640A | Determination of Percent Solids (Context = SW-846) | USEPA
644 | Determination of Picloram in Wastewater | USEPA
201(CSR) | Determination of PM10 Emissions | USEPA
201(EGR) | Determination of PM10 Emissions | USEPA
912 | Determination of Polonium-210 in Drinking Water by Alpha Particle Counting | USEPA
RP735 | Determination of Total Fissile Content | USDOE/ASD
415.3 | Determination of Total Organic Carbon and Specific UV Absorbance at 254 nm in Source Water and Drinking Water | USEPA
8195 | Determination of Turbidity | HACH
TO15 | Determination Of Volatile Organic Compounds In Air, Specially-PreparedCanisters(GC/MS) | USEPA
PMD-DFN | Diazinon by HPLC | USEPA
2515 | Diazomethane by GC/FID | NIOSH
1RM-20 | Dibenzofuran and Dibenzo-p-dioxin | ENV/CANADA
6006 | Diborane by Plasma Emission Spectrometry | NIOSH
5017 | Dibutyl Phosphate by GC/FPD | NIOSH
PMD-DGL | Dibutyl Succinate by Titration | USEPA
PMD-DIC | DICA by HPLC | USEPA
PMD-DGV | Dichlone by IR Spectroscopy | USEPA
965.36 | Dichlone Pesticide Residues | AOAC
PMD-DJA | Dichloran in Dusts by IR Spectroscopy | USEPA
1004 | Dichloroethyl Ether by GC/FID | NIOSH
2516 | Dichlorofluoromethane by GC/FID | NIOSH
PMD-ACG(LC1) | Dicofol by HPLC | USEPA
PMD-DJG | Dicrotophos by IR Spectroscopy | USEPA
1651 | Diesel Oil in Muds by GC/FID | USEPA
983.26 | Differentiation of Bacillus cereus Group | AOAC
1663 | Differentiation of Oil by GC/FID | USEPA
1012 | Difluorodibromomethane by GC/FID | NIOSH
I-002-1 | Digestion/Analysis of Soil by Flame AA | USEPA
I-004-1 | Digestion/Analysis of Waters by FLAA | USEPA
PMD-DME | Dimethoate by GC | USEPA
PMD-DNE | Dimethyl Phthalate by GC | USEPA
2524 | Dimethyl Sulfate by GC/ECD | NIOSH
PMD-DNR | Dinitramine by GC | USEPA
646 | Dinitro Aromatic Pesticides in Water | USEPA
627 | Dinitroaniline Pesticides in Wastewater | USEPA
PMD-DNZ(IR) | Dinocap by IR Spectroscopy | USEPA
PMD-DNZ(TITR) | Dinocap by TKN and Titration | USEPA
PMD-DOG | Dinoseb by IR Spectroscopy | USEPA
1602 | Dioxane by GC/FID | NIOSH
TO-9 | Dioxin in Air by HRGC/HRMS | USEPA
1613(S) | Dioxins and Furans - Solids | USEPA
1613(W) | Dioxins and Furans - Water | USEPA
PMD-DMF | Dioxins in 2,4-D and 2,4,5-T by GC/MS | USEPA
PMD-DOZ(LC1) | Diphacinone by HPLC | USEPA
PMD-DOZ(LC2) | Diphacinone by HPLC | USEPA
PMD-DOZ(UV) | Diphacinone in Baits by UV Spectroscopy | USEPA
PMD-DPA(GC) | Diphenamid by GC | USEPA
PMD-DPA(IR) | Diphenamid by IR Spectroscopy | USEPA
2530 | Diphenyl by GC/FID | NIOSH
PMD-DPF | Diphenylamine by GC | USEPA
620 | Diphenylamine in Wastewater by GC | USEPA
PMD-DQT | Diquat (Dibromide) by HPLC | USEPA
549.1 | Diquat and Paraquat in Water by HPLC | USEPA
549 | Diquat and Paraquat in Water by HPLC/UV | USEPA
549.2 | Diquat and Paraquat in Water Using HPLC/UV | USEPA
992.17 | Diquat and Paraquat Residues in Potatoes | AOAC
9216-B | Direct Total Microbial Count- Epifluorescence Method | APHA
6252-B | Disinfection By-Products: Aldehydes | APHA
6251-B | Disinfection By-Products: Haloacetic Acids and Trichlorophenol | APHA
D6919-03 | Dissolved Alkali, Alkaline Earth Cations and Ammonium by Ion Chromatography | ASTM
O1105 | Dissolved Chlorophenoxy Acids in Water | USDOI/USGS
2810 | Dissolved Gas Supersaturation | APHA
993.23 | Dissolved Hexavalent Chromium in Water | AOAC
5320-B | Dissolved Organic Halogen in Water | APHA
D888(B) | Dissolved Oxygen by Instrumental Probe | ASTM
D888(C) | Dissolved Oxygen by Luminescence-based Senor | ASTM
360.2 | Dissolved Oxygen by Winkler Technique | USEPA
8157 | Dissolved Oxygen in Water | HACH
8229 | Dissolved Oxygen in Water | HACH
360.1 | Dissolved Oxygen Using an ISE | USEPA
I1600 | Dissolved Phosphorus by Colorimetry | USDOI/USGS
370.1 | Dissolved Silica by Colorimetry | USEPA
PMD-DSN(GC) | Disulfoton and Fensulfothion by GC/FID | USEPA
PMD-DSN(IR) | Disulfoton by IR Spectroscopy | USEPA
630 | Dithiocarbamate Pesticides in Wastewater | USEPA
630.1 | Dithiocarbamate Pesticides in Water | USEPA
PMD-DUR(LC) | Diuron by HPLC | USEPA
PMD-DUR(IR) | Diuron by IR Spectroscopy | USEPA
964.19 | Dodine Pesticide Residues | AOAC
5013 | Dyes, Benzidine, o-Tolidine, o-Dianisidi | NIOSH
9213D | E. coli by Membrane filtration plating on mTEC agar | APHA
984.35 | E. coli Enterotoxins | AOAC
988.19 | E. Coli in Chilled/Frozen Food | AOAC
1104 | E. coli in Drinking Water/EC Medium with Mug Tub | USEPA
9213-D | E. coli method | APHA
984.34 | E. coli Producing Heat-Labile Enterotoxin | AOAC
8011 | EDB and DBCP by Gas Chromatography | USEPA
D5316 | EDB and DBCP by Microextraction and GC | ASTM
6231-B | EDB and DBCP in Water by CGC | APHA
6231-D | EDB and DBCP in Water by CGC | APHA
6231-C | EDB and DBCP in Water by CGC/MS | APHA
504 | EDB and DBCP in Water by GC | USEPA
504.1 | EDB, DBCP and 123TCP in Water by GC | USEPA
PMD-EDF | Edifenphos by GC | USEPA
2340C | EDTA Titrimetric Method (Hardness) | APHA_SM20ED
RA010 | EIC for Gross Alpha Emission from Indoor | USDOE/ASD
D5391 | Electrical Conductivity and Resistivity | ASTM
G-01 | Electrodeposition of the Actinides | USDOE/EML
7300 | Elements by ICP | NIOSH
8005(B) | Elements in blood or tissue by ICP | NIOSH
8005(T) | Elements in blood or tissue by ICP | NIOSH
200.13 | Elements in Water by Chelation with GFAA | USEPA
D1976 | Elements in Water by ICP | ASTM
200.12 | Elements in Water by Temperature GFAA | USEPA
D4691 | Elements in Water Using FLAA | ASTM
305 | Emissions of Volatiles in Waste | USEPA
PMD-ENA | Endosulfan by IR Spectroscopy | USEPA
976.23 | Endosulfan/Tetrasul Pesticide Residues | AOAC
PMD-ENB(GC) | Endothall by GC | USEPA
PMD-ENB(TITR) | Endothall by Titration | USEPA
548.1 | Endothall in Drinking Water | USEPA
548 | Endothall in Water by Gas Chromatography | USEPA
5519 | Endrin by GC/ECD | NIOSH
5.6 | Enteric Viruses | APHA
1600 | Enterococci in Water by Membrane Filtration Using membrane-Enterococcus Indoxyl-B-D-Glucoside Agar (mEl) | USEPA
1106.1 | Enterococci in Water by Membrane Filtration Using membrane-Enterococcus-Esculin Iron Agar (mE-EIA) | USEPA
Enterolert | Enterolert Test Kit Procedure | WQXTEST
Enterolert | Enterolert Test Kit Procedure | IDEXX
Enterolert2000 | Enterolert Test Kit Procedure | IDEXX
Enterolert2000 | Enterolert Test Kit Procedure | WQXTEST
986.34 | Enterotoxigenic E. coli | AOAC
9240-B | Enumberation-Enrichment & Isolation of Iron and Sulfur Bacteria | APHA
D4249 | Enumeration of Candida albicans in Water | ASTM
9223-B | Enzyme substrate assay for measuring total coliforms and E. coli (ONPG-MUG test or CPRG-MUG test) | APHA
PMD-EPI | Epichlorohydrin by GC | USEPA
1010 | Epichlorohydrin by GC/FID | NIOSH
5012 | EPN by GC/FPD | NIOSH
PMD-EPT | EPTC by HPLC | USEPA
9221-B.1 | Escherichia coli Fermentation Technique, Multi-tube Fermentation Technique | APHA
1103.1 | Escherichia coli in Water by Membrane Filtration Using membrane-Thermotolerant E. coli Agar (mTEC) | USEPA
1603 | Escherichia coli in Water by Membrane Filtration Using Modified membrane-Thermotolerant E. coli Agar (Modified mTEC) | USEPA
9221-F | Escherichia coli, Multi-tube Fermentation Technique | APHA
1450 | Esters I by GC/FID | NIOSH
9221-D | Estimation of Bacterial Density- MPN Determination | APHA
PMD-ETI(GC) | Ethion by GC | USEPA
PMD-ETI(IR) | Ethion by IR Spectroscopy | USEPA
PMD-EZN | Ethiozin by HPLC | USEPA
PMD-ETF | Ethofumesate by GC | USEPA
PMD-ETN(GC) | Ethoprop by GC | USEPA
PMD-ETN(IR) | Ethoprop by IR Spectroscopy | USEPA
1457 | Ethyl Acetate by GC/FID | NIOSH
1011 | Ethyl Bromide by GC/FID | NIOSH
2519 | Ethyl Chloride by GC/FID | NIOSH
1610 | Ethyl Ether by GC/FID | NIOSH
1452 | Ethyl Formate by GC/FID | NIOSH
PMD-EUX(TITR) | Ethyl Hexanediol by Acetylation & Titration | USEPA
PMD-EUX(GC) | Ethyl Hexanediol by GC/TCD | USEPA
973.39 | Ethylan Pesticide Residues - GC | AOAC
O3114 | Ethylene and Propane in Water | USDOI/USGS
2513 | Ethylene Chlorohydrin by GC/FID | NIOSH
1008 | Ethylene Dibromide by GC/ECD | NIOSH
SFSAS_17 | Ethylene Glycol in Water | USEPA
1614 | Ethylene Oxide by GC/ECD | NIOSH
3702 | Ethylene Oxide by portable GC | NIOSH
D4413 | Ethylene Oxide in Atmosphere | ASTM
5011 | Ethylene Thiourea by Visible Absorption | NIOSH
509 | Ethylene Thiourea in Water by GC | USEPA
992.31 | Ethylene Thiourea Residues in Water | AOAC
PMD-MAU(GC2) | Ethylenethiourea by GC/FID | USEPA
PMD-MAU(GC1) | Ethylenethiourea by GC/TCD | USEPA
978.16 | Ethylenethiourea Pesticide Residues - GC | AOAC
3514 | Ethylenimine by HPLC/UV | NIOSH
1662 | Extractable Material in Mud by SDS | USEPA
1664 | Extractable Material in Oil and Grease | USEPA
O5108 | Extractable Oil and Grease | USDOI/USGS
O3108 | Extractable Oil and Grease in Water | USDOI/USGS
9023 | Extractable Organic Halides in Solids | USEPA
6410-B | Extractable Semivolatile Organics by GC | APHA
9031 | Extractable Sulfides by Titration | USEPA
1000 | Fathead Minnow, PIMEPHALES PROMELAS, LARVAL SURVIVAL AND GROWTH TEST | USEPA
B0050 | Fecal Coliform Bacteria- Immediate Incubation Test | USDOI/USGS
B0051 | Fecal Coliform Bacteria- Presumptive Test- MPN Method | USDOI/USGS
9222-E | Fecal Coliform- Delayed-Incubation Procedure | APHA
9222-D | Fecal Coliform- Membrane Filter Procedure | APHA
9221-E | Fecal Coliform Procedure- Multiple-Tube Procedure | APHA
9221-E.2 | Fecal Coliform Procedure-Multiple-Tube Proc using A-1 medium without prior enrichment | APHA
9221-E.1 | Fecal Coliform Procedure-Multiple-Tube Proc using EC medium and prior enrichment | APHA
978.23 | Fecal Coliforms in Shellfish Waters | AOAC
10027 | Fecal Coliforms, MPN (sludges) | HACH
10028 | Fecal Coliforms, MPN (sludges) | HACH
B0060 | Fecal Streptococcal Bacteria- Confirmation Test | USDOI/USGS
B0055 | Fecal Streptococcal Bacteria- Immediate Incubation Test | USDOI/USGS
B0065 | Fecal Streptococcal Bacteria- Presumptive/Confirmation- MPN Metho | USDOI/USGS
8172 | Fecal Streptococci, MPN | HACH
9230-C | Fecal Streptococcus and Enterococcus Groups, Membrane Filter Techniques | APHA
9230-B | Fecal Streptococcus and Enterococcus Groups, Multiple Tube Technique | APHA
PMD-FBP | Fenamiphos by GC/FID | USEPA
PMD-FBR | Fenarimol by GC/FID | USEPA
PAH-001(S) | Field Analysis of PAHs by GC/FID | USEPA
PAH-001(W) | Field Analysis of PAHs by GC/FID | USEPA
PCB-008 | Field Analysis of PCBs in Soil | USEPA
M600-2-78-054 | Field and Laboratory Methods Applicable to Overburdens and Minesoils (EPA600-2-78-054) | USEPA
P-002-1 | Field Screen for Chlorinated Pesticides | USEPA
P-004-1 | Field Screen for Chlorinated Pesticides | USEPA
IM-002-1 | Field Screening by Portable XRF | USEPA
PCB-002 | Field Screening of PCBs in Soil | USEPA
S-004-1 | Field Screening Semivolatiles in Soil | USEPA
S-002-1 | Field Screening Semivolatiles in Water | USEPA
OA-003-1 | Field Survey with PID Vapor Detector | USEPA
OA-004-1 | Field Use of Photovac Portable GC | USEPA
OA-005-1 | Field Use of Photovac Portable GC | USEPA
OA-001-1 | Field Use of Sentex Scentograph GC | USEPA
160.1 | Filterable Residue - TDS | USEPA
2540-E | Fixed and Volatile Solids in Water | APHA
7000B | FLAME ATOMIC ABSORPTION SPECTROPHOTOMETRY | USEPA
2530-C | Floatable Oil and Grease in Water | APHA
D5129 | Flow of Water by Width Contractions | ASTM
D5130 | Flow of Water Indirectly by Slope Area | ASTM
SFSAS_23 | Flow of Water Through Soil | USEPA
PMD-FKN | Fluchloralin by GC/TCD | USEPA
PMD-FLM(IR) | Fluometuron by IR Spectroscopy | USEPA
PMD-FLM(UV) | Fluometuron by UV Spectroscopy | USEPA
F-01 | Fluoride in Soil and Sediment | USDOE/EML
8308 | Fluoride in Urine by ISE | NIOSH
8029 | Fluoride in Water | HACH
939.11 | Fluoride in Water | AOAC
340.3 | Fluoride in Water by Colorimetry | USEPA
4500-F-E | Fluoride in Water by Colorimetry | APHA
I1325 | Fluoride in Water by Colorimetry | USDOI/USGS
I3325 | Fluoride in Water by Colorimetry | USDOI/USGS
I7325 | Fluoride in Water by Colorimetry | USDOI/USGS
4500-F-F | Fluoride in Water by Ion Chromatography | APHA
9214 | Fluoride in Water by ISE | USEPA
4500-F-D | Fluoride in Water by Spectrophotometry | APHA
340.2 | Fluoride in Water Using an ISE | USEPA
4500-F-C | Fluoride in Water Using an ISE | APHA
I1327 | Fluoride in Water Using an ISE | USDOI/USGS
I2327 | Fluoride in Water Using an ISE | USDOI/USGS
I4327 | Fluoride in Water Using an ISE | USDOI/USGS
I7327 | Fluoride in Water Using an ISE | USDOI/USGS
340.6 | Fluoride in Wet Deposition | IL/SWSD
D1179(A) | Fluoride Ion in Water Using Distillation | ASTM
D1179(B) | Fluoride Ion in Water Using ISE | ASTM
D3868 | Fluoride Ions in Saline Water | ASTM
8323 | Fluoride, Electrode | HACH
D3269(ISE) | Fluorides in Plants/Atmosphere | ASTM
D3269(SPEC) | Fluorides in Plants/Atmosphere | ASTM
D3269(TITR) | Fluorides in Plants/Atmosphere | ASTM
D3270 | Fluorides in Plants/Atmosphere | ASTM
D3266 | Fluorides in the Atmosphere | ASTM
D3267 | Fluorides in the Atmosphere | ASTM
D3268 | Fluorides in the Atmosphere | ASTM
D4765 | Fluorides in the Workplace Atmospheres | ASTM
7906 | Fluorides, Aerosol and Gas, by IC | NIOSH
7902 | Fluorides, Aerosol and Gas, by ISE | NIOSH
1006 | Fluorotrichloromethane by GC/FID | NIOSH
PMD-FOL | Folpet by IR Spectroscopy | USEPA
PMD-FON | Fonofos by IR Spectroscopy | USEPA
IP-6A | Formaldehyde - Indoor Air, HPLC | USEPA
D5014 | Formaldehyde - Indoor Air, MBTH | ASTM
2541 | Formaldehyde by GC/FID | NIOSH
3500 | Formaldehyde by Visible Absorption Spec. | NIOSH
IP-6B | Formaldehyde in Air - Colorimetric | USEPA
IP-6C | Formaldehyde in Air - Passive Sampling | USEPA
8520 | Formaldehyde in Ambient Air | USEPA
TO-11 | Formaldehyde in Ambient Air | USEPA
6 (FORMALDEHYD) | Formaldehyde in Wastewater by GC | USEPA
5700 | Formaldehyde On Dust by HPLC/UV | NIOSH
2011 | Formic Acid by Ion Chromatography | NIOSH
8021 | Free Chlorine in Water by DPD | HACH
8334 | Free Chlorine in Water by Titration | HACH
D4282 | Free Cyanide in Water by Microdiffusion | ASTM
C-012-1 | Free Liquid in Wastes by Filtration | USEPA
2529 | Furfural Gas Chromatography/FID | NIOSH
2505 | Furfuryl Alcohol by GC/FID | NIOSH
901.1 | Gamma Emitters in Drinking Water | USEPA
RI010 | Gamma-Ray Spectrometry | USDOE/ASD
1RM-15 | Gaseous Emissions from Fossil Boilers | ENV/CANADA
101A | Gaseous Mercury from Sewage/Sludge Incinerators | USEPA
101 | Gaseous Mercury in Air by CVAA | USEPA
18 | Gaseous Organic Compound Emission in Air | USEPA
D4490 | Gases/Vapors by Detector Tubes | ASTM
2532 | Glutaraldehyde by HPLC/UV | NIOSH
1608 | Glycidol by GC/FID | NIOSH
963.23 | Glyodin Pesticide Residues | AOAC
991.08 | Glyphosate and AMPA in Environmental Water | AOAC
PMD-GLP | Glyphosate by HPLC | USEPA
6651-B | Glyphosate Herbicide in Water | APHA
547 | Glyphosate in Drinking Water by HPLC | USEPA
231.1 | Gold by FLAA | USEPA
231.2 | Gold by GFAA | USEPA
3500-AU | Gold in Water by FLAA | APHA
7010 | GRAPHITE FURNACE ATOMIC ABSORPTION SPECTROPHOTOMETRY | USEPA
00-02 | Gross Alpha Activity in Drinking Water by Coprecipitation | USEPA
9310 | Gross Alpha and Beta | USEPA
RP710 | Gross Alpha and Beta Activity | USDOE/ASD
R-006-1 | Gross Alpha and Beta Activity in Soil | USEPA
00-01 | Gross Alpha and Beta Activity in Water | USEPA
3 | Gross Alpha and Beta Activity in Water | USEPA
900 | Gross Alpha and Beta Activity in Water | USEPA
7110-B | Gross Alpha and Beta Radioactivity | APHA
7110-C | Gross Alpha Radioactivity in Water | APHA
RP720 | Gross Alpha, Beta and Tritium in Water | USDOE/ASD
R-007-1 | Gross Alpha/Beta Activity in Biota | USEPA
R-008-1 | Gross Alpha/Beta Activity in Biota, Extended | USEPA
R-002-1 | Gross Alpha/Beta Activity in Soil | USEPA
R-004-1 | Gross Alpha/Beta Activity in Water | USEPA
R-005-1 | Gross Alpha/Beta Activity in Water | USEPA
RP730 | Gross Gamma Screening for Matrices | USDOE/ASD
RP725 | Group Actinide Screening by Extraction | USDOE/ASD
8021A(PID) | Halo and Aromatic Volatiles - CGC/PID | USEPA
552.2 | Haloacetic Acids and Dalapon in Water Using GCECD | USEPA
6233-B | Haloacetic Acids and Trichlorphenol | APHA
552 | Haloacetic Acids in Water by GC | USEPA
552.1 | Haloacetic Acids in Water by GC | USEPA
8110 | Haloethers by Gas Chromatography | USEPA
8111(S) | Haloethers by Gas Chromatography | USEPA
8111(W) | Haloethers by Gas Chromatography | USEPA
611 | Haloethers in Wastewater by GC | USEPA
8021A(ELCD) | Halogenated and Aromatic Volatiles | USEPA
1003 | Halogenated Hydrocarbons by GC/FID | NIOSH
D3973 | Halogenated Hydrocarbons in Water | ASTM
VA-004-1 | Halogenated VOCs in Air by Direct GC/EC | USEPA
VA-002-1 | Halogenated VOCs in Air by GC/ELCD | USEPA
VG-003-1 | Halogenated VOCs in Soil Gas by GC/EC | USEPA
VG-004-1 | Halogenated VOCs in Soil Gas by GC/ECD | USEPA
VG-002-1 | Halogenated VOCs in Soil Gas by GC/ELCD | USEPA
VG-005-1 | Halogenated VOCs in Soil Gas by GC/PID | USEPA
8010B | Halogenated Volatile Organics by GC | USEPA
2340B | Hardness by Calculation | APHA
D1126 | Hardness in Water | ASTM
973.52 | Hardness of Water | AOAC
HERL_002 | HCB and Mirex in Tissue | USEPA
3810 | Headspace Technique for Volatiles | USEPA
960.1 | Herbicides (Ester Forms) | AOAC
8241 | Heterotrophic Bacteria, Pour Plate | HACH
9215-D | Heterotrophic Plate Count- Membrane Filter Method | APHA
9215-B | Heterotrophic Plate Count- Pour Plate Method | APHA
9215-C | Heterotrophic Plate Count- Spread Plate Method | APHA
2518 | Hexachloro-1,3-Cyclopentadiene by GC/ECD | NIOSH
980.22 | Hexachlorobenzene/Mirex Residue in Adipose | AOAC
977.19 | Hexachlorobenzene/Mirex Residues in Fat | AOAC
2543 | Hexachlorobutadiene by GC/ECD | NIOSH
604.1 | Hexachlorophene and Dichlorophen | USEPA
PMD-HXE | Hexachlorophene by HPLC | USEPA
3820 | Hexadecane Screening for Volatiles | USEPA
I-003-1 | Hexavalent Chromium | USEPA
7196A | Hexavalent Chromium (Colorimetric) | USEPA
7195 | Hexavalent Chromium (Coprecipitation) | USEPA
I1230 | Hexavalent Chromium by Colorimetry | USDOI/USGS
218.4 | Hexavalent Chromium by FLAA | USEPA
7197 | Hexavalent Chromium by FLAA | USEPA
218.5 | Hexavalent Chromium by GFAA | USEPA
218.6 | Hexavalent Chromium by Ion Chromatograph | USEPA
7604 | Hexavalent Chromium by Ion Chromatograph | NIOSH
7198 | Hexavalent Chromium by Polarography | USEPA
7600 | Hexavalent Chromium by UV-Visible Spec. | NIOSH
1636 | Hexavalent Chromium in Ambient Water by Ion Chromatography | USEPA
61 | Hexavalent Chromium in Stack Emissions | USEPA
OSW-B | Hexavalent Chromium in Stack Emissions | USEPA
8023 | Hexavalent Chromium in Water | HACH
I1232 | Hexavalent Chromium in Water by FLAA | USDOI/USGS
7199 | Hexavalent Chromium in Water by IC | USEPA
PMD-HXO(GC) | Hexazinone by GC/TCD | USEPA
PMD-HXO(LC) | Hexazinone by HPLC | USEPA
D888(A) | High Level Dissolved Oxygen by Titration | ASTM
D3649 | High Resolution Gamma-Ray Spectrometry | ASTM
TO-2 | Highly Volatile Nonpolar Organics | USEPA
8300 | Hippuric Acid in Urine by Visible Absorption | NIOSH
8301 | Hippuric and Methyl Hippuric Acids | NIOSH
D5084 | Hydraulic Conductivity | ASTM
3503 | Hydrazine by Visible Absorption Spec. | NIOSH
D1385 | Hydrazine in Water | ASTM
206.3_M | Hydride Generation ICP | USEPA
200.62(C) | Hydride Generation ICP Analysis | USEPA
5520-F | Hydrocarbons by Gravimetric Analysis | APHA
50APP-E | Hydrocarbons in Atmosphere | USEPA
1500 | Hydrocarbons, BP 36-126 C by GC/FID | NIOSH
1RM-1 | Hydrogen Chloride | ENV/CANADA
26 | Hydrogen Chloride from Stationary Sources | USEPA
6010 | Hydrogen Cyanide by Visible Absorption | NIOSH
INTERIM1 | Hydrogen Cyanide Released from Wastes | USEPA
26A | Hydrogen Halide/Halogen by Isokinetic | USEPA
1SRM-1 | Hydrogen Sulfide | ENV/CANADA
6013 | Hydrogen Sulfide by Ion Chromatography | NIOSH
D4913 | Hydrogen Sulfide in Air | ASTM
D4323 | Hydrogen Sulfide in Atmosphere | ASTM
INTERIM2 | Hydrogen Sulfide Released from Wastes | USEPA
15 | Hydrogen Sulfide, Carbonyl Sulfide | USEPA
I2602 | Hydrolyzable plus Orthophosphate-Phosphorous | USDOI/USGS
5004 | Hydroquinone by HPLC | NIOSH
D514 | Hydroxide Ion in Water(discontinued 05/96) | ASTM
6010A | ICP Spectroscopy | USEPA
MM210 | ICP/MS of Th230, Tc99 and U234 | USDOE/ASD
MM800 | ICP/MS of Uranium in Water | USDOE/ASD
MM100 | ICP/MS Radionuclide Analyses | USDOE/ASD
200.7_M | ICP-AES For Trace Element Analysis | USEPA
D4478(A) | Immediate Oxygen Uptake | ASTM
9711-B | Immunofluorescence Method for Giarda & Crytosporidium | APHA
9057 | Impinger Solutions for Cl- by ICP | USEPA
D4254 | Index Density and Unit Weight of Soils | ASTM
PMD-INB | Indolebutyric Acid by UV Spectroscopy | USEPA
200.10_M | Inductively Coupled Plasma | USEPA
ICP-AES | Inductively Coupled Plasma | USEPA
6010C | Inductively Coupled Plasma - Atomic Emission Spectroscopy (ICP-AES) | USEPA
6020 | Inductively Coupled Plasma - Mass Spec. | USEPA
6020_M | Inductively Coupled Plasma - Mass Spec. | USEPA
6010B | Inductively Coupled Plasma AES | USEPA
HERL_030 | Infrared Spectroscopy | USEPA
4500-N-B | In-Line UV/Persulfate Digestion and Oxidation and Flow Injection Analysis | APHA_SM21ED
4500-N-B | In-Line UV/Persulfate Digestion and Oxidation and Flow Injection Analysis | TCEQMAIN
EPA_CLP_INOR | Inorganic Analytical Services provided under the EPA Contract Lab Program | USEPA
920.13 | Inorganic and Organometallic Pesticides | AOAC
300(A) | Inorganic Anions by Ion Chromatography | USEPA
300(B) | Inorganic Anions by Ion Chromatography | USEPA
993.3 | Inorganic Anions in Water | AOAC
PMD-AS(TIT3) | Inorganic Arsenic Compounds by Titration | USEPA
1632 | Inorganic Arsenic in Water by Hydride Generation Quartz Furnace | USEPA
12 (ATM PB) | Inorganic Lead Emissions in Air | USEPA
HERL_025 | Insecticides in Bottom Sediment | USEPA
HERL_024 | Insecticides in Soils and Housedust | USEPA
IP-1A-C | Installation and Operation Procedure | USEPA
445 | In-Vitro Determination of Chlorophyll | USEPA
D3869(A) | Iodide and Bromide in Saline Water | ASTM
D3869(B) | Iodide in Saline Water by Colorimetry | ASTM
D3869(C) | Iodide in Saline Water by ISE-I | ASTM
I1371 | Iodide in Water by Colorimetry | USDOI/USGS
4500-I-(C) | Iodide in Water by Spectrophotometry- Catalytic Reduction Method | APHA
4500-I-(B) | Iodide in Water by Spectrophotometry- Leuco Crystal Violet Method | APHA
345.1 | Iodide in Water by Titration | USEPA
I1370 | Iodide in Water by Titration | USDOI/USGS
6005 | Iodine by Ion Chromatography | NIOSH
4500-I-B | Iodine in Water by Spectrophotometry | APHA
4500-I-C | Iodine in Water by Titration | APHA
RP230 | Iodine-129 in Aqueous Solutions | USDOE/ASD
I-01 | Iodine-131 in Drinking Water | USEPA
I-01 | Iodine-131 in Milk | USDOE/EML
I-02 | Iodine-131 in Milk | USEPA
973.67 | Iodine-131, Ba-140 and Cs-137 in Milk | AOAC
235.1 | Iridium by FLAA | USEPA
235.2 | Iridium by GFAA | USEPA
3500-IR | Iridium in Water by FLAA | APHA
D932 | Iron Bacteria in Water and Deposits | ASTM
236.1 | Iron by FLAA | USEPA
236.1_M | Iron by FLAA | USEPA
7380 | Iron by FLAA | USEPA
236.2 | Iron by GFAA | USEPA
236.2_M | Iron by GFAA | USEPA
7381 | Iron by GFAA | USEPA
I5381 | Iron in Bottom Material by FLAA | USDOI/USGS
920.197(A) | Iron in Water | AOAC
920.197(B) | Iron in Water | AOAC
D1068(B) | Iron in Water by Chelation and FLAA | ASTM
3500-FE(D) | Iron in Water by Colorimetry | APHA
I1381 | Iron in Water by FLAA | USDOI/USGS
I3381 | Iron in Water by FLAA | USDOI/USGS
I7381 | Iron in Water by FLAA | USDOI/USGS
3500-FE(B) | Iron in Water by FLAA or GFAA | APHA
3500-FE(C) | Iron in Water by ICP | APHA
D1068(A) | Iron in Water Using Direct FLAA | ASTM
D1068(C) | Iron in Water Using GFAA | ASTM
D1068(D) | Iron in Water Using Photometry | ASTM
FE-01 | Iron-55 in Water Samples | USEPA
D5392 | Isolation and Enumeration of E. coli Bacteria | ASTM
D5259 | Isolation and Enumeration of Enterococci | ASTM
RS551 | Isolation of Technetium-99 by Anion Exchange | USDOE/ASD
2508 | Isophorone by GC/FID | NIOSH
1454 | Isopropyl Acetate by GC/FID | NIOSH
1618 | Isopropyl Ether by GC/FID | NIOSH
1620 | Isopropyl Glycidyl Ether by GC/FID | NIOSH
11 | Isotopic Analysis by Ge(Li) Detector | USEPA
12 (ISOTOPES) | Isotopic Analysis by NaI(Tl) Detector | USEPA
U-02 | Isotopic Uranium | USDOE/EML
U-03 | Isotopic Uranium | USDOE/EML
SE-01 | Isotopic Uranium and Radium-226 | USDOE/EML
PMD-KAR(LC) | Karbutilate by HPLC | USEPA
PMD-KAR(IR) | Karbutilate by IR Spectroscopy | USEPA
KELADA-01 | Kelada Automated Test Methods for Total Cyanide, Acid Dissociable Cyanide, and Thiocyanate | USEPA
5508 | Kepone by GC/ECD | NIOSH
HERL_009 | Kepone in Blood and Environmental Samples | USEPA
1300 | Ketone I by GC/FID | NIOSH
1301 | Ketone II by GC/FID | NIOSH
9222-F | Klebsiella- Membrane Filter Procedure | APHA
202.62(D) | KOH Fusion Samples by GFAA | USEPA
13 | Krypton, Xenon and Tritiated Methane | USEPA
KR-01 | Krypton-85 in Environmental Air Samples | USEPA
PMD-LTF(LC1) | Lactofen by HPLC | USEPA
PMD-LTF(LC2) | Lactofen by HPLC | USEPA
PMD-TFU | Lamprecid by UV Spectroscopy | USEPA
1RM-7 | Lead | ENV/CANADA
239.1 | Lead by FLAA | USEPA
239.1_M | Lead by FLAA | USEPA
7420 | Lead by FLAA | USEPA
7082 | Lead by Flame AAS | NIOSH
239.2 | Lead by GFAA | USEPA
239.2_M | Lead by GFAA | USEPA
7421 | Lead by GFAA | USEPA
7105 | Lead by GFAAS | NIOSH
8003 | Lead in Blood and Urine by FLAA | NIOSH
I5399 | Lead in Bottom Material by FLAA | USDOI/USGS
972.23 | Lead in Fish | AOAC
972.24 | Lead in Fish | AOAC
50APP-G | Lead in Particulate Matter | USEPA
2.8 | Lead in Suspended Particulate Matter | USEPA
8033 | Lead in Water | HACH
D3559(B) | Lead in Water by Chelation and FLAA | ASTM
I1400 | Lead in Water by Chelation and FLAA | USDOI/USGS
I3400 | Lead in Water by Chelation and FLAA | USDOI/USGS
I7400 | Lead in Water by Chelation and FLAA | USDOI/USGS
D3559(A) | Lead in Water by FLAA | ASTM
I1399 | Lead in Water by FLAA | USDOI/USGS
I3399 | Lead in Water by FLAA | USDOI/USGS
I7399 | Lead in Water by FLAA | USDOI/USGS
3500-PB(B) | Lead in Water by FLAA or GFAA | APHA
D3559(D) | Lead in Water by GFAA | ASTM
I1401 | Lead in Water by GFAA | USDOI/USGS
3500-PB(C) | Lead in Water by ICP | APHA
D3559(C) | Lead in Water by Polarography | ASTM
3500-PB(D) | Lead in Water by Spectrophotometry | APHA
7505 | Lead Sulfide by X-Ray Powder Diffraction | NIOSH
10216 | Lead, PAR Method | HACH
R1130 | Lead-210 | USDOI/USGS
00-03 | Lead-210 and Polonium-210 in Dried Samples | USEPA
PB-01(A) | Lead-210 in Air filters | USDOE/EML
PB-01(B) | Lead-210 in Bone | USDOE/EML
PB-01(F) | Lead-210 in Food | USDOE/EML
PB-01(W) | Lead-210 in Water | USDOE/EML
PB-01 | Lead-210 in Water and Solid Samples | USEPA
PMD-LMG | Lemongrass Oil by GC/TCD | USEPA
O3109 | Light Fuel Oils in Water | USDOI/USGS
920.34 | Lime Sulfur Solution and Dry Lime Sulfur | AOAC
PMD-LIN | Lindane by IR Spectroscopy | USEPA
PMD-LIU(LC) | Linuron by HPLC | USEPA
PMD-LIU(IR) | Linuron by IR Spectroscopy | USEPA
PMD-LIU(UV) | Linuron by UV Spectroscopy | USEPA
RI100 | Liquid Scintillation Instrumentation | USDOE/ASD
993.09 | Listeria in Dairy, Seafood and Meats | AOAC
993.12 | Listeria monocytogenes in Milk | AOAC
992.18 | Listeria Species | AOAC
992.19 | Listeria Species | AOAC
7430 | Lithium by FLAA | USEPA
I5425 | Lithium in Bottom Material by FLAA | USDOI/USGS
3500-LI(B) | Lithium in Water by FLAA | APHA
I1425 | Lithium in Water by FLAA | USDOI/USGS
I3425 | Lithium in Water by FLAA | USDOI/USGS
I7425 | Lithium in Water by FLAA | USDOI/USGS
3500-LI(D) | Lithium in Water by Flame Photometry | APHA
3500-LI(C) | Lithium in Water by ICP | APHA
D3561 | Lithium, Potassium and Sodium | ASTM
LC_PEST | Low Concentration Water for Pesticides | USEPA
410.2 | Low Level Chemical Oxygen Demand | USEPA
I-03 | Low Level Iodine-131 in Milk | USEPA
D4785 | Low Level Iodine-131 in Water | ASTM
415.2 | Low Level Total Organic Carbon in Water | USEPA
9 (TRITIUM) | Low Level Tritium in Water | USEPA
B4520 | Macrophytes- Distribution and Abundance (quantitative method) | USDOI/USGS
10400-D | Macrophyton Population Estimates | APHA
10400-E | Macrophyton Productivity | APHA
242.1 | Magnesium by FLAA | USEPA
242.1_M | Magnesium by FLAA | USEPA
7450 | Magnesium by FLAA | USEPA
I5447 | Magnesium in Bottom Material by FLAA | USDOI/USGS
920.2 | Magnesium in Water | AOAC
3500-MG(E) | Magnesium in Water by Calculation | APHA
I3448 | Magnesium in Water by Direct EPA FLAA | USDOI/USGS
3500-MG(B) | Magnesium in Water by FLAA | APHA
I1447 | Magnesium in Water by FLAA | USDOI/USGS
I3447 | Magnesium in Water by FLAA | USDOI/USGS
I7447 | Magnesium in Water by FLAA | USDOI/USGS
3500-MG(D) | Magnesium in Water by Gravimetric Analysis | APHA
3500-MG(C) | Magnesium in Water by ICP | APHA
PMD-MAL(LC) | Malathion by HPLC | USEPA
PMD-MAL(IR) | Malathion by IR Spectroscopy | USEPA
3512 | Maleic Anhydride by HPLC/UV | NIOSH
PMD-MHY(LC) | Maleic Hydrazide (MH) by HPLC | USEPA
PMD-MHY(UV) | Maleic Hydrazide by UV Spectroscopy | USEPA
963.24 | Maleic Hydrazide Pesticide Residues | AOAC
1602 | Male-specific (F+) and Somatic Coliphage in Water by Single Agar Layer (SAL) Procedure | USEPA
1601 | Male-specific (F+) and Somatic Coliphage in Water by Two-step Enrichment Procedure | USEPA
243.1 | Manganese by FLAA | USEPA
243.1_M | Manganese by FLAA | USEPA
7460 | Manganese by FLAA | USEPA
243.2 | Manganese by GFAA | USEPA
243.2_M | Manganese by GFAA | USEPA
7461 | Manganese by GFAA | USEPA
I5454 | Manganese in Bottom Material by FLAA | USDOI/USGS
8034 | Manganese in Water | HACH
920.203 | Manganese in Water | AOAC
D858(B) | Manganese in Water by Chelation and FLAA | ASTM
I1456 | Manganese in Water by Chelation and FLAA | USDOI/USGS
D858(A) | Manganese in Water by FLAA | ASTM
I1454 | Manganese in Water by FLAA | USDOI/USGS
I3454 | Manganese in Water by FLAA | USDOI/USGS
I7454 | Manganese in Water by FLAA | USDOI/USGS
3500-MN(B) | Manganese in Water by FLAA or GFAA | APHA
D858(C) | Manganese in Water by GFAA | ASTM
I1455 | Manganese in Water by GFAA | USDOI/USGS
3500-MN(C) | Manganese in Water by ICP | APHA
3500-MN(D) | Manganese in Water by Spectrophotometry | APHA
4500-P-G | Manual Digestion and Flow Injection Analysis for Orthophosphate | TCEQMAIN
4500-P-G | Manual Digestion and Flow Injection Analysis for Orthophosphate | APHA_SM21ED
4500-P-H | Manual Digestion and Flow Injection Analysis for Total Phosphorus | APHA
PART_3 | Maximum Total Trihalomethane Potential | USEPA
8302 | MBOCA in Urine by GC/ECD | NIOSH
637 | MBTS and TCMTB in Wastewater by HPLC | USEPA
10029 | m-ColiBlue24 Method of the Determination of Total Coliforms and E. coli | HACH
D3648(A) | Measurement of Radioactivity, Alpha | ASTM
D3648(B) | Measurement of Radioactivity, Beta | ASTM
D3648(C) | Measurement of Radioactivity, Gamma | ASTM
TB_253 | Measurement of Water Color | NCASI
9222A | Membrane Filter Technique for Members of the Coliform Group | APHA
600-R-00-013 | Membrane filtration plating of coliform bacteria on MI agar | USEPA
1103.1 (modified) | Membrane filtration plating of E. coli on modified mTEC agar | USEPA
9222G | Membrane filtration plating of E. coli with MUG-fluorescent detection | APHA
9222D | Membrane filtration test for fecal coliforms | APHA
640 | Mercaptobenzothiazole in Wastewaters | USEPA
HG-01 | Mercury - AA Spectroscopy | USDOE/EML
1620(C) | Mercury - CVAA | USEPA
7472 | Mercury by ASV | USEPA
6009 | Mercury by Cold Vapor Atomic Absorption | NIOSH
245.2 | Mercury by CVAA | USEPA
I-005-1 | Mercury by CVAA | USEPA
I-006-1 | Mercury by CVAA | USEPA
102 | Mercury Emissions - Hydrogen Streams | USEPA
I5462 | Mercury in Bottom Material by CVAA | USDOI/USGS
974.14 | Mercury in Fish | AOAC
977.15 | Mercury in Fish | AOAC
SFSAS_12 | Mercury in Fish | USEPA
202.2_M/HG) | Mercury in Industrial Wastes by CVAA | USEPA
7470A | Mercury in Liquid Wastes by CVAA | USEPA
SFSAS_11 | Mercury in Sediment | USEPA
245.5 | Mercury in Sediment by CVAA | USEPA
105 | Mercury in Sewage Sludge | USEPA
245.5_M | Mercury in Soil and Sediment by CVAA | USEPA
7471A | Mercury in Solid or Semisolid Waste | USEPA
7471B | Mercury in Solid or Semisolid Waste (Manual Cold Vapor Technique) | USEPA
7473 | Mercury in solids and solutions by thermal decomposition | USEPA
245.6 | Mercury in Tissue by CVAA | USEPA
977.22 | Mercury in Water | AOAC
245.2_M | Mercury in Water by Automated CVAA | USEPA
245.7 | Mercury in water by cold-vapor atomic fluorescence spectrometry | USEPA
245.1 | Mercury in Water by CVAA | USEPA
3112-B | Mercury in Water by CVAA | APHA
3500-HG(B) | Mercury in Water by CVAA | APHA
I1462 | Mercury in Water by CVAA | USDOI/USGS
I2462 | Mercury in Water by CVAA | USDOI/USGS
I3462 | Mercury in Water by CVAA | USDOI/USGS
I7462 | Mercury in Water by CVAA | USDOI/USGS
245.3 | Mercury in Water by HPLC | USEPA
245.1_M | Mercury in Water by Manual CVAA | USEPA
1631 | Mercury in Water by Oxidation, Purge and Trap, and CVAFS | USEPA
3500-HG(C) | Mercury in Water by Spectrophotometry | APHA
PMD-MDZ | Merphos by Internal Standard GC | USEPA
10200-J | Metabolic Rate Measurements | APHA
HERL_011 | Metabolites or Hydrolysis Products | USEPA
PMD-MFX | Metalaxyl by Internal Standard GC | USEPA
PMD-MEA(GC) | Metaldehyde by GC/TCD | USEPA
PMD-MEA(IR) | Metaldehyde by IR Spectroscopy | USEPA
3130 | Metals by Anodic Stripping Voltammetry | APHA
D4190 | Metals by Argon Emission Spectroscopy | ASTM
200 | Metals by Atomic Absorption | USEPA
1620(A) | Metals by Calibrated ICP | USEPA
IM-003-1 | Metals by Flame AA | USEPA
1620(B) | Metals by GFAA | USEPA
1620(D) | Metals by Semi-quantitative ICP Screen | USEPA
200.9 | Metals by Temperature Stabilized GFAA | USEPA
29 | Metals Emissions from Stationary Sources | USEPA
ITM-001 | Metals Emissions from Stationary Sources | USEPA
M-02-MTL(AAS) | Metals in Aqueous Solutions | USDOE/EML
M-02-MTL(AES) | Metals in Aqueous Solutions | USDOE/EML
SFSAS_14 | Metals in Fish | USEPA
200.11 | Metals in Fish Tissue by ICP-AES | USEPA
OSW-A | Metals in Incinerator Exhausts | USEPA
200.1 | Metals in Marine Waters by ICP/MS | USEPA
3040 | Metals in Oils, Greases and Wax | USEPA
SFSAS_13 | Metals in Sediment | USEPA
I5473 | Metals in Sediment by FLAA | USDOI/USGS
I5474 | Metals in Sediment by FLAA | USDOI/USGS
I5475 | Metals in Sediment by HYDAA | USDOI/USGS
200.7(S) | Metals in Soil by ICP-AES | USEPA
I-001-1 | Metals in Soil by XRF | USEPA
990.08 | Metals in Solid Wastes by ICP | AOAC
8310 | Metals in Urine by ICP | NIOSH
200.8(S) | Metals in Wastes by ICP/MS | USEPA
3114-C | Metals in Water by Continuous HYDAA | APHA
3111-B | Metals in Water by FLAA- Direct Air-Acetylene Flame | APHA
3111-D | Metals in Water by FLAA- Direct Nitrous Oxide-Acetylene Flame | APHA
3111-C | Metals in Water by FLAA- Extraction/Air-Acetylene Flame | APHA
3111-E | Metals in Water by FLAA- Extraction/Nitrous Oxide-Acetylene Flame | APHA
3113-B | Metals in Water by GFAA | APHA
3120 | Metals in Water by ICP | APHA
I1472 | Metals in Water by ICP | USDOI/USGS
200.7 | Metals in Water by ICP-AES | USEPA
200.7(W) | Metals in Water by ICP-AES | USEPA
3114-B | Metals in Water by Manual HYDAA | APHA
200.15 | Metals in Water by Nebulization and ICP-AES | USEPA
200.8 | Metals in Waters by ICP/MS | USEPA
200.8(W) | Metals in Waters by ICP/MS | USEPA
D4185 | Metals in Workplace Atmosphere by AAS | ASTM
6211-B | Methane in Water by Combustable Gas | APHA
6211-C | Methane in Water by Volumetric Analysis | APHA
2000 | Methanol by GC/FID | NIOSH
PMD-MEL | Methidathion by GC/FID | USEPA
PMD-MEM | Methiocarb by IR Spectroscopy | USEPA
60-24 | Methods for Soil Characterization-Organic Matter | USDA
PMD-MER | Methomyl by HPLC | USEPA
PMD-MET | Methoprene by Internal Standard GC | USEPA
PMD-MEY(GC) | Methoxychlor by GC/FID | USEPA
PMD-MEY(LC) | Methoxychlor by HPLC | USEPA
PMD-MEY(IR) | Methoxychlor by IR Spectroscopy | USEPA
1458 | Methyl Acetate by GC/FID | NIOSH
1459 | Methyl Acrylate by GC/FID | NIOSH
1451 | Methyl Cellosolve Acetate by GC/FID | NIOSH
1001 | Methyl Chloride by GC/FID | NIOSH
2500 | Methyl Ethyl Ketone by GC/FID | NIOSH
3508 | Methyl Ethyl Ketone Peroxide by VA Spec. | NIOSH
8002 | Methyl Ethyl Ketone, Ethanol and Toluene | NIOSH
1014 | Methyl Iodide by GC/FID | NIOSH
1630 | Methyl Mercury in Water by Distillation, Aqueous Ethylation, Purge and Trap and CVAFS | USEPA
2537 | Methyl Methacrylate by GC/FID | NIOSH
PMD-MGC | Methyl Nonyl Ketone (MNK) by GC/TCD | USEPA
1615 | Methyl tert-Butyl Ether by GC/FID | NIOSH
2542 | Methyl-, Ethyl- and n-Butyl Mercaptans | NIOSH
1611 | Methylal by GC/FID | NIOSH
1404 | Methylcyclohexane by GC/FID | NIOSH
2521 | Methylcyclohexanone by GC/FID | NIOSH
O3111 | Methylene Blue Active Substance in Water | USDOI/USGS
425.1 | Methylene Blue Active Substances | USEPA
D2330 | Methylene Blue Active Substances | ASTM
1005 | Methylene Chloride by GC/FID | NIOSH
PMD-MGU(GC) | Metobromuron by GC/TCD | USEPA
PMD-MGU(IR) | Metobromuron by IR Spectroscopy | USEPA
PMD-MHX | Mexacarbate by GC/TCD | USEPA
D5465(C) | Microbial Counts from Water by Plating | ASTM
D5465(A) | Microbial Counts from Waters by Plating | ASTM
D5465(B) | Microbial Counts from Waters by Plating | ASTM
949.12 | Microchemical Deter. of Carbon and Hydrogen | AOAC
972.43 | Microchemical Deter. of Carbon, H and N | AOAC
956.07 | Microchemical Determination of Alkoxyl Group | AOAC
952.24 | Microchemical Determination of Br, Cl, or I | AOAC
974.36 | Microchemical Determination of Br, Cl, or I | AOAC
961.16 | Microchemical Determination of Fluorine | AOAC
960.52 | Microchemical Determination of Nitrogen | AOAC
963.29 | Microchemical Determination of Oxygen | AOAC
957.18 | Microchemical Determination of Phosphorus | AOAC
952.25 | Microchemical Determination of Sulfur | AOAC
955.48 | Microchemical Determination of Sulfur | AOAC
975.53 | Microchemical Determination of Sulfur | AOAC
976.29 | Microchemical Determination of Sulfur | AOAC
410.1 | Mid-Level Chemical Oxygen Demand | USEPA
5026 | Mineral Oil Mist by Infrared Spec. | NIOSH
E-SPEC(CMPX) | Minor Elements by Complexing | USDOI/USGS
E-SPEC(PRCP) | Minor Elements by Precipitation | USDOI/USGS
E-SPEC(IR) | Minor Elements by Residue-IR | USDOI/USGS
E-SPEC(UV) | Minor Elements by Residue-UV | USDOI/USGS
920.202 | Mn, I, Br, As and Boric Acid in Water | AOAC
4 | Moisture Content in Stack Gases | USEPA
D2974(A) | Moisture, Ash, and Organic Matter of Peat and Other Organic Soils | ASTM
D3372 | Molybdenum by Chelation and FLAA | ASTM
I1490 | Molybdenum by Chelation and FLAA | USDOI/USGS
I3490 | Molybdenum by Chelation and FLAA | USDOI/USGS
I5490 | Molybdenum by Chelation and FLAA | USDOI/USGS
I7490 | Molybdenum by Chelation and FLAA | USDOI/USGS
246.1 | Molybdenum by FLAA | USEPA
7480 | Molybdenum by FLAA | USEPA
246.2 | Molybdenum by GFAA | USEPA
7481 | Molybdenum by GFAA | USEPA
3500-MO(B) | Molybdenum in Water by FLAA | APHA
3500-MO(C) | Molybdenum in Water by ICP | APHA
115 | Monitoring for Radon-222 | USEPA
PMD-MOK(GC) | Monocrotophos by GC/FID | USEPA
PMD-MOK(IR) | Monocrotophos by IR Spectroscopy | USEPA
949.09 | Monofluoroacetic Acid Pesticide Residues | AOAC
949.1 | Monofluoroacetic Acid Pesticide Residues | AOAC
5521 | Monomeric Isocyanates by HPLC/UV | NIOSH
3511 | Monomethylaniline by GC/FID | NIOSH
3510 | Monomethylhydrazine by Visible Spec. | NIOSH
PMD-MON(TITR) | Monuron by Hydrolysis and Titration | USEPA
PMD-MON(IR) | Monuron by IR Spectroscopy | USEPA
PMD-MON(UV) | Monuron by UV Spectroscopy | USEPA
992.11 | Motile and Nonmotile Salmonella in Foods | AOAC
989.13 | Motile Salmonella in Foods | AOAC
9221-C | Multiple-Tube Fermentation for Coliform | APHA
991.09 | Munition Residues in Soil by HPLC | AOAC
PMD-MBL | Myclobutanil by GC/FID | USEPA
D3327 | N, S, Ni and V in Waterborne Oils | ASTM
300.7 | Na, NH4, Mg, K and Ca - IONCHR | IL/SWSD
D4962 | NaI(Tl) Gamma-Ray Spectrometry of Water | ASTM
PMD-NAP | Naphthaleneacetic Acid by HPLC | USEPA
1550 | Naphthas by GC/FID | NIOSH
970.54 | Naphthyleneacetic Pesticide Residues | AOAC
PMD-NBL | Naptalam by UV Spectroscopy | USEPA
1616 | n-Butyl Glycidyl Ether by GC/FID | NIOSH
2012 | n-Butylamine by GC/FID | NIOSH
PMD-NEB(IR) | Neburon by IR Spectroscopy | USEPA
PMD-NEB(UV) | Neburon by UV Spectroscopy | USEPA
2130-B | Nephelometric Method | APHA
I3860 | Nephelometric Turbidity in Water | USDOI/USGS
1664A | N-Hexane Extractable Material (HEM; Oil and Grease) and (SGT-HEM; Non-Polar Material) by Extraction and Gravimetry | USEPA
RP300 | Ni-59 and Ni-63 in Aqueous Samples | USDOE/ASD
249.1 | Nickel by FLAA | USEPA
249.1_M | Nickel by FLAA | USEPA
7520 | Nickel by FLAA | USEPA
249.2 | Nickel by GFAA | USEPA
249.2_M | Nickel by GFAA | USEPA
7521 | Nickel by GFAA | USEPA
6007 | Nickel Carbonyl AA Graphite Furnace | NIOSH
I5499 | Nickel in Bottom Material by FLAA | USDOI/USGS
8037 | Nickel in Water | HACH
D1886(B) | Nickel in Water by Chelation and FLAA | ASTM
I1500 | Nickel in Water by Chelation and FLAA | USDOI/USGS
I3500 | Nickel in Water by Chelation and FLAA | USDOI/USGS
I7500 | Nickel in Water by Chelation and FLAA | USDOI/USGS
D1886(A) | Nickel in Water by FLAA | ASTM
I1499 | Nickel in Water by FLAA | USDOI/USGS
I3499 | Nickel in Water by FLAA | USDOI/USGS
I7499 | Nickel in Water by FLAA | USDOI/USGS
3500-NI(B) | Nickel in Water by FLAA or GFAA | APHA
D1886(C) | Nickel in Water by GFAA | ASTM
I1501 | Nickel in Water by GFAA | USDOI/USGS
3500-NI(C) | Nickel in Water by ICP | APHA
10220 | Nickel, Dimethylglyoxime Method | HACH
PMD-NCS | Nicosulfuron by HPLC | USEPA
2544 | Nicotine by GC/NPD | NIOSH
PMD-NIC | Nicotine by HPLC | USEPA
D5075 | Nicotine in Indoor Air - GC/NPD | ASTM
IP-2A | Nicotine in Indoor Air - XAD-4 | USEPA
IP-2B | Nicotine in Indoor Air-Cassette | USEPA
964.2 | Nicotine Residues | AOAC
RP330 | Niobium-93m and 94 in Aqueous Solutions | USDOE/ASD
353.2_M | Nitrate and Nitrite by Colorimetry | USEPA
4500-NO3(F) | Nitrate in Water- Automated Cadmium Reduction | APHA
4500-NO3(H) | Nitrate in Water- Automated Hydrazine Reduction | APHA
4500-NO3(C) | Nitrate in Water by Ion Chromatography | APHA
9210 | Nitrate in Water by ISE | USEPA
9200 | Nitrate in Water by Spectrophotometry | USEPA
9200A | Nitrate in Water by Spectrophotometry | USEPA
4500-NO3(B) | Nitrate in Water by Ultraviolet Spectrophotometry | APHA
4500-NO3(E) | Nitrate in Water- Cadmium Reduction | APHA
4500-NO3(I) | Nitrate in Water- Cadmium Reduction Flow Injection | APHA
4500-NO3(G) | Nitrate in Water- Titanous Chloride Reduction | APHA
4500-NO3(D) | Nitrate in Water Using an ISE | APHA
352.1 | Nitrate Nitrogen by Colorimetry | USEPA
NITRO-12 | Nitrate Nitrogen in Saline Water | USDOC/NOAA
NITRO-15 | Nitrate plus Nitrite in Sediment | USDOC/NOAA
NITRO-9 | Nitrate plus Nitrite Nitrogen | USDOC/NOAA
10206 | Nitrate, Dimethylphenol Method | HACH
NITRO-8 | Nitrate-Nitrite in Water | USDOC/NOAA
353.6 | Nitrate-Nitrite in Wet Deposition | IL/SWSD
353.3 | Nitrate-Nitrite Nitrogen by Cd Reduction | USEPA
353.1 | Nitrate-Nitrite Nitrogen by Colorimetry | USEPA
353.2 | Nitrate-Nitrite Nitrogen by Colorimetry | USEPA
8171 | Nitrates in Water | HACH
6014 | Nitric Oxide and Nitrogen Dioxide | NIOSH
B0420 | Nitrifying Bacteria- MPN Method | USDOI/USGS
D3371 | Nitriles in Aqueous Solution | ASTM
8507 | Nitrite in Water | HACH
4500-NO2(B) | Nitrite in Water by Colorimetry | APHA
4500-NO2(C) | Nitrite in Water by Ion Chromatography | APHA
354.1 | Nitrite Nitrogen by Spectophotometry | USEPA
NITRO-10 | Nitrite Nitrogen in Saline Water | USDOC/NOAA
NITRO-11 | Nitrite Nitrogen in Seawater | USDOC/NOAA
NITRO-14 | Nitrite Nitrogen in Water | USDOC/NOAA
I2545(S) | Nitrite- Plus Nitrate-Nitrogen in Solids | USDOI/USGS
I2543 | Nitrite- plus Nitrate-Nitrogen in Water | USDOI/USGS
I2545(W) | Nitrite- Plus Nitrate-Nitrogen in Water | USDOI/USGS
10207 | Nitrite, Diazotization Method | HACH
D3867(A) | Nitrite-Nitrate Automated Cd Reduction | ASTM
D3867(B) | Nitrite-Nitrate by Manual Cd Reduction | ASTM
I-2540-90 | Nitrite-Nitrogen in Water by Colorimetry | USDOI/USGS
I1540 | Nitrite-Nitrogen in Water by Colorimetry | USDOI/USGS
I2539 | Nitrite-Nitrogen in Water by Colorimetry | USDOI/USGS
8090(ECD) | Nitroaromatics and Cyclic Ketones | USEPA
8090(FID) | Nitroaromatics and Cyclic Ketones | USEPA
8091 | Nitroaromatics and Cyclic Ketones | USEPA
609(A) | Nitroaromatics and Isopherone by GC | USEPA
609(B) | Nitroaromatics and Isophorone | USEPA
8330(S) | Nitroaromatics and Nitramines by HPLC | USEPA
8330(W) | Nitroaromatics and Nitramines by HPLC | USEPA
2005 | Nitrobenzenes by GC/FID | NIOSH
2526 | Nitroethane by GC/FID | NIOSH
973.49(E) | Nitrogen (Ammonia) in Water | AOAC
973.49(F) | Nitrogen (Ammonia) in Water | AOAC
973.5 | Nitrogen (Nitrate) in Water | AOAC
991.07 | Nitrogen and Phosphorus in Drinking Water | AOAC
507 | Nitrogen and Phosphorus Pesticides | USEPA
D5475 | Nitrogen and Phosphorus Pesticides in Water | ASTM
I-4650-03 | Nitrogen and Phosphorus, Total, Whole-water, Alkaline Persulfate Digest | USDOI/USGS
IP-5C | Nitrogen Dioxide - Air, IONCHR | USEPA
IP-5A | Nitrogen Dioxide - Air, Luminescence | USEPA
IP-5B | Nitrogen Dioxide - Air, Palmes Tubes | USEPA
D1607 | Nitrogen Dioxide in Atmosphere | ASTM
D1608 | Nitrogen Dioxide in Atmosphere | ASTM
2.3 | Nitrogen Dioxide in the Atmosphere | USEPA
D5176 | Nitrogen in Water by Pyrolysis Detection | ASTM
7 (ATM NOX) | Nitrogen Oxide from Stationary Sources | USEPA
7A | Nitrogen Oxide from Stationary Sources | USEPA
7B | Nitrogen Oxide from Stationary Sources | USEPA
7C | Nitrogen Oxide from Stationary Sources | USEPA
7D | Nitrogen Oxide from Stationary Sources | USEPA
7E | Nitrogen Oxide from Stationary Sources | USEPA
20 | Nitrogen Oxides and Sulfur Dioxide in Air | USEPA
D3608 | Nitrogen Oxides in Atmosphere | ASTM
10001 | Nitrogen, Ammonia, Electrode | HACH
10002 | Nitrogen, Ammonia, Electrode, Known Addition | HACH
I-4540-85 | Nitrogen, nitrite, total, in water by colorimetric, diazotization, automated-segmented flow | USDOI/USGS
10208 | Nitrogen, Total Persulfate Digestion Method | HACH
633.1 | Nitrogen-Containing Pesticides in Water | USEPA
2507 | Nitroglycerin GC/ECD | NIOSH
8332 | Nitroglycerine by HPLC | USEPA
2527 | Nitromethane GC/ECD | NIOSH
PMD-NTP(TIT1) | Nitrophenols by Titration | USEPA
PMD-NTP(TIT2) | Nitrophenols by Titration | USEPA
2522 | Nitrosamine by GC/TEA | NIOSH
8070 | Nitrosamines by Gas Chromatography | USEPA
8070A | Nitrosamines by Gas Chromatography | USEPA
607 | Nitrosamines in Wastewater by GC | USEPA
6600 | Nitrous Oxide by Infrared Spectrophotometry | NIOSH
985.23 | N-Methylcarb. Insecticide/Metabolite Residue | AOAC
991.06 | N-Methylcarb.s in Drinking Water | AOAC
975.4 | N-Methylcarbamate Insecticide Residues | AOAC
8318(S) | n-Methylcarbamates by HPLC | USEPA
8318(W) | n-Methylcarbamates by HPLC | USEPA
531.1 | N-Methylcarbamates in Water by HPLC | USEPA
TO-7 | N-Nitrosodimethylamine in Air | USEPA
50APP-F | NO2 in Atmosphere - Chemiluminescense | USEPA
160.2 | Non-Filterable Residue - TSS | USEPA
8015B | Non-Halogenated Organics Using GC/FID | USEPA
8015A | Non-Halogenated Volatile Organics | USEPA
5540-D | Nonionic Surfactants as CTAS | APHA
TO-12 | Non-Methane Organic in Ambient Air | USEPA
25C | Nonmethane Organics in Landfill Gases | USEPA
5F | Non-Sulfate Particulate Matter in Air | USEPA
5B | Nonsulfuric Acid Particulate Matter | USEPA
5560-B | Non-Volatile and Volatile Organic Acids | APHA
8321 | Non-Volatile Compounds by HPLC | USEPA
8325(CRT) | Non-Volatile Compounds by HPLC/PB/MS | USEPA
8325(DSK) | Non-Volatile Compounds by HPLC/PB/MS | USEPA
8325(LLE) | Non-Volatile Compounds by HPLC/PB/MS | USEPA
8321A | Non-Volatile Compounds by HPLC/TS/MS | USEPA
3500-SE(G) | Nonvolatile Organic Selenium in Water | APHA
PMD-NOB | Norbormide by UV Spectroscopy | USEPA
430.2 | NTA by Automated Colorimetric Analysis | USEPA
430.1 | NTA by Manual Colorimetric Determination | USEPA
TO-4 | O-C Pesticides and PCB - Ambient Air | USEPA
D1292 | Odor in Water | ASTM
2150 | Odor in Water by Threshold Testing | APHA
140.1 | Odor in Water Using a Consistent Series | USEPA
1652 | Oil and Grease | USEPA
D3921 | Oil and Grease and Petroleum Hydrocarbons | ASTM
C-005-1 | Oil and Grease by Extraction/Gravimetry | USEPA
5520-B | Oil and Grease by Gravimetric Analysis | APHA
5520-D | Oil and Grease by Gravimetric Analysis | APHA
5520-C | Oil and Grease by Infrared Spectroscopy | APHA
D4281(A) | Oil and Grease by Liquid-Liquid Extraction | ASTM
D4281(B) | Oil and Grease by Soxhlet Extraction | ASTM
9071A | Oil and Grease in Sludge and Sediment | USEPA
8005 | Oil and Grease in Water | HACH
D5462 | On-Line Measurement of Low Level DO | ASTM
9 (OPACITY) | Opacity of Air Emissions | USEPA
203C | Opacity of Emission - Instantaneous Regs. | USEPA
203B | Opacity of Emission - Time Exception Regs. | USEPA
D1941 | Open Channel Flow Measurement by Flume | ASTM
D4408 | Open-Channel Flow by Acoustic Means | ASTM
D4409 | Open-Channel Flow by RECM | ASTM
D5389 | Open-Channel Flow Measurement by Acoustic Velocity Meter | ASTM
D3858 | Open-Channel Flow Measurement by Area | ASTM
D5390 | Open-Channel Flow Measurement by Palmer-Bowlus Flumes | ASTM
D5243 | Open-Channel Flow of Water at Culverts | ASTM
HERL_001 | Organchlorine Pesticides in Tissue | USEPA
OM500R | Organic Acids in Mixed Hazard Waste by LC/MS | USDOE/ASD
MC_PEST(S) | Organic Analysis For Pesticides/Aroclors | USEPA
MC_PEST(W) | Organic Analysis For Pesticides/Aroclors | USEPA
EPA_CLP_ORG | Organic Analytical Services provided under the EPA Contract Lab Program | USEPA
PMD-AS(TIT4) | Organic Arsenic by Digestion and Titration | USEPA
973.47 | Organic Carbon in Water | AOAC
8000A | Organic Compounds by Gas Chromatography | USEPA
8000B | Organic Compounds by Gas Chromatography | USEPA
D4128 | Organic Compounds in Water by GC/MS | ASTM
1649 | Organic Halides by Coulometry | USEPA
1648 | Organic Halides by Neutron Activation | USEPA
1650 | Organic Halides in Water | USEPA
D4744 | Organic Halides in Water | ASTM
5110 | Organic Phase Vapor Pressure in Waste | USEPA
3H-03 | Organically Labeled Tritium | USDOE/EML
OHC | Organics Analysis, Multi-Media, Hi-Conc | USEPA
6040-B | Organics by Closed Loop Stripping | APHA
D4763 | Organics by Fluorescence Spectroscopy | ASTM
1018 | Organics by GC/FID | NIOSH
2540 | Organics by HPLC/UV | NIOSH
SFSAS_29 | Organics in Biological Tissue | USEPA
SFSAS_6 | Organics in Fish | USEPA
SFSAS_16 | Organics in Sediment | USEPA
625-S | Organics in Sludge - Base/Neutral and Acid | USEPA
624-S | Organics in Sludge - Volatiles | USEPA
525.1 | Organics in Water by Gas Chromatography | USEPA
525.2 | Organics in Water by Gas Chromatography | USEPA
6040-C | Organics in Water by Purge and Trap GC | APHA
974.22 | Organo Pesticide Residue - Carbon Column | AOAC
968.24 | Organo Pesticide Residue - Sweep Codist. | AOAC
985.22 | Organo Pesticide Residues - GC | AOAC
970.52 | Organo Pesticide Residues - Multiresidue | AOAC
O5104 | Organochlorine and -phosphorous in Solid | USDOI/USGS
O7104 | Organochlorine and -phosphorous in Solid | USDOI/USGS
O3104 | Organochlorine and -phosphorous in Water | USDOI/USGS
O9104 | Organochlorine Compounds in Fish Tissue | USDOI/USGS
972.05 | Organochlorine Pesticide Contamination | AOAC
990.06 | Organochlorine Pesticide in Water by GC | AOAC
984.21 | Organochlorine Pesticide Residues in Fats | AOAC
983.21 | Organochlorine Pesticide/PCB Residues | AOAC
IP-8 | Organochlorine Pesticides - Indoor Air | USEPA
8081 | Organochlorine Pesticides and PCBs | USEPA
8081(S) | Organochlorine Pesticides and PCBs | USEPA
8081(W) | Organochlorine Pesticides and PCBs | USEPA
608 | Organochlorine Pesticides and PCBs by GC | USEPA
8081A | Organochlorine Pesticides and PCBs by GC | USEPA
8081A(SNB) | Organochlorine Pesticides and PCBs by GC | USEPA
8081A(SWB) | Organochlorine Pesticides and PCBs by GC | USEPA
8081A(WNB) | Organochlorine Pesticides and PCBs by GC | USEPA
8081A(WWB) | Organochlorine Pesticides and PCBs by GC | USEPA
TO-10 | Organochlorine Pesticides in Air | USEPA
608.1 | Organochlorine Pesticides in Wastewater | USEPA
608.2 | Organochlorine Pesticides in Wastewater | USEPA
D3086 | Organochlorine Pesticides in Water | ASTM
6630-B | Organochlorine Pesticides in Water by GC | APHA
6630-C | Organochlorine Pesticides in Water by GC | APHA
6630-D | Organochlorine Pesticides in Water by GC | APHA
211.1 | Organochlorine Residues for Fatty Foods | USFDA
505 | Organohalide Pesticides and PCB in Water | USEPA
617 | Organohalide Pesticides and PCBs | USEPA
D5175 | Organohalide Pesticides and PCBs by GC | ASTM
1656(ECD) | Organohalide Pesticides in Wastewater | USEPA
1656(HSD) | Organohalide Pesticides in Wastewater | USEPA
633 | Organonitrogen Pesticides in Wastewater | USEPA
970.53 | Organophos. Pesticide Residues - Sweep Osc. | AOAC
231.1 | Organophosphorous Residue for Fatty Food | USFDA
8141 | Organophosphorus Compounds by Gas Chromatography: Capillary Column Technique | USEPA
8141(S) | Organophosphorus Compounds in Soil by GC | USEPA
8141A(S) | Organophosphorus Compounds in Soil by GC | USEPA
8141(W) | Organophosphorus Compounds in Water | USEPA
8141A(W) | Organophosphorus Compounds in Water | USEPA
8140 | Organophosphorus Pesticides by GC | USEPA
5600 | Organophosphorus Pesticides by GC/FPD | NIOSH
614 | Organophosphorus Pesticides I | USEPA
614.1 | Organophosphorus Pesticides II | USEPA
622 | Organophosphorus Pesticides III by GC | USEPA
P-006-1 | Organophosphorus Pesticides in Soil | USEPA
1657 | Organophosphorus Pesticides in Water | USEPA
P-005-1 | Organophosphorus Pesticides in Water | USEPA
PMD-TLC(OTP) | Organothiophosphates by TLC | USEPA
5504 | Organotin Compounds (as Sn) by HPLC/GFAA | NIOSH
365.5 | Orthophosphate in Water by Colorimetry | USEPA
365.6 | Orthophosphate in Wet Deposition | IL/SWSD
I1602 | Orthophosphate plus Hydrolyzable Phosphorous | USDOI/USGS
I1601 | Orthophosphate-Phosphorus by Colorimetry | USDOI/USGS
I2598 | Orthophosphate-Phosphorus by Colorimetry | USDOI/USGS
I2601 | Orthophosphate-Phosphorus by Colorimetry | USDOI/USGS
PMD-ORY | Oryazlin by UV Spectroscopy | USEPA
252.1 | Osmium by FLAA | USEPA
252.2 | Osmium by GFAA | USEPA
7550 | Osmium in Various Matrices by FLAA | USEPA
3500-OS | Osmium in Water by FLAA | APHA
5021 | o-Terphenyl by Gas Chromatography | NIOSH
PMD-OVO | Ovex by IR Spectroscopy | USEPA
PMD-OXB | Oxamyl by HPLC | USEPA
D1498 | Oxidation-Reduction Potential for Water | ASTM
2580 | Oxidation-Reduction Potential of Water | APHA
973.45 | Oxygen (Dissolved) in Water | AOAC
3A | Oxygen and Carbon Dioxide in Air | USEPA
6601 | Oxygen by Electrochemical Sensor | NIOSH
2350-D | Ozone Demand or Requirement of Water- Batch Method | APHA
2350-E | Ozone Demand or Requirement of Water- Semi-Batch Method | APHA
D5149 | Ozone in Atmosphere - Chemiluminescence | ASTM
1AP73-7 | Ozone in the Atmosphere | ENV/CANADA
50APP-D | Ozone in the Atmosphere | USEPA
8311 | Ozone in Water | HACH
8275A | PAHs and PCBs in Soils/Wastes: TE/GC/MS | USEPA
PAH-002 | PAHs in Water by GC/FID | USEPA
D4657 | PAHs in Water by HPLC/UV | ASTM
253.1 | Palladium by FLAA | USEPA
253.2 | Palladium by GFAA | USEPA
3500-PD | Palladium in Water | APHA
HERL_012 | para-Nitrophenol in Urine | USEPA
PMD-PAP | Paraquat by HPLC | USEPA
5003 | Paraquat by HPLC/UV | NIOSH
PMD-PAR(LC) | Parathion by HPLC | USEPA
PMD-PAR(GC) | Parathion in Carbaryl by GC/FID | USEPA
2560-B | Particle Counting by Electrical Sensing | APHA
2560-C | Particle Counting by Light-Blockage | APHA
2560-D | Particle Counting by Light-Scattering | APHA
D422 | Particle-Size Analysis of Soils | ASTM
108 | Particulate and Gaseous Arsenic | USEPA
17 | Particulate Emissions in Air | USEPA
5 | Particulate Emissions in Air | USEPA
5A | Particulate Emissions in Air | USEPA
5D | Particulate Emissions in Air | USEPA
5E | Particulate Emissions in Air | USEPA
5G | Particulate Emissions in Air | USEPA
5H | Particulate Emissions in Air | USEPA
2530-B | Particulate Floatables in Water | APHA
2.1 (PART.PM10) | Particulate Matter as PM10 in Atmosphere | USEPA
2.11 | Particulate Matter as PM10 in Atmosphere | USEPA
D1704 | Particulate Matter in Atmosphere | ASTM
508A | PCB Screen by Perchlorination and GC | USEPA
990.07 | PCBs (Aroclor 1254) in Serum by GC | AOAC
PCB-005 | PCBs and Pesticide in Soil | USEPA
8082(S) | PCBs as Aroclors by Capillary Column GC | USEPA
8082(W) | PCBs as Aroclors by Capillary Column GC | USEPA
HERL_020 | PCBs in Adipose Tissue | USEPA
HERL_017 | PCBs in Human Milk by Macro Method | USEPA
HERL_018 | PCBs in Human Milk by Micro Method | USEPA
OP100R | PCBs in Radioactive Wastes Using GC-ECD | USDOE/ASD
PCB-009 | PCBs in Soil and Oil | USEPA
PCB-006 | PCBs in Soil as Decachlorobiphenyl by GC | USEPA
OG100R | PCBs in Solid Radioactive Wastes | USDOE/ASD
SFSAS_2 | PCBs in Transformer Fluid and Waste Oil | USEPA
PCB-003 | PCBs in Water | USEPA
D3534(ECD) | PCBs in Water by Gas Chromatography | ASTM
D3534(ELCD) | PCBs in Water by Gas Chromatography | ASTM
DIOX(O) | PCDD and PCDF in Chemical Waste by CGC/MS | USEPA
DIOX(S) | PCDD and PCDF in Soil by CGC/MS | USEPA
DIOX(W) | PCDD and PCDF in Water by CGC/MS | USEPA
1RM-19 | PCDDs and PCDFs | ENV/CANADA
23 | PCDDs and PCDFs in Air Emissions | USEPA
2014 | p-Chlorophenol by HPLC/UV | NIOSH
PMD-PAD(GC) | p-Dichlorobenzene by GC | USEPA
PMD-PAD(IR) | p-Dichlorobenzene by IR Spectroscopy | USEPA
1673 | PEG-600 by Derivatization and HPLC | USEPA
PMD-PIX | Pendimethalin by GC/TCD | USEPA
2517 | Pentachloroethane by GC/ECD | NIOSH
HERL_006 | Pentachlorophenol and Salts in Urine | USEPA
PMD-PCP(GC) | Pentachlorophenol by GC/FID | USEPA
PMD-PCP(LC) | Pentachlorophenol by HPLC | USEPA
5512 | Pentachlorophenol by HPLC/UV | NIOSH
HERL_005 | Pentachlorophenol in Blood | USEPA
8001 | Pentachlorophenol in Blood by GC/ECD | NIOSH
O-001-1 | Pentachlorophenol in Soil | USEPA
O-008-1 | Pentachlorophenol in Soil by GC/ECD | USEPA
8303 | Pentachlorophenol in Urine by GC/ECD | NIOSH
5032 | Pentamidine Isethionate by HPLC | NIOSH
314 | Perchlorate in Drinking Water using Ion Chromatography | USEPA
CTM-010 | Perchloroethylene of Wet Waste Materials | USEPA
B3545 | Periphyton Enumberation- Inverted-Microscope Method | USDOI/USGS
B3501 | Periphyton Enumberation- Sedgwick-Rafter Method | USDOI/USGS
B3520 | Periphyton- Gravimetric Method for Biomass Determination | USDOI/USGS
10300-D | Periphyton Primary Productivity | APHA
10300-C | Periphyton Sample Analysis | APHA
SFSAS_24 | Permeability of Cohesionless Soil | USEPA
SFSAS_25 | Permeability of Soil | USEPA
SFSAS_28 | Permeability of Soil Using Constant-Head | USEPA
SFSAS_26 | Permeability of Soil with Back Pressure | USEPA
SFSAS_27 | Permeability of Soil with Consolidometer | USEPA
4500-N-C | Persufate Method for Total Nitrogen | APHA
4500-P-J | Persulfate Method for Simultaneous Determination of Total Nitrogen and Total Phosphorus | APHA
4500-N-C | Persulfate Method for Total Nitrogen | APHA_SM20ED
4500-N-C | Persulfate Method for Total Nitrogen | 21CABCH_WQX
1618 | Pesticides and Herbicides | USEPA
HERL_010 | Pesticides and Metabolites in Tissue | USEPA
992.14 | Pesticides and Metabolites in Water | AOAC
680 | Pesticides and PCBs | USEPA
8080A | Pesticides and PCBs | USEPA
D4861 | Pesticides and PCBs | ASTM
HERL_016 | Pesticides in Air | USEPA
HERL_004 | Pesticides in Blood or Serum | USEPA
HERL_026 | Pesticides in Human Tissue and Milk | USEPA
HERL_003 | Pesticides in Tissue and Human Milk | USEPA
O-1126-95 | Pesticides in Water by C-18 Solid-Phase Extraction and GC-MS | USDOI/USGS
O-1131-95 | Pesticides in Water by Solid Phase Extraction and High Performance Liquid Chromatography (HPLC) | USDOI/USGS
150.1 | pH | USEPA
150.2 | pH by Continuous Monitoring | USEPA
150.2_M | pH in Industrial Waste Materials | USEPA
D4980(B) | pH in Waste - pH Meter | ASTM
D4980(A) | pH in Waste - pH Paper | ASTM
4500-H | pH in Water | APHA
8156 | pH in Water | HACH
9040A | pH in Water by Electrometric Measurement | USEPA
4500-H+B | pH in Water by Potentiometry, pH Value in Water by Potentiometry Using a Standard Hydrogen Electrode | APHA
M-02-PH | pH Measurements | USDOE/EML
D5015 | pH of Atmosphere | ASTM
973.41 | pH of Water | AOAC
D1293(A) | pH of Water By Precise Lab Measurement | ASTM
D1293(B) | pH of Water By Routine Measurement | ASTM
D5128 | pH of Water of Low Conductivity | ASTM
D5464(A) | pH of Water of Low Conductivity | ASTM
D5464(B) | pH of Water of Low Conductivity | ASTM
150.6 | pH of Wet Deposition - pH Meter | IL/SWSD
60-21A | pH Reading of Saturated Soil Paste | USDA
9041A | pH using Paper | USEPA
1694 | Pharmaceuticals and personal care products in water, soil, sediment, and biosolids by HPLC/MS/MS | USEPA
8305 | Phenol and p-Cresol in Urine by GC/FID | NIOSH
D1783(A) | Phenolic Compounds in Water | ASTM
D1783(B) | Phenolic Compounds in Water | ASTM
8203 | Phenolphthalein and Total Alkalinity by Digital Titrator | HACH
PMD-PFH(GC) | Phenols and Chlorophenols by GC/TCD | USEPA
PMD-PFH(TD) | Phenols and Chlorophenols Technical Data | USEPA
8041 | Phenols by Capillary Column GC | USEPA
8040A(ECD) | Phenols by Gas Chromatography | USEPA
8040A(FID) | Phenols by Gas Chromatography | USEPA
SFSAS_10 | Phenols in Sediment | USEPA
604(B) | Phenols in Wastewater by GC/ECD | USEPA
604(A) | Phenols in Wastewater by GC/FID | USEPA
8047 | Phenols in Water | HACH
O-005-1 | Phenols in Water and Soil by GC | USEPA
6420-BA | Phenols in Water by Gas Chromatography | APHA
6420-BB | Phenols in Water by Gas Chromatography | APHA
6420-C | Phenols in Water by Gas Chromatography | APHA
D2580 | Phenols in Water by Gas-Liquid Chromatograph | ASTM
5530-C | Phenols in Water by Spectrophotometry- Chloroform Extraction Meth | APHA
5530-D | Phenols in Water by Spectrophotometry- Direct Photometric Method | APHA
PMD-PFI | Phenothiazine by IR Spectroscopy | USEPA
1658 | Phenoxy-Acid Herbicides in Wastewater | USEPA
P-007-1 | Phenoxyherbicides in Soil/Sediment | USEPA
P-008-1 | Phenoxyherbicides in Water | USEPA
1617 | Phenyl Ether by GC/FID | NIOSH
2013 | Phenyl Ether-Diphenyl Mixture by GC/FID | NIOSH
1619 | Phenyl Glycidyl Ether by GC/FID | NIOSH
3518 | Phenylhydrazine by Visible Absorption | NIOSH
PMD-PGM | Phorate by IR Spectroscopy | USEPA
TO-6 | Phosgene Determination in Air | USEPA
6002 | Phosphine by UV-VIS Spectrometer | NIOSH
I6600 | Phosphorous by Auto-Discrete Colorimetry | USDOI/USGS
PHOS-2 | Phosphorus - Ascorbic Acid | USDOC/NOAA
PHOS-3 | Phosphorus - AutoAnalyzer | USDOC/NOAA
PHOS-5 | Phosphorus - AutoAnalyzer | USDOC/NOAA
PHOS-4 | Phosphorus - Colorimetric | USDOC/NOAA
PHOS-1 | Phosphorus - Colorimetric, Automated | USDOC/NOAA
I2599 | Phosphorus by Auto-Discrete Colorimetry | USDOI/USGS
365.1 | Phosphorus by Colorimetry | USEPA
PMD-P-HS | Phosphorus by Digestion and Gravimetry | USEPA
7905 | Phosphorus by GC/FPD | NIOSH
365.2 | Phosphorus by Single Reagent Colorimetry | USEPA
365.3 | Phosphorus by Two Reagent Colorimetry | USEPA
I2600(S) | Phosphorus in Solids by Colorimetry | USDOI/USGS
973.56 | Phosphorus in Water - Automated | AOAC
973.55 | Phosphorus in Water - Photometric | AOAC
D515(A) | Phosphorus in Water by Colorimetric Reduction | ASTM
365_M | Phosphorus in Water by Colorimetry | USEPA
I2600(W) | Phosphorus in Water by Colorimetry | USDOI/USGS
4500-P-E | Phosphorus in Water by Colorimetry- Ascorbic Acid Method | APHA
4500-P-F | Phosphorus in Water by Colorimetry- Automated Ascorbic Acid Metho | APHA
D515(B) | Phosphorus in Water by Digestion/Colorimetric Reduction | ASTM
4500-P-D | Phosphorus in Water by Stannous Chloride Titration | APHA
4500-P-C | Phosphorus in Water by Vanadomolybdophosphoric Acid Colorimetry | APHA
6402 | Phosphorus Trichloride by Visible Spec. | NIOSH
10209 | Phosphorus, Reactive (Orthophosphate) Ascorbic Acid Method | HACH
10214 | Phosphorus, Reactive (Orthophosphate) Molybdovanadate Method | HACH
10210 | Phosphorus, Total Ascorbic Acid Method | HACH
P-01 | Phosphorus-32 in Fish Muscle | USEPA
OA-006-1 | Photovac Portable GC for Soil/Water/Air | USEPA
506 | Phthalate and Adipate Esters in Water | USEPA
8061A | Phthalate Esters by Capillary GC/ECD | USEPA
8060(ECD) | Phthalate Esters by Gas Chromatography | USEPA
8060(FID) | Phthalate Esters by Gas Chromatography | USEPA
8061 | Phthalate Esters by Gas Chromatography | USEPA
606 | Phthalate Esters in Wastewater by GC | USEPA
5020 | Phthalates by GC/FID | NIOSH
10200-F | Phytoplankton Counting Techniques | APHA
B1505 | Phytoplankton Enumberation- Counting Cell Method | USDOI/USGS
B1520 | Phytoplankton Enumberation- Inverted-Microscope Method | USDOI/USGS
PMD-PIE(LC) | Pindone by HPLC | USEPA
PMD-PIE(UV) | Pindone by UV Spectroscopy | USEPA
PMD-PIO | Piperonyl Butoxide Qualitative Test | USEPA
960.43 | Piperonyl Butoxide Residues | AOAC
PMD-PJB | Pirimicarb by UV Spectroscopy | USEPA
PMD-PJE(GC) | Pirimiphos-Ethyl by GC/FID | USEPA
PMD-PJM | Pirimiphos-Methyl by GC/FID | USEPA
255.1 | Platinum by FLAA | USEPA
255.2 | Platinum by GFAA | USEPA
3500-PT | Platinum in Water by FLAA | APHA
00-09 | Plutonium and Uranium in Milk | USEPA
PU_01 | Plutonium in Air Filters | USDOE/EML
PU_07 | Plutonium in Large Urine Samples | USDOE/EML
PU_03 | Plutonium in Soil Residue | USDOE/EML
PU_02 | Plutonium in Soil Samples | USDOE/EML
PU_04 | Plutonium in Tissue | USDOE/EML
PU_05 | Plutonium in Tissue | USDOE/EML
PU_06 | Plutonium in Urine | USDOE/EML
PU_08 | Plutonium in Vegetation Samples | USDOE/EML
PU_09 | Plutonium in Vegetation Samples | USDOE/EML
D3865 | Plutonium in Water | ASTM
PU_10 | Plutonium in Water | USDOE/EML
PU-01 | Plutonium in Water and Ashed Samples | USEPA
00-04 | Plutonium, Thorium & Uranium in Air Filters | USEPA
005(A) | Plutonium, Uranium and Thorium in Air | USEPA
005(S) | Plutonium, Uranium and Thorium in Soil | USEPA
005(BT) | Plutonium, Uranium and Thorium in Tissue | USEPA
005(W) | Plutonium, Uranium and Thorium in Water | USEPA
PU-02 | Plutonium-236 Tracer Solution | USEPA
PMD-VAE | PMP by UV Spectroscopy | USEPA
200.62(B) | Pneumatic Nebulization ICP Analysis | USEPA
5033 | p-Nitroaniline by HPLC | NIOSH
985.43 | Poliovirus 1 in Oysters | AOAC
PO_02(S) | Polonium in Soil and Air Filters | USDOE/EML
PO_01 | Polonium in Water and Urine | USDOE/EML
PO_02(W) | Polonium in Water and Vegetation | USDOE/EML
111 | Polonium-210 Emissions | USEPA
6 (PO-210) | Polonium-210 in Soil and Air Filters | USEPA
PMD-PBS | Polybrominated Salicylanilides by UV | USEPA
8082 | Polychlorinated Biphenyls (PCBs) by Gas Chromatography | USEPA
6431-C | Polychlorinated Biphenyls in Water by GC | APHA
8280(W) | Polychlorinated Dioxins and Furans | USEPA
8290 | Polychlorinated PCDDs and PCDFs by HRGC/HRMS | USEPA
5517 | Polychlorobenzenes by GC/ECD | NIOSH
5503 | Polychlorobiphenyls by GC/ECD | NIOSH
8004 | Polychlorobiphenyls in Serum by GC/ECD | NIOSH
6431-B | Polychorinated Biphenyls in Water by GC | APHA
8280(S) | Polychorinated Dioxins and Furans | USEPA
8280A(O) | Polychorinated Dioxins and Furans | USEPA
8280A(S) | Polychorinated Dioxins and Furans | USEPA
8280A(W) | Polychorinated Dioxins and Furans | USEPA
D5412 | Polycyclic Aromatic Hydrocarbon Mixtures | ASTM
550 | Polycyclic Aromatic Hydrocarbons by HPLC | USEPA
550.1 | Polycyclic Aromatic Hydrocarbons by HPLC | USEPA
PAH-005 | Polycyclic Aromatic Hydrocarbons in Soil | USEPA
PAH-006 | Polycyclic Aromatic Hydrocarbons in Water | USEPA
6440-B | Polynuclear Aromatic Hydrocarbons | APHA
8310 | Polynuclear Aromatic Hydrocarbons | USEPA
O3113 | Polynuclear Aromatic Hydrocarbons | USDOI/USGS
5515 | Polynuclear Aromatic Hydrocarbons by GC | NIOSH
610 | Polynuclear Aromatic Hydrocarbons by GC | USEPA
6440-C | Polynuclear Aromatic Hydrocarbons by GC | APHA
8100 | Polynuclear Aromatic Hydrocarbons by GC | USEPA
1654 | Polynuclear Aromatic Hydrocarbons in Oil | USEPA
5506 | Polynuclear Aromatic Hydrocarbons, HPLC | NIOSH
258.1 | Potassium by FLAA | USEPA
258.1_M | Potassium by FLAA | USEPA
7610 | Potassium by FLAA | USEPA
I1630(S) | Potassium in Bottom Material by FLAA | USDOI/USGS
973.53 | Potassium in Water | AOAC
3500-K-B | Potassium in Water by FLAA | APHA
D4192 | Potassium in Water by FLAA | ASTM
I1630(W) | Potassium in Water by FLAA | USDOI/USGS
I3631 | Potassium in Water by FLAA | USDOI/USGS
3500-K-D | Potassium in Water by Flame Photometry | APHA
3500-K-C | Potassium in Water by ICP | APHA
3500-K-E | Potassium in Water Using an ISE | APHA
4500-F-B | Preliminary Distillation of Fluoride | APHA
909.0M | Prescribed Procedures for Measurement of Radioactivity in Drinking Water (EPA600-4-80-032) | USEPA
PMD-PNM(GC) | Prochloraz by GC/FID | USEPA
PMD-PNM(LC) | Prochloraz by HPLC | USEPA
B8100 | Productivity & Community Matabolism by Diel O2-Curve Stratified W | USDOI/USGS
B8120 | Productivity & Community Metabolism by Diel O2-Curve Streams | USDOI/USGS
B8020 | Productivity- Carbon-14 Light/Dark-Bottle Method for Phytoplankto | USDOI/USGS
B8001 | Productivity- Oxygen Light/Dark-Bottle Method for Phytoplankton | USDOI/USGS
B8040 | Productivity- Oxygen Light/Dark-Enclosure Method for Periphyton | USDOI/USGS
PM-01 | Promethium-147 in Aqueous and Urine Samples | USEPA
PM-02 | Promethium-147 in Feces Ash | USEPA
PMD-POD | Prometon and Simazine by GC/FID | USEPA
PMD-POT(GC) | Propargite by GC/TCD | USEPA
PMD-POT(IR) | Propargite by IR Spectroscopy | USEPA
PMD-PPD | Propionic Acid by GC/FID | USEPA
1013 | Propylene Dichloride by GC/ECD | NIOSH
PMD-POJ | Propylene Glycol by GC/TCD | USEPA
1612 | Propylene Oxide by GC/FID | NIOSH
9711-C | Protozoa: Entamoeba histolytica in Water | APHA
D5246 | Pseudomonas aeruginosa | ASTM
B0105 | Pseudomonas aeruginosa- Plate Count | USDOI/USGS
602 | Purgeable Aromatics in Wastewater by GC | USEPA
601 | Purgeable Halocarbons in Wastewater | USEPA
O3115 | Purgeable Organic Compounds in Water | USDOI/USGS
9021 | Purgeable Organic Halides in Water | USEPA
SFSAS_5 | Purgeable Organics in Fish | USEPA
SFSAS_7 | Purgeable Organics in Sediment | USEPA
624 | Purgeable Organics in Wastewater | USEPA
D3871 | Purgeable Organics in Water | ASTM
524.2 | Purgeable Organics in Water by CGC/MS | USEPA
524.1 | Purgeable Organics in Water by GC/MS | USEPA
PMD-PYA(IR) | Pyrazon by IR Spectroscopy | USEPA
PMD-PYA(UV) | Pyrazon by UV Spectroscopy | USEPA
1660 | Pyrethrins and Pyrethroids in Water | USEPA
PMD-PYR(GC1) | Pyrethrins by GC/FID | USEPA
PMD-PYR(LC1) | Pyrethrins by HPLC | USEPA
PMD-PYR(TITR) | Pyrethrins I and II by Titration | USEPA
PMD-PYR(GC2) | Pyrethrins, MGK-264 and PBTO by HPLC | USEPA
PMD-PYR(LC2) | Pyrethrins, MGK-264 and PBTO by HPLC | USEPA
PMD-PYR(TD) | Pyrethrins, Technical Data | USEPA
5008 | Pyrethrum by HPLC/UV | NIOSH
1613 | Pyridine by GC/FID | NIOSH
R-001-1 | QC for Alpha/Beta Sample Analysis | USEPA
PMD-QAC(TIT3) | Quaternary Ammonium Cl and Br by Titration | USEPA
PMD-QAC(TD) | Quaternary Ammonium Compound Technical Data | USEPA
960.14(A) | Quaternary Ammonium Compounds | AOAC
960.14(B) | Quaternary Ammonium Compounds | AOAC
PMD-QAC(TIT1) | Quaternary Ammonium Compounds Ferricyanide | USEPA
PMD-QAC(COLR) | Quaternary Ammonium Compounds Qualitative | USEPA
PMD-QAC(TIT2) | Quaternary Ammonium Compounds, Epton Titr. | USEPA
7500-CS(B) | Radioactive Cesium | APHA
901 | Radioactive Cesium in Drinking Water | USEPA
D2334(B) | Radioactive Iodine - Distillation | ASTM
D2334(C) | Radioactive Iodine - Extraction | ASTM
D2334(A) | Radioactive Iodine - Ion-Exchange | ASTM
7500-I-D | Radioactive Iodine by Distillation | APHA
7500-I-C | Radioactive Iodine by Ion-Exchange | APHA
7500-I-B | Radioactive Iodine by Precipitation | APHA
902 | Radioactive Iodine in Water | USEPA
D4922 | Radioactive Iron in Water | ASTM
905 | Radioactive Strontium in Water | USEPA
114 | Radionuclide Emissions | USEPA
RS100 | Radionuclides by Borehole Logging | USDOE/ASD
D2460 | Radionuclides of Radium in Water | ASTM
R1150 | Radioruthenium | USDOI/USGS
SR-04 | Radiostrontium in Aqueous Media | USEPA
SR-01 | Radiostrontium in Food Ash and Solids | USEPA
SR-02 | Radiostrontium in Milk | USEPA
R1140 | Radium | USDOI/USGS
900.1 | Radium in Drinking Water | USEPA
903 | Radium in Drinking Water | USEPA
7500-RA(C) | Radium in Water by Emanation | APHA
7500-RA(B) | Radium in Water by Precipitation | APHA
7500-RA(D) | Radium in Water by Sequential Precipitation | APHA
RA-06 | Radium-224 | USDOE/EML
R1141 | Radium-226 | USDOI/USGS
RA-04 | Radium-226 | USDOE/EML
RA-05 | Radium-226 | USDOE/EML
RA-07 | Radium-226 | USDOE/EML
RA-02 | Radium-226 - Chromate Method | USDOE/EML
RA-03 | Radium-226 - Emanation Procedure | USDOE/EML
004(A) | Radium-226 and Radium-228 in Air | USEPA
004(S) | Radium-226 and Radium-228 in Soil | USEPA
004(W) | Radium-226 and Radium-228 in Water | USEPA
RA-04 | Radium-226 De-emanation Procedure | USEPA
RP450 | Radium-226 in Aqueous Samples | USDOE/ASD
RA-01 | Radium-226 in Bone Ash | USDOE/EML
903.1 | Radium-226 in Drinking Water | USEPA
RA-01 | Radium-226 in Solids | USEPA
RA-02 | Radium-226 in Urine | USEPA
D3454 | Radium-226 in Water by Radon Scintillation | ASTM
RA-03 | Radium-226 in Water Samples | USEPA
9320 | Radium-228 | USEPA
R1142 | Radium-228 | USDOI/USGS
904 | Radium-228 in Drinking Water | USEPA
RA-05 | Radium-228 in Water Samples | USEPA
7500-RN(B) | Radon Analysis by liquid scintillation method | APHA
D5072 | Radon in Drinking Water | ASTM
002(A) | Radon-222 in Air | USEPA
RN-01 | Radon-222 in Air and Breath Samples | USDOE/EML
002(W) | Radon-222 in Water | USEPA
NITRO-19 | Reactive Nitrate in Seawater | USDOC/NOAA
NITRO-20 | Reactive Nitrite in Seawater | USDOC/NOAA
8048 | Reactive Phosphorus in Water | HACH
D5244 | Recovery of Enteroviruses from Waters | ASTM
D4994(A) | Recovery of Viruses by Adsorption | ASTM
D4994(B) | Recovery of Viruses by Sonication | ASTM
MS100 | Reflectometry-Based Instrument | USDOE/ASD
1RM-5 | Release of Mercury from Mercury Cell | ENV/CANADA
4500-CL(G) | Residual Chlorine by Colorimetry- DPD Colorimetric Method | APHA
4500-CL(H) | Residual Chlorine by FACTS- Syringaldazine Method | APHA
4500-CL(I) | Residual Chlorine by Iodometirc Electrode Technique | APHA
D1253 | Residual Chlorine in Water | ASTM
4500-CL(D) | Residual Chlorine in Water by Titration- Amperometric Method | APHA
4500-CL(F) | Residual Chlorine in Water by Titration- DPD Ferrous Method | APHA
4500-CL(B) | Residual Chlorine in Water by Titration- Iodometric Method I | APHA
4500-CL(C) | Residual Chlorine in Water by Titration- Iodometric Method II | APHA
4500-CL(E) | Residual Chlorine in Water by Titration- Low-Level Amperometric M | APHA
4500-O3 | Residual Ozone by Indigo Colorimetric Method | APHA
I1749 | Residue by Evaporation and Gravimetric | USDOI/USGS
I1750 | Residue by Evaporation and Gravimetric | USDOI/USGS
I3750 | Residue by Evaporation and Gravimetric | USDOI/USGS
I3765 | Residue by Evaporation and Gravimetric | USDOI/USGS
8271 | Residue, Total Solids | HACH
8277 | Residue, Volatile, Filterable (dissolved) | HACH
PMD-RES(GC2) | Resmethrin by GC/FID | USEPA
PMD-RES(IR) | Resmethrin by IR Spectroscopy | USEPA
PMD-RES(GC1) | Resmethrin in Aerosols by GC | USEPA
PMD-RES(LC) | Resmethrin in Aerosols by HPLC | USEPA
600 | Respirable Particulates by Gravimetric | NIOSH
IP-10A | Respirable Particulates in Indoor Air | USEPA
IP-10B | Respirable Particulates in Indoor Air | USEPA
264.1 | Rhenium by FLAA | USEPA
264.2 | Rhenium by GFAA | USEPA
3500-RE | Rhenium in Water by FLAA | APHA
265.1 | Rhodium by FLAA | USEPA
265.2 | Rhodium by GFAA | USEPA
3500-RH | Rhodium in Water by FLAA | APHA
5027 | Ribavirin by HPLC/UV | NIOSH
PMD-FCL(GC) | Ronnel by GC/FID | USEPA
PMD-FCL(IR) | Ronnel by IR Spectroscopy | USEPA
PMD-ROT | Rotenone by HPLC | USEPA
5007 | Rotenone by HPLC/UV | NIOSH
635 | Rotenone in Wastewater by HPLC | USEPA
267.1 | Ruthenium by FLAA | USEPA
267.2 | Ruthenium by GFAA | USEPA
3500-RU | Ruthenium in Water by FLAA | APHA
PMD-SAE | Salicylanilide by UV Spectroscopy | USEPA
2520-D | Salinity in Water- Algorithm of Practical Salinity | APHA
2520-C | Salinity in Water- Density Method | APHA
2520-B | Salinity in Water- Electrical Conductivity Method | APHA
B0100 | Salmonella and Shigella- Plate Count | USDOI/USGS
967.25 | Salmonella in Foods | AOAC
967.26 | Salmonella in Foods | AOAC
967.27 | Salmonella in Foods | AOAC
967.28 | Salmonella in Foods | AOAC
975.54 | Salmonella in Foods | AOAC
985.42 | Salmonella in Foods | AOAC
987.1 | Salmonella in Foods | AOAC
989.14 | Salmonella in Foods | AOAC
989.15 | Salmonella in Foods | AOAC
990.13 | Salmonella in Foods | AOAC
991.12 | Salmonella in Foods | AOAC
991.38 | Salmonella in Foods | AOAC
993.08 | Salmonella in Foods | AOAC
986.35 | Salmonella in Foods by Photometer | AOAC
987.11 | Salmonella in Low Moisture Foods | AOAC
978.24 | Salmonella sp. in Foods | AOAC
989.12 | Salmonella sp./E. coli in Foods | AOAC
991.13 | Salmonella, E. coli, Enterobac. in Foods | AOAC
1A | Sample and Velocity Traverses | USEPA
0011-0 | Sampling for Formaldehyde Emissions | USEPA
0023A | Sampling for PCDD and PCDF Emissions | USEPA
9078 | Screening for PCBs in Soil | USEPA
9079 | Screening for PCBs in Transformer Oil | USEPA
PCB-004 | Screening for PCBs in Water | USEPA
MC_VOA | Screening of Hexadecane Extracts | USEPA
MC_SVOA | Screening Semivolatile Organic Extracts | USEPA
8275 | Screening Semivolatile Organics | USEPA
270.3 | Selenium by FLAA | USEPA
7742 | Selenium by Gaseous Borohydride AA | USEPA
270.2 | Selenium by GFAA | USEPA
270.2_M | Selenium by GFAA | USEPA
I1667(S) | Selenium in Bottom Material by HYDAA | USDOI/USGS
I2667(S) | Selenium in Bottom Material by HYDAA | USDOI/USGS
7740 | Selenium in Various Matrices by GFAA | USEPA
3500-SE(D) | Selenium in Water by Colorimetry | APHA
3500-SE(E) | Selenium in Water by Fluorimetry | APHA
7741A | Selenium in Water by Gaseous Hydride | USEPA
3500-SE(H) | Selenium in Water by GFAA | APHA
D3859(B) | Selenium in Water by GFAA | ASTM
3500-SE(C) | Selenium in Water by HYDAA | APHA
D3859(A) | Selenium in Water by HYDAA | ASTM
I1667(W) | Selenium in Water by HYDAA | USDOI/USGS
I2667(W) | Selenium in Water by HYDAA | USDOI/USGS
3500-SE(I) | Selenium in Water by ICP | APHA
RP530 | Selenium-79 in Aqueous Samples | USDOE/ASD
8270C | Semivolatile Organic Compounds by CGC/MS | USEPA
8270C(S) | Semivolatile Organic Compounds by CGC/MS | USEPA
8270C(W) | Semivolatile Organic Compounds by CGC/MS | USEPA
8270D | Semivolatile Organic Compounds by GC/MS | USEPA
8410(A) | Semivolatile Organics by GC/FTIR | USEPA
8410(BN) | Semivolatile Organics by GC/FTIR, B/N Extrct | USEPA
MC_SVOA(LS) | Semivolatile Organics in Low Conc. Soils | USEPA
MC_SVOA(MS) | Semivolatile Organics in Medium Conc. Soil | USEPA
8270B(S) | Semivolatile Organics in Soil by GC/MS | USEPA
8250A | Semivolatile Organics in Water by GC/MS | USEPA
8270B(W) | Semivolatile Organics in Water by GC/MS | USEPA
MC_SVOA(W) | Semivolatile Organics in Waters | USEPA
1625(AW) | Semivolatiles - Acids, GC/MS | USEPA
1625(BNW) | Semivolatiles - Base/Neutrals, GC/MS | USEPA
1625(T) | Semivolatiles - Fish tissue, GC/MS | USEPA
1625(S) | Semivolatiles - Soil, GC/MS | USEPA
1665 | Semivolatiles by Isotope Dilution GC/MS | USEPA
LC_SV | Semivolatiles in Low Concentration Water | USEPA
S-003-1 | Semivolatiles in Soil (MeCl2 Extraction) | USEPA
S-001-1 | Semivolatiles in Water by CS2 Extraction | USEPA
B3401 | Seston- Glass-fiber Filter Method | USDOI/USGS
160.5 | Settleable Matter | USEPA
8165 | Settleable Matter Solids in Wastewater | HACH
2540-F | Settleable Solids in Water | APHA
PMD-SEU | Siduron by UV Spectroscopy | USEPA
4500-SIO2(F) | Silica by Flow Injection Analysis for Molybdate-Reactive Silicate | APHA
920.195 | Silica in Water | AOAC
4500-SI(F) | Silica in Water by Automated Colorimetry | APHA
D859 | Silica in Water by Colorimetry | ASTM
I1700 | Silica in Water by Colorimetry | USDOI/USGS
I2700 | Silica in Water by Colorimetry | USDOI/USGS
4500-SI(B) | Silica in Water by FLAA | APHA
D4517 | Silica in Water by FLAA | ASTM
I1702 | Silica in Water by FLAA | USDOI/USGS
4500-SI(C) | Silica in Water by Gravimetric Analysis | APHA
4500-SI(G) | Silica in Water by ICP | APHA
4500-SI(E) | Silica in Water by Spectrophotometry- Heteropoly Blue Method | APHA
4500-SI(D) | Silica in Water by Spectrophotometry- Molybdosilicate Method | APHA
4500-SIO2-C | Silica Molybdosilicate Method | APHA_SM20ED
4500-SIO2-C | Silica Molybdosilicate Method | 21CABCH_WQX
8186 | Silica, Colorimetric | HACH
D4189 | Silt Density Index of Water | ASTM
272.1 | Silver by FLAA | USEPA
272.1_M | Silver by FLAA | USEPA
7760A | Silver by FLAA | USEPA
272.2 | Silver by GFAA | USEPA
272.2_M | Silver by GFAA | USEPA
7761 | Silver by GFAA | USEPA
D3866(A) | Silver in Water by Chelation and FLAA | ASTM
I1720 | Silver in Water by Chelation and FLAA | USDOI/USGS
D3866(B) | Silver in Water by FLAA | ASTM
3500-AG(B) | Silver in Water by FLAA or GFAA | APHA
D3866(C) | Silver in Water by GFAA | ASTM
3500-AG(C) | Silver in Water by ICP | APHA
3500-AG(D) | Silver in Water by Spectrophotometry | APHA
PMD-SIM | Simazine by UV Spectroscopy | USEPA
4110-C | Single Column Ion Chromatography | APHA
C-019-1 | Slug Test for Hydraulic Conductivity | USEPA
PMD-AS(ITE) | Sodium Arsenite by Titration | USEPA
273.1 | Sodium by FLAA | USEPA
273.1_M | Sodium by FLAA | USEPA
7770 | Sodium by FLAA | USEPA
273.2 | Sodium by GFAA | USEPA
PMD-NA-D | Sodium Chlorate and Metaborate by Titration | USEPA
PMD-NA-H | Sodium Fluoride by Ion Chromatography | USEPA
I1735(S) | Sodium in Bottom Material by FLAA | USDOI/USGS
973.54 | Sodium in Water | AOAC
3500-NA(B) | Sodium in Water by FLAA | APHA
D4191 | Sodium in Water by FLAA | ASTM
I1735(W) | Sodium in Water by FLAA | USDOI/USGS
I3736 | Sodium in Water by FLAA | USDOI/USGS
3500-NA(D) | Sodium in Water by Flame Photometry | APHA
3500-NA(C) | Sodium in Water by ICP | APHA
D2791 | Sodium in Water by ISE-Na | ASTM
D3113(A) | Sodium Salts of EDTA in Water | ASTM
D3113(B) | Sodium Salts of EDTA in Water | ASTM
C-011-1 | Soil % Moisture by Gravimetry | USEPA
9045B | Soil and Waste pH | USEPA
C-010-1 | Soil Extractable Organics by Gravimetry | USEPA
C-013-1 | Soil pH | USEPA
SFSAS_22 | Soil Volume by Displacement Method | USEPA
SFSAS_21 | Soil Volume by Volumetric Method | USEPA
920.193(B) | Solids in Solution in Water | AOAC
920.193(C) | Solids in Water by Ignition | AOAC
978.26 | Somatic Cells in Milk | AOAC
9050 | Specific Conductance | USEPA
9050A | Specific Conductance | USEPA
I1780 | Specific Conductance | USDOI/USGS
120.6 | Specific Conductance - Acid Deposition | IL/SWSD
973.4 | Specific Conductance of Water | AOAC
C-014-1 | Specific Gravity of Soil | USEPA
D854 | Specific Gravity of Soils | ASTM
D1429(D) | Specific Gravity of Water by Hydrometer | ASTM
D1429(A) | Specific Gravity of Water by Pyncnometer | ASTM
D1429(B) | Specific Gravity of Water Using Balance | ASTM
D1429(C) | Specific Gravity of Water Using Flask | ASTM
4500-CN(K) | Spot Test for Cyanides for Screening | APHA
P-02 | Stable Phosphorous in Biological Samples | USEPA
B0001 | Standard Plate Count- Membrane Filter Method | USDOI/USGS
D6503 | Standard Test Method for Enterococci in Water Using Enterolert | ASTM
D6503-99 | Standard Test Method for Enterococci in Water Using Enterolert | ASTM
D516-90 | Standard Test Method for Sulfate Ion in Water | ASTM
D93-07 | Standard Test Methods for Flash Point by Pensky-Martens Closed Cup Tester | ASTM
9222-C | Standard Total Coliform- Delayed-Incubation Procedure | APHA
9221-B | Standard Total Coliform- Fermentation Technique | APHA
9222B | Standard Total Coliform Membrane Filter Procedure | APHA
9222-B | Standard Total Coliform- Membrane Filter Procedure | APHA
976.31 | Staphylococcal Enterotoxin in Foods | AOAC
980.32 | Staphylococcal Enterotoxin in Foods | AOAC
975.55 | Staphylococcus aureus in Foods | AOAC
980.37 | Staphylococcus aureus in Foods | AOAC
987.09 | Staphylococcus aureus in Foods | AOAC
6008 | Stibine by Visible Spectrophotometry | NIOSH
PMD-STM(UV) | Streptomycin by UV Spectroscopy | USEPA
PMD-STM(VIS) | Streptomycin by Visible Spectroscopy | USEPA
SR-01(A) | Strontium | USDOE/EML
7780 | Strontium by FLAA | USEPA
I1800(S) | Strontium in Bottom Material by FLAA | USDOI/USGS
RP501(1) | Strontium in High Level Samples | USDOE/ASD
911.03 | Strontium in Water | AOAC
3500-SR(B) | Strontium in Water by FLAA | APHA
D3920 | Strontium in Water by FLAA | ASTM
I1800(W) | Strontium in Water by FLAA | USDOI/USGS
3500-SR(D) | Strontium in Water by Flame Photometry | APHA
3500-SR(C) | Strontium in Water by ICP | APHA
D3352 | Strontium Ion in Water | ASTM
SR-01(SCN) | Strontium-89 | USDOE/EML
974.37 | Strontium-89 and -90 in Milk | AOAC
7 (SR-89/90) | Strontium-89 and Strontium-90 in Milk | USEPA
008(V) | Strontium-89 and Strontium-90 in Plants | USEPA
008(S) | Strontium-89 and Strontium-90 in Soil | USEPA
008(BT) | Strontium-89 and Strontium-90 in Tissue | USEPA
008(W) | Strontium-89 and Strontium-90 in Water | USEPA
R1160 | Strontium-90 | USDOI/USGS
SR-02 | Strontium-90 | USDOE/EML
RP510 | Strontium-90 in Dissolved Samples | USDOE/ASD
RP520 | Strontium-90 in Soil, Water and Filter | USDOE/ASD
SR-03 | Strontium-90 in Urine | USEPA
973.66 | Strontium-90 in Water | AOAC
PMD-STY(GRAV) | Strychnine by Acid Precipitation | USEPA
PMD-STY(LC) | Strychnine by HPLC | USEPA
5016 | Strychnine by HPLC/UV | NIOSH
PMD-STY(UV) | Strychnine by UV Spectroscopy | USEPA
242.4 | Substituted Urea Herbicides | USFDA
9035 | Sulfate by Automated Colorimetry | USEPA
9036 | Sulfate by Automated Colorimetry | USEPA
375_M(A) | Sulfate by Colorimetry | USEPA
375.1 | Sulfate by Colorimetry With Chloranilate | USEPA
375.3 | Sulfate by Gravimetric Determination | USEPA
4500-SO4(E) | Sulfate by Turbidimetric Analysis | APHA
375.4 | Sulfate by Turbidimetric Determination | USEPA
9038 | Sulfate by Turbidimetric Determination | USEPA
8051 | Sulfate in Water | HACH
925.54 | Sulfate in Water | AOAC
973.57 | Sulfate in Water | AOAC
375.2 | Sulfate in Water by Colorimetry | USEPA
4500-SO4(F) | Sulfate in Water by Colorimetry | APHA
I2822 | Sulfate in Water by Colorimetry | USDOI/USGS
4500-SO4(C) | Sulfate in Water by Gravimetric Analysis | APHA
4500-SO4(D) | Sulfate in Water by Gravimetric Analysis | APHA
4500-SO4(B) | Sulfate in Water by Ion Chromatography | APHA
I1820 | Sulfate in Water by Titration | USDOI/USGS
D516 | Sulfate in Water by Turbidimeter | ASTM
I2823 | Sulfate in Water by Turbidimetry | USDOI/USGS
375_M(B) | Sulfate in Water by Turbidity | USEPA
375.6 | Sulfate in Wet Deposition | IL/SWSD
D4130 | Sulfate Ion in Water by Spectroscopy | ASTM
D4412 | Sulfate-Reducing Bacteria | ASTM
B0400 | Sulfate-Reducing Bacteria- MPN Method | USDOI/USGS
4500-S2(F) | Sulfide by Calculation | APHA
376.2 | Sulfide by Colorimetric Determination | USEPA
376.1 | Sulfide by Titration with Iodine | USEPA
8131 | Sulfide in Water | HACH
4500-S2(G) | Sulfide in Water by Ion-Selective Electrode Method | APHA
9215 | Sulfide in Water by ISE | USEPA
4500-S2(D) | Sulfide in Water by Spectrophotometry | APHA
4500-S2(E) | Sulfide in Water by Titration | APHA
I3840 | Sulfide in Water by Titration | USDOI/USGS
D4658 | Sulfide Ion in Water by ISE | ASTM
D4978(B) | Sulfides in Wastes - Gas Tube | ASTM
D4978(A) | Sulfides in Wastes - Lead Acetate Paper | ASTM
4500-SO3(C) | Sulfite in Water by Colorimetry | APHA
377.1 | Sulfite in Water by Titration | USEPA
4500-SO3(B) | Sulfite in Water by Titration | APHA
8071 | Sulfite in Water by Titration | HACH
PMD-S-UF(GRV1 | Sulfur by CS2 Extraction and Gravimetry | USEPA
PMD-S-UF(GRV3 | Sulfur by CS2 Extraction and Gravimetry | USEPA
PMD-S-UF(GRV2 | Sulfur by Oxidation and Gravimetry | USEPA
6B | Sulfur Dioxide and Carbon Dioxide in Air | USEPA
6004 | Sulfur Dioxide by Ion Chromatography | NIOSH
PMD-S-UO | Sulfur Dioxide by Titration | USEPA
6 (ATM SO2) | Sulfur Dioxide from Stationary Sources | USEPA
6C | Sulfur Dioxide from Stationary Sources | USEPA
50APP-A | Sulfur Dioxide in Atmosphere | USEPA
D2914 | Sulfur Dioxide in Atmosphere | ASTM
2.1 (ATM SO2) | Sulfur Dioxide in the Atmosphere | USEPA
2.1A | Sulfur Dioxide in the Atmosphere | USEPA
2.9 | Sulfur Dioxide in the Atmosphere | USEPA
6A | Sulfur Dioxide, Carbon Dioxide, Moisture | USEPA
16 | Sulfur Emissions from Stationary Sources | USEPA
6602 | Sulfur Hexafluoride by Portable GC | NIOSH
D1552 | Sulfur in Petroleum Products | ASTM
D4856 | Sulfuric Acid Mist in Atmosphere | ASTM
6012 | Sulfuryl Fluoride by Ion Chromatography | NIOSH
5035 | Super Absorbent Polymers by ICP | NIOSH
D1590 | Surface Tension of Water | ASTM
O7100 | Suspended Organic Carbon in Water | USDOI/USGS
50APP-B | Suspended Particulate Matter | USEPA
50APP-J | Suspended Particulate Matter (PM10) | USEPA
2.2 | Suspended Particulates in the Atmosphere | USEPA
D3977 | Suspended-Sediment in Water | ASTM
5550-B | Tannin and Lignin by Colorimetry | APHA
2170 | Taste and Odor by Profile Analysis | APHA
2160-C | Taste in Water by Flavor Rating | APHA
2160-B | Taste in Water by Flavor Threshold Test | APHA
88.01(S) | TCDD and TCDF by Mass Spectrometry | NCASI
88.01(W) | TCDD and TCDF by Mass Spectrometry | NCASI
HERL_021 | TCDD Residues | USEPA
OH100R | TCLP Acidic Semivolatiles Using HPLC | USDOE/ASD
OP130R | TCLP for Semivolatiles and Pesticides | USDOE/ASD
PMD-TDU | Tebuthiuron by UV Spectroscopy | USEPA
PMD-TDZ | Technazene by GC/FID | USEPA
TC-01 | Technetium-99 | USDOE/EML
RP550 | Technetium-99 Using Liquid Scintillation | USDOE/ASD
170.1 | Temperature | USEPA
2550 | Temperature of Water by Thermometer | APHA
8375 | Temperature, Thermometric | HACH
PMD-TEI | Terbacil by UV Spectroscopy | USEPA
613 | Tetrachlorodibenzo-p-dioxin by GC/MS | USEPA
513 | Tetrachlorodibenzo-p-dioxin in Water | USEPA
PMD-TFB | Tetrachlorvinphos by GC/FID | USEPA
2533 | Tetraethyl Lead (as Pb) by GC/PID | NIOSH
2504 | Tetraethyl Pyrophosphate by GC/FPD | NIOSH
1609 | Tetrahydrofuran by GC/FID | NIOSH
PMD-TFK | Tetramethrin by GC/FID | USEPA
2534 | Tetramethyl Lead (as Pb) by GC/PID | NIOSH
3505 | Tetramethyl Thiourea by Visible Absorption | NIOSH
3513 | Tetranitromethane by GC/NPD | NIOSH
8049 | Tetraphenylborate Method | HACH
8331(S) | Tetrazene in Soil by HPLC | USEPA
8331(W) | Tetrazene in Water by HPLC | USEPA
279.1 | Thallium by FLAA | USEPA
279.1_M | Thallium by FLAA | USEPA
7840 | Thallium by FLAA | USEPA
279.2 | Thallium by GFAA | USEPA
279.2_M | Thallium by GFAA | USEPA
7841 | Thallium by GFAA | USEPA
3500-TL(B) | Thallium in Water by FLAA | APHA
I1866 | Thallium in Water by GFAA | USDOI/USGS
3500-TL(C) | Thallium in Water by ICP | APHA
PMD-TFZ | Thiabendazole by GC/FID | USEPA
641 | Thiabendazole in Wastewater by HPLC | USEPA
PMD-BEO | Thiobencarb by GC/FID | USEPA
634 | Thiocarbate Pesticides in Wastewaters | USEPA
4500-CN(M) | Thiocyanate in Water | APHA
D4193 | Thiocyanate in Water | ASTM
PMD-THN | Thiophanate by UV Spectroscopy | USEPA
PMD-THO | Thiophanate-Methyl by UV Spectroscopy | USEPA
622.1 | Thiophosphate Pesticides in Wastewater | USEPA
PMD-THR(LC) | Thiram by HPLC | USEPA
5005 | Thiram by HPLC/UV | NIOSH
PMD-THR(IR) | Thiram by IR Spectroscopy | USEPA
PMD-THR(UV) | Thiram by UV Spectroscopy | USEPA
972.29 | Thiram Pesticide Residues | AOAC
00-05 | Thorium and Uranium in Ashed Samples | USEPA
00-06 | Thorium and Uranium in Ashed Samples | USEPA
00-07 | Thorium and Uranium in Water Samples | USEPA
TH-01 | Thorium in Urine | USDOE/EML
3500-TH | Thorium in Water by FLAA | APHA
RP570 | Thorium Isotopes by Radiochemistry | USDOE/ASD
TH-01 | Thorium-234 Tracer Solution | USEPA
203A | Time-Averaged Opacity of Emissions | USEPA
EV-024 | Tin and Triorganotin in Wastewater | USEPA
EV-025 | Tin and Triorganotin in Wastewater | USEPA
282.1 | Tin by FLAA | USEPA
7870 | Tin by FLAA | USEPA
282.2 | Tin by GFAA | USEPA
I2851(S) | Tin in Bottom Material by HYDAA | USDOI/USGS
PMD-SN | Tin in Organotins by Titration | USEPA
3500-SN | Tin in Water by FLAA or GFAA | APHA
I2851(W) | Tin in Water by HYDAA | USDOI/USGS
283.1 | Titanium by FLAA | USEPA
283.2 | Titanium by GFAA | USEPA
3500-TI | Titanium in Water by FLAA | APHA
NITRO-5 | TKN - Block Digestor, Automated | USDOC/NOAA
NITRO-6 | TKN - Colorimetric | USDOC/NOAA
NITRO-25 | TKN - Phenate, AutoAnalyzer | USDOC/NOAA
NITRO-7 | TKN - Spectrophotometric | USDOC/NOAA
D3590(B) | TKN by AutoAnalyzer | ASTM
D3590(A) | TKN by Ion Selective Electrode | ASTM
PMD-TLC(TLC1) | TLC Systems for Pesticide Identification | USEPA
PMD-TLC(TLC2) | TLC Systems for Pesticide Identification | USEPA
O3112 | TNT, RDX and Picric Acid in Water | USDOI/USGS
986.22 | TNT, RDX, HMX and 2,4-DNT in Wastewater | AOAC
4000 | Toluene by GC/FID | NIOSH
2535 | Toluene-2,4-Diisocyanate by HPLC/UV | NIOSH
9012A | Total and Amenable Cyanide (Auto UV) | USEPA
9012 | Total and Amenable Cyanides | USEPA
9010A(A) | Total and Amenable Cyanides by Colorimetry | USEPA
9010A(B) | Total and Amenable Cyanides by Titration | USEPA
D513(B) | Total and Dissolved CO2 - Coulometric Titration | ASTM
D513(A) | Total and Dissolved CO2 - Gas Sensing Electrode | ASTM
983.25 | Total and Fecal Coliforms in Foods | AOAC
10018 | Total and Fecal Coliforms, E. Coli, P/A | HACH
D4454 | Total and Respiring Bacteria | ASTM
PMD-AS(TIT1) | Total Arsenic by Titration | USEPA
PMD-AS(TIT2) | Total Arsenic by Titration | USEPA
B0005 | Total Bacteria- Epifluorescence Method | USDOI/USGS
D4129 | Total Carbon and Organic Carbon in Water | ASTM
D4839 | Total Carbon and Organic Carbon in Water | ASTM
O5101 | Total Carbon in Bottom Material | USDOI/USGS
C-015-1 | Total Carbon in Soil by Combustion | USEPA
9075 | Total Chlorine in Petroleum Products | USEPA
9076 | Total Chlorine in Petroleum Products | USEPA
9077(A) | Total Chlorine in Petroleum Products | USEPA
9077(B) | Total Chlorine in Petroleum Products | USEPA
9077(C) | Total Chlorine in Petroleum Products | USEPA
8167 | Total Chlorine in Water by DPD | HACH
8168 | Total Chlorine in Water by Titration | HACH
O3105 | Total Chlorophenoxy Acids in Water | USDOI/USGS
0010(B) | Total Chromatographable Organic Material | USEPA
8024 | Total Chromium in Water | HACH
990.11 | Total Coliform and E. coli in Foods | AOAC
B0045 | Total Coliform Bacteria- Confirmation Test- MPN Method | USDOI/USGS
B0030 | Total Coliform Bacteria- Delayed Incubation Test | USDOI/USGS
B0025 | Total Coliform Bacteria- Immediate Incubation Test | USDOI/USGS
B0040 | Total Coliform Bacteria- Presumptive Onsite Test- MPN Method | USDOI/USGS
B0035 | Total Coliform Bacteria- Presumptive Test- MPN Method | USDOI/USGS
9132 | Total Coliform by Membrane Filter | USEPA
9131 | Total Coliform by Multiple Tube Fermentation | USEPA
9222-(B+B.5c) | Total Coliform Fermentation Technique, Multi-tube Fermentation with Enrichment Technique | APHA
991.15 | Total Coliforms and E. coli in Water | AOAC
1604 | Total Coliforms and E. coli in Water by Membrane Filtration Using a Simultaneous Detection Technique (MI Medium) | USEPA
335.3 | Total Cyanide by Colorimetric Analysis | USEPA
335.2_M(S) | Total Cyanide in Soils and Sediments | USEPA
335.2 | Total Cyanide in Water | USEPA
335.2_MA(W) | Total Cyanide in Water by Colorimetry | USEPA
335.2_MB(W) | Total Cyanide in Water by Colorimetry | USEPA
335.2_MC(W) | Total Cyanide in Water by Colorimetry | USEPA
4500-O-G | Total Dissolved Oxygen by Membrane Electrode Method | APHA
4500-O-E | Total Dissolved Oxygen by Titration- Alum Flocculation Modificati | APHA
4500-O-C | Total Dissolved Oxygen by Titration- Azide Modification | APHA
4500-O-F | Total Dissolved Oxygen by Titration- Copper/Sulfate-Sulfamic Acid | APHA
4500-O-B | Total Dissolved Oxygen by Titration- Iodometric Method | APHA
4500-O-D | Total Dissolved Oxygen by Titration- Permanganate Modification | APHA
160.1_M | Total Dissolved Solids | USEPA
2540-C | Total Dissolved Solids in Water | APHA
C-006-1 | Total Dissolved Solids in Water | USEPA
8163 | Total Filterable Solids | HACH
340.1 | Total Fluoride by Colorimetric Analysis | USEPA
13A | Total Fluoride Emissions in Air | USEPA
13B | Total Fluoride Emissions in Air | USEPA
25 | Total Gaseous Nonmethane Organic Emissions | USEPA
25A | Total Gaseous Organic Emissions | USEPA
25B | Total Gaseous Organic Emissions | USEPA
130.1 | Total Hardness | USEPA
130.2 | Total Hardness | USEPA
C-004-1 | Total Hardness by Colorimetry | USEPA
8226 | Total Hardness in Water | HACH
3500-CR(D) | Total Hexavalent Chromium in Water | APHA
8008 | Total Iron in Water | HACH
NITRO-16 | Total Kjehdahl Nitrogen | USDOC/NOAA
351.3(B) | Total Kjeldahl Nitrogen - Nesslerization | USEPA
351.3(C) | Total Kjeldahl Nitrogen - Potentiometric | USEPA
351.1 | Total Kjeldahl Nitrogen by Colorimetry | USEPA
351.2 | Total Kjeldahl Nitrogen by Colorimetry | USEPA
351.3(A) | Total Kjeldahl Nitrogen by Titration | USEPA
4500-NOR(B) | Total Kjeldahl Nitrogen in Water | APHA
4500-NOR(C) | Total Kjeldahl Nitrogen in Water | APHA
351.4 | Total Kjeldahl Nitrogen Using an ISE | USEPA
D3223 | Total Mercury in Water by CVAA | ASTM
973.48 | Total Nitrogen in Water | AOAC
8158 | Total Nonfilterable Residue Solids | HACH
9022 | Total Oganic Halides, Neutron Activation | USEPA
415.1 | Total Organic Carbon by Combustion | USEPA
5310-B | Total Organic Carbon by Combustion-Infrared Method | APHA
5310-B | Total Organic Carbon by High-Temperature Combustion Method | 21CABCH_WQX
SFSAS_1 | Total Organic Carbon in Sediment | USEPA
SFSAS_19 | Total Organic Carbon in Sediment | USEPA
415.2_M | Total Organic Carbon in Water | USEPA
C-007-1 | Total Organic Carbon in Water | USEPA
D2579 | Total Organic Carbon in Water | ASTM
O3100 | Total Organic Carbon in Water | USDOI/USGS
SFSAS_18 | Total Organic Carbon in Water | USEPA
9060 | Total Organic Carbon in Water and Waste | USEPA
5310-C | Total Organic Carbon in Water- Ultraviolet Oxidation Method | APHA
5310-D | Total Organic Carbon in Water- Wet-Oxidation Method | APHA
OS010 | Total Organic Chlorine in Oil | USDOE/ASD
450.1 | Total Organic Halide | USEPA
9020B | Total Organic Halides by Coulometry | USEPA
D4478(B) | Total Oxygen Uptake | ASTM
PAH-008 | Total PAHs in Soil | USEPA
500 | Total Particulates by Gravimetric Technique | NIOSH
9066 | Total Phenolics by Automated Colorimetry | USEPA
9067 | Total Phenolics by Spectrophotometry | USEPA
9065 | Total Phenolics by Spectroscopy | USEPA
SFSAS_20 | Total Phosphates in Water | USEPA
365.4 | Total Phosphorus After Block Digestion | USEPA
8190 | Total Phosphorus in Water | HACH
7500-SR(B) | Total Radioactive Strontium in Water | APHA
413.1 | Total Recoverable Oil and Grease | USEPA
9070 | Total Recoverable Oil and Grease | USEPA
413.2 | Total Recoverable Oil and Grease by IR | USEPA
D4183(A) | Total Recoverable Organic Phosphorus | ASTM
D4183(B) | Total Recoverable Organic Phosphorus | ASTM
418.1 | Total Recoverable Petroleum Hydrocarbons | USEPA
420.1 | Total Recoverable Phenolics in Water | USEPA
420.2 | Total Recoverable Phenolics in Water | USEPA
420.3 | Total Recoverable Phenolics in Water | USEPA
420.4 | Total Recoverable Phenolics in Water | USEPA
O3110 | Total Recoverable Phenols in Water | USDOI/USGS
O3106 | Total Recoverable Triazines in Water | USDOI/USGS
16A | Total Reduced Sulfur Emissions in Air | USEPA
16B | Total Reduced Sulfur Emissions in Air | USEPA
1RM-6 | Total Reduced Sulphur (TRS) Compounds | ENV/CANADA
330.1 | Total Residual Chlorine by Titration | USEPA
330.2 | Total Residual Chlorine by Titration | USEPA
330.3 | Total Residual Chlorine by Titration | USEPA
330.4 | Total Residual Chlorine by Titration | USEPA
160.3 | Total Residue | USEPA
2540-B | Total Solids Dried 103-105C in Water | APHA
920.193(A) | Total Solids in Water | AOAC
160.2_M | Total Suspended Solids | USEPA
2540-D | Total Suspended Solids in Water | APHA
C-008-1 | Total Suspended Solids in Water | USEPA
8276 | Total Volatile and Fixed Solids | HACH
9060AM | Total Volatile Organic Carbon | USEPA
8001(1) | Total, Fecal and E. Coli Coliform | HACH
8001(2) | Total, Fecal and E. Coli Coliform | HACH
8001(3) | Total, Fecal and E. Coli Coliform | HACH
8001(A1) | Total, Fecal and E. Coli Coliform | HACH
8001(A2) | Total, Fecal and E. Coli Coliform | HACH
8001(A3) | Total, Fecal and E. Coli Coliform | HACH
8074(A) | Total, Fecal and E. Coli Coliform | HACH
8074(B) | Total, Fecal and E. Coli Coliform | HACH
2540-G | Total, Fixed and Volatile Solids | APHA
D4779 | Total, Organic and Inorganic Carbon | ASTM
O-006-1 | TPH by Headspace GC/PID | USEPA
O-004-1 | TPH in Soil by GC/FID of CH2Cl2 Extracts | USEPA
O-009-1 | TPH in Soil by GC/FID of CH2Cl2 Extracts | USEPA
O-003-1 | TPH in Soil by GC/PID of Methanol Extract | USEPA
O-002-1 | TPH in Soil by IR of Freon Extract | USEPA
AES-0029 | Trace Element Analysis of Water | FISON
1637 | Trace Elements in Water by Chelation Preconcentration and GFAA | USEPA
1640 | Trace Elements in Water by Chelation Preconcentration and ICP/MS | USEPA
1639 | Trace Elements in Water by GFAA | USEPA
1638 | Trace Elements in Water by ICP/MS | USEPA
D3919 | Trace Elements in Water Using GFAA | ASTM
993.14 | Trace Elements in Waters and Wastewaters | AOAC
M-03 | Trace Metals | USDOE/EML
PMD-TLL | Triadimenol by GC/FID | USEPA
PMD-TQA | Triallate by GC/FID | USEPA
4670 | Triazine Herbicides as Atrazine in Water By Quantitative Immunoassay, EPA SW-846 1998 | USEPA
619 | Triazine Pesticides in Wastewater | USEPA
PMD-TBU | Tribenuron Methyl Ester by HPLC | USEPA
5034 | Tributyl Phosphate by GC/FPD | NIOSH
PMD-TRC(GC2) | Trichlorfon by Derivatization and GC/FID | USEPA
PMD-TRC(GC1) | Trichlorfon by GC/FID | USEPA
PMD-TRC(LC) | Trichlorfon by HPLC | USEPA
PMD-TRC(IR) | Trichlorfon by IR Spectroscopy | USEPA
1022 | Trichloroethylene by GC/FID | NIOSH
3701 | Trichloroethylene by portable GC | NIOSH
PMD-TPR | Triclopyr by HPLC | USEPA
PMD-WTY | Triethylene Glycol by GC/TCD | USEPA
PMD-TFM | Triflumizole by HPLC | USEPA
1017 | Trifluorobromomethane by GC/FID | NIOSH
PMD-TSU | Trifluralin by IR Spectroscopy | USEPA
PMD-ACG(LC2) | Triforine by HPLC | USEPA
5710-B | Trihalomethane Formation Potential | APHA
5710-C | Trihalomethane Formation Potential | APHA
5710-D | Trihalomethane Formation Potential | APHA
PART_2 | Trihalomethanes in Drinking Water by GC | USEPA
6232-B | Trihalomethanes in Water by CGC | APHA
6232-D | Trihalomethanes in Water by CGC | APHA
6232-C | Trihalomethanes in Water by CGC/MS | APHA
PART_1 | Trihalomethanes in Water by Purge and Trap | USEPA
5036 | Trimellitic Anhydride by GC/FID | NIOSH
5037 | Triorthocresyl Phosphate GC/FPD | NIOSH
5038 | Triphenyl Phosphate GC/FPD | NIOSH
R1172 | Tritium - Electrolytic, Denver Lab | USDOI/USGS
R1174 | Tritium - Electrolytic, Reston Lab | USDOI/USGS
R1171 | Tritium - Liquid Scintillation, Denver Lab | USDOI/USGS
R1173 | Tritium - Liquid Scintillation, Reston Lab | USDOI/USGS
RP580 | Tritium by Distillation of Waters and Soils | USDOE/ASD
D3442 | Tritium in Atmosphere | ASTM
0010(BT) | Tritium in Biological Tissue | USEPA
906 | Tritium in Drinking Water | USEPA
D4107 | Tritium in Drinking Water | ASTM
H-01 | Tritium in Milk, Soil, Urine and Biota | USEPA
0010(W) | Tritium in Water | USEPA
3H-01 | Tritium in Water | USDOE/EML
3H-02 | Tritium in Water | USDOE/EML
969.48 | Tritium in Water | AOAC
H-02 | Tritium in Water | USEPA
H-03 | Tritium in Water | USEPA
7500-3H(B) | Tritium in Water by Liquid Scintillation | APHA
D2476 | Tritium in Water by Liquid Scintillation | ASTM
8440 | TRPH by Infrared Spectrophotometry | USEPA
7074(INSL) | Tungsten by Flame Atomic Absorption | NIOSH
7074(SOL) | Tungsten by Flame Atomic Absorption | NIOSH
180.1 | Turbidity by Nephelometry | USEPA
2130 | Turbidity in Water | APHA
D1889 | Turbidity of Water | ASTM
1551 | Turpentine by GC/FID | NIOSH
5210-C | Ultimate Biochemical Oxygen Test | APHA
U-04 | Uranium | USDOE/EML
R1182 | Uranium - Alpha Spectroscopy | USDOI/USGS
R1180 | Uranium - Fluorometric | USDOI/USGS
R1181 | Uranium - Fluorometric, Extraction | USDOI/USGS
D3972 | Uranium by Radiochemistry | ASTM
E318 | Uranium in Aqueous Solutions | ASTM
908 | Uranium in Drinking Water | USEPA
908.1 | Uranium in Drinking Water | USEPA
U-01(ASP) | Uranium in Urine | USDOE/EML
U-01(F) | Uranium in Urine | USDOE/EML
D2907(A) | Uranium in Water by Direct Fluorometry | ASTM
D2907(B) | Uranium in Water by Extraction & Fluorometry | ASTM
7500-U-B | Uranium in Water by GPC or Scintillation | APHA
7500-U-C | Uranium in Water by Isotopic Analysis | APHA
D5174 | Uranium in Water by Phosphorimetry | ASTM
U-01 | Uranium-232 Tracer Solution | USEPA
5910-B | UV - Absorbing Organic Compounds | APHA
2536 | Valeraldehyde by GC/FID | NIOSH
286.1 | Vanadium by FLAA | USEPA
286.1_M | Vanadium by FLAA | USEPA
7910 | Vanadium by FLAA | USEPA
286.2 | Vanadium by GFAA | USEPA
286.2_M | Vanadium by GFAA | USEPA
7911 | Vanadium by GFAA | USEPA
I1880 | Vanadium in Water by Colorimetry | USDOI/USGS
I2880 | Vanadium in Water by Colorimetry | USDOI/USGS
3500-V-B | Vanadium in Water by FLAA | APHA
D3373 | Vanadium in Water by GFAA | ASTM
3500-V-C | Vanadium in Water by ICP | APHA
3500-V-D | Vanadium in Water by Spectrophotometry | APHA
7504 | Vanadium Oxides by X-Ray Powder Fraction | NIOSH
25E | Vapor Phase Organic Concentration in Waste | USEPA
D5089 | Velocity of Water,electromagnetic meters | ASTM
PMD-VER(LC) | Vernolate by HPLC | USEPA
PMD-VER(IR) | Vernolate by IR Spectroscopy | USEPA
988.2 | Vibrio cholerae in Oysters | AOAC
1453 | Vinyl Acetate by GC/FID | NIOSH
1009 | Vinyl Bromide by GC/FID | NIOSH
1AP77-A | Vinyl Chloride | ENV/CANADA
107A | Vinyl Chloride - Solvent/Resin | USEPA
107 | Vinyl Chloride - Wastewater | USEPA
1007 | Vinyl Chloride by GC/FID | NIOSH
D4766 | Vinyl Chloride in Atmosphere | ASTM
106 | Vinyl Chloride in Stack Gas | USEPA
1015 | Vinylidene Chloride by GC/FID | NIOSH
975.56 | Virus in Beef (Ground) | AOAC
OP020R | VOA in Solid RMW by Ultrasonic Extract | USDOE/ASD
OP010R | VOAs in High-Level Radioactive Wastes | USDOE/ASD
5021 | VOC Using Equilibrium Headspace Analysis | USEPA
5021A | VOC Using Equilibrium Headspace Analysis Rev1, 6/2003 | ASTM
1671 | VOCs by GC/FID | USEPA
OA-002-1 | VOCs by GC/MS of Cartridges/Cylinders | USEPA
1666 | VOCs by Isotope Dilution GC/MS | USEPA
VA-008-1 | VOCs in Air by Automated Portable GC | USEPA
VA-001-1 | VOCs in Air by GC of Sorbent Tubes | USEPA
VA-003-1 | VOCs in Air by Portable GC/PID | USEPA
VA-005-1 | VOCs in Air by Purge and Trap GC | USEPA
VG-007-1 | VOCs in Air by Thermal Desorption GC | USEPA
VA-007-1 | VOCs in Ambient Air by Direct GC/PID | USEPA
VA-006-1 | VOCs in Ambient Air by Portable GC/PID | USEPA
VG-011-1 | VOCs in Gas by Purge and Trap GC/ELCD/PID | USEPA
SA011 | VOCs in Headspace Gas using SUMMA Canisters | USDOE/ASD
SA010 | VOCs in Headspace Gas with Manifold | USDOE/ASD
VS-002-1 | VOCs in Soil by Automated Headspace GC | USEPA
VS-003-1 | VOCs in Soil by GC/ECD of Extract | USEPA
VS-004-1 | VOCs in Soil by GC/FID of CS2 Extracts | USEPA
VS-005-1 | VOCs in Soil by Headspace GC/PID | USEPA
VS-001-1 | VOCs in Soil by Purge and Trap GC | USEPA
VG-001-1 | VOCs in Soil Gas by Adsorbent Tube | USEPA
VG-009-1 | VOCs in Soil Gas by Direct GC/PID | USEPA
VG-008-1 | VOCs in Soil Gas by GC of Sorbent Tubes | USEPA
VG-010-1(ECD) | VOCs in Soil Gas by Portable GC | USEPA
VG-010-1(PID) | VOCs in Soil Gas by Portable GC | USEPA
VG-006-1 | VOCs in Soil Gas by Purge and Trap GC | USEPA
VW-002-1 | VOCs in Water by Automated Headspace GC | USEPA
VW-003-1 | VOCs in Water by Automated Headspace GC | USEPA
VW-005-1 | VOCs in Water by GC/ECD of Extracts | USEPA
VW-006-1 | VOCs in Water by GC/FID of CS2 Extracts | USEPA
VW-007-1 | VOCs in Water by Headspace GC/PID | USEPA
VW-004-1 | VOCs in Water by Manual Headspace GC | USEPA
VW-001-1 | VOCs in Water by Purge and Trap GC | USEPA
VW-008-1 | VOCs in Water by Purge and Trap GC | USEPA
VW-014-1 | VOCs in Water by Purge and Trap GC | USEPA
VW-013-1 | VOCs in Water/Soil by Headspace GC/FID | USEPA
VW-010-1(S) | VOCs in Water/Soil by Headspace GC/PID | USEPA
VW-010-1(W) | VOCs in Water/Soil by Headspace GC/PID | USEPA
VS-006-1 | VOCs in Water/Soil by Purge and Trap GC | USEPA
VW-011-1 | VOCs in Water/Soil by Purge and Trap GC | USEPA
VW-012-1 | VOCs in Water/Soil by Purge and Trap GC | USEPA
D3695 | Volatile Alcohols in Water by GC | ASTM
D4983 | Volatile Amines in Water | ASTM
6220-B | Volatile Aromatic Organics in Water | APHA
6220-C | Volatile Aromatic Organics in Water | APHA
6220-D | Volatile Aromatic Organics in Water | APHA
6220-E | Volatile Aromatic Organics in Water | APHA
503.1 | Volatile Aromatics in Water by GC | USEPA
6230-B | Volatile Halocarbons in Water by GC | APHA
6230-C | Volatile Halocarbons in Water by GC | APHA
6230-D | Volatile Halocarbons in Water by GC | APHA
6230-E | Volatile Halocarbons in Water by GC/MS | APHA
502.1 | Volatile Halogenated Organics | USEPA
8164 | Volatile Nonfilterable Solids in Water | HACH
TO-1 | Volatile Nonpolar Organics in Air | USEPA
TO-3 | Volatile Nonpolar Organics in Air | USEPA
502.2(ELCD) | Volatile Organic Compounds in Water | USEPA
502.2(PID) | Volatile Organic Compounds in Water | USEPA
25D | Volatile Organic Concentration in Waste | USEPA
5100 | Volatile Organic Concentration in Waste | USEPA
8260B | Volatile Organics by CGC/MS | USEPA
8240B | Volatile Organics by GC/MS | USEPA
TO-14B | Volatile Organics by Portable GC | USEPA
6210-D | Volatile Organics by Purge and Trap CGC | APHA
6210-B | Volatile Organics by Purge and Trap GC | APHA
6210-C | Volatile Organics by Purge and Trap GC | APHA
TO-14 | Volatile Organics in Air by GC | USEPA
MC_VOA(LS) | Volatile Organics in Low Concentration Soils | USEPA
LC_VOA | Volatile Organics in Low Concentration Water | USEPA
MC_VOA(MS) | Volatile Organics in Medium Conc. Soils | USEPA
MC_VOA(W) | Volatile Organics in Multi-Conc. Waters | USEPA
OG015R | Volatile Organics in Radioactive Liquids | USDOE/ASD
OS040(S) | Volatile Organics in Soil | USDOE/ASD
8240B(S) | Volatile Organics in Soil by GC/MS | USEPA
8260A | Volatile Organics in Waste by CGC/MS | USEPA
OS040(W) | Volatile Organics in Water | USDOE/ASD
D2908 | Volatile Organics in Water by GC | ASTM
8240B(W) | Volatile Organics in Water by GC/MS | USEPA
618 | Volatile Pesticides in Water by GC | USEPA
160.4 | Volatile Residue | USEPA
3500-SE(F) | Volatile Selenium in Water | APHA
5031 | Volatiles by Azeotropic Distillation | USEPA
1624(S) | Volatiles by Isotope Dilution - Soil | USEPA
1624(W) | Volatiles by Isotope Dilution - Water | USEPA
5032 | Volatiles by Vacuum Distillation | USEPA
IP-1B | Volatiles in Air - Adsorbent Tubes | USEPA
IP-1A-B | Volatiles in Air - Portable GC/PID | USEPA
IP-1A | Volatiles in Air - SUMMA Canister | USEPA
PMD-WAR | Warfarin and Sulfaquinoxaline by HPLC | USEPA
PMD-WAR(LC) | Warfarin by HPLC | USEPA
5002 | Warfarin by HPLC/UV | NIOSH
PMD-WAR(UV) | Warfarin by UV Spectroscopy | USEPA
C-017-1 | Water Level Measurement in Wells | USEPA
D5413(A) | Water Levels Using Nonrecording Devices | ASTM
D5413(B) | Water Levels Using Recording Devices | ASTM
D5413(C) | Water Levels Using Remote Interrogation | ASTM
I1586 | Water pH | USDOI/USGS
D3857 | Water Velocity in Open Channels | ASTM
D3415 | Waterborne Oils by GC, IRSPEC or FLSPEC | ASTM
D3650 | Waterborne Petroleum Oil by Fluorescence | ASTM
D3328(A) | Waterborne Petroleum Oils by GC | ASTM
D3328(B) | Waterborne Petroleum Oils by GC | ASTM
D5037 | Waterborne Petroleum Oils by HPLC | ASTM
D3414 | Waterborne Petroleum Oils by IR | ASTM
D2332 | Water-formed Deposits by XRF | ASTM
4500-CN(I) | Weak Acid Dissociable Cyanide in Water | APHA
7580 | White Phosphorous by GC | USEPA
D3824(B) | Workplace NOx by Chemiluminescence | ASTM
XENO | Xenobiotic Contaminants in Fish | USEPA
OP040R | ZHE Extraction for TCLP Volatiles | USDOE/ASD
7030 | Zinc and Compounds by FLAA | NIOSH
289.1 | Zinc by FLAA | USEPA
289.1_M | Zinc by FLAA | USEPA
7950 | Zinc by FLAA | USEPA
289.2 | Zinc by GFAA | USEPA
289.2_M | Zinc by GFAA | USEPA
7951 | Zinc by GFAA | USEPA
I1900(S) | Zinc in Bottom Material by FLAA | USDOI/USGS
8009 | Zinc in Water | HACH
D1691(B) | Zinc in Water by Chelation and FLAA | ASTM
3500-ZN(B) | Zinc in Water by FLAA | APHA
D1691(A) | Zinc in Water By FLAA | ASTM
I1900(W) | Zinc in Water by FLAA | USDOI/USGS
I1901 | Zinc in Water by GFAA | USDOI/USGS
3500-ZN(C) | Zinc in Water by ICP | APHA
3500-ZN(D) | Zinc in Water by Spectrophotometry | APHA
3500-ZN(E) | Zinc in Water by Spectrophotometry- Dithizone Method | APHA
3500-ZN(F) | Zinc in Water by Spectrophotometry- Dithizone Method II | APHA
7502 | Zinc Oxide by X-Ray Powder Diffraction | NIOSH
PMD-ZN-T(GC) | Zinc Phosphide by GC/FPD | USEPA
PMD-ZN-T(TITR | Zinc Phosphide by Titration | USEPA
PMD-ZIR | Ziram by UV Spectroscopy | USEPA
10200-G | Zooplankton Counting Techniques | APHA
B2501 | Zooplankton Enumberation- Counting Cell Method | USDOI/USGS
B2520 | Zooplankton- Gravimetric Method for Biomass Determination | USDOI/USGS

## Units of Measure
Result Units |  | Please Consult the WQXWeb Template Dictionary for Explanations of Data Elements
Measure Unit Code | Description | The green colored cells contain the values that should be used in the Data Input worksheets
#/100 gal | Number per 100 gallons
#/100ml | Number per hundred milliliters
#/500 ml | Number per 500 milliters
#/acre | Number per acre
#/cm2 | Number per square centimeter
#/cm3 | Number per cubic centimeter
#/dl | Number per deciliter
#/ft2 | Number per square foot
#/ha | Number per hectare
#/in2 | Number per square inch
#/km2 | Number per square kilometer
#/l | Number per liter
#/m2 | Number per square meter
#/m3 | Number per cubic meter
#/mi2 | Number per square mile
#/ml | Number per milliliter
#/yd2 | Number per square yard
% | Percent
% by vol | Percent by volume
% by wt | Percent by weight
% CaCO3 | Percent calcium carbonate
% Cover | Percent Cover
% sediment | % target/clean sed mix which produces response
0/00 | Parts per thousand
ac | Acres
ac-ft | Acre-feet
ADMI value | American Dye Manufacturers Institute Color Value
amps | Electrical current, amperes
Angst | Angstroms
atm | Pressure, atmospheres
AU | Turbidity, Attenuation Unit
beaufort | wind force (beaufort unit)
BTU | Energy, British Thermal Units
BU | Turbidity, Backscatter Unit
cal | Energy, calories
cfm | Cubic feet per minute
cfs | Cubic feet per second
CFU | Colony Forming Units
cfu/100g | Colony Forming Units per 100 grams
cfu/100ml | Colony Forming Units per 100 Milliliters
cfu/10ml | Colony Forming Units per 10 Milliliters
cm | centimeters
cm/sec | Centimeters per second
cm2 | Square centimeters
cm3 | Cubic centimeters
cm3/hr | Cubic centimeters per hour
cm3/l | cubic centimeters per liter
cm3/min | Cubic centimeters per minute
cm3/sec | Cubic centimeters per second
count | count
d/h/m/s | days/hours/minutes/seconds
days | Days
Deg | Direction or angle, degrees
deg C | Degrees Celsius (Centigrade)
deg F | Degrees Fahrenheit
deg K | Degrees Kelvin
dl | Deciliters
dm | decimeters
dm2 | Square decimeters
dpm/g | decay per minute per gram
drips/min | Drips per minute
drops | Drops
eq/L | equivalents per Liter
FAU | Turbidity, Formazine Attenuation Units
FBU | Turbidity, Formazin Backscatter Unit
fc/ft2 | Light Intensity, foot candles per square foot
fibers/l | Fibers per liter
FNMU | Turbidity, Formazin Nephelometric Multibeam Unit
FNRU | Turbidity, Formazin Nephelometric Ratio Unit
FNU | Turbidity, Formazin Nephelometric Unit
fraction | fraction of sample total
ft | feet
ft-candles | Light Intensity, foot candles
ft-lbs | Energy, foot pounds
ft/day | Feet per day
ft/min | Feet per minute
ft/sec | Feet per second
ft2 | Square feet
ft3 | Cubic feet
ft3/day | Cubic feet per day
ft3/sec | cubic feet per second
FTU | Turbidity, Formazin Turbidity Units
g | grams
g/cm2 | grams per square centimeters
g/cm3 | grams per cubic centimeter
g/day | Grams per day
g/hr | Grams per hour
g/kg | grams per kilogram
g/l | Grams per liter
g/m2 | grams per square meter
g/m2/day | grams per square meter per day
g/m2/hr | grams per square meter per hour
g/m3 | grams per cubic meter
g/m3/day | grams per cubic meter per day
g/m3/hr | grams per cubic meter per hour
g/min | Grams per minute
g/ml | Grams per milliliter
g/sec | Grams per second
gal | Fluid gallons
gal/day | Gallons per day
gal/hr | Gallons per hour
gal/min | Gallons per minute
gal/sec | Gallons per second
gpg | grains per gallon
gpm/ft | Drawdown capacity, gallons per minute per foot
ha | Hectares
hours | Hours
hp | Power, horsepower
Imp gal | Imperial gallons
in | inches
in/day | inches per day
in2 | Square inches
in3 | Cubic inches
inH2O | Pressure, inches of water
inHg | Pressure, inches of mercury
JCU | Light Intensity, Jackson Candle Units
Joules | Energy, Joules
JTU | Turbidity, Jackson Turbidity Units
kcal | Energy, kilocalories
kg | kilograms
kg/m2 | kilograms per square meter
kg/m3 | kilograms per cubic meter
kg/t CaCO3 | Kilograms per Ton calcium carbonate
km | kilometers
km/hr | Kilometers per hour
km/sec | Kilometers per second
km2 | Square kilometers
knots | Nautical miles per hour
kw | Power, kilowatts
l | Liters
l/day | Liters per day
l/hr | liters per hour
l/min | liters per minute
l/sec | liters per second
Langleys | Energy Intensity, Langleys (cal/sq cm)
lb | pounds
lb/acre/yr | pounds per acre per year
lb/day | Pounds per day
lb/ft3 | pounds per cubic foot
lb/hr | Pounds per hour
lb/in | Tension, pounds per inch displacement
lb/min | Pounds per minute
lb/sec | Pounds per second
lm/ft2 | Light Intensity, lumens per square foot
lumens | Light Intensity, lumens
m | meters
m/sec | Meters per second
m/y | month/year
m2 | Square meters
m2/km2 | Square meters per square kilometers
m3 | Cubic meters
m3/hr | Cubic meters per hour
m3/min | Cubic meters per min
m3/sec | Cubic meters per second
meq/L | Milli-equivalents per Liter
metric ton | metric tons
MFL | Million Fibers per Liter fiber size > 10u
mg | milligrams
mg/cm2 | Milligrams per square centimeters
mg/cm3 | milligrams per cubic centimeter
mg/day | Milligrams per day
mg/g | milligrams per gram
mg/hr | Milligrams per hour
mg/kg | milligrams per kilogram
mg/l | milligrams per liter
mg/l CaCO3 | Milligrams per liter calcium carbonate
mg/m2 | milligrams per square meter
mg/m2/day | milligrams per square meter per day
mg/m2/hr | milligrams per square meter per hour
mg/m3 | milligrams per cubic meter
mg/m3/day | milligrams per cubic meter per day
mg/m3/hr | milligrams per cubic meter per hour
mg/min | Milligrams per minute
mg/ml | Milligrams per milliliter
mg/sec | Milligrams per second
mgal/mnth | Millions of gallons per month
mgal/year | Millions of gallons per year
mgd | Millions of gallons per day
mho/cm | Electrical conductivity, mhos per centimeter
mi | miles
mi2 | Square miles
micron | micron
Min | Direction or angle, minutes
minutes | Minutes
ml | Milliliters
ml/l | Milliliters per liter
mm | millimeters
mm2 | Square millimeters
mm3/l | cubic millimeters per liter
mmH2O | Pressure, millimeters of water
mmHg | Pressure, millimeters of mercury
mmhos/cm | Electrical conductivity, millimhos per centimeter
mmol/kg | Millimoles per kilogram
mmol/m2/dy | Millimoles per square meter per day
mmol/m2/hr | Millimoles per square meter per hour
Molal | Molal
Molar | Molar
Mole/l | Moles per liter
months | Months
mosm/kg | milliosmole per kg
mph | Miles per hour
MPN | Most Probable Number
MPN/100g | Most Probable Number per 100 grams
MPN/100ml | Most Probable Number per 100 milliliters
MPN/g | Most Probable Number per gram
mrem/day | millirems per day
mrem/yr | millirems per year
ms | Milliseconds
mS/cm | Milli-Siemens per Centimeter
MT/km2/yr | metric tons per square kilometer per year
mV | Millivolts
mw | Power, megawatts
nCi/L | Nanocuries per liter
ng | nanograms
ng/cm3 | nanograms per cubic centimeter
ng/g | nanograms per gram
ng/kg | nanograms per kilogram
ng/l | nanograms per liter
ng/m2 | nanograms per square meter
ng/m3 | nanograms per cubic meter
ng/ml | nanograms per milliliter
nm | nanometers
nm-1 | inverse nanometers
nmi | nautical miles
nmi2 | Square nautical miles
nmol/g DW/h | nanomoles per gram dry weight per hour
nmol/hr/g | nanomoles per hour per gram
nmol/kg | Nano-moles per Kilogram
None | None
Normal | Normal
NTMU | Turbidity, Nephelometric Turbidity Multibeam Unit
NTRU | Turbidity, Nephelometric Turbidity Ratio Unit
NTU | Turbidity, Nephelometric Turbidity Units
nu | number or gage
oz | ounces
Pascal | Pressure, Pascal units
pCi/g | pico-Curies per gram
pCi/L | pico-Curies per Liter
pCi/m2 | pico-Curies per square meter
pCi/m3 | pico-Curies per cubic meter
pCi/ml | pico-Curies per milliliter
PCU | Platinum Cobalt Units (color)
per m | per meter
pfu/100ml | Plaque Forming Units per 100 Milliliters
pg | picograms
pg/cm3 | picograms per cubic centimeter
pg/g | picograms per gram
pg/kg | picograms per kilogram
pg/l | picograms per liter
pg/m2 | picograms per square meter
pg/m3 | picograms per cubic meter
Plate cnt | Plate Count
ppb | parts per billion
ppm | parts per million
ppt | Parts per trillion
ppth | parts per thousand
psi | Pressure, pounds per square inch
PSS | Practical Salinity Scale
pt | Fluid pints
qt | Fluid quarts
RLU | relative light units
S/m | siemens per meter
Sec | Direction or angle, seconds
seconds | Seconds
T.U. | Tritium Unit
tCaCO3/Kt | Tons of calcium carbonate per kiloton
TON | Threshold Odor Number
tons | short tons
tons/ac ft | Tons per acre feet
tons/day | Tons per day
Torr | Pressure, Torr units(vacuum)
TU | Toxic Units, dividing 100% by the LC50 (% effluent
TUc | Toxic Unit chronic
uE/m2/sec | Photosynth. radiation,micro-Einsteins/sq.meter/sec
ueq/L | Micro-equivalents per Liter
ug | micrograms
ug/cart | microgram per cartridge
ug/cm2 | micrograms per square centimeters
ug/cm2/day | Micrograms per square centimeter per day
ug/cm3 | micrograms per cubic centimeter
ug/g | micrograms per gram
ug/g DW/hr | micrograms per gram dry weight per hour
ug/hr/g | micrograms per hour per gram
ug/kg | micrograms per kilogram
ug/l | micrograms per liter
ug/m2 | micrograms per square meter
ug/m3 | micrograms per cubic meter
um3/cm2 | cubic microns per square cm
um3/l | cubic microns per liter
um3/ml | cubic microns per ml
umho/cm | Electrical conductivity, micro-mhos per centimeter
umol | micro mole
umol/g | micromoles per gram
umol/m2/s | micro moles per square meter per second
umol/S/m2 | micro moles per siemen per square meter
units/cm | Units per centimeter, for UV absorbance
uS/cm | Micro-Siemens per Centimeter
volts | Electro-motive force, volts
Watts | Power, Watts
weeks | Weeks
y/m/d | year/month/day
yd | yards
yd2 | Square yards
yd3 | Cubic yards
years | Years

## Analytical & Collection Methods
Please Consult the Template Data Dictionary for Explanations of Data Elements
You can record any Organization specific Result Analytical Methods or Sample Collection Methods here. You still need to enter this same information into WQXWeb manually using the "Lookup Tables" menu option in WQXWeb, and then clicking the Edit link by the appropriate Method, selecting the appropriate Org ID (Context) and then entering the information. Consult the WQXWeb tutorial for additional information.
Organization Specific Result Analytical and Sample Collection Methods
ID | Organization ID | Name | Description | Qualifier Type
| APHA |  | Phosphorus
4500-N-C | APHA |  | Nitrogen